{"text_format":"1","workbook":"xlsx","n_sheets":46,"sheets":["Summary","SummaryRUL","Checklist","MeasureTable","ProData","Measure_InputOutput","LookupTable","ValidationLists","Supporting Documentation","Presentation","costs","costdataset","finallookup","outputprocessing","baseline","lbls","SavingsData&Analysis","inp","SEEM Calibration","SEEM","SEEMinput","SEEMoutput","setpointschedule_heat","setpointschedule_cool","Qgains_schedule","Wgains_schedule","fanschedule","draw_schedule","Reference","About","ProCost 6th Plan Inputs","Levelized Cost Note","Problems","(QGains)","(Tons) (Furnsize)","(CFMmult) (HPcntrl) (Tcntrl)","(SDLeak)(RDLeak)","(SDRval) (RDRval)","(Rfloor)","(Rextwall)","(Rceiling)","(Uwindow)(SHGC)","(CFM50)","Constants","RTF Guide to SEEM","RTF Prototypes"],"not_rendered":{"charts":20,"images":74,"macros":1,"external_links":1,"defined_names":216,"comments":23,"pivot_tables":0},"unopened":[],"bounds":{"document_bytes":16777216,"sheet_cells":100000,"rows_first":2000,"rows_last":500,"rows_between":2000,"halvings":0,"cell_chars":16384,"cell_head_chars":4096},"cells_cut":0,"cells_raw":0,"read":"whole","date_system":"1900"}

{"sheet":"Summary","index":0,"n_rows":65,"n_cols":9,"rows_kept":65,"cut":false,"hidden":true,"merged":[[29,1,29,3],[30,1,30,3],[32,1,32,3],[52,0,53,0],[28,4,28,5],[28,1,28,3],[29,4,29,5],[40,4,40,5],[41,4,41,5],[39,4,39,5],[30,4,30,5],[32,4,32,5],[36,4,36,5],[37,4,37,5],[33,4,33,5],[35,4,35,5],[6,1,6,3],[15,1,15,3],[27,4,27,5],[26,4,26,5],[21,1,21,3],[22,1,22,3],[21,4,21,5],[22,4,22,5],[13,1,13,3],[14,1,14,3],[20,1,20,3],[27,1,27,3],[26,1,26,3],[0,0,0,2],[2,0,2,3],[18,4,18,5],[23,1,23,3],[23,4,23,5],[18,1,18,3],[7,1,7,3],[9,1,9,3],[10,1,10,3],[8,1,8,3],[11,1,11,3],[12,1,12,3],[19,4,19,5],[20,4,20,5],[4,1,4,3],[19,1,19,3],[64,0,65,0],[64,2,65,2],[47,4,47,5],[47,1,47,3],[44,0,46,0],[52,2,54,2],[52,1,54,1],[51,4,54,4],[51,3,53,3],[51,5,53,5],[64,7,65,7],[64,3,65,3],[64,4,65,5],[42,4,42,5],[38,4,38,5],[44,4,46,5],[43,4,43,5],[43,1,43,3],[39,1,39,3],[42,1,42,3],[41,1,41,3],[38,1,38,3],[40,1,40,3],[51,6,53,6],[51,7,53,7],[51,8,53,8],[31,4,31,5],[31,1,31,3],[37,1,37,3],[34,4,34,5],[36,1,36,3],[33,1,33,3],[34,1,34,3],[35,1,35,3]]}
["Summary of Measure Assessment Methodology and Data Sources"]
[]
["Measure Properties"]
["Market Sector","Residential"]
["Market Segment","Single Family"]
["Measure","HPWH"]
["Measure Specifications","Installation of a Tier 1 or Tier 2 Northern Climate Specification qualified Heat Pump Water Heater (HPWH). Qualifying products must be listed on the Northern Climate Specification's Qualified Products List (QPL), which is available at http://neea.org/northernclimatespec."]
["Baseline","Current Practice"]
["Estimation Method","Unit Energy Savings"]
["Category","Proven"]
["Estimation Procedure","Calibrated Engineering"]
["Sunset Date","2015-04-30"]
["Sunset Factors","RTF to review research plan focused on HVAC interaction factor and measure baseline."]
["Primary Workbook",{"$f":"MID(CELL(\"filename\"),SEARCH(\"[\",CELL(\"filename\"))+1, SEARCH(\"]\",CELL(\"filename\"))-SEARCH(\"[\",CELL(\"filename\"))-1)","v":"HPWH Savings from Setpoint Reduction_12.18.14_v5.xlsm"}]
["Linked Workbooks","HPWH_cops_t-controls.xlsx, heat_exchange_functions.xlsx"]
["Number of Measure Applications",{"$f":"CONCATENATE(COUNTA(LookupTable!A3:A173),\" applications by efficiency tier, install location, HVAC type, ducting (yes/no), and heating zone.\")","v":"57 applications by efficiency tier, install location, HVAC type, ducting (yes/no), and heating zone."}]
[]
["Measure Identifiers"]
["Identifier","Possible Values",null,null,"Further Explanation and Sources"]
["Efficiency Level","Tier 1; Tier 2",null,null,"Tier levels are defined by the NEEA Northern Climate HPWH specification, which is available at http://neea.org/northernclimatespec. Each Northern Climate Specification requires a minimum Energy Factor (EF), minimum sound levels, and a list of other minimum features. For example, Tier 1 units must have a minimum EF of 1.8, while Tier 2 units must have a minimum EF of 2.0."]
["Water Heater Location","Garage; Basement (Unheated); Interior\n\n",null,null,"Basement (Unheated) is defined as an enclosed space which:\na) is adjacent to the thermal boundary of the house, and \nb) has no positive heat supply under thermostatic control. \nThose basements not meeting the unheated definition are classified as interior installations."]
["HVAC Type","Gas furnace no cooling (gfnc); ; gas furnace with cooling (gfac); electric forced air furnace (eFAF); central heat pump or ductless heat pump (HP); zonal electric",null,null,"HVAC Type applies only to the Interior installation location, as the Garage and Basement locations are not subject to HVAC interaction.\n\nHeat pump water heaters extract heat from the space where they are installed. Some of that heat energy is replaced by the heating (or cooling) system."]
["Exhaust Ducting","Ducted; Not ducted",null,null,"Currently, this identifier applies only to Tier 2 units installed in Interior spaces.\n\nDucted units have the capability of rejecting exhaust air to the outside of the building."]
["Climate Zone (Heating)","Heating zones 1, 2, & 3 ",null,null,"Heating zones 1, 2, & 3 are based on the following weightings of SEEM results for 5 cities\nZone 1: Portland 20%  Seattle 50%  Boise 15%  Kalispell  0%  Spokane 15%\nZone 2: Portland  0%  Seattle  0%  Boise  10%  Kalispell  5%  Spokane 85%\nZone 3: Portland  0%  Seattle 0%  Boise  0%  Kalispell  100%  Spokane  0%\nFrom:  ExistingResidentialManufacturedHome_SEEMRuns_02.xlsm"]
[]
["Constant Parameters"]
["Parameter","Possible Values",null,null,"Further Explanation and Sources"]
["Climate Zone (Cooling)","Average PNW Cooling Zone",null,null,"Cooling zones 1, 2, & 3 are based on Council definitions used for 6th Plan: http://www.nwcouncil.org/media/6579/PNWClimateZones_6thPlan.xls.\n\nAdditional cooling provided by HPWH in the cooling months is small and not considered here. Therefore, we assume a regional average cooling climate."]
["Water Heater Setpoint","128 °F",null,null,"Setpoint determined by using the 95% quantile of outlet water temperatures observed in the field. 2014 NEEA DRAFT Report: Heat Pump Water Heater Model Validation Study. \n\nFor more on this parameter, click the link at left to view the relevant section on the \"Supporting Documentation\" page."]
["Inlet Water Temperature/Source","[See \"Supporting Documentation\"]",null,null,"Inlet water temperature varies with climate and is based on observations from field data.\nHZ1 uses city surface water supply (most typical of Western WA & OR)\nHZ2 uses city ground water supply \nHZ3 uses well water supply (most typical of rural water supplies)\n\nSee report:  2014 NEEA DRAFT Report: Heat Pump Water Heater Model Validation Study, Section 4.2 Outlet Water Temperature and Tank Setpoint"]
["Electric Resistance Water Heater Heat Loss Rate","1.64 Btu/hrF",null,null,"See \"baseline\" worksheet\nStarting April 16, 2015, tanks ≤ 55gallons will have an EF requirement of ~0.95. That corresponds to 1.64 Btu/hrF"]
["Heat Pump Water Heater Efficiency Curve","[See \"Supporting Documentation\"]",null,null,"A calibration was performed to align the SEEM HPWH model water heater energy use output with the water heater energy use from the HPWH field study, on average.  In order to align the values, the HPWH performance curves generated in the lab were adjusted.  These are the adjusted (calibrated) curves."]
["People Per Single Family House",{"$f":"'SavingsData&Analysis'!D46","v":2.5697399527186766},null,null,"Average based on RBSA SF database for houses with electric resistance water heaters less than or equal to 55 gallons.\n\nThe 2014 NEEA field study (Heat Pump Water Heater Model Validation Study) had a very similar average occupant value of 2.72."]
["Hot Water Consumption per House, per Day",{"$f":"CONCATENATE(TEXT('Supporting Documentation'!H107,\"0\"),\" gallons\")","v":"40 gallons"},null,null,"Assumed to be the same in the measure case and the baseline.\n\nSee report:  Heat Pump Water Heater Validation Study Section 3.6.3"]
["Hot Water Draw Profiles","[See \"Supporting Documentation\"]",null,null,"Simulations comprise 5 different draw profiles based on 1, 2, 3, 4, and 5+ occupants per house. Results are weighted in proportion to distribution of house sizes in RBSA SF population. Draw profiles are the same in the baseline and measure cases.\n\nSee report:  Heat Pump Water Heater Validation Study Section 4.5 Hot Water Draw Patterns and Appendix F"]
["Garage Air Temperature Profile","[See \"Supporting Documentation\"]",null,null,"Calculated at every hour of the year based on outside air temperature. Derived from field measurements. See report:  Heat Pump Water Heater Validation Study Section 4.3 Ambient Space Temperatures"]
["Basement Air Temperature Profile","[See \"Supporting Documentation\"]",null,null,"Calculated at every hour of the year based on outside air temperature. Derived from field measurements. See report:  Heat Pump Water Heater Validation Study Section 4.3 Ambient Space Temperatures"]
["Interior Installation Location Air Temperature Profile","[See \"Supporting Documentation\"]",null,null,"For interior, recirculating (non-vented) installations, the simulation gradually cools the ambient air temperature as the heat pump runs. Derived from field measurements. See report:  Heat Pump Water Heater Validation Study Section 4.3 Ambient Space Temperatures"]
["House Envelope Characteristics","Ceiling R-38\nWall R-11\nFloor R-25\nWindow U-0.35",null,null,"These are only of minor importance. They only apply when assessing the space heating interaction. Need to settle on some values in order to use the Uo-based \"Phase 1\" calibration adjustment. Judgement suggests a fully retrofit building is reasonable."]
["House Infiltration","7 ACH @ 50Pa",null,null,"Estimate - assumes houses have been air-sealed"]
["Heating/Cooling System Efficiencies","Gas FAF: AFUE 0.90\nHeat Pump: HSPF 8.5\nCentral AC: SEER 13.0\nDuct System - Supply Leak: 6%  , Return Leak:  3%",null,null,"Heat Pump HSPF is RTF's assumed current practice baseline. Gas FAF AFUE is an estimate (professional judgment). Duct leakage is estimated - assumes houses have undergone duct sealing."]
["House Simulation Prototype","2200 sq ft w/ crawl space",null,null,"Prototype house floor areas supplied by RTF. House dimensions are irrelevant to water heater operation."]
["Heating Interaction Factor",0.65,null,null,"The fraction of maximum possible interatction \"seen\" by the HVAC system.  Heat pump water heaters extract heat from the space where they are installed. Some of that heat energy is replaced by the heating (or cooling) system. Some is not. Appllies to both interior (non-ducted) and interor exhaust ducted cases. \n\nMostly professional judgment. See PNNL Lab Homes report. Also see Heat Pump Water Heater Validation Study for general discussion.\n\nSubcommittee settled on a weighted average of 65% based on:\nData: \nRBSA shows that of the electric storage tanks in conditioned location \"main house\" or \"basement\", 36.8% are in the basement and 63.2% are in the main house.\nJudgment: \nBasement HCf range = 25%-75%, so choose 50%;\nMain House HCf range = 50%-100%, so choose 75%."]
["Non-Electric Space Heating Fuel Ratios","[See \"SEEM Calibration\"]",null,null,"Output for installations with a space heating interaction need to account for the presence of non-electric fuel used to generate that heat (both wood and gas sources)\n\nAugust 2014 RTF Meeting \nhttp://rtf.nwcouncil.org/meetings/2014/08/PhaseII_BadBills_RTF_12AUG2014_v2.pptx"]
["Current Practice Market Baseline Tank Sizes","Tank Size","RBSA Observed","Forecast","Based on RBSA SF database for houses with electric resistance water heaters. And updated to a forecast to account for the Federal Standard \"work-around\" fraction.\nSee \"SavingsData&Analysis\" sheet for distribution"]
[null,">= 55 gallon",{"$f":"'SavingsData&Analysis'!C6","v":0.88300000000000001},{"$f":"'SavingsData&Analysis'!C12","v":0.91225000000000001}]
[null,"> 55 gallon",{"$f":"'SavingsData&Analysis'!D6","v":0.11700000000000001},{"$f":"'SavingsData&Analysis'!C13","v":8.7750000000000009E-2}]
["Federal Standard \"work around fraction\"",0.25,null,null,"Some people are expected to \"work around\" the increased Federal Standard and by a smaller tank or two small tanks. This estimate is a professional judgement."]
[]
["Energy Savings Estimation Method, Parameters and Data Sources"]
["Measure Identifiers","Savings Component","Analysis approach","Primary Parameter / Adjustment Factor","Baseline","Baseline Possible Values","Efficient Case Possible Values","Baseline Further Explanation and Sources","Efficient Case Further Explanation and Sources"]
["All","DHW","SEEM's hourly water heater simulation model is used to estimate water heater energy use for the baseline and efficient-case.  Underlying inputs to the model include: , Inlet Water Temperature, Electric Resistance Water Heater Heat Loss Rate, and HPWH Efficiency Curves.    User inputs to the model include: Water Heater Setpoint, Hot Water Draw Profile, Water Heater Performance Level, Exhaust Air Flow Rate, Inlet Water Source, Water Heater Location, Heating Interaction Factor, and Water Heater Tank Size.","Water Heater Performance Level","Current Practice","One baseline consisting of: \n\nElectric Resistance Tank with EF 0.95 (weighted at 91%)\n\nHPWH Tier 1 (see right) \n(weighted at 9%)","Two Efficient Case Values: \n\nTier 1: GE Geospring (weighted at 87%); AO Smith Voltex 60 (weighted at 5%); and AO Smith Voltex 80 (weighted at 8%)\n\nTier 2: AirGenerate ATI (weighted at 100%)","Federal standard (starting April 16, 2015) requires tanks ≤ 55gallons to have an EF of ~0.95 and tanks > 55 gallons to have an EF of ~2.0. See \"Baseline\" worksheet.\n\nSee the Current Practice Market Baseline Tank Sizes for determination of the weightings of the two baselines.\n\nHPWH Tier 1 Tank Weightings are used to estimate the average tank that meets the federal standard for the >55 gallon cases.","Tier 1 and Tier 2 are defined as part of the measure identifiers.\n\nTier 1 tank weightings based on NEEA and BPA dataset of recent program installations.\n\nTier 2 tank weightings based on that being the only Tier 2 tank available (While it's no longer available, its efficiency will serve as an adequate placeholder should a new Tier 2 model become available prior to the sunset date)."]
["Interior Installations - No Venting","Space Heating","The SEEM water heater simulation model directly feeds its internal gains and losses outputs into the SEEM space heating simulation model.  The SEEM space heating simulation model is run using the House Simulation Prototype with the House Envelope Characteristics, House Infiltration, and Heating/Cooling System Efficiencies for both the baseline and efficient-cases.  The SEEM Phase I and Phase II calibration factors are applied to the outputs."]
[]
["Interior Installations - Venting (Ducted)",null,null,"Exhaust Air Flow Rate",null,"0 cfm","200 cfm","Baseline tank does not have exhaust ducting.","NEEA Northern Climate Specification requires that installations with exhaust ducting achieve exhaust airflow of no more than 250 cfm. This analysis assumes a value of 200 cfm."]
[]
["Measure Incremental Costs and Benefits"]
["Measure Identifiers","Cost or Benefit","Analysis Approach","Baseline","Data Sources","Source Type","Year of the Dollars","Uncertainty Estimate"]
["All","Capital Cost - HPWH","Based on NEEA and BPA data from current HPWH programs. HPWH equipment cost is the average reported across each make/model. ","Current Practice","NEEA and BPA HPWH Program cost tracking (see sheet in workbook).\n\nBaseline tank costs obtain via web search\n","Program Tracking Data",2014,"Uncertainty is medium.  \n\nHPWH costs are for a technology new to the market that is still finding it's price point. Costs expected to change in the future.\n\nBaseline equipment cost is for a baseline that doesn't exist yet - standard will go in to effect April 16, 2015. Consequently, market may be adjusting prices after that time. \n"]
["All","Installation Cost - HPWH","Based on NEEA and BPA data from current HPWH programs and DOE Technical Support Document for the 2015 standards improvement. Neither source provides a complete picture so both are used to construct incremental installation costs estimates.","Current Practice","NEEA and BPA HPWH Program cost tracking (see sheet in workbook).  \n\nDepartment of Energy (DOE) Technical Support Document (TSD) for Water Heater Standards.  November 2009\n\nhttp://www.regulations.gov/#!documentDetail;D=EERE-2006-STD-0129-0170","Program Tracking Data","Mix of 2008 and 2014 dollars. Both are clearly provided and indicated in \"costs\" sheet.","Uncertainty is low. \n\nThere are over 1200 installations in the program datasets. Further, installing a water heater is routine. Additionally, DOE TSD estimates reasonably agree with observed field data prices suggesting this is a reasonably well understood problem."]
["Interior Installations","Operational Cost - Supplemental Fuel","\"Phase II\" simulation calibration suggests that both wood and gas supplement electric heating in houses. When the HPWH, install inside the house, increases the heating load, some load is met with supplemental fuel. The cost of gas is set in ProCost. The equivalent cost of wood is provided as a Non-energy cost to ProCost.","Current Practice","Retail cost of electricity from: US Energy Information Administration (EIA), http://www.eia.gov/electricity/monthly/epm_table_grapher.cfm?t=epmt_5_6_a.","DOE / Other Standard Setting Process",2014,"Uncertainty is high.\n\nWood costs are notoriously difficult to determine. "]
[]
["Measure Lifetime"]
["Measure Identifiers",null,"Analysis Approach","Baseline","Data Sources",null,null,"Uncertainty Estimate"]
["All",null,"Reference the DOE TSD - values in that document were determined via \"expert opinion\". ","Current Practice","DOE Technical Support Document for Water Heater Standards. Appendix 8-C Lifetime Distributions. November 2009. http://www.regulations.gov/#!documentDetail;D=EERE-2006-STD-0129-0170",null,null,"Medium"]

{"sheet":"SummaryRUL","index":1,"n_rows":0,"n_cols":0,"rows_kept":0,"cut":false,"hidden":true,"merged":[]}

{"sheet":"Checklist","index":2,"n_rows":83,"n_cols":13,"rows_kept":83,"cut":false,"hidden":true,"merged":[[1,8,1,9],[11,4,11,6],[2,8,2,9],[3,8,3,9],[4,8,4,9],[5,8,5,9],[6,8,6,9],[7,8,7,9]]}
[null,null,null,null,null,null,null,"Measure Assessment Checklist"]
[null,null,null,null,null,null,null,"Sponsor"]
[null,null,null,null,null,null,null,"Market Sector",{"$f":"Summary!B4","v":"Residential"}]
[null,null,null,null,null,null,null,"Market Segment",{"$f":"Summary!B5","v":"Single Family"}]
[null,null,null,null,null,null,null,"Measure",{"$f":"Summary!B6","v":"HPWH"}]
[null,null,null,null,null,null,null,"Estimation Method",{"$f":"Summary!B9","v":"Unit Energy Savings"}]
[null,null,null,null,null,null,null,"Category",{"$f":"Summary!B10","v":"Proven"}]
[null,null,null,null,null,null,null,"Estimation Procedure",{"$f":"Summary!B11","v":"Calibrated Engineering"}]
[null,null,null,null,null,null,null,"Filter List?","Yes"]
[]
[]
[null,null,null,null,"Applicability"]
["ShowMethod","ShowCategory","ShowProcedure","Show","Method","Category","Procedure","Guideline","Condition","Section","Response","Notes","Example / Instructions"]
[{"$f":"IF(AND(E14<>\"all\",E14=CheckListMethod),TRUE,IF(E14=\"All\",TRUE,FALSE))","v":true},{"$f":"IF(AND(F14<>\"all\",F14=CheckListCategory),TRUE,IF(F14=\"All\",TRUE,FALSE))","v":true},{"$f":"IF(AND(G14<>\"all\",G14=CheckListProcedure),TRUE,IF(G14=\"All\",TRUE,FALSE))","v":true},{"$f":"IF(OR(CheckListFilter=\"No\",AND(A14,B14,C14)),TRUE,FALSE)","v":true},"All","All","All","Roadmap","Is measure Specifications Complete"]
[true,true,true,true,"All","All","All","Roadmap",null,"3.1. Measure Identifiers"]
[true,true,true,true,"All","All","All","Roadmap",null,"3.2. Savings Baseline"]
[true,true,true,true,"All","All","All","Roadmap",null,"3.3. Implementation Standards"]
[true,true,true,true,"All","All","All","Roadmap",null,"3.4. Product Standards"]
[true,true,true,true,"Unit Energy Savings","All","All","Roadmap",null,"3.5. Sunset Date"]
[{"$f":"IF(AND(E20<>\"all\",E20=CheckListMethod),TRUE,IF(E20=\"All\",TRUE,FALSE))","v":false},{"$f":"IF(AND(F20<>\"all\",F20=CheckListCategory),TRUE,IF(F20=\"All\",TRUE,FALSE))","v":true},{"$f":"IF(AND(G20<>\"all\",G20=CheckListProcedure),TRUE,IF(G20=\"All\",TRUE,FALSE))","v":true},{"$f":"IF(OR(CheckListFilter=\"No\",AND(A20,B20,C20)),TRUE,FALSE)","v":false},"Standard Protocol","All","All","Roadmap",null,"3.5. Sunset Date"]
[false,true,true,false,"Program Impact Evaluation","All","All","Roadmap",null,"3.5. Sunset Date"]
[true,true,true,true,"All","All","All","Savings","Is research planning complete (NA if measure category not Provisional)"]
[true,false,true,false,"Unit Energy Savings","Provisional","All","Savings",null," 2.6.2. Research on Planning and Provisional Measures"]
[false,false,true,false,"Standard Protocol","Provisional","All","Savings",null," 3.6.2. Research on Provisional Measures"]
[false,false,true,false,"Program Impact Evaluation","Provisional","All","Savings",null," 5.6. Peer Review of Evaluation Research Designs"]
[true,true,true,true,"All","All","All","Savings","Is Calibrated Engineering procedure complete (NA for other procedures)"]
[true,true,true,true,"Unit Energy Savings","All","Calibrated Engineering","Savings",null,"2.3.3.1. Input Parameters"]
[true,true,true,true,"Unit Energy Savings","All","Calibrated Engineering","Savings",null,"2.3.3.2. Model Calibration"]
[true,true,true,true,"Unit Energy Savings","All","Calibrated Engineering","Savings",null,"2.3.3.3. UES Components"]
[true,true,true,true,"Unit Energy Savings","All","Calibrated Engineering","Savings",null,"2.3.3.4. Interactions between Measures"]
[true,true,true,true,"Unit Energy Savings","All","Calibrated Engineering","Savings",null,"2.3.3.5. Heating/Cooling Interactions"]
[true,true,true,true,"All","All","All","Savings","Is savings estimation quality standard satisfied"]
[true,true,false,false,"Unit Energy Savings","Proven","Statistical","Savings",null,"2.4.1. Statistical findings reliable"]
[true,true,false,false,"Unit Energy Savings","Proven","Meta-Statistical","Savings",null,"2.4.1. Statistical findings reliable"]
[true,true,true,true,"Unit Energy Savings","Proven","Calibrated Engineering","Savings",null,"2.4.1. Reliable baseline and efficient-case data available"]
[true,true,true,true,"Unit Energy Savings","Proven","Calibrated Engineering","Savings",null,"2.4.1. Sound analyses"]
[true,true,true,true,"Unit Energy Savings","Proven","Calibrated Engineering","Savings",null,"2.4.1. Models calibrated to baseline and efficient-case"]
[true,false,false,false,"Unit Energy Savings","Provisional","Statistical","Savings",null,"2.4.2. Statistical findings reliable"]
[true,false,false,false,"Unit Energy Savings","Provisional","Meta-Statistical","Savings",null,"2.4.2. Statistical findings reliable"]
[true,false,false,false,"Unit Energy Savings","Provisional","Statistical","Savings",null,"2.4.2. Programs commit to collecting data"]
[true,false,false,false,"Unit Energy Savings","Provisional","Meta-Statistical","Savings",null,"2.4.2. Programs commit to collecting data"]
[{"$f":"IF(AND(E42<>\"all\",E42=CheckListMethod),TRUE,IF(E42=\"All\",TRUE,FALSE))","v":true},{"$f":"IF(AND(F42<>\"all\",F42=CheckListCategory),TRUE,IF(F42=\"All\",TRUE,FALSE))","v":false},{"$f":"IF(AND(G42<>\"all\",G42=CheckListProcedure),TRUE,IF(G42=\"All\",TRUE,FALSE))","v":true},{"$f":"IF(OR(CheckListFilter=\"No\",AND(A42,B42,C42)),TRUE,FALSE)","v":false},"Unit Energy Savings","Provisional","Calibrated Engineering","Savings",null,"2.4.2. Reliable baseline data available"]
[true,false,true,false,"Unit Energy Savings","Provisional","Calibrated Engineering","Savings",null,"2.4.2. Sound analyses"]
[true,false,true,false,"Unit Energy Savings","Provisional","Calibrated Engineering","Savings",null,"2.4.2. Models calibrated to baseline"]
[true,false,true,false,"Unit Energy Savings","Provisional","Calibrated Engineering","Savings",null,"2.4.2. Data collection plan developed"]
[true,false,true,false,"Unit Energy Savings","Provisional","Calibrated Engineering","Savings",null,"2.4.2. Programs commit to collecting data"]
[true,false,true,false,"Unit Energy Savings","Planning","All","Savings",null,"2.4.3. Data collection plan developed"]
[true,false,true,false,"Unit Energy Savings","Planning","All","Savings",null,"2.4.3. Sufficient usefulness and applicability in the region"]
[true,false,true,false,"Unit Energy Savings","Planning","All","Savings",null,"2.4.3. Sound analyses"]
[true,false,true,false,"Unit Energy Savings","Small Saver","All","Savings",null,"2.4.4. Applicable in the region"]
[true,false,true,false,"Unit Energy Savings","Small Saver","All","Savings",null,"2.4.4. Sound analyses"]
[false,false,true,false,"Standard Protocol","Provisional","All","Savings",null,"3.4.1 Best practice data collection defined"]
[false,false,true,false,"Standard Protocol","Provisional","All","Savings",null,"3.4.1 Best practice saving estimation method developed"]
[false,false,true,false,"Standard Protocol","Provisional","All","Savings",null,"3.4.1 Plan for collecting best practice data developed"]
[false,false,true,false,"Standard Protocol","Provisional","All","Savings",null,"3.4.1 Simplified savings estimation method defined"]
[false,true,true,false,"Standard Protocol","Proven","All","Savings",null,"3.4.2 Best practice data collected"]
[false,true,true,false,"Standard Protocol","Proven","All","Savings",null,"3.4.2 Reliability of simplified method proven"]
[false,false,true,false,"Standard Protocol","Small Saver","All","Savings",null,"3.4.3 Applicable in the region"]
[false,false,true,false,"Standard Protocol","Provisional","All","Savings",null,"3.4.3 Sound analyses"]
[false,true,true,false,"Custom","All","All","Savings",null,"4.4 Saving rely on best practical and reliable model"]
[false,true,true,false,"Program Impact Evaluation","All","All","Savings",null,"5. Evaluation conforms to RTF Savings Guidelines"]
[true,true,true,true,"All","All","All","Savings","Is savings documentation/reporting standard satisfied"]
[true,true,true,true,"Unit Energy Savings","All","All","Savings",null,"2.5 Measure Assessment Workbook"]
[false,true,true,false,"Standard Protocol","All","All","Savings",null,"3.5 Measure Assessment Workbook"]
[false,true,true,false,"Standard Protocol","All","All","Savings",null,"3.5.1 Description of data collection and analysis"]
[false,true,true,false,"Standard Protocol","All","All","Savings",null,"3.5.2 Transparent and accessible calculator"]
[false,false,true,false,"Custom","Provisional","All","Savings",null,"4.5.2 Site-specific savings report"]
[false,false,true,false,"Program Impact Evaluation","Provisional","All","Savings",null,"5.5.1 Methodological Transparency"]
[false,false,true,false,"Program Impact Evaluation","Provisional","All","Savings",null,"5.5.2 Comparability"]
[false,false,true,false,"Program Impact Evaluation","Provisional","All","Savings",null,"5.5.3 Access"]
[true,true,true,true,"All","All","All","Cost","Is analysis of costs and benefits complete"]
[true,true,true,true,"All","All","All","Cost",null,"2.3 Best available data sources collected"]
[true,true,true,true,"All","All","All","Cost",null,"2.4 Costs and benefits estimated"]
[{"$f":"IF(AND(E74<>\"all\",E74=CheckListMethod),TRUE,IF(E74=\"All\",TRUE,FALSE))","v":true},{"$f":"IF(AND(F74<>\"all\",F74=CheckListCategory),TRUE,IF(F74=\"All\",TRUE,FALSE))","v":true},{"$f":"IF(AND(G74<>\"all\",G74=CheckListProcedure),TRUE,IF(G74=\"All\",TRUE,FALSE))","v":true},{"$f":"IF(OR(CheckListFilter=\"No\",AND(A74,B74,C74)),TRUE,FALSE)","v":true},"All","All","All","Cost",null,"3. Analysis and references documented"]
[true,true,true,true,"All","All","All","Lifetime","Is analysis of lifetime complete"]
[true,true,true,true,"All","All","All","Lifetime",null,"2.2 Best available data sources collected"]
[true,true,true,true,"All","All","All","Lifetime",null,"2.3.1 Factors Affecting Lifetime identifed"]
[true,true,true,true,"All","All","All","Lifetime",null,"3. Analysis and references documented"]
[true,true,true,true,"All","All","All","Roadmap","Is analysis of cost-effectiveness complete"]
[true,true,true,true,"Unit Energy Savings","All","All","ProCost",null,"ProCost runs"]
[false,true,true,false,"Standard Protocol","All","All","ProCost",null,"ProCost runs"]
[false,true,true,false,"Custom","All","All","Roadmap",null,"Utility cost-effectiveness modeling"]
[false,true,true,false,"Program Impact Evaluation","All","All","Roadmap",null,"Utility cost-effectiveness modeling"]

{"sheet":"MeasureTable","index":3,"n_rows":64,"n_cols":50,"rows_kept":64,"cut":false,"hidden":true,"merged":[[5,0,5,23],[5,24,5,30],[5,31,5,44],[5,45,5,49]]}
[2,{"$f":"A1+1","v":3},{"$f":"B1+1","v":4},null,{"$f":"C1+1","v":5},{"$f":"E1+1","v":6},{"$f":"F1+1","v":7},8,9,10,11,12,13,14,15,16,17,null,null,null,null,{"$f":"Q1+1","v":18},{"$f":"V1+1","v":19},null,null,null,null,null,null,66,68,76,78,79,75,74,70,80,81,null,null,null,null,{"$f":"W1+1","v":20},{"$f":"AR1+1","v":21},{"$f":"AS1+1","v":22},{"$f":"AT1+1","v":23},{"$f":"AU1+1","v":24},{"$f":"AV1+1","v":25}]
[null,null,null,null,null,null,null,null,null,null,null,null,null,null,null,null,null,6,7,8,3,null,null,4,12,11,13,10,14,12,12,12,12,12,12,12,71,12,12,null,82,83,89]
[null,null,null,null,null,null,null,null,null,null,null,null,null,null,null,null,null,null,null,null,null,null,null,null,null,null,null,null,null,null,null,null,null,null,null,null,12]
[null,null,null,null,null,null,null,null,null,null,null,null,null,null,null,null,"# decimals to round to",2,2,2,0,null,null,0,0,3,3,3,3,3,3,3,3,3,3,3,3,3,3,3,1,1,1]
["ID_Sector","ID_Cat","ID_SubCat","ProcostMeasureName","Name","ID_Unit","ID_BldgType","ID_Vintage","ID_other1","ID_other2","Delivery Mechanism or Program","ID_Mechanism","Application","ID_Application","Lost Opportunity","Location","ID_ClimateZone","Incremental Capital Cost ($/unit)","Incremental O&M Costs and Schedule ($/unit)","Present Value of Periodic Capital Replacement Cost ($/unit)","Measure Life (years)","Basis of Savings","ID_Basis","Annual Savings @ Site (kWh/yr)","Annual Savings @ Busbar (kwh/yr)","Bulk Transmission System Coincident Factor","System Coincident Peak Reduction (KW)","Local Distribution System Load Factor","Local Distribution System Peak Load Reduction (kW)","Present Value Electric Energy Savings ($/kWh)","Present Value of Local Transmission & Distribution System Benefit","Present Value Incremental Capital Cost ($/kWh)","Present Value O & M Cost ($/kWh)","Present Value of Periodic Capital Replacement Cost ($/kWh)","Present Value of Region Act's 10% Conservation Credit ($/kWh)","Present Value Non-Electric System Benefits ($/kWh)","Present Value Environmental Externalities Benefit ($/kWh)","Present Value Total Societal Benefits ($/kWh)","Present Value Regional Costs ($/kWh)","Net Present Value of Regional Costs & Benefits ($/kWh)","Regional Benefit / Cost Ratio","Levelized Cost","Carbon OffSet","End-user Benefits","Societal Benefits","Related Programs/Activities","Comments","Credit / Reimbursement ($/unit)","RefNo","Cost Effective?"]
["Measure and Program Data",null,null,null,null,null,null,null,null,null,null,null,null,null,null,null,null,null,null,null,null,null,null,null,"Power System Benefits and Costs",null,null,null,null,null,null,"Total Societal Costs and Benefits",null,null,null,null,null,null,null,null,null,null,null,null,null,"Program Data"]
["Sector","Category","Subcategory","ProCost Full Measure Name","Technology, Measure or Practice","Unit Type","Building Type","Vintage","Other 1","Other 2","Delivery Mechanism or Program","ID_Mechanism","Application","ID_Application","Lost Opportunity?","Location","ID_ClimateZone","Incremental Capital Cost ($/unit)","Incremental O&M Costs ($/unit)","Present Value of Periodic Capital Replacement Cost ($/unit)","Measure Life (years)","Basis of Savings","ID_Basis","Annual Savings @ Site (kwh/yr)","Annual Savings @ Generator Busbar (kwh/yr)","Power System Transmission System Coincident Factor","Power System Coincident Peak Reduction (KW)","Distribution System Diversified Load Factor","Distribution System Peak Load Reduction (kW)","Present Value Electric Energy Savings ($/kWh)","Present Value of Transmission & Distribution System Benefits ($/kWh)","Present Value Incremental Capital Cost ($/kWh)","Present Value O & M Cost ($/kWh)","Present Value of Periodic Capital Replacement Cost ($/kWh)","Present Value of Region Act's 10% Conservation Credit ($/kWh)","Present Value Non-Electric System Benefits ($/kWh)","Present Value Carbon Dioxide Reduction Benefits ($/kWh)","Present Value Total Societal Benefits ($/kWh)","Present Value Total Societal Costs ($/kWh)","Net Present Value Societal Cost & Benefits ($/kWh) ","Total Societal Benefit / Cost Ratio (TRC B/C Ratio)","Levelized Cost (mills/kWh)","C02 Reduction (tons over expected measure life)","End-user Benefits","Societal Benefits","Related Programs/Activities","Comments","Credit / Reimbursement ($/unit)","Reference Number","Cost-Effective"]
[{"$f":"VLOOKUP($D8,LookupTable,A$1,0)","v":"Residential"},{"$f":"VLOOKUP($D8,LookupTable,B$1,0)","v":"Water Heating"},{"$f":"VLOOKUP($D8,LookupTable,C$1,0)","v":"Efficient Tanks"},{"$f":"LookupTable!A3","v":"Tier1_garage_HZ1"},{"$f":"VLOOKUP($D8,LookupTable,E$1,0)","v":"Heat Pump Water Heater"},0,"Single Family","New and Existing Construction","Complies with Tier1 of NEEA's Northern Climate HPWH Specification",0,"Manufacturer, Dealer or Consumer Rebate and Direct Installations. ",null,"Unit installed in an unheated buffer location.",0,"Yes","HZ1",0,{"$f":"ROUND(VLOOKUP($D8,INDIRECT(OutputRange),R$2,0),R$4)","v":654.54999999999995},0,0,13,{"$f":"VLOOKUP($D8,LookupTable,V$1,0)","v":"UES"},0,{"$f":"ROUND(VLOOKUP($D8,INDIRECT(OutputRange),X$2,0),X$4)","v":1016},1108,0.317,0.14000000000000001,0.28599999999999998,0.442,{"$f":"ROUND(VLOOKUP($D8,INDIRECT(OutputRange),AD$1,0)/VLOOKUP($D8,INDIRECT(OutputRange),AD$2,0),AD$4)","v":0.55300000000000005},9.5000000000000001E-2,0.63200000000000001,0,0,0.109,0,{"$f":"ROUND((VLOOKUP($D8,INDIRECT(OutputRange),AK$1,0)+VLOOKUP($D8,INDIRECT(OutputRange),AK$2,0))/VLOOKUP($D8,INDIRECT(OutputRange),AK$3,0),AK$4)","v":0},{"$f":"ROUND(VLOOKUP($D8,INDIRECT(OutputRange),AL$1,0)/VLOOKUP($D8,INDIRECT(OutputRange),AL$2,0),AL$4)","v":1.204},0.75,{"$f":"AL8-AM8","v":0.45399999999999996},{"$f":"ROUND(ROUND(VLOOKUP($D8,INDIRECT(OutputRange),AO$2,0),1),AO$4)","v":1.6},9.5,0.4,{"$f":"VLOOKUP($D8,LookupTable,AR$1,0)","v":"Tier1_garage_HZ1ResidentialWater HeatingEfficient TanksHeat Pump Water HeaterSingle FamilyNew and Existing ConstructionComplies with Tier1 of NEEA's Northern Climate HPWH SpecificationManufacturer, Dealer or Consumer Rebate and Direct Installations. Unit installed in an unheated buffer location.YesHZ1UES"},0,{"$f":"VLOOKUP($D8,LookupTable,AT$1,0)","v":0},0,{"$f":"IF($AO8>=1,(VLOOKUP($D8,LookupTable,AV$1,0)),0)","v":0},{"$f":"VLOOKUP($D8,LookupTable,AW$1,0)","v":0},{"$f":"IF(AO8>=1,\"Yes\",\"No\")","v":"Yes"}]
["Residential","Water Heating","Efficient Tanks",{"$f":"LookupTable!A4","v":"Tier1_garage_HZ2"},"Heat Pump Water Heater",0,"Single Family","New and Existing Construction","Complies with Tier1 of NEEA's Northern Climate HPWH Specification",0,"Manufacturer, Dealer or Consumer Rebate and Direct Installations. ",null,"Unit installed in an unheated buffer location.",0,"Yes","HZ2",0,654.54999999999995,0,0,13,"UES",0,847,923,0.317,0.11700000000000001,0.28599999999999998,0.36899999999999999,0.55300000000000005,9.5000000000000001E-2,0.75900000000000001,0,0,0.109,0,0,1.204,0.9,{"$f":"AL9-AM9","v":0.30399999999999994},1.3,24,0.3,"Tier1_garage_HZ2ResidentialWater HeatingEfficient TanksHeat Pump Water HeaterSingle FamilyNew and Existing ConstructionComplies with Tier1 of NEEA's Northern Climate HPWH SpecificationManufacturer, Dealer or Consumer Rebate and Direct Installations. Unit installed in an unheated buffer location.YesHZ2UES",false,0,0,0,0,{"$f":"IF(AO9>=1,\"Yes\",\"No\")","v":"Yes"}]
["Residential","Water Heating","Efficient Tanks",{"$f":"LookupTable!A5","v":"Tier1_garage_HZ3"},"Heat Pump Water Heater",0,"Single Family","New and Existing Construction","Complies with Tier1 of NEEA's Northern Climate HPWH Specification",0,"Manufacturer, Dealer or Consumer Rebate and Direct Installations. ",null,"Unit installed in an unheated buffer location.",0,"Yes","HZ3",0,654.54999999999995,0,0,13,"UES",0,708,772,0.317,9.8000000000000004E-2,0.28599999999999998,0.308,0.55300000000000005,9.5000000000000001E-2,0.90700000000000003,0,0,0.109,0,0,1.204,1.077,0.127,1.1000000000000001,41,0.3,"Tier1_garage_HZ3ResidentialWater HeatingEfficient TanksHeat Pump Water HeaterSingle FamilyNew and Existing ConstructionComplies with Tier1 of NEEA's Northern Climate HPWH SpecificationManufacturer, Dealer or Consumer Rebate and Direct Installations. Unit installed in an unheated buffer location.YesHZ3UES",false,0,0,0,0,"Yes"]
["Residential","Water Heating","Efficient Tanks",{"$f":"LookupTable!A6","v":"Tier1_basmnt_HZ1"},"Heat Pump Water Heater",0,"Single Family","New and Existing Construction","Complies with Tier1 of NEEA's Northern Climate HPWH Specification",0,"Manufacturer, Dealer or Consumer Rebate and Direct Installations. ",null,"Unit installed in an unheated buffer location.",0,"Yes","HZ1",0,654.54999999999995,0,0,13,"UES",0,1116,1217,0.317,0.154,0.28599999999999998,0.48599999999999999,0.55300000000000005,9.5000000000000001E-2,0.57499999999999996,0,0,0.109,0,0,1.204,0.68300000000000005,0.52099999999999991,1.8,3.1,0.5,"Tier1_basmnt_HZ1ResidentialWater HeatingEfficient TanksHeat Pump Water HeaterSingle FamilyNew and Existing ConstructionComplies with Tier1 of NEEA's Northern Climate HPWH SpecificationManufacturer, Dealer or Consumer Rebate and Direct Installations. Unit installed in an unheated buffer location.YesHZ1UES",false,0,0,0,0,"Yes"]
["Residential","Water Heating","Efficient Tanks",{"$f":"LookupTable!A7","v":"Tier1_basmnt_HZ2"},"Heat Pump Water Heater",0,"Single Family","New and Existing Construction","Complies with Tier1 of NEEA's Northern Climate HPWH Specification",0,"Manufacturer, Dealer or Consumer Rebate and Direct Installations. ",null,"Unit installed in an unheated buffer location.",0,"Yes","HZ2",0,654.54999999999995,0,0,13,"UES",0,1155,1259,0.317,0.159,0.28599999999999998,0.503,0.55300000000000005,9.5000000000000001E-2,0.55600000000000005,0,0,0.109,0,0,1.204,0.66,0.54399999999999993,1.8,0.9,0.5,"Tier1_basmnt_HZ2ResidentialWater HeatingEfficient TanksHeat Pump Water HeaterSingle FamilyNew and Existing ConstructionComplies with Tier1 of NEEA's Northern Climate HPWH SpecificationManufacturer, Dealer or Consumer Rebate and Direct Installations. Unit installed in an unheated buffer location.YesHZ2UES",false,0,0,0,0,"Yes"]
["Residential","Water Heating","Efficient Tanks",{"$f":"LookupTable!A8","v":"Tier1_basmnt_HZ3"},"Heat Pump Water Heater",0,"Single Family","New and Existing Construction","Complies with Tier1 of NEEA's Northern Climate HPWH Specification",0,"Manufacturer, Dealer or Consumer Rebate and Direct Installations. ",null,"Unit installed in an unheated buffer location.",0,"Yes","HZ3",0,654.54999999999995,0,0,13,"UES",0,1161,1266,0.317,0.16,0.28599999999999998,0.505,0.55300000000000005,9.5000000000000001E-2,0.55400000000000005,0,0,0.109,0,0,1.204,0.65700000000000003,0.54699999999999993,1.8,0.6,0.5,"Tier1_basmnt_HZ3ResidentialWater HeatingEfficient TanksHeat Pump Water HeaterSingle FamilyNew and Existing ConstructionComplies with Tier1 of NEEA's Northern Climate HPWH SpecificationManufacturer, Dealer or Consumer Rebate and Direct Installations. Unit installed in an unheated buffer location.YesHZ3UES",false,0,0,0,0,"Yes"]
["Residential","Water Heating","Efficient Tanks",{"$f":"LookupTable!A9","v":"Tier1_indor2_HZ1_gfnc"},"Heat Pump Water Heater",0,"Single Family","New and Existing Construction","Complies with Tier1 of NEEA's Northern Climate HPWH Specification",0,"Manufacturer, Dealer or Consumer Rebate and Direct Installations. ",null,"Unit installed inside conditioned space.  Primary house space heating system fueled by gas.",0,"Yes","HZ1",0,654.54999999999995,0,0,13,"UES",0,1231,1342,0.316,0.16800000000000001,0.28699999999999998,0.53300000000000003,0.55300000000000005,9.5000000000000001E-2,0.52200000000000002,0,0,0.109,-0.11700000000000001,0,0.98599999999999999,0.61899999999999999,0.36699999999999999,1.4,17.899999999999999,0.4,"Tier1_indor2_HZ1_gfncResidentialWater HeatingEfficient TanksHeat Pump Water HeaterSingle FamilyNew and Existing ConstructionComplies with Tier1 of NEEA's Northern Climate HPWH SpecificationManufacturer, Dealer or Consumer Rebate and Direct Installations. Unit installed inside conditioned space.  Primary house space heating system fueled by gas.YesHZ1UES",false,0,0,0,0,"Yes"]
["Residential","Water Heating","Efficient Tanks",{"$f":"LookupTable!A10","v":"Tier1_indor2_HZ1_gfac"},"Heat Pump Water Heater",0,"Single Family","New and Existing Construction","Complies with Tier1 of NEEA's Northern Climate HPWH Specification",0,"Manufacturer, Dealer or Consumer Rebate and Direct Installations. ",null,"Unit installed inside conditioned space.  Primary house space heating system fueled by gas.",0,"Yes","HZ1",0,654.54999999999995,0,0,13,"UES",0,1246,1359,0.309,0.16600000000000001,0.28399999999999997,0.54800000000000004,0.55200000000000005,9.6000000000000002E-2,0.51500000000000001,0,0,0.109,-0.11700000000000001,0,0.98799999999999999,0.61199999999999999,0.376,1.5,16.899999999999999,0.4,"Tier1_indor2_HZ1_gfacResidentialWater HeatingEfficient TanksHeat Pump Water HeaterSingle FamilyNew and Existing ConstructionComplies with Tier1 of NEEA's Northern Climate HPWH SpecificationManufacturer, Dealer or Consumer Rebate and Direct Installations. Unit installed inside conditioned space.  Primary house space heating system fueled by gas.YesHZ1UES",false,0,0,0,0,"Yes"]
["Residential","Water Heating","Efficient Tanks",{"$f":"LookupTable!A11","v":"Tier1_indor2_HZ1_efaf"},"Heat Pump Water Heater",0,"Single Family","New and Existing Construction","Complies with Tier1 of NEEA's Northern Climate HPWH Specification",0,"Manufacturer, Dealer or Consumer Rebate and Direct Installations. ",null,"Unit installed inside conditioned space.  Electric FAF primary space heating system.",0,"Yes","HZ1",0,654.54999999999995,0,0,13,"UES",0,892,973,0.29499999999999998,8.6999999999999994E-2,0.32200000000000001,0.316,0.54800000000000004,7.6999999999999999E-2,0.72,0,0,0.107,-0.114,0,1.0589999999999999,0.85399999999999998,0.20499999999999996,1.2,33.1,0.4,"Tier1_indor2_HZ1_efafResidentialWater HeatingEfficient TanksHeat Pump Water HeaterSingle FamilyNew and Existing ConstructionComplies with Tier1 of NEEA's Northern Climate HPWH SpecificationManufacturer, Dealer or Consumer Rebate and Direct Installations. Unit installed inside conditioned space.  Electric FAF primary space heating system.YesHZ1UES",false,0,0,0,0,"Yes"]
["Residential","Water Heating","Efficient Tanks",{"$f":"LookupTable!A12","v":"Tier1_indor2_HZ1_hp85"},"Heat Pump Water Heater",0,"Single Family","New and Existing Construction","Complies with Tier1 of NEEA's Northern Climate HPWH Specification",0,"Manufacturer, Dealer or Consumer Rebate and Direct Installations. ",null,"Unit installed inside conditioned space.  Heat Pump or Ductless Heat Pump primary space heating system.",0,"Yes","HZ1",0,654.54999999999995,0,0,13,"UES",0,1089,1187,0.30199999999999999,0.122,0.30299999999999999,0.42199999999999999,0.55000000000000004,8.5000000000000006E-2,0.59,0,0,0.108,-4.5999999999999999E-2,0,1.141,0.7,{"$f":"AL17-AM17","v":0.44100000000000006},1.6,10.5,0.4,"Tier1_indor2_HZ1_hp85ResidentialWater HeatingEfficient TanksHeat Pump Water HeaterSingle FamilyNew and Existing ConstructionComplies with Tier1 of NEEA's Northern Climate HPWH SpecificationManufacturer, Dealer or Consumer Rebate and Direct Installations. Unit installed inside conditioned space.  Heat Pump primary space heating system.YesHZ1UES",false,0,0,0,0,{"$f":"IF(AO17>=1,\"Yes\",\"No\")","v":"Yes"}]
["Residential","Water Heating","Efficient Tanks",{"$f":"LookupTable!A13","v":"Tier1_indor2_HZ1_zonl"},"Heat Pump Water Heater",0,"Single Family","New and Existing Construction","Complies with Tier1 of NEEA's Northern Climate HPWH Specification",0,"Manufacturer, Dealer or Consumer Rebate and Direct Installations. ",null,"Unit installed inside conditioned space.  Zonal electric primary space heating system.",0,"Yes","HZ1",0,654.54999999999995,0,0,13,"UES",0,930,1014,0.26500000000000001,9.4E-2,0.30199999999999999,0.377,0.55100000000000005,8.8999999999999996E-2,0.69099999999999995,0,0,0.109,-9.8000000000000004E-2,0,1.0920000000000001,0.82,0.27200000000000013,1.3,26.9,0.4,"Tier1_indor2_HZ1_zonlResidentialWater HeatingEfficient TanksHeat Pump Water HeaterSingle FamilyNew and Existing ConstructionComplies with Tier1 of NEEA's Northern Climate HPWH SpecificationManufacturer, Dealer or Consumer Rebate and Direct Installations. Unit installed inside conditioned space.  Zonal electric primary space heating system.YesHZ1UES",false,0,0,0,0,"Yes"]
["Residential","Water Heating","Efficient Tanks",{"$f":"LookupTable!A14","v":"Tier1_indor2_HZ2_gfnc"},"Heat Pump Water Heater",0,"Single Family","New and Existing Construction","Complies with Tier1 of NEEA's Northern Climate HPWH Specification",0,"Manufacturer, Dealer or Consumer Rebate and Direct Installations. ",null,"Unit installed inside conditioned space.  Primary house space heating system fueled by gas.",0,"Yes","HZ2",0,654.54999999999995,0,0,13,"UES",0,1297,1415,0.316,0.17799999999999999,0.28699999999999998,0.56200000000000006,0.55300000000000005,9.5000000000000001E-2,0.495,0,0,0.109,-0.10199999999999999,0,1.016,0.58799999999999997,0.42800000000000005,1.6,11.9,0.4,"Tier1_indor2_HZ2_gfncResidentialWater HeatingEfficient TanksHeat Pump Water HeaterSingle FamilyNew and Existing ConstructionComplies with Tier1 of NEEA's Northern Climate HPWH SpecificationManufacturer, Dealer or Consumer Rebate and Direct Installations. Unit installed inside conditioned space.  Primary house space heating system fueled by gas.YesHZ2UES",false,0,0,0,0,"Yes"]
["Residential","Water Heating","Efficient Tanks",{"$f":"LookupTable!A15","v":"Tier1_indor2_HZ2_gfac"},"Heat Pump Water Heater",0,"Single Family","New and Existing Construction","Complies with Tier1 of NEEA's Northern Climate HPWH Specification",0,"Manufacturer, Dealer or Consumer Rebate and Direct Installations. ",null,"Unit installed inside conditioned space.  Primary house space heating system fueled by gas.",0,"Yes","HZ2",0,654.54999999999995,0,0,13,"UES",0,1310,1429,0.308,0.17499999999999999,0.28399999999999997,0.57699999999999996,0.55200000000000005,9.6000000000000002E-2,0.49,0,0,0.109,-0.10199999999999999,0,1.0169999999999999,0.58199999999999996,0.43499999999999994,1.6,11.2,0.4,"Tier1_indor2_HZ2_gfacResidentialWater HeatingEfficient TanksHeat Pump Water HeaterSingle FamilyNew and Existing ConstructionComplies with Tier1 of NEEA's Northern Climate HPWH SpecificationManufacturer, Dealer or Consumer Rebate and Direct Installations. Unit installed inside conditioned space.  Primary house space heating system fueled by gas.YesHZ2UES",false,0,0,0,0,"Yes"]
["Residential","Water Heating","Efficient Tanks",{"$f":"LookupTable!A16","v":"Tier1_indor2_HZ2_efaf"},"Heat Pump Water Heater",0,"Single Family","New and Existing Construction","Complies with Tier1 of NEEA's Northern Climate HPWH Specification",0,"Manufacturer, Dealer or Consumer Rebate and Direct Installations. ",null,"Unit installed inside conditioned space.  Electric FAF primary space heating system.",0,"Yes","HZ2",0,654.54999999999995,0,0,13,"UES",0,982,1071,0.29799999999999999,0.10199999999999999,0.317,0.36,0.54700000000000004,0.08,0.65400000000000003,0,0,0.107,-9.5000000000000001E-2,0,1.0840000000000001,0.77600000000000002,0.30800000000000005,1.4,23,0.4,"Tier1_indor2_HZ2_efafResidentialWater HeatingEfficient TanksHeat Pump Water HeaterSingle FamilyNew and Existing ConstructionComplies with Tier1 of NEEA's Northern Climate HPWH SpecificationManufacturer, Dealer or Consumer Rebate and Direct Installations. Unit installed inside conditioned space.  Electric FAF primary space heating system.YesHZ2UES",false,0,0,0,0,"Yes"]
["Residential","Water Heating","Efficient Tanks",{"$f":"LookupTable!A17","v":"Tier1_indor2_HZ2_hp85"},"Heat Pump Water Heater",0,"Single Family","New and Existing Construction","Complies with Tier1 of NEEA's Northern Climate HPWH Specification",0,"Manufacturer, Dealer or Consumer Rebate and Direct Installations. ",null,"Unit installed inside conditioned space.  Heat Pump or Ductless Heat Pump primary space heating system.",0,"Yes","HZ2",0,654.54999999999995,0,0,13,"UES",0,1114,1214,0.3,0.11899999999999999,0.307,0.42,0.55200000000000005,8.3000000000000004E-2,0.57699999999999996,0,0,0.108,-5.3999999999999999E-2,0,1.1339999999999999,0.68500000000000005,0.44899999999999984,1.6,9.9,0.4,"Tier1_indor2_HZ2_hp85ResidentialWater HeatingEfficient TanksHeat Pump Water HeaterSingle FamilyNew and Existing ConstructionComplies with Tier1 of NEEA's Northern Climate HPWH SpecificationManufacturer, Dealer or Consumer Rebate and Direct Installations. Unit installed inside conditioned space.  Heat Pump primary space heating system.YesHZ2UES",false,0,0,0,0,"Yes"]
["Residential","Water Heating","Efficient Tanks",{"$f":"LookupTable!A18","v":"Tier1_indor2_HZ2_zonl"},"Heat Pump Water Heater",0,"Single Family","New and Existing Construction","Complies with Tier1 of NEEA's Northern Climate HPWH Specification",0,"Manufacturer, Dealer or Consumer Rebate and Direct Installations. ",null,"Unit installed inside conditioned space.  Zonal electric primary space heating system.",0,"Yes","HZ2",0,654.54999999999995,0,0,13,"UES",0,1018,1110,0.27300000000000002,0.109,0.3,0.41799999999999998,0.55000000000000004,0.09,0.63100000000000001,0,0,0.109,-8.2000000000000003E-2,0,1.1120000000000001,0.749,0.3630000000000001,1.4,18,0.4,"Tier1_indor2_HZ2_zonlResidentialWater HeatingEfficient TanksHeat Pump Water HeaterSingle FamilyNew and Existing ConstructionComplies with Tier1 of NEEA's Northern Climate HPWH SpecificationManufacturer, Dealer or Consumer Rebate and Direct Installations. Unit installed inside conditioned space.  Zonal electric primary space heating system.YesHZ2UES",false,0,0,0,0,"Yes"]
[{"$f":"VLOOKUP($D24,LookupTable,A$1,0)","v":"Residential"},"Water Heating","Efficient Tanks",{"$f":"LookupTable!A19","v":"Tier1_indor2_HZ3_gfnc"},{"$f":"VLOOKUP($D24,LookupTable,E$1,0)","v":"Heat Pump Water Heater"},0,"Single Family","New and Existing Construction","Complies with Tier1 of NEEA's Northern Climate HPWH Specification",0,"Manufacturer, Dealer or Consumer Rebate and Direct Installations. ",null,"Unit installed inside conditioned space.  Primary house space heating system fueled by gas.",0,"Yes","HZ3",0,{"$f":"ROUND(VLOOKUP($D24,INDIRECT(OutputRange),R$2,0),R$4)","v":654.54999999999995},0,0,13,{"$f":"VLOOKUP($D24,LookupTable,V$1,0)","v":"UES"},0,{"$f":"ROUND(VLOOKUP($D24,INDIRECT(OutputRange),X$2,0),X$4)","v":1328},1449,0.316,0.182,0.28699999999999998,0.57599999999999996,{"$f":"ROUND(VLOOKUP($D24,INDIRECT(OutputRange),AD$1,0)/VLOOKUP($D24,INDIRECT(OutputRange),AD$2,0),AD$4)","v":0.55300000000000005},9.5000000000000001E-2,0.48399999999999999,0,0,0.109,-9.1999999999999998E-2,0,{"$f":"ROUND(VLOOKUP($D24,INDIRECT(OutputRange),AL$1,0)/VLOOKUP($D24,INDIRECT(OutputRange),AL$2,0),AL$4)","v":1.036},0.57399999999999995,0.46200000000000008,{"$f":"ROUND(ROUND(VLOOKUP($D24,INDIRECT(OutputRange),AO$2,0),1),AO$4)","v":1.6},8.8000000000000007,0.4,{"$f":"VLOOKUP($D24,LookupTable,AR$1,0)","v":"Tier1_indor2_HZ3_gfncResidentialWater HeatingEfficient TanksHeat Pump Water HeaterSingle FamilyNew and Existing ConstructionComplies with Tier1 of NEEA's Northern Climate HPWH SpecificationManufacturer, Dealer or Consumer Rebate and Direct Installations. Unit installed inside conditioned space.  Primary house space heating system fueled by gas.YesHZ3UES"},false,0,0,0,0,"Yes"]
["Residential","Water Heating","Efficient Tanks",{"$f":"LookupTable!A20","v":"Tier1_indor2_HZ3_gfac"},"Heat Pump Water Heater",0,"Single Family","New and Existing Construction","Complies with Tier1 of NEEA's Northern Climate HPWH Specification",0,"Manufacturer, Dealer or Consumer Rebate and Direct Installations. ",null,"Unit installed inside conditioned space.  Primary house space heating system fueled by gas.",0,"Yes","HZ3",0,654.54999999999995,0,0,13,"UES",0,1349,1472,0.308,0.18,0.28399999999999997,0.59499999999999997,0.55200000000000005,9.7000000000000003E-2,0.47599999999999998,0,0,0.109,-9.1999999999999998E-2,0,1.0369999999999999,0.56499999999999995,0.47199999999999998,1.6,7.7,0.4,"Tier1_indor2_HZ3_gfacResidentialWater HeatingEfficient TanksHeat Pump Water HeaterSingle FamilyNew and Existing ConstructionComplies with Tier1 of NEEA's Northern Climate HPWH SpecificationManufacturer, Dealer or Consumer Rebate and Direct Installations. Unit installed inside conditioned space.  Primary house space heating system fueled by gas.YesHZ3UES",false,0,0,0,0,"Yes"]
["Residential","Water Heating","Efficient Tanks",{"$f":"LookupTable!A21","v":"Tier1_indor2_HZ3_efaf"},"Heat Pump Water Heater",0,"Single Family","New and Existing Construction","Complies with Tier1 of NEEA's Northern Climate HPWH Specification",0,"Manufacturer, Dealer or Consumer Rebate and Direct Installations. ",null,"Unit installed inside conditioned space.  Electric FAF primary space heating system.",0,"Yes","HZ3",0,654.54999999999995,0,0,13,"UES",0,1040,1134,0.30099999999999999,0.113,0.313,0.39,0.54600000000000004,8.2000000000000003E-2,0.61799999999999999,0,0,0.107,-8.2000000000000003E-2,0,1.0980000000000001,0.73299999999999998,0.3650000000000001,1.4,17.399999999999999,0.4,"Tier1_indor2_HZ3_efafResidentialWater HeatingEfficient TanksHeat Pump Water HeaterSingle FamilyNew and Existing ConstructionComplies with Tier1 of NEEA's Northern Climate HPWH SpecificationManufacturer, Dealer or Consumer Rebate and Direct Installations. Unit installed inside conditioned space.  Electric FAF primary space heating system.YesHZ3UES",false,0,0,0,0,"Yes"]
["Residential","Water Heating","Efficient Tanks",{"$f":"LookupTable!A22","v":"Tier1_indor2_HZ3_hp85"},"Heat Pump Water Heater",0,"Single Family","New and Existing Construction","Complies with Tier1 of NEEA's Northern Climate HPWH Specification",0,"Manufacturer, Dealer or Consumer Rebate and Direct Installations. ",null,"Unit installed inside conditioned space.  Heat Pump or Ductless Heat Pump primary space heating system.",0,"Yes","HZ3",0,654.54999999999995,0,0,13,"UES",0,1143,1247,0.3,0.122,0.307,0.43099999999999999,0.55000000000000004,8.3000000000000004E-2,0.56200000000000006,0,0,0.108,-5.3999999999999999E-2,0,1.1319999999999999,0.66700000000000004,0.46499999999999986,1.6,8.1999999999999993,0.5,"Tier1_indor2_HZ3_hp85ResidentialWater HeatingEfficient TanksHeat Pump Water HeaterSingle FamilyNew and Existing ConstructionComplies with Tier1 of NEEA's Northern Climate HPWH SpecificationManufacturer, Dealer or Consumer Rebate and Direct Installations. Unit installed inside conditioned space.  Heat Pump primary space heating system.YesHZ3UES",false,0,0,0,0,"Yes"]
["Residential","Water Heating","Efficient Tanks",{"$f":"LookupTable!A23","v":"Tier1_indor2_HZ3_zonl"},"Heat Pump Water Heater",0,"Single Family","New and Existing Construction","Complies with Tier1 of NEEA's Northern Climate HPWH Specification",0,"Manufacturer, Dealer or Consumer Rebate and Direct Installations. ",null,"Unit installed inside conditioned space.  Zonal electric primary space heating system.",0,"Yes","HZ3",0,654.54999999999995,0,0,13,"UES",0,1074,1171,0.27900000000000003,0.11899999999999999,0.29799999999999999,0.44400000000000001,0.55000000000000004,9.0999999999999998E-2,0.59799999999999998,0,0,0.109,-7.0999999999999994E-2,0,1.123,0.71,0.41300000000000003,1.5,13.1,0.4,"Tier1_indor2_HZ3_zonlResidentialWater HeatingEfficient TanksHeat Pump Water HeaterSingle FamilyNew and Existing ConstructionComplies with Tier1 of NEEA's Northern Climate HPWH SpecificationManufacturer, Dealer or Consumer Rebate and Direct Installations. Unit installed inside conditioned space.  Zonal electric primary space heating system.YesHZ3UES",false,0,0,0,0,"Yes"]
["Residential","Water Heating","Efficient Tanks",{"$f":"LookupTable!A24","v":"Tier2_garage_HZ1"},"Heat Pump Water Heater",0,"Single Family","New and Existing Construction","Complies with Tier2 of NEEA's Northern Climate HPWH Specification",0,"Manufacturer, Dealer or Consumer Rebate and Direct Installations. ",null,"Unit installed in an unheated buffer location.",0,"Yes","HZ1",0,1723.66,0,0,13,"UES",0,1220,1330,0.317,0.16800000000000001,0.28599999999999998,0.53100000000000003,0.55300000000000005,9.5000000000000001E-2,1.387,0,0,0.109,0,0,1.204,1.6459999999999999,-0.44199999999999995,0.7,95.9,0.5,"Tier2_garage_HZ1ResidentialWater HeatingEfficient TanksHeat Pump Water HeaterSingle FamilyNew and Existing ConstructionComplies with Tier2 of NEEA's Northern Climate HPWH SpecificationManufacturer, Dealer or Consumer Rebate and Direct Installations. Unit installed in an unheated buffer location.YesHZ1UES",false,0,0,0,0,"No"]
["Residential","Water Heating","Efficient Tanks",{"$f":"LookupTable!A25","v":"Tier2_garage_HZ2"},"Heat Pump Water Heater",0,"Single Family","New and Existing Construction","Complies with Tier2 of NEEA's Northern Climate HPWH Specification",0,"Manufacturer, Dealer or Consumer Rebate and Direct Installations. ",null,"Unit installed in an unheated buffer location.",0,"Yes","HZ2",0,1723.66,0,0,13,"UES",0,1252,1366,0.317,0.17299999999999999,0.28599999999999998,0.54500000000000004,0.55300000000000005,9.5000000000000001E-2,1.351,0,0,0.109,0,0,1.204,1.603,-0.39900000000000002,0.8,91.7,0.5,"Tier2_garage_HZ2ResidentialWater HeatingEfficient TanksHeat Pump Water HeaterSingle FamilyNew and Existing ConstructionComplies with Tier2 of NEEA's Northern Climate HPWH SpecificationManufacturer, Dealer or Consumer Rebate and Direct Installations. Unit installed in an unheated buffer location.YesHZ2UES",false,0,0,0,0,"No"]
["Residential","Water Heating","Efficient Tanks",{"$f":"LookupTable!A26","v":"Tier2_garage_HZ3"},"Heat Pump Water Heater",0,"Single Family","New and Existing Construction","Complies with Tier2 of NEEA's Northern Climate HPWH Specification",0,"Manufacturer, Dealer or Consumer Rebate and Direct Installations. ",null,"Unit installed in an unheated buffer location.",0,"Yes","HZ3",0,1723.66,0,0,13,"UES",0,1287,1404,0.317,0.17799999999999999,0.28599999999999998,0.56000000000000005,0.55300000000000005,9.5000000000000001E-2,1.3140000000000001,0,0,0.109,0,0,1.204,1.56,-0.35600000000000009,0.8,87.5,0.5,"Tier2_garage_HZ3ResidentialWater HeatingEfficient TanksHeat Pump Water HeaterSingle FamilyNew and Existing ConstructionComplies with Tier2 of NEEA's Northern Climate HPWH SpecificationManufacturer, Dealer or Consumer Rebate and Direct Installations. Unit installed in an unheated buffer location.YesHZ3UES",false,0,0,0,0,"No"]
["Residential","Water Heating","Efficient Tanks",{"$f":"LookupTable!A27","v":"Tier2_basmnt_HZ1"},"Heat Pump Water Heater",0,"Single Family","New and Existing Construction","Complies with Tier2 of NEEA's Northern Climate HPWH Specification",0,"Manufacturer, Dealer or Consumer Rebate and Direct Installations. ",null,"Unit installed in an unheated buffer location.",0,"Yes","HZ1",0,1723.66,0,0,13,"UES",0,1223,1334,0.317,0.16900000000000001,0.28599999999999998,0.53200000000000003,0.55300000000000005,9.5000000000000001E-2,1.383,0,0,0.109,0,0,1.204,1.641,-0.43700000000000006,0.7,95.4,0.5,"Tier2_basmnt_HZ1ResidentialWater HeatingEfficient TanksHeat Pump Water HeaterSingle FamilyNew and Existing ConstructionComplies with Tier2 of NEEA's Northern Climate HPWH SpecificationManufacturer, Dealer or Consumer Rebate and Direct Installations. Unit installed in an unheated buffer location.YesHZ1UES",false,0,0,0,0,"No"]
["Residential","Water Heating","Efficient Tanks",{"$f":"LookupTable!A28","v":"Tier2_basmnt_HZ2"},"Heat Pump Water Heater",0,"Single Family","New and Existing Construction","Complies with Tier2 of NEEA's Northern Climate HPWH Specification",0,"Manufacturer, Dealer or Consumer Rebate and Direct Installations. ",null,"Unit installed in an unheated buffer location.",0,"Yes","HZ2",0,1723.66,0,0,13,"UES",0,1267,1381,0.317,0.17499999999999999,0.28599999999999998,0.55100000000000005,0.55300000000000005,9.5000000000000001E-2,1.3360000000000001,0,0,0.109,0,0,1.204,1.585,-0.38100000000000001,0.8,90,0.5,"Tier2_basmnt_HZ2ResidentialWater HeatingEfficient TanksHeat Pump Water HeaterSingle FamilyNew and Existing ConstructionComplies with Tier2 of NEEA's Northern Climate HPWH SpecificationManufacturer, Dealer or Consumer Rebate and Direct Installations. Unit installed in an unheated buffer location.YesHZ2UES",false,0,0,0,0,"No"]
["Residential","Water Heating","Efficient Tanks",{"$f":"LookupTable!A29","v":"Tier2_basmnt_HZ3"},"Heat Pump Water Heater",0,"Single Family","New and Existing Construction","Complies with Tier2 of NEEA's Northern Climate HPWH Specification",0,"Manufacturer, Dealer or Consumer Rebate and Direct Installations. ",null,"Unit installed in an unheated buffer location.",0,"Yes","HZ3",0,1723.66,0,0,13,"UES",0,1314,1433,0.317,0.18099999999999999,0.28599999999999998,0.57199999999999995,0.55300000000000005,9.5000000000000001E-2,1.2869999999999999,0,0,0.109,0,0,1.204,1.528,-0.32400000000000007,0.8,84.4,0.5,"Tier2_basmnt_HZ3ResidentialWater HeatingEfficient TanksHeat Pump Water HeaterSingle FamilyNew and Existing ConstructionComplies with Tier2 of NEEA's Northern Climate HPWH SpecificationManufacturer, Dealer or Consumer Rebate and Direct Installations. Unit installed in an unheated buffer location.YesHZ3UES",false,0,0,0,0,"No"]
["Residential","Water Heating","Efficient Tanks",{"$f":"LookupTable!A30","v":"Tier2_indor2_HZ1_gfnc"},"Heat Pump Water Heater",0,"Single Family","New and Existing Construction","Complies with Tier2 of NEEA's Northern Climate HPWH Specification",0,"Manufacturer, Dealer or Consumer Rebate and Direct Installations. ",null,"Unit installed inside conditioned space.  Primary house space heating system fueled by gas.",0,"Yes","HZ1",0,1723.66,0,0,13,"UES",0,1309,1427,0.316,0.17899999999999999,0.28699999999999998,0.56599999999999995,0.55300000000000005,9.5000000000000001E-2,1.2929999999999999,0,0,0.109,-0.13,0,0.96399999999999997,1.534,-0.57000000000000006,0.7,108.2,0.4,"Tier2_indor2_HZ1_gfncResidentialWater HeatingEfficient TanksHeat Pump Water HeaterSingle FamilyNew and Existing ConstructionComplies with Tier2 of NEEA's Northern Climate HPWH SpecificationManufacturer, Dealer or Consumer Rebate and Direct Installations. Unit installed inside conditioned space.  Primary house space heating system fueled by gas.YesHZ1UES",false,0,0,0,0,"No"]
["Residential","Water Heating","Efficient Tanks",{"$f":"LookupTable!A31","v":"Tier2_indor2_HZ1_gfac"},"Heat Pump Water Heater",0,"Single Family","New and Existing Construction","Complies with Tier2 of NEEA's Northern Climate HPWH Specification",0,"Manufacturer, Dealer or Consumer Rebate and Direct Installations. ",null,"Unit installed inside conditioned space.  Primary house space heating system fueled by gas.",0,"Yes","HZ1",0,1723.66,0,0,13,"UES",0,1323,1443,0.31,0.17699999999999999,0.28499999999999998,0.57999999999999996,0.55200000000000005,9.6000000000000002E-2,1.278,0,0,0.109,-0.13,0,0.96499999999999997,1.5169999999999999,-0.55199999999999994,0.7,106.4,0.4,"Tier2_indor2_HZ1_gfacResidentialWater HeatingEfficient TanksHeat Pump Water HeaterSingle FamilyNew and Existing ConstructionComplies with Tier2 of NEEA's Northern Climate HPWH SpecificationManufacturer, Dealer or Consumer Rebate and Direct Installations. Unit installed inside conditioned space.  Primary house space heating system fueled by gas.YesHZ1UES",false,0,0,0,0,"No"]
["Residential","Water Heating","Efficient Tanks",{"$f":"LookupTable!A32","v":"Tier2_indor2_HZ1_efaf"},"Heat Pump Water Heater",0,"Single Family","New and Existing Construction","Complies with Tier2 of NEEA's Northern Climate HPWH Specification",0,"Manufacturer, Dealer or Consumer Rebate and Direct Installations. ",null,"Unit installed inside conditioned space.  Electric FAF primary space heating system.",0,"Yes","HZ1",0,1723.66,0,0,13,"UES",0,911,994,0.29099999999999998,8.4000000000000005E-2,0.32800000000000001,0.312,0.54700000000000004,7.4999999999999997E-2,1.8560000000000001,0,0,0.107,-0.13100000000000001,0,1.0369999999999999,2.2029999999999998,-1.1659999999999999,0.5,165,0.4,"Tier2_indor2_HZ1_efafResidentialWater HeatingEfficient TanksHeat Pump Water HeaterSingle FamilyNew and Existing ConstructionComplies with Tier2 of NEEA's Northern Climate HPWH SpecificationManufacturer, Dealer or Consumer Rebate and Direct Installations. Unit installed inside conditioned space.  Electric FAF primary space heating system.YesHZ1UES",false,0,0,0,0,"No"]
["Residential","Water Heating","Efficient Tanks",{"$f":"LookupTable!A33","v":"Tier2_indor2_HZ1_hp85"},"Heat Pump Water Heater",0,"Single Family","New and Existing Construction","Complies with Tier2 of NEEA's Northern Climate HPWH Specification",0,"Manufacturer, Dealer or Consumer Rebate and Direct Installations. ",null,"Unit installed inside conditioned space.  Heat Pump or Ductless Heat Pump primary space heating system.",0,"Yes","HZ1",0,1723.66,0,0,13,"UES",0,1134,1237,0.30299999999999999,0.124,0.307,0.42799999999999999,0.55000000000000004,8.3000000000000004E-2,1.492,0,0,0.108,-5.2999999999999999E-2,0,1.1319999999999999,1.7709999999999999,-0.63900000000000001,0.7,114.6,0.5,"Tier2_indor2_HZ1_hp85ResidentialWater HeatingEfficient TanksHeat Pump Water HeaterSingle FamilyNew and Existing ConstructionComplies with Tier2 of NEEA's Northern Climate HPWH SpecificationManufacturer, Dealer or Consumer Rebate and Direct Installations. Unit installed inside conditioned space.  Heat Pump primary space heating system.YesHZ1UES",false,0,0,0,0,"No"]
["Residential","Water Heating","Efficient Tanks",{"$f":"LookupTable!A34","v":"Tier2_indor2_HZ1_zonl"},"Heat Pump Water Heater",0,"Single Family","New and Existing Construction","Complies with Tier2 of NEEA's Northern Climate HPWH Specification",0,"Manufacturer, Dealer or Consumer Rebate and Direct Installations. ",null,"Unit installed inside conditioned space.  Zonal electric primary space heating system.",0,"Yes","HZ1",0,1723.66,0,0,13,"UES",0,956,1042,0.25800000000000001,9.1999999999999998E-2,0.30399999999999999,0.38400000000000001,0.55100000000000005,8.7999999999999995E-2,1.77,0,0,0.108,-0.112,0,1.0760000000000001,2.1,-1.024,0.5,151.69999999999999,0.4,"Tier2_indor2_HZ1_zonlResidentialWater HeatingEfficient TanksHeat Pump Water HeaterSingle FamilyNew and Existing ConstructionComplies with Tier2 of NEEA's Northern Climate HPWH SpecificationManufacturer, Dealer or Consumer Rebate and Direct Installations. Unit installed inside conditioned space.  Zonal electric primary space heating system.YesHZ1UES",false,0,0,0,0,"No"]
["Residential","Water Heating","Efficient Tanks",{"$f":"LookupTable!A35","v":"Tier2_indor2_HZ2_gfnc"},"Heat Pump Water Heater",0,"Single Family","New and Existing Construction","Complies with Tier2 of NEEA's Northern Climate HPWH Specification",0,"Manufacturer, Dealer or Consumer Rebate and Direct Installations. ",null,"Unit installed inside conditioned space.  Primary house space heating system fueled by gas.",0,"Yes","HZ2",0,1723.66,0,0,13,"UES",0,1376,1500,0.316,0.188,0.28699999999999998,0.59599999999999997,0.55300000000000005,9.5000000000000001E-2,1.2290000000000001,0,0,0.109,-0.113,0,0.996,1.4590000000000001,-0.46300000000000008,0.7,97.8,0.4,"Tier2_indor2_HZ2_gfncResidentialWater HeatingEfficient TanksHeat Pump Water HeaterSingle FamilyNew and Existing ConstructionComplies with Tier2 of NEEA's Northern Climate HPWH SpecificationManufacturer, Dealer or Consumer Rebate and Direct Installations. Unit installed inside conditioned space.  Primary house space heating system fueled by gas.YesHZ2UES",false,0,0,0,0,"No"]
["Residential","Water Heating","Efficient Tanks",{"$f":"LookupTable!A36","v":"Tier2_indor2_HZ2_gfac"},"Heat Pump Water Heater",0,"Single Family","New and Existing Construction","Complies with Tier2 of NEEA's Northern Climate HPWH Specification",{"$f":"VLOOKUP($D41,LookupTable,J$1,0)","v":0},"Manufacturer, Dealer or Consumer Rebate and Direct Installations. ",null,"Unit installed inside conditioned space.  Primary house space heating system fueled by gas.",0,"Yes","HZ2",0,1723.66,0,0,13,"UES",0,1393,1519,0.31,0.187,0.28499999999999998,0.61199999999999999,0.55200000000000005,9.6000000000000002E-2,1.214,0,0,0.109,-0.113,0,0.997,1.4410000000000001,-0.44400000000000006,0.7,96,0.4,"Tier2_indor2_HZ2_gfacResidentialWater HeatingEfficient TanksHeat Pump Water HeaterSingle FamilyNew and Existing ConstructionComplies with Tier2 of NEEA's Northern Climate HPWH SpecificationManufacturer, Dealer or Consumer Rebate and Direct Installations. Unit installed inside conditioned space.  Primary house space heating system fueled by gas.YesHZ2UES",false,0,0,0,0,"No"]
["Residential","Water Heating","Efficient Tanks",{"$f":"LookupTable!A37","v":"Tier2_indor2_HZ2_efaf"},"Heat Pump Water Heater",0,"Single Family","New and Existing Construction","Complies with Tier2 of NEEA's Northern Climate HPWH Specification",0,"Manufacturer, Dealer or Consumer Rebate and Direct Installations. ",null,"Unit installed inside conditioned space.  Electric FAF primary space heating system.",0,"Yes","HZ2",0,1723.66,0,0,13,"UES",0,1006,1097,0.29499999999999998,9.9000000000000005E-2,0.32100000000000001,0.35799999999999998,0.54600000000000004,7.8E-2,1.6819999999999999,0,0,0.107,-0.109,0,1.0660000000000001,1.996,-0.92999999999999994,0.6,142.19999999999999,0.4,"Tier2_indor2_HZ2_efafResidentialWater HeatingEfficient TanksHeat Pump Water HeaterSingle FamilyNew and Existing ConstructionComplies with Tier2 of NEEA's Northern Climate HPWH SpecificationManufacturer, Dealer or Consumer Rebate and Direct Installations. Unit installed inside conditioned space.  Electric FAF primary space heating system.YesHZ2UES",false,0,0,0,0,"No"]
["Residential","Water Heating","Efficient Tanks",{"$f":"LookupTable!A38","v":"Tier2_indor2_HZ2_hp85"},"Heat Pump Water Heater",0,"Single Family","New and Existing Construction","Complies with Tier2 of NEEA's Northern Climate HPWH Specification",0,"Manufacturer, Dealer or Consumer Rebate and Direct Installations. ",null,"Unit installed inside conditioned space.  Heat Pump or Ductless Heat Pump primary space heating system.",0,"Yes","HZ2",0,1723.66,0,0,13,"UES",0,1156,1261,0.30099999999999999,0.12,0.311,0.42299999999999999,0.55200000000000005,0.08,1.4630000000000001,0,0,0.108,-6.2E-2,0,1.1220000000000001,1.736,-0.61399999999999988,0.7,112.3,0.5,"Tier2_indor2_HZ2_hp85ResidentialWater HeatingEfficient TanksHeat Pump Water HeaterSingle FamilyNew and Existing ConstructionComplies with Tier2 of NEEA's Northern Climate HPWH SpecificationManufacturer, Dealer or Consumer Rebate and Direct Installations. Unit installed inside conditioned space.  Heat Pump primary space heating system.YesHZ2UES",false,0,0,0,0,"No"]
["Residential","Water Heating","Efficient Tanks",{"$f":"LookupTable!A39","v":"Tier2_indor2_HZ2_zonl"},"Heat Pump Water Heater",0,"Single Family","New and Existing Construction","Complies with Tier2 of NEEA's Northern Climate HPWH Specification",0,"Manufacturer, Dealer or Consumer Rebate and Direct Installations. ",null,"Unit installed inside conditioned space.  Zonal electric primary space heating system.",0,"Yes","HZ2",0,1723.66,0,0,13,"UES",0,1049,1144,0.26700000000000002,0.108,0.30199999999999999,0.42599999999999999,0.54900000000000004,8.8999999999999996E-2,1.613,0,0,0.108,-9.2999999999999999E-2,0,1.099,1.915,-0.81600000000000006,0.6,131.5,0.4,"Tier2_indor2_HZ2_zonlResidentialWater HeatingEfficient TanksHeat Pump Water HeaterSingle FamilyNew and Existing ConstructionComplies with Tier2 of NEEA's Northern Climate HPWH SpecificationManufacturer, Dealer or Consumer Rebate and Direct Installations. Unit installed inside conditioned space.  Zonal electric primary space heating system.YesHZ2UES",false,0,0,0,0,"No"]
["Residential","Water Heating","Efficient Tanks",{"$f":"LookupTable!A40","v":"Tier2_indor2_HZ3_gfnc"},"Heat Pump Water Heater",0,"Single Family","New and Existing Construction","Complies with Tier2 of NEEA's Northern Climate HPWH Specification",0,"Manufacturer, Dealer or Consumer Rebate and Direct Installations. ",null,"Unit installed inside conditioned space.  Primary house space heating system fueled by gas.",0,"Yes","HZ3",0,1723.66,0,0,13,"UES",0,1436,1566,0.316,0.19700000000000001,0.28699999999999998,0.622,0.55300000000000005,9.5000000000000001E-2,1.1779999999999999,0,0,0.109,-0.1,0,1.02,1.3979999999999999,-0.37799999999999989,0.8,89.7,0.5,"Tier2_indor2_HZ3_gfncResidentialWater HeatingEfficient TanksHeat Pump Water HeaterSingle FamilyNew and Existing ConstructionComplies with Tier2 of NEEA's Northern Climate HPWH SpecificationManufacturer, Dealer or Consumer Rebate and Direct Installations. Unit installed inside conditioned space.  Primary house space heating system fueled by gas.YesHZ3UES",false,0,0,0,0,"No"]
["Residential","Water Heating","Efficient Tanks",{"$f":"LookupTable!A41","v":"Tier2_indor2_HZ3_gfac"},"Heat Pump Water Heater",0,"Single Family","New and Existing Construction","Complies with Tier2 of NEEA's Northern Climate HPWH Specification",0,"Manufacturer, Dealer or Consumer Rebate and Direct Installations. ",null,"Unit installed inside conditioned space.  Primary house space heating system fueled by gas.",0,"Yes","HZ3",0,1723.66,0,0,13,"UES",0,1460,1592,0.309,0.19500000000000001,0.28399999999999997,0.64200000000000002,0.55200000000000005,9.6000000000000002E-2,1.159,0,0,0.109,-0.1,0,1.0209999999999999,1.375,-0.35400000000000009,0.8,87.3,0.5,"Tier2_indor2_HZ3_gfacResidentialWater HeatingEfficient TanksHeat Pump Water HeaterSingle FamilyNew and Existing ConstructionComplies with Tier2 of NEEA's Northern Climate HPWH SpecificationManufacturer, Dealer or Consumer Rebate and Direct Installations. Unit installed inside conditioned space.  Primary house space heating system fueled by gas.YesHZ3UES",false,0,0,0,0,"No"]
["Residential","Water Heating","Efficient Tanks",{"$f":"LookupTable!A42","v":"Tier2_indor2_HZ3_efaf"},"Heat Pump Water Heater",0,"Single Family","New and Existing Construction","Complies with Tier2 of NEEA's Northern Climate HPWH Specification",0,"Manufacturer, Dealer or Consumer Rebate and Direct Installations. ",null,"Unit installed inside conditioned space.  Electric FAF primary space heating system.",0,"Yes","HZ3",0,1723.66,0,0,13,"UES",0,1096,1195,0.29899999999999999,0.115,0.316,0.40400000000000003,0.54500000000000004,8.1000000000000003E-2,1.544,0,0,0.107,-9.1999999999999998E-2,0,1.0860000000000001,1.833,-0.74699999999999989,0.6,124.5,0.4,"Tier2_indor2_HZ3_efafResidentialWater HeatingEfficient TanksHeat Pump Water HeaterSingle FamilyNew and Existing ConstructionComplies with Tier2 of NEEA's Northern Climate HPWH SpecificationManufacturer, Dealer or Consumer Rebate and Direct Installations. Unit installed inside conditioned space.  Electric FAF primary space heating system.YesHZ3UES",false,0,0,0,0,"No"]
["Residential","Water Heating","Efficient Tanks",{"$f":"LookupTable!A43","v":"Tier2_indor2_HZ3_hp85"},"Heat Pump Water Heater",0,"Single Family","New and Existing Construction","Complies with Tier2 of NEEA's Northern Climate HPWH Specification",0,"Manufacturer, Dealer or Consumer Rebate and Direct Installations. ",null,"Unit installed inside conditioned space.  Heat Pump or Ductless Heat Pump primary space heating system.",0,"Yes","HZ3",0,1723.66,0,0,13,"UES",0,1208,1318,0.3,0.124,0.311,0.442,0.55000000000000004,0.08,1.4,0,0,0.108,-6.3E-2,0,1.1200000000000001,1.6619999999999999,-0.54199999999999982,0.7,105.1,0.5,"Tier2_indor2_HZ3_hp85ResidentialWater HeatingEfficient TanksHeat Pump Water HeaterSingle FamilyNew and Existing ConstructionComplies with Tier2 of NEEA's Northern Climate HPWH SpecificationManufacturer, Dealer or Consumer Rebate and Direct Installations. Unit installed inside conditioned space.  Heat Pump primary space heating system.YesHZ3UES",false,0,0,0,0,"No"]
["Residential","Water Heating","Efficient Tanks",{"$f":"LookupTable!A44","v":"Tier2_indor2_HZ3_zonl"},"Heat Pump Water Heater",0,"Single Family","New and Existing Construction","Complies with Tier2 of NEEA's Northern Climate HPWH Specification",0,"Manufacturer, Dealer or Consumer Rebate and Direct Installations. ",null,"Unit installed inside conditioned space.  Zonal electric primary space heating system.",0,"Yes","HZ3",0,1723.66,0,0,13,"UES",0,1136,1239,0.27500000000000002,0.123,0.29899999999999999,0.46700000000000003,0.54900000000000004,0.09,1.4890000000000001,0,0,0.109,-7.9000000000000001E-2,0,1.1140000000000001,1.7669999999999999,-0.6529999999999998,0.6,115.9,0.5,"Tier2_indor2_HZ3_zonlResidentialWater HeatingEfficient TanksHeat Pump Water HeaterSingle FamilyNew and Existing ConstructionComplies with Tier2 of NEEA's Northern Climate HPWH SpecificationManufacturer, Dealer or Consumer Rebate and Direct Installations. Unit installed inside conditioned space.  Zonal electric primary space heating system.YesHZ3UES",false,0,0,0,0,"No"]
["Residential","Water Heating","Efficient Tanks",{"$f":"LookupTable!A45","v":"Tier2_ducted_HZ1_gfnc"},"Heat Pump Water Heater",0,"Single Family","New and Existing Construction","Complies with Tier2 of NEEA's Northern Climate HPWH Specification",0,"Manufacturer, Dealer or Consumer Rebate and Direct Installations. ",null,"Unit installed inside conditioned space with HPWH exhaust ducted outside.  Primary house space heating system fueled by gas.",0,"Yes","HZ1",0,1897.95,0,0,13,"UES",0,1218,1329,0.316,0.16600000000000001,0.28699999999999998,0.52700000000000002,0.55300000000000005,9.5000000000000001E-2,1.5289999999999999,0,0,0.109,-0.14699999999999999,0,0.93100000000000005,1.8149999999999999,-0.8839999999999999,0.6,138.4,0.3,"Tier2_ducted_HZ1_gfncResidentialWater HeatingEfficient TanksHeat Pump Water HeaterSingle FamilyNew and Existing ConstructionComplies with Tier2 of NEEA's Northern Climate HPWH SpecificationManufacturer, Dealer or Consumer Rebate and Direct Installations. Unit installed inside conditioned space with HPWH exhaust ducted outside.  Primary house space heating system fueled by gas.YesHZ1UES",false,0,0,0,0,"No"]
["Residential","Water Heating","Efficient Tanks",{"$f":"LookupTable!A46","v":"Tier2_ducted_HZ1_gfac"},"Heat Pump Water Heater",0,"Single Family","New and Existing Construction","Complies with Tier2 of NEEA's Northern Climate HPWH Specification",0,"Manufacturer, Dealer or Consumer Rebate and Direct Installations. ",null,"Unit installed inside conditioned space with HPWH exhaust ducted outside.  Primary house space heating system fueled by gas.",0,"Yes","HZ1",0,1897.95,0,0,13,"UES",0,1209,1318,0.316,0.16500000000000001,0.28699999999999998,0.52300000000000002,0.55300000000000005,9.5000000000000001E-2,1.5409999999999999,0,0,0.109,-0.14699999999999999,0,0.93300000000000005,1.829,-0.89599999999999991,0.6,139.6,0.3,"Tier2_ducted_HZ1_gfacResidentialWater HeatingEfficient TanksHeat Pump Water HeaterSingle FamilyNew and Existing ConstructionComplies with Tier2 of NEEA's Northern Climate HPWH SpecificationManufacturer, Dealer or Consumer Rebate and Direct Installations. Unit installed inside conditioned space with HPWH exhaust ducted outside.  Primary house space heating system fueled by gas.YesHZ1UES",false,0,0,0,0,"No"]
["Residential","Water Heating","Efficient Tanks",{"$f":"LookupTable!A47","v":"Tier2_ducted_HZ1_efaf"},"Heat Pump Water Heater",0,"Single Family","New and Existing Construction","Complies with Tier2 of NEEA's Northern Climate HPWH Specification",0,"Manufacturer, Dealer or Consumer Rebate and Direct Installations. ",null,"Unit installed inside conditioned space  with HPWH exhaust ducted outside.  Electric FAF primary space heating system.",0,"Yes","HZ1",0,1897.95,0,0,13,"UES",0,798,871,0.28599999999999998,6.6000000000000003E-2,0.33600000000000002,0.25700000000000001,0.54600000000000004,7.0999999999999994E-2,2.3330000000000002,0,0,0.106,-0.158,0,1.002,2.7690000000000001,-1.7670000000000001,0.4,222.8,0.3,"Tier2_ducted_HZ1_efafResidentialWater HeatingEfficient TanksHeat Pump Water HeaterSingle FamilyNew and Existing ConstructionComplies with Tier2 of NEEA's Northern Climate HPWH SpecificationManufacturer, Dealer or Consumer Rebate and Direct Installations. Unit installed inside conditioned space  with HPWH exhaust ducted outside.  Electric FAF primary space heating system.YesHZ1UES",false,0,0,0,0,"No"]
["Residential","Water Heating","Efficient Tanks",{"$f":"LookupTable!A48","v":"Tier2_ducted_HZ1_hp85"},"Heat Pump Water Heater",0,"Single Family","New and Existing Construction","Complies with Tier2 of NEEA's Northern Climate HPWH Specification",0,"Manufacturer, Dealer or Consumer Rebate and Direct Installations. ",null,"Unit installed inside conditioned space with HPWH exhaust ducted outside.  Heat Pump or Ductless Heat Pump primary space heating system.",0,"Yes","HZ1",0,1897.95,0,0,13,"UES",0,1047,1141,0.31,0.11899999999999999,0.308,0.39200000000000002,0.55100000000000005,8.2000000000000003E-2,1.78,0,0,0.108,-0.05,0,1.135,2.1120000000000001,-0.97700000000000009,0.5,147.19999999999999,0.4,"Tier2_ducted_HZ1_hp85ResidentialWater HeatingEfficient TanksHeat Pump Water HeaterSingle FamilyNew and Existing ConstructionComplies with Tier2 of NEEA's Northern Climate HPWH SpecificationManufacturer, Dealer or Consumer Rebate and Direct Installations. Unit installed inside conditioned space with HPWH exhaust ducted outside.  Heat Pump primary space heating system.YesHZ1UES",false,0,0,0,0,"No"]
["Residential","Water Heating","Efficient Tanks",{"$f":"LookupTable!A49","v":"Tier2_ducted_HZ1_zonl"},"Heat Pump Water Heater",0,"Single Family","New and Existing Construction","Complies with Tier2 of NEEA's Northern Climate HPWH Specification",0,"Manufacturer, Dealer or Consumer Rebate and Direct Installations. ",null,"Unit installed inside conditioned space  with HPWH exhaust ducted outside.  Zonal electric primary space heating system.",0,"Yes","HZ1",0,1897.95,0,0,13,"UES",0,786,857,0.23,0.06,0.313,0.30299999999999999,0.54900000000000004,8.4000000000000005E-2,2.3690000000000002,0,0,0.108,-0.16500000000000001,0,1.014,2.8119999999999998,-1.7979999999999998,0.4,226.1,0.3,"Tier2_ducted_HZ1_zonlResidentialWater HeatingEfficient TanksHeat Pump Water HeaterSingle FamilyNew and Existing ConstructionComplies with Tier2 of NEEA's Northern Climate HPWH SpecificationManufacturer, Dealer or Consumer Rebate and Direct Installations. Unit installed inside conditioned space  with HPWH exhaust ducted outside.  Zonal electric primary space heating system.YesHZ1UES",false,0,0,0,0,"No"]
["Residential","Water Heating","Efficient Tanks",{"$f":"LookupTable!A50","v":"Tier2_ducted_HZ2_gfnc"},"Heat Pump Water Heater",0,"Single Family","New and Existing Construction","Complies with Tier2 of NEEA's Northern Climate HPWH Specification",0,"Manufacturer, Dealer or Consumer Rebate and Direct Installations. ",null,"Unit installed inside conditioned space with HPWH exhaust ducted outside.  Primary house space heating system fueled by gas.",0,"Yes","HZ2",0,1897.95,0,0,13,"UES",0,1281,1397,0.316,0.17499999999999999,0.28699999999999998,0.55400000000000005,0.55300000000000005,9.5000000000000001E-2,1.454,0,0,0.109,-0.14399999999999999,0,0.93899999999999995,1.726,-0.78700000000000003,0.6,129,0.4,"Tier2_ducted_HZ2_gfncResidentialWater HeatingEfficient TanksHeat Pump Water HeaterSingle FamilyNew and Existing ConstructionComplies with Tier2 of NEEA's Northern Climate HPWH SpecificationManufacturer, Dealer or Consumer Rebate and Direct Installations. Unit installed inside conditioned space with HPWH exhaust ducted outside.  Primary house space heating system fueled by gas.YesHZ2UES",false,0,0,0,0,"No"]
["Residential","Water Heating","Efficient Tanks",{"$f":"LookupTable!A51","v":"Tier2_ducted_HZ2_gfac"},"Heat Pump Water Heater",0,"Single Family","New and Existing Construction","Complies with Tier2 of NEEA's Northern Climate HPWH Specification",0,"Manufacturer, Dealer or Consumer Rebate and Direct Installations. ",null,"Unit installed inside conditioned space with HPWH exhaust ducted outside.  Primary house space heating system fueled by gas.",0,"Yes","HZ2",0,1897.95,0,0,13,"UES",0,1269,1384,0.316,0.17299999999999999,0.28699999999999998,0.54900000000000004,0.55300000000000005,9.5000000000000001E-2,1.468,0,0,0.109,-0.14399999999999999,0,0.93899999999999995,1.742,-0.80300000000000005,0.6,130.6,0.4,"Tier2_ducted_HZ2_gfacResidentialWater HeatingEfficient TanksHeat Pump Water HeaterSingle FamilyNew and Existing ConstructionComplies with Tier2 of NEEA's Northern Climate HPWH SpecificationManufacturer, Dealer or Consumer Rebate and Direct Installations. Unit installed inside conditioned space with HPWH exhaust ducted outside.  Primary house space heating system fueled by gas.YesHZ2UES",false,0,0,0,0,"No"]
["Residential","Water Heating","Efficient Tanks",{"$f":"LookupTable!A52","v":"Tier2_ducted_HZ2_efaf"},"Heat Pump Water Heater",0,"Single Family","New and Existing Construction","Complies with Tier2 of NEEA's Northern Climate HPWH Specification",0,"Manufacturer, Dealer or Consumer Rebate and Direct Installations. ",null,"Unit installed inside conditioned space  with HPWH exhaust ducted outside.  Electric FAF primary space heating system.",0,"Yes","HZ2",0,1897.95,0,0,13,"UES",0,842,918,0.28599999999999998,7.0000000000000007E-2,0.33600000000000002,0.27200000000000002,0.54300000000000004,7.0999999999999994E-2,2.2120000000000002,0,0,0.106,-0.154,0,1.0089999999999999,2.625,-1.6160000000000001,0.4,208,0.3,"Tier2_ducted_HZ2_efafResidentialWater HeatingEfficient TanksHeat Pump Water HeaterSingle FamilyNew and Existing ConstructionComplies with Tier2 of NEEA's Northern Climate HPWH SpecificationManufacturer, Dealer or Consumer Rebate and Direct Installations. Unit installed inside conditioned space  with HPWH exhaust ducted outside.  Electric FAF primary space heating system.YesHZ2UES",false,0,0,0,0,"No"]
["Residential","Water Heating","Efficient Tanks",{"$f":"LookupTable!A53","v":"Tier2_ducted_HZ2_hp85"},"Heat Pump Water Heater",0,"Single Family","New and Existing Construction","Complies with Tier2 of NEEA's Northern Climate HPWH Specification",0,"Manufacturer, Dealer or Consumer Rebate and Direct Installations. ",null,"Unit installed inside conditioned space with HPWH exhaust ducted outside.  Heat Pump or Ductless Heat Pump primary space heating system.",0,"Yes","HZ2",0,1897.95,0,0,13,"UES",0,1045,1139,0.308,0.11,0.316,0.36899999999999999,0.55200000000000005,7.6999999999999999E-2,1.7829999999999999,0,0,0.108,-6.6000000000000003E-2,0,1.1160000000000001,2.1160000000000001,-1,0.5,149.5,0.4,"Tier2_ducted_HZ2_hp85ResidentialWater HeatingEfficient TanksHeat Pump Water HeaterSingle FamilyNew and Existing ConstructionComplies with Tier2 of NEEA's Northern Climate HPWH SpecificationManufacturer, Dealer or Consumer Rebate and Direct Installations. Unit installed inside conditioned space with HPWH exhaust ducted outside.  Heat Pump primary space heating system.YesHZ2UES",false,0,0,0,0,"No"]
["Residential","Water Heating","Efficient Tanks",{"$f":"LookupTable!A54","v":"Tier2_ducted_HZ2_zonl"},"Heat Pump Water Heater",0,"Single Family","New and Existing Construction","Complies with Tier2 of NEEA's Northern Climate HPWH Specification",0,"Manufacturer, Dealer or Consumer Rebate and Direct Installations. ",null,"Unit installed inside conditioned space  with HPWH exhaust ducted outside.  Zonal electric primary space heating system.",0,"Yes","HZ2",0,1897.95,0,0,13,"UES",0,806,879,0.224,5.8000000000000003E-2,0.315,0.308,0.54600000000000004,8.4000000000000005E-2,2.31,0,0,0.108,-0.17399999999999999,0,1.0069999999999999,2.742,-1.7350000000000001,0.4,219.8,0.3,"Tier2_ducted_HZ2_zonlResidentialWater HeatingEfficient TanksHeat Pump Water HeaterSingle FamilyNew and Existing ConstructionComplies with Tier2 of NEEA's Northern Climate HPWH SpecificationManufacturer, Dealer or Consumer Rebate and Direct Installations. Unit installed inside conditioned space  with HPWH exhaust ducted outside.  Zonal electric primary space heating system.YesHZ2UES",false,0,0,0,0,"No"]
["Residential","Water Heating","Efficient Tanks",{"$f":"LookupTable!A55","v":"Tier2_ducted_HZ3_gfnc"},"Heat Pump Water Heater",0,"Single Family","New and Existing Construction","Complies with Tier2 of NEEA's Northern Climate HPWH Specification",0,"Manufacturer, Dealer or Consumer Rebate and Direct Installations. ",null,"Unit installed inside conditioned space with HPWH exhaust ducted outside.  Primary house space heating system fueled by gas.",0,"Yes","HZ3",0,1897.95,0,0,13,"UES",0,1337,1458,0.316,0.183,0.28699999999999998,0.57799999999999996,0.55300000000000005,9.5000000000000001E-2,1.393,{"$f":"ROUND(VLOOKUP($D60,INDIRECT(OutputRange),AG$1,0)/VLOOKUP($D60,INDIRECT(OutputRange),AG$2,0),AG$4)","v":0},0,0.109,-0.13800000000000001,0,0.95099999999999996,1.653,-0.70200000000000007,0.6,120.9,0.4,"Tier2_ducted_HZ3_gfncResidentialWater HeatingEfficient TanksHeat Pump Water HeaterSingle FamilyNew and Existing ConstructionComplies with Tier2 of NEEA's Northern Climate HPWH SpecificationManufacturer, Dealer or Consumer Rebate and Direct Installations. Unit installed inside conditioned space with HPWH exhaust ducted outside.  Primary house space heating system fueled by gas.YesHZ3UES",false,0,0,0,0,"No"]
["Residential","Water Heating","Efficient Tanks",{"$f":"LookupTable!A56","v":"Tier2_ducted_HZ3_gfac"},"Heat Pump Water Heater",0,"Single Family","New and Existing Construction","Complies with Tier2 of NEEA's Northern Climate HPWH Specification",0,"Manufacturer, Dealer or Consumer Rebate and Direct Installations. ",null,"Unit installed inside conditioned space with HPWH exhaust ducted outside.  Primary house space heating system fueled by gas.",0,"Yes","HZ3",0,1897.95,0,0,13,"UES",0,1329,1449,0.316,0.18099999999999999,0.28699999999999998,0.57499999999999996,0.55300000000000005,9.5000000000000001E-2,1.4019999999999999,0,0,0.109,-0.13800000000000001,0,0.95,1.6639999999999999,-0.71399999999999997,0.6,122,0.4,"Tier2_ducted_HZ3_gfacResidentialWater HeatingEfficient TanksHeat Pump Water HeaterSingle FamilyNew and Existing ConstructionComplies with Tier2 of NEEA's Northern Climate HPWH SpecificationManufacturer, Dealer or Consumer Rebate and Direct Installations. Unit installed inside conditioned space with HPWH exhaust ducted outside.  Primary house space heating system fueled by gas.YesHZ3UES",false,0,0,0,0,"No"]
["Residential","Water Heating","Efficient Tanks",{"$f":"LookupTable!A57","v":"Tier2_ducted_HZ3_efaf"},"Heat Pump Water Heater",0,"Single Family","New and Existing Construction","Complies with Tier2 of NEEA's Northern Climate HPWH Specification",0,"Manufacturer, Dealer or Consumer Rebate and Direct Installations. ",null,"Unit installed inside conditioned space  with HPWH exhaust ducted outside.  Electric FAF primary space heating system.",0,"Yes","HZ3",0,1897.95,0,0,13,"UES",0,900,982,0.28799999999999998,7.8E-2,0.33200000000000002,0.29799999999999999,0.54100000000000004,7.1999999999999995E-2,2.069,0,0,0.106,-0.14399999999999999,0,1.0189999999999999,2.4550000000000001,-1.4360000000000002,0.4,190.4,0.4,"Tier2_ducted_HZ3_efafResidentialWater HeatingEfficient TanksHeat Pump Water HeaterSingle FamilyNew and Existing ConstructionComplies with Tier2 of NEEA's Northern Climate HPWH SpecificationManufacturer, Dealer or Consumer Rebate and Direct Installations. Unit installed inside conditioned space  with HPWH exhaust ducted outside.  Electric FAF primary space heating system.YesHZ3UES",false,0,0,0,0,"No"]
["Residential","Water Heating","Efficient Tanks",{"$f":"LookupTable!A58","v":"Tier2_ducted_HZ3_hp85"},"Heat Pump Water Heater",0,"Single Family","New and Existing Construction","Complies with Tier2 of NEEA's Northern Climate HPWH Specification",0,"Manufacturer, Dealer or Consumer Rebate and Direct Installations. ",null,"Unit installed inside conditioned space with HPWH exhaust ducted outside.  Heat Pump or Ductless Heat Pump primary space heating system.",0,"Yes","HZ3",0,1897.95,0,0,13,"UES",0,1059,1154,0.30599999999999999,0.105,0.32100000000000001,0.35899999999999999,0.55000000000000004,7.3999999999999996E-2,1.7589999999999999,0,0,0.107,-7.8E-2,0,1.099,2.0880000000000001,-0.9890000000000001,0.5,148.30000000000001,0.4,"Tier2_ducted_HZ3_hp85ResidentialWater HeatingEfficient TanksHeat Pump Water HeaterSingle FamilyNew and Existing ConstructionComplies with Tier2 of NEEA's Northern Climate HPWH SpecificationManufacturer, Dealer or Consumer Rebate and Direct Installations. Unit installed inside conditioned space with HPWH exhaust ducted outside.  Heat Pump primary space heating system.YesHZ3UES",false,0,0,0,0,"No"]
["Residential","Water Heating","Efficient Tanks",{"$f":"LookupTable!A59","v":"Tier2_ducted_HZ3_zonl"},"Heat Pump Water Heater",0,"Single Family","New and Existing Construction","Complies with Tier2 of NEEA's Northern Climate HPWH Specification",0,"Manufacturer, Dealer or Consumer Rebate and Direct Installations. ",null,{"$f":"VLOOKUP($D64,LookupTable,M$1,0)","v":"Unit installed inside conditioned space  with HPWH exhaust ducted outside.  Zonal electric primary space heating system."},0,"Yes","HZ3",0,1897.95,0,0,13,"UES",0,849,926,0.22600000000000001,6.3E-2,0.315,0.32500000000000001,0.54500000000000004,8.4000000000000005E-2,2.194,0,0,0.108,-0.17,0,1.01,2.6040000000000001,-1.5940000000000001,0.4,206.1,0.3,"Tier2_ducted_HZ3_zonlResidentialWater HeatingEfficient TanksHeat Pump Water HeaterSingle FamilyNew and Existing ConstructionComplies with Tier2 of NEEA's Northern Climate HPWH SpecificationManufacturer, Dealer or Consumer Rebate and Direct Installations. Unit installed inside conditioned space  with HPWH exhaust ducted outside.  Zonal electric primary space heating system.YesHZ3UES",false,0,0,0,0,"No"]

{"sheet":"ProData","index":4,"n_rows":55,"n_cols":17,"rows_kept":55,"cut":false,"hidden":true,"merged":[[39,4,39,6],[27,4,27,10],[14,6,14,8],[2,1,2,9],[3,5,3,9],[3,1,3,4],[14,1,14,4],[36,8,36,10]]}
[null,"ProCost Version 2.3",null,null,"Northwest Power and Conservation Council",null,null,null,null,null,"Build 257f"]
[]
[null,"Marginal Cost & Conservation Load Shape Parameters",null,null,null,null,null,null,null,null,{"$f":"Measure_InputOutput!B1","v":{"$error":"#N/A"}}]
[null,"Marginal Costs and Savings Shape File",null,null,null,"C:\\Users\\Christian\\Google Drive\\Christian\\RTF\\ProCost & Other RTF Tools\\ProCost\\MC_AND_LOADSHAPE work\\w_Network PC Loadshapes\\MC_AND_LOADSHAPE_6P.xls"]
[null,"Marginal Elec Avoided Cost Input Worksheet",null,null,null,"6P MidC Final (with carbon)"]
[null,"Elec Savings Shape Input Worksheet",null,null,null,"Conservation Load Shapes"]
[null,"Marginal Gas Avoided Cost Input Worksheet",null,null,null,"6P_Gas_Final"]
[null,"Gas Savings Shape Input Worksheet",null,null,null,"Conservation Load Shapes"]
[null,"Marginal Elec CO2 per kWh Input Worksheet",null,null,null,"6P CO2 lbs per kWh HCap"]
[null,"Marginal Gas CO2 per therm Input Worksheet",null,null,null,"CO2 lbs per therm"]
[null,"Marginal Avoided Cost CO2 Input Worksheet",null,null,null,"Zero Dollars per ton CO2"]
[null,"Line Loss Shape Input Worksheet",null,null,null,"LineLossShapes"]
[]
[]
[null,"Run Parameters",null,null,null,null,"Program Parameters",null,null,"Program"]
[null,"Run Type",null,true,false,null,"Program Life (yrs)",null,null,15]
[null,"Negative B/C Ratios",null,true,false,null,"Program Start Date",null,null,{"$f":"'ProCost 6th Plan Inputs'!J5","v":2010}]
[null,"Admin Cost @ Category Level",null,false,true,null,"Present Value Time Zero",null,null,{"$f":"'ProCost 6th Plan Inputs'!J6","v":2010}]
[null,"Repeat Periodic Replacement ",null,false,true,null,"Input Cost Reference Year",null,null,{"$f":"'ProCost 6th Plan Inputs'!J7","v":2006}]
[null,null,null,null,null,null,"Real Discount Rate",null,null,{"$f":"'ProCost 6th Plan Inputs'!J8","v":0.05}]
[null,null,null,null,null,null,"Capital Real Escalation Rate",null,null,{"$f":"'ProCost 6th Plan Inputs'!J9","v":0}]
[null,null,null,null,null,null,"Admin Cost (As % of Initial Capital Cost)",null,null,{"$f":"'ProCost 6th Plan Inputs'!J10","v":0.2}]
[null,null,null,null,null,null,"Regional Act Conservation Credit (%)",null,null,{"$f":"'ProCost 6th Plan Inputs'!J11","v":0.1}]
[null,true,false,null,null,null,"Report Annual Carbon Saved for Year",null,null,{"$f":"'ProCost 6th Plan Inputs'!J12","v":2020}]
[null,"Tabs","Run Tabs"]
[null,"Summary",false]
[null,"SummaryRUL",false]
[null,"Checklist",false,null,"Sponsor Parameters",null,null,null,null,null,null,null,null,null,"Select Sector",null,"Row"]
[null,"MeasureTable",false,null,null,null,null,"Customer","Wholesale Elec","Retail Elec","Nat Gas",null,null,null,"Residential",null,{"$f":"VLOOKUP(O29,$O$30:$P$34,2,FALSE)","v":4}]
[null,"Measure_InputOutput",true,null,"Real After-Tax Cost of Capital",null,null,{"$f":"INDEX(SECTOR_INPUTS,$Q$29,2)","v":3.9E-2},{"$f":"INDEX(SECTOR_INPUTS,$Q$29,3)","v":4.3999999999999997E-2},{"$f":"INDEX(SECTOR_INPUTS,$Q$29,4)","v":4.9000000000000002E-2},{"$f":"INDEX(SECTOR_INPUTS,$Q$29,5)","v":0.05},null,null,null,"Residential",4]
[null,"LookupTable",false,null,"Financial Life (years)",null,null,{"$f":"INDEX(SECTOR_INPUTS,$Q$29+1,2)","v":15},{"$f":"INDEX(SECTOR_INPUTS,$Q$29+1,3)","v":1},{"$f":"INDEX(SECTOR_INPUTS,$Q$29+1,4)","v":1},{"$f":"INDEX(SECTOR_INPUTS,$Q$29+1,5)","v":1},null,null,null,"Commercial",14]
[null,"ValidationLists",false,null,null,null,null,"Customer","Wholesale Elec","Retail Elec","Nat Gas",null,null,null,"Industrial",24]
[null,"Supporting Documentation",false,null,"Sponsor Share of Initial Capital Cost ",null,null,{"$f":"INDEX(SECTOR_INPUTS,$Q$29+2,2)","v":0.35},{"$f":"INDEX(SECTOR_INPUTS,$Q$29+2,3)","v":0.2},{"$f":"INDEX(SECTOR_INPUTS,$Q$29+2,4)","v":0.45},{"$f":"INDEX(SECTOR_INPUTS,$Q$29+2,5)","v":0},null,null,null,"Agriculture",34]
[null,"Presentation",false,null,"Sponsor Share of Annual O&M",null,null,{"$f":"INDEX(SECTOR_INPUTS,$Q$29+3,2)","v":1},{"$f":"INDEX(SECTOR_INPUTS,$Q$29+3,3)","v":0},{"$f":"INDEX(SECTOR_INPUTS,$Q$29+3,4)","v":0},{"$f":"INDEX(SECTOR_INPUTS,$Q$29+3,5)","v":0},null,null,null,"Melded",44]
[null,"finallookup",false,null,"Sponsor Share of Periodic Replacement Cost",null,null,{"$f":"INDEX(SECTOR_INPUTS,$Q$29+4,2)","v":1},{"$f":"INDEX(SECTOR_INPUTS,$Q$29+4,3)","v":0},{"$f":"INDEX(SECTOR_INPUTS,$Q$29+4,4)","v":0},{"$f":"INDEX(SECTOR_INPUTS,$Q$29+4,5)","v":0}]
[null,"SavingsData&Analysis",false,null,"Sponsor Share of Admin Cost",null,null,null,{"$f":"INDEX(SECTOR_INPUTS,$Q$29+5,3)","v":0.5},{"$f":"INDEX(SECTOR_INPUTS,$Q$29+5,4)","v":0.5},{"$f":"INDEX(SECTOR_INPUTS,$Q$29+5,5)","v":0}]
[null,"costs",false,null,"Last Year of non-Customer O&M & Period Repl",null,null,null,{"$f":"INDEX(SECTOR_INPUTS,$Q$29+6,3)","v":20},{"$f":"INDEX(SECTOR_INPUTS,$Q$29+4,3)","v":0},{"$f":"INDEX(SECTOR_INPUTS,$Q$29+4,3)","v":0}]
[null,"costdataset",false]
[null,"outputprocessing",false]
[null,"baseline",false,null,"Utility System Parameters",null,null,null,"Electric","Gas",null,null,null,null,"Select Measure Type Mode"]
[null,"lbls",false,null,"Bulk System T&D Loss Factor by Time Segment",null,null,null,{"$f":"'ProCost 6th Plan Inputs'!J15","v":"WECCTrans"},{"$f":"'ProCost 6th Plan Inputs'!K15","v":"Flat1.0"},null,null,null,null,"Retrofit",null,{"$f":"VLOOKUP(O41,O42:P43,2,FALSE)","v":21}]
[null,"inp",false,null,"Bulk System T&D Credit ($/kw-yr)($/dailytherm-yr)",null,null,null,{"$f":"'ProCost 6th Plan Inputs'!J16","v":0},{"$f":"'ProCost 6th Plan Inputs'!K16","v":0},null,null,null,null,"Lost-Opportunity",20]
[null,"SEEM Calibration",false,null,"Local System Dist Loss Factor by Time Segment",null,null,null,{"$f":"'ProCost 6th Plan Inputs'!J17","v":"Flat5.0"},{"$f":"'ProCost 6th Plan Inputs'!K17","v":"NoLoss"},null,null,null,null,"Retrofit",21]
[null,"SEEM",false,null,"Local System Dist Credit ($/kw-yr)($/dailytherm-yr)",null,null,null,{"$f":"'ProCost 6th Plan Inputs'!J18","v":23},{"$f":"'ProCost 6th Plan Inputs'!K18","v":0},null,null,null,null,null,19]
[null,"SEEMinput",false,null,"Risk-Mitigation Credit (mills/kWh)(mills/therm)",null,null,null,{"$f":"INDEX(SECTOR_INPUTS,$Q$41,10)","v":43},0]
[null,"SEEMoutput",false]
[null,"setpointschedule_heat",false]
[null,"setpointschedule_cool",false]
[null,"Qgains_schedule",false]
[null,"Wgains_schedule",false]
[null,"fanschedule",false]
[null,"draw_schedule",false]
[null,"Reference",false]
[null,"About",false]
[null,"ProCost 6th Plan Inputs",false]

{"sheet":"Measure_InputOutput","index":5,"n_rows":1251,"n_cols":105,"rows_kept":1251,"cut":false,"hidden":true,"merged":[[5,14,5,15],[5,8,5,13]]}
["Data Set Name",{"$f":"IF(AND('ProCost 6th Plan Inputs'!B66=TRUE,'ProCost 6th Plan Inputs'!C66=TRUE,'ProCost 6th Plan Inputs'!D66=TRUE,'ProCost 6th Plan Inputs'!E66=TRUE,'ProCost 6th Plan Inputs'!F66=TRUE,'ProCost 6th Plan Inputs'!B69=TRUE,'ProCost 6th Plan Inputs'!C69=TRUE,'ProCost 6th Plan Inputs'!D69=TRUE,'ProCost 6th Plan Inputs'!E69=TRUE,'ProCost 6th Plan Inputs'!F69=TRUE,'ProCost 6th Plan Inputs'!B72=TRUE,'ProCost 6th Plan Inputs'!C72=TRUE,'ProCost 6th Plan Inputs'!D72=TRUE,'ProCost 6th Plan Inputs'!E72=TRUE,'ProCost 6th Plan Inputs'!F72=TRUE,'ProCost 6th Plan Inputs'!G66=TRUE,'ProCost 6th Plan Inputs'!G69=TRUE,'ProCost 6th Plan Inputs'!G72=TRUE),\"\",\"ERROR - Inputs have changed re-run ProCost\")","v":{"$error":"#N/A"}},{"$f":"IF(AND('ProCost 6th Plan Inputs'!B66=TRUE,'ProCost 6th Plan Inputs'!B69=TRUE,'ProCost 6th Plan Inputs'!B72=TRUE),\"\",\"Re-run ProCost\")","v":{"$error":"#N/A"}},{"$f":"IF(AND('ProCost 6th Plan Inputs'!C66=TRUE,'ProCost 6th Plan Inputs'!C69=TRUE,'ProCost 6th Plan Inputs'!C72=TRUE),\"\",\"Re-run ProCost\")","v":""},{"$f":"IF(AND('ProCost 6th Plan Inputs'!D66=TRUE,'ProCost 6th Plan Inputs'!D69=TRUE,'ProCost 6th Plan Inputs'!D72=TRUE),\"\",\"Re-run ProCost\")","v":{"$error":"#N/A"}},{"$f":"IF(AND('ProCost 6th Plan Inputs'!E66=TRUE,'ProCost 6th Plan Inputs'!E69=TRUE,'ProCost 6th Plan Inputs'!E72=TRUE),\"\",\"Re-run ProCost\")","v":""},{"$f":"IF(AND('ProCost 6th Plan Inputs'!F66=TRUE,'ProCost 6th Plan Inputs'!F69=TRUE,'ProCost 6th Plan Inputs'!F72=TRUE),\"\",\"Re-run ProCost\")","v":{"$error":"#N/A"}},null,null,null,null,null,null,null,{"$f":"IF(AND('ProCost 6th Plan Inputs'!G66=TRUE,'ProCost 6th Plan Inputs'!G69=TRUE,'ProCost 6th Plan Inputs'!G72=TRUE),\"\",\"Re-run ProCost\")","v":{"$error":"#N/A"}}]
["Measure Index Name"]
["Costs must be denominated in the same year as 'Input Cost Reference Year' =",null,2006]
[]
[1,2,3,4,5,6,7,8,9,10,11,12,13,14,15,16,17,18,19,20,21,22,23,24,25,26,27,28,29,30,31,32,33,34,35,36,37,38,39,40,41,42,43,44,45,46,47,48,49,50,51,52,53,54,55,56,57,58,59,60,61,62,63,64,65,66,67,68,69,70,71,72,73,74,75,76,77,78,79,80,81,82,83,84,85,86,87,88,89,90,91,92,93,94,95,96,97,98,99,100,101,102,103,104,105]
["Input Data",null,null,null,null,null,null,null,"Periodic Replacement Costs and Savings and Replacement Period",null,null,null,null,null,"Gas Inputs"]
["Category Name","Measure Name","Savings (kwh/yr)","Life (yrs)","Capital Cost","Annual O&M","Shape Pointer","Non-E Val ($/yr)","Cost 1 ($)","Period 1 ","Cost 2 ($)","Period 2","Cost 3 ($)","Period 3","Savings (therms/yr)","Shape Pointer"]
[{"$f":"INDEX(tbloutfnl,CEILING((ROW(A8)-ROW($A$8)+1)/3,1),1)","v":"Tier1_garage_HZ1"},{"$f":"finallookup!B7","v":"DHWkwh"},{"$f":"VLOOKUP($A8,tbloutfnl,MATCH($B8,finallookup!$A$7:$G$7,0),0)","v":243.64838499607714},{"$f":"costs!$C$229","v":13},{"$f":"IF(B8=\"DHWkwh\",VLOOKUP($A8,tbloutfnl,7,0),0)","v":0},0,{"$f":"VLOOKUP(MID($A8,14,LEN($A8)-13)&\"_\"&$B8,finallookup!$AA$8:$AB$26,2,0)","v":{"$error":"#N/A"}},{"$f":"VLOOKUP($A8,tbloutfnl,8,0)","v":0},null,null,null,null,null,null,{"$f":"IF(B8=\"Heatkwh\",VLOOKUP($A8,tbloutfnl,4,0),0)","v":0},{"$f":"IF(O8<>0,VLOOKUP(MID($A8,14,LEN($A8)-13)&\"_\"&$B8,finallookup!$AA$8:$AB$26,2,0),\"\")","v":""}]
["Tier1_garage_HZ1",{"$f":"finallookup!C7","v":"Heatkwh"},{"$f":"VLOOKUP($A9,tbloutfnl,MATCH($B9,finallookup!$A$7:$G$7,0),0)","v":0},{"$f":"D8","v":13},0,0,{"$f":"VLOOKUP(MID($A9,14,LEN($A9)-13)&\"_\"&$B9,finallookup!$AA$8:$AB$26,2,0)","v":{"$error":"#N/A"}},0,null,null,null,null,null,null,0,{"$f":"IF(O9<>0,VLOOKUP(MID($A9,14,LEN($A9)-13)&\"_\"&$B9,finallookup!$AA$8:$AB$26,2,0),\"\")","v":""}]
["Tier1_garage_HZ1",{"$f":"finallookup!F7","v":"Coolkwh"},{"$f":"VLOOKUP($A10,tbloutfnl,MATCH($B10,finallookup!$A$7:$G$7,0),0)","v":0},{"$f":"D9","v":13},0,0,{"$f":"VLOOKUP(MID($A10,14,LEN($A10)-13)&\"_\"&$B10,finallookup!$AA$8:$AB$26,2,0)","v":{"$error":"#N/A"}},0,null,null,null,null,null,null,0,{"$f":"IF(O10<>0,VLOOKUP(MID($A10,14,LEN($A10)-13)&\"_\"&$B10,finallookup!$AA$8:$AB$26,2,0),\"\")","v":""}]
["Tier1_garage_HZ2",{"$f":"B8","v":"DHWkwh"},{"$f":"VLOOKUP($A11,tbloutfnl,MATCH($B11,finallookup!$A$7:$G$7,0),0)","v":262.48068254643204},13,0,0,{"$f":"VLOOKUP(MID($A11,14,LEN($A11)-13)&\"_\"&$B11,finallookup!$AA$8:$AB$26,2,0)","v":{"$error":"#N/A"}},0,null,null,null,null,null,null,0,{"$f":"IF(O11<>0,VLOOKUP(MID($A11,14,LEN($A11)-13)&\"_\"&$B11,finallookup!$AA$8:$AB$26,2,0),\"\")","v":""}]
["Tier1_garage_HZ2",{"$f":"B9","v":"Heatkwh"},{"$f":"VLOOKUP($A12,tbloutfnl,MATCH($B12,finallookup!$A$7:$G$7,0),0)","v":0},13,0,0,{"$f":"VLOOKUP(MID($A12,14,LEN($A12)-13)&\"_\"&$B12,finallookup!$AA$8:$AB$26,2,0)","v":{"$error":"#N/A"}},0,null,null,null,null,null,null,0,{"$f":"IF(O12<>0,VLOOKUP(MID($A12,14,LEN($A12)-13)&\"_\"&$B12,finallookup!$AA$8:$AB$26,2,0),\"\")","v":""}]
["Tier1_garage_HZ2","Coolkwh",{"$f":"VLOOKUP($A13,tbloutfnl,MATCH($B13,finallookup!$A$7:$G$7,0),0)","v":0},13,0,0,{"$f":"VLOOKUP(MID($A13,14,LEN($A13)-13)&\"_\"&$B13,finallookup!$AA$8:$AB$26,2,0)","v":{"$error":"#N/A"}},0,null,null,null,null,null,null,0,{"$f":"IF(O13<>0,VLOOKUP(MID($A13,14,LEN($A13)-13)&\"_\"&$B13,finallookup!$AA$8:$AB$26,2,0),\"\")","v":""}]
["Tier1_garage_HZ3","DHWkwh",{"$f":"VLOOKUP($A14,tbloutfnl,MATCH($B14,finallookup!$A$7:$G$7,0),0)","v":275.53697210027087},13,0,0,{"$f":"VLOOKUP(MID($A14,14,LEN($A14)-13)&\"_\"&$B14,finallookup!$AA$8:$AB$26,2,0)","v":{"$error":"#N/A"}},0,null,null,null,null,null,null,0,{"$f":"IF(O14<>0,VLOOKUP(MID($A14,14,LEN($A14)-13)&\"_\"&$B14,finallookup!$AA$8:$AB$26,2,0),\"\")","v":""}]
["Tier1_garage_HZ3","Heatkwh",{"$f":"VLOOKUP($A15,tbloutfnl,MATCH($B15,finallookup!$A$7:$G$7,0),0)","v":0},13,0,0,{"$f":"VLOOKUP(MID($A15,14,LEN($A15)-13)&\"_\"&$B15,finallookup!$AA$8:$AB$26,2,0)","v":{"$error":"#N/A"}},0,null,null,null,null,null,null,0,{"$f":"IF(O15<>0,VLOOKUP(MID($A15,14,LEN($A15)-13)&\"_\"&$B15,finallookup!$AA$8:$AB$26,2,0),\"\")","v":""}]
["Tier1_garage_HZ3","Coolkwh",{"$f":"VLOOKUP($A16,tbloutfnl,MATCH($B16,finallookup!$A$7:$G$7,0),0)","v":0},13,0,0,{"$f":"VLOOKUP(MID($A16,14,LEN($A16)-13)&\"_\"&$B16,finallookup!$AA$8:$AB$26,2,0)","v":{"$error":"#N/A"}},0,null,null,null,null,null,null,0,{"$f":"IF(O16<>0,VLOOKUP(MID($A16,14,LEN($A16)-13)&\"_\"&$B16,finallookup!$AA$8:$AB$26,2,0),\"\")","v":""}]
["Tier1_basmnt_HZ1","DHWkwh",{"$f":"VLOOKUP($A17,tbloutfnl,MATCH($B17,finallookup!$A$7:$G$7,0),0)","v":238.59846484195322},13,0,0,{"$f":"VLOOKUP(MID($A17,14,LEN($A17)-13)&\"_\"&$B17,finallookup!$AA$8:$AB$26,2,0)","v":{"$error":"#N/A"}},0,null,null,null,null,null,null,0,{"$f":"IF(O17<>0,VLOOKUP(MID($A17,14,LEN($A17)-13)&\"_\"&$B17,finallookup!$AA$8:$AB$26,2,0),\"\")","v":""}]
["Tier1_basmnt_HZ1","Heatkwh",{"$f":"VLOOKUP($A18,tbloutfnl,MATCH($B18,finallookup!$A$7:$G$7,0),0)","v":0},13,0,0,{"$f":"VLOOKUP(MID($A18,14,LEN($A18)-13)&\"_\"&$B18,finallookup!$AA$8:$AB$26,2,0)","v":{"$error":"#N/A"}},0,null,null,null,null,null,null,0,{"$f":"IF(O18<>0,VLOOKUP(MID($A18,14,LEN($A18)-13)&\"_\"&$B18,finallookup!$AA$8:$AB$26,2,0),\"\")","v":""}]
["Tier1_basmnt_HZ1","Coolkwh",{"$f":"VLOOKUP($A19,tbloutfnl,MATCH($B19,finallookup!$A$7:$G$7,0),0)","v":0},13,0,0,{"$f":"VLOOKUP(MID($A19,14,LEN($A19)-13)&\"_\"&$B19,finallookup!$AA$8:$AB$26,2,0)","v":{"$error":"#N/A"}},0,null,null,null,null,null,null,0,{"$f":"IF(O19<>0,VLOOKUP(MID($A19,14,LEN($A19)-13)&\"_\"&$B19,finallookup!$AA$8:$AB$26,2,0),\"\")","v":""}]
["Tier1_basmnt_HZ2","DHWkwh",{"$f":"VLOOKUP($A20,tbloutfnl,MATCH($B20,finallookup!$A$7:$G$7,0),0)","v":245.09558494793382},13,0,0,{"$f":"VLOOKUP(MID($A20,14,LEN($A20)-13)&\"_\"&$B20,finallookup!$AA$8:$AB$26,2,0)","v":{"$error":"#N/A"}},0,null,null,null,null,null,null,0,{"$f":"IF(O20<>0,VLOOKUP(MID($A20,14,LEN($A20)-13)&\"_\"&$B20,finallookup!$AA$8:$AB$26,2,0),\"\")","v":""}]
["Tier1_basmnt_HZ2","Heatkwh",{"$f":"VLOOKUP($A21,tbloutfnl,MATCH($B21,finallookup!$A$7:$G$7,0),0)","v":0},13,0,0,{"$f":"VLOOKUP(MID($A21,14,LEN($A21)-13)&\"_\"&$B21,finallookup!$AA$8:$AB$26,2,0)","v":{"$error":"#N/A"}},0,null,null,null,null,null,null,0,{"$f":"IF(O21<>0,VLOOKUP(MID($A21,14,LEN($A21)-13)&\"_\"&$B21,finallookup!$AA$8:$AB$26,2,0),\"\")","v":""}]
["Tier1_basmnt_HZ2","Coolkwh",{"$f":"VLOOKUP($A22,tbloutfnl,MATCH($B22,finallookup!$A$7:$G$7,0),0)","v":0},13,0,0,{"$f":"VLOOKUP(MID($A22,14,LEN($A22)-13)&\"_\"&$B22,finallookup!$AA$8:$AB$26,2,0)","v":{"$error":"#N/A"}},0,null,null,null,null,null,null,0,{"$f":"IF(O22<>0,VLOOKUP(MID($A22,14,LEN($A22)-13)&\"_\"&$B22,finallookup!$AA$8:$AB$26,2,0),\"\")","v":""}]
["Tier1_basmnt_HZ3","DHWkwh",{"$f":"VLOOKUP($A23,tbloutfnl,MATCH($B23,finallookup!$A$7:$G$7,0),0)","v":249.23004848190212},13,0,0,{"$f":"VLOOKUP(MID($A23,14,LEN($A23)-13)&\"_\"&$B23,finallookup!$AA$8:$AB$26,2,0)","v":{"$error":"#N/A"}},0,null,null,null,null,null,null,0,{"$f":"IF(O23<>0,VLOOKUP(MID($A23,14,LEN($A23)-13)&\"_\"&$B23,finallookup!$AA$8:$AB$26,2,0),\"\")","v":""}]
["Tier1_basmnt_HZ3","Heatkwh",{"$f":"VLOOKUP($A24,tbloutfnl,MATCH($B24,finallookup!$A$7:$G$7,0),0)","v":0},13,0,0,{"$f":"VLOOKUP(MID($A24,14,LEN($A24)-13)&\"_\"&$B24,finallookup!$AA$8:$AB$26,2,0)","v":{"$error":"#N/A"}},0,null,null,null,null,null,null,0,{"$f":"IF(O24<>0,VLOOKUP(MID($A24,14,LEN($A24)-13)&\"_\"&$B24,finallookup!$AA$8:$AB$26,2,0),\"\")","v":""}]
["Tier1_basmnt_HZ3","Coolkwh",{"$f":"VLOOKUP($A25,tbloutfnl,MATCH($B25,finallookup!$A$7:$G$7,0),0)","v":0},13,0,0,{"$f":"VLOOKUP(MID($A25,14,LEN($A25)-13)&\"_\"&$B25,finallookup!$AA$8:$AB$26,2,0)","v":{"$error":"#N/A"}},0,null,null,null,null,null,null,0,{"$f":"IF(O25<>0,VLOOKUP(MID($A25,14,LEN($A25)-13)&\"_\"&$B25,finallookup!$AA$8:$AB$26,2,0),\"\")","v":""}]
["Tier1_indor2_HZ1_gfnc","DHWkwh",{"$f":"VLOOKUP($A26,tbloutfnl,MATCH($B26,finallookup!$A$7:$G$7,0),0)","v":229.76499860801525},13,0,0,{"$f":"VLOOKUP(MID($A26,14,LEN($A26)-13)&\"_\"&$B26,finallookup!$AA$8:$AB$26,2,0)","v":{"$error":"#N/A"}},0,null,null,null,null,null,null,0,{"$f":"IF(O26<>0,VLOOKUP(MID($A26,14,LEN($A26)-13)&\"_\"&$B26,finallookup!$AA$8:$AB$26,2,0),\"\")","v":""}]
["Tier1_indor2_HZ1_gfnc","Heatkwh",{"$f":"VLOOKUP($A27,tbloutfnl,MATCH($B27,finallookup!$A$7:$G$7,0),0)","v":0.14837611881240942},13,0,0,{"$f":"VLOOKUP(MID($A27,14,LEN($A27)-13)&\"_\"&$B27,finallookup!$AA$8:$AB$26,2,0)","v":{"$error":"#N/A"}},0,null,null,null,null,null,null,0.23152071655754636,{"$f":"IF(O27<>0,VLOOKUP(MID($A27,14,LEN($A27)-13)&\"_\"&$B27,finallookup!$AA$8:$AB$26,2,0),\"\")","v":{"$error":"#N/A"}}]
["Tier1_indor2_HZ1_gfnc","Coolkwh",{"$f":"VLOOKUP($A28,tbloutfnl,MATCH($B28,finallookup!$A$7:$G$7,0),0)","v":0},13,0,0,{"$f":"VLOOKUP(MID($A28,14,LEN($A28)-13)&\"_\"&$B28,finallookup!$AA$8:$AB$26,2,0)","v":{"$error":"#N/A"}},0,null,null,null,null,null,null,0,{"$f":"IF(O28<>0,VLOOKUP(MID($A28,14,LEN($A28)-13)&\"_\"&$B28,finallookup!$AA$8:$AB$26,2,0),\"\")","v":""}]
["Tier1_indor2_HZ1_gfac","DHWkwh",{"$f":"VLOOKUP($A29,tbloutfnl,MATCH($B29,finallookup!$A$7:$G$7,0),0)","v":234.65146623054673},13,0,0,{"$f":"VLOOKUP(MID($A29,14,LEN($A29)-13)&\"_\"&$B29,finallookup!$AA$8:$AB$26,2,0)","v":{"$error":"#N/A"}},0,null,null,null,null,null,null,0,{"$f":"IF(O29<>0,VLOOKUP(MID($A29,14,LEN($A29)-13)&\"_\"&$B29,finallookup!$AA$8:$AB$26,2,0),\"\")","v":""}]
["Tier1_indor2_HZ1_gfac","Heatkwh",{"$f":"VLOOKUP($A30,tbloutfnl,MATCH($B30,finallookup!$A$7:$G$7,0),0)","v":0.15695443540141407},13,0,0,{"$f":"VLOOKUP(MID($A30,14,LEN($A30)-13)&\"_\"&$B30,finallookup!$AA$8:$AB$26,2,0)","v":{"$error":"#N/A"}},0,null,null,null,null,null,null,0.21396306429612172,{"$f":"IF(O30<>0,VLOOKUP(MID($A30,14,LEN($A30)-13)&\"_\"&$B30,finallookup!$AA$8:$AB$26,2,0),\"\")","v":{"$error":"#N/A"}}]
["Tier1_indor2_HZ1_gfac","Coolkwh",{"$f":"VLOOKUP($A31,tbloutfnl,MATCH($B31,finallookup!$A$7:$G$7,0),0)","v":-1.3371399828456623},13,0,0,{"$f":"VLOOKUP(MID($A31,14,LEN($A31)-13)&\"_\"&$B31,finallookup!$AA$8:$AB$26,2,0)","v":{"$error":"#N/A"}},0,null,null,null,null,null,null,0,{"$f":"IF(O31<>0,VLOOKUP(MID($A31,14,LEN($A31)-13)&\"_\"&$B31,finallookup!$AA$8:$AB$26,2,0),\"\")","v":""}]
["Tier1_indor2_HZ1_efaf","DHWkwh",{"$f":"VLOOKUP($A32,tbloutfnl,MATCH($B32,finallookup!$A$7:$G$7,0),0)","v":229.76499860801525},13,0,0,{"$f":"VLOOKUP(MID($A32,14,LEN($A32)-13)&\"_\"&$B32,finallookup!$AA$8:$AB$26,2,0)","v":{"$error":"#N/A"}},0,null,null,null,null,null,null,0,{"$f":"IF(O32<>0,VLOOKUP(MID($A32,14,LEN($A32)-13)&\"_\"&$B32,finallookup!$AA$8:$AB$26,2,0),\"\")","v":""}]
["Tier1_indor2_HZ1_efaf","Heatkwh",{"$f":"VLOOKUP($A33,tbloutfnl,MATCH($B33,finallookup!$A$7:$G$7,0),0)","v":4.1221283817185066},13,0,0,{"$f":"VLOOKUP(MID($A33,14,LEN($A33)-13)&\"_\"&$B33,finallookup!$AA$8:$AB$26,2,0)","v":{"$error":"#N/A"}},0,null,null,null,null,null,null,9.8143385131243301E-3,{"$f":"IF(O33<>0,VLOOKUP(MID($A33,14,LEN($A33)-13)&\"_\"&$B33,finallookup!$AA$8:$AB$26,2,0),\"\")","v":{"$error":"#N/A"}}]
["Tier1_indor2_HZ1_efaf","Coolkwh",{"$f":"VLOOKUP($A34,tbloutfnl,MATCH($B34,finallookup!$A$7:$G$7,0),0)","v":0},13,0,0,{"$f":"VLOOKUP(MID($A34,14,LEN($A34)-13)&\"_\"&$B34,finallookup!$AA$8:$AB$26,2,0)","v":{"$error":"#N/A"}},0,null,null,null,null,null,null,0,{"$f":"IF(O34<>0,VLOOKUP(MID($A34,14,LEN($A34)-13)&\"_\"&$B34,finallookup!$AA$8:$AB$26,2,0),\"\")","v":""}]
["Tier1_indor2_HZ1_hp85","DHWkwh",{"$f":"VLOOKUP($A35,tbloutfnl,MATCH($B35,finallookup!$A$7:$G$7,0),0)","v":234.65282903913126},13,0,0,{"$f":"VLOOKUP(MID($A35,14,LEN($A35)-13)&\"_\"&$B35,finallookup!$AA$8:$AB$26,2,0)","v":{"$error":"#N/A"}},0,null,null,null,null,null,null,0,{"$f":"IF(O35<>0,VLOOKUP(MID($A35,14,LEN($A35)-13)&\"_\"&$B35,finallookup!$AA$8:$AB$26,2,0),\"\")","v":""}]
["Tier1_indor2_HZ1_hp85","Heatkwh",{"$f":"VLOOKUP($A36,tbloutfnl,MATCH($B36,finallookup!$A$7:$G$7,0),0)","v":0.36487743348357954},13,0,0,{"$f":"VLOOKUP(MID($A36,14,LEN($A36)-13)&\"_\"&$B36,finallookup!$AA$8:$AB$26,2,0)","v":{"$error":"#N/A"}},0,null,null,null,null,null,null,8.6873341060642354E-4,{"$f":"IF(O36<>0,VLOOKUP(MID($A36,14,LEN($A36)-13)&\"_\"&$B36,finallookup!$AA$8:$AB$26,2,0),\"\")","v":{"$error":"#N/A"}}]
["Tier1_indor2_HZ1_hp85","Coolkwh",{"$f":"VLOOKUP($A37,tbloutfnl,MATCH($B37,finallookup!$A$7:$G$7,0),0)","v":-1.3440725431735847},13,0,0,{"$f":"VLOOKUP(MID($A37,14,LEN($A37)-13)&\"_\"&$B37,finallookup!$AA$8:$AB$26,2,0)","v":{"$error":"#N/A"}},0,null,null,null,null,null,null,0,{"$f":"IF(O37<>0,VLOOKUP(MID($A37,14,LEN($A37)-13)&\"_\"&$B37,finallookup!$AA$8:$AB$26,2,0),\"\")","v":""}]
["Tier1_indor2_HZ1_zonl","DHWkwh",{"$f":"VLOOKUP($A38,tbloutfnl,MATCH($B38,finallookup!$A$7:$G$7,0),0)","v":229.7625004106302},13,0,0,{"$f":"VLOOKUP(MID($A38,14,LEN($A38)-13)&\"_\"&$B38,finallookup!$AA$8:$AB$26,2,0)","v":{"$error":"#N/A"}},0,null,null,null,null,null,null,0,{"$f":"IF(O38<>0,VLOOKUP(MID($A38,14,LEN($A38)-13)&\"_\"&$B38,finallookup!$AA$8:$AB$26,2,0),\"\")","v":""}]
["Tier1_indor2_HZ1_zonl","Heatkwh",{"$f":"VLOOKUP($A39,tbloutfnl,MATCH($B39,finallookup!$A$7:$G$7,0),0)","v":3.7323126873174015},13,0,0,{"$f":"VLOOKUP(MID($A39,14,LEN($A39)-13)&\"_\"&$B39,finallookup!$AA$8:$AB$26,2,0)","v":{"$error":"#N/A"}},0,null,null,null,null,null,null,8.8862298206468498E-3,{"$f":"IF(O39<>0,VLOOKUP(MID($A39,14,LEN($A39)-13)&\"_\"&$B39,finallookup!$AA$8:$AB$26,2,0),\"\")","v":{"$error":"#N/A"}}]
["Tier1_indor2_HZ1_zonl","Coolkwh",{"$f":"VLOOKUP($A40,tbloutfnl,MATCH($B40,finallookup!$A$7:$G$7,0),0)","v":0},13,0,0,{"$f":"VLOOKUP(MID($A40,14,LEN($A40)-13)&\"_\"&$B40,finallookup!$AA$8:$AB$26,2,0)","v":{"$error":"#N/A"}},0,null,null,null,null,null,null,0,{"$f":"IF(O40<>0,VLOOKUP(MID($A40,14,LEN($A40)-13)&\"_\"&$B40,finallookup!$AA$8:$AB$26,2,0),\"\")","v":""}]
["Tier1_indor2_HZ2_gfnc","DHWkwh",{"$f":"VLOOKUP($A41,tbloutfnl,MATCH($B41,finallookup!$A$7:$G$7,0),0)","v":224.7360157723609},13,0,0,{"$f":"VLOOKUP(MID($A41,14,LEN($A41)-13)&\"_\"&$B41,finallookup!$AA$8:$AB$26,2,0)","v":{"$error":"#N/A"}},0,null,null,null,null,null,null,0,{"$f":"IF(O41<>0,VLOOKUP(MID($A41,14,LEN($A41)-13)&\"_\"&$B41,finallookup!$AA$8:$AB$26,2,0),\"\")","v":""}]
["Tier1_indor2_HZ2_gfnc","Heatkwh",{"$f":"VLOOKUP($A42,tbloutfnl,MATCH($B42,finallookup!$A$7:$G$7,0),0)","v":0.19036838729537645},13,0,0,{"$f":"VLOOKUP(MID($A42,14,LEN($A42)-13)&\"_\"&$B42,finallookup!$AA$8:$AB$26,2,0)","v":{"$error":"#N/A"}},0,null,null,null,null,null,null,0.25924217078972145,{"$f":"IF(O42<>0,VLOOKUP(MID($A42,14,LEN($A42)-13)&\"_\"&$B42,finallookup!$AA$8:$AB$26,2,0),\"\")","v":{"$error":"#N/A"}}]
["Tier1_indor2_HZ2_gfnc","Coolkwh",{"$f":"VLOOKUP($A43,tbloutfnl,MATCH($B43,finallookup!$A$7:$G$7,0),0)","v":0},13,0,0,{"$f":"VLOOKUP(MID($A43,14,LEN($A43)-13)&\"_\"&$B43,finallookup!$AA$8:$AB$26,2,0)","v":{"$error":"#N/A"}},0,null,null,null,null,null,null,0,{"$f":"IF(O43<>0,VLOOKUP(MID($A43,14,LEN($A43)-13)&\"_\"&$B43,finallookup!$AA$8:$AB$26,2,0),\"\")","v":""}]
["Tier1_indor2_HZ2_gfac","DHWkwh",{"$f":"VLOOKUP($A44,tbloutfnl,MATCH($B44,finallookup!$A$7:$G$7,0),0)","v":233.83717972591953},13,0,0,{"$f":"VLOOKUP(MID($A44,14,LEN($A44)-13)&\"_\"&$B44,finallookup!$AA$8:$AB$26,2,0)","v":{"$error":"#N/A"}},0,null,null,null,null,null,null,0,{"$f":"IF(O44<>0,VLOOKUP(MID($A44,14,LEN($A44)-13)&\"_\"&$B44,finallookup!$AA$8:$AB$26,2,0),\"\")","v":""}]
["Tier1_indor2_HZ2_gfac","Heatkwh",{"$f":"VLOOKUP($A45,tbloutfnl,MATCH($B45,finallookup!$A$7:$G$7,0),0)","v":0.18908898155998857},13,0,0,{"$f":"VLOOKUP(MID($A45,14,LEN($A45)-13)&\"_\"&$B45,finallookup!$AA$8:$AB$26,2,0)","v":{"$error":"#N/A"}},0,null,null,null,null,null,null,0.24567854041677969,{"$f":"IF(O45<>0,VLOOKUP(MID($A45,14,LEN($A45)-13)&\"_\"&$B45,finallookup!$AA$8:$AB$26,2,0),\"\")","v":{"$error":"#N/A"}}]
["Tier1_indor2_HZ2_gfac","Coolkwh",{"$f":"VLOOKUP($A46,tbloutfnl,MATCH($B46,finallookup!$A$7:$G$7,0),0)","v":-0.76221833654546689},13,0,0,{"$f":"VLOOKUP(MID($A46,14,LEN($A46)-13)&\"_\"&$B46,finallookup!$AA$8:$AB$26,2,0)","v":{"$error":"#N/A"}},0,null,null,null,null,null,null,0,{"$f":"IF(O46<>0,VLOOKUP(MID($A46,14,LEN($A46)-13)&\"_\"&$B46,finallookup!$AA$8:$AB$26,2,0),\"\")","v":""}]
["Tier1_indor2_HZ2_efaf","DHWkwh",{"$f":"VLOOKUP($A47,tbloutfnl,MATCH($B47,finallookup!$A$7:$G$7,0),0)","v":224.7360157723609},13,0,0,{"$f":"VLOOKUP(MID($A47,14,LEN($A47)-13)&\"_\"&$B47,finallookup!$AA$8:$AB$26,2,0)","v":{"$error":"#N/A"}},0,null,null,null,null,null,null,0,{"$f":"IF(O47<>0,VLOOKUP(MID($A47,14,LEN($A47)-13)&\"_\"&$B47,finallookup!$AA$8:$AB$26,2,0),\"\")","v":""}]
["Tier1_indor2_HZ2_efaf","Heatkwh",{"$f":"VLOOKUP($A48,tbloutfnl,MATCH($B48,finallookup!$A$7:$G$7,0),0)","v":4.817257704117452},13,0,0,{"$f":"VLOOKUP(MID($A48,14,LEN($A48)-13)&\"_\"&$B48,finallookup!$AA$8:$AB$26,2,0)","v":{"$error":"#N/A"}},0,null,null,null,null,null,null,3.6142829630012798E-3,{"$f":"IF(O48<>0,VLOOKUP(MID($A48,14,LEN($A48)-13)&\"_\"&$B48,finallookup!$AA$8:$AB$26,2,0),\"\")","v":{"$error":"#N/A"}}]
["Tier1_indor2_HZ2_efaf","Coolkwh",{"$f":"VLOOKUP($A49,tbloutfnl,MATCH($B49,finallookup!$A$7:$G$7,0),0)","v":0},13,0,0,{"$f":"VLOOKUP(MID($A49,14,LEN($A49)-13)&\"_\"&$B49,finallookup!$AA$8:$AB$26,2,0)","v":{"$error":"#N/A"}},0,null,null,null,null,null,null,0,{"$f":"IF(O49<>0,VLOOKUP(MID($A49,14,LEN($A49)-13)&\"_\"&$B49,finallookup!$AA$8:$AB$26,2,0),\"\")","v":""}]
["Tier1_indor2_HZ2_hp85","DHWkwh",{"$f":"VLOOKUP($A50,tbloutfnl,MATCH($B50,finallookup!$A$7:$G$7,0),0)","v":233.83598232076767},13,0,0,{"$f":"VLOOKUP(MID($A50,14,LEN($A50)-13)&\"_\"&$B50,finallookup!$AA$8:$AB$26,2,0)","v":{"$error":"#N/A"}},0,null,null,null,null,null,null,0,{"$f":"IF(O50<>0,VLOOKUP(MID($A50,14,LEN($A50)-13)&\"_\"&$B50,finallookup!$AA$8:$AB$26,2,0),\"\")","v":""}]
["Tier1_indor2_HZ2_hp85","Heatkwh",{"$f":"VLOOKUP($A51,tbloutfnl,MATCH($B51,finallookup!$A$7:$G$7,0),0)","v":3.1085655858376677},13,0,0,{"$f":"VLOOKUP(MID($A51,14,LEN($A51)-13)&\"_\"&$B51,finallookup!$AA$8:$AB$26,2,0)","v":{"$error":"#N/A"}},0,null,null,null,null,null,null,2.3322886850462841E-3,{"$f":"IF(O51<>0,VLOOKUP(MID($A51,14,LEN($A51)-13)&\"_\"&$B51,finallookup!$AA$8:$AB$26,2,0),\"\")","v":{"$error":"#N/A"}}]
["Tier1_indor2_HZ2_hp85","Coolkwh",{"$f":"VLOOKUP($A52,tbloutfnl,MATCH($B52,finallookup!$A$7:$G$7,0),0)","v":-0.76658111988708477},13,0,0,{"$f":"VLOOKUP(MID($A52,14,LEN($A52)-13)&\"_\"&$B52,finallookup!$AA$8:$AB$26,2,0)","v":{"$error":"#N/A"}},0,null,null,null,null,null,null,0,{"$f":"IF(O52<>0,VLOOKUP(MID($A52,14,LEN($A52)-13)&\"_\"&$B52,finallookup!$AA$8:$AB$26,2,0),\"\")","v":""}]
["Tier1_indor2_HZ2_zonl","DHWkwh",{"$f":"VLOOKUP($A53,tbloutfnl,MATCH($B53,finallookup!$A$7:$G$7,0),0)","v":224.9787023786732},13,0,0,{"$f":"VLOOKUP(MID($A53,14,LEN($A53)-13)&\"_\"&$B53,finallookup!$AA$8:$AB$26,2,0)","v":{"$error":"#N/A"}},0,null,null,null,null,null,null,0,{"$f":"IF(O53<>0,VLOOKUP(MID($A53,14,LEN($A53)-13)&\"_\"&$B53,finallookup!$AA$8:$AB$26,2,0),\"\")","v":""}]
["Tier1_indor2_HZ2_zonl","Heatkwh",{"$f":"VLOOKUP($A54,tbloutfnl,MATCH($B54,finallookup!$A$7:$G$7,0),0)","v":4.2356570970006517},13,0,0,{"$f":"VLOOKUP(MID($A54,14,LEN($A54)-13)&\"_\"&$B54,finallookup!$AA$8:$AB$26,2,0)","v":{"$error":"#N/A"}},0,null,null,null,null,null,null,3.1779207638652955E-3,{"$f":"IF(O54<>0,VLOOKUP(MID($A54,14,LEN($A54)-13)&\"_\"&$B54,finallookup!$AA$8:$AB$26,2,0),\"\")","v":{"$error":"#N/A"}}]
["Tier1_indor2_HZ2_zonl","Coolkwh",{"$f":"VLOOKUP($A55,tbloutfnl,MATCH($B55,finallookup!$A$7:$G$7,0),0)","v":0},13,0,0,{"$f":"VLOOKUP(MID($A55,14,LEN($A55)-13)&\"_\"&$B55,finallookup!$AA$8:$AB$26,2,0)","v":{"$error":"#N/A"}},0,null,null,null,null,null,null,0,{"$f":"IF(O55<>0,VLOOKUP(MID($A55,14,LEN($A55)-13)&\"_\"&$B55,finallookup!$AA$8:$AB$26,2,0),\"\")","v":""}]
["Tier1_indor2_HZ3_gfnc","DHWkwh",{"$f":"VLOOKUP($A56,tbloutfnl,MATCH($B56,finallookup!$A$7:$G$7,0),0)","v":247.01154627547149},13,0,0,{"$f":"VLOOKUP(MID($A56,14,LEN($A56)-13)&\"_\"&$B56,finallookup!$AA$8:$AB$26,2,0)","v":{"$error":"#N/A"}},0,null,null,null,null,null,null,0,{"$f":"IF(O56<>0,VLOOKUP(MID($A56,14,LEN($A56)-13)&\"_\"&$B56,finallookup!$AA$8:$AB$26,2,0),\"\")","v":""}]
["Tier1_indor2_HZ3_gfnc","Heatkwh",{"$f":"VLOOKUP($A57,tbloutfnl,MATCH($B57,finallookup!$A$7:$G$7,0),0)","v":1.7482041264633062E-2},13,0,0,{"$f":"VLOOKUP(MID($A57,14,LEN($A57)-13)&\"_\"&$B57,finallookup!$AA$8:$AB$26,2,0)","v":{"$error":"#N/A"}},0,null,null,null,null,null,null,2.134834601519928E-2,{"$f":"IF(O57<>0,VLOOKUP(MID($A57,14,LEN($A57)-13)&\"_\"&$B57,finallookup!$AA$8:$AB$26,2,0),\"\")","v":{"$error":"#N/A"}}]
["Tier1_indor2_HZ3_gfnc","Coolkwh",{"$f":"VLOOKUP($A58,tbloutfnl,MATCH($B58,finallookup!$A$7:$G$7,0),0)","v":0},13,0,0,{"$f":"VLOOKUP(MID($A58,14,LEN($A58)-13)&\"_\"&$B58,finallookup!$AA$8:$AB$26,2,0)","v":{"$error":"#N/A"}},0,null,null,null,null,null,null,0,{"$f":"IF(O58<>0,VLOOKUP(MID($A58,14,LEN($A58)-13)&\"_\"&$B58,finallookup!$AA$8:$AB$26,2,0),\"\")","v":""}]
["Tier1_indor2_HZ3_gfac","DHWkwh",{"$f":"VLOOKUP($A59,tbloutfnl,MATCH($B59,finallookup!$A$7:$G$7,0),0)","v":253.06630106505105},13,0,0,{"$f":"VLOOKUP(MID($A59,14,LEN($A59)-13)&\"_\"&$B59,finallookup!$AA$8:$AB$26,2,0)","v":{"$error":"#N/A"}},0,null,null,null,null,null,null,0,{"$f":"IF(O59<>0,VLOOKUP(MID($A59,14,LEN($A59)-13)&\"_\"&$B59,finallookup!$AA$8:$AB$26,2,0),\"\")","v":""}]
["Tier1_indor2_HZ3_gfac","Heatkwh",{"$f":"VLOOKUP($A60,tbloutfnl,MATCH($B60,finallookup!$A$7:$G$7,0),0)","v":-3.8385506737051808E-2},13,0,0,{"$f":"VLOOKUP(MID($A60,14,LEN($A60)-13)&\"_\"&$B60,finallookup!$AA$8:$AB$26,2,0)","v":{"$error":"#N/A"}},0,null,null,null,null,null,null,-5.2627704656980336E-2,{"$f":"IF(O60<>0,VLOOKUP(MID($A60,14,LEN($A60)-13)&\"_\"&$B60,finallookup!$AA$8:$AB$26,2,0),\"\")","v":{"$error":"#N/A"}}]
["Tier1_indor2_HZ3_gfac","Coolkwh",{"$f":"VLOOKUP($A61,tbloutfnl,MATCH($B61,finallookup!$A$7:$G$7,0),0)","v":-0.70858918121277636},13,0,0,{"$f":"VLOOKUP(MID($A61,14,LEN($A61)-13)&\"_\"&$B61,finallookup!$AA$8:$AB$26,2,0)","v":{"$error":"#N/A"}},0,null,null,null,null,null,null,0,{"$f":"IF(O61<>0,VLOOKUP(MID($A61,14,LEN($A61)-13)&\"_\"&$B61,finallookup!$AA$8:$AB$26,2,0),\"\")","v":""}]
["Tier1_indor2_HZ3_efaf","DHWkwh",{"$f":"VLOOKUP($A62,tbloutfnl,MATCH($B62,finallookup!$A$7:$G$7,0),0)","v":247.01154627547149},13,0,0,{"$f":"VLOOKUP(MID($A62,14,LEN($A62)-13)&\"_\"&$B62,finallookup!$AA$8:$AB$26,2,0)","v":{"$error":"#N/A"}},0,null,null,null,null,null,null,0,{"$f":"IF(O62<>0,VLOOKUP(MID($A62,14,LEN($A62)-13)&\"_\"&$B62,finallookup!$AA$8:$AB$26,2,0),\"\")","v":""}]
["Tier1_indor2_HZ3_efaf","Heatkwh",{"$f":"VLOOKUP($A63,tbloutfnl,MATCH($B63,finallookup!$A$7:$G$7,0),0)","v":0.39734131379681453},13,0,0,{"$f":"VLOOKUP(MID($A63,14,LEN($A63)-13)&\"_\"&$B63,finallookup!$AA$8:$AB$26,2,0)","v":{"$error":"#N/A"}},0,null,null,null,null,null,null,2.9811648642440078E-4,{"$f":"IF(O63<>0,VLOOKUP(MID($A63,14,LEN($A63)-13)&\"_\"&$B63,finallookup!$AA$8:$AB$26,2,0),\"\")","v":{"$error":"#N/A"}}]
["Tier1_indor2_HZ3_efaf","Coolkwh",{"$f":"VLOOKUP($A64,tbloutfnl,MATCH($B64,finallookup!$A$7:$G$7,0),0)","v":0},13,0,0,{"$f":"VLOOKUP(MID($A64,14,LEN($A64)-13)&\"_\"&$B64,finallookup!$AA$8:$AB$26,2,0)","v":{"$error":"#N/A"}},0,null,null,null,null,null,null,0,{"$f":"IF(O64<>0,VLOOKUP(MID($A64,14,LEN($A64)-13)&\"_\"&$B64,finallookup!$AA$8:$AB$26,2,0),\"\")","v":""}]
["Tier1_indor2_HZ3_hp85","DHWkwh",{"$f":"VLOOKUP($A65,tbloutfnl,MATCH($B65,finallookup!$A$7:$G$7,0),0)","v":252.99879479167706},13,0,0,{"$f":"VLOOKUP(MID($A65,14,LEN($A65)-13)&\"_\"&$B65,finallookup!$AA$8:$AB$26,2,0)","v":{"$error":"#N/A"}},0,null,null,null,null,null,null,0,{"$f":"IF(O65<>0,VLOOKUP(MID($A65,14,LEN($A65)-13)&\"_\"&$B65,finallookup!$AA$8:$AB$26,2,0),\"\")","v":""}]
["Tier1_indor2_HZ3_hp85","Heatkwh",{"$f":"VLOOKUP($A66,tbloutfnl,MATCH($B66,finallookup!$A$7:$G$7,0),0)","v":-0.67134950084100153},13,0,0,{"$f":"VLOOKUP(MID($A66,14,LEN($A66)-13)&\"_\"&$B66,finallookup!$AA$8:$AB$26,2,0)","v":{"$error":"#N/A"}},0,null,null,null,null,null,null,-5.0369882869979923E-4,{"$f":"IF(O66<>0,VLOOKUP(MID($A66,14,LEN($A66)-13)&\"_\"&$B66,finallookup!$AA$8:$AB$26,2,0),\"\")","v":{"$error":"#N/A"}}]
["Tier1_indor2_HZ3_hp85","Coolkwh",{"$f":"VLOOKUP($A67,tbloutfnl,MATCH($B67,finallookup!$A$7:$G$7,0),0)","v":-0.71150677619941616},13,0,0,{"$f":"VLOOKUP(MID($A67,14,LEN($A67)-13)&\"_\"&$B67,finallookup!$AA$8:$AB$26,2,0)","v":{"$error":"#N/A"}},0,null,null,null,null,null,null,0,{"$f":"IF(O67<>0,VLOOKUP(MID($A67,14,LEN($A67)-13)&\"_\"&$B67,finallookup!$AA$8:$AB$26,2,0),\"\")","v":""}]
["Tier1_indor2_HZ3_zonl","DHWkwh",{"$f":"VLOOKUP($A68,tbloutfnl,MATCH($B68,finallookup!$A$7:$G$7,0),0)","v":247.05755928481821},13,0,0,{"$f":"VLOOKUP(MID($A68,14,LEN($A68)-13)&\"_\"&$B68,finallookup!$AA$8:$AB$26,2,0)","v":{"$error":"#N/A"}},0,null,null,null,null,null,null,0,{"$f":"IF(O68<>0,VLOOKUP(MID($A68,14,LEN($A68)-13)&\"_\"&$B68,finallookup!$AA$8:$AB$26,2,0),\"\")","v":""}]
["Tier1_indor2_HZ3_zonl","Heatkwh",{"$f":"VLOOKUP($A69,tbloutfnl,MATCH($B69,finallookup!$A$7:$G$7,0),0)","v":0.3141166787298692},13,0,0,{"$f":"VLOOKUP(MID($A69,14,LEN($A69)-13)&\"_\"&$B69,finallookup!$AA$8:$AB$26,2,0)","v":{"$error":"#N/A"}},0,null,null,null,null,null,null,2.3567486525737083E-4,{"$f":"IF(O69<>0,VLOOKUP(MID($A69,14,LEN($A69)-13)&\"_\"&$B69,finallookup!$AA$8:$AB$26,2,0),\"\")","v":{"$error":"#N/A"}}]
["Tier1_indor2_HZ3_zonl","Coolkwh",{"$f":"VLOOKUP($A70,tbloutfnl,MATCH($B70,finallookup!$A$7:$G$7,0),0)","v":0},13,0,0,{"$f":"VLOOKUP(MID($A70,14,LEN($A70)-13)&\"_\"&$B70,finallookup!$AA$8:$AB$26,2,0)","v":{"$error":"#N/A"}},0,null,null,null,null,null,null,0,{"$f":"IF(O70<>0,VLOOKUP(MID($A70,14,LEN($A70)-13)&\"_\"&$B70,finallookup!$AA$8:$AB$26,2,0),\"\")","v":""}]
[0,"DHWkwh",{"$f":"VLOOKUP($A71,tbloutfnl,MATCH($B71,finallookup!$A$7:$G$7,0),0)","v":{"$error":"#N/A"}},13,{"$error":"#N/A"},0,{"$f":"VLOOKUP(MID($A71,14,LEN($A71)-13)&\"_\"&$B71,finallookup!$AA$8:$AB$26,2,0)","v":{"$error":"#VALUE!"}},{"$error":"#N/A"},null,null,null,null,null,null,0,{"$f":"IF(O71<>0,VLOOKUP(MID($A71,14,LEN($A71)-13)&\"_\"&$B71,finallookup!$AA$8:$AB$26,2,0),\"\")","v":""}]
[{"$f":"INDEX(tbloutfnl,CEILING((ROW(A72)-ROW($A$8)+1)/3,1),1)","v":0},"Heatkwh",{"$f":"VLOOKUP($A72,tbloutfnl,MATCH($B72,finallookup!$A$7:$G$7,0),0)","v":{"$error":"#N/A"}},13,{"$f":"IF(B72=\"DHWkwh\",VLOOKUP($A72,tbloutfnl,7,0),0)","v":0},0,{"$f":"VLOOKUP(MID($A72,14,LEN($A72)-13)&\"_\"&$B72,finallookup!$AA$8:$AB$26,2,0)","v":{"$error":"#VALUE!"}},{"$f":"VLOOKUP($A72,tbloutfnl,8,0)","v":{"$error":"#N/A"}},null,null,null,null,null,null,{"$f":"IF(B72=\"Heatkwh\",VLOOKUP($A72,tbloutfnl,4,0),0)","v":{"$error":"#N/A"}},{"$f":"IF(O72<>0,VLOOKUP(MID($A72,14,LEN($A72)-13)&\"_\"&$B72,finallookup!$AA$8:$AB$26,2,0),\"\")","v":{"$error":"#N/A"}}]
[0,"Coolkwh",{"$f":"VLOOKUP($A73,tbloutfnl,MATCH($B73,finallookup!$A$7:$G$7,0),0)","v":{"$error":"#N/A"}},13,0,0,{"$f":"VLOOKUP(MID($A73,14,LEN($A73)-13)&\"_\"&$B73,finallookup!$AA$8:$AB$26,2,0)","v":{"$error":"#VALUE!"}},{"$error":"#N/A"},null,null,null,null,null,null,0,{"$f":"IF(O73<>0,VLOOKUP(MID($A73,14,LEN($A73)-13)&\"_\"&$B73,finallookup!$AA$8:$AB$26,2,0),\"\")","v":""}]
[0,"DHWkwh",{"$f":"VLOOKUP($A74,tbloutfnl,MATCH($B74,finallookup!$A$7:$G$7,0),0)","v":{"$error":"#N/A"}},{"$f":"D73","v":13},{"$error":"#N/A"},0,{"$f":"VLOOKUP(MID($A74,14,LEN($A74)-13)&\"_\"&$B74,finallookup!$AA$8:$AB$26,2,0)","v":{"$error":"#VALUE!"}},{"$error":"#N/A"},null,null,null,null,null,null,0,{"$f":"IF(O74<>0,VLOOKUP(MID($A74,14,LEN($A74)-13)&\"_\"&$B74,finallookup!$AA$8:$AB$26,2,0),\"\")","v":""}]
[0,"Heatkwh",{"$f":"VLOOKUP($A75,tbloutfnl,MATCH($B75,finallookup!$A$7:$G$7,0),0)","v":{"$error":"#N/A"}},13,0,0,{"$f":"VLOOKUP(MID($A75,14,LEN($A75)-13)&\"_\"&$B75,finallookup!$AA$8:$AB$26,2,0)","v":{"$error":"#VALUE!"}},{"$error":"#N/A"},null,null,null,null,null,null,{"$error":"#N/A"},{"$f":"IF(O75<>0,VLOOKUP(MID($A75,14,LEN($A75)-13)&\"_\"&$B75,finallookup!$AA$8:$AB$26,2,0),\"\")","v":{"$error":"#N/A"}}]
[0,{"$f":"B73","v":"Coolkwh"},{"$f":"VLOOKUP($A76,tbloutfnl,MATCH($B76,finallookup!$A$7:$G$7,0),0)","v":{"$error":"#N/A"}},13,0,0,{"$f":"VLOOKUP(MID($A76,14,LEN($A76)-13)&\"_\"&$B76,finallookup!$AA$8:$AB$26,2,0)","v":{"$error":"#VALUE!"}},{"$error":"#N/A"},null,null,null,null,null,null,0,{"$f":"IF(O76<>0,VLOOKUP(MID($A76,14,LEN($A76)-13)&\"_\"&$B76,finallookup!$AA$8:$AB$26,2,0),\"\")","v":""}]
[0,"DHWkwh",{"$f":"VLOOKUP($A77,tbloutfnl,MATCH($B77,finallookup!$A$7:$G$7,0),0)","v":{"$error":"#N/A"}},13,{"$error":"#N/A"},0,{"$f":"VLOOKUP(MID($A77,14,LEN($A77)-13)&\"_\"&$B77,finallookup!$AA$8:$AB$26,2,0)","v":{"$error":"#VALUE!"}},{"$error":"#N/A"},null,null,null,null,null,null,0,{"$f":"IF(O77<>0,VLOOKUP(MID($A77,14,LEN($A77)-13)&\"_\"&$B77,finallookup!$AA$8:$AB$26,2,0),\"\")","v":""}]
[0,"Heatkwh",{"$f":"VLOOKUP($A78,tbloutfnl,MATCH($B78,finallookup!$A$7:$G$7,0),0)","v":{"$error":"#N/A"}},13,0,0,{"$f":"VLOOKUP(MID($A78,14,LEN($A78)-13)&\"_\"&$B78,finallookup!$AA$8:$AB$26,2,0)","v":{"$error":"#VALUE!"}},{"$error":"#N/A"},null,null,null,null,null,null,{"$error":"#N/A"},{"$f":"IF(O78<>0,VLOOKUP(MID($A78,14,LEN($A78)-13)&\"_\"&$B78,finallookup!$AA$8:$AB$26,2,0),\"\")","v":{"$error":"#N/A"}}]
[0,"Coolkwh",{"$f":"VLOOKUP($A79,tbloutfnl,MATCH($B79,finallookup!$A$7:$G$7,0),0)","v":{"$error":"#N/A"}},13,0,0,{"$f":"VLOOKUP(MID($A79,14,LEN($A79)-13)&\"_\"&$B79,finallookup!$AA$8:$AB$26,2,0)","v":{"$error":"#VALUE!"}},{"$error":"#N/A"},null,null,null,null,null,null,0,{"$f":"IF(O79<>0,VLOOKUP(MID($A79,14,LEN($A79)-13)&\"_\"&$B79,finallookup!$AA$8:$AB$26,2,0),\"\")","v":""}]
[0,"DHWkwh",{"$f":"VLOOKUP($A80,tbloutfnl,MATCH($B80,finallookup!$A$7:$G$7,0),0)","v":{"$error":"#N/A"}},13,{"$error":"#N/A"},0,{"$f":"VLOOKUP(MID($A80,14,LEN($A80)-13)&\"_\"&$B80,finallookup!$AA$8:$AB$26,2,0)","v":{"$error":"#VALUE!"}},{"$error":"#N/A"},null,null,null,null,null,null,0,{"$f":"IF(O80<>0,VLOOKUP(MID($A80,14,LEN($A80)-13)&\"_\"&$B80,finallookup!$AA$8:$AB$26,2,0),\"\")","v":""}]
[0,"Heatkwh",{"$f":"VLOOKUP($A81,tbloutfnl,MATCH($B81,finallookup!$A$7:$G$7,0),0)","v":{"$error":"#N/A"}},13,0,0,{"$f":"VLOOKUP(MID($A81,14,LEN($A81)-13)&\"_\"&$B81,finallookup!$AA$8:$AB$26,2,0)","v":{"$error":"#VALUE!"}},{"$error":"#N/A"},null,null,null,null,null,null,{"$error":"#N/A"},{"$f":"IF(O81<>0,VLOOKUP(MID($A81,14,LEN($A81)-13)&\"_\"&$B81,finallookup!$AA$8:$AB$26,2,0),\"\")","v":{"$error":"#N/A"}}]
[0,"Coolkwh",{"$f":"VLOOKUP($A82,tbloutfnl,MATCH($B82,finallookup!$A$7:$G$7,0),0)","v":{"$error":"#N/A"}},13,0,0,{"$f":"VLOOKUP(MID($A82,14,LEN($A82)-13)&\"_\"&$B82,finallookup!$AA$8:$AB$26,2,0)","v":{"$error":"#VALUE!"}},{"$error":"#N/A"},null,null,null,null,null,null,0,{"$f":"IF(O82<>0,VLOOKUP(MID($A82,14,LEN($A82)-13)&\"_\"&$B82,finallookup!$AA$8:$AB$26,2,0),\"\")","v":""}]
[0,"DHWkwh",{"$f":"VLOOKUP($A83,tbloutfnl,MATCH($B83,finallookup!$A$7:$G$7,0),0)","v":{"$error":"#N/A"}},13,{"$error":"#N/A"},0,{"$f":"VLOOKUP(MID($A83,14,LEN($A83)-13)&\"_\"&$B83,finallookup!$AA$8:$AB$26,2,0)","v":{"$error":"#VALUE!"}},{"$error":"#N/A"},null,null,null,null,null,null,0,{"$f":"IF(O83<>0,VLOOKUP(MID($A83,14,LEN($A83)-13)&\"_\"&$B83,finallookup!$AA$8:$AB$26,2,0),\"\")","v":""}]
[0,"Heatkwh",{"$f":"VLOOKUP($A84,tbloutfnl,MATCH($B84,finallookup!$A$7:$G$7,0),0)","v":{"$error":"#N/A"}},13,0,0,{"$f":"VLOOKUP(MID($A84,14,LEN($A84)-13)&\"_\"&$B84,finallookup!$AA$8:$AB$26,2,0)","v":{"$error":"#VALUE!"}},{"$error":"#N/A"},null,null,null,null,null,null,{"$error":"#N/A"},{"$f":"IF(O84<>0,VLOOKUP(MID($A84,14,LEN($A84)-13)&\"_\"&$B84,finallookup!$AA$8:$AB$26,2,0),\"\")","v":{"$error":"#N/A"}}]
[0,"Coolkwh",{"$f":"VLOOKUP($A85,tbloutfnl,MATCH($B85,finallookup!$A$7:$G$7,0),0)","v":{"$error":"#N/A"}},13,0,0,{"$f":"VLOOKUP(MID($A85,14,LEN($A85)-13)&\"_\"&$B85,finallookup!$AA$8:$AB$26,2,0)","v":{"$error":"#VALUE!"}},{"$error":"#N/A"},null,null,null,null,null,null,0,{"$f":"IF(O85<>0,VLOOKUP(MID($A85,14,LEN($A85)-13)&\"_\"&$B85,finallookup!$AA$8:$AB$26,2,0),\"\")","v":""}]
[0,"DHWkwh",{"$f":"VLOOKUP($A86,tbloutfnl,MATCH($B86,finallookup!$A$7:$G$7,0),0)","v":{"$error":"#N/A"}},13,{"$error":"#N/A"},0,{"$f":"VLOOKUP(MID($A86,14,LEN($A86)-13)&\"_\"&$B86,finallookup!$AA$8:$AB$26,2,0)","v":{"$error":"#VALUE!"}},{"$error":"#N/A"},null,null,null,null,null,null,0,{"$f":"IF(O86<>0,VLOOKUP(MID($A86,14,LEN($A86)-13)&\"_\"&$B86,finallookup!$AA$8:$AB$26,2,0),\"\")","v":""}]
[0,"Heatkwh",{"$f":"VLOOKUP($A87,tbloutfnl,MATCH($B87,finallookup!$A$7:$G$7,0),0)","v":{"$error":"#N/A"}},13,0,0,{"$f":"VLOOKUP(MID($A87,14,LEN($A87)-13)&\"_\"&$B87,finallookup!$AA$8:$AB$26,2,0)","v":{"$error":"#VALUE!"}},{"$error":"#N/A"},null,null,null,null,null,null,{"$error":"#N/A"},{"$f":"IF(O87<>0,VLOOKUP(MID($A87,14,LEN($A87)-13)&\"_\"&$B87,finallookup!$AA$8:$AB$26,2,0),\"\")","v":{"$error":"#N/A"}}]
[0,"Coolkwh",{"$f":"VLOOKUP($A88,tbloutfnl,MATCH($B88,finallookup!$A$7:$G$7,0),0)","v":{"$error":"#N/A"}},13,0,0,{"$f":"VLOOKUP(MID($A88,14,LEN($A88)-13)&\"_\"&$B88,finallookup!$AA$8:$AB$26,2,0)","v":{"$error":"#VALUE!"}},{"$error":"#N/A"},null,null,null,null,null,null,0,{"$f":"IF(O88<>0,VLOOKUP(MID($A88,14,LEN($A88)-13)&\"_\"&$B88,finallookup!$AA$8:$AB$26,2,0),\"\")","v":""}]
[0,"DHWkwh",{"$f":"VLOOKUP($A89,tbloutfnl,MATCH($B89,finallookup!$A$7:$G$7,0),0)","v":{"$error":"#N/A"}},13,{"$error":"#N/A"},0,{"$f":"VLOOKUP(MID($A89,14,LEN($A89)-13)&\"_\"&$B89,finallookup!$AA$8:$AB$26,2,0)","v":{"$error":"#VALUE!"}},{"$error":"#N/A"},null,null,null,null,null,null,0,{"$f":"IF(O89<>0,VLOOKUP(MID($A89,14,LEN($A89)-13)&\"_\"&$B89,finallookup!$AA$8:$AB$26,2,0),\"\")","v":""}]
[0,"Heatkwh",{"$f":"VLOOKUP($A90,tbloutfnl,MATCH($B90,finallookup!$A$7:$G$7,0),0)","v":{"$error":"#N/A"}},13,0,0,{"$f":"VLOOKUP(MID($A90,14,LEN($A90)-13)&\"_\"&$B90,finallookup!$AA$8:$AB$26,2,0)","v":{"$error":"#VALUE!"}},{"$error":"#N/A"},null,null,null,null,null,null,{"$error":"#N/A"},{"$f":"IF(O90<>0,VLOOKUP(MID($A90,14,LEN($A90)-13)&\"_\"&$B90,finallookup!$AA$8:$AB$26,2,0),\"\")","v":{"$error":"#N/A"}}]
[0,"Coolkwh",{"$f":"VLOOKUP($A91,tbloutfnl,MATCH($B91,finallookup!$A$7:$G$7,0),0)","v":{"$error":"#N/A"}},13,0,0,{"$f":"VLOOKUP(MID($A91,14,LEN($A91)-13)&\"_\"&$B91,finallookup!$AA$8:$AB$26,2,0)","v":{"$error":"#VALUE!"}},{"$error":"#N/A"},null,null,null,null,null,null,0,{"$f":"IF(O91<>0,VLOOKUP(MID($A91,14,LEN($A91)-13)&\"_\"&$B91,finallookup!$AA$8:$AB$26,2,0),\"\")","v":""}]
[0,"DHWkwh",{"$f":"VLOOKUP($A92,tbloutfnl,MATCH($B92,finallookup!$A$7:$G$7,0),0)","v":{"$error":"#N/A"}},13,{"$error":"#N/A"},0,{"$f":"VLOOKUP(MID($A92,14,LEN($A92)-13)&\"_\"&$B92,finallookup!$AA$8:$AB$26,2,0)","v":{"$error":"#VALUE!"}},{"$error":"#N/A"},null,null,null,null,null,null,0,{"$f":"IF(O92<>0,VLOOKUP(MID($A92,14,LEN($A92)-13)&\"_\"&$B92,finallookup!$AA$8:$AB$26,2,0),\"\")","v":""}]
[0,"Heatkwh",{"$f":"VLOOKUP($A93,tbloutfnl,MATCH($B93,finallookup!$A$7:$G$7,0),0)","v":{"$error":"#N/A"}},13,0,0,{"$f":"VLOOKUP(MID($A93,14,LEN($A93)-13)&\"_\"&$B93,finallookup!$AA$8:$AB$26,2,0)","v":{"$error":"#VALUE!"}},{"$error":"#N/A"},null,null,null,null,null,null,{"$error":"#N/A"},{"$f":"IF(O93<>0,VLOOKUP(MID($A93,14,LEN($A93)-13)&\"_\"&$B93,finallookup!$AA$8:$AB$26,2,0),\"\")","v":{"$error":"#N/A"}}]
[0,"Coolkwh",{"$f":"VLOOKUP($A94,tbloutfnl,MATCH($B94,finallookup!$A$7:$G$7,0),0)","v":{"$error":"#N/A"}},13,0,0,{"$f":"VLOOKUP(MID($A94,14,LEN($A94)-13)&\"_\"&$B94,finallookup!$AA$8:$AB$26,2,0)","v":{"$error":"#VALUE!"}},{"$error":"#N/A"},null,null,null,null,null,null,0,{"$f":"IF(O94<>0,VLOOKUP(MID($A94,14,LEN($A94)-13)&\"_\"&$B94,finallookup!$AA$8:$AB$26,2,0),\"\")","v":""}]
[0,"DHWkwh",{"$f":"VLOOKUP($A95,tbloutfnl,MATCH($B95,finallookup!$A$7:$G$7,0),0)","v":{"$error":"#N/A"}},13,{"$error":"#N/A"},0,{"$f":"VLOOKUP(MID($A95,14,LEN($A95)-13)&\"_\"&$B95,finallookup!$AA$8:$AB$26,2,0)","v":{"$error":"#VALUE!"}},{"$error":"#N/A"},null,null,null,null,null,null,0,{"$f":"IF(O95<>0,VLOOKUP(MID($A95,14,LEN($A95)-13)&\"_\"&$B95,finallookup!$AA$8:$AB$26,2,0),\"\")","v":""}]
[0,"Heatkwh",{"$f":"VLOOKUP($A96,tbloutfnl,MATCH($B96,finallookup!$A$7:$G$7,0),0)","v":{"$error":"#N/A"}},13,0,0,{"$f":"VLOOKUP(MID($A96,14,LEN($A96)-13)&\"_\"&$B96,finallookup!$AA$8:$AB$26,2,0)","v":{"$error":"#VALUE!"}},{"$error":"#N/A"},null,null,null,null,null,null,{"$error":"#N/A"},{"$f":"IF(O96<>0,VLOOKUP(MID($A96,14,LEN($A96)-13)&\"_\"&$B96,finallookup!$AA$8:$AB$26,2,0),\"\")","v":{"$error":"#N/A"}}]
[0,"Coolkwh",{"$f":"VLOOKUP($A97,tbloutfnl,MATCH($B97,finallookup!$A$7:$G$7,0),0)","v":{"$error":"#N/A"}},13,0,0,{"$f":"VLOOKUP(MID($A97,14,LEN($A97)-13)&\"_\"&$B97,finallookup!$AA$8:$AB$26,2,0)","v":{"$error":"#VALUE!"}},{"$error":"#N/A"},null,null,null,null,null,null,0,{"$f":"IF(O97<>0,VLOOKUP(MID($A97,14,LEN($A97)-13)&\"_\"&$B97,finallookup!$AA$8:$AB$26,2,0),\"\")","v":""}]
[0,"DHWkwh",{"$f":"VLOOKUP($A98,tbloutfnl,MATCH($B98,finallookup!$A$7:$G$7,0),0)","v":{"$error":"#N/A"}},13,{"$error":"#N/A"},0,{"$f":"VLOOKUP(MID($A98,14,LEN($A98)-13)&\"_\"&$B98,finallookup!$AA$8:$AB$26,2,0)","v":{"$error":"#VALUE!"}},{"$error":"#N/A"},null,null,null,null,null,null,0,{"$f":"IF(O98<>0,VLOOKUP(MID($A98,14,LEN($A98)-13)&\"_\"&$B98,finallookup!$AA$8:$AB$26,2,0),\"\")","v":""}]
[0,"Heatkwh",{"$f":"VLOOKUP($A99,tbloutfnl,MATCH($B99,finallookup!$A$7:$G$7,0),0)","v":{"$error":"#N/A"}},13,0,0,{"$f":"VLOOKUP(MID($A99,14,LEN($A99)-13)&\"_\"&$B99,finallookup!$AA$8:$AB$26,2,0)","v":{"$error":"#VALUE!"}},{"$error":"#N/A"},null,null,null,null,null,null,{"$error":"#N/A"},{"$f":"IF(O99<>0,VLOOKUP(MID($A99,14,LEN($A99)-13)&\"_\"&$B99,finallookup!$AA$8:$AB$26,2,0),\"\")","v":{"$error":"#N/A"}}]
[0,"Coolkwh",{"$f":"VLOOKUP($A100,tbloutfnl,MATCH($B100,finallookup!$A$7:$G$7,0),0)","v":{"$error":"#N/A"}},13,0,0,{"$f":"VLOOKUP(MID($A100,14,LEN($A100)-13)&\"_\"&$B100,finallookup!$AA$8:$AB$26,2,0)","v":{"$error":"#VALUE!"}},{"$error":"#N/A"},null,null,null,null,null,null,0,{"$f":"IF(O100<>0,VLOOKUP(MID($A100,14,LEN($A100)-13)&\"_\"&$B100,finallookup!$AA$8:$AB$26,2,0),\"\")","v":""}]
[0,"DHWkwh",{"$f":"VLOOKUP($A101,tbloutfnl,MATCH($B101,finallookup!$A$7:$G$7,0),0)","v":{"$error":"#N/A"}},13,{"$error":"#N/A"},0,{"$f":"VLOOKUP(MID($A101,14,LEN($A101)-13)&\"_\"&$B101,finallookup!$AA$8:$AB$26,2,0)","v":{"$error":"#VALUE!"}},{"$error":"#N/A"},null,null,null,null,null,null,0,{"$f":"IF(O101<>0,VLOOKUP(MID($A101,14,LEN($A101)-13)&\"_\"&$B101,finallookup!$AA$8:$AB$26,2,0),\"\")","v":""}]
[0,"Heatkwh",{"$f":"VLOOKUP($A102,tbloutfnl,MATCH($B102,finallookup!$A$7:$G$7,0),0)","v":{"$error":"#N/A"}},13,0,0,{"$f":"VLOOKUP(MID($A102,14,LEN($A102)-13)&\"_\"&$B102,finallookup!$AA$8:$AB$26,2,0)","v":{"$error":"#VALUE!"}},{"$error":"#N/A"},null,null,null,null,null,null,{"$error":"#N/A"},{"$f":"IF(O102<>0,VLOOKUP(MID($A102,14,LEN($A102)-13)&\"_\"&$B102,finallookup!$AA$8:$AB$26,2,0),\"\")","v":{"$error":"#N/A"}}]
[0,"Coolkwh",{"$f":"VLOOKUP($A103,tbloutfnl,MATCH($B103,finallookup!$A$7:$G$7,0),0)","v":{"$error":"#N/A"}},13,0,0,{"$f":"VLOOKUP(MID($A103,14,LEN($A103)-13)&\"_\"&$B103,finallookup!$AA$8:$AB$26,2,0)","v":{"$error":"#VALUE!"}},{"$error":"#N/A"},null,null,null,null,null,null,0,{"$f":"IF(O103<>0,VLOOKUP(MID($A103,14,LEN($A103)-13)&\"_\"&$B103,finallookup!$AA$8:$AB$26,2,0),\"\")","v":""}]
[0,"DHWkwh",{"$f":"VLOOKUP($A104,tbloutfnl,MATCH($B104,finallookup!$A$7:$G$7,0),0)","v":{"$error":"#N/A"}},13,{"$error":"#N/A"},0,{"$f":"VLOOKUP(MID($A104,14,LEN($A104)-13)&\"_\"&$B104,finallookup!$AA$8:$AB$26,2,0)","v":{"$error":"#VALUE!"}},{"$error":"#N/A"},null,null,null,null,null,null,0,{"$f":"IF(O104<>0,VLOOKUP(MID($A104,14,LEN($A104)-13)&\"_\"&$B104,finallookup!$AA$8:$AB$26,2,0),\"\")","v":""}]
[0,"Heatkwh",{"$f":"VLOOKUP($A105,tbloutfnl,MATCH($B105,finallookup!$A$7:$G$7,0),0)","v":{"$error":"#N/A"}},13,0,0,{"$f":"VLOOKUP(MID($A105,14,LEN($A105)-13)&\"_\"&$B105,finallookup!$AA$8:$AB$26,2,0)","v":{"$error":"#VALUE!"}},{"$error":"#N/A"},null,null,null,null,null,null,{"$error":"#N/A"},{"$f":"IF(O105<>0,VLOOKUP(MID($A105,14,LEN($A105)-13)&\"_\"&$B105,finallookup!$AA$8:$AB$26,2,0),\"\")","v":{"$error":"#N/A"}}]
[0,"Coolkwh",{"$f":"VLOOKUP($A106,tbloutfnl,MATCH($B106,finallookup!$A$7:$G$7,0),0)","v":{"$error":"#N/A"}},13,0,0,{"$f":"VLOOKUP(MID($A106,14,LEN($A106)-13)&\"_\"&$B106,finallookup!$AA$8:$AB$26,2,0)","v":{"$error":"#VALUE!"}},{"$error":"#N/A"},null,null,null,null,null,null,0,{"$f":"IF(O106<>0,VLOOKUP(MID($A106,14,LEN($A106)-13)&\"_\"&$B106,finallookup!$AA$8:$AB$26,2,0),\"\")","v":""}]
[0,"DHWkwh",{"$f":"VLOOKUP($A107,tbloutfnl,MATCH($B107,finallookup!$A$7:$G$7,0),0)","v":{"$error":"#N/A"}},13,{"$error":"#N/A"},0,{"$f":"VLOOKUP(MID($A107,14,LEN($A107)-13)&\"_\"&$B107,finallookup!$AA$8:$AB$26,2,0)","v":{"$error":"#VALUE!"}},{"$error":"#N/A"},null,null,null,null,null,null,0,{"$f":"IF(O107<>0,VLOOKUP(MID($A107,14,LEN($A107)-13)&\"_\"&$B107,finallookup!$AA$8:$AB$26,2,0),\"\")","v":""}]
[0,"Heatkwh",{"$f":"VLOOKUP($A108,tbloutfnl,MATCH($B108,finallookup!$A$7:$G$7,0),0)","v":{"$error":"#N/A"}},13,0,0,{"$f":"VLOOKUP(MID($A108,14,LEN($A108)-13)&\"_\"&$B108,finallookup!$AA$8:$AB$26,2,0)","v":{"$error":"#VALUE!"}},{"$error":"#N/A"},null,null,null,null,null,null,{"$error":"#N/A"},{"$f":"IF(O108<>0,VLOOKUP(MID($A108,14,LEN($A108)-13)&\"_\"&$B108,finallookup!$AA$8:$AB$26,2,0),\"\")","v":{"$error":"#N/A"}}]
[0,"Coolkwh",{"$f":"VLOOKUP($A109,tbloutfnl,MATCH($B109,finallookup!$A$7:$G$7,0),0)","v":{"$error":"#N/A"}},13,0,0,{"$f":"VLOOKUP(MID($A109,14,LEN($A109)-13)&\"_\"&$B109,finallookup!$AA$8:$AB$26,2,0)","v":{"$error":"#VALUE!"}},{"$error":"#N/A"},null,null,null,null,null,null,0,{"$f":"IF(O109<>0,VLOOKUP(MID($A109,14,LEN($A109)-13)&\"_\"&$B109,finallookup!$AA$8:$AB$26,2,0),\"\")","v":""}]
[0,"DHWkwh",{"$f":"VLOOKUP($A110,tbloutfnl,MATCH($B110,finallookup!$A$7:$G$7,0),0)","v":{"$error":"#N/A"}},13,{"$error":"#N/A"},0,{"$f":"VLOOKUP(MID($A110,14,LEN($A110)-13)&\"_\"&$B110,finallookup!$AA$8:$AB$26,2,0)","v":{"$error":"#VALUE!"}},{"$error":"#N/A"},null,null,null,null,null,null,0,{"$f":"IF(O110<>0,VLOOKUP(MID($A110,14,LEN($A110)-13)&\"_\"&$B110,finallookup!$AA$8:$AB$26,2,0),\"\")","v":""}]
[0,"Heatkwh",{"$f":"VLOOKUP($A111,tbloutfnl,MATCH($B111,finallookup!$A$7:$G$7,0),0)","v":{"$error":"#N/A"}},13,0,0,{"$f":"VLOOKUP(MID($A111,14,LEN($A111)-13)&\"_\"&$B111,finallookup!$AA$8:$AB$26,2,0)","v":{"$error":"#VALUE!"}},{"$error":"#N/A"},null,null,null,null,null,null,{"$error":"#N/A"},{"$f":"IF(O111<>0,VLOOKUP(MID($A111,14,LEN($A111)-13)&\"_\"&$B111,finallookup!$AA$8:$AB$26,2,0),\"\")","v":{"$error":"#N/A"}}]
[0,"Coolkwh",{"$f":"VLOOKUP($A112,tbloutfnl,MATCH($B112,finallookup!$A$7:$G$7,0),0)","v":{"$error":"#N/A"}},13,0,0,{"$f":"VLOOKUP(MID($A112,14,LEN($A112)-13)&\"_\"&$B112,finallookup!$AA$8:$AB$26,2,0)","v":{"$error":"#VALUE!"}},{"$error":"#N/A"},null,null,null,null,null,null,0,{"$f":"IF(O112<>0,VLOOKUP(MID($A112,14,LEN($A112)-13)&\"_\"&$B112,finallookup!$AA$8:$AB$26,2,0),\"\")","v":""}]
[0,"DHWkwh",{"$f":"VLOOKUP($A113,tbloutfnl,MATCH($B113,finallookup!$A$7:$G$7,0),0)","v":{"$error":"#N/A"}},13,{"$error":"#N/A"},0,{"$f":"VLOOKUP(MID($A113,14,LEN($A113)-13)&\"_\"&$B113,finallookup!$AA$8:$AB$26,2,0)","v":{"$error":"#VALUE!"}},{"$error":"#N/A"},null,null,null,null,null,null,0,{"$f":"IF(O113<>0,VLOOKUP(MID($A113,14,LEN($A113)-13)&\"_\"&$B113,finallookup!$AA$8:$AB$26,2,0),\"\")","v":""}]
[0,"Heatkwh",{"$f":"VLOOKUP($A114,tbloutfnl,MATCH($B114,finallookup!$A$7:$G$7,0),0)","v":{"$error":"#N/A"}},13,0,0,{"$f":"VLOOKUP(MID($A114,14,LEN($A114)-13)&\"_\"&$B114,finallookup!$AA$8:$AB$26,2,0)","v":{"$error":"#VALUE!"}},{"$error":"#N/A"},null,null,null,null,null,null,{"$error":"#N/A"},{"$f":"IF(O114<>0,VLOOKUP(MID($A114,14,LEN($A114)-13)&\"_\"&$B114,finallookup!$AA$8:$AB$26,2,0),\"\")","v":{"$error":"#N/A"}}]
[0,"Coolkwh",{"$f":"VLOOKUP($A115,tbloutfnl,MATCH($B115,finallookup!$A$7:$G$7,0),0)","v":{"$error":"#N/A"}},13,0,0,{"$f":"VLOOKUP(MID($A115,14,LEN($A115)-13)&\"_\"&$B115,finallookup!$AA$8:$AB$26,2,0)","v":{"$error":"#VALUE!"}},{"$error":"#N/A"},null,null,null,null,null,null,0,{"$f":"IF(O115<>0,VLOOKUP(MID($A115,14,LEN($A115)-13)&\"_\"&$B115,finallookup!$AA$8:$AB$26,2,0),\"\")","v":""}]
[0,"DHWkwh",{"$f":"VLOOKUP($A116,tbloutfnl,MATCH($B116,finallookup!$A$7:$G$7,0),0)","v":{"$error":"#N/A"}},13,{"$error":"#N/A"},0,{"$f":"VLOOKUP(MID($A116,14,LEN($A116)-13)&\"_\"&$B116,finallookup!$AA$8:$AB$26,2,0)","v":{"$error":"#VALUE!"}},{"$error":"#N/A"},null,null,null,null,null,null,0,{"$f":"IF(O116<>0,VLOOKUP(MID($A116,14,LEN($A116)-13)&\"_\"&$B116,finallookup!$AA$8:$AB$26,2,0),\"\")","v":""}]
[0,"Heatkwh",{"$f":"VLOOKUP($A117,tbloutfnl,MATCH($B117,finallookup!$A$7:$G$7,0),0)","v":{"$error":"#N/A"}},13,0,0,{"$f":"VLOOKUP(MID($A117,14,LEN($A117)-13)&\"_\"&$B117,finallookup!$AA$8:$AB$26,2,0)","v":{"$error":"#VALUE!"}},{"$error":"#N/A"},null,null,null,null,null,null,{"$error":"#N/A"},{"$f":"IF(O117<>0,VLOOKUP(MID($A117,14,LEN($A117)-13)&\"_\"&$B117,finallookup!$AA$8:$AB$26,2,0),\"\")","v":{"$error":"#N/A"}}]
[0,"Coolkwh",{"$f":"VLOOKUP($A118,tbloutfnl,MATCH($B118,finallookup!$A$7:$G$7,0),0)","v":{"$error":"#N/A"}},13,0,0,{"$f":"VLOOKUP(MID($A118,14,LEN($A118)-13)&\"_\"&$B118,finallookup!$AA$8:$AB$26,2,0)","v":{"$error":"#VALUE!"}},{"$error":"#N/A"},null,null,null,null,null,null,0,{"$f":"IF(O118<>0,VLOOKUP(MID($A118,14,LEN($A118)-13)&\"_\"&$B118,finallookup!$AA$8:$AB$26,2,0),\"\")","v":""}]
[0,"DHWkwh",{"$f":"VLOOKUP($A119,tbloutfnl,MATCH($B119,finallookup!$A$7:$G$7,0),0)","v":{"$error":"#N/A"}},13,{"$error":"#N/A"},0,{"$f":"VLOOKUP(MID($A119,14,LEN($A119)-13)&\"_\"&$B119,finallookup!$AA$8:$AB$26,2,0)","v":{"$error":"#VALUE!"}},{"$error":"#N/A"},null,null,null,null,null,null,0,{"$f":"IF(O119<>0,VLOOKUP(MID($A119,14,LEN($A119)-13)&\"_\"&$B119,finallookup!$AA$8:$AB$26,2,0),\"\")","v":""}]
[0,"Heatkwh",{"$f":"VLOOKUP($A120,tbloutfnl,MATCH($B120,finallookup!$A$7:$G$7,0),0)","v":{"$error":"#N/A"}},13,0,0,{"$f":"VLOOKUP(MID($A120,14,LEN($A120)-13)&\"_\"&$B120,finallookup!$AA$8:$AB$26,2,0)","v":{"$error":"#VALUE!"}},{"$error":"#N/A"},null,null,null,null,null,null,{"$error":"#N/A"},{"$f":"IF(O120<>0,VLOOKUP(MID($A120,14,LEN($A120)-13)&\"_\"&$B120,finallookup!$AA$8:$AB$26,2,0),\"\")","v":{"$error":"#N/A"}}]
[0,"Coolkwh",{"$f":"VLOOKUP($A121,tbloutfnl,MATCH($B121,finallookup!$A$7:$G$7,0),0)","v":{"$error":"#N/A"}},13,0,0,{"$f":"VLOOKUP(MID($A121,14,LEN($A121)-13)&\"_\"&$B121,finallookup!$AA$8:$AB$26,2,0)","v":{"$error":"#VALUE!"}},{"$error":"#N/A"},null,null,null,null,null,null,0,{"$f":"IF(O121<>0,VLOOKUP(MID($A121,14,LEN($A121)-13)&\"_\"&$B121,finallookup!$AA$8:$AB$26,2,0),\"\")","v":""}]
[0,"DHWkwh",{"$f":"VLOOKUP($A122,tbloutfnl,MATCH($B122,finallookup!$A$7:$G$7,0),0)","v":{"$error":"#N/A"}},13,{"$error":"#N/A"},0,{"$f":"VLOOKUP(MID($A122,14,LEN($A122)-13)&\"_\"&$B122,finallookup!$AA$8:$AB$26,2,0)","v":{"$error":"#VALUE!"}},{"$error":"#N/A"},null,null,null,null,null,null,0,{"$f":"IF(O122<>0,VLOOKUP(MID($A122,14,LEN($A122)-13)&\"_\"&$B122,finallookup!$AA$8:$AB$26,2,0),\"\")","v":""}]
[0,"Heatkwh",{"$f":"VLOOKUP($A123,tbloutfnl,MATCH($B123,finallookup!$A$7:$G$7,0),0)","v":{"$error":"#N/A"}},13,0,0,{"$f":"VLOOKUP(MID($A123,14,LEN($A123)-13)&\"_\"&$B123,finallookup!$AA$8:$AB$26,2,0)","v":{"$error":"#VALUE!"}},{"$error":"#N/A"},null,null,null,null,null,null,{"$error":"#N/A"},{"$f":"IF(O123<>0,VLOOKUP(MID($A123,14,LEN($A123)-13)&\"_\"&$B123,finallookup!$AA$8:$AB$26,2,0),\"\")","v":{"$error":"#N/A"}}]
[0,"Coolkwh",{"$f":"VLOOKUP($A124,tbloutfnl,MATCH($B124,finallookup!$A$7:$G$7,0),0)","v":{"$error":"#N/A"}},13,0,0,{"$f":"VLOOKUP(MID($A124,14,LEN($A124)-13)&\"_\"&$B124,finallookup!$AA$8:$AB$26,2,0)","v":{"$error":"#VALUE!"}},{"$error":"#N/A"},null,null,null,null,null,null,0,{"$f":"IF(O124<>0,VLOOKUP(MID($A124,14,LEN($A124)-13)&\"_\"&$B124,finallookup!$AA$8:$AB$26,2,0),\"\")","v":""}]
[0,"DHWkwh",{"$f":"VLOOKUP($A125,tbloutfnl,MATCH($B125,finallookup!$A$7:$G$7,0),0)","v":{"$error":"#N/A"}},13,{"$error":"#N/A"},0,{"$f":"VLOOKUP(MID($A125,14,LEN($A125)-13)&\"_\"&$B125,finallookup!$AA$8:$AB$26,2,0)","v":{"$error":"#VALUE!"}},{"$error":"#N/A"},null,null,null,null,null,null,0,{"$f":"IF(O125<>0,VLOOKUP(MID($A125,14,LEN($A125)-13)&\"_\"&$B125,finallookup!$AA$8:$AB$26,2,0),\"\")","v":""}]
[0,"Heatkwh",{"$f":"VLOOKUP($A126,tbloutfnl,MATCH($B126,finallookup!$A$7:$G$7,0),0)","v":{"$error":"#N/A"}},13,0,0,{"$f":"VLOOKUP(MID($A126,14,LEN($A126)-13)&\"_\"&$B126,finallookup!$AA$8:$AB$26,2,0)","v":{"$error":"#VALUE!"}},{"$error":"#N/A"},null,null,null,null,null,null,{"$error":"#N/A"},{"$f":"IF(O126<>0,VLOOKUP(MID($A126,14,LEN($A126)-13)&\"_\"&$B126,finallookup!$AA$8:$AB$26,2,0),\"\")","v":{"$error":"#N/A"}}]
[0,"Coolkwh",{"$f":"VLOOKUP($A127,tbloutfnl,MATCH($B127,finallookup!$A$7:$G$7,0),0)","v":{"$error":"#N/A"}},13,0,0,{"$f":"VLOOKUP(MID($A127,14,LEN($A127)-13)&\"_\"&$B127,finallookup!$AA$8:$AB$26,2,0)","v":{"$error":"#VALUE!"}},{"$error":"#N/A"},null,null,null,null,null,null,0,{"$f":"IF(O127<>0,VLOOKUP(MID($A127,14,LEN($A127)-13)&\"_\"&$B127,finallookup!$AA$8:$AB$26,2,0),\"\")","v":""}]
[0,"DHWkwh",{"$f":"VLOOKUP($A128,tbloutfnl,MATCH($B128,finallookup!$A$7:$G$7,0),0)","v":{"$error":"#N/A"}},13,{"$error":"#N/A"},0,{"$f":"VLOOKUP(MID($A128,14,LEN($A128)-13)&\"_\"&$B128,finallookup!$AA$8:$AB$26,2,0)","v":{"$error":"#VALUE!"}},{"$error":"#N/A"},null,null,null,null,null,null,0,{"$f":"IF(O128<>0,VLOOKUP(MID($A128,14,LEN($A128)-13)&\"_\"&$B128,finallookup!$AA$8:$AB$26,2,0),\"\")","v":""}]
[0,"Heatkwh",{"$f":"VLOOKUP($A129,tbloutfnl,MATCH($B129,finallookup!$A$7:$G$7,0),0)","v":{"$error":"#N/A"}},13,0,0,{"$f":"VLOOKUP(MID($A129,14,LEN($A129)-13)&\"_\"&$B129,finallookup!$AA$8:$AB$26,2,0)","v":{"$error":"#VALUE!"}},{"$error":"#N/A"},null,null,null,null,null,null,{"$error":"#N/A"},{"$f":"IF(O129<>0,VLOOKUP(MID($A129,14,LEN($A129)-13)&\"_\"&$B129,finallookup!$AA$8:$AB$26,2,0),\"\")","v":{"$error":"#N/A"}}]
[0,"Coolkwh",{"$f":"VLOOKUP($A130,tbloutfnl,MATCH($B130,finallookup!$A$7:$G$7,0),0)","v":{"$error":"#N/A"}},13,0,0,{"$f":"VLOOKUP(MID($A130,14,LEN($A130)-13)&\"_\"&$B130,finallookup!$AA$8:$AB$26,2,0)","v":{"$error":"#VALUE!"}},{"$error":"#N/A"},null,null,null,null,null,null,0,{"$f":"IF(O130<>0,VLOOKUP(MID($A130,14,LEN($A130)-13)&\"_\"&$B130,finallookup!$AA$8:$AB$26,2,0),\"\")","v":""}]
[0,"DHWkwh",{"$f":"VLOOKUP($A131,tbloutfnl,MATCH($B131,finallookup!$A$7:$G$7,0),0)","v":{"$error":"#N/A"}},13,{"$error":"#N/A"},0,{"$f":"VLOOKUP(MID($A131,14,LEN($A131)-13)&\"_\"&$B131,finallookup!$AA$8:$AB$26,2,0)","v":{"$error":"#VALUE!"}},{"$error":"#N/A"},null,null,null,null,null,null,0,{"$f":"IF(O131<>0,VLOOKUP(MID($A131,14,LEN($A131)-13)&\"_\"&$B131,finallookup!$AA$8:$AB$26,2,0),\"\")","v":""}]
[0,"Heatkwh",{"$f":"VLOOKUP($A132,tbloutfnl,MATCH($B132,finallookup!$A$7:$G$7,0),0)","v":{"$error":"#N/A"}},13,0,0,{"$f":"VLOOKUP(MID($A132,14,LEN($A132)-13)&\"_\"&$B132,finallookup!$AA$8:$AB$26,2,0)","v":{"$error":"#VALUE!"}},{"$error":"#N/A"},null,null,null,null,null,null,{"$error":"#N/A"},{"$f":"IF(O132<>0,VLOOKUP(MID($A132,14,LEN($A132)-13)&\"_\"&$B132,finallookup!$AA$8:$AB$26,2,0),\"\")","v":{"$error":"#N/A"}}]
[0,"Coolkwh",{"$f":"VLOOKUP($A133,tbloutfnl,MATCH($B133,finallookup!$A$7:$G$7,0),0)","v":{"$error":"#N/A"}},13,0,0,{"$f":"VLOOKUP(MID($A133,14,LEN($A133)-13)&\"_\"&$B133,finallookup!$AA$8:$AB$26,2,0)","v":{"$error":"#VALUE!"}},{"$error":"#N/A"},null,null,null,null,null,null,0,{"$f":"IF(O133<>0,VLOOKUP(MID($A133,14,LEN($A133)-13)&\"_\"&$B133,finallookup!$AA$8:$AB$26,2,0),\"\")","v":""}]
[0,"DHWkwh",{"$f":"VLOOKUP($A134,tbloutfnl,MATCH($B134,finallookup!$A$7:$G$7,0),0)","v":{"$error":"#N/A"}},13,{"$error":"#N/A"},0,{"$f":"VLOOKUP(MID($A134,14,LEN($A134)-13)&\"_\"&$B134,finallookup!$AA$8:$AB$26,2,0)","v":{"$error":"#VALUE!"}},{"$error":"#N/A"},null,null,null,null,null,null,0,{"$f":"IF(O134<>0,VLOOKUP(MID($A134,14,LEN($A134)-13)&\"_\"&$B134,finallookup!$AA$8:$AB$26,2,0),\"\")","v":""}]
[0,"Heatkwh",{"$f":"VLOOKUP($A135,tbloutfnl,MATCH($B135,finallookup!$A$7:$G$7,0),0)","v":{"$error":"#N/A"}},13,0,0,{"$f":"VLOOKUP(MID($A135,14,LEN($A135)-13)&\"_\"&$B135,finallookup!$AA$8:$AB$26,2,0)","v":{"$error":"#VALUE!"}},{"$error":"#N/A"},null,null,null,null,null,null,{"$error":"#N/A"},{"$f":"IF(O135<>0,VLOOKUP(MID($A135,14,LEN($A135)-13)&\"_\"&$B135,finallookup!$AA$8:$AB$26,2,0),\"\")","v":{"$error":"#N/A"}}]
[{"$f":"INDEX(tbloutfnl,CEILING((ROW(A136)-ROW($A$8)+1)/3,1),1)","v":0},"Coolkwh",{"$f":"VLOOKUP($A136,tbloutfnl,MATCH($B136,finallookup!$A$7:$G$7,0),0)","v":{"$error":"#N/A"}},13,{"$f":"IF(B136=\"DHWkwh\",VLOOKUP($A136,tbloutfnl,7,0),0)","v":0},0,{"$f":"VLOOKUP(MID($A136,14,LEN($A136)-13)&\"_\"&$B136,finallookup!$AA$8:$AB$26,2,0)","v":{"$error":"#VALUE!"}},{"$f":"VLOOKUP($A136,tbloutfnl,8,0)","v":{"$error":"#N/A"}},null,null,null,null,null,null,{"$f":"IF(B136=\"Heatkwh\",VLOOKUP($A136,tbloutfnl,4,0),0)","v":0},{"$f":"IF(O136<>0,VLOOKUP(MID($A136,14,LEN($A136)-13)&\"_\"&$B136,finallookup!$AA$8:$AB$26,2,0),\"\")","v":""}]
[0,"DHWkwh",{"$f":"VLOOKUP($A137,tbloutfnl,MATCH($B137,finallookup!$A$7:$G$7,0),0)","v":{"$error":"#N/A"}},13,{"$error":"#N/A"},0,{"$f":"VLOOKUP(MID($A137,14,LEN($A137)-13)&\"_\"&$B137,finallookup!$AA$8:$AB$26,2,0)","v":{"$error":"#VALUE!"}},{"$error":"#N/A"},null,null,null,null,null,null,0,{"$f":"IF(O137<>0,VLOOKUP(MID($A137,14,LEN($A137)-13)&\"_\"&$B137,finallookup!$AA$8:$AB$26,2,0),\"\")","v":""}]
[0,"Heatkwh",{"$f":"VLOOKUP($A138,tbloutfnl,MATCH($B138,finallookup!$A$7:$G$7,0),0)","v":{"$error":"#N/A"}},{"$f":"D137","v":13},0,0,{"$f":"VLOOKUP(MID($A138,14,LEN($A138)-13)&\"_\"&$B138,finallookup!$AA$8:$AB$26,2,0)","v":{"$error":"#VALUE!"}},{"$error":"#N/A"},null,null,null,null,null,null,{"$error":"#N/A"},{"$f":"IF(O138<>0,VLOOKUP(MID($A138,14,LEN($A138)-13)&\"_\"&$B138,finallookup!$AA$8:$AB$26,2,0),\"\")","v":{"$error":"#N/A"}}]
[0,"Coolkwh",{"$f":"VLOOKUP($A139,tbloutfnl,MATCH($B139,finallookup!$A$7:$G$7,0),0)","v":{"$error":"#N/A"}},13,0,0,{"$f":"VLOOKUP(MID($A139,14,LEN($A139)-13)&\"_\"&$B139,finallookup!$AA$8:$AB$26,2,0)","v":{"$error":"#VALUE!"}},{"$error":"#N/A"},null,null,null,null,null,null,0,{"$f":"IF(O139<>0,VLOOKUP(MID($A139,14,LEN($A139)-13)&\"_\"&$B139,finallookup!$AA$8:$AB$26,2,0),\"\")","v":""}]
[0,{"$f":"B137","v":"DHWkwh"},{"$f":"VLOOKUP($A140,tbloutfnl,MATCH($B140,finallookup!$A$7:$G$7,0),0)","v":{"$error":"#N/A"}},13,{"$error":"#N/A"},0,{"$f":"VLOOKUP(MID($A140,14,LEN($A140)-13)&\"_\"&$B140,finallookup!$AA$8:$AB$26,2,0)","v":{"$error":"#VALUE!"}},{"$error":"#N/A"},null,null,null,null,null,null,0,{"$f":"IF(O140<>0,VLOOKUP(MID($A140,14,LEN($A140)-13)&\"_\"&$B140,finallookup!$AA$8:$AB$26,2,0),\"\")","v":""}]
[0,"Heatkwh",{"$f":"VLOOKUP($A141,tbloutfnl,MATCH($B141,finallookup!$A$7:$G$7,0),0)","v":{"$error":"#N/A"}},13,0,0,{"$f":"VLOOKUP(MID($A141,14,LEN($A141)-13)&\"_\"&$B141,finallookup!$AA$8:$AB$26,2,0)","v":{"$error":"#VALUE!"}},{"$error":"#N/A"},null,null,null,null,null,null,{"$error":"#N/A"},{"$f":"IF(O141<>0,VLOOKUP(MID($A141,14,LEN($A141)-13)&\"_\"&$B141,finallookup!$AA$8:$AB$26,2,0),\"\")","v":{"$error":"#N/A"}}]
[0,"Coolkwh",{"$f":"VLOOKUP($A142,tbloutfnl,MATCH($B142,finallookup!$A$7:$G$7,0),0)","v":{"$error":"#N/A"}},13,0,0,{"$f":"VLOOKUP(MID($A142,14,LEN($A142)-13)&\"_\"&$B142,finallookup!$AA$8:$AB$26,2,0)","v":{"$error":"#VALUE!"}},{"$error":"#N/A"},null,null,null,null,null,null,0,{"$f":"IF(O142<>0,VLOOKUP(MID($A142,14,LEN($A142)-13)&\"_\"&$B142,finallookup!$AA$8:$AB$26,2,0),\"\")","v":""}]
[0,"DHWkwh",{"$f":"VLOOKUP($A143,tbloutfnl,MATCH($B143,finallookup!$A$7:$G$7,0),0)","v":{"$error":"#N/A"}},13,{"$error":"#N/A"},0,{"$f":"VLOOKUP(MID($A143,14,LEN($A143)-13)&\"_\"&$B143,finallookup!$AA$8:$AB$26,2,0)","v":{"$error":"#VALUE!"}},{"$error":"#N/A"},null,null,null,null,null,null,0,{"$f":"IF(O143<>0,VLOOKUP(MID($A143,14,LEN($A143)-13)&\"_\"&$B143,finallookup!$AA$8:$AB$26,2,0),\"\")","v":""}]
[0,"Heatkwh",{"$f":"VLOOKUP($A144,tbloutfnl,MATCH($B144,finallookup!$A$7:$G$7,0),0)","v":{"$error":"#N/A"}},13,0,0,{"$f":"VLOOKUP(MID($A144,14,LEN($A144)-13)&\"_\"&$B144,finallookup!$AA$8:$AB$26,2,0)","v":{"$error":"#VALUE!"}},{"$error":"#N/A"},null,null,null,null,null,null,{"$error":"#N/A"},{"$f":"IF(O144<>0,VLOOKUP(MID($A144,14,LEN($A144)-13)&\"_\"&$B144,finallookup!$AA$8:$AB$26,2,0),\"\")","v":{"$error":"#N/A"}}]
[0,"Coolkwh",{"$f":"VLOOKUP($A145,tbloutfnl,MATCH($B145,finallookup!$A$7:$G$7,0),0)","v":{"$error":"#N/A"}},13,0,0,{"$f":"VLOOKUP(MID($A145,14,LEN($A145)-13)&\"_\"&$B145,finallookup!$AA$8:$AB$26,2,0)","v":{"$error":"#VALUE!"}},{"$error":"#N/A"},null,null,null,null,null,null,0,{"$f":"IF(O145<>0,VLOOKUP(MID($A145,14,LEN($A145)-13)&\"_\"&$B145,finallookup!$AA$8:$AB$26,2,0),\"\")","v":""}]
[0,"DHWkwh",{"$f":"VLOOKUP($A146,tbloutfnl,MATCH($B146,finallookup!$A$7:$G$7,0),0)","v":{"$error":"#N/A"}},13,{"$error":"#N/A"},0,{"$f":"VLOOKUP(MID($A146,14,LEN($A146)-13)&\"_\"&$B146,finallookup!$AA$8:$AB$26,2,0)","v":{"$error":"#VALUE!"}},{"$error":"#N/A"},null,null,null,null,null,null,0,{"$f":"IF(O146<>0,VLOOKUP(MID($A146,14,LEN($A146)-13)&\"_\"&$B146,finallookup!$AA$8:$AB$26,2,0),\"\")","v":""}]
[0,"Heatkwh",{"$f":"VLOOKUP($A147,tbloutfnl,MATCH($B147,finallookup!$A$7:$G$7,0),0)","v":{"$error":"#N/A"}},13,0,0,{"$f":"VLOOKUP(MID($A147,14,LEN($A147)-13)&\"_\"&$B147,finallookup!$AA$8:$AB$26,2,0)","v":{"$error":"#VALUE!"}},{"$error":"#N/A"},null,null,null,null,null,null,{"$error":"#N/A"},{"$f":"IF(O147<>0,VLOOKUP(MID($A147,14,LEN($A147)-13)&\"_\"&$B147,finallookup!$AA$8:$AB$26,2,0),\"\")","v":{"$error":"#N/A"}}]
[0,"Coolkwh",{"$f":"VLOOKUP($A148,tbloutfnl,MATCH($B148,finallookup!$A$7:$G$7,0),0)","v":{"$error":"#N/A"}},13,0,0,{"$f":"VLOOKUP(MID($A148,14,LEN($A148)-13)&\"_\"&$B148,finallookup!$AA$8:$AB$26,2,0)","v":{"$error":"#VALUE!"}},{"$error":"#N/A"},null,null,null,null,null,null,0,{"$f":"IF(O148<>0,VLOOKUP(MID($A148,14,LEN($A148)-13)&\"_\"&$B148,finallookup!$AA$8:$AB$26,2,0),\"\")","v":""}]
[0,"DHWkwh",{"$f":"VLOOKUP($A149,tbloutfnl,MATCH($B149,finallookup!$A$7:$G$7,0),0)","v":{"$error":"#N/A"}},13,{"$error":"#N/A"},0,{"$f":"VLOOKUP(MID($A149,14,LEN($A149)-13)&\"_\"&$B149,finallookup!$AA$8:$AB$26,2,0)","v":{"$error":"#VALUE!"}},{"$error":"#N/A"},null,null,null,null,null,null,0,{"$f":"IF(O149<>0,VLOOKUP(MID($A149,14,LEN($A149)-13)&\"_\"&$B149,finallookup!$AA$8:$AB$26,2,0),\"\")","v":""}]
[0,"Heatkwh",{"$f":"VLOOKUP($A150,tbloutfnl,MATCH($B150,finallookup!$A$7:$G$7,0),0)","v":{"$error":"#N/A"}},13,0,0,{"$f":"VLOOKUP(MID($A150,14,LEN($A150)-13)&\"_\"&$B150,finallookup!$AA$8:$AB$26,2,0)","v":{"$error":"#VALUE!"}},{"$error":"#N/A"},null,null,null,null,null,null,{"$error":"#N/A"},{"$f":"IF(O150<>0,VLOOKUP(MID($A150,14,LEN($A150)-13)&\"_\"&$B150,finallookup!$AA$8:$AB$26,2,0),\"\")","v":{"$error":"#N/A"}}]
[0,"Coolkwh",{"$f":"VLOOKUP($A151,tbloutfnl,MATCH($B151,finallookup!$A$7:$G$7,0),0)","v":{"$error":"#N/A"}},13,0,0,{"$f":"VLOOKUP(MID($A151,14,LEN($A151)-13)&\"_\"&$B151,finallookup!$AA$8:$AB$26,2,0)","v":{"$error":"#VALUE!"}},{"$error":"#N/A"},null,null,null,null,null,null,0,{"$f":"IF(O151<>0,VLOOKUP(MID($A151,14,LEN($A151)-13)&\"_\"&$B151,finallookup!$AA$8:$AB$26,2,0),\"\")","v":""}]
[0,"DHWkwh",{"$f":"VLOOKUP($A152,tbloutfnl,MATCH($B152,finallookup!$A$7:$G$7,0),0)","v":{"$error":"#N/A"}},13,{"$error":"#N/A"},0,{"$f":"VLOOKUP(MID($A152,14,LEN($A152)-13)&\"_\"&$B152,finallookup!$AA$8:$AB$26,2,0)","v":{"$error":"#VALUE!"}},{"$error":"#N/A"},null,null,null,null,null,null,0,{"$f":"IF(O152<>0,VLOOKUP(MID($A152,14,LEN($A152)-13)&\"_\"&$B152,finallookup!$AA$8:$AB$26,2,0),\"\")","v":""}]
[0,"Heatkwh",{"$f":"VLOOKUP($A153,tbloutfnl,MATCH($B153,finallookup!$A$7:$G$7,0),0)","v":{"$error":"#N/A"}},13,0,0,{"$f":"VLOOKUP(MID($A153,14,LEN($A153)-13)&\"_\"&$B153,finallookup!$AA$8:$AB$26,2,0)","v":{"$error":"#VALUE!"}},{"$error":"#N/A"},null,null,null,null,null,null,{"$error":"#N/A"},{"$f":"IF(O153<>0,VLOOKUP(MID($A153,14,LEN($A153)-13)&\"_\"&$B153,finallookup!$AA$8:$AB$26,2,0),\"\")","v":{"$error":"#N/A"}}]
[0,"Coolkwh",{"$f":"VLOOKUP($A154,tbloutfnl,MATCH($B154,finallookup!$A$7:$G$7,0),0)","v":{"$error":"#N/A"}},13,0,0,{"$f":"VLOOKUP(MID($A154,14,LEN($A154)-13)&\"_\"&$B154,finallookup!$AA$8:$AB$26,2,0)","v":{"$error":"#VALUE!"}},{"$error":"#N/A"},null,null,null,null,null,null,0,{"$f":"IF(O154<>0,VLOOKUP(MID($A154,14,LEN($A154)-13)&\"_\"&$B154,finallookup!$AA$8:$AB$26,2,0),\"\")","v":""}]
[0,"DHWkwh",{"$f":"VLOOKUP($A155,tbloutfnl,MATCH($B155,finallookup!$A$7:$G$7,0),0)","v":{"$error":"#N/A"}},13,{"$error":"#N/A"},0,{"$f":"VLOOKUP(MID($A155,14,LEN($A155)-13)&\"_\"&$B155,finallookup!$AA$8:$AB$26,2,0)","v":{"$error":"#VALUE!"}},{"$error":"#N/A"},null,null,null,null,null,null,0,{"$f":"IF(O155<>0,VLOOKUP(MID($A155,14,LEN($A155)-13)&\"_\"&$B155,finallookup!$AA$8:$AB$26,2,0),\"\")","v":""}]
[0,"Heatkwh",{"$f":"VLOOKUP($A156,tbloutfnl,MATCH($B156,finallookup!$A$7:$G$7,0),0)","v":{"$error":"#N/A"}},13,0,0,{"$f":"VLOOKUP(MID($A156,14,LEN($A156)-13)&\"_\"&$B156,finallookup!$AA$8:$AB$26,2,0)","v":{"$error":"#VALUE!"}},{"$error":"#N/A"},null,null,null,null,null,null,{"$error":"#N/A"},{"$f":"IF(O156<>0,VLOOKUP(MID($A156,14,LEN($A156)-13)&\"_\"&$B156,finallookup!$AA$8:$AB$26,2,0),\"\")","v":{"$error":"#N/A"}}]
[0,"Coolkwh",{"$f":"VLOOKUP($A157,tbloutfnl,MATCH($B157,finallookup!$A$7:$G$7,0),0)","v":{"$error":"#N/A"}},13,0,0,{"$f":"VLOOKUP(MID($A157,14,LEN($A157)-13)&\"_\"&$B157,finallookup!$AA$8:$AB$26,2,0)","v":{"$error":"#VALUE!"}},{"$error":"#N/A"},null,null,null,null,null,null,0,{"$f":"IF(O157<>0,VLOOKUP(MID($A157,14,LEN($A157)-13)&\"_\"&$B157,finallookup!$AA$8:$AB$26,2,0),\"\")","v":""}]
[0,"DHWkwh",{"$f":"VLOOKUP($A158,tbloutfnl,MATCH($B158,finallookup!$A$7:$G$7,0),0)","v":{"$error":"#N/A"}},13,{"$error":"#N/A"},0,{"$f":"VLOOKUP(MID($A158,14,LEN($A158)-13)&\"_\"&$B158,finallookup!$AA$8:$AB$26,2,0)","v":{"$error":"#VALUE!"}},{"$error":"#N/A"},null,null,null,null,null,null,0,{"$f":"IF(O158<>0,VLOOKUP(MID($A158,14,LEN($A158)-13)&\"_\"&$B158,finallookup!$AA$8:$AB$26,2,0),\"\")","v":""}]
[0,"Heatkwh",{"$f":"VLOOKUP($A159,tbloutfnl,MATCH($B159,finallookup!$A$7:$G$7,0),0)","v":{"$error":"#N/A"}},13,0,0,{"$f":"VLOOKUP(MID($A159,14,LEN($A159)-13)&\"_\"&$B159,finallookup!$AA$8:$AB$26,2,0)","v":{"$error":"#VALUE!"}},{"$error":"#N/A"},null,null,null,null,null,null,{"$error":"#N/A"},{"$f":"IF(O159<>0,VLOOKUP(MID($A159,14,LEN($A159)-13)&\"_\"&$B159,finallookup!$AA$8:$AB$26,2,0),\"\")","v":{"$error":"#N/A"}}]
[0,"Coolkwh",{"$f":"VLOOKUP($A160,tbloutfnl,MATCH($B160,finallookup!$A$7:$G$7,0),0)","v":{"$error":"#N/A"}},13,0,0,{"$f":"VLOOKUP(MID($A160,14,LEN($A160)-13)&\"_\"&$B160,finallookup!$AA$8:$AB$26,2,0)","v":{"$error":"#VALUE!"}},{"$error":"#N/A"},null,null,null,null,null,null,0,{"$f":"IF(O160<>0,VLOOKUP(MID($A160,14,LEN($A160)-13)&\"_\"&$B160,finallookup!$AA$8:$AB$26,2,0),\"\")","v":""}]
[0,"DHWkwh",{"$f":"VLOOKUP($A161,tbloutfnl,MATCH($B161,finallookup!$A$7:$G$7,0),0)","v":{"$error":"#N/A"}},13,{"$error":"#N/A"},0,{"$f":"VLOOKUP(MID($A161,14,LEN($A161)-13)&\"_\"&$B161,finallookup!$AA$8:$AB$26,2,0)","v":{"$error":"#VALUE!"}},{"$error":"#N/A"},null,null,null,null,null,null,0,{"$f":"IF(O161<>0,VLOOKUP(MID($A161,14,LEN($A161)-13)&\"_\"&$B161,finallookup!$AA$8:$AB$26,2,0),\"\")","v":""}]
[0,"Heatkwh",{"$f":"VLOOKUP($A162,tbloutfnl,MATCH($B162,finallookup!$A$7:$G$7,0),0)","v":{"$error":"#N/A"}},13,0,0,{"$f":"VLOOKUP(MID($A162,14,LEN($A162)-13)&\"_\"&$B162,finallookup!$AA$8:$AB$26,2,0)","v":{"$error":"#VALUE!"}},{"$error":"#N/A"},null,null,null,null,null,null,{"$error":"#N/A"},{"$f":"IF(O162<>0,VLOOKUP(MID($A162,14,LEN($A162)-13)&\"_\"&$B162,finallookup!$AA$8:$AB$26,2,0),\"\")","v":{"$error":"#N/A"}}]
[0,"Coolkwh",{"$f":"VLOOKUP($A163,tbloutfnl,MATCH($B163,finallookup!$A$7:$G$7,0),0)","v":{"$error":"#N/A"}},13,0,0,{"$f":"VLOOKUP(MID($A163,14,LEN($A163)-13)&\"_\"&$B163,finallookup!$AA$8:$AB$26,2,0)","v":{"$error":"#VALUE!"}},{"$error":"#N/A"},null,null,null,null,null,null,0,{"$f":"IF(O163<>0,VLOOKUP(MID($A163,14,LEN($A163)-13)&\"_\"&$B163,finallookup!$AA$8:$AB$26,2,0),\"\")","v":""}]
[0,"DHWkwh",{"$f":"VLOOKUP($A164,tbloutfnl,MATCH($B164,finallookup!$A$7:$G$7,0),0)","v":{"$error":"#N/A"}},13,{"$error":"#N/A"},0,{"$f":"VLOOKUP(MID($A164,14,LEN($A164)-13)&\"_\"&$B164,finallookup!$AA$8:$AB$26,2,0)","v":{"$error":"#VALUE!"}},{"$error":"#N/A"},null,null,null,null,null,null,0,{"$f":"IF(O164<>0,VLOOKUP(MID($A164,14,LEN($A164)-13)&\"_\"&$B164,finallookup!$AA$8:$AB$26,2,0),\"\")","v":""}]
[0,"Heatkwh",{"$f":"VLOOKUP($A165,tbloutfnl,MATCH($B165,finallookup!$A$7:$G$7,0),0)","v":{"$error":"#N/A"}},13,0,0,{"$f":"VLOOKUP(MID($A165,14,LEN($A165)-13)&\"_\"&$B165,finallookup!$AA$8:$AB$26,2,0)","v":{"$error":"#VALUE!"}},{"$error":"#N/A"},null,null,null,null,null,null,{"$error":"#N/A"},{"$f":"IF(O165<>0,VLOOKUP(MID($A165,14,LEN($A165)-13)&\"_\"&$B165,finallookup!$AA$8:$AB$26,2,0),\"\")","v":{"$error":"#N/A"}}]
[0,"Coolkwh",{"$f":"VLOOKUP($A166,tbloutfnl,MATCH($B166,finallookup!$A$7:$G$7,0),0)","v":{"$error":"#N/A"}},13,0,0,{"$f":"VLOOKUP(MID($A166,14,LEN($A166)-13)&\"_\"&$B166,finallookup!$AA$8:$AB$26,2,0)","v":{"$error":"#VALUE!"}},{"$error":"#N/A"},null,null,null,null,null,null,0,{"$f":"IF(O166<>0,VLOOKUP(MID($A166,14,LEN($A166)-13)&\"_\"&$B166,finallookup!$AA$8:$AB$26,2,0),\"\")","v":""}]
[0,"DHWkwh",{"$f":"VLOOKUP($A167,tbloutfnl,MATCH($B167,finallookup!$A$7:$G$7,0),0)","v":{"$error":"#N/A"}},13,{"$error":"#N/A"},0,{"$f":"VLOOKUP(MID($A167,14,LEN($A167)-13)&\"_\"&$B167,finallookup!$AA$8:$AB$26,2,0)","v":{"$error":"#VALUE!"}},{"$error":"#N/A"},null,null,null,null,null,null,0,{"$f":"IF(O167<>0,VLOOKUP(MID($A167,14,LEN($A167)-13)&\"_\"&$B167,finallookup!$AA$8:$AB$26,2,0),\"\")","v":""}]
[0,"Heatkwh",{"$f":"VLOOKUP($A168,tbloutfnl,MATCH($B168,finallookup!$A$7:$G$7,0),0)","v":{"$error":"#N/A"}},13,0,0,{"$f":"VLOOKUP(MID($A168,14,LEN($A168)-13)&\"_\"&$B168,finallookup!$AA$8:$AB$26,2,0)","v":{"$error":"#VALUE!"}},{"$error":"#N/A"},null,null,null,null,null,null,{"$error":"#N/A"},{"$f":"IF(O168<>0,VLOOKUP(MID($A168,14,LEN($A168)-13)&\"_\"&$B168,finallookup!$AA$8:$AB$26,2,0),\"\")","v":{"$error":"#N/A"}}]
[0,"Coolkwh",{"$f":"VLOOKUP($A169,tbloutfnl,MATCH($B169,finallookup!$A$7:$G$7,0),0)","v":{"$error":"#N/A"}},13,0,0,{"$f":"VLOOKUP(MID($A169,14,LEN($A169)-13)&\"_\"&$B169,finallookup!$AA$8:$AB$26,2,0)","v":{"$error":"#VALUE!"}},{"$error":"#N/A"},null,null,null,null,null,null,0,{"$f":"IF(O169<>0,VLOOKUP(MID($A169,14,LEN($A169)-13)&\"_\"&$B169,finallookup!$AA$8:$AB$26,2,0),\"\")","v":""}]
[0,"DHWkwh",{"$f":"VLOOKUP($A170,tbloutfnl,MATCH($B170,finallookup!$A$7:$G$7,0),0)","v":{"$error":"#N/A"}},13,{"$error":"#N/A"},0,{"$f":"VLOOKUP(MID($A170,14,LEN($A170)-13)&\"_\"&$B170,finallookup!$AA$8:$AB$26,2,0)","v":{"$error":"#VALUE!"}},{"$error":"#N/A"},null,null,null,null,null,null,0,{"$f":"IF(O170<>0,VLOOKUP(MID($A170,14,LEN($A170)-13)&\"_\"&$B170,finallookup!$AA$8:$AB$26,2,0),\"\")","v":""}]
[0,"Heatkwh",{"$f":"VLOOKUP($A171,tbloutfnl,MATCH($B171,finallookup!$A$7:$G$7,0),0)","v":{"$error":"#N/A"}},13,0,0,{"$f":"VLOOKUP(MID($A171,14,LEN($A171)-13)&\"_\"&$B171,finallookup!$AA$8:$AB$26,2,0)","v":{"$error":"#VALUE!"}},{"$error":"#N/A"},null,null,null,null,null,null,{"$error":"#N/A"},{"$f":"IF(O171<>0,VLOOKUP(MID($A171,14,LEN($A171)-13)&\"_\"&$B171,finallookup!$AA$8:$AB$26,2,0),\"\")","v":{"$error":"#N/A"}}]
[0,"Coolkwh",{"$f":"VLOOKUP($A172,tbloutfnl,MATCH($B172,finallookup!$A$7:$G$7,0),0)","v":{"$error":"#N/A"}},13,0,0,{"$f":"VLOOKUP(MID($A172,14,LEN($A172)-13)&\"_\"&$B172,finallookup!$AA$8:$AB$26,2,0)","v":{"$error":"#VALUE!"}},{"$error":"#N/A"},null,null,null,null,null,null,0,{"$f":"IF(O172<>0,VLOOKUP(MID($A172,14,LEN($A172)-13)&\"_\"&$B172,finallookup!$AA$8:$AB$26,2,0),\"\")","v":""}]
[0,"DHWkwh",{"$f":"VLOOKUP($A173,tbloutfnl,MATCH($B173,finallookup!$A$7:$G$7,0),0)","v":{"$error":"#N/A"}},13,{"$error":"#N/A"},0,{"$f":"VLOOKUP(MID($A173,14,LEN($A173)-13)&\"_\"&$B173,finallookup!$AA$8:$AB$26,2,0)","v":{"$error":"#VALUE!"}},{"$error":"#N/A"},null,null,null,null,null,null,0,{"$f":"IF(O173<>0,VLOOKUP(MID($A173,14,LEN($A173)-13)&\"_\"&$B173,finallookup!$AA$8:$AB$26,2,0),\"\")","v":""}]
[0,"Heatkwh",{"$f":"VLOOKUP($A174,tbloutfnl,MATCH($B174,finallookup!$A$7:$G$7,0),0)","v":{"$error":"#N/A"}},13,0,0,{"$f":"VLOOKUP(MID($A174,14,LEN($A174)-13)&\"_\"&$B174,finallookup!$AA$8:$AB$26,2,0)","v":{"$error":"#VALUE!"}},{"$error":"#N/A"},null,null,null,null,null,null,{"$error":"#N/A"},{"$f":"IF(O174<>0,VLOOKUP(MID($A174,14,LEN($A174)-13)&\"_\"&$B174,finallookup!$AA$8:$AB$26,2,0),\"\")","v":{"$error":"#N/A"}}]
[0,"Coolkwh",{"$f":"VLOOKUP($A175,tbloutfnl,MATCH($B175,finallookup!$A$7:$G$7,0),0)","v":{"$error":"#N/A"}},13,0,0,{"$f":"VLOOKUP(MID($A175,14,LEN($A175)-13)&\"_\"&$B175,finallookup!$AA$8:$AB$26,2,0)","v":{"$error":"#VALUE!"}},{"$error":"#N/A"},null,null,null,null,null,null,0,{"$f":"IF(O175<>0,VLOOKUP(MID($A175,14,LEN($A175)-13)&\"_\"&$B175,finallookup!$AA$8:$AB$26,2,0),\"\")","v":""}]
[0,"DHWkwh",{"$f":"VLOOKUP($A176,tbloutfnl,MATCH($B176,finallookup!$A$7:$G$7,0),0)","v":{"$error":"#N/A"}},13,{"$error":"#N/A"},0,{"$f":"VLOOKUP(MID($A176,14,LEN($A176)-13)&\"_\"&$B176,finallookup!$AA$8:$AB$26,2,0)","v":{"$error":"#VALUE!"}},{"$error":"#N/A"},null,null,null,null,null,null,0,{"$f":"IF(O176<>0,VLOOKUP(MID($A176,14,LEN($A176)-13)&\"_\"&$B176,finallookup!$AA$8:$AB$26,2,0),\"\")","v":""}]
[0,"Heatkwh",{"$f":"VLOOKUP($A177,tbloutfnl,MATCH($B177,finallookup!$A$7:$G$7,0),0)","v":{"$error":"#N/A"}},13,0,0,{"$f":"VLOOKUP(MID($A177,14,LEN($A177)-13)&\"_\"&$B177,finallookup!$AA$8:$AB$26,2,0)","v":{"$error":"#VALUE!"}},{"$error":"#N/A"},null,null,null,null,null,null,{"$error":"#N/A"},{"$f":"IF(O177<>0,VLOOKUP(MID($A177,14,LEN($A177)-13)&\"_\"&$B177,finallookup!$AA$8:$AB$26,2,0),\"\")","v":{"$error":"#N/A"}}]
[0,"Coolkwh",{"$f":"VLOOKUP($A178,tbloutfnl,MATCH($B178,finallookup!$A$7:$G$7,0),0)","v":{"$error":"#N/A"}},13,0,0,{"$f":"VLOOKUP(MID($A178,14,LEN($A178)-13)&\"_\"&$B178,finallookup!$AA$8:$AB$26,2,0)","v":{"$error":"#VALUE!"}},{"$error":"#N/A"},null,null,null,null,null,null,0,{"$f":"IF(O178<>0,VLOOKUP(MID($A178,14,LEN($A178)-13)&\"_\"&$B178,finallookup!$AA$8:$AB$26,2,0),\"\")","v":""}]
[0,"DHWkwh",{"$f":"VLOOKUP($A179,tbloutfnl,MATCH($B179,finallookup!$A$7:$G$7,0),0)","v":{"$error":"#N/A"}},13,{"$error":"#N/A"},0,{"$f":"VLOOKUP(MID($A179,14,LEN($A179)-13)&\"_\"&$B179,finallookup!$AA$8:$AB$26,2,0)","v":{"$error":"#VALUE!"}},{"$error":"#N/A"},null,null,null,null,null,null,0,{"$f":"IF(O179<>0,VLOOKUP(MID($A179,14,LEN($A179)-13)&\"_\"&$B179,finallookup!$AA$8:$AB$26,2,0),\"\")","v":""}]
[0,"Heatkwh",{"$f":"VLOOKUP($A180,tbloutfnl,MATCH($B180,finallookup!$A$7:$G$7,0),0)","v":{"$error":"#N/A"}},13,0,0,{"$f":"VLOOKUP(MID($A180,14,LEN($A180)-13)&\"_\"&$B180,finallookup!$AA$8:$AB$26,2,0)","v":{"$error":"#VALUE!"}},{"$error":"#N/A"},null,null,null,null,null,null,{"$error":"#N/A"},{"$f":"IF(O180<>0,VLOOKUP(MID($A180,14,LEN($A180)-13)&\"_\"&$B180,finallookup!$AA$8:$AB$26,2,0),\"\")","v":{"$error":"#N/A"}}]
[0,"Coolkwh",{"$f":"VLOOKUP($A181,tbloutfnl,MATCH($B181,finallookup!$A$7:$G$7,0),0)","v":{"$error":"#N/A"}},13,0,0,{"$f":"VLOOKUP(MID($A181,14,LEN($A181)-13)&\"_\"&$B181,finallookup!$AA$8:$AB$26,2,0)","v":{"$error":"#VALUE!"}},{"$error":"#N/A"},null,null,null,null,null,null,0,{"$f":"IF(O181<>0,VLOOKUP(MID($A181,14,LEN($A181)-13)&\"_\"&$B181,finallookup!$AA$8:$AB$26,2,0),\"\")","v":""}]
[0,"DHWkwh",{"$f":"VLOOKUP($A182,tbloutfnl,MATCH($B182,finallookup!$A$7:$G$7,0),0)","v":{"$error":"#N/A"}},13,{"$error":"#N/A"},0,{"$f":"VLOOKUP(MID($A182,14,LEN($A182)-13)&\"_\"&$B182,finallookup!$AA$8:$AB$26,2,0)","v":{"$error":"#VALUE!"}},{"$error":"#N/A"},null,null,null,null,null,null,0,{"$f":"IF(O182<>0,VLOOKUP(MID($A182,14,LEN($A182)-13)&\"_\"&$B182,finallookup!$AA$8:$AB$26,2,0),\"\")","v":""}]
[0,"Heatkwh",{"$f":"VLOOKUP($A183,tbloutfnl,MATCH($B183,finallookup!$A$7:$G$7,0),0)","v":{"$error":"#N/A"}},13,0,0,{"$f":"VLOOKUP(MID($A183,14,LEN($A183)-13)&\"_\"&$B183,finallookup!$AA$8:$AB$26,2,0)","v":{"$error":"#VALUE!"}},{"$error":"#N/A"},null,null,null,null,null,null,{"$error":"#N/A"},{"$f":"IF(O183<>0,VLOOKUP(MID($A183,14,LEN($A183)-13)&\"_\"&$B183,finallookup!$AA$8:$AB$26,2,0),\"\")","v":{"$error":"#N/A"}}]
[0,"Coolkwh",{"$f":"VLOOKUP($A184,tbloutfnl,MATCH($B184,finallookup!$A$7:$G$7,0),0)","v":{"$error":"#N/A"}},13,0,0,{"$f":"VLOOKUP(MID($A184,14,LEN($A184)-13)&\"_\"&$B184,finallookup!$AA$8:$AB$26,2,0)","v":{"$error":"#VALUE!"}},{"$error":"#N/A"},null,null,null,null,null,null,0,{"$f":"IF(O184<>0,VLOOKUP(MID($A184,14,LEN($A184)-13)&\"_\"&$B184,finallookup!$AA$8:$AB$26,2,0),\"\")","v":""}]
[0,"DHWkwh",{"$f":"VLOOKUP($A185,tbloutfnl,MATCH($B185,finallookup!$A$7:$G$7,0),0)","v":{"$error":"#N/A"}},13,{"$error":"#N/A"},0,{"$f":"VLOOKUP(MID($A185,14,LEN($A185)-13)&\"_\"&$B185,finallookup!$AA$8:$AB$26,2,0)","v":{"$error":"#VALUE!"}},{"$error":"#N/A"},null,null,null,null,null,null,0,{"$f":"IF(O185<>0,VLOOKUP(MID($A185,14,LEN($A185)-13)&\"_\"&$B185,finallookup!$AA$8:$AB$26,2,0),\"\")","v":""}]
[0,"Heatkwh",{"$f":"VLOOKUP($A186,tbloutfnl,MATCH($B186,finallookup!$A$7:$G$7,0),0)","v":{"$error":"#N/A"}},13,0,0,{"$f":"VLOOKUP(MID($A186,14,LEN($A186)-13)&\"_\"&$B186,finallookup!$AA$8:$AB$26,2,0)","v":{"$error":"#VALUE!"}},{"$error":"#N/A"},null,null,null,null,null,null,{"$error":"#N/A"},{"$f":"IF(O186<>0,VLOOKUP(MID($A186,14,LEN($A186)-13)&\"_\"&$B186,finallookup!$AA$8:$AB$26,2,0),\"\")","v":{"$error":"#N/A"}}]
[0,"Coolkwh",{"$f":"VLOOKUP($A187,tbloutfnl,MATCH($B187,finallookup!$A$7:$G$7,0),0)","v":{"$error":"#N/A"}},13,0,0,{"$f":"VLOOKUP(MID($A187,14,LEN($A187)-13)&\"_\"&$B187,finallookup!$AA$8:$AB$26,2,0)","v":{"$error":"#VALUE!"}},{"$error":"#N/A"},null,null,null,null,null,null,0,{"$f":"IF(O187<>0,VLOOKUP(MID($A187,14,LEN($A187)-13)&\"_\"&$B187,finallookup!$AA$8:$AB$26,2,0),\"\")","v":""}]
[0,"DHWkwh",{"$f":"VLOOKUP($A188,tbloutfnl,MATCH($B188,finallookup!$A$7:$G$7,0),0)","v":{"$error":"#N/A"}},13,{"$error":"#N/A"},0,{"$f":"VLOOKUP(MID($A188,14,LEN($A188)-13)&\"_\"&$B188,finallookup!$AA$8:$AB$26,2,0)","v":{"$error":"#VALUE!"}},{"$error":"#N/A"},null,null,null,null,null,null,0,{"$f":"IF(O188<>0,VLOOKUP(MID($A188,14,LEN($A188)-13)&\"_\"&$B188,finallookup!$AA$8:$AB$26,2,0),\"\")","v":""}]
[0,"Heatkwh",{"$f":"VLOOKUP($A189,tbloutfnl,MATCH($B189,finallookup!$A$7:$G$7,0),0)","v":{"$error":"#N/A"}},13,0,0,{"$f":"VLOOKUP(MID($A189,14,LEN($A189)-13)&\"_\"&$B189,finallookup!$AA$8:$AB$26,2,0)","v":{"$error":"#VALUE!"}},{"$error":"#N/A"},null,null,null,null,null,null,{"$error":"#N/A"},{"$f":"IF(O189<>0,VLOOKUP(MID($A189,14,LEN($A189)-13)&\"_\"&$B189,finallookup!$AA$8:$AB$26,2,0),\"\")","v":{"$error":"#N/A"}}]
[0,"Coolkwh",{"$f":"VLOOKUP($A190,tbloutfnl,MATCH($B190,finallookup!$A$7:$G$7,0),0)","v":{"$error":"#N/A"}},13,0,0,{"$f":"VLOOKUP(MID($A190,14,LEN($A190)-13)&\"_\"&$B190,finallookup!$AA$8:$AB$26,2,0)","v":{"$error":"#VALUE!"}},{"$error":"#N/A"},null,null,null,null,null,null,0,{"$f":"IF(O190<>0,VLOOKUP(MID($A190,14,LEN($A190)-13)&\"_\"&$B190,finallookup!$AA$8:$AB$26,2,0),\"\")","v":""}]
[0,"DHWkwh",{"$f":"VLOOKUP($A191,tbloutfnl,MATCH($B191,finallookup!$A$7:$G$7,0),0)","v":{"$error":"#N/A"}},13,{"$error":"#N/A"},0,{"$f":"VLOOKUP(MID($A191,14,LEN($A191)-13)&\"_\"&$B191,finallookup!$AA$8:$AB$26,2,0)","v":{"$error":"#VALUE!"}},{"$error":"#N/A"},null,null,null,null,null,null,0,{"$f":"IF(O191<>0,VLOOKUP(MID($A191,14,LEN($A191)-13)&\"_\"&$B191,finallookup!$AA$8:$AB$26,2,0),\"\")","v":""}]
[0,"Heatkwh",{"$f":"VLOOKUP($A192,tbloutfnl,MATCH($B192,finallookup!$A$7:$G$7,0),0)","v":{"$error":"#N/A"}},13,0,0,{"$f":"VLOOKUP(MID($A192,14,LEN($A192)-13)&\"_\"&$B192,finallookup!$AA$8:$AB$26,2,0)","v":{"$error":"#VALUE!"}},{"$error":"#N/A"},null,null,null,null,null,null,{"$error":"#N/A"},{"$f":"IF(O192<>0,VLOOKUP(MID($A192,14,LEN($A192)-13)&\"_\"&$B192,finallookup!$AA$8:$AB$26,2,0),\"\")","v":{"$error":"#N/A"}}]
[0,"Coolkwh",{"$f":"VLOOKUP($A193,tbloutfnl,MATCH($B193,finallookup!$A$7:$G$7,0),0)","v":{"$error":"#N/A"}},13,0,0,{"$f":"VLOOKUP(MID($A193,14,LEN($A193)-13)&\"_\"&$B193,finallookup!$AA$8:$AB$26,2,0)","v":{"$error":"#VALUE!"}},{"$error":"#N/A"},null,null,null,null,null,null,0,{"$f":"IF(O193<>0,VLOOKUP(MID($A193,14,LEN($A193)-13)&\"_\"&$B193,finallookup!$AA$8:$AB$26,2,0),\"\")","v":""}]
[0,"DHWkwh",{"$f":"VLOOKUP($A194,tbloutfnl,MATCH($B194,finallookup!$A$7:$G$7,0),0)","v":{"$error":"#N/A"}},13,{"$error":"#N/A"},0,{"$f":"VLOOKUP(MID($A194,14,LEN($A194)-13)&\"_\"&$B194,finallookup!$AA$8:$AB$26,2,0)","v":{"$error":"#VALUE!"}},{"$error":"#N/A"},null,null,null,null,null,null,0,{"$f":"IF(O194<>0,VLOOKUP(MID($A194,14,LEN($A194)-13)&\"_\"&$B194,finallookup!$AA$8:$AB$26,2,0),\"\")","v":""}]
[0,"Heatkwh",{"$f":"VLOOKUP($A195,tbloutfnl,MATCH($B195,finallookup!$A$7:$G$7,0),0)","v":{"$error":"#N/A"}},13,0,0,{"$f":"VLOOKUP(MID($A195,14,LEN($A195)-13)&\"_\"&$B195,finallookup!$AA$8:$AB$26,2,0)","v":{"$error":"#VALUE!"}},{"$error":"#N/A"},null,null,null,null,null,null,{"$error":"#N/A"},{"$f":"IF(O195<>0,VLOOKUP(MID($A195,14,LEN($A195)-13)&\"_\"&$B195,finallookup!$AA$8:$AB$26,2,0),\"\")","v":{"$error":"#N/A"}}]
[0,"Coolkwh",{"$f":"VLOOKUP($A196,tbloutfnl,MATCH($B196,finallookup!$A$7:$G$7,0),0)","v":{"$error":"#N/A"}},13,0,0,{"$f":"VLOOKUP(MID($A196,14,LEN($A196)-13)&\"_\"&$B196,finallookup!$AA$8:$AB$26,2,0)","v":{"$error":"#VALUE!"}},{"$error":"#N/A"},null,null,null,null,null,null,0,{"$f":"IF(O196<>0,VLOOKUP(MID($A196,14,LEN($A196)-13)&\"_\"&$B196,finallookup!$AA$8:$AB$26,2,0),\"\")","v":""}]
[0,"DHWkwh",{"$f":"VLOOKUP($A197,tbloutfnl,MATCH($B197,finallookup!$A$7:$G$7,0),0)","v":{"$error":"#N/A"}},13,{"$error":"#N/A"},0,{"$f":"VLOOKUP(MID($A197,14,LEN($A197)-13)&\"_\"&$B197,finallookup!$AA$8:$AB$26,2,0)","v":{"$error":"#VALUE!"}},{"$error":"#N/A"},null,null,null,null,null,null,0,{"$f":"IF(O197<>0,VLOOKUP(MID($A197,14,LEN($A197)-13)&\"_\"&$B197,finallookup!$AA$8:$AB$26,2,0),\"\")","v":""}]
[0,"Heatkwh",{"$f":"VLOOKUP($A198,tbloutfnl,MATCH($B198,finallookup!$A$7:$G$7,0),0)","v":{"$error":"#N/A"}},13,0,0,{"$f":"VLOOKUP(MID($A198,14,LEN($A198)-13)&\"_\"&$B198,finallookup!$AA$8:$AB$26,2,0)","v":{"$error":"#VALUE!"}},{"$error":"#N/A"},null,null,null,null,null,null,{"$error":"#N/A"},{"$f":"IF(O198<>0,VLOOKUP(MID($A198,14,LEN($A198)-13)&\"_\"&$B198,finallookup!$AA$8:$AB$26,2,0),\"\")","v":{"$error":"#N/A"}}]
[0,"Coolkwh",{"$f":"VLOOKUP($A199,tbloutfnl,MATCH($B199,finallookup!$A$7:$G$7,0),0)","v":{"$error":"#N/A"}},13,0,0,{"$f":"VLOOKUP(MID($A199,14,LEN($A199)-13)&\"_\"&$B199,finallookup!$AA$8:$AB$26,2,0)","v":{"$error":"#VALUE!"}},{"$error":"#N/A"},null,null,null,null,null,null,0,{"$f":"IF(O199<>0,VLOOKUP(MID($A199,14,LEN($A199)-13)&\"_\"&$B199,finallookup!$AA$8:$AB$26,2,0),\"\")","v":""}]
[{"$f":"INDEX(tbloutfnl,CEILING((ROW(A200)-ROW($A$8)+1)/3,1),1)","v":0},"DHWkwh",{"$f":"VLOOKUP($A200,tbloutfnl,MATCH($B200,finallookup!$A$7:$G$7,0),0)","v":{"$error":"#N/A"}},13,{"$f":"IF(B200=\"DHWkwh\",VLOOKUP($A200,tbloutfnl,7,0),0)","v":{"$error":"#N/A"}},0,{"$f":"VLOOKUP(MID($A200,14,LEN($A200)-13)&\"_\"&$B200,finallookup!$AA$8:$AB$26,2,0)","v":{"$error":"#VALUE!"}},{"$f":"VLOOKUP($A200,tbloutfnl,8,0)","v":{"$error":"#N/A"}},null,null,null,null,null,null,{"$f":"IF(B200=\"Heatkwh\",VLOOKUP($A200,tbloutfnl,4,0),0)","v":0},{"$f":"IF(O200<>0,VLOOKUP(MID($A200,14,LEN($A200)-13)&\"_\"&$B200,finallookup!$AA$8:$AB$26,2,0),\"\")","v":""}]
[0,"Heatkwh",{"$f":"VLOOKUP($A201,tbloutfnl,MATCH($B201,finallookup!$A$7:$G$7,0),0)","v":{"$error":"#N/A"}},13,0,0,{"$f":"VLOOKUP(MID($A201,14,LEN($A201)-13)&\"_\"&$B201,finallookup!$AA$8:$AB$26,2,0)","v":{"$error":"#VALUE!"}},{"$error":"#N/A"},null,null,null,null,null,null,{"$error":"#N/A"},{"$f":"IF(O201<>0,VLOOKUP(MID($A201,14,LEN($A201)-13)&\"_\"&$B201,finallookup!$AA$8:$AB$26,2,0),\"\")","v":{"$error":"#N/A"}}]
[0,"Coolkwh",{"$f":"VLOOKUP($A202,tbloutfnl,MATCH($B202,finallookup!$A$7:$G$7,0),0)","v":{"$error":"#N/A"}},{"$f":"D201","v":13},0,0,{"$f":"VLOOKUP(MID($A202,14,LEN($A202)-13)&\"_\"&$B202,finallookup!$AA$8:$AB$26,2,0)","v":{"$error":"#VALUE!"}},{"$error":"#N/A"},null,null,null,null,null,null,0,{"$f":"IF(O202<>0,VLOOKUP(MID($A202,14,LEN($A202)-13)&\"_\"&$B202,finallookup!$AA$8:$AB$26,2,0),\"\")","v":""}]
[0,"DHWkwh",{"$f":"VLOOKUP($A203,tbloutfnl,MATCH($B203,finallookup!$A$7:$G$7,0),0)","v":{"$error":"#N/A"}},13,{"$error":"#N/A"},0,{"$f":"VLOOKUP(MID($A203,14,LEN($A203)-13)&\"_\"&$B203,finallookup!$AA$8:$AB$26,2,0)","v":{"$error":"#VALUE!"}},{"$error":"#N/A"},null,null,null,null,null,null,0,{"$f":"IF(O203<>0,VLOOKUP(MID($A203,14,LEN($A203)-13)&\"_\"&$B203,finallookup!$AA$8:$AB$26,2,0),\"\")","v":""}]
[0,{"$f":"B201","v":"Heatkwh"},{"$f":"VLOOKUP($A204,tbloutfnl,MATCH($B204,finallookup!$A$7:$G$7,0),0)","v":{"$error":"#N/A"}},13,0,0,{"$f":"VLOOKUP(MID($A204,14,LEN($A204)-13)&\"_\"&$B204,finallookup!$AA$8:$AB$26,2,0)","v":{"$error":"#VALUE!"}},{"$error":"#N/A"},null,null,null,null,null,null,{"$error":"#N/A"},{"$f":"IF(O204<>0,VLOOKUP(MID($A204,14,LEN($A204)-13)&\"_\"&$B204,finallookup!$AA$8:$AB$26,2,0),\"\")","v":{"$error":"#N/A"}}]
[0,"Coolkwh",{"$f":"VLOOKUP($A205,tbloutfnl,MATCH($B205,finallookup!$A$7:$G$7,0),0)","v":{"$error":"#N/A"}},13,0,0,{"$f":"VLOOKUP(MID($A205,14,LEN($A205)-13)&\"_\"&$B205,finallookup!$AA$8:$AB$26,2,0)","v":{"$error":"#VALUE!"}},{"$error":"#N/A"},null,null,null,null,null,null,0,{"$f":"IF(O205<>0,VLOOKUP(MID($A205,14,LEN($A205)-13)&\"_\"&$B205,finallookup!$AA$8:$AB$26,2,0),\"\")","v":""}]
[0,"DHWkwh",{"$f":"VLOOKUP($A206,tbloutfnl,MATCH($B206,finallookup!$A$7:$G$7,0),0)","v":{"$error":"#N/A"}},13,{"$error":"#N/A"},0,{"$f":"VLOOKUP(MID($A206,14,LEN($A206)-13)&\"_\"&$B206,finallookup!$AA$8:$AB$26,2,0)","v":{"$error":"#VALUE!"}},{"$error":"#N/A"},null,null,null,null,null,null,0,{"$f":"IF(O206<>0,VLOOKUP(MID($A206,14,LEN($A206)-13)&\"_\"&$B206,finallookup!$AA$8:$AB$26,2,0),\"\")","v":""}]
[0,"Heatkwh",{"$f":"VLOOKUP($A207,tbloutfnl,MATCH($B207,finallookup!$A$7:$G$7,0),0)","v":{"$error":"#N/A"}},13,0,0,{"$f":"VLOOKUP(MID($A207,14,LEN($A207)-13)&\"_\"&$B207,finallookup!$AA$8:$AB$26,2,0)","v":{"$error":"#VALUE!"}},{"$error":"#N/A"},null,null,null,null,null,null,{"$error":"#N/A"},{"$f":"IF(O207<>0,VLOOKUP(MID($A207,14,LEN($A207)-13)&\"_\"&$B207,finallookup!$AA$8:$AB$26,2,0),\"\")","v":{"$error":"#N/A"}}]
[0,"Coolkwh",{"$f":"VLOOKUP($A208,tbloutfnl,MATCH($B208,finallookup!$A$7:$G$7,0),0)","v":{"$error":"#N/A"}},13,0,0,{"$f":"VLOOKUP(MID($A208,14,LEN($A208)-13)&\"_\"&$B208,finallookup!$AA$8:$AB$26,2,0)","v":{"$error":"#VALUE!"}},{"$error":"#N/A"},null,null,null,null,null,null,0,{"$f":"IF(O208<>0,VLOOKUP(MID($A208,14,LEN($A208)-13)&\"_\"&$B208,finallookup!$AA$8:$AB$26,2,0),\"\")","v":""}]
[0,"DHWkwh",{"$f":"VLOOKUP($A209,tbloutfnl,MATCH($B209,finallookup!$A$7:$G$7,0),0)","v":{"$error":"#N/A"}},13,{"$error":"#N/A"},0,{"$f":"VLOOKUP(MID($A209,14,LEN($A209)-13)&\"_\"&$B209,finallookup!$AA$8:$AB$26,2,0)","v":{"$error":"#VALUE!"}},{"$error":"#N/A"},null,null,null,null,null,null,0,{"$f":"IF(O209<>0,VLOOKUP(MID($A209,14,LEN($A209)-13)&\"_\"&$B209,finallookup!$AA$8:$AB$26,2,0),\"\")","v":""}]
[0,"Heatkwh",{"$f":"VLOOKUP($A210,tbloutfnl,MATCH($B210,finallookup!$A$7:$G$7,0),0)","v":{"$error":"#N/A"}},13,0,0,{"$f":"VLOOKUP(MID($A210,14,LEN($A210)-13)&\"_\"&$B210,finallookup!$AA$8:$AB$26,2,0)","v":{"$error":"#VALUE!"}},{"$error":"#N/A"},null,null,null,null,null,null,{"$error":"#N/A"},{"$f":"IF(O210<>0,VLOOKUP(MID($A210,14,LEN($A210)-13)&\"_\"&$B210,finallookup!$AA$8:$AB$26,2,0),\"\")","v":{"$error":"#N/A"}}]
[0,"Coolkwh",{"$f":"VLOOKUP($A211,tbloutfnl,MATCH($B211,finallookup!$A$7:$G$7,0),0)","v":{"$error":"#N/A"}},13,0,0,{"$f":"VLOOKUP(MID($A211,14,LEN($A211)-13)&\"_\"&$B211,finallookup!$AA$8:$AB$26,2,0)","v":{"$error":"#VALUE!"}},{"$error":"#N/A"},null,null,null,null,null,null,0,{"$f":"IF(O211<>0,VLOOKUP(MID($A211,14,LEN($A211)-13)&\"_\"&$B211,finallookup!$AA$8:$AB$26,2,0),\"\")","v":""}]
[0,"DHWkwh",{"$f":"VLOOKUP($A212,tbloutfnl,MATCH($B212,finallookup!$A$7:$G$7,0),0)","v":{"$error":"#N/A"}},13,{"$error":"#N/A"},0,{"$f":"VLOOKUP(MID($A212,14,LEN($A212)-13)&\"_\"&$B212,finallookup!$AA$8:$AB$26,2,0)","v":{"$error":"#VALUE!"}},{"$error":"#N/A"},null,null,null,null,null,null,0,{"$f":"IF(O212<>0,VLOOKUP(MID($A212,14,LEN($A212)-13)&\"_\"&$B212,finallookup!$AA$8:$AB$26,2,0),\"\")","v":""}]
[0,"Heatkwh",{"$f":"VLOOKUP($A213,tbloutfnl,MATCH($B213,finallookup!$A$7:$G$7,0),0)","v":{"$error":"#N/A"}},13,0,0,{"$f":"VLOOKUP(MID($A213,14,LEN($A213)-13)&\"_\"&$B213,finallookup!$AA$8:$AB$26,2,0)","v":{"$error":"#VALUE!"}},{"$error":"#N/A"},null,null,null,null,null,null,{"$error":"#N/A"},{"$f":"IF(O213<>0,VLOOKUP(MID($A213,14,LEN($A213)-13)&\"_\"&$B213,finallookup!$AA$8:$AB$26,2,0),\"\")","v":{"$error":"#N/A"}}]
[0,"Coolkwh",{"$f":"VLOOKUP($A214,tbloutfnl,MATCH($B214,finallookup!$A$7:$G$7,0),0)","v":{"$error":"#N/A"}},13,0,0,{"$f":"VLOOKUP(MID($A214,14,LEN($A214)-13)&\"_\"&$B214,finallookup!$AA$8:$AB$26,2,0)","v":{"$error":"#VALUE!"}},{"$error":"#N/A"},null,null,null,null,null,null,0,{"$f":"IF(O214<>0,VLOOKUP(MID($A214,14,LEN($A214)-13)&\"_\"&$B214,finallookup!$AA$8:$AB$26,2,0),\"\")","v":""}]
[0,"DHWkwh",{"$f":"VLOOKUP($A215,tbloutfnl,MATCH($B215,finallookup!$A$7:$G$7,0),0)","v":{"$error":"#N/A"}},13,{"$error":"#N/A"},0,{"$f":"VLOOKUP(MID($A215,14,LEN($A215)-13)&\"_\"&$B215,finallookup!$AA$8:$AB$26,2,0)","v":{"$error":"#VALUE!"}},{"$error":"#N/A"},null,null,null,null,null,null,0,{"$f":"IF(O215<>0,VLOOKUP(MID($A215,14,LEN($A215)-13)&\"_\"&$B215,finallookup!$AA$8:$AB$26,2,0),\"\")","v":""}]
[0,"Heatkwh",{"$f":"VLOOKUP($A216,tbloutfnl,MATCH($B216,finallookup!$A$7:$G$7,0),0)","v":{"$error":"#N/A"}},13,0,0,{"$f":"VLOOKUP(MID($A216,14,LEN($A216)-13)&\"_\"&$B216,finallookup!$AA$8:$AB$26,2,0)","v":{"$error":"#VALUE!"}},{"$error":"#N/A"},null,null,null,null,null,null,{"$error":"#N/A"},{"$f":"IF(O216<>0,VLOOKUP(MID($A216,14,LEN($A216)-13)&\"_\"&$B216,finallookup!$AA$8:$AB$26,2,0),\"\")","v":{"$error":"#N/A"}}]
[0,"Coolkwh",{"$f":"VLOOKUP($A217,tbloutfnl,MATCH($B217,finallookup!$A$7:$G$7,0),0)","v":{"$error":"#N/A"}},13,0,0,{"$f":"VLOOKUP(MID($A217,14,LEN($A217)-13)&\"_\"&$B217,finallookup!$AA$8:$AB$26,2,0)","v":{"$error":"#VALUE!"}},{"$error":"#N/A"},null,null,null,null,null,null,0,{"$f":"IF(O217<>0,VLOOKUP(MID($A217,14,LEN($A217)-13)&\"_\"&$B217,finallookup!$AA$8:$AB$26,2,0),\"\")","v":""}]
[0,"DHWkwh",{"$f":"VLOOKUP($A218,tbloutfnl,MATCH($B218,finallookup!$A$7:$G$7,0),0)","v":{"$error":"#N/A"}},13,{"$error":"#N/A"},0,{"$f":"VLOOKUP(MID($A218,14,LEN($A218)-13)&\"_\"&$B218,finallookup!$AA$8:$AB$26,2,0)","v":{"$error":"#VALUE!"}},{"$error":"#N/A"},null,null,null,null,null,null,0,{"$f":"IF(O218<>0,VLOOKUP(MID($A218,14,LEN($A218)-13)&\"_\"&$B218,finallookup!$AA$8:$AB$26,2,0),\"\")","v":""}]
[0,"Heatkwh",{"$f":"VLOOKUP($A219,tbloutfnl,MATCH($B219,finallookup!$A$7:$G$7,0),0)","v":{"$error":"#N/A"}},13,0,0,{"$f":"VLOOKUP(MID($A219,14,LEN($A219)-13)&\"_\"&$B219,finallookup!$AA$8:$AB$26,2,0)","v":{"$error":"#VALUE!"}},{"$error":"#N/A"},null,null,null,null,null,null,{"$error":"#N/A"},{"$f":"IF(O219<>0,VLOOKUP(MID($A219,14,LEN($A219)-13)&\"_\"&$B219,finallookup!$AA$8:$AB$26,2,0),\"\")","v":{"$error":"#N/A"}}]
[0,"Coolkwh",{"$f":"VLOOKUP($A220,tbloutfnl,MATCH($B220,finallookup!$A$7:$G$7,0),0)","v":{"$error":"#N/A"}},13,0,0,{"$f":"VLOOKUP(MID($A220,14,LEN($A220)-13)&\"_\"&$B220,finallookup!$AA$8:$AB$26,2,0)","v":{"$error":"#VALUE!"}},{"$error":"#N/A"},null,null,null,null,null,null,0,{"$f":"IF(O220<>0,VLOOKUP(MID($A220,14,LEN($A220)-13)&\"_\"&$B220,finallookup!$AA$8:$AB$26,2,0),\"\")","v":""}]
[0,"DHWkwh",{"$f":"VLOOKUP($A221,tbloutfnl,MATCH($B221,finallookup!$A$7:$G$7,0),0)","v":{"$error":"#N/A"}},13,{"$error":"#N/A"},0,{"$f":"VLOOKUP(MID($A221,14,LEN($A221)-13)&\"_\"&$B221,finallookup!$AA$8:$AB$26,2,0)","v":{"$error":"#VALUE!"}},{"$error":"#N/A"},null,null,null,null,null,null,0,{"$f":"IF(O221<>0,VLOOKUP(MID($A221,14,LEN($A221)-13)&\"_\"&$B221,finallookup!$AA$8:$AB$26,2,0),\"\")","v":""}]
[0,"Heatkwh",{"$f":"VLOOKUP($A222,tbloutfnl,MATCH($B222,finallookup!$A$7:$G$7,0),0)","v":{"$error":"#N/A"}},13,0,0,{"$f":"VLOOKUP(MID($A222,14,LEN($A222)-13)&\"_\"&$B222,finallookup!$AA$8:$AB$26,2,0)","v":{"$error":"#VALUE!"}},{"$error":"#N/A"},null,null,null,null,null,null,{"$error":"#N/A"},{"$f":"IF(O222<>0,VLOOKUP(MID($A222,14,LEN($A222)-13)&\"_\"&$B222,finallookup!$AA$8:$AB$26,2,0),\"\")","v":{"$error":"#N/A"}}]
[0,"Coolkwh",{"$f":"VLOOKUP($A223,tbloutfnl,MATCH($B223,finallookup!$A$7:$G$7,0),0)","v":{"$error":"#N/A"}},13,0,0,{"$f":"VLOOKUP(MID($A223,14,LEN($A223)-13)&\"_\"&$B223,finallookup!$AA$8:$AB$26,2,0)","v":{"$error":"#VALUE!"}},{"$error":"#N/A"},null,null,null,null,null,null,0,{"$f":"IF(O223<>0,VLOOKUP(MID($A223,14,LEN($A223)-13)&\"_\"&$B223,finallookup!$AA$8:$AB$26,2,0),\"\")","v":""}]
[0,"DHWkwh",{"$f":"VLOOKUP($A224,tbloutfnl,MATCH($B224,finallookup!$A$7:$G$7,0),0)","v":{"$error":"#N/A"}},13,{"$error":"#N/A"},0,{"$f":"VLOOKUP(MID($A224,14,LEN($A224)-13)&\"_\"&$B224,finallookup!$AA$8:$AB$26,2,0)","v":{"$error":"#VALUE!"}},{"$error":"#N/A"},null,null,null,null,null,null,0,{"$f":"IF(O224<>0,VLOOKUP(MID($A224,14,LEN($A224)-13)&\"_\"&$B224,finallookup!$AA$8:$AB$26,2,0),\"\")","v":""}]
[0,"Heatkwh",{"$f":"VLOOKUP($A225,tbloutfnl,MATCH($B225,finallookup!$A$7:$G$7,0),0)","v":{"$error":"#N/A"}},13,0,0,{"$f":"VLOOKUP(MID($A225,14,LEN($A225)-13)&\"_\"&$B225,finallookup!$AA$8:$AB$26,2,0)","v":{"$error":"#VALUE!"}},{"$error":"#N/A"},null,null,null,null,null,null,{"$error":"#N/A"},{"$f":"IF(O225<>0,VLOOKUP(MID($A225,14,LEN($A225)-13)&\"_\"&$B225,finallookup!$AA$8:$AB$26,2,0),\"\")","v":{"$error":"#N/A"}}]
[0,"Coolkwh",{"$f":"VLOOKUP($A226,tbloutfnl,MATCH($B226,finallookup!$A$7:$G$7,0),0)","v":{"$error":"#N/A"}},13,0,0,{"$f":"VLOOKUP(MID($A226,14,LEN($A226)-13)&\"_\"&$B226,finallookup!$AA$8:$AB$26,2,0)","v":{"$error":"#VALUE!"}},{"$error":"#N/A"},null,null,null,null,null,null,0,{"$f":"IF(O226<>0,VLOOKUP(MID($A226,14,LEN($A226)-13)&\"_\"&$B226,finallookup!$AA$8:$AB$26,2,0),\"\")","v":""}]
[0,"DHWkwh",{"$f":"VLOOKUP($A227,tbloutfnl,MATCH($B227,finallookup!$A$7:$G$7,0),0)","v":{"$error":"#N/A"}},13,{"$error":"#N/A"},0,{"$f":"VLOOKUP(MID($A227,14,LEN($A227)-13)&\"_\"&$B227,finallookup!$AA$8:$AB$26,2,0)","v":{"$error":"#VALUE!"}},{"$error":"#N/A"},null,null,null,null,null,null,0,{"$f":"IF(O227<>0,VLOOKUP(MID($A227,14,LEN($A227)-13)&\"_\"&$B227,finallookup!$AA$8:$AB$26,2,0),\"\")","v":""}]
[0,"Heatkwh",{"$f":"VLOOKUP($A228,tbloutfnl,MATCH($B228,finallookup!$A$7:$G$7,0),0)","v":{"$error":"#N/A"}},13,0,0,{"$f":"VLOOKUP(MID($A228,14,LEN($A228)-13)&\"_\"&$B228,finallookup!$AA$8:$AB$26,2,0)","v":{"$error":"#VALUE!"}},{"$error":"#N/A"},null,null,null,null,null,null,{"$error":"#N/A"},{"$f":"IF(O228<>0,VLOOKUP(MID($A228,14,LEN($A228)-13)&\"_\"&$B228,finallookup!$AA$8:$AB$26,2,0),\"\")","v":{"$error":"#N/A"}}]
[0,"Coolkwh",{"$f":"VLOOKUP($A229,tbloutfnl,MATCH($B229,finallookup!$A$7:$G$7,0),0)","v":{"$error":"#N/A"}},13,0,0,{"$f":"VLOOKUP(MID($A229,14,LEN($A229)-13)&\"_\"&$B229,finallookup!$AA$8:$AB$26,2,0)","v":{"$error":"#VALUE!"}},{"$error":"#N/A"},null,null,null,null,null,null,0,{"$f":"IF(O229<>0,VLOOKUP(MID($A229,14,LEN($A229)-13)&\"_\"&$B229,finallookup!$AA$8:$AB$26,2,0),\"\")","v":""}]
[0,"DHWkwh",{"$f":"VLOOKUP($A230,tbloutfnl,MATCH($B230,finallookup!$A$7:$G$7,0),0)","v":{"$error":"#N/A"}},13,{"$error":"#N/A"},0,{"$f":"VLOOKUP(MID($A230,14,LEN($A230)-13)&\"_\"&$B230,finallookup!$AA$8:$AB$26,2,0)","v":{"$error":"#VALUE!"}},{"$error":"#N/A"},null,null,null,null,null,null,0,{"$f":"IF(O230<>0,VLOOKUP(MID($A230,14,LEN($A230)-13)&\"_\"&$B230,finallookup!$AA$8:$AB$26,2,0),\"\")","v":""}]
[0,"Heatkwh",{"$f":"VLOOKUP($A231,tbloutfnl,MATCH($B231,finallookup!$A$7:$G$7,0),0)","v":{"$error":"#N/A"}},13,0,0,{"$f":"VLOOKUP(MID($A231,14,LEN($A231)-13)&\"_\"&$B231,finallookup!$AA$8:$AB$26,2,0)","v":{"$error":"#VALUE!"}},{"$error":"#N/A"},null,null,null,null,null,null,{"$error":"#N/A"},{"$f":"IF(O231<>0,VLOOKUP(MID($A231,14,LEN($A231)-13)&\"_\"&$B231,finallookup!$AA$8:$AB$26,2,0),\"\")","v":{"$error":"#N/A"}}]
[0,"Coolkwh",{"$f":"VLOOKUP($A232,tbloutfnl,MATCH($B232,finallookup!$A$7:$G$7,0),0)","v":{"$error":"#N/A"}},13,0,0,{"$f":"VLOOKUP(MID($A232,14,LEN($A232)-13)&\"_\"&$B232,finallookup!$AA$8:$AB$26,2,0)","v":{"$error":"#VALUE!"}},{"$error":"#N/A"},null,null,null,null,null,null,0,{"$f":"IF(O232<>0,VLOOKUP(MID($A232,14,LEN($A232)-13)&\"_\"&$B232,finallookup!$AA$8:$AB$26,2,0),\"\")","v":""}]
[0,"DHWkwh",{"$f":"VLOOKUP($A233,tbloutfnl,MATCH($B233,finallookup!$A$7:$G$7,0),0)","v":{"$error":"#N/A"}},13,{"$error":"#N/A"},0,{"$f":"VLOOKUP(MID($A233,14,LEN($A233)-13)&\"_\"&$B233,finallookup!$AA$8:$AB$26,2,0)","v":{"$error":"#VALUE!"}},{"$error":"#N/A"},null,null,null,null,null,null,0,{"$f":"IF(O233<>0,VLOOKUP(MID($A233,14,LEN($A233)-13)&\"_\"&$B233,finallookup!$AA$8:$AB$26,2,0),\"\")","v":""}]
[0,"Heatkwh",{"$f":"VLOOKUP($A234,tbloutfnl,MATCH($B234,finallookup!$A$7:$G$7,0),0)","v":{"$error":"#N/A"}},13,0,0,{"$f":"VLOOKUP(MID($A234,14,LEN($A234)-13)&\"_\"&$B234,finallookup!$AA$8:$AB$26,2,0)","v":{"$error":"#VALUE!"}},{"$error":"#N/A"},null,null,null,null,null,null,{"$error":"#N/A"},{"$f":"IF(O234<>0,VLOOKUP(MID($A234,14,LEN($A234)-13)&\"_\"&$B234,finallookup!$AA$8:$AB$26,2,0),\"\")","v":{"$error":"#N/A"}}]
[0,"Coolkwh",{"$f":"VLOOKUP($A235,tbloutfnl,MATCH($B235,finallookup!$A$7:$G$7,0),0)","v":{"$error":"#N/A"}},13,0,0,{"$f":"VLOOKUP(MID($A235,14,LEN($A235)-13)&\"_\"&$B235,finallookup!$AA$8:$AB$26,2,0)","v":{"$error":"#VALUE!"}},{"$error":"#N/A"},null,null,null,null,null,null,0,{"$f":"IF(O235<>0,VLOOKUP(MID($A235,14,LEN($A235)-13)&\"_\"&$B235,finallookup!$AA$8:$AB$26,2,0),\"\")","v":""}]
[0,"DHWkwh",{"$f":"VLOOKUP($A236,tbloutfnl,MATCH($B236,finallookup!$A$7:$G$7,0),0)","v":{"$error":"#N/A"}},13,{"$error":"#N/A"},0,{"$f":"VLOOKUP(MID($A236,14,LEN($A236)-13)&\"_\"&$B236,finallookup!$AA$8:$AB$26,2,0)","v":{"$error":"#VALUE!"}},{"$error":"#N/A"},null,null,null,null,null,null,0,{"$f":"IF(O236<>0,VLOOKUP(MID($A236,14,LEN($A236)-13)&\"_\"&$B236,finallookup!$AA$8:$AB$26,2,0),\"\")","v":""}]
[0,"Heatkwh",{"$f":"VLOOKUP($A237,tbloutfnl,MATCH($B237,finallookup!$A$7:$G$7,0),0)","v":{"$error":"#N/A"}},13,0,0,{"$f":"VLOOKUP(MID($A237,14,LEN($A237)-13)&\"_\"&$B237,finallookup!$AA$8:$AB$26,2,0)","v":{"$error":"#VALUE!"}},{"$error":"#N/A"},null,null,null,null,null,null,{"$error":"#N/A"},{"$f":"IF(O237<>0,VLOOKUP(MID($A237,14,LEN($A237)-13)&\"_\"&$B237,finallookup!$AA$8:$AB$26,2,0),\"\")","v":{"$error":"#N/A"}}]
[0,"Coolkwh",{"$f":"VLOOKUP($A238,tbloutfnl,MATCH($B238,finallookup!$A$7:$G$7,0),0)","v":{"$error":"#N/A"}},13,0,0,{"$f":"VLOOKUP(MID($A238,14,LEN($A238)-13)&\"_\"&$B238,finallookup!$AA$8:$AB$26,2,0)","v":{"$error":"#VALUE!"}},{"$error":"#N/A"},null,null,null,null,null,null,0,{"$f":"IF(O238<>0,VLOOKUP(MID($A238,14,LEN($A238)-13)&\"_\"&$B238,finallookup!$AA$8:$AB$26,2,0),\"\")","v":""}]
[0,"DHWkwh",{"$f":"VLOOKUP($A239,tbloutfnl,MATCH($B239,finallookup!$A$7:$G$7,0),0)","v":{"$error":"#N/A"}},13,{"$error":"#N/A"},0,{"$f":"VLOOKUP(MID($A239,14,LEN($A239)-13)&\"_\"&$B239,finallookup!$AA$8:$AB$26,2,0)","v":{"$error":"#VALUE!"}},{"$error":"#N/A"},null,null,null,null,null,null,0,{"$f":"IF(O239<>0,VLOOKUP(MID($A239,14,LEN($A239)-13)&\"_\"&$B239,finallookup!$AA$8:$AB$26,2,0),\"\")","v":""}]
[0,"Heatkwh",{"$f":"VLOOKUP($A240,tbloutfnl,MATCH($B240,finallookup!$A$7:$G$7,0),0)","v":{"$error":"#N/A"}},13,0,0,{"$f":"VLOOKUP(MID($A240,14,LEN($A240)-13)&\"_\"&$B240,finallookup!$AA$8:$AB$26,2,0)","v":{"$error":"#VALUE!"}},{"$error":"#N/A"},null,null,null,null,null,null,{"$error":"#N/A"},{"$f":"IF(O240<>0,VLOOKUP(MID($A240,14,LEN($A240)-13)&\"_\"&$B240,finallookup!$AA$8:$AB$26,2,0),\"\")","v":{"$error":"#N/A"}}]
[0,"Coolkwh",{"$f":"VLOOKUP($A241,tbloutfnl,MATCH($B241,finallookup!$A$7:$G$7,0),0)","v":{"$error":"#N/A"}},13,0,0,{"$f":"VLOOKUP(MID($A241,14,LEN($A241)-13)&\"_\"&$B241,finallookup!$AA$8:$AB$26,2,0)","v":{"$error":"#VALUE!"}},{"$error":"#N/A"},null,null,null,null,null,null,0,{"$f":"IF(O241<>0,VLOOKUP(MID($A241,14,LEN($A241)-13)&\"_\"&$B241,finallookup!$AA$8:$AB$26,2,0),\"\")","v":""}]
[0,"DHWkwh",{"$f":"VLOOKUP($A242,tbloutfnl,MATCH($B242,finallookup!$A$7:$G$7,0),0)","v":{"$error":"#N/A"}},13,{"$error":"#N/A"},0,{"$f":"VLOOKUP(MID($A242,14,LEN($A242)-13)&\"_\"&$B242,finallookup!$AA$8:$AB$26,2,0)","v":{"$error":"#VALUE!"}},{"$error":"#N/A"},null,null,null,null,null,null,0,{"$f":"IF(O242<>0,VLOOKUP(MID($A242,14,LEN($A242)-13)&\"_\"&$B242,finallookup!$AA$8:$AB$26,2,0),\"\")","v":""}]
[0,"Heatkwh",{"$f":"VLOOKUP($A243,tbloutfnl,MATCH($B243,finallookup!$A$7:$G$7,0),0)","v":{"$error":"#N/A"}},13,0,0,{"$f":"VLOOKUP(MID($A243,14,LEN($A243)-13)&\"_\"&$B243,finallookup!$AA$8:$AB$26,2,0)","v":{"$error":"#VALUE!"}},{"$error":"#N/A"},null,null,null,null,null,null,{"$error":"#N/A"},{"$f":"IF(O243<>0,VLOOKUP(MID($A243,14,LEN($A243)-13)&\"_\"&$B243,finallookup!$AA$8:$AB$26,2,0),\"\")","v":{"$error":"#N/A"}}]
[0,"Coolkwh",{"$f":"VLOOKUP($A244,tbloutfnl,MATCH($B244,finallookup!$A$7:$G$7,0),0)","v":{"$error":"#N/A"}},13,0,0,{"$f":"VLOOKUP(MID($A244,14,LEN($A244)-13)&\"_\"&$B244,finallookup!$AA$8:$AB$26,2,0)","v":{"$error":"#VALUE!"}},{"$error":"#N/A"},null,null,null,null,null,null,0,{"$f":"IF(O244<>0,VLOOKUP(MID($A244,14,LEN($A244)-13)&\"_\"&$B244,finallookup!$AA$8:$AB$26,2,0),\"\")","v":""}]
[0,"DHWkwh",{"$f":"VLOOKUP($A245,tbloutfnl,MATCH($B245,finallookup!$A$7:$G$7,0),0)","v":{"$error":"#N/A"}},13,{"$error":"#N/A"},0,{"$f":"VLOOKUP(MID($A245,14,LEN($A245)-13)&\"_\"&$B245,finallookup!$AA$8:$AB$26,2,0)","v":{"$error":"#VALUE!"}},{"$error":"#N/A"},null,null,null,null,null,null,0,{"$f":"IF(O245<>0,VLOOKUP(MID($A245,14,LEN($A245)-13)&\"_\"&$B245,finallookup!$AA$8:$AB$26,2,0),\"\")","v":""}]
[0,"Heatkwh",{"$f":"VLOOKUP($A246,tbloutfnl,MATCH($B246,finallookup!$A$7:$G$7,0),0)","v":{"$error":"#N/A"}},13,0,0,{"$f":"VLOOKUP(MID($A246,14,LEN($A246)-13)&\"_\"&$B246,finallookup!$AA$8:$AB$26,2,0)","v":{"$error":"#VALUE!"}},{"$error":"#N/A"},null,null,null,null,null,null,{"$error":"#N/A"},{"$f":"IF(O246<>0,VLOOKUP(MID($A246,14,LEN($A246)-13)&\"_\"&$B246,finallookup!$AA$8:$AB$26,2,0),\"\")","v":{"$error":"#N/A"}}]
[0,"Coolkwh",{"$f":"VLOOKUP($A247,tbloutfnl,MATCH($B247,finallookup!$A$7:$G$7,0),0)","v":{"$error":"#N/A"}},13,0,0,{"$f":"VLOOKUP(MID($A247,14,LEN($A247)-13)&\"_\"&$B247,finallookup!$AA$8:$AB$26,2,0)","v":{"$error":"#VALUE!"}},{"$error":"#N/A"},null,null,null,null,null,null,0,{"$f":"IF(O247<>0,VLOOKUP(MID($A247,14,LEN($A247)-13)&\"_\"&$B247,finallookup!$AA$8:$AB$26,2,0),\"\")","v":""}]
[0,"DHWkwh",{"$f":"VLOOKUP($A248,tbloutfnl,MATCH($B248,finallookup!$A$7:$G$7,0),0)","v":{"$error":"#N/A"}},13,{"$error":"#N/A"},0,{"$f":"VLOOKUP(MID($A248,14,LEN($A248)-13)&\"_\"&$B248,finallookup!$AA$8:$AB$26,2,0)","v":{"$error":"#VALUE!"}},{"$error":"#N/A"},null,null,null,null,null,null,0,{"$f":"IF(O248<>0,VLOOKUP(MID($A248,14,LEN($A248)-13)&\"_\"&$B248,finallookup!$AA$8:$AB$26,2,0),\"\")","v":""}]
[0,"Heatkwh",{"$f":"VLOOKUP($A249,tbloutfnl,MATCH($B249,finallookup!$A$7:$G$7,0),0)","v":{"$error":"#N/A"}},13,0,0,{"$f":"VLOOKUP(MID($A249,14,LEN($A249)-13)&\"_\"&$B249,finallookup!$AA$8:$AB$26,2,0)","v":{"$error":"#VALUE!"}},{"$error":"#N/A"},null,null,null,null,null,null,{"$error":"#N/A"},{"$f":"IF(O249<>0,VLOOKUP(MID($A249,14,LEN($A249)-13)&\"_\"&$B249,finallookup!$AA$8:$AB$26,2,0),\"\")","v":{"$error":"#N/A"}}]
[0,"Coolkwh",{"$f":"VLOOKUP($A250,tbloutfnl,MATCH($B250,finallookup!$A$7:$G$7,0),0)","v":{"$error":"#N/A"}},13,0,0,{"$f":"VLOOKUP(MID($A250,14,LEN($A250)-13)&\"_\"&$B250,finallookup!$AA$8:$AB$26,2,0)","v":{"$error":"#VALUE!"}},{"$error":"#N/A"},null,null,null,null,null,null,0,{"$f":"IF(O250<>0,VLOOKUP(MID($A250,14,LEN($A250)-13)&\"_\"&$B250,finallookup!$AA$8:$AB$26,2,0),\"\")","v":""}]
[0,"DHWkwh",{"$f":"VLOOKUP($A251,tbloutfnl,MATCH($B251,finallookup!$A$7:$G$7,0),0)","v":{"$error":"#N/A"}},13,{"$error":"#N/A"},0,{"$f":"VLOOKUP(MID($A251,14,LEN($A251)-13)&\"_\"&$B251,finallookup!$AA$8:$AB$26,2,0)","v":{"$error":"#VALUE!"}},{"$error":"#N/A"},null,null,null,null,null,null,0,{"$f":"IF(O251<>0,VLOOKUP(MID($A251,14,LEN($A251)-13)&\"_\"&$B251,finallookup!$AA$8:$AB$26,2,0),\"\")","v":""}]
[0,"Heatkwh",{"$f":"VLOOKUP($A252,tbloutfnl,MATCH($B252,finallookup!$A$7:$G$7,0),0)","v":{"$error":"#N/A"}},13,0,0,{"$f":"VLOOKUP(MID($A252,14,LEN($A252)-13)&\"_\"&$B252,finallookup!$AA$8:$AB$26,2,0)","v":{"$error":"#VALUE!"}},{"$error":"#N/A"},null,null,null,null,null,null,{"$error":"#N/A"},{"$f":"IF(O252<>0,VLOOKUP(MID($A252,14,LEN($A252)-13)&\"_\"&$B252,finallookup!$AA$8:$AB$26,2,0),\"\")","v":{"$error":"#N/A"}}]
[0,"Coolkwh",{"$f":"VLOOKUP($A253,tbloutfnl,MATCH($B253,finallookup!$A$7:$G$7,0),0)","v":{"$error":"#N/A"}},13,0,0,{"$f":"VLOOKUP(MID($A253,14,LEN($A253)-13)&\"_\"&$B253,finallookup!$AA$8:$AB$26,2,0)","v":{"$error":"#VALUE!"}},{"$error":"#N/A"},null,null,null,null,null,null,0,{"$f":"IF(O253<>0,VLOOKUP(MID($A253,14,LEN($A253)-13)&\"_\"&$B253,finallookup!$AA$8:$AB$26,2,0),\"\")","v":""}]
[0,"DHWkwh",{"$f":"VLOOKUP($A254,tbloutfnl,MATCH($B254,finallookup!$A$7:$G$7,0),0)","v":{"$error":"#N/A"}},13,{"$error":"#N/A"},0,{"$f":"VLOOKUP(MID($A254,14,LEN($A254)-13)&\"_\"&$B254,finallookup!$AA$8:$AB$26,2,0)","v":{"$error":"#VALUE!"}},{"$error":"#N/A"},null,null,null,null,null,null,0,{"$f":"IF(O254<>0,VLOOKUP(MID($A254,14,LEN($A254)-13)&\"_\"&$B254,finallookup!$AA$8:$AB$26,2,0),\"\")","v":""}]
[0,"Heatkwh",{"$f":"VLOOKUP($A255,tbloutfnl,MATCH($B255,finallookup!$A$7:$G$7,0),0)","v":{"$error":"#N/A"}},13,0,0,{"$f":"VLOOKUP(MID($A255,14,LEN($A255)-13)&\"_\"&$B255,finallookup!$AA$8:$AB$26,2,0)","v":{"$error":"#VALUE!"}},{"$error":"#N/A"},null,null,null,null,null,null,{"$error":"#N/A"},{"$f":"IF(O255<>0,VLOOKUP(MID($A255,14,LEN($A255)-13)&\"_\"&$B255,finallookup!$AA$8:$AB$26,2,0),\"\")","v":{"$error":"#N/A"}}]
[0,"Coolkwh",{"$f":"VLOOKUP($A256,tbloutfnl,MATCH($B256,finallookup!$A$7:$G$7,0),0)","v":{"$error":"#N/A"}},13,0,0,{"$f":"VLOOKUP(MID($A256,14,LEN($A256)-13)&\"_\"&$B256,finallookup!$AA$8:$AB$26,2,0)","v":{"$error":"#VALUE!"}},{"$error":"#N/A"},null,null,null,null,null,null,0,{"$f":"IF(O256<>0,VLOOKUP(MID($A256,14,LEN($A256)-13)&\"_\"&$B256,finallookup!$AA$8:$AB$26,2,0),\"\")","v":""}]
[0,"DHWkwh",{"$f":"VLOOKUP($A257,tbloutfnl,MATCH($B257,finallookup!$A$7:$G$7,0),0)","v":{"$error":"#N/A"}},13,{"$error":"#N/A"},0,{"$f":"VLOOKUP(MID($A257,14,LEN($A257)-13)&\"_\"&$B257,finallookup!$AA$8:$AB$26,2,0)","v":{"$error":"#VALUE!"}},{"$error":"#N/A"},null,null,null,null,null,null,0,{"$f":"IF(O257<>0,VLOOKUP(MID($A257,14,LEN($A257)-13)&\"_\"&$B257,finallookup!$AA$8:$AB$26,2,0),\"\")","v":""}]
[0,"Heatkwh",{"$f":"VLOOKUP($A258,tbloutfnl,MATCH($B258,finallookup!$A$7:$G$7,0),0)","v":{"$error":"#N/A"}},13,0,0,{"$f":"VLOOKUP(MID($A258,14,LEN($A258)-13)&\"_\"&$B258,finallookup!$AA$8:$AB$26,2,0)","v":{"$error":"#VALUE!"}},{"$error":"#N/A"},null,null,null,null,null,null,{"$error":"#N/A"},{"$f":"IF(O258<>0,VLOOKUP(MID($A258,14,LEN($A258)-13)&\"_\"&$B258,finallookup!$AA$8:$AB$26,2,0),\"\")","v":{"$error":"#N/A"}}]
[0,"Coolkwh",{"$f":"VLOOKUP($A259,tbloutfnl,MATCH($B259,finallookup!$A$7:$G$7,0),0)","v":{"$error":"#N/A"}},13,0,0,{"$f":"VLOOKUP(MID($A259,14,LEN($A259)-13)&\"_\"&$B259,finallookup!$AA$8:$AB$26,2,0)","v":{"$error":"#VALUE!"}},{"$error":"#N/A"},null,null,null,null,null,null,0,{"$f":"IF(O259<>0,VLOOKUP(MID($A259,14,LEN($A259)-13)&\"_\"&$B259,finallookup!$AA$8:$AB$26,2,0),\"\")","v":""}]
[0,"DHWkwh",{"$f":"VLOOKUP($A260,tbloutfnl,MATCH($B260,finallookup!$A$7:$G$7,0),0)","v":{"$error":"#N/A"}},13,{"$error":"#N/A"},0,{"$f":"VLOOKUP(MID($A260,14,LEN($A260)-13)&\"_\"&$B260,finallookup!$AA$8:$AB$26,2,0)","v":{"$error":"#VALUE!"}},{"$error":"#N/A"},null,null,null,null,null,null,0,{"$f":"IF(O260<>0,VLOOKUP(MID($A260,14,LEN($A260)-13)&\"_\"&$B260,finallookup!$AA$8:$AB$26,2,0),\"\")","v":""}]
[0,"Heatkwh",{"$f":"VLOOKUP($A261,tbloutfnl,MATCH($B261,finallookup!$A$7:$G$7,0),0)","v":{"$error":"#N/A"}},13,0,0,{"$f":"VLOOKUP(MID($A261,14,LEN($A261)-13)&\"_\"&$B261,finallookup!$AA$8:$AB$26,2,0)","v":{"$error":"#VALUE!"}},{"$error":"#N/A"},null,null,null,null,null,null,{"$error":"#N/A"},{"$f":"IF(O261<>0,VLOOKUP(MID($A261,14,LEN($A261)-13)&\"_\"&$B261,finallookup!$AA$8:$AB$26,2,0),\"\")","v":{"$error":"#N/A"}}]
[0,"Coolkwh",{"$f":"VLOOKUP($A262,tbloutfnl,MATCH($B262,finallookup!$A$7:$G$7,0),0)","v":{"$error":"#N/A"}},13,0,0,{"$f":"VLOOKUP(MID($A262,14,LEN($A262)-13)&\"_\"&$B262,finallookup!$AA$8:$AB$26,2,0)","v":{"$error":"#VALUE!"}},{"$error":"#N/A"},null,null,null,null,null,null,0,{"$f":"IF(O262<>0,VLOOKUP(MID($A262,14,LEN($A262)-13)&\"_\"&$B262,finallookup!$AA$8:$AB$26,2,0),\"\")","v":""}]
[0,"DHWkwh",{"$f":"VLOOKUP($A263,tbloutfnl,MATCH($B263,finallookup!$A$7:$G$7,0),0)","v":{"$error":"#N/A"}},13,{"$error":"#N/A"},0,{"$f":"VLOOKUP(MID($A263,14,LEN($A263)-13)&\"_\"&$B263,finallookup!$AA$8:$AB$26,2,0)","v":{"$error":"#VALUE!"}},{"$error":"#N/A"},null,null,null,null,null,null,0,{"$f":"IF(O263<>0,VLOOKUP(MID($A263,14,LEN($A263)-13)&\"_\"&$B263,finallookup!$AA$8:$AB$26,2,0),\"\")","v":""}]
[{"$f":"INDEX(tbloutfnl,CEILING((ROW(A264)-ROW($A$8)+1)/3,1),1)","v":0},"Heatkwh",{"$f":"VLOOKUP($A264,tbloutfnl,MATCH($B264,finallookup!$A$7:$G$7,0),0)","v":{"$error":"#N/A"}},13,{"$f":"IF(B264=\"DHWkwh\",VLOOKUP($A264,tbloutfnl,7,0),0)","v":0},0,{"$f":"VLOOKUP(MID($A264,14,LEN($A264)-13)&\"_\"&$B264,finallookup!$AA$8:$AB$26,2,0)","v":{"$error":"#VALUE!"}},{"$f":"VLOOKUP($A264,tbloutfnl,8,0)","v":{"$error":"#N/A"}},null,null,null,null,null,null,{"$f":"IF(B264=\"Heatkwh\",VLOOKUP($A264,tbloutfnl,4,0),0)","v":{"$error":"#N/A"}},{"$f":"IF(O264<>0,VLOOKUP(MID($A264,14,LEN($A264)-13)&\"_\"&$B264,finallookup!$AA$8:$AB$26,2,0),\"\")","v":{"$error":"#N/A"}}]
[0,"Coolkwh",{"$f":"VLOOKUP($A265,tbloutfnl,MATCH($B265,finallookup!$A$7:$G$7,0),0)","v":{"$error":"#N/A"}},13,0,0,{"$f":"VLOOKUP(MID($A265,14,LEN($A265)-13)&\"_\"&$B265,finallookup!$AA$8:$AB$26,2,0)","v":{"$error":"#VALUE!"}},{"$error":"#N/A"},null,null,null,null,null,null,0,{"$f":"IF(O265<>0,VLOOKUP(MID($A265,14,LEN($A265)-13)&\"_\"&$B265,finallookup!$AA$8:$AB$26,2,0),\"\")","v":""}]
[0,"DHWkwh",{"$f":"VLOOKUP($A266,tbloutfnl,MATCH($B266,finallookup!$A$7:$G$7,0),0)","v":{"$error":"#N/A"}},{"$f":"D265","v":13},{"$error":"#N/A"},0,{"$f":"VLOOKUP(MID($A266,14,LEN($A266)-13)&\"_\"&$B266,finallookup!$AA$8:$AB$26,2,0)","v":{"$error":"#VALUE!"}},{"$error":"#N/A"},null,null,null,null,null,null,0,{"$f":"IF(O266<>0,VLOOKUP(MID($A266,14,LEN($A266)-13)&\"_\"&$B266,finallookup!$AA$8:$AB$26,2,0),\"\")","v":""}]
[0,"Heatkwh",{"$f":"VLOOKUP($A267,tbloutfnl,MATCH($B267,finallookup!$A$7:$G$7,0),0)","v":{"$error":"#N/A"}},13,0,0,{"$f":"VLOOKUP(MID($A267,14,LEN($A267)-13)&\"_\"&$B267,finallookup!$AA$8:$AB$26,2,0)","v":{"$error":"#VALUE!"}},{"$error":"#N/A"},null,null,null,null,null,null,{"$error":"#N/A"},{"$f":"IF(O267<>0,VLOOKUP(MID($A267,14,LEN($A267)-13)&\"_\"&$B267,finallookup!$AA$8:$AB$26,2,0),\"\")","v":{"$error":"#N/A"}}]
[0,{"$f":"B265","v":"Coolkwh"},{"$f":"VLOOKUP($A268,tbloutfnl,MATCH($B268,finallookup!$A$7:$G$7,0),0)","v":{"$error":"#N/A"}},13,0,0,{"$f":"VLOOKUP(MID($A268,14,LEN($A268)-13)&\"_\"&$B268,finallookup!$AA$8:$AB$26,2,0)","v":{"$error":"#VALUE!"}},{"$error":"#N/A"},null,null,null,null,null,null,0,{"$f":"IF(O268<>0,VLOOKUP(MID($A268,14,LEN($A268)-13)&\"_\"&$B268,finallookup!$AA$8:$AB$26,2,0),\"\")","v":""}]
[0,"DHWkwh",{"$f":"VLOOKUP($A269,tbloutfnl,MATCH($B269,finallookup!$A$7:$G$7,0),0)","v":{"$error":"#N/A"}},13,{"$error":"#N/A"},0,{"$f":"VLOOKUP(MID($A269,14,LEN($A269)-13)&\"_\"&$B269,finallookup!$AA$8:$AB$26,2,0)","v":{"$error":"#VALUE!"}},{"$error":"#N/A"},null,null,null,null,null,null,0,{"$f":"IF(O269<>0,VLOOKUP(MID($A269,14,LEN($A269)-13)&\"_\"&$B269,finallookup!$AA$8:$AB$26,2,0),\"\")","v":""}]
[0,"Heatkwh",{"$f":"VLOOKUP($A270,tbloutfnl,MATCH($B270,finallookup!$A$7:$G$7,0),0)","v":{"$error":"#N/A"}},13,0,0,{"$f":"VLOOKUP(MID($A270,14,LEN($A270)-13)&\"_\"&$B270,finallookup!$AA$8:$AB$26,2,0)","v":{"$error":"#VALUE!"}},{"$error":"#N/A"},null,null,null,null,null,null,{"$error":"#N/A"},{"$f":"IF(O270<>0,VLOOKUP(MID($A270,14,LEN($A270)-13)&\"_\"&$B270,finallookup!$AA$8:$AB$26,2,0),\"\")","v":{"$error":"#N/A"}}]
[0,"Coolkwh",{"$f":"VLOOKUP($A271,tbloutfnl,MATCH($B271,finallookup!$A$7:$G$7,0),0)","v":{"$error":"#N/A"}},13,0,0,{"$f":"VLOOKUP(MID($A271,14,LEN($A271)-13)&\"_\"&$B271,finallookup!$AA$8:$AB$26,2,0)","v":{"$error":"#VALUE!"}},{"$error":"#N/A"},null,null,null,null,null,null,0,{"$f":"IF(O271<>0,VLOOKUP(MID($A271,14,LEN($A271)-13)&\"_\"&$B271,finallookup!$AA$8:$AB$26,2,0),\"\")","v":""}]
[0,"DHWkwh",{"$f":"VLOOKUP($A272,tbloutfnl,MATCH($B272,finallookup!$A$7:$G$7,0),0)","v":{"$error":"#N/A"}},13,{"$error":"#N/A"},0,{"$f":"VLOOKUP(MID($A272,14,LEN($A272)-13)&\"_\"&$B272,finallookup!$AA$8:$AB$26,2,0)","v":{"$error":"#VALUE!"}},{"$error":"#N/A"},null,null,null,null,null,null,0,{"$f":"IF(O272<>0,VLOOKUP(MID($A272,14,LEN($A272)-13)&\"_\"&$B272,finallookup!$AA$8:$AB$26,2,0),\"\")","v":""}]
[0,"Heatkwh",{"$f":"VLOOKUP($A273,tbloutfnl,MATCH($B273,finallookup!$A$7:$G$7,0),0)","v":{"$error":"#N/A"}},13,0,0,{"$f":"VLOOKUP(MID($A273,14,LEN($A273)-13)&\"_\"&$B273,finallookup!$AA$8:$AB$26,2,0)","v":{"$error":"#VALUE!"}},{"$error":"#N/A"},null,null,null,null,null,null,{"$error":"#N/A"},{"$f":"IF(O273<>0,VLOOKUP(MID($A273,14,LEN($A273)-13)&\"_\"&$B273,finallookup!$AA$8:$AB$26,2,0),\"\")","v":{"$error":"#N/A"}}]
[0,"Coolkwh",{"$f":"VLOOKUP($A274,tbloutfnl,MATCH($B274,finallookup!$A$7:$G$7,0),0)","v":{"$error":"#N/A"}},13,0,0,{"$f":"VLOOKUP(MID($A274,14,LEN($A274)-13)&\"_\"&$B274,finallookup!$AA$8:$AB$26,2,0)","v":{"$error":"#VALUE!"}},{"$error":"#N/A"},null,null,null,null,null,null,0,{"$f":"IF(O274<>0,VLOOKUP(MID($A274,14,LEN($A274)-13)&\"_\"&$B274,finallookup!$AA$8:$AB$26,2,0),\"\")","v":""}]
[0,"DHWkwh",{"$f":"VLOOKUP($A275,tbloutfnl,MATCH($B275,finallookup!$A$7:$G$7,0),0)","v":{"$error":"#N/A"}},13,{"$error":"#N/A"},0,{"$f":"VLOOKUP(MID($A275,14,LEN($A275)-13)&\"_\"&$B275,finallookup!$AA$8:$AB$26,2,0)","v":{"$error":"#VALUE!"}},{"$error":"#N/A"},null,null,null,null,null,null,0,{"$f":"IF(O275<>0,VLOOKUP(MID($A275,14,LEN($A275)-13)&\"_\"&$B275,finallookup!$AA$8:$AB$26,2,0),\"\")","v":""}]
[0,"Heatkwh",{"$f":"VLOOKUP($A276,tbloutfnl,MATCH($B276,finallookup!$A$7:$G$7,0),0)","v":{"$error":"#N/A"}},13,0,0,{"$f":"VLOOKUP(MID($A276,14,LEN($A276)-13)&\"_\"&$B276,finallookup!$AA$8:$AB$26,2,0)","v":{"$error":"#VALUE!"}},{"$error":"#N/A"},null,null,null,null,null,null,{"$error":"#N/A"},{"$f":"IF(O276<>0,VLOOKUP(MID($A276,14,LEN($A276)-13)&\"_\"&$B276,finallookup!$AA$8:$AB$26,2,0),\"\")","v":{"$error":"#N/A"}}]
[0,"Coolkwh",{"$f":"VLOOKUP($A277,tbloutfnl,MATCH($B277,finallookup!$A$7:$G$7,0),0)","v":{"$error":"#N/A"}},13,0,0,{"$f":"VLOOKUP(MID($A277,14,LEN($A277)-13)&\"_\"&$B277,finallookup!$AA$8:$AB$26,2,0)","v":{"$error":"#VALUE!"}},{"$error":"#N/A"},null,null,null,null,null,null,0,{"$f":"IF(O277<>0,VLOOKUP(MID($A277,14,LEN($A277)-13)&\"_\"&$B277,finallookup!$AA$8:$AB$26,2,0),\"\")","v":""}]
[0,"DHWkwh",{"$f":"VLOOKUP($A278,tbloutfnl,MATCH($B278,finallookup!$A$7:$G$7,0),0)","v":{"$error":"#N/A"}},13,{"$error":"#N/A"},0,{"$f":"VLOOKUP(MID($A278,14,LEN($A278)-13)&\"_\"&$B278,finallookup!$AA$8:$AB$26,2,0)","v":{"$error":"#VALUE!"}},{"$error":"#N/A"},null,null,null,null,null,null,0,{"$f":"IF(O278<>0,VLOOKUP(MID($A278,14,LEN($A278)-13)&\"_\"&$B278,finallookup!$AA$8:$AB$26,2,0),\"\")","v":""}]
[0,"Heatkwh",{"$f":"VLOOKUP($A279,tbloutfnl,MATCH($B279,finallookup!$A$7:$G$7,0),0)","v":{"$error":"#N/A"}},13,0,0,{"$f":"VLOOKUP(MID($A279,14,LEN($A279)-13)&\"_\"&$B279,finallookup!$AA$8:$AB$26,2,0)","v":{"$error":"#VALUE!"}},{"$error":"#N/A"},null,null,null,null,null,null,{"$error":"#N/A"},{"$f":"IF(O279<>0,VLOOKUP(MID($A279,14,LEN($A279)-13)&\"_\"&$B279,finallookup!$AA$8:$AB$26,2,0),\"\")","v":{"$error":"#N/A"}}]
[0,"Coolkwh",{"$f":"VLOOKUP($A280,tbloutfnl,MATCH($B280,finallookup!$A$7:$G$7,0),0)","v":{"$error":"#N/A"}},13,0,0,{"$f":"VLOOKUP(MID($A280,14,LEN($A280)-13)&\"_\"&$B280,finallookup!$AA$8:$AB$26,2,0)","v":{"$error":"#VALUE!"}},{"$error":"#N/A"},null,null,null,null,null,null,0,{"$f":"IF(O280<>0,VLOOKUP(MID($A280,14,LEN($A280)-13)&\"_\"&$B280,finallookup!$AA$8:$AB$26,2,0),\"\")","v":""}]
[0,"DHWkwh",{"$f":"VLOOKUP($A281,tbloutfnl,MATCH($B281,finallookup!$A$7:$G$7,0),0)","v":{"$error":"#N/A"}},13,{"$error":"#N/A"},0,{"$f":"VLOOKUP(MID($A281,14,LEN($A281)-13)&\"_\"&$B281,finallookup!$AA$8:$AB$26,2,0)","v":{"$error":"#VALUE!"}},{"$error":"#N/A"},null,null,null,null,null,null,0,{"$f":"IF(O281<>0,VLOOKUP(MID($A281,14,LEN($A281)-13)&\"_\"&$B281,finallookup!$AA$8:$AB$26,2,0),\"\")","v":""}]
[0,"Heatkwh",{"$f":"VLOOKUP($A282,tbloutfnl,MATCH($B282,finallookup!$A$7:$G$7,0),0)","v":{"$error":"#N/A"}},13,0,0,{"$f":"VLOOKUP(MID($A282,14,LEN($A282)-13)&\"_\"&$B282,finallookup!$AA$8:$AB$26,2,0)","v":{"$error":"#VALUE!"}},{"$error":"#N/A"},null,null,null,null,null,null,{"$error":"#N/A"},{"$f":"IF(O282<>0,VLOOKUP(MID($A282,14,LEN($A282)-13)&\"_\"&$B282,finallookup!$AA$8:$AB$26,2,0),\"\")","v":{"$error":"#N/A"}}]
[0,"Coolkwh",{"$f":"VLOOKUP($A283,tbloutfnl,MATCH($B283,finallookup!$A$7:$G$7,0),0)","v":{"$error":"#N/A"}},13,0,0,{"$f":"VLOOKUP(MID($A283,14,LEN($A283)-13)&\"_\"&$B283,finallookup!$AA$8:$AB$26,2,0)","v":{"$error":"#VALUE!"}},{"$error":"#N/A"},null,null,null,null,null,null,0,{"$f":"IF(O283<>0,VLOOKUP(MID($A283,14,LEN($A283)-13)&\"_\"&$B283,finallookup!$AA$8:$AB$26,2,0),\"\")","v":""}]
[0,"DHWkwh",{"$f":"VLOOKUP($A284,tbloutfnl,MATCH($B284,finallookup!$A$7:$G$7,0),0)","v":{"$error":"#N/A"}},13,{"$error":"#N/A"},0,{"$f":"VLOOKUP(MID($A284,14,LEN($A284)-13)&\"_\"&$B284,finallookup!$AA$8:$AB$26,2,0)","v":{"$error":"#VALUE!"}},{"$error":"#N/A"},null,null,null,null,null,null,0,{"$f":"IF(O284<>0,VLOOKUP(MID($A284,14,LEN($A284)-13)&\"_\"&$B284,finallookup!$AA$8:$AB$26,2,0),\"\")","v":""}]
[0,"Heatkwh",{"$f":"VLOOKUP($A285,tbloutfnl,MATCH($B285,finallookup!$A$7:$G$7,0),0)","v":{"$error":"#N/A"}},13,0,0,{"$f":"VLOOKUP(MID($A285,14,LEN($A285)-13)&\"_\"&$B285,finallookup!$AA$8:$AB$26,2,0)","v":{"$error":"#VALUE!"}},{"$error":"#N/A"},null,null,null,null,null,null,{"$error":"#N/A"},{"$f":"IF(O285<>0,VLOOKUP(MID($A285,14,LEN($A285)-13)&\"_\"&$B285,finallookup!$AA$8:$AB$26,2,0),\"\")","v":{"$error":"#N/A"}}]
[0,"Coolkwh",{"$f":"VLOOKUP($A286,tbloutfnl,MATCH($B286,finallookup!$A$7:$G$7,0),0)","v":{"$error":"#N/A"}},13,0,0,{"$f":"VLOOKUP(MID($A286,14,LEN($A286)-13)&\"_\"&$B286,finallookup!$AA$8:$AB$26,2,0)","v":{"$error":"#VALUE!"}},{"$error":"#N/A"},null,null,null,null,null,null,0,{"$f":"IF(O286<>0,VLOOKUP(MID($A286,14,LEN($A286)-13)&\"_\"&$B286,finallookup!$AA$8:$AB$26,2,0),\"\")","v":""}]
[0,"DHWkwh",{"$f":"VLOOKUP($A287,tbloutfnl,MATCH($B287,finallookup!$A$7:$G$7,0),0)","v":{"$error":"#N/A"}},13,{"$error":"#N/A"},0,{"$f":"VLOOKUP(MID($A287,14,LEN($A287)-13)&\"_\"&$B287,finallookup!$AA$8:$AB$26,2,0)","v":{"$error":"#VALUE!"}},{"$error":"#N/A"},null,null,null,null,null,null,0,{"$f":"IF(O287<>0,VLOOKUP(MID($A287,14,LEN($A287)-13)&\"_\"&$B287,finallookup!$AA$8:$AB$26,2,0),\"\")","v":""}]
[0,"Heatkwh",{"$f":"VLOOKUP($A288,tbloutfnl,MATCH($B288,finallookup!$A$7:$G$7,0),0)","v":{"$error":"#N/A"}},13,0,0,{"$f":"VLOOKUP(MID($A288,14,LEN($A288)-13)&\"_\"&$B288,finallookup!$AA$8:$AB$26,2,0)","v":{"$error":"#VALUE!"}},{"$error":"#N/A"},null,null,null,null,null,null,{"$error":"#N/A"},{"$f":"IF(O288<>0,VLOOKUP(MID($A288,14,LEN($A288)-13)&\"_\"&$B288,finallookup!$AA$8:$AB$26,2,0),\"\")","v":{"$error":"#N/A"}}]
[0,"Coolkwh",{"$f":"VLOOKUP($A289,tbloutfnl,MATCH($B289,finallookup!$A$7:$G$7,0),0)","v":{"$error":"#N/A"}},13,0,0,{"$f":"VLOOKUP(MID($A289,14,LEN($A289)-13)&\"_\"&$B289,finallookup!$AA$8:$AB$26,2,0)","v":{"$error":"#VALUE!"}},{"$error":"#N/A"},null,null,null,null,null,null,0,{"$f":"IF(O289<>0,VLOOKUP(MID($A289,14,LEN($A289)-13)&\"_\"&$B289,finallookup!$AA$8:$AB$26,2,0),\"\")","v":""}]
[0,"DHWkwh",{"$f":"VLOOKUP($A290,tbloutfnl,MATCH($B290,finallookup!$A$7:$G$7,0),0)","v":{"$error":"#N/A"}},13,{"$error":"#N/A"},0,{"$f":"VLOOKUP(MID($A290,14,LEN($A290)-13)&\"_\"&$B290,finallookup!$AA$8:$AB$26,2,0)","v":{"$error":"#VALUE!"}},{"$error":"#N/A"},null,null,null,null,null,null,0,{"$f":"IF(O290<>0,VLOOKUP(MID($A290,14,LEN($A290)-13)&\"_\"&$B290,finallookup!$AA$8:$AB$26,2,0),\"\")","v":""}]
[0,"Heatkwh",{"$f":"VLOOKUP($A291,tbloutfnl,MATCH($B291,finallookup!$A$7:$G$7,0),0)","v":{"$error":"#N/A"}},13,0,0,{"$f":"VLOOKUP(MID($A291,14,LEN($A291)-13)&\"_\"&$B291,finallookup!$AA$8:$AB$26,2,0)","v":{"$error":"#VALUE!"}},{"$error":"#N/A"},null,null,null,null,null,null,{"$error":"#N/A"},{"$f":"IF(O291<>0,VLOOKUP(MID($A291,14,LEN($A291)-13)&\"_\"&$B291,finallookup!$AA$8:$AB$26,2,0),\"\")","v":{"$error":"#N/A"}}]
[0,"Coolkwh",{"$f":"VLOOKUP($A292,tbloutfnl,MATCH($B292,finallookup!$A$7:$G$7,0),0)","v":{"$error":"#N/A"}},13,0,0,{"$f":"VLOOKUP(MID($A292,14,LEN($A292)-13)&\"_\"&$B292,finallookup!$AA$8:$AB$26,2,0)","v":{"$error":"#VALUE!"}},{"$error":"#N/A"},null,null,null,null,null,null,0,{"$f":"IF(O292<>0,VLOOKUP(MID($A292,14,LEN($A292)-13)&\"_\"&$B292,finallookup!$AA$8:$AB$26,2,0),\"\")","v":""}]
[0,"DHWkwh",{"$f":"VLOOKUP($A293,tbloutfnl,MATCH($B293,finallookup!$A$7:$G$7,0),0)","v":{"$error":"#N/A"}},13,{"$error":"#N/A"},0,{"$f":"VLOOKUP(MID($A293,14,LEN($A293)-13)&\"_\"&$B293,finallookup!$AA$8:$AB$26,2,0)","v":{"$error":"#VALUE!"}},{"$error":"#N/A"},null,null,null,null,null,null,0,{"$f":"IF(O293<>0,VLOOKUP(MID($A293,14,LEN($A293)-13)&\"_\"&$B293,finallookup!$AA$8:$AB$26,2,0),\"\")","v":""}]
[0,"Heatkwh",{"$f":"VLOOKUP($A294,tbloutfnl,MATCH($B294,finallookup!$A$7:$G$7,0),0)","v":{"$error":"#N/A"}},13,0,0,{"$f":"VLOOKUP(MID($A294,14,LEN($A294)-13)&\"_\"&$B294,finallookup!$AA$8:$AB$26,2,0)","v":{"$error":"#VALUE!"}},{"$error":"#N/A"},null,null,null,null,null,null,{"$error":"#N/A"},{"$f":"IF(O294<>0,VLOOKUP(MID($A294,14,LEN($A294)-13)&\"_\"&$B294,finallookup!$AA$8:$AB$26,2,0),\"\")","v":{"$error":"#N/A"}}]
[0,"Coolkwh",{"$f":"VLOOKUP($A295,tbloutfnl,MATCH($B295,finallookup!$A$7:$G$7,0),0)","v":{"$error":"#N/A"}},13,0,0,{"$f":"VLOOKUP(MID($A295,14,LEN($A295)-13)&\"_\"&$B295,finallookup!$AA$8:$AB$26,2,0)","v":{"$error":"#VALUE!"}},{"$error":"#N/A"},null,null,null,null,null,null,0,{"$f":"IF(O295<>0,VLOOKUP(MID($A295,14,LEN($A295)-13)&\"_\"&$B295,finallookup!$AA$8:$AB$26,2,0),\"\")","v":""}]
[0,"DHWkwh",{"$f":"VLOOKUP($A296,tbloutfnl,MATCH($B296,finallookup!$A$7:$G$7,0),0)","v":{"$error":"#N/A"}},13,{"$error":"#N/A"},0,{"$f":"VLOOKUP(MID($A296,14,LEN($A296)-13)&\"_\"&$B296,finallookup!$AA$8:$AB$26,2,0)","v":{"$error":"#VALUE!"}},{"$error":"#N/A"},null,null,null,null,null,null,0,{"$f":"IF(O296<>0,VLOOKUP(MID($A296,14,LEN($A296)-13)&\"_\"&$B296,finallookup!$AA$8:$AB$26,2,0),\"\")","v":""}]
[0,"Heatkwh",{"$f":"VLOOKUP($A297,tbloutfnl,MATCH($B297,finallookup!$A$7:$G$7,0),0)","v":{"$error":"#N/A"}},13,0,0,{"$f":"VLOOKUP(MID($A297,14,LEN($A297)-13)&\"_\"&$B297,finallookup!$AA$8:$AB$26,2,0)","v":{"$error":"#VALUE!"}},{"$error":"#N/A"},null,null,null,null,null,null,{"$error":"#N/A"},{"$f":"IF(O297<>0,VLOOKUP(MID($A297,14,LEN($A297)-13)&\"_\"&$B297,finallookup!$AA$8:$AB$26,2,0),\"\")","v":{"$error":"#N/A"}}]
[0,"Coolkwh",{"$f":"VLOOKUP($A298,tbloutfnl,MATCH($B298,finallookup!$A$7:$G$7,0),0)","v":{"$error":"#N/A"}},13,0,0,{"$f":"VLOOKUP(MID($A298,14,LEN($A298)-13)&\"_\"&$B298,finallookup!$AA$8:$AB$26,2,0)","v":{"$error":"#VALUE!"}},{"$error":"#N/A"},null,null,null,null,null,null,0,{"$f":"IF(O298<>0,VLOOKUP(MID($A298,14,LEN($A298)-13)&\"_\"&$B298,finallookup!$AA$8:$AB$26,2,0),\"\")","v":""}]
[0,"DHWkwh",{"$f":"VLOOKUP($A299,tbloutfnl,MATCH($B299,finallookup!$A$7:$G$7,0),0)","v":{"$error":"#N/A"}},13,{"$error":"#N/A"},0,{"$f":"VLOOKUP(MID($A299,14,LEN($A299)-13)&\"_\"&$B299,finallookup!$AA$8:$AB$26,2,0)","v":{"$error":"#VALUE!"}},{"$error":"#N/A"},null,null,null,null,null,null,0,{"$f":"IF(O299<>0,VLOOKUP(MID($A299,14,LEN($A299)-13)&\"_\"&$B299,finallookup!$AA$8:$AB$26,2,0),\"\")","v":""}]
[0,"Heatkwh",{"$f":"VLOOKUP($A300,tbloutfnl,MATCH($B300,finallookup!$A$7:$G$7,0),0)","v":{"$error":"#N/A"}},13,0,0,{"$f":"VLOOKUP(MID($A300,14,LEN($A300)-13)&\"_\"&$B300,finallookup!$AA$8:$AB$26,2,0)","v":{"$error":"#VALUE!"}},{"$error":"#N/A"},null,null,null,null,null,null,{"$error":"#N/A"},{"$f":"IF(O300<>0,VLOOKUP(MID($A300,14,LEN($A300)-13)&\"_\"&$B300,finallookup!$AA$8:$AB$26,2,0),\"\")","v":{"$error":"#N/A"}}]
[0,"Coolkwh",{"$f":"VLOOKUP($A301,tbloutfnl,MATCH($B301,finallookup!$A$7:$G$7,0),0)","v":{"$error":"#N/A"}},13,0,0,{"$f":"VLOOKUP(MID($A301,14,LEN($A301)-13)&\"_\"&$B301,finallookup!$AA$8:$AB$26,2,0)","v":{"$error":"#VALUE!"}},{"$error":"#N/A"},null,null,null,null,null,null,0,{"$f":"IF(O301<>0,VLOOKUP(MID($A301,14,LEN($A301)-13)&\"_\"&$B301,finallookup!$AA$8:$AB$26,2,0),\"\")","v":""}]
[0,"DHWkwh",{"$f":"VLOOKUP($A302,tbloutfnl,MATCH($B302,finallookup!$A$7:$G$7,0),0)","v":{"$error":"#N/A"}},13,{"$error":"#N/A"},0,{"$f":"VLOOKUP(MID($A302,14,LEN($A302)-13)&\"_\"&$B302,finallookup!$AA$8:$AB$26,2,0)","v":{"$error":"#VALUE!"}},{"$error":"#N/A"},null,null,null,null,null,null,0,{"$f":"IF(O302<>0,VLOOKUP(MID($A302,14,LEN($A302)-13)&\"_\"&$B302,finallookup!$AA$8:$AB$26,2,0),\"\")","v":""}]
[0,"Heatkwh",{"$f":"VLOOKUP($A303,tbloutfnl,MATCH($B303,finallookup!$A$7:$G$7,0),0)","v":{"$error":"#N/A"}},13,0,0,{"$f":"VLOOKUP(MID($A303,14,LEN($A303)-13)&\"_\"&$B303,finallookup!$AA$8:$AB$26,2,0)","v":{"$error":"#VALUE!"}},{"$error":"#N/A"},null,null,null,null,null,null,{"$error":"#N/A"},{"$f":"IF(O303<>0,VLOOKUP(MID($A303,14,LEN($A303)-13)&\"_\"&$B303,finallookup!$AA$8:$AB$26,2,0),\"\")","v":{"$error":"#N/A"}}]
[0,"Coolkwh",{"$f":"VLOOKUP($A304,tbloutfnl,MATCH($B304,finallookup!$A$7:$G$7,0),0)","v":{"$error":"#N/A"}},13,0,0,{"$f":"VLOOKUP(MID($A304,14,LEN($A304)-13)&\"_\"&$B304,finallookup!$AA$8:$AB$26,2,0)","v":{"$error":"#VALUE!"}},{"$error":"#N/A"},null,null,null,null,null,null,0,{"$f":"IF(O304<>0,VLOOKUP(MID($A304,14,LEN($A304)-13)&\"_\"&$B304,finallookup!$AA$8:$AB$26,2,0),\"\")","v":""}]
[0,"DHWkwh",{"$f":"VLOOKUP($A305,tbloutfnl,MATCH($B305,finallookup!$A$7:$G$7,0),0)","v":{"$error":"#N/A"}},13,{"$error":"#N/A"},0,{"$f":"VLOOKUP(MID($A305,14,LEN($A305)-13)&\"_\"&$B305,finallookup!$AA$8:$AB$26,2,0)","v":{"$error":"#VALUE!"}},{"$error":"#N/A"},null,null,null,null,null,null,0,{"$f":"IF(O305<>0,VLOOKUP(MID($A305,14,LEN($A305)-13)&\"_\"&$B305,finallookup!$AA$8:$AB$26,2,0),\"\")","v":""}]
[0,"Heatkwh",{"$f":"VLOOKUP($A306,tbloutfnl,MATCH($B306,finallookup!$A$7:$G$7,0),0)","v":{"$error":"#N/A"}},13,0,0,{"$f":"VLOOKUP(MID($A306,14,LEN($A306)-13)&\"_\"&$B306,finallookup!$AA$8:$AB$26,2,0)","v":{"$error":"#VALUE!"}},{"$error":"#N/A"},null,null,null,null,null,null,{"$error":"#N/A"},{"$f":"IF(O306<>0,VLOOKUP(MID($A306,14,LEN($A306)-13)&\"_\"&$B306,finallookup!$AA$8:$AB$26,2,0),\"\")","v":{"$error":"#N/A"}}]
[0,"Coolkwh",{"$f":"VLOOKUP($A307,tbloutfnl,MATCH($B307,finallookup!$A$7:$G$7,0),0)","v":{"$error":"#N/A"}},13,0,0,{"$f":"VLOOKUP(MID($A307,14,LEN($A307)-13)&\"_\"&$B307,finallookup!$AA$8:$AB$26,2,0)","v":{"$error":"#VALUE!"}},{"$error":"#N/A"},null,null,null,null,null,null,0,{"$f":"IF(O307<>0,VLOOKUP(MID($A307,14,LEN($A307)-13)&\"_\"&$B307,finallookup!$AA$8:$AB$26,2,0),\"\")","v":""}]
[0,"DHWkwh",{"$f":"VLOOKUP($A308,tbloutfnl,MATCH($B308,finallookup!$A$7:$G$7,0),0)","v":{"$error":"#N/A"}},13,{"$error":"#N/A"},0,{"$f":"VLOOKUP(MID($A308,14,LEN($A308)-13)&\"_\"&$B308,finallookup!$AA$8:$AB$26,2,0)","v":{"$error":"#VALUE!"}},{"$error":"#N/A"},null,null,null,null,null,null,0,{"$f":"IF(O308<>0,VLOOKUP(MID($A308,14,LEN($A308)-13)&\"_\"&$B308,finallookup!$AA$8:$AB$26,2,0),\"\")","v":""}]
[0,"Heatkwh",{"$f":"VLOOKUP($A309,tbloutfnl,MATCH($B309,finallookup!$A$7:$G$7,0),0)","v":{"$error":"#N/A"}},13,0,0,{"$f":"VLOOKUP(MID($A309,14,LEN($A309)-13)&\"_\"&$B309,finallookup!$AA$8:$AB$26,2,0)","v":{"$error":"#VALUE!"}},{"$error":"#N/A"},null,null,null,null,null,null,{"$error":"#N/A"},{"$f":"IF(O309<>0,VLOOKUP(MID($A309,14,LEN($A309)-13)&\"_\"&$B309,finallookup!$AA$8:$AB$26,2,0),\"\")","v":{"$error":"#N/A"}}]
[0,"Coolkwh",{"$f":"VLOOKUP($A310,tbloutfnl,MATCH($B310,finallookup!$A$7:$G$7,0),0)","v":{"$error":"#N/A"}},13,0,0,{"$f":"VLOOKUP(MID($A310,14,LEN($A310)-13)&\"_\"&$B310,finallookup!$AA$8:$AB$26,2,0)","v":{"$error":"#VALUE!"}},{"$error":"#N/A"},null,null,null,null,null,null,0,{"$f":"IF(O310<>0,VLOOKUP(MID($A310,14,LEN($A310)-13)&\"_\"&$B310,finallookup!$AA$8:$AB$26,2,0),\"\")","v":""}]
[0,"DHWkwh",{"$f":"VLOOKUP($A311,tbloutfnl,MATCH($B311,finallookup!$A$7:$G$7,0),0)","v":{"$error":"#N/A"}},13,{"$error":"#N/A"},0,{"$f":"VLOOKUP(MID($A311,14,LEN($A311)-13)&\"_\"&$B311,finallookup!$AA$8:$AB$26,2,0)","v":{"$error":"#VALUE!"}},{"$error":"#N/A"},null,null,null,null,null,null,0,{"$f":"IF(O311<>0,VLOOKUP(MID($A311,14,LEN($A311)-13)&\"_\"&$B311,finallookup!$AA$8:$AB$26,2,0),\"\")","v":""}]
[0,"Heatkwh",{"$f":"VLOOKUP($A312,tbloutfnl,MATCH($B312,finallookup!$A$7:$G$7,0),0)","v":{"$error":"#N/A"}},13,0,0,{"$f":"VLOOKUP(MID($A312,14,LEN($A312)-13)&\"_\"&$B312,finallookup!$AA$8:$AB$26,2,0)","v":{"$error":"#VALUE!"}},{"$error":"#N/A"},null,null,null,null,null,null,{"$error":"#N/A"},{"$f":"IF(O312<>0,VLOOKUP(MID($A312,14,LEN($A312)-13)&\"_\"&$B312,finallookup!$AA$8:$AB$26,2,0),\"\")","v":{"$error":"#N/A"}}]
[0,"Coolkwh",{"$f":"VLOOKUP($A313,tbloutfnl,MATCH($B313,finallookup!$A$7:$G$7,0),0)","v":{"$error":"#N/A"}},13,0,0,{"$f":"VLOOKUP(MID($A313,14,LEN($A313)-13)&\"_\"&$B313,finallookup!$AA$8:$AB$26,2,0)","v":{"$error":"#VALUE!"}},{"$error":"#N/A"},null,null,null,null,null,null,0,{"$f":"IF(O313<>0,VLOOKUP(MID($A313,14,LEN($A313)-13)&\"_\"&$B313,finallookup!$AA$8:$AB$26,2,0),\"\")","v":""}]
[0,"DHWkwh",{"$f":"VLOOKUP($A314,tbloutfnl,MATCH($B314,finallookup!$A$7:$G$7,0),0)","v":{"$error":"#N/A"}},13,{"$error":"#N/A"},0,{"$f":"VLOOKUP(MID($A314,14,LEN($A314)-13)&\"_\"&$B314,finallookup!$AA$8:$AB$26,2,0)","v":{"$error":"#VALUE!"}},{"$error":"#N/A"},null,null,null,null,null,null,0,{"$f":"IF(O314<>0,VLOOKUP(MID($A314,14,LEN($A314)-13)&\"_\"&$B314,finallookup!$AA$8:$AB$26,2,0),\"\")","v":""}]
[0,"Heatkwh",{"$f":"VLOOKUP($A315,tbloutfnl,MATCH($B315,finallookup!$A$7:$G$7,0),0)","v":{"$error":"#N/A"}},13,0,0,{"$f":"VLOOKUP(MID($A315,14,LEN($A315)-13)&\"_\"&$B315,finallookup!$AA$8:$AB$26,2,0)","v":{"$error":"#VALUE!"}},{"$error":"#N/A"},null,null,null,null,null,null,{"$error":"#N/A"},{"$f":"IF(O315<>0,VLOOKUP(MID($A315,14,LEN($A315)-13)&\"_\"&$B315,finallookup!$AA$8:$AB$26,2,0),\"\")","v":{"$error":"#N/A"}}]
[0,"Coolkwh",{"$f":"VLOOKUP($A316,tbloutfnl,MATCH($B316,finallookup!$A$7:$G$7,0),0)","v":{"$error":"#N/A"}},13,0,0,{"$f":"VLOOKUP(MID($A316,14,LEN($A316)-13)&\"_\"&$B316,finallookup!$AA$8:$AB$26,2,0)","v":{"$error":"#VALUE!"}},{"$error":"#N/A"},null,null,null,null,null,null,0,{"$f":"IF(O316<>0,VLOOKUP(MID($A316,14,LEN($A316)-13)&\"_\"&$B316,finallookup!$AA$8:$AB$26,2,0),\"\")","v":""}]
[0,"DHWkwh",{"$f":"VLOOKUP($A317,tbloutfnl,MATCH($B317,finallookup!$A$7:$G$7,0),0)","v":{"$error":"#N/A"}},13,{"$error":"#N/A"},0,{"$f":"VLOOKUP(MID($A317,14,LEN($A317)-13)&\"_\"&$B317,finallookup!$AA$8:$AB$26,2,0)","v":{"$error":"#VALUE!"}},{"$error":"#N/A"},null,null,null,null,null,null,0,{"$f":"IF(O317<>0,VLOOKUP(MID($A317,14,LEN($A317)-13)&\"_\"&$B317,finallookup!$AA$8:$AB$26,2,0),\"\")","v":""}]
[0,"Heatkwh",{"$f":"VLOOKUP($A318,tbloutfnl,MATCH($B318,finallookup!$A$7:$G$7,0),0)","v":{"$error":"#N/A"}},13,0,0,{"$f":"VLOOKUP(MID($A318,14,LEN($A318)-13)&\"_\"&$B318,finallookup!$AA$8:$AB$26,2,0)","v":{"$error":"#VALUE!"}},{"$error":"#N/A"},null,null,null,null,null,null,{"$error":"#N/A"},{"$f":"IF(O318<>0,VLOOKUP(MID($A318,14,LEN($A318)-13)&\"_\"&$B318,finallookup!$AA$8:$AB$26,2,0),\"\")","v":{"$error":"#N/A"}}]
[0,"Coolkwh",{"$f":"VLOOKUP($A319,tbloutfnl,MATCH($B319,finallookup!$A$7:$G$7,0),0)","v":{"$error":"#N/A"}},13,0,0,{"$f":"VLOOKUP(MID($A319,14,LEN($A319)-13)&\"_\"&$B319,finallookup!$AA$8:$AB$26,2,0)","v":{"$error":"#VALUE!"}},{"$error":"#N/A"},null,null,null,null,null,null,0,{"$f":"IF(O319<>0,VLOOKUP(MID($A319,14,LEN($A319)-13)&\"_\"&$B319,finallookup!$AA$8:$AB$26,2,0),\"\")","v":""}]
[0,"DHWkwh",{"$f":"VLOOKUP($A320,tbloutfnl,MATCH($B320,finallookup!$A$7:$G$7,0),0)","v":{"$error":"#N/A"}},13,{"$error":"#N/A"},0,{"$f":"VLOOKUP(MID($A320,14,LEN($A320)-13)&\"_\"&$B320,finallookup!$AA$8:$AB$26,2,0)","v":{"$error":"#VALUE!"}},{"$error":"#N/A"},null,null,null,null,null,null,0,{"$f":"IF(O320<>0,VLOOKUP(MID($A320,14,LEN($A320)-13)&\"_\"&$B320,finallookup!$AA$8:$AB$26,2,0),\"\")","v":""}]
[0,"Heatkwh",{"$f":"VLOOKUP($A321,tbloutfnl,MATCH($B321,finallookup!$A$7:$G$7,0),0)","v":{"$error":"#N/A"}},13,0,0,{"$f":"VLOOKUP(MID($A321,14,LEN($A321)-13)&\"_\"&$B321,finallookup!$AA$8:$AB$26,2,0)","v":{"$error":"#VALUE!"}},{"$error":"#N/A"},null,null,null,null,null,null,{"$error":"#N/A"},{"$f":"IF(O321<>0,VLOOKUP(MID($A321,14,LEN($A321)-13)&\"_\"&$B321,finallookup!$AA$8:$AB$26,2,0),\"\")","v":{"$error":"#N/A"}}]
[0,"Coolkwh",{"$f":"VLOOKUP($A322,tbloutfnl,MATCH($B322,finallookup!$A$7:$G$7,0),0)","v":{"$error":"#N/A"}},13,0,0,{"$f":"VLOOKUP(MID($A322,14,LEN($A322)-13)&\"_\"&$B322,finallookup!$AA$8:$AB$26,2,0)","v":{"$error":"#VALUE!"}},{"$error":"#N/A"},null,null,null,null,null,null,0,{"$f":"IF(O322<>0,VLOOKUP(MID($A322,14,LEN($A322)-13)&\"_\"&$B322,finallookup!$AA$8:$AB$26,2,0),\"\")","v":""}]
[0,"DHWkwh",{"$f":"VLOOKUP($A323,tbloutfnl,MATCH($B323,finallookup!$A$7:$G$7,0),0)","v":{"$error":"#N/A"}},13,{"$error":"#N/A"},0,{"$f":"VLOOKUP(MID($A323,14,LEN($A323)-13)&\"_\"&$B323,finallookup!$AA$8:$AB$26,2,0)","v":{"$error":"#VALUE!"}},{"$error":"#N/A"},null,null,null,null,null,null,0,{"$f":"IF(O323<>0,VLOOKUP(MID($A323,14,LEN($A323)-13)&\"_\"&$B323,finallookup!$AA$8:$AB$26,2,0),\"\")","v":""}]
[0,"Heatkwh",{"$f":"VLOOKUP($A324,tbloutfnl,MATCH($B324,finallookup!$A$7:$G$7,0),0)","v":{"$error":"#N/A"}},13,0,0,{"$f":"VLOOKUP(MID($A324,14,LEN($A324)-13)&\"_\"&$B324,finallookup!$AA$8:$AB$26,2,0)","v":{"$error":"#VALUE!"}},{"$error":"#N/A"},null,null,null,null,null,null,{"$error":"#N/A"},{"$f":"IF(O324<>0,VLOOKUP(MID($A324,14,LEN($A324)-13)&\"_\"&$B324,finallookup!$AA$8:$AB$26,2,0),\"\")","v":{"$error":"#N/A"}}]
[0,"Coolkwh",{"$f":"VLOOKUP($A325,tbloutfnl,MATCH($B325,finallookup!$A$7:$G$7,0),0)","v":{"$error":"#N/A"}},13,0,0,{"$f":"VLOOKUP(MID($A325,14,LEN($A325)-13)&\"_\"&$B325,finallookup!$AA$8:$AB$26,2,0)","v":{"$error":"#VALUE!"}},{"$error":"#N/A"},null,null,null,null,null,null,0,{"$f":"IF(O325<>0,VLOOKUP(MID($A325,14,LEN($A325)-13)&\"_\"&$B325,finallookup!$AA$8:$AB$26,2,0),\"\")","v":""}]
[0,"DHWkwh",{"$f":"VLOOKUP($A326,tbloutfnl,MATCH($B326,finallookup!$A$7:$G$7,0),0)","v":{"$error":"#N/A"}},13,{"$error":"#N/A"},0,{"$f":"VLOOKUP(MID($A326,14,LEN($A326)-13)&\"_\"&$B326,finallookup!$AA$8:$AB$26,2,0)","v":{"$error":"#VALUE!"}},{"$error":"#N/A"},null,null,null,null,null,null,0,{"$f":"IF(O326<>0,VLOOKUP(MID($A326,14,LEN($A326)-13)&\"_\"&$B326,finallookup!$AA$8:$AB$26,2,0),\"\")","v":""}]
[0,"Heatkwh",{"$f":"VLOOKUP($A327,tbloutfnl,MATCH($B327,finallookup!$A$7:$G$7,0),0)","v":{"$error":"#N/A"}},13,0,0,{"$f":"VLOOKUP(MID($A327,14,LEN($A327)-13)&\"_\"&$B327,finallookup!$AA$8:$AB$26,2,0)","v":{"$error":"#VALUE!"}},{"$error":"#N/A"},null,null,null,null,null,null,{"$error":"#N/A"},{"$f":"IF(O327<>0,VLOOKUP(MID($A327,14,LEN($A327)-13)&\"_\"&$B327,finallookup!$AA$8:$AB$26,2,0),\"\")","v":{"$error":"#N/A"}}]
[{"$f":"INDEX(tbloutfnl,CEILING((ROW(A328)-ROW($A$8)+1)/3,1),1)","v":0},"Coolkwh",{"$f":"VLOOKUP($A328,tbloutfnl,MATCH($B328,finallookup!$A$7:$G$7,0),0)","v":{"$error":"#N/A"}},13,{"$f":"IF(B328=\"DHWkwh\",VLOOKUP($A328,tbloutfnl,7,0),0)","v":0},0,{"$f":"VLOOKUP(MID($A328,14,LEN($A328)-13)&\"_\"&$B328,finallookup!$AA$8:$AB$26,2,0)","v":{"$error":"#VALUE!"}},{"$f":"VLOOKUP($A328,tbloutfnl,8,0)","v":{"$error":"#N/A"}},null,null,null,null,null,null,{"$f":"IF(B328=\"Heatkwh\",VLOOKUP($A328,tbloutfnl,4,0),0)","v":0},{"$f":"IF(O328<>0,VLOOKUP(MID($A328,14,LEN($A328)-13)&\"_\"&$B328,finallookup!$AA$8:$AB$26,2,0),\"\")","v":""}]
[0,"DHWkwh",{"$f":"VLOOKUP($A329,tbloutfnl,MATCH($B329,finallookup!$A$7:$G$7,0),0)","v":{"$error":"#N/A"}},13,{"$error":"#N/A"},0,{"$f":"VLOOKUP(MID($A329,14,LEN($A329)-13)&\"_\"&$B329,finallookup!$AA$8:$AB$26,2,0)","v":{"$error":"#VALUE!"}},{"$error":"#N/A"},null,null,null,null,null,null,0,{"$f":"IF(O329<>0,VLOOKUP(MID($A329,14,LEN($A329)-13)&\"_\"&$B329,finallookup!$AA$8:$AB$26,2,0),\"\")","v":""}]
[0,"Heatkwh",{"$f":"VLOOKUP($A330,tbloutfnl,MATCH($B330,finallookup!$A$7:$G$7,0),0)","v":{"$error":"#N/A"}},{"$f":"D329","v":13},0,0,{"$f":"VLOOKUP(MID($A330,14,LEN($A330)-13)&\"_\"&$B330,finallookup!$AA$8:$AB$26,2,0)","v":{"$error":"#VALUE!"}},{"$error":"#N/A"},null,null,null,null,null,null,{"$error":"#N/A"},{"$f":"IF(O330<>0,VLOOKUP(MID($A330,14,LEN($A330)-13)&\"_\"&$B330,finallookup!$AA$8:$AB$26,2,0),\"\")","v":{"$error":"#N/A"}}]
[0,"Coolkwh",{"$f":"VLOOKUP($A331,tbloutfnl,MATCH($B331,finallookup!$A$7:$G$7,0),0)","v":{"$error":"#N/A"}},13,0,0,{"$f":"VLOOKUP(MID($A331,14,LEN($A331)-13)&\"_\"&$B331,finallookup!$AA$8:$AB$26,2,0)","v":{"$error":"#VALUE!"}},{"$error":"#N/A"},null,null,null,null,null,null,0,{"$f":"IF(O331<>0,VLOOKUP(MID($A331,14,LEN($A331)-13)&\"_\"&$B331,finallookup!$AA$8:$AB$26,2,0),\"\")","v":""}]
[0,{"$f":"B329","v":"DHWkwh"},{"$f":"VLOOKUP($A332,tbloutfnl,MATCH($B332,finallookup!$A$7:$G$7,0),0)","v":{"$error":"#N/A"}},13,{"$error":"#N/A"},0,{"$f":"VLOOKUP(MID($A332,14,LEN($A332)-13)&\"_\"&$B332,finallookup!$AA$8:$AB$26,2,0)","v":{"$error":"#VALUE!"}},{"$error":"#N/A"},null,null,null,null,null,null,0,{"$f":"IF(O332<>0,VLOOKUP(MID($A332,14,LEN($A332)-13)&\"_\"&$B332,finallookup!$AA$8:$AB$26,2,0),\"\")","v":""}]
[0,"Heatkwh",{"$f":"VLOOKUP($A333,tbloutfnl,MATCH($B333,finallookup!$A$7:$G$7,0),0)","v":{"$error":"#N/A"}},13,0,0,{"$f":"VLOOKUP(MID($A333,14,LEN($A333)-13)&\"_\"&$B333,finallookup!$AA$8:$AB$26,2,0)","v":{"$error":"#VALUE!"}},{"$error":"#N/A"},null,null,null,null,null,null,{"$error":"#N/A"},{"$f":"IF(O333<>0,VLOOKUP(MID($A333,14,LEN($A333)-13)&\"_\"&$B333,finallookup!$AA$8:$AB$26,2,0),\"\")","v":{"$error":"#N/A"}}]
[0,"Coolkwh",{"$f":"VLOOKUP($A334,tbloutfnl,MATCH($B334,finallookup!$A$7:$G$7,0),0)","v":{"$error":"#N/A"}},13,0,0,{"$f":"VLOOKUP(MID($A334,14,LEN($A334)-13)&\"_\"&$B334,finallookup!$AA$8:$AB$26,2,0)","v":{"$error":"#VALUE!"}},{"$error":"#N/A"},null,null,null,null,null,null,0,{"$f":"IF(O334<>0,VLOOKUP(MID($A334,14,LEN($A334)-13)&\"_\"&$B334,finallookup!$AA$8:$AB$26,2,0),\"\")","v":""}]
[0,"DHWkwh",{"$f":"VLOOKUP($A335,tbloutfnl,MATCH($B335,finallookup!$A$7:$G$7,0),0)","v":{"$error":"#N/A"}},13,{"$error":"#N/A"},0,{"$f":"VLOOKUP(MID($A335,14,LEN($A335)-13)&\"_\"&$B335,finallookup!$AA$8:$AB$26,2,0)","v":{"$error":"#VALUE!"}},{"$error":"#N/A"},null,null,null,null,null,null,0,{"$f":"IF(O335<>0,VLOOKUP(MID($A335,14,LEN($A335)-13)&\"_\"&$B335,finallookup!$AA$8:$AB$26,2,0),\"\")","v":""}]
[0,"Heatkwh",{"$f":"VLOOKUP($A336,tbloutfnl,MATCH($B336,finallookup!$A$7:$G$7,0),0)","v":{"$error":"#N/A"}},13,0,0,{"$f":"VLOOKUP(MID($A336,14,LEN($A336)-13)&\"_\"&$B336,finallookup!$AA$8:$AB$26,2,0)","v":{"$error":"#VALUE!"}},{"$error":"#N/A"},null,null,null,null,null,null,{"$error":"#N/A"},{"$f":"IF(O336<>0,VLOOKUP(MID($A336,14,LEN($A336)-13)&\"_\"&$B336,finallookup!$AA$8:$AB$26,2,0),\"\")","v":{"$error":"#N/A"}}]
[0,"Coolkwh",{"$f":"VLOOKUP($A337,tbloutfnl,MATCH($B337,finallookup!$A$7:$G$7,0),0)","v":{"$error":"#N/A"}},13,0,0,{"$f":"VLOOKUP(MID($A337,14,LEN($A337)-13)&\"_\"&$B337,finallookup!$AA$8:$AB$26,2,0)","v":{"$error":"#VALUE!"}},{"$error":"#N/A"},null,null,null,null,null,null,0,{"$f":"IF(O337<>0,VLOOKUP(MID($A337,14,LEN($A337)-13)&\"_\"&$B337,finallookup!$AA$8:$AB$26,2,0),\"\")","v":""}]
[0,"DHWkwh",{"$f":"VLOOKUP($A338,tbloutfnl,MATCH($B338,finallookup!$A$7:$G$7,0),0)","v":{"$error":"#N/A"}},13,{"$error":"#N/A"},0,{"$f":"VLOOKUP(MID($A338,14,LEN($A338)-13)&\"_\"&$B338,finallookup!$AA$8:$AB$26,2,0)","v":{"$error":"#VALUE!"}},{"$error":"#N/A"},null,null,null,null,null,null,0,{"$f":"IF(O338<>0,VLOOKUP(MID($A338,14,LEN($A338)-13)&\"_\"&$B338,finallookup!$AA$8:$AB$26,2,0),\"\")","v":""}]
[0,"Heatkwh",{"$f":"VLOOKUP($A339,tbloutfnl,MATCH($B339,finallookup!$A$7:$G$7,0),0)","v":{"$error":"#N/A"}},13,0,0,{"$f":"VLOOKUP(MID($A339,14,LEN($A339)-13)&\"_\"&$B339,finallookup!$AA$8:$AB$26,2,0)","v":{"$error":"#VALUE!"}},{"$error":"#N/A"},null,null,null,null,null,null,{"$error":"#N/A"},{"$f":"IF(O339<>0,VLOOKUP(MID($A339,14,LEN($A339)-13)&\"_\"&$B339,finallookup!$AA$8:$AB$26,2,0),\"\")","v":{"$error":"#N/A"}}]
[0,"Coolkwh",{"$f":"VLOOKUP($A340,tbloutfnl,MATCH($B340,finallookup!$A$7:$G$7,0),0)","v":{"$error":"#N/A"}},13,0,0,{"$f":"VLOOKUP(MID($A340,14,LEN($A340)-13)&\"_\"&$B340,finallookup!$AA$8:$AB$26,2,0)","v":{"$error":"#VALUE!"}},{"$error":"#N/A"},null,null,null,null,null,null,0,{"$f":"IF(O340<>0,VLOOKUP(MID($A340,14,LEN($A340)-13)&\"_\"&$B340,finallookup!$AA$8:$AB$26,2,0),\"\")","v":""}]
[0,"DHWkwh",{"$f":"VLOOKUP($A341,tbloutfnl,MATCH($B341,finallookup!$A$7:$G$7,0),0)","v":{"$error":"#N/A"}},13,{"$error":"#N/A"},0,{"$f":"VLOOKUP(MID($A341,14,LEN($A341)-13)&\"_\"&$B341,finallookup!$AA$8:$AB$26,2,0)","v":{"$error":"#VALUE!"}},{"$error":"#N/A"},null,null,null,null,null,null,0,{"$f":"IF(O341<>0,VLOOKUP(MID($A341,14,LEN($A341)-13)&\"_\"&$B341,finallookup!$AA$8:$AB$26,2,0),\"\")","v":""}]
[0,"Heatkwh",{"$f":"VLOOKUP($A342,tbloutfnl,MATCH($B342,finallookup!$A$7:$G$7,0),0)","v":{"$error":"#N/A"}},13,0,0,{"$f":"VLOOKUP(MID($A342,14,LEN($A342)-13)&\"_\"&$B342,finallookup!$AA$8:$AB$26,2,0)","v":{"$error":"#VALUE!"}},{"$error":"#N/A"},null,null,null,null,null,null,{"$error":"#N/A"},{"$f":"IF(O342<>0,VLOOKUP(MID($A342,14,LEN($A342)-13)&\"_\"&$B342,finallookup!$AA$8:$AB$26,2,0),\"\")","v":{"$error":"#N/A"}}]
[0,"Coolkwh",{"$f":"VLOOKUP($A343,tbloutfnl,MATCH($B343,finallookup!$A$7:$G$7,0),0)","v":{"$error":"#N/A"}},13,0,0,{"$f":"VLOOKUP(MID($A343,14,LEN($A343)-13)&\"_\"&$B343,finallookup!$AA$8:$AB$26,2,0)","v":{"$error":"#VALUE!"}},{"$error":"#N/A"},null,null,null,null,null,null,0,{"$f":"IF(O343<>0,VLOOKUP(MID($A343,14,LEN($A343)-13)&\"_\"&$B343,finallookup!$AA$8:$AB$26,2,0),\"\")","v":""}]
[0,"DHWkwh",{"$f":"VLOOKUP($A344,tbloutfnl,MATCH($B344,finallookup!$A$7:$G$7,0),0)","v":{"$error":"#N/A"}},13,{"$error":"#N/A"},0,{"$f":"VLOOKUP(MID($A344,14,LEN($A344)-13)&\"_\"&$B344,finallookup!$AA$8:$AB$26,2,0)","v":{"$error":"#VALUE!"}},{"$error":"#N/A"},null,null,null,null,null,null,0,{"$f":"IF(O344<>0,VLOOKUP(MID($A344,14,LEN($A344)-13)&\"_\"&$B344,finallookup!$AA$8:$AB$26,2,0),\"\")","v":""}]
[0,"Heatkwh",{"$f":"VLOOKUP($A345,tbloutfnl,MATCH($B345,finallookup!$A$7:$G$7,0),0)","v":{"$error":"#N/A"}},13,0,0,{"$f":"VLOOKUP(MID($A345,14,LEN($A345)-13)&\"_\"&$B345,finallookup!$AA$8:$AB$26,2,0)","v":{"$error":"#VALUE!"}},{"$error":"#N/A"},null,null,null,null,null,null,{"$error":"#N/A"},{"$f":"IF(O345<>0,VLOOKUP(MID($A345,14,LEN($A345)-13)&\"_\"&$B345,finallookup!$AA$8:$AB$26,2,0),\"\")","v":{"$error":"#N/A"}}]
[0,"Coolkwh",{"$f":"VLOOKUP($A346,tbloutfnl,MATCH($B346,finallookup!$A$7:$G$7,0),0)","v":{"$error":"#N/A"}},13,0,0,{"$f":"VLOOKUP(MID($A346,14,LEN($A346)-13)&\"_\"&$B346,finallookup!$AA$8:$AB$26,2,0)","v":{"$error":"#VALUE!"}},{"$error":"#N/A"},null,null,null,null,null,null,0,{"$f":"IF(O346<>0,VLOOKUP(MID($A346,14,LEN($A346)-13)&\"_\"&$B346,finallookup!$AA$8:$AB$26,2,0),\"\")","v":""}]
[0,"DHWkwh",{"$f":"VLOOKUP($A347,tbloutfnl,MATCH($B347,finallookup!$A$7:$G$7,0),0)","v":{"$error":"#N/A"}},13,{"$error":"#N/A"},0,{"$f":"VLOOKUP(MID($A347,14,LEN($A347)-13)&\"_\"&$B347,finallookup!$AA$8:$AB$26,2,0)","v":{"$error":"#VALUE!"}},{"$error":"#N/A"},null,null,null,null,null,null,0,{"$f":"IF(O347<>0,VLOOKUP(MID($A347,14,LEN($A347)-13)&\"_\"&$B347,finallookup!$AA$8:$AB$26,2,0),\"\")","v":""}]
[0,"Heatkwh",{"$f":"VLOOKUP($A348,tbloutfnl,MATCH($B348,finallookup!$A$7:$G$7,0),0)","v":{"$error":"#N/A"}},13,0,0,{"$f":"VLOOKUP(MID($A348,14,LEN($A348)-13)&\"_\"&$B348,finallookup!$AA$8:$AB$26,2,0)","v":{"$error":"#VALUE!"}},{"$error":"#N/A"},null,null,null,null,null,null,{"$error":"#N/A"},{"$f":"IF(O348<>0,VLOOKUP(MID($A348,14,LEN($A348)-13)&\"_\"&$B348,finallookup!$AA$8:$AB$26,2,0),\"\")","v":{"$error":"#N/A"}}]
[0,"Coolkwh",{"$f":"VLOOKUP($A349,tbloutfnl,MATCH($B349,finallookup!$A$7:$G$7,0),0)","v":{"$error":"#N/A"}},13,0,0,{"$f":"VLOOKUP(MID($A349,14,LEN($A349)-13)&\"_\"&$B349,finallookup!$AA$8:$AB$26,2,0)","v":{"$error":"#VALUE!"}},{"$error":"#N/A"},null,null,null,null,null,null,0,{"$f":"IF(O349<>0,VLOOKUP(MID($A349,14,LEN($A349)-13)&\"_\"&$B349,finallookup!$AA$8:$AB$26,2,0),\"\")","v":""}]
[0,"DHWkwh",{"$f":"VLOOKUP($A350,tbloutfnl,MATCH($B350,finallookup!$A$7:$G$7,0),0)","v":{"$error":"#N/A"}},13,{"$error":"#N/A"},0,{"$f":"VLOOKUP(MID($A350,14,LEN($A350)-13)&\"_\"&$B350,finallookup!$AA$8:$AB$26,2,0)","v":{"$error":"#VALUE!"}},{"$error":"#N/A"},null,null,null,null,null,null,0,{"$f":"IF(O350<>0,VLOOKUP(MID($A350,14,LEN($A350)-13)&\"_\"&$B350,finallookup!$AA$8:$AB$26,2,0),\"\")","v":""}]
[0,"Heatkwh",{"$f":"VLOOKUP($A351,tbloutfnl,MATCH($B351,finallookup!$A$7:$G$7,0),0)","v":{"$error":"#N/A"}},13,0,0,{"$f":"VLOOKUP(MID($A351,14,LEN($A351)-13)&\"_\"&$B351,finallookup!$AA$8:$AB$26,2,0)","v":{"$error":"#VALUE!"}},{"$error":"#N/A"},null,null,null,null,null,null,{"$error":"#N/A"},{"$f":"IF(O351<>0,VLOOKUP(MID($A351,14,LEN($A351)-13)&\"_\"&$B351,finallookup!$AA$8:$AB$26,2,0),\"\")","v":{"$error":"#N/A"}}]
[0,"Coolkwh",{"$f":"VLOOKUP($A352,tbloutfnl,MATCH($B352,finallookup!$A$7:$G$7,0),0)","v":{"$error":"#N/A"}},13,0,0,{"$f":"VLOOKUP(MID($A352,14,LEN($A352)-13)&\"_\"&$B352,finallookup!$AA$8:$AB$26,2,0)","v":{"$error":"#VALUE!"}},{"$error":"#N/A"},null,null,null,null,null,null,0,{"$f":"IF(O352<>0,VLOOKUP(MID($A352,14,LEN($A352)-13)&\"_\"&$B352,finallookup!$AA$8:$AB$26,2,0),\"\")","v":""}]
[0,"DHWkwh",{"$f":"VLOOKUP($A353,tbloutfnl,MATCH($B353,finallookup!$A$7:$G$7,0),0)","v":{"$error":"#N/A"}},13,{"$error":"#N/A"},0,{"$f":"VLOOKUP(MID($A353,14,LEN($A353)-13)&\"_\"&$B353,finallookup!$AA$8:$AB$26,2,0)","v":{"$error":"#VALUE!"}},{"$error":"#N/A"},null,null,null,null,null,null,0,{"$f":"IF(O353<>0,VLOOKUP(MID($A353,14,LEN($A353)-13)&\"_\"&$B353,finallookup!$AA$8:$AB$26,2,0),\"\")","v":""}]
[0,"Heatkwh",{"$f":"VLOOKUP($A354,tbloutfnl,MATCH($B354,finallookup!$A$7:$G$7,0),0)","v":{"$error":"#N/A"}},13,0,0,{"$f":"VLOOKUP(MID($A354,14,LEN($A354)-13)&\"_\"&$B354,finallookup!$AA$8:$AB$26,2,0)","v":{"$error":"#VALUE!"}},{"$error":"#N/A"},null,null,null,null,null,null,{"$error":"#N/A"},{"$f":"IF(O354<>0,VLOOKUP(MID($A354,14,LEN($A354)-13)&\"_\"&$B354,finallookup!$AA$8:$AB$26,2,0),\"\")","v":{"$error":"#N/A"}}]
[0,"Coolkwh",{"$f":"VLOOKUP($A355,tbloutfnl,MATCH($B355,finallookup!$A$7:$G$7,0),0)","v":{"$error":"#N/A"}},13,0,0,{"$f":"VLOOKUP(MID($A355,14,LEN($A355)-13)&\"_\"&$B355,finallookup!$AA$8:$AB$26,2,0)","v":{"$error":"#VALUE!"}},{"$error":"#N/A"},null,null,null,null,null,null,0,{"$f":"IF(O355<>0,VLOOKUP(MID($A355,14,LEN($A355)-13)&\"_\"&$B355,finallookup!$AA$8:$AB$26,2,0),\"\")","v":""}]
[0,"DHWkwh",{"$f":"VLOOKUP($A356,tbloutfnl,MATCH($B356,finallookup!$A$7:$G$7,0),0)","v":{"$error":"#N/A"}},13,{"$error":"#N/A"},0,{"$f":"VLOOKUP(MID($A356,14,LEN($A356)-13)&\"_\"&$B356,finallookup!$AA$8:$AB$26,2,0)","v":{"$error":"#VALUE!"}},{"$error":"#N/A"},null,null,null,null,null,null,0,{"$f":"IF(O356<>0,VLOOKUP(MID($A356,14,LEN($A356)-13)&\"_\"&$B356,finallookup!$AA$8:$AB$26,2,0),\"\")","v":""}]
[0,"Heatkwh",{"$f":"VLOOKUP($A357,tbloutfnl,MATCH($B357,finallookup!$A$7:$G$7,0),0)","v":{"$error":"#N/A"}},13,0,0,{"$f":"VLOOKUP(MID($A357,14,LEN($A357)-13)&\"_\"&$B357,finallookup!$AA$8:$AB$26,2,0)","v":{"$error":"#VALUE!"}},{"$error":"#N/A"},null,null,null,null,null,null,{"$error":"#N/A"},{"$f":"IF(O357<>0,VLOOKUP(MID($A357,14,LEN($A357)-13)&\"_\"&$B357,finallookup!$AA$8:$AB$26,2,0),\"\")","v":{"$error":"#N/A"}}]
[0,"Coolkwh",{"$f":"VLOOKUP($A358,tbloutfnl,MATCH($B358,finallookup!$A$7:$G$7,0),0)","v":{"$error":"#N/A"}},13,0,0,{"$f":"VLOOKUP(MID($A358,14,LEN($A358)-13)&\"_\"&$B358,finallookup!$AA$8:$AB$26,2,0)","v":{"$error":"#VALUE!"}},{"$error":"#N/A"},null,null,null,null,null,null,0,{"$f":"IF(O358<>0,VLOOKUP(MID($A358,14,LEN($A358)-13)&\"_\"&$B358,finallookup!$AA$8:$AB$26,2,0),\"\")","v":""}]
[0,"DHWkwh",{"$f":"VLOOKUP($A359,tbloutfnl,MATCH($B359,finallookup!$A$7:$G$7,0),0)","v":{"$error":"#N/A"}},13,{"$error":"#N/A"},0,{"$f":"VLOOKUP(MID($A359,14,LEN($A359)-13)&\"_\"&$B359,finallookup!$AA$8:$AB$26,2,0)","v":{"$error":"#VALUE!"}},{"$error":"#N/A"},null,null,null,null,null,null,0,{"$f":"IF(O359<>0,VLOOKUP(MID($A359,14,LEN($A359)-13)&\"_\"&$B359,finallookup!$AA$8:$AB$26,2,0),\"\")","v":""}]
[0,"Heatkwh",{"$f":"VLOOKUP($A360,tbloutfnl,MATCH($B360,finallookup!$A$7:$G$7,0),0)","v":{"$error":"#N/A"}},13,0,0,{"$f":"VLOOKUP(MID($A360,14,LEN($A360)-13)&\"_\"&$B360,finallookup!$AA$8:$AB$26,2,0)","v":{"$error":"#VALUE!"}},{"$error":"#N/A"},null,null,null,null,null,null,{"$error":"#N/A"},{"$f":"IF(O360<>0,VLOOKUP(MID($A360,14,LEN($A360)-13)&\"_\"&$B360,finallookup!$AA$8:$AB$26,2,0),\"\")","v":{"$error":"#N/A"}}]
[0,"Coolkwh",{"$f":"VLOOKUP($A361,tbloutfnl,MATCH($B361,finallookup!$A$7:$G$7,0),0)","v":{"$error":"#N/A"}},13,0,0,{"$f":"VLOOKUP(MID($A361,14,LEN($A361)-13)&\"_\"&$B361,finallookup!$AA$8:$AB$26,2,0)","v":{"$error":"#VALUE!"}},{"$error":"#N/A"},null,null,null,null,null,null,0,{"$f":"IF(O361<>0,VLOOKUP(MID($A361,14,LEN($A361)-13)&\"_\"&$B361,finallookup!$AA$8:$AB$26,2,0),\"\")","v":""}]
[0,"DHWkwh",{"$f":"VLOOKUP($A362,tbloutfnl,MATCH($B362,finallookup!$A$7:$G$7,0),0)","v":{"$error":"#N/A"}},13,{"$error":"#N/A"},0,{"$f":"VLOOKUP(MID($A362,14,LEN($A362)-13)&\"_\"&$B362,finallookup!$AA$8:$AB$26,2,0)","v":{"$error":"#VALUE!"}},{"$error":"#N/A"},null,null,null,null,null,null,0,{"$f":"IF(O362<>0,VLOOKUP(MID($A362,14,LEN($A362)-13)&\"_\"&$B362,finallookup!$AA$8:$AB$26,2,0),\"\")","v":""}]
[0,"Heatkwh",{"$f":"VLOOKUP($A363,tbloutfnl,MATCH($B363,finallookup!$A$7:$G$7,0),0)","v":{"$error":"#N/A"}},13,0,0,{"$f":"VLOOKUP(MID($A363,14,LEN($A363)-13)&\"_\"&$B363,finallookup!$AA$8:$AB$26,2,0)","v":{"$error":"#VALUE!"}},{"$error":"#N/A"},null,null,null,null,null,null,{"$error":"#N/A"},{"$f":"IF(O363<>0,VLOOKUP(MID($A363,14,LEN($A363)-13)&\"_\"&$B363,finallookup!$AA$8:$AB$26,2,0),\"\")","v":{"$error":"#N/A"}}]
[0,"Coolkwh",{"$f":"VLOOKUP($A364,tbloutfnl,MATCH($B364,finallookup!$A$7:$G$7,0),0)","v":{"$error":"#N/A"}},13,0,0,{"$f":"VLOOKUP(MID($A364,14,LEN($A364)-13)&\"_\"&$B364,finallookup!$AA$8:$AB$26,2,0)","v":{"$error":"#VALUE!"}},{"$error":"#N/A"},null,null,null,null,null,null,0,{"$f":"IF(O364<>0,VLOOKUP(MID($A364,14,LEN($A364)-13)&\"_\"&$B364,finallookup!$AA$8:$AB$26,2,0),\"\")","v":""}]
[0,"DHWkwh",{"$f":"VLOOKUP($A365,tbloutfnl,MATCH($B365,finallookup!$A$7:$G$7,0),0)","v":{"$error":"#N/A"}},13,{"$error":"#N/A"},0,{"$f":"VLOOKUP(MID($A365,14,LEN($A365)-13)&\"_\"&$B365,finallookup!$AA$8:$AB$26,2,0)","v":{"$error":"#VALUE!"}},{"$error":"#N/A"},null,null,null,null,null,null,0,{"$f":"IF(O365<>0,VLOOKUP(MID($A365,14,LEN($A365)-13)&\"_\"&$B365,finallookup!$AA$8:$AB$26,2,0),\"\")","v":""}]
[0,"Heatkwh",{"$f":"VLOOKUP($A366,tbloutfnl,MATCH($B366,finallookup!$A$7:$G$7,0),0)","v":{"$error":"#N/A"}},13,0,0,{"$f":"VLOOKUP(MID($A366,14,LEN($A366)-13)&\"_\"&$B366,finallookup!$AA$8:$AB$26,2,0)","v":{"$error":"#VALUE!"}},{"$error":"#N/A"},null,null,null,null,null,null,{"$error":"#N/A"},{"$f":"IF(O366<>0,VLOOKUP(MID($A366,14,LEN($A366)-13)&\"_\"&$B366,finallookup!$AA$8:$AB$26,2,0),\"\")","v":{"$error":"#N/A"}}]
[0,"Coolkwh",{"$f":"VLOOKUP($A367,tbloutfnl,MATCH($B367,finallookup!$A$7:$G$7,0),0)","v":{"$error":"#N/A"}},13,0,0,{"$f":"VLOOKUP(MID($A367,14,LEN($A367)-13)&\"_\"&$B367,finallookup!$AA$8:$AB$26,2,0)","v":{"$error":"#VALUE!"}},{"$error":"#N/A"},null,null,null,null,null,null,0,{"$f":"IF(O367<>0,VLOOKUP(MID($A367,14,LEN($A367)-13)&\"_\"&$B367,finallookup!$AA$8:$AB$26,2,0),\"\")","v":""}]
[0,"DHWkwh",{"$f":"VLOOKUP($A368,tbloutfnl,MATCH($B368,finallookup!$A$7:$G$7,0),0)","v":{"$error":"#N/A"}},13,{"$error":"#N/A"},0,{"$f":"VLOOKUP(MID($A368,14,LEN($A368)-13)&\"_\"&$B368,finallookup!$AA$8:$AB$26,2,0)","v":{"$error":"#VALUE!"}},{"$error":"#N/A"},null,null,null,null,null,null,0,{"$f":"IF(O368<>0,VLOOKUP(MID($A368,14,LEN($A368)-13)&\"_\"&$B368,finallookup!$AA$8:$AB$26,2,0),\"\")","v":""}]
[0,"Heatkwh",{"$f":"VLOOKUP($A369,tbloutfnl,MATCH($B369,finallookup!$A$7:$G$7,0),0)","v":{"$error":"#N/A"}},13,0,0,{"$f":"VLOOKUP(MID($A369,14,LEN($A369)-13)&\"_\"&$B369,finallookup!$AA$8:$AB$26,2,0)","v":{"$error":"#VALUE!"}},{"$error":"#N/A"},null,null,null,null,null,null,{"$error":"#N/A"},{"$f":"IF(O369<>0,VLOOKUP(MID($A369,14,LEN($A369)-13)&\"_\"&$B369,finallookup!$AA$8:$AB$26,2,0),\"\")","v":{"$error":"#N/A"}}]
[0,"Coolkwh",{"$f":"VLOOKUP($A370,tbloutfnl,MATCH($B370,finallookup!$A$7:$G$7,0),0)","v":{"$error":"#N/A"}},13,0,0,{"$f":"VLOOKUP(MID($A370,14,LEN($A370)-13)&\"_\"&$B370,finallookup!$AA$8:$AB$26,2,0)","v":{"$error":"#VALUE!"}},{"$error":"#N/A"},null,null,null,null,null,null,0,{"$f":"IF(O370<>0,VLOOKUP(MID($A370,14,LEN($A370)-13)&\"_\"&$B370,finallookup!$AA$8:$AB$26,2,0),\"\")","v":""}]
[0,"DHWkwh",{"$f":"VLOOKUP($A371,tbloutfnl,MATCH($B371,finallookup!$A$7:$G$7,0),0)","v":{"$error":"#N/A"}},13,{"$error":"#N/A"},0,{"$f":"VLOOKUP(MID($A371,14,LEN($A371)-13)&\"_\"&$B371,finallookup!$AA$8:$AB$26,2,0)","v":{"$error":"#VALUE!"}},{"$error":"#N/A"},null,null,null,null,null,null,0,{"$f":"IF(O371<>0,VLOOKUP(MID($A371,14,LEN($A371)-13)&\"_\"&$B371,finallookup!$AA$8:$AB$26,2,0),\"\")","v":""}]
[0,"Heatkwh",{"$f":"VLOOKUP($A372,tbloutfnl,MATCH($B372,finallookup!$A$7:$G$7,0),0)","v":{"$error":"#N/A"}},13,0,0,{"$f":"VLOOKUP(MID($A372,14,LEN($A372)-13)&\"_\"&$B372,finallookup!$AA$8:$AB$26,2,0)","v":{"$error":"#VALUE!"}},{"$error":"#N/A"},null,null,null,null,null,null,{"$error":"#N/A"},{"$f":"IF(O372<>0,VLOOKUP(MID($A372,14,LEN($A372)-13)&\"_\"&$B372,finallookup!$AA$8:$AB$26,2,0),\"\")","v":{"$error":"#N/A"}}]
[0,"Coolkwh",{"$f":"VLOOKUP($A373,tbloutfnl,MATCH($B373,finallookup!$A$7:$G$7,0),0)","v":{"$error":"#N/A"}},13,0,0,{"$f":"VLOOKUP(MID($A373,14,LEN($A373)-13)&\"_\"&$B373,finallookup!$AA$8:$AB$26,2,0)","v":{"$error":"#VALUE!"}},{"$error":"#N/A"},null,null,null,null,null,null,0,{"$f":"IF(O373<>0,VLOOKUP(MID($A373,14,LEN($A373)-13)&\"_\"&$B373,finallookup!$AA$8:$AB$26,2,0),\"\")","v":""}]
[0,"DHWkwh",{"$f":"VLOOKUP($A374,tbloutfnl,MATCH($B374,finallookup!$A$7:$G$7,0),0)","v":{"$error":"#N/A"}},13,{"$error":"#N/A"},0,{"$f":"VLOOKUP(MID($A374,14,LEN($A374)-13)&\"_\"&$B374,finallookup!$AA$8:$AB$26,2,0)","v":{"$error":"#VALUE!"}},{"$error":"#N/A"},null,null,null,null,null,null,0,{"$f":"IF(O374<>0,VLOOKUP(MID($A374,14,LEN($A374)-13)&\"_\"&$B374,finallookup!$AA$8:$AB$26,2,0),\"\")","v":""}]
[0,"Heatkwh",{"$f":"VLOOKUP($A375,tbloutfnl,MATCH($B375,finallookup!$A$7:$G$7,0),0)","v":{"$error":"#N/A"}},13,0,0,{"$f":"VLOOKUP(MID($A375,14,LEN($A375)-13)&\"_\"&$B375,finallookup!$AA$8:$AB$26,2,0)","v":{"$error":"#VALUE!"}},{"$error":"#N/A"},null,null,null,null,null,null,{"$error":"#N/A"},{"$f":"IF(O375<>0,VLOOKUP(MID($A375,14,LEN($A375)-13)&\"_\"&$B375,finallookup!$AA$8:$AB$26,2,0),\"\")","v":{"$error":"#N/A"}}]
[0,"Coolkwh",{"$f":"VLOOKUP($A376,tbloutfnl,MATCH($B376,finallookup!$A$7:$G$7,0),0)","v":{"$error":"#N/A"}},13,0,0,{"$f":"VLOOKUP(MID($A376,14,LEN($A376)-13)&\"_\"&$B376,finallookup!$AA$8:$AB$26,2,0)","v":{"$error":"#VALUE!"}},{"$error":"#N/A"},null,null,null,null,null,null,0,{"$f":"IF(O376<>0,VLOOKUP(MID($A376,14,LEN($A376)-13)&\"_\"&$B376,finallookup!$AA$8:$AB$26,2,0),\"\")","v":""}]
[0,"DHWkwh",{"$f":"VLOOKUP($A377,tbloutfnl,MATCH($B377,finallookup!$A$7:$G$7,0),0)","v":{"$error":"#N/A"}},13,{"$error":"#N/A"},0,{"$f":"VLOOKUP(MID($A377,14,LEN($A377)-13)&\"_\"&$B377,finallookup!$AA$8:$AB$26,2,0)","v":{"$error":"#VALUE!"}},{"$error":"#N/A"},null,null,null,null,null,null,0,{"$f":"IF(O377<>0,VLOOKUP(MID($A377,14,LEN($A377)-13)&\"_\"&$B377,finallookup!$AA$8:$AB$26,2,0),\"\")","v":""}]
[0,"Heatkwh",{"$f":"VLOOKUP($A378,tbloutfnl,MATCH($B378,finallookup!$A$7:$G$7,0),0)","v":{"$error":"#N/A"}},13,0,0,{"$f":"VLOOKUP(MID($A378,14,LEN($A378)-13)&\"_\"&$B378,finallookup!$AA$8:$AB$26,2,0)","v":{"$error":"#VALUE!"}},{"$error":"#N/A"},null,null,null,null,null,null,{"$error":"#N/A"},{"$f":"IF(O378<>0,VLOOKUP(MID($A378,14,LEN($A378)-13)&\"_\"&$B378,finallookup!$AA$8:$AB$26,2,0),\"\")","v":{"$error":"#N/A"}}]
[0,"Coolkwh",{"$f":"VLOOKUP($A379,tbloutfnl,MATCH($B379,finallookup!$A$7:$G$7,0),0)","v":{"$error":"#N/A"}},13,0,0,{"$f":"VLOOKUP(MID($A379,14,LEN($A379)-13)&\"_\"&$B379,finallookup!$AA$8:$AB$26,2,0)","v":{"$error":"#VALUE!"}},{"$error":"#N/A"},null,null,null,null,null,null,0,{"$f":"IF(O379<>0,VLOOKUP(MID($A379,14,LEN($A379)-13)&\"_\"&$B379,finallookup!$AA$8:$AB$26,2,0),\"\")","v":""}]
[0,"DHWkwh",{"$f":"VLOOKUP($A380,tbloutfnl,MATCH($B380,finallookup!$A$7:$G$7,0),0)","v":{"$error":"#N/A"}},13,{"$error":"#N/A"},0,{"$f":"VLOOKUP(MID($A380,14,LEN($A380)-13)&\"_\"&$B380,finallookup!$AA$8:$AB$26,2,0)","v":{"$error":"#VALUE!"}},{"$error":"#N/A"},null,null,null,null,null,null,0,{"$f":"IF(O380<>0,VLOOKUP(MID($A380,14,LEN($A380)-13)&\"_\"&$B380,finallookup!$AA$8:$AB$26,2,0),\"\")","v":""}]
[0,"Heatkwh",{"$f":"VLOOKUP($A381,tbloutfnl,MATCH($B381,finallookup!$A$7:$G$7,0),0)","v":{"$error":"#N/A"}},13,0,0,{"$f":"VLOOKUP(MID($A381,14,LEN($A381)-13)&\"_\"&$B381,finallookup!$AA$8:$AB$26,2,0)","v":{"$error":"#VALUE!"}},{"$error":"#N/A"},null,null,null,null,null,null,{"$error":"#N/A"},{"$f":"IF(O381<>0,VLOOKUP(MID($A381,14,LEN($A381)-13)&\"_\"&$B381,finallookup!$AA$8:$AB$26,2,0),\"\")","v":{"$error":"#N/A"}}]
[0,"Coolkwh",{"$f":"VLOOKUP($A382,tbloutfnl,MATCH($B382,finallookup!$A$7:$G$7,0),0)","v":{"$error":"#N/A"}},13,0,0,{"$f":"VLOOKUP(MID($A382,14,LEN($A382)-13)&\"_\"&$B382,finallookup!$AA$8:$AB$26,2,0)","v":{"$error":"#VALUE!"}},{"$error":"#N/A"},null,null,null,null,null,null,0,{"$f":"IF(O382<>0,VLOOKUP(MID($A382,14,LEN($A382)-13)&\"_\"&$B382,finallookup!$AA$8:$AB$26,2,0),\"\")","v":""}]
[0,"DHWkwh",{"$f":"VLOOKUP($A383,tbloutfnl,MATCH($B383,finallookup!$A$7:$G$7,0),0)","v":{"$error":"#N/A"}},13,{"$error":"#N/A"},0,{"$f":"VLOOKUP(MID($A383,14,LEN($A383)-13)&\"_\"&$B383,finallookup!$AA$8:$AB$26,2,0)","v":{"$error":"#VALUE!"}},{"$error":"#N/A"},null,null,null,null,null,null,0,{"$f":"IF(O383<>0,VLOOKUP(MID($A383,14,LEN($A383)-13)&\"_\"&$B383,finallookup!$AA$8:$AB$26,2,0),\"\")","v":""}]
[0,"Heatkwh",{"$f":"VLOOKUP($A384,tbloutfnl,MATCH($B384,finallookup!$A$7:$G$7,0),0)","v":{"$error":"#N/A"}},13,0,0,{"$f":"VLOOKUP(MID($A384,14,LEN($A384)-13)&\"_\"&$B384,finallookup!$AA$8:$AB$26,2,0)","v":{"$error":"#VALUE!"}},{"$error":"#N/A"},null,null,null,null,null,null,{"$error":"#N/A"},{"$f":"IF(O384<>0,VLOOKUP(MID($A384,14,LEN($A384)-13)&\"_\"&$B384,finallookup!$AA$8:$AB$26,2,0),\"\")","v":{"$error":"#N/A"}}]
[0,"Coolkwh",{"$f":"VLOOKUP($A385,tbloutfnl,MATCH($B385,finallookup!$A$7:$G$7,0),0)","v":{"$error":"#N/A"}},13,0,0,{"$f":"VLOOKUP(MID($A385,14,LEN($A385)-13)&\"_\"&$B385,finallookup!$AA$8:$AB$26,2,0)","v":{"$error":"#VALUE!"}},{"$error":"#N/A"},null,null,null,null,null,null,0,{"$f":"IF(O385<>0,VLOOKUP(MID($A385,14,LEN($A385)-13)&\"_\"&$B385,finallookup!$AA$8:$AB$26,2,0),\"\")","v":""}]
[0,"DHWkwh",{"$f":"VLOOKUP($A386,tbloutfnl,MATCH($B386,finallookup!$A$7:$G$7,0),0)","v":{"$error":"#N/A"}},13,{"$error":"#N/A"},0,{"$f":"VLOOKUP(MID($A386,14,LEN($A386)-13)&\"_\"&$B386,finallookup!$AA$8:$AB$26,2,0)","v":{"$error":"#VALUE!"}},{"$error":"#N/A"},null,null,null,null,null,null,0,{"$f":"IF(O386<>0,VLOOKUP(MID($A386,14,LEN($A386)-13)&\"_\"&$B386,finallookup!$AA$8:$AB$26,2,0),\"\")","v":""}]
[0,"Heatkwh",{"$f":"VLOOKUP($A387,tbloutfnl,MATCH($B387,finallookup!$A$7:$G$7,0),0)","v":{"$error":"#N/A"}},13,0,0,{"$f":"VLOOKUP(MID($A387,14,LEN($A387)-13)&\"_\"&$B387,finallookup!$AA$8:$AB$26,2,0)","v":{"$error":"#VALUE!"}},{"$error":"#N/A"},null,null,null,null,null,null,{"$error":"#N/A"},{"$f":"IF(O387<>0,VLOOKUP(MID($A387,14,LEN($A387)-13)&\"_\"&$B387,finallookup!$AA$8:$AB$26,2,0),\"\")","v":{"$error":"#N/A"}}]
[0,"Coolkwh",{"$f":"VLOOKUP($A388,tbloutfnl,MATCH($B388,finallookup!$A$7:$G$7,0),0)","v":{"$error":"#N/A"}},13,0,0,{"$f":"VLOOKUP(MID($A388,14,LEN($A388)-13)&\"_\"&$B388,finallookup!$AA$8:$AB$26,2,0)","v":{"$error":"#VALUE!"}},{"$error":"#N/A"},null,null,null,null,null,null,0,{"$f":"IF(O388<>0,VLOOKUP(MID($A388,14,LEN($A388)-13)&\"_\"&$B388,finallookup!$AA$8:$AB$26,2,0),\"\")","v":""}]
[0,"DHWkwh",{"$f":"VLOOKUP($A389,tbloutfnl,MATCH($B389,finallookup!$A$7:$G$7,0),0)","v":{"$error":"#N/A"}},13,{"$error":"#N/A"},0,{"$f":"VLOOKUP(MID($A389,14,LEN($A389)-13)&\"_\"&$B389,finallookup!$AA$8:$AB$26,2,0)","v":{"$error":"#VALUE!"}},{"$error":"#N/A"},null,null,null,null,null,null,0,{"$f":"IF(O389<>0,VLOOKUP(MID($A389,14,LEN($A389)-13)&\"_\"&$B389,finallookup!$AA$8:$AB$26,2,0),\"\")","v":""}]
[0,"Heatkwh",{"$f":"VLOOKUP($A390,tbloutfnl,MATCH($B390,finallookup!$A$7:$G$7,0),0)","v":{"$error":"#N/A"}},13,0,0,{"$f":"VLOOKUP(MID($A390,14,LEN($A390)-13)&\"_\"&$B390,finallookup!$AA$8:$AB$26,2,0)","v":{"$error":"#VALUE!"}},{"$error":"#N/A"},null,null,null,null,null,null,{"$error":"#N/A"},{"$f":"IF(O390<>0,VLOOKUP(MID($A390,14,LEN($A390)-13)&\"_\"&$B390,finallookup!$AA$8:$AB$26,2,0),\"\")","v":{"$error":"#N/A"}}]
[0,"Coolkwh",{"$f":"VLOOKUP($A391,tbloutfnl,MATCH($B391,finallookup!$A$7:$G$7,0),0)","v":{"$error":"#N/A"}},13,0,0,{"$f":"VLOOKUP(MID($A391,14,LEN($A391)-13)&\"_\"&$B391,finallookup!$AA$8:$AB$26,2,0)","v":{"$error":"#VALUE!"}},{"$error":"#N/A"},null,null,null,null,null,null,0,{"$f":"IF(O391<>0,VLOOKUP(MID($A391,14,LEN($A391)-13)&\"_\"&$B391,finallookup!$AA$8:$AB$26,2,0),\"\")","v":""}]
[{"$f":"INDEX(tbloutfnl,CEILING((ROW(A392)-ROW($A$8)+1)/3,1),1)","v":0},"DHWkwh",{"$f":"VLOOKUP($A392,tbloutfnl,MATCH($B392,finallookup!$A$7:$G$7,0),0)","v":{"$error":"#N/A"}},13,{"$f":"IF(B392=\"DHWkwh\",VLOOKUP($A392,tbloutfnl,7,0),0)","v":{"$error":"#N/A"}},0,{"$f":"VLOOKUP(MID($A392,14,LEN($A392)-13)&\"_\"&$B392,finallookup!$AA$8:$AB$26,2,0)","v":{"$error":"#VALUE!"}},{"$f":"VLOOKUP($A392,tbloutfnl,8,0)","v":{"$error":"#N/A"}},null,null,null,null,null,null,{"$f":"IF(B392=\"Heatkwh\",VLOOKUP($A392,tbloutfnl,4,0),0)","v":0},{"$f":"IF(O392<>0,VLOOKUP(MID($A392,14,LEN($A392)-13)&\"_\"&$B392,finallookup!$AA$8:$AB$26,2,0),\"\")","v":""}]
[0,"Heatkwh",{"$f":"VLOOKUP($A393,tbloutfnl,MATCH($B393,finallookup!$A$7:$G$7,0),0)","v":{"$error":"#N/A"}},13,0,0,{"$f":"VLOOKUP(MID($A393,14,LEN($A393)-13)&\"_\"&$B393,finallookup!$AA$8:$AB$26,2,0)","v":{"$error":"#VALUE!"}},{"$error":"#N/A"},null,null,null,null,null,null,{"$error":"#N/A"},{"$f":"IF(O393<>0,VLOOKUP(MID($A393,14,LEN($A393)-13)&\"_\"&$B393,finallookup!$AA$8:$AB$26,2,0),\"\")","v":{"$error":"#N/A"}}]
[0,"Coolkwh",{"$f":"VLOOKUP($A394,tbloutfnl,MATCH($B394,finallookup!$A$7:$G$7,0),0)","v":{"$error":"#N/A"}},{"$f":"D393","v":13},0,0,{"$f":"VLOOKUP(MID($A394,14,LEN($A394)-13)&\"_\"&$B394,finallookup!$AA$8:$AB$26,2,0)","v":{"$error":"#VALUE!"}},{"$error":"#N/A"},null,null,null,null,null,null,0,{"$f":"IF(O394<>0,VLOOKUP(MID($A394,14,LEN($A394)-13)&\"_\"&$B394,finallookup!$AA$8:$AB$26,2,0),\"\")","v":""}]
[0,"DHWkwh",{"$f":"VLOOKUP($A395,tbloutfnl,MATCH($B395,finallookup!$A$7:$G$7,0),0)","v":{"$error":"#N/A"}},13,{"$error":"#N/A"},0,{"$f":"VLOOKUP(MID($A395,14,LEN($A395)-13)&\"_\"&$B395,finallookup!$AA$8:$AB$26,2,0)","v":{"$error":"#VALUE!"}},{"$error":"#N/A"},null,null,null,null,null,null,0,{"$f":"IF(O395<>0,VLOOKUP(MID($A395,14,LEN($A395)-13)&\"_\"&$B395,finallookup!$AA$8:$AB$26,2,0),\"\")","v":""}]
[0,{"$f":"B393","v":"Heatkwh"},{"$f":"VLOOKUP($A396,tbloutfnl,MATCH($B396,finallookup!$A$7:$G$7,0),0)","v":{"$error":"#N/A"}},13,0,0,{"$f":"VLOOKUP(MID($A396,14,LEN($A396)-13)&\"_\"&$B396,finallookup!$AA$8:$AB$26,2,0)","v":{"$error":"#VALUE!"}},{"$error":"#N/A"},null,null,null,null,null,null,{"$error":"#N/A"},{"$f":"IF(O396<>0,VLOOKUP(MID($A396,14,LEN($A396)-13)&\"_\"&$B396,finallookup!$AA$8:$AB$26,2,0),\"\")","v":{"$error":"#N/A"}}]
[0,"Coolkwh",{"$f":"VLOOKUP($A397,tbloutfnl,MATCH($B397,finallookup!$A$7:$G$7,0),0)","v":{"$error":"#N/A"}},13,0,0,{"$f":"VLOOKUP(MID($A397,14,LEN($A397)-13)&\"_\"&$B397,finallookup!$AA$8:$AB$26,2,0)","v":{"$error":"#VALUE!"}},{"$error":"#N/A"},null,null,null,null,null,null,0,{"$f":"IF(O397<>0,VLOOKUP(MID($A397,14,LEN($A397)-13)&\"_\"&$B397,finallookup!$AA$8:$AB$26,2,0),\"\")","v":""}]
[0,"DHWkwh",{"$f":"VLOOKUP($A398,tbloutfnl,MATCH($B398,finallookup!$A$7:$G$7,0),0)","v":{"$error":"#N/A"}},13,{"$error":"#N/A"},0,{"$f":"VLOOKUP(MID($A398,14,LEN($A398)-13)&\"_\"&$B398,finallookup!$AA$8:$AB$26,2,0)","v":{"$error":"#VALUE!"}},{"$error":"#N/A"},null,null,null,null,null,null,0,{"$f":"IF(O398<>0,VLOOKUP(MID($A398,14,LEN($A398)-13)&\"_\"&$B398,finallookup!$AA$8:$AB$26,2,0),\"\")","v":""}]
[0,"Heatkwh",{"$f":"VLOOKUP($A399,tbloutfnl,MATCH($B399,finallookup!$A$7:$G$7,0),0)","v":{"$error":"#N/A"}},13,0,0,{"$f":"VLOOKUP(MID($A399,14,LEN($A399)-13)&\"_\"&$B399,finallookup!$AA$8:$AB$26,2,0)","v":{"$error":"#VALUE!"}},{"$error":"#N/A"},null,null,null,null,null,null,{"$error":"#N/A"},{"$f":"IF(O399<>0,VLOOKUP(MID($A399,14,LEN($A399)-13)&\"_\"&$B399,finallookup!$AA$8:$AB$26,2,0),\"\")","v":{"$error":"#N/A"}}]
[0,"Coolkwh",{"$f":"VLOOKUP($A400,tbloutfnl,MATCH($B400,finallookup!$A$7:$G$7,0),0)","v":{"$error":"#N/A"}},13,0,0,{"$f":"VLOOKUP(MID($A400,14,LEN($A400)-13)&\"_\"&$B400,finallookup!$AA$8:$AB$26,2,0)","v":{"$error":"#VALUE!"}},{"$error":"#N/A"},null,null,null,null,null,null,0,{"$f":"IF(O400<>0,VLOOKUP(MID($A400,14,LEN($A400)-13)&\"_\"&$B400,finallookup!$AA$8:$AB$26,2,0),\"\")","v":""}]
[0,"DHWkwh",{"$f":"VLOOKUP($A401,tbloutfnl,MATCH($B401,finallookup!$A$7:$G$7,0),0)","v":{"$error":"#N/A"}},13,{"$error":"#N/A"},0,{"$f":"VLOOKUP(MID($A401,14,LEN($A401)-13)&\"_\"&$B401,finallookup!$AA$8:$AB$26,2,0)","v":{"$error":"#VALUE!"}},{"$error":"#N/A"},null,null,null,null,null,null,0,{"$f":"IF(O401<>0,VLOOKUP(MID($A401,14,LEN($A401)-13)&\"_\"&$B401,finallookup!$AA$8:$AB$26,2,0),\"\")","v":""}]
[0,"Heatkwh",{"$f":"VLOOKUP($A402,tbloutfnl,MATCH($B402,finallookup!$A$7:$G$7,0),0)","v":{"$error":"#N/A"}},13,0,0,{"$f":"VLOOKUP(MID($A402,14,LEN($A402)-13)&\"_\"&$B402,finallookup!$AA$8:$AB$26,2,0)","v":{"$error":"#VALUE!"}},{"$error":"#N/A"},null,null,null,null,null,null,{"$error":"#N/A"},{"$f":"IF(O402<>0,VLOOKUP(MID($A402,14,LEN($A402)-13)&\"_\"&$B402,finallookup!$AA$8:$AB$26,2,0),\"\")","v":{"$error":"#N/A"}}]
[0,"Coolkwh",{"$f":"VLOOKUP($A403,tbloutfnl,MATCH($B403,finallookup!$A$7:$G$7,0),0)","v":{"$error":"#N/A"}},13,0,0,{"$f":"VLOOKUP(MID($A403,14,LEN($A403)-13)&\"_\"&$B403,finallookup!$AA$8:$AB$26,2,0)","v":{"$error":"#VALUE!"}},{"$error":"#N/A"},null,null,null,null,null,null,0,{"$f":"IF(O403<>0,VLOOKUP(MID($A403,14,LEN($A403)-13)&\"_\"&$B403,finallookup!$AA$8:$AB$26,2,0),\"\")","v":""}]
[0,"DHWkwh",{"$f":"VLOOKUP($A404,tbloutfnl,MATCH($B404,finallookup!$A$7:$G$7,0),0)","v":{"$error":"#N/A"}},13,{"$error":"#N/A"},0,{"$f":"VLOOKUP(MID($A404,14,LEN($A404)-13)&\"_\"&$B404,finallookup!$AA$8:$AB$26,2,0)","v":{"$error":"#VALUE!"}},{"$error":"#N/A"},null,null,null,null,null,null,0,{"$f":"IF(O404<>0,VLOOKUP(MID($A404,14,LEN($A404)-13)&\"_\"&$B404,finallookup!$AA$8:$AB$26,2,0),\"\")","v":""}]
[0,"Heatkwh",{"$f":"VLOOKUP($A405,tbloutfnl,MATCH($B405,finallookup!$A$7:$G$7,0),0)","v":{"$error":"#N/A"}},13,0,0,{"$f":"VLOOKUP(MID($A405,14,LEN($A405)-13)&\"_\"&$B405,finallookup!$AA$8:$AB$26,2,0)","v":{"$error":"#VALUE!"}},{"$error":"#N/A"},null,null,null,null,null,null,{"$error":"#N/A"},{"$f":"IF(O405<>0,VLOOKUP(MID($A405,14,LEN($A405)-13)&\"_\"&$B405,finallookup!$AA$8:$AB$26,2,0),\"\")","v":{"$error":"#N/A"}}]
[0,"Coolkwh",{"$f":"VLOOKUP($A406,tbloutfnl,MATCH($B406,finallookup!$A$7:$G$7,0),0)","v":{"$error":"#N/A"}},13,0,0,{"$f":"VLOOKUP(MID($A406,14,LEN($A406)-13)&\"_\"&$B406,finallookup!$AA$8:$AB$26,2,0)","v":{"$error":"#VALUE!"}},{"$error":"#N/A"},null,null,null,null,null,null,0,{"$f":"IF(O406<>0,VLOOKUP(MID($A406,14,LEN($A406)-13)&\"_\"&$B406,finallookup!$AA$8:$AB$26,2,0),\"\")","v":""}]
[0,"DHWkwh",{"$f":"VLOOKUP($A407,tbloutfnl,MATCH($B407,finallookup!$A$7:$G$7,0),0)","v":{"$error":"#N/A"}},13,{"$error":"#N/A"},0,{"$f":"VLOOKUP(MID($A407,14,LEN($A407)-13)&\"_\"&$B407,finallookup!$AA$8:$AB$26,2,0)","v":{"$error":"#VALUE!"}},{"$error":"#N/A"},null,null,null,null,null,null,0,{"$f":"IF(O407<>0,VLOOKUP(MID($A407,14,LEN($A407)-13)&\"_\"&$B407,finallookup!$AA$8:$AB$26,2,0),\"\")","v":""}]
[0,"Heatkwh",{"$f":"VLOOKUP($A408,tbloutfnl,MATCH($B408,finallookup!$A$7:$G$7,0),0)","v":{"$error":"#N/A"}},13,0,0,{"$f":"VLOOKUP(MID($A408,14,LEN($A408)-13)&\"_\"&$B408,finallookup!$AA$8:$AB$26,2,0)","v":{"$error":"#VALUE!"}},{"$error":"#N/A"},null,null,null,null,null,null,{"$error":"#N/A"},{"$f":"IF(O408<>0,VLOOKUP(MID($A408,14,LEN($A408)-13)&\"_\"&$B408,finallookup!$AA$8:$AB$26,2,0),\"\")","v":{"$error":"#N/A"}}]
[0,"Coolkwh",{"$f":"VLOOKUP($A409,tbloutfnl,MATCH($B409,finallookup!$A$7:$G$7,0),0)","v":{"$error":"#N/A"}},13,0,0,{"$f":"VLOOKUP(MID($A409,14,LEN($A409)-13)&\"_\"&$B409,finallookup!$AA$8:$AB$26,2,0)","v":{"$error":"#VALUE!"}},{"$error":"#N/A"},null,null,null,null,null,null,0,{"$f":"IF(O409<>0,VLOOKUP(MID($A409,14,LEN($A409)-13)&\"_\"&$B409,finallookup!$AA$8:$AB$26,2,0),\"\")","v":""}]
[0,"DHWkwh",{"$f":"VLOOKUP($A410,tbloutfnl,MATCH($B410,finallookup!$A$7:$G$7,0),0)","v":{"$error":"#N/A"}},13,{"$error":"#N/A"},0,{"$f":"VLOOKUP(MID($A410,14,LEN($A410)-13)&\"_\"&$B410,finallookup!$AA$8:$AB$26,2,0)","v":{"$error":"#VALUE!"}},{"$error":"#N/A"},null,null,null,null,null,null,0,{"$f":"IF(O410<>0,VLOOKUP(MID($A410,14,LEN($A410)-13)&\"_\"&$B410,finallookup!$AA$8:$AB$26,2,0),\"\")","v":""}]
[0,"Heatkwh",{"$f":"VLOOKUP($A411,tbloutfnl,MATCH($B411,finallookup!$A$7:$G$7,0),0)","v":{"$error":"#N/A"}},13,0,0,{"$f":"VLOOKUP(MID($A411,14,LEN($A411)-13)&\"_\"&$B411,finallookup!$AA$8:$AB$26,2,0)","v":{"$error":"#VALUE!"}},{"$error":"#N/A"},null,null,null,null,null,null,{"$error":"#N/A"},{"$f":"IF(O411<>0,VLOOKUP(MID($A411,14,LEN($A411)-13)&\"_\"&$B411,finallookup!$AA$8:$AB$26,2,0),\"\")","v":{"$error":"#N/A"}}]
[0,"Coolkwh",{"$f":"VLOOKUP($A412,tbloutfnl,MATCH($B412,finallookup!$A$7:$G$7,0),0)","v":{"$error":"#N/A"}},13,0,0,{"$f":"VLOOKUP(MID($A412,14,LEN($A412)-13)&\"_\"&$B412,finallookup!$AA$8:$AB$26,2,0)","v":{"$error":"#VALUE!"}},{"$error":"#N/A"},null,null,null,null,null,null,0,{"$f":"IF(O412<>0,VLOOKUP(MID($A412,14,LEN($A412)-13)&\"_\"&$B412,finallookup!$AA$8:$AB$26,2,0),\"\")","v":""}]
[0,"DHWkwh",{"$f":"VLOOKUP($A413,tbloutfnl,MATCH($B413,finallookup!$A$7:$G$7,0),0)","v":{"$error":"#N/A"}},13,{"$error":"#N/A"},0,{"$f":"VLOOKUP(MID($A413,14,LEN($A413)-13)&\"_\"&$B413,finallookup!$AA$8:$AB$26,2,0)","v":{"$error":"#VALUE!"}},{"$error":"#N/A"},null,null,null,null,null,null,0,{"$f":"IF(O413<>0,VLOOKUP(MID($A413,14,LEN($A413)-13)&\"_\"&$B413,finallookup!$AA$8:$AB$26,2,0),\"\")","v":""}]
[0,"Heatkwh",{"$f":"VLOOKUP($A414,tbloutfnl,MATCH($B414,finallookup!$A$7:$G$7,0),0)","v":{"$error":"#N/A"}},13,0,0,{"$f":"VLOOKUP(MID($A414,14,LEN($A414)-13)&\"_\"&$B414,finallookup!$AA$8:$AB$26,2,0)","v":{"$error":"#VALUE!"}},{"$error":"#N/A"},null,null,null,null,null,null,{"$error":"#N/A"},{"$f":"IF(O414<>0,VLOOKUP(MID($A414,14,LEN($A414)-13)&\"_\"&$B414,finallookup!$AA$8:$AB$26,2,0),\"\")","v":{"$error":"#N/A"}}]
[0,"Coolkwh",{"$f":"VLOOKUP($A415,tbloutfnl,MATCH($B415,finallookup!$A$7:$G$7,0),0)","v":{"$error":"#N/A"}},13,0,0,{"$f":"VLOOKUP(MID($A415,14,LEN($A415)-13)&\"_\"&$B415,finallookup!$AA$8:$AB$26,2,0)","v":{"$error":"#VALUE!"}},{"$error":"#N/A"},null,null,null,null,null,null,0,{"$f":"IF(O415<>0,VLOOKUP(MID($A415,14,LEN($A415)-13)&\"_\"&$B415,finallookup!$AA$8:$AB$26,2,0),\"\")","v":""}]
[0,"DHWkwh",{"$f":"VLOOKUP($A416,tbloutfnl,MATCH($B416,finallookup!$A$7:$G$7,0),0)","v":{"$error":"#N/A"}},13,{"$error":"#N/A"},0,{"$f":"VLOOKUP(MID($A416,14,LEN($A416)-13)&\"_\"&$B416,finallookup!$AA$8:$AB$26,2,0)","v":{"$error":"#VALUE!"}},{"$error":"#N/A"},null,null,null,null,null,null,0,{"$f":"IF(O416<>0,VLOOKUP(MID($A416,14,LEN($A416)-13)&\"_\"&$B416,finallookup!$AA$8:$AB$26,2,0),\"\")","v":""}]
[0,"Heatkwh",{"$f":"VLOOKUP($A417,tbloutfnl,MATCH($B417,finallookup!$A$7:$G$7,0),0)","v":{"$error":"#N/A"}},13,0,0,{"$f":"VLOOKUP(MID($A417,14,LEN($A417)-13)&\"_\"&$B417,finallookup!$AA$8:$AB$26,2,0)","v":{"$error":"#VALUE!"}},{"$error":"#N/A"},null,null,null,null,null,null,{"$error":"#N/A"},{"$f":"IF(O417<>0,VLOOKUP(MID($A417,14,LEN($A417)-13)&\"_\"&$B417,finallookup!$AA$8:$AB$26,2,0),\"\")","v":{"$error":"#N/A"}}]
[0,"Coolkwh",{"$f":"VLOOKUP($A418,tbloutfnl,MATCH($B418,finallookup!$A$7:$G$7,0),0)","v":{"$error":"#N/A"}},13,0,0,{"$f":"VLOOKUP(MID($A418,14,LEN($A418)-13)&\"_\"&$B418,finallookup!$AA$8:$AB$26,2,0)","v":{"$error":"#VALUE!"}},{"$error":"#N/A"},null,null,null,null,null,null,0,{"$f":"IF(O418<>0,VLOOKUP(MID($A418,14,LEN($A418)-13)&\"_\"&$B418,finallookup!$AA$8:$AB$26,2,0),\"\")","v":""}]
[0,"DHWkwh",{"$f":"VLOOKUP($A419,tbloutfnl,MATCH($B419,finallookup!$A$7:$G$7,0),0)","v":{"$error":"#N/A"}},13,{"$error":"#N/A"},0,{"$f":"VLOOKUP(MID($A419,14,LEN($A419)-13)&\"_\"&$B419,finallookup!$AA$8:$AB$26,2,0)","v":{"$error":"#VALUE!"}},{"$error":"#N/A"},null,null,null,null,null,null,0,{"$f":"IF(O419<>0,VLOOKUP(MID($A419,14,LEN($A419)-13)&\"_\"&$B419,finallookup!$AA$8:$AB$26,2,0),\"\")","v":""}]
[0,"Heatkwh",{"$f":"VLOOKUP($A420,tbloutfnl,MATCH($B420,finallookup!$A$7:$G$7,0),0)","v":{"$error":"#N/A"}},13,0,0,{"$f":"VLOOKUP(MID($A420,14,LEN($A420)-13)&\"_\"&$B420,finallookup!$AA$8:$AB$26,2,0)","v":{"$error":"#VALUE!"}},{"$error":"#N/A"},null,null,null,null,null,null,{"$error":"#N/A"},{"$f":"IF(O420<>0,VLOOKUP(MID($A420,14,LEN($A420)-13)&\"_\"&$B420,finallookup!$AA$8:$AB$26,2,0),\"\")","v":{"$error":"#N/A"}}]
[0,"Coolkwh",{"$f":"VLOOKUP($A421,tbloutfnl,MATCH($B421,finallookup!$A$7:$G$7,0),0)","v":{"$error":"#N/A"}},13,0,0,{"$f":"VLOOKUP(MID($A421,14,LEN($A421)-13)&\"_\"&$B421,finallookup!$AA$8:$AB$26,2,0)","v":{"$error":"#VALUE!"}},{"$error":"#N/A"},null,null,null,null,null,null,0,{"$f":"IF(O421<>0,VLOOKUP(MID($A421,14,LEN($A421)-13)&\"_\"&$B421,finallookup!$AA$8:$AB$26,2,0),\"\")","v":""}]
[0,"DHWkwh",{"$f":"VLOOKUP($A422,tbloutfnl,MATCH($B422,finallookup!$A$7:$G$7,0),0)","v":{"$error":"#N/A"}},13,{"$error":"#N/A"},0,{"$f":"VLOOKUP(MID($A422,14,LEN($A422)-13)&\"_\"&$B422,finallookup!$AA$8:$AB$26,2,0)","v":{"$error":"#VALUE!"}},{"$error":"#N/A"},null,null,null,null,null,null,0,{"$f":"IF(O422<>0,VLOOKUP(MID($A422,14,LEN($A422)-13)&\"_\"&$B422,finallookup!$AA$8:$AB$26,2,0),\"\")","v":""}]
[0,"Heatkwh",{"$f":"VLOOKUP($A423,tbloutfnl,MATCH($B423,finallookup!$A$7:$G$7,0),0)","v":{"$error":"#N/A"}},13,0,0,{"$f":"VLOOKUP(MID($A423,14,LEN($A423)-13)&\"_\"&$B423,finallookup!$AA$8:$AB$26,2,0)","v":{"$error":"#VALUE!"}},{"$error":"#N/A"},null,null,null,null,null,null,{"$error":"#N/A"},{"$f":"IF(O423<>0,VLOOKUP(MID($A423,14,LEN($A423)-13)&\"_\"&$B423,finallookup!$AA$8:$AB$26,2,0),\"\")","v":{"$error":"#N/A"}}]
[0,"Coolkwh",{"$f":"VLOOKUP($A424,tbloutfnl,MATCH($B424,finallookup!$A$7:$G$7,0),0)","v":{"$error":"#N/A"}},13,0,0,{"$f":"VLOOKUP(MID($A424,14,LEN($A424)-13)&\"_\"&$B424,finallookup!$AA$8:$AB$26,2,0)","v":{"$error":"#VALUE!"}},{"$error":"#N/A"},null,null,null,null,null,null,0,{"$f":"IF(O424<>0,VLOOKUP(MID($A424,14,LEN($A424)-13)&\"_\"&$B424,finallookup!$AA$8:$AB$26,2,0),\"\")","v":""}]
[0,"DHWkwh",{"$f":"VLOOKUP($A425,tbloutfnl,MATCH($B425,finallookup!$A$7:$G$7,0),0)","v":{"$error":"#N/A"}},13,{"$error":"#N/A"},0,{"$f":"VLOOKUP(MID($A425,14,LEN($A425)-13)&\"_\"&$B425,finallookup!$AA$8:$AB$26,2,0)","v":{"$error":"#VALUE!"}},{"$error":"#N/A"},null,null,null,null,null,null,0,{"$f":"IF(O425<>0,VLOOKUP(MID($A425,14,LEN($A425)-13)&\"_\"&$B425,finallookup!$AA$8:$AB$26,2,0),\"\")","v":""}]
[0,"Heatkwh",{"$f":"VLOOKUP($A426,tbloutfnl,MATCH($B426,finallookup!$A$7:$G$7,0),0)","v":{"$error":"#N/A"}},13,0,0,{"$f":"VLOOKUP(MID($A426,14,LEN($A426)-13)&\"_\"&$B426,finallookup!$AA$8:$AB$26,2,0)","v":{"$error":"#VALUE!"}},{"$error":"#N/A"},null,null,null,null,null,null,{"$error":"#N/A"},{"$f":"IF(O426<>0,VLOOKUP(MID($A426,14,LEN($A426)-13)&\"_\"&$B426,finallookup!$AA$8:$AB$26,2,0),\"\")","v":{"$error":"#N/A"}}]
[0,"Coolkwh",{"$f":"VLOOKUP($A427,tbloutfnl,MATCH($B427,finallookup!$A$7:$G$7,0),0)","v":{"$error":"#N/A"}},13,0,0,{"$f":"VLOOKUP(MID($A427,14,LEN($A427)-13)&\"_\"&$B427,finallookup!$AA$8:$AB$26,2,0)","v":{"$error":"#VALUE!"}},{"$error":"#N/A"},null,null,null,null,null,null,0,{"$f":"IF(O427<>0,VLOOKUP(MID($A427,14,LEN($A427)-13)&\"_\"&$B427,finallookup!$AA$8:$AB$26,2,0),\"\")","v":""}]
[0,"DHWkwh",{"$f":"VLOOKUP($A428,tbloutfnl,MATCH($B428,finallookup!$A$7:$G$7,0),0)","v":{"$error":"#N/A"}},13,{"$error":"#N/A"},0,{"$f":"VLOOKUP(MID($A428,14,LEN($A428)-13)&\"_\"&$B428,finallookup!$AA$8:$AB$26,2,0)","v":{"$error":"#VALUE!"}},{"$error":"#N/A"},null,null,null,null,null,null,0,{"$f":"IF(O428<>0,VLOOKUP(MID($A428,14,LEN($A428)-13)&\"_\"&$B428,finallookup!$AA$8:$AB$26,2,0),\"\")","v":""}]
[0,"Heatkwh",{"$f":"VLOOKUP($A429,tbloutfnl,MATCH($B429,finallookup!$A$7:$G$7,0),0)","v":{"$error":"#N/A"}},13,0,0,{"$f":"VLOOKUP(MID($A429,14,LEN($A429)-13)&\"_\"&$B429,finallookup!$AA$8:$AB$26,2,0)","v":{"$error":"#VALUE!"}},{"$error":"#N/A"},null,null,null,null,null,null,{"$error":"#N/A"},{"$f":"IF(O429<>0,VLOOKUP(MID($A429,14,LEN($A429)-13)&\"_\"&$B429,finallookup!$AA$8:$AB$26,2,0),\"\")","v":{"$error":"#N/A"}}]
[0,"Coolkwh",{"$f":"VLOOKUP($A430,tbloutfnl,MATCH($B430,finallookup!$A$7:$G$7,0),0)","v":{"$error":"#N/A"}},13,0,0,{"$f":"VLOOKUP(MID($A430,14,LEN($A430)-13)&\"_\"&$B430,finallookup!$AA$8:$AB$26,2,0)","v":{"$error":"#VALUE!"}},{"$error":"#N/A"},null,null,null,null,null,null,0,{"$f":"IF(O430<>0,VLOOKUP(MID($A430,14,LEN($A430)-13)&\"_\"&$B430,finallookup!$AA$8:$AB$26,2,0),\"\")","v":""}]
[0,"DHWkwh",{"$f":"VLOOKUP($A431,tbloutfnl,MATCH($B431,finallookup!$A$7:$G$7,0),0)","v":{"$error":"#N/A"}},13,{"$error":"#N/A"},0,{"$f":"VLOOKUP(MID($A431,14,LEN($A431)-13)&\"_\"&$B431,finallookup!$AA$8:$AB$26,2,0)","v":{"$error":"#VALUE!"}},{"$error":"#N/A"},null,null,null,null,null,null,0,{"$f":"IF(O431<>0,VLOOKUP(MID($A431,14,LEN($A431)-13)&\"_\"&$B431,finallookup!$AA$8:$AB$26,2,0),\"\")","v":""}]
[0,"Heatkwh",{"$f":"VLOOKUP($A432,tbloutfnl,MATCH($B432,finallookup!$A$7:$G$7,0),0)","v":{"$error":"#N/A"}},13,0,0,{"$f":"VLOOKUP(MID($A432,14,LEN($A432)-13)&\"_\"&$B432,finallookup!$AA$8:$AB$26,2,0)","v":{"$error":"#VALUE!"}},{"$error":"#N/A"},null,null,null,null,null,null,{"$error":"#N/A"},{"$f":"IF(O432<>0,VLOOKUP(MID($A432,14,LEN($A432)-13)&\"_\"&$B432,finallookup!$AA$8:$AB$26,2,0),\"\")","v":{"$error":"#N/A"}}]
[0,"Coolkwh",{"$f":"VLOOKUP($A433,tbloutfnl,MATCH($B433,finallookup!$A$7:$G$7,0),0)","v":{"$error":"#N/A"}},13,0,0,{"$f":"VLOOKUP(MID($A433,14,LEN($A433)-13)&\"_\"&$B433,finallookup!$AA$8:$AB$26,2,0)","v":{"$error":"#VALUE!"}},{"$error":"#N/A"},null,null,null,null,null,null,0,{"$f":"IF(O433<>0,VLOOKUP(MID($A433,14,LEN($A433)-13)&\"_\"&$B433,finallookup!$AA$8:$AB$26,2,0),\"\")","v":""}]
[0,"DHWkwh",{"$f":"VLOOKUP($A434,tbloutfnl,MATCH($B434,finallookup!$A$7:$G$7,0),0)","v":{"$error":"#N/A"}},13,{"$error":"#N/A"},0,{"$f":"VLOOKUP(MID($A434,14,LEN($A434)-13)&\"_\"&$B434,finallookup!$AA$8:$AB$26,2,0)","v":{"$error":"#VALUE!"}},{"$error":"#N/A"},null,null,null,null,null,null,0,{"$f":"IF(O434<>0,VLOOKUP(MID($A434,14,LEN($A434)-13)&\"_\"&$B434,finallookup!$AA$8:$AB$26,2,0),\"\")","v":""}]
[0,"Heatkwh",{"$f":"VLOOKUP($A435,tbloutfnl,MATCH($B435,finallookup!$A$7:$G$7,0),0)","v":{"$error":"#N/A"}},13,0,0,{"$f":"VLOOKUP(MID($A435,14,LEN($A435)-13)&\"_\"&$B435,finallookup!$AA$8:$AB$26,2,0)","v":{"$error":"#VALUE!"}},{"$error":"#N/A"},null,null,null,null,null,null,{"$error":"#N/A"},{"$f":"IF(O435<>0,VLOOKUP(MID($A435,14,LEN($A435)-13)&\"_\"&$B435,finallookup!$AA$8:$AB$26,2,0),\"\")","v":{"$error":"#N/A"}}]
[0,"Coolkwh",{"$f":"VLOOKUP($A436,tbloutfnl,MATCH($B436,finallookup!$A$7:$G$7,0),0)","v":{"$error":"#N/A"}},13,0,0,{"$f":"VLOOKUP(MID($A436,14,LEN($A436)-13)&\"_\"&$B436,finallookup!$AA$8:$AB$26,2,0)","v":{"$error":"#VALUE!"}},{"$error":"#N/A"},null,null,null,null,null,null,0,{"$f":"IF(O436<>0,VLOOKUP(MID($A436,14,LEN($A436)-13)&\"_\"&$B436,finallookup!$AA$8:$AB$26,2,0),\"\")","v":""}]
[0,"DHWkwh",{"$f":"VLOOKUP($A437,tbloutfnl,MATCH($B437,finallookup!$A$7:$G$7,0),0)","v":{"$error":"#N/A"}},13,{"$error":"#N/A"},0,{"$f":"VLOOKUP(MID($A437,14,LEN($A437)-13)&\"_\"&$B437,finallookup!$AA$8:$AB$26,2,0)","v":{"$error":"#VALUE!"}},{"$error":"#N/A"},null,null,null,null,null,null,0,{"$f":"IF(O437<>0,VLOOKUP(MID($A437,14,LEN($A437)-13)&\"_\"&$B437,finallookup!$AA$8:$AB$26,2,0),\"\")","v":""}]
[0,"Heatkwh",{"$f":"VLOOKUP($A438,tbloutfnl,MATCH($B438,finallookup!$A$7:$G$7,0),0)","v":{"$error":"#N/A"}},13,0,0,{"$f":"VLOOKUP(MID($A438,14,LEN($A438)-13)&\"_\"&$B438,finallookup!$AA$8:$AB$26,2,0)","v":{"$error":"#VALUE!"}},{"$error":"#N/A"},null,null,null,null,null,null,{"$error":"#N/A"},{"$f":"IF(O438<>0,VLOOKUP(MID($A438,14,LEN($A438)-13)&\"_\"&$B438,finallookup!$AA$8:$AB$26,2,0),\"\")","v":{"$error":"#N/A"}}]
[0,"Coolkwh",{"$f":"VLOOKUP($A439,tbloutfnl,MATCH($B439,finallookup!$A$7:$G$7,0),0)","v":{"$error":"#N/A"}},13,0,0,{"$f":"VLOOKUP(MID($A439,14,LEN($A439)-13)&\"_\"&$B439,finallookup!$AA$8:$AB$26,2,0)","v":{"$error":"#VALUE!"}},{"$error":"#N/A"},null,null,null,null,null,null,0,{"$f":"IF(O439<>0,VLOOKUP(MID($A439,14,LEN($A439)-13)&\"_\"&$B439,finallookup!$AA$8:$AB$26,2,0),\"\")","v":""}]
[0,"DHWkwh",{"$f":"VLOOKUP($A440,tbloutfnl,MATCH($B440,finallookup!$A$7:$G$7,0),0)","v":{"$error":"#N/A"}},13,{"$error":"#N/A"},0,{"$f":"VLOOKUP(MID($A440,14,LEN($A440)-13)&\"_\"&$B440,finallookup!$AA$8:$AB$26,2,0)","v":{"$error":"#VALUE!"}},{"$error":"#N/A"},null,null,null,null,null,null,0,{"$f":"IF(O440<>0,VLOOKUP(MID($A440,14,LEN($A440)-13)&\"_\"&$B440,finallookup!$AA$8:$AB$26,2,0),\"\")","v":""}]
[0,"Heatkwh",{"$f":"VLOOKUP($A441,tbloutfnl,MATCH($B441,finallookup!$A$7:$G$7,0),0)","v":{"$error":"#N/A"}},13,0,0,{"$f":"VLOOKUP(MID($A441,14,LEN($A441)-13)&\"_\"&$B441,finallookup!$AA$8:$AB$26,2,0)","v":{"$error":"#VALUE!"}},{"$error":"#N/A"},null,null,null,null,null,null,{"$error":"#N/A"},{"$f":"IF(O441<>0,VLOOKUP(MID($A441,14,LEN($A441)-13)&\"_\"&$B441,finallookup!$AA$8:$AB$26,2,0),\"\")","v":{"$error":"#N/A"}}]
[0,"Coolkwh",{"$f":"VLOOKUP($A442,tbloutfnl,MATCH($B442,finallookup!$A$7:$G$7,0),0)","v":{"$error":"#N/A"}},13,0,0,{"$f":"VLOOKUP(MID($A442,14,LEN($A442)-13)&\"_\"&$B442,finallookup!$AA$8:$AB$26,2,0)","v":{"$error":"#VALUE!"}},{"$error":"#N/A"},null,null,null,null,null,null,0,{"$f":"IF(O442<>0,VLOOKUP(MID($A442,14,LEN($A442)-13)&\"_\"&$B442,finallookup!$AA$8:$AB$26,2,0),\"\")","v":""}]
[0,"DHWkwh",{"$f":"VLOOKUP($A443,tbloutfnl,MATCH($B443,finallookup!$A$7:$G$7,0),0)","v":{"$error":"#N/A"}},13,{"$error":"#N/A"},0,{"$f":"VLOOKUP(MID($A443,14,LEN($A443)-13)&\"_\"&$B443,finallookup!$AA$8:$AB$26,2,0)","v":{"$error":"#VALUE!"}},{"$error":"#N/A"},null,null,null,null,null,null,0,{"$f":"IF(O443<>0,VLOOKUP(MID($A443,14,LEN($A443)-13)&\"_\"&$B443,finallookup!$AA$8:$AB$26,2,0),\"\")","v":""}]
[0,"Heatkwh",{"$f":"VLOOKUP($A444,tbloutfnl,MATCH($B444,finallookup!$A$7:$G$7,0),0)","v":{"$error":"#N/A"}},13,0,0,{"$f":"VLOOKUP(MID($A444,14,LEN($A444)-13)&\"_\"&$B444,finallookup!$AA$8:$AB$26,2,0)","v":{"$error":"#VALUE!"}},{"$error":"#N/A"},null,null,null,null,null,null,{"$error":"#N/A"},{"$f":"IF(O444<>0,VLOOKUP(MID($A444,14,LEN($A444)-13)&\"_\"&$B444,finallookup!$AA$8:$AB$26,2,0),\"\")","v":{"$error":"#N/A"}}]
[0,"Coolkwh",{"$f":"VLOOKUP($A445,tbloutfnl,MATCH($B445,finallookup!$A$7:$G$7,0),0)","v":{"$error":"#N/A"}},13,0,0,{"$f":"VLOOKUP(MID($A445,14,LEN($A445)-13)&\"_\"&$B445,finallookup!$AA$8:$AB$26,2,0)","v":{"$error":"#VALUE!"}},{"$error":"#N/A"},null,null,null,null,null,null,0,{"$f":"IF(O445<>0,VLOOKUP(MID($A445,14,LEN($A445)-13)&\"_\"&$B445,finallookup!$AA$8:$AB$26,2,0),\"\")","v":""}]
[0,"DHWkwh",{"$f":"VLOOKUP($A446,tbloutfnl,MATCH($B446,finallookup!$A$7:$G$7,0),0)","v":{"$error":"#N/A"}},13,{"$error":"#N/A"},0,{"$f":"VLOOKUP(MID($A446,14,LEN($A446)-13)&\"_\"&$B446,finallookup!$AA$8:$AB$26,2,0)","v":{"$error":"#VALUE!"}},{"$error":"#N/A"},null,null,null,null,null,null,0,{"$f":"IF(O446<>0,VLOOKUP(MID($A446,14,LEN($A446)-13)&\"_\"&$B446,finallookup!$AA$8:$AB$26,2,0),\"\")","v":""}]
[0,"Heatkwh",{"$f":"VLOOKUP($A447,tbloutfnl,MATCH($B447,finallookup!$A$7:$G$7,0),0)","v":{"$error":"#N/A"}},13,0,0,{"$f":"VLOOKUP(MID($A447,14,LEN($A447)-13)&\"_\"&$B447,finallookup!$AA$8:$AB$26,2,0)","v":{"$error":"#VALUE!"}},{"$error":"#N/A"},null,null,null,null,null,null,{"$error":"#N/A"},{"$f":"IF(O447<>0,VLOOKUP(MID($A447,14,LEN($A447)-13)&\"_\"&$B447,finallookup!$AA$8:$AB$26,2,0),\"\")","v":{"$error":"#N/A"}}]
[0,"Coolkwh",{"$f":"VLOOKUP($A448,tbloutfnl,MATCH($B448,finallookup!$A$7:$G$7,0),0)","v":{"$error":"#N/A"}},13,0,0,{"$f":"VLOOKUP(MID($A448,14,LEN($A448)-13)&\"_\"&$B448,finallookup!$AA$8:$AB$26,2,0)","v":{"$error":"#VALUE!"}},{"$error":"#N/A"},null,null,null,null,null,null,0,{"$f":"IF(O448<>0,VLOOKUP(MID($A448,14,LEN($A448)-13)&\"_\"&$B448,finallookup!$AA$8:$AB$26,2,0),\"\")","v":""}]
[]
[]
[]
["ProCost Results"]
["Version:    ","ProCost 2.3 - Build 257f"]
["Run Time:","Wednesday, 12 November , 2014 at 1:53 PM"]
[]
["Regurgitation of ProData input parameters which were used for this run"]
[null,"Run Parameters",null,null,null,null,"Marginal Cost & Conservation Load Shape Parameters",null,null,null,null,null,null,null,null,null,"Sponsor Parameters",null,null,null,null,null,null,null,"Program Parameters",null,null,"Program",null,"Utility System Parameters",null,null,null,"Electric","Gas"]
[null,"Run Type",null,true,false,null,"Marginal Costs and Savings Shape File",null,null,null,"C:\\Users\\Christian\\Google Drive\\Christian\\RTF\\ProCost & Other RTF Tools\\ProCost\\MC_AND_LOADSHAPE work\\w_Network PC Loadshapes\\MC_AND_LOADSHAPE_6P.xls",null,null,null,null,null,null,null,null,"Customer","Wholesale Elec","Retail Elec","Nat Gas",null,"Program Life (yrs)",null,null,15,null,"Bulk System T&D Loss Factor by Time Segment",null,null,null,"WECCTrans","Flat1.0"]
[null,"Negative B/C Ratios",null,true,false,null,"Marginal Elec Avoided Cost Input Worksheet",null,null,null,"6P MidC Final (with carbon)",null,null,null,null,null,"Real After-Tax Cost of Capital",null,null,3.9E-2,4.3999999999999997E-2,4.9000000000000002E-2,0.05,null,"Program Start Date",null,null,2010,null,"Bulk System T&D Credit ($/kw-yr)($/dailytherm-yr)",null,null,null,0,0]
[null,"Admin Cost @ Category Level",null,false,true,null,"Elec Savings Shape Input Worksheet",null,null,null,"Conservation Load Shapes",null,null,null,null,null,"Financial Life (years)",null,null,15,1,1,1,null,"Present Value Time Zero",null,null,2010,null,"Local System Dist Loss Factor by Time Segment",null,null,null,"Flat5.0","NoLoss"]
[null,"Repeat Periodic Replacement ",null,false,true,null,"Marginal Gas Avoided Cost Input Worksheet",null,null,null,"6P_Gas_Final",null,null,null,null,null,null,null,null,"Customer","Wholesale Elec","Retail Elec","Nat Gas",null,"Input Cost Reference Year",null,null,2006,null,"Local System Dist Credit ($/kw-yr)($/dailytherm-yr)",null,null,null,23,0]
[null,null,null,null,null,null,"Gas Savings Shape Input Worksheet",null,null,null,"Conservation Load Shapes",null,null,null,null,null,"Sponsor Share of Initial Capital Cost ",null,null,0.35,0.2,0.45,0,null,"Real Discount Rate",null,null,0.05,null,"Risk-Mitigation Credit (mills/kWh)(mills/therm)",null,null,null,43,0]
[null,"Run Type:","Electric",null,null,null,"Marginal Elec CO2 per kWh Input Worksheet",null,null,null,"6P CO2 lbs per kWh HCap",null,null,null,null,null,"Sponsor Share of Annual O&M",null,null,1,0,0,0,null,"Capital Real Escalation Rate",null,null,0]
[null,"Negative B/C Ratios:","False:  (Converts Negative B/C Ratios)",null,null,null,"Marginal Gas CO2 per therm Input Worksheet",null,null,null,"CO2 lbs per therm",null,null,null,null,null,"Sponsor Share of Periodic Replacement Cost",null,null,1,0,0,0,null,"Admin Cost (As % of Initial Capital Cost)",null,null,0.2]
[null,"Admin Cost / Category Level:","True:  Admin Costs added at Category Results",null,null,null,"Marginal Avoided Cost CO2 Input Worksheet",null,null,null,"Zero Dollars per ton CO2",null,null,null,null,null,"Sponsor Share of Admin Cost",null,null,null,0.5,0.5,0,null,"Regional Act Conservation Credit (%)",null,null,0.1]
[null,"Periodic O&M Treatment:","True:  (Periodic O&M Repeats over measure life)",null,null,null,"Line Loss Shape Input Worksheet",null,null,null,"LineLossShapes",null,null,null,null,null,"Last Year of non-Customer O&M & Period Repl",null,null,null,20,0,0,null,"Report Annual Carbon Saved for Year",null,null,2020]
[]
[]
[]
[]
[]
[]
[]
["Measure Results; Sorted in same order as input"]
["Total Results",null,"Measure Input Data",null,null,null,null,null,null,null,null,"Savings",null,null,null,null,null,"PV Capital",null,null,null,"PV Admin",null,null,null,"PV O&M",null,null,null,"PV Periodic Repl.",null,null,null,"Total PV Capital, O&M and Periodic Repl Costs",null,null,null,null,"PV Wholesale Electric Utility Costs & Benefits",null,null,null,null,null,null,"PV Retail Electric Utility Costs & Benefits",null,null,null,null,null,null,"PV Electric Utility System Costs & Benefits",null,null,null,null,null,"Electric Utility System Economics",null,"Sponsor Levelized Cost (mills/kwh)",null,null,null,null,"PV Regional Costs & Benefits",null,null,null,null,null,null,null,null,null,null,null,null,null,null,null,"TRC Economics",null,"Physical CO2",null,null,null,null,null,null,"Gas Inputs",null,null,null,"PV Gas Utility System Costs & Benefits",null,null,null,null,"Gas Utility System Economics"]
["Category","Measure","Measure Life","Site Savings (kWh)","Site Savings (therms)","Capital Cost ($/unit)","Annual O&M Cost ($/unit)","PV Per. Repl. Cost ($/unit)","Load Shape (electric)","Diversified Load Factor (electric)","Wholesale Power Coincidence Factor (electric)","Wholesale Electric Energy (kWh)","Wholesale Electric Demand (kw)","Retail Electric Demand (kW)","Wholesale Gas Energy (therms/yr)","Wholesale Gas Demand (therms/day)","Retail Gas Demand (therms/day)","Wholesale Electric","Retail Electric","Natural Gas","Customer","Wholesale Electric","Retail Electric","Natural Gas","Customer","Wholesale Electric","Retail Electric","Natural Gas","Customer","Wholesale Electric","Retail Electric","Natural Gas","Customer","Wholesale Electric","Retail Electric","Natural Gas","Customer","Total","Wholesale Utility System Energy","Wholesale Utility System T&D Def. Cap.","Wholesale Utility System Act C-E Credit","Wholesale Utility System Risk Mitigation Benefit","Wholesale Utility System Total System Benefit","Wholesale Utility System Total Non-Consumer Cost","Wholesale Utility System B/C Ratio","Retail Utility System Energy","Retail Utility System T&D Def. Cap.","Retail Utility System Act C-E Credit","Retail Utility System Risk Mitigation Benefit","Retail Utility System Total System Benefit","Retail Utility System Total Non-Consumer Cost","Retail Utility System B/C Ratio","Utility System Energy","Utility System T&D Def. Cap.","Utility System Act C-E Credit","Utility System Total Risk Mitigation Benefit","Utility System Total System Benefit","Utility System Total Non-Consumer Cost","Utility System Net Levelized Cost (Net of Elec T&D Capacity Benefits, Act Credit & Risk-Mitigation Benefit) in mills/kwh","Utility System B/C Ratio","Wholesale Electric Levelized Cost","Retail Electric Levelized Cost","Natural Gas Levelized Cost","Customer Levelized Cost","Total Levelized Cost","PV Regional Electric Energy","PV Regional Gas Energy","PV Regional Electric T&D Def. Cap.","PV Regional Gas T&D Def. Cap.","PV Regional Electric System CO2","PV Regional Gas System CO2","PV Regional Electric System Risk-Mitigation Benefit","PV Regional Gas System Risk-Mitigation Benefit","PV Regional Non-E Value","PV Regional Act Credit","PV Regional Capital Cost","PV Regional Admin Cost","PV Regional Annual O&M Cost","PV Regional Periodic Replacement Cost","PV Total Regional Benefit","PV Total Regional Cost","TRC B/C Ratio","TRC Net Levelized Cost (Net of All Benefits) in mills/kWh","Electric System CO2 Avoided (Lifetime Tons)","Gas System CO2 Avoided (Lifetime Tons)","Total System CO2 Avoided (Lifetime Tons)","Electric System CO2 Avoided (Annual Tons in 2020)","Gas System CO2 Avoided (Annual Tons in 2020)","Total System CO2 Avoided (Annual Tons in 2020)",null,"Gas Site Savings (therms)","Load Shape (gas)","Diversified Load Factor (gas)","Wholesale Coincidence Factor (gas)","Total Gas Utility System Energy","Gas Utility System T&D Def. Cap.","Gas Utility System Risk Mitigation Benefit","Gas Utility System Total System Benefit","Gas Utility System Total Non-Consumer Cost","Gas Utility System Net Levelized Cost (Net of Gas T&D Capacity Benefits & Risk-Mitigation Benefits) in cents/therm","Gas Utility System B/C Ratio"]
["Tier1_garage_HZ1","DHWkwh",13,1016.3640964593774,0,654.550608585237,0,0,"ResDHW",0.28600001335144043,0.31700000166893005,1108.318422015753,0.14023409783840179,0.44237887859344482,0,0,0,130.16206359863281,294.26724243164062,0,276.07672119140625,"(na)","(na)","(na)","(na)",0,0,0,0,0,0,0,0,130.16206359863281,294.26724243164062,0,276.07672119140625,700.50602722167969,612.80206994518596,0,110.74728393554687,494.67071533203125,1218.2200927734375,130.16206359863281,9.3592559577824623,612.80206994518596,105.61009216308594,121.30828857421875,494.67071533203125,1334.39111328125,294.26724243164062,4.5346235448701222,612.80206994518596,105.61009216308594,121.30828857421875,494.67071533203125,1334.39111328125,424.4293212890625,-25.831073760986328,3.1439656664974569,11.31453800201416,25.579635620117188,0,23.998395919799805,60.892570495605469,612.80206994518596,0,105.61009216308594,0,0,0,494.67071533203125,0,0,121.30828857421875,700.50604248046875,null,0,0,1334.39111328125,700.50604248046875,1.904896011017245,-1.8326770067214966,6.4328882379096157,0,6.4328882379096157,0.41010860411741767,0,0.41010860411741767,null,0,null,0,0,0,0,0,0,0,9999,9999]
["Tier1_garage_HZ1","Heatkwh",13,0,0,0,0,0,"ResSpHtFAFZ1",0,0,0,0,0,0,0,0,0,0,0,0,"(na)","(na)","(na)","(na)",0,0,0,0,0,0,0,0,0,0,0,0,0,0,0,0,0,0,0,9999,0,0,0,0,0,0,9999,0,0,0,0,0,0,9999,9999,9999,9999,9999,9999,9999,0,0,0,0,0,0,0,0,0,0,0,null,0,0,0,0,9999,9999,0,0,0,0,0,0,null,0,null,0,0,0,0,0,0,0,9999,9999]
["Tier1_garage_HZ1","Coolkwh",13,0,0,0,0,0,"ResCACPNW",0,0,0,0,0,0,0,0,0,0,0,0,"(na)","(na)","(na)","(na)",0,0,0,0,0,0,0,0,0,0,0,0,0,0,0,0,0,0,0,9999,0,0,0,0,0,0,9999,0,0,0,0,0,0,9999,9999,9999,9999,9999,9999,9999,0,0,0,0,0,0,0,0,0,0,0,null,0,0,0,0,9999,9999,0,0,0,0,0,0,null,0,null,0,0,0,0,0,0,0,9999,9999]
["Tier1_garage_HZ2","DHWkwh",13,846.8559718231312,0,654.550608585237,0,0,"ResDHW",0.28600001335144043,0.31700000166893005,923.47425261803642,0.11684601753950119,0.36859941482543945,0,0,0,130.16206359863281,294.26724243164062,0,276.07672119140625,"(na)","(na)","(na)","(na)",0,0,0,0,0,0,0,0,130.16206359863281,294.26724243164062,0,276.07672119140625,700.50602722167969,510.59959151105141,0,92.276969909667969,412.17010498046875,1015.0466918945312,130.16206359863281,7.7983295465503808,510.59959151105141,87.996559143066406,101.07662963867187,412.17010498046875,1111.8428955078125,294.26724243164062,3.7783440524527414,510.59959151105141,87.996559143066406,101.07662963867187,412.17010498046875,1111.8428955078125,424.4293212890625,-18.446279525756836,2.6196185547893189,13.579275131225586,30.699697494506836,0,28.80195426940918,73.0809326171875,510.59959151105141,0,87.996559143066406,0,0,0,412.17010498046875,0,0,101.07662963867187,700.50604248046875,null,0,0,1111.8428955078125,700.50604248046875,1.5871995640983474,10.355676651000977,5.3600179692713894,0,5.3600179692713894,0.3417111266550576,0,0.3417111266550576,null,0,null,0,0,0,0,0,0,0,9999,9999]
["Tier1_garage_HZ2","Heatkwh",13,0,0,0,0,0,"ResSpHtFAFZ2",0,0,0,0,0,0,0,0,0,0,0,0,"(na)","(na)","(na)","(na)",0,0,0,0,0,0,0,0,0,0,0,0,0,0,0,0,0,0,0,9999,0,0,0,0,0,0,9999,0,0,0,0,0,0,9999,9999,9999,9999,9999,9999,9999,0,0,0,0,0,0,0,0,0,0,0,null,0,0,0,0,9999,9999,0,0,0,0,0,0,null,0,null,0,0,0,0,0,0,0,9999,9999]
["Tier1_garage_HZ2","Coolkwh",13,0,0,0,0,0,"ResCACPNW",0,0,0,0,0,0,0,0,0,0,0,0,"(na)","(na)","(na)","(na)",0,0,0,0,0,0,0,0,0,0,0,0,0,0,0,0,0,0,0,9999,0,0,0,0,0,0,9999,0,0,0,0,0,0,9999,9999,9999,9999,9999,9999,9999,0,0,0,0,0,0,0,0,0,0,0,null,0,0,0,0,9999,9999,0,0,0,0,0,0,null,0,null,0,0,0,0,0,0,0,9999,9999]
["Tier1_garage_HZ3","DHWkwh",13,708.18500587491906,0,654.550608585237,0,0,"ResDHW",0.28600001335144043,0.31700000166893005,772.25719694426277,9.7712710499763489E-2,0.30824199318885803,0,0,0,130.16206359863281,294.26724243164062,0,276.07672119140625,"(na)","(na)","(na)","(na)",0,0,0,0,0,0,0,0,130.16206359863281,294.26724243164062,0,276.07672119140625,700.50602722167969,426.98993305263758,0,77.166801452636719,344.67803955078125,848.83477783203125,130.16206359863281,6.5213684432164412,426.98993305263758,73.587287902832031,84.525527954101563,344.67803955078125,929.78076171875,294.26724243164062,3.1596476073151223,426.98993305263758,73.587287902832031,84.525527954101563,344.67803955078125,929.78076171875,424.4293212890625,-9.7759284973144531,2.1906611425037497,16.238258361816406,36.7110595703125,0,34.441715240478516,87.391036987304688,426.98993305263758,0,73.587287902832031,0,0,0,344.67803955078125,0,0,84.525527954101563,700.50604248046875,null,0,0,929.78076171875,700.50604248046875,1.3272987413042567,24.665790557861328,4.4823257830800491,0,4.4823257830800491,0.28575661539797076,0,0.28575661539797076,null,0,null,0,0,0,0,0,0,0,9999,9999]
["Tier1_garage_HZ3","Heatkwh",13,0,0,0,0,0,"ResSpHtFAFZ3",0,0,0,0,0,0,0,0,0,0,0,0,"(na)","(na)","(na)","(na)",0,0,0,0,0,0,0,0,0,0,0,0,0,0,0,0,0,0,0,9999,0,0,0,0,0,0,9999,0,0,0,0,0,0,9999,9999,9999,9999,9999,9999,9999,0,0,0,0,0,0,0,0,0,0,0,null,0,0,0,0,9999,9999,0,0,0,0,0,0,null,0,null,0,0,0,0,0,0,0,9999,9999]
["Tier1_garage_HZ3","Coolkwh",13,0,0,0,0,0,"ResCACPNW",0,0,0,0,0,0,0,0,0,0,0,0,"(na)","(na)","(na)","(na)",0,0,0,0,0,0,0,0,0,0,0,0,0,0,0,0,0,0,0,9999,0,0,0,0,0,0,9999,0,0,0,0,0,0,9999,9999,9999,9999,9999,9999,9999,0,0,0,0,0,0,0,0,0,0,0,null,0,0,0,0,9999,9999,0,0,0,0,0,0,null,0,null,0,0,0,0,0,0,0,9999,9999]
["Tier1_basmnt_HZ1","DHWkwh",13,1116.4145429490518,0,654.550608585237,0,0,"ResDHW",0.28600001335144043,0.31700000166893005,1217.4208129420929,0.1540386974811554,0.48592647910118103,0,0,0,130.16206359863281,294.26724243164062,0,276.07672119140625,"(na)","(na)","(na)","(na)",0,0,0,0,0,0,0,0,130.16206359863281,294.26724243164062,0,276.07672119140625,700.50602722167969,673.12604333365584,0,121.64920043945312,543.36590576171875,1338.14111328125,130.16206359863281,10.280577247615819,673.12604333365584,116.00630187988281,133.24983215332031,543.36590576171875,1465.748046875,294.26724243164062,4.98101002006391,673.12604333365584,116.00630187988281,133.24983215332031,543.36590576171875,1465.748046875,424.4293212890625,-29.137443542480469,3.4534563525734243,10.300556182861328,23.287248611450195,0,21.847715377807617,55.435523986816406,673.12604333365584,0,116.00630187988281,0,0,0,543.36590576171875,0,0,133.24983215332031,700.50604248046875,null,0,0,1465.748046875,700.50604248046875,2.092413190239462,-7.2897276878356934,7.0661390017482235,0,7.0661390017482235,0.45047951951490456,0,0.45047951951490456,null,0,null,0,0,0,0,0,0,0,9999,9999]
["Tier1_basmnt_HZ1","Heatkwh",13,0,0,0,0,0,"ResSpHtFAFZ1",0,0,0,0,0,0,0,0,0,0,0,0,"(na)","(na)","(na)","(na)",0,0,0,0,0,0,0,0,0,0,0,0,0,0,0,0,0,0,0,9999,0,0,0,0,0,0,9999,0,0,0,0,0,0,9999,9999,9999,9999,9999,9999,9999,0,0,0,0,0,0,0,0,0,0,0,null,0,0,0,0,9999,9999,0,0,0,0,0,0,null,0,null,0,0,0,0,0,0,0,9999,9999]
["Tier1_basmnt_HZ1","Coolkwh",13,0,0,0,0,0,"ResCACPNW",0,0,0,0,0,0,0,0,0,0,0,0,"(na)","(na)","(na)","(na)",0,0,0,0,0,0,0,0,0,0,0,0,0,0,0,0,0,0,0,9999,0,0,0,0,0,0,9999,0,0,0,0,0,0,9999,9999,9999,9999,9999,9999,9999,0,0,0,0,0,0,0,0,0,0,0,null,0,0,0,0,9999,9999,0,0,0,0,0,0,null,0,null,0,0,0,0,0,0,0,9999,9999]
["Tier1_basmnt_HZ2","DHWkwh",13,1154.5781799953099,0,654.550608585237,0,0,"ResDHW",0.28600001335144043,0.31700000166893005,1259.0372593876516,0.15930436551570892,0.50253742933273315,0,0,0,130.16206359863281,294.26724243164062,0,276.07672119140625,"(na)","(na)","(na)","(na)",0,0,0,0,0,0,0,0,130.16206359863281,294.26724243164062,0,276.07672119140625,700.50602722167969,696.13625774407683,0,125.80767059326172,561.9404296875,1383.8843994140625,130.16206359863281,10.632009970986466,696.13625774407683,119.97187805175781,137.80485534667969,561.9404296875,1515.8533935546875,294.26724243164062,5.1512815640094658,696.13625774407683,119.97187805175781,137.80485534667969,561.9404296875,1515.8533935546875,424.4293212890625,-30.247665405273438,3.5715097880679627,9.9600791931152344,22.517507553100586,0,21.125556945800781,53.603145599365234,696.13625774407683,0,119.97187805175781,0,0,0,561.9404296875,0,0,137.80485534667969,700.50604248046875,null,0,0,1515.8533935546875,700.50604248046875,2.1639405357053416,-9.1221065521240234,7.3076886715230085,0,7.3076886715230085,0.46587876076280738,0,0.46587876076280738,null,0,null,0,0,0,0,0,0,0,9999,9999]
["Tier1_basmnt_HZ2","Heatkwh",13,0,0,0,0,0,"ResSpHtFAFZ2",0,0,0,0,0,0,0,0,0,0,0,0,"(na)","(na)","(na)","(na)",0,0,0,0,0,0,0,0,0,0,0,0,0,0,0,0,0,0,0,9999,0,0,0,0,0,0,9999,0,0,0,0,0,0,9999,9999,9999,9999,9999,9999,9999,0,0,0,0,0,0,0,0,0,0,0,null,0,0,0,0,9999,9999,0,0,0,0,0,0,null,0,null,0,0,0,0,0,0,0,9999,9999]
["Tier1_basmnt_HZ2","Coolkwh",13,0,0,0,0,0,"ResCACPNW",0,0,0,0,0,0,0,0,0,0,0,0,"(na)","(na)","(na)","(na)",0,0,0,0,0,0,0,0,0,0,0,0,0,0,0,0,0,0,0,9999,0,0,0,0,0,0,9999,0,0,0,0,0,0,9999,9999,9999,9999,9999,9999,9999,0,0,0,0,0,0,0,0,0,0,0,null,0,0,0,0,9999,9999,0,0,0,0,0,0,null,0,null,0,0,0,0,0,0,0,9999,9999]
["Tier1_basmnt_HZ3","DHWkwh",13,1160.5119961063936,0,654.550608585237,0,0,"ResDHW",0.28600001335144043,0.31700000166893005,1265.5079304116264,0.16012309491634369,0.50512015819549561,0,0,0,130.16206359863281,294.26724243164062,0,276.07672119140625,"(na)","(na)","(na)","(na)",0,0,0,0,0,0,0,0,130.16206359863281,294.26724243164062,0,276.07672119140625,700.50602722167969,699.71396656733543,0,126.45423889160156,564.828369140625,1390.99658203125,130.16206359863281,10.686651211130403,699.71396656733543,120.58845520019531,138.51307678222656,564.828369140625,1523.6439208984375,294.26724243164062,5.1777556179884012,699.71396656733543,120.58845520019531,138.51307678222656,564.828369140625,1523.6439208984375,424.4293212890625,-30.413719177246094,3.5898648986828081,9.9091529846191406,22.402372360229492,0,21.017539978027344,53.329067230224609,699.71396656733543,0,120.58845520019531,0,0,0,564.828369140625,0,0,138.51307678222656,700.50604248046875,null,0,0,1523.6439208984375,700.50604248046875,2.1750617058137136,-9.3961772918701172,7.345245661188331,0,7.345245661188331,0.46827308879041429,0,0.46827308879041429,null,0,null,0,0,0,0,0,0,0,9999,9999]
["Tier1_basmnt_HZ3","Heatkwh",13,0,0,0,0,0,"ResSpHtFAFZ3",0,0,0,0,0,0,0,0,0,0,0,0,"(na)","(na)","(na)","(na)",0,0,0,0,0,0,0,0,0,0,0,0,0,0,0,0,0,0,0,9999,0,0,0,0,0,0,9999,0,0,0,0,0,0,9999,9999,9999,9999,9999,9999,9999,0,0,0,0,0,0,0,0,0,0,0,null,0,0,0,0,9999,9999,0,0,0,0,0,0,null,0,null,0,0,0,0,0,0,0,9999,9999]
["Tier1_basmnt_HZ3","Coolkwh",13,0,0,0,0,0,"ResCACPNW",0,0,0,0,0,0,0,0,0,0,0,0,"(na)","(na)","(na)","(na)",0,0,0,0,0,0,0,0,0,0,0,0,0,0,0,0,0,0,0,9999,0,0,0,0,0,0,9999,0,0,0,0,0,0,9999,9999,9999,9999,9999,9999,9999,0,0,0,0,0,0,0,0,0,0,0,null,0,0,0,0,9999,9999,0,0,0,0,0,0,null,0,null,0,0,0,0,0,0,0,9999,9999]
["Tier1_indor1_HZ1_gfnc","DHWkwh",13,1244.7023389012811,0,654.550608585237,0,0,"ResDHW",0.28600001335144043,0.31700000166893005,1357.3152937378698,0.1717393696308136,0.54176455736160278,0,0,0,130.16206359863281,294.26724243164062,0,276.07672119140625,"(na)","(na)","(na)","(na)",0,0,0,0,0,0,0,0,130.16206359863281,294.26724243164062,0,276.07672119140625,700.50602722167969,750.47531923005636,0,135.62796020507812,605.80426025390625,1491.9075927734375,130.16206359863281,11.461922917029653,750.47531923005636,129.33663940429687,148.56163024902344,605.80426025390625,1634.1778564453125,294.26724243164062,5.5533801031791992,750.47531923005636,129.33663940429687,148.56163024902344,605.80426025390625,1634.1778564453125,424.4293212890625,-32.599231719970703,3.8502945624134663,9.2389078140258789,20.887100219726563,0,19.595935821533203,49.721946716308594,750.47531923005636,0,129.33663940429687,0,0,0,605.80426025390625,0,-20.051429748535156,148.56163024902344,700.50604248046875,null,0,0,1614.12646484375,700.50604248046875,2.2679354695775285,-11.580041885375977,7.8781128372303364,0,7.8781128372303364,0.50224436353738511,0,0.50224436353738511,null,0,null,0,0,0,0,0,0,0,9999,9999]
["Tier1_indor1_HZ1_gfnc","Heatkwh",13,-4.9867300170307187,-7.5250598050554114,0,0,0,"ResSpHtFAFZ1",0.1940000057220459,0.37400001287460327,-5.4372346146264752,-1.1965858284384012E-3,-3.199427155777812E-3,-7.6003104031059641,-4.0115386247634888E-2,-0.10726039111614227,0,0,0,0,"(na)","(na)","(na)","(na)",0,0,0,0,0,0,0,0,0,0,0,0,0,-3.0777787884564183,0,-0.55045551061630249,-2.4267761707305908,-6.0550103187561035,0,0,-3.0777787884564183,-0.76380628347396851,-0.62683612108230591,-2.4267761707305908,-6.8951973915100098,0,0,-3.0777787884564183,-0.76380628347396851,-0.62683612108230591,-2.4267761707305908,-6.8951973915100098,0,9999,0,9999,9999,9999,9999,9999,-3.0777787884564183,-50.940606188910792,-0.76380628347396851,0,0,0,-2.4267761707305908,0,-20.051429748535156,-0.62683612108230591,0,null,0,0,-77.887229919433594,0,0,9999,-3.1762321399104732E-2,-0.66692723787255237,-0.6986895592716571,-2.0305588875102762E-3,-4.4461815858169884E-2,-4.6492374745680159E-2,null,-7.5250598050554114,"ResSpHtFAFZ1",0.1940000057220459,0.37400001287460327,-50.940606188910792,0,0,-50.940605163574219,0,9999,0]
["Tier1_indor1_HZ1_gfnc","Coolkwh",13,0,0,0,0,0,"ResCACPNW",0,0,0,0,0,0,0,0,0,0,0,0,"(na)","(na)","(na)","(na)",0,0,0,0,0,0,0,0,0,0,0,0,0,0,0,0,0,0,0,9999,0,0,0,0,0,0,9999,0,0,0,0,0,0,9999,9999,9999,9999,9999,9999,9999,0,0,0,0,0,0,0,0,-20.051429748535156,0,0,null,0,0,-20.051429748535156,0,0,9999,0,0,0,0,0,0,null,0,null,0,0,0,0,0,0,0,9999,9999]
["Tier1_indor1_HZ1_gfac","DHWkwh",13,1231.6867913316216,0,654.550608585237,0,0,"ResDHW",0.28600001335144043,0.31700000166893005,1343.1221800748351,0.16994352638721466,0.53609943389892578,0,0,0,130.16206359863281,294.26724243164062,0,276.07672119140625,"(na)","(na)","(na)","(na)",0,0,0,0,0,0,0,0,130.16206359863281,294.26724243164062,0,276.07672119140625,700.50602722167969,742.6277825845342,0,134.20974731445312,599.46966552734375,1476.3072509765625,130.16206359863281,11.34206968305808,742.6277825845342,127.98421478271484,147.00816345214844,599.46966552734375,1617.08984375,294.26724243164062,5.4953103613712528,742.6277825845342,127.98421478271484,147.00816345214844,599.46966552734375,1617.08984375,424.4293212890625,-32.280895233154297,3.8100333868825693,9.3365383148193359,21.107820510864258,0,19.803010940551758,50.247371673583984,742.6277825845342,0,127.98421478271484,0,0,0,599.46966552734375,0,-20.202974319458008,147.00816345214844,700.50604248046875,null,0,0,1596.8868408203125,700.50604248046875,2.2437485707156832,-11.028719902038574,7.7957333403920677,0,7.7957333403920677,0.49699251721163251,0,0.49699251721163251,null,0,null,0,0,0,0,0,0,0,9999,9999]
["Tier1_indor1_HZ1_gfac","Heatkwh",13,-5.5385789444085951,-7.5622721795901136,0,0,0,"ResSpHtFAFZ1",0.1940000057220459,0.37400001287460327,-6.038937951229026,-1.3290041824802756E-3,-3.5534868948161602E-3,-7.6378949013860122,-4.0313761681318283E-2,-0.10779080539941788,0,0,0,0,"(na)","(na)","(na)","(na)",0,0,0,0,0,0,0,0,0,0,0,0,0,-3.4183765182944921,0,-0.61137086153030396,-2.6953318119049072,-6.7250790596008301,0,0,-3.4183765182944921,-0.8483319878578186,-0.69620406627655029,-2.6953318119049072,-7.6582446098327637,0,0,-3.4183765182944921,-0.8483319878578186,-0.69620406627655029,-2.6953318119049072,-7.6582446098327637,0,9999,0,9999,9999,9999,9999,9999,-3.4183765182944921,-51.192513943219126,-0.8483319878578186,0,0,0,-2.6953318119049072,0,-20.202974319458008,-0.69620406627655029,0,null,0,0,-79.053733825683594,0,0,9999,-3.5277250608278986E-2,-0.67022527759662087,-0.70550252820489989,-2.2552676125110701E-3,-4.4681685173108145E-2,-4.6936952785619213E-2,null,-7.5622721795901136,"ResSpHtFAFZ1",0.1940000057220459,0.37400001287460327,-51.192513943219126,0,0,-51.192512512207031,0,9999,0]
["Tier1_indor1_HZ1_gfac","Coolkwh",13,11.619300225125567,0,0,0,0,"ResCACPNW",0.17000000178813934,0,12.681480355263325,0,8.5156327113509178E-3,0,0,0,0,0,0,0,"(na)","(na)","(na)","(na)",0,0,0,0,0,0,0,0,0,0,0,0,0,6.6630856606562689,0,1.2323153018951416,5.660067081451416,13.55546760559082,0,9999,6.6630856606562689,2.0329558849334717,1.4356108903884888,5.660067081451416,15.791719436645508,0,9999,6.6630856606562689,2.0329558849334717,1.4356108903884888,5.660067081451416,15.791719436645508,0,-69.35101318359375,9999,0,0,0,0,0,6.6630856606562689,0,2.0329558849334717,0,0,0,5.660067081451416,0,-20.202974319458008,1.4356108903884888,0,null,0,0,-4.4112548828125,0,0.78165319955984058,84.132713317871094,7.4059320747400306E-2,0,7.4059320747400306E-2,4.7330460770520673E-3,0,4.7330460770520673E-3,null,0,null,0,0,0,0,0,0,0,9999,9999]
["Tier1_indor1_HZ1_efaf","DHWkwh",13,1244.7023389012811,0,654.550608585237,0,0,"ResDHW",0.28600001335144043,0.31700000166893005,1357.3152937378698,0.1717393696308136,0.54176455736160278,0,0,0,130.16206359863281,294.26724243164062,0,276.07672119140625,"(na)","(na)","(na)","(na)",0,0,0,0,0,0,0,0,130.16206359863281,294.26724243164062,0,276.07672119140625,700.50602722167969,750.47531923005636,0,135.62796020507812,605.80426025390625,1491.9075927734375,130.16206359863281,11.461922917029653,750.47531923005636,129.33663940429687,148.56163024902344,605.80426025390625,1634.1778564453125,294.26724243164062,5.5533801031791992,750.47531923005636,129.33663940429687,148.56163024902344,605.80426025390625,1634.1778564453125,424.4293212890625,-32.599231719970703,3.8502945624134663,9.2389078140258789,20.887100219726563,0,19.595935821533203,49.721946716308594,750.47531923005636,0,129.33663940429687,0,0,0,605.80426025390625,0,-14.131909370422363,148.56163024902344,700.50604248046875,null,0,0,1620.0458984375,700.50604248046875,2.2867213319762976,-12.000209808349609,7.8781128372303364,0,7.8781128372303364,0.50224436353738511,0,0.50224436353738511,null,0,null,0,0,0,0,0,0,0,9999,9999]
["Tier1_indor1_HZ1_efaf","Heatkwh",13,-134.10186377464299,-0.31928192536704614,0,0,0,"ResSpHtFAFZ1",0.1940000057220459,0.37400001287460327,-146.21671779126544,-3.2178279012441635E-2,-8.6038172245025635E-2,-0.32247474462071668,-1.7020618543028831E-3,-4.5509673655033112E-3,0,0,0,0,"(na)","(na)","(na)","(na)",0,0,0,0,0,0,0,0,0,0,0,0,0,-82.766837267806793,0,-14.802707672119141,-65.260238647460937,-162.82978820800781,0,0,-82.766837267806793,-20.540082931518555,-16.856716156005859,-65.260238647460937,-185.42387390136719,0,0,-82.766837267806793,-20.540082931518555,-16.856716156005859,-65.260238647460937,-185.42387390136719,0,9999,0,9999,9999,9999,9999,9999,-82.766837267806793,-2.1613668521854565,-20.540082931518555,0,0,0,-65.260238647460937,0,-14.131909370422363,-16.856716156005859,0,null,0,0,-201.71714782714844,0,0,9999,-0.85414419527074381,-2.8297158840467768E-2,-0.88244135411121161,-5.460526846035911E-2,-1.8864772560311922E-3,-5.6491745716390304E-2,null,-0.31928192536704614,"ResSpHtFAFZ1",0.1940000057220459,0.37400001287460327,-2.1613668521854565,0,0,-2.1613669395446777,0,9999,0]
["Tier1_indor1_HZ1_efaf","Coolkwh",13,0,0,0,0,0,"ResCACPNW",0,0,0,0,0,0,0,0,0,0,0,0,"(na)","(na)","(na)","(na)",0,0,0,0,0,0,0,0,0,0,0,0,0,0,0,0,0,0,0,9999,0,0,0,0,0,0,9999,0,0,0,0,0,0,9999,9999,9999,9999,9999,9999,9999,0,0,0,0,0,0,0,0,-14.131909370422363,0,0,null,0,0,-14.131909370422363,0,0,9999,0,0,0,0,0,0,null,0,null,0,0,0,0,0,0,0,9999,9999]
["Tier1_indor1_HZ1_hp85","DHWkwh",13,1231.6950053520002,0,654.550608585237,0,0,"ResDHW",0.28600001335144043,0.31700000166893005,1343.131137248879,0.16994465887546539,0.5361030101776123,0,0,0,130.16206359863281,294.26724243164062,0,276.07672119140625,"(na)","(na)","(na)","(na)",0,0,0,0,0,0,0,0,130.16206359863281,294.26724243164062,0,276.07672119140625,700.50602722167969,742.63273510962654,0,134.21063232421875,599.4736328125,1476.3170166015625,130.16206359863281,11.342145010843637,742.63273510962654,127.98505401611328,147.00914001464844,599.4736328125,1617.1005859375,294.26724243164062,5.4953468438762654,742.63273510962654,127.98505401611328,147.00914001464844,599.4736328125,1617.1005859375,424.4293212890625,-32.281093597412109,3.8100586810976353,9.3364753723144531,21.10767936706543,0,19.802879333496094,50.247035980224609,742.63273510962654,0,127.98505401611328,0,0,0,599.4736328125,0,-6.863032341003418,147.00914001464844,700.50604248046875,null,0,0,1610.237548828125,700.50604248046875,2.2860775506209636,-11.985930442810059,7.7957853295121673,0,7.7957853295121673,0.49699583161485028,0,0.49699583161485028,null,0,null,0,0,0,0,0,0,0,9999,9999]
["Tier1_indor1_HZ1_hp85","Heatkwh",13,-65.11944575246423,-0.15504230465895363,0,0,0,"ResSpHtHPZ1",0.15800000727176666,0.35499998927116394,-71.005846569529865,-1.8212150782346725E-2,-5.1301833242177963E-2,-0.15659272770554317,-9.6328009385615587E-4,-2.7134651318192482E-3,0,0,0,0,"(na)","(na)","(na)","(na)",0,0,0,0,0,0,0,0,0,0,0,0,0,-40.090723168535028,0,-7.1782441139221191,-31.691715240478516,-78.960685729980469,0,0,-40.090723168535028,-12.247398376464844,-8.4029836654663086,-31.691715240478516,-92.432823181152344,0,0,-40.090723168535028,-12.247398376464844,-8.4029836654663086,-31.691715240478516,-92.432823181152344,0,9999,0,9999,9999,9999,9999,9999,-40.090723168535028,-1.0511438034046188,-12.247398376464844,0,0,0,-31.691715240478516,0,-6.863032341003418,-8.4029836654663086,0,null,0,0,-100.34700012207031,0,0,9999,-0.41503322877688692,-1.3741011856161381E-2,-0.42877424063304831,-2.6535893857014815E-2,-9.1606745707742735E-4,-2.7451961314092242E-2,null,-0.15504230465895363,"ResSpHtHPZ1",0.15800000727176666,0.35499998927116394,-1.0511438034046188,0,0,-1.0511437654495239,0,9999,0]
["Tier1_indor1_HZ1_hp85","Coolkwh",13,11.685641888110732,0,0,0,0,"ResCACPNW",0.17000000178813934,0,12.75388665164791,0,8.5642533376812935E-3,0,0,0,0,0,0,0,"(na)","(na)","(na)","(na)",0,0,0,0,0,0,0,0,0,0,0,0,0,6.7011292755707643,0,1.2393512725830078,5.6923837661743164,13.632863998413086,0,9999,6.7011292755707643,2.0445630550384521,1.4438076019287109,5.6923837661743164,15.88188362121582,0,9999,6.7011292755707643,2.0445630550384521,1.4438076019287109,5.6923837661743164,15.88188362121582,0,-69.351005554199219,9999,0,0,0,0,0,6.7011292755707643,0,2.0445630550384521,0,0,0,5.6923837661743164,0,-6.863032341003418,1.4438076019287109,0,null,0,0,9.0188512802124023,0,2.3141204805090885,-17.507968902587891,7.4482170523440194E-2,0,7.4482170523440194E-2,4.7600699202830108E-3,0,4.7600699202830108E-3,null,0,null,0,0,0,0,0,0,0,9999,9999]
["Tier1_indor1_HZ1_zonl","DHWkwh",13,1244.7400180046386,0,654.550608585237,0,0,"ResDHW",0.28600001335144043,0.31700000166893005,1357.3563818130206,0.17174455523490906,0.54178094863891602,0,0,0,130.16206359863281,294.26724243164062,0,276.07672119140625,"(na)","(na)","(na)","(na)",0,0,0,0,0,0,0,0,130.16206359863281,294.26724243164062,0,276.07672119140625,700.50602722167969,750.49803730186943,0,135.632080078125,605.82269287109375,1491.9527587890625,130.16206359863281,11.462270718537987,750.49803730186943,129.340576171875,148.56613159179687,605.82269287109375,1634.2274169921875,294.26724243164062,5.5535486193855643,750.49803730186943,129.340576171875,148.56613159179687,605.82269287109375,1634.2274169921875,424.4293212890625,-32.600151062011719,3.8504113988303854,9.2386283874511719,20.886468887329102,0,19.595342636108398,49.720439910888672,750.49803730186943,0,129.340576171875,0,0,0,605.82269287109375,0,-12.614400863647461,148.56613159179687,700.50604248046875,null,0,0,1621.613037109375,700.50604248046875,2.2916569749046425,-12.109463691711426,7.8783513201339161,0,7.8783513201339161,0.50225956726657595,0,0.50225956726657595,null,0,null,0,0,0,0,0,0,0,9999,9999]
["Tier1_indor1_HZ1_zonl","Heatkwh",13,-119.70204756781064,-0.28499753204067707,0,0,0,"ResSpHtBBZ1",0.23800000548362732,0.4699999988079071,-130.5377701991317,-2.9427474364638329E-2,-6.2611646950244904E-2,-0.28784750736108389,-1.5562993939965963E-3,-3.3112752716988325E-3,0,0,0,0,"(na)","(na)","(na)","(na)",0,0,0,0,0,0,0,0,0,0,0,0,0,-72.969889723738902,0,-13.123221397399902,-58.262325286865234,-144.35543823242187,0,0,-72.969889723738902,-14.947417259216309,-14.617963790893555,-58.262325286865234,-160.79759216308594,0,0,-72.969889723738902,-14.947417259216309,-14.617963790893555,-58.262325286865234,-160.79759216308594,0,9999,0,9999,9999,9999,9999,9999,-72.969889723738902,-1.9287306126575352,-14.947417259216309,0,0,0,-58.262325286865234,0,-12.614400863647461,-14.617963790893555,0,null,0,0,-175.34072875976562,0,0,9999,-0.76381945489176761,-2.5258618770934993E-2,-0.78907807366270255,-4.8830050482346406E-2,-1.6839079180623411E-3,-5.0513958400408746E-2,null,-0.28499753204067707,"ResSpHtBBZ1",0.23800000548362732,0.4699999988079071,-1.9287306126575352,0,0,-1.9287306070327759,0,9999,0]
["Tier1_indor1_HZ1_zonl","Coolkwh",13,0,0,0,0,0,"ResCACPNW",0,0,0,0,0,0,0,0,0,0,0,0,"(na)","(na)","(na)","(na)",0,0,0,0,0,0,0,0,0,0,0,0,0,0,0,0,0,0,0,9999,0,0,0,0,0,0,9999,0,0,0,0,0,0,9999,9999,9999,9999,9999,9999,9999,0,0,0,0,0,0,0,0,-12.614400863647461,0,0,null,0,0,-12.614400863647461,0,0,9999,0,0,0,0,0,0,null,0,null,0,0,0,0,0,0,0,9999,9999]
["Tier1_indor2_HZ1_gfnc","DHWkwh",13,1243.8604062944223,0,654.550608585237,0,0,"ResDHW",0.28600001335144043,0.31700000166893005,1356.3971882857702,0.17162320017814636,0.54139810800552368,0,0,0,130.16206359863281,294.26724243164062,0,276.07672119140625,"(na)","(na)","(na)","(na)",0,0,0,0,0,0,0,0,130.16206359863281,294.26724243164062,0,276.07672119140625,700.50602722167969,749.96768811042648,0,135.53622436523438,605.39453125,1490.8984375,130.16206359863281,11.454170305128144,749.96768811042648,129.24916076660156,148.46113586425781,605.39453125,1633.072509765625,294.26724243164062,5.5496238809885696,749.96768811042648,129.24916076660156,148.46113586425781,605.39453125,1633.072509765625,424.4293212890625,-32.578842163085938,3.8476902814877798,9.2451620101928711,20.901237487792969,0,19.609199523925781,49.755599975585938,749.96768811042648,0,129.24916076660156,0,0,0,605.39453125,0,-52.559494018554687,148.46113586425781,700.50604248046875,null,0,0,1580.5130615234375,700.50604248046875,2.1685662626169107,-9.2364416122436523,7.8727839807874158,0,7.8727839807874158,0.50190463901606164,0,0.50190463901606164,null,0,null,0,0,0,0,0,0,0,9999,9999]
["Tier1_indor2_HZ1_gfnc","Heatkwh",13,-13.070000166581625,-19.724819855006501,0,0,0,"ResSpHtFAFZ1",0.1940000057220459,0.37400001287460327,-14.250752913474528,-3.1361987348645926E-3,-8.3855576813220978E-3,-19.922068053556565,-0.10515115410089493,-0.28115281462669373,0,0,0,0,"(na)","(na)","(na)","(na)",0,0,0,0,0,0,0,0,0,0,0,0,0,-8.0667229106939171,0,-1.442719578742981,-6.3604731559753418,-15.869915962219238,0,0,-8.0667229106939171,-2.0019025802612305,-1.6429098844528198,-6.3604731559753418,-18.07200813293457,0,0,-8.0667229106939171,-2.0019025802612305,-1.6429098844528198,-6.3604731559753418,-18.07200813293457,0,9999,0,9999,9999,9999,9999,9999,-8.0667229106939171,-133.52641791711295,-2.0019025802612305,0,0,0,-6.3604731559753418,0,-52.559494018554687,-1.6429098844528198,0,null,0,0,-204.15791320800781,0,0,9999,-8.3247648170153413E-2,-1.7481614716995775,-1.8314091198697309,-5.3220055842958238E-3,-0.11654409811330588,-0.1218661036976017,null,-19.724819855006501,"ResSpHtFAFZ1",0.1940000057220459,0.37400001287460327,-133.52641791711295,0,0,-133.52641296386719,0,9999,0]
["Tier1_indor2_HZ1_gfnc","Coolkwh",13,0,0,0,0,0,"ResCACPNW",0,0,0,0,0,0,0,0,0,0,0,0,"(na)","(na)","(na)","(na)",0,0,0,0,0,0,0,0,0,0,0,0,0,0,0,0,0,0,0,9999,0,0,0,0,0,0,9999,0,0,0,0,0,0,9999,9999,9999,9999,9999,9999,9999,0,0,0,0,0,0,0,0,-52.559494018554687,0,0,null,0,0,-52.559494018554687,0,0,9999,0,0,0,0,0,0,null,0,null,0,0,0,0,0,0,0,9999,9999]
["Tier1_indor2_HZ1_gfac","DHWkwh",13,1231.405372006785,0,654.550608585237,0,0,"ResDHW",0.28600001335144043,0.31700000166893005,1342.815299673299,0.16990469396114349,0.53597694635391235,0,0,0,130.16206359863281,294.26724243164062,0,276.07672119140625,"(na)","(na)","(na)","(na)",0,0,0,0,0,0,0,0,130.16206359863281,294.26724243164062,0,276.07672119140625,700.50602722167969,742.45810486236473,0,134.1790771484375,599.33258056640625,1475.9697265625,130.16206359863281,11.339477277561476,742.45810486236473,127.9549560546875,146.97456359863281,599.33258056640625,1616.72021484375,294.26724243164062,5.4940542879408722,742.45810486236473,127.9549560546875,146.97456359863281,599.33258056640625,1616.72021484375,424.4293212890625,-32.27392578125,3.8091625203816037,9.3386716842651367,21.112644195556641,0,19.807537078857422,50.258853912353516,742.45810486236473,0,127.9549560546875,0,0,0,599.33258056640625,0,-53.073284149169922,146.97456359863281,700.50604248046875,null,0,0,1563.64697265625,700.50604248046875,2.1453882132261044,-8.6585655212402344,7.7939521489165271,0,7.7939521489165271,0.49687896293823536,0,0.49687896293823536,null,0,null,0,0,0,0,0,0,0,9999,9999]
["Tier1_indor2_HZ1_gfac","Heatkwh",13,-14.549592352923362,-19.866369581760637,0,0,0,"ResSpHtFAFZ1",0.1940000057220459,0.37400001287460327,-15.864012469061695,-3.4912326373159885E-3,-9.3348463997244835E-3,-20.06503327757823,-0.10590574145317078,-0.2831704318523407,0,0,0,0,"(na)","(na)","(na)","(na)",0,0,0,0,0,0,0,0,0,0,0,0,0,-8.9799180167325297,0,-1.6060431003570557,-7.080512523651123,-17.666473388671875,0,0,-8.9799180167325297,-2.2285287380218506,-1.8288959264755249,-7.080512523651123,-20.117855072021484,0,0,-8.9799180167325297,-2.2285287380218506,-1.8288959264755249,-7.080512523651123,-20.117855072021484,0,9999,0,9999,9999,9999,9999,9999,-8.9799180167325297,-134.48463340955124,-2.2285287380218506,0,0,0,-7.080512523651123,0,-53.073284149169922,-1.8288959264755249,0,null,0,0,-207.67576599121094,0,0,9999,-9.2671716126849171E-2,-1.7607066701074914,-1.8533783862343405,-5.9244843737242354E-3,-0.11738044467383263,-0.12330492904755687,null,-19.866369581760637,"ResSpHtFAFZ1",0.1940000057220459,0.37400001287460327,-134.48463340955124,0,0,-134.48463439941406,0,9999,0]
["Tier1_indor2_HZ1_gfac","Coolkwh",13,29.380580089516688,0,0,0,0,"ResCACPNW",0.17000000178813934,0,32.066410370028983,0,2.1532641723752022E-2,0,0,0,0,0,0,0,"(na)","(na)","(na)","(na)",0,0,0,0,0,0,0,0,0,0,0,0,0,16.848288459996816,0,3.1160342693328857,14.312053680419922,34.276374816894531,0,9999,16.848288459996816,5.1405353546142578,3.6300878524780273,14.312053680419922,39.930965423583984,0,9999,16.848288459996816,5.1405353546142578,3.6300878524780273,14.312053680419922,39.930965423583984,0,-69.35101318359375,9999,0,0,0,0,0,16.848288459996816,0,5.1405353546142578,0,0,0,14.312053680419922,0,-53.073284149169922,3.6300878524780273,0,null,0,0,-13.142318725585938,0,0.75237411793243159,90.105621337890625,0.18726651024035196,0,0.18726651024035196,1.1967987455345939E-2,0,1.1967987455345939E-2,null,0,null,0,0,0,0,0,0,0,9999,9999]
["Tier1_indor2_HZ1_efaf","DHWkwh",13,1243.8604062944223,0,654.550608585237,0,0,"ResDHW",0.28600001335144043,0.31700000166893005,1356.3971882857702,0.17162320017814636,0.54139810800552368,0,0,0,130.16206359863281,294.26724243164062,0,276.07672119140625,"(na)","(na)","(na)","(na)",0,0,0,0,0,0,0,0,130.16206359863281,294.26724243164062,0,276.07672119140625,700.50602722167969,749.96768811042648,0,135.53622436523438,605.39453125,1490.8984375,130.16206359863281,11.454170305128144,749.96768811042648,129.24916076660156,148.46113586425781,605.39453125,1633.072509765625,294.26724243164062,5.5496238809885696,749.96768811042648,129.24916076660156,148.46113586425781,605.39453125,1633.072509765625,424.4293212890625,-32.578842163085938,3.8476902814877798,9.2451620101928711,20.901237487792969,0,19.609199523925781,49.755599975585938,749.96768811042648,0,129.24916076660156,0,0,0,605.39453125,0,-37.043979644775391,148.46113586425781,700.50604248046875,null,0,0,1596.028564453125,700.50604248046875,2.2141854342104161,-10.338479042053223,7.8727839807874158,0,7.8727839807874158,0.50190463901606164,0,0.50190463901606164,null,0,null,0,0,0,0,0,0,0,9999,9999]
["Tier1_indor2_HZ1_efaf","Heatkwh",13,-351.50921222766476,-0.83690513245143927,0,0,0,"ResSpHtFAFZ1",0.1940000057220459,0.37400001287460327,-383.26479467648494,-8.4346041083335876E-2,-0.22552415728569031,-0.8452741837759532,-4.4614626094698906E-3,-1.192904356867075E-2,0,0,0,0,"(na)","(na)","(na)","(na)",0,0,0,0,0,0,0,0,0,0,0,0,0,-216.9493021772841,0,-38.801010131835937,-171.06080627441406,-426.81112670898437,0,0,-216.9493021772841,-53.839878082275391,-44.18499755859375,-171.06080627441406,-486.03497314453125,0,0,-216.9493021772841,-53.839878082275391,-44.18499755859375,-171.06080627441406,-486.03497314453125,0,9999,0,9999,9999,9999,9999,9999,-216.9493021772841,-5.6653974684754109,-53.839878082275391,0,0,0,-171.06080627441406,0,-37.043979644775391,-44.18499755859375,0,null,0,0,-528.744384765625,0,0,9999,-2.2388917257183079,-7.4172809626339792E-2,-2.3130645353446475,-0.14313190256801175,-4.9448539750893269E-3,-0.14807675654310107,null,-0.83690513245143927,"ResSpHtFAFZ1",0.1940000057220459,0.37400001287460327,-5.6653974684754109,0,0,-5.6653976440429687,0,9999,0]
["Tier1_indor2_HZ1_efaf","Coolkwh",13,0,0,0,0,0,"ResCACPNW",0,0,0,0,0,0,0,0,0,0,0,0,"(na)","(na)","(na)","(na)",0,0,0,0,0,0,0,0,0,0,0,0,0,0,0,0,0,0,0,9999,0,0,0,0,0,0,9999,0,0,0,0,0,0,9999,9999,9999,9999,9999,9999,9999,0,0,0,0,0,0,0,0,-37.043979644775391,0,0,null,0,0,-37.043979644775391,0,0,9999,0,0,0,0,0,0,null,0,null,0,0,0,0,0,0,0,9999,9999]
["Tier1_indor2_HZ1_hp85","DHWkwh",13,1231.4161895834602,0,654.550608585237,0,0,"ResDHW",0.28600001335144043,0.31700000166893005,1342.827095957281,0.16990618407726288,0.53598165512084961,0,0,0,130.16206359863281,294.26724243164062,0,276.07672119140625,"(na)","(na)","(na)","(na)",0,0,0,0,0,0,0,0,130.16206359863281,294.26724243164062,0,276.07672119140625,700.50602722167969,742.46462716416715,0,134.18026733398437,599.33795166015625,1475.9827880859375,130.16206359863281,11.339577795183413,742.46462716416715,127.95607757568359,146.97586059570312,599.33795166015625,1616.7344970703125,294.26724243164062,5.4941029237098444,742.46462716416715,127.95607757568359,146.97586059570312,599.33795166015625,1616.7344970703125,424.4293212890625,-32.274200439453125,3.8091962407525006,9.3385896682739258,21.112457275390625,0,19.807363510131836,50.258411407470703,742.46462716416715,0,127.95607757568359,0,0,0,599.33795166015625,0,-18.160257339477539,146.97586059570312,700.50604248046875,null,0,0,1598.57421875,700.50604248046875,2.2496317378465704,-11.163913726806641,7.7940206167638166,0,7.7940206167638166,0.49688332789099743,0,0.49688332789099743,null,0,null,0,0,0,0,0,0,0,9999,9999]
["Tier1_indor2_HZ1_hp85","Heatkwh",13,-172.32353870587679,-0.41028356859033155,0,0,0,"ResSpHtHPZ1",0.15800000727176666,0.35499998927116394,-187.90053582734771,-4.8194240778684616E-2,-0.13575842976570129,-0.41438640427623485,-2.5490978732705116E-3,-7.1805575862526894E-3,0,0,0,0,"(na)","(na)","(na)","(na)",0,0,0,0,0,0,0,0,0,0,0,0,0,-106.09081827786,0,-18.995561599731445,-83.864791870117187,-208.951171875,0,0,-106.09081827786,-32.409908294677734,-22.236551284790039,-83.864791870117187,-244.60206604003906,0,0,-106.09081827786,-32.409908294677734,-22.236551284790039,-83.864791870117187,-244.60206604003906,0,9999,0,9999,9999,9999,9999,9999,-106.09081827786,-2.7816087467941033,-32.409908294677734,0,0,0,-83.864791870117187,0,-18.160257339477539,-22.236551284790039,0,null,0,0,-265.5439453125,0,0,9999,-1.0982893640591582,-3.6362406975239486E-2,-1.1346517710343977,-7.0221100307680195E-2,-2.4241604650159735E-3,-7.2645260772696174E-2,null,-0.41028356859033155,"ResSpHtHPZ1",0.15800000727176666,0.35499998927116394,-2.7816087467941033,0,0,-2.7816088199615479,0,9999,0]
["Tier1_indor2_HZ1_hp85","Coolkwh",13,29.552677516223916,0,0,0,0,"ResCACPNW",0.17000000178813934,0,32.254240109659932,0,2.1658768877387047E-2,0,0,0,0,0,0,0,"(na)","(na)","(na)","(na)",0,0,0,0,0,0,0,0,0,0,0,0,0,16.946977698927867,0,3.1342868804931641,14.395890235900879,34.477153778076172,0,9999,16.946977698927867,5.1706461906433105,3.6513514518737793,14.395890235900879,40.164867401123047,0,9999,16.946977698927867,5.1706461906433105,3.6513514518737793,14.395890235900879,40.164867401123047,0,-69.351020812988281,9999,0,0,0,0,0,16.946977698927867,0,5.1706461906433105,0,0,0,14.395890235900879,0,-18.160257339477539,3.6513514518737793,0,null,0,0,22.004608154296875,0,2.211690331614065,-15.106966018676758,0.18836342815084309,0,0.18836342815084309,1.2038090218383767E-2,0,1.2038090218383767E-2,null,0,null,0,0,0,0,0,0,0,9999,9999]
["Tier1_indor2_HZ1_zonl","DHWkwh",13,1243.8863623993275,0,654.550608585237,0,0,"ResDHW",0.28600001335144043,0.31700000166893005,1356.425492738211,0.17162677645683289,0.54140937328338623,0,0,0,130.16206359863281,294.26724243164062,0,276.07672119140625,"(na)","(na)","(na)","(na)",0,0,0,0,0,0,0,0,130.16206359863281,294.26724243164062,0,276.07672119140625,700.50602722167969,749.98333796943655,0,135.5390625,605.4072265625,1490.9296875,130.16206359863281,11.454409878052953,749.98333796943655,129.25186157226562,148.46424865722656,605.4072265625,1633.106689453125,294.26724243164062,5.549739961765555,749.98333796943655,129.25186157226562,148.46424865722656,605.4072265625,1633.106689453125,424.4293212890625,-32.579475402832031,3.8477707631360953,9.2449684143066406,20.900802612304687,0,19.608791351318359,49.754562377929688,749.98333796943655,0,129.25186157226562,0,0,0,605.4072265625,0,-33.069602966308594,148.46424865722656,700.50604248046875,null,0,0,1600.037109375,700.50604248046875,2.2262280446439853,-10.621864318847656,7.8729482651443146,0,7.8729482651443146,0.50191511244973408,0,0.50191511244973408,null,0,null,0,0,0,0,0,0,0,9999,9999]
["Tier1_indor2_HZ1_zonl","Heatkwh",13,-313.80002382229816,-0.74712366380364303,0,0,0,"ResSpHtBBZ1",0.23800000548362732,0.4699999988079071,-342.20597082929584,-7.714439183473587E-2,-0.16413700580596924,-0.75459490044167965,-4.0798531845211983E-3,-8.6805382743477821E-3,0,0,0,0,"(na)","(na)","(na)","(na)",0,0,0,0,0,0,0,0,0,0,0,0,0,-191.29124019911305,0,-34.40264892578125,-152.73524475097656,-378.42913818359375,0,0,-191.29124019911305,-39.184791564941406,-38.321128845214844,-152.73524475097656,-421.53240966796875,0,0,-191.29124019911305,-39.184791564941406,-38.321128845214844,-152.73524475097656,-421.53240966796875,0,9999,0,9999,9999,9999,9999,9999,-191.29124019911305,-5.0561851237830169,-39.184791564941406,0,0,0,-152.73524475097656,0,-33.069602966308594,-38.321128845214844,0,null,0,0,-459.658203125,0,0,9999,-2.0023597591778004,-6.6215702513757579E-2,-2.0685754616915579,-0.1280084285602883,-4.4143801675838295E-3,-0.13242280872787213,null,-0.74712366380364303,"ResSpHtBBZ1",0.23800000548362732,0.4699999988079071,-5.0561851237830169,0,0,-5.056185245513916,0,9999,0]
["Tier1_indor2_HZ1_zonl","Coolkwh",13,0,0,0,0,0,"ResCACPNW",0,0,0,0,0,0,0,0,0,0,0,0,"(na)","(na)","(na)","(na)",0,0,0,0,0,0,0,0,0,0,0,0,0,0,0,0,0,0,0,9999,0,0,0,0,0,0,9999,0,0,0,0,0,0,9999,9999,9999,9999,9999,9999,9999,0,0,0,0,0,0,0,0,-33.069602966308594,0,0,null,0,0,-33.069602966308594,0,0,9999,0,0,0,0,0,0,null,0,null,0,0,0,0,0,0,0,9999,9999]
["Tier1_indor3_HZ1_gfnc","DHWkwh",13,1243.7063489520376,0,654.550608585237,0,0,"ResDHW",0.28600001335144043,0.31700000166893005,1356.2291927896615,0.17160195112228394,0.54133105278015137,0,0,0,130.16206359863281,294.26724243164062,0,276.07672119140625,"(na)","(na)","(na)","(na)",0,0,0,0,0,0,0,0,130.16206359863281,294.26724243164062,0,276.07672119140625,700.50602722167969,749.87480145825782,0,135.51943969726562,605.31964111328125,1490.7138671875,130.16206359863281,11.452752369273767,749.87480145825782,129.233154296875,148.44276428222656,605.31964111328125,1632.870361328125,294.26724243164062,5.5489369039435728,749.87480145825782,129.233154296875,148.44276428222656,605.31964111328125,1632.870361328125,424.4293212890625,-32.575115203857422,3.8472139834617649,9.2463064193725586,20.903827667236328,0,19.611629486083984,49.761764526367188,749.87480145825782,0,129.233154296875,0,0,0,605.31964111328125,0,-60.761493682861328,148.44276428222656,700.50604248046875,null,0,0,1572.10888671875,700.50604248046875,2.1449362853170557,-8.6471786499023437,7.8718089033823349,0,7.8718089033823349,0.5018424760157556,0,0.5018424760157556,null,0,null,0,0,0,0,0,0,0,9999,9999]
["Tier1_indor3_HZ1_gfnc","Heatkwh",13,-15.109298361665017,-22.803085491460436,0,0,0,"ResSpHtFAFZ1",0.1940000057220459,0.37400001287460327,-16.474282701127844,-3.6255365703254938E-3,-9.6939476206898689E-3,-23.031116346375043,-0.12156110256910324,-0.32502967119216919,0,0,0,0,"(na)","(na)","(na)","(na)",0,0,0,0,0,0,0,0,0,0,0,0,0,-9.3253650883794119,0,-1.6678256988525391,-7.3528914451599121,-18.34608268737793,0,0,-9.3253650883794119,-2.3142573833465576,-1.8992514610290527,-7.3528914451599121,-20.891765594482422,0,0,-9.3253650883794119,-2.3142573833465576,-1.8992514610290527,-7.3528914451599121,-20.891765594482422,0,9999,0,9999,9999,9999,9999,9999,-9.3253650883794119,-154.36462008344145,-2.3142573833465576,0,0,0,-7.3528914451599121,0,-60.761493682861328,-1.8992514610290527,0,null,0,0,-236.01788330078125,0,0,9999,-9.6236689983053056E-2,-2.0209804593944103,-2.1172171493774634,-6.1523924430526011E-3,-0.13473203062629394,-0.14088442306934654,null,-22.803085491460436,"ResSpHtFAFZ1",0.1940000057220459,0.37400001287460327,-154.36462008344145,0,0,-154.3646240234375,0,9999,0]
["Tier1_indor3_HZ1_gfnc","Coolkwh",13,0,0,0,0,0,"ResCACPNW",0,0,0,0,0,0,0,0,0,0,0,0,"(na)","(na)","(na)","(na)",0,0,0,0,0,0,0,0,0,0,0,0,0,0,0,0,0,0,0,9999,0,0,0,0,0,0,9999,0,0,0,0,0,0,9999,9999,9999,9999,9999,9999,9999,0,0,0,0,0,0,0,0,-60.761493682861328,0,0,null,0,0,-60.761493682861328,0,0,9999,0,0,0,0,0,0,null,0,null,0,0,0,0,0,0,0,9999,9999]
["Tier1_indor3_HZ1_gfac","DHWkwh",13,1231.3472647046785,0,654.550608585237,0,0,"ResDHW",0.28600001335144043,0.31700000166893005,1342.7519351825597,0.1698966771364212,0.53595167398452759,0,0,0,130.16206359863281,294.26724243164062,0,276.07672119140625,"(na)","(na)","(na)","(na)",0,0,0,0,0,0,0,0,130.16206359863281,294.26724243164062,0,276.07672119140625,700.50602722167969,742.42306990281281,0,134.17274475097656,599.3043212890625,1475.900146484375,130.16206359863281,11.338942354924022,742.42306990281281,127.94892120361328,146.96763610839844,599.3043212890625,1616.6439208984375,294.26724243164062,5.4937951473801556,742.42306990281281,127.94892120361328,146.96763610839844,599.3043212890625,1616.6439208984375,424.4293212890625,-32.272491455078125,3.8089828518782256,9.3391122817993164,21.113639831542969,0,19.8084716796875,50.261226654052734,742.42306990281281,0,127.94892120361328,0,0,0,599.3043212890625,0,-61.387393951416016,146.96763610839844,700.50604248046875,null,0,0,1555.256591796875,700.50604248046875,2.1218767234365314,-8.0594806671142578,7.7935843695138871,0,7.7935843695138871,0.49685551631645986,0,0.49685551631645986,null,0,null,0,0,0,0,0,0,0,9999,9999]
["Tier1_indor3_HZ1_gfac","Heatkwh",13,-16.828667720244823,-22.978479828220294,0,0,0,"ResSpHtFAFZ1",0.1940000057220459,0.37400001287460327,-18.348981062553214,-4.0381061844527721E-3,-1.0797074995934963E-2,-23.208264626502494,-0.1224961131811142,-0.32752969861030579,0,0,0,0,"(na)","(na)","(na)","(na)",0,0,0,0,0,0,0,0,0,0,0,0,0,-10.386549175604104,0,-1.857616662979126,-8.1896171569824219,-20.433782577514648,0,0,-10.386549175604104,-2.5776100158691406,-2.11537766456604,-8.1896171569824219,-23.269153594970703,0,0,-10.386549175604104,-2.5776100158691406,-2.11537766456604,-8.1896171569824219,-23.269153594970703,0,9999,0,9999,9999,9999,9999,9999,-10.386549175604104,-155.55194537627781,-2.5776100158691406,0,0,0,-8.1896171569824219,0,-61.387393951416016,-2.11537766456604,0,null,0,0,-240.20849609375,0,0,9999,-0.10718798712255642,-2.0365252209756006,-2.1437132080981569,-6.8525066902754518E-3,-0.1357683480650396,-0.14262085475531505,null,-22.978479828220294,"ResSpHtFAFZ1",0.1940000057220459,0.37400001287460327,-155.55194537627781,0,0,-155.55194091796875,0,9999,0]
["Tier1_indor3_HZ1_gfac","Coolkwh",13,33.666613361010548,0,0,0,0,"ResCACPNW",0.17000000178813934,0,36.744252037027238,0,2.4673819541931152E-2,0,0,0,0,0,0,0,"(na)","(na)","(na)","(na)",0,0,0,0,0,0,0,0,0,0,0,0,0,19.306113482077965,0,3.5706009864807129,16.399894714355469,39.276607513427734,0,9999,19.306113482077965,5.8904352188110352,4.159644603729248,16.399894714355469,45.756088256835938,0,9999,19.306113482077965,5.8904352188110352,4.159644603729248,16.399894714355469,45.756088256835938,0,-69.35101318359375,9999,0,0,0,0,0,19.306113482077965,0,5.8904352188110352,0,0,0,16.399894714355469,0,-61.387393951416016,4.159644603729248,0,null,0,0,-15.631305694580078,0,0.74536619122790215,91.604827880859375,0.21458491209222974,0,0.21458491209222974,1.3713875122306492E-2,0,1.3713875122306492E-2,null,0,null,0,0,0,0,0,0,0,9999,9999]
["Tier1_indor3_HZ1_efaf","DHWkwh",13,1243.7063489520376,0,654.550608585237,0,0,"ResDHW",0.28600001335144043,0.31700000166893005,1356.2291927896615,0.17160195112228394,0.54133105278015137,0,0,0,130.16206359863281,294.26724243164062,0,276.07672119140625,"(na)","(na)","(na)","(na)",0,0,0,0,0,0,0,0,130.16206359863281,294.26724243164062,0,276.07672119140625,700.50602722167969,749.87480145825782,0,135.51943969726562,605.31964111328125,1490.7138671875,130.16206359863281,11.452752369273767,749.87480145825782,129.233154296875,148.44276428222656,605.31964111328125,1632.870361328125,294.26724243164062,5.5489369039435728,749.87480145825782,129.233154296875,148.44276428222656,605.31964111328125,1632.870361328125,424.4293212890625,-32.575115203857422,3.8472139834617649,9.2463064193725586,20.903827667236328,0,19.611629486083984,49.761764526367188,749.87480145825782,0,129.233154296875,0,0,0,605.31964111328125,0,-42.825443267822266,148.44276428222656,700.50604248046875,null,0,0,1590.044921875,700.50604248046875,2.196692044474446,-9.921299934387207,7.8718089033823349,0,7.8718089033823349,0.5018424760157556,0,0.5018424760157556,null,0,null,0,0,0,0,0,0,0,9999,9999]
["Tier1_indor3_HZ1_efaf","Heatkwh",13,-406.3656172455012,-0.96751225542358898,0,0,0,"ResSpHtFAFZ1",0.1940000057220459,0.37400001287460327,-443.07696481168477,-9.7509056329727173E-2,-0.26071938872337341,-0.97718737797782418,-5.1577170379459858E-3,-1.379068661481142E-2,0,0,0,0,"(na)","(na)","(na)","(na)",0,0,0,0,0,0,0,0,0,0,0,0,0,-250.80633458093561,0,-44.856285095214844,-197.75650024414062,-493.41912841796875,0,0,-250.80633458093561,-62.242115020751953,-51.080493927001953,-197.75650024414062,-561.88543701171875,0,0,-250.80633458093561,-62.242115020751953,-51.080493927001953,-197.75650024414062,-561.88543701171875,0,9999,0,9999,9999,9999,9999,9999,-250.80633458093561,-6.5495374207348354,-62.242115020751953,0,0,0,-197.75650024414062,0,-42.825443267822266,-51.080493927001953,0,null,0,0,-611.26043701171875,0,0,9999,-2.5882923872791848,-8.5748192417554603E-2,-2.6740405796967393,-0.16546901734370925,-5.7165461611702675E-3,-0.17118556350487951,null,-0.96751225542358898,"ResSpHtFAFZ1",0.1940000057220459,0.37400001287460327,-6.5495374207348354,0,0,-6.5495376586914062,0,9999,0]
["Tier1_indor3_HZ1_efaf","Coolkwh",13,0,0,0,0,0,"ResCACPNW",0,0,0,0,0,0,0,0,0,0,0,0,"(na)","(na)","(na)","(na)",0,0,0,0,0,0,0,0,0,0,0,0,0,0,0,0,0,0,0,9999,0,0,0,0,0,0,9999,0,0,0,0,0,0,9999,9999,9999,9999,9999,9999,9999,0,0,0,0,0,0,0,0,-42.825443267822266,0,0,null,0,0,-42.825443267822266,0,0,9999,0,0,0,0,0,0,null,0,null,0,0,0,0,0,0,0,9999,9999]
["Tier1_indor3_HZ1_hp85","DHWkwh",13,1231.3572166611661,0,654.550608585237,0,0,"ResDHW",0.28600001335144043,0.31700000166893005,1342.7627875304031,0.16989806294441223,0.53595602512359619,0,0,0,130.16206359863281,294.26724243164062,0,276.07672119140625,"(na)","(na)","(na)","(na)",0,0,0,0,0,0,0,0,130.16206359863281,294.26724243164062,0,276.07672119140625,700.50602722167969,742.42907029141008,0,134.173828125,599.3092041015625,1475.912109375,130.16206359863281,11.339034290890538,742.42907029141008,127.949951171875,146.96882629394531,599.3092041015625,1616.6571044921875,294.26724243164062,5.4938396761384283,742.42907029141008,127.949951171875,146.96882629394531,599.3092041015625,1616.6571044921875,424.4293212890625,-32.272739410400391,3.8090137247579245,9.3390369415283203,21.113470077514648,0,19.808311462402344,50.260818481445313,742.42907029141008,0,127.949951171875,0,0,0,599.3092041015625,0,-21.045801162719727,146.96882629394531,700.50604248046875,null,0,0,1595.6112060546875,700.50604248046875,2.2405279206219295,-10.954405784606934,7.793647358578589,0,7.793647358578589,0.4968595319866293,0,0.4968595319866293,null,0,null,0,0,0,0,0,0,0,9999,9999]
["Tier1_indor3_HZ1_hp85","Heatkwh",13,-199.70075819078266,-0.47546574505154926,0,0,0,"ResSpHtHPZ1",0.15800000727176666,0.35499998927116394,-217.75248901557032,-5.5850911885499954E-2,-0.15732651948928833,-0.48022040250206477,-2.9540755786001682E-3,-8.3213401958346367E-3,0,0,0,0,"(na)","(na)","(na)","(na)",0,0,0,0,0,0,0,0,0,0,0,0,0,-122.94557671155029,0,-22.013404846191406,-97.188468933105469,-242.14744567871094,0,0,-122.94557671155029,-37.558906555175781,-25.769294738769531,-97.188468933105469,-283.46224975585938,0,0,-122.94557671155029,-37.558906555175781,-25.769294738769531,-97.188468933105469,-283.46224975585938,0,9999,0,9999,9999,9999,9999,9999,-122.94557671155029,-3.2235258160117501,-37.558906555175781,0,0,0,-97.188468933105469,0,-21.045801162719727,-25.769294738769531,0,null,0,0,-307.7315673828125,0,0,9999,-1.2727757354718632,-4.2139340319555935E-2,-1.3149150757914192,-8.1377199410752887E-2,-2.8092893546370784E-3,-8.4186488765389964E-2,null,-0.47546574505154926,"ResSpHtHPZ1",0.15800000727176666,0.35499998927116394,-3.2235258160117501,0,0,-3.2235257625579834,0,9999,0]
["Tier1_indor3_HZ1_hp85","Coolkwh",13,33.864510775538733,0,0,0,0,"ResCACPNW",0.17000000178813934,0,36.960240274362697,0,2.481885626912117E-2,0,0,0,0,0,0,0,"(na)","(na)","(na)","(na)",0,0,0,0,0,0,0,0,0,0,0,0,0,19.419597719465358,0,3.5915894508361816,16.496295928955078,39.507484436035156,0,9999,19.419597719465358,5.9250602722167969,4.1840953826904297,16.496295928955078,46.025051116943359,0,9999,19.419597719465358,5.9250602722167969,4.1840953826904297,16.496295928955078,46.025051116943359,0,-69.35101318359375,9999,0,0,0,0,0,19.419597719465358,0,5.9250602722167969,0,0,0,16.496295928955078,0,-21.045801162719727,4.1840953826904297,0,null,0,0,24.979248046875,0,2.186899369972946,-14.492044448852539,0.21584627446463253,0,0.21584627446463253,1.3794487341918984E-2,0,1.3794487341918984E-2,null,0,null,0,0,0,0,0,0,0,9999,9999]
["Tier1_indor3_HZ1_zonl","DHWkwh",13,1243.6550935728735,0,654.550608585237,0,0,"ResDHW",0.28600001335144043,0.31700000166893005,1356.1733001413945,0.17159485816955566,0.5413087010383606,0,0,0,130.16206359863281,294.26724243164062,0,276.07672119140625,"(na)","(na)","(na)","(na)",0,0,0,0,0,0,0,0,130.16206359863281,294.26724243164062,0,276.07672119140625,700.50602722167969,749.84389776679848,0,135.51385498046875,605.294677734375,1490.6524658203125,130.16206359863281,11.452280251780669,749.84389776679848,129.22781372070312,148.4366455078125,605.294677734375,1632.802978515625,294.26724243164062,5.5487081104822433,749.84389776679848,129.22781372070312,148.4366455078125,605.294677734375,1632.802978515625,424.4293212890625,-32.573871612548828,3.847055355346328,9.2466878890991211,20.904687881469727,0,19.612436294555664,49.763816833496094,749.84389776679848,0,129.22781372070312,0,0,0,605.294677734375,0,-38.226215362548828,148.4366455078125,700.50604248046875,null,0,0,1594.5767822265625,700.50604248046875,2.2102771571086093,-10.245849609375,7.8714844919564557,0,7.8714844919564557,0.50182179418325523,0,0.50182179418325523,null,0,null,0,0,0,0,0,0,0,9999,9999]
["Tier1_indor3_HZ1_zonl","Heatkwh",13,-362.72669302907758,-0.86361273193761567,0,0,0,"ResSpHtBBZ1",0.23800000548362732,0.4699999988079071,-395.56160200933431,-8.9172489941120148E-2,-0.18972870707511902,-0.87224885925699225,-4.7159707173705101E-3,-1.0033980011940002E-2,0,0,0,0,"(na)","(na)","(na)","(na)",0,0,0,0,0,0,0,0,0,0,0,0,0,-221.11674217764951,0,-39.766593933105469,-176.54920959472656,-437.43255615234375,0,0,-221.11674217764951,-45.294357299804688,-44.296031951904297,-176.54920959472656,-487.25634765625,0,0,-221.11674217764951,-45.294357299804688,-44.296031951904297,-176.54920959472656,-487.25634765625,0,9999,0,9999,9999,9999,9999,9999,-221.11674217764951,-5.8445289039595822,-45.294357299804688,0,0,0,-176.54920959472656,0,-38.226215362548828,-44.296031951904297,0,null,0,0,-531.32708740234375,0,0,9999,-2.314561117153922,-7.6539837399800775E-2,-2.391100954553723,-0.14796708236649572,-5.1026558266534091E-3,-0.15306973819314912,null,-0.86361273193761567,"ResSpHtBBZ1",0.23800000548362732,0.4699999988079071,-5.8445289039595822,0,0,-5.8445286750793457,0,9999,0]
["Tier1_indor3_HZ1_zonl","Coolkwh",13,0,0,0,0,0,"ResCACPNW",0,0,0,0,0,0,0,0,0,0,0,0,"(na)","(na)","(na)","(na)",0,0,0,0,0,0,0,0,0,0,0,0,0,0,0,0,0,0,0,9999,0,0,0,0,0,0,9999,0,0,0,0,0,0,9999,9999,9999,9999,9999,9999,9999,0,0,0,0,0,0,0,0,-38.226215362548828,0,0,null,0,0,-38.226215362548828,0,0,9999,0,0,0,0,0,0,null,0,null,0,0,0,0,0,0,0,9999,9999]
["Tier1_indor4_HZ1_gfnc","DHWkwh",13,1243.1167478285879,0,654.550608585237,0,0,"ResDHW",0.28600001335144043,0.31700000166893005,1355.5862482100199,0.17152059078216553,0.54107439517974854,0,0,0,130.16206359863281,294.26724243164062,0,276.07672119140625,"(na)","(na)","(na)","(na)",0,0,0,0,0,0,0,0,130.16206359863281,294.26724243164062,0,276.07672119140625,700.50602722167969,749.5193099664283,0,135.4552001953125,605.03265380859375,1490.0072021484375,130.16206359863281,11.447322843350998,749.5193099664283,129.17189025878906,148.37239074707031,605.03265380859375,1632.09619140625,294.26724243164062,5.5463062463027075,749.5193099664283,129.17189025878906,148.37239074707031,605.03265380859375,1632.09619140625,424.4293212890625,-32.560813903808594,3.8453900840307864,9.2506923675537109,20.913742065429688,0,19.620929718017578,49.785366058349609,749.5193099664283,0,129.17189025878906,0,0,0,605.03265380859375,0,-81.356826782226562,148.37239074707031,700.50604248046875,null,0,0,1550.7393798828125,700.50604248046875,2.0874456492862552,-7.157806396484375,7.8680771323120178,0,7.8680771323120178,0.50160456866093395,0,0.50160456866093395,null,0,null,0,0,0,0,0,0,0,9999,9999]
["Tier1_indor4_HZ1_gfnc","Heatkwh",13,-20.229223671214115,-30.532254127658113,0,0,0,"ResSpHtFAFZ1",0.1940000057220459,0.37400001287460327,-22.056745562022495,-4.8540830612182617E-3,-1.2978831306099892E-2,-30.837576668934695,-0.16276457905769348,-0.43519937992095947,0,0,0,0,"(na)","(na)","(na)","(na)",0,0,0,0,0,0,0,0,0,0,0,0,0,-12.48535118395597,0,-2.2329838275909424,-9.8444862365722656,-24.562820434570313,0,0,-12.48535118395597,-3.0984649658203125,-2.542830228805542,-9.8444862365722656,-27.971132278442383,0,0,-12.48535118395597,-3.0984649658203125,-2.542830228805542,-9.8444862365722656,-27.971132278442383,0,9999,0,9999,9999,9999,9999,9999,-12.48535118395597,-206.68693324296146,-3.0984649658203125,0,0,0,-9.8444862365722656,0,-81.356826782226562,-2.542830228805542,0,null,0,0,-316.014892578125,0,0,9999,-0.12884738129096962,-2.7059973526989913,-2.8348447339899607,-8.2371874500387719E-3,-0.18039982351326789,-0.18863701096330665,null,-30.532254127658113,"ResSpHtFAFZ1",0.1940000057220459,0.37400001287460327,-206.68693324296146,0,0,-206.68693542480469,0,9999,0]
["Tier1_indor4_HZ1_gfnc","Coolkwh",13,0,0,0,0,0,"ResCACPNW",0,0,0,0,0,0,0,0,0,0,0,0,"(na)","(na)","(na)","(na)",0,0,0,0,0,0,0,0,0,0,0,0,0,0,0,0,0,0,0,9999,0,0,0,0,0,0,9999,0,0,0,0,0,0,9999,9999,9999,9999,9999,9999,9999,0,0,0,0,0,0,0,0,-81.356826782226562,0,0,null,0,0,-81.356826782226562,0,0,9999,0,0,0,0,0,0,null,0,null,0,0,0,0,0,0,0,9999,9999]
["Tier1_indor4_HZ1_gfac","DHWkwh",13,1231.1025792096973,0,654.550608585237,0,0,"ResDHW",0.28600001335144043,0.31700000166893005,1342.4851120601838,0.16986291110515594,0.53584516048431396,0,0,0,130.16206359863281,294.26724243164062,0,276.07672119140625,"(na)","(na)","(na)","(na)",0,0,0,0,0,0,0,0,130.16206359863281,294.26724243164062,0,276.07672119140625,700.50602722167969,742.275540313433,0,134.14608764648437,599.185302734375,1475.60693359375,130.16206359863281,11.336689738144193,742.275540313433,127.92350006103516,146.93843078613281,599.185302734375,1616.32275390625,294.26724243164062,5.4927037088419848,742.275540313433,127.92350006103516,146.93843078613281,599.185302734375,1616.32275390625,424.4293212890625,-32.266445159912109,3.808226130783928,9.340968132019043,21.117835998535156,0,19.812408447265625,50.271217346191406,742.275540313433,0,127.92350006103516,0,0,0,599.185302734375,0,-82.320060729980469,146.93843078613281,700.50604248046875,null,0,0,1534.002685546875,700.50604248046875,2.0647277438325986,-6.5464057922363281,7.7920356780084195,0,7.7920356780084195,0.49675678434910281,0,0.49675678434910281,null,0,null,0,0,0,0,0,0,0,9999,9999]
["Tier1_indor4_HZ1_gfac","Heatkwh",13,-22.566376317054626,-30.81387441104448,0,0,0,"ResSpHtFAFZ1",0.1940000057220459,0.37400001287460327,-24.605038175063616,-5.414892453700304E-3,-1.4478321187198162E-2,-31.12201315515491,-0.16426587104797363,-0.43921354413032532,0,0,0,0,"(na)","(na)","(na)","(na)",0,0,0,0,0,0,0,0,0,0,0,0,0,-13.927827278347738,0,-2.4909682273864746,-10.981854438781738,-27.400650024414062,0,0,-13.927827278347738,-3.4564414024353027,-2.8366124629974365,-10.981854438781738,-31.202735900878906,0,0,-13.927827278347738,-3.4564414024353027,-2.8366124629974365,-10.981854438781738,-31.202735900878906,0,9999,0,9999,9999,9999,9999,9999,-13.927827278347738,-208.59335104194764,-3.4564414024353027,0,0,0,-10.981854438781738,0,-82.320060729980469,-2.8366124629974365,0,null,0,0,-322.11614990234375,0,0,9999,-0.14373356787865962,-2.730956654364872,-2.8746902222435318,-9.188858396785831E-3,-0.1820637769576561,-0.19125263535444192,null,-30.81387441104448,"ResSpHtFAFZ1",0.1940000057220459,0.37400001287460327,-208.59335104194764,0,0,-208.59335327148437,0,9999,0]
["Tier1_indor4_HZ1_gfac","Coolkwh",13,44.112146106681863,0,0,0,0,"ResCACPNW",0.17000000178813934,0,48.144664776862342,0,3.2329212874174118E-2,0,0,0,0,0,0,0,"(na)","(na)","(na)","(na)",0,0,0,0,0,0,0,0,0,0,0,0,0,25.296102389077369,0,4.678429126739502,21.488187789916992,51.462718963623047,0,9999,25.296102389077369,7.7180242538452148,5.4502315521240234,21.488187789916992,59.952545166015625,0,9999,25.296102389077369,7.7180242538452148,5.4502315521240234,21.488187789916992,59.952545166015625,0,-69.35101318359375,9999,0,0,0,0,0,25.296102389077369,0,7.7180242538452148,0,0,0,21.488187789916992,0,-82.320060729980469,5.4502315521240234,0,null,0,0,-22.367515563964844,0,0.72828597857349786,95.379669189453125,0.28116285095263827,0,0.28116285095263827,1.7968794680862279E-2,0,1.7968794680862279E-2,null,0,null,0,0,0,0,0,0,0,9999,9999]
["Tier1_indor4_HZ1_efaf","DHWkwh",13,1243.1167478285879,0,654.550608585237,0,0,"ResDHW",0.28600001335144043,0.31700000166893005,1355.5862482100199,0.17152059078216553,0.54107439517974854,0,0,0,130.16206359863281,294.26724243164062,0,276.07672119140625,"(na)","(na)","(na)","(na)",0,0,0,0,0,0,0,0,130.16206359863281,294.26724243164062,0,276.07672119140625,700.50602722167969,749.5193099664283,0,135.4552001953125,605.03265380859375,1490.0072021484375,130.16206359863281,11.447322843350998,749.5193099664283,129.17189025878906,148.37239074707031,605.03265380859375,1632.09619140625,294.26724243164062,5.5463062463027075,749.5193099664283,129.17189025878906,148.37239074707031,605.03265380859375,1632.09619140625,424.4293212890625,-32.560813903808594,3.8453900840307864,9.2506923675537109,20.913742065429688,0,19.620929718017578,49.785366058349609,749.5193099664283,0,129.17189025878906,0,0,0,605.03265380859375,0,-57.340366363525391,148.37239074707031,700.50604248046875,null,0,0,1574.755859375,700.50604248046875,2.1535976495164144,-8.8646697998046875,7.8680771323120178,0,7.8680771323120178,0.50160456866093395,0,0.50160456866093395,null,0,null,0,0,0,0,0,0,0,9999,9999]
["Tier1_indor4_HZ1_efaf","Heatkwh",13,-544.10331753384457,-1.2954507113543334,0,0,0,"ResSpHtFAFZ1",0.1940000057220459,0.37400001287460327,-593.25798307197499,-0.1305597722530365,-0.34909027814865112,-1.3084052184678763,-6.9059259258210659E-3,-1.8465042114257813E-2,0,0,0,0,"(na)","(na)","(na)","(na)",0,0,0,0,0,0,0,0,0,0,0,0,0,-335.81718755882702,0,-60.060333251953125,-264.7861328125,-660.66363525390625,0,0,-335.81718755882702,-83.339096069335938,-68.394241333007813,-264.7861328125,-752.336669921875,0,0,-335.81718755882702,-83.339096069335938,-68.394241333007813,-264.7861328125,-752.336669921875,0,9999,0,9999,9999,9999,9999,9999,-335.81718755882702,-8.7695043273824993,-83.339096069335938,0,0,0,-264.7861328125,0,-57.340366363525391,-68.394241333007813,0,null,0,0,-818.446533203125,0,0,9999,-3.465594565337919,-0.11481255792055574,-3.5804071232584747,-0.2215547710361172,-7.6541705280370751E-3,-0.22920894156415428,null,-1.2954507113543334,"ResSpHtFAFZ1",0.1940000057220459,0.37400001287460327,-8.7695043273824993,0,0,-8.7695045471191406,0,9999,0]
["Tier1_indor4_HZ1_efaf","Coolkwh",13,0,0,0,0,0,"ResCACPNW",0,0,0,0,0,0,0,0,0,0,0,0,"(na)","(na)","(na)","(na)",0,0,0,0,0,0,0,0,0,0,0,0,0,0,0,0,0,0,0,9999,0,0,0,0,0,0,9999,0,0,0,0,0,0,9999,9999,9999,9999,9999,9999,9999,0,0,0,0,0,0,0,0,-57.340366363525391,0,0,null,0,0,-57.340366363525391,0,0,9999,0,0,0,0,0,0,null,0,null,0,0,0,0,0,0,0,9999,9999]
["Tier1_indor4_HZ1_hp85","DHWkwh",13,1231.1314868599122,0,654.550608585237,0,0,"ResDHW",0.28600001335144043,0.31700000166893005,1342.5166350954642,0.1698669046163559,0.53585773706436157,0,0,0,130.16206359863281,294.26724243164062,0,276.07672119140625,"(na)","(na)","(na)","(na)",0,0,0,0,0,0,0,0,130.16206359863281,294.26724243164062,0,276.07672119140625,700.50602722167969,742.2929697641099,0,134.14921569824219,599.19921875,1475.641357421875,130.16206359863281,11.336954588878012,742.2929697641099,127.92650604248047,146.94187927246094,599.19921875,1616.360595703125,294.26724243164062,5.4928321632827943,742.2929697641099,127.92650604248047,146.94187927246094,599.19921875,1616.360595703125,424.4293212890625,-32.267147064208984,3.8083151913967042,9.3407487869262695,21.117340087890625,0,19.811943054199219,50.270034790039063,742.2929697641099,0,127.92650604248047,0,0,0,599.19921875,0,-28.369691848754883,146.94187927246094,700.50604248046875,null,0,0,1587.9908447265625,700.50604248046875,2.2176078825241317,-10.41932487487793,7.7922186436244765,0,7.7922186436244765,0.49676844874783443,0,0.49676844874783443,null,0,null,0,0,0,0,0,0,0,9999,9999]
["Tier1_indor4_HZ1_hp85","Heatkwh",13,-269.20079185362425,-0.64093775219857041,0,0,0,"ResSpHtHPZ1",0.15800000727176666,0.35499998927116394,-293.53490193105716,-7.5288191437721252E-2,-0.21207942068576813,-0.64734712972055575,-3.9821555837988853E-3,-1.1217339895665646E-2,0,0,0,0,"(na)","(na)","(na)","(na)",0,0,0,0,0,0,0,0,0,0,0,0,0,-165.73320454813111,0,-29.674530029296875,-131.0120849609375,-326.41983032226562,0,0,-165.73320454813111,-50.63018798828125,-34.737548828125,-131.0120849609375,-382.113037109375,0,0,-165.73320454813111,-50.63018798828125,-34.737548828125,-131.0120849609375,-382.113037109375,0,9999,0,9999,9999,9999,9999,9999,-165.73320454813111,-4.3453801081813719,-50.63018798828125,0,0,0,-131.0120849609375,0,-28.369691848754883,-34.737548828125,0,null,0,0,-414.82809448242187,0,0,9999,-1.715728267359774,-5.6804710632978539E-2,-1.7725329779927526,-0.10969816398632026,-3.78698070886525E-3,-0.11348514469518552,null,-0.64093775219857041,"ResSpHtHPZ1",0.15800000727176666,0.35499998927116394,-4.3453801081813719,0,0,-4.3453803062438965,0,9999,0]
["Tier1_indor4_HZ1_hp85","Coolkwh",13,44.37323787783901,0,0,0,0,"ResCACPNW",0.17000000178813934,0,48.42962429272805,0,3.2520562410354614E-2,0,0,0,0,0,0,0,"(na)","(na)","(na)","(na)",0,0,0,0,0,0,0,0,0,0,0,0,0,25.445825419105518,0,4.7061200141906738,21.615375518798828,51.767322540283203,0,9999,25.445825419105518,7.7637057304382324,5.4824905395507812,21.615375518798828,60.307395935058594,0,9999,25.445825419105518,7.7637057304382324,5.4824905395507812,21.615375518798828,60.307395935058594,0,-69.35101318359375,9999,0,0,0,0,0,25.445825419105518,0,7.7637057304382324,0,0,0,21.615375518798828,0,-28.369691848754883,5.4824905395507812,0,null,0,0,31.937705993652344,0,2.125768497218985,-12.914463043212891,0.28282700273889005,0,0.28282700273889005,1.807514870901224E-2,0,1.807514870901224E-2,null,0,null,0,0,0,0,0,0,0,9999,9999]
["Tier1_indor4_HZ1_zonl","DHWkwh",13,1243.1401258128681,0,654.550608585237,0,0,"ResDHW",0.28600001335144043,0.31700000166893005,1355.6117412894571,0.1715238094329834,0.54108458757400513,0,0,0,130.16206359863281,294.26724243164062,0,276.07672119140625,"(na)","(na)","(na)","(na)",0,0,0,0,0,0,0,0,130.16206359863281,294.26724243164062,0,276.07672119140625,700.50602722167969,749.53340538480211,0,135.45774841308594,605.04400634765625,1490.03515625,130.16206359863281,11.447537930408128,749.53340538480211,129.17431640625,148.37516784667969,605.04400634765625,1632.126953125,294.26724243164062,5.5464104074191578,749.53340538480211,129.17431640625,148.37516784667969,605.04400634765625,1632.126953125,424.4293212890625,-32.561378479003906,3.8454623014862519,9.2505178451538086,20.913349151611328,0,19.620561599731445,49.784431457519531,749.53340538480211,0,129.17431640625,0,0,0,605.04400634765625,0,-51.196643829345703,148.37516784667969,700.50604248046875,null,0,0,1580.9302978515625,700.50604248046875,2.1712399406175682,-9.3023090362548828,7.8682250989320712,0,7.8682250989320712,0.50161400180849802,0,0.50161400180849802,null,0,null,0,0,0,0,0,0,0,9999,9999]
["Tier1_indor4_HZ1_zonl","Heatkwh",13,-485.7999849003628,-1.1566368293204783,0,0,0,"ResSpHtBBZ1",0.23800000548362732,0.4699999988079071,-529.77578980627516,-0.11942874640226364,-0.25410372018814087,-1.1682031976136831,-6.316100712865591E-3,-1.3438512571156025E-2,0,0,0,0,"(na)","(na)","(na)","(na)",0,0,0,0,0,0,0,0,0,0,0,0,0,-296.1417289532327,0,-53.259414672851563,-236.45242309570312,-585.85357666015625,0,0,-296.1417289532327,-60.662742614746094,-59.325691223144531,-236.45242309570312,-652.58258056640625,0,0,-296.1417289532327,-60.662742614746094,-59.325691223144531,-236.45242309570312,-652.58258056640625,0,9999,0,9999,9999,9999,9999,9999,-296.1417289532327,-7.827579573984357,-60.662742614746094,0,0,0,-236.45242309570312,0,-51.196643829345703,-59.325691223144531,0,null,0,0,-711.6068115234375,0,0,9999,-3.099892501361083,-0.10250983059059988,-3.2024023319516828,-0.19817236437471672,-6.8339887060400459E-3,-0.20500635308075676,null,-1.1566368293204783,"ResSpHtBBZ1",0.23800000548362732,0.4699999988079071,-7.827579573984357,0,0,-7.8275794982910156,0,9999,0]
["Tier1_indor4_HZ1_zonl","Coolkwh",13,0,0,0,0,0,"ResCACPNW",0,0,0,0,0,0,0,0,0,0,0,0,"(na)","(na)","(na)","(na)",0,0,0,0,0,0,0,0,0,0,0,0,0,0,0,0,0,0,0,9999,0,0,0,0,0,0,9999,0,0,0,0,0,0,9999,9999,9999,9999,9999,9999,9999,0,0,0,0,0,0,0,0,-51.196643829345703,0,0,null,0,0,-51.196643829345703,0,0,9999,0,0,0,0,0,0,null,0,null,0,0,0,0,0,0,0,9999,9999]
["Tier1_indor1_HZ2_gfnc","DHWkwh",13,1312.0774184817842,0,654.550608585237,0,0,"ResDHW",0.28600001335144043,0.31700000166893005,1430.786053029723,0.18103551864624023,0.5710899829864502,0,0,0,130.16206359863281,294.26724243164062,0,276.07672119140625,"(na)","(na)","(na)","(na)",0,0,0,0,0,0,0,0,130.16206359863281,294.26724243164062,0,276.07672119140625,700.50602722167969,791.09815151376711,0,142.96943664550781,638.59619140625,1572.663818359375,130.16206359863281,12.082351309479728,791.09815151376711,136.33758544921875,156.60319519042969,638.59619140625,1722.6351318359375,294.26724243164062,5.8539819428247784,791.09815151376711,136.33758544921875,156.60319519042969,638.59619140625,1722.6351318359375,424.4293212890625,-34.146205902099609,4.0587091868646663,8.764491081237793,19.814548492431641,0,18.589685440063477,47.168727874755859,791.09815151376711,0,136.33758544921875,0,0,0,638.59619140625,0,-18.406253814697266,156.60319519042969,700.50604248046875,null,0,0,1704.2288818359375,700.50604248046875,2.3961686737548833,-14.317129135131836,8.304550920267241,0,8.304550920267241,0.52943058541920474,0,0.52943058541920474,null,0,null,0,0,0,0,0,0,0,9999,9999]
["Tier1_indor1_HZ2_gfnc","Heatkwh",13,-4.9068030806916436,-6.7548642405191988,0,0,0,"ResSpHtFAFZ2",0.1940000057220459,0.37400001287460327,-5.3502811418511786,-1.1774497106671333E-3,-3.1482612248510122E-3,-6.8224128829243904,-3.6009546369314194E-2,-9.6282206475734711E-2,0,0,0,0,"(na)","(na)","(na)","(na)",0,0,0,0,0,0,0,0,0,0,0,0,0,-3.0584344853921457,0,-0.54464012384414673,-2.3879666328430176,-5.9910411834716797,0,0,-3.0584344853921457,-0.75159138441085815,-0.61979925632476807,-2.3879666328430176,-6.8177919387817383,0,0,-3.0584344853921457,-0.75159138441085815,-0.61979925632476807,-2.3879666328430176,-6.8177919387817383,0,9999,0,9999,9999,9999,9999,9999,-3.0584344853921457,-45.90853359299404,-0.75159138441085815,0,0,0,-2.3879666328430176,0,-18.406253814697266,-0.61979925632476807,0,null,0,0,-71.132575988769531,0,0,9999,-3.1201150399349314E-2,-0.59866673047661556,-0.6298678808759649,-1.9944243467914448E-3,-3.9911115365107677E-2,-4.1905539711899122E-2,null,-6.7548642405191988,"ResSpHtFAFZ2",0.1940000057220459,0.37400001287460327,-45.90853359299404,0,0,-45.908535003662109,0,9999,0]
["Tier1_indor1_HZ2_gfnc","Coolkwh",13,0,0,0,0,0,"ResCACPNW",0,0,0,0,0,0,0,0,0,0,0,0,"(na)","(na)","(na)","(na)",0,0,0,0,0,0,0,0,0,0,0,0,0,0,0,0,0,0,0,9999,0,0,0,0,0,0,9999,0,0,0,0,0,0,9999,9999,9999,9999,9999,9999,9999,0,0,0,0,0,0,0,0,-18.406253814697266,0,0,null,0,0,-18.406253814697266,0,0,9999,0,0,0,0,0,0,null,0,null,0,0,0,0,0,0,0,9999,9999]
["Tier1_indor1_HZ2_gfac","DHWkwh",13,1291.2757755904456,0,654.550608585237,0,0,"ResDHW",0.28600001335144043,0.31700000166893005,1408.1024063867749,0.17816539108753204,0.56203591823577881,0,0,0,130.16206359863281,294.26724243164062,0,276.07672119140625,"(na)","(na)","(na)","(na)",0,0,0,0,0,0,0,0,130.16206359863281,294.26724243164062,0,276.07672119140625,700.50602722167969,778.55610101584045,0,140.70280456542969,628.47186279296875,1547.730712890625,130.16206359863281,11.89079771466143,778.55610101584045,134.17608642578125,154.12040710449219,628.47186279296875,1695.324462890625,294.26724243164062,5.7611728826150692,778.55610101584045,134.17608642578125,154.12040710449219,628.47186279296875,1695.324462890625,424.4293212890625,-33.685810089111328,3.9943623902779217,8.9056816101074219,20.133749008178711,0,18.889154434204102,47.928585052490234,778.55610101584045,0,134.17608642578125,0,0,0,628.47186279296875,0,-18.552606582641602,154.12040710449219,700.50604248046875,null,0,0,1676.7718505859375,700.50604248046875,2.3576998337312083,-13.527287483215332,8.1728907756880709,0,8.1728907756880709,0.52103700603241399,0,0.52103700603241399,null,0,null,0,0,0,0,0,0,0,9999,9999]
["Tier1_indor1_HZ2_gfac","Heatkwh",13,-5.1749009605898237,-6.8000269039199672,0,0,0,"ResSpHtFAFZ2",0.1940000057220459,0.37400001287460327,-5.642609773630574,-1.241783145815134E-3,-3.3202758058905602E-3,-6.8680271729591649,-3.625030443072319E-2,-9.6925944089889526E-2,0,0,0,0,"(na)","(na)","(na)","(na)",0,0,0,0,0,0,0,0,0,0,0,0,0,-3.2255412120850622,0,-0.57439815998077393,-2.5184404850006104,-6.3183798789978027,0,0,-3.2255412120850622,-0.79265683889389038,-0.65366387367248535,-2.5184404850006104,-7.1903023719787598,0,0,-3.2255412120850622,-0.79265683889389038,-0.65366387367248535,-2.5184404850006104,-7.1903023719787598,0,9999,0,9999,9999,9999,9999,9999,-3.2255412120850622,-46.215475609303745,-0.79265683889389038,0,0,0,-2.5184404850006104,0,-18.552606582641602,-0.65366387367248535,0,null,0,0,-71.958381652832031,0,0,9999,-3.2905918684297646E-2,-0.602669384427164,-0.6355753031114616,-2.1033956933482595E-3,-4.017795896181111E-2,-4.2281354655159371E-2,null,-6.8000269039199672,"ResSpHtFAFZ2",0.1940000057220459,0.37400001287460327,-46.215475609303745,0,0,-46.215476989746094,0,9999,0]
["Tier1_indor1_HZ2_gfac","Coolkwh",13,13.092161993379838,0,0,0,0,"ResCACPNW",0.17000000178813934,0,14.288984010237787,0,9.5950737595558167E-3,0,0,0,0,0,0,0,"(na)","(na)","(na)","(na)",0,0,0,0,0,0,0,0,0,0,0,0,0,7.5076979813674978,0,1.3885235786437988,6.3775372505187988,15.273758888244629,0,9999,7.5076979813674978,2.2906534671783447,1.6175888776779175,6.3775372505187988,17.793478012084961,0,9999,7.5076979813674978,2.2906534671783447,1.6175888776779175,6.3775372505187988,17.793478012084961,0,-69.35101318359375,9999,0,0,0,0,0,7.5076979813674978,0,2.2906534671783447,0,0,0,6.3775372505187988,0,-18.552606582641602,1.6175888776779175,0,null,0,0,-0.75912898778915405,0,0.9590823530635687,55.738395690917969,8.344707560339891E-2,0,8.344707560339891E-2,5.333006701118006E-3,0,5.333006701118006E-3,null,0,null,0,0,0,0,0,0,0,9999,9999]
["Tier1_indor1_HZ2_efaf","DHWkwh",13,1312.0774184817842,0,654.550608585237,0,0,"ResDHW",0.28600001335144043,0.31700000166893005,1430.786053029723,0.18103551864624023,0.5710899829864502,0,0,0,130.16206359863281,294.26724243164062,0,276.07672119140625,"(na)","(na)","(na)","(na)",0,0,0,0,0,0,0,0,130.16206359863281,294.26724243164062,0,276.07672119140625,700.50602722167969,791.09815151376711,0,142.96943664550781,638.59619140625,1572.663818359375,130.16206359863281,12.082351309479728,791.09815151376711,136.33758544921875,156.60319519042969,638.59619140625,1722.6351318359375,294.26724243164062,5.8539819428247784,791.09815151376711,136.33758544921875,156.60319519042969,638.59619140625,1722.6351318359375,424.4293212890625,-34.146205902099609,4.0587091868646663,8.764491081237793,19.814548492431641,0,18.589685440063477,47.168727874755859,791.09815151376711,0,136.33758544921875,0,0,0,638.59619140625,0,-12.989109039306641,156.60319519042969,700.50604248046875,null,0,0,1709.64599609375,700.50604248046875,2.4143613588548969,-14.681893348693848,8.304550920267241,0,8.304550920267241,0.52943058541920474,0,0.52943058541920474,null,0,null,0,0,0,0,0,0,0,9999,9999]
["Tier1_indor1_HZ2_efaf","Heatkwh",13,-125.47832434636589,-9.4143638926227041E-2,0,0,0,"ResSpHtFAFZ2",0.1940000057220459,0.37400001287460327,-136.81908595500775,-3.011011891067028E-2,-8.0508336424827576E-2,-9.5085075315489279E-2,-5.0187087617814541E-4,-1.3419006718322635E-3,0,0,0,0,"(na)","(na)","(na)","(na)",0,0,0,0,0,0,0,0,0,0,0,0,0,-78.211256502278687,0,-13.92771053314209,-61.065845489501953,-153.20481872558594,0,0,-78.211256502278687,-19.219934463500977,-15.849703788757324,-61.065845489501953,-174.34674072265625,0,0,-78.211256502278687,-19.219934463500977,-15.849703788757324,-61.065845489501953,-174.34674072265625,0,9999,0,9999,9999,9999,9999,9999,-78.211256502278687,-0.63983468154486656,-19.219934463500977,0,0,0,-61.065845489501953,0,-12.989109039306641,-15.849703788757324,0,null,0,0,-187.97567749023437,0,0,9999,-0.79788571202197967,-8.3437153589341947E-3,-0.80622942738091385,-5.100205183610311E-2,-5.56247690595612E-4,-5.1558299526698721E-2,null,-9.4143638926227041E-2,"ResSpHtFAFZ2",0.1940000057220459,0.37400001287460327,-0.63983468154486656,0,0,-0.6398347020149231,0,9999,0]
["Tier1_indor1_HZ2_efaf","Coolkwh",13,0,0,0,0,0,"ResCACPNW",0,0,0,0,0,0,0,0,0,0,0,0,"(na)","(na)","(na)","(na)",0,0,0,0,0,0,0,0,0,0,0,0,0,0,0,0,0,0,0,9999,0,0,0,0,0,0,9999,0,0,0,0,0,0,9999,9999,9999,9999,9999,9999,9999,0,0,0,0,0,0,0,0,-12.989109039306641,0,0,null,0,0,-12.989109039306641,0,0,9999,0,0,0,0,0,0,null,0,null,0,0,0,0,0,0,0,9999,9999]
["Tier1_indor1_HZ2_hp85","DHWkwh",13,1291.320492897152,0,654.550608585237,0,0,"ResDHW",0.28600001335144043,0.31700000166893005,1408.1511694383021,0.1781715601682663,0.56205540895462036,0,0,0,130.16206359863281,294.26724243164062,0,276.07672119140625,"(na)","(na)","(na)","(na)",0,0,0,0,0,0,0,0,130.16206359863281,294.26724243164062,0,276.07672119140625,700.50602722167969,778.58306267082901,0,140.70767211914063,628.49371337890625,1547.784423828125,130.16206359863281,11.891210122033847,778.58306267082901,134.18072509765625,154.12574768066406,628.49371337890625,1695.38330078125,294.26724243164062,5.7613726720598173,778.58306267082901,134.18072509765625,154.12574768066406,628.49371337890625,1695.38330078125,424.4293212890625,-33.686820983886719,3.9945009091976513,8.9053726196289063,20.133052825927734,0,18.888500213623047,47.926925659179688,778.58306267082901,0,134.18072509765625,0,0,0,628.49371337890625,0,-8.2092742919921875,154.12574768066406,700.50604248046875,null,0,0,1687.1739501953125,700.50604248046875,2.3921921943904771,-14.236662864685059,8.1731738055957113,0,8.1731738055957113,0.52105504971606742,0,0.52105504971606742,null,0,null,0,0,0,0,0,0,0,9999,9999]
["Tier1_indor1_HZ2_hp85","Heatkwh",13,-79.30469945390395,-5.9500579318642464E-2,0,0,0,"ResSpHtHPZ2",0.15800000727176666,0.35499998927116394,-86.489062602920669,-2.2183410823345184E-2,-6.2488481402397156E-2,-6.0095585111828879E-2,-3.6967798951081932E-4,-1.041346462443471E-3,0,0,0,0,"(na)","(na)","(na)","(na)",0,0,0,0,0,0,0,0,0,0,0,0,0,-48.065607219651064,0,-8.6667881011962891,-38.602268218994141,-95.334663391113281,0,0,-48.065607219651064,-14.918011665344238,-10.158588409423828,-38.602268218994141,-111.74447631835937,0,0,-48.065607219651064,-14.918011665344238,-10.158588409423828,-38.602268218994141,-111.74447631835937,0,9999,0,9999,9999,9999,9999,9999,-48.065607219651064,-0.40190836641316868,-14.918011665344238,0,0,0,-38.602268218994141,0,-8.2092742919921875,-10.158588409423828,0,null,0,0,-120.35565948486328,0,0,9999,-0.50689659391315733,-5.2733875935629905E-3,-0.51216998150672033,-3.2430919247000631E-2,-3.5155917290419897E-4,-3.278247841990483E-2,null,-5.9500579318642464E-2,"ResSpHtHPZ2",0.15800000727176666,0.35499998927116394,-0.40190836641316868,0,0,-0.40190836787223816,0,9999,0]
["Tier1_indor1_HZ2_hp85","Coolkwh",13,13.166744436641348,0,0,0,0,"ResCACPNW",0.17000000178813934,0,14.370384419104337,0,9.6497340127825737E-3,0,0,0,0,0,0,0,"(na)","(na)","(na)","(na)",0,0,0,0,0,0,0,0,0,0,0,0,0,7.5504672702751039,0,1.3964335918426514,6.4138679504394531,15.360769271850586,0,9999,7.5504672702751039,2.3037021160125732,1.6268037557601929,6.4138679504394531,17.894840240478516,0,9999,7.5504672702751039,2.3037021160125732,1.6268037557601929,6.4138679504394531,17.894840240478516,0,-69.35101318359375,9999,0,0,0,0,0,7.5504672702751039,0,2.3037021160125732,0,0,0,6.4138679504394531,0,-8.2092742919921875,1.6268037557601929,0,null,0,0,9.6855669021606445,0,2.1798322794431426,-14.314188003540039,8.3922450624321673E-2,0,8.3922450624321673E-2,5.3633873723853281E-3,0,5.3633873723853281E-3,null,0,null,0,0,0,0,0,0,0,9999,9999]
["Tier1_indor1_HZ2_zonl","DHWkwh",13,1311.2603403897028,0,654.550608585237,0,0,"ResDHW",0.28600001335144043,0.31700000166893005,1429.8950507748877,0.18092277646064758,0.57073432207107544,0,0,0,130.16206359863281,294.26724243164062,0,276.07672119140625,"(na)","(na)","(na)","(na)",0,0,0,0,0,0,0,0,130.16206359863281,294.26724243164062,0,276.07672119140625,700.50602722167969,790.60550606527158,0,142.88040161132812,638.198486328125,1571.6844482421875,130.16206359863281,12.074826954581514,790.60550606527158,136.252685546875,156.50567626953125,638.198486328125,1721.5623779296875,294.26724243164062,5.8503363812563274,790.60550606527158,136.252685546875,156.50567626953125,638.198486328125,1721.5623779296875,424.4293212890625,-34.128395080566406,4.0561816296610971,8.7699518203735352,19.826896667480469,0,18.601268768310547,47.1981201171875,790.60550606527158,0,136.252685546875,0,0,0,638.198486328125,0,-11.535956382751465,156.50567626953125,700.50604248046875,null,0,0,1710.0263671875,700.50604248046875,2.4177820366752081,-14.74986457824707,8.2993793758705845,0,8.2993793758705845,0.52910088983376935,0,0.52910088983376935,null,0,null,0,0,0,0,0,0,0,9999,9999]
["Tier1_indor1_HZ2_zonl","Heatkwh",13,-111.43881069431734,-8.3610099282281566E-2,0,0,0,"ResSpHtBBZ2",0.23800000548362732,0.4699999988079071,-121.52384153892169,-2.7395438402891159E-2,-5.8288168162107468E-2,-8.4446200275104397E-2,-4.565735871437937E-4,-9.7143318271264434E-4,0,0,0,0,"(na)","(na)","(na)","(na)",0,0,0,0,0,0,0,0,0,0,0,0,0,-68.519177856785547,0,-12.275836944580078,-54.239185333251953,-135.03419494628906,0,0,-68.519177856785547,-13.915263175964355,-13.667363166809082,-54.239185333251953,-150.34098815917969,0,0,-68.519177856785547,-13.915263175964355,-13.667363166809082,-54.239185333251953,-150.34098815917969,0,9999,0,9999,9999,9999,9999,9999,-68.519177856785547,-0.56759423583447244,-13.915263175964355,0,0,0,-54.239185333251953,0,-11.535956382751465,-13.667363166809082,0,null,0,0,-162.44453430175781,0,0,9999,-0.71044594163232588,-7.410154074140432E-3,-0.71785609570646636,-4.5400513740401736E-2,-4.9401027160936068E-4,-4.5894524012011099E-2,null,-8.3610099282281566E-2,"ResSpHtBBZ2",0.23800000548362732,0.4699999988079071,-0.56759423583447244,0,0,-0.56759423017501831,0,9999,0]
["Tier1_indor1_HZ2_zonl","Coolkwh",13,0,0,0,0,0,"ResCACPNW",0,0,0,0,0,0,0,0,0,0,0,0,"(na)","(na)","(na)","(na)",0,0,0,0,0,0,0,0,0,0,0,0,0,0,0,0,0,0,0,9999,0,0,0,0,0,0,9999,0,0,0,0,0,0,9999,9999,9999,9999,9999,9999,9999,0,0,0,0,0,0,0,0,-11.535956382751465,0,0,null,0,0,-11.535956382751465,0,0,9999,0,0,0,0,0,0,null,0,null,0,0,0,0,0,0,0,9999,9999]
["Tier1_indor2_HZ2_gfnc","DHWkwh",13,1310.2363695143879,0,654.550608585237,0,0,"ResDHW",0.28600001335144043,0.31700000166893005,1428.7784373598004,0.18078149855136871,0.57028865814208984,0,0,0,130.16206359863281,294.26724243164062,0,276.07672119140625,"(na)","(na)","(na)","(na)",0,0,0,0,0,0,0,0,130.16206359863281,294.26724243164062,0,276.07672119140625,700.50602722167969,789.98811759775072,0,142.76882934570312,637.70013427734375,1570.45703125,130.16206359863281,12.065397841750976,789.98811759775072,136.14627075195312,156.38345336914062,637.70013427734375,1720.218017578125,294.26724243164062,5.8457678190116633,789.98811759775072,136.14627075195312,156.38345336914062,637.70013427734375,1720.218017578125,424.4293212890625,-34.106044769287109,4.0530141334620504,8.7768058776855469,19.842391967773438,0,18.615806579589844,47.235004425048828,789.98811759775072,0,136.14627075195312,0,0,0,637.70013427734375,0,-48.126338958740234,156.38345336914062,700.50604248046875,null,0,0,1672.0916748046875,700.50604248046875,2.2978140121178749,-12.245087623596191,8.2928983419352811,0,8.2928983419352811,0.52868771185178831,0,0.52868771185178831,null,0,null,0,0,0,0,0,0,0,9999,9999]
["Tier1_indor2_HZ2_gfnc","Heatkwh",13,-12.827895357275422,-17.66209936662602,0,0,0,"ResSpHtFAFZ2",0.1940000057220459,0.37400001287460327,-13.987283673506772,-3.0782164540141821E-3,-8.2305250689387321E-3,-17.838720360292278,-9.4154991209506989E-2,-0.25175130367279053,0,0,0,0,"(na)","(na)","(na)","(na)",0,0,0,0,0,0,0,0,0,0,0,0,0,-7.9956902468893585,0,-1.4238570928573608,-6.2428803443908691,-15.66242790222168,0,0,-7.9956902468893585,-1.9648914337158203,-1.6203461885452271,-6.2428803443908691,-17.823808670043945,0,0,-7.9956902468893585,-1.9648914337158203,-1.6203461885452271,-6.2428803443908691,-17.823808670043945,0,9999,0,9999,9999,9999,9999,9999,-7.9956902468893585,-120.03810191057624,-1.9648914337158203,0,0,0,-6.2428803443908691,0,-48.126338958740234,-1.6203461885452271,0,null,0,0,-185.98825073242187,0,0,9999,-8.1569422242444706E-2,-1.5653477116156433,-1.6469171338580881,-5.2140398540380748E-3,-0.10435651410770981,-0.10957055396174789,null,-17.66209936662602,"ResSpHtFAFZ2",0.1940000057220459,0.37400001287460327,-120.03810191057624,0,0,-120.03810119628906,0,9999,0]
["Tier1_indor2_HZ2_gfnc","Coolkwh",13,0,0,0,0,0,"ResCACPNW",0,0,0,0,0,0,0,0,0,0,0,0,"(na)","(na)","(na)","(na)",0,0,0,0,0,0,0,0,0,0,0,0,0,0,0,0,0,0,0,9999,0,0,0,0,0,0,9999,0,0,0,0,0,0,9999,9999,9999,9999,9999,9999,9999,0,0,0,0,0,0,0,0,-48.126338958740234,0,0,null,0,0,-48.126338958740234,0,0,9999,0,0,0,0,0,0,null,0,null,0,0,0,0,0,0,0,9999,9999]
["Tier1_indor2_HZ2_gfac","DHWkwh",13,1290.711854118596,0,654.550608585237,0,0,"ResDHW",0.28600001335144043,0.31700000166893005,1407.4874647944873,0.17808757722377777,0.56179046630859375,0,0,0,130.16206359863281,294.26724243164062,0,276.07672119140625,"(na)","(na)","(na)","(na)",0,0,0,0,0,0,0,0,130.16206359863281,294.26724243164062,0,276.07672119140625,700.50602722167969,778.21609269949124,0,140.641357421875,628.197509765625,1547.054931640625,130.16206359863281,11.8856056604748,778.21609269949124,134.11746215820312,154.05311584472656,628.197509765625,1694.584228515625,294.26724243164062,5.7586572207802034,778.21609269949124,134.11746215820312,154.05311584472656,628.197509765625,1694.584228515625,424.4293212890625,-33.673130035400391,3.9926182202582767,8.9095726013183594,20.142545700073242,0,18.897407531738281,47.949527740478516,778.21609269949124,0,134.11746215820312,0,0,0,628.197509765625,0,-48.661930084228516,154.05311584472656,700.50604248046875,null,0,0,1645.9222412109375,700.50604248046875,2.2619549186904191,-11.444821357727051,8.1693215392146676,0,8.1693215392146676,0.52080946056080835,0,0.52080946056080835,null,0,null,0,0,0,0,0,0,0,9999,9999]
["Tier1_indor2_HZ2_gfac","Heatkwh",13,-13.571148677924437,-17.835808755255901,0,0,0,"ResSpHtFAFZ2",0.1940000057220459,0.37400001287460327,-14.797712410852023,-3.256569616496563E-3,-8.7074050679802895E-3,-18.014166842808457,-9.5081016421318054E-2,-0.25422731041908264,0,0,0,0,"(na)","(na)","(na)","(na)",0,0,0,0,0,0,0,0,0,0,0,0,0,-8.4589636959911463,0,-1.5063560009002686,-6.6045956611633301,-16.569915771484375,0,0,-8.4589636959911463,-2.078737735748291,-1.7142297029495239,-6.6045956611633301,-18.856527328491211,0,0,-8.4589636959911463,-2.078737735748291,-1.7142297029495239,-6.6045956611633301,-18.856527328491211,0,9999,0,9999,9999,9999,9999,9999,-8.4589636959911463,-121.21869459451163,-2.078737735748291,0,0,0,-6.6045956611633301,0,-48.661930084228516,-1.7142297029495239,0,null,0,0,-188.73715209960937,0,0,9999,-8.6295586765663665E-2,-1.5807431404564367,-1.6670387272221003,-5.5161433813569341E-3,-0.10538287603042946,-0.1108990194117864,null,-17.835808755255901,"ResSpHtFAFZ2",0.1940000057220459,0.37400001287460327,-121.21869459451163,0,0,-121.21869659423828,0,9999,0]
["Tier1_indor2_HZ2_gfac","Coolkwh",13,33.129570748535471,0,0,0,0,"ResCACPNW",0.17000000178813934,0,36.158115590934294,0,2.4280227720737457E-2,0,0,0,0,0,0,0,"(na)","(na)","(na)","(na)",0,0,0,0,0,0,0,0,0,0,0,0,0,18.998146490863931,0,3.5136432647705078,16.138286590576172,38.650077819824219,0,9999,18.998146490863931,5.7964720726013184,4.0932908058166504,16.138286590576172,45.026195526123047,0,9999,18.998146490863931,5.7964720726013184,4.0932908058166504,16.138286590576172,45.026195526123047,0,-69.35101318359375,9999,0,0,0,0,0,18.998146490863931,0,5.7964720726013184,0,0,0,16.138286590576172,0,-48.661930084228516,4.0932908058166504,0,null,0,0,-3.6357340812683105,0,0.92528586272518609,60.307342529296875,0.21116189949063563,0,0.21116189949063563,1.3495114320800687E-2,0,1.3495114320800687E-2,null,0,null,0,0,0,0,0,0,0,9999,9999]
["Tier1_indor2_HZ2_efaf","DHWkwh",13,1310.2363695143879,0,654.550608585237,0,0,"ResDHW",0.28600001335144043,0.31700000166893005,1428.7784373598004,0.18078149855136871,0.57028865814208984,0,0,0,130.16206359863281,294.26724243164062,0,276.07672119140625,"(na)","(na)","(na)","(na)",0,0,0,0,0,0,0,0,130.16206359863281,294.26724243164062,0,276.07672119140625,700.50602722167969,789.98811759775072,0,142.76882934570312,637.70013427734375,1570.45703125,130.16206359863281,12.065397841750976,789.98811759775072,136.14627075195312,156.38345336914062,637.70013427734375,1720.218017578125,294.26724243164062,5.8457678190116633,789.98811759775072,136.14627075195312,156.38345336914062,637.70013427734375,1720.218017578125,424.4293212890625,-34.106044769287109,4.0530141334620504,8.7768058776855469,19.842391967773438,0,18.615806579589844,47.235004425048828,789.98811759775072,0,136.14627075195312,0,0,0,637.70013427734375,0,-33.963291168212891,156.38345336914062,700.50604248046875,null,0,0,1686.254638671875,700.50604248046875,2.3421236220313308,-13.200098991394043,8.2928983419352811,0,8.2928983419352811,0.52868771185178831,0,0.52868771185178831,null,0,null,0,0,0,0,0,0,0,9999,9999]
["Tier1_indor2_HZ2_efaf","Heatkwh",13,-328.0895056105461,-0.24615837127711976,0,0,0,"ResSpHtFAFZ2",0.1940000057220459,0.37400001287460327,-357.74231527953441,-7.8729242086410522E-2,-0.21050599217414856,-0.24861995498989098,-1.312247128225863E-3,-3.5086821299046278E-3,0,0,0,0,"(na)","(na)","(na)","(na)",0,0,0,0,0,0,0,0,0,0,0,0,0,-204.49980195926508,0,-36.41693115234375,-159.66949462890625,-400.58624267578125,0,0,-204.49980195926508,-50.254562377929687,-41.442386627197266,-159.66949462890625,-455.86624145507812,0,0,-204.49980195926508,-50.254562377929687,-41.442386627197266,-159.66949462890625,-455.86624145507812,0,9999,0,9999,9999,9999,9999,9999,-204.49980195926508,-1.6729825285287667,-50.254562377929687,0,0,0,-159.66949462890625,0,-33.963291168212891,-41.442386627197266,0,null,0,0,-491.50253295898437,0,0,9999,-2.086240234356397,-2.1816401050362973E-2,-2.10805663540676,-0.1333556059119875,-1.4544267366908622E-3,-0.13481003264867836,null,-0.24615837127711976,"ResSpHtFAFZ2",0.1940000057220459,0.37400001287460327,-1.6729825285287667,0,0,-1.6729825735092163,0,9999,0]
["Tier1_indor2_HZ2_efaf","Coolkwh",13,0,0,0,0,0,"ResCACPNW",0,0,0,0,0,0,0,0,0,0,0,0,"(na)","(na)","(na)","(na)",0,0,0,0,0,0,0,0,0,0,0,0,0,0,0,0,0,0,0,9999,0,0,0,0,0,0,9999,0,0,0,0,0,0,9999,9999,9999,9999,9999,9999,9999,0,0,0,0,0,0,0,0,-33.963291168212891,0,0,null,0,0,-33.963291168212891,0,0,9999,0,0,0,0,0,0,null,0,null,0,0,0,0,0,0,0,9999,9999]
["Tier1_indor2_HZ2_hp85","DHWkwh",13,1290.7265967492426,0,654.550608585237,0,0,"ResDHW",0.28600001335144043,0.31700000166893005,1407.503541247002,0.17808961868286133,0.56179690361022949,0,0,0,130.16206359863281,294.26724243164062,0,276.07672119140625,"(na)","(na)","(na)","(na)",0,0,0,0,0,0,0,0,130.16206359863281,294.26724243164062,0,276.07672119140625,700.50602722167969,778.22498155596168,0,140.64295959472656,628.20458984375,1547.072509765625,130.16206359863281,11.88574065455035,778.22498155596168,134.1190185546875,154.05485534667969,628.20458984375,1694.6033935546875,294.26724243164062,5.7587226879143421,778.22498155596168,134.1190185546875,154.05485534667969,628.20458984375,1694.6033935546875,424.4293212890625,-33.673454284667969,3.9926636102272521,8.9094705581665039,20.142314910888672,0,18.897192001342773,47.948978424072266,778.22498155596168,0,134.1190185546875,0,0,0,628.20458984375,0,-21.79313850402832,154.05485534667969,700.50604248046875,null,0,0,1672.810302734375,700.50604248046875,2.346124002233156,-13.284543991088867,8.169414849963843,0,8.169414849963843,0.52081540929482639,0,0.52081540929482639,null,0,null,0,0,0,0,0,0,0,9999,9999]
["Tier1_indor2_HZ2_hp85","Heatkwh",13,-210.53006087906681,-0.15795609431159488,0,0,0,"ResSpHtHPZ2",0.15800000727176666,0.35499998927116394,-229.60237842840658,-5.8890264481306076E-2,-0.16588807106018066,-0.15953565525471078,-9.8138360772281885E-4,-2.764460863545537E-3,0,0,0,0,"(na)","(na)","(na)","(na)",0,0,0,0,0,0,0,0,0,0,0,0,0,-127.5996918697649,0,-23.007709503173828,-102.47739410400391,-253.08479309082031,0,0,-127.5996918697649,-39.602825164794922,-26.967990875244141,-102.47739410400391,-296.64788818359375,0,0,-127.5996918697649,-39.602825164794922,-26.967990875244141,-102.47739410400391,-296.64788818359375,0,9999,0,9999,9999,9999,9999,9999,-127.5996918697649,-1.0669455080395676,-39.602825164794922,0,0,0,-102.47739410400391,0,-21.79313850402832,-26.967990875244141,0,null,0,0,-319.50799560546875,0,0,9999,-1.345657590417553,-1.3999253748600855E-2,-1.3596568441661538,-8.6094310305075236E-2,-9.3328358324005773E-4,-8.7027593888315297E-2,null,-0.15795609431159488,"ResSpHtHPZ2",0.15800000727176666,0.35499998927116394,-1.0669455080395676,0,0,-1.0669455528259277,0,9999,0]
["Tier1_indor2_HZ2_hp85","Coolkwh",13,33.319817172968932,0,0,0,0,"ResCACPNW",0.17000000178813934,0,36.365753421730254,0,2.4419656023383141E-2,0,0,0,0,0,0,0,"(na)","(na)","(na)","(na)",0,0,0,0,0,0,0,0,0,0,0,0,0,19.107243269333665,0,3.533820629119873,16.230962753295898,38.872028350830078,0,9999,19.107243269333665,5.8297581672668457,4.1167964935302734,16.230962753295898,45.284759521484375,0,9999,19.107243269333665,5.8297581672668457,4.1167964935302734,16.230962753295898,45.284759521484375,0,-69.35101318359375,9999,0,0,0,0,0,19.107243269333665,0,5.8297581672668457,0,0,0,16.230962753295898,0,-21.79313850402832,4.1167964935302734,0,null,0,0,23.491622924804687,0,2.0779366255602003,-11.615354537963867,0.21237449583423409,0,0.21237449583423409,1.3572609959556186E-2,0,1.3572609959556186E-2,null,0,null,0,0,0,0,0,0,0,9999,9999]
["Tier1_indor2_HZ2_zonl","DHWkwh",13,1309.9202011242153,0,654.550608585237,0,0,"ResDHW",0.28600001335144043,0.31700000166893005,1428.4336640128199,0.18073788285255432,0.57015103101730347,0,0,0,130.16206359863281,294.26724243164062,0,276.07672119140625,"(na)","(na)","(na)","(na)",0,0,0,0,0,0,0,0,130.16206359863281,294.26724243164062,0,276.07672119140625,700.50602722167969,789.79748842792401,0,142.734375,637.54620361328125,1570.078125,130.16206359863281,12.062485978116415,789.79748842792401,136.11343383789062,156.34571838378906,637.54620361328125,1719.8028564453125,294.26724243164062,5.8443570886501295,789.79748842792401,136.11343383789062,156.34571838378906,637.54620361328125,1719.8028564453125,424.4293212890625,-34.099136352539063,4.0520360395194199,8.7789239883422852,19.84718132019043,0,18.62030029296875,47.246406555175781,789.79748842792401,0,136.11343383789062,0,0,0,637.54620361328125,0,-30.181978225708008,156.34571838378906,700.50604248046875,null,0,0,1689.620849609375,700.50604248046875,2.353675981441127,-13.443178176879883,8.2908972126889218,0,8.2908972126889218,0.52856013613594843,0,0.52856013613594843,null,0,null,0,0,0,0,0,0,0,9999,9999]
["Tier1_indor2_HZ2_zonl","Heatkwh",13,-291.56240352906423,-0.21875288648686911,0,0,0,"ResSpHtBBZ2",0.23800000548362732,0.4699999988079071,-317.94832612099964,-7.1675926446914673E-2,-0.15250197052955627,-0.22094041535173781,-1.1945540318265557E-3,-2.5416044518351555E-3,0,0,0,0,"(na)","(na)","(na)","(na)",0,0,0,0,0,0,0,0,0,0,0,0,0,-179.26982582898771,0,-32.117824554443359,-141.90841674804687,-353.29608154296875,0,0,-179.26982582898771,-36.407135009765625,-35.758537292480469,-141.90841674804687,-393.34390258789062,0,0,-179.26982582898771,-36.407135009765625,-35.758537292480469,-141.90841674804687,-393.34390258789062,0,9999,0,9999,9999,9999,9999,9999,-179.26982582898771,-1.4850224854165637,-36.407135009765625,0,0,0,-141.90841674804687,0,-30.181978225708008,-35.758537292480469,0,null,0,0,-425.01092529296875,0,0,9999,-1.8587718679804006,-1.9387521447115075E-2,-1.8781593894275157,-0.11878341867732124,-1.2925014298076662E-3,-0.12007592010712891,null,-0.21875288648686911,"ResSpHtBBZ2",0.23800000548362732,0.4699999988079071,-1.4850224854165637,0,0,-1.4850225448608398,0,9999,0]
["Tier1_indor2_HZ2_zonl","Coolkwh",13,0,0,0,0,0,"ResCACPNW",0,0,0,0,0,0,0,0,0,0,0,0,"(na)","(na)","(na)","(na)",0,0,0,0,0,0,0,0,0,0,0,0,0,0,0,0,0,0,0,9999,0,0,0,0,0,0,9999,0,0,0,0,0,0,9999,9999,9999,9999,9999,9999,9999,0,0,0,0,0,0,0,0,-30.181978225708008,0,0,null,0,0,-30.181978225708008,0,0,9999,0,0,0,0,0,0,null,0,null,0,0,0,0,0,0,0,9999,9999]
["Tier1_indor3_HZ2_gfnc","DHWkwh",13,1309.8608128415285,0,654.550608585237,0,0,"ResDHW",0.28600001335144043,0.31700000166893005,1428.3689026463142,0.18072967231273651,0.57012516260147095,0,0,0,130.16206359863281,294.26724243164062,0,276.07672119140625,"(na)","(na)","(na)","(na)",0,0,0,0,0,0,0,0,130.16206359863281,294.26724243164062,0,276.07672119140625,700.50602722167969,789.76168111960953,0,142.7279052734375,637.517333984375,1570.0069580078125,130.16206359863281,12.061939377503176,789.76168111960953,136.10723876953125,156.338623046875,637.517333984375,1719.724853515625,294.26724243164062,5.8440921344477861,789.76168111960953,136.10723876953125,156.338623046875,637.517333984375,1719.724853515625,424.4293212890625,-34.09783935546875,4.0518523402757847,8.779322624206543,19.848079681396484,0,18.621143341064453,47.248550415039063,789.76168111960953,0,136.10723876953125,0,0,0,637.517333984375,0,-55.610084533691406,156.338623046875,700.50604248046875,null,0,0,1664.11474609375,700.50604248046875,2.2744189886696922,-11.725839614868164,8.2905213255570409,0,8.2905213255570409,0.52853617263133612,0,0.52853617263133612,null,0,null,0,0,0,0,0,0,0,9999,9999]
["Tier1_indor3_HZ2_gfnc","Heatkwh",13,-14.821889539693933,-20.408586749919174,0,0,0,"ResSpHtFAFZ2",0.1940000057220459,0.37400001287460327,-16.161495537262869,-3.5567004233598709E-3,-9.5098940655589104E-3,-20.612672617418358,-0.10879625380039215,-0.29089906811714172,0,0,0,0,"(na)","(na)","(na)","(na)",0,0,0,0,0,0,0,0,0,0,0,0,0,-9.2385566246288473,0,-1.6451843976974487,-7.2132868766784668,-18.097028732299805,0,0,-9.2385566246288473,-2.2703182697296143,-1.8722162246704102,-7.2132868766784668,-20.594377517700195,0,0,-9.2385566246288473,-2.2703182697296143,-1.8722162246704102,-7.2132868766784668,-20.594377517700195,0,9999,0,9999,9999,9999,9999,9999,-9.2385566246288473,-138.70423698140584,-2.2703182697296143,0,0,0,-7.2132868766784668,0,-55.610084533691406,-1.8722162246704102,0,null,0,0,-214.90870666503906,0,0,9999,-9.4248739377848736E-2,-1.8087620221784673,-1.9030107615563161,-6.0245208289981325E-3,-0.12058413481189736,-0.12660865564089549,null,-20.408586749919174,"ResSpHtFAFZ2",0.1940000057220459,0.37400001287460327,-138.70423698140584,0,0,-138.70423889160156,0,9999,0]
["Tier1_indor3_HZ2_gfnc","Coolkwh",13,0,0,0,0,0,"ResCACPNW",0,0,0,0,0,0,0,0,0,0,0,0,"(na)","(na)","(na)","(na)",0,0,0,0,0,0,0,0,0,0,0,0,0,0,0,0,0,0,0,9999,0,0,0,0,0,0,9999,0,0,0,0,0,0,9999,9999,9999,9999,9999,9999,9999,0,0,0,0,0,0,0,0,-55.610084533691406,0,0,null,0,0,-55.610084533691406,0,0,9999,0,0,0,0,0,0,null,0,null,0,0,0,0,0,0,0,9999,9999]
["Tier1_indor3_HZ2_gfac","DHWkwh",13,1290.6426180179142,0,654.550608585237,0,0,"ResDHW",0.28600001335144043,0.31700000166893005,1407.411964640437,0.17807804048061371,0.56176036596298218,0,0,0,130.16206359863281,294.26724243164062,0,276.07672119140625,"(na)","(na)","(na)","(na)",0,0,0,0,0,0,0,0,130.16206359863281,294.26724243164062,0,276.07672119140625,700.50602722167969,778.17434779138125,0,140.63381958007812,628.16375732421875,1546.971923828125,130.16206359863281,11.88496772351362,778.17434779138125,134.11027526855469,154.04484558105469,628.16375732421875,1694.4932861328125,294.26724243164062,5.7583481326802675,778.17434779138125,134.11027526855469,154.04484558105469,628.16375732421875,1694.4932861328125,424.4293212890625,-33.67156982421875,3.9924039219015324,8.9100503921508789,20.143627166748047,0,18.898420333862305,47.952098846435547,778.17434779138125,0,134.11027526855469,0,0,0,628.16375732421875,0,-56.270225524902344,154.04484558105469,700.50604248046875,null,0,0,1638.2230224609375,700.50604248046875,2.2390940329449958,-10.921252250671387,8.1688833221433601,0,8.1688833221433601,0.52078152340649109,0,0.52078152340649109,null,0,null,0,0,0,0,0,0,0,9999,9999]
["Tier1_indor3_HZ2_gfac","Heatkwh",13,-15.692252423569714,-20.624485788872295,0,0,0,"ResSpHtFAFZ2",0.1940000057220459,0.37400001287460327,-17.110522031212046,-3.7655550986528397E-3,-1.0068329051136971E-2,-20.830730646761019,-0.10994719713926315,-0.29397645592689514,0,0,0,0,"(na)","(na)","(na)","(na)",0,0,0,0,0,0,0,0,0,0,0,0,0,-9.7810580894473222,0,-1.7417919635772705,-7.6368613243103027,-19.159711837768555,0,0,-9.7810580894473222,-2.403634786605835,-1.982155442237854,-7.6368613243103027,-21.803709030151367,0,0,-9.7810580894473222,-2.403634786605835,-1.982155442237854,-7.6368613243103027,-21.803709030151367,0,9999,0,9999,9999,9999,9999,9999,-9.7810580894473222,-140.17156599492185,-2.403634786605835,0,0,0,-7.6368613243103027,0,-56.270225524902344,-1.982155442237854,0,null,0,0,-218.24549865722656,0,0,9999,-9.9783162258742453E-2,-1.8278966142532773,-1.9276797765120197,-6.3782894432260328E-3,-0.12185977428355192,-0.12823806372677796,null,-20.624485788872295,"ResSpHtFAFZ2",0.1940000057220459,0.37400001287460327,-140.17156599492185,0,0,-140.17156982421875,0,9999,0]
["Tier1_indor3_HZ2_gfac","Coolkwh",13,37.970393348786928,0,0,0,0,"ResCACPNW",0.17000000178813934,0,41.441462739126258,0,2.7828002348542213E-2,0,0,0,0,0,0,0,"(na)","(na)","(na)","(na)",0,0,0,0,0,0,0,0,0,0,0,0,0,21.774115355474962,0,4.0270495414733887,18.496377944946289,44.297542572021484,0,9999,21.774115355474962,6.6434402465820312,4.6913933753967285,18.496377944946289,51.605327606201172,0,9999,21.774115355474962,6.6434402465820312,4.6913933753967285,18.496377944946289,51.605327606201172,0,-69.351005554199219,9999,0,0,0,0,0,21.774115355474962,0,6.6434402465820312,0,0,0,18.496377944946289,0,-56.270225524902344,4.6913933753967285,0,null,0,0,-4.6648983955383301,0,0.91709827783722164,61.464893341064453,0.24201642830796008,0,0.24201642830796008,1.5466991798265344E-2,0,1.5466991798265344E-2,null,0,null,0,0,0,0,0,0,0,9999,9999]
["Tier1_indor3_HZ2_efaf","DHWkwh",13,1309.8608128415285,0,654.550608585237,0,0,"ResDHW",0.28600001335144043,0.31700000166893005,1428.3689026463142,0.18072967231273651,0.57012516260147095,0,0,0,130.16206359863281,294.26724243164062,0,276.07672119140625,"(na)","(na)","(na)","(na)",0,0,0,0,0,0,0,0,130.16206359863281,294.26724243164062,0,276.07672119140625,700.50602722167969,789.76168111960953,0,142.7279052734375,637.517333984375,1570.0069580078125,130.16206359863281,12.061939377503176,789.76168111960953,136.10723876953125,156.338623046875,637.517333984375,1719.724853515625,294.26724243164062,5.8440921344477861,789.76168111960953,136.10723876953125,156.338623046875,637.517333984375,1719.724853515625,424.4293212890625,-34.09783935546875,4.0518523402757847,8.779322624206543,19.848079681396484,0,18.621143341064453,47.248550415039063,789.76168111960953,0,136.10723876953125,0,0,0,637.517333984375,0,-39.244461059570313,156.338623046875,700.50604248046875,null,0,0,1680.48046875,700.50604248046875,2.3247363383880555,-12.829687118530273,8.2905213255570409,0,8.2905213255570409,0.52853617263133612,0,0.52853617263133612,null,0,null,0,0,0,0,0,0,0,9999,9999]
["Tier1_indor3_HZ2_efaf","Heatkwh",13,-379.10740989277787,-0.28443598762670691,0,0,0,"ResSpHtFAFZ2",0.1940000057220459,0.37400001287460327,-413.37123021441238,-9.097164124250412E-2,-0.24323967099189758,-0.28728034750297399,-1.5163014177232981E-3,-4.0542818605899811E-3,0,0,0,0,"(na)","(na)","(na)","(na)",0,0,0,0,0,0,0,0,0,0,0,0,0,-236.29951253726088,0,-42.079761505126953,-184.49809265136719,-462.87738037109375,0,0,-236.29951253726088,-58.069145202636719,-47.886676788330078,-184.49809265136719,-526.75341796875,0,0,-236.29951253726088,-58.069145202636719,-47.886676788330078,-184.49809265136719,-526.75341796875,0,9999,0,9999,9999,9999,9999,9999,-236.29951253726088,-1.9331312411414898,-58.069145202636719,0,0,0,-184.49809265136719,0,-39.244461059570313,-47.886676788330078,0,null,0,0,-567.9310302734375,0,0,9999,-2.4106505027923406,-2.5208850493385903E-2,-2.4358593532857267,-0.15409239700579588,-1.680590032892398E-3,-0.15577298703868828,null,-0.28443598762670691,"ResSpHtFAFZ2",0.1940000057220459,0.37400001287460327,-1.9331312411414898,0,0,-1.933131217956543,0,9999,0]
["Tier1_indor3_HZ2_efaf","Coolkwh",13,0,0,0,0,0,"ResCACPNW",0,0,0,0,0,0,0,0,0,0,0,0,"(na)","(na)","(na)","(na)",0,0,0,0,0,0,0,0,0,0,0,0,0,0,0,0,0,0,0,9999,0,0,0,0,0,0,9999,0,0,0,0,0,0,9999,9999,9999,9999,9999,9999,9999,0,0,0,0,0,0,0,0,-39.244461059570313,0,0,null,0,0,-39.244461059570313,0,0,9999,0,0,0,0,0,0,null,0,null,0,0,0,0,0,0,0,9999,9999]
["Tier1_indor3_HZ2_hp85","DHWkwh",13,1290.6671839090122,0,654.550608585237,0,0,"ResDHW",0.28600001335144043,0.31700000166893005,1407.4387531011387,0.17808142304420471,0.56177103519439697,0,0,0,130.16206359863281,294.26724243164062,0,276.07672119140625,"(na)","(na)","(na)","(na)",0,0,0,0,0,0,0,0,130.16206359863281,294.26724243164062,0,276.07672119140625,700.50602722167969,778.18915944103196,0,140.63648986816406,628.1756591796875,1547.0013427734375,130.16206359863281,11.885193471265254,778.18915944103196,134.11283874511719,154.04777526855469,628.1756591796875,1694.525390625,294.26724243164062,5.7584575796880824,778.18915944103196,134.11283874511719,154.04777526855469,628.1756591796875,1694.525390625,424.4293212890625,-33.672119140625,3.9924798041950602,8.9098806381225586,20.143243789672852,0,18.898061752319336,47.951187133789063,778.18915944103196,0,134.11283874511719,0,0,0,628.1756591796875,0,-25.27655029296875,154.04777526855469,700.50604248046875,null,0,0,1669.2489013671875,700.50604248046875,2.3347562334873464,-13.043820381164551,8.1690388073995397,0,8.1690388073995397,0.52079143588110721,0,0.52079143588110721,null,0,null,0,0,0,0,0,0,0,9999,9999]
["Tier1_indor3_HZ2_hp85","Heatkwh",13,-244.17386058072503,-0.18319830046726665,0,0,0,"ResSpHtHPZ2",0.15800000727176666,0.35499998927116394,-266.29403376073878,-6.8301230669021606E-2,-0.19239784777164459,-0.18503028347193928,-1.1382137890905142E-3,-3.2062360551208258E-3,0,0,0,0,"(na)","(na)","(na)","(na)",0,0,0,0,0,0,0,0,0,0,0,0,0,-147.99078688647927,0,-26.684459686279297,-118.85380554199219,-293.529052734375,0,0,-147.99078688647927,-45.931568145751953,-31.277616500854492,-118.85380554199219,-344.05377197265625,0,0,-147.99078688647927,-45.931568145751953,-31.277616500854492,-118.85380554199219,-344.05377197265625,0,9999,0,9999,9999,9999,9999,9999,-147.99078688647927,-1.2374489545078931,-45.931568145751953,0,0,0,-118.85380554199219,0,-25.27655029296875,-31.277616500854492,0,null,0,0,-370.56777954101562,0,0,9999,-1.5607006785636677,-1.6236407374662653E-2,-1.5769370859383303,-9.9852629279866226E-2,-1.0824271583108446E-3,-0.10093505643817707,null,-0.18319830046726665,"ResSpHtHPZ2",0.15800000727176666,0.35499998927116394,-1.2374489545078931,0,0,-1.2374489307403564,0,9999,0]
["Tier1_indor3_HZ2_hp85","Coolkwh",13,38.189749400375838,0,0,0,0,"ResCACPNW",0.17000000178813934,0,41.680871258153736,0,2.7988767251372337E-2,0,0,0,0,0,0,0,"(na)","(na)","(na)","(na)",0,0,0,0,0,0,0,0,0,0,0,0,0,21.899905044492542,0,4.0503134727478027,18.603231430053711,44.553451538085938,0,9999,21.899905044492542,6.6818203926086426,4.7184958457946777,18.603231430053711,51.903453826904297,0,9999,21.899905044492542,6.6818203926086426,4.7184958457946777,18.603231430053711,51.903453826904297,0,-69.35101318359375,9999,0,0,0,0,0,21.899905044492542,0,6.6818203926086426,0,0,0,18.603231430053711,0,-25.27655029296875,4.7184958457946777,0,null,0,0,26.626901626586914,0,2.0534231179239559,-10.926109313964844,0.24341456415674206,0,0.24341456415674206,1.5556345053567717E-2,0,1.5556345053567717E-2,null,0,null,0,0,0,0,0,0,0,9999,9999]
["Tier1_indor3_HZ2_zonl","DHWkwh",13,1309.6402901711017,0,654.550608585237,0,0,"ResDHW",0.28600001335144043,0.31700000166893005,1428.1284284511344,0.18069925904273987,0.57002919912338257,0,0,0,130.16206359863281,294.26724243164062,0,276.07672119140625,"(na)","(na)","(na)","(na)",0,0,0,0,0,0,0,0,130.16206359863281,294.26724243164062,0,276.07672119140625,700.50602722167969,789.62872015672622,0,142.70387268066406,637.4100341796875,1569.74267578125,130.16206359863281,12.059908882956323,789.62872015672622,136.08433532714844,156.31231689453125,637.4100341796875,1719.4354248046875,294.26724243164062,5.8431084355491061,789.62872015672622,136.08433532714844,156.31231689453125,637.4100341796875,1719.4354248046875,424.4293212890625,-34.093021392822266,4.0511703177147016,8.7808008193969727,19.851423263549805,0,18.624279022216797,47.256504058837891,789.62872015672622,0,136.08433532714844,0,0,0,637.4100341796875,0,-34.875663757324219,156.31231689453125,700.50604248046875,null,0,0,1684.5596923828125,700.50604248046875,2.3381536309282307,-13.116010665893555,8.2891255681727483,0,8.2891255681727483,0.52844719049898803,0,0.52844719049898803,null,0,null,0,0,0,0,0,0,0,9999,9999]
["Tier1_indor3_HZ2_zonl","Heatkwh",13,-336.90618072058925,-0.25277332953715009,0,0,0,"ResSpHtBBZ2",0.23800000548362732,0.4699999988079071,-367.39564128765397,-8.282296359539032E-2,-0.17621907591819763,-0.25530106283252163,-1.3803311157971621E-3,-2.9368747491389513E-3,0,0,0,0,"(na)","(na)","(na)","(na)",0,0,0,0,0,0,0,0,0,0,0,0,0,-207.14986434274226,0,-37.112789154052734,-163.97802734375,-408.24069213867187,0,0,-207.14986434274226,-42.069168090820312,-41.319705963134766,-163.97802734375,-454.51675415039062,0,0,-207.14986434274226,-42.069168090820312,-41.319705963134766,-163.97802734375,-454.51675415039062,0,9999,0,9999,9999,9999,9999,9999,-207.14986434274226,-1.7159731425935312,-42.069168090820312,0,0,0,-163.97802734375,0,-34.875663757324219,-41.319705963134766,0,null,0,0,-491.1083984375,0,0,9999,-2.1478480191281779,-2.2402668263553853E-2,-2.1702506873917318,-0.13725661277010881,-1.4935112175702523E-3,-0.13875012398767905,null,-0.25277332953715009,"ResSpHtBBZ2",0.23800000548362732,0.4699999988079071,-1.7159731425935312,0,0,-1.7159731388092041,0,9999,0]
["Tier1_indor3_HZ2_zonl","Coolkwh",13,0,0,0,0,0,"ResCACPNW",0,0,0,0,0,0,0,0,0,0,0,0,"(na)","(na)","(na)","(na)",0,0,0,0,0,0,0,0,0,0,0,0,0,0,0,0,0,0,0,9999,0,0,0,0,0,0,9999,0,0,0,0,0,0,9999,9999,9999,9999,9999,9999,9999,0,0,0,0,0,0,0,0,-34.875663757324219,0,0,null,0,0,-34.875663757324219,0,0,9999,0,0,0,0,0,0,null,0,null,0,0,0,0,0,0,0,9999,9999]
["Tier1_indor4_HZ2_gfnc","DHWkwh",13,1309.3799008837657,0,654.550608585237,0,0,"ResDHW",0.28600001335144043,0.31700000166893005,1427.8444807545804,0.1806633323431015,0.56991589069366455,0,0,0,130.16206359863281,294.26724243164062,0,276.07672119140625,"(na)","(na)","(na)","(na)",0,0,0,0,0,0,0,0,130.16206359863281,294.26724243164062,0,276.07672119140625,700.50602722167969,789.47172219228833,0,142.67550659179687,637.2833251953125,1569.4305419921875,130.16206359863281,12.05751131004566,789.47172219228833,136.05728149414062,156.28123474121094,637.2833251953125,1719.093505859375,294.26724243164062,5.8419467604257864,789.47172219228833,136.05728149414062,156.28123474121094,637.2833251953125,1719.093505859375,424.4293212890625,-34.087329864501953,4.0503648998741237,8.7825469970703125,19.855369567871094,0,18.627983093261719,47.265903472900391,789.47172219228833,0,136.05728149414062,0,0,0,637.2833251953125,0,-74.393104553222656,156.28123474121094,700.50604248046875,null,0,0,1644.700439453125,700.50604248046875,2.2184739397425211,-10.439749717712402,8.2874774824231459,0,8.2874774824231459,0.52834212196348163,0,0.52834212196348163,null,0,null,0,0,0,0,0,0,0,9999,9999]
["Tier1_indor4_HZ2_gfnc","Heatkwh",13,-19.825614416675954,-27.302114213363545,0,0,0,"ResSpHtFAFZ2",0.1940000057220459,0.37400001287460327,-21.617458291031042,-4.7574080526828766E-3,-1.2720341794192791E-2,-27.575135355497185,-0.14554500579833984,-0.3891577422618866,0,0,0,0,"(na)","(na)","(na)","(na)",0,0,0,0,0,0,0,0,0,0,0,0,0,-12.357402942182571,0,-2.2005825042724609,-9.6484212875366211,-24.20640754699707,0,0,-12.357402942182571,-3.0367550849914551,-2.5042579174041748,-9.6484212875366211,-27.546836853027344,0,0,-12.357402942182571,-3.0367550849914551,-2.5042579174041748,-9.6484212875366211,-27.546836853027344,0,9999,0,9999,9999,9999,9999,9999,-12.357402942182571,-185.55517666889821,-3.0367550849914551,0,0,0,-9.6484212875366211,0,-74.393104553222656,-2.5042579174041748,0,null,0,0,-287.4951171875,0,0,9999,-0.12606619157152346,-2.4197181274448765,-2.5457843190163998,-8.0583401111634732E-3,-0.16131454182965843,-0.1693728819408219,null,-27.302114213363545,"ResSpHtFAFZ2",0.1940000057220459,0.37400001287460327,-185.55517666889821,0,0,-185.55517578125,0,9999,0]
["Tier1_indor4_HZ2_gfnc","Coolkwh",13,0,0,0,0,0,"ResCACPNW",0,0,0,0,0,0,0,0,0,0,0,0,"(na)","(na)","(na)","(na)",0,0,0,0,0,0,0,0,0,0,0,0,0,0,0,0,0,0,0,9999,0,0,0,0,0,0,9999,0,0,0,0,0,0,9999,9999,9999,9999,9999,9999,9999,0,0,0,0,0,0,0,0,-74.393104553222656,0,0,null,0,0,-74.393104553222656,0,0,9999,0,0,0,0,0,0,null,0,null,0,0,0,0,0,0,0,9999,9999]
["Tier1_indor4_HZ2_gfac","DHWkwh",13,1290.5241049368096,0,654.550608585237,0,0,"ResDHW",0.28600001335144043,0.31700000166893005,1407.282729230119,0.17806167900562286,0.56170874834060669,0,0,0,130.16206359863281,294.26724243164062,0,276.07672119140625,"(na)","(na)","(na)","(na)",0,0,0,0,0,0,0,0,130.16206359863281,294.26724243164062,0,276.07672119140625,700.50602722167969,778.10289203879131,0,140.62089538574219,628.1060791015625,1546.829833984375,130.16206359863281,11.883876328942463,778.10289203879131,134.09797668457031,154.03070068359375,628.1060791015625,1694.337646484375,294.26724243164062,5.7578194382343417,778.10289203879131,134.09797668457031,154.03070068359375,628.1060791015625,1694.337646484375,424.4293212890625,-33.668899536132813,3.9920373650816305,8.9108686447143555,20.145475387573242,0,18.900156021118164,47.956504821777344,778.10289203879131,0,134.09797668457031,0,0,0,628.1060791015625,0,-75.402008056640625,154.03070068359375,700.50604248046875,null,0,0,1618.9356689453125,700.50604248046875,2.1836835528844438,-9.6067380905151367,8.1681332155544499,0,8.1681332155544499,0.5207337027146437,0,0.5207337027146437,null,0,null,0,0,0,0,0,0,0,9999,9999]
["Tier1_indor4_HZ2_gfac","Heatkwh",13,-21.024602494997819,-27.636598640922411,0,0,0,"ResSpHtFAFZ2",0.1940000057220459,0.37400001287460327,-22.924811204783111,-5.0451206043362617E-3,-1.3489626348018646E-2,-27.912964627331629,-0.14732810854911804,-0.39392539858818054,0,0,0,0,"(na)","(na)","(na)","(na)",0,0,0,0,0,0,0,0,0,0,0,0,0,-13.104738106445311,0,-2.3336663246154785,-10.231925964355469,-25.670330047607422,0,0,-13.104738106445311,-3.2204082012176514,-2.6557073593139648,-10.231925964355469,-29.212779998779297,0,0,-13.104738106445311,-3.2204082012176514,-2.6557073593139648,-10.231925964355469,-29.212779998779297,0,9999,0,9999,9999,9999,9999,9999,-13.104738106445311,-187.82845545469621,-3.2204082012176514,0,0,0,-10.231925964355469,0,-75.402008056640625,-2.6557073593139648,0,null,0,0,-292.4432373046875,0,0,9999,-0.13369026099993736,-2.4493626460483671,-2.5830529070483044,-8.5456820679515062E-3,-0.16329084306989,-0.17183652513784151,null,-27.636598640922411,"ResSpHtFAFZ2",0.1940000057220459,0.37400001287460327,-187.82845545469621,0,0,-187.82846069335937,0,9999,0]
["Tier1_indor4_HZ2_gfac","Coolkwh",13,49.755218212270883,0,0,0,0,"ResCACPNW",0.17000000178813934,0,54.303599193206516,0,3.6464948207139969E-2,0,0,0,0,0,0,0,"(na)","(na)","(na)","(na)",0,0,0,0,0,0,0,0,0,0,0,0,0,28.532121090745196,0,5.2769198417663574,24.237077713012695,58.046119689941406,0,9999,28.532121090745196,8.705357551574707,6.1474556922912598,24.237077713012695,67.62200927734375,0,9999,28.532121090745196,8.705357551574707,6.1474556922912598,24.237077713012695,67.62200927734375,0,-69.35101318359375,9999,0,0,0,0,0,28.532121090745196,0,8.705357551574707,0,0,0,24.237077713012695,0,-75.402008056640625,6.1474556922912598,0,null,0,0,-7.7799959182739258,0,0.89681977695908865,64.4228515625,0.31713077320021121,0,0.31713077320021121,2.0267463255939176E-2,0,2.0267463255939176E-2,null,0,null,0,0,0,0,0,0,0,9999,9999]
["Tier1_indor4_HZ2_efaf","DHWkwh",13,1309.3799008837657,0,654.550608585237,0,0,"ResDHW",0.28600001335144043,0.31700000166893005,1427.8444807545804,0.1806633323431015,0.56991589069366455,0,0,0,130.16206359863281,294.26724243164062,0,276.07672119140625,"(na)","(na)","(na)","(na)",0,0,0,0,0,0,0,0,130.16206359863281,294.26724243164062,0,276.07672119140625,700.50602722167969,789.47172219228833,0,142.67550659179687,637.2833251953125,1569.4305419921875,130.16206359863281,12.05751131004566,789.47172219228833,136.05728149414062,156.28123474121094,637.2833251953125,1719.093505859375,294.26724243164062,5.8419467604257864,789.47172219228833,136.05728149414062,156.28123474121094,637.2833251953125,1719.093505859375,424.4293212890625,-34.087329864501953,4.0503648998741237,8.7825469970703125,19.855369567871094,0,18.627983093261719,47.265903472900391,789.47172219228833,0,136.05728149414062,0,0,0,637.2833251953125,0,-52.499286651611328,156.28123474121094,700.50604248046875,null,0,0,1666.59423828125,700.50604248046875,2.2829766232921531,-11.917011260986328,8.2874774824231459,0,8.2874774824231459,0.52834212196348163,0,0.52834212196348163,null,0,null,0,0,0,0,0,0,0,9999,9999]
["Tier1_indor4_HZ2_efaf","Heatkwh",13,-507.15861899909407,-0.38051000564511034,0,0,0,"ResSpHtFAFZ2",0.1940000057220459,0.37400001287460327,-552.99573888252803,-0.12169915437698364,-0.32539880275726318,-0.38431510570156135,-2.0284629426896572E-3,-5.4236976429820061E-3,0,0,0,0,"(na)","(na)","(na)","(na)",0,0,0,0,0,0,0,0,0,0,0,0,0,-316.11446076047588,0,-56.293056488037109,-246.81608581542969,-619.2236328125,0,0,-316.11446076047588,-77.683174133300781,-64.061370849609375,-246.81608581542969,-704.67510986328125,0,0,-316.11446076047588,-77.683174133300781,-64.061370849609375,-246.81608581542969,-704.67510986328125,0,9999,0,9999,9999,9999,9999,9999,-316.11446076047588,-2.5860854866398091,-77.683174133300781,0,0,0,-246.81608581542969,0,-52.499286651611328,-64.061370849609375,0,null,0,0,-759.76043701171875,0,0,9999,-3.2248965543338146,-3.3723650525311975E-2,-3.2586202048591266,-0.20614022629054504,-2.2482433683541341E-3,-0.20838846965889918,null,-0.38051000564511034,"ResSpHtFAFZ2",0.1940000057220459,0.37400001287460327,-2.5860854866398091,0,0,-2.5860855579376221,0,9999,0]
["Tier1_indor4_HZ2_efaf","Coolkwh",13,0,0,0,0,0,"ResCACPNW",0,0,0,0,0,0,0,0,0,0,0,0,"(na)","(na)","(na)","(na)",0,0,0,0,0,0,0,0,0,0,0,0,0,0,0,0,0,0,0,9999,0,0,0,0,0,0,9999,0,0,0,0,0,0,9999,9999,9999,9999,9999,9999,9999,0,0,0,0,0,0,0,0,-52.499286651611328,0,0,null,0,0,-52.499286651611328,0,0,9999,0,0,0,0,0,0,null,0,null,0,0,0,0,0,0,0,9999,9999]
["Tier1_indor4_HZ2_hp85","DHWkwh",13,1290.534155858687,0,654.550608585237,0,0,"ResDHW",0.28600001335144043,0.31700000166893005,1407.2936894971276,0.17806307971477509,0.56171315908432007,0,0,0,130.16206359863281,294.26724243164062,0,276.07672119140625,"(na)","(na)","(na)","(na)",0,0,0,0,0,0,0,0,130.16206359863281,294.26724243164062,0,276.07672119140625,700.50602722167969,778.1089520971434,0,140.62199401855469,628.1109619140625,1546.8419189453125,130.16206359863281,11.883968840564757,778.1089520971434,134.09902954101562,154.03189086914062,628.1109619140625,1694.350830078125,294.26724243164062,5.7578642475469088,778.1089520971434,134.09902954101562,154.03189086914062,628.1109619140625,1694.350830078125,424.4293212890625,-33.66912841796875,3.9920684324764992,8.9107990264892578,20.145318984985352,0,18.900009155273438,47.956130981445313,778.1089520971434,0,134.09902954101562,0,0,0,628.1109619140625,0,-34.126251220703125,154.03189086914062,700.50604248046875,null,0,0,1660.224609375,700.50604248046875,2.3063930743978118,-12.432858467102051,8.168196831002259,0,8.168196831002259,0.52073775831790203,0,0.52073775831790203,null,0,null,0,0,0,0,0,0,0,9999,9999]
["Tier1_indor4_HZ2_hp85","Heatkwh",13,-329.6680526383625,-0.24734272054372777,0,0,0,"ResSpHtHPZ2",0.15800000727176666,0.35499998927116394,-359.5333068426209,-9.2215992510318756E-2,-0.25976336002349854,-0.249816147749165,-1.5367439482361078E-3,-4.3288562446832657E-3,0,0,0,0,"(na)","(na)","(na)","(na)",0,0,0,0,0,0,0,0,0,0,0,0,0,-199.80776978031651,0,-36.027664184570313,-160.46885681152344,-396.30429077148437,0,0,-199.80776978031651,-62.013877868652344,-42.229049682617188,-160.46885681152344,-464.51956176757812,0,0,-199.80776978031651,-62.013877868652344,-42.229049682617188,-160.46885681152344,-464.51956176757812,0,9999,0,9999,9999,9999,9999,9999,-199.80776978031651,-1.6707250567352423,-62.013877868652344,0,0,0,-160.46885681152344,0,-34.126251220703125,-42.229049682617188,0,null,0,0,-500.3165283203125,0,0,9999,-2.1071590227953774,-2.1921366964989079E-2,-2.1290803897603663,-0.13481468396012411,-1.4614244643326153E-3,-0.13627610842445673,null,-0.24734272054372777,"ResSpHtHPZ2",0.15800000727176666,0.35499998927116394,-1.6707250567352423,0,0,-1.6707251071929932,0,9999,0]
["Tier1_indor4_HZ2_hp85","Coolkwh",13,50.043647437909563,0,0,0,0,"ResCACPNW",0.17000000178813934,0,54.618395221190326,0,3.6676332354545593E-2,0,0,0,0,0,0,0,"(na)","(na)","(na)","(na)",0,0,0,0,0,0,0,0,0,0,0,0,0,28.697520779214543,0,5.3075098991394043,24.377578735351563,58.382610321044922,0,9999,28.697520779214543,8.7558212280273437,6.1830921173095703,24.377578735351563,68.014015197753906,0,9999,28.697520779214543,8.7558212280273437,6.1830921173095703,24.377578735351563,68.014015197753906,0,-69.35101318359375,9999,0,0,0,0,0,28.697520779214543,0,8.7558212280273437,0,0,0,24.377578735351563,0,-34.126251220703125,6.1830921173095703,0,null,0,0,33.887760162353516,0,1.9930115505520705,-9.1551513671875,0.31896916898314426,0,0.31896916898314426,2.0384953017668916E-2,0,2.0384953017668916E-2,null,0,null,0,0,0,0,0,0,0,9999,9999]
["Tier1_indor4_HZ2_zonl","DHWkwh",13,1309.0019523078713,0,654.550608585237,0,0,"ResDHW",0.28600001335144043,0.31700000166893005,1427.4323377334945,0.18061119318008423,0.56975138187408447,0,0,0,130.16206359863281,294.26724243164062,0,276.07672119140625,"(na)","(na)","(na)","(na)",0,0,0,0,0,0,0,0,130.16206359863281,294.26724243164062,0,276.07672119140625,700.50602722167969,789.24384355071948,0,142.63432312011719,637.09930419921875,1568.9774169921875,130.16206359863281,12.054030394817246,789.24384355071948,136.01800537109375,156.23611450195312,637.09930419921875,1718.5972900390625,294.26724243164062,5.8402602118454334,789.24384355071948,136.01800537109375,156.23611450195312,637.09930419921875,1718.5972900390625,424.4293212890625,-34.079055786132813,4.0491955743989134,8.7850828170776367,19.861103057861328,0,18.63336181640625,47.279548645019531,789.24384355071948,0,136.01800537109375,0,0,0,637.09930419921875,0,-46.658657073974609,156.23611450195312,700.50604248046875,null,0,0,1671.9385986328125,700.50604248046875,2.3001585442243671,-12.296540260314941,8.2850853269378586,0,8.2850853269378586,0.52818961759676097,0,0.52818961759676097,null,0,null,0,0,0,0,0,0,0,9999,9999]
["Tier1_indor4_HZ2_zonl","Heatkwh",13,-450.73809953972403,-0.33817892543916916,0,0,0,"ResSpHtBBZ2",0.23800000548362732,0.4699999988079071,-491.52916333854341,-0.11080671101808548,-0.23575896024703979,-0.34156071469356097,-1.8467094050720334E-3,-3.9291689172387123E-3,0,0,0,0,"(na)","(na)","(na)","(na)",0,0,0,0,0,0,0,0,0,0,0,0,0,-277.1404667437526,0,-49.652244567871094,-219.38198852539062,-546.1746826171875,0,0,-277.1404667437526,-56.283260345458984,-55.280570983886719,-219.38198852539062,-608.0863037109375,0,0,-277.1404667437526,-56.283260345458984,-55.280570983886719,-219.38198852539062,-608.0863037109375,0,9999,0,9999,9999,9999,9999,9999,-277.1404667437526,-2.2957562592040328,-56.283260345458984,0,0,0,-219.38198852539062,0,-46.658657073974609,-55.280570983886719,0,null,0,0,-657.04071044921875,0,0,9999,-2.873550530213921,-2.9971952714359963E-2,-2.9035224829282811,-0.18363208611054679,-1.9981301809573315E-3,-0.18563021629150411,null,-0.33817892543916916,"ResSpHtBBZ2",0.23800000548362732,0.4699999988079071,-2.2957562592040328,0,0,-2.2957563400268555,0,9999,0]
["Tier1_indor4_HZ2_zonl","Coolkwh",13,0,0,0,0,0,"ResCACPNW",0,0,0,0,0,0,0,0,0,0,0,0,"(na)","(na)","(na)","(na)",0,0,0,0,0,0,0,0,0,0,0,0,0,0,0,0,0,0,0,9999,0,0,0,0,0,0,9999,0,0,0,0,0,0,9999,9999,9999,9999,9999,9999,9999,0,0,0,0,0,0,0,0,-46.658657073974609,0,0,null,0,0,-46.658657073974609,0,0,9999,0,0,0,0,0,0,null,0,null,0,0,0,0,0,0,0,9999,9999]
["Tier1_indor1_HZ3_gfnc","DHWkwh",13,1341.8093276083509,0,654.550608585237,0,0,"ResDHW",0.28600001335144043,0.31700000166893005,1463.2079210605464,0.18513782322406769,0.58403098583221436,0,0,0,130.16206359863281,294.26724243164062,0,276.07672119140625,"(na)","(na)","(na)","(na)",0,0,0,0,0,0,0,0,130.16206359863281,294.26724243164062,0,276.07672119140625,700.50602722167969,809.02457721067378,0,146.20916748046875,653.0670166015625,1608.30078125,130.16206359863281,12.356140620603975,809.02457721067378,139.427001953125,160.15185546875,653.0670166015625,1761.67041015625,294.26724243164062,5.9866345865641293,809.02457721067378,139.427001953125,160.15185546875,653.0670166015625,1761.67041015625,424.4293212890625,-34.779468536376953,4.1506805166475846,8.570286750793457,19.375497817993164,0,18.177774429321289,46.123561859130859,809.02457721067378,0,139.427001953125,0,0,0,653.0670166015625,0,-16.917810440063477,160.15185546875,700.50604248046875,null,0,0,1744.752685546875,700.50604248046875,2.4555504309796738,-15.487770080566406,8.4927335303940144,0,8.4927335303940144,0.54142757723751023,0,0.54142757723751023,null,0,null,0,0,0,0,0,0,0,9999,9999]
["Tier1_indor1_HZ3_gfnc","Heatkwh",13,-4.5850904203324099,-6.2058478683342351,0,0,0,"ResSpHtFAFZ3",0.1940000057220459,0.37400001287460327,-4.9990578311651639,-1.1001551756635308E-3,-2.9415911994874477E-3,-6.2679063470175782,-3.3082790672779083E-2,-8.8456660509109497E-2,0,0,0,0,"(na)","(na)","(na)","(na)",0,0,0,0,0,0,0,0,0,0,0,0,0,-2.8820170359207569,0,-0.51132237911224365,-2.2312068939208984,-5.6245465278625488,0,0,-2.8820170359207569,-0.70225262641906738,-0.58154767751693726,-2.2312068939208984,-6.3970241546630859,0,0,-2.8820170359207569,-0.70225262641906738,-0.58154767751693726,-2.2312068939208984,-6.3970241546630859,0,9999,0,9999,9999,9999,9999,9999,-2.8820170359207569,-42.270547628054544,-0.70225262641906738,0,0,0,-2.2312068939208984,0,-16.917810440063477,-0.58154767751693726,0,null,0,0,-65.585380554199219,0,0,9999,-2.9013106273073269E-2,-0.55000878195079184,-0.57902188822386513,-1.8501379347278238E-3,-3.6667252130052848E-2,-3.8517390064780672E-2,null,-6.2058478683342351,"ResSpHtFAFZ3",0.1940000057220459,0.37400001287460327,-42.270547628054544,0,0,-42.270545959472656,0,9999,0]
["Tier1_indor1_HZ3_gfnc","Coolkwh",13,0,0,0,0,0,"ResCACPNW",0,0,0,0,0,0,0,0,0,0,0,0,"(na)","(na)","(na)","(na)",0,0,0,0,0,0,0,0,0,0,0,0,0,0,0,0,0,0,0,9999,0,0,0,0,0,0,9999,0,0,0,0,0,0,9999,9999,9999,9999,9999,9999,9999,0,0,0,0,0,0,0,0,-16.917810440063477,0,0,null,0,0,-16.917810440063477,0,0,9999,0,0,0,0,0,0,null,0,null,0,0,0,0,0,0,0,9999,9999]
["Tier1_indor1_HZ3_gfac","DHWkwh",13,1326.7692665751642,0,654.550608585237,0,0,"ResDHW",0.28600001335144043,0.31700000166893005,1446.8071285006838,0.18306265771389008,0.57748472690582275,0,0,0,130.16206359863281,294.26724243164062,0,276.07672119140625,"(na)","(na)","(na)","(na)",0,0,0,0,0,0,0,0,130.16206359863281,294.26724243164062,0,276.07672119140625,700.50602722167969,799.95638937784281,0,144.57032775878906,645.74688720703125,1590.2735595703125,130.16206359863281,12.217642839832534,799.95638937784281,137.86421203613281,158.35675048828125,645.74688720703125,1741.9241943359375,294.26724243164062,5.9195315955493877,799.95638937784281,137.86421203613281,158.35675048828125,645.74688720703125,1741.9241943359375,424.4293212890625,-34.462677001953125,4.1041563679983986,8.6674385070800781,19.595134735107422,0,18.383834838867188,46.646408081054687,799.95638937784281,0,137.86421203613281,0,0,0,645.74688720703125,0,-17.104642868041992,158.35675048828125,700.50604248046875,null,0,0,1724.819580078125,700.50604248046875,2.4273945116401312,-14.939850807189941,8.3975402506875803,0,8.3975402506875803,0.53535882839283122,0,0.53535882839283122,null,0,null,0,0,0,0,0,0,0,9999,9999]
["Tier1_indor1_HZ3_gfac","Heatkwh",13,-4.7601840508578368,-6.2697638027086633,0,0,0,"ResSpHtFAFZ3",0.1940000057220459,0.37400001287460327,-5.1899598864406231,-1.1421674862504005E-3,-3.0539236031472683E-3,-6.3324614407357496,-3.3423520624637604E-2,-8.9367702603340149E-2,0,0,0,0,"(na)","(na)","(na)","(na)",0,0,0,0,0,0,0,0,0,0,0,0,0,-2.992074369537943,0,-0.53084856271743774,-2.316411018371582,-5.8393340110778809,0,0,-2.992074369537943,-0.72906994819641113,-0.60375553369522095,-2.316411018371582,-6.6413106918334961,0,0,-2.992074369537943,-0.72906994819641113,-0.60375553369522095,-2.316411018371582,-6.6413106918334961,0,9999,0,9999,9999,9999,9999,9999,-2.992074369537943,-42.705904988642118,-0.72906994819641113,0,0,0,-2.316411018371582,0,-17.104642868041992,-0.60375553369522095,0,null,0,0,-66.451858520507812,0,0,9999,-3.0121047370078747E-2,-0.55567349142456091,-0.58579453879463961,-1.9207902748709486E-3,-3.7044899428304134E-2,-3.8965689703175085E-2,null,-6.2697638027086633,"ResSpHtFAFZ3",0.1940000057220459,0.37400001287460327,-42.705904988642118,0,0,-42.705905914306641,0,9999,0]
["Tier1_indor1_HZ3_gfac","Coolkwh",13,13.94833222378387,0,0,0,0,"ResCACPNW",0.17000000178813934,0,15.223421174891792,0,1.0222549550235271E-2,0,0,0,0,0,0,0,"(na)","(na)","(na)","(na)",0,0,0,0,0,0,0,0,0,0,0,0,0,7.9986686486844443,0,1.4793268442153931,6.7946000099182129,16.27259635925293,0,9999,7.9986686486844443,2.4404520988464355,1.7233721017837524,6.7946000099182129,18.95709228515625,0,9999,7.9986686486844443,2.4404520988464355,1.7233721017837524,6.7946000099182129,18.95709228515625,0,-69.35101318359375,9999,0,0,0,0,0,7.9986686486844443,0,2.4404520988464355,0,0,0,6.7946000099182129,0,-17.104642868041992,1.7233721017837524,0,null,0,0,1.8524500131607056,0,1.10830100373811,38.896694183349609,8.8904149995086862E-2,0,8.8904149995086862E-2,5.6817620540040503E-3,0,5.6817620540040503E-3,null,0,null,0,0,0,0,0,0,0,9999,9999]
["Tier1_indor1_HZ3_efaf","DHWkwh",13,1341.8093276083509,0,654.550608585237,0,0,"ResDHW",0.28600001335144043,0.31700000166893005,1463.2079210605464,0.18513782322406769,0.58403098583221436,0,0,0,130.16206359863281,294.26724243164062,0,276.07672119140625,"(na)","(na)","(na)","(na)",0,0,0,0,0,0,0,0,130.16206359863281,294.26724243164062,0,276.07672119140625,700.50602722167969,809.02457721067378,0,146.20916748046875,653.0670166015625,1608.30078125,130.16206359863281,12.356140620603975,809.02457721067378,139.427001953125,160.15185546875,653.0670166015625,1761.67041015625,294.26724243164062,5.9866345865641293,809.02457721067378,139.427001953125,160.15185546875,653.0670166015625,1761.67041015625,424.4293212890625,-34.779468536376953,4.1506805166475846,8.570286750793457,19.375497817993164,0,18.177774429321289,46.123561859130859,809.02457721067378,0,139.427001953125,0,0,0,653.0670166015625,0,-11.916889190673828,160.15185546875,700.50604248046875,null,0,0,1749.7535400390625,700.50604248046875,2.4727874032658255,-15.817047119140625,8.4927335303940144,0,8.4927335303940144,0.54142757723751023,0,0.54142757723751023,null,0,null,0,0,0,0,0,0,0,9999,9999]
["Tier1_indor1_HZ3_efaf","Heatkwh",13,-115.1240065088359,-8.6375021000368937E-2,0,0,0,"ResSpHtFAFZ3",0.1940000057220459,0.37400001287460327,-125.51804076556942,-2.7623068541288376E-2,-7.3858469724655151E-2,-8.723877121037267E-2,-4.6045711496844888E-4,-1.2311687460169196E-3,0,0,0,0,"(na)","(na)","(na)","(na)",0,0,0,0,0,0,0,0,0,0,0,0,0,-72.362661929328567,0,-12.838456153869629,-56.021900177001953,-141.2230224609375,0,0,-72.362661929328567,-17.632394790649414,-14.601696014404297,-56.021900177001953,-160.61865234375,0,0,-72.362661929328567,-17.632394790649414,-14.601696014404297,-56.021900177001953,-160.61865234375,0,9999,0,9999,9999,9999,9999,9999,-72.362661929328567,-0.58833531155354213,-17.632394790649414,0,0,0,-56.021900177001953,0,-11.916889190673828,-14.601696014404297,0,null,0,0,-173.12387084960937,0,0,9999,-0.72847091970340749,-7.6552021737102023E-3,-0.73612612187711768,-4.6453891224332348E-2,-5.1034681158068022E-4,-4.6964238035913028E-2,null,-8.6375021000368937E-2,"ResSpHtFAFZ3",0.1940000057220459,0.37400001287460327,-0.58833531155354213,0,0,-0.58833533525466919,0,9999,0]
["Tier1_indor1_HZ3_efaf","Coolkwh",13,0,0,0,0,0,"ResCACPNW",0,0,0,0,0,0,0,0,0,0,0,0,"(na)","(na)","(na)","(na)",0,0,0,0,0,0,0,0,0,0,0,0,0,0,0,0,0,0,0,9999,0,0,0,0,0,0,9999,0,0,0,0,0,0,9999,9999,9999,9999,9999,9999,9999,0,0,0,0,0,0,0,0,-11.916889190673828,0,0,null,0,0,-11.916889190673828,0,0,9999,0,0,0,0,0,0,null,0,null,0,0,0,0,0,0,0,9999,9999]
["Tier1_indor1_HZ3_hp85","DHWkwh",13,1326.714509393136,0,654.550608585237,0,0,"ResDHW",0.28600001335144043,0.31700000166893005,1446.7474172281275,0.18305510282516479,0.5774608850479126,0,0,0,130.16206359863281,294.26724243164062,0,276.07672119140625,"(na)","(na)","(na)","(na)",0,0,0,0,0,0,0,0,130.16206359863281,294.26724243164062,0,276.07672119140625,700.50602722167969,799.92337432486124,0,144.56436157226562,645.72015380859375,1590.2078857421875,130.16206359863281,12.217137972007565,799.92337432486124,137.8585205078125,158.35020446777344,645.72015380859375,1741.852294921875,294.26724243164062,5.9192869675722726,799.92337432486124,137.8585205078125,158.35020446777344,645.72015380859375,1741.852294921875,424.4293212890625,-34.461505889892578,4.1039867614249976,8.6677961349487305,19.595943450927734,0,18.384593963623047,46.648334503173828,799.92337432486124,0,137.8585205078125,0,0,0,645.72015380859375,0,-8.5300054550170898,158.35020446777344,700.50604248046875,null,0,0,1733.322265625,700.50604248046875,2.456648372365307,-15.508877754211426,8.3971936752492979,0,8.3971936752492979,0.5353367335632665,0,0.5353367335632665,null,0,null,0,0,0,0,0,0,0,9999,9999]
["Tier1_indor1_HZ3_hp85","Heatkwh",13,-82.402881437282275,-6.1825077414152427E-2,0,0,0,"ResSpHtHPZ3",0.15800000727176666,0.35499998927116394,-89.857879991273279,-2.3047473281621933E-2,-6.4922459423542023E-2,-6.2443328188293949E-2,-3.8412009598687291E-4,-1.0820284951478243E-3,0,0,0,0,"(na)","(na)","(na)","(na)",0,0,0,0,0,0,0,0,0,0,0,0,0,-50.580878661072475,0,-9.0686731338500977,-40.105854034423828,-99.755409240722656,0,0,-50.580878661072475,-15.499082565307617,-10.618581771850586,-40.105854034423828,-116.80439758300781,0,0,-50.580878661072475,-15.499082565307617,-10.618581771850586,-40.105854034423828,-116.80439758300781,0,9999,0,9999,9999,9999,9999,9999,-50.580878661072475,-0.41869451215210762,-15.499082565307617,0,0,0,-40.105854034423828,0,-8.5300054550170898,-10.618581771850586,0,null,0,0,-125.75309753417969,0,0,9999,-0.52553240591962225,-5.479402048522793E-3,-0.53101180796814507,-3.3600573175201119E-2,-3.6529346990151954E-4,-3.3965866645102635E-2,null,-6.1825077414152427E-2,"ResSpHtHPZ3",0.15800000727176666,0.35499998927116394,-0.41869451215210762,0,0,-0.41869452595710754,0,9999,0]
["Tier1_indor1_HZ3_hp85","Coolkwh",13,14.026670836620262,0,0,0,0,"ResCACPNW",0.17000000178813934,0,15.308921124156814,0,1.0279962792992592E-2,0,0,0,0,0,0,0,"(na)","(na)","(na)","(na)",0,0,0,0,0,0,0,0,0,0,0,0,0,8.0435919123709478,0,1.4876352548599243,6.8327603340148926,16.363986968994141,0,9999,8.0435919123709478,2.4541583061218262,1.733051061630249,6.8327603340148926,19.063562393188477,0,9999,8.0435919123709478,2.4541583061218262,1.733051061630249,6.8327603340148926,19.063562393188477,0,-69.351005554199219,9999,0,0,0,0,0,8.0435919123709478,0,2.4541583061218262,0,0,0,6.8327603340148926,0,-8.5300054550170898,1.733051061630249,0,null,0,0,10.53355598449707,0,2.2348826990403987,-15.669873237609863,8.9403466162372935E-2,0,8.9403466162372935E-2,5.7136727764213286E-3,0,5.7136727764213286E-3,null,0,null,0,0,0,0,0,0,0,9999,9999]
["Tier1_indor1_HZ3_zonl","DHWkwh",13,1341.7186646045323,0,654.550608585237,0,0,"ResDHW",0.28600001335144043,0.31700000166893005,1463.1090554299344,0.18512532114982605,0.58399152755737305,0,0,0,130.16206359863281,294.26724243164062,0,276.07672119140625,"(na)","(na)","(na)","(na)",0,0,0,0,0,0,0,0,130.16206359863281,294.26724243164062,0,276.07672119140625,700.50602722167969,808.96991326042064,0,146.19927978515625,653.0228271484375,1608.1920166015625,130.16206359863281,12.355305192095205,808.96991326042064,139.41758728027344,160.14103698730469,653.0228271484375,1761.5513916015625,294.26724243164062,5.9862298981024065,808.96991326042064,139.41758728027344,160.14103698730469,653.0228271484375,1761.5513916015625,424.4293212890625,-34.777576446533203,4.1503999362164432,8.5708656311035156,19.376806259155273,0,18.17900276184082,46.126678466796875,808.96991326042064,0,139.41758728027344,0,0,0,653.0228271484375,0,-10.563380241394043,160.14103698730469,700.50604248046875,null,0,0,1750.988037109375,700.50604248046875,2.4773268381215048,-15.902998924255371,8.4921596957092476,0,8.4921596957092476,0.54139099420779624,0,0.54139099420779624,null,0,null,0,0,0,0,0,0,0,9999,9999]
["Tier1_indor1_HZ3_zonl","Heatkwh",13,-102.04698574195125,-7.6563618690675794E-2,0,0,0,"ResSpHtBBZ3",0.23800000548362732,0.4699999988079071,-111.28327382821904,-2.5086881592869759E-2,-5.3376343101263046E-2,-7.7329254877582548E-2,-4.1809453978203237E-4,-8.8956282706931233E-4,0,0,0,0,"(na)","(na)","(na)","(na)",0,0,0,0,0,0,0,0,0,0,0,0,0,-62.951700790835645,0,-11.262025833129883,-49.668556213378906,-123.88228607177734,0,0,-62.951700790835645,-12.74265193939209,-12.536291122436523,-49.668556213378906,-137.89920043945313,0,0,-62.951700790835645,-12.74265193939209,-12.536291122436523,-49.668556213378906,-137.89920043945313,0,9999,0,9999,9999,9999,9999,9999,-62.951700790835645,-0.52093237100079592,-12.74265193939209,0,0,0,-49.668556213378906,0,-10.563380241394043,-12.536291122436523,0,null,0,0,-148.98350524902344,0,0,9999,-0.65087983865275034,-6.7856421155079033E-3,-0.65766548076825826,-4.1615277675666237E-2,-4.5237614103385798E-4,-4.2067653816700093E-2,null,-7.6563618690675794E-2,"ResSpHtBBZ3",0.23800000548362732,0.4699999988079071,-0.52093237100079592,0,0,-0.52093237638473511,0,9999,0]
["Tier1_indor1_HZ3_zonl","Coolkwh",13,0,0,0,0,0,"ResCACPNW",0,0,0,0,0,0,0,0,0,0,0,0,"(na)","(na)","(na)","(na)",0,0,0,0,0,0,0,0,0,0,0,0,0,0,0,0,0,0,0,9999,0,0,0,0,0,0,9999,0,0,0,0,0,0,9999,9999,9999,9999,9999,9999,9999,0,0,0,0,0,0,0,0,-10.563380241394043,0,0,null,0,0,-10.563380241394043,0,0,9999,0,0,0,0,0,0,null,0,null,0,0,0,0,0,0,0,9999,9999]
["Tier1_indor2_HZ3_gfnc","DHWkwh",13,1340.44858307818,0,654.550608585237,0,0,"ResDHW",0.28600001335144043,0.31700000166893005,1461.7240647971273,0.18495006859302521,0.5834386944770813,0,0,0,130.16206359863281,294.26724243164062,0,276.07672119140625,"(na)","(na)","(na)","(na)",0,0,0,0,0,0,0,0,130.16206359863281,294.26724243164062,0,276.07672119140625,700.50602722167969,808.20413592623629,0,146.06088256835937,652.4046630859375,1606.669677734375,130.16206359863281,12.343609475452485,808.20413592623629,139.28559875488281,159.98944091796875,652.4046630859375,1759.8837890625,294.26724243164062,5.9805631919558726,808.20413592623629,139.28559875488281,159.98944091796875,652.4046630859375,1759.8837890625,424.4293212890625,-34.751094818115234,4.1464710699300706,8.5789861679077148,19.395166397094727,0,18.19622802734375,46.170383453369141,808.20413592623629,0,139.28559875488281,0,0,0,652.4046630859375,0,-44.206974029541016,159.98944091796875,700.50604248046875,null,0,0,1715.6768798828125,700.50604248046875,2.3631705095373077,-13.641181945800781,8.4841209500073074,0,8.4841209500073074,0.54087850920001002,0,0.54087850920001002,null,0,null,0,0,0,0,0,0,0,9999,9999]
["Tier1_indor2_HZ3_gfnc","Heatkwh",13,-11.970880184044759,-16.21658959322032,0,0,0,"ResSpHtFAFZ3",0.1940000057220459,0.37400001287460327,-13.051677686576639,-2.8723152354359627E-3,-7.6799872331321239E-3,-16.378755489152525,-8.6449116468429565E-2,-0.23114736378192902,0,0,0,0,"(na)","(na)","(na)","(na)",0,0,0,0,0,0,0,0,0,0,0,0,0,-7.5244493483471935,0,-1.3349745273590088,-5.8252954483032227,-14.684719085693359,0,0,-7.5244493483471935,-1.8334604501724243,-1.5183205604553223,-5.8252954483032227,-16.701526641845703,0,0,-7.5244493483471935,-1.8334604501724243,-1.5183205604553223,-5.8252954483032227,-16.701526641845703,0,9999,0,9999,9999,9999,9999,9999,-7.5244493483471935,-110.45777101023756,-1.8334604501724243,0,0,0,-5.8252954483032227,0,-44.206974029541016,-1.5183205604553223,0,null,0,0,-171.36627197265625,0,0,9999,-7.574821587416769E-2,-1.4372357941731391,-1.5129840100473069,-4.8303910087289237E-3,-9.5815719611542269E-2,-0.10064611062027119,null,-16.21658959322032,"ResSpHtFAFZ3",0.1940000057220459,0.37400001287460327,-110.45777101023756,0,0,-110.45777130126953,0,9999,0]
["Tier1_indor2_HZ3_gfnc","Coolkwh",13,0,0,0,0,0,"ResCACPNW",0,0,0,0,0,0,0,0,0,0,0,0,"(na)","(na)","(na)","(na)",0,0,0,0,0,0,0,0,0,0,0,0,0,0,0,0,0,0,0,9999,0,0,0,0,0,0,9999,0,0,0,0,0,0,9999,9999,9999,9999,9999,9999,9999,0,0,0,0,0,0,0,0,-44.206974029541016,0,0,null,0,0,-44.206974029541016,0,0,9999,0,0,0,0,0,0,null,0,null,0,0,0,0,0,0,0,9999,9999]
["Tier1_indor2_HZ3_gfac","DHWkwh",13,1326.6188989663367,0,654.550608585237,0,0,"ResDHW",0.28600001335144043,0.31700000166893005,1446.6431565623616,0.18304190039634705,0.5774192214012146,0,0,0,130.16206359863281,294.26724243164062,0,276.07672119140625,"(na)","(na)","(na)","(na)",0,0,0,0,0,0,0,0,130.16206359863281,294.26724243164062,0,276.07672119140625,700.50602722167969,799.86572739729445,0,144.55393981933594,645.673583984375,1590.09326171875,130.16206359863281,12.216257235320194,799.86572739729445,137.84857177734375,158.33879089355469,645.673583984375,1741.7266845703125,294.26724243164062,5.9188602158365535,799.86572739729445,137.84857177734375,158.33879089355469,645.673583984375,1741.7266845703125,424.4293212890625,-34.459465026855469,4.1036908839851298,8.6684207916259766,19.597356796264648,0,18.385919570922852,46.651699066162109,799.86572739729445,0,137.84857177734375,0,0,0,645.673583984375,0,-44.929401397705078,158.33879089355469,700.50604248046875,null,0,0,1696.7972412109375,700.50604248046875,2.336522482739924,-13.081376075744629,8.3965885267674327,0,8.3965885267674327,0.53529815422067617,0,0.53529815422067617,null,0,null,0,0,0,0,0,0,0,9999,9999]
["Tier1_indor2_HZ3_gfac","Heatkwh",13,-12.493420972743845,-16.469241178086019,0,0,0,"ResSpHtFAFZ3",0.1940000057220459,0.37400001287460327,-13.621396357830234,-2.9976947698742151E-3,-8.0152265727519989E-3,-16.633933589866881,-8.779597282409668E-2,-0.23474858701229095,0,0,0,0,"(na)","(na)","(na)","(na)",0,0,0,0,0,0,0,0,0,0,0,0,0,-7.8528990226035749,0,-1.3932474851608276,-6.0795760154724121,-15.325722694396973,0,0,-7.8528990226035749,-1.9134926795959473,-1.5845967531204224,-6.0795760154724121,-17.430564880371094,0,0,-7.8528990226035749,-1.9134926795959473,-1.5845967531204224,-6.0795760154724121,-17.430564880371094,0,9999,0,9999,9999,9999,9999,9999,-7.8528990226035749,-112.17868345893967,-1.9134926795959473,0,0,0,-6.0795760154724121,0,-44.929401397705078,-1.5845967531204224,0,null,0,0,-174.53865051269531,0,0,9999,-7.9054700598506583E-2,-1.459627672510819,-1.5386823731093255,-5.0412423654061329E-3,-9.7308511500721256E-2,-0.10234975386612739,null,-16.469241178086019,"ResSpHtFAFZ3",0.1940000057220459,0.37400001287460327,-112.17868345893967,0,0,-112.17868041992187,0,9999,0]
["Tier1_indor2_HZ3_gfac","Coolkwh",13,35.292250597433956,0,0,0,0,"ResCACPNW",0.17000000178813934,0,38.518497153261436,0,2.5865226984024048E-2,0,0,0,0,0,0,0,"(na)","(na)","(na)","(na)",0,0,0,0,0,0,0,0,0,0,0,0,0,20.238334868011233,0,3.7430121898651123,17.19178581237793,41.173133850097656,0,9999,20.238334868011233,6.1748628616333008,4.3604984283447266,17.19178581237793,47.965480804443359,0,9999,20.238334868011233,6.1748628616333008,4.3604984283447266,17.19178581237793,47.965480804443359,0,-69.35101318359375,9999,0,0,0,0,0,20.238334868011233,0,6.1748628616333008,0,0,0,17.19178581237793,0,-44.929401397705078,4.3604984283447266,0,null,0,0,3.0360805988311768,0,1.0675744719095499,43.026199340820313,0.22494643018527799,0,0.22494643018527799,1.4376067835764877E-2,0,1.4376067835764877E-2,null,0,null,0,0,0,0,0,0,0,9999,9999]
["Tier1_indor2_HZ3_efaf","DHWkwh",13,1340.44858307818,0,654.550608585237,0,0,"ResDHW",0.28600001335144043,0.31700000166893005,1461.7240647971273,0.18495006859302521,0.5834386944770813,0,0,0,130.16206359863281,294.26724243164062,0,276.07672119140625,"(na)","(na)","(na)","(na)",0,0,0,0,0,0,0,0,130.16206359863281,294.26724243164062,0,276.07672119140625,700.50602722167969,808.20413592623629,0,146.06088256835937,652.4046630859375,1606.669677734375,130.16206359863281,12.343609475452485,808.20413592623629,139.28559875488281,159.98944091796875,652.4046630859375,1759.8837890625,294.26724243164062,5.9805631919558726,808.20413592623629,139.28559875488281,159.98944091796875,652.4046630859375,1759.8837890625,424.4293212890625,-34.751094818115234,4.1464710699300706,8.5789861679077148,19.395166397094727,0,18.19622802734375,46.170383453369141,808.20413592623629,0,139.28559875488281,0,0,0,652.4046630859375,0,-31.140022277832031,159.98944091796875,700.50604248046875,null,0,0,1728.7437744140625,700.50604248046875,2.4053759371567218,-14.502426147460938,8.4841209500073074,0,8.4841209500073074,0.54087850920001002,0,0.54087850920001002,null,0,null,0,0,0,0,0,0,0,9999,9999]
["Tier1_indor2_HZ3_efaf","Heatkwh",13,-300.82414445202835,-0.22570176787990515,0,0,0,"ResSpHtFAFZ3",0.1940000057220459,0.37400001287460327,-327.98421781558812,-7.2180300951004028E-2,-0.19299545884132385,-0.22795878555870422,-1.2031948426738381E-3,-3.2170985359698534E-3,0,0,0,0,"(na)","(na)","(na)","(na)",0,0,0,0,0,0,0,0,0,0,0,0,0,-189.08685099915132,0,-33.547454833984375,-146.38771057128906,-369.02200317382812,0,0,-189.08685099915132,-46.074237823486328,-38.154880523681641,-146.38771057128906,-419.70367431640625,0,0,-189.08685099915132,-46.074237823486328,-38.154880523681641,-146.38771057128906,-419.70367431640625,0,9999,0,9999,9999,9999,9999,9999,-189.08685099915132,-1.537346311305001,-46.074237823486328,0,0,0,-146.38771057128906,0,-31.140022277832031,-38.154880523681641,0,null,0,0,-452.38104248046875,0,0,9999,-1.9035268822158344,-2.0003383432776533E-2,-1.9235302656486111,-0.12138608191120248,-1.3335588955184201E-3,-0.1227196408067209,null,-0.22570176787990515,"ResSpHtFAFZ3",0.1940000057220459,0.37400001287460327,-1.537346311305001,0,0,-1.537346363067627,0,9999,0]
["Tier1_indor2_HZ3_efaf","Coolkwh",13,0,0,0,0,0,"ResCACPNW",0,0,0,0,0,0,0,0,0,0,0,0,"(na)","(na)","(na)","(na)",0,0,0,0,0,0,0,0,0,0,0,0,0,0,0,0,0,0,0,9999,0,0,0,0,0,0,9999,0,0,0,0,0,0,9999,9999,9999,9999,9999,9999,9999,0,0,0,0,0,0,0,0,-31.140022277832031,0,0,null,0,0,-31.140022277832031,0,0,9999,0,0,0,0,0,0,null,0,null,0,0,0,0,0,0,0,9999,9999]
["Tier1_indor2_HZ3_hp85","DHWkwh",13,1326.5331893124023,0,654.550608585237,0,0,"ResDHW",0.28600001335144043,0.31700000166893005,1446.549692430038,0.18303008377552032,0.57738196849822998,0,0,0,130.16206359863281,294.26724243164062,0,276.07672119140625,"(na)","(na)","(na)","(na)",0,0,0,0,0,0,0,0,130.16206359863281,294.26724243164062,0,276.07672119140625,700.50602722167969,799.814049997898,0,144.54460144042969,645.63189697265625,1589.9906005859375,130.16206359863281,12.215468197507011,799.814049997898,137.83966064453125,158.32856750488281,645.63189697265625,1741.6141357421875,294.26724243164062,5.9184779139137511,799.814049997898,137.83966064453125,158.32856750488281,645.63189697265625,1741.6141357421875,424.4293212890625,-34.4576416015625,4.10342582469021,8.668980598449707,19.598621368408203,0,18.387105941772461,46.654712677001953,799.814049997898,0,137.83966064453125,0,0,0,645.63189697265625,0,-22.642190933227539,158.32856750488281,700.50604248046875,null,0,0,1718.971923828125,700.50604248046875,2.4083778327141836,-14.562530517578125,8.3960460433930368,0,8.3960460433930368,0.53526356989537682,0,0.53526356989537682,null,0,null,0,0,0,0,0,0,0,9999,9999]
["Tier1_indor2_HZ3_hp85","Heatkwh",13,-218.72682383511753,-0.16410594605784717,0,0,0,"ResSpHtHPZ3",0.15800000727176666,0.35499998927116394,-238.51506578695896,-6.117626279592514E-2,-0.17232750356197357,-0.16574700551842558,-1.0195927461609244E-3,-2.8720921836793423E-3,0,0,0,0,"(na)","(na)","(na)","(na)",0,0,0,0,0,0,0,0,0,0,0,0,0,-134.2598067368109,0,-24.071514129638672,-106.45533752441406,-264.78665161132812,0,0,-134.2598067368109,-41.140125274658203,-28.185527801513672,-106.45533752441406,-310.04080200195312,0,0,-134.2598067368109,-41.140125274658203,-28.185527801513672,-106.45533752441406,-310.04080200195312,0,9999,0,9999,9999,9999,9999,9999,-134.2598067368109,-1.1113655154149804,-41.140125274658203,0,0,0,-106.45533752441406,0,-22.642190933227539,-28.185527801513672,0,null,0,0,-333.79434204101562,0,0,9999,-1.394951632325075,-1.4544299734241926E-2,-1.409495932059317,-8.918798131161057E-2,-9.6961998228278909E-4,-9.0157601293893358E-2,null,-0.16410594605784717,"ResSpHtHPZ3",0.15800000727176666,0.35499998927116394,-1.1113655154149804,0,0,-1.1113655567169189,0,9999,0]
["Tier1_indor2_HZ3_hp85","Coolkwh",13,35.493788701617497,0,0,0,0,"ResCACPNW",0.17000000178813934,0,38.738458894461132,0,2.6012932881712914E-2,0,0,0,0,0,0,0,"(na)","(na)","(na)","(na)",0,0,0,0,0,0,0,0,0,0,0,0,0,20.353906858238119,0,3.7643866539001465,17.289958953857422,41.408252716064453,0,9999,20.353906858238119,6.2101259231567383,4.385399341583252,17.289958953857422,48.239391326904297,0,9999,20.353906858238119,6.2101259231567383,4.385399341583252,17.289958953857422,48.239391326904297,0,-69.35101318359375,9999,0,0,0,0,0,20.353906858238119,0,6.2101259231567383,0,0,0,17.289958953857422,0,-22.642190933227539,4.385399341583252,0,null,0,0,25.597200393676758,0,2.1305089785301634,-13.040035247802734,0.22623099765589688,0,0.22623099765589688,1.4458163066536153E-2,0,1.4458163066536153E-2,null,0,null,0,0,0,0,0,0,0,9999,9999]
["Tier1_indor2_HZ3_zonl","DHWkwh",13,1340.4399211661482,0,654.550608585237,0,0,"ResDHW",0.28600001335144043,0.31700000166893005,1461.7146192089676,0.1849488765001297,0.58343493938446045,0,0,0,130.16206359863281,294.26724243164062,0,276.07672119140625,"(na)","(na)","(na)","(na)",0,0,0,0,0,0,0,0,130.16206359863281,294.26724243164062,0,276.07672119140625,700.50602722167969,808.19891335133173,0,146.0599365234375,652.40045166015625,1606.6593017578125,130.16206359863281,12.343529728363967,808.19891335133173,139.28469848632812,159.9884033203125,652.40045166015625,1759.8724365234375,294.26724243164062,5.9805245472640518,808.19891335133173,139.28469848632812,159.9884033203125,652.40045166015625,1759.8724365234375,424.4293212890625,-34.750911712646484,4.1464442766178857,8.5790424346923828,19.395290374755859,0,18.196344375610352,46.170680999755859,808.19891335133173,0,139.28469848632812,0,0,0,652.40045166015625,0,-27.606784820556641,159.9884033203125,700.50604248046875,null,0,0,1732.265625,700.50604248046875,2.4170326367434538,-14.734991073608398,8.4840661260399663,0,8.4840661260399663,0.54087501407000194,0,0.54087501407000194,null,0,null,0,0,0,0,0,0,0,9999,9999]
["Tier1_indor2_HZ3_zonl","Heatkwh",13,-266.68317901312065,-0.2000865491589324,0,0,0,"ResSpHtBBZ3",0.23800000548362732,0.4699999988079071,-290.82071380866631,-6.5560482442378998E-2,-0.13949038088321686,-0.20208741465052171,-1.0926219401881099E-3,-2.3247275967150927E-3,0,0,0,0,"(na)","(na)","(na)","(na)",0,0,0,0,0,0,0,0,0,0,0,0,0,-164.51401841143507,0,-29.43147087097168,-129.80068969726562,-323.74618530273437,0,0,-164.51401841143507,-33.300846099853516,-32.761554718017578,-129.80068969726562,-360.37710571289062,0,0,-164.51401841143507,-33.300846099853516,-32.761554718017578,-129.80068969726562,-360.37710571289062,0,9999,0,9999,9999,9999,9999,9999,-164.51401841143507,-1.3613719184281925,-33.300846099853516,0,0,0,-129.80068969726562,0,-27.606784820556641,-32.761554718017578,0,null,0,0,-389.34527587890625,0,0,9999,-1.700968463354666,-1.7733170635583273E-2,-1.7187016339902492,-0.10875475120964816,-1.182211375705552E-3,-0.10993696258535371,null,-0.2000865491589324,"ResSpHtBBZ3",0.23800000548362732,0.4699999988079071,-1.3613719184281925,0,0,-1.3613718748092651,0,9999,0]
["Tier1_indor2_HZ3_zonl","Coolkwh",13,0,0,0,0,0,"ResCACPNW",0,0,0,0,0,0,0,0,0,0,0,0,"(na)","(na)","(na)","(na)",0,0,0,0,0,0,0,0,0,0,0,0,0,0,0,0,0,0,0,9999,0,0,0,0,0,0,9999,0,0,0,0,0,0,9999,9999,9999,9999,9999,9999,9999,0,0,0,0,0,0,0,0,-27.606784820556641,0,0,null,0,0,-27.606784820556641,0,0,9999,0,0,0,0,0,0,null,0,null,0,0,0,0,0,0,0,9999,9999]
["Tier1_indor3_HZ3_gfnc","DHWkwh",13,1340.1836194883872,0,654.550608585237,0,0,"ResDHW",0.28600001335144043,0.31700000166893005,1461.4351289435738,0.18491350114345551,0.58332335948944092,0,0,0,130.16206359863281,294.26724243164062,0,276.07672119140625,"(na)","(na)","(na)","(na)",0,0,0,0,0,0,0,0,130.16206359863281,294.26724243164062,0,276.07672119140625,700.50602722167969,808.04437995212095,0,146.03199768066406,652.275634765625,1606.35205078125,130.16206359863281,12.341168908874634,808.04437995212095,139.25807189941406,159.95780944824219,652.275634765625,1759.535888671875,294.26724243164062,5.9793807884482719,808.04437995212095,139.25807189941406,159.95780944824219,652.275634765625,1759.535888671875,424.4293212890625,-34.745559692382812,4.1456512805925305,8.5806827545166016,19.39900016784668,0,18.199825286865234,46.179512023925781,808.04437995212095,0,139.25807189941406,0,0,0,652.275634765625,0,-51.083515167236328,159.95780944824219,700.50604248046875,null,0,0,1708.452392578125,700.50604248046875,2.3410861395843856,-13.17815113067627,8.4824439120578354,0,8.4824439120578354,0.54077159490784754,0,0.54077159490784754,null,0,null,0,0,0,0,0,0,0,9999,9999]
["Tier1_indor3_HZ3_gfnc","Heatkwh",13,-13.830480426300509,-18.739162178920409,0,0,0,"ResSpHtFAFZ3",0.1940000057220459,0.37400001287460327,-15.079172959660315,-3.3185111824423075E-3,-8.8730240240693092E-3,-18.92655380070962,-9.9896706640720367E-2,-0.26710349321365356,0,0,0,0,"(na)","(na)","(na)","(na)",0,0,0,0,0,0,0,0,0,0,0,0,0,-8.6933247874044639,0,-1.5423543453216553,-6.7302179336547852,-16.965896606445313,0,0,-8.6933247874044639,-2.1182765960693359,-1.754181981086731,-6.7302179336547852,-19.296001434326172,0,0,-8.6933247874044639,-2.1182765960693359,-1.754181981086731,-6.7302179336547852,-19.296001434326172,0,9999,0,9999,9999,9999,9999,9999,-8.6933247874044639,-127.64003633342556,-2.1182765960693359,0,0,0,-6.7302179336547852,0,-51.083515167236328,-1.754181981086731,0,null,0,0,-198.01954650878906,0,0,9999,-8.7515220340371055E-2,-1.6608050960122658,-1.7483203163526368,-5.5807615873263612E-3,-0.1107203397341513,-0.11630110132147765,null,-18.739162178920409,"ResSpHtFAFZ3",0.1940000057220459,0.37400001287460327,-127.64003633342556,0,0,-127.64003753662109,0,9999,0]
["Tier1_indor3_HZ3_gfnc","Coolkwh",13,0,0,0,0,0,"ResCACPNW",0,0,0,0,0,0,0,0,0,0,0,0,"(na)","(na)","(na)","(na)",0,0,0,0,0,0,0,0,0,0,0,0,0,0,0,0,0,0,0,9999,0,0,0,0,0,0,9999,0,0,0,0,0,0,9999,9999,9999,9999,9999,9999,9999,0,0,0,0,0,0,0,0,-51.083515167236328,0,0,null,0,0,-51.083515167236328,0,0,9999,0,0,0,0,0,0,null,0,null,0,0,0,0,0,0,0,9999,9999]
["Tier1_indor3_HZ3_gfac","DHWkwh",13,1326.4423774009192,0,654.550608585237,0,0,"ResDHW",0.28600001335144043,0.31700000166893005,1446.4506644195183,0.1830175369977951,0.57734239101409912,0,0,0,130.16206359863281,294.26724243164062,0,276.07672119140625,"(na)","(na)","(na)","(na)",0,0,0,0,0,0,0,0,130.16206359863281,294.26724243164062,0,276.07672119140625,700.50602722167969,799.75929626591665,0,144.53471374511719,645.5877685546875,1589.8818359375,130.16206359863281,12.214632548146087,799.75929626591665,137.83023071289062,158.31773376464844,645.5877685546875,1741.4949951171875,294.26724243164062,5.9180730240563522,799.75929626591665,137.83023071289062,158.31773376464844,645.5877685546875,1741.4949951171875,424.4293212890625,-34.455711364746094,4.1031451046265097,8.6695737838745117,19.599964141845703,0,18.388364791870117,46.657905578613281,799.75929626591665,0,137.83023071289062,0,0,0,645.5877685546875,0,-51.9273681640625,158.31773376464844,700.50604248046875,null,0,0,1689.567626953125,700.50604248046875,2.3144839193230213,-12.608670234680176,8.3954712662248081,0,8.3954712662248081,0.53522692678058603,0,0.53522692678058603,null,0,null,0,0,0,0,0,0,0,9999,9999]
["Tier1_indor3_HZ3_gfac","Heatkwh",13,-14.436865768719938,-19.034465805496566,0,0,0,"ResSpHtFAFZ3",0.1940000057220459,0.37400001287460327,-15.74030613628933,-3.4640084486454725E-3,-9.2620542272925377E-3,-19.224810463551531,-0.101470947265625,-0.27131268382072449,0,0,0,0,"(na)","(na)","(na)","(na)",0,0,0,0,0,0,0,0,0,0,0,0,0,-9.0744760247793756,0,-1.6099774837493896,-7.0252985954284668,-17.709753036499023,0,0,-9.0744760247793756,-2.2111508846282959,-1.8310925960540771,-7.0252985954284668,-20.142017364501953,0,0,-9.0744760247793756,-2.2111508846282959,-1.8310925960540771,-7.0252985954284668,-20.142017364501953,0,9999,0,9999,9999,9999,9999,9999,-9.0744760247793756,-129.65146914273066,-2.2111508846282959,0,0,0,-7.0252985954284668,0,-51.9273681640625,-1.8310925960540771,0,null,0,0,-201.72085571289062,0,0,9999,-9.1352248788933957E-2,-1.6869771181766433,-1.7783293669655773,-5.8254452079804066E-3,-0.11246514121177643,-0.11829058641975684,null,-19.034465805496566,"ResSpHtFAFZ3",0.1940000057220459,0.37400001287460327,-129.65146914273066,0,0,-129.65147399902344,0,9999,0]
["Tier1_indor3_HZ3_gfac","Coolkwh",13,40.441098832898078,0,0,0,0,"ResCACPNW",0.17000000178813934,0,44.13802814782828,0,2.9638750478625298E-2,0,0,0,0,0,0,0,"(na)","(na)","(na)","(na)",0,0,0,0,0,0,0,0,0,0,0,0,0,23.190940978698606,0,4.2890868186950684,19.699924468994141,47.179950714111328,0,9999,23.190940978698606,7.0757246017456055,4.9966592788696289,19.699924468994141,54.963249206542969,0,9999,23.190940978698606,7.0757246017456055,4.9966592788696289,19.699924468994141,54.963249206542969,0,-69.35101318359375,9999,0,0,0,0,0,23.190940978698606,0,7.0757246017456055,0,0,0,19.699924468994141,0,-51.9273681640625,4.9966592788696289,0,null,0,0,3.0358812808990479,0,1.0584639906003657,43.993461608886719,0.2577642587603034,0,0.2577642587603034,1.6473417544442072E-2,0,1.6473417544442072E-2,null,0,null,0,0,0,0,0,0,0,9999,9999]
["Tier1_indor3_HZ3_efaf","DHWkwh",13,1340.1836194883872,0,654.550608585237,0,0,"ResDHW",0.28600001335144043,0.31700000166893005,1461.4351289435738,0.18491350114345551,0.58332335948944092,0,0,0,130.16206359863281,294.26724243164062,0,276.07672119140625,"(na)","(na)","(na)","(na)",0,0,0,0,0,0,0,0,130.16206359863281,294.26724243164062,0,276.07672119140625,700.50602722167969,808.04437995212095,0,146.03199768066406,652.275634765625,1606.35205078125,130.16206359863281,12.341168908874634,808.04437995212095,139.25807189941406,159.95780944824219,652.275634765625,1759.535888671875,294.26724243164062,5.9793807884482719,808.04437995212095,139.25807189941406,159.95780944824219,652.275634765625,1759.535888671875,424.4293212890625,-34.745559692382812,4.1456512805925305,8.5806827545166016,19.39900016784668,0,18.199825286865234,46.179512023925781,808.04437995212095,0,139.25807189941406,0,0,0,652.275634765625,0,-35.984210968017578,159.95780944824219,700.50604248046875,null,0,0,1723.5516357421875,700.50604248046875,2.3890823915546529,-14.173542976379395,8.4824439120578354,0,8.4824439120578354,0.54077159490784754,0,0.54077159490784754,null,0,null,0,0,0,0,0,0,0,9999,9999]
["Tier1_indor3_HZ3_efaf","Heatkwh",13,-347.61692221068154,-0.26080936432425805,0,0,0,"ResSpHtFAFZ3",0.1940000057220459,0.37400001287460327,-379.00170725463113,-8.3407849073410034E-2,-0.22301563620567322,-0.26341745796750066,-1.3903501676395535E-3,-3.7175137549638748E-3,0,0,0,0,"(na)","(na)","(na)","(na)",0,0,0,0,0,0,0,0,0,0,0,0,0,-218.49904798887076,0,-38.765716552734375,-169.15811157226562,-426.42288208007812,0,0,-218.49904798887076,-53.241012573242188,-44.089817047119141,-169.15811157226562,-484.98797607421875,0,0,-218.49904798887076,-53.241012573242188,-44.089817047119141,-169.15811157226562,-484.98797607421875,0,9999,0,9999,9999,9999,9999,9999,-218.49904798887076,-1.7764783943165476,-53.241012573242188,0,0,0,-169.15811157226562,0,-35.984210968017578,-44.089817047119141,0,null,0,0,-522.7486572265625,0,0,9999,-2.1996178443272574,-2.3114881936648169E-2,-2.2227327262639056,-0.14026751832054074,-1.5409921291098787E-3,-0.14180851044965062,null,-0.26080936432425805,"ResSpHtFAFZ3",0.1940000057220459,0.37400001287460327,-1.7764783943165476,0,0,-1.7764784097671509,0,9999,0]
["Tier1_indor3_HZ3_efaf","Coolkwh",13,0,0,0,0,0,"ResCACPNW",0,0,0,0,0,0,0,0,0,0,0,0,"(na)","(na)","(na)","(na)",0,0,0,0,0,0,0,0,0,0,0,0,0,0,0,0,0,0,0,9999,0,0,0,0,0,0,9999,0,0,0,0,0,0,9999,9999,9999,9999,9999,9999,9999,0,0,0,0,0,0,0,0,-35.984210968017578,0,0,null,0,0,-35.984210968017578,0,0,9999,0,0,0,0,0,0,null,0,null,0,0,0,0,0,0,0,9999,9999]
["Tier1_indor3_HZ3_hp85","DHWkwh",13,1326.3663010335401,0,654.550608585237,0,0,"ResDHW",0.28600001335144043,0.31700000166893005,1446.3677051338252,0.18300704658031464,0.57730931043624878,0,0,0,130.16206359863281,294.26724243164062,0,276.07672119140625,"(na)","(na)","(na)","(na)",0,0,0,0,0,0,0,0,130.16206359863281,294.26724243164062,0,276.07672119140625,700.50602722167969,799.71342711767943,0,144.52641296386719,645.5506591796875,1589.79052734375,130.16206359863281,12.213931273888722,799.71342711767943,137.82232666015625,158.30863952636719,645.5506591796875,1741.39501953125,294.26724243164062,5.9177332756921555,799.71342711767943,137.82232666015625,158.30863952636719,645.5506591796875,1741.39501953125,424.4293212890625,-34.454082489013672,4.1029095487569398,8.6700716018676758,19.60108757019043,0,18.389419555664062,46.66058349609375,799.71342711767943,0,137.82232666015625,0,0,0,645.5506591796875,0,-26.246011734008789,158.30863952636719,700.50604248046875,null,0,0,1715.1490478515625,700.50604248046875,2.3961336502393613,-14.31641960144043,8.3949897549527694,0,8.3949897549527694,0.5351962295403544,0,0.5351962295403544,null,0,null,0,0,0,0,0,0,0,9999,9999]
["Tier1_indor3_HZ3_hp85","Heatkwh",13,-253.54507933110952,-0.19022932067677778,0,0,0,"ResSpHtHPZ3",0.15800000727176666,0.35499998927116394,-276.48333302826444,-7.0914670825004578E-2,-0.19975963234901428,-0.19213161388354549,-1.1818974744528532E-3,-3.3292889129370451E-3,0,0,0,0,"(na)","(na)","(na)","(na)",0,0,0,0,0,0,0,0,0,0,0,0,0,-155.63209282335274,0,-27.903364181518555,-123.40154266357422,-306.93701171875,0,0,-155.63209282335274,-47.689064025878906,-32.672271728515625,-123.40154266357422,-359.39495849609375,0,0,-155.63209282335274,-47.689064025878906,-32.672271728515625,-123.40154266357422,-359.39495849609375,0,9999,0,9999,9999,9999,9999,9999,-155.63209282335274,-1.2882793835298629,-47.689064025878906,0,0,0,-123.40154266357422,0,-26.246011734008789,-32.672271728515625,0,null,0,0,-386.92926025390625,0,0,9999,-1.6170084495330961,-1.6859549118281175E-2,-1.6338679986513773,-0.10338546228824806,-1.123969941218741E-3,-0.10450943222946681,null,-0.19022932067677778,"ResSpHtHPZ3",0.15800000727176666,0.35499998927116394,-1.2882793835298629,0,0,-1.2882794141769409,0,9999,0]
["Tier1_indor3_HZ3_hp85","Coolkwh",13,40.672206226443606,0,0,0,0,"ResCACPNW",0.17000000178813934,0,44.390262259557844,0,2.9808126389980316E-2,0,0,0,0,0,0,0,"(na)","(na)","(na)","(na)",0,0,0,0,0,0,0,0,0,0,0,0,0,23.323469472684387,0,4.3135972023010254,19.812503814697266,47.449569702148438,0,9999,23.323469472684387,7.1161603927612305,5.0252132415771484,19.812503814697266,55.277347564697266,0,9999,23.323469472684387,7.1161603927612305,5.0252132415771484,19.812503814697266,55.277347564697266,0,-69.35101318359375,9999,0,0,0,0,0,23.323469472684387,0,7.1161603927612305,0,0,0,19.812503814697266,0,-26.246011734008789,5.0252132415771484,0,null,0,0,29.031335830688477,0,2.1061236839307402,-12.388051986694336,0.25923729553997743,0,0.25923729553997743,1.6567557632158631E-2,0,1.6567557632158631E-2,null,0,null,0,0,0,0,0,0,0,9999,9999]
["Tier1_indor3_HZ3_zonl","DHWkwh",13,1340.1705334443018,0,654.550608585237,0,0,"ResDHW",0.28600001335144043,0.31700000166893005,1461.4208589553075,0.18491171300411224,0.58331769704818726,0,0,0,130.16206359863281,294.26724243164062,0,276.07672119140625,"(na)","(na)","(na)","(na)",0,0,0,0,0,0,0,0,130.16206359863281,294.26724243164062,0,276.07672119140625,700.50602722167969,808.03648991061834,0,146.03057861328125,652.26934814453125,1606.33642578125,130.16206359863281,12.341049091090959,808.03648991061834,139.25672912597656,159.95625305175781,652.26934814453125,1759.518798828125,294.26724243164062,5.9793227601323204,808.03648991061834,139.25672912597656,159.95625305175781,652.26934814453125,1759.518798828125,424.4293212890625,-34.745292663574219,4.1456110481385613,8.5807666778564453,19.399188995361328,0,18.200002670288086,46.179962158203125,808.03648991061834,0,139.25672912597656,0,0,0,652.26934814453125,0,-31.900852203369141,159.95625305175781,700.50604248046875,null,0,0,1727.617919921875,700.50604248046875,2.402378832045847,-14.442266464233398,8.4823610863663248,0,8.4823610863663248,0.54076631461578362,0,0.54076631461578362,null,0,null,0,0,0,0,0,0,0,9999,9999]
["Tier1_indor3_HZ3_zonl","Heatkwh",13,-308.17132213159221,-0.23121419439814883,0,0,0,"ResSpHtBBZ3",0.23800000548362732,0.4699999988079071,-336.0639550245528,-7.5759783387184143E-2,-0.16119103133678436,-0.23352633634213041,-1.2626021634787321E-3,-2.6863876264542341E-3,0,0,0,0,"(na)","(na)","(na)","(na)",0,0,0,0,0,0,0,0,0,0,0,0,0,-190.10761290099506,0,-34.010150909423828,-149.993896484375,-374.11166381835937,0,0,-190.10761290099506,-38.481491088867188,-37.858299255371094,-149.993896484375,-416.44131469726562,0,0,-190.10761290099506,-38.481491088867188,-37.858299255371094,-149.993896484375,-416.44131469726562,0,9999,0,9999,9999,9999,9999,9999,-190.10761290099506,-1.573161777834502,-38.481491088867188,0,0,0,-149.993896484375,0,-31.900852203369141,-37.858299255371094,0,null,0,0,-449.91531372070312,0,0,9999,-1.965589664094868,-2.0491936014021956E-2,-1.9860816001088899,-0.12567382611979719,-1.3661290676014631E-3,-0.12703995518739866,null,-0.23121419439814883,"ResSpHtBBZ3",0.23800000548362732,0.4699999988079071,-1.573161777834502,0,0,-1.5731617212295532,0,9999,0]
["Tier1_indor3_HZ3_zonl","Coolkwh",13,0,0,0,0,0,"ResCACPNW",0,0,0,0,0,0,0,0,0,0,0,0,"(na)","(na)","(na)","(na)",0,0,0,0,0,0,0,0,0,0,0,0,0,0,0,0,0,0,0,9999,0,0,0,0,0,0,9999,0,0,0,0,0,0,9999,9999,9999,9999,9999,9999,9999,0,0,0,0,0,0,0,0,-31.900852203369141,0,0,null,0,0,-31.900852203369141,0,0,9999,0,0,0,0,0,0,null,0,null,0,0,0,0,0,0,0,9999,9999]
["Tier1_indor4_HZ3_gfnc","DHWkwh",13,1339.6102878805489,0,654.550608585237,0,0,"ResDHW",0.28600001335144043,0.31700000166893005,1460.8099258445025,0.18483440577983856,0.58307385444641113,0,0,0,130.16206359863281,294.26724243164062,0,276.07672119140625,"(na)","(na)","(na)","(na)",0,0,0,0,0,0,0,0,130.16206359863281,294.26724243164062,0,276.07672119140625,700.50602722167969,807.69869793002533,0,145.96954345703125,651.99664306640625,1605.6649169921875,130.16206359863281,12.335889890349959,807.69869793002533,139.19851684570312,159.88938903808594,651.99664306640625,1758.783203125,294.26724243164062,5.9768230821301582,807.69869793002533,139.19851684570312,159.88938903808594,651.99664306640625,1758.783203125,424.4293212890625,-34.733589172363281,4.1438779601019622,8.584355354309082,19.407302856445313,0,18.207614898681641,46.199275970458984,807.69869793002533,0,139.19851684570312,0,0,0,651.99664306640625,0,-68.369796752929688,159.88938903808594,700.50604248046875,null,0,0,1690.4134521484375,700.50604248046875,2.2874736818805514,-12.016898155212402,8.4788151158721341,0,8.4788151158721341,0.54054025239367764,0,0.54054025239367764,null,0,null,0,0,0,0,0,0,0,9999,9999]
["Tier1_indor4_HZ3_gfnc","Heatkwh",13,-18.502583623773162,-25.080947001056387,0,0,0,"ResSpHtFAFZ3",0.1940000057220459,0.37400001287460327,-20.173099564415082,-4.4395443983376026E-3,-1.1870439164340496E-2,-25.331756471066956,-0.13370417058467865,-0.35749778151512146,0,0,0,0,"(na)","(na)","(na)","(na)",0,0,0,0,0,0,0,0,0,0,0,0,0,-11.630034813663871,0,-2.063380241394043,-9.0037670135498047,-22.697181701660156,0,0,-11.630034813663871,-2.8338563442230225,-2.3467657566070557,-9.0037670135498047,-25.814424514770508,0,0,-11.630034813663871,-2.8338563442230225,-2.3467657566070557,-9.0037670135498047,-25.814424514770508,0,9999,0,9999,9999,9999,9999,9999,-11.630034813663871,-170.83650570529372,-2.8338563442230225,0,0,0,-9.0037670135498047,0,-68.369796752929688,-2.3467657566070557,0,null,0,0,-265.02072143554687,0,0,9999,-0.11707891792546972,-2.2228616303361264,-2.339940548261596,-7.4660102014596115E-3,-0.14819077535574171,-0.15565678555720133,null,-25.080947001056387,"ResSpHtFAFZ3",0.1940000057220459,0.37400001287460327,-170.83650570529372,0,0,-170.83650207519531,0,9999,0]
["Tier1_indor4_HZ3_gfnc","Coolkwh",13,0,0,0,0,0,"ResCACPNW",0,0,0,0,0,0,0,0,0,0,0,0,"(na)","(na)","(na)","(na)",0,0,0,0,0,0,0,0,0,0,0,0,0,0,0,0,0,0,0,9999,0,0,0,0,0,0,9999,0,0,0,0,0,0,9999,9999,9999,9999,9999,9999,9999,0,0,0,0,0,0,0,0,-68.369796752929688,0,0,null,0,0,-68.369796752929688,0,0,9999,0,0,0,0,0,0,null,0,null,0,0,0,0,0,0,0,9999,9999]
["Tier1_indor4_HZ3_gfac","DHWkwh",13,1326.1994323135914,0,654.550608585237,0,0,"ResDHW",0.28600001335144043,0.31700000166893005,1446.1857391660972,0.18298402428627014,0.57723665237426758,0,0,0,130.16206359863281,294.26724243164062,0,276.07672119140625,"(na)","(na)","(na)","(na)",0,0,0,0,0,0,0,0,130.16206359863281,294.26724243164062,0,276.07672119140625,700.50602722167969,799.6128160302278,0,144.50822448730469,645.46942138671875,1589.5904541015625,130.16206359863281,12.21239444087108,799.6128160302278,137.80497741699219,158.28872680664062,645.46942138671875,1741.1759033203125,294.26724243164062,5.9169886775455849,799.6128160302278,137.80497741699219,158.28872680664062,645.46942138671875,1741.1759033203125,424.4293212890625,-34.450523376464844,4.102393300608667,8.6711626052856445,19.603553771972656,0,18.391733169555664,46.666454315185547,799.6128160302278,0,137.80497741699219,0,0,0,645.46942138671875,0,-69.697349548339844,158.28872680664062,700.50604248046875,null,0,0,1671.4786376953125,700.50604248046875,2.260670310804672,-11.415677070617676,8.3939335903071175,0,8.3939335903071175,0.53512889707746325,0,0.53512889707746325,null,0,null,0,0,0,0,0,0,0,9999,9999]
["Tier1_indor4_HZ3_gfac","Heatkwh",13,-19.368939210091547,-25.548398634635983,0,0,0,"ResSpHtFAFZ3",0.1940000057220459,0.37400001287460327,-21.117674541421671,-4.6474193222820759E-3,-1.2426254339516163E-2,-25.80388262098235,-0.13619610667228699,-0.36416071653366089,0,0,0,0,"(na)","(na)","(na)","(na)",0,0,0,0,0,0,0,0,0,0,0,0,0,-12.174593662026499,0,-2.1599950790405273,-9.4253559112548828,-23.759944915771484,0,0,-12.174593662026499,-2.9665474891662598,-2.4566497802734375,-9.4253559112548828,-27.023147583007813,0,0,-12.174593662026499,-2.9665474891662598,-2.4566497802734375,-9.4253559112548828,-27.023147583007813,0,9999,0,9999,9999,9999,9999,9999,-12.174593662026499,-174.02050843308535,-2.9665474891662598,0,0,0,-9.4253559112548828,0,-69.697349548339844,-2.4566497802734375,0,null,0,0,-270.74099731445312,0,0,9999,-0.12256096176579662,-2.2642906999911956,-2.3868516617569924,-7.8155948744473257E-3,-0.15095271333274668,-0.15876830820719401,null,-25.548398634635983,"ResSpHtFAFZ3",0.1940000057220459,0.37400001287460327,-174.02050843308535,0,0,-174.0205078125,0,9999,0]
["Tier1_indor4_HZ3_gfac","Coolkwh",13,53.010944016359836,0,0,0,0,"ResCACPNW",0.17000000178813934,0,57.856947676052179,0,3.8851026445627213E-2,0,0,0,0,0,0,0,"(na)","(na)","(na)","(na)",0,0,0,0,0,0,0,0,0,0,0,0,0,30.399116477725965,0,5.6222147941589355,25.823028564453125,61.8443603515625,0,9999,30.399116477725965,9.2749919891357422,6.5497136116027832,25.823028564453125,72.046852111816406,0,9999,30.399116477725965,9.2749919891357422,6.5497136116027832,25.823028564453125,72.046852111816406,0,-69.35101318359375,9999,0,0,0,0,0,30.399116477725965,0,9.2749919891357422,0,0,0,25.823028564453125,0,-69.697349548339844,6.5497136116027832,0,null,0,0,2.3495011329650879,0,1.0337100493749514,46.707687377929687,0.33788218136756626,0,0.33788218136756626,2.1593661903571926E-2,0,2.1593661903571926E-2,null,0,null,0,0,0,0,0,0,0,9999,9999]
["Tier1_indor4_HZ3_efaf","DHWkwh",13,1339.6102878805489,0,654.550608585237,0,0,"ResDHW",0.28600001335144043,0.31700000166893005,1460.8099258445025,0.18483440577983856,0.58307385444641113,0,0,0,130.16206359863281,294.26724243164062,0,276.07672119140625,"(na)","(na)","(na)","(na)",0,0,0,0,0,0,0,0,130.16206359863281,294.26724243164062,0,276.07672119140625,700.50602722167969,807.69869793002533,0,145.96954345703125,651.99664306640625,1605.6649169921875,130.16206359863281,12.335889890349959,807.69869793002533,139.19851684570312,159.88938903808594,651.99664306640625,1758.783203125,294.26724243164062,5.9768230821301582,807.69869793002533,139.19851684570312,159.88938903808594,651.99664306640625,1758.783203125,424.4293212890625,-34.733589172363281,4.1438779601019622,8.584355354309082,19.407302856445313,0,18.207614898681641,46.199275970458984,807.69869793002533,0,139.19851684570312,0,0,0,651.99664306640625,0,-48.161636352539063,159.88938903808594,700.50604248046875,null,0,0,1710.62158203125,700.50604248046875,2.3492175455226532,-13.349652290344238,8.4788151158721341,0,8.4788151158721341,0.54054025239367764,0,0.54054025239367764,null,0,null,0,0,0,0,0,0,0,9999,9999]
["Tier1_indor4_HZ3_efaf","Heatkwh",13,-465.25238913533713,-0.34906867907652461,0,0,0,"ResSpHtFAFZ3",0.1940000057220459,0.37400001287460327,-507.25795702120325,-0.11163351684808731,-0.29848533868789673,-0.35255936586728992,-1.8608522368595004E-3,-4.9755405634641647E-3,0,0,0,0,"(na)","(na)","(na)","(na)",0,0,0,0,0,0,0,0,0,0,0,0,0,-292.44032037947545,0,-51.884243011474609,-226.40211486816406,-570.7266845703125,0,0,-292.44032037947545,-71.258056640625,-59.010051727294922,-226.40211486816406,-649.11053466796875,0,0,-292.44032037947545,-71.258056640625,-59.010051727294922,-226.40211486816406,-649.11053466796875,0,9999,0,9999,9999,9999,9999,9999,-292.44032037947545,-2.3776483950978458,-71.258056640625,0,0,0,-226.40211486816406,0,-48.161636352539063,-59.010051727294922,0,null,0,0,-699.64984130859375,0,0,9999,-2.943980548328236,-3.0937084354854701E-2,-2.9749176326830908,-0.1877348133735677,-2.0624722903236463E-3,-0.18979728566389134,null,-0.34906867907652461,"ResSpHtFAFZ3",0.1940000057220459,0.37400001287460327,-2.3776483950978458,0,0,-2.3776483535766602,0,9999,0]
["Tier1_indor4_HZ3_efaf","Coolkwh",13,0,0,0,0,0,"ResCACPNW",0,0,0,0,0,0,0,0,0,0,0,0,"(na)","(na)","(na)","(na)",0,0,0,0,0,0,0,0,0,0,0,0,0,0,0,0,0,0,0,9999,0,0,0,0,0,0,9999,0,0,0,0,0,0,9999,9999,9999,9999,9999,9999,9999,0,0,0,0,0,0,0,0,-48.161636352539063,0,0,null,0,0,-48.161636352539063,0,0,9999,0,0,0,0,0,0,null,0,null,0,0,0,0,0,0,0,9999,9999]
["Tier1_indor4_HZ3_hp85","DHWkwh",13,1326.2254684218674,0,654.550608585237,0,0,"ResDHW",0.28600001335144043,0.31700000166893005,1446.2141308601169,0.18298761546611786,0.5772479772567749,0,0,0,130.16206359863281,294.26724243164062,0,276.07672119140625,"(na)","(na)","(na)","(na)",0,0,0,0,0,0,0,0,130.16206359863281,294.26724243164062,0,276.07672119140625,700.50602722167969,799.62851412611508,0,144.51107788085937,645.48223876953125,1589.621826171875,130.16206359863281,12.212635439449215,799.62851412611508,137.80769348144531,158.29183959960937,645.48223876953125,1741.2103271484375,294.26724243164062,5.9171053889261582,799.62851412611508,137.80769348144531,158.29183959960937,645.48223876953125,1741.2103271484375,424.4293212890625,-34.451091766357422,4.1024742194699089,8.6709918975830078,19.603170394897461,0,18.391372680664062,46.665534973144531,799.62851412611508,0,137.80769348144531,0,0,0,645.48223876953125,0,-35.403987884521484,158.29183959960937,700.50604248046875,null,0,0,1705.8062744140625,700.50604248046875,2.366064075948402,-13.701211929321289,8.3940983810305205,0,8.3940983810305205,0.53513940279294325,0,0.53513940279294325,null,0,null,0,0,0,0,0,0,0,9999,9999]
["Tier1_indor4_HZ3_hp85","Heatkwh",13,-342.01098106937201,-0.2566033494495909,0,0,0,"ResSpHtHPZ3",0.15800000727176666,0.35499998927116394,-372.95275549338675,-9.5657922327518463E-2,-0.26945894956588745,-0.2591693829440867,-1.5942803584039211E-3,-4.490930587053299E-3,0,0,0,0,"(na)","(na)","(na)","(na)",0,0,0,0,0,0,0,0,0,0,0,0,0,-209.93459976749588,0,-37.639293670654297,-166.45831298828125,-414.03219604492187,0,0,-209.93459976749588,-64.328529357910156,-44.0721435546875,-166.45831298828125,-484.7935791015625,0,0,-209.93459976749588,-64.328529357910156,-44.0721435546875,-166.45831298828125,-484.7935791015625,0,9999,0,9999,9999,9999,9999,9999,-209.93459976749588,-1.7377805044171184,-64.328529357910156,0,0,0,-166.45831298828125,0,-35.403987884521484,-44.0721435546875,0,null,0,0,-521.93536376953125,0,0,9999,-2.1812083582188553,-2.2742113353343557E-2,-2.2039504715721989,-0.13945829072603813,-1.5161408902229065E-3,-0.14097443161626103,null,-0.2566033494495909,"ResSpHtHPZ3",0.15800000727176666,0.35499998927116394,-1.7377805044171184,0,0,-1.7377804517745972,0,9999,0]
["Tier1_indor4_HZ3_hp85","Coolkwh",13,53.317885086887181,0,0,0,0,"ResCACPNW",0.17000000178813934,0,58.191947812092984,0,3.9075978100299835E-2,0,0,0,0,0,0,0,"(na)","(na)","(na)","(na)",0,0,0,0,0,0,0,0,0,0,0,0,0,30.575131780375134,0,5.6547679901123047,25.97254753112793,62.202445983886719,0,9999,30.575131780375134,9.3286943435668945,6.5876374244689941,25.97254753112793,72.464012145996094,0,9999,30.575131780375134,9.3286943435668945,6.5876374244689941,25.97254753112793,72.464012145996094,0,-69.35101318359375,9999,0,0,0,0,0,30.575131780375134,0,9.3286943435668945,0,0,0,25.97254753112793,0,-35.403987884521484,6.5876374244689941,0,null,0,0,37.060024261474609,0,2.0467753891425318,-10.736352920532227,0.33983856830587555,0,0.33983856830587555,2.1718692344441699E-2,0,2.1718692344441699E-2,null,0,null,0,0,0,0,0,0,0,9999,9999]
["Tier1_indor4_HZ3_zonl","DHWkwh",13,1339.6422013595381,0,654.550608585237,0,0,"ResDHW",0.28600001335144043,0.31700000166893005,1460.8447266573194,0.18483881652355194,0.5830877423286438,0,0,0,130.16206359863281,294.26724243164062,0,276.07672119140625,"(na)","(na)","(na)","(na)",0,0,0,0,0,0,0,0,130.16206359863281,294.26724243164062,0,276.07672119140625,700.50602722167969,807.71793970179954,0,145.9730224609375,652.01220703125,1605.703125,130.16206359863281,12.336184021677211,807.71793970179954,139.20181274414062,159.89320373535156,652.01220703125,1758.8251953125,294.26724243164062,5.9769655252100415,807.71793970179954,139.20181274414062,159.89320373535156,652.01220703125,1758.8251953125,424.4293212890625,-34.734256744384766,4.1439767193811283,8.5841503143310547,19.406841278076172,0,18.207180023193359,46.198173522949219,807.71793970179954,0,139.20181274414062,0,0,0,652.01220703125,0,-42.704002380371094,159.89320373535156,700.50604248046875,null,0,0,1716.1212158203125,700.50604248046875,2.3665250158747084,-13.710759162902832,8.4790171063245232,0,8.4790171063245232,0.54055312966115132,0,0.54055312966115132,null,0,null,0,0,0,0,0,0,0,9999,9999]
["Tier1_indor4_HZ3_zonl","Heatkwh",13,-412.53496659076546,-0.30951595139219734,0,0,0,"ResSpHtBBZ3",0.23800000548362732,0.4699999988079071,-449.87356870025206,-0.10141618549823761,-0.21577911078929901,-0.31261111090611937,-1.6901881899684668E-3,-3.5961451940238476E-3,0,0,0,0,"(na)","(na)","(na)","(na)",0,0,0,0,0,0,0,0,0,0,0,0,0,-254.48843582944889,0,-45.527847290039062,-200.79002380371094,-500.80630493164062,0,0,-254.48843582944889,-51.513427734375,-50.679187774658203,-200.79002380371094,-557.4710693359375,0,0,-254.48843582944889,-51.513427734375,-50.679187774658203,-200.79002380371094,-557.4710693359375,0,9999,0,9999,9999,9999,9999,9999,-254.48843582944889,-2.1059202945032767,-51.513427734375,0,0,0,-200.79002380371094,0,-42.704002380371094,-50.679187774658203,0,null,0,0,-602.281005859375,0,0,9999,-2.6312457006050587,-2.7431624982011973E-2,-2.6586773255870706,-0.16823384895472501,-1.8287749988007982E-3,-0.17006262395352581,null,-0.30951595139219734,"ResSpHtBBZ3",0.23800000548362732,0.4699999988079071,-2.1059202945032767,0,0,-2.1059203147888184,0,9999,0]
["Tier1_indor4_HZ3_zonl","Coolkwh",13,0,0,0,0,0,"ResCACPNW",0,0,0,0,0,0,0,0,0,0,0,0,"(na)","(na)","(na)","(na)",0,0,0,0,0,0,0,0,0,0,0,0,0,0,0,0,0,0,0,9999,0,0,0,0,0,0,9999,0,0,0,0,0,0,9999,9999,9999,9999,9999,9999,9999,0,0,0,0,0,0,0,0,-42.704002380371094,0,0,null,0,0,-42.704002380371094,0,0,9999,0,0,0,0,0,0,null,0,null,0,0,0,0,0,0,0,9999,9999]
["Tier2_garage_HZ1","DHWkwh",13,1219.6611141810399,0,1723.656785814981,0,0,"ResDHW",0.28600001335144043,0.31700000166893005,1330.008494172672,0.16828426718711853,0.53086519241333008,0,0,0,342.761474609375,774.9068603515625,0,727.00494384765625,"(na)","(na)","(na)","(na)",0,0,0,0,0,0,0,0,342.761474609375,774.9068603515625,0,727.00494384765625,1844.6732788085937,735.37707402837771,0,132.89938354492187,593.61669921875,1461.8931884765625,342.761474609375,4.2650451263756599,735.37707402837771,126.73462677001953,145.57284545898437,593.61669921875,1601.30126953125,774.9068603515625,2.0664435010288171,735.37707402837771,126.73462677001953,145.57284545898437,593.61669921875,1601.30126953125,1117.6683349609375,18.235679626464844,1.432715945676404,24.828731536865234,56.1322021484375,0,52.662311553955078,133.62324523925781,735.37707402837771,0,126.73462677001953,0,0,0,593.61669921875,0,0,145.57284545898437,1844.67333984375,null,0,0,1601.30126953125,1844.67333984375,0.86806764693187743,70.897994995117187,7.7196190449694253,0,7.7196190449694253,0.4921400891428212,0,0.4921400891428212,null,0,null,0,0,0,0,0,0,0,9999,9999]
["Tier2_garage_HZ1","Heatkwh",13,0,0,0,0,0,"ResSpHtFAFZ1",0,0,0,0,0,0,0,0,0,0,0,0,"(na)","(na)","(na)","(na)",0,0,0,0,0,0,0,0,0,0,0,0,0,0,0,0,0,0,0,9999,0,0,0,0,0,0,9999,0,0,0,0,0,0,9999,9999,9999,9999,9999,9999,9999,0,0,0,0,0,0,0,0,0,0,0,null,0,0,0,0,9999,9999,0,0,0,0,0,0,null,0,null,0,0,0,0,0,0,0,9999,9999]
["Tier2_garage_HZ1","Coolkwh",13,0,0,0,0,0,"ResCACPNW",0,0,0,0,0,0,0,0,0,0,0,0,"(na)","(na)","(na)","(na)",0,0,0,0,0,0,0,0,0,0,0,0,0,0,0,0,0,0,0,9999,0,0,0,0,0,0,9999,0,0,0,0,0,0,9999,9999,9999,9999,9999,9999,9999,0,0,0,0,0,0,0,0,0,0,0,null,0,0,0,0,9999,9999,0,0,0,0,0,0,null,0,null,0,0,0,0,0,0,0,9999,9999]
["Tier2_garage_HZ2","DHWkwh",13,1252.2728975309985,0,1723.656785814981,0,0,"ResDHW",0.28600001335144043,0.31700000166893005,1365.5707896015042,0.17278392612934113,0.5450596809387207,0,0,0,342.761474609375,774.9068603515625,0,727.00494384765625,"(na)","(na)","(na)","(na)",0,0,0,0,0,0,0,0,342.761474609375,774.9068603515625,0,727.00494384765625,1844.6732788085937,755.03987834336499,0,136.45289611816406,609.489013671875,1500.9818115234375,342.761474609375,4.379085455400098,755.03987834336499,130.12332153320312,149.46522521972656,609.489013671875,1644.117431640625,774.9068603515625,2.1216968424079514,755.03987834336499,130.12332153320312,149.46522521972656,609.489013671875,1644.117431640625,1117.6683349609375,16.127292633056641,1.4710244419921152,24.182140350341797,54.670402526855469,0,51.290874481201172,130.14341735839844,755.03987834336499,0,130.12332153320312,0,0,0,609.489013671875,0,0,149.46522521972656,1844.67333984375,null,0,0,1644.117431640625,1844.67333984375,0.8912783652564914,67.418174743652344,7.9260292854138106,0,7.9260292854138106,0.50529912633630558,0,0.50529912633630558,null,0,null,0,0,0,0,0,0,0,9999,9999]
["Tier2_garage_HZ2","Heatkwh",13,0,0,0,0,0,"ResSpHtFAFZ2",0,0,0,0,0,0,0,0,0,0,0,0,"(na)","(na)","(na)","(na)",0,0,0,0,0,0,0,0,0,0,0,0,0,0,0,0,0,0,0,9999,0,0,0,0,0,0,9999,0,0,0,0,0,0,9999,9999,9999,9999,9999,9999,9999,0,0,0,0,0,0,0,0,0,0,0,null,0,0,0,0,9999,9999,0,0,0,0,0,0,null,0,null,0,0,0,0,0,0,0,9999,9999]
["Tier2_garage_HZ2","Coolkwh",13,0,0,0,0,0,"ResCACPNW",0,0,0,0,0,0,0,0,0,0,0,0,"(na)","(na)","(na)","(na)",0,0,0,0,0,0,0,0,0,0,0,0,0,0,0,0,0,0,0,9999,0,0,0,0,0,0,9999,0,0,0,0,0,0,9999,9999,9999,9999,9999,9999,9999,0,0,0,0,0,0,0,0,0,0,0,null,0,0,0,0,9999,9999,0,0,0,0,0,0,null,0,null,0,0,0,0,0,0,0,9999,9999]
["Tier2_garage_HZ3","DHWkwh",13,1287.3873928988805,0,1723.656785814981,0,0,"ResDHW",0.28600001335144043,0.31700000166893005,1403.8622269236075,0.17762888967990875,0.56034350395202637,0,0,0,342.761474609375,774.9068603515625,0,727.00494384765625,"(na)","(na)","(na)","(na)",0,0,0,0,0,0,0,0,342.761474609375,774.9068603515625,0,727.00494384765625,1844.6732788085937,776.21165676556654,0,140.27911376953125,626.57940673828125,1543.0701904296875,342.761474609375,4.50187752002154,776.21165676556654,133.77204895019531,153.65631103515625,626.57940673828125,1690.219482421875,774.9068603515625,2.181190424256116,776.21165676556654,133.77204895019531,153.65631103515625,626.57940673828125,1690.219482421875,1117.6683349609375,13.976531982421875,1.5122728009899937,23.522554397583008,53.179222106933594,0,49.891876220703125,126.59365844726562,776.21165676556654,0,133.77204895019531,0,0,0,626.57940673828125,0,0,153.65631103515625,1844.67333984375,null,0,0,1690.219482421875,1844.67333984375,0.91627031571474149,63.868412017822266,8.148279977876367,0,8.148279977876367,0.51946802184311902,0,0.51946802184311902,null,0,null,0,0,0,0,0,0,0,9999,9999]
["Tier2_garage_HZ3","Heatkwh",13,0,0,0,0,0,"ResSpHtFAFZ3",0,0,0,0,0,0,0,0,0,0,0,0,"(na)","(na)","(na)","(na)",0,0,0,0,0,0,0,0,0,0,0,0,0,0,0,0,0,0,0,9999,0,0,0,0,0,0,9999,0,0,0,0,0,0,9999,9999,9999,9999,9999,9999,9999,0,0,0,0,0,0,0,0,0,0,0,null,0,0,0,0,9999,9999,0,0,0,0,0,0,null,0,null,0,0,0,0,0,0,0,9999,9999]
["Tier2_garage_HZ3","Coolkwh",13,0,0,0,0,0,"ResCACPNW",0,0,0,0,0,0,0,0,0,0,0,0,"(na)","(na)","(na)","(na)",0,0,0,0,0,0,0,0,0,0,0,0,0,0,0,0,0,0,0,9999,0,0,0,0,0,0,9999,0,0,0,0,0,0,9999,9999,9999,9999,9999,9999,9999,0,0,0,0,0,0,0,0,0,0,0,null,0,0,0,0,9999,9999,0,0,0,0,0,0,null,0,null,0,0,0,0,0,0,0,9999,9999]
["Tier2_basmnt_HZ1","DHWkwh",13,1223.1842562916038,0,1723.656785814981,0,0,"ResDHW",0.28600001335144043,0.31700000166893005,1333.8503883502801,0.16877037286758423,0.53239864110946655,0,0,0,342.761474609375,774.9068603515625,0,727.00494384765625,"(na)","(na)","(na)","(na)",0,0,0,0,0,0,0,0,342.761474609375,774.9068603515625,0,727.00494384765625,1844.6732788085937,737.50130173928028,0,133.28327941894531,595.3314208984375,1466.115966796875,342.761474609375,4.2773651960959409,737.50130173928028,127.1007080078125,145.99334716796875,595.3314208984375,1605.9267578125,774.9068603515625,2.0724126472243598,737.50130173928028,127.1007080078125,145.99334716796875,595.3314208984375,1605.9267578125,1117.6683349609375,18.00248908996582,1.4368545010892038,24.757217407226563,55.970523834228516,0,52.510627746582031,133.23837280273437,737.50130173928028,0,127.1007080078125,0,0,0,595.3314208984375,0,0,145.99334716796875,1844.67333984375,null,0,0,1605.9267578125,1844.67333984375,0.8705751544875292,70.51312255859375,7.7419181201950069,0,7.7419181201950069,0.49356169671249406,0,0.49356169671249406,null,0,null,0,0,0,0,0,0,0,9999,9999]
["Tier2_basmnt_HZ1","Heatkwh",13,0,0,0,0,0,"ResSpHtFAFZ1",0,0,0,0,0,0,0,0,0,0,0,0,"(na)","(na)","(na)","(na)",0,0,0,0,0,0,0,0,0,0,0,0,0,0,0,0,0,0,0,9999,0,0,0,0,0,0,9999,0,0,0,0,0,0,9999,9999,9999,9999,9999,9999,9999,0,0,0,0,0,0,0,0,0,0,0,null,0,0,0,0,9999,9999,0,0,0,0,0,0,null,0,null,0,0,0,0,0,0,0,9999,9999]
["Tier2_basmnt_HZ1","Coolkwh",13,0,0,0,0,0,"ResCACPNW",0,0,0,0,0,0,0,0,0,0,0,0,"(na)","(na)","(na)","(na)",0,0,0,0,0,0,0,0,0,0,0,0,0,0,0,0,0,0,0,9999,0,0,0,0,0,0,9999,0,0,0,0,0,0,9999,9999,9999,9999,9999,9999,9999,0,0,0,0,0,0,0,0,0,0,0,null,0,0,0,0,9999,9999,0,0,0,0,0,0,null,0,null,0,0,0,0,0,0,0,9999,9999]
["Tier2_basmnt_HZ2","DHWkwh",13,1266.5397253417802,0,1723.656785814981,0,0,"ResDHW",0.28600001335144043,0.31700000166893005,1381.1283915883305,0.17475239932537079,0.55126941204071045,0,0,0,342.761474609375,774.9068603515625,0,727.00494384765625,"(na)","(na)","(na)","(na)",0,0,0,0,0,0,0,0,342.761474609375,774.9068603515625,0,727.00494384765625,1844.6732788085937,763.64185635936781,0,138.00746154785156,616.43267822265625,1518.08203125,342.761474609375,4.4289749828505203,763.64185635936781,131.60577392578125,151.16802978515625,616.43267822265625,1662.848388671875,774.9068603515625,2.1458686499930515,763.64185635936781,131.60577392578125,151.16802978515625,616.43267822265625,1662.848388671875,1117.6683349609375,15.239071846008301,1.4877833488510508,23.90974235534668,54.054573059082031,0,50.713111877441406,128.67742919921875,763.64185635936781,0,131.60577392578125,0,0,0,616.43267822265625,0,0,151.16802978515625,1844.67333984375,null,0,0,1662.848388671875,1844.67333984375,0.90143241211140968,65.952186584472656,8.0163285287026635,0,8.0163285287026635,0.51105587124597485,0,0.51105587124597485,null,0,null,0,0,0,0,0,0,0,9999,9999]
["Tier2_basmnt_HZ2","Heatkwh",13,0,0,0,0,0,"ResSpHtFAFZ2",0,0,0,0,0,0,0,0,0,0,0,0,"(na)","(na)","(na)","(na)",0,0,0,0,0,0,0,0,0,0,0,0,0,0,0,0,0,0,0,9999,0,0,0,0,0,0,9999,0,0,0,0,0,0,9999,9999,9999,9999,9999,9999,9999,0,0,0,0,0,0,0,0,0,0,0,null,0,0,0,0,9999,9999,0,0,0,0,0,0,null,0,null,0,0,0,0,0,0,0,9999,9999]
["Tier2_basmnt_HZ2","Coolkwh",13,0,0,0,0,0,"ResCACPNW",0,0,0,0,0,0,0,0,0,0,0,0,"(na)","(na)","(na)","(na)",0,0,0,0,0,0,0,0,0,0,0,0,0,0,0,0,0,0,0,9999,0,0,0,0,0,0,9999,0,0,0,0,0,0,9999,9999,9999,9999,9999,9999,9999,0,0,0,0,0,0,0,0,0,0,0,null,0,0,0,0,9999,9999,0,0,0,0,0,0,null,0,null,0,0,0,0,0,0,0,9999,9999]
["Tier2_basmnt_HZ3","DHWkwh",13,1314.3280458044628,0,1723.656785814981,0,0,"ResDHW",0.28600001335144043,0.31700000166893005,1433.2403031665651,0.18134605884552002,0.57206958532333374,0,0,0,342.761474609375,774.9068603515625,0,727.00494384765625,"(na)","(na)","(na)","(na)",0,0,0,0,0,0,0,0,342.761474609375,774.9068603515625,0,727.00494384765625,1844.6732788085937,792.45513479054432,0,143.21467590332031,639.69158935546875,1575.3614501953125,342.761474609375,4.5960865404861497,792.45513479054432,136.57144165039062,156.871826171875,639.69158935546875,1725.5899658203125,774.9068603515625,2.2268353530712157,792.45513479054432,136.57144165039062,156.871826171875,639.69158935546875,1725.5899658203125,1117.6683349609375,12.404324531555176,1.5439195492897169,23.040395736694336,52.08917236328125,0,48.869209289550781,123.99878692626953,792.45513479054432,0,136.57144165039062,0,0,0,639.69158935546875,0,0,156.871826171875,1844.67333984375,null,0,0,1725.5899658203125,1844.67333984375,0.93544475040466624,61.273540496826172,8.3187958489127904,0,8.3187958489127904,0.53033872614643796,0,0.53033872614643796,null,0,null,0,0,0,0,0,0,0,9999,9999]
["Tier2_basmnt_HZ3","Heatkwh",13,0,0,0,0,0,"ResSpHtFAFZ3",0,0,0,0,0,0,0,0,0,0,0,0,"(na)","(na)","(na)","(na)",0,0,0,0,0,0,0,0,0,0,0,0,0,0,0,0,0,0,0,9999,0,0,0,0,0,0,9999,0,0,0,0,0,0,9999,9999,9999,9999,9999,9999,9999,0,0,0,0,0,0,0,0,0,0,0,null,0,0,0,0,9999,9999,0,0,0,0,0,0,null,0,null,0,0,0,0,0,0,0,9999,9999]
["Tier2_basmnt_HZ3","Coolkwh",13,0,0,0,0,0,"ResCACPNW",0,0,0,0,0,0,0,0,0,0,0,0,"(na)","(na)","(na)","(na)",0,0,0,0,0,0,0,0,0,0,0,0,0,0,0,0,0,0,0,9999,0,0,0,0,0,0,9999,0,0,0,0,0,0,9999,9999,9999,9999,9999,9999,9999,0,0,0,0,0,0,0,0,0,0,0,null,0,0,0,0,9999,9999,0,0,0,0,0,0,null,0,null,0,0,0,0,0,0,0,9999,9999]
["Tier2_indor1_HZ1_gfnc","DHWkwh",13,1325.0689896716171,0,1723.656785814981,0,0,"ResDHW",0.28600001335144043,0.31700000166893005,1444.9530210786552,0.18282803893089294,0.57674461603164673,0,0,0,342.761474609375,774.9068603515625,0,727.00494384765625,"(na)","(na)","(na)","(na)",0,0,0,0,0,0,0,0,342.761474609375,774.9068603515625,0,727.00494384765625,1844.6732788085937,798.93123194695477,0,144.38505554199219,644.91925048828125,1588.235595703125,342.761474609375,4.6336465899128436,798.93123194695477,137.68751525878906,158.15380859375,644.91925048828125,1739.6917724609375,774.9068603515625,2.2450334295640455,798.93123194695477,137.68751525878906,158.15380859375,644.91925048828125,1739.6917724609375,1117.6683349609375,11.795331001281738,1.5565367219145358,22.853631973266602,51.666942596435547,0,48.473079681396484,122.99365997314453,798.93123194695477,0,137.68751525878906,0,0,0,644.91925048828125,0,-23.55352783203125,158.15380859375,1844.67333984375,null,0,0,1716.1383056640625,1844.67333984375,0.93119943642181224,61.838844299316406,8.3867786630517234,0,8.3867786630517234,0.53467275714144036,0,0.53467275714144036,null,0,null,0,0,0,0,0,0,0,9999,9999]
["Tier2_indor1_HZ1_gfnc","Heatkwh",13,-5.8660475936176253,-8.8391944465946004,0,0,0,"ResSpHtFAFZ1",0.1940000057220459,0.37400001287460327,-6.3959903419948105,-1.407581614330411E-3,-3.7635869812220335E-3,-8.9275863910605402,-4.7120913863182068E-2,-0.12599174678325653,0,0,0,0,"(na)","(na)","(na)","(na)",0,0,0,0,0,0,0,0,0,0,0,0,0,-3.6204881343190047,0,-0.64751815795898438,-2.8546931743621826,-7.1226992607116699,0,0,-3.6204881343190047,-0.89848941564559937,-0.73736709356307983,-2.8546931743621826,-8.1110382080078125,0,0,-3.6204881343190047,-0.89848941564559937,-0.73736709356307983,-2.8546931743621826,-8.1110382080078125,0,9999,0,9999,9999,9999,9999,9999,-3.6204881343190047,-59.836590671171123,-0.89848941564559937,0,0,0,-2.8546931743621826,0,-23.55352783203125,-0.73736709356307983,0,null,0,0,-91.50115966796875,0,0,9999,-3.7363019127686629E-2,-0.78339570581556361,-0.8207587249432502,-2.3886103789655315E-3,-5.2226380387704163E-2,-5.4614990766669695E-2,null,-8.8391944465946004,"ResSpHtFAFZ1",0.1940000057220459,0.37400001287460327,-59.836590671171123,0,0,-59.836589813232422,0,9999,0]
["Tier2_indor1_HZ1_gfnc","Coolkwh",13,0,0,0,0,0,"ResCACPNW",0,0,0,0,0,0,0,0,0,0,0,0,"(na)","(na)","(na)","(na)",0,0,0,0,0,0,0,0,0,0,0,0,0,0,0,0,0,0,0,9999,0,0,0,0,0,0,9999,0,0,0,0,0,0,9999,9999,9999,9999,9999,9999,9999,0,0,0,0,0,0,0,0,-23.55352783203125,0,0,null,0,0,-23.55352783203125,0,0,9999,0,0,0,0,0,0,null,0,null,0,0,0,0,0,0,0,9999,9999]
["Tier2_indor1_HZ1_gfac","DHWkwh",13,1316.5950527198759,0,1723.656785814981,0,0,"ResDHW",0.28600001335144043,0.31700000166893005,1435.7124148201958,0.18165884912014008,0.57305628061294556,0,0,0,342.761474609375,774.9068603515625,0,727.00494384765625,"(na)","(na)","(na)","(na)",0,0,0,0,0,0,0,0,342.761474609375,774.9068603515625,0,727.00494384765625,1844.6732788085937,793.82199390647099,0,143.46170043945312,640.79498291015625,1578.0787353515625,342.761474609375,4.6040141443974223,793.82199390647099,136.80699157714844,157.14239501953125,640.79498291015625,1728.56640625,774.9068603515625,2.2306762939601348,793.82199390647099,136.80699157714844,157.14239501953125,640.79498291015625,1728.56640625,1117.6683349609375,12.274960517883301,1.546582567782705,23.000724792480469,51.999481201171875,0,48.785064697265625,123.7852783203125,793.82199390647099,0,136.80699157714844,0,0,0,640.79498291015625,0,-23.75904655456543,157.14239501953125,1844.67333984375,null,0,0,1704.807373046875,1844.67333984375,0.92514258262530913,62.65435791015625,8.3331444491557853,0,8.3331444491557853,0.53125347613105767,0,0.53125347613105767,null,0,null,0,0,0,0,0,0,0,9999,9999]
["Tier2_indor1_HZ1_gfac","Heatkwh",13,-6.5132734852180745,-8.8933324182165965,0,0,0,"ResSpHtFAFZ1",0.1940000057220459,0.37400001287460327,-7.1016870629470006,-1.5628859400749207E-3,-4.1788392700254917E-3,-8.9822657423987575,-4.7409519553184509E-2,-0.12676341831684113,0,0,0,0,"(na)","(na)","(na)","(na)",0,0,0,0,0,0,0,0,0,0,0,0,0,-4.0199519339842213,0,-0.71896153688430786,-3.1696634292602539,-7.9085769653320313,0,0,-4.0199519339842213,-0.9976235032081604,-0.81872391700744629,-3.1696634292602539,-9.0059623718261719,0,0,-4.0199519339842213,-0.9976235032081604,-0.81872391700744629,-3.1696634292602539,-9.0059623718261719,0,9999,0,9999,9999,9999,9999,9999,-4.0199519339842213,-60.203075611318738,-0.9976235032081604,0,0,0,-3.1696634292602539,0,-23.75904655456543,-0.81872391700744629,0,null,0,0,-92.968086242675781,0,0,9999,-4.1485439374346837E-2,-0.78819381889549023,-0.82967925826983702,-2.6521558851244132E-3,-5.25462545930327E-2,-5.5198410478157114E-2,null,-8.8933324182165965,"ResSpHtFAFZ1",0.1940000057220459,0.37400001287460327,-60.203075611318738,0,0,-60.203075408935547,0,9999,0]
["Tier2_indor1_HZ1_gfac","Coolkwh",13,9.6518568665371891,0,0,0,0,"ResCACPNW",0.17000000178813934,0,10.53418285725396,0,7.0737190544605255E-3,0,0,0,0,0,0,0,"(na)","(na)","(na)","(na)",0,0,0,0,0,0,0,0,0,0,0,0,0,5.5348556143737753,0,1.0236530303955078,4.7016739845275879,11.26018238067627,0,9999,5.5348556143737753,1.6887247562408447,1.1925255060195923,4.7016739845275879,13.117779731750488,0,9999,5.5348556143737753,1.6887247562408447,1.1925255060195923,4.7016739845275879,13.117779731750488,0,-69.35101318359375,9999,0,0,0,0,0,5.5348556143737753,0,1.6887247562408447,0,0,0,4.7016739845275879,0,-23.75904655456543,1.1925255060195923,0,null,0,0,-10.641266822814941,0,0.55211726746000878,147.94168090820313,6.1519192174858489E-2,0,6.1519192174858489E-2,3.9316208715949779E-3,0,3.9316208715949779E-3,null,0,null,0,0,0,0,0,0,0,9999,9999]
["Tier2_indor1_HZ1_efaf","DHWkwh",13,1325.0689896716171,0,1723.656785814981,0,0,"ResDHW",0.28600001335144043,0.31700000166893005,1444.9530210786552,0.18282803893089294,0.57674461603164673,0,0,0,342.761474609375,774.9068603515625,0,727.00494384765625,"(na)","(na)","(na)","(na)",0,0,0,0,0,0,0,0,342.761474609375,774.9068603515625,0,727.00494384765625,1844.6732788085937,798.93123194695477,0,144.38505554199219,644.91925048828125,1588.235595703125,342.761474609375,4.6336465899128436,798.93123194695477,137.68751525878906,158.15380859375,644.91925048828125,1739.6917724609375,774.9068603515625,2.2450334295640455,798.93123194695477,137.68751525878906,158.15380859375,644.91925048828125,1739.6917724609375,1117.6683349609375,11.795331001281738,1.5565367219145358,22.853631973266602,51.666942596435547,0,48.473079681396484,122.99365997314453,798.93123194695477,0,137.68751525878906,0,0,0,644.91925048828125,0,-16.601230621337891,158.15380859375,1844.67333984375,null,0,0,1723.090576171875,1844.67333984375,0.93467768479374203,61.375301361083984,8.3867786630517234,0,8.3867786630517234,0.53467275714144036,0,0.53467275714144036,null,0,null,0,0,0,0,0,0,0,9999,9999]
["Tier2_indor1_HZ1_efaf","Heatkwh",13,-157.52692691414029,-0.37505444821275435,0,0,0,"ResSpHtFAFZ1",0.1940000057220459,0.37400001287460327,-171.75801714312502,-3.779921680688858E-2,-0.10106741636991501,-0.37880499269488183,-1.9993798341602087E-3,-5.3459354676306248E-3,0,0,0,0,"(na)","(na)","(na)","(na)",0,0,0,0,0,0,0,0,0,0,0,0,0,-97.224640718719414,0,-17.388462066650391,-76.65997314453125,-191.2730712890625,0,0,-97.224640718719414,-24.128047943115234,-19.801265716552734,-76.65997314453125,-217.81393432617187,0,0,-97.224640718719414,-24.128047943115234,-19.801265716552734,-76.65997314453125,-217.81393432617187,0,9999,0,9999,9999,9999,9999,9999,-97.224640718719414,-2.5389168246835614,-24.128047943115234,0,0,0,-76.65997314453125,0,-16.601230621337891,-19.801265716552734,0,null,0,0,-236.95407104492187,0,0,9999,-1.0033470560011233,-3.324013810897599E-2,-1.0365871941100993,-6.4143777660967127E-2,-2.2160092072650568E-3,-6.6359786868232185E-2,null,-0.37505444821275435,"ResSpHtFAFZ1",0.1940000057220459,0.37400001287460327,-2.5389168246835614,0,0,-2.5389168262481689,0,9999,0]
["Tier2_indor1_HZ1_efaf","Coolkwh",13,0,0,0,0,0,"ResCACPNW",0,0,0,0,0,0,0,0,0,0,0,0,"(na)","(na)","(na)","(na)",0,0,0,0,0,0,0,0,0,0,0,0,0,0,0,0,0,0,0,9999,0,0,0,0,0,0,9999,0,0,0,0,0,0,9999,9999,9999,9999,9999,9999,9999,0,0,0,0,0,0,0,0,-16.601230621337891,0,0,null,0,0,-16.601230621337891,0,0,9999,0,0,0,0,0,0,null,0,null,0,0,0,0,0,0,0,9999,9999]
["Tier2_indor1_HZ1_hp85","DHWkwh",13,1316.6085868613375,0,1723.656785814981,0,0,"ResDHW",0.28600001335144043,0.31700000166893005,1435.7271734469125,0.18166071176528931,0.57306218147277832,0,0,0,342.761474609375,774.9068603515625,0,727.00494384765625,"(na)","(na)","(na)","(na)",0,0,0,0,0,0,0,0,342.761474609375,774.9068603515625,0,727.00494384765625,1844.6732788085937,793.83015412182078,0,143.46316528320312,640.801513671875,1578.0948486328125,342.761474609375,4.6040612786934707,793.83015412182078,136.80839538574219,157.14401245117187,640.801513671875,1728.5841064453125,774.9068603515625,2.2306991511810588,793.83015412182078,136.80839538574219,157.14401245117187,640.801513671875,1728.5841064453125,1117.6683349609375,12.27419376373291,1.5465984152543999,23.00048828125,51.998947143554688,0,48.784561157226563,123.78400421142578,793.83015412182078,0,136.80839538574219,0,0,0,640.801513671875,0,-8.2103118896484375,157.14401245117187,1844.67333984375,null,0,0,1720.373779296875,1844.67333984375,0.93291560644592841,61.609699249267578,8.3332301109965581,0,8.3332301109965581,0.53125893723292317,0,0.53125893723292317,null,0,null,0,0,0,0,0,0,0,9999,9999]
["Tier2_indor1_HZ1_hp85","Heatkwh",13,-77.911994215045098,-0.18549996862064108,0,0,0,"ResSpHtHPZ1",0.15800000727176666,0.35499998927116394,-84.954763407983137,-2.1789882332086563E-2,-6.1379950493574142E-2,-0.1873549683068475,-1.1525140143930912E-3,-3.2465185504406691E-3,0,0,0,0,"(na)","(na)","(na)","(na)",0,0,0,0,0,0,0,0,0,0,0,0,0,-47.966443133703656,0,-8.5883913040161133,-37.917472839355469,-94.472305297851563,0,0,-47.966443133703656,-14.65337085723877,-10.053729057312012,-37.917472839355469,-110.59101867675781,0,0,-47.966443133703656,-14.65337085723877,-10.053729057312012,-37.917472839355469,-110.59101867675781,0,9999,0,9999,9999,9999,9999,9999,-47.966443133703656,-1.2576383134670963,-14.65337085723877,0,0,0,-37.917472839355469,0,-8.2103118896484375,-10.053729057312012,0,null,0,0,-120.05896759033203,0,0,9999,-0.49656544440556177,-1.6440398468925883E-2,-0.51300584287448769,-3.1748802293830224E-2,-1.0960265645950577E-3,-3.2844828858425282E-2,null,-0.18549996862064108,"ResSpHtHPZ1",0.15800000727176666,0.35499998927116394,-1.2576383134670963,0,0,-1.2576383352279663,0,9999,0]
["Tier2_indor1_HZ1_hp85","Coolkwh",13,9.7162224698059099,0,0,0,0,"ResCACPNW",0.17000000178813934,0,10.604432452116987,0,7.1208919398486614E-3,0,0,0,0,0,0,0,"(na)","(na)","(na)","(na)",0,0,0,0,0,0,0,0,0,0,0,0,0,5.5717660581930941,0,1.0304794311523437,4.7330284118652344,11.335273742675781,0,9999,5.5717660581930941,1.6999861001968384,1.2004780769348145,4.7330284118652344,13.205258369445801,0,9999,5.5717660581930941,1.6999861001968384,1.2004780769348145,4.7330284118652344,13.205258369445801,0,-69.35101318359375,9999,0,0,0,0,0,5.5717660581930941,0,1.6999861001968384,0,0,0,4.7330284118652344,0,-8.2103118896484375,1.2004780769348145,0,null,0,0,4.9949469566345215,0,1.6083747882756043,5.2404589653015137,6.1929446903217299E-2,0,6.1929446903217299E-2,3.9578397798033516E-3,0,3.9578397798033516E-3,null,0,null,0,0,0,0,0,0,0,9999,9999]
["Tier2_indor1_HZ1_zonl","DHWkwh",13,1324.9959976230405,0,1723.656785814981,0,0,"ResDHW",0.28600001335144043,0.31700000166893005,1444.8734251618171,0.1828179806470871,0.57671284675598145,0,0,0,342.761474609375,774.9068603515625,0,727.00494384765625,"(na)","(na)","(na)","(na)",0,0,0,0,0,0,0,0,342.761474609375,774.9068603515625,0,727.00494384765625,1844.6732788085937,798.88722244424389,0,144.37710571289062,644.8837890625,1588.1480712890625,342.761474609375,4.6333915415364375,798.88722244424389,137.67994689941406,158.14509582519531,644.8837890625,1739.5960693359375,774.9068603515625,2.2449098636733287,798.88722244424389,137.67994689941406,158.14509582519531,644.8837890625,1739.5960693359375,1117.6683349609375,11.799430847167969,1.5564510506528326,22.854890823364258,51.669788360595703,0,48.475749969482422,123.00043487548828,798.88722244424389,0,137.67994689941406,0,0,0,644.8837890625,0,-14.806586265563965,158.14509582519531,1844.67333984375,null,0,0,1724.7894287109375,1844.67333984375,0.9355282785285024,61.262466430664063,8.3863166734041084,0,8.3863166734041084,0.53464330444111574,0,0.53464330444111574,null,0,null,0,0,0,0,0,0,0,9999,9999]
["Tier2_indor1_HZ1_zonl","Heatkwh",13,-140.49489312764646,-0.33450303164626372,0,0,0,"ResSpHtBBZ1",0.23800000548362732,0.4699999988079071,-153.21283508420208,-3.4539174288511276E-2,-7.3487602174282074E-2,-0.33784806196272654,-1.8266363767907023E-3,-3.8864603266119957E-3,0,0,0,0,"(na)","(na)","(na)","(na)",0,0,0,0,0,0,0,0,0,0,0,0,0,-85.645125263752917,0,-15.402791976928711,-68.382789611816406,-169.43070983886719,0,0,-85.645125263752917,-17.543857574462891,-17.157176971435547,-68.382789611816406,-188.72894287109375,0,0,-85.645125263752917,-17.543857574462891,-17.157176971435547,-68.382789611816406,-188.72894287109375,0,9999,0,9999,9999,9999,9999,9999,-85.645125263752917,-2.2637607860787305,-17.543857574462891,0,0,0,-68.382789611816406,0,-14.806586265563965,-17.157176971435547,0,null,0,0,-205.79930114746094,0,0,9999,-0.89649872215463811,-2.9646167437229202E-2,-0.92614488959186736,-5.7312074967209511E-2,-1.9764111624819515E-3,-5.928848612969146E-2,null,-0.33450303164626372,"ResSpHtBBZ1",0.23800000548362732,0.4699999988079071,-2.2637607860787305,0,0,-2.2637608051300049,0,9999,0]
["Tier2_indor1_HZ1_zonl","Coolkwh",13,0,0,0,0,0,"ResCACPNW",0,0,0,0,0,0,0,0,0,0,0,0,"(na)","(na)","(na)","(na)",0,0,0,0,0,0,0,0,0,0,0,0,0,0,0,0,0,0,0,9999,0,0,0,0,0,0,9999,0,0,0,0,0,0,9999,9999,9999,9999,9999,9999,9999,0,0,0,0,0,0,0,0,-14.806586265563965,0,0,null,0,0,-14.806586265563965,0,0,9999,0,0,0,0,0,0,null,0,null,0,0,0,0,0,0,0,9999,9999]
["Tier2_indor2_HZ1_gfnc","DHWkwh",13,1324.0852438842967,0,1723.656785814981,0,0,"ResDHW",0.28600001335144043,0.31700000166893005,1443.8802720682691,0.18269231915473938,0.5763164758682251,0,0,0,342.761474609375,774.9068603515625,0,727.00494384765625,"(na)","(na)","(na)","(na)",0,0,0,0,0,0,0,0,342.761474609375,774.9068603515625,0,727.00494384765625,1844.6732788085937,798.33809661595501,0,144.27786254882813,644.4405517578125,1587.0565185546875,342.761474609375,4.6302068011910329,798.33809661595501,137.58529663085937,158.03639221191406,644.4405517578125,1738.400390625,774.9068603515625,2.243366817565478,798.33809661595501,137.58529663085937,158.03639221191406,644.4405517578125,1738.400390625,1117.6683349609375,11.850689888000488,1.5553812189528462,22.870611190795898,51.705329895019531,0,48.509090423583984,123.08503723144531,798.33809661595501,0,137.58529663085937,0,0,0,644.4405517578125,0,-61.698780059814453,158.03639221191406,1844.67333984375,null,0,0,1676.7015380859375,1844.67333984375,0.91188929961086485,64.476608276367188,8.3805522263580041,0,8.3805522263580041,0.53427581020770831,0,0.53427581020770831,null,0,null,0,0,0,0,0,0,0,9999,9999]
["Tier2_indor2_HZ1_gfnc","Heatkwh",13,-15.363969414816605,-23.153845050052741,0,0,0,"ResSpHtFAFZ1",0.1940000057220459,0.37400001287460327,-16.751960911259559,-3.6866459995508194E-3,-9.8573416471481323E-3,-23.385383500553257,-0.12343096733093262,-0.33002930879592896,0,0,0,0,"(na)","(na)","(na)","(na)",0,0,0,0,0,0,0,0,0,0,0,0,0,-9.4825464803430393,0,-1.6959373950958252,-7.4768266677856445,-18.655309677124023,0,0,-9.4825464803430393,-2.3532650470733643,-1.93126380443573,-7.4768266677856445,-21.243902206420898,0,0,-9.4825464803430393,-2.3532650470733643,-1.93126380443573,-7.4768266677856445,-21.243902206420898,0,9999,0,9999,9999,9999,9999,9999,-9.4825464803430393,-156.73907357672019,-2.3532650470733643,0,0,0,-7.4768266677856445,0,-61.698780059814453,-1.93126380443573,0,null,0,0,-239.6817626953125,0,0,9999,-9.7858783782722225E-2,-2.0520674021735483,-2.1499261859562706,-6.2560925769284004E-3,-0.13680449347823648,-0.14306058605516489,null,-23.153845050052741,"ResSpHtFAFZ1",0.1940000057220459,0.37400001287460327,-156.73907357672019,0,0,-156.73907470703125,0,9999,0]
["Tier2_indor2_HZ1_gfnc","Coolkwh",13,0,0,0,0,0,"ResCACPNW",0,0,0,0,0,0,0,0,0,0,0,0,"(na)","(na)","(na)","(na)",0,0,0,0,0,0,0,0,0,0,0,0,0,0,0,0,0,0,0,9999,0,0,0,0,0,0,9999,0,0,0,0,0,0,9999,9999,9999,9999,9999,9999,9999,0,0,0,0,0,0,0,0,-61.698780059814453,0,0,null,0,0,-61.698780059814453,0,0,9999,0,0,0,0,0,0,null,0,null,0,0,0,0,0,0,0,9999,9999]
["Tier2_indor2_HZ1_gfac","DHWkwh",13,1316.0755011663753,0,1723.656785814981,0,0,"ResDHW",0.28600001335144043,0.31700000166893005,1435.1458574615308,0.18158715963363647,0.57283014059066772,0,0,0,342.761474609375,774.9068603515625,0,727.00494384765625,"(na)","(na)","(na)","(na)",0,0,0,0,0,0,0,0,342.761474609375,774.9068603515625,0,727.00494384765625,1844.6732788085937,793.5087377923096,0,143.40509033203125,640.5421142578125,1577.4559326171875,342.761474609375,4.6021973273976799,793.5087377923096,136.75302124023437,157.08038330078125,640.5421142578125,1727.88427734375,774.9068603515625,2.2297960503372303,793.5087377923096,136.75302124023437,157.08038330078125,640.5421142578125,1727.88427734375,1117.6683349609375,12.304568290710449,1.5459722732965564,23.009803771972656,52.020011901855469,0,48.8043212890625,123.83414459228516,793.5087377923096,0,136.75302124023437,0,0,0,640.5421142578125,0,-62.328830718994141,157.08038330078125,1844.67333984375,null,0,0,1665.555419921875,1844.67333984375,0.90607356575858022,65.293067932128906,8.3298560438597349,0,8.3298560438597349,0.53104383416995793,0,0.53104383416995793,null,0,null,0,0,0,0,0,0,0,9999,9999]
["Tier2_indor2_HZ1_gfac","Heatkwh",13,-17.086068267406365,-23.33057251849884,0,0,0,"ResSpHtFAFZ1",0.1940000057220459,0.37400001287460327,-18.629635351049043,-4.0998705662786961E-3,-1.0962219908833504E-2,-23.563878243683817,-0.12437308579683304,-0.3325483500957489,0,0,0,0,"(na)","(na)","(na)","(na)",0,0,0,0,0,0,0,0,0,0,0,0,0,-10.545415194314831,0,-1.8860296010971069,-8.31488037109375,-20.74632453918457,0,0,-10.545415194314831,-2.6170351505279541,-2.147733211517334,-8.31488037109375,-23.625064849853516,0,0,-10.545415194314831,-2.6170351505279541,-2.147733211517334,-8.31488037109375,-23.625064849853516,0,9999,0,9999,9999,9999,9999,9999,-10.545415194314831,-157.9354234538107,-2.6170351505279541,0,0,0,-8.31488037109375,0,-62.328830718994141,-2.147733211517334,0,null,0,0,-243.88931274414062,0,0,9999,-0.10882746607556359,-2.0677303158832561,-2.1765577819588198,-6.957318253545142E-3,-0.13784868772555028,-0.14480600597909543,null,-23.33057251849884,"ResSpHtFAFZ1",0.1940000057220459,0.37400001287460327,-157.9354234538107,0,0,-157.9354248046875,0,9999,0]
["Tier2_indor2_HZ1_gfac","Coolkwh",13,24.260143064392583,0,0,0,0,"ResCACPNW",0.17000000178813934,0,26.477887800996864,0,1.7779940739274025E-2,0,0,0,0,0,0,0,"(na)","(na)","(na)","(na)",0,0,0,0,0,0,0,0,0,0,0,0,0,13.911974752857981,0,2.5729730129241943,11.817754745483398,28.302701950073242,0,9999,13.911974752857981,4.2446446418762207,2.9974374771118164,11.817754745483398,32.971813201904297,0,9999,13.911974752857981,4.2446446418762207,2.9974374771118164,11.817754745483398,32.971813201904297,0,-69.35101318359375,9999,0,0,0,0,0,13.911974752857981,0,4.2446446418762207,0,0,0,11.817754745483398,0,-62.328830718994141,2.9974374771118164,0,null,0,0,-29.357019424438477,0,0.52899775652748704,157.43830871582031,0.15462976958788879,0,0.15462976958788879,9.8822108676862568E-3,0,9.8822108676862568E-3,null,0,null,0,0,0,0,0,0,0,9999,9999]
["Tier2_indor2_HZ1_efaf","DHWkwh",13,1324.0852438842967,0,1723.656785814981,0,0,"ResDHW",0.28600001335144043,0.31700000166893005,1443.8802720682691,0.18269231915473938,0.5763164758682251,0,0,0,342.761474609375,774.9068603515625,0,727.00494384765625,"(na)","(na)","(na)","(na)",0,0,0,0,0,0,0,0,342.761474609375,774.9068603515625,0,727.00494384765625,1844.6732788085937,798.33809661595501,0,144.27786254882813,644.4405517578125,1587.0565185546875,342.761474609375,4.6302068011910329,798.33809661595501,137.58529663085937,158.03639221191406,644.4405517578125,1738.400390625,774.9068603515625,2.243366817565478,798.33809661595501,137.58529663085937,158.03639221191406,644.4405517578125,1738.400390625,1117.6683349609375,11.850689888000488,1.5553812189528462,22.870611190795898,51.705329895019531,0,48.509090423583984,123.08503723144531,798.33809661595501,0,137.58529663085937,0,0,0,644.4405517578125,0,-43.485584259033203,158.03639221191406,1844.67333984375,null,0,0,1694.914794921875,1844.67333984375,0.9206853909517152,63.261344909667969,8.3805522263580041,0,8.3805522263580041,0.53427581020770831,0,0.53427581020770831,null,0,null,0,0,0,0,0,0,0,9999,9999]
["Tier2_indor2_HZ1_efaf","Heatkwh",13,-412.63283865554803,-0.98243382669916823,0,0,0,"ResSpHtFAFZ1",0.1940000057220459,0.37400001287460327,-449.91037128684115,-9.9012896418571472E-2,-0.26474034786224365,-0.99225816496615982,-5.2372622303664684E-3,-1.4003374613821507E-2,0,0,0,0,"(na)","(na)","(na)","(na)",0,0,0,0,0,0,0,0,0,0,0,0,0,-254.67442470262395,0,-45.548084259033203,-200.80642700195312,-501.0289306640625,0,0,-254.67442470262395,-63.202053070068359,-51.868289947509766,-200.80642700195312,-570.55120849609375,0,0,-254.67442470262395,-63.202053070068359,-51.868289947509766,-200.80642700195312,-570.55120849609375,0,9999,0,9999,9999,9999,9999,9999,-254.67442470262395,-6.6505484300504545,-63.202053070068359,0,0,0,-200.80642700195312,0,-43.485584259033203,-51.868289947509766,0,null,0,0,-620.68731689453125,0,0,9999,-2.6282106303012465,-8.7070653975780149E-2,-2.7152812842770264,-0.16802098267784665,-5.8047102650520327E-3,-0.17382569294289868,null,-0.98243382669916823,"ResSpHtFAFZ1",0.1940000057220459,0.37400001287460327,-6.6505484300504545,0,0,-6.6505484580993652,0,9999,0]
["Tier2_indor2_HZ1_efaf","Coolkwh",13,0,0,0,0,0,"ResCACPNW",0,0,0,0,0,0,0,0,0,0,0,0,"(na)","(na)","(na)","(na)",0,0,0,0,0,0,0,0,0,0,0,0,0,0,0,0,0,0,0,9999,0,0,0,0,0,0,9999,0,0,0,0,0,0,9999,9999,9999,9999,9999,9999,9999,0,0,0,0,0,0,0,0,-43.485584259033203,0,0,null,0,0,-43.485584259033203,0,0,9999,0,0,0,0,0,0,null,0,null,0,0,0,0,0,0,0,9999,9999]
["Tier2_indor2_HZ1_hp85","DHWkwh",13,1316.0770064573082,0,1723.656785814981,0,0,"ResDHW",0.28600001335144043,0.31700000166893005,1435.1474989418605,0.18158736824989319,0.57283079624176025,0,0,0,342.761474609375,774.9068603515625,0,727.00494384765625,"(na)","(na)","(na)","(na)",0,0,0,0,0,0,0,0,342.761474609375,774.9068603515625,0,727.00494384765625,1844.6732788085937,793.50964538576318,0,143.40525817871094,640.5428466796875,1577.457763671875,342.761474609375,4.6022026018002666,793.50964538576318,136.753173828125,157.08056640625,640.5428466796875,1727.88623046875,774.9068603515625,2.2297985999451755,793.50964538576318,136.753173828125,157.08056640625,640.5428466796875,1727.88623046875,1117.6683349609375,12.304482460021973,1.5459740410022578,23.009777069091797,52.019950866699219,0,48.804267883300781,123.83399963378906,793.50964538576318,0,136.753173828125,0,0,0,640.5428466796875,0,-21.769266128540039,157.08056640625,1844.67333984375,null,0,0,1706.116943359375,1844.67333984375,0.92576446056840522,62.570137023925781,8.3298655713197949,0,8.3298655713197949,0.53104444156327901,0,0.53104444156327901,null,0,null,0,0,0,0,0,0,0,9999,9999]
["Tier2_indor2_HZ1_hp85","Heatkwh",13,-206.5685508949704,-0.49181721113780535,0,0,0,"ResSpHtHPZ1",0.15800000727176666,0.35499998927116394,-225.24108830246527,-5.7771649211645126E-2,-0.16273704171180725,-0.49673538324918332,-3.0556675046682358E-3,-8.6075142025947571E-3,0,0,0,0,"(na)","(na)","(na)","(na)",0,0,0,0,0,0,0,0,0,0,0,0,0,-127.17372658139244,0,-22.770454406738281,-100.53082275390625,-250.47500610351562,0,0,-127.17372658139244,-38.850574493408203,-26.655511856079102,-100.53082275390625,-293.21063232421875,0,0,-127.17372658139244,-38.850574493408203,-26.655511856079102,-100.53082275390625,-293.21063232421875,0,9999,0,9999,9999,9999,9999,9999,-127.17372658139244,-3.3343842187616159,-38.850574493408203,0,0,0,-100.53082275390625,0,-21.769266128540039,-26.655511856079102,0,null,0,0,-318.31430053710937,0,0,9999,-1.3165470260234509,-4.3588529880115731E-2,-1.3601355559035666,-8.4175795377356574E-2,-2.9059019920077197E-3,-8.7081697369364289E-2,null,-0.49181721113780535,"ResSpHtHPZ1",0.15800000727176666,0.35499998927116394,-3.3343842187616159,0,0,-3.3343842029571533,0,9999,0]
["Tier2_indor2_HZ1_hp85","Coolkwh",13,24.421893213472643,0,0,0,0,"ResCACPNW",0.17000000178813934,0,26.654424365013345,0,1.7898485064506531E-2,0,0,0,0,0,0,0,"(na)","(na)","(na)","(na)",0,0,0,0,0,0,0,0,0,0,0,0,0,14.004730347262324,0,2.5901279449462891,11.896549224853516,28.49140739440918,0,9999,14.004730347262324,4.272944450378418,3.0174224376678467,11.896549224853516,33.191646575927734,0,9999,14.004730347262324,4.272944450378418,3.0174224376678467,11.896549224853516,33.191646575927734,0,-69.351020812988281,9999,0,0,0,0,0,14.004730347262324,0,4.272944450378418,0,0,0,11.896549224853516,0,-21.769266128540039,3.0174224376678467,0,null,0,0,11.422380447387695,0,1.5247021311686317,9.3338918685913086,0.15566073581989603,0,0.15566073581989603,9.9480987347464814E-3,0,9.9480987347464814E-3,null,0,null,0,0,0,0,0,0,0,9999,9999]
["Tier2_indor2_HZ1_zonl","DHWkwh",13,1324.0383153223725,0,1723.656785814981,0,0,"ResDHW",0.28600001335144043,0.31700000166893005,1443.8290977008553,0.18268583714962006,0.57629603147506714,0,0,0,342.761474609375,774.9068603515625,0,727.00494384765625,"(na)","(na)","(na)","(na)",0,0,0,0,0,0,0,0,342.761474609375,774.9068603515625,0,727.00494384765625,1844.6732788085937,798.3098017165305,0,144.27273559570312,644.4176025390625,1587.0001220703125,342.761474609375,4.6300423396763195,798.3098017165305,137.58042907714844,158.03079223632812,644.4176025390625,1738.338623046875,774.9068603515625,2.2432871800624063,798.3098017165305,137.58042907714844,158.03079223632812,644.4176025390625,1738.338623046875,1117.6683349609375,11.853340148925781,1.5553260043193624,22.871421813964844,51.707160949707031,0,48.510810852050781,123.08940124511719,798.3098017165305,0,137.58042907714844,0,0,0,644.4176025390625,0,-38.789833068847656,158.03079223632812,1844.67333984375,null,0,0,1699.548828125,1844.67333984375,0.92294803029299122,62.952484130859375,8.3802552007201925,0,8.3802552007201925,0.53425687427019286,0,0.53425687427019286,null,0,null,0,0,0,0,0,0,0,9999,9999]
["Tier2_indor2_HZ1_zonl","Heatkwh",13,-368.07572747236946,-0.87634820009470937,0,0,0,"ResSpHtBBZ1",0.23800000548362732,0.4699999988079071,-401.3948441562585,-9.048750251531601E-2,-0.19252659380435944,-0.88511168209565683,-4.785515833646059E-3,-1.018194854259491E-2,0,0,0,0,"(na)","(na)","(na)","(na)",0,0,0,0,0,0,0,0,0,0,0,0,0,-224.37749219309367,0,-40.353023529052734,-179.15272521972656,-443.88323974609375,0,0,-224.37749219309367,-45.962299346923828,-44.949253082275391,-179.15272521972656,-494.4417724609375,0,0,-224.37749219309367,-45.962299346923828,-44.949253082275391,-179.15272521972656,-494.4417724609375,0,9999,0,9999,9999,9999,9999,9999,-224.37749219309367,-5.9307166232890474,-45.962299346923828,0,0,0,-179.15272521972656,0,-38.789833068847656,-44.949253082275391,0,null,0,0,-539.16229248046875,0,0,9999,-2.348693336741547,-7.7668550103894063E-2,-2.4263618868454411,-0.15014911372857248,-5.177903340259595E-3,-0.15532701706883206,null,-0.87634820009470937,"ResSpHtBBZ1",0.23800000548362732,0.4699999988079071,-5.9307166232890474,0,0,-5.9307165145874023,0,9999,0]
["Tier2_indor2_HZ1_zonl","Coolkwh",13,0,0,0,0,0,"ResCACPNW",0,0,0,0,0,0,0,0,0,0,0,0,"(na)","(na)","(na)","(na)",0,0,0,0,0,0,0,0,0,0,0,0,0,0,0,0,0,0,0,9999,0,0,0,0,0,0,9999,0,0,0,0,0,0,9999,9999,9999,9999,9999,9999,9999,0,0,0,0,0,0,0,0,-38.789833068847656,0,0,null,0,0,-38.789833068847656,0,0,9999,0,0,0,0,0,0,null,0,null,0,0,0,0,0,0,0,9999,9999]
["Tier2_indor3_HZ1_gfnc","DHWkwh",13,1323.797494735805,0,1723.656785814981,0,0,"ResDHW",0.28600001335144043,0.31700000166893005,1443.5664891598572,0.18265260756015778,0.57619118690490723,0,0,0,342.761474609375,774.9068603515625,0,727.00494384765625,"(na)","(na)","(na)","(na)",0,0,0,0,0,0,0,0,342.761474609375,774.9068603515625,0,727.00494384765625,1844.6732788085937,798.16460241792493,0,144.24649047851563,644.30029296875,1586.71142578125,342.761474609375,4.6291999054837527,798.16460241792493,137.55538940429687,158.00202941894531,644.30029296875,1738.0223388671875,774.9068603515625,2.2428789873164949,798.16460241792493,137.55538940429687,158.00202941894531,644.30029296875,1738.0223388671875,1117.6683349609375,11.866916656494141,1.5550429942802853,22.875583648681641,51.716567993164063,0,48.519634246826172,123.11179351806641,798.16460241792493,0,137.55538940429687,0,0,0,644.30029296875,0,-71.309310913085938,158.00202941894531,1844.67333984375,null,0,0,1666.7130126953125,1844.67333984375,0.90711798122147802,65.145675659179688,8.3787309714364344,0,8.3787309714364344,0.53415970181502259,0,0.53415970181502259,null,0,null,0,0,0,0,0,0,0,9999,9999]
["Tier2_indor3_HZ1_gfnc","Heatkwh",13,-17.756719630427042,-26.760585344461941,0,0,0,"ResSpHtFAFZ1",0.1940000057220459,0.37400001287460327,-19.360873816518193,-4.2607961222529411E-3,-1.139250211417675E-2,-27.028191197906562,-0.14265817403793335,-0.38143894076347351,0,0,0,0,"(na)","(na)","(na)","(na)",0,0,0,0,0,0,0,0,0,0,0,0,0,-10.959337049419263,0,-1.9600586891174316,-8.6412496566772461,-21.560646057128906,0,0,-10.959337049419263,-2.7197573184967041,-2.23203444480896,-8.6412496566772461,-24.552377700805664,0,0,-10.959337049419263,-2.7197573184967041,-2.23203444480896,-8.6412496566772461,-24.552377700805664,0,9999,0,9999,9999,9999,9999,9999,-10.959337049419263,-181.15476484335252,-2.7197573184967041,0,0,0,-8.6412496566772461,0,-71.309310913085938,-2.23203444480896,0,null,0,0,-277.01644897460937,0,0,9999,-0.11309909178344461,-2.3717237776162938,-2.4848228693997383,-7.2304024351534709E-3,-0.15811491850775339,-0.16534532094290685,null,-26.760585344461941,"ResSpHtFAFZ1",0.1940000057220459,0.37400001287460327,-181.15476484335252,0,0,-181.15476989746094,0,9999,0]
["Tier2_indor3_HZ1_gfnc","Coolkwh",13,0,0,0,0,0,"ResCACPNW",0,0,0,0,0,0,0,0,0,0,0,0,"(na)","(na)","(na)","(na)",0,0,0,0,0,0,0,0,0,0,0,0,0,0,0,0,0,0,0,9999,0,0,0,0,0,0,9999,0,0,0,0,0,0,9999,9999,9999,9999,9999,9999,9999,0,0,0,0,0,0,0,0,-71.309310913085938,0,0,null,0,0,-71.309310913085938,0,0,9999,0,0,0,0,0,0,null,0,null,0,0,0,0,0,0,0,9999,9999]
["Tier2_indor3_HZ1_gfac","DHWkwh",13,1315.9709436593484,0,1723.656785814981,0,0,"ResDHW",0.28600001335144043,0.31700000166893005,1435.0318402391586,0.18157273530960083,0.5727846622467041,0,0,0,342.761474609375,774.9068603515625,0,727.00494384765625,"(na)","(na)","(na)","(na)",0,0,0,0,0,0,0,0,342.761474609375,774.9068603515625,0,727.00494384765625,1844.6732788085937,793.44569635178959,0,143.39369201660156,640.4912109375,1577.33056640625,342.761474609375,4.6018316413870073,793.44569635178959,136.74214172363281,157.06790161132812,640.4912109375,1727.7469482421875,774.9068603515625,2.2296188600529363,793.44569635178959,136.74214172363281,157.06790161132812,640.4912109375,1727.7469482421875,1117.6683349609375,12.310531616210937,1.545849422927988,23.011632919311523,52.024143218994141,0,48.808200836181641,123.84397888183594,793.44569635178959,0,136.74214172363281,0,0,0,640.4912109375,0,-72.078437805175781,157.06790161132812,1844.67333984375,null,0,0,1655.66845703125,1844.67333984375,0.90139316460866559,65.957794189453125,8.3291942664912657,0,8.3291942664912657,0.53100164463039656,0,0.53100164463039656,null,0,null,0,0,0,0,0,0,0,9999,9999]
["Tier2_indor3_HZ1_gfac","Heatkwh",13,-19.758552435624793,-26.980143354161385,0,0,0,"ResSpHtFAFZ1",0.1940000057220459,0.37400001287460327,-21.543553565360295,-4.7411434352397919E-3,-1.2676853686571121E-2,-27.249944787702983,-0.14382860064506531,-0.38456845283508301,0,0,0,0,"(na)","(na)","(na)","(na)",0,0,0,0,0,0,0,0,0,0,0,0,0,-12.194855821205998,0,-2.1810290813446045,-9.6154356002807617,-23.99131965637207,0,0,-12.194855821205998,-3.0263733863830566,-2.4836664199829102,-9.6154356002807617,-27.320331573486328,0,0,-12.194855821205998,-3.0263733863830566,-2.4836664199829102,-9.6154356002807617,-27.320331573486328,0,9999,0,9999,9999,9999,9999,9999,-12.194855821205998,-182.64105444070603,-3.0263733863830566,0,0,0,-9.6154356002807617,0,-72.078437805175781,-2.4836664199829102,0,null,0,0,-282.03982543945313,0,0,9999,-0.12584950271983242,-2.3911826551209465,-2.517032157840779,-8.045533669453632E-3,-0.15941217700806234,-0.16745771067751597,null,-26.980143354161385,"ResSpHtFAFZ1",0.1940000057220459,0.37400001287460327,-182.64105444070603,0,0,-182.64105224609375,0,9999,0]
["Tier2_indor3_HZ1_gfac","Coolkwh",13,27.753288557065513,0,0,0,0,"ResCACPNW",0.17000000178813934,0,30.290359730039359,0,2.0340021699666977E-2,0,0,0,0,0,0,0,"(na)","(na)","(na)","(na)",0,0,0,0,0,0,0,0,0,0,0,0,0,15.915118418298757,0,2.9434475898742676,13.519357681274414,32.377922058105469,0,9999,15.915118418298757,4.8558187484741211,3.4290294647216797,13.519357681274414,37.719326019287109,0,9999,15.915118418298757,4.8558187484741211,3.4290294647216797,13.519357681274414,37.719326019287109,0,-69.35101318359375,9999,0,0,0,0,0,15.915118418298757,0,4.8558187484741211,0,0,0,13.519357681274414,0,-72.078437805175781,3.4290294647216797,0,null,0,0,-34.359111785888672,0,0.52330940377373769,159.90350341796875,0.17689444796325143,0,0.17689444796325143,1.130512087520257E-2,0,1.130512087520257E-2,null,0,null,0,0,0,0,0,0,0,9999,9999]
["Tier2_indor3_HZ1_efaf","DHWkwh",13,1323.797494735805,0,1723.656785814981,0,0,"ResDHW",0.28600001335144043,0.31700000166893005,1443.5664891598572,0.18265260756015778,0.57619118690490723,0,0,0,342.761474609375,774.9068603515625,0,727.00494384765625,"(na)","(na)","(na)","(na)",0,0,0,0,0,0,0,0,342.761474609375,774.9068603515625,0,727.00494384765625,1844.6732788085937,798.16460241792493,0,144.24649047851563,644.30029296875,1586.71142578125,342.761474609375,4.6291999054837527,798.16460241792493,137.55538940429687,158.00202941894531,644.30029296875,1738.0223388671875,774.9068603515625,2.2428789873164949,798.16460241792493,137.55538940429687,158.00202941894531,644.30029296875,1738.0223388671875,1117.6683349609375,11.866916656494141,1.5550429942802853,22.875583648681641,51.716567993164063,0,48.519634246826172,123.11179351806641,798.16460241792493,0,137.55538940429687,0,0,0,644.30029296875,0,-50.259357452392578,158.00202941894531,1844.67333984375,null,0,0,1687.762939453125,1844.67333984375,0.91719474611941676,63.740818023681641,8.3787309714364344,0,8.3787309714364344,0.53415970181502259,0,0.53415970181502259,null,0,null,0,0,0,0,0,0,0,9999,9999]
["Tier2_indor3_HZ1_efaf","Heatkwh",13,-476.90943087277856,-1.1354693889314538,0,0,0,"ResSpHtFAFZ1",0.1940000057220459,0.37400001287460327,-519.99375477064461,-0.1144363209605217,-0.30597946047782898,-1.1468240828207683,-6.0530803166329861E-3,-1.618470624089241E-2,0,0,0,0,"(na)","(na)","(na)","(na)",0,0,0,0,0,0,0,0,0,0,0,0,0,-294.34553812661659,0,-52.643199920654297,-232.08644104003906,-579.0751953125,0,0,-294.34553812661659,-73.047157287597656,-59.947914123535156,-232.08644104003906,-659.42706298828125,0,0,-294.34553812661659,-73.047157287597656,-59.947914123535156,-232.08644104003906,-659.42706298828125,0,9999,0,9999,9999,9999,9999,9999,-294.34553812661659,-7.6865168489773295,-73.047157287597656,0,0,0,-232.08644104003906,0,-50.259357452392578,-59.947914123535156,0,null,0,0,-717.3729248046875,0,0,9999,-3.0376119360608214,-0.10063381326752203,-3.1382457493283433,-0.19419392669924501,-6.7089208845014896E-3,-0.20090284758374649,null,-1.1354693889314538,"ResSpHtFAFZ1",0.1940000057220459,0.37400001287460327,-7.6865168489773295,0,0,-7.6865167617797852,0,9999,0]
["Tier2_indor3_HZ1_efaf","Coolkwh",13,0,0,0,0,0,"ResCACPNW",0,0,0,0,0,0,0,0,0,0,0,0,"(na)","(na)","(na)","(na)",0,0,0,0,0,0,0,0,0,0,0,0,0,0,0,0,0,0,0,9999,0,0,0,0,0,0,9999,0,0,0,0,0,0,9999,9999,9999,9999,9999,9999,9999,0,0,0,0,0,0,0,0,-50.259357452392578,0,0,null,0,0,-50.259357452392578,0,0,9999,0,0,0,0,0,0,null,0,null,0,0,0,0,0,0,0,9999,9999]
["Tier2_indor3_HZ1_hp85","DHWkwh",13,1315.9745574501496,0,1723.656785814981,0,0,"ResDHW",0.28600001335144043,0.31700000166893005,1435.0357809833583,0.18157322704792023,0.57278621196746826,0,0,0,342.761474609375,774.9068603515625,0,727.00494384765625,"(na)","(na)","(na)","(na)",0,0,0,0,0,0,0,0,342.761474609375,774.9068603515625,0,727.00494384765625,1844.6732788085937,793.44787523481966,0,143.39408874511719,640.4930419921875,1577.3349609375,342.761474609375,4.6018444977508626,793.44787523481966,136.74250793457031,157.06834411621094,640.4930419921875,1727.751708984375,774.9068603515625,2.2296250784177283,793.44787523481966,136.74250793457031,157.06834411621094,640.4930419921875,1727.751708984375,1117.6683349609375,12.310319900512695,1.5458537342727645,23.011569976806641,52.024002075195312,0,48.808067321777344,123.84364318847656,793.44787523481966,0,136.74250793457031,0,0,0,640.4930419921875,0,-25.237112045288086,157.06834411621094,1844.67333984375,null,0,0,1702.5146484375,1844.67333984375,0.9239756735582515,62.812705993652344,8.3292171393106074,0,8.3292171393106074,0.53100310281522034,0,0.53100310281522034,null,0,null,0,0,0,0,0,0,0,9999,9999]
["Tier2_indor3_HZ1_hp85","Heatkwh",13,-239.47194304933615,-0.5701566025709266,0,0,0,"ResSpHtHPZ1",0.15800000727176666,0.35499998927116394,-261.11874647251426,-6.6973835229873657E-2,-0.1886586993932724,-0.57585816859663563,-3.542391350492835E-3,-9.9785672500729561E-3,0,0,0,0,"(na)","(na)","(na)","(na)",0,0,0,0,0,0,0,0,0,0,0,0,0,-147.43066782104529,0,-26.3974609375,-116.54393768310547,-290.3720703125,0,0,-147.43066782104529,-45.038909912109375,-30.901351928710937,-116.54393768310547,-339.91485595703125,0,0,-147.43066782104529,-45.038909912109375,-30.901351928710937,-116.54393768310547,-339.91485595703125,0,9999,0,9999,9999,9999,9999,9999,-147.43066782104529,-3.8655035545361365,-45.038909912109375,0,0,0,-116.54393768310547,0,-25.237112045288086,-30.901351928710937,0,null,0,0,-369.01748657226562,0,0,9999,-1.5262539872197793,-5.0531554294354727E-2,-1.5767855415141341,-9.7583786057482066E-2,-3.3687702862903166E-3,-0.10095255634377238,null,-0.5701566025709266,"ResSpHtHPZ1",0.15800000727176666,0.35499998927116394,-3.8655035545361365,0,0,-3.8655035495758057,0,9999,0]
["Tier2_indor3_HZ1_hp85","Coolkwh",13,27.939164459110852,0,0,0,0,"ResCACPNW",0.17000000178813934,0,30.493227506466006,0,2.0476246252655983E-2,0,0,0,0,0,0,0,"(na)","(na)","(na)","(na)",0,0,0,0,0,0,0,0,0,0,0,0,0,16.021708921477405,0,2.9631609916687012,13.609901428222656,32.594772338867188,0,9999,16.021708921477405,4.8883395195007324,3.4519951343536377,13.609901428222656,37.971946716308594,0,9999,16.021708921477405,4.8883395195007324,3.4519951343536377,13.609901428222656,37.971946716308594,0,-69.351005554199219,9999,0,0,0,0,0,16.021708921477405,0,4.8883395195007324,0,0,0,13.609901428222656,0,-25.237112045288086,3.4519951343536377,0,null,0,0,12.734832763671875,0,1.5046073788242349,10.384770393371582,0.17807918738663103,0,0.17807918738663103,1.1380836210201129E-2,0,1.1380836210201129E-2,null,0,null,0,0,0,0,0,0,0,9999,9999]
["Tier2_indor3_HZ1_zonl","DHWkwh",13,1323.7497646703555,0,1723.656785814981,0,0,"ResDHW",0.28600001335144043,0.31700000166893005,1443.5144407738449,0.18264603614807129,0.57617044448852539,0,0,0,342.761474609375,774.9068603515625,0,727.00494384765625,"(na)","(na)","(na)","(na)",0,0,0,0,0,0,0,0,342.761474609375,774.9068603515625,0,727.00494384765625,1844.6732788085937,798.13582426351252,0,144.24131774902344,644.27728271484375,1586.6544189453125,342.761474609375,4.6290337224613589,798.13582426351252,137.55044555664062,157.99635314941406,644.27728271484375,1737.9599609375,774.9068603515625,2.2427984505078804,798.13582426351252,137.55044555664062,157.99635314941406,644.27728271484375,1737.9599609375,1117.6683349609375,11.869588851928711,1.5549871561362187,22.876407623291016,51.718433380126953,0,48.521385192871094,123.11623382568359,798.13582426351252,0,137.55044555664062,0,0,0,644.27728271484375,0,-44.833904266357422,157.99635314941406,1844.67333984375,null,0,0,1693.1259765625,1844.67333984375,0.91979531229737621,63.383258819580078,8.3784288728305256,0,8.3784288728305256,0.53414044246634562,0,0.53414044246634562,null,0,null,0,0,0,0,0,0,0,9999,9999]
["Tier2_indor3_HZ1_zonl","Heatkwh",13,-425.42347131137183,-1.012886929333721,0,0,0,"ResSpHtBBZ1",0.23800000548362732,0.4699999988079071,-463.93384627694957,-0.10458582639694214,-0.222523033618927,-1.0230157986270585,-5.5311191827058792E-3,-1.1768338270485401E-2,0,0,0,0,"(na)","(na)","(na)","(na)",0,0,0,0,0,0,0,0,0,0,0,0,0,-259.33644760667318,0,-46.640190124511719,-207.06546020507812,-513.0421142578125,0,0,-259.33644760667318,-53.1234130859375,-51.952533721923828,-207.06546020507812,-571.47784423828125,0,0,-259.33644760667318,-53.1234130859375,-51.952533721923828,-207.06546020507812,-571.47784423828125,0,9999,0,9999,9999,9999,9999,9999,-259.33644760667318,-6.854747175452041,-53.1234130859375,0,0,0,-207.06546020507812,0,-44.833904266357422,-51.952533721923828,0,null,0,0,-623.16650390625,0,0,9999,-2.7146296204426599,-8.9769636329524088E-2,-2.804399256772184,-0.17354297610273786,-5.9846424219682946E-3,-0.17952761852470617,null,-1.012886929333721,"ResSpHtBBZ1",0.23800000548362732,0.4699999988079071,-6.854747175452041,0,0,-6.8547472953796387,0,9999,0]
["Tier2_indor3_HZ1_zonl","Coolkwh",13,0,0,0,0,0,"ResCACPNW",0,0,0,0,0,0,0,0,0,0,0,0,"(na)","(na)","(na)","(na)",0,0,0,0,0,0,0,0,0,0,0,0,0,0,0,0,0,0,0,9999,0,0,0,0,0,0,9999,0,0,0,0,0,0,9999,9999,9999,9999,9999,9999,9999,0,0,0,0,0,0,0,0,-44.833904266357422,0,0,null,0,0,-44.833904266357422,0,0,9999,0,0,0,0,0,0,null,0,null,0,0,0,0,0,0,0,9999,9999]
["Tier2_indor4_HZ1_gfnc","DHWkwh",13,1323.2153263457787,0,1723.656785814981,0,0,"ResDHW",0.28600001335144043,0.31700000166893005,1442.9316497813027,0.18257229030132294,0.57593780755996704,0,0,0,342.761474609375,774.9068603515625,0,727.00494384765625,"(na)","(na)","(na)","(na)",0,0,0,0,0,0,0,0,342.761474609375,774.9068603515625,0,727.00494384765625,1844.6732788085937,797.81359238548885,0,144.18307495117187,644.01708984375,1586.0137939453125,342.761474609375,4.6271645872334304,797.81359238548885,137.49490356445312,157.93255615234375,644.01708984375,1737.2581787109375,774.9068603515625,2.2418928400735414,797.81359238548885,137.49490356445312,157.93255615234375,644.01708984375,1737.2581787109375,1117.6683349609375,11.899723052978516,1.5543592742177428,22.885646820068359,51.73931884765625,0,48.540981292724609,123.16595458984375,797.81359238548885,0,137.49490356445312,0,0,0,644.01708984375,0,-95.4503173828125,157.93255615234375,1844.67333984375,null,0,0,1641.807861328125,1844.67333984375,0.89543681170790612,66.81378173828125,8.3750462444751701,0,8.3750462444751701,0.53392479360975742,0,0.53392479360975742,null,0,null,0,0,0,0,0,0,0,9999,9999]
["Tier2_indor4_HZ1_gfnc","Heatkwh",13,-23.766461924475035,-35.820191835240308,0,0,0,"ResSpHtFAFZ1",0.1940000057220459,0.37400001287460327,-25.913540336379061,-5.70285739377141E-3,-1.5248281881213188E-2,-36.178393753592687,-0.19095407426357269,-0.51057237386703491,0,0,0,0,"(na)","(na)","(na)","(na)",0,0,0,0,0,0,0,0,0,0,0,0,0,-14.668512660198363,0,-2.6234385967254639,-11.565872192382813,-28.857824325561523,0,0,-14.668512660198363,-3.6402561664581299,-2.9874641895294189,-11.565872192382813,-32.862106323242187,0,0,-14.668512660198363,-3.6402561664581299,-2.9874641895294189,-11.565872192382813,-32.862106323242187,0,9999,0,9999,9999,9999,9999,9999,-14.668512660198363,-242.483426465842,-3.6402561664581299,0,0,0,-11.565872192382813,0,-95.4503173828125,-2.9874641895294189,0,null,0,0,-370.79583740234375,0,0,9999,-0.1513773554186201,-3.1746540518777637,-3.3260314072963837,-9.6775242133827471E-3,-0.21164360345851715,-0.2213211276718999,null,-35.820191835240308,"ResSpHtFAFZ1",0.1940000057220459,0.37400001287460327,-242.483426465842,0,0,-242.48342895507812,0,9999,0]
["Tier2_indor4_HZ1_gfnc","Coolkwh",13,0,0,0,0,0,"ResCACPNW",0,0,0,0,0,0,0,0,0,0,0,0,"(na)","(na)","(na)","(na)",0,0,0,0,0,0,0,0,0,0,0,0,0,0,0,0,0,0,0,9999,0,0,0,0,0,0,9999,0,0,0,0,0,0,9999,9999,9999,9999,9999,9999,9999,0,0,0,0,0,0,0,0,-95.4503173828125,0,0,null,0,0,-95.4503173828125,0,0,9999,0,0,0,0,0,0,null,0,null,0,0,0,0,0,0,0,9999,9999]
["Tier2_indor4_HZ1_gfac","DHWkwh",13,1315.617151780516,0,1723.656785814981,0,0,"ResDHW",0.28600001335144043,0.31700000166893005,1434.6460394633978,0.18152391910552979,0.57263064384460449,0,0,0,342.761474609375,774.9068603515625,0,727.00494384765625,"(na)","(na)","(na)","(na)",0,0,0,0,0,0,0,0,342.761474609375,774.9068603515625,0,727.00494384765625,1844.6732788085937,793.23238264223085,0,143.35514831542969,640.31903076171875,1576.9066162109375,342.761474609375,4.6005945198960481,793.23238264223085,136.70536804199219,157.02568054199219,640.31903076171875,1727.282470703125,774.9068603515625,2.2290194478395691,793.23238264223085,136.70536804199219,157.02568054199219,640.31903076171875,1727.282470703125,1117.6683349609375,12.330709457397461,1.5454338357436801,23.017820358276367,52.038135528564453,0,48.821323394775391,123.87728881835937,793.23238264223085,0,136.70536804199219,0,0,0,640.31903076171875,0,-96.622184753417969,157.02568054199219,1844.67333984375,null,0,0,1630.6602783203125,1844.67333984375,0.88975760779459723,67.640609741210937,8.3269550063443152,0,8.3269550063443152,0.53085888762620725,0,0.53085888762620725,null,0,null,0,0,0,0,0,0,0,9999,9999]
["Tier2_indor4_HZ1_gfac","Heatkwh",13,-26.485949628705001,-36.167375073768461,0,0,0,"ResSpHtFAFZ1",0.1940000057220459,0.37400001287460327,-28.878708418266665,-6.3554090447723866E-3,-1.6993071883916855E-2,-36.529048824506134,-0.19280487298965454,-0.51552104949951172,0,0,0,0,"(na)","(na)","(na)","(na)",0,0,0,0,0,0,0,0,0,0,0,0,0,-16.346963577525312,0,-2.9236264228820801,-12.889301300048828,-32.159893035888672,0,0,-16.346963577525312,-4.0567936897277832,-3.32930588722229,-12.889301300048828,-36.622364044189453,0,0,-16.346963577525312,-4.0567936897277832,-3.32930588722229,-12.889301300048828,-36.622364044189453,0,9999,0,9999,9999,9999,9999,9999,-16.346963577525312,-244.83367019644618,-4.0567936897277832,0,0,0,-12.889301300048828,0,-96.622184753417969,-3.32930588722229,0,null,0,0,-378.07821655273437,0,0,9999,-0.16869877490747751,-3.2054240343504254,-3.3741228092579028,-1.0784879114979596E-2,-0.21369493562336078,-0.22447981473834039,null,-36.167375073768461,"ResSpHtFAFZ1",0.1940000057220459,0.37400001287460327,-244.83367019644618,0,0,-244.83366394042969,0,9999,0]
["Tier2_indor4_HZ1_gfac","Coolkwh",13,36.213645248696565,0,0,0,0,"ResCACPNW",0.17000000178813934,0,39.524121239311356,0,2.6540504768490791E-2,0,0,0,0,0,0,0,"(na)","(na)","(na)","(na)",0,0,0,0,0,0,0,0,0,0,0,0,0,20.766708467942642,0,3.8407330513000488,17.640621185302734,42.248062133789063,0,9999,20.766708467942642,6.3360733985900879,4.4743404388427734,17.640621185302734,49.217742919921875,0,9999,20.766708467942642,6.3360733985900879,4.4743404388427734,17.640621185302734,49.217742919921875,0,-69.35101318359375,9999,0,0,0,0,0,20.766708467942642,0,6.3360733985900879,0,0,0,17.640621185302734,0,-96.622184753417969,4.4743404388427734,0,null,0,0,-47.404441833496094,0,0.5093834673298171,166.17105102539062,0.23081923325350731,0,0.23081923325350731,1.4751391930596774E-2,0,1.4751391930596774E-2,null,0,null,0,0,0,0,0,0,0,9999,9999]
["Tier2_indor4_HZ1_efaf","DHWkwh",13,1323.2153263457787,0,1723.656785814981,0,0,"ResDHW",0.28600001335144043,0.31700000166893005,1442.9316497813027,0.18257229030132294,0.57593780755996704,0,0,0,342.761474609375,774.9068603515625,0,727.00494384765625,"(na)","(na)","(na)","(na)",0,0,0,0,0,0,0,0,342.761474609375,774.9068603515625,0,727.00494384765625,1844.6732788085937,797.81359238548885,0,144.18307495117187,644.01708984375,1586.0137939453125,342.761474609375,4.6271645872334304,797.81359238548885,137.49490356445312,157.93255615234375,644.01708984375,1737.2581787109375,774.9068603515625,2.2418928400735414,797.81359238548885,137.49490356445312,157.93255615234375,644.01708984375,1737.2581787109375,1117.6683349609375,11.899723052978516,1.5543592742177428,22.885646820068359,51.73931884765625,0,48.540981292724609,123.16595458984375,797.81359238548885,0,137.49490356445312,0,0,0,644.01708984375,0,-67.273689270019531,157.93255615234375,1844.67333984375,null,0,0,1669.9844970703125,1844.67333984375,0.90863298799198111,64.932472229003906,8.3750462444751701,0,8.3750462444751701,0.53392479360975742,0,0.53392479360975742,null,0,null,0,0,0,0,0,0,0,9999,9999]
["Tier2_indor4_HZ1_efaf","Heatkwh",13,-638.36250387567588,-1.519871563172813,0,0,0,"ResSpHtFAFZ1",0.1940000057220459,0.37400001287460327,-696.03260872325495,-0.15317763388156891,-0.40956583619117737,-1.5350702788045409,-8.1022921949625015E-3,-2.1663881838321686E-2,0,0,0,0,"(na)","(na)","(na)","(na)",0,0,0,0,0,0,0,0,0,0,0,0,0,-393.99337182171394,0,-70.465049743652344,-310.6571044921875,-775.11553955078125,0,0,-393.99337182171394,-97.776557922363281,-80.242706298828125,-310.6571044921875,-882.66973876953125,0,0,-393.99337182171394,-97.776557922363281,-80.242706298828125,-310.6571044921875,-882.66973876953125,0,9999,0,9999,9999,9999,9999,9999,-393.99337182171394,-10.288712749538167,-97.776557922363281,0,0,0,-310.6571044921875,0,-67.273689270019531,-80.242706298828125,0,null,0,0,-960.23211669921875,0,0,9999,-4.0659660635306345,-0.13470241696509794,-4.2006684804957324,-0.25993640146371738,-8.9801611310065619E-3,-0.26891656259472396,null,-1.519871563172813,"ResSpHtFAFZ1",0.1940000057220459,0.37400001287460327,-10.288712749538167,0,0,-10.288712501525879,0,9999,0]
["Tier2_indor4_HZ1_efaf","Coolkwh",13,0,0,0,0,0,"ResCACPNW",0,0,0,0,0,0,0,0,0,0,0,0,"(na)","(na)","(na)","(na)",0,0,0,0,0,0,0,0,0,0,0,0,0,0,0,0,0,0,0,9999,0,0,0,0,0,0,9999,0,0,0,0,0,0,9999,9999,9999,9999,9999,9999,9999,0,0,0,0,0,0,0,0,-67.273689270019531,0,0,null,0,0,-67.273689270019531,0,0,9999,0,0,0,0,0,0,null,0,null,0,0,0,0,0,0,0,9999,9999]
["Tier2_indor4_HZ1_hp85","DHWkwh",13,1315.6207930342227,0,1723.656785814981,0,0,"ResDHW",0.28600001335144043,0.31700000166893005,1434.6500101551767,0.18152442574501038,0.57263225317001343,0,0,0,342.761474609375,774.9068603515625,0,727.00494384765625,"(na)","(na)","(na)","(na)",0,0,0,0,0,0,0,0,342.761474609375,774.9068603515625,0,727.00494384765625,1844.6732788085937,793.23457808362502,0,143.35554504394531,640.32086181640625,1576.9110107421875,342.761474609375,4.6006074245686124,793.23457808362502,136.70576477050781,157.026123046875,640.32086181640625,1727.287353515625,774.9068603515625,2.2290257269548137,793.23457808362502,136.70576477050781,157.026123046875,640.32086181640625,1727.287353515625,1117.6683349609375,12.330495834350586,1.5454381892082347,23.017757415771484,52.037990570068359,0,48.821189880371094,123.87694549560547,793.23457808362502,0,136.70576477050781,0,0,0,640.32086181640625,0,-34.051513671875,157.026123046875,1844.67333984375,null,0,0,1693.23583984375,1844.67333984375,0.91939345161968311,63.438381195068359,8.3269780529850106,0,8.3269780529850106,0.53086035689246736,0,0.53086035689246736,null,0,null,0,0,0,0,0,0,0,9999,9999]
["Tier2_indor4_HZ1_hp85","Heatkwh",13,-323.11845068055766,-0.76930982277975435,0,0,0,"ResSpHtHPZ1",0.15800000727176666,0.35499998927116394,-352.32638834214373,-9.0367503464221954E-2,-0.25455635786056519,-0.77700292100755164,-4.7797332517802715E-3,-1.3464037328958511E-2,0,0,0,0,"(na)","(na)","(na)","(na)",0,0,0,0,0,0,0,0,0,0,0,0,0,-198.9275585379192,0,-35.61798095703125,-157.25224304199219,-391.79779052734375,0,0,-198.9275585379192,-60.770801544189453,-41.695060729980469,-157.25224304199219,-458.64566040039062,0,0,-198.9275585379192,-60.770801544189453,-41.695060729980469,-157.25224304199219,-458.64566040039062,0,9999,0,9999,9999,9999,9999,9999,-198.9275585379192,-5.2157071251749239,-60.770801544189453,0,0,0,-157.25224304199219,0,-34.051513671875,-41.695060729980469,0,null,0,0,-497.91287231445312,0,0,9999,-2.0593678633737804,-6.818200631841291E-2,-2.1275498696921935,-0.13166937788591188,-4.5454670878941755E-3,-0.13621484497380604,null,-0.76930982277975435,"ResSpHtHPZ1",0.15800000727176666,0.35499998927116394,-5.2157071251749239,0,0,-5.2157073020935059,0,9999,0]
["Tier2_indor4_HZ1_hp85","Coolkwh",13,36.456673635208716,0,0,0,0,"ResCACPNW",0.17000000178813934,0,39.789366103426389,0,2.6718618348240852E-2,0,0,0,0,0,0,0,"(na)","(na)","(na)","(na)",0,0,0,0,0,0,0,0,0,0,0,0,0,20.90607305323843,0,3.8665080070495605,17.759006500244141,42.531585693359375,0,9999,20.90607305323843,6.3785958290100098,4.5043678283691406,17.759006500244141,49.548042297363281,0,9999,20.90607305323843,6.3785958290100098,4.5043678283691406,17.759006500244141,49.548042297363281,0,-69.35101318359375,9999,0,0,0,0,0,20.90607305323843,0,6.3785958290100098,0,0,0,17.759006500244141,0,-34.051513671875,4.5043678283691406,0,null,0,0,15.496529579162598,0,1.4550907688954264,13.09816837310791,0.23236825228896593,0,0.23236825228896593,1.4850387956958694E-2,0,1.4850387956958694E-2,null,0,null,0,0,0,0,0,0,0,9999,9999]
["Tier2_indor4_HZ1_zonl","DHWkwh",13,1323.1642394702137,0,1723.656785814981,0,0,"ResDHW",0.28600001335144043,0.31700000166893005,1442.8759408817955,0.18256524205207825,0.57591557502746582,0,0,0,342.761474609375,774.9068603515625,0,727.00494384765625,"(na)","(na)","(na)","(na)",0,0,0,0,0,0,0,0,342.761474609375,774.9068603515625,0,727.00494384765625,1844.6732788085937,797.78279029084308,0,144.17750549316406,643.99224853515625,1585.9525146484375,342.761474609375,4.626985999889806,797.78279029084308,137.48959350585937,157.92646789550781,643.99224853515625,1737.1910400390625,774.9068603515625,2.241806324232607,797.78279029084308,137.48959350585937,157.92646789550781,643.99224853515625,1737.1910400390625,1117.6683349609375,11.902603149414063,1.5542992906639708,22.886531829833984,51.741317749023437,0,48.542858123779297,123.17071533203125,797.78279029084308,0,137.48959350585937,0,0,0,643.99224853515625,0,-60.013126373291016,157.92646789550781,1844.67333984375,null,0,0,1677.177978515625,1844.67333984375,0.91206145002839101,64.452598571777344,8.3747228995615774,0,8.3747228995615774,0.53390417976940274,0,0.53390417976940274,null,0,null,0,0,0,0,0,0,0,9999,9999]
["Tier2_indor4_HZ1_zonl","Heatkwh",13,-569.46796946331472,-1.3558411837635429,0,0,0,"ResSpHtBBZ1",0.23800000548362732,0.4699999988079071,-621.01760532923822,-0.13999763131141663,-0.2978672981262207,-1.3693995956011786,-7.4039050377905369E-3,-1.5752989798784256E-2,0,0,0,0,"(na)","(na)","(na)","(na)",0,0,0,0,0,0,0,0,0,0,0,0,0,-347.14539790473901,0,-62.432136535644531,-277.17596435546875,-686.75347900390625,0,0,-347.14539790473901,-71.110527038574219,-69.543190002441406,-277.17596435546875,-764.97509765625,0,0,-347.14539790473901,-71.110527038574219,-69.543190002441406,-277.17596435546875,-764.97509765625,0,9999,0,9999,9999,9999,9999,9999,-347.14539790473901,-9.1757019027566109,-71.110527038574219,0,0,0,-277.17596435546875,0,-60.013126373291016,-69.543190002441406,0,null,0,0,-834.16387939453125,0,0,9999,-3.6337783926994378,-0.12016481451400347,-3.7539432072134411,-0.23230304127605134,-8.0109876342668949E-3,-0.24031402891031822,null,-1.3558411837635429,"ResSpHtBBZ1",0.23800000548362732,0.4699999988079071,-9.1757019027566109,0,0,-9.1757020950317383,0,9999,0]
["Tier2_indor4_HZ1_zonl","Coolkwh",13,0,0,0,0,0,"ResCACPNW",0,0,0,0,0,0,0,0,0,0,0,0,"(na)","(na)","(na)","(na)",0,0,0,0,0,0,0,0,0,0,0,0,0,0,0,0,0,0,0,9999,0,0,0,0,0,0,9999,0,0,0,0,0,0,9999,9999,9999,9999,9999,9999,9999,0,0,0,0,0,0,0,0,-60.013126373291016,0,0,null,0,0,-60.013126373291016,0,0,9999,0,0,0,0,0,0,null,0,null,0,0,0,0,0,0,0,9999,9999]
["Tier2_indor1_HZ2_gfnc","DHWkwh",13,1391.9495832747737,0,1723.656785814981,0,0,"ResDHW",0.28600001335144043,0.31700000166893005,1517.8845563660093,0.19205600023269653,0.60585486888885498,0,0,0,342.761474609375,774.9068603515625,0,727.00494384765625,"(na)","(na)","(na)","(na)",0,0,0,0,0,0,0,0,342.761474609375,774.9068603515625,0,727.00494384765625,1844.6732788085937,839.25592104405087,0,151.67265319824219,677.47052001953125,1668.3990478515625,342.761474609375,4.8675222212858085,839.25592104405087,144.6370849609375,166.1363525390625,677.47052001953125,1827.4998779296875,774.9068603515625,2.3583477861255164,839.25592104405087,144.6370849609375,166.1363525390625,677.47052001953125,1827.4998779296875,1117.6683349609375,8.2147493362426758,1.6351003436341007,21.755558013916016,49.184440612792969,0,46.144035339355469,117.08403778076172,839.25592104405087,0,144.6370849609375,0,0,0,677.47052001953125,0,-21.61876106262207,166.1363525390625,1844.67333984375,null,0,0,1805.881103515625,1844.67333984375,0.97921428144932388,55.730964660644531,8.8100869887126816,0,8.8100869887126816,0.56165945116249483,0,0.56165945116249483,null,0,null,0,0,0,0,0,0,0,9999,9999]
["Tier2_indor1_HZ2_gfnc","Heatkwh",13,-5.763669862095905,-7.9339795297257556,0,0,0,"ResSpHtFAFZ2",0.1940000057220459,0.37400001287460327,-6.2845917522903729,-1.3830658281221986E-3,-3.6980367731302977E-3,-8.0133193250230121,-4.2295299470424652E-2,-0.11308903247117996,0,0,0,0,"(na)","(na)","(na)","(na)",0,0,0,0,0,0,0,0,0,0,0,0,0,-3.5925237631840612,0,-0.63974970579147339,-2.8049731254577637,-7.0372467041015625,0,0,-3.5925237631840612,-0.88284051418304443,-0.72803372144699097,-2.8049731254577637,-8.0083713531494141,0,0,-3.5925237631840612,-0.88284051418304443,-0.72803372144699097,-2.8049731254577637,-8.0083713531494141,0,9999,0,9999,9999,9999,9999,9999,-3.5925237631840612,-53.922233341368546,-0.88284051418304443,0,0,0,-2.8049731254577637,0,-21.61876106262207,-0.72803372144699097,0,null,0,0,-83.549362182617188,0,0,9999,-3.6649754893791825E-2,-0.70316877077076612,-0.73981852566455797,-2.3427073209980609E-3,-4.6877918051384589E-2,-4.922062537238265E-2,null,-7.9339795297257556,"ResSpHtFAFZ2",0.1940000057220459,0.37400001287460327,-53.922233341368546,0,0,-53.922233581542969,0,9999,0]
["Tier2_indor1_HZ2_gfnc","Coolkwh",13,0,0,0,0,0,"ResCACPNW",0,0,0,0,0,0,0,0,0,0,0,0,"(na)","(na)","(na)","(na)",0,0,0,0,0,0,0,0,0,0,0,0,0,0,0,0,0,0,0,9999,0,0,0,0,0,0,9999,0,0,0,0,0,0,9999,9999,9999,9999,9999,9999,9999,0,0,0,0,0,0,0,0,-21.61876106262207,0,0,null,0,0,-21.61876106262207,0,0,9999,0,0,0,0,0,0,null,0,null,0,0,0,0,0,0,0,9999,9999]
["Tier2_indor1_HZ2_gfac","DHWkwh",13,1380.584358017469,0,1723.656785814981,0,0,"ResDHW",0.28600001335144043,0.31700000166893005,1505.4910759519428,0.19048784673213959,0.60090804100036621,0,0,0,342.761474609375,774.9068603515625,0,727.00494384765625,"(na)","(na)","(na)","(na)",0,0,0,0,0,0,0,0,342.761474609375,774.9068603515625,0,727.00494384765625,1844.6732788085937,832.40342242930262,0,150.43424987792969,671.93902587890625,1654.7767333984375,342.761474609375,4.8277791431256674,832.40342242930262,143.45610046386719,164.77986145019531,671.93902587890625,1812.578369140625,774.9068603515625,2.3390919644200006,832.40342242930262,143.45610046386719,164.77986145019531,671.93902587890625,1812.578369140625,1117.6683349609375,8.7987394332885742,1.6217498103188377,21.934654235839844,49.589336395263672,0,46.523902893066406,118.04789733886719,832.40342242930262,0,143.45610046386719,0,0,0,671.93902587890625,0,-21.87928581237793,164.77986145019531,1844.67333984375,null,0,0,1790.6990966796875,1844.67333984375,0.97108347512308502,56.722789764404297,8.7381529011808894,0,8.7381529011808894,0.55707351913086323,0,0.55707351913086323,null,0,null,0,0,0,0,0,0,0,9999,9999]
["Tier2_indor1_HZ2_gfac","Heatkwh",13,-6.1029149286805611,-8.0191583842425356,0,0,0,"ResSpHtFAFZ2",0.1940000057220459,0.37400001287460327,-6.6544978708701512,-1.4644719194620848E-3,-3.9157001301646233E-3,-8.0993499680849581,-4.2749378830194473E-2,-0.11430314928293228,0,0,0,0,"(na)","(na)","(na)","(na)",0,0,0,0,0,0,0,0,0,0,0,0,0,-3.8039768811468506,0,-0.67740488052368164,-2.97007155418396,-7.4514532089233398,0,0,-3.8039768811468506,-0.93480378389358521,-0.77088522911071777,-2.97007155418396,-8.4797372817993164,0,0,-3.8039768811468506,-0.93480378389358521,-0.77088522911071777,-2.97007155418396,-8.4797372817993164,0,9999,0,9999,9999,9999,9999,9999,-3.8039768811468506,-54.501140061734517,-0.93480378389358521,0,0,0,-2.97007155418396,0,-21.87928581237793,-0.77088522911071777,0,null,0,0,-84.860160827636719,0,0,9999,-3.8806930588572978E-2,-0.71071795969944795,-0.74952489028802094,-2.4805972279698242E-3,-4.7381197313296992E-2,-4.9861794541266817E-2,null,-8.0191583842425356,"ResSpHtFAFZ2",0.1940000057220459,0.37400001287460327,-54.501140061734517,0,0,-54.501140594482422,0,9999,0]
["Tier2_indor1_HZ2_gfac","Coolkwh",13,11.420120286468469,0,0,0,0,"ResCACPNW",0.17000000178813934,0,12.464092351656999,0,8.3696562796831131E-3,0,0,0,0,0,0,0,"(na)","(na)","(na)","(na)",0,0,0,0,0,0,0,0,0,0,0,0,0,6.548865960033786,0,1.2111908197402954,5.563042163848877,13.323099136352539,0,9999,6.548865960033786,1.9981067180633545,1.4110015630722046,5.563042163848877,15.521016120910645,0,9999,6.548865960033786,1.9981067180633545,1.4110015630722046,5.563042163848877,15.521016120910645,0,-69.351020812988281,9999,0,0,0,0,0,6.548865960033786,0,1.9981067180633545,0,0,0,5.563042163848877,0,-21.87928581237793,1.4110015630722046,0,null,0,0,-6.358269214630127,0,0.70939319217802821,99.766830444335937,7.2789783797872556E-2,0,7.2789783797872556E-2,4.6519114296100532E-3,0,4.6519114296100532E-3,null,0,null,0,0,0,0,0,0,0,9999,9999]
["Tier2_indor1_HZ2_efaf","DHWkwh",13,1391.9495832747737,0,1723.656785814981,0,0,"ResDHW",0.28600001335144043,0.31700000166893005,1517.8845563660093,0.19205600023269653,0.60585486888885498,0,0,0,342.761474609375,774.9068603515625,0,727.00494384765625,"(na)","(na)","(na)","(na)",0,0,0,0,0,0,0,0,342.761474609375,774.9068603515625,0,727.00494384765625,1844.6732788085937,839.25592104405087,0,151.67265319824219,677.47052001953125,1668.3990478515625,342.761474609375,4.8675222212858085,839.25592104405087,144.6370849609375,166.1363525390625,677.47052001953125,1827.4998779296875,774.9068603515625,2.3583477861255164,839.25592104405087,144.6370849609375,166.1363525390625,677.47052001953125,1827.4998779296875,1117.6683349609375,8.2147493362426758,1.6351003436341007,21.755558013916016,49.184440612792969,0,46.144035339355469,117.08403778076172,839.25592104405087,0,144.6370849609375,0,0,0,677.47052001953125,0,-15.257064819335938,166.1363525390625,1844.67333984375,null,0,0,1812.2427978515625,1844.67333984375,0.98256358086399564,55.327178955078125,8.8100869887126816,0,8.8100869887126816,0.56165945116249483,0,0.56165945116249483,null,0,null,0,0,0,0,0,0,0,9999,9999]
["Tier2_indor1_HZ2_efaf","Heatkwh",13,-147.38182928629368,-0.11057735902111222,0,0,0,"ResSpHtFAFZ2",0.1940000057220459,0.37400001287460327,-160.7022350224085,-3.536614403128624E-2,-9.4561874866485596E-2,-0.11168313261132332,-5.894774803891778E-4,-1.5761429676786065E-3,0,0,0,0,"(na)","(na)","(na)","(na)",0,0,0,0,0,0,0,0,0,0,0,0,0,-91.863818823933968,0,-16.358930587768555,-71.725486755371094,-179.9482421875,0,0,-91.863818823933968,-22.574966430664063,-18.616428375244141,-71.725486755371094,-204.78070068359375,0,0,-91.863818823933968,-22.574966430664063,-18.616428375244141,-71.725486755371094,-204.78070068359375,0,9999,0,9999,9999,9999,9999,9999,-91.863818823933968,-0.75152426762245406,-22.574966430664063,0,0,0,-71.725486755371094,0,-15.257064819335938,-18.616428375244141,0,null,0,0,-220.78929138183594,0,0,9999,-0.937164696865048,-9.8001948866435831E-3,-0.94696489175169163,-5.9904973517260311E-2,-6.5334632577624101E-4,-6.055831984303655E-2,null,-0.11057735902111222,"ResSpHtFAFZ2",0.1940000057220459,0.37400001287460327,-0.75152426762245406,0,0,-0.75152426958084106,0,9999,0]
["Tier2_indor1_HZ2_efaf","Coolkwh",13,0,0,0,0,0,"ResCACPNW",0,0,0,0,0,0,0,0,0,0,0,0,"(na)","(na)","(na)","(na)",0,0,0,0,0,0,0,0,0,0,0,0,0,0,0,0,0,0,0,9999,0,0,0,0,0,0,9999,0,0,0,0,0,0,9999,9999,9999,9999,9999,9999,9999,0,0,0,0,0,0,0,0,-15.257064819335938,0,0,null,0,0,-15.257064819335938,0,0,9999,0,0,0,0,0,0,null,0,null,0,0,0,0,0,0,0,9999,9999]
["Tier2_indor1_HZ2_hp85","DHWkwh",13,1380.5995612343368,0,1723.656785814981,0,0,"ResDHW",0.28600001335144043,0.31700000166893005,1505.5076546616663,0.19048994779586792,0.60091465711593628,0,0,0,342.761474609375,774.9068603515625,0,727.00494384765625,"(na)","(na)","(na)","(na)",0,0,0,0,0,0,0,0,342.761474609375,774.9068603515625,0,727.00494384765625,1844.6732788085937,832.41258898959131,0,150.43589782714844,671.94635009765625,1654.7947998046875,342.761474609375,4.8278320625159754,832.41258898959131,143.45768737792969,164.78166198730469,671.94635009765625,1812.5982666015625,774.9068603515625,2.3391176168322163,832.41258898959131,143.45768737792969,164.78166198730469,671.94635009765625,1812.5982666015625,1117.6683349609375,8.7979574203491211,1.6217675957651894,21.934412002563477,49.588790893554687,0,46.523391723632812,118.04660034179687,832.41258898959131,0,143.45768737792969,0,0,0,671.94635009765625,0,-9.8565254211425781,164.78166198730469,1844.67333984375,null,0,0,1802.7418212890625,1844.67333984375,0.97738964597023548,55.952102661132812,8.738249127125183,0,8.738249127125183,0.55707965371400103,0,0.55707965371400103,null,0,null,0,0,0,0,0,0,0,9999,9999]
["Tier2_indor1_HZ2_hp85","Heatkwh",13,-95.217570045573069,-7.1439657650024899E-2,0,0,0,"ResSpHtHPZ2",0.15800000727176666,0.35499998927116394,-103.843510325089,-2.6634620502591133E-2,-7.5027100741863251E-2,-7.2154054226525127E-2,-4.4385564979165792E-4,-1.2502976460382342E-3,0,0,0,0,"(na)","(na)","(na)","(na)",0,0,0,0,0,0,0,0,0,0,0,0,0,-57.710203225476512,0,-10.405820846557617,-46.347999572753906,-114.46402740478516,0,0,-57.710203225476512,-17.911386489868164,-12.196959495544434,-46.347999572753906,-134.16654968261719,0,0,-57.710203225476512,-17.911386489868164,-12.196959495544434,-46.347999572753906,-134.16654968261719,0,9999,0,9999,9999,9999,9999,9999,-57.710203225476512,-0.48255321934725454,-17.911386489868164,0,0,0,-46.347999572753906,0,-9.8565254211425781,-12.196959495544434,0,null,0,0,-144.50563049316406,0,0,9999,-0.60860784126472722,-6.3315182583775775E-3,-0.61493935952310474,-3.8938339673533592E-2,-4.2210121722517202E-4,-3.9360440890758762E-2,null,-7.1439657650024899E-2,"ResSpHtHPZ2",0.15800000727176666,0.35499998927116394,-0.48255321934725454,0,0,-0.48255321383476257,0,9999,0]
["Tier2_indor1_HZ2_hp85","Coolkwh",13,11.494688591896288,0,0,0,0,"ResCACPNW",0.17000000178813934,0,12.545477330277599,0,8.4243062883615494E-3,0,0,0,0,0,0,0,"(na)","(na)","(na)","(na)",0,0,0,0,0,0,0,0,0,0,0,0,0,6.5916271416031549,0,1.2190994024276733,5.5993661880493164,13.410092353820801,0,9999,6.5916271416031549,2.0111534595489502,1.4202146530151367,5.5993661880493164,15.622361183166504,0,9999,6.5916271416031549,2.0111534595489502,1.4202146530151367,5.5993661880493164,15.622361183166504,0,-69.351020812988281,9999,0,0,0,0,0,6.5916271416031549,0,2.0111534595489502,0,0,0,5.5993661880493164,0,-9.8565254211425781,1.4202146530151367,0,null,0,0,5.765836238861084,0,1.5849765282100392,6.3416166305541992,7.3265068706797429E-2,0,7.3265068706797429E-2,4.6822863419231373E-3,0,4.6822863419231373E-3,null,0,null,0,0,0,0,0,0,0,9999,9999]
["Tier2_indor1_HZ2_zonl","DHWkwh",13,1391.8624325963322,0,1723.656785814981,0,0,"ResDHW",0.28600001335144043,0.31700000166893005,1517.7895208342106,0.1920439600944519,0.60581690073013306,0,0,0,342.761474609375,774.9068603515625,0,727.00494384765625,"(na)","(na)","(na)","(na)",0,0,0,0,0,0,0,0,342.761474609375,774.9068603515625,0,727.00494384765625,1844.6732788085937,839.20337479971647,0,151.66313171386719,677.427978515625,1668.29443359375,342.761474609375,4.8672170258646057,839.20337479971647,144.62802124023437,166.12594604492187,677.427978515625,1827.3853759765625,774.9068603515625,2.3581999516321783,839.20337479971647,144.62802124023437,166.12594604492187,677.427978515625,1827.3853759765625,1117.6683349609375,8.2192001342773437,1.6349978463551667,21.756919860839844,49.187519073486328,0,46.146926879882813,117.09136962890625,839.20337479971647,0,144.62802124023437,0,0,0,677.427978515625,0,-13.55064868927002,166.12594604492187,1844.67333984375,null,0,0,1813.834716796875,1844.67333984375,0.98340422461294996,55.226261138916016,8.8095353846406645,0,8.8095353846406645,0.56162428537573772,0,0.56162428537573772,null,0,null,0,0,0,0,0,0,0,9999,9999]
["Tier2_indor1_HZ2_zonl","Heatkwh",13,-130.89855837862066,-9.8210321823742341E-2,0,0,0,"ResSpHtBBZ2",0.23800000548362732,0.4699999988079071,-142.74466469057495,-3.2179307192564011E-2,-6.8466611206531525E-2,-9.9192425041979795E-2,-5.3630169713869691E-4,-1.1410674778744578E-3,0,0,0,0,"(na)","(na)","(na)","(na)",0,0,0,0,0,0,0,0,0,0,0,0,0,-80.484182726466386,0,-14.419476509094238,-63.710578918457031,-158.61424255371094,0,0,-80.484182726466386,-16.345184326171875,-16.053995132446289,-63.710578918457031,-176.59394836425781,0,0,-80.484182726466386,-16.345184326171875,-16.053995132446289,-63.710578918457031,-176.59394836425781,0,9999,0,9999,9999,9999,9999,9999,-80.484182726466386,-0.66670908233711046,-16.345184326171875,0,0,0,-63.710578918457031,0,-13.55064868927002,-16.053995132446289,0,null,0,0,-190.81129455566406,0,0,9999,-0.83450594084952345,-8.7041352974337599E-3,-0.8432100761469572,-5.3328474713974977E-2,-5.8027568649558184E-4,-5.3908750400470558E-2,null,-9.8210321823742341E-2,"ResSpHtBBZ2",0.23800000548362732,0.4699999988079071,-0.66670908233711046,0,0,-0.66670906543731689,0,9999,0]
["Tier2_indor1_HZ2_zonl","Coolkwh",13,0,0,0,0,0,"ResCACPNW",0,0,0,0,0,0,0,0,0,0,0,0,"(na)","(na)","(na)","(na)",0,0,0,0,0,0,0,0,0,0,0,0,0,0,0,0,0,0,0,9999,0,0,0,0,0,0,9999,0,0,0,0,0,0,9999,9999,9999,9999,9999,9999,9999,0,0,0,0,0,0,0,0,-13.55064868927002,0,0,null,0,0,-13.55064868927002,0,0,9999,0,0,0,0,0,0,null,0,null,0,0,0,0,0,0,0,9999,9999]
["Tier2_indor2_HZ2_gfnc","DHWkwh",13,1391.0336357633525,0,1723.656785814981,0,0,"ResDHW",0.28600001335144043,0.31700000166893005,1516.885739599415,0.19192960858345032,0.60545617341995239,0,0,0,342.761474609375,774.9068603515625,0,727.00494384765625,"(na)","(na)","(na)","(na)",0,0,0,0,0,0,0,0,342.761474609375,774.9068603515625,0,727.00494384765625,1844.6732788085937,838.70366370545105,0,151.57284545898437,677.0247802734375,1667.30126953125,342.761474609375,4.8643193968575309,838.70366370545105,144.54191589355469,166.02703857421875,677.0247802734375,1826.29736328125,774.9068603515625,2.3567960123854124,838.70366370545105,144.54191589355469,166.02703857421875,677.0247802734375,1826.29736328125,1117.6683349609375,8.2614564895629883,1.6340244608526833,21.769882202148437,49.216827392578125,0,46.174419403076172,117.16114044189453,838.70366370545105,0,144.54191589355469,0,0,0,677.0247802734375,0,-56.506870269775391,166.02703857421875,1844.67333984375,null,0,0,1769.79052734375,1844.67333984375,0.9606124599506578,58.024814605712891,8.804289668644719,0,8.804289668644719,0.56128986121272939,0,0.56128986121272939,null,0,null,0,0,0,0,0,0,0,9999,9999]
["Tier2_indor2_HZ2_gfnc","Heatkwh",13,-15.062666342738595,-20.737905959487712,0,0,0,"ResSpHtFAFZ2",0.1940000057220459,0.37400001287460327,-16.424033806588213,-3.6144782789051533E-3,-9.6643799915909767E-3,-20.945285019082593,-0.11055182665586472,-0.29559311270713806,0,0,0,0,"(na)","(na)","(na)","(na)",0,0,0,0,0,0,0,0,0,0,0,0,0,-9.388633989789879,0,-1.6719098091125488,-7.3304643630981445,-18.391008377075195,0,0,-9.388633989789879,-2.3071990013122559,-1.9026297330856323,-7.3304643630981445,-20.928926467895508,0,0,-9.388633989789879,-2.3071990013122559,-1.9026297330856323,-7.3304643630981445,-20.928926467895508,0,9999,0,9999,9999,9999,9999,9999,-9.388633989789879,-140.94241105226391,-2.3071990013122559,0,0,0,-7.3304643630981445,0,-56.506870269775391,-1.9026297330856323,0,null,0,0,-218.37820434570312,0,0,9999,-9.5779779674540891E-2,-1.8379487604244977,-1.9337285400990387,-6.1223872218893645E-3,-0.12252991736163311,-0.12865230458352248,null,-20.737905959487712,"ResSpHtFAFZ2",0.1940000057220459,0.37400001287460327,-140.94241105226391,0,0,-140.94241333007812,0,9999,0]
["Tier2_indor2_HZ2_gfnc","Coolkwh",13,0,0,0,0,0,"ResCACPNW",0,0,0,0,0,0,0,0,0,0,0,0,"(na)","(na)","(na)","(na)",0,0,0,0,0,0,0,0,0,0,0,0,0,0,0,0,0,0,0,9999,0,0,0,0,0,0,9999,0,0,0,0,0,0,9999,9999,9999,9999,9999,9999,9999,0,0,0,0,0,0,0,0,-56.506870269775391,0,0,null,0,0,-56.506870269775391,0,0,9999,0,0,0,0,0,0,null,0,null,0,0,0,0,0,0,0,9999,9999]
["Tier2_indor2_HZ2_gfac","DHWkwh",13,1380.3276519840069,0,1723.656785814981,0,0,"ResDHW",0.28600001335144043,0.31700000166893005,1505.2111447472494,0.19045244157314301,0.60079634189605713,0,0,0,342.761474609375,774.9068603515625,0,727.00494384765625,"(na)","(na)","(na)","(na)",0,0,0,0,0,0,0,0,342.761474609375,774.9068603515625,0,727.00494384765625,1844.6732788085937,832.24864522965345,0,150.40628051757812,671.8140869140625,1654.468994140625,342.761474609375,4.8268814765334831,832.24864522965345,143.42942810058594,164.74922180175781,671.8140869140625,1812.2413330078125,774.9068603515625,2.3386570370842703,832.24864522965345,143.42942810058594,164.74922180175781,671.8140869140625,1812.2413330078125,1117.6683349609375,8.8120412826538086,1.6214482645331429,21.938732147216797,49.598560333251953,0,46.532554626464844,118.06985473632812,832.24864522965345,0,143.42942810058594,0,0,0,671.8140869140625,0,-57.325832366943359,164.74922180175781,1844.67333984375,null,0,0,1754.91552734375,1844.67333984375,0.95280871228755148,59.013786315917969,8.7365281279042186,0,8.7365281279042186,0.55696993680891915,0,0.55696993680891915,null,0,null,0,0,0,0,0,0,0,9999,9999]
["Tier2_indor2_HZ2_gfac","Heatkwh",13,-15.987874815959577,-21.011255008342282,0,0,0,"ResSpHtFAFZ2",0.1940000057220459,0.37400001287460327,-17.43286284764633,-3.836493706330657E-3,-1.0258004069328308E-2,-21.221367558425715,-0.11200901865959167,-0.2994893491268158,0,0,0,0,"(na)","(na)","(na)","(na)",0,0,0,0,0,0,0,0,0,0,0,0,0,-9.9653209801056217,0,-1.7746051549911499,-7.7807302474975586,-19.520656585693359,0,0,-9.9653209801056217,-2.448915958404541,-2.0194966793060303,-7.7807302474975586,-22.21446418762207,0,0,-9.9653209801056217,-2.448915958404541,-2.0194966793060303,-7.7807302474975586,-22.21446418762207,0,9999,0,9999,9999,9999,9999,9999,-9.9653209801056217,-142.80019139323318,-2.448915958404541,0,0,0,-7.7807302474975586,0,-57.325832366943359,-2.0194966793060303,0,null,0,0,-222.34048461914063,0,0,9999,-0.10166295212898774,-1.8621750032518649,-1.9638379553808527,-6.498448432112126E-3,-0.12414500021679042,-0.13064344864890254,null,-21.011255008342282,"ResSpHtFAFZ2",0.1940000057220459,0.37400001287460327,-142.80019139323318,0,0,-142.80018615722656,0,9999,0]
["Tier2_indor2_HZ2_gfac","Coolkwh",13,28.6847888478184,0,0,0,0,"ResCACPNW",0.17000000178813934,0,31.307013264179119,0,2.1022705361247063E-2,0,0,0,0,0,0,0,"(na)","(na)","(na)","(na)",0,0,0,0,0,0,0,0,0,0,0,0,0,16.449287095409932,0,3.0422406196594238,13.973117828369141,33.464645385742187,0,9999,16.449287095409932,5.0187969207763672,3.5441203117370605,13.973117828369141,38.985321044921875,0,9999,16.449287095409932,5.0187969207763672,3.5441203117370605,13.973117828369141,38.985321044921875,0,-69.351020812988281,9999,0,0,0,0,0,16.449287095409932,0,5.0187969207763672,0,0,0,13.973117828369141,0,-57.325832366943359,3.5441203117370605,0,null,0,0,-18.340509414672852,0,0.68006552276026222,107.05999755859375,0.18283166255212915,0,0.18283166255212915,1.1684561436294804E-2,0,1.1684561436294804E-2,null,0,null,0,0,0,0,0,0,0,9999,9999]
["Tier2_indor2_HZ2_efaf","DHWkwh",13,1391.0336357633525,0,1723.656785814981,0,0,"ResDHW",0.28600001335144043,0.31700000166893005,1516.885739599415,0.19192960858345032,0.60545617341995239,0,0,0,342.761474609375,774.9068603515625,0,727.00494384765625,"(na)","(na)","(na)","(na)",0,0,0,0,0,0,0,0,342.761474609375,774.9068603515625,0,727.00494384765625,1844.6732788085937,838.70366370545105,0,151.57284545898437,677.0247802734375,1667.30126953125,342.761474609375,4.8643193968575309,838.70366370545105,144.54191589355469,166.02703857421875,677.0247802734375,1826.29736328125,774.9068603515625,2.3567960123854124,838.70366370545105,144.54191589355469,166.02703857421875,677.0247802734375,1826.29736328125,1117.6683349609375,8.2614564895629883,1.6340244608526833,21.769882202148437,49.216827392578125,0,46.174419403076172,117.16114044189453,838.70366370545105,0,144.54191589355469,0,0,0,677.0247802734375,0,-39.87762451171875,166.02703857421875,1844.67333984375,null,0,0,1786.4197998046875,1844.67333984375,0.96908888801066206,56.968639373779297,8.804289668644719,0,8.804289668644719,0.56128986121272939,0,0.56128986121272939,null,0,null,0,0,0,0,0,0,0,9999,9999]
["Tier2_indor2_HZ2_efaf","Heatkwh",13,-385.22603710083416,-0.2890266596300195,0,0,0,"ResSpHtFAFZ2",0.1940000057220459,0.37400001287460327,-420.04286044430694,-9.243987500667572E-2,-0.24716544151306152,-0.29191692622631976,-1.5407738974317908E-3,-4.1197161190211773E-3,0,0,0,0,"(na)","(na)","(na)","(na)",0,0,0,0,0,0,0,0,0,0,0,0,0,-240.11328295939495,0,-42.7589111328125,-187.47581481933594,-470.3480224609375,0,0,-240.11328295939495,-59.00634765625,-48.6595458984375,-187.47581481933594,-535.2550048828125,0,0,-240.11328295939495,-59.00634765625,-48.6595458984375,-187.47581481933594,-535.2550048828125,0,9999,0,9999,9999,9999,9999,9999,-240.11328295939495,-1.9643311309356157,-59.00634765625,0,0,0,-187.47581481933594,0,-39.87762451171875,-48.6595458984375,0,null,0,0,-577.096923828125,0,0,9999,-2.4495573438896243,-2.5615710276359629E-2,-2.475173054165984,-0.15657938066338511,-1.7077140184239704E-3,-0.1582870946818091,null,-0.2890266596300195,"ResSpHtFAFZ2",0.1940000057220459,0.37400001287460327,-1.9643311309356157,0,0,-1.9643311500549316,0,9999,0]
["Tier2_indor2_HZ2_efaf","Coolkwh",13,0,0,0,0,0,"ResCACPNW",0,0,0,0,0,0,0,0,0,0,0,0,"(na)","(na)","(na)","(na)",0,0,0,0,0,0,0,0,0,0,0,0,0,0,0,0,0,0,0,9999,0,0,0,0,0,0,9999,0,0,0,0,0,0,9999,9999,9999,9999,9999,9999,9999,0,0,0,0,0,0,0,0,-39.87762451171875,0,0,null,0,0,-39.87762451171875,0,0,9999,0,0,0,0,0,0,null,0,null,0,0,0,0,0,0,0,9999,9999]
["Tier2_indor2_HZ2_hp85","DHWkwh",13,1380.3591529043192,0,1723.656785814981,0,0,"ResDHW",0.28600001335144043,0.31700000166893005,1505.2454956756369,0.19045679271221161,0.60081005096435547,0,0,0,342.761474609375,774.9068603515625,0,727.00494384765625,"(na)","(na)","(na)","(na)",0,0,0,0,0,0,0,0,342.761474609375,774.9068603515625,0,727.00494384765625,1844.6732788085937,832.26763825512478,0,150.40969848632812,671.82928466796875,1654.506591796875,342.761474609375,4.8269911993317374,832.26763825512478,143.43272399902344,164.75296020507812,671.82928466796875,1812.2825927734375,774.9068603515625,2.3387102371309405,832.26763825512478,143.43272399902344,164.75296020507812,671.82928466796875,1812.2825927734375,1117.6683349609375,8.8104171752929687,1.6214851494298927,21.938232421875,49.597427368164063,0,46.531494140625,118.06716156005859,832.26763825512478,0,143.43272399902344,0,0,0,671.82928466796875,0,-26.185811996459961,164.75296020507812,1844.67333984375,null,0,0,1786.0968017578125,1844.67333984375,0.96869002957523664,57.017921447753906,8.7367275071428736,0,8.7367275071428736,0.55698264760665694,0,0.55698264760665694,null,0,null,0,0,0,0,0,0,0,9999,9999]
["Tier2_indor2_HZ2_hp85","Heatkwh",13,-252.96197270990055,-0.18979182854824836,0,0,0,"ResSpHtHPZ2",0.15800000727176666,0.35499998927116394,-275.87827763702438,-7.0759482681751251E-2,-0.19932249188423157,-0.1916897468337308,-1.1791794095188379E-3,-3.3216322772204876E-3,0,0,0,0,"(na)","(na)","(na)","(na)",0,0,0,0,0,0,0,0,0,0,0,0,0,-153.3171540338474,0,-27.644866943359375,-123.13150787353516,-304.09353637695312,0,0,-153.3171540338474,-47.584705352783203,-32.403335571289063,-123.13150787353516,-356.43670654296875,0,0,-153.3171540338474,-47.584705352783203,-32.403335571289063,-123.13150787353516,-356.43670654296875,0,9999,0,9999,9999,9999,9999,9999,-153.3171540338474,-1.2819862368381243,-47.584705352783203,0,0,0,-123.13150787353516,0,-26.185811996459961,-32.403335571289063,0,null,0,0,-383.90451049804687,0,0,9999,-1.6168721808312658,-1.6820775284659886E-2,-1.6336929561159257,-0.10344644599889356,-1.1213850189773253E-3,-0.10456783101787089,null,-0.18979182854824836,"ResSpHtHPZ2",0.15800000727176666,0.35499998927116394,-1.2819862368381243,0,0,-1.2819862365722656,0,9999,0]
["Tier2_indor2_HZ2_hp85","Coolkwh",13,28.872396664052179,0,0,0,0,"ResCACPNW",0.17000000178813934,0,31.51177127799804,0,2.1160200238227844E-2,0,0,0,0,0,0,0,"(na)","(na)","(na)","(na)",0,0,0,0,0,0,0,0,0,0,0,0,0,16.556870764473853,0,3.0621378421783447,14.064506530761719,33.683513641357422,0,9999,16.556870764473853,5.0516219139099121,3.5673000812530518,14.064506530761719,39.240299224853516,0,9999,16.556870764473853,5.0516219139099121,3.5673000812530518,14.064506530761719,39.240299224853516,0,-69.351020812988281,9999,0,0,0,0,0,16.556870764473853,0,5.0516219139099121,0,0,0,14.064506530761719,0,-26.185811996459961,3.5673000812530518,0,null,0,0,13.054487228393555,0,1.4985328427357305,10.707986831665039,0.18402744088369619,0,0.18402744088369619,1.1760982255229275E-2,0,1.1760982255229275E-2,null,0,null,0,0,0,0,0,0,0,9999,9999]
["Tier2_indor2_HZ2_zonl","DHWkwh",13,1390.9229293709941,0,1723.656785814981,0,0,"ResDHW",0.28600001335144043,0.31700000166893005,1516.7650171786672,0.19191433489322662,0.60540801286697388,0,0,0,342.761474609375,774.9068603515625,0,727.00494384765625,"(na)","(na)","(na)","(na)",0,0,0,0,0,0,0,0,342.761474609375,774.9068603515625,0,727.00494384765625,1844.6732788085937,838.6369148832232,0,151.56077575683594,676.97076416015625,1667.16845703125,342.761474609375,4.8639318543607875,838.6369148832232,144.5303955078125,166.01380920410156,676.97076416015625,1826.15185546875,774.9068603515625,2.3566082289254715,838.6369148832232,144.5303955078125,166.01380920410156,676.97076416015625,1826.15185546875,1117.6683349609375,8.2671165466308594,1.6338942659757087,21.771615982055664,49.220745086669922,0,46.178096771240234,117.17046356201172,838.6369148832232,0,144.5303955078125,0,0,0,676.97076416015625,0,-35.424747467041016,166.01380920410156,1844.67333984375,null,0,0,1790.7271728515625,1844.67333984375,0.97130670792146823,56.695335388183594,8.8035889730458337,0,8.8035889730458337,0.56124519056350508,0,0.56124519056350508,null,0,null,0,0,0,0,0,0,0,9999,9999]
["Tier2_indor2_HZ2_zonl","Heatkwh",13,-342.2163093925688,-0.25675740279403153,0,0,0,"ResSpHtBBZ2",0.23800000548362732,0.4699999988079071,-373.1863279547527,-8.4128379821777344E-2,-0.17899654805660248,-0.25932497682197198,-1.4020871603861451E-3,-2.9831642750650644E-3,0,0,0,0,"(na)","(na)","(na)","(na)",0,0,0,0,0,0,0,0,0,0,0,0,0,-210.41484580342743,0,-37.697738647460938,-166.56253051757813,-414.67510986328125,0,0,-210.41484580342743,-42.732246398925781,-41.970962524414063,-166.56253051757813,-461.68057250976563,0,0,-210.41484580342743,-42.732246398925781,-41.970962524414063,-166.56253051757813,-461.68057250976563,0,9999,0,9999,9999,9999,9999,9999,-210.41484580342743,-1.7430193611144973,-42.732246398925781,0,0,0,-166.56253051757813,0,-35.424747467041016,-41.970962524414063,0,null,0,0,-498.84835815429687,0,0,9999,-2.1817012103193645,-2.2755766716128032E-2,-2.2044569770354925,-0.13941997550014384,-1.5170511144085364E-3,-0.14093702661455237,null,-0.25675740279403153,"ResSpHtBBZ2",0.23800000548362732,0.4699999988079071,-1.7430193611144973,0,0,-1.7430193424224854,0,9999,0]
["Tier2_indor2_HZ2_zonl","Coolkwh",13,0,0,0,0,0,"ResCACPNW",0,0,0,0,0,0,0,0,0,0,0,0,"(na)","(na)","(na)","(na)",0,0,0,0,0,0,0,0,0,0,0,0,0,0,0,0,0,0,0,9999,0,0,0,0,0,0,9999,0,0,0,0,0,0,9999,9999,9999,9999,9999,9999,9999,0,0,0,0,0,0,0,0,-35.424747467041016,0,0,null,0,0,-35.424747467041016,0,0,9999,0,0,0,0,0,0,null,0,null,0,0,0,0,0,0,0,9999,9999]
["Tier2_indor3_HZ2_gfnc","DHWkwh",13,1390.7168546427167,0,1723.656785814981,0,0,"ResDHW",0.28600001335144043,0.31700000166893005,1516.5402980859155,0.19188590347766876,0.60531830787658691,0,0,0,342.761474609375,774.9068603515625,0,727.00494384765625,"(na)","(na)","(na)","(na)",0,0,0,0,0,0,0,0,342.761474609375,774.9068603515625,0,727.00494384765625,1844.6732788085937,838.5126650986316,0,151.53831481933594,676.8704833984375,1666.9215087890625,342.761474609375,4.86321126146425,838.5126650986316,144.50900268554687,165.98921203613281,676.8704833984375,1825.88134765625,774.9068603515625,2.3562591282136496,838.5126650986316,144.50900268554687,165.98921203613281,676.8704833984375,1825.88134765625,1117.6683349609375,8.2776336669921875,1.6336522258927229,21.77484130859375,49.228038787841797,0,46.184940338134766,117.18782043457031,838.5126650986316,0,144.50900268554687,0,0,0,676.8704833984375,0,-65.288070678710937,165.98921203613281,1844.67333984375,null,0,0,1760.59326171875,1844.67333984375,0.95597814341143561,58.610176086425781,8.802284661234447,0,8.802284661234447,0.56116203825671629,0,0.56116203825671629,null,0,null,0,0,0,0,0,0,0,9999,9999]
["Tier2_indor3_HZ2_gfnc","Heatkwh",13,-17.401953383018281,-23.960495166707272,0,0,0,"ResSpHtFAFZ2",0.1940000057220459,0.37400001287460327,-18.974746181053639,-4.1758199222385883E-3,-1.116529293358326E-2,-24.200100118374348,-0.12773115932941437,-0.34152713418006897,0,0,0,0,"(na)","(na)","(na)","(na)",0,0,0,0,0,0,0,0,0,0,0,0,0,-10.84672310352985,0,-1.9315634965896606,-8.4689111709594727,-21.247198104858398,0,0,-10.84672310352985,-2.6655147075653076,-2.1981148719787598,-8.4689111709594727,-24.179264068603516,0,0,-10.84672310352985,-2.6655147075653076,-2.1981148719787598,-8.4689111709594727,-24.179264068603516,0,9999,0,9999,9999,9999,9999,9999,-10.84672310352985,-162.84430864905227,-2.6655147075653076,0,0,0,-8.4689111709594727,0,-65.288070678710937,-2.1981148719787598,0,null,0,0,-252.3116455078125,0,0,9999,-0.11065472891760825,-2.1235587853873557,-2.234213514304964,-7.0732162954314504E-3,-0.14157058569248987,-0.14864380198792132,null,-23.960495166707272,"ResSpHtFAFZ2",0.1940000057220459,0.37400001287460327,-162.84430864905227,0,0,-162.84431457519531,0,9999,0]
["Tier2_indor3_HZ2_gfnc","Coolkwh",13,0,0,0,0,0,"ResCACPNW",0,0,0,0,0,0,0,0,0,0,0,0,"(na)","(na)","(na)","(na)",0,0,0,0,0,0,0,0,0,0,0,0,0,0,0,0,0,0,0,9999,0,0,0,0,0,0,9999,0,0,0,0,0,0,9999,9999,9999,9999,9999,9999,9999,0,0,0,0,0,0,0,0,-65.288070678710937,0,0,null,0,0,-65.288070678710937,0,0,9999,0,0,0,0,0,0,null,0,null,0,0,0,0,0,0,0,9999,9999]
["Tier2_indor3_HZ2_gfac","DHWkwh",13,1380.2253403331126,0,1723.656785814981,0,0,"ResDHW",0.28600001335144043,0.31700000166893005,1505.0995765721552,0.19043833017349243,0.60075181722640991,0,0,0,342.761474609375,774.9068603515625,0,727.00494384765625,"(na)","(na)","(na)","(na)",0,0,0,0,0,0,0,0,342.761474609375,774.9068603515625,0,727.00494384765625,1844.6732788085937,832.18695789568949,0,150.39512634277344,671.76422119140625,1654.3463134765625,342.761474609375,4.8265234805493522,832.18695789568949,143.4188232421875,164.73699951171875,671.76422119140625,1812.1070556640625,774.9068603515625,2.3384836224302865,832.18695789568949,143.4188232421875,164.73699951171875,671.76422119140625,1812.1070556640625,1117.6683349609375,8.817347526550293,1.6213280319016419,21.940359115600586,49.60223388671875,0,46.536003112792969,118.07860565185547,832.18695789568949,0,143.4188232421875,0,0,0,671.76422119140625,0,-66.271018981933594,164.73699951171875,1844.67333984375,null,0,0,1745.8359375,1844.67333984375,0.94827826538841797,59.595401763916016,8.7358805652660561,0,8.7358805652660561,0.55692865348488285,0,0.55692865348488285,null,0,null,0,0,0,0,0,0,0,9999,9999]
["Tier2_indor3_HZ2_gfac","Heatkwh",13,-18.48112961212134,-24.289795479356535,0,0,0,"ResSpHtFAFZ2",0.1940000057220459,0.37400001287460327,-20.151458621384609,-4.4347820803523064E-3,-1.1857705190777779E-2,-24.53269343415009,-0.12948662042617798,-0.34622088074684143,0,0,0,0,"(na)","(na)","(na)","(na)",0,0,0,0,0,0,0,0,0,0,0,0,0,-11.519378953097611,0,-2.0513489246368408,-8.9941091537475586,-22.564836502075195,0,0,-11.519378953097611,-2.8308162689208984,-2.334430456161499,-8.9941091537475586,-25.678735733032227,0,0,-11.519378953097611,-2.8308162689208984,-2.334430456161499,-8.9941091537475586,-25.678735733032227,0,9999,0,9999,9999,9999,9999,9999,-11.519378953097611,-165.08235428951915,-2.8308162689208984,0,0,0,-8.9941091537475586,0,-66.271018981933594,-2.334430456161499,0,null,0,0,-257.0321044921875,0,0,9999,-0.11751694435155238,-2.1527438488466606,-2.2702607931982128,-7.5118594018302402E-3,-0.14351625658977801,-0.15102811599160826,null,-24.289795479356535,"ResSpHtFAFZ2",0.1940000057220459,0.37400001287460327,-165.08235428951915,0,0,-165.08235168457031,0,9999,0]
["Tier2_indor3_HZ2_gfac","Coolkwh",13,32.809799396092181,0,0,0,0,"ResCACPNW",0.17000000178813934,0,35.809112290768539,0,2.4045871570706367E-2,0,0,0,0,0,0,0,"(na)","(na)","(na)","(na)",0,0,0,0,0,0,0,0,0,0,0,0,0,18.814773665317556,0,3.479729175567627,15.982518196105957,38.277019500732422,0,9999,18.814773665317556,5.7405242919921875,4.0537815093994141,15.982518196105957,44.591598510742188,0,9999,18.814773665317556,5.7405242919921875,4.0537815093994141,15.982518196105957,44.591598510742188,0,-69.35101318359375,9999,0,0,0,0,0,18.814773665317556,0,5.7405242919921875,0,0,0,15.982518196105957,0,-66.271018981933594,4.0537815093994141,0,null,0,0,-21.679420471191406,0,0.67286724042935586,108.94722747802734,0.20912373465303016,0,0.20912373465303016,1.3364857548369377E-2,0,1.3364857548369377E-2,null,0,null,0,0,0,0,0,0,0,9999,9999]
["Tier2_indor3_HZ2_efaf","DHWkwh",13,1390.7168546427167,0,1723.656785814981,0,0,"ResDHW",0.28600001335144043,0.31700000166893005,1516.5402980859155,0.19188590347766876,0.60531830787658691,0,0,0,342.761474609375,774.9068603515625,0,727.00494384765625,"(na)","(na)","(na)","(na)",0,0,0,0,0,0,0,0,342.761474609375,774.9068603515625,0,727.00494384765625,1844.6732788085937,838.5126650986316,0,151.53831481933594,676.8704833984375,1666.9215087890625,342.761474609375,4.86321126146425,838.5126650986316,144.50900268554687,165.98921203613281,676.8704833984375,1825.88134765625,774.9068603515625,2.3562591282136496,838.5126650986316,144.50900268554687,165.98921203613281,676.8704833984375,1825.88134765625,1117.6683349609375,8.2776336669921875,1.6336522258927229,21.77484130859375,49.228038787841797,0,46.184940338134766,117.18782043457031,838.5126650986316,0,144.50900268554687,0,0,0,676.8704833984375,0,-46.07427978515625,165.98921203613281,1844.67333984375,null,0,0,1779.80712890625,1844.67333984375,0.96569280017240555,57.389568328857422,8.802284661234447,0,8.802284661234447,0.56116203825671629,0,0.56116203825671629,null,0,null,0,0,0,0,0,0,0,9999,9999]
["Tier2_indor3_HZ2_efaf","Heatkwh",13,-445.08758213151793,-0.33393946596761853,0,0,0,"ResSpHtFAFZ2",0.1940000057220459,0.37400001287460327,-485.31470653897389,-0.10680441558361053,-0.28557330369949341,-0.3372788606272949,-1.7801999347284436E-3,-4.7598928213119507E-3,0,0,0,0,"(na)","(na)","(na)","(na)",0,0,0,0,0,0,0,0,0,0,0,0,0,-277.42527829728226,0,-49.403358459472656,-216.60830688476562,-543.43695068359375,0,0,-277.42527829728226,-68.175537109375,-56.220912933349609,-216.60830688476562,-618.4300537109375,0,0,-277.42527829728226,-68.175537109375,-56.220912933349609,-216.60830688476562,-618.4300537109375,0,9999,0,9999,9999,9999,9999,9999,-277.42527829728226,-2.2695750270508164,-68.175537109375,0,0,0,-216.60830688476562,0,-46.07427978515625,-56.220912933349609,0,null,0,0,-666.77386474609375,0,0,9999,-2.8302021423306702,-2.9596220020045225E-2,-2.8597983623507153,-0.18091076728771235,-1.9730813346696754E-3,-0.18288384862238202,null,-0.33393946596761853,"ResSpHtFAFZ2",0.1940000057220459,0.37400001287460327,-2.2695750270508164,0,0,-2.2695751190185547,0,9999,0]
["Tier2_indor3_HZ2_efaf","Coolkwh",13,0,0,0,0,0,"ResCACPNW",0,0,0,0,0,0,0,0,0,0,0,0,"(na)","(na)","(na)","(na)",0,0,0,0,0,0,0,0,0,0,0,0,0,0,0,0,0,0,0,9999,0,0,0,0,0,0,9999,0,0,0,0,0,0,9999,9999,9999,9999,9999,9999,9999,0,0,0,0,0,0,0,0,-46.07427978515625,0,0,null,0,0,-46.07427978515625,0,0,9999,0,0,0,0,0,0,null,0,null,0,0,0,0,0,0,0,9999,9999]
["Tier2_indor3_HZ2_hp85","DHWkwh",13,1380.2400991233569,0,1723.656785814981,0,0,"ResDHW",0.28600001335144043,0.31700000166893005,1505.1156706462882,0.1904403418302536,0.60075819492340088,0,0,0,342.761474609375,774.9068603515625,0,727.00494384765625,"(na)","(na)","(na)","(na)",0,0,0,0,0,0,0,0,342.761474609375,774.9068603515625,0,727.00494384765625,1844.6732788085937,832.19585649535702,0,150.396728515625,671.7713623046875,1654.3638916015625,342.761474609375,4.826574950411362,832.19585649535702,143.42031860351562,164.73875427246094,671.7713623046875,1812.1263427734375,774.9068603515625,2.3385085155316463,832.19585649535702,143.42031860351562,164.73875427246094,671.7713623046875,1812.1263427734375,1117.6683349609375,8.8165884017944336,1.6213452908991601,21.94012451171875,49.601703643798828,0,46.535507202148438,118.07733917236328,832.19585649535702,0,143.42031860351562,0,0,0,671.7713623046875,0,-30.367774963378906,164.73875427246094,1844.67333984375,null,0,0,1781.758544921875,1844.67333984375,0.96644616342848599,57.295936584472656,8.7359739782944477,0,8.7359739782944477,0.55693460873938916,0,0.55693460873938916,null,0,null,0,0,0,0,0,0,0,9999,9999]
["Tier2_indor3_HZ2_hp85","Heatkwh",13,-293.35807408675402,-0.22010013878318577,0,0,0,"ResSpHtHPZ2",0.15800000727176666,0.35499998927116394,-319.93393846110212,-8.2059234380722046E-2,-0.23115277290344238,-0.22230114017101765,-1.3674853835254908E-3,-3.8520717062056065E-3,0,0,0,0,"(na)","(na)","(na)","(na)",0,0,0,0,0,0,0,0,0,0,0,0,0,-177.80073641112742,0,-32.059539794921875,-142.79466247558594,-352.65493774414062,0,0,-177.80073641112742,-55.183612823486328,-37.577899932861328,-142.79466247558594,-413.35690307617187,0,0,-177.80073641112742,-55.183612823486328,-37.577899932861328,-142.79466247558594,-413.35690307617187,0,9999,0,9999,9999,9999,9999,9999,-177.80073641112742,-1.4867096797819954,-55.183612823486328,0,0,0,-142.79466247558594,0,-30.367774963378906,-37.577899932861328,0,null,0,0,-445.21139526367188,0,0,9999,-1.8750743597223105,-1.9506925050006806E-2,-1.8945812847723174,-0.11996605594215899,-1.3004616700004535E-3,-0.12126651761215944,null,-0.22010013878318577,"ResSpHtHPZ2",0.15800000727176666,0.35499998927116394,-1.4867096797819954,0,0,-1.4867097139358521,0,9999,0]
["Tier2_indor3_HZ2_hp85","Coolkwh",13,33.024661207934493,0,0,0,0,"ResCACPNW",0.17000000178813934,0,36.043615728426737,0,2.4203341454267502E-2,0,0,0,0,0,0,0,"(na)","(na)","(na)","(na)",0,0,0,0,0,0,0,0,0,0,0,0,0,18.937986133346648,0,3.5025169849395752,16.087182998657227,38.527687072753906,0,9999,18.937986133346648,5.7781176567077637,4.0803289413452148,16.087182998657227,44.883617401123047,0,9999,18.937986133346648,5.7781176567077637,4.0803289413452148,16.087182998657227,44.883617401123047,0,-69.35101318359375,9999,0,0,0,0,0,18.937986133346648,0,5.7781176567077637,0,0,0,16.087182998657227,0,-30.367774963378906,4.0803289413452148,0,null,0,0,14.515840530395508,0,1.4780014599088305,11.820113182067871,0.21049322502949805,0,0.21049322502949805,1.3452380104456662E-2,0,1.3452380104456662E-2,null,0,null,0,0,0,0,0,0,0,9999,9999]
["Tier2_indor3_HZ2_zonl","DHWkwh",13,1390.645432906957,0,1723.656785814981,0,0,"ResDHW",0.28600001335144043,0.31700000166893005,1516.4624145540686,0.19187603890895844,0.60528719425201416,0,0,0,342.761474609375,774.9068603515625,0,727.00494384765625,"(na)","(na)","(na)","(na)",0,0,0,0,0,0,0,0,342.761474609375,774.9068603515625,0,727.00494384765625,1844.6732788085937,838.46960239338125,0,151.53054809570312,676.8358154296875,1666.8359375,342.761474609375,4.8629618244534809,838.46960239338125,144.50154113769531,165.98069763183594,676.8358154296875,1825.78759765625,774.9068603515625,2.3561382019050265,838.46960239338125,144.50154113769531,165.98069763183594,676.8358154296875,1825.78759765625,1117.6683349609375,8.2812767028808594,1.6335683847180043,21.775960922241211,49.230567932128906,0,46.187309265136719,117.19384002685547,838.46960239338125,0,144.50154113769531,0,0,0,676.8358154296875,0,-40.930118560791016,165.98069763183594,1844.67333984375,null,0,0,1784.8575439453125,1844.67333984375,0.96827763465041961,57.068920135498047,8.8018326105908891,0,8.8018326105908891,0.56113321918640691,0,0.56113321918640691,null,0,null,0,0,0,0,0,0,0,9999,9999]
["Tier2_indor3_HZ2_zonl","Heatkwh",13,-395.39564697034211,-0.29665669521236243,0,0,0,"ResSpHtBBZ2",0.23800000548362732,0.4699999988079071,-431.17830895922799,-9.720166027545929E-2,-0.20681203901767731,-0.29962326216448615,-1.6199670499190688E-3,-3.4467384684830904E-3,0,0,0,0,"(na)","(na)","(na)","(na)",0,0,0,0,0,0,0,0,0,0,0,0,0,-243.11265069828272,0,-43.555850982666016,-192.44584655761719,-479.11434936523437,0,0,-243.11265069828272,-49.372692108154297,-48.493118286132812,-192.44584655761719,-533.42431640625,0,0,-243.11265069828272,-49.372692108154297,-48.493118286132812,-192.44584655761719,-533.42431640625,0,9999,0,9999,9999,9999,9999,9999,-243.11265069828272,-2.0138790848191661,-49.372692108154297,0,0,0,-192.44584655761719,0,-40.930118560791016,-48.493118286132812,0,null,0,0,-576.3682861328125,0,0,9999,-2.5207307129264995,-2.6291941254933626E-2,-2.5470226541814331,-0.16108540095975241,-1.7527960836622438E-3,-0.16283819704341465,null,-0.29665669521236243,"ResSpHtBBZ2",0.23800000548362732,0.4699999988079071,-2.0138790848191661,0,0,-2.0138790607452393,0,9999,0]
["Tier2_indor3_HZ2_zonl","Coolkwh",13,0,0,0,0,0,"ResCACPNW",0,0,0,0,0,0,0,0,0,0,0,0,"(na)","(na)","(na)","(na)",0,0,0,0,0,0,0,0,0,0,0,0,0,0,0,0,0,0,0,9999,0,0,0,0,0,0,9999,0,0,0,0,0,0,9999,9999,9999,9999,9999,9999,9999,0,0,0,0,0,0,0,0,-40.930118560791016,0,0,null,0,0,-40.930118560791016,0,0,9999,0,0,0,0,0,0,null,0,null,0,0,0,0,0,0,0,9999,9999]
["Tier2_indor4_HZ2_gfnc","DHWkwh",13,1390.1148754231856,0,1723.656785814981,0,0,"ResDHW",0.28600001335144043,0.31700000166893005,1515.8838555167604,0.19180284440517426,0.6050562858581543,0,0,0,342.761474609375,774.9068603515625,0,727.00494384765625,"(na)","(na)","(na)","(na)",0,0,0,0,0,0,0,0,342.761474609375,774.9068603515625,0,727.00494384765625,1844.6732788085937,838.14971041233537,0,151.47271728515625,676.5775146484375,1666.199951171875,342.761474609375,4.861106237930616,838.14971041233537,144.44642639160156,165.91737365722656,676.5775146484375,1825.091064453125,774.9068603515625,2.3552392145316499,838.14971041233537,144.44642639160156,165.91737365722656,676.5775146484375,1825.091064453125,1117.6683349609375,8.3083810806274414,1.6329450947300821,21.784271240234375,49.249355316162109,0,46.204936981201172,117.23857116699219,838.14971041233537,0,144.44642639160156,0,0,0,676.5775146484375,0,-87.302291870117188,165.91737365722656,1844.67333984375,null,0,0,1737.7886962890625,1844.67333984375,0.94467600685550668,60.061836242675781,8.7984745452983706,0,8.7984745452983706,0.56091913627081458,0,0.56091913627081458,null,0,null,0,0,0,0,0,0,0,9999,9999]
["Tier2_indor4_HZ2_gfnc","Heatkwh",13,-23.265650003782032,-32.039764942991937,0,0,0,"ResSpHtFAFZ2",0.1940000057220459,0.37400001287460327,-25.368405134896694,-5.5828881449997425E-3,-1.4927508309483528E-2,-32.360162592421851,-0.17080098390579224,-0.45668709278106689,0,0,0,0,"(na)","(na)","(na)","(na)",0,0,0,0,0,0,0,0,0,0,0,0,0,-14.501594037191502,0,-2.5824158191680908,-11.322564125061035,-28.406574249267578,0,0,-14.501594037191502,-3.5636765956878662,-2.9387834072113037,-11.322564125061035,-32.326618194580078,0,0,-14.501594037191502,-3.5636765956878662,-2.9387834072113037,-11.322564125061035,-32.326618194580078,0,9999,0,9999,9999,9999,9999,9999,-14.501594037191502,-217.75398776688399,-3.5636765956878662,0,0,0,-11.322564125061035,0,-87.302291870117188,-2.9387834072113037,0,null,0,0,-337.38290405273437,0,0,9999,-0.14794052929556351,-2.839604267485015,-2.9875447967805786,-9.4565805980807265E-3,-0.18930695116566779,-0.1987635317637485,null,-32.039764942991937,"ResSpHtFAFZ2",0.1940000057220459,0.37400001287460327,-217.75398776688399,0,0,-217.75398254394531,0,9999,0]
["Tier2_indor4_HZ2_gfnc","Coolkwh",13,0,0,0,0,0,"ResCACPNW",0,0,0,0,0,0,0,0,0,0,0,0,"(na)","(na)","(na)","(na)",0,0,0,0,0,0,0,0,0,0,0,0,0,0,0,0,0,0,0,9999,0,0,0,0,0,0,9999,0,0,0,0,0,0,9999,9999,9999,9999,9999,9999,9999,0,0,0,0,0,0,0,0,-87.302291870117188,0,0,null,0,0,-87.302291870117188,0,0,9999,0,0,0,0,0,0,null,0,null,0,0,0,0,0,0,0,9999,9999]
["Tier2_indor4_HZ2_gfac","DHWkwh",13,1379.8762644703472,0,1723.656785814981,0,0,"ResDHW",0.28600001335144043,0.31700000166893005,1504.7189184883728,0.19039013981819153,0.60059982538223267,0,0,0,342.761474609375,774.9068603515625,0,727.00494384765625,"(na)","(na)","(na)","(na)",0,0,0,0,0,0,0,0,342.761474609375,774.9068603515625,0,727.00494384765625,1844.6732788085937,831.97648763998541,0,150.35707092285156,671.59423828125,1653.9278564453125,342.761474609375,4.8253024898115253,831.97648763998541,143.38253784179687,164.69532775878906,671.59423828125,1811.6485595703125,774.9068603515625,2.3378920541494574,831.97648763998541,143.38253784179687,164.69532775878906,671.59423828125,1811.6485595703125,1117.6683349609375,8.8354530334472656,1.6209178831080855,21.94590950012207,49.614784240722656,0,46.547775268554688,118.10847473144531,831.97648763998541,0,143.38253784179687,0,0,0,671.59423828125,0,-88.749214172363281,164.69532775878906,1844.67333984375,null,0,0,1722.8994140625,1844.67333984375,0.93701637428334406,61.065559387207031,8.7336711542690164,0,8.7336711542690164,0.55678779941958423,0,0.55678779941958423,null,0,null,0,0,0,0,0,0,0,9999,9999]
["Tier2_indor4_HZ2_gfac","Heatkwh",13,-24.745628493718272,-32.52875260852511,0,0,0,"ResSpHtFAFZ2",0.1940000057220459,0.37400001287460327,-26.982144442310492,-5.938027985394001E-3,-1.5877079218626022E-2,-32.854040134610365,-0.17340771853923798,-0.46365699172019958,0,0,0,0,"(na)","(na)","(na)","(na)",0,0,0,0,0,0,0,0,0,0,0,0,0,-15.424071906554364,0,-2.7466890811920166,-12.042818069458008,-30.213579177856445,0,0,-15.424071906554364,-3.7903702259063721,-3.1257259845733643,-12.042818069458008,-34.382987976074219,0,0,-15.424071906554364,-3.7903702259063721,-3.1257259845733643,-12.042818069458008,-34.382987976074219,0,9999,0,9999,9999,9999,9999,9999,-15.424071906554364,-221.07732719612548,-3.7903702259063721,0,0,0,-12.042818069458008,0,-88.749214172363281,-3.1257259845733643,0,null,0,0,-344.20953369140625,0,0,9999,-0.15735134743783052,-2.8829420218120667,-3.0402933692498975,-1.0058134213442118E-2,-0.19219613478747063,-0.20225426900091276,null,-32.52875260852511,"ResSpHtFAFZ2",0.1940000057220459,0.37400001287460327,-221.07732719612548,0,0,-221.07733154296875,0,9999,0]
["Tier2_indor4_HZ2_gfac","Coolkwh",13,42.815968736990577,0,0,0,0,"ResCACPNW",0.17000000178813934,0,46.729997152117392,0,3.1379260122776031E-2,0,0,0,0,0,0,0,"(na)","(na)","(na)","(na)",0,0,0,0,0,0,0,0,0,0,0,0,0,24.552809705497232,0,4.5409598350524902,20.856786727905273,49.950557708740234,0,9999,24.552809705497232,7.4912400245666504,5.2900838851928711,20.856786727905273,58.190921783447266,0,9999,24.552809705497232,7.4912400245666504,5.2900838851928711,20.856786727905273,58.190921783447266,0,-69.35101318359375,9999,0,0,0,0,0,24.552809705497232,0,7.4912400245666504,0,0,0,20.856786727905273,0,-88.749214172363281,5.2900838851928711,0,null,0,0,-30.558294296264648,0,0.65567814752868903,113.62144470214844,0.27290125053715841,0,0.27290125053715841,1.7440805292868421E-2,0,1.7440805292868421E-2,null,0,null,0,0,0,0,0,0,0,9999,9999]
["Tier2_indor4_HZ2_efaf","DHWkwh",13,1390.1148754231856,0,1723.656785814981,0,0,"ResDHW",0.28600001335144043,0.31700000166893005,1515.8838555167604,0.19180284440517426,0.6050562858581543,0,0,0,342.761474609375,774.9068603515625,0,727.00494384765625,"(na)","(na)","(na)","(na)",0,0,0,0,0,0,0,0,342.761474609375,774.9068603515625,0,727.00494384765625,1844.6732788085937,838.14971041233537,0,151.47271728515625,676.5775146484375,1666.199951171875,342.761474609375,4.861106237930616,838.14971041233537,144.44642639160156,165.91737365722656,676.5775146484375,1825.091064453125,774.9068603515625,2.3552392145316499,838.14971041233537,144.44642639160156,165.91737365722656,676.5775146484375,1825.091064453125,1117.6683349609375,8.3083810806274414,1.6329450947300821,21.784271240234375,49.249355316162109,0,46.204936981201172,117.23857116699219,838.14971041233537,0,144.44642639160156,0,0,0,676.5775146484375,0,-61.609512329101563,165.91737365722656,1844.67333984375,null,0,0,1763.4815673828125,1844.67333984375,0.95740830015298883,58.428928375244141,8.7984745452983706,0,8.7984745452983706,0.56091913627081458,0,0.56091913627081458,null,0,null,0,0,0,0,0,0,0,9999,9999]
["Tier2_indor4_HZ2_efaf","Heatkwh",13,-595.16408695322571,-0.44653858103265986,0,0,0,"ResSpHtFAFZ2",0.1940000057220459,0.37400001287460327,-648.95516252999357,-0.1428171843290329,-0.38186410069465637,-0.4510039668429866,-2.380455145612359E-3,-6.3648531213402748E-3,0,0,0,0,"(na)","(na)","(na)","(na)",0,0,0,0,0,0,0,0,0,0,0,0,0,-370.96870163130586,0,-66.061386108398438,-289.64517211914062,-726.67523193359375,0,0,-370.96870163130586,-91.163253784179688,-75.177711486816406,-289.64517211914062,-826.954833984375,0,0,-370.96870163130586,-91.163253784179688,-75.177711486816406,-289.64517211914062,-826.954833984375,0,9999,0,9999,9999,9999,9999,9999,-370.96870163130586,-3.0348398898880178,-91.163253784179688,0,0,0,-289.64517211914062,0,-61.609512329101563,-75.177711486816406,0,null,0,0,-891.59918212890625,0,0,9999,-3.784501616213523,-3.9575598090472022E-2,-3.8240772143039949,-0.24191102146045304,-2.6383732060314712E-3,-0.24454939466648451,null,-0.44653858103265986,"ResSpHtFAFZ2",0.1940000057220459,0.37400001287460327,-3.0348398898880178,0,0,-3.0348398685455322,0,9999,0]
["Tier2_indor4_HZ2_efaf","Coolkwh",13,0,0,0,0,0,"ResCACPNW",0,0,0,0,0,0,0,0,0,0,0,0,"(na)","(na)","(na)","(na)",0,0,0,0,0,0,0,0,0,0,0,0,0,0,0,0,0,0,0,9999,0,0,0,0,0,0,9999,0,0,0,0,0,0,9999,9999,9999,9999,9999,9999,9999,0,0,0,0,0,0,0,0,-61.609512329101563,0,0,null,0,0,-61.609512329101563,0,0,9999,0,0,0,0,0,0,null,0,null,0,0,0,0,0,0,0,9999,9999]
["Tier2_indor4_HZ2_hp85","DHWkwh",13,1379.9092987628708,0,1723.656785814981,0,0,"ResDHW",0.28600001335144043,0.31700000166893005,1504.7549415189874,0.19039471447467804,0.60061424970626831,0,0,0,342.761474609375,774.9068603515625,0,727.00494384765625,"(na)","(na)","(na)","(na)",0,0,0,0,0,0,0,0,342.761474609375,774.9068603515625,0,727.00494384765625,1844.6732788085937,831.99640519011132,0,150.36068725585937,671.6104736328125,1653.967529296875,342.761474609375,4.8254185157877272,831.99640519011132,143.38597106933594,164.69929504394531,671.6104736328125,1811.692138671875,774.9068603515625,2.3379482588581939,831.99640519011132,143.38597106933594,164.69929504394531,671.6104736328125,1811.692138671875,1117.6683349609375,8.8337278366088867,1.620956851210716,21.945383071899414,49.613594055175781,0,46.546661376953125,118.10565185546875,831.99640519011132,0,143.38597106933594,0,0,0,671.6104736328125,0,-41.010047912597656,164.69929504394531,1844.67333984375,null,0,0,1770.68212890625,1844.67333984375,0.96076157678401142,58.006072998046875,8.7338802387029819,0,8.7338802387029819,0.55680112894159484,0,0.55680112894159484,null,0,null,0,0,0,0,0,0,0,9999,9999]
["Tier2_indor4_HZ2_hp85","Heatkwh",13,-396.16691309893929,-0.29723535929880857,0,0,0,"ResSpHtHPZ2",0.15800000727176666,0.35499998927116394,-432.05642520763956,-0.1108173131942749,-0.31216144561767578,-0.30020771289179665,-1.8467276822775602E-3,-5.2020498551428318E-3,0,0,0,0,"(na)","(na)","(na)","(na)",0,0,0,0,0,0,0,0,0,0,0,0,0,-240.11191479898972,0,-43.294971466064453,-192.83778381347656,-476.24465942382812,0,0,-240.11191479898972,-74.522987365722656,-50.747268676757813,-192.83778381347656,-558.219970703125,0,0,-240.11191479898972,-74.522987365722656,-50.747268676757813,-192.83778381347656,-558.219970703125,0,9999,0,9999,9999,9999,9999,9999,-240.11191479898972,-2.0077346987878233,-74.522987365722656,0,0,0,-192.83778381347656,0,-41.010047912597656,-50.747268676757813,0,null,0,0,-601.23773193359375,0,0,9999,-2.5322037691809971,-2.6343226806255247E-2,-2.5585469959872524,-0.16200877445495113,-1.7562151204170103E-3,-0.16376498957536814,null,-0.29723535929880857,"ResSpHtHPZ2",0.15800000727176666,0.35499998927116394,-2.0077346987878233,0,0,-2.0077347755432129,0,9999,0]
["Tier2_indor4_HZ2_hp85","Coolkwh",13,43.096445471050195,0,0,0,0,"ResCACPNW",0.17000000178813934,0,47.036113710272431,0,3.1584817916154861E-2,0,0,0,0,0,0,0,"(na)","(na)","(na)","(na)",0,0,0,0,0,0,0,0,0,0,0,0,0,24.713649039075936,0,4.5707063674926758,20.993413925170898,50.27777099609375,0,9999,24.713649039075936,7.5403127670288086,5.324737548828125,20.993413925170898,58.572113037109375,0,9999,24.713649039075936,7.5403127670288086,5.324737548828125,20.993413925170898,58.572113037109375,0,-69.35101318359375,9999,0,0,0,0,0,24.713649039075936,0,7.5403127670288086,0,0,0,20.993413925170898,0,-41.010047912597656,5.324737548828125,0,null,0,0,17.562065124511719,0,1.428238108985757,14.648318290710449,0.2746889585752888,0,0.2746889585752888,1.7555055659080204E-2,0,1.7555055659080204E-2,null,0,null,0,0,0,0,0,0,0,9999,9999]
["Tier2_indor4_HZ2_zonl","DHWkwh",13,1390.065160710072,0,1723.656785814981,0,0,"ResDHW",0.28600001335144043,0.31700000166893005,1515.8296429244617,0.19179598987102509,0.60503464937210083,0,0,0,342.761474609375,774.9068603515625,0,727.00494384765625,"(na)","(na)","(na)","(na)",0,0,0,0,0,0,0,0,342.761474609375,774.9068603515625,0,727.00494384765625,1844.6732788085937,838.11973564324501,0,151.46730041503906,676.55328369140625,1666.1402587890625,342.761474609375,4.8609322901545218,838.11973564324501,144.44126892089844,165.91143798828125,676.55328369140625,1825.0257568359375,774.9068603515625,2.3551549478034648,838.11973564324501,144.44126892089844,165.91143798828125,676.55328369140625,1825.0257568359375,1117.6683349609375,8.3109235763549805,1.6328866705413243,21.785049438476562,49.251117706298828,0,46.206592559814453,117.24276733398437,838.11973564324501,0,144.44126892089844,0,0,0,676.55328369140625,0,-54.735065460205078,165.91143798828125,1844.67333984375,null,0,0,1770.2906494140625,1844.67333984375,0.96083902816665645,57.996341705322266,8.7981598852327849,0,8.7981598852327849,0.56089907610569223,0,0.56089907610569223,null,0,null,0,0,0,0,0,0,0,9999,9999]
["Tier2_indor4_HZ2_zonl","Heatkwh",13,-528.75498127576179,-0.39671328332582223,0,0,0,"ResSpHtBBZ2",0.23800000548362732,0.4699999988079071,-576.60644578960716,-0.12998591363430023,-0.27656576037406921,-0.40068041615908051,-2.1663508377969265E-3,-4.6092569828033447E-3,0,0,0,0,"(na)","(na)","(na)","(na)",0,0,0,0,0,0,0,0,0,0,0,0,0,-325.10986413948399,0,-58.24639892578125,-257.3541259765625,-640.71038818359375,0,0,-325.10986413948399,-66.025161743164063,-64.848915100097656,-257.3541259765625,-713.33807373046875,0,0,-325.10986413948399,-66.025161743164063,-64.848915100097656,-257.3541259765625,-713.33807373046875,0,9999,0,9999,9999,9999,9999,9999,-325.10986413948399,-2.6931217021341674,-66.025161743164063,0,0,0,-257.3541259765625,0,-54.735065460205078,-64.848915100097656,0,null,0,0,-770.7662353515625,0,0,9999,-3.3709246197509684,-3.5159706517959431E-2,-3.4060843262689278,-0.21541640334411993,-2.343980434530621E-3,-0.21776038377865056,null,-0.39671328332582223,"ResSpHtBBZ2",0.23800000548362732,0.4699999988079071,-2.6931217021341674,0,0,-2.6931216716766357,0,9999,0]
["Tier2_indor4_HZ2_zonl","Coolkwh",13,0,0,0,0,0,"ResCACPNW",0,0,0,0,0,0,0,0,0,0,0,0,"(na)","(na)","(na)","(na)",0,0,0,0,0,0,0,0,0,0,0,0,0,0,0,0,0,0,0,9999,0,0,0,0,0,0,9999,0,0,0,0,0,0,9999,9999,9999,9999,9999,9999,9999,0,0,0,0,0,0,0,0,-54.735065460205078,0,0,null,0,0,-54.735065460205078,0,0,9999,0,0,0,0,0,0,null,0,null,0,0,0,0,0,0,0,9999,9999]
["Tier2_indor1_HZ3_gfnc","DHWkwh",13,1451.1547075367866,0,1723.656785814981,0,0,"ResDHW",0.28600001335144043,0.31700000166893005,1582.4461934072128,0.20022487640380859,0.63162422180175781,0,0,0,342.761474609375,774.9068603515625,0,727.00494384765625,"(na)","(na)","(na)","(na)",0,0,0,0,0,0,0,0,342.761474609375,774.9068603515625,0,727.00494384765625,1844.6732788085937,874.95279662782275,0,158.12387084960937,706.28594970703125,1739.3626708984375,342.761474609375,5.0745569325336586,874.95279662782275,150.7890625,173.20278930664062,706.28594970703125,1905.2305908203125,774.9068603515625,2.4586575440526142,874.95279662782275,150.7890625,173.20278930664062,706.28594970703125,1905.2305908203125,1117.6683349609375,5.3204994201660156,1.7046475582652008,20.867959976196289,47.177783966064453,0,44.261425018310547,112.30717468261719,874.95279662782275,0,150.7890625,0,0,0,706.28594970703125,0,-19.949708938598633,173.20278930664062,1844.67333984375,null,0,0,1885.2808837890625,1844.67333984375,1.021777886627361,50.796501159667969,9.184814853279974,0,9.184814853279974,0.58554905032511451,0,0.58554905032511451,null,0,null,0,0,0,0,0,0,0,9999,9999]
["Tier2_indor1_HZ3_gfnc","Heatkwh",13,-5.4117803077630535,-7.3177636185911235,0,0,0,"ResSpHtFAFZ3",0.1940000057220459,0.37400001287460327,-5.9003858698400453,-1.2985126813873649E-3,-3.4719589166343212E-3,-7.3909412547770348,-3.9010312408208847E-2,-0.10430563986301422,0,0,0,0,"(na)","(na)","(na)","(na)",0,0,0,0,0,0,0,0,0,0,0,0,0,-3.4016435035762882,0,-0.60351359844207764,-2.6334924697875977,-6.6386494636535645,0,0,-3.4016435035762882,-0.82886844873428345,-0.68640047311782837,-2.6334924697875977,-7.5504050254821777,0,0,-3.4016435035762882,-0.82886844873428345,-0.68640047311782837,-2.6334924697875977,-7.5504050254821777,0,9999,0,9999,9999,9999,9999,9999,-3.4016435035762882,-49.84425692238721,-0.82886844873428345,0,0,0,-2.6334924697875977,0,-19.949708938598633,-0.68640047311782837,0,null,0,0,-77.344367980957031,0,0,9999,-3.4244157214302351E-2,-0.64855509510668419,-0.68279925232098648,-2.1837170314908537E-3,-4.3237006340445659E-2,-4.5420723371936512E-2,null,-7.3177636185911235,"ResSpHtFAFZ3",0.1940000057220459,0.37400001287460327,-49.84425692238721,0,0,-49.844257354736328,0,9999,0]
["Tier2_indor1_HZ3_gfnc","Coolkwh",13,0,0,0,0,0,"ResCACPNW",0,0,0,0,0,0,0,0,0,0,0,0,"(na)","(na)","(na)","(na)",0,0,0,0,0,0,0,0,0,0,0,0,0,0,0,0,0,0,0,9999,0,0,0,0,0,0,9999,0,0,0,0,0,0,9999,9999,9999,9999,9999,9999,9999,0,0,0,0,0,0,0,0,-19.949708938598633,0,0,null,0,0,-19.949708938598633,0,0,9999,0,0,0,0,0,0,null,0,null,0,0,0,0,0,0,0,9999,9999]
["Tier2_indor1_HZ3_gfac","DHWkwh",13,1442.1904958750677,0,1723.656785814981,0,0,"ResDHW",0.28600001335144043,0.31700000166893005,1572.6709554210006,0.19898803532123566,0.62772250175476074,0,0,0,342.761474609375,774.9068603515625,0,727.00494384765625,"(na)","(na)","(na)","(na)",0,0,0,0,0,0,0,0,342.761474609375,774.9068603515625,0,727.00494384765625,1844.6732788085937,869.54795452363578,0,157.14710998535156,701.923095703125,1728.6181640625,342.761474609375,5.0432101862734608,869.54795452363578,149.85758972167969,172.13287353515625,701.923095703125,1893.4615478515625,774.9068603515625,2.4434698030993873,869.54795452363578,149.85758972167969,172.13287353515625,701.923095703125,1893.4615478515625,1117.6683349609375,5.7434453964233398,1.6941175250793636,20.997669219970703,47.471027374267578,0,44.536537170410156,113.00524139404297,869.54795452363578,0,149.85758972167969,0,0,0,701.923095703125,0,-20.234111785888672,172.13287353515625,1844.67333984375,null,0,0,1873.2274169921875,1844.67333984375,1.0153112487319444,51.519535064697266,9.1280775364447138,0,9.1280775364447138,0.5819319407239314,0,0.5819319407239314,null,0,null,0,0,0,0,0,0,0,9999,9999]
["Tier2_indor1_HZ3_gfac","Heatkwh",13,-5.6363025135040319,-7.4166406422858664,0,0,0,"ResSpHtFAFZ3",0.1940000057220459,0.37400001287460327,-6.1451791864347802,-1.3523849193006754E-3,-3.6160023882985115E-3,-7.4908070487087279,-3.9537414908409119E-2,-0.10571500658988953,0,0,0,0,"(na)","(na)","(na)","(na)",0,0,0,0,0,0,0,0,0,0,0,0,0,-3.5427697982767237,0,-0.62855195999145508,-2.7427496910095215,-6.9140715599060059,0,0,-3.5427697982767237,-0.86325621604919434,-0.71487760543823242,-2.7427496910095215,-7.8636531829833984,0,0,-3.5427697982767237,-0.86325621604919434,-0.71487760543823242,-2.7427496910095215,-7.8636531829833984,0,9999,0,9999,9999,9999,9999,9999,-3.5427697982767237,-50.517748446524571,-0.86325621604919434,0,0,0,-2.7427496910095215,0,-20.234111785888672,-0.71487760543823242,0,null,0,0,-78.615516662597656,0,0,9999,-3.5664867826014808E-2,-0.65731831852418743,-0.69298318635020228,-2.2743143833310882E-3,-4.3821221234946056E-2,-4.6095535618277145E-2,null,-7.4166406422858664,"ResSpHtFAFZ3",0.1940000057220459,0.37400001287460327,-50.517748446524571,0,0,-50.517749786376953,0,9999,0]
["Tier2_indor1_HZ3_gfac","Coolkwh",13,13.009105390256209,0,0,0,0,"ResCACPNW",0.17000000178813934,0,14.198334774872514,0,9.534202516078949E-3,0,0,0,0,0,0,0,"(na)","(na)","(na)","(na)",0,0,0,0,0,0,0,0,0,0,0,0,0,7.4600691869845912,0,1.3797148466110229,6.3370785713195801,15.176862716674805,0,9999,7.4600691869845912,2.2761211395263672,1.607326865196228,6.3370785713195801,17.680595397949219,0,9999,7.4600691869845912,2.2761211395263672,1.607326865196228,6.3370785713195801,17.680595397949219,0,-69.35101318359375,9999,0,0,0,0,0,7.4600691869845912,0,2.2761211395263672,0,0,0,6.3370785713195801,0,-20.234111785888672,1.607326865196228,0,null,0,0,-2.5535159111022949,0,0.8738014275159468,67.946823120117187,8.29176878182704E-2,0,8.29176878182704E-2,5.2991741361639241E-3,0,5.2991741361639241E-3,null,0,null,0,0,0,0,0,0,0,9999,9999]
["Tier2_indor1_HZ3_efaf","DHWkwh",13,1451.1547075367866,0,1723.656785814981,0,0,"ResDHW",0.28600001335144043,0.31700000166893005,1582.4461934072128,0.20022487640380859,0.63162422180175781,0,0,0,342.761474609375,774.9068603515625,0,727.00494384765625,"(na)","(na)","(na)","(na)",0,0,0,0,0,0,0,0,342.761474609375,774.9068603515625,0,727.00494384765625,1844.6732788085937,874.95279662782275,0,158.12387084960937,706.28594970703125,1739.3626708984375,342.761474609375,5.0745569325336586,874.95279662782275,150.7890625,173.20278930664062,706.28594970703125,1905.2305908203125,774.9068603515625,2.4586575440526142,874.95279662782275,150.7890625,173.20278930664062,706.28594970703125,1905.2305908203125,1117.6683349609375,5.3204994201660156,1.7046475582652008,20.867959976196289,47.177783966064453,0,44.261425018310547,112.30717468261719,874.95279662782275,0,150.7890625,0,0,0,706.28594970703125,0,-14.053023338317871,173.20278930664062,1844.67333984375,null,0,0,1891.1776123046875,1844.67333984375,1.0250194089246216,50.4375,9.184814853279974,0,9.184814853279974,0.58554905032511451,0,0.58554905032511451,null,0,null,0,0,0,0,0,0,0,9999,9999]
["Tier2_indor1_HZ3_efaf","Heatkwh",13,-135.75499742767246,-0.10185400169182147,0,0,0,"ResSpHtFAFZ3",0.1940000057220459,0.37400001287460327,-148.01171204850783,-3.2573308795690536E-2,-8.7094403803348541E-2,-0.10287254170873972,-5.4297409951686859E-4,-1.4518023235723376E-3,0,0,0,0,"(na)","(na)","(na)","(na)",0,0,0,0,0,0,0,0,0,0,0,0,0,-85.330534281931463,0,-15.139192581176758,-66.061393737792969,-166.5311279296875,0,0,-85.330534281931463,-20.792236328125,-17.218416213989258,-66.061393737792969,-189.402587890625,0,0,-85.330534281931463,-20.792236328125,-17.218416213989258,-66.061393737792969,-189.402587890625,0,9999,0,9999,9999,9999,9999,9999,-85.330534281931463,-0.69376892907588228,-20.792236328125,0,0,0,-66.061393737792969,0,-14.053023338317871,-17.218416213989258,0,null,0,0,-204.14936828613281,0,0,9999,-0.85901777421966252,-9.0270655349418642E-3,-0.86804483975460434,-5.4778738813095362E-2,-6.0180436899612765E-4,-5.5380543182091492E-2,null,-0.10185400169182147,"ResSpHtFAFZ3",0.1940000057220459,0.37400001287460327,-0.69376892907588228,0,0,-0.69376891851425171,0,9999,0]
["Tier2_indor1_HZ3_efaf","Coolkwh",13,0,0,0,0,0,"ResCACPNW",0,0,0,0,0,0,0,0,0,0,0,0,"(na)","(na)","(na)","(na)",0,0,0,0,0,0,0,0,0,0,0,0,0,0,0,0,0,0,0,9999,0,0,0,0,0,0,9999,0,0,0,0,0,0,9999,9999,9999,9999,9999,9999,9999,0,0,0,0,0,0,0,0,-14.053023338317871,0,0,null,0,0,-14.053023338317871,0,0,9999,0,0,0,0,0,0,null,0,null,0,0,0,0,0,0,0,9999,9999]
["Tier2_indor1_HZ3_hp85","DHWkwh",13,1442.2116571612553,0,1723.656785814981,0,0,"ResDHW",0.28600001335144043,0.31700000166893005,1572.6940312492366,0.19899095594882965,0.62773174047470093,0,0,0,342.761474609375,774.9068603515625,0,727.00494384765625,"(na)","(na)","(na)","(na)",0,0,0,0,0,0,0,0,342.761474609375,774.9068603515625,0,727.00494384765625,1844.6732788085937,869.56071341586983,0,157.1494140625,701.933349609375,1728.6434326171875,342.761474609375,5.0432840477704728,869.56071341586983,149.85978698730469,172.13539123535156,701.933349609375,1893.4892578125,774.9068603515625,2.4435055851600751,869.56071341586983,149.85978698730469,172.13539123535156,701.933349609375,1893.4892578125,1117.6683349609375,5.7424440383911133,1.6941423336593666,20.99736213684082,47.470329284667969,0,44.535884857177734,113.00357818603516,869.56071341586983,0,149.85978698730469,0,0,0,701.933349609375,0,-10.41806697845459,172.13539123535156,1844.67333984375,null,0,0,1883.0711669921875,1844.67333984375,1.020698621256336,50.916538238525391,9.1282114728849013,0,9.1282114728849013,0.58194047942140226,0,0.58194047942140226,null,0,null,0,0,0,0,0,0,0,9999,9999]
["Tier2_indor1_HZ3_hp85","Heatkwh",13,-100.63963568267647,-7.5507714760548073E-2,0,0,0,"ResSpHtHPZ3",0.15800000727176666,0.35499998927116394,-109.74451557767837,-2.814815565943718E-2,-7.9290583729743958E-2,-7.6262791908153507E-2,-4.6913055120967329E-4,-1.3214945793151855E-3,0,0,0,0,"(na)","(na)","(na)","(na)",0,0,0,0,0,0,0,0,0,0,0,0,0,-61.775038835679375,0,-11.075680732727051,-48.981765747070312,-121.83248901367187,0,0,-61.775038835679375,-18.929216384887695,-12.968602180480957,-48.981765747070312,-142.65461730957031,0,0,-61.775038835679375,-18.929216384887695,-12.968602180480957,-48.981765747070312,-142.65461730957031,0,9999,0,9999,9999,9999,9999,9999,-61.775038835679375,-0.51135667139740915,-18.929216384887695,0,0,0,-48.981765747070312,0,-10.41806697845459,-12.968602180480957,0,null,0,0,-153.58404541015625,0,0,9999,-0.64183908315689064,-6.6920599899404284E-3,-0.64853114314683102,-4.1036786385377666E-2,-4.4613733266269794E-4,-4.1482923718040361E-2,null,-7.5507714760548073E-2,"ResSpHtHPZ3",0.15800000727176666,0.35499998927116394,-0.51135667139740915,0,0,-0.5113566517829895,0,9999,0]
["Tier2_indor1_HZ3_hp85","Coolkwh",13,13.092770638736756,0,0,0,0,"ResCACPNW",0.17000000178813934,0,14.289648295004302,0,9.5955198630690575E-3,0,0,0,0,0,0,0,"(na)","(na)","(na)","(na)",0,0,0,0,0,0,0,0,0,0,0,0,0,7.508047008939867,0,1.3885880708694458,6.377833366394043,15.274468421936035,0,9999,7.508047008939867,2.2907595634460449,1.6176639795303345,6.377833366394043,17.794303894042969,0,9999,7.508047008939867,2.2907595634460449,1.6176639795303345,6.377833366394043,17.794303894042969,0,-69.35101318359375,9999,0,0,0,0,0,7.508047008939867,0,2.2907595634460449,0,0,0,6.377833366394043,0,-10.41806697845459,1.6176639795303345,0,null,0,0,7.3762369155883789,0,1.7080235666664805,0.88867717981338501,8.3450954998959312E-2,0,8.3450954998959312E-2,5.3332546288299238E-3,0,5.3332546288299238E-3,null,0,null,0,0,0,0,0,0,0,9999,9999]
["Tier2_indor1_HZ3_zonl","DHWkwh",13,1451.0303762415533,0,1723.656785814981,0,0,"ResDHW",0.28600001335144043,0.31700000166893005,1582.3106133868043,0.20020772516727448,0.63157010078430176,0,0,0,342.761474609375,774.9068603515625,0,727.00494384765625,"(na)","(na)","(na)","(na)",0,0,0,0,0,0,0,0,342.761474609375,774.9068603515625,0,727.00494384765625,1844.6732788085937,874.87783286695935,0,158.11033630371094,706.2254638671875,1739.213623046875,342.761474609375,5.0741222741556262,874.87783286695935,150.77613830566406,173.18794250488281,706.2254638671875,1905.0673828125,774.9068603515625,2.4584469115170768,874.87783286695935,150.77613830566406,173.18794250488281,706.2254638671875,1905.0673828125,1117.6683349609375,5.326329231262207,1.7045015215638866,20.869749069213867,47.18182373046875,0,44.265216827392578,112.31679534912109,874.87783286695935,0,150.77613830566406,0,0,0,706.2254638671875,0,-12.443136215209961,173.18794250488281,1844.67333984375,null,0,0,1892.624267578125,1844.67333984375,1.0258200829640431,50.349174499511719,9.1840279213827642,0,9.1840279213827642,0.58549888195128663,0,0.58549888195128663,null,0,null,0,0,0,0,0,0,0,9999,9999]
["Tier2_indor1_HZ3_zonl","Heatkwh",13,-120.19958190977815,-9.0183114074437687E-2,0,0,0,"ResSpHtBBZ3",0.23800000548362732,0.4699999988079071,-131.07886421582327,-2.9549455270171165E-2,-6.2871180474758148E-2,-9.1084945215182095E-2,-4.924671957269311E-4,-1.0478025069460273E-3,0,0,0,0,"(na)","(na)","(na)","(na)",0,0,0,0,0,0,0,0,0,0,0,0,0,-74.149844412868433,0,-13.265368461608887,-58.503833770751953,-145.91905212402344,0,0,-74.149844412868433,-15.009376525878906,-14.766305923461914,-58.503833770751953,-162.42936706542969,0,0,-74.149844412868433,-15.009376525878906,-14.766305923461914,-58.503833770751953,-162.42936706542969,0,9999,0,9999,9999,9999,9999,9999,-74.149844412868433,-0.61359826301879627,-15.009376525878906,0,0,0,-58.503833770751953,0,-12.443136215209961,-14.766305923461914,0,null,0,0,-175.48609924316406,0,0,9999,-0.76666139534390942,-7.9927039426322191E-3,-0.77465409928654161,-4.9017998339739688E-2,-5.328469295088152E-4,-4.9550845269248502E-2,null,-9.0183114074437687E-2,"ResSpHtBBZ3",0.23800000548362732,0.4699999988079071,-0.61359826301879627,0,0,-0.6135982871055603,0,9999,0]
["Tier2_indor1_HZ3_zonl","Coolkwh",13,0,0,0,0,0,"ResCACPNW",0,0,0,0,0,0,0,0,0,0,0,0,"(na)","(na)","(na)","(na)",0,0,0,0,0,0,0,0,0,0,0,0,0,0,0,0,0,0,0,9999,0,0,0,0,0,0,9999,0,0,0,0,0,0,9999,9999,9999,9999,9999,9999,9999,0,0,0,0,0,0,0,0,-12.443136215209961,0,0,null,0,0,-12.443136215209961,0,0,9999,0,0,0,0,0,0,null,0,null,0,0,0,0,0,0,0,9999,9999]
["Tier2_indor2_HZ3_gfnc","DHWkwh",13,1450.0418890160797,0,1723.656785814981,0,0,"ResDHW",0.28600001335144043,0.31700000166893005,1581.2326939623224,0.20007133483886719,0.63113987445831299,0,0,0,342.761474609375,774.9068603515625,0,727.00494384765625,"(na)","(na)","(na)","(na)",0,0,0,0,0,0,0,0,342.761474609375,774.9068603515625,0,727.00494384765625,1844.6732788085937,874.28183875422576,0,158.00262451171875,705.74444580078125,1738.0289306640625,342.761474609375,5.0706658647896603,874.28183875422576,150.67341613769531,173.06997680664062,705.74444580078125,1903.7696533203125,774.9068603515625,2.4567722585855463,874.28183875422576,150.67341613769531,173.06997680664062,705.74444580078125,1903.7696533203125,1117.6683349609375,5.3727140426635742,1.7033404436262207,20.883975982666016,47.2139892578125,0,44.295391082763672,112.39336395263672,874.28183875422576,0,150.67341613769531,0,0,0,705.74444580078125,0,-52.09967041015625,173.06997680664062,1844.67333984375,null,0,0,1851.6700439453125,1844.67333984375,1.0036887214271886,52.84246826171875,9.1777714746347367,0,9.1777714746347367,0.58510002182071008,0,0.58510002182071008,null,0,null,0,0,0,0,0,0,0,9999,9999]
["Tier2_indor2_HZ3_gfnc","Heatkwh",13,-14.122007358272722,-19.111485688175385,0,0,0,"ResSpHtFAFZ3",0.1940000057220459,0.37400001287460327,-15.397020561053012,-3.3884607255458832E-3,-9.0600550174713135E-3,-19.302600545057146,-0.10188153386116028,-0.27241051197052002,0,0,0,0,"(na)","(na)","(na)","(na)",0,0,0,0,0,0,0,0,0,0,0,0,0,-8.8765677569755788,0,-1.5748649835586548,-6.8720817565917969,-17.323514938354492,0,0,-8.8765677569755788,-2.1629269123077393,-1.7911577224731445,-6.8720817565917969,-19.702733993530273,0,0,-8.8765677569755788,-2.1629269123077393,-1.7911577224731445,-6.8720817565917969,-19.702733993530273,0,9999,0,9999,9999,9999,9999,9999,-8.8765677569755788,-130.17608281166949,-2.1629269123077393,0,0,0,-6.8720817565917969,0,-52.09967041015625,-1.7911577224731445,0,null,0,0,-201.97848510742187,0,0,9999,-8.9359917191117175E-2,-1.6938031978287624,-1.7831631150198797,-5.6983961346070049E-3,-0.11292021318858432,-0.11861860932319132,null,-19.111485688175385,"ResSpHtFAFZ3",0.1940000057220459,0.37400001287460327,-130.17608281166949,0,0,-130.17608642578125,0,9999,0]
["Tier2_indor2_HZ3_gfnc","Coolkwh",13,0,0,0,0,0,"ResCACPNW",0,0,0,0,0,0,0,0,0,0,0,0,"(na)","(na)","(na)","(na)",0,0,0,0,0,0,0,0,0,0,0,0,0,0,0,0,0,0,0,9999,0,0,0,0,0,0,9999,0,0,0,0,0,0,9999,9999,9999,9999,9999,9999,9999,0,0,0,0,0,0,0,0,-52.09967041015625,0,0,null,0,0,-52.09967041015625,0,0,9999,0,0,0,0,0,0,null,0,null,0,0,0,0,0,0,0,9999,9999]
["Tier2_indor2_HZ3_gfac","DHWkwh",13,1441.8583173911265,0,1723.656785814981,0,0,"ResDHW",0.28600001335144043,0.31700000166893005,1572.3087234861732,0.19894221425056458,0.62757796049118042,0,0,0,342.761474609375,774.9068603515625,0,727.00494384765625,"(na)","(na)","(na)","(na)",0,0,0,0,0,0,0,0,342.761474609375,774.9068603515625,0,727.00494384765625,1844.6732788085937,869.34767229873273,0,157.11091613769531,701.76141357421875,1728.219970703125,342.761474609375,5.0420485673898945,869.34767229873273,149.82307434082031,172.09321594238281,701.76141357421875,1893.025390625,774.9068603515625,2.442906977617052,869.34767229873273,149.82307434082031,172.09321594238281,701.76141357421875,1893.025390625,1117.6683349609375,5.7592206001281738,1.6937273043727377,21.002506256103516,47.481960296630859,0,44.546798706054687,113.03127288818359,869.34767229873273,0,149.82307434082031,0,0,0,701.76141357421875,0,-53.033843994140625,172.09321594238281,1844.67333984375,null,0,0,1839.9915771484375,1844.67333984375,0.99753291354872375,53.555641174316406,9.1259750742762051,0,9.1259750742762051,0.58179790484560645,0,0.58179790484560645,null,0,null,0,0,0,0,0,0,0,9999,9999]
["Tier2_indor2_HZ3_gfac","Heatkwh",13,-14.761057837891732,-19.439175476088117,0,0,0,"ResSpHtFAFZ3",0.1940000057220459,0.37400001287460327,-16.093768064762575,-3.5417957697063684E-3,-9.4700418412685394E-3,-19.633567230849,-0.10362841188907623,-0.27708131074905396,0,0,0,0,"(na)","(na)","(na)","(na)",0,0,0,0,0,0,0,0,0,0,0,0,0,-9.2782510827630116,0,-1.6461309194564819,-7.1830582618713379,-18.107440948486328,0,0,-9.2782510827630116,-2.2608036994934082,-1.8722113370895386,-7.1830582618713379,-20.594324111938477,0,0,-9.2782510827630116,-2.2608036994934082,-1.8722113370895386,-7.1830582618713379,-20.594324111938477,0,9999,0,9999,9999,9999,9999,9999,-9.2782510827630116,-132.40811090534393,-2.2608036994934082,0,0,0,-7.1830582618713379,0,-53.033843994140625,-1.8722113370895386,0,null,0,0,-206.03628540039062,0,0,9999,-9.3403641039359359E-2,-1.72284552450699,-1.8162491655463493,-5.9562605224729734E-3,-0.11485636830046667,-0.12081262882293964,null,-19.439175476088117,"ResSpHtFAFZ3",0.1940000057220459,0.37400001287460327,-132.40811090534393,0,0,-132.40811157226562,0,9999,0]
["Tier2_indor2_HZ3_gfac","Coolkwh",13,32.694375620221805,0,0,0,0,"ResCACPNW",0.17000000178813934,0,35.683137032545545,0,2.3961279541254044E-2,0,0,0,0,0,0,0,"(na)","(na)","(na)","(na)",0,0,0,0,0,0,0,0,0,0,0,0,0,18.748583921443121,0,3.4674875736236572,15.926292419433594,38.142364501953125,0,9999,18.748583921443121,5.720329761505127,4.0395207405090332,15.926292419433594,44.434726715087891,0,9999,18.748583921443121,5.720329761505127,4.0395207405090332,15.926292419433594,44.434726715087891,0,-69.35101318359375,9999,0,0,0,0,0,18.748583921443121,0,5.720329761505127,0,0,0,15.926292419433594,0,-53.033843994140625,4.0395207405090332,0,null,0,0,-8.5991172790527344,0,0.83785604618439857,73.837120056152344,0.20838804435555619,0,0.20838804435555619,1.331784042694234E-2,0,1.331784042694234E-2,null,0,null,0,0,0,0,0,0,0,9999,9999]
["Tier2_indor2_HZ3_efaf","DHWkwh",13,1450.0418890160797,0,1723.656785814981,0,0,"ResDHW",0.28600001335144043,0.31700000166893005,1581.2326939623224,0.20007133483886719,0.63113987445831299,0,0,0,342.761474609375,774.9068603515625,0,727.00494384765625,"(na)","(na)","(na)","(na)",0,0,0,0,0,0,0,0,342.761474609375,774.9068603515625,0,727.00494384765625,1844.6732788085937,874.28183875422576,0,158.00262451171875,705.74444580078125,1738.0289306640625,342.761474609375,5.0706658647896603,874.28183875422576,150.67341613769531,173.06997680664062,705.74444580078125,1903.7696533203125,774.9068603515625,2.4567722585855463,874.28183875422576,150.67341613769531,173.06997680664062,705.74444580078125,1903.7696533203125,1117.6683349609375,5.3727140426635742,1.7033404436262207,20.883975982666016,47.2139892578125,0,44.295391082763672,112.39336395263672,874.28183875422576,0,150.67341613769531,0,0,0,705.74444580078125,0,-36.700405120849609,173.06997680664062,1844.67333984375,null,0,0,1867.0692138671875,1844.67333984375,1.0119040316123709,51.904212951660156,9.1777714746347367,0,9.1777714746347367,0.58510002182071008,0,0.58510002182071008,null,0,null,0,0,0,0,0,0,0,9999,9999]
["Tier2_indor2_HZ3_efaf","Heatkwh",13,-354.53646147365117,-0.26600094310332018,0,0,0,"ResSpHtFAFZ3",0.1940000057220459,0.37400001287460327,-386.54598092635865,-8.5068143904209137E-2,-0.22745491564273834,-0.26866095253435329,-1.4180260477587581E-3,-3.7915133871138096E-3,0,0,0,0,"(na)","(na)","(na)","(na)",0,0,0,0,0,0,0,0,0,0,0,0,0,-222.84841260514278,0,-39.537372589111328,-172.52529907226562,-434.91107177734375,0,0,-222.84841260514278,-54.300815582275391,-44.967453002929688,-172.52529907226562,-494.6419677734375,0,0,-222.84841260514278,-54.300815582275391,-44.967453002929688,-172.52529907226562,-494.6419677734375,0,9999,0,9999,9999,9999,9999,9999,-222.84841260514278,-1.8118403436748152,-54.300815582275391,0,0,0,-172.52529907226562,0,-36.700405120849609,-44.967453002929688,0,null,0,0,-533.15423583984375,0,0,9999,-2.2434026576227586,-2.3574998584889394E-2,-2.266977656207648,-0.14305963383139056,-1.5716665723259674E-3,-0.14463130040371652,null,-0.26600094310332018,"ResSpHtFAFZ3",0.1940000057220459,0.37400001287460327,-1.8118403436748152,0,0,-1.811840295791626,0,9999,0]
["Tier2_indor2_HZ3_efaf","Coolkwh",13,0,0,0,0,0,"ResCACPNW",0,0,0,0,0,0,0,0,0,0,0,0,"(na)","(na)","(na)","(na)",0,0,0,0,0,0,0,0,0,0,0,0,0,0,0,0,0,0,0,9999,0,0,0,0,0,0,9999,0,0,0,0,0,0,9999,9999,9999,9999,9999,9999,9999,0,0,0,0,0,0,0,0,-36.700405120849609,0,0,null,0,0,-36.700405120849609,0,0,9999,0,0,0,0,0,0,null,0,null,0,0,0,0,0,0,0,9999,9999]
["Tier2_indor2_HZ3_hp85","DHWkwh",13,1441.8850188978379,0,1723.656785814981,0,0,"ResDHW",0.28600001335144043,0.31700000166893005,1572.3378407797566,0.19894589483737946,0.62758958339691162,0,0,0,342.761474609375,774.9068603515625,0,727.00494384765625,"(na)","(na)","(na)","(na)",0,0,0,0,0,0,0,0,342.761474609375,774.9068603515625,0,727.00494384765625,1844.6732788085937,869.36377158701146,0,157.11381530761719,701.7744140625,1728.251953125,342.761474609375,5.0421419236999006,869.36377158701146,149.82583618164062,172.09640502929687,701.7744140625,1893.0604248046875,774.9068603515625,2.4429522097682792,869.36377158701146,149.82583618164062,172.09640502929687,701.7744140625,1893.0604248046875,1117.6683349609375,5.7579526901245117,1.6937586649322147,21.002117156982422,47.481082916259766,0,44.545974731445313,113.02918243408203,869.36377158701146,0,149.82583618164062,0,0,0,701.7744140625,0,-27.583948135375977,172.09640502929687,1844.67333984375,null,0,0,1865.4764404296875,1844.67333984375,1.0111112607305042,51.994091033935547,9.1261440765157165,0,9.1261440765157165,0.58180867905308131,0,0.58180867905308131,null,0,null,0,0,0,0,0,0,0,9999,9999]
["Tier2_indor2_HZ3_hp85","Heatkwh",13,-266.46911056841969,-0.19992593829272576,0,0,0,"ResSpHtHPZ3",0.15800000727176666,0.35499998927116394,-290.57660291967704,-7.452942430973053E-2,-0.2099420428276062,-0.20192519767565295,-1.2421427527442575E-3,-3.4989938139915466E-3,0,0,0,0,"(na)","(na)","(na)","(na)",0,0,0,0,0,0,0,0,0,0,0,0,0,-163.5651753129965,0,-29.325691223144531,-129.69172668457031,-322.58258056640625,0,0,-163.5651753129965,-50.11993408203125,-34.337684631347656,-129.69172668457031,-377.71450805664062,0,0,-163.5651753129965,-50.11993408203125,-34.337684631347656,-129.69172668457031,-377.71450805664062,0,9999,0,9999,9999,9999,9999,9999,-163.5651753129965,-1.3539472444051259,-50.11993408203125,0,0,0,-129.69172668457031,0,-27.583948135375977,-34.337684631347656,0,null,0,0,-406.65240478515625,0,0,9999,-1.699432718100613,-1.7718936096038512E-2,-1.7171516541966516,-0.10865536122543928,-1.1812624064025691E-3,-0.10983662363184185,null,-0.19992593829272576,"ResSpHtHPZ3",0.15800000727176666,0.35499998927116394,-1.3539472444051259,0,0,-1.3539472818374634,0,9999,0]
["Tier2_indor2_HZ3_hp85","Coolkwh",13,32.905802572236439,0,0,0,0,"ResCACPNW",0.17000000178813934,0,35.913891612132794,0,2.4116231128573418E-2,0,0,0,0,0,0,0,"(na)","(na)","(na)","(na)",0,0,0,0,0,0,0,0,0,0,0,0,0,18.869826669711109,0,3.4899110794067383,16.02928352355957,38.389022827148437,0,9999,18.869826669711109,5.7573208808898926,4.065643310546875,16.02928352355957,44.722072601318359,0,9999,18.869826669711109,5.7573208808898926,4.065643310546875,16.02928352355957,44.722072601318359,0,-69.35101318359375,9999,0,0,0,0,0,18.869826669711109,0,5.7573208808898926,0,0,0,16.02928352355957,0,-27.583948135375977,4.065643310546875,0,null,0,0,17.138126373291016,0,1.6213079492906999,4.645444393157959,0.20973564155594857,0,0.20973564155594857,1.3403963815307163E-2,0,1.3403963815307163E-2,null,0,null,0,0,0,0,0,0,0,9999,9999]
["Tier2_indor2_HZ3_zonl","DHWkwh",13,1449.9493423890888,0,1723.656785814981,0,0,"ResDHW",0.28600001335144043,0.31700000166893005,1581.1317742899853,0.20005856454372406,0.63109958171844482,0,0,0,342.761474609375,774.9068603515625,0,727.00494384765625,"(na)","(na)","(na)","(na)",0,0,0,0,0,0,0,0,342.761474609375,774.9068603515625,0,727.00494384765625,1844.6732788085937,874.22603910055307,0,157.99253845214844,705.69927978515625,1737.9178466796875,342.761474609375,5.0703418735097339,874.22603910055307,150.66378784179687,173.05891418457031,705.69927978515625,1903.6480712890625,774.9068603515625,2.45661526347621,874.22603910055307,150.66378784179687,173.05891418457031,705.69927978515625,1903.6480712890625,1117.6683349609375,5.3770699501037598,1.7032315950676091,20.885309219360352,47.217002868652344,0,44.2982177734375,112.40053558349609,874.22603910055307,0,150.66378784179687,0,0,0,705.69927978515625,0,-32.49871826171875,173.05891418457031,1844.67333984375,null,0,0,1871.1492919921875,1844.67333984375,1.0141041747837054,51.655521392822266,9.1771857179061378,0,9.1771857179061378,0.58506267873849804,0,0.58506267873849804,null,0,null,0,0,0,0,0,0,0,9999,9999]
["Tier2_indor2_HZ3_zonl","Heatkwh",13,-313.94178916183381,-0.23554364944435421,0,0,0,"ResSpHtBBZ3",0.23800000548362732,0.4699999988079071,-342.35670789691022,-7.717837393283844E-2,-0.16420930624008179,-0.2378990859387978,-1.2862441362813115E-3,-2.736689755693078E-3,0,0,0,0,"(na)","(na)","(na)","(na)",0,0,0,0,0,0,0,0,0,0,0,0,0,-193.66735267449238,0,-34.646987915039063,-152.80250549316406,-381.11685180664062,0,0,-193.66735267449238,-39.202049255371094,-38.567192077636719,-152.80250549316406,-424.23910522460937,0,0,-193.66735267449238,-39.202049255371094,-38.567192077636719,-152.80250549316406,-424.23910522460937,0,9999,0,9999,9999,9999,9999,9999,-193.66735267449238,-1.6026190229455688,-39.202049255371094,0,0,0,-152.80250549316406,0,-32.49871826171875,-38.567192077636719,0,null,0,0,-458.34042358398437,0,0,9999,-2.002395069196119,-2.0875644791129459E-2,-2.0232707139872486,-0.1280270518033958,-1.3917096527419671E-3,-0.12941876145613776,null,-0.23554364944435421,"ResSpHtBBZ3",0.23800000548362732,0.4699999988079071,-1.6026190229455688,0,0,-1.6026190519332886,0,9999,0]
["Tier2_indor2_HZ3_zonl","Coolkwh",13,0,0,0,0,0,"ResCACPNW",0,0,0,0,0,0,0,0,0,0,0,0,"(na)","(na)","(na)","(na)",0,0,0,0,0,0,0,0,0,0,0,0,0,0,0,0,0,0,0,9999,0,0,0,0,0,0,9999,0,0,0,0,0,0,9999,9999,9999,9999,9999,9999,9999,0,0,0,0,0,0,0,0,-32.49871826171875,0,0,null,0,0,-32.49871826171875,0,0,9999,0,0,0,0,0,0,null,0,null,0,0,0,0,0,0,0,9999,9999]
["Tier2_indor3_HZ3_gfnc","DHWkwh",13,1449.7744681170298,0,1723.656785814981,0,0,"ResDHW",0.28600001335144043,0.31700000166893005,1580.9410784773975,0.20003443956375122,0.63102346658706665,0,0,0,342.761474609375,774.9068603515625,0,727.00494384765625,"(na)","(na)","(na)","(na)",0,0,0,0,0,0,0,0,342.761474609375,774.9068603515625,0,727.00494384765625,1844.6732788085937,874.12060118094291,0,157.97348022460937,705.6141357421875,1737.708251953125,342.761474609375,5.0697302522930947,874.12060118094291,150.64561462402344,173.03804016113281,705.6141357421875,1903.4183349609375,774.9068603515625,2.4563189321162251,874.12060118094291,150.64561462402344,173.03804016113281,705.6141357421875,1903.4183349609375,1117.6683349609375,5.3852863311767578,1.7030261412700853,20.887826919555664,47.222698211669922,0,44.303562164306641,112.41409301757813,874.12060118094291,0,150.64561462402344,0,0,0,705.6141357421875,0,-60.18853759765625,173.03804016113281,1844.67333984375,null,0,0,1843.2298583984375,1844.67333984375,0.99924220976323042,53.356731414794922,9.1760788836016101,0,9.1760788836016101,0.58499211599050327,0,0.58499211599050327,null,0,null,0,0,0,0,0,0,0,9999,9999]
["Tier2_indor3_HZ3_gfnc","Heatkwh",13,-16.31158044567248,-22.078856694006383,0,0,0,"ResSpHtFAFZ3",0.1940000057220459,0.37400001287460327,-17.784280459120772,-3.91383096575737E-3,-1.0464788414537907E-2,-22.299645260946459,-0.11770031601190567,-0.3147067129611969,0,0,0,0,"(na)","(na)","(na)","(na)",0,0,0,0,0,0,0,0,0,0,0,0,0,-10.252851834449073,0,-1.8190429210662842,-7.9375767707824707,-20.009471893310547,0,0,-10.252851834449073,-2.4982814788818359,-2.068871021270752,-7.9375767707824707,-22.75758171081543,0,0,-10.252851834449073,-2.4982814788818359,-2.068871021270752,-7.9375767707824707,-22.75758171081543,0,9999,0,9999,9999,9999,9999,9999,-10.252851834449073,-150.38805063513425,-2.4982814788818359,0,0,0,-7.9375767707824707,0,-60.18853759765625,-2.068871021270752,0,null,0,0,-233.33416748046875,0,0,9999,-0.10321489296120982,-1.9567938716480491,-2.0600087646092589,-6.5819146388208672E-3,-0.13045292477653678,-0.13703483941535766,null,-22.078856694006383,"ResSpHtFAFZ3",0.1940000057220459,0.37400001287460327,-150.38805063513425,0,0,-150.38804626464844,0,9999,0]
["Tier2_indor3_HZ3_gfnc","Coolkwh",13,0,0,0,0,0,"ResCACPNW",0,0,0,0,0,0,0,0,0,0,0,0,"(na)","(na)","(na)","(na)",0,0,0,0,0,0,0,0,0,0,0,0,0,0,0,0,0,0,0,9999,0,0,0,0,0,0,9999,0,0,0,0,0,0,9999,9999,9999,9999,9999,9999,9999,0,0,0,0,0,0,0,0,-60.18853759765625,0,0,null,0,0,-60.18853759765625,0,0,9999,0,0,0,0,0,0,null,0,null,0,0,0,0,0,0,0,9999,9999]
["Tier2_indor3_HZ3_gfac","DHWkwh",13,1441.6982822996654,0,1723.656785814981,0,0,"ResDHW",0.28600001335144043,0.31700000166893005,1572.1342094112929,0.19892013072967529,0.62750828266143799,0,0,0,342.761474609375,774.9068603515625,0,727.00494384765625,"(na)","(na)","(na)","(na)",0,0,0,0,0,0,0,0,342.761474609375,774.9068603515625,0,727.00494384765625,1844.6732788085937,869.25118144899386,0,157.09346008300781,701.6834716796875,1728.028076171875,342.761474609375,5.0414887355150428,869.25118144899386,149.80644226074219,172.07411193847656,701.6834716796875,1892.815185546875,774.9068603515625,2.4426357594371551,869.25118144899386,149.80644226074219,172.07411193847656,701.6834716796875,1892.815185546875,1117.6683349609375,5.7668261528015137,1.6935392621587102,21.004838943481445,47.487232208251953,0,44.551742553710938,113.0438232421875,869.25118144899386,0,149.80644226074219,0,0,0,701.6834716796875,0,-61.334461212158203,172.07411193847656,1844.67333984375,null,0,0,1831.480712890625,1844.67333984375,0.99307841567033495,54.077224731445313,9.1249621618159082,0,9.1249621618159082,0.58173332979007542,0,0.58173332979007542,null,0,null,0,0,0,0,0,0,0,9999,9999]
["Tier2_indor3_HZ3_gfac","Heatkwh",13,-17.06849422414173,-22.482030516794271,0,0,0,"ResSpHtFAFZ3",0.1940000057220459,0.37400001287460327,-18.609532614453236,-4.0954463183879852E-3,-1.0950391180813313E-2,-22.70685082196221,-0.11984959244728088,-0.32045343518257141,0,0,0,0,"(na)","(na)","(na)","(na)",0,0,0,0,0,0,0,0,0,0,0,0,0,-10.728619639288413,0,-1.9034527540206909,-8.305908203125,-20.937980651855469,0,0,-10.728619639288413,-2.6142113208770752,-2.1648738384246826,-8.305908203125,-23.813613891601563,0,0,-10.728619639288413,-2.6142113208770752,-2.1648738384246826,-8.305908203125,-23.813613891601563,0,9999,0,9999,9999,9999,9999,9999,-10.728619639288413,-153.13423111524196,-2.6142113208770752,0,0,0,-8.305908203125,0,-61.334461212158203,-2.1648738384246826,0,null,0,0,-238.28230285644531,0,0,9999,-0.10800442116700038,-1.9925261596271786,-2.100530580794179,-6.8873382546026079E-3,-0.13283507730847893,-0.13972241556308154,null,-22.482030516794271,"ResSpHtFAFZ3",0.1940000057220459,0.37400001287460327,-153.13423111524196,0,0,-153.13423156738281,0,9999,0]
["Tier2_indor3_HZ3_gfac","Coolkwh",13,37.402027346824589,0,0,0,0,"ResCACPNW",0.17000000178813934,0,40.821139471043466,0,2.7411455288529396E-2,0,0,0,0,0,0,0,"(na)","(na)","(na)","(na)",0,0,0,0,0,0,0,0,0,0,0,0,0,21.448185972095185,0,3.9667699337005615,18.219512939453125,43.634468078613281,0,9999,21.448185972095185,6.5439968109130859,4.6211695671081543,18.219512939453125,50.832866668701172,0,9999,21.448185972095185,6.5439968109130859,4.6211695671081543,18.219512939453125,50.832866668701172,0,-69.35101318359375,9999,0,0,0,0,0,21.448185972095185,0,6.5439968109130859,0,0,0,18.219512939453125,0,-61.334461212158203,4.6211695671081543,0,null,0,0,-10.501595497131348,0,0.82878147594281082,75.404930114746094,0.2383937660799694,0,0.2383937660799694,1.5235471618581844E-2,0,1.5235471618581844E-2,null,0,null,0,0,0,0,0,0,0,9999,9999]
["Tier2_indor3_HZ3_efaf","DHWkwh",13,1449.7744681170298,0,1723.656785814981,0,0,"ResDHW",0.28600001335144043,0.31700000166893005,1580.9410784773975,0.20003443956375122,0.63102346658706665,0,0,0,342.761474609375,774.9068603515625,0,727.00494384765625,"(na)","(na)","(na)","(na)",0,0,0,0,0,0,0,0,342.761474609375,774.9068603515625,0,727.00494384765625,1844.6732788085937,874.12060118094291,0,157.97348022460937,705.6141357421875,1737.708251953125,342.761474609375,5.0697302522930947,874.12060118094291,150.64561462402344,173.03804016113281,705.6141357421875,1903.4183349609375,774.9068603515625,2.4563189321162251,874.12060118094291,150.64561462402344,173.03804016113281,705.6141357421875,1903.4183349609375,1117.6683349609375,5.3852863311767578,1.7030261412700853,20.887826919555664,47.222698211669922,0,44.303562164306641,112.41409301757813,874.12060118094291,0,150.64561462402344,0,0,0,705.6141357421875,0,-42.398834228515625,173.03804016113281,1844.67333984375,null,0,0,1861.01953125,1844.67333984375,1.0086622111547257,52.272628784179687,9.1760788836016101,0,9.1760788836016101,0.58499211599050327,0,0.58499211599050327,null,0,null,0,0,0,0,0,0,0,9999,9999]
["Tier2_indor3_HZ3_efaf","Heatkwh",13,-409.58167415893757,-0.30730016075430133,0,0,0,"ResSpHtFAFZ3",0.1940000057220459,0.37400001287460327,-446.56098091900481,-9.8275795578956604E-2,-0.26276949048042297,-0.31037316236184437,-1.6381882596760988E-3,-4.3801823630928993E-3,0,0,0,0,"(na)","(na)","(na)","(na)",0,0,0,0,0,0,0,0,0,0,0,0,0,-257.44778277271649,0,-45.675930023193359,-199.3115234375,-502.43524169921875,0,0,-257.44778277271649,-62.731540679931641,-51.949085235595703,-199.3115234375,-571.43994140625,0,0,-257.44778277271649,-62.731540679931641,-51.949085235595703,-199.3115234375,-571.43994140625,0,9999,0,9999,9999,9999,9999,9999,-257.44778277271649,-2.0931460707495901,-62.731540679931641,0,0,0,-199.3115234375,0,-42.398834228515625,-51.949085235595703,0,null,0,0,-615.931884765625,0,0,9999,-2.5917126055313409,-2.7235244997251898E-2,-2.6189478505285928,-0.16527102483528394,-1.8156829998167889E-3,-0.16708670783510074,null,-0.30730016075430133,"ResSpHtFAFZ3",0.1940000057220459,0.37400001287460327,-2.0931460707495901,0,0,-2.0931460857391357,0,9999,0]
["Tier2_indor3_HZ3_efaf","Coolkwh",13,0,0,0,0,0,"ResCACPNW",0,0,0,0,0,0,0,0,0,0,0,0,"(na)","(na)","(na)","(na)",0,0,0,0,0,0,0,0,0,0,0,0,0,0,0,0,0,0,0,9999,0,0,0,0,0,0,9999,0,0,0,0,0,0,9999,9999,9999,9999,9999,9999,9999,0,0,0,0,0,0,0,0,-42.398834228515625,0,0,null,0,0,-42.398834228515625,0,0,9999,0,0,0,0,0,0,null,0,null,0,0,0,0,0,0,0,9999,9999]
["Tier2_indor3_HZ3_hp85","DHWkwh",13,1441.7510532112656,0,1723.656785814981,0,0,"ResDHW",0.28600001335144043,0.31700000166893005,1572.1917547079802,0.19892740249633789,0.62753123044967651,0,0,0,342.761474609375,774.9068603515625,0,727.00494384765625,"(na)","(na)","(na)","(na)",0,0,0,0,0,0,0,0,342.761474609375,774.9068603515625,0,727.00494384765625,1844.6732788085937,869.28299890887308,0,157.09921264648437,701.70916748046875,1728.0914306640625,342.761474609375,5.0416733123383537,869.28299890887308,149.81192016601562,172.08041381835937,701.70916748046875,1892.884521484375,774.9068603515625,2.4427251805655024,869.28299890887308,149.81192016601562,172.08041381835937,701.70916748046875,1892.884521484375,1117.6683349609375,5.7643184661865234,1.693601260019479,21.004070281982422,47.485496520996094,0,44.550113677978516,113.03968048095703,869.28299890887308,0,149.81192016601562,0,0,0,701.70916748046875,0,-31.984926223754883,172.08041381835937,1844.67333984375,null,0,0,1860.8995361328125,1844.67333984375,1.0086463447286083,52.274440765380859,9.1252961655235492,0,9.1252961655235492,0.58175462314839999,0,0.58175462314839999,null,0,null,0,0,0,0,0,0,0,9999,9999]
["Tier2_indor3_HZ3_hp85","Heatkwh",13,-308.97742161476208,-0.23181899318772059,0,0,0,"ResSpHtHPZ3",0.15800000727176666,0.35499998927116394,-336.93064595810108,-8.6418680846691132E-2,-0.2434329092502594,-0.23413718311959777,-1.4402947854250669E-3,-4.0571684949100018E-3,0,0,0,0,"(na)","(na)","(na)","(na)",0,0,0,0,0,0,0,0,0,0,0,0,0,-189.65780321167784,0,-34.003852844238281,-150.3807373046875,-374.04238891601562,0,0,-189.65780321167784,-58.115280151367188,-39.815383911132812,-150.3807373046875,-437.96920776367188,0,0,-189.65780321167784,-58.115280151367188,-39.815383911132812,-150.3807373046875,-437.96920776367188,0,9999,0,9999,9999,9999,9999,9999,-189.65780321167784,-1.5699347953927034,-58.115280151367188,0,0,0,-150.3807373046875,0,-31.984926223754883,-39.815383911132812,0,null,0,0,-471.52407836914062,0,0,9999,-1.9705336139202227,-2.054553781874471E-2,-1.9910791517389674,-0.12598853684932729,-1.3697025212496467E-3,-0.12735823937057694,null,-0.23181899318772059,"ResSpHtHPZ3",0.15800000727176666,0.35499998927116394,-1.5699347953927034,0,0,-1.5699348449707031,0,9999,0]
["Tier2_indor3_HZ3_hp85","Coolkwh",13,37.643963832156203,0,0,0,0,"ResCACPNW",0.17000000178813934,0,41.085192617662393,0,2.7588767930865288E-2,0,0,0,0,0,0,0,"(na)","(na)","(na)","(na)",0,0,0,0,0,0,0,0,0,0,0,0,0,21.586924406851914,0,3.992429256439209,18.337368011474609,43.916721343994141,0,9999,21.586924406851914,6.5863285064697266,4.65106201171875,18.337368011474609,51.16168212890625,0,9999,21.586924406851914,6.5863285064697266,4.65106201171875,18.337368011474609,51.16168212890625,0,-69.351020812988281,9999,0,0,0,0,0,21.586924406851914,0,6.5863285064697266,0,0,0,18.337368011474609,0,-31.984926223754883,4.65106201171875,0,null,0,0,19.176755905151367,0,1.5995560714633674,5.6516971588134766,0.23993582553454229,0,0.23993582553454229,1.5334022866127579E-2,0,1.5334022866127579E-2,null,0,null,0,0,0,0,0,0,0,9999,9999]
["Tier2_indor3_HZ3_zonl","DHWkwh",13,1449.6619549193563,0,1723.656785814981,0,0,"ResDHW",0.28600001335144043,0.31700000166893005,1580.8183857827851,0.20001892745494843,0.63097453117370605,0,0,0,342.761474609375,774.9068603515625,0,727.00494384765625,"(na)","(na)","(na)","(na)",0,0,0,0,0,0,0,0,342.761474609375,774.9068603515625,0,727.00494384765625,1844.6732788085937,874.0527629715142,0,157.96122741699219,705.5594482421875,1737.573486328125,342.761474609375,5.0693370385656786,874.0527629715142,150.63394165039063,173.02461242675781,705.5594482421875,1903.270751953125,774.9068603515625,2.4561284235209477,874.0527629715142,150.63394165039063,173.02461242675781,705.5594482421875,1903.270751953125,1117.6683349609375,5.3905673027038574,1.7028940569899653,20.889448165893555,47.226364135742188,0,44.306999206542969,112.42282104492187,874.0527629715142,0,150.63394165039063,0,0,0,705.5594482421875,0,-37.546348571777344,173.02461242675781,1844.67333984375,null,0,0,1865.724365234375,1844.67333984375,1.0111841763237766,51.985816955566406,9.1753667521632298,0,9.1753667521632298,0.58494671628521688,0,0.58494671628521688,null,0,null,0,0,0,0,0,0,0,9999,9999]
["Tier2_indor3_HZ3_zonl","Heatkwh",13,-362.70885211006322,-0.27213250883187329,0,0,0,"ResSpHtBBZ3",0.23800000548362732,0.4699999988079071,-395.53768507529634,-8.9167095720767975E-2,-0.18971723318099976,-0.27485383392019191,-1.4860467053949833E-3,-3.161801490932703E-3,0,0,0,0,"(na)","(na)","(na)","(na)",0,0,0,0,0,0,0,0,0,0,0,0,0,-223.75123543539939,0,-40.028976440429688,-176.53852844238281,-440.3187255859375,0,0,-223.75123543539939,-45.291618347167969,-44.558139801025391,-176.53852844238281,-490.1395263671875,0,0,-223.75123543539939,-45.291618347167969,-44.558139801025391,-176.53852844238281,-490.1395263671875,0,9999,0,9999,9999,9999,9999,9999,-223.75123543539939,-1.8515665204503584,-45.291618347167969,0,0,0,-176.53852844238281,0,-37.546348571777344,-44.558139801025391,0,null,0,0,-529.53741455078125,0,0,9999,-2.3134429441777251,-2.4118423926496806E-2,-2.3375613681042218,-0.14791450708942638,-1.6078949284331233E-3,-0.14952240201785952,null,-0.27213250883187329,"ResSpHtBBZ3",0.23800000548362732,0.4699999988079071,-1.8515665204503584,0,0,-1.8515665531158447,0,9999,0]
["Tier2_indor3_HZ3_zonl","Coolkwh",13,0,0,0,0,0,"ResCACPNW",0,0,0,0,0,0,0,0,0,0,0,0,"(na)","(na)","(na)","(na)",0,0,0,0,0,0,0,0,0,0,0,0,0,0,0,0,0,0,0,9999,0,0,0,0,0,0,9999,0,0,0,0,0,0,9999,9999,9999,9999,9999,9999,9999,0,0,0,0,0,0,0,0,-37.546348571777344,0,0,null,0,0,-37.546348571777344,0,0,9999,0,0,0,0,0,0,null,0,null,0,0,0,0,0,0,0,9999,9999]
["Tier2_indor4_HZ3_gfnc","DHWkwh",13,1449.2534780824544,0,1723.656785814981,0,0,"ResDHW",0.28600001335144043,0.31700000166893005,1580.3729524928037,0.19996257126331329,0.63079673051834106,0,0,0,342.761474609375,774.9068603515625,0,727.00494384765625,"(na)","(na)","(na)","(na)",0,0,0,0,0,0,0,0,342.761474609375,774.9068603515625,0,727.00494384765625,1844.6732788085937,873.80647775537057,0,157.91671752929687,705.36065673828125,1737.0838623046875,342.761474609375,5.0679086790678571,873.80647775537057,150.59150695800781,172.97586059570312,705.36065673828125,1902.7344970703125,774.9068603515625,2.4554363877797174,873.80647775537057,150.59150695800781,172.97586059570312,705.36065673828125,1902.7344970703125,1117.6683349609375,5.4097638130187988,1.7024142516427856,20.895336151123047,47.239673614501953,0,44.319488525390625,112.45450592041016,873.80647775537057,0,150.59150695800781,0,0,0,705.36065673828125,0,-80.504653930664063,172.97586059570312,1844.67333984375,null,0,0,1822.2298583984375,1844.67333984375,0.98834212119625897,54.636959075927734,9.1727813737061172,0,9.1727813737061172,0.58478189359423471,0,0.58478189359423471,null,0,null,0,0,0,0,0,0,0,9999,9999]
["Tier2_indor4_HZ3_gfnc","Heatkwh",13,-21.806302976209981,-29.531681771134281,0,0,0,"ResSpHtFAFZ3",0.1940000057220459,0.37400001287460327,-23.775097035944516,-5.2322447299957275E-3,-1.3989958912134171E-2,-29.826998588845623,-0.15743061900138855,-0.42093747854232788,0,0,0,0,"(na)","(na)","(na)","(na)",0,0,0,0,0,0,0,0,0,0,0,0,0,-13.70662972952459,0,-2.4318060874938965,-10.611430168151855,-26.749866485595703,0,0,-13.70662972952459,-3.3398542404174805,-2.7657914161682129,-10.611430168151855,-30.4237060546875,0,0,-13.70662972952459,-3.3398542404174805,-2.7657914161682129,-10.611430168151855,-30.4237060546875,0,9999,0,9999,9999,9999,9999,9999,-13.70662972952459,-201.1522659478847,-3.3398542404174805,0,0,0,-10.611430168151855,0,-80.504653930664063,-2.7657914161682129,0,null,0,0,-312.08062744140625,0,0,9999,-0.13798388421438043,-2.6173191261712012,-2.7553030103855818,-8.7990998331346701E-3,-0.17448794174474694,-0.18328704157788162,null,-29.531681771134281,"ResSpHtFAFZ3",0.1940000057220459,0.37400001287460327,-201.1522659478847,0,0,-201.15226745605469,0,9999,0]
["Tier2_indor4_HZ3_gfnc","Coolkwh",13,0,0,0,0,0,"ResCACPNW",0,0,0,0,0,0,0,0,0,0,0,0,"(na)","(na)","(na)","(na)",0,0,0,0,0,0,0,0,0,0,0,0,0,0,0,0,0,0,0,9999,0,0,0,0,0,0,9999,0,0,0,0,0,0,9999,9999,9999,9999,9999,9999,9999,0,0,0,0,0,0,0,0,-80.504653930664063,0,0,null,0,0,-80.504653930664063,0,0,9999,0,0,0,0,0,0,null,0,null,0,0,0,0,0,0,0,9999,9999]
["Tier2_indor4_HZ3_gfac","DHWkwh",13,1441.4197232922431,0,1723.656785814981,0,0,"ResDHW",0.28600001335144043,0.31700000166893005,1571.8304481109678,0.19888170063495636,0.62738704681396484,0,0,0,342.761474609375,774.9068603515625,0,727.00494384765625,"(na)","(na)","(na)","(na)",0,0,0,0,0,0,0,0,342.761474609375,774.9068603515625,0,727.00494384765625,1844.6732788085937,869.08322831394617,0,157.0631103515625,701.54791259765625,1727.6942138671875,342.761474609375,5.0405146997109753,869.08322831394617,149.77749633789062,172.04086303710937,701.54791259765625,1892.449462890625,774.9068603515625,2.4421638226664157,869.08322831394617,149.77749633789062,172.04086303710937,701.54791259765625,1892.449462890625,1117.6683349609375,5.7800617218017578,1.6932120568243025,21.00889778137207,47.496410369873047,0,44.560352325439453,113.06566619873047,869.08322831394617,0,149.77749633789062,0,0,0,701.54791259765625,0,-82.2069091796875,172.04086303710937,1844.67333984375,null,0,0,1810.2425537109375,1844.67333984375,0.98213135001291085,55.379131317138672,9.123199074189472,0,9.123199074189472,0.58162092967077128,0,0.58162092967077128,null,0,null,0,0,0,0,0,0,0,9999,9999]
["Tier2_indor4_HZ3_gfac","Heatkwh",13,-22.86589681575585,-30.133266958191641,0,0,0,"ResSpHtFAFZ3",0.1940000057220459,0.37400001287460327,-24.930356888170525,-5.4864860139787197E-3,-1.4669748023152351E-2,-30.434599627773572,-0.16063761711120605,-0.42951232194900513,0,0,0,0,"(na)","(na)","(na)","(na)",0,0,0,0,0,0,0,0,0,0,0,0,0,-14.372650945417313,0,-2.5499703884124756,-11.127053260803223,-28.049674987792969,0,0,-14.372650945417313,-3.502140998840332,-2.9001846313476562,-11.127053260803223,-31.902029037475586,0,0,-14.372650945417313,-3.502140998840332,-2.9001846313476562,-11.127053260803223,-31.902029037475586,0,9999,0,9999,9999,9999,9999,9999,-14.372650945417313,-205.24990672821991,-3.502140998840332,0,0,0,-11.127053260803223,0,-82.2069091796875,-2.9001846313476562,0,null,0,0,-319.35885620117187,0,0,9999,-0.14468868299800189,-2.6706361173371311,-2.8153248003351332,-9.226658415023143E-3,-0.17804240782247538,-0.18726906623749853,null,-30.133266958191641,"ResSpHtFAFZ3",0.1940000057220459,0.37400001287460327,-205.24990672821991,0,0,-205.24990844726562,0,9999,0]
["Tier2_indor4_HZ3_gfac","Coolkwh",13,48.813060330677395,0,0,0,0,"ResCACPNW",0.17000000178813934,0,53.2753138029084,0,3.5774450749158859E-2,0,0,0,0,0,0,0,"(na)","(na)","(na)","(na)",0,0,0,0,0,0,0,0,0,0,0,0,0,27.991840820050001,0,5.1769967079162598,23.778127670288086,56.946964263916016,0,9999,27.991840820050001,8.5405130386352539,6.0310482978820801,23.778127670288086,66.341529846191406,0,9999,27.991840820050001,8.5405130386352539,6.0310482978820801,23.778127670288086,66.341529846191406,0,-69.35101318359375,9999,0,0,0,0,0,27.991840820050001,0,8.5405130386352539,0,0,0,23.778127670288086,0,-82.2069091796875,6.0310482978820801,0,null,0,0,-15.865379333496094,0,0.80700674053863763,79.310745239257813,0.31112562905248253,0,0.31112562905248253,1.9883681394808072E-2,0,1.9883681394808072E-2,null,0,null,0,0,0,0,0,0,0,9999,9999]
["Tier2_indor4_HZ3_efaf","DHWkwh",13,1449.2534780824544,0,1723.656785814981,0,0,"ResDHW",0.28600001335144043,0.31700000166893005,1580.3729524928037,0.19996257126331329,0.63079673051834106,0,0,0,342.761474609375,774.9068603515625,0,727.00494384765625,"(na)","(na)","(na)","(na)",0,0,0,0,0,0,0,0,342.761474609375,774.9068603515625,0,727.00494384765625,1844.6732788085937,873.80647775537057,0,157.91671752929687,705.36065673828125,1737.0838623046875,342.761474609375,5.0679086790678571,873.80647775537057,150.59150695800781,172.97586059570312,705.36065673828125,1902.7344970703125,774.9068603515625,2.4554363877797174,873.80647775537057,150.59150695800781,172.97586059570312,705.36065673828125,1902.7344970703125,1117.6683349609375,5.4097638130187988,1.7024142516427856,20.895336151123047,47.239673614501953,0,44.319488525390625,112.45450592041016,873.80647775537057,0,150.59150695800781,0,0,0,705.36065673828125,0,-56.709285736083984,172.97586059570312,1844.67333984375,null,0,0,1846.0252685546875,1844.67333984375,1.0007109965397503,53.186351776123047,9.1727813737061172,0,9.1727813737061172,0.58478189359423471,0,0.58478189359423471,null,0,null,0,0,0,0,0,0,0,9999,9999]
["Tier2_indor4_HZ3_efaf","Heatkwh",13,-547.82926570109203,-0.41102430122527683,0,0,0,"ResSpHtFAFZ3",0.1940000057220459,0.37400001287460327,-597.29033231278345,-0.13144718110561371,-0.35146301984786987,-0.41513454423752982,-2.1911319345235825E-3,-5.858641117811203E-3,0,0,0,0,"(na)","(na)","(na)","(na)",0,0,0,0,0,0,0,0,0,0,0,0,0,-344.34506886170442,0,-61.093093872070313,-266.58587646484375,-672.0240478515625,0,0,-344.34506886170442,-83.905548095703125,-69.483650207519531,-266.58587646484375,-764.32012939453125,0,0,-344.34506886170442,-83.905548095703125,-69.483650207519531,-266.58587646484375,-764.32012939453125,0,9999,0,9999,9999,9999,9999,9999,-344.34506886170442,-2.79965327379101,-83.905548095703125,0,0,0,-266.58587646484375,0,-56.709285736083984,-69.483650207519531,0,null,0,0,-823.8291015625,0,0,9999,-3.4665027836317308,-3.6428056256843103E-2,-3.5029308398885739,-0.22105555470249527,-2.4285370837895505E-3,-0.22348409178628481,null,-0.41102430122527683,"ResSpHtFAFZ3",0.1940000057220459,0.37400001287460327,-2.79965327379101,0,0,-2.7996532917022705,0,9999,0]
["Tier2_indor4_HZ3_efaf","Coolkwh",13,0,0,0,0,0,"ResCACPNW",0,0,0,0,0,0,0,0,0,0,0,0,"(na)","(na)","(na)","(na)",0,0,0,0,0,0,0,0,0,0,0,0,0,0,0,0,0,0,0,9999,0,0,0,0,0,0,9999,0,0,0,0,0,0,9999,9999,9999,9999,9999,9999,9999,0,0,0,0,0,0,0,0,-56.709285736083984,0,0,null,0,0,-56.709285736083984,0,0,9999,0,0,0,0,0,0,null,0,null,0,0,0,0,0,0,0,9999,9999]
["Tier2_indor4_HZ3_hp85","DHWkwh",13,1441.4194531919459,0,1723.656785814981,0,0,"ResDHW",0.28600001335144043,0.31700000166893005,1571.8301535736693,0.19888165593147278,0.62738692760467529,0,0,0,342.761474609375,774.9068603515625,0,727.00494384765625,"(na)","(na)","(na)","(na)",0,0,0,0,0,0,0,0,342.761474609375,774.9068603515625,0,727.00494384765625,1844.6732788085937,869.08306546087022,0,157.06309509277344,701.54779052734375,1727.6939697265625,342.761474609375,5.0405138239352549,869.08306546087022,149.77748107910156,172.04083251953125,701.54779052734375,1892.44921875,774.9068603515625,2.4421633959057658,869.08306546087022,149.77748107910156,172.04083251953125,701.54779052734375,1892.44921875,1117.6683349609375,5.7800726890563965,1.69321176094068,21.008901596069336,47.496417999267578,0,44.56036376953125,113.06568908691406,869.08306546087022,0,149.77748107910156,0,0,0,701.54779052734375,0,-43.139945983886719,172.04083251953125,1844.67333984375,null,0,0,1849.3092041015625,1844.67333984375,1.0024556897623367,52.984619140625,9.1231973646396991,0,9.1231973646396991,0.58162082068378884,0,0.58162082068378884,null,0,null,0,0,0,0,0,0,0,9999,9999]
["Tier2_indor4_HZ3_hp85","Heatkwh",13,-416.74624008467487,-0.31267557767263615,0,0,0,"ResSpHtHPZ3",0.15800000727176666,0.35499998927116394,-454.44932234372294,-0.11656082421541214,-0.32834035158157349,-0.31580233344936259,-1.9426578655838966E-3,-5.4722758941352367E-3,0,0,0,0,"(na)","(na)","(na)","(na)",0,0,0,0,0,0,0,0,0,0,0,0,0,-255.80890661238431,0,-45.864124298095703,-202.83232116699219,-504.50534057617187,0,0,-255.80890661238431,-78.385406494140625,-53.702663421630859,-202.83232116699219,-590.72930908203125,0,0,-255.80890661238431,-78.385406494140625,-53.702663421630859,-202.83232116699219,-590.72930908203125,0,9999,0,9999,9999,9999,9999,9999,-255.80890661238431,-2.1175153179113524,-78.385406494140625,0,0,0,-202.83232116699219,0,-43.139945983886719,-53.702663421630859,0,null,0,0,-635.98675537109375,0,0,9999,-2.6578397549890189,-2.771165476018151E-2,-2.6855514097492006,-0.1699323165794005,-1.8474436506787707E-3,-0.17177976023007926,null,-0.31267557767263615,"ResSpHtHPZ3",0.15800000727176666,0.35499998927116394,-2.1175153179113524,0,0,-2.1175153255462646,0,9999,0]
["Tier2_indor4_HZ3_hp85","Coolkwh",13,49.12976239909468,0,0,0,0,"ResCACPNW",0.17000000178813934,0,53.620967239973425,0,3.6006558686494827E-2,0,0,0,0,0,0,0,"(na)","(na)","(na)","(na)",0,0,0,0,0,0,0,0,0,0,0,0,0,28.173453565214139,0,5.2105855941772461,23.932401657104492,57.316440582275391,0,9999,28.173453565214139,8.5959253311157227,6.0701780319213867,23.932401657104492,66.771957397460938,0,9999,28.173453565214139,8.5959253311157227,6.0701780319213867,23.932401657104492,66.771957397460938,0,-69.35101318359375,9999,0,0,0,0,0,28.173453565214139,0,8.5959253311157227,0,0,0,23.932401657104492,0,-43.139945983886719,6.0701780319213867,0,null,0,0,23.632013320922852,0,1.5477988454203411,8.159733772277832,0.31314423082813492,0,0.31314423082813492,2.0012687914432659E-2,0,2.0012687914432659E-2,null,0,null,0,0,0,0,0,0,0,9999,9999]
["Tier2_indor4_HZ3_zonl","DHWkwh",13,1449.0956084621405,0,1723.656785814981,0,0,"ResDHW",0.28600001335144043,0.31700000166893005,1580.2007998074823,0.19994078576564789,0.63072800636291504,0,0,0,342.761474609375,774.9068603515625,0,727.00494384765625,"(na)","(na)","(na)","(na)",0,0,0,0,0,0,0,0,342.761474609375,774.9068603515625,0,727.00494384765625,1844.6732788085937,873.71129254522168,0,157.89950561523437,705.2838134765625,1736.8946533203125,342.761474609375,5.0673565738870003,873.71129254522168,150.57510375976562,172.95701599121094,705.2838134765625,1902.5272216796875,774.9068603515625,2.4551689023757195,873.71129254522168,150.57510375976562,172.95701599121094,705.2838134765625,1902.5272216796875,1117.6683349609375,5.4171872138977051,1.7022287974538117,20.897613525390625,47.244819641113281,0,44.324317932128906,112.46675872802734,873.71129254522168,0,150.57510375976562,0,0,0,705.2838134765625,0,-50.226139068603516,172.95701599121094,1844.67333984375,null,0,0,1852.3011474609375,1844.67333984375,1.0040254097619918,52.803714752197266,9.1717821671942374,0,9.1717821671942374,0.58471819231843702,0,0.58471819231843702,null,0,null,0,0,0,0,0,0,0,9999,9999]
["Tier2_indor4_HZ3_zonl","Heatkwh",13,-485.2010817970426,-0.36403574632719815,0,0,0,"ResSpHtBBZ3",0.23800000548362732,0.4699999988079071,-529.11670496477279,-0.11928017437458038,-0.25378760695457458,-0.36767610379047022,-1.9879071041941643E-3,-4.2295893654227257E-3,0,0,0,0,"(na)","(na)","(na)","(na)",0,0,0,0,0,0,0,0,0,0,0,0,0,-299.31538989221241,0,-53.54736328125,-236.15823364257812,-589.02099609375,0,0,-299.31538989221241,-60.587276458740234,-59.606090545654297,-236.15823364257812,-655.6669921875,0,0,-299.31538989221241,-60.587276458740234,-59.606090545654297,-236.15823364257812,-655.6669921875,0,9999,0,9999,9999,9999,9999,9999,-299.31538989221241,-2.4768683574038826,-60.587276458740234,0,0,0,-236.15823364257812,0,-50.226139068603516,-59.606090545654297,0,null,0,0,-708.3699951171875,0,0,9999,-3.0947273899180998,-3.226357810761378E-2,-3.1269909680257135,-0.19786745880546661,-2.1509052071742507E-3,-0.20001836401264086,null,-0.36403574632719815,"ResSpHtBBZ3",0.23800000548362732,0.4699999988079071,-2.4768683574038826,0,0,-2.4768683910369873,0,9999,0]
["Tier2_indor4_HZ3_zonl","Coolkwh",13,0,0,0,0,0,"ResCACPNW",0,0,0,0,0,0,0,0,0,0,0,0,"(na)","(na)","(na)","(na)",0,0,0,0,0,0,0,0,0,0,0,0,0,0,0,0,0,0,0,9999,0,0,0,0,0,0,9999,0,0,0,0,0,0,9999,9999,9999,9999,9999,9999,9999,0,0,0,0,0,0,0,0,-50.226139068603516,0,0,null,0,0,-50.226139068603516,0,0,9999,0,0,0,0,0,0,null,0,null,0,0,0,0,0,0,0,9999,9999]
["Tier2_ducted_HZ1_gfnc","DHWkwh",13,1234.5727196821686,0,1897.9476917164566,0,0,"ResDHW",0.28600001335144043,0.31700000166893005,1346.2692093399094,0.17034171521663666,0.53735554218292236,0,0,0,377.42047119140625,853.2630615234375,0,800.5174560546875,"(na)","(na)","(na)","(na)",0,0,0,0,0,0,0,0,377.42047119140625,853.2630615234375,0,800.5174560546875,2031.2009887695312,744.36781145124576,0,134.52418518066406,600.87408447265625,1479.76611328125,377.42047119140625,3.9207361392808839,744.36781145124576,128.28407287597656,147.35260009765625,600.87408447265625,1620.8785400390625,853.2630615234375,1.8996235064993641,744.36781145124576,128.28407287597656,147.35260009765625,600.87408447265625,1620.8785400390625,1230.68359375,25.345462799072266,1.3170555433710363,27.009124755859375,61.061573028564453,0,57.286968231201172,145.357666015625,744.36781145124576,0,128.28407287597656,0,0,0,600.87408447265625,0,-65.241363525390625,147.35260009765625,2031.2010498046875,null,0,0,1555.63720703125,2031.2010498046875,0.77315673380355943,87.30126953125,7.8139992891857784,0,7.8139992891857784,0.49815700546101938,0,0.49815700546101938,null,0,null,0,0,0,0,0,0,0,9999,9999]
["Tier2_ducted_HZ1_gfnc","Heatkwh",13,-16.279038219751875,-24.482354245446007,0,0,0,"ResSpHtFAFZ1",0.1940000057220459,0.37400001287460327,-17.749697657377109,-3.906220430508256E-3,-1.0444439016282558E-2,-24.727177787900455,-0.13051313161849976,-0.34896558523178101,0,0,0,0,"(na)","(na)","(na)","(na)",0,0,0,0,0,0,0,0,0,0,0,0,0,-10.047321262252106,0,-1.7969462871551514,-7.9221415519714355,-19.766408920288086,0,0,-10.047321262252106,-2.4934239387512207,-2.0462887287139893,-7.9221415519714355,-22.509176254272461,0,0,-10.047321262252106,-2.4934239387512207,-2.0462887287139893,-7.9221415519714355,-22.509176254272461,0,9999,0,9999,9999,9999,9999,9999,-10.047321262252106,-165.73236605466309,-2.4934239387512207,0,0,0,-7.9221415519714355,0,-65.241363525390625,-2.0462887287139893,0,null,0,0,-253.48291015625,0,0,9999,-0.10368719426120937,-2.1698098508882651,-2.2734970451494743,-6.6287016991786367E-3,-0.14465399005921753,-0.15128269175839618,null,-24.482354245446007,"ResSpHtFAFZ1",0.1940000057220459,0.37400001287460327,-165.73236605466309,0,0,-165.73236083984375,0,9999,0]
["Tier2_ducted_HZ1_gfnc","Coolkwh",13,0,0,0,0,0,"ResCACPNW",0,0,0,0,0,0,0,0,0,0,0,0,"(na)","(na)","(na)","(na)",0,0,0,0,0,0,0,0,0,0,0,0,0,0,0,0,0,0,0,9999,0,0,0,0,0,0,9999,0,0,0,0,0,0,9999,9999,9999,9999,9999,9999,9999,0,0,0,0,0,0,0,0,-65.241363525390625,0,0,null,0,0,-65.241363525390625,0,0,9999,0,0,0,0,0,0,null,0,null,0,0,0,0,0,0,0,9999,9999]
["Tier2_ducted_HZ1_gfac","DHWkwh",13,1225.5729181651936,0,1897.9476917164566,0,0,"ResDHW",0.28600001335144043,0.31700000166893005,1336.4551615488699,0.16909995675086975,0.53343832492828369,0,0,0,377.42047119140625,853.2630615234375,0,800.5174560546875,"(na)","(na)","(na)","(na)",0,0,0,0,0,0,0,0,377.42047119140625,853.2630615234375,0,800.5174560546875,2031.2009887695312,738.9415109572509,0,133.54354858398437,596.49395751953125,1468.97900390625,377.42047119140625,3.8921551139598463,738.9415109572509,127.34891510009766,146.2784423828125,596.49395751953125,1609.0628662109375,853.2630615234375,1.8857757923879077,738.9415109572509,127.34891510009766,146.2784423828125,596.49395751953125,1609.0628662109375,1230.68359375,25.992185592651367,1.307454583722395,27.207462310791016,61.509971618652344,0,57.707649230957031,146.42507934570312,738.9415109572509,0,127.34891510009766,0,0,0,596.49395751953125,0,-64.370506286621094,146.2784423828125,2031.2010498046875,null,0,0,1544.6922607421875,2031.2010498046875,0.76783960026683151,88.340171813964844,7.7570367129557045,0,7.7570367129557045,0.4945255351539532,0,0.4945255351539532,null,0,null,0,0,0,0,0,0,0,9999,9999]
["Tier2_ducted_HZ1_gfac","Heatkwh",13,-17.647821133111741,-24.094816303381748,0,0,0,"ResSpHtFAFZ1",0.1940000057220459,0.37400001287460327,-19.242137354535803,-4.23466507345438E-3,-1.1322633363306522E-2,-24.335764466415561,-0.12844720482826233,-0.34344169497489929,0,0,0,0,"(na)","(na)","(na)","(na)",0,0,0,0,0,0,0,0,0,0,0,0,0,-10.892125573364408,0,-1.9480382204055786,-8.5882558822631836,-21.42841911315918,0,0,-10.892125573364408,-2.7030770778656006,-2.2183458805084229,-8.5882558822631836,-24.401803970336914,0,0,-10.892125573364408,-2.7030770778656006,-2.2183458805084229,-8.5882558822631836,-24.401803970336914,0,9999,0,9999,9999,9999,9999,9999,-10.892125573364408,-163.10894269307138,-2.7030770778656006,0,0,0,-8.5882558822631836,0,-64.370506286621094,-2.2183458805084229,0,null,0,0,-251.88125610351562,0,0,9999,-0.11240547711816386,-2.1354633319279688,-2.2478688090461327,-7.1860597876058935E-3,-0.14236422212853103,-0.14955028191613692,null,-24.094816303381748,"ResSpHtFAFZ1",0.1940000057220459,0.37400001287460327,-163.10894269307138,0,0,-163.10894775390625,0,9999,0]
["Tier2_ducted_HZ1_gfac","Coolkwh",13,0.62049271267866857,0,0,0,0,"ResCACPNW",0.17000000178813934,0,0.6772151501347019,0,4.5475095976144075E-4,0,0,0,0,0,0,0,"(na)","(na)","(na)","(na)",0,0,0,0,0,0,0,0,0,0,0,0,0,0.355821436427878,0,6.5807975828647614E-2,0.30225834250450134,0.72388774156570435,0,9999,0.355821436427878,0.10856371372938156,7.6664350926876068E-2,0.30225834250450134,0.84330785274505615,0,9999,0.355821436427878,0.10856371372938156,7.6664350926876068E-2,0.30225834250450134,0.84330785274505615,0,-69.35101318359375,9999,0,0,0,0,0,0.355821436427878,0,0.10856371372938156,0,0,0,0.30225834250450134,0,-64.370506286621094,7.6664350926876068E-2,0,null,0,0,-63.527198791503906,0,1.3100842175043013E-2,9088.1552734375,3.9549084660300549E-3,0,3.9549084660300549E-3,2.5275365492601607E-4,0,2.5275365492601607E-4,null,0,null,0,0,0,0,0,0,0,9999,9999]
["Tier2_ducted_HZ1_efaf","DHWkwh",13,1234.5727196821686,0,1897.9476917164566,0,0,"ResDHW",0.28600001335144043,0.31700000166893005,1346.2692093399094,0.17034171521663666,0.53735554218292236,0,0,0,377.42047119140625,853.2630615234375,0,800.5174560546875,"(na)","(na)","(na)","(na)",0,0,0,0,0,0,0,0,377.42047119140625,853.2630615234375,0,800.5174560546875,2031.2009887695312,744.36781145124576,0,134.52418518066406,600.87408447265625,1479.76611328125,377.42047119140625,3.9207361392808839,744.36781145124576,128.28407287597656,147.35260009765625,600.87408447265625,1620.8785400390625,853.2630615234375,1.8996235064993641,744.36781145124576,128.28407287597656,147.35260009765625,600.87408447265625,1620.8785400390625,1230.68359375,25.345462799072266,1.3170555433710363,27.009124755859375,61.061573028564453,0,57.286968231201172,145.357666015625,744.36781145124576,0,128.28407287597656,0,0,0,600.87408447265625,0,-45.982936859130859,147.35260009765625,2031.2010498046875,null,0,0,1574.8956298828125,2031.2010498046875,0.78032498772573389,85.923088073730469,7.8139992891857784,0,7.8139992891857784,0.49815700546101938,0,0.49815700546101938,null,0,null,0,0,0,0,0,0,0,9999,9999]
["Tier2_ducted_HZ1_efaf","Heatkwh",13,-436.33346143765698,-1.0388624270278439,0,0,0,"ResSpHtFAFZ1",0.1940000057220459,0.37400001287460327,-475.75212452773928,-0.10469995439052582,-0.27994638681411743,-1.0492510512981221,-5.5380780249834061E-3,-1.4807694591581821E-2,0,0,0,0,"(na)","(na)","(na)","(na)",0,0,0,0,0,0,0,0,0,0,0,0,0,-269.30230185315338,0,-48.164257049560547,-212.34027099609375,-529.80682373046875,0,0,-269.30230185315338,-66.832221984863281,-54.847480773925781,-212.34027099609375,-603.322265625,0,0,-269.30230185315338,-66.832221984863281,-54.847480773925781,-212.34027099609375,-603.322265625,0,9999,0,9999,9999,9999,9999,9999,-269.30230185315338,-7.0325396941203326,-66.832221984863281,0,0,0,-212.34027099609375,0,-45.982936859130859,-54.847480773925781,0,null,0,0,-656.3377685546875,0,0,9999,-2.7791686319563067,-9.207177975140983E-2,-2.8712404117077166,-0.17767169768856136,-6.1381186500940139E-3,-0.18380981633865537,null,-1.0388624270278439,"ResSpHtFAFZ1",0.1940000057220459,0.37400001287460327,-7.0325396941203326,0,0,-7.0325398445129395,0,9999,0]
["Tier2_ducted_HZ1_efaf","Coolkwh",13,0,0,0,0,0,"ResCACPNW",0,0,0,0,0,0,0,0,0,0,0,0,"(na)","(na)","(na)","(na)",0,0,0,0,0,0,0,0,0,0,0,0,0,0,0,0,0,0,0,9999,0,0,0,0,0,0,9999,0,0,0,0,0,0,9999,9999,9999,9999,9999,9999,9999,0,0,0,0,0,0,0,0,-45.982936859130859,0,0,null,0,0,-45.982936859130859,0,0,9999,0,0,0,0,0,0,null,0,null,0,0,0,0,0,0,0,9999,9999]
["Tier2_ducted_HZ1_hp85","DHWkwh",13,1225.5860396558901,0,1897.9476917164566,0,0,"ResDHW",0.28600001335144043,0.31700000166893005,1336.4694701907376,0.16910175979137421,0.53344404697418213,0,0,0,377.42047119140625,853.2630615234375,0,800.5174560546875,"(na)","(na)","(na)","(na)",0,0,0,0,0,0,0,0,377.42047119140625,853.2630615234375,0,800.5174560546875,2031.2009887695312,738.94942237077555,0,133.54496765136719,596.50030517578125,1468.9947509765625,377.42047119140625,3.8921966542003847,738.94942237077555,127.35028076171875,146.27999877929687,596.50030517578125,1609.0799560546875,853.2630615234375,1.8857959281803203,738.94942237077555,127.35028076171875,146.27999877929687,596.50030517578125,1609.0799560546875,1230.68359375,25.991237640380859,1.3074685443608722,27.207170486450195,61.509311676025391,0,57.70703125,146.42350769042969,738.94942237077555,0,127.35028076171875,0,0,0,596.50030517578125,0,-18.927310943603516,146.27999877929687,2031.2010498046875,null,0,0,1590.1527099609375,2031.2010498046875,0.78486793212316863,85.062690734863281,7.7571197629999222,0,7.7571197629999222,0.49453082974892393,0,0.49453082974892393,null,0,null,0,0,0,0,0,0,0,9999,9999]
["Tier2_ducted_HZ1_hp85","Heatkwh",13,-179.59979896016611,-0.42760755140510653,0,0,0,"ResSpHtHPZ1",0.15800000727176666,0.35499998927116394,-195.83452564016002,-5.0229210406541824E-2,-0.14149074256420135,-0.43188362691915744,-2.6567319873720407E-3,-7.4837524443864822E-3,0,0,0,0,"(na)","(na)","(na)","(na)",0,0,0,0,0,0,0,0,0,0,0,0,0,-110.57044079592936,0,-19.797637939453125,-87.405929565429688,-217.77400207519531,0,0,-110.57044079592936,-33.778400421142578,-23.175477981567383,-87.405929565429688,-254.93025207519531,0,0,-110.57044079592936,-33.778400421142578,-23.175477981567383,-87.405929565429688,-254.93025207519531,0,9999,0,9999,9999,9999,9999,9999,-110.57044079592936,-2.8990605431028302,-33.778400421142578,0,0,0,-87.405929565429688,0,-18.927310943603516,-23.175477981567383,0,null,0,0,-276.75662231445312,0,0,9999,-1.1446639876737081,-3.789778826215634E-2,-1.1825617759358644,-7.3186145042824183E-2,-2.5265192174770707E-3,-7.5712664260301252E-2,null,-0.42760755140510653,"ResSpHtHPZ1",0.15800000727176666,0.35499998927116394,-2.8990605431028302,0,0,-2.8990604877471924,0,9999,0]
["Tier2_ducted_HZ1_hp85","Coolkwh",13,0.64813215957179571,0,0,0,0,"ResCACPNW",0.17000000178813934,0,0.70738126134745782,0,4.7500754590146244E-4,0,0,0,0,0,0,0,"(na)","(na)","(na)","(na)",0,0,0,0,0,0,0,0,0,0,0,0,0,0.37167127236411052,0,6.8739354610443115E-2,0.31572225689888,0.75613290071487427,0,9999,0.37167127236411052,0.11339959502220154,8.0079317092895508E-2,0.31572225689888,0.88087242841720581,0,9999,0.37167127236411052,0.11339959502220154,8.0079317092895508E-2,0.31572225689888,0.88087242841720581,0,-69.35101318359375,9999,0,0,0,0,0,0.37167127236411052,0,0.11339959502220154,0,0,0,0.31572225689888,0,-18.927310943603516,8.0079317092895508E-2,0,null,0,0,-18.046438217163086,0,4.653975643992779E-2,2508.467529296875,4.131077307791501E-3,0,4.131077307791501E-3,2.6401240314275653E-4,0,2.6401240314275653E-4,null,0,null,0,0,0,0,0,0,0,9999,9999]
["Tier2_ducted_HZ1_zonl","DHWkwh",13,1234.4927716557054,0,1897.9476917164566,0,0,"ResDHW",0.28600001335144043,0.31700000166893005,1346.1820281114092,0.17033068835735321,0.53732079267501831,0,0,0,377.42047119140625,853.2630615234375,0,800.5174560546875,"(na)","(na)","(na)","(na)",0,0,0,0,0,0,0,0,377.42047119140625,853.2630615234375,0,800.5174560546875,2031.2009887695312,744.31960794201586,0,134.51548767089844,600.83526611328125,1479.67041015625,377.42047119140625,3.9204825245840751,744.31960794201586,128.27578735351562,147.34306335449219,600.83526611328125,1620.773681640625,853.2630615234375,1.8995006321608889,744.31960794201586,128.27578735351562,147.34306335449219,600.83526611328125,1620.773681640625,1230.68359375,25.351158142089844,1.3169703515800981,27.010873794555664,61.065528869628906,0,57.290679931640625,145.36708068847656,744.31960794201586,0,128.27578735351562,0,0,0,600.83526611328125,0,-47.236801147460938,147.34306335449219,2031.2010498046875,null,0,0,1573.536865234375,2031.2010498046875,0.77980379544224332,86.022445678710938,7.8134932729649256,0,7.8134932729649256,0.49812474598466772,0,0.49812474598466772,null,0,null,0,0,0,0,0,0,0,9999,9999]
["Tier2_ducted_HZ1_zonl","Heatkwh",13,-448.23211812533742,-1.0671918320755494,0,0,0,"ResSpHtBBZ1",0.23800000548362732,0.4699999988079071,-488.80718768464686,-0.11019308865070343,-0.23445338010787964,-1.0778637503963049,-5.8276643976569176E-3,-1.2399286031723022E-2,0,0,0,0,"(na)","(na)","(na)","(na)",0,0,0,0,0,0,0,0,0,0,0,0,0,-273.24050753363429,0,-49.140762329101563,-218.16709899902344,-540.54833984375,0,0,-273.24050753363429,-55.971584320068359,-54.737918853759766,-218.16709899902344,-602.11712646484375,0,0,-273.24050753363429,-55.971584320068359,-54.737918853759766,-218.16709899902344,-602.11712646484375,0,9999,0,9999,9999,9999,9999,9999,-273.24050753363429,-7.2222574748767077,-55.971584320068359,0,0,0,-218.16709899902344,0,-47.236801147460938,-54.737918853759766,0,null,0,0,-656.576171875,0,0,9999,-2.8601717271170859,-9.45825440972759E-2,-2.954754271214362,-0.18284730629582835,-6.3055029398183839E-3,-0.18915280923564673,null,-1.0671918320755494,"ResSpHtBBZ1",0.23800000548362732,0.4699999988079071,-7.2222574748767077,0,0,-7.2222576141357422,0,9999,0]
["Tier2_ducted_HZ1_zonl","Coolkwh",13,0,0,0,0,0,"ResCACPNW",0,0,0,0,0,0,0,0,0,0,0,0,"(na)","(na)","(na)","(na)",0,0,0,0,0,0,0,0,0,0,0,0,0,0,0,0,0,0,0,9999,0,0,0,0,0,0,9999,0,0,0,0,0,0,9999,9999,9999,9999,9999,9999,9999,0,0,0,0,0,0,0,0,-47.236801147460938,0,0,null,0,0,-47.236801147460938,0,0,9999,0,0,0,0,0,0,null,0,null,0,0,0,0,0,0,0,9999,9999]
["Tier2_ducted_HZ2_gfnc","DHWkwh",13,1298.9051597917216,0,1897.9476917164566,0,0,"ResDHW",0.28600001335144043,0.31700000166893005,1416.4220499951705,0.17921806871891022,0.56535667181015015,0,0,0,377.42047119140625,853.2630615234375,0,800.5174560546875,"(na)","(na)","(na)","(na)",0,0,0,0,0,0,0,0,377.42047119140625,853.2630615234375,0,800.5174560546875,2031.2009887695312,783.15612815890415,0,141.53414916992187,632.185302734375,1556.8756103515625,377.42047119140625,4.1250427544340651,783.15612815890415,134.96884155273437,155.03103637695312,632.185302734375,1705.34130859375,853.2630615234375,1.9986114314830494,783.15612815890415,134.96884155273437,155.03103637695312,632.185302734375,1705.34130859375,1230.68359375,20.983461380004883,1.3856862982972113,25.671411514282227,58.037303924560547,0,54.449649810791016,138.15837097167969,783.15612815890415,0,134.96884155273437,0,0,0,632.185302734375,0,-67.012130737304687,155.03103637695312,2031.2010498046875,null,0,0,1638.3292236328125,2031.2010498046875,0.81275883911016988,79.99114990234375,8.2211795494275854,0,8.2211795494275854,0.52411550527885586,0,0.52411550527885586,null,0,null,0,0,0,0,0,0,0,9999,9999]
["Tier2_ducted_HZ2_gfnc","Heatkwh",13,-17.871627298185473,-24.592695138657536,0,0,0,"ResSpHtFAFZ2",0.1940000057220459,0.37400001287460327,-19.486869339414483,-4.2885239236056805E-3,-1.146664097905159E-2,-24.838622090044112,-0.1311013400554657,-0.35053834319114685,0,0,0,0,"(na)","(na)","(na)","(na)",0,0,0,0,0,0,0,0,0,0,0,0,0,-11.139473164091497,0,-1.9836959838867187,-8.6974868774414062,-21.820655822753906,0,0,-11.139473164091497,-2.7374565601348877,-2.2574417591094971,-8.6974868774414062,-24.831857681274414,0,0,-11.139473164091497,-2.7374565601348877,-2.2574417591094971,-8.6974868774414062,-24.831857681274414,0,9999,0,9999,9999,9999,9999,9999,-11.139473164091497,-167.14097141181685,-2.7374565601348877,0,0,0,-8.6974868774414062,0,-67.012130737304687,-2.2574417591094971,0,null,0,0,-258.98495483398437,0,0,9999,-0.11364126948685366,-2.1795890884013609,-2.2932303578882145,-7.2641204495330078E-3,-0.14530593922675802,-0.15257005967629103,null,-24.592695138657536,"ResSpHtFAFZ2",0.1940000057220459,0.37400001287460327,-167.14097141181685,0,0,-167.14097595214844,0,9999,0]
["Tier2_ducted_HZ2_gfnc","Coolkwh",13,0,0,0,0,0,"ResCACPNW",0,0,0,0,0,0,0,0,0,0,0,0,"(na)","(na)","(na)","(na)",0,0,0,0,0,0,0,0,0,0,0,0,0,0,0,0,0,0,0,9999,0,0,0,0,0,0,9999,0,0,0,0,0,0,9999,9999,9999,9999,9999,9999,9999,0,0,0,0,0,0,0,0,-67.012130737304687,0,0,null,0,0,-67.012130737304687,0,0,9999,0,0,0,0,0,0,null,0,null,0,0,0,0,0,0,0,9999,9999]
["Tier2_ducted_HZ2_gfac","DHWkwh",13,1286.6066472310522,0,1897.9476917164566,0,0,"ResDHW",0.28600001335144043,0.31700000166893005,1403.0108442256371,0.17752115428447723,0.56000363826751709,0,0,0,377.42047119140625,853.2630615234375,0,800.5174560546875,"(na)","(na)","(na)","(na)",0,0,0,0,0,0,0,0,377.42047119140625,853.2630615234375,0,800.5174560546875,2031.2009887695312,775.7409174281446,0,140.19404602050781,626.199462890625,1542.1343994140625,377.42047119140625,4.0859851122309534,775.7409174281446,133.69091796875,153.56312561035156,626.199462890625,1689.1944580078125,853.2630615234375,1.9796877423498689,775.7409174281446,133.69091796875,153.56312561035156,626.199462890625,1689.1944580078125,1230.68359375,21.783628463745117,1.3725660407363776,25.916801452636719,58.592075347900391,0,54.970127105712891,139.47900390625,775.7409174281446,0,133.69091796875,0,0,0,626.199462890625,0,-66.555419921875,153.56312561035156,2031.2010498046875,null,0,0,1622.6390380859375,2031.2010498046875,0.8052385719101387,81.324005126953125,8.1433383928273901,0,8.1433383928273901,0.51915298659431464,0,0.51915298659431464,null,0,null,0,0,0,0,0,0,0,9999,9999]
["Tier2_ducted_HZ2_gfac","Heatkwh",13,-18.571268634953114,-24.393621767788311,0,0,0,"ResSpHtFAFZ2",0.1940000057220459,0.37400001287460327,-20.249744431120785,-4.4564120471477509E-3,-1.1915539391338825E-2,-24.637557985466174,-0.13004010915756226,-0.3477008044719696,0,0,0,0,"(na)","(na)","(na)","(na)",0,0,0,0,0,0,0,0,0,0,0,0,0,-11.575563049213683,0,-2.0613539218902588,-9.0379762649536133,-22.674892425537109,0,0,-11.575563049213683,-2.844623327255249,-2.3458163738250732,-9.0379762649536133,-25.803979873657227,0,0,-11.575563049213683,-2.844623327255249,-2.3458163738250732,-9.0379762649536133,-25.803979873657227,0,9999,0,9999,9999,9999,9999,9999,-11.575563049213683,-165.78799580659287,-2.844623327255249,0,0,0,-9.0379762649536133,0,-66.555419921875,-2.3458163738250732,0,null,0,0,-258.14739990234375,0,0,9999,-0.11809011616260218,-2.1619457132246644,-2.2800358293872667,-7.548497403962239E-3,-0.14412971421497711,-0.15167821161893935,null,-24.393621767788311,"ResSpHtFAFZ2",0.1940000057220459,0.37400001287460327,-165.78799580659287,0,0,-165.78799438476562,0,9999,0]
["Tier2_ducted_HZ2_gfac","Coolkwh",13,1.2031062407854249,0,0,0,0,"ResCACPNW",0.17000000178813934,0,1.3130883841716201,0,8.8174076518043876E-4,0,0,0,0,0,0,0,"(na)","(na)","(na)","(na)",0,0,0,0,0,0,0,0,0,0,0,0,0,0.68992106115726037,0,0.12759858369827271,0.58606475591659546,1.403584361076355,0,9999,0.68992106115726037,0.21049992740154266,0.14864857494831085,0.58606475591659546,1.6351343393325806,0,9999,0.68992106115726037,0.21049992740154266,0.14864857494831085,0.58606475591659546,1.6351343393325806,0,-69.35101318359375,9999,0,0,0,0,0,0.68992106115726037,0,0.21049992740154266,0,0,0,0.58606475591659546,0,-66.555419921875,0.14864857494831085,0,null,0,0,-64.9202880859375,0,2.4568011460871033E-2,4813.87060546875,7.6683818520201768E-3,0,7.6683818520201768E-3,4.9007747135346755E-4,0,4.9007747135346755E-4,null,0,null,0,0,0,0,0,0,0,9999,9999]
["Tier2_ducted_HZ2_efaf","DHWkwh",13,1298.9051597917216,0,1897.9476917164566,0,0,"ResDHW",0.28600001335144043,0.31700000166893005,1416.4220499951705,0.17921806871891022,0.56535667181015015,0,0,0,377.42047119140625,853.2630615234375,0,800.5174560546875,"(na)","(na)","(na)","(na)",0,0,0,0,0,0,0,0,377.42047119140625,853.2630615234375,0,800.5174560546875,2031.2009887695312,783.15612815890415,0,141.53414916992187,632.185302734375,1556.8756103515625,377.42047119140625,4.1250427544340651,783.15612815890415,134.96884155273437,155.03103637695312,632.185302734375,1705.34130859375,853.2630615234375,1.9986114314830494,783.15612815890415,134.96884155273437,155.03103637695312,632.185302734375,1705.34130859375,1230.68359375,20.983461380004883,1.3856862982972113,25.671411514282227,58.037303924560547,0,54.449649810791016,138.15837097167969,783.15612815890415,0,134.96884155273437,0,0,0,632.185302734375,0,-47.290775299072266,155.03103637695312,2031.2010498046875,null,0,0,1658.050537109375,2031.2010498046875,0.82047053937190007,78.649742126464844,8.2211795494275854,0,8.2211795494275854,0.52411550527885586,0,0.52411550527885586,null,0,null,0,0,0,0,0,0,0,9999,9999]
["Tier2_ducted_HZ2_efaf","Heatkwh",13,-456.83934328405394,-0.34275655501032581,0,0,0,"ResSpHtFAFZ2",0.1940000057220459,0.37400001287460327,-498.12859473541846,-0.10962440818548203,-0.29311338067054749,-0.34618412056042908,-1.827202970162034E-3,-4.8855692148208618E-3,0,0,0,0,"(na)","(na)","(na)","(na)",0,0,0,0,0,0,0,0,0,0,0,0,0,-284.75020880334642,0,-50.707767486572266,-222.32745361328125,-557.785400390625,0,0,-284.75020880334642,-69.975608825683594,-57.705326080322266,-222.32745361328125,-634.75860595703125,0,0,-284.75020880334642,-69.975608825683594,-57.705326080322266,-222.32745361328125,-634.75860595703125,0,9999,0,9999,9999,9999,9999,9999,-284.75020880334642,-2.3294991963748184,-69.975608825683594,0,0,0,-222.32745361328125,0,-47.290775299072266,-57.705326080322266,0,null,0,0,-684.37884521484375,0,0,9999,-2.9049286926217031,-3.037765657917765E-2,-2.9353063492008808,-0.18568740049977753,-2.0251771052785098E-3,-0.18771257760505602,null,-0.34275655501032581,"ResSpHtFAFZ2",0.1940000057220459,0.37400001287460327,-2.3294991963748184,0,0,-2.3294992446899414,0,9999,0]
["Tier2_ducted_HZ2_efaf","Coolkwh",13,0,0,0,0,0,"ResCACPNW",0,0,0,0,0,0,0,0,0,0,0,0,"(na)","(na)","(na)","(na)",0,0,0,0,0,0,0,0,0,0,0,0,0,0,0,0,0,0,0,9999,0,0,0,0,0,0,9999,0,0,0,0,0,0,9999,9999,9999,9999,9999,9999,9999,0,0,0,0,0,0,0,0,-47.290775299072266,0,0,null,0,0,-47.290775299072266,0,0,9999,0,0,0,0,0,0,null,0,null,0,0,0,0,0,0,0,9999,9999]
["Tier2_ducted_HZ2_hp85","DHWkwh",13,1286.6007010934454,0,1897.9476917164566,0,0,"ResDHW",0.28600001335144043,0.31700000166893005,1403.0043601183449,0.17752033472061157,0.56000107526779175,0,0,0,377.42047119140625,853.2630615234375,0,800.5174560546875,"(na)","(na)","(na)","(na)",0,0,0,0,0,0,0,0,377.42047119140625,853.2630615234375,0,800.5174560546875,2031.2009887695312,775.73733229025288,0,140.19338989257812,626.196533203125,1542.127197265625,377.42047119140625,4.0859661123253606,775.73733229025288,133.69029235839844,153.56242370605469,626.196533203125,1689.1865234375,853.2630615234375,1.9796785513507575,775.73733229025288,133.69029235839844,153.56242370605469,626.196533203125,1689.1865234375,1230.68359375,21.784021377563477,1.3725596683913905,25.916919708251953,58.59234619140625,0,54.970378875732422,139.47964477539062,775.73733229025288,0,133.69029235839844,0,0,0,626.196533203125,0,-25.167566299438477,153.56242370605469,2031.2010498046875,null,0,0,1664.01904296875,2031.2010498046875,0.82144152966021422,78.482627868652344,8.143300757851101,0,8.143300757851101,0.51915058729449437,0,0.51915058729449437,null,0,null,0,0,0,0,0,0,0,9999,9999]
["Tier2_ducted_HZ2_hp85","Heatkwh",13,-243.12192516203464,-0.18240905635879795,0,0,0,"ResSpHtHPZ2",0.15800000727176666,0.35499998927116394,-265.14680151715379,-6.8006984889507294E-2,-0.19156897068023682,-0.18423314692238599,-1.13331014290452E-3,-3.1924231443554163E-3,0,0,0,0,"(na)","(na)","(na)","(na)",0,0,0,0,0,0,0,0,0,0,0,0,0,-147.35322171060196,0,-26.569498062133789,-118.34175109863281,-292.26446533203125,0,0,-147.35322171060196,-45.733688354492188,-31.142866134643555,-118.34175109863281,-342.571533203125,0,0,-147.35322171060196,-45.733688354492188,-31.142866134643555,-118.34175109863281,-342.571533203125,0,9999,0,9999,9999,9999,9999,9999,-147.35322171060196,-1.2321178499376821,-45.733688354492188,0,0,0,-118.34175109863281,0,-25.167566299438477,-31.142866134643555,0,null,0,0,-368.97122192382812,0,0,9999,-1.5539769599893258,-1.6166458642439409E-2,-1.5701434186317653,-9.942245007420096E-2,-1.0777639094959577E-3,-0.10050021398369692,null,-0.18240905635879795,"ResSpHtHPZ2",0.15800000727176666,0.35499998927116394,-1.2321178499376821,0,0,-1.2321178913116455,0,9999,0]
["Tier2_ducted_HZ2_hp85","Coolkwh",13,1.2367498537683046,0,0,0,0,"ResCACPNW",0.17000000178813934,0,1.3498075332473864,0,9.063977631740272E-4,0,0,0,0,0,0,0,"(na)","(na)","(na)","(na)",0,0,0,0,0,0,0,0,0,0,0,0,0,0.7092139850765643,0,0.1311667412519455,0.60245347023010254,1.4428341388702393,0,9999,0.7092139850765643,0.21638636291027069,0.1528053879737854,0.60245347023010254,1.6808592081069946,0,9999,0.7092139850765643,0.21638636291027069,0.1528053879737854,0.60245347023010254,1.6808592081069946,0,-69.351020812988281,9999,0,0,0,0,0,0.7092139850765643,0,0.21638636291027069,0,0,0,0.60245347023010254,0,-25.167566299438477,0.1528053879737854,0,null,0,0,-23.48670768737793,0,6.678672010603684E-2,1726.9798583984375,7.8828201638569493E-3,0,7.8828201638569493E-3,5.0378197742192629E-4,0,5.0378197742192629E-4,null,0,null,0,0,0,0,0,0,0,9999,9999]
["Tier2_ducted_HZ2_zonl","DHWkwh",13,1298.8515615837609,0,1897.9476917164566,0,0,"ResDHW",0.28600001335144043,0.31700000166893005,1416.363602553474,0.17921067774295807,0.56533336639404297,0,0,0,377.42047119140625,853.2630615234375,0,800.5174560546875,"(na)","(na)","(na)","(na)",0,0,0,0,0,0,0,0,377.42047119140625,853.2630615234375,0,800.5174560546875,2031.2009887695312,783.1238118926193,0,141.52828979492188,632.1590576171875,1556.8111572265625,377.42047119140625,4.1248720674592194,783.1238118926193,134.96328735351562,155.02461242675781,632.1590576171875,1705.270751953125,853.2630615234375,1.9985287611600655,783.1238118926193,134.96328735351562,155.02461242675781,632.1590576171875,1705.270751953125,1230.68359375,20.986927032470703,1.3856289809357523,25.672470092773438,58.039699554443359,0,54.451896667480469,138.1640625,783.1238118926193,0,134.96328735351562,0,0,0,632.1590576171875,0,-50.992168426513672,155.02461242675781,2031.2010498046875,null,0,0,1654.278564453125,2031.2010498046875,0.81897815935578155,78.907363891601563,8.2208403095009075,0,8.2208403095009075,0.52409387810181729,0,0.52409387810181729,null,0,null,0,0,0,0,0,0,0,9999,9999]
["Tier2_ducted_HZ2_zonl","Heatkwh",13,-492.59757529440549,-0.36958517342357677,0,0,0,"ResSpHtBBZ2",0.23800000548362732,0.4699999988079071,-537.1768534639159,-0.12109719216823578,-0.25765359401702881,-0.37328102515781258,-2.0182111766189337E-3,-4.2940662242472172E-3,0,0,0,0,"(na)","(na)","(na)","(na)",0,0,0,0,0,0,0,0,0,0,0,0,0,-302.87815046773284,0,-54.263381958007813,-239.75567626953125,-596.897216796875,0,0,-302.87815046773284,-61.510215759277344,-60.414405822753906,-239.75567626953125,-664.5584716796875,0,0,-302.87815046773284,-61.510215759277344,-60.414405822753906,-239.75567626953125,-664.5584716796875,0,9999,0,9999,9999,9999,9999,9999,-302.87815046773284,-2.5089602319077833,-61.510215759277344,0,0,0,-239.75567626953125,0,-50.992168426513672,-60.414405822753906,0,null,0,0,-718.0595703125,0,0,9999,-3.1404135242057176,-3.2755409957598028E-2,-3.1731689341633156,-0.20068576509658201,-2.1836939971732038E-3,-0.2028694590937552,null,-0.36958517342357677,"ResSpHtBBZ2",0.23800000548362732,0.4699999988079071,-2.5089602319077833,0,0,-2.5089602470397949,0,9999,0]
["Tier2_ducted_HZ2_zonl","Coolkwh",13,0,0,0,0,0,"ResCACPNW",0,0,0,0,0,0,0,0,0,0,0,0,"(na)","(na)","(na)","(na)",0,0,0,0,0,0,0,0,0,0,0,0,0,0,0,0,0,0,0,9999,0,0,0,0,0,0,9999,0,0,0,0,0,0,9999,9999,9999,9999,9999,9999,9999,0,0,0,0,0,0,0,0,-50.992168426513672,0,0,null,0,0,-50.992168426513672,0,0,9999,0,0,0,0,0,0,null,0,null,0,0,0,0,0,0,0,9999,9999]
["Tier2_ducted_HZ3_gfnc","DHWkwh",13,1355.4398751886567,0,1897.9476917164566,0,0,"ResDHW",0.28600001335144043,0.31700000166893005,1478.0716761243484,0.1870184987783432,0.58996373414993286,0,0,0,377.42047119140625,853.2630615234375,0,800.5174560546875,"(na)","(na)","(na)","(na)",0,0,0,0,0,0,0,0,377.42047119140625,853.2630615234375,0,800.5174560546875,2031.2009887695312,817.24291924065528,0,147.69439697265625,659.70098876953125,1624.6383056640625,377.42047119140625,4.304584485982792,817.24291924065528,140.84335327148437,161.77873229980469,659.70098876953125,1779.5660400390625,853.2630615234375,2.0856006474769848,817.24291924065528,140.84335327148437,161.77873229980469,659.70098876953125,1779.5660400390625,1230.68359375,17.492021560668945,1.4459980541511082,24.600669860839844,55.616596221923828,0,52.178581237792969,132.39584350585937,817.24291924065528,0,140.84335327148437,0,0,0,659.70098876953125,0,-66.86785888671875,161.77873229980469,2031.2010498046875,null,0,0,1712.6981201171875,2031.2010498046875,0.84819234783447361,74.029129028320313,8.5790055558532892,0,8.5790055558532892,0.54692757951129056,0,0.54692757951129056,null,0,null,0,0,0,0,0,0,0,9999,9999]
["Tier2_ducted_HZ3_gfnc","Heatkwh",13,-18.163357279624051,-24.527103925432151,0,0,0,"ResSpHtFAFZ3",0.1940000057220459,0.37400001287460327,-19.803245983177924,-4.3581500649452209E-3,-1.1652806773781776E-2,-24.772374964686467,-0.13075168430805206,-0.34960341453552246,0,0,0,0,"(na)","(na)","(na)","(na)",0,0,0,0,0,0,0,0,0,0,0,0,0,-11.416809770481407,0,-2.025550365447998,-8.8386926651000977,-22.28105354309082,0,0,-11.416809770481407,-2.7819004058837891,-2.3037402629852295,-8.8386926651000977,-25.341142654418945,0,0,-11.416809770481407,-2.7819004058837891,-2.3037402629852295,-8.8386926651000977,-25.341142654418945,0,9999,0,9999,9999,9999,9999,9999,-11.416809770481407,-167.06405581555285,-2.7819004058837891,0,0,0,-8.8386926651000977,0,-66.86785888671875,-2.3037402629852295,0,null,0,0,-259.2730712890625,0,0,9999,-0.11493239319614701,-2.1737759031512414,-2.2887082963473881,-7.3291283801140234E-3,-0.14491839354341587,-0.15224752192352989,null,-24.527103925432151,"ResSpHtFAFZ3",0.1940000057220459,0.37400001287460327,-167.06405581555285,0,0,-167.06405639648437,0,9999,0]
["Tier2_ducted_HZ3_gfnc","Coolkwh",13,0,0,0,0,0,"ResCACPNW",0,0,0,0,0,0,0,0,0,0,0,0,"(na)","(na)","(na)","(na)",0,0,0,0,0,0,0,0,0,0,0,0,0,0,0,0,0,0,0,9999,0,0,0,0,0,0,9999,0,0,0,0,0,0,9999,9999,9999,9999,9999,9999,9999,0,0,0,0,0,0,0,0,-66.86785888671875,0,0,null,0,0,-66.86785888671875,0,0,9999,0,0,0,0,0,0,null,0,null,0,0,0,0,0,0,0,9999,9999]
["Tier2_ducted_HZ3_gfac","DHWkwh",13,1345.9289389348626,0,1897.9476917164566,0,0,"ResDHW",0.28600001335144043,0.31700000166893005,1467.7002492927445,0.18570622801780701,0.58582407236099243,0,0,0,377.42047119140625,853.2630615234375,0,800.5174560546875,"(na)","(na)","(na)","(na)",0,0,0,0,0,0,0,0,377.42047119140625,853.2630615234375,0,800.5174560546875,2031.2009887695312,811.50843743069743,0,146.65803527832031,655.0718994140625,1613.2384033203125,377.42047119140625,4.2743796250122781,811.50843743069743,139.85507202148437,160.64353942871094,655.0718994140625,1767.0789794921875,853.2630615234375,2.0709661861372126,811.50843743069743,139.85507202148437,160.64353942871094,655.0718994140625,1767.0789794921875,1230.68359375,18.058877944946289,1.4358516233631911,24.774509429931641,56.009609222412109,0,52.547298431396484,133.3314208984375,811.50843743069743,0,139.85507202148437,0,0,0,655.0718994140625,0,-66.541938781738281,160.64353942871094,2031.2010498046875,null,0,0,1700.5369873046875,2031.2010498046875,0.84237151925160769,74.974105834960938,8.5188078470088726,0,8.5188078470088726,0.54308986347578581,0,0.54308986347578581,null,0,null,0,0,0,0,0,0,0,9999,9999]
["Tier2_ducted_HZ3_gfac","Heatkwh",13,-18.561039267028669,-24.389250588492192,0,0,0,"ResSpHtFAFZ3",0.1940000057220459,0.37400001287460327,-20.236832907578037,-4.4535701163113117E-3,-1.1907941661775112E-2,-24.633143094377118,-0.13001680374145508,-0.34763848781585693,0,0,0,0,"(na)","(na)","(na)","(na)",0,0,0,0,0,0,0,0,0,0,0,0,0,-11.66677785344363,0,-2.069899320602417,-9.0322141647338867,-22.768892288208008,0,0,-11.66677785344363,-2.8428094387054443,-2.3541800975799561,-9.0322141647338867,-25.895980834960937,0,0,-11.66677785344363,-2.8428094387054443,-2.3541800975799561,-9.0322141647338867,-25.895980834960937,0,9999,0,9999,9999,9999,9999,9999,-11.66677785344363,-166.12508080868261,-2.8428094387054443,0,0,0,-9.0322141647338867,0,-66.541938781738281,-2.3541800975799561,0,null,0,0,-258.56298828125,0,0,9999,-0.1174488080769293,-2.1615583065315893,-2.2790071146085187,-7.4895977413271626E-3,-0.14410388710210609,-0.15159348484343324,null,-24.389250588492192,"ResSpHtFAFZ3",0.1940000057220459,0.37400001287460327,-166.12508080868261,0,0,-166.12507629394531,0,9999,0]
["Tier2_ducted_HZ3_gfac","Coolkwh",13,1.1510808474086724,0,0,0,0,"ResCACPNW",0.17000000178813934,0,1.256307081399576,0,8.4361206972971559E-4,0,0,0,0,0,0,0,"(na)","(na)","(na)","(na)",0,0,0,0,0,0,0,0,0,0,0,0,0,0.66008710851964492,0,0.12208089232444763,0.56072181463241577,1.3428897857666016,0,9999,0.66008710851964492,0.20139738917350769,0.1422206312417984,0.56072181463241577,1.5644268989562988,0,9999,0.66008710851964492,0.20139738917350769,0.1422206312417984,0.56072181463241577,1.5644268989562988,0,-69.35101318359375,9999,0,0,0,0,0,0.66008710851964492,0,0.20139738917350769,0,0,0,0.56072181463241577,0,-66.541938781738281,0.1422206312417984,0,null,0,0,-64.977508544921875,0,2.3510390172110627E-2,5033.5439453125,7.3367813924015415E-3,0,7.3367813924015415E-3,4.6888526706766534E-4,0,4.6888526706766534E-4,null,0,null,0,0,0,0,0,0,0,9999,9999]
["Tier2_ducted_HZ3_efaf","DHWkwh",13,1355.4398751886567,0,1897.9476917164566,0,0,"ResDHW",0.28600001335144043,0.31700000166893005,1478.0716761243484,0.1870184987783432,0.58996373414993286,0,0,0,377.42047119140625,853.2630615234375,0,800.5174560546875,"(na)","(na)","(na)","(na)",0,0,0,0,0,0,0,0,377.42047119140625,853.2630615234375,0,800.5174560546875,2031.2009887695312,817.24291924065528,0,147.69439697265625,659.70098876953125,1624.6383056640625,377.42047119140625,4.304584485982792,817.24291924065528,140.84335327148437,161.77873229980469,659.70098876953125,1779.5660400390625,853.2630615234375,2.0856006474769848,817.24291924065528,140.84335327148437,161.77873229980469,659.70098876953125,1779.5660400390625,1230.68359375,17.492021560668945,1.4459980541511082,24.600669860839844,55.616596221923828,0,52.178581237792969,132.39584350585937,817.24291924065528,0,140.84335327148437,0,0,0,659.70098876953125,0,-47.103939056396484,161.77873229980469,2031.2010498046875,null,0,0,1732.4620361328125,2031.2010498046875,0.85625834664270417,72.740890502929688,8.5790055558532892,0,8.5790055558532892,0.54692757951129056,0,0.54692757951129056,null,0,null,0,0,0,0,0,0,0,9999,9999]
["Tier2_ducted_HZ3_efaf","Heatkwh",13,-455.0317565478054,-0.34140036226618709,0,0,0,"ResSpHtFAFZ3",0.1940000057220459,0.37400001287460327,-496.11454899819228,-0.10918116569519043,-0.29192823171615601,-0.34481436588884895,-1.8199731130152941E-3,-4.8662382178008556E-3,0,0,0,0,"(na)","(na)","(na)","(na)",0,0,0,0,0,0,0,0,0,0,0,0,0,-286.01601147064071,0,-50.744457244873047,-221.42855834960937,-558.18902587890625,0,0,-286.01601147064071,-69.692672729492188,-57.713726043701172,-221.42855834960937,-634.8509521484375,0,0,-286.01601147064071,-69.692672729492188,-57.713726043701172,-221.42855834960937,-634.8509521484375,0,9999,0,9999,9999,9999,9999,9999,-286.01601147064071,-2.3254163781622887,-69.692672729492188,0,0,0,-221.42855834960937,0,-47.103939056396484,-57.713726043701172,0,null,0,0,-684.28033447265625,0,0,9999,-2.8793073854773725,-3.0257460606746597E-2,-2.9095648460841192,-0.1836106678641892,-2.0171640404497669E-3,-0.18562783190463897,null,-0.34140036226618709,"ResSpHtFAFZ3",0.1940000057220459,0.37400001287460327,-2.3254163781622887,0,0,-2.3254163265228271,0,9999,0]
["Tier2_ducted_HZ3_efaf","Coolkwh",13,0,0,0,0,0,"ResCACPNW",0,0,0,0,0,0,0,0,0,0,0,0,"(na)","(na)","(na)","(na)",0,0,0,0,0,0,0,0,0,0,0,0,0,0,0,0,0,0,0,9999,0,0,0,0,0,0,9999,0,0,0,0,0,0,9999,9999,9999,9999,9999,9999,9999,0,0,0,0,0,0,0,0,-47.103939056396484,0,0,null,0,0,-47.103939056396484,0,0,9999,0,0,0,0,0,0,null,0,null,0,0,0,0,0,0,0,9999,9999]
["Tier2_ducted_HZ3_hp85","DHWkwh",13,1345.9215707169872,0,1897.9476917164566,0,0,"ResDHW",0.28600001335144043,0.31700000166893005,1467.6922144441724,0.18570521473884583,0.58582085371017456,0,0,0,377.42047119140625,853.2630615234375,0,800.5174560546875,"(na)","(na)","(na)","(na)",0,0,0,0,0,0,0,0,377.42047119140625,853.2630615234375,0,800.5174560546875,2031.2009887695312,811.50399487002232,0,146.65724182128906,655.068359375,1613.2296142578125,377.42047119140625,4.27435637228107,811.50399487002232,139.85430908203125,160.64266967773437,655.068359375,1767.0693359375,853.2630615234375,2.0709549172910608,811.50399487002232,139.85430908203125,160.64266967773437,655.068359375,1767.0693359375,1230.68359375,18.059314727783203,1.4358438103959159,24.77464485168457,56.009914398193359,0,52.547584533691406,133.3321533203125,811.50399487002232,0,139.85430908203125,0,0,0,655.068359375,0,-29.856060028076172,160.64266967773437,2031.2010498046875,null,0,0,1737.2132568359375,2031.2010498046875,0.85736068378433716,72.566719055175781,8.5187612112390045,0,8.5187612112390045,0.54308689035861391,0,0.54308689035861391,null,0,null,0,0,0,0,0,0,0,9999,9999]
["Tier2_ducted_HZ3_hp85","Heatkwh",13,-288.41551117377662,-0.21639184206601672,0,0,0,"ResSpHtHPZ3",0.15800000727176666,0.35499998927116394,-314.50849701657859,-8.0667667090892792E-2,-0.22723287343978882,-0.2185557604866768,-1.3444457435980439E-3,-3.7871710956096649E-3,0,0,0,0,"(na)","(na)","(na)","(na)",0,0,0,0,0,0,0,0,0,0,0,0,0,-177.03640601154601,0,-31.740957260131836,-140.37315368652344,-349.1505126953125,0,0,-177.03640601154601,-54.247806549072266,-37.165737152099609,-140.37315368652344,-408.82308959960937,0,0,-177.03640601154601,-54.247806549072266,-37.165737152099609,-140.37315368652344,-408.82308959960937,0,9999,0,9999,9999,9999,9999,9999,-177.03640601154601,-1.4654583631267237,-54.247806549072266,0,0,0,-140.37315368652344,0,-29.856060028076172,-37.165737152099609,0,null,0,0,-440.14462280273437,0,0,9999,-1.8393980264762391,-1.9178267982706009E-2,-1.858576294458945,-0.11760421867569515,-1.2785511988470592E-3,-0.1188827698745422,null,-0.21639184206601672,"ResSpHtHPZ3",0.15800000727176666,0.35499998927116394,-1.4654583631267237,0,0,-1.4654583930969238,0,9999,0]
["Tier2_ducted_HZ3_hp85","Coolkwh",13,1.1874452247775933,0,0,0,0,"ResCACPNW",0.17000000178813934,0,1.2959957139592335,0,8.7026302935555577E-4,0,0,0,0,0,0,0,"(na)","(na)","(na)","(na)",0,0,0,0,0,0,0,0,0,0,0,0,0,0.68094025429529204,0,0.12593761086463928,0.57843583822250366,1.3853137493133545,0,9999,0.68094025429529204,0.20775981247425079,0.14671359956264496,0.57843583822250366,1.6138495206832886,0,9999,0.68094025429529204,0.20775981247425079,0.14671359956264496,0.57843583822250366,1.6138495206832886,0,-69.35101318359375,9999,0,0,0,0,0,0.68094025429529204,0,0.20775981247425079,0,0,0,0.57843583822250366,0,-29.856060028076172,0.14671359956264496,0,null,0,0,-28.242210388183594,0,5.4054336139365097E-2,2150.101806640625,7.5685613649613976E-3,0,7.5685613649613976E-3,4.8369805874321154E-4,0,4.8369805874321154E-4,null,0,null,0,0,0,0,0,0,0,9999,9999]
["Tier2_ducted_HZ3_zonl","DHWkwh",13,1355.2585187366058,0,1897.9476917164566,0,0,"ResDHW",0.28600001335144043,0.31700000166893005,1477.8739116642896,0.18699349462985992,0.58988481760025024,0,0,0,377.42047119140625,853.2630615234375,0,800.5174560546875,"(na)","(na)","(na)","(na)",0,0,0,0,0,0,0,0,377.42047119140625,853.2630615234375,0,800.5174560546875,2031.2009887695312,817.13357298413052,0,147.67463684082031,659.61273193359375,1624.4208984375,377.42047119140625,4.3040085680321525,817.13357298413052,140.82450866699219,161.757080078125,659.61273193359375,1779.327880859375,853.2630615234375,2.085321601155433,817.13357298413052,140.82450866699219,161.757080078125,659.61273193359375,1779.327880859375,1230.68359375,17.502756118774414,1.4458045844959897,24.603961944580078,55.624038696289063,0,52.185562133789063,132.41357421875,817.13357298413052,0,140.82450866699219,0,0,0,659.61273193359375,0,-52.420406341552734,161.757080078125,2031.2010498046875,null,0,0,1726.907470703125,2031.2010498046875,0.85395928728522286,73.105598449707031,8.5778576937915005,0,8.5778576937915005,0.54685440116737061,0,0.54685440116737061,null,0,null,0,0,0,0,0,0,0,9999,9999]
["Tier2_ducted_HZ3_zonl","Heatkwh",13,-506.39003758759395,-0.37993335584310983,0,0,0,"ResSpHtBBZ3",0.23800000548362732,0.4699999988079071,-552.22347634297523,-0.1244891881942749,-0.26487061381340027,-0.38373268940154087,-2.0747198723256588E-3,-4.4142976403236389E-3,0,0,0,0,"(na)","(na)","(na)","(na)",0,0,0,0,0,0,0,0,0,0,0,0,0,-312.38663149037239,0,-55.88580322265625,-246.47140502929687,-614.74383544921875,0,0,-312.38663149037239,-63.233146667480469,-62.209117889404297,-246.47140502929687,-684.30029296875,0,0,-312.38663149037239,-63.233146667480469,-62.209117889404297,-246.47140502929687,-684.30029296875,0,9999,0,9999,9999,9999,9999,9999,-312.38663149037239,-2.5850343448531854,-63.233146667480469,0,0,0,-246.47140502929687,0,-52.420406341552734,-62.209117889404297,0,null,0,0,-739.30572509765625,0,0,9999,-3.2298755672591666,-3.3672543494985385E-2,-3.2635481107541517,-0.20650842230350658,-2.2448362329990134E-3,-0.20875325853650559,null,-0.37993335584310983,"ResSpHtBBZ3",0.23800000548362732,0.4699999988079071,-2.5850343448531854,0,0,-2.5850343704223633,0,9999,0]
["Tier2_ducted_HZ3_zonl","Coolkwh",13,0,0,0,0,0,"ResCACPNW",0,0,0,0,0,0,0,0,0,0,0,0,"(na)","(na)","(na)","(na)",0,0,0,0,0,0,0,0,0,0,0,0,0,0,0,0,0,0,0,9999,0,0,0,0,0,0,9999,0,0,0,0,0,0,9999,9999,9999,9999,9999,9999,9999,0,0,0,0,0,0,0,0,-52.420406341552734,0,0,null,0,0,-52.420406341552734,0,0,9999,0,0,0,0,0,0,null,0,null,0,0,0,0,0,0,0,9999,9999]
[]
[]
["Category Results; Sorted by TRC Levelized Cost"]
["Total Results",null,"Measure Input Data",null,null,null,null,null,null,null,null,"Savings",null,null,null,null,null,"PV Capital",null,null,null,"PV Admin",null,null,null,"PV O&M",null,null,null,"PV Periodic Repl.",null,null,null,"Total PV Capital, O&M and Periodic Repl Costs",null,null,null,null,"PV Wholesale Electric Utility Costs & Benefits",null,null,null,null,null,null,"PV Retail Electric Utility Costs & Benefits",null,null,null,null,null,null,"PV Electric Utility System Costs & Benefits",null,null,null,null,null,"Electric Utility System Economics",null,"Sponsor Levelized Cost (mills/kwh)",null,null,null,null,"PV Regional Costs & Benefits",null,null,null,null,null,null,null,null,null,null,null,null,null,null,null,"TRC Economics",null,"Physical CO2",null,null,null,null,null,null,"Gas Inputs",null,null,null,"PV Gas Utility System Costs & Benefits",null,null,null,null,"Gas Utility System Economics"]
["Category","Measure","Measure Life","Site Savings (kWh)","Site Savings (therms)","Capital Cost ($/unit)","Annual O&M Cost ($/unit)","PV Per. Repl. Cost ($/unit)","Load Shape (electric)","Diversified Load Factor (electric)","Wholesale Power Coincidence Factor (electric)","Wholesale Electric Energy (kWh)","Wholesale Electric Demand (kw)","Retail Electric Demand (kW)","Wholesale Gas Energy (therms/yr)","Wholesale Gas Demand (therms/day)","Retail Gas Demand (therms/day)","Wholesale Electric","Retail Electric","Natural Gas","Customer","Wholesale Electric","Retail Electric","Natural Gas","Customer","Wholesale Electric","Retail Electric","Natural Gas","Customer","Wholesale Electric","Retail Electric","Natural Gas","Customer","Wholesale Electric","Retail Electric","Natural Gas","Customer","Total","Wholesale Utility System Energy","Wholesale Utility System T&D Def. Cap.","Wholesale Utility System Act C-E Credit","Wholesale Utility System Risk Mitigation Benefit","Wholesale Utility System Total System Benefit","Wholesale Utility System Total Non-Consumer Cost","Wholesale Utility System B/C Ratio","Retail Utility System Energy","Retail Utility System T&D Def. Cap.","Retail Utility System Act C-E Credit","Retail Utility System Risk Mitigation Benefit","Retail Utility System Total System Benefit","Retail Utility System Total Non-Consumer Cost","Retail Utility System B/C Ratio","Utility System Energy","Utility System T&D Def. Cap.","Utility System Act C-E Credit","Utility System Total Risk Mitigation Benefit","Utility System Total System Benefit","Utility System Total Non-Consumer Cost","Utility System Net Levelized Cost (Net of Elec T&D Capacity Benefits, Act Credit & Risk-Mitigation Benefit) in mills/kwh","Utility System B/C Ratio","Wholesale Electric Levelized Cost","Retail Electric Levelized Cost","Natural Gas Levelized Cost","Customer Levelized Cost","Total Levelized Cost","PV Regional Electric Energy","PV Regional Gas Energy","PV Regional Electric T&D Def. Cap.","PV Regional Gas T&D Def. Cap.","PV Regional Electric System CO2","PV Regional Gas System CO2","PV Regional Electric System Risk-Mitigation Benefit","PV Regional Gas System Risk-Mitigation Benefit","PV Regional Non-E Value","PV Regional Act Credit","PV Regional Capital Cost","PV Regional Admin Cost","PV Regional Annual O&M Cost","PV Regional Periodic Replacement Cost","PV Total Regional Benefit","PV Total Regional Cost","TRC B/C Ratio","TRC Net Levelized Cost (Net of All Benefits) in mills/kWh","Electric System CO2 Avoided (Lifetime Tons)","Gas System CO2 Avoided (Lifetime Tons)","Total System CO2 Avoided (Lifetime Tons)","Electric System CO2 Avoided (Annual Tons in 2020)","Gas System CO2 Avoided (Annual Tons in 2020)","Total System CO2 Avoided (Annual Tons in 2020)",null,"Gas Site Savings (therms)","Load Shape (gas)","Diversified Load Factor (gas)","Wholesale Coincidence Factor (gas)","Total Gas Utility System Energy","Gas Utility System T&D Def. Cap.","Gas Utility System Risk Mitigation Benefit","Gas Utility System Total System Benefit","Gas Utility System Total Non-Consumer Cost","Gas Utility System Net Levelized Cost (Net of Gas T&D Capacity Benefits & Risk-Mitigation Benefits) in cents/therm","Gas Utility System B/C Ratio"]
["Tier1_indor1_HZ3_hp85",null,13.000000953674316,1258.3382568359375,-6.182507798075676E-2,654.55059814453125,0,0,null,0.2930891215801239,0.3109779953956604,1372.198486328125,0.16000762581825256,0.52281838655471802,-6.2443327158689499E-2,-3.8412009598687291E-4,-1.0820284951478243E-3,130.16206359863281,294.26724243164062,0,276.07672119140625,65.455062866210937,65.455062866210937,0,0,0,0,0,0,0,0,0,0,195.61712646484375,359.7222900390625,0,276.07672119140625,831.4161376953125,757.3861083984375,0,136.98332214355469,612.44708251953125,1506.8165283203125,195.61712646484375,7.7028864511632014,757.3861083984375,124.81359100341797,149.46467590332031,612.44708251953125,1644.1114501953125,359.7222900390625,4.5705018388097338,757.3861083984375,124.81359100341797,149.46467590332031,612.44708251953125,1644.1114501953125,555.33941650390625,-23.26666259765625,2.9605523465282402,13.734312057495117,25.25616455078125,0,19.383394241333008,58.373870849609375,757.3861083984375,-0.41869452595710754,124.81359100341797,0,0,0,612.44708251953125,0,-25.590015411376953,149.46467590332031,700.50604248046875,130.91012573242187,0,0,1618.102783203125,831.4161376953125,1.9174991299198707,-2.0571911334991455,7.9610647354920481,-5.479402048522793E-3,7.9555853334435254,0.50744983316448666,-3.6529346990151954E-4,0.50708453969458511,null,-6.2443327158689499E-2,null,0.15800000727176666,0.35499998927116394,-0.41869452595710754,0,0,-0.41869452595710754,0,9999,0]
["Tier1_indor1_HZ3_gfnc",null,13.000000953674316,1337.2242431640625,-6.2058477401733398,654.55059814453125,0,0,null,0.28631547093391418,0.31680455803871155,1458.2088623046875,0.18403767049312592,0.58108937740325928,-6.2679061889648437,-3.3082790672779083E-2,-8.8456660509109497E-2,130.16206359863281,294.26724243164062,0,276.07672119140625,65.455062866210937,65.455062866210937,0,0,0,0,0,0,0,0,0,0,195.61712646484375,359.7222900390625,0,276.07672119140625,831.4161376953125,806.142578125,0,145.69784545898437,650.8358154296875,1602.67626953125,195.61712646484375,8.1929239426881377,806.142578125,138.72474670410156,159.5703125,650.8358154296875,1755.2734375,359.7222900390625,4.879523529421995,806.142578125,138.72474670410156,159.5703125,650.8358154296875,1755.2734375,555.33941650390625,-26.017375946044922,3.1607218078993591,12.924212455749512,23.766464233398438,0,18.240091323852539,54.930767059326172,806.142578125,-42.270545959472656,138.72474670410156,0,0,0,650.8358154296875,0,-50.753433227539062,159.5703125,700.50604248046875,130.91012573242187,0,0,1662.24951171875,831.4161376953125,1.898742128082282,-1.6312897205352783,8.4637204241209414,-0.55000878195079184,7.9137116421701492,0.53957743930278246,-3.6667252130052848E-2,0.50291018717272962,null,-6.2679061889648437,null,0.19400002062320709,0.37400001287460327,-42.270545959472656,0,0,-42.270545959472656,0,9999,0]
["Tier1_indor1_HZ3_gfac",null,12.999998092651367,1335.95751953125,-6.2697639465332031,654.55059814453125,0,0,null,0.28511667251586914,0.31348717212677002,1456.840576171875,0.18192048370838165,0.58465337753295898,-6.3324613571166992,-3.3423520624637604E-2,-8.9367702603340149E-2,130.16206359863281,294.26724243164062,0,276.07672119140625,65.455062866210937,65.455062866210937,0,0,0,0,0,0,0,0,0,0,195.61712646484375,359.7222900390625,0,276.07672119140625,831.4161376953125,804.96295166015625,0,145.518798828125,650.22509765625,1600.706787109375,195.61712646484375,8.1828563637152172,804.96295166015625,139.57559204101562,159.47636413574219,650.22509765625,1754.239990234375,359.7222900390625,4.8766506264899148,804.96295166015625,139.57559204101562,159.47636413574219,650.22509765625,1754.239990234375,555.33941650390625,-26.051479339599609,3.1588608788773649,12.936351776123047,23.788785934448242,0,18.257223129272461,54.98236083984375,804.96295166015625,-42.705905914306641,139.57559204101562,0,0,0,650.22509765625,0,-51.313926696777344,159.47636413574219,700.50604248046875,130.91012573242187,0,0,1660.22021484375,831.4161376953125,1.8955821946966105,-1.5766321420669556,8.4563233533125874,-0.55567349142456091,7.9006498618880263,0.53911980017196437,-3.7044899428304134E-2,0.50207490074366024,null,-6.3324613571166992,null,0.1940000057220459,0.37400001287460327,-42.705905914306641,0,0,-42.705905914306641,0,9999,0]
["Tier1_indor1_HZ3_zonl",null,13,1239.671630859375,-7.6563619077205658E-2,654.55059814453125,0,0,null,0.28995129466056824,0.30440539121627808,1351.82568359375,0.16003844141960144,0.53061521053314209,-7.7329255640506744E-2,-4.1809453978203237E-4,-8.8956282706931233E-4,130.16206359863281,294.26724243164062,0,276.07672119140625,65.455062866210937,65.455062866210937,0,0,0,0,0,0,0,0,0,0,195.61712646484375,359.7222900390625,0,276.07672119140625,831.4161376953125,746.0181884765625,0,134.937255859375,603.354248046875,1484.3096923828125,195.61712646484375,7.5878309798685866,746.0181884765625,126.67493438720703,147.60475158691406,603.354248046875,1623.652099609375,359.7222900390625,4.5136264796067289,746.0181884765625,126.67493438720703,147.60475158691406,603.354248046875,1623.652099609375,555.33941650390625,-22.96937370300293,2.9237112108966339,13.941295623779297,25.636787414550781,0,19.675512313842773,59.253593444824219,746.0181884765625,-0.52093237638473511,126.67493438720703,0,0,0,603.354248046875,0,-31.690139770507813,147.60475158691406,700.50604248046875,130.91012573242187,0,0,1591.4410400390625,831.4161376953125,1.8800381074375938,-0.99823290109634399,7.841279857056497,-6.7856421155079033E-3,7.8344942149409889,0.49977571653212999,-4.5237614103385798E-4,0.4993233403910961,null,-7.7329255640506744E-2,null,0.23800000548362732,0.4699999988079071,-0.52093237638473511,0,0,-0.52093237638473511,0,9999,0]
["Tier1_indor1_HZ2_hp85",null,13.000000953674316,1225.1824951171875,-5.9500578790903091E-2,654.55059814453125,0,0,null,0.29303869605064392,0.31113359332084656,1336.032470703125,0.15598815679550171,0.50921666622161865,-6.0095585882663727E-2,-3.6967798951081932E-4,-1.041346462443471E-3,130.16206359863281,294.26724243164062,0,276.07672119140625,65.455062866210937,65.455062866210937,0,0,0,0,0,0,0,0,0,0,195.61712646484375,359.7222900390625,0,276.07672119140625,831.4161376953125,738.06793212890625,0,133.43731689453125,596.3052978515625,1467.810546875,195.61712646484375,7.5034869052674411,738.06793212890625,121.56641387939453,145.59396362304688,596.3052978515625,1601.5335693359375,359.7222900390625,4.4521387300596604,738.06793212890625,121.56641387939453,145.59396362304688,596.3052978515625,1601.5335693359375,555.33941650390625,-22.219211578369141,2.8838823895495844,14.106096267700195,25.939840316772461,0,19.908096313476562,59.954032897949219,738.06793212890625,-0.40190836787223816,121.56641387939453,0,0,0,596.3052978515625,0,-24.627822875976563,145.59396362304688,700.50604248046875,130.91012573242187,0,0,1576.50390625,831.4161376953125,1.8699763855472886,-0.50620126724243164,7.7501996623068754,-5.2733875935629905E-3,7.7449262747133121,0.49398751784145212,-3.5155917290419897E-4,0.49363595866854793,null,-6.0095585882663727E-2,null,0.15800000727176666,0.35499998927116394,-0.40190836787223816,0,0,-0.40190836787223816,0,9999,0]
["Tier1_indor1_HZ3_efaf",null,13,1226.685302734375,-8.6375020444393158E-2,654.55059814453125,0,0,null,0.29463419318199158,0.31165057420730591,1337.6898193359375,0.15751475095748901,0.51017248630523682,-8.7238773703575134E-2,-4.6045711496844888E-4,-1.2311687460169196E-3,130.16206359863281,294.26724243164062,0,276.07672119140625,65.455062866210937,65.455062866210937,0,0,0,0,0,0,0,0,0,0,195.61712646484375,359.7222900390625,0,276.07672119140625,831.4161376953125,736.66192626953125,0,133.37071228027344,597.04510498046875,1467.0777587890625,195.61712646484375,7.4997407949039481,736.66192626953125,121.79460906982422,145.55015563964844,597.04510498046875,1601.0517578125,359.7222900390625,4.4507993315393524,736.66192626953125,121.79460906982422,145.55015563964844,597.04510498046875,1601.0517578125,555.33941650390625,-22.258243560791016,2.88301479129187,14.088618278503418,25.90770149230957,0,19.883430480957031,59.879749298095703,736.66192626953125,-0.58833533525466919,121.79460906982422,0,0,0,597.04510498046875,0,-35.750667572021484,145.55015563964844,700.50604248046875,130.91012573242187,0,0,1564.7127685546875,831.4161376953125,1.845050135388659,0.24237370491027832,7.764262610690607,-7.6552021737102023E-3,7.7566074085168966,0.49497368601317787,-5.1034681158068022E-4,0.49446333920159719,null,-8.7238773703575134E-2,null,0.1940000057220459,0.37399998307228088,-0.58833533525466919,0,0,-0.58833533525466919,0,9999,0]
["Tier1_indor1_HZ2_gfnc",null,13,1307.1705322265625,-6.7548642158508301,654.55059814453125,0,0,null,0.28634536266326904,0.31678608059883118,1425.4356689453125,0.17985807359218597,0.56794172525405884,-6.8224129676818848,-3.6009546369314194E-2,-9.6282206475734711E-2,130.16206359863281,294.26724243164062,0,276.07672119140625,65.455062866210937,65.455062866210937,0,0,0,0,0,0,0,0,0,0,195.61712646484375,359.7222900390625,0,276.07672119140625,831.4161376953125,788.03973388671875,0,142.42478942871094,636.208251953125,1566.6727294921875,195.61712646484375,8.0088732698469354,788.03973388671875,135.58599853515625,155.9833984375,636.208251953125,1715.8173828125,359.7222900390625,4.7698387271031084,788.03973388671875,135.58599853515625,155.9833984375,636.208251953125,1715.8173828125,555.33941650390625,-25.172340393066406,3.0896732424822555,13.221363067626953,24.312896728515625,0,18.659461975097656,56.193721771240234,788.03973388671875,-45.908535003662109,135.58599853515625,0,0,0,636.208251953125,0,-55.218761444091797,155.9833984375,700.50604248046875,130.91012573242187,0,0,1614.6900634765625,831.4161376953125,1.8399328801654209,0.32211178541183472,8.2733497698678917,-0.59866673047661556,7.6746830393912759,0.52743616107241331,-3.9911115365107677E-2,0.48752504570730565,null,-6.8224129676818848,null,0.19400002062320709,0.37400001287460327,-45.908535003662109,0,0,-45.908535003662109,0,9999,0]
["Tier1_basmnt_HZ3",null,13.000000953674316,1160.511962890625,0,654.55059814453125,0,0,null,0.28600001335144043,0.31700000166893005,1265.5079345703125,0.16012309491634369,0.50512015819549561,0,0,0,130.16206359863281,294.26724243164062,0,276.07672119140625,65.455062866210937,65.455062866210937,0,0,0,0,0,0,0,0,0,0,195.61712646484375,359.7222900390625,0,276.07672119140625,831.4161376953125,699.7139892578125,0,126.45423889160156,564.828369140625,1390.99658203125,195.61712646484375,7.1108119336372555,699.7139892578125,120.58845520019531,138.51307678222656,564.828369140625,1523.6439208984375,359.7222900390625,4.2356113811715845,699.7139892578125,120.58845520019531,138.51307678222656,564.828369140625,1523.6439208984375,555.33941650390625,-20.447616577148437,2.7436263359594006,14.892204284667969,27.385421752929688,0,21.017539978027344,63.295166015625,699.7139892578125,0,120.58845520019531,0,0,0,564.828369140625,0,0,138.51307678222656,700.50604248046875,130.91012573242187,0,0,1523.6439208984375,831.4161376953125,1.832588718662876,0.56992459297180176,7.345245661188331,0,7.345245661188331,0.46827308879041429,0,0.46827308879041429,null,0,null,0,0,0,0,0,0,0,9999,9999]
["Tier1_indor1_HZ2_gfac",null,13.000000953674316,1299.1929931640625,-6.8000268936157227,654.55059814453125,0,0,null,0.28519752621650696,0.31357848644256592,1416.748779296875,0.17692360281944275,0.56831073760986328,-6.8680272102355957,-3.625030443072319E-2,-9.6925944089889526E-2,130.16206359863281,294.26724243164062,0,276.07672119140625,65.455062866210937,65.455062866210937,0,0,0,0,0,0,0,0,0,0,195.61712646484375,359.7222900390625,0,276.07672119140625,831.4161376953125,782.8382568359375,0,141.51692199707031,632.33099365234375,1556.6861572265625,195.61712646484375,7.957821488422276,782.8382568359375,135.674072265625,155.08432006835937,632.33099365234375,1705.9276123046875,359.7222900390625,4.7423460199660132,782.8382568359375,135.674072265625,155.08432006835937,632.33099365234375,1705.9276123046875,555.33941650390625,-25.00787353515625,3.0718647826024239,13.302430152893066,24.461971282958984,0,18.773874282836914,56.538276672363281,782.8382568359375,-46.215476989746094,135.674072265625,0,0,0,632.33099365234375,0,-55.657821655273438,155.08432006835937,700.50604248046875,130.91012573242187,0,0,1604.0543212890625,831.4161376953125,1.8278655266147847,0.69362980127334595,8.2234319326071716,-0.602669384427164,7.6207625481800072,0.52426661704018374,-4.017795896181111E-2,0.48408865807837265,null,-6.8680272102355957,null,0.1940000057220459,0.37400004267692566,-46.215476989746094,0,0,-46.215476989746094,0,9999,0]
["Tier1_basmnt_HZ2",null,13.000000953674316,1154.578125,0,654.55059814453125,0,0,null,0.28600004315376282,0.31700000166893005,1259.0372314453125,0.15930436551570892,0.50253742933273315,0,0,0,130.16206359863281,294.26724243164062,0,276.07672119140625,65.455062866210937,65.455062866210937,0,0,0,0,0,0,0,0,0,0,195.61712646484375,359.7222900390625,0,276.07672119140625,831.4161376953125,696.13623046875,0,125.80767059326172,561.9404296875,1383.88427734375,195.61712646484375,7.0744538362198206,696.13623046875,119.97187805175781,137.80485534667969,561.9404296875,1515.8533935546875,359.7222900390625,4.2139544065791377,696.13623046875,119.97187805175781,137.80485534667969,561.9404296875,1515.8533935546875,555.33941650390625,-20.230342864990234,2.7295979843232776,14.968740463256836,27.526165008544922,0,21.125556945800781,63.620464324951172,696.13623046875,0,119.97187805175781,0,0,0,561.9404296875,0,0,137.80485534667969,700.50604248046875,130.91012573242187,0,0,1515.8533935546875,831.4161376953125,1.8232185655145225,0.89521491527557373,7.3076886715230085,0,7.3076886715230085,0.46587876076280738,0,0.46587876076280738,null,0,null,0,0,0,0,0,0,0,9999,9999]
["Tier1_indor1_HZ2_zonl",null,13.000000953674316,1199.821533203125,-8.3610102534294128E-2,654.55059814453125,0,0,null,0.29045823216438293,0.30278941988945007,1308.3712158203125,0.15352733433246613,0.51244616508483887,-8.4446199238300323E-2,-4.565735871437937E-4,-9.7143318271264434E-4,130.16206359863281,294.26724243164062,0,276.07672119140625,65.455062866210937,65.455062866210937,0,0,0,0,0,0,0,0,0,0,195.61712646484375,359.7222900390625,0,276.07672119140625,831.4161376953125,722.08636474609375,0,130.60456848144531,583.95928955078125,1436.6502685546875,195.61712646484375,7.3441944922778255,722.08636474609375,122.33742523193359,142.83831787109375,583.95928955078125,1571.221435546875,359.7222900390625,4.3678731462007185,722.08636474609375,122.33742523193359,142.83831787109375,583.95928955078125,1571.221435546875,555.33941650390625,-21.633724212646484,2.8292991772846201,14.404323577880859,26.488254547119141,0,20.328989028930664,61.221565246582031,722.08636474609375,-0.56759423017501831,122.33742523193359,0,0,0,583.95928955078125,0,-34.607868194580078,142.83831787109375,700.50604248046875,130.91012573242187,0,0,1536.0458984375,831.4161376953125,1.8131047449001831,1.28542160987854,7.5889334342382586,-7.410154074140432E-3,7.5815232801641184,0.48370037609336763,-4.9401027160936068E-4,0.4832063658217583,null,-8.4446199238300323E-2,null,0.23800000548362732,0.46999996900558472,-0.56759423017501831,0,0,-0.56759423017501831,0,9999,0]
["Tier1_indor1_HZ1_hp85",null,13,1178.26123046875,-0.15504230558872223,654.55059814453125,0,0,null,0.29192379117012024,0.31175592541694641,1284.879150390625,0.15173250436782837,0.49336543679237366,-0.1565927267074585,-9.6328009385615587E-4,-2.7134651318192482E-3,130.16206359863281,294.26724243164062,0,276.07672119140625,65.455062866210937,65.455062866210937,0,0,0,0,0,0,0,0,0,0,195.61712646484375,359.7222900390625,0,276.07672119140625,831.4161376953125,709.2431640625,0,128.27174377441406,573.47430419921875,1410.9892578125,195.61712646484375,7.2130147167339942,709.2431640625,117.78221893310547,140.04995727539062,573.47430419921875,1540.5496826171875,359.7222900390625,4.2826080612227626,709.2431640625,117.78221893310547,140.04995727539062,573.47430419921875,1540.5496826171875,555.33941650390625,-20.692449569702148,2.7740685360309771,14.667684555053711,26.972551345825195,0,20.700674057006836,62.340911865234375,709.2431640625,-1.0511437654495239,117.78221893310547,0,0,0,573.47430419921875,0,-20.589096069335938,140.04995727539062,700.50604248046875,130.91012573242187,0,0,1518.909423828125,831.4161376953125,1.8059176743023959,1.6308443546295166,7.4552342712587212,-1.3741011856161381E-2,7.4414932594025602,0.47522000767811845,-9.1606745707742735E-4,0.474303940221041,null,-0.1565927267074585,null,0.15800000727176666,0.35499998927116394,-1.0511437654495239,0,0,-1.0511437654495239,0,9999,0]
["Tier1_indor1_HZ2_efaf",null,13,1186.59912109375,-9.4143636524677277E-2,654.55059814453125,0,0,null,0.2957286536693573,0.31097248196601868,1293.9669189453125,0.1509253978729248,0.49058163166046143,-9.5085076987743378E-2,-5.0187087617814541E-4,-1.3419006718322635E-3,130.16206359863281,294.26724243164062,0,276.07672119140625,65.455062866210937,65.455062866210937,0,0,0,0,0,0,0,0,0,0,195.61712646484375,359.7222900390625,0,276.07672119140625,831.4161376953125,712.88690185546875,0,129.04173278808594,577.53033447265625,1419.458984375,195.61712646484375,7.2563123422187461,712.88690185546875,117.11765289306641,140.75349426269531,577.53033447265625,1548.288330078125,359.7222900390625,4.3041211531264301,712.88690185546875,117.11765289306641,140.75349426269531,577.53033447265625,1548.288330078125,555.33941650390625,-20.852016448974609,2.7880036873475484,14.564670562744141,26.783117294311523,0,20.555288314819336,61.903076171875,712.88690185546875,-0.6398347020149231,117.11765289306641,0,0,0,577.53033447265625,0,-38.967327117919922,140.75349426269531,700.50604248046875,130.91012573242187,0,0,1508.6812744140625,831.4161376953125,1.7775509909999057,2.6522243022918701,7.506665208245261,-8.3437153589341947E-3,7.4983214928863271,0.47842853358310161,-5.56247690595612E-4,0.47787228589250602,null,-9.5085076987743378E-2,null,0.19400002062320709,0.37400004267692566,-0.6398347020149231,0,0,-0.6398347020149231,0,9999,0]
["Tier1_basmnt_HZ1",null,13,1116.41455078125,0,654.55059814453125,0,0,null,0.28600001335144043,0.31700000166893005,1217.4207763671875,0.1540386974811554,0.48592647910118103,0,0,0,130.16206359863281,294.26724243164062,0,276.07672119140625,65.455062866210937,65.455062866210937,0,0,0,0,0,0,0,0,0,0,195.61712646484375,359.7222900390625,0,276.07672119140625,831.4161376953125,673.12603759765625,0,121.64920043945312,543.36590576171875,1338.14111328125,195.61712646484375,6.8406134369800107,673.12603759765625,116.00630187988281,133.24983215332031,543.36590576171875,1465.748046875,359.7222900390625,4.0746655289527647,673.12603759765625,116.00630187988281,133.24983215332031,543.36590576171875,1465.748046875,555.33941650390625,-18.777688980102539,2.6393733157758441,15.480433464050293,28.467123031616211,0,21.847715377807617,65.795272827148438,673.12603759765625,0,116.00630187988281,0,0,0,543.36590576171875,0,0,133.24983215332031,700.50604248046875,130.91012573242187,0,0,1465.748046875,831.4161376953125,1.7629535405152981,3.0700273513793945,7.0661390017482235,0,7.0661390017482235,0.45047951951490456,0,0.45047951951490456,null,0,null,0,0,0,0,0,0,0,9999,9999]
["Tier1_indor1_HZ1_gfnc",null,13,1239.7156982421875,-7.525059700012207,654.55059814453125,0,0,null,0.28637006878852844,0.31677070260047913,1351.8780517578125,0.17054277658462524,0.53856515884399414,-7.6003103256225586,-4.0115386247634888E-2,-0.10726039111614227,130.16206359863281,294.26724243164062,0,276.07672119140625,65.455062866210937,65.455062866210937,0,0,0,0,0,0,0,0,0,0,195.61712646484375,359.7222900390625,0,276.07672119140625,831.4161376953125,747.3975830078125,0,135.07749938964844,603.37750244140625,1485.8525390625,195.61712646484375,7.5957182875084515,747.3975830078125,128.57283020019531,147.93479919433594,603.37750244140625,1627.28271484375,359.7222900390625,4.523719243643658,747.3975830078125,128.57283020019531,147.93479919433594,603.37750244140625,1627.28271484375,555.33941650390625,-23.128917694091797,2.9302488203991102,13.940755844116211,25.635795593261719,0,19.674751281738281,59.251300811767578,747.3975830078125,-50.940605163574219,128.57283020019531,0,0,0,603.37750244140625,0,-60.154289245605469,147.93479919433594,700.50604248046875,130.91012573242187,0,0,1516.1878662109375,831.4161376953125,1.7265396443375864,4.4630694389343262,7.8463505158312312,-0.66692723787255237,7.1794232779586791,0.50021380464987486,-4.4461815858169884E-2,0.45575198879170498,null,-7.6003103256225586,null,0.1940000057220459,0.37400004267692566,-50.940605163574219,0,0,-50.940605163574219,0,9999,0]
["Tier1_indor1_HZ1_gfac",null,13.000000953674316,1237.7674560546875,-7.5622720718383789,654.55059814453125,0,0,null,0.28532275557518005,0.31376916170120239,1349.7647705078125,0.16861452162265778,0.54106158018112183,-7.6378951072692871,-4.0313761681318283E-2,-0.10779080539941788,130.16206359863281,294.26724243164062,0,276.07672119140625,65.455062866210937,65.455062866210937,0,0,0,0,0,0,0,0,0,0,195.61712646484375,359.7222900390625,0,276.07672119140625,831.4161376953125,745.87249755859375,0,134.8306884765625,602.4344482421875,1483.1376953125,195.61712646484375,7.5818393873804952,745.87249755859375,129.16883850097656,147.74757385253906,602.4344482421875,1625.223388671875,359.7222900390625,4.5179943923927794,745.87249755859375,129.16883850097656,147.74757385253906,602.4344482421875,1625.223388671875,555.33941650390625,-23.126995086669922,2.9265405357507168,13.962581634521484,25.675931930541992,0,19.705554962158203,59.344066619873047,745.87249755859375,-51.192512512207031,129.16883850097656,0,0,0,602.4344482421875,0,-60.608924865722656,147.74757385253906,700.50604248046875,130.91012573242187,0,0,1513.421875,831.4161376953125,1.7230630010730941,4.5586228370666504,7.8345154105311892,-0.67022527759662087,7.1642901329345685,0.49947029567617351,-4.4681685173108145E-2,0.45478861050306535,null,-7.6378951072692871,null,0.1940000057220459,0.37400004267692566,-51.192512512207031,0,0,-51.192512512207031,0,9999,0]
["Tier1_indor1_HZ1_zonl",null,13,1125.0379638671875,-0.28499752283096313,654.55059814453125,0,0,null,0.29110714793205261,0.30072107911109924,1226.818603515625,0.14231708645820618,0.47916930913925171,-0.28784751892089844,-1.5562993939965963E-3,-3.3112752716988325E-3,130.16206359863281,294.26724243164062,0,276.07672119140625,65.455062866210937,65.455062866210937,0,0,0,0,0,0,0,0,0,0,195.61712646484375,359.7222900390625,0,276.07672119140625,831.4161376953125,677.52813720703125,0,122.50885772705078,547.56036376953125,1347.597412109375,195.61712646484375,6.8889538613368959,677.52813720703125,114.39315795898437,133.94816589355469,547.56036376953125,1473.4298095703125,359.7222900390625,4.0960201887094421,677.52813720703125,114.39315795898437,133.94816589355469,547.56036376953125,1473.4298095703125,555.33941650390625,-18.891397476196289,2.653205842330173,15.361848831176758,28.249057769775391,0,21.680355072021484,65.291259765625,677.52813720703125,-1.9287306070327759,114.39315795898437,0,0,0,547.56036376953125,0,-37.84320068359375,133.94816589355469,700.50604248046875,130.91012573242187,0,0,1433.6578369140625,831.4161376953125,1.6912878236844568,5.9122557640075684,7.1145318652421485,-2.5258618770934993E-2,7.0892732464712136,0.45342951678422955,-1.6839079180623411E-3,0.45174560886616721,null,-0.28784751892089844,null,0.23800002038478851,0.4699999988079071,-1.9287306070327759,0,0,-1.9287306070327759,0,9999,0]
["Tier1_indor1_HZ1_efaf",null,12.999999046325684,1110.6005859375,-0.3192819356918335,654.55059814453125,0,0,null,0.29710870981216431,0.31011736392974854,1211.0986328125,0.13956108689308167,0.45572638511657715,-0.32247474789619446,-1.7020618543028831E-3,-4.5509673655033112E-3,130.16206359863281,294.26724243164062,0,276.07672119140625,65.455062866210937,65.455062866210937,0,0,0,0,0,0,0,0,0,0,195.61712646484375,359.7222900390625,0,276.07672119140625,831.4161376953125,667.70849609375,0,120.82525634765625,540.54400634765625,1329.0777587890625,195.61712646484375,6.7942811695883076,667.70849609375,108.79655456542969,131.70491027832031,540.54400634765625,1448.75390625,359.7222900390625,4.0274232260509448,667.70849609375,108.79655456542969,131.70491027832031,540.54400634765625,1448.75390625,555.33941650390625,-17.954803466796875,2.6087720129771554,15.561244964599609,28.615728378295898,0,21.961765289306641,66.138740539550781,667.70849609375,-2.1613669395446777,108.79655456542969,0,0,0,540.54400634765625,0,-42.395729064941406,131.70491027832031,700.50604248046875,130.91012573242187,0,0,1404.1968994140625,831.4161376953125,1.6538792066667933,7.5514583587646484,7.023968641959593,-2.8297158840467768E-2,6.9956714831191249,0.44763909507702598,-1.8864772560311922E-3,0.44575261782099479,null,-0.32247474789619446,null,0.1940000057220459,0.37400001287460327,-2.1613669395446777,0,0,-2.1613669395446777,0,9999,0]
["Tier1_indor2_HZ3_gfac",null,12.999999046325684,1349.417724609375,-16.469242095947266,654.55059814453125,0,0,null,0.28381794691085815,0.30818155407905579,1471.5404052734375,0.18004420399665833,0.59526920318603516,-16.633934020996094,-8.779597282409668E-2,-0.23474858701229095,130.16206359863281,294.26724243164062,0,276.07672119140625,65.455062866210937,65.455062866210937,0,0,0,0,0,0,0,0,0,0,195.61712646484375,359.7222900390625,0,276.07672119140625,831.4161376953125,812.25115966796875,0,146.90370178222656,656.7857666015625,1615.940673828125,195.61712646484375,8.2607318554092668,812.25115966796875,142.10993957519531,161.11470031738281,656.7857666015625,1772.2615966796875,359.7222900390625,4.9267491619533281,812.25115966796875,142.10993957519531,161.11470031738281,656.7857666015625,1772.2615966796875,555.33941650390625,-26.49395751953125,3.1913123124298921,12.807125091552734,23.551149368286133,0,18.074844360351563,54.433116912841797,812.25115966796875,-112.17868041992187,142.10993957519531,0,0,0,656.7857666015625,0,-134.7882080078125,161.11470031738281,700.50604248046875,130.91012573242187,0,0,1525.294677734375,831.4161376953125,1.6434434454887044,7.7499008178710938,8.5424802563542048,-1.459627672510819,7.082852583843386,0.54463297969103486,-9.7308511500721256E-2,0.44732446819031357,null,-16.633934020996094,null,0.1939999908208847,0.37399998307228088,-112.17868041992187,0,0,-112.17868041992187,0,9999,0]
["Tier1_indor2_HZ3_hp85",null,13,1143.3001708984375,-0.16410595178604126,654.55059814453125,0,0,null,0.3068867027759552,0.29988887906074524,1246.7730712890625,0.12185382097959518,0.43106737732887268,-0.16574700176715851,-1.0195927461609244E-3,-2.8720921836793423E-3,130.16206359863281,294.26724243164062,0,276.07672119140625,65.455062866210937,65.455062866210937,0,0,0,0,0,0,0,0,0,0,195.61712646484375,359.7222900390625,0,276.07672119140625,831.4161376953125,685.9080810546875,0,124.23747253417969,556.466552734375,1366.612060546875,195.61712646484375,6.9861577614414516,685.9080810546875,102.90966796875,134.5284423828125,556.466552734375,1479.812744140625,359.7222900390625,4.1137642074080834,685.9080810546875,102.90966796875,134.5284423828125,556.466552734375,1479.812744140625,555.33941650390625,-18.434726715087891,2.6646995684127299,15.115983963012695,27.796932220458984,0,21.333362579345703,64.24627685546875,685.9080810546875,-1.1113655567169189,102.90966796875,0,0,0,556.466552734375,0,-67.92657470703125,134.5284423828125,700.50604248046875,130.91012573242187,0,0,1410.7747802734375,831.4161376953125,1.643407176679029,8.233428955078125,7.2273254087238588,-1.4544299734241926E-2,7.212781108989617,0.46053375165030241,-9.6961998228278909E-4,0.45956413166801963,null,-0.16574700176715851,null,0.15800000727176666,0.35499998927116394,-1.1113655567169189,0,0,-1.1113655567169189,0,9999,0]
["Tier1_indor2_HZ3_gfnc",null,13,1328.477783203125,-16.216588973999023,654.55059814453125,0,0,null,0.28682899475097656,0.31648635864257813,1448.6724853515625,0.18207775056362152,0.57575869560241699,-16.378755569458008,-8.6449116468429565E-2,-0.23114736378192902,130.16206359863281,294.26724243164062,0,276.07672119140625,65.455062866210937,65.455062866210937,0,0,0,0,0,0,0,0,0,0,195.61712646484375,359.7222900390625,0,276.07672119140625,831.4161376953125,800.6796875,0,144.72590637207031,646.579345703125,1591.9849853515625,195.61712646484375,8.1382697330507323,800.6796875,137.45213317871094,158.47111511230469,646.579345703125,1743.1822509765625,359.7222900390625,4.8459110147500537,800.6796875,137.45213317871094,158.47111511230469,646.579345703125,1743.1822509765625,555.33941650390625,-25.747838973999023,3.1389492295930248,13.00929069519043,23.922914505004883,0,18.360162734985352,55.292369842529297,800.6796875,-110.45777130126953,137.45213317871094,0,0,0,646.579345703125,0,-132.62092590332031,158.47111511230469,700.50604248046875,130.91012573242187,0,0,1500.1036376953125,831.4161376953125,1.6223272326358216,8.7779932022094727,8.40837273413314,-1.4372357941731391,6.9711369399600009,0.53604811819128106,-9.5815719611542269E-2,0.44023239857973878,null,-16.378755569458008,null,0.19400002062320709,0.37400004267692566,-110.45777130126953,0,0,-110.45777130126953,0,9999,0]
["Tier1_indor2_HZ2_hp85",null,12.999999046325684,1113.516357421875,-0.15795609354972839,654.55059814453125,0,0,null,0.30672961473464966,0.30032983422279358,1214.266845703125,0.11919935047626495,0.42032849788665771,-0.15953566133975983,-9.8138360772281885E-4,-2.764460863545537E-3,130.16206359863281,294.26724243164062,0,276.07672119140625,65.455062866210937,65.455062866210937,0,0,0,0,0,0,0,0,0,0,195.61712646484375,359.7222900390625,0,276.07672119140625,831.4161376953125,669.7325439453125,0,121.16907501220703,541.9581298828125,1332.8597412109375,195.61712646484375,6.8136148042225395,669.7325439453125,100.345947265625,131.20365905761719,541.9581298828125,1443.240234375,359.7222900390625,4.0120956051261771,669.7325439453125,100.345947265625,131.20365905761719,541.9581298828125,1443.240234375,555.33941650390625,-17.309898376464844,2.598843513723486,15.52064323425293,28.541065216064453,0,21.904464721679688,65.966171264648437,669.7325439453125,-1.0669455528259277,100.345947265625,0,0,0,541.9581298828125,0,-65.379417419433594,131.20365905761719,700.50604248046875,130.91012573242187,0,0,1376.7939453125,831.4161376953125,1.6074178730304467,9.866551399230957,7.0361317553805236,-1.3999253748600855E-2,7.0221325016319227,0.44829370894930731,-9.3328358324005773E-4,0.44736042536606724,null,-0.15953566133975983,null,0.15800000727176666,0.35499998927116394,-1.0669455528259277,0,0,-1.0669455528259277,0,9999,0]
["Tier1_garage_HZ1",null,13,1016.3640747070312,0,654.55059814453125,0,0,null,0.28600001335144043,0.31700000166893005,1108.3184814453125,0.14023409783840179,0.44237887859344482,0,0,0,130.16206359863281,294.26724243164062,0,276.07672119140625,65.455062866210937,65.455062866210937,0,0,0,0,0,0,0,0,0,0,195.61712646484375,359.7222900390625,0,276.07672119140625,831.4161376953125,612.80206298828125,0,110.74728393554687,494.67071533203125,1218.2200927734375,195.61712646484375,6.2275736499728076,612.80206298828125,105.61009216308594,121.30828857421875,494.67071533203125,1334.39111328125,359.7222900390625,3.7095035237048637,612.80206298828125,105.61009216308594,121.30828857421875,494.67071533203125,1334.39111328125,555.33941650390625,-14.451507568359375,2.4028388454645557,17.00432014465332,31.269412994384766,0,23.998394012451172,72.272125244140625,612.80206298828125,0,105.61009216308594,0,0,0,494.67071533203125,0,0,121.30828857421875,700.50604248046875,130.91012573242187,0,0,1334.39111328125,831.4161376953125,1.6049617629229649,9.5468873977661133,6.4328882379096157,0,6.4328882379096157,0.41010860411741767,0,0.41010860411741767,null,0,null,0,0,0,0,0,0,0,9999,9999]
["Tier1_indor3_HZ3_gfac",null,13,1352.446533203125,-19.034465789794922,654.55059814453125,0,0,null,0.28351345658302307,0.30691257119178772,1474.848388671875,0.17955352365970612,0.59771913290023804,-19.224809646606445,-0.101470947265625,-0.27131268382072449,130.16206359863281,294.26724243164062,0,276.07672119140625,65.455062866210937,65.455062866210937,0,0,0,0,0,0,0,0,0,0,195.61712646484375,359.7222900390625,0,276.07672119140625,831.4161376953125,813.875732421875,0,147.21383666992187,658.262451171875,1619.35205078125,195.61712646484375,8.2781709839434807,813.875732421875,142.69480895996094,161.48330688476562,658.262451171875,1776.3162841796875,359.7222900390625,4.9380210047516497,813.875732421875,142.69480895996094,161.48330688476562,658.262451171875,1776.3162841796875,555.33941650390625,-26.593278884887695,3.1986136727231762,12.778399467468262,23.498325347900391,0,18.034303665161133,54.311027526855469,813.875732421875,-129.65147399902344,142.69480895996094,0,0,0,658.262451171875,0,-155.7821044921875,161.48330688476562,700.50604248046875,130.91012573242187,0,0,1490.8826904296875,831.4161376953125,1.5904702532104296,10.086550712585449,8.5618832761961787,-1.6869771181766433,6.8749061580195354,0.54587489911704767,-0.11246514121177643,0.43340975790527125,null,-19.224809646606445,null,0.1940000057220459,0.37400001287460327,-129.65147399902344,0,0,-129.65147399902344,0,9999,0]
["Tier1_indor2_HZ1_hp85",null,12.999999046325684,1088.6453857421875,-0.41028356552124023,654.55059814453125,0,0,null,0.30311238765716553,0.30237951874732971,1187.180908203125,0.12171193957328796,0.42188200354576111,-0.41438639163970947,-2.5490978732705116E-3,-7.1805575862526894E-3,130.16206359863281,294.26724243164062,0,276.07672119140625,65.455062866210937,65.455062866210937,0,0,0,0,0,0,0,0,0,0,195.61712646484375,359.7222900390625,0,276.07672119140625,831.4161376953125,653.32073974609375,0,118.31899261474609,529.8690185546875,1301.5087890625,195.61712646484375,6.653347661506694,653.32073974609375,100.71681976318359,128.39065551757812,529.8690185546875,1412.2972412109375,359.7222900390625,3.9260763449521292,653.32073974609375,100.71681976318359,128.39065551757812,529.8690185546875,1412.2972412109375,555.33941650390625,-16.52558708190918,2.5431243538727109,15.874752044677734,29.192239761352539,0,22.404220581054687,67.471214294433594,653.32073974609375,-2.7816088199615479,100.71681976318359,0,0,0,529.8690185546875,0,-54.48077392578125,128.39065551757812,700.50604248046875,130.91012573242187,0,0,1355.0347900390625,831.4161376953125,1.5892104429189529,10.525601387023926,6.8840946808555019,-3.6362406975239486E-2,6.8477322738802622,0.43870031780170099,-2.4241604650159735E-3,0.43627615733668501,null,-0.41438639163970947,null,0.15800000727176666,0.35499995946884155,-2.7816088199615479,0,0,-2.7816088199615479,0,9999,0]
["Tier1_indor3_HZ3_hp85",null,12.999998092651367,1113.4935302734375,-0.19022932648658752,654.55059814453125,0,0,null,0.31090879440307617,0.29676833748817444,1214.274658203125,0.11209237575531006,0.40735781192779541,-0.19213160872459412,-1.1818974744528532E-3,-3.3292889129370451E-3,130.16206359863281,294.26724243164062,0,276.07672119140625,65.455062866210937,65.455062866210937,0,0,0,0,0,0,0,0,0,0,195.61712646484375,359.7222900390625,0,276.07672119140625,831.4161376953125,667.40484619140625,0,120.9366455078125,541.96160888671875,1330.3031005859375,195.61712646484375,6.8005451497367702,667.40484619140625,97.249420166015625,130.66157531738281,541.96160888671875,1437.2774658203125,359.7222900390625,3.9955194031447445,667.40484619140625,97.249420166015625,130.66157531738281,541.96160888671875,1437.2774658203125,555.33941650390625,-17.021369934082031,2.5881062434185176,15.520543098449707,28.540882110595703,0,21.904323577880859,65.965751647949219,667.40484619140625,-1.2882794141769409,97.249420166015625,0,0,0,541.96160888671875,0,-78.738037109375,130.66157531738281,700.50604248046875,130.91012573242187,0,0,1357.2510986328125,831.4161376953125,1.5769261084830097,11.232357025146484,7.0372186009596502,-1.6859549118281175E-2,7.0203590518413694,0.44837832488426493,-1.123969941218741E-3,0.44725435494304622,null,-0.19213160872459412,null,0.15800000727176666,0.35499998927116394,-1.2882794141769409,0,0,-1.2882794141769409,0,9999,0]
["Tier1_indor2_HZ2_gfac",null,12.999999046325684,1310.270263671875,-17.835809707641602,654.55059814453125,0,0,null,0.28401988744735718,0.30839443206787109,1428.8477783203125,0.17483100295066833,0.57736331224441528,-18.014167785644531,-9.5081016421318054E-2,-0.25422731041908264,130.16206359863281,294.26724243164062,0,276.07672119140625,65.455062866210937,65.455062866210937,0,0,0,0,0,0,0,0,0,0,195.61712646484375,359.7222900390625,0,276.07672119140625,831.4161376953125,788.7552490234375,0,142.64863586425781,637.731201171875,1569.1351318359375,195.61712646484375,8.0214606686883059,788.7552490234375,137.835205078125,156.43217468261719,637.731201171875,1720.7537841796875,359.7222900390625,4.783561665800133,788.7552490234375,137.835205078125,156.43217468261719,637.731201171875,1720.7537841796875,555.33941650390625,-25.396829605102539,3.0985623053890365,13.189789772033691,24.25483512878418,0,18.614902496337891,56.059528350830078,788.7552490234375,-121.21869659423828,137.835205078125,0,0,0,637.731201171875,0,-145.98579406738281,156.43217468261719,700.50604248046875,130.91012573242187,0,0,1453.54931640625,831.4161376953125,1.5662857020355787,11.234753608703613,8.2941878519396397,-1.5807431404564367,6.713444711483203,0.52878843150025201,-0.10538287603042946,0.42340555546982256,null,-18.014167785644531,null,0.1939999908208847,0.37399998307228088,-121.21869659423828,0,0,-121.21869659423828,0,9999,0]
["Tier1_indor3_HZ3_gfnc",null,12.999999046325684,1326.3531494140625,-18.739162445068359,654.55059814453125,0,0,null,0.28695935010910034,0.31640562415122986,1446.35595703125,0.18159498274326324,0.57445031404495239,-18.926553726196289,-9.9896706640720367E-2,-0.26710349321365356,130.16206359863281,294.26724243164062,0,276.07672119140625,65.455062866210937,65.455062866210937,0,0,0,0,0,0,0,0,0,0,195.61712646484375,359.7222900390625,0,276.07672119140625,831.4161376953125,799.35107421875,0,144.48963928222656,645.54541015625,1589.3861083984375,195.61712646484375,8.1249845163371752,799.35107421875,137.13980102539062,158.20362854003906,645.54541015625,1740.2398681640625,359.7222900390625,4.8377314620496046,799.35107421875,137.13980102539062,158.20362854003906,645.54541015625,1740.2398681640625,555.33941650390625,-25.681585311889648,3.1336509068278438,13.03012752532959,23.961231231689453,0,18.389570236206055,55.380928039550781,799.35107421875,-127.64003753662109,137.13980102539062,0,0,0,645.54541015625,0,-153.25054931640625,158.20362854003906,700.50604248046875,130.91012573242187,0,0,1459.349365234375,831.4161376953125,1.5645323612525386,11.418209075927734,8.3949286917174639,-1.6608050960122658,6.7341235957051984,0.5351908333205212,-0.1107203397341513,0.4244704935863699,null,-18.926553726196289,null,0.1940000057220459,0.37399998307228088,-127.64003753662109,0,0,-127.64003753662109,0,9999,0]
["Tier1_indor2_HZ2_gfnc",null,13.000000953674316,1297.408447265625,-17.662099838256836,654.55059814453125,0,0,null,0.28690966963768005,0.31643643975257874,1414.7911376953125,0.17770327627658844,0.56205815076828003,-17.838720321655273,-9.4154991209506989E-2,-0.25175130367279053,130.16206359863281,294.26724243164062,0,276.07672119140625,65.455062866210937,65.455062866210937,0,0,0,0,0,0,0,0,0,0,195.61712646484375,359.7222900390625,0,276.07672119140625,831.4161376953125,781.992431640625,0,141.344970703125,631.457275390625,1554.794677734375,195.61712646484375,7.9481521164958027,781.992431640625,134.18138122558594,154.76310729980469,631.457275390625,1702.3941650390625,359.7222900390625,4.7325233116891408,781.992431640625,134.18138122558594,154.76310729980469,631.457275390625,1702.3941650390625,555.33941650390625,-24.859458923339844,3.065502102296418,13.320837020874023,24.495819091796875,0,18.79985237121582,56.616508483886719,781.992431640625,-120.03810119628906,134.18138122558594,0,0,0,631.457275390625,0,-144.37901306152344,154.76310729980469,700.50604248046875,130.91012573242187,0,0,1437.97705078125,831.4161376953125,1.5535156878228453,11.946268081665039,8.2113289196928356,-1.5653477116156433,6.6459812080771918,0.52347367199775019,-0.10435651410770981,0.41911715789004039,null,-17.838720321655273,null,0.1940000057220459,0.37399998307228088,-120.03810119628906,0,0,-120.03810119628906,0,9999,0]
["Tier1_indor3_HZ2_hp85",null,13,1084.68310546875,-0.18319830298423767,654.55059814453125,0,0,null,0.31073004007339478,0.29728478193283081,1182.8255615234375,0.10978019237518311,0.39736196398735046,-0.18503028154373169,-1.1382137890905142E-3,-3.2062360551208258E-3,130.16206359863281,294.26724243164062,0,276.07672119140625,65.455062866210937,65.455062866210937,0,0,0,0,0,0,0,0,0,0,195.61712646484375,359.7222900390625,0,276.07672119140625,831.4161376953125,652.0982666015625,0,118.00234222412109,527.925048828125,1298.025634765625,195.61712646484375,6.6355419952817343,652.0982666015625,94.86309814453125,127.48865509033203,527.925048828125,1402.3751220703125,359.7222900390625,3.8984934990433202,652.0982666015625,94.86309814453125,127.48865509033203,527.925048828125,1402.3751220703125,555.33941650390625,-15.877838134765625,2.5252575064106129,15.933204650878906,29.29973030090332,0,22.486717224121094,67.719650268554688,652.0982666015625,-1.2374489307403564,94.86309814453125,0,0,0,527.925048828125,0,-75.82965087890625,127.48865509033203,700.50604248046875,130.91012573242187,0,0,1325.3079833984375,831.4161376953125,1.543644355406842,12.886070251464844,6.8517526929926138,-1.6236407374662653E-2,6.8355162856179508,0.43649515165480873,-1.0824271583108446E-3,0.43541272449649787,null,-0.18503028154373169,null,0.15800000727176666,0.35499998927116394,-1.2374489307403564,0,0,-1.2374489307403564,0,9999,0]
["Tier1_indor3_HZ1_hp85",null,13.000000953674316,1065.5208740234375,-0.47546574473381042,654.55059814453125,0,0,null,0.30630314350128174,0.29980310797691345,1161.9705810546875,0.11404715478420258,0.40344837307929993,-0.48022040724754333,-2.9540755786001682E-3,-8.3213401958346367E-3,130.16206359863281,294.26724243164062,0,276.07672119140625,65.455062866210937,65.455062866210937,0,0,0,0,0,0,0,0,0,0,195.61712646484375,359.7222900390625,0,276.07672119140625,831.4161376953125,638.90313720703125,0,115.75201416015625,518.61700439453125,1273.272216796875,195.61712646484375,6.5090014293331873,638.90313720703125,96.31610107421875,125.38362884521484,518.61700439453125,1379.2198486328125,359.7222900390625,3.8341238538961222,638.90313720703125,96.31610107421875,125.38362884521484,518.61700439453125,1379.2198486328125,555.33941650390625,-15.336994171142578,2.4835619310215971,16.219171524047852,29.825597763061523,0,22.89030647277832,68.935073852539063,638.90313720703125,-3.2235257625579834,96.31610107421875,0,0,0,518.61700439453125,0,-63.137405395507813,125.38362884521484,700.50604248046875,130.91012573242187,0,0,1312.85888671875,831.4161376953125,1.5362609187596465,13.055486679077148,6.7367178975713582,-4.2139340319555935E-2,6.694578557251802,0.42927681991779537,-2.8092893546370784E-3,0.42646753056315828,null,-0.48022040724754333,null,0.15800000727176666,0.35499998927116394,-3.2235257625579834,0,0,-3.2235257625579834,0,9999,0]
["Tier1_indor2_HZ3_zonl",null,13.000000953674316,1073.7567138671875,-0.20008654892444611,654.55059814453125,0,0,null,0.29792150855064392,0.27900022268295288,1170.8939208984375,0.1193883940577507,0.44394457340240479,-0.20208741724491119,-1.0926219401881099E-3,-2.3247275967150927E-3,130.16206359863281,294.26724243164062,0,276.07672119140625,65.455062866210937,65.455062866210937,0,0,0,0,0,0,0,0,0,0,195.61712646484375,359.7222900390625,0,276.07672119140625,831.4161376953125,643.68487548828125,0,116.62846374511719,522.5997314453125,1282.9130859375,195.61712646484375,6.5582860451090195,643.68487548828125,105.98385620117187,127.22685241699219,522.5997314453125,1399.495361328125,359.7222900390625,3.8904880096133319,643.68487548828125,105.98385620117187,127.22685241699219,522.5997314453125,1399.495361328125,555.33941650390625,-16.494949340820312,2.5200719335013524,16.09556770324707,29.598299026489258,0,22.715860366821289,68.409721374511719,643.68487548828125,-1.3613718748092651,105.98385620117187,0,0,0,522.5997314453125,0,-82.820358276367188,127.22685241699219,700.50604248046875,130.91012573242187,0,0,1315.3135986328125,831.4161376953125,1.5285042899861263,13.147466659545898,6.7830976626853001,-1.7733170635583273E-2,6.7653644920497165,0.43212026286035377,-1.182211375705552E-3,0.4309380514846482,null,-0.20208741724491119,null,0.23799999058246613,0.4699999988079071,-1.3613718748092651,0,0,-1.3613718748092651,0,9999,0]
["Tier1_indor3_HZ2_gfac",null,13,1312.920654296875,-20.624485015869141,654.55059814453125,0,0,null,0.28374484181404114,0.30715093016624451,1431.742919921875,0.17431248724460602,0.57951998710632324,-20.830730438232422,-0.10994719713926315,-0.29397645592689514,130.16206359863281,294.26724243164062,0,276.07672119140625,65.455062866210937,65.455062866210937,0,0,0,0,0,0,0,0,0,0,195.61712646484375,359.7222900390625,0,276.07672119140625,831.4161376953125,790.16741943359375,0,142.91908264160156,639.0233154296875,1572.10986328125,195.61712646484375,8.0366675756655788,790.16741943359375,138.35006713867187,156.75407409667969,639.0233154296875,1724.294921875,359.7222900390625,4.7934054983632706,790.16741943359375,138.35006713867187,156.75407409667969,639.0233154296875,1724.294921875,555.33941650390625,-25.488727569580078,3.1049386689966747,13.163118362426758,24.205789566040039,0,18.577260971069336,55.9461669921875,790.16741943359375,-140.17156982421875,138.35006713867187,0,0,0,639.0233154296875,0,-168.8106689453125,156.75407409667969,700.50604248046875,130.91012573242187,0,0,1415.3126220703125,831.4161376953125,1.5120109477013775,13.880016326904297,8.3111165881925775,-1.8278966142532773,6.4832199739392999,0.52987022576153042,-0.12185977428355192,0.40801045147797849,null,-20.830730438232422,null,0.1940000057220459,0.37400001287460327,-140.17156982421875,0,0,-140.17156982421875,0,9999,0]
["Tier1_indor3_HZ2_gfnc",null,13.000000953674316,1295.0389404296875,-20.408586502075195,654.55059814453125,0,0,null,0.28705295920372009,0.3163476288318634,1412.2073974609375,0.17717297375202179,0.56061524152755737,-20.612672805786133,-0.10879625380039215,-0.29089906811714172,130.16206359863281,294.26724243164062,0,276.07672119140625,65.455062866210937,65.455062866210937,0,0,0,0,0,0,0,0,0,0,195.61712646484375,359.7222900390625,0,276.07672119140625,831.4161376953125,780.5230712890625,0,141.08271789550781,630.3040771484375,1551.909912109375,195.61712646484375,7.93340488319624,780.5230712890625,133.8369140625,154.46640014648437,630.3040771484375,1699.1304931640625,359.7222900390625,4.7234503883199492,780.5230712890625,133.8369140625,154.46640014648437,630.3040771484375,1699.1304931640625,555.33941650390625,-24.782526016235352,3.0596250967688312,13.345208168029785,24.54063606262207,0,18.834247589111328,56.7200927734375,780.5230712890625,-138.70423889160156,133.8369140625,0,0,0,630.3040771484375,0,-166.83026123046875,154.46640014648437,700.50604248046875,130.91012573242187,0,0,1393.595947265625,831.4161376953125,1.494462785386127,14.895610809326172,8.1962725861791927,-1.8087620221784673,6.3875105640007259,0.52251165180233794,-0.12058413481189736,0.4019275169904406,null,-20.612672805786133,null,0.1940000057220459,0.37400001287460327,-138.70423889160156,0,0,-138.70423889160156,0,9999,0]
["Tier1_indor4_HZ3_gfac",null,12.999998092651367,1359.841552734375,-25.548398971557617,654.55059814453125,0,0,null,0.28278836607933044,0.30383041501045227,1482.925048828125,0.17833660542964935,0.60366141796112061,-25.803882598876953,-0.13619610667228699,-0.36416071653366089,130.16206359863281,294.26724243164062,0,276.07672119140625,65.455062866210937,65.455062866210937,0,0,0,0,0,0,0,0,0,0,195.61712646484375,359.7222900390625,0,276.07672119140625,831.4161376953125,817.8372802734375,0,147.97044372558594,661.8670654296875,1627.6748046875,195.61712646484375,8.3207172032620367,817.8372802734375,144.11341857910156,162.38179016113281,661.8670654296875,1786.1995849609375,359.7222900390625,4.9654956841344013,817.8372802734375,144.11341857910156,162.38179016113281,661.8670654296875,1786.1995849609375,555.33941650390625,-26.833160400390625,3.2164104550865544,12.708802223205566,23.370344161987305,0,17.936080932617188,54.015224456787109,817.8372802734375,-174.0205078125,144.11341857910156,0,0,0,661.8670654296875,0,-209.092041015625,162.38179016113281,700.50604248046875,130.91012573242187,0,0,1403.0870361328125,831.4161376953125,1.4706935532945804,15.992877006530762,8.6092548099088884,-2.2642906999911956,6.3449641099176928,0.5489069641065879,-0.15095271333274668,0.39795425077384122,null,-25.803882598876953,null,0.1940000057220459,0.37400001287460327,-174.0205078125,0,0,-174.0205078125,0,9999,0]
["Tier1_indor2_HZ1_gfac",null,12.999999046325684,1246.2364501953125,-19.866369247436523,654.55059814453125,0,0,null,0.2843393087387085,0.30886107683181763,1359.0177001953125,0.16641345620155334,0.54817473888397217,-20.065032958984375,-0.10590574145317078,-0.2831704318523407,130.16206359863281,294.26724243164062,0,276.07672119140625,65.455062866210937,65.455062866210937,0,0,0,0,0,0,0,0,0,0,195.61712646484375,359.7222900390625,0,276.07672119140625,831.4161376953125,750.32647705078125,0,135.68905639648437,606.56414794921875,1492.5797119140625,195.61712646484375,7.6301073856369648,750.32647705078125,130.86695861816406,148.77574157714844,606.56414794921875,1636.5333251953125,359.7222900390625,4.5494352201492099,750.32647705078125,130.86695861816406,148.77574157714844,606.56414794921875,1636.5333251953125,555.33941650390625,-23.455562591552734,2.946906399210325,13.867517471313477,25.501115798950195,0,19.571388244628906,58.940021514892578,750.32647705078125,-134.48463439941406,130.86695861816406,0,0,0,606.56414794921875,0,-159.2198486328125,148.77574157714844,700.50604248046875,130.91012573242187,0,0,1342.828857421875,831.4161376953125,1.4545402960866813,16.936866760253906,7.8885469430300299,-1.7607066701074914,6.1278402729225387,0.50292246601985702,-0.11738044467383263,0.38554202134602439,null,-20.065032958984375,null,0.19400002062320709,0.37400004267692566,-134.48463439941406,0,0,-134.48463439941406,0,9999,0]
["Tier1_indor2_HZ3_efaf",null,13,1039.62451171875,-0.22570176422595978,654.55059814453125,0,0,null,0.31262096762657166,0.30050653219223022,1133.7398681640625,0.11276976764202118,0.39044323563575745,-0.22795878350734711,-1.2031948426738381E-3,-3.2170985359698534E-3,130.16206359863281,294.26724243164062,0,276.07672119140625,65.455062866210937,65.455062866210937,0,0,0,0,0,0,0,0,0,0,195.61712646484375,359.7222900390625,0,276.07672119140625,831.4161376953125,619.1173095703125,0,112.513427734375,506.0169677734375,1237.647705078125,195.61712646484375,6.3268882814335514,619.1173095703125,93.21136474609375,121.83456420898437,506.0169677734375,1340.18017578125,359.7222900390625,3.7255966242881531,619.1173095703125,93.21136474609375,121.83456420898437,506.0169677734375,1340.18017578125,555.33941650390625,-14.082752227783203,2.4132631858050857,16.623039245605469,30.568271636962891,0,23.460287094116211,70.651596069335938,619.1173095703125,-1.537346363067627,93.21136474609375,0,0,0,506.0169677734375,0,-93.420066833496094,121.83456420898437,700.50604248046875,130.91012573242187,0,0,1245.2227783203125,831.4161376953125,1.4466951920841453,17.446771621704102,6.5805940677914734,-2.0003383432776533E-2,6.5605906843586972,0.41949242728880753,-1.3335588955184201E-3,0.41815886839328914,null,-0.22795878350734711,null,0.19400002062320709,0.37400001287460327,-1.537346363067627,0,0,-1.537346363067627,0,9999,0]
["Tier1_indor3_HZ3_zonl",null,12.999999046325684,1031.999267578125,-0.23121419548988342,654.55059814453125,0,0,null,0.30033355951309204,0.27131178975105286,1125.35693359375,0.1091519296169281,0.4221266508102417,-0.23352633416652679,-1.2626021634787321E-3,-2.6863876264542341E-3,130.16206359863281,294.26724243164062,0,276.07672119140625,65.455062866210937,65.455062866210937,0,0,0,0,0,0,0,0,0,0,195.61712646484375,359.7222900390625,0,276.07672119140625,831.4161376953125,617.92889404296875,0,112.02043151855469,502.27545166015625,1232.2247314453125,195.61712646484375,6.2991661287036376,617.92889404296875,100.77523803710937,122.09795379638672,502.27545166015625,1343.0775146484375,359.7222900390625,3.7336509795369719,617.92889404296875,100.77523803710937,122.09795379638672,502.27545166015625,1343.0775146484375,555.33941650390625,-14.537440299987793,2.4184804116530625,16.746866226196289,30.795980453491211,0,23.635047912597656,71.177894592285156,617.92889404296875,-1.5731617212295532,100.77523803710937,0,0,0,502.27545166015625,0,-95.702560424804687,122.09795379638672,700.50604248046875,130.91012573242187,0,0,1245.8017578125,831.4161376953125,1.446203581058022,17.425424575805664,6.5167714222714572,-2.0491936014021956E-2,6.4962794862574356,0.41509248849598646,-1.3661290676014631E-3,0.41372635942838498,null,-0.23352633416652679,null,0.23800000548362732,0.4699999988079071,-1.5731617212295532,0,0,-1.5731617212295532,0,9999,0]
["Tier1_indor2_HZ1_gfnc",null,13,1230.7904052734375,-19.724819183349609,654.55059814453125,0,0,null,0.28697696328163147,0.31639468669891357,1342.146484375,0.16848699748516083,0.53301256895065308,-19.922067642211914,-0.10515115410089493,-0.28115281462669373,130.16206359863281,294.26724243164062,0,276.07672119140625,65.455062866210937,65.455062866210937,0,0,0,0,0,0,0,0,0,0,195.61712646484375,359.7222900390625,0,276.07672119140625,831.4161376953125,741.9010009765625,0,134.093505859375,599.0340576171875,1475.028564453125,195.61712646484375,7.5403856048269713,741.9010009765625,127.24726104736328,146.81822204589844,599.0340576171875,1615.00048828125,359.7222900390625,4.4895757585835119,741.9010009765625,127.24726104736328,146.81822204589844,599.0340576171875,1615.00048828125,555.33941650390625,-22.809534072875977,2.90813230488759,14.041836738586426,25.821672439575195,0,19.817407608032227,59.680915832519531,741.9010009765625,-133.52641296386719,127.24726104736328,0,0,0,599.0340576171875,0,-157.67848205566406,146.81822204589844,700.50604248046875,130.91012573242187,0,0,1323.795654296875,831.4161376953125,1.4385981116698949,17.911214828491211,7.7895363326172626,-1.7481614716995775,6.0413748609176849,0.49658263343176584,-0.11654409811330588,0.38003853531845999,null,-19.922067642211914,null,0.1940000057220459,0.37400001287460327,-133.52641296386719,0,0,-133.52641296386719,0,9999,0]
["Tier1_indor2_HZ2_zonl",null,13,1018.3577880859375,-0.21875289082527161,654.55059814453125,0,0,null,0.29974275827407837,0.27319511771202087,1110.4853515625,0.10906195640563965,0.41764906048774719,-0.22094041109085083,-1.1945540318265557E-3,-2.5416044518351555E-3,130.16206359863281,294.26724243164062,0,276.07672119140625,65.455062866210937,65.455062866210937,0,0,0,0,0,0,0,0,0,0,195.61712646484375,359.7222900390625,0,276.07672119140625,831.4161376953125,610.52764892578125,0,110.61654663085937,495.63778686523437,1216.781982421875,195.61712646484375,6.2202221472696806,610.52764892578125,99.706298828125,120.58718109130859,495.63778686523437,1326.4588623046875,359.7222900390625,3.6874525048207274,610.52764892578125,99.706298828125,120.58718109130859,495.63778686523437,1326.4588623046875,555.33941650390625,-13.932453155517578,2.3885552507952732,16.971139907836914,31.208396911621094,0,23.951566696166992,72.131103515625,610.52764892578125,-1.4850225448608398,99.706298828125,0,0,0,495.63778686523437,0,-90.545936584472656,120.58718109130859,700.50604248046875,130.91012573242187,0,0,1234.427978515625,831.4161376953125,1.4364210753767077,18.003437042236328,6.4321253447085214,-1.9387521447115075E-2,6.4127378232614065,0.4097767174586272,-1.2925014298076662E-3,0.40848421602881951,null,-0.22094041109085083,null,0.23800000548362732,0.46999996900558472,-1.4850225448608398,0,0,-1.4850225448608398,0,9999,0]
["Tier1_indor4_HZ3_gfnc",null,13.000000953674316,1321.107666015625,-25.080947875976563,654.55059814453125,0,0,null,0.28728851675987244,0.31620171666145325,1440.6368408203125,0.18039485812187195,0.57120341062545776,-25.331756591796875,-0.13370417058467865,-0.35749778151512146,130.16206359863281,294.26724243164062,0,276.07672119140625,65.455062866210937,65.455062866210937,0,0,0,0,0,0,0,0,0,0,195.61712646484375,359.7222900390625,0,276.07672119140625,831.4161376953125,796.06866455078125,0,143.90615844726562,642.99285888671875,1582.9676513671875,195.61712646484375,8.0921732697533315,796.06866455078125,136.36465454101562,157.54261779785156,642.99285888671875,1732.96875,359.7222900390625,4.8175183196979177,796.06866455078125,136.36465454101562,157.54261779785156,642.99285888671875,1732.96875,555.33941650390625,-25.516792297363281,3.1205578006153365,13.081854820251465,24.056352615356445,0,18.462574005126953,55.600780487060547,796.06866455078125,-170.83650207519531,136.36465454101562,0,0,0,642.99285888671875,0,-205.10939025878906,157.54261779785156,700.50604248046875,130.91012573242187,0,0,1357.02294921875,831.4161376953125,1.4353348116565949,18.087085723876953,8.361736197946664,-2.2228616303361264,6.1388745676105376,0.533074242192218,-0.14819077535574171,0.38488346683647628,null,-25.331756591796875,null,0.1940000057220459,0.37400001287460327,-170.83650207519531,0,0,-170.83650207519531,0,9999,0]
["Tier1_indor4_HZ3_hp85",null,13.000000953674316,1037.5323486328125,-0.25660336017608643,654.55059814453125,0,0,null,0.32223263382911682,0.28818339109420776,1131.4532470703125,8.7329693138599396E-2,0.34686499834060669,-0.25916936993598938,-1.5942803584039211E-3,-4.490930587053299E-3,130.16206359863281,294.26724243164062,0,276.07672119140625,65.455062866210937,65.455062866210937,0,0,0,0,0,0,0,0,0,0,195.61712646484375,359.7222900390625,0,276.07672119140625,831.4161376953125,620.26910400390625,0,112.52655029296875,504.9964599609375,1237.7921142578125,195.61712646484375,6.3276265050354272,620.26910400390625,82.807861328125,120.80733489990234,504.9964599609375,1328.8807373046875,359.7222900390625,3.6941850439120039,620.26910400390625,82.807861328125,120.80733489990234,504.9964599609375,1328.8807373046875,555.33941650390625,-13.051000595092773,2.3929162673986411,16.656633377075195,30.630048751831055,0,23.507699966430664,70.794380187988281,620.26910400390625,-1.7377804517745972,82.807861328125,0,0,0,504.9964599609375,0,-106.21195983886719,120.80733489990234,700.50604248046875,130.91012573242187,0,0,1220.9310302734375,831.4161376953125,1.4146572152164429,19.648529052734375,6.5527285911175408,-2.2742113353343557E-2,6.5299864777641972,0.41739980441134683,-1.5161408902229065E-3,0.41588366352112394,null,-0.25916936993598938,null,0.15800000727176666,0.35499998927116394,-1.7377804517745972,0,0,-1.7377804517745972,0,9999,0]
["Tier1_indor4_HZ1_hp85",null,13.000000953674316,1006.3038940429687,-0.64093774557113647,654.55059814453125,0,0,null,0.31512680649757385,0.29285624623298645,1097.4112548828125,9.4578713178634644E-2,0.35629889369010925,-0.64734715223312378,-3.9821555837988853E-3,-1.1217339895665646E-2,130.16206359863281,294.26724243164062,0,276.07672119140625,65.455062866210937,65.455062866210937,0,0,0,0,0,0,0,0,0,0,195.61712646484375,359.7222900390625,0,276.07672119140625,831.4161376953125,602.00555419921875,0,109.18080902099609,489.80252075195312,1200.9888916015625,195.61712646484375,6.1394874041767977,602.00555419921875,85.060020446777344,117.68682098388672,489.80252075195312,1294.554931640625,359.7222900390625,3.5987618707990294,602.00555419921875,85.060020446777344,117.68682098388672,489.80252075195312,1294.554931640625,555.33941650390625,-12.045729637145996,2.331105702818197,17.17332649230957,31.580202102661133,0,24.236915588378906,72.990447998046875,602.00555419921875,-4.3453803062438965,85.060020446777344,0,0,0,489.80252075195312,0,-85.109077453613281,117.68682098388672,700.50604248046875,130.91012573242187,0,0,1205.1004638671875,831.4161376953125,1.4057945599191553,20.044439315795898,6.3593173790035928,-5.6804710632978539E-2,6.3025126683706141,0.40514543347052639,-3.78698070886525E-3,0.40135845276166116,null,-0.64734715223312378,null,0.15800000727176666,0.35499998927116394,-4.3453803062438965,0,0,-4.3453803062438965,0,9999,0]
["Tier1_indor3_HZ1_gfac",null,12.999999046325684,1248.185302734375,-22.978479385375977,654.55059814453125,0,0,null,0.28411158919334412,0.30768123269081116,1361.147216796875,0.16585856676101685,0.54982841014862061,-23.20826530456543,-0.1224961131811142,-0.32752969861030579,130.16206359863281,294.26724243164062,0,276.07672119140625,65.455062866210937,65.455062866210937,0,0,0,0,0,0,0,0,0,0,195.61712646484375,359.7222900390625,0,276.07672119140625,831.4161376953125,751.3426513671875,0,135.88572692871094,607.51458740234375,1494.742919921875,195.61712646484375,7.6411661530406789,751.3426513671875,131.26174926757813,149.01190185546875,607.51458740234375,1639.130859375,359.7222900390625,4.5566562477558099,751.3426513671875,131.26174926757813,149.01190185546875,607.51458740234375,1639.130859375,555.33941650390625,-23.530797958374023,2.9515838352948127,13.845822334289551,25.461219787597656,0,19.540769577026367,58.847812652587891,751.3426513671875,-155.55194091796875,131.26174926757813,0,0,0,607.51458740234375,0,-184.16218566894531,149.01190185546875,700.50604248046875,130.91012573242187,0,0,1299.416748046875,831.4161376953125,1.3996144555143408,20.055011749267578,7.90098129448356,-2.0365252209756006,5.8644560735079594,0.50371688474849097,-0.1357683480650396,0.3679485366834514,null,-23.20826530456543,null,0.1940000057220459,0.37400004267692566,-155.55194091796875,0,0,-155.55194091796875,0,9999,0]
["Tier1_indor4_HZ2_gfac",null,13,1319.254638671875,-27.636598587036133,654.55059814453125,0,0,null,0.28309130668640137,0.30413609743118286,1438.6614990234375,0.17301656305789948,0.58468407392501831,-27.9129638671875,-0.14732810854911804,-0.39392539858818054,130.16206359863281,294.26724243164062,0,276.07672119140625,65.455062866210937,65.455062866210937,0,0,0,0,0,0,0,0,0,0,195.61712646484375,359.7222900390625,0,276.07672119140625,831.4161376953125,793.5302734375,0,143.56414794921875,642.1112060546875,1579.20556640625,195.61712646484375,8.0729415464817222,793.5302734375,139.58291625976562,157.5224609375,642.1112060546875,1732.746826171875,359.7222900390625,4.8169013463169366,793.5302734375,139.58291625976562,157.5224609375,642.1112060546875,1732.746826171875,555.33941650390625,-25.706953048706055,3.1201581547875414,13.09981632232666,24.089382171630859,0,18.487922668457031,55.677120208740234,793.5302734375,-187.82846069335937,139.58291625976562,0,0,0,642.1112060546875,0,-226.20602416992187,157.5224609375,700.50604248046875,130.91012573242187,0,0,1318.71240234375,831.4161376953125,1.3912609483239624,20.507457733154297,8.3515737277547242,-2.4493626460483671,5.9022110817063567,0.53245548390263142,-0.16329084306989,0.36916464083274142,null,-27.9129638671875,null,0.1940000057220459,0.37400001287460327,-187.82846069335937,0,0,-187.82846069335937,0,9999,0]
["Tier1_indor4_HZ2_hp85",null,12.999999046325684,1010.9097900390625,-0.24734272062778473,654.55059814453125,0,0,null,0.32199969887733459,0.28891515731811523,1102.3787841796875,8.5847087204456329E-2,0.33862614631652832,-0.24981614947319031,-1.5367439482361078E-3,-4.3288562446832657E-3,130.16206359863281,294.26724243164062,0,276.07672119140625,65.455062866210937,65.455062866210937,0,0,0,0,0,0,0,0,0,0,195.61712646484375,359.7222900390625,0,276.07672119140625,831.4161376953125,606.9986572265625,0,109.90184020996094,492.0196533203125,1208.920166015625,195.61712646484375,6.1800322528206788,606.9986572265625,80.840972900390625,117.98593139648437,492.0196533203125,1297.84521484375,359.7222900390625,3.6079086443336585,606.9986572265625,80.840972900390625,117.98593139648437,492.0196533203125,1297.84521484375,555.33941650390625,-11.842632293701172,2.3370305449484783,17.095939636230469,31.437894821166992,0,24.12769889831543,72.661537170410156,606.9986572265625,-1.6707251071929932,80.840972900390625,0,0,0,492.0196533203125,0,-102.37875366210937,117.98593139648437,700.50604248046875,130.91012573242187,0,0,1193.7957763671875,831.4161376953125,1.3873788086506347,21.378461837768555,6.3800069771900256,-2.1921366964989079E-2,6.3580856102250367,0.40630802737544686,-1.4614244643326153E-3,0.40484660291111424,null,-0.24981614947319031,null,0.15800000727176666,0.35499998927116394,-1.6707251071929932,0,0,-1.6707251071929932,0,9999,0]
["Tier1_indor3_HZ1_gfnc",null,13,1228.5970458984375,-22.803085327148438,654.55059814453125,0,0,null,0.28713142871856689,0.31629902124404907,1339.7550048828125,0.16797640919685364,0.53163713216781616,-23.031116485595703,-0.12156110256910324,-0.32502967119216919,130.16206359863281,294.26724243164062,0,276.07672119140625,65.455062866210937,65.455062866210937,0,0,0,0,0,0,0,0,0,0,195.61712646484375,359.7222900390625,0,276.07672119140625,831.4161376953125,740.5494384765625,0,133.85160827636719,597.96673583984375,1472.3677978515625,195.61712646484375,7.5267836165530575,740.5494384765625,126.91889953613281,146.54351806640625,597.96673583984375,1611.9786376953125,359.7222900390625,4.4811749735235917,740.5494384765625,126.91889953613281,146.54351806640625,597.96673583984375,1611.9786376953125,555.33941650390625,-22.730131149291992,2.9026906783881454,14.066902160644531,25.867765426635742,0,19.852781295776367,59.787448883056641,740.5494384765625,-154.3646240234375,126.91889953613281,0,0,0,597.96673583984375,0,-182.28448486328125,146.54351806640625,700.50604248046875,130.91012573242187,0,0,1275.3294677734375,831.4161376953125,1.3800415298035438,21.331216812133789,7.7755722133992817,-2.0209804593944103,5.7545917540048714,0.495690083572703,-0.13473203062629394,0.36095805294640904,null,-23.031116485595703,null,0.1940000057220459,0.37400004267692566,-154.3646240234375,0,0,-154.3646240234375,0,9999,0]
["Tier1_indor4_HZ2_gfnc",null,13.000000953674316,1289.5543212890625,-27.302114486694336,654.55059814453125,0,0,null,0.28741443157196045,0.31612366437911987,1406.22705078125,0.17590592801570892,0.55719554424285889,-27.575136184692383,-0.14554500579833984,-0.3891577422618866,130.16206359863281,294.26724243164062,0,276.07672119140625,65.455062866210937,65.455062866210937,0,0,0,0,0,0,0,0,0,0,195.61712646484375,359.7222900390625,0,276.07672119140625,831.4161376953125,777.11431884765625,0,140.47492980957031,627.6348876953125,1545.22412109375,195.61712646484375,7.8992272521202089,777.11431884765625,133.02052307128906,153.7769775390625,627.6348876953125,1691.5467529296875,359.7222900390625,4.7023681385359541,777.11431884765625,133.02052307128906,153.7769775390625,627.6348876953125,1691.5467529296875,555.33941650390625,-24.601886749267578,3.0459690243572384,13.401962280273437,24.645002365112305,0,18.914344787597656,56.961311340332031,777.11431884765625,-185.55517578125,133.02052307128906,0,0,0,627.6348876953125,0,-223.1793212890625,153.7769775390625,700.50604248046875,130.91012573242187,0,0,1282.812255859375,831.4161376953125,1.3639848403153785,22.315347671508789,8.161411290851623,-2.4197181274448765,5.7416931634067465,0.52028378185231816,-0.16131454182965843,0.35896924002265973,null,-27.575136184692383,null,0.1940000057220459,0.37400001287460327,-185.55517578125,0,0,-185.55517578125,0,9999,0]
["Tier1_indor3_HZ3_efaf",null,13.000000953674316,992.566650390625,-0.26080936193466187,654.55059814453125,0,0,null,0.31822028756141663,0.29703745245933533,1082.4334716796875,0.10150565207004547,0.3603077232837677,-0.26341745257377625,-1.3903501676395535E-3,-3.7175137549638748E-3,130.16206359863281,294.26724243164062,0,276.07672119140625,65.455062866210937,65.455062866210937,0,0,0,0,0,0,0,0,0,0,195.61712646484375,359.7222900390625,0,276.07672119140625,831.4161376953125,589.54534912109375,0,107.26628112792969,483.11752319335938,1179.92919921875,195.61712646484375,6.0318294965570889,589.54534912109375,86.017059326171875,115.86799621582031,483.11752319335938,1274.5479736328125,359.7222900390625,3.5431440004842467,589.54534912109375,86.017059326171875,115.86799621582031,483.11752319335938,1274.5479736328125,555.33941650390625,-11.540703773498535,2.2950791083048436,17.410955429077148,32.017181396484375,0,24.572284698486328,74.000419616699219,589.54534912109375,-1.7764784097671509,86.017059326171875,0,0,0,483.11752319335938,0,-107.95263671875,115.86799621582031,700.50604248046875,130.91012573242187,0,0,1164.81884765625,831.4161376953125,1.3542520484524312,22.798051834106445,6.2828260677305785,-2.3114881936648169E-2,6.2597111857939307,0.4005040765873068,-1.5409921291098787E-3,0.39896308445819695,null,-0.26341745257377625,null,0.1940000057220459,0.37400001287460327,-1.7764784097671509,0,0,-1.7764784097671509,0,9999,0]
["Tier1_indor2_HZ2_efaf",null,13,982.1468505859375,-0.24615837633609772,654.55059814453125,0,0,null,0.3167329728603363,0.29795897006988525,1071.0361328125,0.10205225646495819,0.35978266596794128,-0.24861995875835419,-1.312247128225863E-3,-3.5086821299046278E-3,130.16206359863281,294.26724243164062,0,276.07672119140625,65.455062866210937,65.455062866210937,0,0,0,0,0,0,0,0,0,0,195.61712646484375,359.7222900390625,0,276.07672119140625,831.4161376953125,585.48828125,0,106.35189819335937,478.0306396484375,1169.870849609375,195.61712646484375,5.9804110214350059,585.48828125,85.891708374023438,114.94107055664062,478.0306396484375,1264.3516845703125,359.7222900390625,3.514799280467785,585.48828125,85.891708374023438,114.94107055664062,478.0306396484375,1264.3516845703125,555.33941650390625,-11.111281394958496,2.2767187552591754,17.596233367919922,32.357891082763672,0,24.833768844604492,74.787895202636719,585.48828125,-1.6729825735092163,85.891708374023438,0,0,0,478.0306396484375,0,-101.88987731933594,114.94107055664062,700.50604248046875,130.91012573242187,0,0,1160.788818359375,831.4161376953125,1.3522781386772638,23.038219451904297,6.2066581075788836,-2.1816401050362973E-2,6.1848417065285206,0.39533210593980084,-1.4544267366908622E-3,0.39387767920310995,null,-0.24861995875835419,null,0.1939999908208847,0.37400001287460327,-1.6729825735092163,0,0,-1.6729825735092163,0,9999,0]
["Tier1_indor3_HZ2_zonl",null,13.000000953674316,972.73406982421875,-0.25277331471443176,654.55059814453125,0,0,null,0.30262479186058044,0.26400849223136902,1060.7327880859375,9.7876295447349548E-2,0.39381012320518494,-0.25530105829238892,-1.3803311157971621E-3,-2.9368747491389513E-3,130.16206359863281,294.26724243164062,0,276.07672119140625,65.455062866210937,65.455062866210937,0,0,0,0,0,0,0,0,0,0,195.61712646484375,359.7222900390625,0,276.07672119140625,831.4161376953125,582.4788818359375,0,105.59107971191406,473.4320068359375,1161.501953125,195.61712646484375,5.9376292320321644,582.4788818359375,94.015167236328125,114.99261474609375,473.4320068359375,1264.918701171875,359.7222900390625,3.5163754152162983,582.4788818359375,94.015167236328125,114.99261474609375,473.4320068359375,1264.918701171875,555.33941650390625,-11.544037818908691,2.2777396999153035,17.767152786254883,32.672195434570313,0,25.074989318847656,75.51434326171875,582.4788818359375,-1.7159731388092041,94.015167236328125,0,0,0,473.4320068359375,0,-104.62699127197266,114.99261474609375,700.50604248046875,130.91012573242187,0,0,1158.57568359375,831.4161376953125,1.348873742359932,23.189678192138672,6.1412775490445703,-2.2402668263553853E-2,6.1188748807810169,0.39119057772887922,-1.4935112175702523E-3,0.38969706651130898,null,-0.25530105829238892,null,0.23800000548362732,0.47000002861022949,-1.7159731388092041,0,0,-1.7159731388092041,0,9999,0]
["Tier1_garage_HZ2",null,13.000000953674316,846.85595703125,0,654.55059814453125,0,0,null,0.28600001335144043,0.31700000166893005,923.4742431640625,0.11684601753950119,0.36859941482543945,0,0,0,130.16206359863281,294.26724243164062,0,276.07672119140625,65.455062866210937,65.455062866210937,0,0,0,0,0,0,0,0,0,0,195.61712646484375,359.7222900390625,0,276.07672119140625,831.4161376953125,510.59957885742187,0,92.276969909667969,412.17010498046875,1015.046630859375,195.61712646484375,5.1889457333889553,510.59957885742187,87.996559143066406,101.07662963867187,412.17010498046875,1111.8428955078125,359.7222900390625,3.0908366154804283,510.59957885742187,87.996559143066406,101.07662963867187,412.17010498046875,1111.8428955078125,555.33941650390625,-4.7889618873596191,2.0020960317738354,20.407934188842773,37.528354644775391,0,28.80195426940918,86.738243103027344,510.59957885742187,0,87.996559143066406,0,0,0,412.17010498046875,0,0,101.07662963867187,700.50604248046875,130.91012573242187,0,0,1111.8428955078125,831.4161376953125,1.3372880094568149,24.012994766235352,5.3600179692713894,0,5.3600179692713894,0.3417111266550576,0,0.3417111266550576,null,0,null,0,0,0,0,0,0,0,9999,9999]
["Tier1_indor2_HZ1_zonl",null,13,930.0863037109375,-0.74712365865707397,654.55059814453125,0,0,null,0.30219465494155884,0.2653796374797821,1014.2195434570312,9.4482384622097015E-2,0.37727236747741699,-0.75459492206573486,-4.0798531845211983E-3,-8.6805382743477821E-3,130.16206359863281,294.26724243164062,0,276.07672119140625,65.455062866210937,65.455062866210937,0,0,0,0,0,0,0,0,0,0,195.61712646484375,359.7222900390625,0,276.07672119140625,831.4161376953125,558.69207763671875,0,101.13641357421875,452.6719970703125,1112.50048828125,195.61712646484375,5.6871323507616713,558.69207763671875,90.067070007324219,110.14311981201172,452.6719970703125,1211.57421875,359.7222900390625,3.3680821196872368,558.69207763671875,90.067070007324219,110.14311981201172,452.6719970703125,1211.57421875,555.33941650390625,-9.2657375335693359,2.1816824004028055,18.581974029541016,34.170578002929688,0,26.224956512451172,78.977508544921875,558.69207763671875,-5.056185245513916,90.067070007324219,0,0,0,452.6719970703125,0,-99.208808898925781,110.14311981201172,700.50604248046875,130.91012573242187,0,0,1107.309326171875,831.4161376953125,1.2948580277858315,26.863513946533203,5.8705885059665146,-6.6215702513757579E-2,5.8043728034527566,0.37390668388944581,-4.4143801675838295E-3,0.36949230372186198,null,-0.75459492206573486,null,0.23800000548362732,0.4699999988079071,-5.056185245513916,0,0,-5.056185245513916,0,9999,0]
["Tier1_indor4_HZ1_gfac",null,13.000000953674316,1252.6483154296875,-30.813875198364258,654.55059814453125,0,0,null,0.28357246518135071,0.30480998754501343,1366.0247802734375,0.16444802284240723,0.55369603633880615,-31.122013092041016,-0.16426587104797363,-0.43921354413032532,130.16206359863281,294.26724243164062,0,276.07672119140625,65.455062866210937,65.455062866210937,0,0,0,0,0,0,0,0,0,0,195.61712646484375,359.7222900390625,0,276.07672119140625,831.4161376953125,753.64373779296875,0,136.33355712890625,609.69158935546875,1499.6689453125,195.61712646484375,7.6663475810072477,753.64373779296875,132.18507385253906,149.55204772949219,609.69158935546875,1645.072509765625,359.7222900390625,4.5731733187029979,753.64373779296875,132.18507385253906,149.55204772949219,609.69158935546875,1645.072509765625,555.33941650390625,-23.703531265258789,2.9622828033458144,13.796382904052734,25.370306015014648,0,19.47099494934082,58.637683868408203,753.64373779296875,-208.59335327148437,132.18507385253906,0,0,0,609.69158935546875,0,-246.96017456054687,149.55204772949219,700.50604248046875,130.91012573242187,0,0,1189.5189208984375,831.4161376953125,1.2782526688748446,27.896509170532227,7.929464961082398,-2.730956654364872,5.1985083067175264,0.50553672063317923,-0.1820637769576561,0.32347294367552315,null,-31.122013092041016,null,0.1940000057220459,0.37400001287460327,-208.59335327148437,0,0,-208.59335327148437,0,9999,0]
["Tier1_indor3_HZ2_efaf",null,13.000000953674316,930.75341796875,-0.28443598747253418,654.55059814453125,0,0,null,0.32347273826599121,0.29378321766853333,1014.9976806640625,8.9758031070232391E-2,0.32688549160957336,-0.28728035092353821,-1.5163014177232981E-3,-4.0542818605899811E-3,130.16206359863281,294.26724243164062,0,276.07672119140625,65.455062866210937,65.455062866210937,0,0,0,0,0,0,0,0,0,0,195.61712646484375,359.7222900390625,0,276.07672119140625,831.4161376953125,553.462158203125,0,100.64814758300781,453.01922607421875,1107.1295166015625,195.61712646484375,5.6596758774049603,553.462158203125,78.038093566894531,108.45195007324219,453.01922607421875,1192.971435546875,359.7222900390625,3.3163676823701413,553.462158203125,78.038093566894531,108.45195007324219,453.01922607421875,1192.971435546875,555.33941650390625,-7.9892945289611816,2.1481842629666801,18.567729949951172,34.144382476806641,0,26.204853057861328,78.916961669921875,553.462158203125,-1.933131217956543,78.038093566894531,0,0,0,453.01922607421875,0,-117.73338317871094,108.45195007324219,700.50604248046875,130.91012573242187,0,0,1073.304931640625,831.4161376953125,1.2543298808093464,29.574153900146484,5.8798708227647003,-2.5208850493385903E-2,5.8546619722713142,0.37444377562554021,-1.680590032892398E-3,0.37276318559264782,null,-0.28728035092353821,null,0.1940000057220459,0.37400001287460327,-1.933131217956543,0,0,-1.933131217956543,0,9999,0]
["Tier1_indor4_HZ1_gfnc",null,13.000000953674316,1222.887451171875,-30.532253265380859,654.55059814453125,0,0,null,0.28752189874649048,0.31605711579322815,1333.529541015625,0.16666650772094727,0.528095543384552,-30.837575912475586,-0.16276457905769348,-0.43519937992095947,130.16206359863281,294.26724243164062,0,276.07672119140625,65.455062866210937,65.455062866210937,0,0,0,0,0,0,0,0,0,0,195.61712646484375,359.7222900390625,0,276.07672119140625,831.4161376953125,737.033935546875,0,133.22221374511719,595.18817138671875,1465.4443359375,195.61712646484375,7.4913906934528054,737.033935546875,126.07342529296875,145.82955932617187,595.18817138671875,1604.1251220703125,359.7222900390625,4.4593428539954232,737.033935546875,126.07342529296875,145.82955932617187,595.18817138671875,1604.1251220703125,555.33941650390625,-22.522842407226563,2.8885488762451152,14.132572174072266,25.988527297973633,0,19.945463180541992,60.066562652587891,737.033935546875,-206.68693542480469,126.07342529296875,0,0,0,595.18817138671875,0,-244.07048034667969,145.82955932617187,700.50604248046875,130.91012573242187,0,0,1153.36767578125,831.4161376953125,1.2510982222608968,29.988080978393555,7.7392297510210479,-2.7059973526989913,5.0332323983220562,0.49336738121089518,-0.18039982351326789,0.3129675576976273,null,-30.837575912475586,null,0.1940000057220459,0.37400001287460327,-206.68693542480469,0,0,-206.68693542480469,0,9999,0]
["Tier1_indor4_HZ3_zonl",null,12.999999046325684,927.10723876953125,-0.30951595306396484,654.55059814453125,0,0,null,0.30735859274864197,0.24891956150531769,1010.9711303710937,8.3422631025314331E-2,0.36730861663818359,-0.31261110305786133,-1.6901881899684668E-3,-3.5961451940238476E-3,130.16206359863281,294.26724243164062,0,276.07672119140625,65.455062866210937,65.455062866210937,0,0,0,0,0,0,0,0,0,0,195.61712646484375,359.7222900390625,0,276.07672119140625,831.4161376953125,553.2294921875,0,100.44517517089844,451.22216796875,1104.8968505859375,195.61712646484375,5.6482622728113743,553.2294921875,87.688385009765625,109.21401977539062,451.22216796875,1201.35400390625,359.7222900390625,3.3396707606070746,553.2294921875,87.688385009765625,109.21401977539062,451.22216796875,1201.35400390625,555.33941650390625,-8.8421249389648438,2.1632788817610242,18.641681671142578,34.280372619628906,0,26.309221267700195,79.231277465820312,553.2294921875,-2.1059203147888184,87.688385009765625,0,0,0,451.22216796875,0,-128.11199951171875,109.21401977539062,700.50604248046875,130.91012573242187,0,0,1071.1361083984375,831.4161376953125,1.2492839842967243,29.876447677612305,5.847771405719465,-2.7431624982011973E-2,5.8203397807374531,0.37231928070642628,-1.8287749988007982E-3,0.37049050570762548,null,-0.31261110305786133,null,0.23800000548362732,0.4699999988079071,-2.1059203147888184,0,0,-2.1059203147888184,0,9999,0]
["Tier1_indor2_HZ1_efaf",null,13.000000953674316,892.35113525390625,-0.83690512180328369,654.55059814453125,0,0,null,0.32224008440971375,0.29454693198204041,973.1324462890625,8.7277159094810486E-2,0.31587395071983337,-0.84527420997619629,-4.4614626094698906E-3,-1.192904356867075E-2,130.16206359863281,294.26724243164062,0,276.07672119140625,65.455062866210937,65.455062866210937,0,0,0,0,0,0,0,0,0,0,195.61712646484375,359.7222900390625,0,276.07672119140625,831.4161376953125,533.0184326171875,0,96.735214233398438,434.333740234375,1064.08740234375,195.61712646484375,5.4396432782494557,533.0184326171875,75.409286499023438,104.27613830566406,434.333740234375,1147.03759765625,359.7222900390625,3.1886752107476295,533.0184326171875,75.409286499023438,104.27613830566406,434.333740234375,1147.03759765625,555.33941650390625,-5.8094253540039062,2.0654711912234536,19.366533279418945,35.613311767578125,0,27.33221435546875,82.312057495117188,533.0184326171875,-5.6653976440429687,75.409286499023438,0,0,0,434.333740234375,0,-111.13194274902344,104.27613830566406,700.50604248046875,130.91012573242187,0,0,1030.240234375,831.4161376953125,1.2096828269643616,33.085990905761719,5.6338922550691084,-7.4172809626339792E-2,5.5597194454427683,0.35877273644804986,-4.9448539750893269E-3,0.35382788247296054,null,-0.84527420997619629,null,0.1940000057220459,0.37400001287460327,-5.6653976440429687,0,0,-5.6653976440429687,0,9999,0]
["Tier1_indor3_HZ1_zonl",null,12.999999046325684,880.928466796875,-0.86361271142959595,654.55059814453125,0,0,null,0.30576422810554504,0.25400146842002869,960.61175537109375,8.2422368228435516E-2,0.35157999396324158,-0.87224888801574707,-4.7159707173705101E-3,-1.0033980011940002E-2,130.16206359863281,294.26724243164062,0,276.07672119140625,65.455062866210937,65.455062866210937,0,0,0,0,0,0,0,0,0,0,195.61712646484375,359.7222900390625,0,276.07672119140625,831.4161376953125,528.72711181640625,0,95.747261047363281,428.7454833984375,1053.2198486328125,195.61712646484375,5.3840881690463407,528.72711181640625,83.933456420898437,104.14060974121094,428.7454833984375,1145.546630859375,359.7222900390625,3.1845305239785886,528.72711181640625,83.933456420898437,104.14060974121094,428.7454833984375,1145.546630859375,555.33941650390625,-6.1660032272338867,2.0627864614995719,19.61895751953125,36.077499389648438,0,27.68846321105957,83.384918212890625,528.72711181640625,-5.8445286750793457,83.933456420898437,0,0,0,428.7454833984375,0,-114.67864990234375,104.14060974121094,700.50604248046875,130.91012573242187,0,0,1025.0234375,831.4161376953125,1.2033819856689734,33.610050201416016,5.5569233748025333,-7.6539837399800775E-2,5.4803835374027328,0.35385471181675954,-5.1026558266534091E-3,0.34875205599010611,null,-0.87224888801574707,null,0.23800002038478851,0.4699999988079071,-5.8445286750793457,0,0,-5.8445286750793457,0,9999,0]
["Tier1_indor4_HZ2_zonl",null,12.999999046325684,858.26385498046875,-0.33817893266677856,654.55059814453125,0,0,null,0.31120839715003967,0.2366483211517334,935.9031982421875,6.9804482161998749E-2,0.33399242162704468,-0.3415607213973999,-1.8467094050720334E-3,-3.9291689172387123E-3,130.16206359863281,294.26724243164062,0,276.07672119140625,65.455062866210937,65.455062866210937,0,0,0,0,0,0,0,0,0,0,195.61712646484375,359.7222900390625,0,276.07672119140625,831.4161376953125,512.1033935546875,0,92.982078552246094,417.71731567382812,1022.8027954101562,195.61712646484375,5.228595298707547,512.1033935546875,79.7347412109375,100.95554351806641,417.71731567382812,1110.510986328125,359.7222900390625,3.0871340965026115,512.1033935546875,79.7347412109375,100.95554351806641,417.71731567382812,1110.510986328125,555.33941650390625,-4.4334564208984375,1.999697717182916,20.13691520690918,37.029972076416016,0,28.419460296630859,85.586349487304688,512.1033935546875,-2.2957563400268555,79.7347412109375,0,0,0,417.71731567382812,0,-139.97596740722656,100.95554351806641,700.50604248046875,130.91012573242187,0,0,968.2392578125,831.4161376953125,1.1405204923745484,38.631519317626953,5.411534796723938,-2.9971952714359963E-2,5.3815628440095784,0.34455753148621415,-1.9981301809573315E-3,0.34255940130525681,null,-0.3415607213973999,null,0.23800000548362732,0.4699999988079071,-2.2957563400268555,0,0,-2.2957563400268555,0,9999,0]
["Tier1_indor4_HZ3_efaf",null,13,874.35784912109375,-0.34906867146492004,654.55059814453125,0,0,null,0.33495393395423889,0.28666988015174866,953.552001953125,7.3200888931751251E-2,0.2845885157585144,-0.35255935788154602,-1.8608522368595004E-3,-4.9755405634641647E-3,130.16206359863281,294.26724243164062,0,276.07672119140625,65.455062866210937,65.455062866210937,0,0,0,0,0,0,0,0,0,0,195.61712646484375,359.7222900390625,0,276.07672119140625,831.4161376953125,515.25836181640625,0,94.085296630859375,425.59454345703125,1034.938232421875,195.61712646484375,5.2906318613687215,515.25836181640625,67.940460205078125,100.87933349609375,425.59454345703125,1109.6727294921875,359.7222900390625,3.0848037017215146,515.25836181640625,67.940460205078125,100.87933349609375,425.59454345703125,1109.6727294921875,555.33941650390625,-3.9479398727416992,1.9981881989766375,19.764211654663086,36.3446044921875,0,27.893459320068359,84.002273559570313,515.25836181640625,-2.3776483535766602,67.940460205078125,0,0,0,425.59454345703125,0,-144.48490905761719,100.87933349609375,700.50604248046875,130.91012573242187,0,0,962.81011962890625,831.4161376953125,1.1343113878579985,38.783805847167969,5.5348345675438981,-3.0937084354854701E-2,5.5038974831890437,0.35280543902010997,-2.0624722903236463E-3,0.35074296672978633,null,-0.35255935788154602,null,0.1940000057220459,0.37400004267692566,-2.3776483535766602,0,0,-2.3776483535766602,0,9999,0]
["Tier1_garage_HZ3",null,13,708.18499755859375,0,654.55059814453125,0,0,null,0.28600001335144043,0.31700000166893005,772.2572021484375,9.7712710499763489E-2,0.30824199318885803,0,0,0,130.16206359863281,294.26724243164062,0,276.07672119140625,65.455062866210937,65.455062866210937,0,0,0,0,0,0,0,0,0,0,195.61712646484375,359.7222900390625,0,276.07672119140625,831.4161376953125,426.98992919921875,0,77.166801452636719,344.67803955078125,848.83477783203125,195.61712646484375,4.339266124304249,426.98992919921875,73.587287902832031,84.525527954101563,344.67803955078125,929.78076171875,359.7222900390625,2.5847181865385611,426.98992919921875,73.587287902832031,84.525527954101563,344.67803955078125,929.78076171875,555.33941650390625,6.5556526184082031,1.6742567363814398,24.404047012329102,44.876846313476563,0,34.441715240478516,103.72261047363281,426.98992919921875,0,73.587287902832031,0,0,0,344.67803955078125,0,0,84.525527954101563,700.50604248046875,130.91012573242187,0,0,929.78076171875,831.4161376953125,1.118309722801609,40.997371673583984,4.4823257830800491,0,4.4823257830800491,0.28575661539797076,0,0.28575661539797076,null,0,null,0,0,0,0,0,0,0,9999,9999]
["Tier1_indor3_HZ1_efaf",null,13.000000953674316,837.3406982421875,-0.96751224994659424,654.55059814453125,0,0,null,0.33064809441566467,0.2893376350402832,913.15228271484375,7.4092894792556763E-2,0.28061166405677795,-0.9771873950958252,-5.1577170379459858E-3,-1.379068661481142E-2,130.16206359863281,294.26724243164062,0,276.07672119140625,65.455062866210937,65.455062866210937,0,0,0,0,0,0,0,0,0,0,195.61712646484375,359.7222900390625,0,276.07672119140625,831.4161376953125,499.0684814453125,0,90.663154602050781,407.56314086914062,997.2947998046875,195.61712646484375,5.0981976626455427,499.0684814453125,66.991043090820313,97.362274169921875,407.56314086914062,1070.9849853515625,359.7222900390625,2.9772547429006808,499.0684814453125,66.991043090820313,97.362274169921875,407.56314086914062,1070.9849853515625,555.33941650390625,-1.7489620447158813,1.9285231307558994,20.638618469238281,37.952564239501953,0,29.127523422241211,87.718704223632812,499.0684814453125,-6.5495376586914062,66.991043090820313,0,0,0,407.56314086914062,0,-128.47633361816406,97.362274169921875,700.50604248046875,130.91012573242187,0,0,935.95904541015625,831.4161376953125,1.1081729641444871,41.624488830566406,5.2835165161031501,-8.5748192417554603E-2,5.1977683236855956,0.33637345867204638,-5.7165461611702675E-3,0.33065691251087609,null,-0.9771873950958252,null,0.1940000057220459,0.37400001287460327,-6.5495376586914062,0,0,-6.5495376586914062,0,9999,0]
["Tier1_indor4_HZ2_efaf",null,13.000000953674316,802.22125244140625,-0.38051000237464905,654.55059814453125,0,0,null,0.34416177868843079,0.28096500039100647,874.8487548828125,5.8964177966117859E-2,0.24451708793640137,-0.38431510329246521,-2.0284629426896572E-3,-5.4236976429820061E-3,130.16206359863281,294.26724243164062,0,276.07672119140625,65.455062866210937,65.455062866210937,0,0,0,0,0,0,0,0,0,0,195.61712646484375,359.7222900390625,0,276.07672119140625,831.4161376953125,473.35726928710937,0,86.3824462890625,390.46722412109375,950.2069091796875,195.61712646484375,4.8574833751483233,473.35726928710937,58.374107360839844,92.219863891601563,390.46722412109375,1014.41845703125,359.7222900390625,2.8200043470218001,473.35726928710937,58.374107360839844,92.219863891601563,390.46722412109375,1014.41845703125,555.33941650390625,1.5723837614059448,1.8266638503244632,21.542240142822266,39.614238739013672,0,30.402812957763672,91.559288024902344,473.35726928710937,-2.5860855579376221,58.374107360839844,0,0,0,390.46722412109375,0,-157.49786376953125,92.219863891601563,700.50604248046875,130.91012573242187,0,0,854.33453369140625,831.4161376953125,1.0231148203765614,49.604366302490234,5.0625809280893312,-3.3723650525311975E-2,5.0288572775640192,0.32220189567293656,-2.2482433683541341E-3,0.31995365230458245,null,-0.38431510329246521,null,0.1940000057220459,0.37400004267692566,-2.5860855579376221,0,0,-2.5860855579376221,0,9999,0]
["Tier1_indor4_HZ1_zonl",null,13,757.34014892578125,-1.1566368341445923,654.55059814453125,0,0,null,0.31678986549377441,0.2188573032617569,825.83587646484375,5.2095063030719757E-2,0.28698086738586426,-1.1682032346725464,-6.316100712865591E-3,-1.3438512571156025E-2,130.16206359863281,294.26724243164062,0,276.07672119140625,65.455062866210937,65.455062866210937,0,0,0,0,0,0,0,0,0,0,195.61712646484375,359.7222900390625,0,276.07672119140625,831.4161376953125,453.39166259765625,0,82.198333740234375,368.59158325195312,904.18157958984375,195.61712646484375,4.6222004991589678,453.39166259765625,68.511573791503906,89.049476623535156,368.59158325195312,979.5443115234375,359.7222900390625,2.7230568742563288,453.39166259765625,68.511573791503906,89.049476623535156,368.59158325195312,979.5443115234375,555.33941650390625,3.4049417972564697,1.763865917382258,22.820760726928711,41.965324401855469,0,32.207202911376953,96.9932861328125,453.39166259765625,-7.8275794982910156,68.511573791503906,0,0,0,368.59158325195312,0,-153.58993530273438,89.049476623535156,700.50604248046875,130.91012573242187,0,0,818.12677001953125,831.4161376953125,0.98661468987542267,54.443168640136719,4.7683325975709883,-0.10250983059059988,4.665822766980388,0.30344163743378127,-6.8339887060400459E-3,0.2966076487277412,null,-1.1682032346725464,null,0.23800002038478851,0.47000002861022949,-7.8275794982910156,0,0,-7.8275794982910156,0,9999,0]
["Tier1_indor4_HZ1_efaf",null,13.000001907348633,699.01336669921875,-1.2954506874084473,654.55059814453125,0,0,null,0.35761168599128723,0.2726319432258606,762.32830810546875,4.0960818529129028E-2,0.19198411703109741,-1.3084051609039307,-6.9059259258210659E-3,-1.8465042114257813E-2,130.16206359863281,294.26724243164062,0,276.07672119140625,65.455062866210937,65.455062866210937,0,0,0,0,0,0,0,0,0,0,195.61712646484375,359.7222900390625,0,276.07672119140625,831.4161376953125,413.70208740234375,0,75.394866943359375,340.24652099609375,829.343505859375,195.61712646484375,4.2396261019141708,413.70208740234375,45.832794189453125,79.9781494140625,340.24652099609375,879.759521484375,359.7222900390625,2.4456630546540854,413.70208740234375,45.832794189453125,79.9781494140625,340.24652099609375,879.759521484375,555.33941650390625,11.283365249633789,1.5841834771385139,24.721897125244141,45.461341857910156,0,34.890300750732422,105.07353973388672,413.70208740234375,-8.7695045471191406,45.832794189453125,0,0,0,340.24652099609375,0,-172.02110290527344,79.9781494140625,700.50604248046875,130.91012573242187,0,0,698.96893310546875,831.4161376953125,0.86915003253532086,69.021804809570312,4.4024825669740988,-0.11481255792055574,4.2876700090535431,0.28004979762481674,-7.6541705280370751E-3,0.27239562709677967,null,-1.3084051609039307,null,0.1940000057220459,0.37400001287460327,-8.7695045471191406,0,0,-8.7695045471191406,0,9999,0]
["Tier2_indor1_HZ3_gfac",null,13,1449.5633544921875,-7.4166407585144043,1723.65673828125,0,0,null,0.28531667590141296,0.31393343210220337,1580.72412109375,0.19763565063476563,0.63364070653915405,-7.490807056427002,-3.9537414908409119E-2,-0.10571500658988953,342.761474609375,774.9068603515625,0,727.00494384765625,172.36567687988281,172.36567687988281,0,0,0,0,0,0,0,0,0,0,515.12713623046875,947.27252197265625,0,727.00494384765625,2189.40478515625,873.46527099609375,0,157.89826965332031,705.5174560546875,1736.8809814453125,515.12713623046875,3.3717519872184831,873.46527099609375,151.27046203613281,173.02532958984375,705.5174560546875,1903.278564453125,947.27252197265625,2.0092195686780832,873.46527099609375,151.27046203613281,173.02532958984375,705.5174560546875,1903.278564453125,1462.399658203125,26.365365982055664,1.3014762881560324,31.396072387695313,57.734554290771484,0,44.309642791748047,133.44027709960937,873.46527099609375,-50.517749786376953,151.27046203613281,0,0,0,705.5174560546875,0,-60.702335357666016,173.02532958984375,1844.67333984375,344.73135375976562,0,0,1792.0584716796875,2189.40478515625,0.82728767257426794,77.45367431640625,9.1753303564369695,-0.65731831852418743,8.5180120379127828,0.58495680047676424,-4.3821221234946056E-2,0.54113557924181821,null,-7.490807056427002,null,0.1940000057220459,0.37400001287460327,-50.517749786376953,0,0,-50.517749786376953,0,9999,0]
["Tier2_indor1_HZ3_gfnc",null,13,1445.742919921875,-7.3177638053894043,1723.65673828125,0,0,null,0.28634437918663025,0.31678664684295654,1576.5457763671875,0.19892635941505432,0.62815225124359131,-7.3909411430358887,-3.9010312408208847E-2,-0.10430563986301422,342.761474609375,774.9068603515625,0,727.00494384765625,172.36567687988281,172.36567687988281,0,0,0,0,0,0,0,0,0,0,515.12713623046875,947.27252197265625,0,727.00494384765625,2189.40478515625,871.5511474609375,0,157.52035522460938,703.6524658203125,1732.7239990234375,515.12713623046875,3.3636820802329472,871.5511474609375,149.96018981933594,172.51638793945312,703.6524658203125,1897.68017578125,947.27252197265625,2.0033096246897553,871.5511474609375,149.96018981933594,172.51638793945312,703.6524658203125,1897.68017578125,1462.399658203125,26.660381317138672,1.2976481092526191,31.479280471801758,57.887569427490234,0,44.427074432373047,133.79393005371094,871.5511474609375,-49.844257354736328,149.96018981933594,0,0,0,703.6524658203125,0,-59.849128723144531,172.51638793945312,1844.67333984375,344.73135375976562,0,0,1787.98681640625,2189.40478515625,0.8254020164737883,77.790794372558594,9.150570696065671,-0.64855509510668419,8.5020156009589876,0.58336533329362361,-4.3237006340445659E-2,0.54012832695317792,null,-7.3909411430358887,null,0.1939999908208847,0.37399998307228088,-49.844257354736328,0,0,-49.844257354736328,0,9999,0]
["Tier2_indor1_HZ3_hp85",null,13,1354.664794921875,-7.5507715344429016E-2,1723.65673828125,0,0,null,0.29438814520835876,0.3111131489276886,1477.2392578125,0.17084279656410217,0.5580366849899292,-7.6262794435024261E-2,-4.6913055120967329E-4,-1.3214945793151855E-3,342.761474609375,774.9068603515625,0,727.00494384765625,172.36567687988281,172.36567687988281,0,0,0,0,0,0,0,0,0,0,515.12713623046875,947.27252197265625,0,727.00494384765625,2189.40478515625,815.29376220703125,0,147.46232604980469,659.32940673828125,1622.08544921875,515.12713623046875,3.1489031209199294,815.29376220703125,133.22132873535156,160.78445434570312,659.32940673828125,1768.62890625,947.27252197265625,1.8670750840043,815.29376220703125,133.22132873535156,160.78445434570312,659.32940673828125,1768.62890625,1462.399658203125,33.200065612792969,1.2094018931127859,33.595455169677734,61.779026031494141,0,47.413658142089844,142.78814697265625,815.29376220703125,-0.5113566517829895,133.22132873535156,0,0,0,659.32940673828125,0,-31.254199981689453,160.78445434570312,1844.67333984375,344.73135375976562,0,0,1736.8634033203125,2189.40478515625,0.79625996784247544,82.685409545898437,8.56982334472697,-6.6920599899404284E-3,8.5631312847370289,0.54623694766485453,-4.4613733266269794E-4,0.54579081033219179,null,-7.6262794435024261E-2,null,0.15800000727176666,0.35499998927116394,-0.5113566517829895,0,0,-0.5113566517829895,0,9999,0]
["Tier2_indor1_HZ2_gfnc",null,12.999999046325684,1386.1859130859375,-7.9339795112609863,1723.65673828125,0,0,null,0.2863825261592865,0.3167630136013031,1511.5999755859375,0.19067293405532837,0.60215681791305542,-8.0133190155029297,-4.2295299470424652E-2,-0.11308903247117996,342.761474609375,774.9068603515625,0,727.00494384765625,172.36567687988281,172.36567687988281,0,0,0,0,0,0,0,0,0,0,515.12713623046875,947.27252197265625,0,727.00494384765625,2189.40478515625,835.66339111328125,0,151.03289794921875,674.66552734375,1661.36181640625,515.12713623046875,3.2251489978797889,835.66339111328125,143.75424194335937,165.4083251953125,674.66552734375,1819.491455078125,947.27252197265625,1.9207687482563955,835.66339111328125,143.75424194335937,165.4083251953125,674.66552734375,1819.491455078125,1462.399658203125,30.501907348632812,1.244182079378984,32.831787109375,60.374702453613281,0,46.335884094238281,139.54238891601562,835.66339111328125,-53.922233581542969,143.75424194335937,0,0,0,674.66552734375,0,-64.856285095214844,165.4083251953125,1844.67333984375,344.73135375976562,0,0,1700.7130126953125,2189.40478515625,0.78827862360120549,84.408180236816406,8.7734372338188891,-0.70316877077076612,8.070268463048123,0.55931674384149677,-4.6877918051384589E-2,0.51243882579011213,null,-8.0133190155029297,null,0.1940000057220459,0.37400001287460327,-53.922233581542969,0,0,-53.922233581542969,0,9999,0]
["Tier2_basmnt_HZ3",null,13,1314.3280029296875,0,1723.65673828125,0,0,null,0.28600001335144043,0.31700000166893005,1433.2403564453125,0.18134605884552002,0.57206958532333374,0,0,0,342.761474609375,774.9068603515625,0,727.00494384765625,172.36567687988281,172.36567687988281,0,0,0,0,0,0,0,0,0,0,515.12713623046875,947.27252197265625,0,727.00494384765625,2189.40478515625,792.45513916015625,0,143.21467590332031,639.69158935546875,1575.3614501953125,515.12713623046875,3.0581991259138612,792.45513916015625,136.57144165039062,156.871826171875,639.69158935546875,1725.5899658203125,947.27252197265625,1.8216404767536087,792.45513916015625,136.57144165039062,156.871826171875,639.69158935546875,1725.5899658203125,1462.399658203125,35.577136993408203,1.1799715287463064,34.626800537109375,63.675575256347656,0,48.869209289550781,147.17160034179687,792.45513916015625,0,136.57144165039062,0,0,0,639.69158935546875,0,0,156.871826171875,1844.67333984375,344.73135375976562,0,0,1725.5899658203125,2189.40478515625,0.78815488126946609,84.44635009765625,8.3187958489127904,0,8.3187958489127904,0.53033872614643796,0,0.53033872614643796,null,0,null,0,0,0,0,0,0,0,9999,9999]
["Tier2_indor1_HZ2_gfac",null,12.999998092651367,1385.901611328125,-8.0191583633422852,1723.65673828125,0,0,null,0.28544926643371582,0.31413683295249939,1511.3006591796875,0.18902337551116943,0.60536199808120728,-8.0993499755859375,-4.2749378830194473E-2,-0.11430314928293228,342.761474609375,774.9068603515625,0,727.00494384765625,172.36567687988281,172.36567687988281,0,0,0,0,0,0,0,0,0,0,515.12713623046875,947.27252197265625,0,727.00494384765625,2189.40478515625,835.14837646484375,0,150.96804809570312,674.531982421875,1660.6484375,515.12713623046875,3.2237640787937618,835.14837646484375,144.5194091796875,165.41996765136719,674.531982421875,1819.6197509765625,947.27252197265625,1.920904137088046,835.14837646484375,144.5194091796875,165.41996765136719,674.531982421875,1819.6197509765625,1462.399658203125,30.466943740844727,1.2442697777852811,32.838291168212891,60.386665344238281,0,46.345062255859375,139.57002258300781,835.14837646484375,-54.501140594482422,144.5194091796875,0,0,0,674.531982421875,0,-65.637855529785156,165.41996765136719,1844.67333984375,344.73135375976562,0,0,1699.480712890625,2189.40478515625,0.78786980467654411,84.470619201660156,8.7721357543901899,-0.71071795969944795,8.0614177946907422,0.55924483333250352,-4.7381197313296992E-2,0.51186363601920648,null,-8.0993499755859375,null,0.1940000057220459,0.37400001287460327,-54.501140594482422,0,0,-54.501140594482422,0,9999,0]
["Tier2_indor1_HZ3_zonl",null,13,1330.830810546875,-9.0183116495609283E-2,1723.65673828125,0,0,null,0.29033532738685608,0.30318114161491394,1451.2318115234375,0.17065827548503876,0.5686989426612854,-9.1084942221641541E-2,-4.924671957269311E-4,-1.0478025069460273E-3,342.761474609375,774.9068603515625,0,727.00494384765625,172.36567687988281,172.36567687988281,0,0,0,0,0,0,0,0,0,0,515.12713623046875,947.27252197265625,0,727.00494384765625,2189.40478515625,800.72796630859375,0,144.844970703125,647.72161865234375,1593.2945556640625,515.12713623046875,3.0930121836089786,800.72796630859375,135.76675415039062,158.421630859375,647.72161865234375,1742.637939453125,947.27252197265625,1.8396373815120195,800.72796630859375,135.76675415039062,158.421630859375,647.72161865234375,1742.637939453125,1462.399658203125,34.553520202636719,1.1916290624317285,34.197521209716797,62.886165618896484,0,48.263359069824219,145.34706115722656,800.72796630859375,-0.6135982871055603,135.76675415039062,0,0,0,647.72161865234375,0,-37.32940673828125,158.421630859375,1844.67333984375,344.73135375976562,0,0,1704.6949462890625,2189.40478515625,0.782382549003654,85.335792541503906,8.4173665260388546,-7.9927039426322191E-3,8.4093738220962226,0.53648088361154689,-5.328469295088152E-4,0.53594803668203805,null,-9.1084942221641541E-2,null,0.23800000548362732,0.46999996900558472,-0.6135982871055603,0,0,-0.6135982871055603,0,9999,0]
["Tier2_indor2_HZ3_gfac",null,13.000000953674316,1459.79150390625,-19.439174652099609,1723.65673828125,0,0,null,0.28433230519294739,0.30932393670082092,1591.8980712890625,0.1954004168510437,0.64206922054290771,-19.633567810058594,-0.10362841188907623,-0.27708131074905396,342.761474609375,774.9068603515625,0,727.00494384765625,172.36567687988281,172.36567687988281,0,0,0,0,0,0,0,0,0,0,515.12713623046875,947.27252197265625,0,727.00494384765625,2189.40478515625,878.8179931640625,0,158.93226623535156,710.504638671875,1748.2548828125,515.12713623046875,3.3938317811767416,878.8179931640625,153.28260803222656,174.26052856445312,710.504638671875,1916.86572265625,947.27252197265625,2.023563117363206,878.8179931640625,153.28260803222656,174.26052856445312,710.504638671875,1916.86572265625,1462.399658203125,25.681941986083984,1.3107673526034991,31.175693511962891,57.329299926757813,0,43.998619079589844,132.50363159179687,878.8179931640625,-132.40811157226562,153.28260803222656,0,0,0,710.504638671875,0,-159.10153198242187,174.26052856445312,1844.67333984375,344.73135375976562,0,0,1625.3560791015625,2189.40478515625,0.77264488326844727,87.322845458984375,9.2409594775924031,-1.72284552450699,7.5181139530854129,0.58915948475007585,-0.11485636830046667,0.47430311644960921,null,-19.633567810058594,null,0.19400002062320709,0.37400001287460327,-132.40811157226562,0,0,-132.40811157226562,0,9999,0]
["Tier2_garage_HZ3",null,12.999999046325684,1287.387451171875,0,1723.65673828125,0,0,null,0.28600001335144043,0.31700000166893005,1403.8621826171875,0.17762888967990875,0.56034350395202637,0,0,0,342.761474609375,774.9068603515625,0,727.00494384765625,172.36567687988281,172.36567687988281,0,0,0,0,0,0,0,0,0,0,515.12713623046875,947.27252197265625,0,727.00494384765625,2189.40478515625,776.211669921875,0,140.27911376953125,626.57940673828125,1543.0701904296875,515.12713623046875,2.9955132164332556,776.211669921875,133.77204895019531,153.65631103515625,626.57940673828125,1690.219482421875,947.27252197265625,1.7843011068234311,776.211669921875,133.77204895019531,153.65631103515625,626.57940673828125,1690.219482421875,1462.399658203125,37.634273529052734,1.1557848717296293,35.351421356201172,65.008087158203125,0,49.891876220703125,150.25140380859375,776.211669921875,0,133.77204895019531,0,0,0,626.57940673828125,0,0,153.65631103515625,1844.67333984375,344.73135375976562,0,0,1690.219482421875,2189.40478515625,0.77199954927638137,87.526153564453125,8.148279977876367,0,8.148279977876367,0.51946802184311902,0,0.51946802184311902,null,0,null,0,0,0,0,0,0,0,9999,9999]
["Tier2_indor1_HZ3_efaf",null,13.000000953674316,1315.399658203125,-0.10185400396585464,1723.65673828125,0,0,null,0.29549485445022583,0.31111738085746765,1434.4344482421875,0.16765156388282776,0.54452979564666748,-0.10287254303693771,-5.4297409951686859E-4,-1.4518023235723376E-3,342.761474609375,774.9068603515625,0,727.00494384765625,172.36567687988281,172.36567687988281,0,0,0,0,0,0,0,0,0,0,515.12713623046875,947.27252197265625,0,727.00494384765625,2189.40478515625,789.622314453125,0,142.98468017578125,640.22454833984375,1572.83154296875,515.12713623046875,3.0532879861246238,789.622314453125,129.996826171875,155.984375,640.22454833984375,1715.828125,947.27252197265625,1.8113351717971518,789.622314453125,129.996826171875,155.984375,640.22454833984375,1715.828125,1462.399658203125,36.012905120849609,1.1732962453416809,34.597976684570312,63.622566223144531,0,48.828525543212891,147.04908752441406,789.622314453125,-0.69376891851425171,129.996826171875,0,0,0,640.22454833984375,0,-42.159069061279297,155.984375,1844.67333984375,344.73135375976562,0,0,1672.9752197265625,2189.40478515625,0.76865148384014226,87.7196044921875,8.3257970790603117,-9.0270655349418642E-3,8.3167700135253693,0.53077031151201914,-6.0180436899612765E-4,0.53016850714302299,null,-0.10287254303693771,null,0.1940000057220459,0.37400001287460327,-0.69376891851425171,0,0,-0.69376891851425171,0,9999,0]
["Tier2_indor1_HZ2_hp85",null,13.000000953674316,1296.876708984375,-7.1439661085605621E-2,1723.65673828125,0,0,null,0.29436972737312317,0.31140032410621643,1414.209716796875,0.16385532915592194,0.53431183099746704,-7.2154052555561066E-2,-4.4385564979165792E-4,-1.2502976460382342E-3,342.761474609375,774.9068603515625,0,727.00494384765625,172.36567687988281,172.36567687988281,0,0,0,0,0,0,0,0,0,0,515.12713623046875,947.27252197265625,0,727.00494384765625,2189.40478515625,781.29400634765625,0,141.24917602539062,631.19769287109375,1553.7408447265625,515.12713623046875,3.0162278784028365,781.29400634765625,127.55745697021484,154.00491333007812,631.19769287109375,1694.0540771484375,947.27252197265625,1.7883491845653896,781.29400634765625,127.55745697021484,154.00491333007812,631.19769287109375,1694.0540771484375,1462.399658203125,37.44390869140625,1.1584070227756882,35.092761993408203,64.532440185546875,0,49.526828765869141,149.15203857421875,781.29400634765625,-0.48255321383476257,127.55745697021484,0,0,0,631.19769287109375,0,-29.569576263427734,154.00491333007812,1844.67333984375,344.73135375976562,0,0,1664.001953125,2189.40478515625,0.76327417226687233,89.018028259277344,8.2029063545672543,-6.3315182583775775E-3,8.1965748363088764,0.52282360038239062,-4.2210121722517202E-4,0.52240149916516543,null,-7.2154052555561066E-2,null,0.15800000727176666,0.35499998927116394,-0.48255321383476257,0,0,-0.48255321383476257,0,9999,0]
["Tier2_indor2_HZ3_gfnc",null,13,1435.919921875,-19.111486434936523,1723.65673828125,0,0,null,0.28690481185913086,0.3164394199848175,1565.835693359375,0.19668287038803101,0.62207984924316406,-19.302600860595703,-0.10188153386116028,-0.27241051197052002,342.761474609375,774.9068603515625,0,727.00494384765625,172.36567687988281,172.36567687988281,0,0,0,0,0,0,0,0,0,0,515.12713623046875,947.27252197265625,0,727.00494384765625,2189.40478515625,865.4052734375,0,156.42776489257812,698.87237548828125,1720.7054443359375,515.12713623046875,3.3403508412315595,865.4052734375,148.51048278808594,171.27882385253906,698.87237548828125,1884.06689453125,947.27252197265625,1.9889386438594447,865.4052734375,148.51048278808594,171.27882385253906,698.87237548828125,1884.06689453125,1462.399658203125,27.30218505859375,1.2883392755742273,31.69459342956543,58.28350830078125,0,44.730949401855469,134.70906066894531,865.4052734375,-130.17608642578125,148.51048278808594,0,0,0,698.87237548828125,0,-156.29901123046875,171.27882385253906,1844.67333984375,344.73135375976562,0,0,1597.591796875,2189.40478515625,0.76096867150717529,89.659294128417969,9.0884115574436191,-1.6938031978287624,7.3946083596148569,0.57940162568610309,-0.11292021318858432,0.46648141249751879,null,-19.302600860595703,null,0.1939999908208847,0.37400001287460327,-130.17608642578125,0,0,-130.17608642578125,0,9999,0]
["Tier2_indor3_HZ3_gfac",null,13.000000953674316,1462.03173828125,-22.482030868530273,1723.65673828125,0,0,null,0.28410652279853821,0.30822503566741943,1594.3458251953125,0.19482468068599701,0.64396935701370239,-22.706850051879883,-0.11984959244728088,-0.32045343518257141,342.761474609375,774.9068603515625,0,727.00494384765625,172.36567687988281,172.36567687988281,0,0,0,0,0,0,0,0,0,0,515.12713623046875,947.27252197265625,0,727.00494384765625,2189.40478515625,879.970703125,0,159.15676879882812,711.5970458984375,1750.7244873046875,515.12713623046875,3.3986259756660764,879.970703125,153.73622131347656,174.53041076660156,711.5970458984375,1919.8343505859375,947.27252197265625,2.0266969701396991,879.970703125,153.73622131347656,174.53041076660156,711.5970458984375,1919.8343505859375,1462.399658203125,25.532783508300781,1.3127973124659054,31.127830505371094,57.241283416748047,0,43.931072235107422,132.30020141601562,879.970703125,-153.13423156738281,153.73622131347656,0,0,0,711.5970458984375,0,-184.00338745117187,174.53041076660156,1844.67333984375,344.73135375976562,0,0,1582.69677734375,2189.40478515625,0.75986630879381267,89.836235046386719,9.2553515067288767,-1.9925261596271786,7.2628253471016979,0.59008146315405463,-0.13283507730847893,0.4572463858455757,null,-22.706850051879883,null,0.1940000057220459,0.37399998307228088,-153.13423156738281,0,0,-153.13423156738281,0,9999,0]
["Tier2_basmnt_HZ2",null,13,1266.5396728515625,0,1723.65673828125,0,0,null,0.28600001335144043,0.31700003147125244,1381.12841796875,0.17475239932537079,0.55126941204071045,0,0,0,342.761474609375,774.9068603515625,0,727.00494384765625,172.36567687988281,172.36567687988281,0,0,0,0,0,0,0,0,0,0,515.12713623046875,947.27252197265625,0,727.00494384765625,2189.40478515625,763.641845703125,0,138.00746154785156,616.43267822265625,1518.08203125,515.12713623046875,2.9470044067465353,763.641845703125,131.60577392578125,151.16802978515625,616.43267822265625,1662.848388671875,947.27252197265625,1.7554064561996672,763.641845703125,131.60577392578125,151.16802978515625,616.43267822265625,1662.848388671875,1462.399658203125,39.286224365234375,1.1370682997692421,35.933319091796875,66.078140258789063,0,50.713111877441406,152.72457885742187,763.641845703125,0,131.60577392578125,0,0,0,616.43267822265625,0,0,151.16802978515625,1844.67333984375,344.73135375976562,0,0,1662.848388671875,2189.40478515625,0.75949792767633839,89.999343872070313,8.0163285287026635,0,8.0163285287026635,0.51105587124597485,0,0.51105587124597485,null,0,null,0,0,0,0,0,0,0,9999,9999]
["Tier2_garage_HZ2",null,13,1252.27294921875,0,1723.65673828125,0,0,null,0.28599998354911804,0.31700000166893005,1365.57080078125,0.17278392612934113,0.5450596809387207,0,0,0,342.761474609375,774.9068603515625,0,727.00494384765625,172.36567687988281,172.36567687988281,0,0,0,0,0,0,0,0,0,0,515.12713623046875,947.27252197265625,0,727.00494384765625,2189.40478515625,755.03985595703125,0,136.45289611816406,609.489013671875,1500.9818115234375,515.12713623046875,2.9138082925888464,755.03985595703125,130.12332153320312,149.46522521972656,609.489013671875,1644.117431640625,947.27252197265625,1.735632937472283,755.03985595703125,130.12332153320312,149.46522521972656,609.489013671875,1644.117431640625,1462.399658203125,40.448410034179688,1.1242599605721322,36.342697143554688,66.830955505371094,0,51.290874481201172,154.46453857421875,755.03985595703125,0,130.12332153320312,0,0,0,609.489013671875,0,0,149.46522521972656,1844.67333984375,344.73135375976562,0,0,1644.117431640625,2189.40478515625,0.75094267459333996,91.739288330078125,7.9260292854138106,0,7.9260292854138106,0.50529912633630558,0,0.50529912633630558,null,0,null,0,0,0,0,0,0,0,9999,9999]
["Tier2_indor1_HZ1_gfac",null,13.000000953674316,1319.733642578125,-8.8933324813842773,1723.65673828125,0,0,null,0.28560569882392883,0.31440028548240662,1439.1448974609375,0.18009597063064575,0.57595115900039673,-8.9822654724121094,-4.7409519553184509E-2,-0.12676341831684113,342.761474609375,774.9068603515625,0,727.00494384765625,172.36567687988281,172.36567687988281,0,0,0,0,0,0,0,0,0,0,515.12713623046875,947.27252197265625,0,727.00494384765625,2189.40478515625,795.3369140625,0,143.76638793945312,642.32696533203125,1581.4302978515625,515.12713623046875,3.0699804169941189,795.3369140625,137.49809265136719,157.51618957519531,642.32696533203125,1732.67822265625,947.27252197265625,1.8291231863272648,795.3369140625,137.49809265136719,157.51618957519531,642.32696533203125,1732.67822265625,1462.399658203125,35.149578094482422,1.1848184699333657,34.484733581542969,63.414325714111328,0,48.668708801269531,146.56777954101562,795.3369140625,-60.203075408935547,137.49809265136719,0,0,0,642.32696533203125,0,-71.277137756347656,157.51618957519531,1844.67333984375,344.73135375976562,0,0,1601.197998046875,2189.40478515625,0.74655927856128679,92.6201171875,8.3531782019562968,-0.78819381889549023,7.564984383060807,0.53253294111752814,-5.25462545930327E-2,0.47998668652449544,null,-8.9822654724121094,null,0.1940000057220459,0.37400001287460327,-60.203075408935547,0,0,-60.203075408935547,0,9999,0]
["Tier2_indor1_HZ1_gfnc",null,13.000000953674316,1319.202880859375,-8.8391942977905273,1723.65673828125,0,0,null,0.28640913963317871,0.31674656271934509,1438.5570068359375,0.1814204603433609,0.57298099994659424,-8.927586555480957,-4.7120913863182068E-2,-0.12599174678325653,342.761474609375,774.9068603515625,0,727.00494384765625,172.36567687988281,172.36567687988281,0,0,0,0,0,0,0,0,0,0,515.12713623046875,947.27252197265625,0,727.00494384765625,2189.40478515625,795.31072998046875,0,143.73753356933594,642.0645751953125,1581.11279296875,515.12713623046875,3.0693642029429871,795.31072998046875,136.78903198242187,157.41644287109375,642.0645751953125,1731.580810546875,947.27252197265625,1.8279647218424775,795.31072998046875,136.78903198242187,157.41644287109375,642.0645751953125,1731.580810546875,1462.399658203125,35.235679626464844,1.1840680720768419,34.498825073242188,63.440238952636719,0,48.688594818115234,146.62767028808594,795.31072998046875,-59.836589813232422,136.78903198242187,0,0,0,642.0645751953125,0,-70.66058349609375,157.41644287109375,1844.67333984375,344.73135375976562,0,0,1601.0836181640625,2189.40478515625,0.74640259776744766,92.663871765136719,8.3494156439240363,-0.78339570581556361,7.5660199381084725,0.53228414676247482,-5.2226380387704163E-2,0.48005776637477066,null,-8.927586555480957,null,0.19400002062320709,0.37400001287460327,-59.836589813232422,0,0,-59.836589813232422,0,9999,0]
["Tier2_indor3_HZ3_gfnc",null,13,1433.462890625,-22.078857421875,1723.65673828125,0,0,null,0.287046879529953,0.31635141372680664,1563.15673828125,0.19612060487270355,0.62055867910385132,-22.299644470214844,-0.11770031601190567,-0.3147067129611969,342.761474609375,774.9068603515625,0,727.00494384765625,172.36567687988281,172.36567687988281,0,0,0,0,0,0,0,0,0,0,515.12713623046875,947.27252197265625,0,727.00494384765625,2189.40478515625,863.86773681640625,0,156.15443420410156,697.67657470703125,1717.69873046875,515.12713623046875,3.3345140918345848,863.86773681640625,148.1473388671875,170.96916198730469,697.67657470703125,1880.6607666015625,947.27252197265625,1.9853429065667416,863.86773681640625,148.1473388671875,170.96916198730469,697.67657470703125,1880.6607666015625,1462.399658203125,27.464143753051758,1.2860101290250674,31.748912811279297,58.383396148681641,0,44.807609558105469,134.93992614746094,863.86773681640625,-150.38804626464844,148.1473388671875,0,0,0,697.67657470703125,0,-180.56561279296875,170.96916198730469,1844.67333984375,344.73135375976562,0,0,1549.7071533203125,2189.40478515625,0.74618786268715509,92.669479370117188,9.0728639906403998,-1.9567938716480491,7.1160701189923508,0.57841020135168242,-0.13045292477653678,0.44795727657514561,null,-22.299644470214844,null,0.1940000057220459,0.37400001287460327,-150.38804626464844,0,0,-150.38804626464844,0,9999,0]
["Tier2_indor1_HZ2_zonl",null,12.999999046325684,1260.9638671875,-9.8210319876670837E-2,1723.65673828125,0,0,null,0.29098278284072876,0.30111733078956604,1375.044921875,0.1598646491765976,0.53735029697418213,-9.9192425608634949E-2,-5.3630169713869691E-4,-1.1410674778744578E-3,342.761474609375,774.9068603515625,0,727.00494384765625,172.36567687988281,172.36567687988281,0,0,0,0,0,0,0,0,0,0,515.12713623046875,947.27252197265625,0,727.00494384765625,2189.40478515625,758.71917724609375,0,137.24365234375,613.7174072265625,1509.68017578125,515.12713623046875,2.9306943585711736,758.71917724609375,128.2828369140625,150.07194519042969,613.7174072265625,1650.7913818359375,947.27252197265625,1.7426783757521873,758.71917724609375,128.2828369140625,150.07194519042969,613.7174072265625,1650.7913818359375,1462.399658203125,39.95989990234375,1.1288236583401143,36.092292785644531,66.3704833984375,0,50.937477111816406,153.4002685546875,758.71917724609375,-0.66670906543731689,128.2828369140625,0,0,0,613.7174072265625,0,-40.651947021484375,150.07194519042969,1844.67333984375,344.73135375976562,0,0,1609.47265625,2189.40478515625,0.74002514332681935,93.792366027832031,7.9750294437911409,-8.7041352974337599E-3,7.9663253084937073,0.50829581066176277,-5.8027568649558184E-4,0.50771553497526722,null,-9.9192425608634949E-2,null,0.23800000548362732,0.4699999988079071,-0.66670906543731689,0,0,-0.66670906543731689,0,9999,0]
["Tier2_indor1_HZ1_hp85",null,13,1248.412841796875,-0.18549996614456177,1723.65673828125,0,0,null,0.29308554530143738,0.31216129660606384,1361.376953125,0.15987083315849304,0.51880311965942383,-0.18735496699810028,-1.1525140143930912E-3,-3.2465185504406691E-3,342.761474609375,774.9068603515625,0,727.00494384765625,172.36567687988281,172.36567687988281,0,0,0,0,0,0,0,0,0,0,515.12713623046875,947.27252197265625,0,727.00494384765625,2189.40478515625,751.43548583984375,0,135.90524291992187,607.6170654296875,1494.957763671875,515.12713623046875,2.9021141476768539,751.43548583984375,123.85501098632812,148.290771484375,607.6170654296875,1631.1983642578125,947.27252197265625,1.7219947476865223,751.43548583984375,123.85501098632812,148.290771484375,607.6170654296875,1631.1983642578125,1462.399658203125,41.232200622558594,1.1154257938656942,36.454654693603516,67.036834716796875,0,51.448879241943359,154.94038391113281,751.43548583984375,-1.2576383352279663,123.85501098632812,0,0,0,607.6170654296875,0,-24.630935668945313,148.290771484375,1844.67333984375,344.73135375976562,0,0,1605.309814453125,2189.40478515625,0.73633516500584018,94.513175964355469,7.8985941134942141,-1.6440398468925883E-2,7.8821537150252885,0.50346797471889637,-1.0960265645950577E-3,0.50237194815430131,null,-0.18735496699810028,null,0.15800000727176666,0.35499998927116394,-1.2576383352279663,0,0,-1.2576383352279663,0,9999,0]
["Tier2_basmnt_HZ1",null,13.000000953674316,1223.1842041015625,0,1723.65673828125,0,0,null,0.28600004315376282,0.31700003147125244,1333.850341796875,0.16877037286758423,0.53239864110946655,0,0,0,342.761474609375,774.9068603515625,0,727.00494384765625,172.36567687988281,172.36567687988281,0,0,0,0,0,0,0,0,0,0,515.12713623046875,947.27252197265625,0,727.00494384765625,2189.40478515625,737.50128173828125,0,133.28327941894531,595.3314208984375,1466.115966796875,515.12713623046875,2.8461244526075764,737.50128173828125,127.1007080078125,145.99334716796875,595.3314208984375,1605.9267578125,947.27252197265625,1.6953164951937447,737.50128173828125,127.1007080078125,145.99334716796875,595.3314208984375,1605.9267578125,1462.399658203125,42.901992797851563,1.0981448985518818,37.206966400146484,68.420272827148438,0,52.510627746582031,158.13787841796875,737.50128173828125,0,127.1007080078125,0,0,0,595.3314208984375,0,0,145.99334716796875,1844.67333984375,344.73135375976562,0,0,1605.9267578125,2189.40478515625,0.73349927608373022,95.412628173828125,7.7419181201950069,0,7.7419181201950069,0.49356169671249406,0,0.49356169671249406,null,0,null,0,0,0,0,0,0,0,9999,9999]
["Tier2_garage_HZ1",null,13,1219.6611328125,0,1723.65673828125,0,0,null,0.28600001335144043,0.31700000166893005,1330.008544921875,0.16828426718711853,0.53086519241333008,0,0,0,342.761474609375,774.9068603515625,0,727.00494384765625,172.36567687988281,172.36567687988281,0,0,0,0,0,0,0,0,0,0,515.12713623046875,947.27252197265625,0,727.00494384765625,2189.40478515625,735.3770751953125,0,132.89938354492187,593.61669921875,1461.8931884765625,515.12713623046875,2.8379268181313675,735.3770751953125,126.73462677001953,145.57284545898437,593.61669921875,1601.30126953125,947.27252197265625,1.6904335169719202,735.3770751953125,126.73462677001953,145.57284545898437,593.61669921875,1601.30126953125,1462.399658203125,43.207103729248047,1.0949819389279776,37.314441680908203,68.617904663085938,0,52.662311553955078,158.59468078613281,735.3770751953125,0,126.73462677001953,0,0,0,593.61669921875,0,0,145.57284545898437,1844.67333984375,344.73135375976562,0,0,1601.30126953125,2189.40478515625,0.73138659623840641,95.869422912597656,7.7196190449694253,0,7.7196190449694253,0.4921400891428212,0,0.4921400891428212,null,0,null,0,0,0,0,0,0,0,9999,9999]
["Tier2_indor2_HZ2_gfac",null,13.000000953674316,1393.0245361328125,-21.011255264282227,1723.65673828125,0,0,null,0.2846672534942627,0.30981823801994324,1519.0853271484375,0.18661594390869141,0.61156100034713745,-21.221366882324219,-0.11200901865959167,-0.2994893491268158,342.761474609375,774.9068603515625,0,727.00494384765625,172.36567687988281,172.36567687988281,0,0,0,0,0,0,0,0,0,0,515.12713623046875,947.27252197265625,0,727.00494384765625,2189.40478515625,838.73260498046875,0,151.67390441894531,678.00653076171875,1668.4130859375,515.12713623046875,3.2388373148991838,838.73260498046875,145.99931335449219,166.27383422851563,678.00653076171875,1829.0123291015625,947.27252197265625,1.9308194964363421,838.73260498046875,145.99931335449219,166.27383422851563,678.00653076171875,1829.0123291015625,1462.399658203125,29.942440032958984,1.2506924730852496,32.670005798339844,60.077205657958984,0,46.107563018798828,138.85478210449219,838.73260498046875,-142.80018615722656,145.99931335449219,0,0,0,678.00653076171875,0,-171.97749328613281,166.27383422851563,1844.67333984375,344.73135375976562,0,0,1514.234619140625,2189.40478515625,0.73038301962800323,96.013603210449219,8.8176968383273593,-1.8621750032518649,6.9555218350754942,0.56215604981310185,-0.12414500021679042,0.43801104959631143,null,-21.221366882324219,null,0.1940000057220459,0.37400001287460327,-142.80018615722656,0,0,-142.80018615722656,0,9999,0]
["Tier2_indor4_HZ3_gfac",null,13.000000953674316,1467.366943359375,-30.133266448974609,1723.65673828125,0,0,null,0.28357481956481934,0.30556651949882507,1600.1754150390625,0.1933952122926712,0.64849174022674561,-30.434598922729492,-0.16063761711120605,-0.42951232194900513,342.761474609375,774.9068603515625,0,727.00494384765625,172.36567687988281,172.36567687988281,0,0,0,0,0,0,0,0,0,0,515.12713623046875,947.27252197265625,0,727.00494384765625,2189.40478515625,882.702392578125,0,159.69013977050781,714.198974609375,1756.591552734375,515.12713623046875,3.4100153755817679,882.702392578125,154.81587219238281,175.17173767089844,714.198974609375,1926.888916015625,947.27252197265625,2.034144241827617,882.702392578125,154.81587219238281,175.17173767089844,714.198974609375,1926.888916015625,1462.399658203125,25.179494857788086,1.3176212986864146,31.014429092407227,57.032749176025391,0,43.771026611328125,131.81820678710937,882.702392578125,-205.24990844726562,154.81587219238281,0,0,0,714.198974609375,0,-246.6207275390625,175.17173767089844,1844.67333984375,344.73135375976562,0,0,1475.018310546875,2189.40478515625,0.72952976748168186,96.156448364257813,9.2896360202439521,-2.6706361173371311,6.6189999029068209,0.59227795265055627,-0.17804240782247538,0.41423554482808089,null,-30.434598922729492,null,0.1940000057220459,0.37400001287460327,-205.24990844726562,0,0,-205.24990844726562,0,9999,0]
["Tier2_indor1_HZ2_efaf",null,12.999999046325684,1244.5677490234375,-0.11057735979557037,1723.65673828125,0,0,null,0.29689466953277588,0.31025004386901855,1357.1822509765625,0.15668985247612,0.51129299402236938,-0.11168313026428223,-5.894774803891778E-4,-1.5761429676786065E-3,342.761474609375,774.9068603515625,0,727.00494384765625,172.36567687988281,172.36567687988281,0,0,0,0,0,0,0,0,0,0,515.12713623046875,947.27252197265625,0,727.00494384765625,2189.40478515625,747.39208984375,0,135.313720703125,605.74505615234375,1488.450927734375,515.12713623046875,2.8894824557316277,747.39208984375,122.06211853027344,147.51992797851563,605.74505615234375,1622.71923828125,947.27252197265625,1.7130436371010374,747.39208984375,122.06211853027344,147.51992797851563,605.74505615234375,1622.71923828125,1462.399658203125,41.674518585205078,1.109627692771479,36.567329406738281,67.244033813476563,0,51.607898712158203,155.41926574707031,747.39208984375,-0.75152426958084106,122.06211853027344,0,0,0,605.74505615234375,0,-45.771194458007813,147.51992797851563,1844.67333984375,344.73135375976562,0,0,1576.196533203125,2189.40478515625,0.72574770699424862,96.584930419921875,7.8729222918476331,-9.8001948866435831E-3,7.8631220969609892,0.50175447764523451,-6.5334632577624101E-4,0.50110113131945822,null,-0.11168313026428223,null,0.1940000057220459,0.37400001287460327,-0.75152426958084106,0,0,-0.75152426958084106,0,9999,0]
["Tier2_indor2_HZ2_gfnc",null,12.999999046325684,1375.9710693359375,-20.737905502319336,1723.65673828125,0,0,null,0.28700712323188782,0.31637603044509888,1500.461669921875,0.18831512331962585,0.59579181671142578,-20.945285797119141,-0.11055182665586472,-0.29559311270713806,342.761474609375,774.9068603515625,0,727.00494384765625,172.36567687988281,172.36567687988281,0,0,0,0,0,0,0,0,0,0,515.12713623046875,947.27252197265625,0,727.00494384765625,2189.40478515625,829.3150634765625,0,149.90093994140625,669.6943359375,1648.910400390625,515.12713623046875,3.2009773404263164,829.3150634765625,142.23471069335937,164.12440490722656,669.6943359375,1805.3685302734375,947.27252197265625,1.9058596592392778,829.3150634765625,142.23471069335937,164.12440490722656,669.6943359375,1805.3685302734375,1462.399658203125,31.227529525756836,1.2345246849676041,33.075504302978516,60.822883605957031,0,46.679847717285156,140.5782470703125,829.3150634765625,-140.94241333007812,142.23471069335937,0,0,0,669.6943359375,0,-169.52061462402344,164.12440490722656,1844.67333984375,344.73135375976562,0,0,1494.905517578125,2189.40478515625,0.72218561784131508,97.841728210449219,8.7085098889701786,-1.8379487604244977,6.8705611285456811,0.55516747399083999,-0.12252991736163311,0.43263755662920689,null,-20.945285797119141,null,0.1940000057220459,0.37400001287460327,-140.94241333007812,0,0,-140.94241333007812,0,9999,0]
["Tier2_indor3_HZ2_gfac",null,13,1394.5540771484375,-24.289794921875,1723.65673828125,0,0,null,0.28449007868766785,0.30878651142120361,1520.7572021484375,0.18600355088710785,0.61294001340866089,-24.532693862915039,-0.12948662042617798,-0.34622088074684143,342.761474609375,774.9068603515625,0,727.00494384765625,172.36567687988281,172.36567687988281,0,0,0,0,0,0,0,0,0,0,515.12713623046875,947.27252197265625,0,727.00494384765625,2189.40478515625,839.4822998046875,0,151.82351684570312,678.752685546875,1670.0584716796875,515.12713623046875,3.2420315981579395,839.4822998046875,146.32853698730469,166.45635986328125,678.752685546875,1831.0198974609375,947.27252197265625,1.9329388430847951,839.4822998046875,146.32853698730469,166.45635986328125,678.752685546875,1831.0198974609375,1462.399658203125,29.829832077026367,1.2520652844257043,32.634090423583984,60.011157989501953,0,46.056873321533203,138.70213317871094,839.4822998046875,-165.08235168457031,146.32853698730469,0,0,0,678.752685546875,0,-198.81304931640625,166.45635986328125,1844.67333984375,344.73135375976562,0,0,1467.12451171875,2189.40478515625,0.71711894973543033,98.940040588378906,8.8274873555675342,-2.1527438488466606,6.6747435067208736,0.56278165163142202,-0.14351625658977801,0.41926539504164401,null,-24.532693862915039,null,0.19400002062320709,0.37400001287460327,-165.08235168457031,0,0,-165.08235168457031,0,9999,0]
["Tier2_indor4_HZ3_gfnc",null,13,1427.4471435546875,-29.531681060791016,1723.65673828125,0,0,null,0.28740546107292175,0.31612926721572876,1556.5977783203125,0.19473032653331757,0.6168067455291748,-29.826997756958008,-0.15743061900138855,-0.42093747854232788,342.761474609375,774.9068603515625,0,727.00494384765625,172.36567687988281,172.36567687988281,0,0,0,0,0,0,0,0,0,0,515.12713623046875,947.27252197265625,0,727.00494384765625,2189.40478515625,860.099853515625,0,155.48490905761719,694.74920654296875,1710.333984375,515.12713623046875,3.320217084600475,860.099853515625,147.25164794921875,170.21006774902344,694.74920654296875,1872.310791015625,947.27252197265625,1.9765280868681805,860.099853515625,147.25164794921875,170.21006774902344,694.74920654296875,1872.310791015625,1462.399658203125,27.863470077514648,1.2803003106453887,31.882692337036133,58.629405975341797,0,44.996414184570313,135.50852966308594,860.099853515625,-201.15226745605469,147.25164794921875,0,0,0,694.74920654296875,0,-241.51396179199219,170.21006774902344,1844.67333984375,344.73135375976562,0,0,1429.64453125,2189.40478515625,0.71134510833332365,100.25776672363281,9.0347974894917371,-2.6173191261712012,6.4174783633205355,0.57598279376110006,-0.17448794174474694,0.40149485201635315,null,-29.826997756958008,null,0.1940000057220459,0.37400001287460327,-201.15226745605469,0,0,-201.15226745605469,0,9999,0]
["Tier2_indor3_HZ2_gfnc",null,13.000000953674316,1373.3148193359375,-23.960494995117188,1723.65673828125,0,0,null,0.28716579079627991,0.31627774238586426,1497.5655517578125,0.18771007657051086,0.59415298700332642,-24.200099945068359,-0.12773115932941437,-0.34152713418006897,342.761474609375,774.9068603515625,0,727.00494384765625,172.36567687988281,172.36567687988281,0,0,0,0,0,0,0,0,0,0,515.12713623046875,947.27252197265625,0,727.00494384765625,2189.40478515625,827.66595458984375,0,149.60675048828125,668.40155029296875,1645.67431640625,515.12713623046875,3.1946952332319678,827.66595458984375,141.84349060058594,163.79109191894531,668.40155029296875,1801.7021484375,947.27252197265625,1.9019891494670633,827.66595458984375,141.84349060058594,163.79109191894531,668.40155029296875,1801.7021484375,1462.399658203125,31.417699813842773,1.2320175539550751,33.139469146728516,60.940505981445313,0,46.770118713378906,140.85011291503906,827.66595458984375,-162.84431457519531,141.84349060058594,0,0,0,668.40155029296875,0,-195.86421203613281,163.79109191894531,1844.67333984375,344.73135375976562,0,0,1442.9935302734375,2189.40478515625,0.70707301116330834,101.26448059082031,8.6916299323168396,-2.1235587853873557,6.5680711469294835,0.55408882196128484,-0.14157058569248987,0.41251823626879497,null,-24.200099945068359,null,0.19400002062320709,0.37400001287460327,-162.84431457519531,0,0,-162.84431457519531,0,9999,0]
["Tier2_indor1_HZ1_zonl",null,12.999999046325684,1184.5010986328125,-0.33450302481651306,1723.65673828125,0,0,null,0.29169335961341858,0.29885253310203552,1291.6605224609375,0.14827880263328552,0.50322526693344116,-0.33784806728363037,-1.8266363767907023E-3,-3.8864603266119957E-3,342.761474609375,774.9068603515625,0,727.00494384765625,172.36567687988281,172.36567687988281,0,0,0,0,0,0,0,0,0,0,515.12713623046875,947.27252197265625,0,727.00494384765625,2189.40478515625,713.2420654296875,0,128.97431945800781,576.5009765625,1418.7174072265625,515.12713623046875,2.7541110138508791,713.2420654296875,120.13609313964844,140.9879150390625,576.5009765625,1550.8670654296875,947.27252197265625,1.6371920320877813,713.2420654296875,120.13609313964844,140.9879150390625,576.5009765625,1550.8670654296875,1462.399658203125,46.600654602050781,1.0604946528179213,38.422267913818359,70.655097961425781,0,54.225795745849609,163.30317687988281,713.2420654296875,-2.2637608051300049,120.13609313964844,0,0,0,576.5009765625,0,-44.419757843017578,140.9879150390625,1844.67333984375,344.73135375976562,0,0,1504.1834716796875,2189.40478515625,0.69356255342414652,104.30848693847656,7.4898179512494707,-2.9646167437229202E-2,7.4601717838122417,0.47733122947390622,-1.9764111624819515E-3,0.47535481831142429,null,-0.33784806728363037,null,0.23800002038478851,0.47000002861022949,-2.2637608051300049,0,0,-2.2637608051300049,0,9999,0]
["Tier2_indor2_HZ3_hp85",null,13.000000953674316,1208.3216552734375,-0.19992594420909882,1723.65673828125,0,0,null,0.31106865406036377,0.29998719692230225,1317.6751708984375,0.12441647052764893,0.44176375865936279,-0.20192520320415497,-1.2421427527442575E-3,-3.4989938139915466E-3,342.761474609375,774.9068603515625,0,727.00494384765625,172.36567687988281,172.36567687988281,0,0,0,0,0,0,0,0,0,0,515.12713623046875,947.27252197265625,0,727.00494384765625,2189.40478515625,724.66839599609375,0,131.27803039550781,588.11199951171875,1444.0584716796875,515.12713623046875,2.803304818487002,724.66839599609375,105.46322631835937,141.82437133789062,588.11199951171875,1560.0679931640625,947.27252197265625,1.6469051216491606,724.66839599609375,105.46322631835937,141.82437133789062,588.11199951171875,1560.0679931640625,1462.399658203125,45.843334197998047,1.0667863274292673,37.663703918457031,69.260162353515625,0,53.155223846435547,160.0791015625,724.66839599609375,-1.3539472818374634,105.46322631835937,0,0,0,588.11199951171875,0,-82.751846313476563,141.82437133789062,1844.67333984375,344.73135375976562,0,0,1475.962158203125,2189.40478515625,0.68619344487221046,105.14798736572266,7.6364469999710511,-1.7718936096038512E-2,7.6187280638750128,0.4865572816429492,-1.1812624064025691E-3,0.48537601923654661,null,-0.20192520320415497,null,0.15800000727176666,0.35499998927116394,-1.3539472818374634,0,0,-1.3539472818374634,0,9999,0]
["Tier2_indor4_HZ2_gfac",null,13,1397.946533203125,-32.528751373291016,1723.65673828125,0,0,null,0.28407573699951172,0.30628204345703125,1524.4666748046875,0.1844521164894104,0.61610203981399536,-32.854038238525391,-0.17340771853923798,-0.46365699172019958,342.761474609375,774.9068603515625,0,727.00494384765625,172.36567687988281,172.36567687988281,0,0,0,0,0,0,0,0,0,0,515.12713623046875,947.27252197265625,0,727.00494384765625,2189.40478515625,841.105224609375,0,152.15133666992187,680.408203125,1673.664794921875,515.12713623046875,3.2490323205943428,841.105224609375,147.08340454101562,166.85968017578125,680.408203125,1835.45654296875,947.27252197265625,1.9376224268208868,841.105224609375,147.08340454101562,166.85968017578125,680.408203125,1835.45654296875,1462.399658203125,29.579429626464844,1.2550990858434989,32.554679870605469,59.865135192871094,0,45.944801330566406,138.3646240234375,841.105224609375,-221.07733154296875,147.08340454101562,0,0,0,680.408203125,0,-266.24765014648437,166.85968017578125,1844.67333984375,344.73135375976562,0,0,1348.131591796875,2189.40478515625,0.68570858289987047,106.32189178466797,8.8492210573683447,-2.8829420218120667,5.966279035556278,0.56417047049901048,-0.19219613478747063,0.37197433571153982,null,-32.854038238525391,null,0.19400002062320709,0.37400004267692566,-221.07733154296875,0,0,-221.07733154296875,0,9999,0]
["Tier2_indor2_HZ1_gfac",null,13.000000953674316,1323.2496337890625,-23.330572128295898,1723.65673828125,0,0,null,0.28506121039390564,0.3104521632194519,1442.994140625,0.17748728394508362,0.57964783906936646,-23.563879013061523,-0.12437308579683304,-0.3325483500957489,342.761474609375,774.9068603515625,0,727.00494384765625,172.36567687988281,172.36567687988281,0,0,0,0,0,0,0,0,0,0,515.12713623046875,947.27252197265625,0,727.00494384765625,2189.40478515625,796.87530517578125,0,144.09202575683594,644.04498291015625,1585.0123291015625,515.12713623046875,3.076934130263616,796.87530517578125,138.38063049316406,157.93008422851562,644.04498291015625,1737.23095703125,947.27252197265625,1.8339294495805305,796.87530517578125,138.38063049316406,157.93008422851562,644.04498291015625,1737.23095703125,1462.399658203125,34.85455322265625,1.1879317372717266,34.392742156982422,63.245166778564453,0,48.538883209228516,146.17680358886719,796.87530517578125,-157.9354248046875,138.38063049316406,0,0,0,644.04498291015625,0,-186.98649597167969,157.93008422851562,1844.67333984375,344.73135375976562,0,0,1392.30908203125,2189.40478515625,0.68548031376480467,106.42234039306641,8.3756583473720596,-2.0677303158832561,6.3079280314888031,0.53396872678409901,-0.13784868772555028,0.39612003905854876,null,-23.563879013061523,null,0.1940000057220459,0.37400001287460327,-157.9354248046875,0,0,-157.9354248046875,0,9999,0]
["Tier2_indor1_HZ1_efaf",null,13.000000953674316,1167.5419921875,-0.37505444884300232,1723.65673828125,0,0,null,0.29841285943984985,0.30930948257446289,1273.1949462890625,0.14502882957458496,0.47567719221115112,-0.37880498170852661,-1.9993798341602087E-3,-5.3459354676306248E-3,342.761474609375,774.9068603515625,0,727.00494384765625,172.36567687988281,172.36567687988281,0,0,0,0,0,0,0,0,0,0,515.12713623046875,947.27252197265625,0,727.00494384765625,2189.40478515625,701.70654296875,0,126.99659729003906,568.25927734375,1396.96240234375,515.12713623046875,2.7118788313989124,701.70654296875,113.55946350097656,138.3525390625,568.25927734375,1521.8778076171875,947.27252197265625,1.6065891948307787,701.70654296875,113.55946350097656,138.3525390625,568.25927734375,1521.8778076171875,1462.399658203125,48.597236633300781,1.0406715992994395,38.979518890380859,71.679832458496094,0,55.012248992919922,165.67161560058594,701.70654296875,-2.5389168262481689,113.55946350097656,0,0,0,568.25927734375,0,-49.803691864013672,138.3525390625,1844.67333984375,344.73135375976562,0,0,1469.53515625,2189.40478515625,0.67888018480886603,107.57024383544922,7.3834316070505999,-3.324013810897599E-2,7.3501914689416239,0.47052897948047323,-2.2160092072650568E-3,0.46831297027320817,null,-0.37880498170852661,null,0.1940000057220459,0.37400001287460327,-2.5389168262481689,0,0,-2.5389168262481689,0,9999,0]
["Tier2_indor2_HZ1_gfnc",null,13,1308.72119140625,-23.153844833374023,1723.65673828125,0,0,null,0.28708004951477051,0.31633085012435913,1427.1282958984375,0.17900566756725311,0.56645911931991577,-23.385383605957031,-0.12343096733093262,-0.33002930879592896,342.761474609375,774.9068603515625,0,727.00494384765625,172.36567687988281,172.36567687988281,0,0,0,0,0,0,0,0,0,0,515.12713623046875,947.27252197265625,0,727.00494384765625,2189.40478515625,788.85552978515625,0,142.58192443847656,636.9637451171875,1568.4012451171875,515.12713623046875,3.0446875005646579,788.85552978515625,135.23202514648437,156.10513305664062,636.9637451171875,1717.156494140625,947.27252197265625,1.8127374811520787,788.85552978515625,135.23202514648437,156.10513305664062,636.9637451171875,1717.156494140625,1462.399658203125,36.055831909179688,1.1742045942362207,34.775096893310547,63.948280334472656,0,49.078502655029297,147.80189514160156,788.85552978515625,-156.73907470703125,135.23202514648437,0,0,0,636.9637451171875,0,-185.09634399414062,156.10513305664062,1844.67333984375,344.73135375976562,0,0,1375.321044921875,2189.40478515625,0.67838543833046416,108.21089935302734,8.2826934425752814,-2.0520674021735483,6.2306260404017326,0.52801971763077993,-0.13680449347823648,0.39121522415254345,null,-23.385383605957031,null,0.1940000057220459,0.37400001287460327,-156.73907470703125,0,0,-156.73907470703125,0,9999,0]
["Tier2_indor4_HZ2_gfnc",null,13.000000953674316,1366.8492431640625,-32.039764404296875,1723.65673828125,0,0,null,0.28756597638130188,0.31602978706359863,1490.5155029296875,0.1862199604511261,0.59012877941131592,-32.360160827636719,-0.17080098390579224,-0.45668709278106689,342.761474609375,774.9068603515625,0,727.00494384765625,172.36567687988281,172.36567687988281,0,0,0,0,0,0,0,0,0,0,515.12713623046875,947.27252197265625,0,727.00494384765625,2189.40478515625,823.64813232421875,0,148.89030456542969,665.25494384765625,1637.7933349609375,515.12713623046875,3.1793963412768358,823.64813232421875,140.88275146484375,162.97859191894531,665.25494384765625,1792.764404296875,947.27252197265625,1.8925539895786521,823.64813232421875,140.88275146484375,162.97859191894531,665.25494384765625,1792.764404296875,1462.399658203125,31.884305953979492,1.2259059088859363,33.296215057373047,61.228748321533203,0,46.991340637207031,141.51631164550781,823.64813232421875,-217.75398254394531,140.88275146484375,0,0,0,665.25494384765625,0,-261.9068603515625,162.97859191894531,1844.67333984375,344.73135375976562,0,0,1313.103515625,2189.40478515625,0.67168242781599452,109.87943267822266,8.6505340160028066,-2.839604267485015,5.8109297485177915,0.55146255567273383,-0.18930695116566779,0.36215560450706608,null,-32.360160827636719,null,0.1940000057220459,0.37400004267692566,-217.75398254394531,0,0,-217.75398254394531,0,9999,0]
["Tier2_indor3_HZ1_gfac",null,13,1323.9656982421875,-26.980142593383789,1723.65673828125,0,0,null,0.28494137525558472,0.30950430035591125,1443.7786865234375,0.17683158814907074,0.58044785261154175,-27.249944686889648,-0.14382860064506531,-0.38456845283508301,342.761474609375,774.9068603515625,0,727.00494384765625,172.36567687988281,172.36567687988281,0,0,0,0,0,0,0,0,0,0,515.12713623046875,947.27252197265625,0,727.00494384765625,2189.40478515625,797.1658935546875,0,144.15611267089844,644.3951416015625,1585.7171630859375,515.12713623046875,3.0783024021210346,797.1658935546875,138.57159423828125,158.01325988769531,644.3951416015625,1738.1458740234375,947.27252197265625,1.8348952608319402,797.1658935546875,138.57159423828125,158.01325988769531,644.3951416015625,1738.1458740234375,1462.399658203125,34.793952941894531,1.1885573435828234,34.374053955078125,63.210796356201172,0,48.512504577636719,146.09736633300781,797.1658935546875,-182.64105224609375,138.57159423828125,0,0,0,644.3951416015625,0,-216.23532104492187,158.01325988769531,1844.67333984375,344.73135375976562,0,0,1339.26953125,2189.40478515625,0.67154449009190764,109.92318725585937,8.3802392117346844,-2.3911826551209465,5.9890565566137379,0.53426123183614549,-0.15941217700806234,0.37484905482808317,null,-27.249944686889648,null,0.19400002062320709,0.37400004267692566,-182.64105224609375,0,0,-182.64105224609375,0,9999,0]
["Tier2_indor3_HZ1_gfnc",null,12.999999046325684,1306.040771484375,-26.760585784912109,1723.65673828125,0,0,null,0.28725084662437439,0.31622502207756042,1424.2056884765625,0.17839181423187256,0.56479871273040771,-27.028190612792969,-0.14265817403793335,-0.38143894076347351,342.761474609375,774.9068603515625,0,727.00494384765625,172.36567687988281,172.36567687988281,0,0,0,0,0,0,0,0,0,0,515.12713623046875,947.27252197265625,0,727.00494384765625,2189.40478515625,787.20526123046875,0,142.28643798828125,635.6590576171875,1565.1507568359375,515.12713623046875,3.0383775196298819,787.20526123046875,134.83563232421875,155.76998901367187,635.6590576171875,1713.469970703125,947.27252197265625,1.8088457891890706,787.20526123046875,134.83563232421875,155.76998901367187,635.6590576171875,1713.469970703125,1462.399658203125,36.267566680908203,1.17168374241414,34.846462249755859,64.079513549804687,0,49.179218292236328,148.10519409179687,787.20526123046875,-181.15476989746094,134.83563232421875,0,0,0,635.6590576171875,0,-213.92793273925781,155.76998901367187,1844.67333984375,344.73135375976562,0,0,1318.38720703125,2189.40478515625,0.66298250967607952,112.17268371582031,8.2656318796529895,-2.3717237776162938,5.8939081020366952,0.5269292993798691,-0.15811491850775339,0.36881438087211571,null,-27.028190612792969,null,0.1939999908208847,0.37400001287460327,-181.15476989746094,0,0,-181.15476989746094,0,9999,0]
["Tier2_indor2_HZ2_hp85",null,12.999999046325684,1156.2696533203125,-0.18979182839393616,1723.65673828125,0,0,null,0.31110653281211853,0.30077099800109863,1260.87890625,0.11969731003046036,0.42264777421951294,-0.19168974459171295,-1.1791794095188379E-3,-3.3216322772204876E-3,342.761474609375,774.9068603515625,0,727.00494384765625,172.36567687988281,172.36567687988281,0,0,0,0,0,0,0,0,0,0,515.12713623046875,947.27252197265625,0,727.00494384765625,2189.40478515625,695.50738525390625,0,125.82697296142578,562.76226806640625,1384.0966796875,515.12713623046875,2.6869028787945797,695.50738525390625,100.89964294433594,135.91693115234375,562.76226806640625,1495.086181640625,947.27252197265625,1.5783063148717682,695.50738525390625,100.89964294433594,135.91693115234375,562.76226806640625,1495.086181640625,1462.399658203125,50.645370483398437,1.0223513031002374,39.360263824462891,72.379989624023437,0,55.549602508544922,167.28987121582031,695.50738525390625,-1.2819862365722656,100.89964294433594,0,0,0,562.76226806640625,0,-78.55743408203125,135.91693115234375,1844.67333984375,344.73135375976562,0,0,1415.246826171875,2189.40478515625,0.65884768335166599,112.29541778564453,7.3038827671953044,-1.6820775284659886E-2,7.2870619919106447,0.46529718386299262,-1.1213850189773253E-3,0.46417579884401527,null,-0.19168974459171295,null,0.15800000727176666,0.35499998927116394,-1.2819862365722656,0,0,-1.2819862365722656,0,9999,0]
["Tier2_indor3_HZ3_hp85",null,13,1170.4176025390625,-0.23181898891925812,1723.65673828125,0,0,null,0.31605973839759827,0.29677280783653259,1276.3463134765625,0.11250872164964676,0.41168707609176636,-0.23413717746734619,-1.4402947854250669E-3,-4.0571684949100018E-3,342.761474609375,774.9068603515625,0,727.00494384765625,172.36567687988281,172.36567687988281,0,0,0,0,0,0,0,0,0,0,515.12713623046875,947.27252197265625,0,727.00494384765625,2189.40478515625,701.212158203125,0,127.08779144287109,569.665771484375,1397.9656982421875,515.12713623046875,2.7138265127139656,701.212158203125,98.282966613769531,136.91609191894531,569.665771484375,1506.0770263671875,947.27252197265625,1.5899088477978729,701.212158203125,98.282966613769531,136.91609191894531,569.665771484375,1506.0770263671875,1462.399658203125,49.632621765136719,1.0298668687065438,38.883277893066406,71.502853393554688,0,54.876422882080078,165.26255798339844,701.212158203125,-1.5699348449707031,98.282966613769531,0,0,0,569.665771484375,0,-95.954780578613281,136.91609191894531,1844.67333984375,344.73135375976562,0,0,1408.55224609375,2189.40478515625,0.65855858177140969,111.87049865722656,7.3946983771378685,-2.054553781874471E-2,7.374152839319124,0.47110010916520023,-1.3697025212496467E-3,0.4697304066439506,null,-0.23413717746734619,null,0.15800002217292786,0.35499998927116394,-1.5699348449707031,0,0,-1.5699348449707031,0,9999,0]
["Tier2_indor2_HZ1_hp85",null,13.000000953674316,1133.9302978515625,-0.49181720614433289,1723.65673828125,0,0,null,0.30681952834129333,0.30325016379356384,1236.560791015625,0.12381571531295776,0.42799222469329834,-0.49673539400100708,-3.0556675046682358E-3,-8.6075142025947571E-3,342.761474609375,774.9068603515625,0,727.00494384765625,172.36567687988281,172.36567687988281,0,0,0,0,0,0,0,0,0,0,515.12713623046875,947.27252197265625,0,727.00494384765625,2189.40478515625,680.3406982421875,0,123.22492980957031,551.9085693359375,1355.4742431640625,515.12713623046875,2.6313390654500601,680.3406982421875,102.17554473876953,133.44247436523437,551.9085693359375,1467.8673095703125,947.27252197265625,1.5495723025732431,680.3406982421875,102.17554473876953,133.44247436523437,551.9085693359375,1467.8673095703125,1462.399658203125,52.580364227294922,1.0037387849598141,40.134319305419922,73.80340576171875,0,56.642032623291016,170.57977294921875,680.3406982421875,-3.3343842029571533,102.17554473876953,0,0,0,551.9085693359375,0,-65.30780029296875,133.44247436523437,1844.67333984375,344.73135375976562,0,0,1399.22509765625,2189.40478515625,0.65006059037959707,114.57041931152344,7.1689792811162398,-4.3588529880115731E-2,7.1253907512361243,0.45681674492066893,-2.9059019920077197E-3,0.45391084292866118,null,-0.49673539400100708,null,0.15800000727176666,0.35499998927116394,-3.3343842029571533,0,0,-3.3343842029571533,0,9999,0]
["Tier2_indor2_HZ3_zonl",null,13,1136.007568359375,-0.23554365336894989,1723.65673828125,0,0,null,0.299265056848526,0.27471762895584106,1238.7750244140625,0.12288019061088562,0.46689027547836304,-0.23789907991886139,-1.2862441362813115E-3,-2.736689755693078E-3,342.761474609375,774.9068603515625,0,727.00494384765625,172.36567687988281,172.36567687988281,0,0,0,0,0,0,0,0,0,0,515.12713623046875,947.27252197265625,0,727.00494384765625,2189.40478515625,680.55865478515625,0,123.34555053710937,552.89678955078125,1356.801025390625,515.12713623046875,2.6339147353240238,680.55865478515625,111.46173858642578,134.49172973632812,552.89678955078125,1479.408935546875,947.27252197265625,1.5617563631502496,680.55865478515625,111.46173858642578,134.49172973632812,552.89678955078125,1479.408935546875,1462.399658203125,51.605716705322266,1.0116310363501704,40.062583923339844,73.671493530273438,0,56.540794372558594,170.27488708496094,680.55865478515625,-1.6026190519332886,111.46173858642578,0,0,0,552.89678955078125,0,-97.49615478515625,134.49172973632812,1844.67333984375,344.73135375976562,0,0,1380.3101806640625,2189.40478515625,0.64645255456537221,115.85364532470703,7.1747906487100188,-2.0875644791129459E-2,7.1539150039188897,0.45703562693510225,-1.3917096527419671E-3,0.45564391728236026,null,-0.23789907991886139,null,0.23800000548362732,0.4699999988079071,-1.6026190519332886,0,0,-1.6026190519332886,0,9999,0]
["Tier2_indor4_HZ1_gfac",null,13.000000953674316,1325.3448486328125,-36.167373657226563,1723.65673828125,0,0,null,0.28466895222663879,0.30719920992851257,1445.29150390625,0.17516851425170898,0.58217811584472656,-36.529048919677734,-0.19280487298965454,-0.51552104949951172,342.761474609375,774.9068603515625,0,727.00494384765625,172.36567687988281,172.36567687988281,0,0,0,0,0,0,0,0,0,0,515.12713623046875,947.27252197265625,0,727.00494384765625,2189.40478515625,797.652099609375,0,144.27224731445312,645.07037353515625,1586.9947509765625,515.12713623046875,3.0807825133482187,797.652099609375,138.98464965820312,158.17071533203125,645.07037353515625,1739.8778076171875,947.27252197265625,1.8367236141140917,797.652099609375,138.98464965820312,158.17071533203125,645.07037353515625,1739.8778076171875,1462.399658203125,34.674491882324219,1.1897416633456743,34.33807373046875,63.144634246826172,0,48.461727142333984,145.94444274902344,797.652099609375,-244.83366394042969,138.98464965820312,0,0,0,645.07037353515625,0,-289.86654663085937,158.17071533203125,1844.67333984375,344.73135375976562,0,0,1205.1776123046875,2189.40478515625,0.6386970764115325,118.77902984619141,8.3890754646903449,-3.2054240343504254,5.1836514303399195,0.53482540044182447,-0.21369493562336078,0.32113046481846369,null,-36.529048919677734,null,0.1940000057220459,0.37400004267692566,-244.83366394042969,0,0,-244.83366394042969,0,9999,0]
["Tier2_indor3_HZ2_hp85",null,12.999999046325684,1119.90673828125,-0.22010013461112976,1723.65673828125,0,0,null,0.31610873341560364,0.29769799113273621,1221.225341796875,0.10838110744953156,0.3938087522983551,-0.22230114042758942,-1.3674853835254908E-3,-3.8520717062056065E-3,342.761474609375,774.9068603515625,0,727.00494384765625,172.36567687988281,172.36567687988281,0,0,0,0,0,0,0,0,0,0,515.12713623046875,947.27252197265625,0,727.00494384765625,2189.40478515625,673.3331298828125,0,121.83970642089844,545.0638427734375,1340.2366943359375,515.12713623046875,2.6017589544687336,673.3331298828125,94.014823913574219,131.24118041992187,545.0638427734375,1443.6529541015625,947.27252197265625,1.5240101662917955,673.3331298828125,94.014823913574219,131.24118041992187,545.0638427734375,1443.6529541015625,1462.399658203125,54.598075866699219,0.98718085631749786,40.638301849365234,74.730186462402344,0,57.353313446044922,172.72181701660156,673.3331298828125,-1.4867097139358521,94.014823913574219,0,0,0,545.0638427734375,0,-91.103324890136719,131.24118041992187,1844.67333984375,344.73135375976562,0,0,1351.06298828125,2189.40478515625,0.63262765647301711,119.25580596923828,7.0713928436016351,-1.9506925050006806E-2,7.0518859185516281,0.45042093290168683,-1.3004616700004535E-3,0.44912047123168636,null,-0.22230114042758942,null,0.15800000727176666,0.35500001907348633,-1.4867097139358521,0,0,-1.4867097139358521,0,9999,0]
["Tier2_ducted_HZ3_gfnc",null,13.000000953674316,1337.2764892578125,-24.527103424072266,1897.9476318359375,0,0,null,0.28724959492683411,0.31622582674026489,1458.2684326171875,0.18266034126281738,0.57831090688705444,-24.772375106811523,-0.13075168430805206,-0.34960341453552246,377.42047119140625,853.2630615234375,0,800.5174560546875,189.79476928710937,189.79476928710937,0,0,0,0,0,0,0,0,0,0,567.2152099609375,1043.057861328125,0,800.5174560546875,2410.79052734375,805.82611083984375,0,145.66885375976562,650.8623046875,1602.3572998046875,567.2152099609375,2.8249545409522572,805.82611083984375,138.06144714355469,159.47499084472656,650.8623046875,1754.224853515625,1043.057861328125,1.6818097728602828,805.82611083984375,138.06144714355469,159.47499084472656,650.8623046875,1754.224853515625,1610.2730712890625,43.7275390625,1.0893958824706207,37.473766326904297,68.910896301269531,0,52.887165069580078,159.27183532714844,805.82611083984375,-167.06405639648437,138.06144714355469,0,0,0,650.8623046875,0,-200.60357666015625,159.47499084472656,2031.2010498046875,379.58953857421875,0,0,1386.5572509765625,2410.79052734375,0.63136628795853156,120.90512084960937,8.4640731626571419,-2.1737759031512414,6.2902972595059001,0.53959845113117655,-0.14491839354341587,0.3946800575877607,null,-24.772375106811523,null,0.1940000057220459,0.37400001287460327,-167.06405639648437,0,0,-167.06405639648437,0,9999,0]
["Tier2_indor3_HZ1_hp85",null,12.999999046325684,1104.44189453125,-0.57015657424926758,1723.65673828125,0,0,null,0.31081926822662354,0.30074140429496765,1204.4102783203125,0.11459939181804657,0.4046037495136261,-0.57585817575454712,-3.542391350492835E-3,-9.9785672500729561E-3,342.761474609375,774.9068603515625,0,727.00494384765625,172.36567687988281,172.36567687988281,0,0,0,0,0,0,0,0,0,0,515.12713623046875,947.27252197265625,0,727.00494384765625,2189.40478515625,662.0389404296875,0,119.95978546142578,537.55902099609375,1319.5577392578125,515.12713623046875,2.5616155993181509,662.0389404296875,96.591934204101563,129.61898803710937,537.55902099609375,1425.808837890625,947.27252197265625,1.5051728279109047,662.0389404296875,96.591934204101563,129.61898803710937,537.55902099609375,1425.808837890625,1462.399658203125,55.884273529052734,0.97497892994922586,41.205665588378906,75.773521423339844,0,58.154037475585937,175.13323974609375,662.0389404296875,-3.8655035495758057,96.591934204101563,0,0,0,537.55902099609375,0,-75.711334228515625,129.61898803710937,1844.67333984375,344.73135375976562,0,0,1346.2320556640625,2189.40478515625,0.62839157743113139,120.40377044677734,6.981042339477459,-5.0531554294354727E-2,6.9305107851831043,0.4448001529679394,-3.3687702862903166E-3,0.44143138268164911,null,-0.57585817575454712,null,0.15800000727176666,0.35500001907348633,-3.8655035495758057,0,0,-3.8655035495758057,0,9999,0]
["Tier2_ducted_HZ3_gfac",null,13,1328.51904296875,-24.389249801635742,1897.9476318359375,0,0,null,0.28718486428260803,0.31592896580696106,1448.7197265625,0.18125265836715698,0.57475972175598145,-24.633142471313477,-0.13001680374145508,-0.34763848781585693,377.42047119140625,853.2630615234375,0,800.5174560546875,189.79476928710937,189.79476928710937,0,0,0,0,0,0,0,0,0,0,567.2152099609375,1043.057861328125,0,800.5174560546875,2410.79052734375,800.50177001953125,0,144.71022033691406,646.60040283203125,1591.8123779296875,567.2152099609375,2.8063639331086865,800.50177001953125,137.21366882324219,158.43157958984375,646.60040283203125,1742.7474365234375,1043.057861328125,1.6708061334531967,800.50177001953125,137.21366882324219,158.43157958984375,646.60040283203125,1742.7474365234375,1610.2730712890625,44.424942016601563,1.0822682514770845,37.720760345458984,69.365097045898438,0,53.235752105712891,160.32160949707031,800.50177001953125,-166.12507629394531,137.21366882324219,0,0,0,646.60040283203125,0,-199.62582397460937,158.43157958984375,2031.2010498046875,379.58953857421875,0,0,1376.99658203125,2410.79052734375,0.62766842432943237,121.98374938964844,8.4086958203243451,-2.1615583065315893,6.2471375137927563,0.5360691510015263,-0.14410388710210609,0.39196526389942021,null,-24.633142471313477,null,0.19400002062320709,0.37400004267692566,-166.12507629394531,0,0,-166.12507629394531,0,9999,0]
["Tier2_indor4_HZ1_gfnc",null,12.999999046325684,1299.4488525390625,-35.8201904296875,1723.65673828125,0,0,null,0.28768268227577209,0.31595748662948608,1417.01806640625,0.17686943709850311,0.56068950891494751,-36.178394317626953,-0.19095407426357269,-0.51057237386703491,342.761474609375,774.9068603515625,0,727.00494384765625,172.36567687988281,172.36567687988281,0,0,0,0,0,0,0,0,0,0,515.12713623046875,947.27252197265625,0,727.00494384765625,2189.40478515625,783.14508056640625,0,141.55963134765625,632.45123291015625,1557.156005859375,515.12713623046875,3.0228574446569252,783.14508056640625,133.85464477539062,154.94509887695312,632.45123291015625,1704.39599609375,947.27252197265625,1.799266832025211,783.14508056640625,133.85464477539062,154.94509887695312,632.45123291015625,1704.39599609375,1462.399658203125,36.792407989501953,1.1654789523511864,35.023216247558594,64.404548645019531,0,49.428672790527344,148.8564453125,783.14508056640625,-242.48342895507812,133.85464477539062,0,0,0,632.45123291015625,0,-286.3509521484375,154.94509887695312,1844.67333984375,344.73135375976562,0,0,1175.5616455078125,2189.40478515625,0.62702213097742487,122.17625427246094,8.2236688890565492,-3.1746540518777637,5.0490148371787855,0.52424726939637467,-0.21164360345851715,0.31260366593785749,null,-36.178394317626953,null,0.1940000057220459,0.37400004267692566,-242.48342895507812,0,0,-242.48342895507812,0,9999,0]
["Tier2_indor3_HZ3_zonl",null,13,1086.953125,-0.2721325159072876,1723.65673828125,0,0,null,0.30201727151870728,0.26594492793083191,1185.2806396484375,0.11085183173418045,0.4412572979927063,-0.27485382556915283,-1.4860467053949833E-3,-3.161801490932703E-3,342.761474609375,774.9068603515625,0,727.00494384765625,172.36567687988281,172.36567687988281,0,0,0,0,0,0,0,0,0,0,515.12713623046875,947.27252197265625,0,727.00494384765625,2189.40478515625,650.301513671875,0,117.9322509765625,529.02093505859375,1297.254638671875,515.12713623046875,2.518319401251913,650.301513671875,105.34232330322266,128.46647644042969,529.02093505859375,1413.1312255859375,947.27252197265625,1.4917895251183171,650.301513671875,105.34232330322266,128.46647644042969,529.02093505859375,1413.1312255859375,1462.399658203125,56.862625122070313,0.96630986683969977,41.870697021484375,76.996452331542969,0,59.092605590820313,177.95976257324219,650.301513671875,-1.8515665531158447,105.34232330322266,0,0,0,529.02093505859375,0,-112.63904571533203,128.46647644042969,1844.67333984375,344.73135375976562,0,0,1298.640625,2189.40478515625,0.61336608693652783,125.26129150390625,6.8619238079855052,-2.4118423926496806E-2,6.8378053840590081,0.4370322091957905,-1.6078949284331233E-3,0.43542431426735739,null,-0.27485382556915283,null,0.23800000548362732,0.4699999988079071,-1.8515665531158447,0,0,-1.8515665531158447,0,9999,0]
["Tier2_indor2_HZ3_efaf",null,13.000000953674316,1095.50537109375,-0.26600095629692078,1723.65673828125,0,0,null,0.31577381491661072,0.29855319857597351,1194.6866455078125,0.11500319093465805,0.40368497371673584,-0.26866096258163452,-1.4180260477587581E-3,-3.7915133871138096E-3,342.761474609375,774.9068603515625,0,727.00494384765625,172.36567687988281,172.36567687988281,0,0,0,0,0,0,0,0,0,0,515.12713623046875,947.27252197265625,0,727.00494384765625,2189.40478515625,651.4334716796875,0,118.46525573730469,533.2191162109375,1303.1177978515625,515.12713623046875,2.5297013365739938,651.4334716796875,96.372604370117188,128.10252380371094,533.2191162109375,1409.127685546875,947.27252197265625,1.487563146486705,651.4334716796875,96.372604370117188,128.10252380371094,533.2191162109375,1409.127685546875,1462.399658203125,56.829074859619141,0.96357222100966666,41.541042327880859,76.390243530273438,0,58.627357482910156,176.55865478515625,651.4334716796875,-1.811840295791626,96.372604370117188,0,0,0,533.2191162109375,0,-110.10121154785156,128.10252380371094,1844.67333984375,344.73135375976562,0,0,1297.2147216796875,2189.40478515625,0.61231340993751027,124.48136138916016,6.9343688170119782,-2.3574998584889394E-2,6.9107938184270887,0.44204038798931955,-1.5716665723259674E-3,0.44046872141699356,null,-0.26866096258163452,null,0.1940000057220459,0.37399998307228088,-1.811840295791626,0,0,-1.811840295791626,0,9999,0]
["Tier2_ducted_HZ2_gfnc",null,12.999999046325684,1281.0335693359375,-24.592695236206055,1897.9476318359375,0,0,null,0.2872835099697113,0.31620478630065918,1396.9351806640625,0.17492954432964325,0.55389004945755005,-24.838621139526367,-0.1311013400554657,-0.35053834319114685,377.42047119140625,853.2630615234375,0,800.5174560546875,189.79476928710937,189.79476928710937,0,0,0,0,0,0,0,0,0,0,567.2152099609375,1043.057861328125,0,800.5174560546875,2410.79052734375,772.01666259765625,0,139.55044555664062,623.48779296875,1535.054931640625,567.2152099609375,2.7063005215234339,772.01666259765625,132.23138427734375,152.77359008789063,623.48779296875,1680.5093994140625,1043.057861328125,1.6111373504820325,772.01666259765625,132.23138427734375,152.77359008789063,623.48779296875,1680.5093994140625,1610.2730712890625,48.399612426757813,1.0436176695089066,39.119075775146484,71.936470031738281,0,55.209205627441406,166.26475524902344,772.01666259765625,-167.14097595214844,132.23138427734375,0,0,0,623.48779296875,0,-201.03639221191406,152.77359008789063,2031.2010498046875,379.58953857421875,0,0,1312.33203125,2410.79052734375,0.60472429197139477,129.00088500976562,8.1075382799407318,-2.1795890884013609,5.9279491915393709,0.5168513848293228,-0.14530593922675802,0.37154544560256475,null,-24.838621139526367,null,0.19400002062320709,0.37400001287460327,-167.14097595214844,0,0,-167.14097595214844,0,9999,0]
["Tier2_ducted_HZ2_gfac",null,13.000000953674316,1269.238525390625,-24.393621444702148,1897.9476318359375,0,0,null,0.28723618388175964,0.31586548686027527,1384.07421875,0.17306473851203918,0.5489698052406311,-24.637557983398437,-0.13004010915756226,-0.3477008044719696,377.42047119140625,853.2630615234375,0,800.5174560546875,189.79476928710937,189.79476928710937,0,0,0,0,0,0,0,0,0,0,567.2152099609375,1043.057861328125,0,800.5174560546875,2410.79052734375,764.85528564453125,0,138.26028442382812,617.74755859375,1520.8631591796875,567.2152099609375,2.6812804384083102,764.85528564453125,131.05679321289062,151.365966796875,617.74755859375,1665.025634765625,1043.057861328125,1.5962927031132845,764.85528564453125,131.05679321289062,151.365966796875,617.74755859375,1665.025634765625,1610.2730712890625,49.428653717041016,1.0340020173815325,39.482570648193359,72.604911804199219,0,55.722217559814453,167.8096923828125,764.85528564453125,-165.78799438476562,131.05679321289062,0,0,0,617.74755859375,0,-199.666259765625,151.365966796875,2031.2010498046875,379.58953857421875,0,0,1299.5712890625,2410.79052734375,0.59974018816406904,130.58932495117187,8.0329166585168092,-2.1619457132246644,5.8709709452921448,0.51209456666170583,-0.14412971421497711,0.36796485244672872,null,-24.637557983398437,null,0.1940000057220459,0.37400001287460327,-165.78799438476562,0,0,-165.78799438476562,0,9999,0]
["Tier2_indor2_HZ2_zonl",null,12.999999046325684,1048.7066650390625,-0.25675740838050842,1723.65673828125,0,0,null,0.30166348814964294,0.26707267761230469,1143.5787353515625,0.10778595507144928,0.42641144990921021,-0.25932496786117554,-1.4020871603861451E-3,-2.9831642750650644E-3,342.761474609375,774.9068603515625,0,727.00494384765625,172.36567687988281,172.36567687988281,0,0,0,0,0,0,0,0,0,0,515.12713623046875,947.27252197265625,0,727.00494384765625,2189.40478515625,628.2220458984375,0,113.863037109375,510.40823364257812,1252.4932861328125,515.12713623046875,2.4314255480988938,628.2220458984375,101.79814910888672,124.0428466796875,510.40823364257812,1364.4713134765625,947.27252197265625,1.4404210210901651,628.2220458984375,101.79814910888672,124.0428466796875,510.40823364257812,1364.4713134765625,1462.399658203125,61.175495147705078,0.93303580809923425,43.397560119628906,79.804214477539063,0,61.247482299804688,184.44926452636719,628.2220458984375,-1.7430193424224854,101.79814910888672,0,0,0,510.40823364257812,0,-106.27424621582031,124.0428466796875,1844.67333984375,344.73135375976562,0,0,1256.4539794921875,2189.40478515625,0.59391409135282802,131.52304077148437,6.6218877627264696,-2.2755766716128032E-2,6.5991319960103416,0.42182521506336124,-1.5170511144085364E-3,0.42030816394895271,null,-0.25932496786117554,null,0.23800000548362732,0.4699999988079071,-1.7430193424224854,0,0,-1.7430193424224854,0,9999,0]
["Tier2_indor4_HZ3_hp85",null,13,1073.802978515625,-0.31267556548118591,1723.65673828125,0,0,null,0.33036983013153076,0.28774836659431458,1171.0018310546875,8.2320831716060638E-2,0.33505314588546753,-0.31580233573913574,-1.9426578655838966E-3,-5.4722758941352367E-3,342.761474609375,774.9068603515625,0,727.00494384765625,172.36567687988281,172.36567687988281,0,0,0,0,0,0,0,0,0,0,515.12713623046875,947.27252197265625,0,727.00494384765625,2189.40478515625,641.4476318359375,0,116.40956115722656,522.6478271484375,1280.5050048828125,515.12713623046875,2.4858037795903378,641.4476318359375,79.987998962402344,124.40834045410156,522.6478271484375,1368.4918212890625,947.27252197265625,1.4446653361243997,641.4476318359375,79.987998962402344,124.40834045410156,522.6478271484375,1368.4918212890625,1462.399658203125,60.500190734863281,0.93578507227256447,42.381252288818359,77.935317993164062,0,59.813159942626953,180.12974548339844,641.4476318359375,-2.1175153255462646,79.987998962402344,0,0,0,522.6478271484375,0,-129.41983032226562,124.40834045410156,1844.67333984375,344.73135375976562,0,0,1236.9544677734375,2189.40478515625,0.58962773531488832,131.1353759765625,6.7785018404788149,-2.771165476018151E-2,6.7507901857186337,0.43170119201882101,-1.8474436506787707E-3,0.42985374836814222,null,-0.31580233573913574,null,0.15800000727176666,0.35500001907348633,-2.1175153255462646,0,0,-2.1175153255462646,0,9999,0]
["Tier2_ducted_HZ1_gfnc",null,12.999999046325684,1218.293701171875,-24.482355117797852,1897.9476318359375,0,0,null,0.28722929954528809,0.31623837351799011,1328.5194091796875,0.16643549501895905,0.52691107988357544,-24.727178573608398,-0.13051313161849976,-0.34896558523178101,377.42047119140625,853.2630615234375,0,800.5174560546875,189.79476928710937,189.79476928710937,0,0,0,0,0,0,0,0,0,0,567.2152099609375,1043.057861328125,0,800.5174560546875,2410.79052734375,734.32049560546875,0,132.72723388671875,592.95196533203125,1459.999755859375,567.2152099609375,2.5739782548729297,734.32049560546875,125.7906494140625,145.30630493164062,592.95196533203125,1598.369384765625,1043.057861328125,1.5323881074179087,734.32049560546875,125.7906494140625,145.30630493164062,592.95196533203125,1598.369384765625,1610.2730712890625,54.115085601806641,0.99260767864898203,41.133617401123047,75.641036987304688,0,58.052356719970703,174.82701110839844,734.32049560546875,-165.73236083984375,125.7906494140625,0,0,0,592.95196533203125,0,-195.72409057617187,145.30630493164062,2031.2010498046875,379.58953857421875,0,0,1236.9129638671875,2410.79052734375,0.57656096023875392,138.37974548339844,7.7103120949245687,-2.1698098508882651,5.5405022440363041,0.49152830376184076,-0.14465399005921753,0.34687431370262323,null,-24.727178573608398,null,0.1940000057220459,0.37399998307228088,-165.73236083984375,0,0,-165.73236083984375,0,9999,0]
["Tier2_indor3_HZ3_efaf",null,13.000000953674316,1040.1927490234375,-0.3073001503944397,1723.65673828125,0,0,null,0.32222554087638855,0.29455593228340149,1134.3800048828125,0.10175864398479462,0.36825397610664368,-0.31037315726280212,-1.6381882596760988E-3,-4.3801823630928993E-3,342.761474609375,774.9068603515625,0,727.00494384765625,172.36567687988281,172.36567687988281,0,0,0,0,0,0,0,0,0,0,515.12713623046875,947.27252197265625,0,727.00494384765625,2189.40478515625,616.6728515625,0,112.29754638671875,506.3026123046875,1235.27294921875,515.12713623046875,2.3979963134978841,616.6728515625,87.914077758789063,121.08895874023437,506.3026123046875,1331.978515625,947.27252197265625,1.4061196202933635,616.6728515625,87.914077758789063,121.08895874023437,506.3026123046875,1331.978515625,1462.399658203125,63.450298309326172,0.91081700210933192,43.749469757080078,80.451347351074219,0,61.744140625,185.94497680664062,616.6728515625,-2.0931460857391357,87.914077758789063,0,0,0,506.3026123046875,0,-127.19650268554687,121.08895874023437,1844.67333984375,344.73135375976562,0,0,1202.6888427734375,2189.40478515625,0.57445195600986432,136.17494201660156,6.5843662780702692,-2.7235244997251898E-2,6.5571310330730173,0.41972109115521933,-1.8156829998167889E-3,0.41790540815540256,null,-0.31037315726280212,null,0.19400002062320709,0.37400001287460327,-2.0931460857391357,0,0,-2.0931460857391357,0,9999,0]
["Tier2_indor4_HZ1_hp85",null,12.999998092651367,1028.9591064453125,-0.76930981874465942,1723.65673828125,0,0,null,0.32208520174026489,0.29383552074432373,1122.1129150390625,9.1156922280788422E-2,0.34479451179504395,-0.77700293064117432,-4.7797332517802715E-3,-1.3464037328958511E-2,342.761474609375,774.9068603515625,0,727.00494384765625,172.36567687988281,172.36567687988281,0,0,0,0,0,0,0,0,0,0,515.12713623046875,947.27252197265625,0,727.00494384765625,2189.40478515625,615.21307373046875,0,111.60407257080078,500.82760620117187,1227.644775390625,515.12713623046875,2.3831878186837177,615.21307373046875,82.313560485839844,119.83543395996094,500.82760620117187,1318.189697265625,947.27252197265625,1.3915632751584464,615.21307373046875,82.313560485839844,119.83543395996094,500.82760620117187,1318.189697265625,1462.399658203125,65.202491760253906,0.90138809830476951,44.227745056152344,81.330848693847656,0,62.419136047363281,187.97775268554687,615.21307373046875,-5.2157073020935059,82.313560485839844,0,0,0,500.82760620117187,0,-102.154541015625,119.83543395996094,1844.67333984375,344.73135375976562,0,0,1210.8194580078125,2189.40478515625,0.57393071054440625,136.84022521972656,6.499978441900196,-6.818200631841291E-2,6.4317964355817834,0.41404136696351418,-4.5454670878941755E-3,0.40949589987562002,null,-0.77700293064117432,null,0.15800000727176666,0.35499995946884155,-5.2157073020935059,0,0,-5.2157073020935059,0,9999,0]
["Tier2_ducted_HZ1_gfac",null,13.000000953674316,1208.5455322265625,-24.094816207885742,1897.9476318359375,0,0,null,0.28728389739990234,0.31600493192672729,1317.8902587890625,0.16486528515815735,0.52257043123245239,-24.335763931274414,-0.12844720482826233,-0.34344169497489929,377.42047119140625,853.2630615234375,0,800.5174560546875,189.79476928710937,189.79476928710937,0,0,0,0,0,0,0,0,0,0,567.2152099609375,1043.057861328125,0,800.5174560546875,2410.79052734375,728.40521240234375,0,131.66131591796875,588.20794677734375,1448.2744140625,567.2152099609375,2.553306702189206,728.40521240234375,124.75440216064453,144.13674926757813,588.20794677734375,1585.5042724609375,1043.057861328125,1.5200540792410666,728.40521240234375,124.75440216064453,144.13674926757813,588.20794677734375,1585.5042724609375,1610.2730712890625,55.059597015380859,0.98461828548040964,41.465370178222656,76.2510986328125,0,58.520565032958984,176.23704528808594,728.40521240234375,-163.10894775390625,124.75440216064453,0,0,0,588.20794677734375,0,-193.11151123046875,144.13674926757813,2031.2010498046875,379.58953857421875,0,0,1229.2838134765625,2410.79052734375,0.57300252274697516,139.62109375,7.6485861443035708,-2.1354633319279688,5.5131228123756024,0.4875922290212733,-0.14236422212853103,0.34522800689274225,null,-24.335763931274414,null,0.1940000057220459,0.37400001287460327,-163.10894775390625,0,0,-163.10894775390625,0,9999,0]
["Tier2_indor4_HZ2_hp85",null,12.999999046325684,1026.8388671875,-0.29723536968231201,1723.65673828125,0,0,null,0.33051544427871704,0.2890346348285675,1119.734619140625,7.9577401280403137E-2,0.32003763318061829,-0.3002077043056488,-1.8467276822775602E-3,-5.2020498551428318E-3,342.761474609375,774.9068603515625,0,727.00494384765625,172.36567687988281,172.36567687988281,0,0,0,0,0,0,0,0,0,0,515.12713623046875,947.27252197265625,0,727.00494384765625,2189.40478515625,616.59808349609375,0,111.63642883300781,499.76611328125,1228.0006103515625,515.12713623046875,2.3838786638602558,616.59808349609375,76.403297424316406,119.27676391601562,499.76611328125,1312.0443115234375,947.27252197265625,1.3850757902813629,616.59808349609375,76.403297424316406,119.27676391601562,499.76611328125,1312.0443115234375,1462.399658203125,65.988906860351563,0.89718581605104331,44.321685791015625,81.50360107421875,0,62.551715850830078,188.37701416015625,616.59808349609375,-2.0077347755432129,76.403297424316406,0,0,0,499.76611328125,0,-123.03014373779297,119.27676391601562,1844.67333984375,344.73135375976562,0,0,1187.00634765625,2189.40478515625,0.56689428112171503,139.29891967773437,6.4763654280972736,-2.6343226806255247E-2,6.4500222012910182,0.41234741014572396,-1.7562151204170103E-3,0.41059119502530694,null,-0.3002077043056488,null,0.15800000727176666,0.35499998927116394,-2.0077347755432129,0,0,-2.0077347755432129,0,9999,0]
["Tier2_indor2_HZ2_efaf",null,12.999999046325684,1005.8076782226562,-0.2890266478061676,1723.65673828125,0,0,null,0.32123613357543945,0.29516887664794922,1096.8428955078125,9.9489733576774597E-2,0.35829073190689087,-0.29191693663597107,-1.5407738974317908E-3,-4.1197161190211773E-3,342.761474609375,774.9068603515625,0,727.00494384765625,172.36567687988281,172.36567687988281,0,0,0,0,0,0,0,0,0,0,515.12713623046875,947.27252197265625,0,727.00494384765625,2189.40478515625,598.59039306640625,0,108.81393432617187,489.5489501953125,1196.9532470703125,515.12713623046875,2.3236074319271274,598.59039306640625,85.535568237304688,117.36749267578125,489.5489501953125,1291.0423583984375,947.27252197265625,1.3629049227459729,598.59039306640625,85.535568237304688,117.36749267578125,489.5489501953125,1291.0423583984375,1462.399658203125,67.629127502441406,0.88282458901793082,45.246707916259766,83.204627990722656,0,63.857204437255859,192.30856323242187,598.59039306640625,-1.9643311500549316,85.535568237304688,0,0,0,489.5489501953125,0,-119.63287353515625,117.36749267578125,1844.67333984375,344.73135375976562,0,0,1169.4451904296875,2189.40478515625,0.55865051652740239,142.16694641113281,6.3547323247550942,-2.5615710276359629E-2,6.3291166144787345,0.40471048054934428,-1.7077140184239704E-3,0.40300276653092032,null,-0.29191693663597107,null,0.1940000057220459,0.37400001287460327,-1.9643311500549316,0,0,-1.9643311500549316,0,9999,0]
["Tier2_indor3_HZ2_zonl",null,13,995.249755859375,-0.29665669798851013,1723.65673828125,0,0,null,0.30506959557533264,0.25621572136878967,1085.2840576171875,9.4674378633499146E-2,0.39847517013549805,-0.29962325096130371,-1.6199670499190688E-3,-3.4467384684830904E-3,342.761474609375,774.9068603515625,0,727.00494384765625,172.36567687988281,172.36567687988281,0,0,0,0,0,0,0,0,0,0,515.12713623046875,947.27252197265625,0,727.00494384765625,2189.40478515625,595.35693359375,0,107.97470092773437,484.38995361328125,1187.7215576171875,515.12713623046875,2.3056862460093677,595.35693359375,95.12884521484375,117.48757934570312,484.38995361328125,1292.36328125,947.27252197265625,1.3642993552253879,595.35693359375,95.12884521484375,117.48757934570312,484.38995361328125,1292.36328125,1462.399658203125,67.945114135742187,0.88372783564945123,45.728607177734375,84.090797424316406,0,64.537315368652344,194.35673522949219,595.35693359375,-2.0138790607452393,95.12884521484375,0,0,0,484.38995361328125,0,-122.79035949707031,117.48757934570312,1844.67333984375,344.73135375976562,0,0,1167.55908203125,2189.40478515625,0.55844711936211777,143.56149291992187,6.2811018976643895,-2.6291941254933626E-2,6.2548099564094555,0.40004781822665447,-1.7527960836622438E-3,0.39829502214299223,null,-0.29962325096130371,null,0.23800000548362732,0.4699999988079071,-2.0138790607452393,0,0,-2.0138790607452393,0,9999,0]
["Tier2_ducted_HZ1_hp85",null,13,1046.63427734375,-0.42760756611824036,1897.9476318359375,0,0,null,0.30789265036582947,0.31028300523757935,1141.3424072265625,0.11887255311012268,0.39242830872535706,-0.43188363313674927,-2.6567319873720407E-3,-7.4837524443864822E-3,377.42047119140625,853.2630615234375,0,800.5174560546875,189.79476928710937,189.79476928710937,0,0,0,0,0,0,0,0,0,0,567.2152099609375,1043.057861328125,0,800.5174560546875,2410.79052734375,628.7506103515625,0,113.81607055664062,509.41009521484375,1251.976806640625,567.2152099609375,2.2072340211924684,628.7506103515625,93.685287475585938,123.18460083007812,509.41009521484375,1355.0306396484375,1043.057861328125,1.2990944067013939,628.7506103515625,93.685287475585938,123.18460083007812,509.41009521484375,1355.0306396484375,1610.2730712890625,74.61907958984375,0.84149118434138348,47.879421234130859,88.04595947265625,0,67.572784423828125,203.4981689453125,628.7506103515625,-2.8990604877471924,93.685287475585938,0,0,0,509.41009521484375,0,-56.781932830810547,123.18460083007812,2031.2010498046875,379.58953857421875,0,0,1295.349609375,2410.79052734375,0.5484906622326039,147.22962951660156,6.6165868526340059,-3.789778826215634E-2,6.5786890643718499,0.42160869710924254,-2.5265192174770707E-3,0.41908217789176544,null,-0.43188363313674927,null,0.15800000727176666,0.35499998927116394,-2.8990604877471924,0,0,-2.8990604877471924,0,9999,0]
["Tier2_ducted_HZ3_hp85",null,12.999999046325684,1058.693603515625,-0.21639184653759003,1897.9476318359375,0,0,null,0.32074040174484253,0.30629223585128784,1154.479736328125,0.10503754764795303,0.35945823788642883,-0.2185557633638382,-1.3444457435980439E-3,-3.7871710956096649E-3,377.42047119140625,853.2630615234375,0,800.5174560546875,189.79476928710937,189.79476928710937,0,0,0,0,0,0,0,0,0,0,567.2152099609375,1043.057861328125,0,800.5174560546875,2410.79052734375,635.1485595703125,0,115.04222106933594,515.27362060546875,1265.46435546875,567.2152099609375,2.2310126931313459,635.1485595703125,85.814262390136719,123.62364196777344,515.27362060546875,1359.860107421875,1043.057861328125,1.3037245341199937,635.1485595703125,85.814262390136719,123.62364196777344,515.27362060546875,1359.860107421875,1610.2730712890625,73.900848388671875,0.84449035929358895,47.334575653076172,87.044044494628906,0,66.803840637207031,201.18246459960937,635.1485595703125,-1.4654583930969238,85.814262390136719,0,0,0,515.27362060546875,0,-89.56817626953125,123.62364196777344,2031.2010498046875,379.58953857421875,0,0,1268.826416015625,2410.79052734375,0.54354741312739918,148.30152893066406,6.6869317461277271,-1.9178267982706009E-2,6.6677534781450207,0.42596636974166197,-1.2785511988470592E-3,0.4246878185428149,null,-0.2185557633638382,null,0.15800000727176666,0.35499995946884155,-1.4654583930969238,0,0,-1.4654583930969238,0,9999,0]
["Tier2_ducted_HZ2_hp85",null,13.000000953674316,1044.7154541015625,-0.18240906298160553,1897.9476318359375,0,0,null,0.31565031409263611,0.30778154730796814,1139.2073974609375,0.10951334983110428,0.3693385124206543,-0.18423314392566681,-1.13331014290452E-3,-3.1924231443554163E-3,377.42047119140625,853.2630615234375,0,800.5174560546875,189.79476928710937,189.79476928710937,0,0,0,0,0,0,0,0,0,0,567.2152099609375,1043.057861328125,0,800.5174560546875,2410.79052734375,629.09332275390625,0,113.75505828857422,508.45724487304687,1251.3056640625,567.2152099609375,2.2060507839315067,629.09332275390625,88.172988891601563,122.57236480712891,508.45724487304687,1348.2958984375,1043.057861328125,1.2926377440433385,629.09332275390625,88.172988891601563,122.57236480712891,508.45724487304687,1348.2958984375,1610.2730712890625,75.357452392578125,0.83730886727574727,47.969150543212891,88.210968017578125,0,67.699424743652344,203.87953186035156,629.09332275390625,-1.2321178913116455,88.172988891601563,0,0,0,508.45724487304687,0,-75.502700805664062,122.57236480712891,2031.2010498046875,379.58953857421875,0,0,1271.5611572265625,2410.79052734375,0.54202297491731866,149.54631042480469,6.5972066180256324,-1.6166458642439409E-2,6.5810401593831926,0.4202319191977153,-1.0777639094959577E-3,0.41915415528821937,null,-0.18423314392566681,null,0.15800000727176666,0.35499998927116394,-1.2321178913116455,0,0,-1.2321178913116455,0,9999,0]
["Tier2_indor2_HZ1_zonl",null,13,955.96258544921875,-0.87634819746017456,1723.65673828125,0,0,null,0.30448153614997864,0.25809019804000854,1042.4342041015625,9.2198334634304047E-2,0.3837694525718689,-0.88511168956756592,-4.785515833646059E-3,-1.018194854259491E-2,342.761474609375,774.9068603515625,0,727.00494384765625,172.36567687988281,172.36567687988281,0,0,0,0,0,0,0,0,0,0,515.12713623046875,947.27252197265625,0,727.00494384765625,2189.40478515625,573.93231201171875,0,103.91970825195312,465.264892578125,1143.116943359375,515.12713623046875,2.2190966046673912,573.93231201171875,91.618133544921875,113.08154296875,465.264892578125,1243.8968505859375,947.27252197265625,1.3131351667166475,573.93231201171875,91.618133544921875,113.08154296875,465.264892578125,1243.8968505859375,1462.399658203125,73.237251281738281,0.85058612272522283,47.608306884765625,87.547393798828125,0,67.190162658691406,202.34588623046875,573.93231201171875,-5.9307165145874023,91.618133544921875,0,0,0,465.264892578125,0,-116.36949920654297,113.08154296875,1844.67333984375,344.73135375976562,0,0,1121.5966796875,2189.40478515625,0.53808636045459379,151.73046875,6.031561863978645,-7.7668550103894063E-2,5.953893313874751,0.38410776054162038,-5.177903340259595E-3,0.3789298572013608,null,-0.88511168956756592,null,0.23800002038478851,0.4699999988079071,-5.9307165145874023,0,0,-5.9307165145874023,0,9999,0]
["Tier2_indor4_HZ3_zonl",null,13,963.89447021484375,-0.36403575539588928,1723.65673828125,0,0,null,0.31016206741333008,0.23998352885246277,1051.0841064453125,8.0660611391067505E-2,0.37694039940834045,-0.36767610907554626,-1.9879071041941643E-3,-4.2295893654227257E-3,342.761474609375,774.9068603515625,0,727.00494384765625,172.36567687988281,172.36567687988281,0,0,0,0,0,0,0,0,0,0,515.12713623046875,947.27252197265625,0,727.00494384765625,2189.40478515625,574.39593505859375,0,104.35214233398437,469.12557983398437,1147.8736572265625,515.12713623046875,2.2283307216635806,574.39593505859375,89.987823486328125,113.35092163085937,469.12557983398437,1246.8602294921875,947.27252197265625,1.3162634944045914,574.39593505859375,89.987823486328125,113.35092163085937,469.12557983398437,1246.8602294921875,1462.399658203125,72.405410766601563,0.85261250369966235,47.216510772705078,86.826927185058594,0,66.637214660644531,200.6806640625,574.39593505859375,-2.4768683910369873,89.987823486328125,0,0,0,469.12557983398437,0,-150.67842102050781,113.35092163085937,1844.67333984375,344.73135375976562,0,0,1093.7049560546875,2189.40478515625,0.53226396295088996,153.08084106445312,6.0770547772761372,-3.226357810761378E-2,6.0447911991685235,0.38685073351297039,-2.1509052071742507E-3,0.38469982830579613,null,-0.36767610907554626,null,0.23799999058246613,0.4699999988079071,-2.4768683910369873,0,0,-2.4768683910369873,0,9999,0]
["Tier2_indor3_HZ2_efaf",null,13,945.62921142578125,-0.33393946290016174,1723.65673828125,0,0,null,0.32930248975753784,0.29017132520675659,1031.2255859375,8.5081487894058228E-2,0.31974500417709351,-0.33727887272834778,-1.7801999347284436E-3,-4.7598928213119507E-3,342.761474609375,774.9068603515625,0,727.00494384765625,172.36567687988281,172.36567687988281,0,0,0,0,0,0,0,0,0,0,515.12713623046875,947.27252197265625,0,727.00494384765625,2189.40478515625,561.08740234375,0,102.13495635986328,460.26217651367187,1123.4844970703125,515.12713623046875,2.1809848926992808,561.08740234375,76.333465576171875,109.76829528808594,460.26217651367187,1207.4512939453125,947.27252197265625,1.2746609790363481,561.08740234375,76.333465576171875,109.76829528808594,460.26217651367187,1207.4512939453125,1462.399658203125,76.238174438476562,0.82566438507515649,48.125770568847656,88.498970031738281,0,67.920463562011719,204.54522705078125,561.08740234375,-2.2695751190185547,76.333465576171875,0,0,0,460.26217651367187,0,-138.22283935546875,109.76829528808594,1844.67333984375,344.73135375976562,0,0,1066.958984375,2189.40478515625,0.51824234449466311,157.28414916992187,5.9720825189037772,-2.9596220020045225E-2,5.9424862988837317,0.38025127096900391,-1.9730813346696754E-3,0.37827818963433424,null,-0.33727887272834778,null,0.1940000057220459,0.37400001287460327,-2.2695751190185547,0,0,-2.2695751190185547,0,9999,0]
["Tier2_indor2_HZ1_efaf",null,13,911.452392578125,-0.98243385553359985,1723.65673828125,0,0,null,0.32765024900436401,0.29119494557380676,993.9698486328125,8.3679422736167908E-2,0.31157612800598145,-0.99225819110870361,-5.2372622303664684E-3,-1.4003374613821507E-2,342.761474609375,774.9068603515625,0,727.00494384765625,172.36567687988281,172.36567687988281,0,0,0,0,0,0,0,0,0,0,515.12713623046875,947.27252197265625,0,727.00494384765625,2189.40478515625,543.66363525390625,0,98.729782104492188,443.63412475585937,1086.027587890625,515.12713623046875,2.1082708200771383,543.66363525390625,74.38323974609375,106.16810607910156,443.63412475585937,1167.84912109375,947.27252197265625,1.2328543897706417,543.66363525390625,74.38323974609375,106.16810607910156,443.63412475585937,1167.84912109375,1462.399658203125,81.245399475097656,0.79858407714554902,49.929611206054688,91.816070556640625,0,70.46624755859375,212.21194458007812,543.66363525390625,-6.6505484580993652,74.38323974609375,0,0,0,443.63412475585937,0,-130.45675659179687,106.16810607910156,1844.67333984375,344.73135375976562,0,0,1030.7418212890625,2189.40478515625,0.50197424578549932,165.00102233886719,5.7523415960567572,-8.7070653975780149E-2,5.6652709420809773,0.36625482752986166,-5.8047102650520327E-3,0.36045011726480963,null,-0.99225819110870361,null,0.1940000057220459,0.37400001287460327,-6.6505484580993652,0,0,-6.6505484580993652,0,9999,0]
["Tier2_indor3_HZ1_zonl",null,12.999999046325684,898.3262939453125,-1.0128868818283081,1723.65673828125,0,0,null,0.30873152613639832,0.24454328417778015,979.58056640625,7.806020975112915E-2,0.35364741086959839,-1.0230158567428589,-5.5311191827058792E-3,-1.1768338270485401E-2,342.761474609375,774.9068603515625,0,727.00494384765625,172.36567687988281,172.36567687988281,0,0,0,0,0,0,0,0,0,0,515.12713623046875,947.27252197265625,0,727.00494384765625,2189.40478515625,538.79937744140625,0,97.601127624511719,437.21182250976562,1073.6123046875,515.12713623046875,2.0841695578884121,538.79937744140625,84.427032470703125,106.0438232421875,437.21182250976562,1166.4820556640625,947.27252197265625,1.2314112463064661,538.79937744140625,84.427032470703125,106.0438232421875,437.21182250976562,1166.4820556640625,1462.399658203125,82.094879150390625,0.79764927786909801,50.663036346435547,93.164772033691406,0,71.501335144042969,215.32916259765625,538.79937744140625,-6.8547472953796387,84.427032470703125,0,0,0,437.21182250976562,0,-134.501708984375,106.0438232421875,1844.67333984375,344.73135375976562,0,0,1025.1256103515625,2189.40478515625,0.50047258412664142,167.49870300292969,5.6637992523878662,-8.9769636329524088E-2,5.5740296160583425,0.36059746636360779,-5.9846424219682946E-3,0.35461282394163951,null,-1.0230158567428589,null,0.23800002038478851,0.4699999988079071,-6.8547472953796387,0,0,-6.8547472953796387,0,9999,0]
["Tier2_indor4_HZ3_efaf",null,13.000000953674316,901.42413330078125,-0.4110243022441864,1723.65673828125,0,0,null,0.3419119119644165,0.28235900402069092,983.08258056640625,6.8515390157699585E-2,0.27933371067047119,-0.41513454914093018,-2.1911319345235825E-3,-5.858641117811203E-3,342.761474609375,774.9068603515625,0,727.00494384765625,172.36567687988281,172.36567687988281,0,0,0,0,0,0,0,0,0,0,515.12713623046875,947.27252197265625,0,727.00494384765625,2189.40478515625,529.46136474609375,0,96.823623657226562,438.7747802734375,1065.059814453125,515.12713623046875,2.0675667465743515,529.46136474609375,66.685958862304688,103.49221038818359,438.7747802734375,1138.414306640625,947.27252197265625,1.2017811870670467,529.46136474609375,66.685958862304688,103.49221038818359,438.7747802734375,1138.414306640625,1462.399658203125,83.637954711914063,0.7784563433994548,50.482563018798828,92.832893371582031,0,71.246627807617187,214.56210327148437,529.46136474609375,-2.7996532917022705,66.685958862304688,0,0,0,438.7747802734375,0,-170.12785339355469,103.49221038818359,1844.67333984375,344.73135375976562,0,0,965.48681640625,2189.40478515625,0.48190272059571437,171.83152770996094,5.7062785900743869,-3.6428056256843103E-2,5.6698505338175433,0.36372633889173944,-2.4285370837895505E-3,0.3612978018079499,null,-0.41513454914093018,null,0.1939999908208847,0.37400001287460327,-2.7996532917022705,0,0,-2.7996532917022705,0,9999,0]
["Tier2_indor4_HZ2_zonl",null,13.000000953674316,861.3101806640625,-0.39671328663825989,1723.65673828125,0,0,null,0.31546702980995178,0.22307389974594116,939.22314453125,6.1810076236724854E-2,0.32846888899803162,-0.40068042278289795,-2.1663508377969265E-3,-4.6092569828033447E-3,342.761474609375,774.9068603515625,0,727.00494384765625,172.36567687988281,172.36567687988281,0,0,0,0,0,0,0,0,0,0,515.12713623046875,947.27252197265625,0,727.00494384765625,2189.40478515625,513.0098876953125,0,93.220901489257813,419.19915771484375,1025.429931640625,515.12713623046875,1.9906346305661542,513.0098876953125,78.416107177734375,101.06252288818359,419.19915771484375,1111.6876220703125,947.27252197265625,1.1735668794169398,513.0098876953125,78.416107177734375,101.06252288818359,419.19915771484375,1111.6876220703125,1462.399658203125,88.597633361816406,0.76018046506052717,52.839977264404297,97.16796875,0,74.573677062988281,224.58163452148437,513.0098876953125,-2.6931216716766357,78.416107177734375,0,0,0,419.19915771484375,0,-164.2052001953125,101.06252288818359,1844.67333984375,344.73135375976562,0,0,944.78936767578125,2189.40478515625,0.47179317268500515,180.29118347167969,5.4272352654818166,-3.5159706517959431E-2,5.3920755589638567,0.3454826727615723,-2.343980434530621E-3,0.34313869232704169,null,-0.40068042278289795,null,0.23800000548362732,0.4699999988079071,-2.6931216716766357,0,0,-2.6931216716766357,0,9999,0]
["Tier2_indor3_HZ1_efaf",null,13,846.8880615234375,-1.1354694366455078,1723.65673828125,0,0,null,0.33780813217163086,0.28490146994590759,923.57275390625,6.8216286599636078E-2,0.27021172642707825,-1.1468241214752197,-6.0530803166329861E-3,-1.618470624089241E-2,342.761474609375,774.9068603515625,0,727.00494384765625,172.36567687988281,172.36567687988281,0,0,0,0,0,0,0,0,0,0,515.12713623046875,947.27252197265625,0,727.00494384765625,2189.40478515625,503.81906127929687,0,91.603286743164062,412.2138671875,1007.63623046875,515.12713623046875,1.956092223632234,503.81906127929687,64.508232116699219,98.054115295410156,412.2138671875,1078.59521484375,947.27252197265625,1.1386324774402017,503.81906127929687,64.508232116699219,98.054115295410156,412.2138671875,1078.59521484375,1462.399658203125,92.592247009277344,0.73755163119766098,53.735374450683594,98.814521789550781,0,75.837364196777344,228.38728332519531,503.81906127929687,-7.6865167617797852,64.508232116699219,0,0,0,412.2138671875,0,-150.778076171875,98.054115295410156,1844.67333984375,344.73135375976562,0,0,920.13067626953125,2189.40478515625,0.45939323882451172,184.95980834960937,5.3411190353756126,-0.10063381326752203,5.2404852221080906,0.33996577511577758,-6.7089208845014896E-3,0.3332568542312761,null,-1.1468241214752197,null,0.1939999908208847,0.37400001287460327,-7.6865167617797852,0,0,-7.6865167617797852,0,9999,0]
["Tier2_ducted_HZ3_efaf",null,13.000000953674316,900.4080810546875,-0.34140035510063171,1897.9476318359375,0,0,null,0.33249330520629883,0.28819438815116882,981.95709228515625,7.7837333083152771E-2,0.29803550243377686,-0.34481436014175415,-1.8199731130152941E-3,-4.8662382178008556E-3,377.42047119140625,853.2630615234375,0,800.5174560546875,189.79476928710937,189.79476928710937,0,0,0,0,0,0,0,0,0,0,567.2152099609375,1043.057861328125,0,800.5174560546875,2410.79052734375,531.2269287109375,0,96.949935913085938,438.27243041992187,1066.4493408203125,567.2152099609375,1.8801492254408829,531.2269287109375,71.150680541992188,104.06500244140625,438.27243041992187,1144.715087890625,1043.057861328125,1.0974607622903463,531.2269287109375,71.150680541992188,104.06500244140625,438.27243041992187,1144.715087890625,1610.2730712890625,97.797088623046875,0.71088255931516375,55.650913238525391,102.3370361328125,0,78.540786743164063,236.52873229980469,531.2269287109375,-2.3254163265228271,71.150680541992188,0,0,0,438.27243041992187,0,-141.31181335449219,104.06500244140625,2031.2010498046875,379.58953857421875,0,0,1001.0778198242187,2410.79052734375,0.44812972753470276,190.43049621582031,5.6996981703759166,-3.0257460606746597E-2,5.6694407097691704,0.36331691164710134,-2.0171640404497669E-3,0.36129974760665157,null,-0.34481436014175415,null,0.19400002062320709,0.37400004267692566,-2.3254163265228271,0,0,-2.3254163265228271,0,9999,0]
["Tier2_ducted_HZ3_zonl",null,13,848.8685302734375,-0.37993335723876953,1897.9476318359375,0,0,null,0.31463423371315002,0.22572827339172363,925.65045166015625,6.2504306435585022E-2,0.32501420378684998,-0.38373267650604248,-2.0747198723256588E-3,-4.4142976403236389E-3,377.42047119140625,853.2630615234375,0,800.5174560546875,189.79476928710937,189.79476928710937,0,0,0,0,0,0,0,0,0,0,567.2152099609375,1043.057861328125,0,800.5174560546875,2410.79052734375,504.74691772460938,0,91.788833618164063,413.14132690429687,1009.6770629882812,567.2152099609375,1.7800598541662664,504.74691772460938,77.591361999511719,99.547958374023438,413.14132690429687,1095.027587890625,1043.057861328125,1.0498244034575817,504.74691772460938,77.591361999511719,99.547958374023438,413.14132690429687,1095.027587890625,1610.2730712890625,106.16146850585937,0.68002600585368134,59.036121368408203,108.5621337890625,0,83.318367004394531,250.9166259765625,504.74691772460938,-2.5850343704223633,77.591361999511719,0,0,0,413.14132690429687,0,-157.26121520996094,99.547958374023438,2031.2010498046875,379.58953857421875,0,0,935.18133544921875,2410.79052734375,0.42597520926827359,206.11674499511719,5.347982126532334,-3.3672543494985385E-2,5.3143095830373488,0.34034597886386403,-2.2448362329990134E-3,0.33810114263086499,null,-0.38373267650604248,null,0.23800000548362732,0.4699999988079071,-2.5850343704223633,0,0,-2.5850343704223633,0,9999,0]
["Tier2_indor4_HZ2_efaf",null,13.000000953674316,794.9508056640625,-0.44653856754302979,1723.65673828125,0,0,null,0.35487863421440125,0.27432519197463989,866.92877197265625,4.8985660076141357E-2,0.22319218516349792,-0.45100396871566772,-2.380455145612359E-3,-6.3648531213402748E-3,342.761474609375,774.9068603515625,0,727.00494384765625,172.36567687988281,172.36567687988281,0,0,0,0,0,0,0,0,0,0,515.12713623046875,947.27252197265625,0,727.00494384765625,2189.40478515625,467.1810302734375,0,85.411331176757813,386.93234252929687,939.52471923828125,515.12713623046875,1.8238695072920934,467.1810302734375,53.283172607421875,90.739662170410156,386.93234252929687,998.13623046875,947.27252197265625,1.0536948643077717,467.1810302734375,53.283172607421875,90.739662170410156,386.93234252929687,998.13623046875,1462.399658203125,103.511962890625,0.68253310998290007,57.246372222900391,105.27093505859375,0,80.792472839355469,243.30979919433594,467.1810302734375,-3.0348398685455322,53.283172607421875,0,0,0,386.93234252929687,0,-184.82853698730469,90.739662170410156,1844.67333984375,344.73135375976562,0,0,810.2728271484375,2189.40478515625,0.4198669136155494,205.18180847167969,5.0139729290848472,-3.9575598090472022E-2,4.9743973309943748,0.31900811481036151,-2.6383732060314712E-3,0.31636974160433001,null,-0.45100396871566772,null,0.19400002062320709,0.37400001287460327,-3.0348398685455322,0,0,-3.0348398685455322,0,9999,0]
["Tier2_ducted_HZ2_efaf",null,13.000000953674316,842.0657958984375,-0.34275656938552856,1897.9476318359375,0,0,null,0.3359120786190033,0.28607621788978577,918.29339599609375,6.9593660533428192E-2,0.27224329113960266,-0.3461841344833374,-1.827202970162034E-3,-4.8855692148208618E-3,377.42047119140625,853.2630615234375,0,800.5174560546875,189.79476928710937,189.79476928710937,0,0,0,0,0,0,0,0,0,0,567.2152099609375,1043.057861328125,0,800.5174560546875,2410.79052734375,498.40591430664062,0,90.826385498046875,409.85784912109375,999.09014892578125,567.2152099609375,1.7613951065259215,498.40591430664062,64.993232727050781,97.325714111328125,409.85784912109375,1070.582763671875,1043.057861328125,1.0263886417823804,498.40591430664062,64.993232727050781,97.325714111328125,409.85784912109375,1070.582763671875,1610.2730712890625,108.91134643554687,0.66484544103385268,59.50909423828125,109.43189239501953,0,83.985885620117188,252.92686462402344,498.40591430664062,-2.3294992446899414,64.993232727050781,0,0,0,409.85784912109375,0,-141.87232971191406,97.325714111328125,2031.2010498046875,379.58953857421875,0,0,926.380859375,2410.79052734375,0.41901600294476693,208.02610778808594,5.3162508568058824,-3.037765657917765E-2,5.285873200226705,0.33842810477907836,-2.0251771052785098E-3,0.33640292767379987,null,-0.3461841344833374,null,0.1939999908208847,0.37399998307228088,-2.3294992446899414,0,0,-2.3294992446899414,0,9999,0]
["Tier2_indor4_HZ1_zonl",null,13,753.69622802734375,-1.3558411598205566,1723.65673828125,0,0,null,0.32226723432540894,0.20139825344085693,821.8583984375,4.2567610740661621E-2,0.27804827690124512,-1.3693995475769043,-7.4039050377905369E-3,-1.5752989798784256E-2,342.761474609375,774.9068603515625,0,727.00494384765625,172.36567687988281,172.36567687988281,0,0,0,0,0,0,0,0,0,0,515.12713623046875,947.27252197265625,0,727.00494384765625,2189.40478515625,450.63739013671875,0,81.745368957519531,366.8162841796875,899.19903564453125,515.12713623046875,1.7455865812436742,450.63739013671875,66.379066467285156,88.383277893066406,366.8162841796875,972.21600341796875,947.27252197265625,1.0263318954840746,450.63739013671875,66.379066467285156,88.383277893066406,366.8162841796875,972.21600341796875,1462.399658203125,110.28767395019531,0.66480868819607419,60.385734558105469,111.0439453125,0,85.223098754882813,256.65280151367187,450.63739013671875,-9.1757020950317383,66.379066467285156,0,0,0,366.8162841796875,0,-180.03938293457031,88.383277893066406,1844.67333984375,344.73135375976562,0,0,783.00091552734375,2189.40478515625,0.40873115888889361,217.69149780273437,4.7409445068621396,-0.12016481451400347,4.6207796923481359,0.30160113849335141,-8.0109876342668949E-3,0.29359015085908452,null,-1.3693995475769043,null,0.23800002038478851,0.4699999988079071,-9.1757020950317383,0,0,-9.1757020950317383,0,9999,0]
["Tier2_ducted_HZ2_zonl",null,13,806.25396728515625,-0.36958518624305725,1897.9476318359375,0,0,null,0.31532663106918335,0.22352151572704315,879.186767578125,5.811348557472229E-2,0.30767977237701416,-0.37328103184700012,-2.0182111766189337E-3,-4.2940662242472172E-3,377.42047119140625,853.2630615234375,0,800.5174560546875,189.79476928710937,189.79476928710937,0,0,0,0,0,0,0,0,0,0,567.2152099609375,1043.057861328125,0,800.5174560546875,2410.79052734375,480.24569702148437,0,87.264907836914063,392.40338134765625,959.91400146484375,567.2152099609375,1.6923275640412085,480.24569702148437,73.453071594238281,94.610206604003906,392.40338134765625,1040.71240234375,1043.057861328125,0.99775134784104791,480.24569702148437,73.453071594238281,94.610206604003906,392.40338134765625,1040.71240234375,1610.2730712890625,115.03897857666016,0.64629557254799486,62.156085968017578,114.29946899414062,0,87.721611022949219,264.17715454101562,480.24569702148437,-2.5089602470397949,73.453071594238281,0,0,0,392.40338134765625,0,-152.97650146484375,94.610206604003906,2031.2010498046875,379.58953857421875,0,0,885.22686767578125,2410.79052734375,0.40553406424478944,219.79887390136719,5.0804267852951899,-3.2755409957598028E-2,5.0476713753375915,0.32340811300523531,-2.1836939971732038E-3,0.32122441900806209,null,-0.37328103184700012,null,0.23799999058246613,0.46999996900558472,-2.5089602470397949,0,0,-2.5089602470397949,0,9999,0]
["Tier2_ducted_HZ1_efaf",null,12.999999046325684,798.23931884765625,-1.0388624668121338,1897.9476318359375,0,0,null,0.33628901839256287,0.2858426570892334,870.51702880859375,6.564176082611084E-2,0.25740915536880493,-1.0492510795593262,-5.5380780249834061E-3,-1.4807694591581821E-2,377.42047119140625,853.2630615234375,0,800.5174560546875,189.79476928710937,189.79476928710937,0,0,0,0,0,0,0,0,0,0,567.2152099609375,1043.057861328125,0,800.5174560546875,2410.79052734375,475.06549072265625,0,86.35992431640625,388.5338134765625,949.959228515625,567.2152099609375,1.6747773344634003,475.06549072265625,61.451850891113281,92.505119323730469,388.5338134765625,1017.5562744140625,1043.057861328125,0.97555115771800738,475.06549072265625,61.451850891113281,92.505119323730469,388.5338134765625,1017.5562744140625,1610.2730712890625,118.17412567138672,0.63191535184742553,62.775119781494141,115.43781280517578,0,88.595260620117188,266.80819702148437,475.06549072265625,-7.0325398445129395,61.451850891113281,0,0,0,388.5338134765625,0,-137.94880676269531,92.505119323730469,2031.2010498046875,379.58953857421875,0,0,872.574951171875,2410.79052734375,0.39814048369679389,222.81484985351562,5.0348306572294721,-9.207177975140983E-2,4.9427588774780622,0.32048530777245798,-6.1381186500940139E-3,0.31434718912236398,null,-1.0492510795593262,null,0.1940000057220459,0.37400001287460327,-7.0325398445129395,0,0,-7.0325398445129395,0,9999,0]
["Tier2_ducted_HZ1_zonl",null,13,786.26068115234375,-1.0671918392181396,1897.9476318359375,0,0,null,0.31336387991905212,0.22977760434150696,857.37481689453125,6.013759970664978E-2,0.30286741256713867,-1.0778636932373047,-5.8276643976569176E-3,-1.2399286031723022E-2,377.42047119140625,853.2630615234375,0,800.5174560546875,189.79476928710937,189.79476928710937,0,0,0,0,0,0,0,0,0,0,567.2152099609375,1043.057861328125,0,800.5174560546875,2410.79052734375,471.07907104492187,0,85.374725341796875,382.66815185546875,939.1219482421875,567.2152099609375,1.6556712183014035,471.07907104492187,72.30419921875,92.605148315429687,382.66815185546875,1018.6565551757812,1043.057861328125,0.9766060330930888,471.07907104492187,72.30419921875,92.605148315429687,382.66815185546875,1018.6565551757812,1610.2730712890625,119.41397094726562,0.63259864963096668,63.73736572265625,117.20729827880859,0,89.953292846679688,270.89794921875,471.07907104492187,-7.2222576141357422,72.30419921875,0,0,0,382.66815185546875,0,-141.71040344238281,92.605148315429687,2031.2010498046875,379.58953857421875,0,0,869.72393798828125,2410.79052734375,0.39795574410602641,226.10267639160156,4.9533215458478397,-9.45825440972759E-2,4.8587390017505641,0.31527743968883937,-6.3055029398183839E-3,0.30897193674902096,null,-1.0778636932373047,null,0.23800000548362732,0.4699999988079071,-7.2222576141357422,0,0,-7.2222576141357422,0,9999,0]
["Tier2_indor4_HZ1_efaf",null,12.999998092651367,684.85284423828125,-1.5198715925216675,1723.65673828125,0,0,null,0.37175470590591431,0.26386934518814087,746.8990478515625,2.9394656419754028E-2,0.16637197136878967,-1.5350703001022339,-8.1022921949625015E-3,-2.1663881838321686E-2,342.761474609375,774.9068603515625,0,727.00494384765625,172.36567687988281,172.36567687988281,0,0,0,0,0,0,0,0,0,0,515.12713623046875,947.27252197265625,0,727.00494384765625,2189.40478515625,403.82022094726562,0,73.718025207519531,333.3599853515625,810.89825439453125,515.12713623046875,1.5741710161500926,403.82022094726562,39.718345642089844,77.689849853515625,333.3599853515625,854.58837890625,947.27252197265625,0.90215684315319022,403.82022094726562,39.718345642089844,77.689849853515625,333.3599853515625,854.58837890625,1462.399658203125,130.49005126953125,0.58437403152213574,66.446098327636719,122.18840026855469,0,93.776153564453125,282.41067504882812,403.82022094726562,-10.288712501525879,39.718345642089844,0,0,0,333.3599853515625,0,-201.82107543945312,77.689849853515625,1844.67333984375,344.73135375976562,0,0,642.4786376953125,2189.40478515625,0.3558539448176965,251.62619018554687,4.3090801809445356,-0.13470241696509794,4.1743777639794377,0.27398839214604004,-8.9801611310065619E-3,0.26500823101503346,null,-1.5350703001022339,null,0.1940000057220459,0.37400001287460327,-10.288712501525879,0,0,-10.288712501525879,0,9999,0]
[]
[]
["Supply Curve Results; Categories sorted by TRC Net Levelized Cost"]
["Totals for Categories with Benefits Exceeding Costs.    Levelized cost is TRC Net Levelized Cost (Net of Benefits)",null,null,null,null,null,null,null,null,null,null,null,null,"Savings Allocation by Cost Bin and Month for Segments 1 & 2",null,null,null,null,null,null,null,null,null,null,null,null,"Savings Allocation by Cost Bin and Month for Segments 3 & 4"]
[null,"Totals Basis","Busbar Electric Savings in kWh","First Cost","Admin Cost","First Year Program Cost","PV Cost","PV Benefits","Unit Program Cost: First Year Program Cost in $/average annual kW saved","Utility System Net Levelized Cost (Net of T&D Capacity Benefits, Act Credit & Risk-Mitigation) in mills/kWh","TRC Net Levelized Cost (Net of All Benefits) in mills/kWh","TRC B/C Ratio","Net Electric & Gas System CO2 Avoided (Lifetime Tons)","Jan","Feb","Mar","Apr","May","Jun","Jul","Aug","Sep","Oct","Nov","Dec",null,"Jan","Feb","Mar","Apr","May","Jun","Jul","Aug","Sep","Oct","Nov","Dec"]
[null,"Measures with B/C > 1.00",115728.8515625,69055.1953125,0,69055.1953125,73903.5078125,135900.453125,5227.076171875,-25.504341125488281,1.6351627111434937,2.0132474899291992,671.74652099609375,8852.4576166162096,8185.1869419968971,8796.8517270645989,7831.2199282096699,7506.1566407540149,6889.654302729552,7239.9218896428501,7154.6448697762844,7126.2938041862835,7297.5326906397804,7851.5516046872399,8663.3975921407346,null,1679.2978644586026,2491.1438519120989,2224.2355820643747,2448.4105963352936,1776.949691345972,1425.9052229305739,1906.58661116243,1526.6470415808444,1438.3617100435636,1312.7004355543788,1668.1766865482805,2435.5379623604899]
[null,"Categories with B/C > 1.00",79071.4375,41891.24609375,8378.2490234375,50269.49609375,53210.67578125,85137.453125,5569.1513671875,-18.862241744995117,14.175924301147461,1.5417124032974243,418.64031982421875,121.87155507806548,123.37842593080397,150.71074879339176,131.44283781743837,144.3933867289382,140.57697461501789,140.62290259510092,140.64586658514247,144.03342054528795,136.29334681924274,123.47312419097798,101.8703303657764,null,11.570922929983192,34.454845728498469,32.905719326689507,39.942309944455239,32.86263364661442,28.004315080801909,36.761671006688616,30.060900544532863,26.326044433756621,22.78579121933392,18.76163395203011,20.695702696534209]
[null,"Supply Curve Results:  By TRC Net Levelized Cost - Net of Benefits"]
[null,"Block 1: <= 0 mills/kWh",6975.10595703125,3272.7529296875,654.5506591796875,3927.3037109375,4157.08056640625,8108.51708984375,4932.28076171875,-24.165121078491211,-1.365466833114624,1.8926373720169067,39.349369049072266,520.43242370522933,488.82541840128266,534.11438885933103,474.14974967279329,465.68378463454064,430.9340903993932,442.93599321373222,439.54916757002707,442.84421513718974,446.9609331128778,470.34159598950021,498.94499236474519,null,90.708822183446756,145.86949389637616,131.48308879437326,146.90141320257288,108.98536779011194,87.466370141292145,116.16874357214971,93.72335100315604,88.505327590594746,78.676914471653191,95.684860408289012,135.21567812106866]
[null,"Block 2: <= 10 mills/kWh",23438.189453125,11781.912109375,2356.382568359375,14138.294921875,14965.4892578125,26867.1640625,5284.173828125,-21.370223999023438,4.2705545425415039,1.7373342514038086,130.44291687011719,1731.0023366281268,1635.5585507449155,1788.6776178690584,1594.19578242547,1571.5280655290103,1458.4379693752578,1505.7771237771003,1494.5347602192974,1494.6883594560525,1497.7506594034965,1569.4868603183268,1658.0618009089901,null,302.19961885898567,489.53520081789577,439.91376649467861,496.08642614750346,369.46825092039114,292.69302226034824,392.14322482953116,315.82630710220246,300.17325215099237,263.8253409090849,321.47096037815851,455.15356908896928]
[null,"Block 3: 10-20 mills/kWh",24651.701171875,12436.462890625,2487.292724609375,14923.755859375,15796.9052734375,25689.5546875,5303.16748046875,-20.977296829223633,14.426539421081543,1.5066555738449097,124.65538787841797,1724.0088047127624,1674.4360409633446,1879.3017946180703,1674.330669596914,1701.0821781695868,1601.8682820444833,1722.3927075115896,1680.2277041734446,1645.687418934908,1584.3600349615763,1592.7479433327405,1587.130245804181,null,265.04544533895694,488.8082133275804,450.85531740275934,516.8706634079839,401.48381465550295,325.77830965214031,456.34471759603002,354.72425193211131,324.39983748543989,273.93814929331256,309.88846973240669,415.98951478848335]
[null,"Block 4: 20-30 mills/kWh",17622.998046875,9818.259765625,1963.6522216796875,11781.912109375,12471.2412109375,17765.83203125,5856.5263671875,-16.470283508300781,24.060298919677734,1.3385721445083618,87.558113098144531,1155.7434301532699,1160.8926009727786,1334.0223458148844,1200.9863543361064,1257.2069302618938,1201.4990357801034,1282.2128928099219,1261.4322408200437,1226.4316645966962,1154.65519812103,1112.8543704039776,1042.4915581076516,null,158.50390507705384,340.36822819427505,314.06135567382228,375.09510964230344,297.14712474605244,231.62406474089639,331.12099648432945,261.49841859436003,241.25458835170352,199.03747330772444,209.66333353838235,273.19674788981655]
[null,"Block 5: 30-40 mills/kWh",3823.199462890625,2618.202392578125,523.6405029296875,3141.8427734375,3325.66455078125,3986.31298828125,7198.82470703125,-5.0979104042053223,35.996292114257813,1.172370433807373,21.925561904907227,184.08090894943732,223.92723586094991,288.64003574699882,262.75830606369567,318.50567897390704,319.94838960869436,327.3885089701032,328.45638934486226,312.17698256927713,266.86325883128222,215.93739007705668,138.49941855389037,null,6.3473100058405123,62.977368876565997,54.621273521189437,82.102814829584844,75.701467817868078,52.910730459023156,76.260888828682951,62.037287053211827,59.705332967446054,42.263696830394139,31.793022526658703,29.295537692974055]
[null,"Block 6: 40-50 mills/kWh",2560.25830078125,1963.65185546875,392.73037719726562,2356.38232421875,2494.24853515625,2720.07421875,8062.43212890625,1.890894889831543,44.162078857421875,1.0821658372879028,14.708950996398926,133.10765988017187,152.9285781067735,186.6121055265383,173.12008235711318,200.23381411817746,203.42361591358588,207.47085740604183,209.0895938171696,199.26172843532319,173.46711680706659,155.68900885427314,103.62628215478267,null,12.43305352805918,45.679273594766705,41.664725875192204,58.316994374455987,47.768125364109828,35.275742019925893,52.5781211018748,44.094800212347167,40.289601657772792,28.67182973759812,25.621850017735959,29.833605933435653]
[null,"Block 7: 50-60 mills/kWh",825.83587646484375,654.55059814453125,130.91012573242187,785.460693359375,831.4161376953125,818.12677001953125,8331.72265625,3.4049417972564697,54.443168640136719,0.98661470413208008,4.6658229827880859,38.803142153893916,40.901233474370422,59.795904312966158,50.874549550841628,73.620973122052433,76.880892636403217,79.914249421651562,80.33053369961678,75.611701220109708,63.864050483484725,50.011305788505723,29.967479704342999,null,-6.3677953241218335,8.749809139190198,4.6756579926245108,13.188896109300392,15.996687827276677,11.917368368707182,16.032531345685971,13.758221753675748,14.256362359658493,7.9269078760327387,3.5835151768864471,1.5417732900257821]
[null,"Block 8: 60-70 mills/kWh",762.32830810546875,654.55059814453125,130.91012573242187,785.460693359375,831.4161376953125,698.96893310546875,9025.81640625,11.283365249633789,69.021804809570312,0.86915004253387451,4.2876701354980469,27.954802799461255,37.893957358643078,52.51128389218681,46.41144832072348,69.959087873400776,76.510348237321168,77.78075921180978,78.272707193241303,69.419976602855471,52.712445501105449,44.095549188224069,13.745219550397316,null,-3.0273320318308325,7.0209549695525189,5.0714863528077663,14.747115360107854,16.229204614666376,13.441242137282739,19.431155686793829,16.194514114145186,14.522982123380723,6.6194569953367219,3.4311452494925385,1.3787538369394532]
[null,"Block 9: 70-80 mills/kWh",3157.27001953125,3447.3134765625,689.46270751953125,4136.7763671875,4378.8095703125,3580.04541015625,11477.6884765625,26.512676239013672,77.62200927734375,0.82634603977203369,17.020027160644531,241.37025948817021,223.94765554046677,240.90306570748828,214.64651726730597,205.74650640611213,188.79677572112442,194.59023230767059,193.63153012708284,194.70830651169925,199.95138972045461,214.36334530637401,235.92245065712734,null,45.778529632341233,68.261659484413485,60.908563056769069,67.233952393289911,48.567726309595443,38.582990113113723,50.881330569807524,41.173254873181378,39.255952335129351,36.002784636729977,45.58741483710763,66.457725544255396]
[null,"Block 10: 80-90 mills/kWh",17770.328125,20683.876953125,4136.77685546875,24820.654296875,26272.853515625,20063.033203125,12235.5048828125,32.547389984130859,86.874946594238281,0.77496254444122314,96.276481628417969,1327.2470243592211,1248.7280508891008,1356.2184353810599,1209.1509423135446,1176.4446007640545,1086.8959394895514,1125.9414373977309,1116.947013553375,1118.1084456215283,1131.9656161433777,1192.5768702649534,1281.5513419231086,null,241.87550658838438,378.22013913327328,338.61812234765443,378.66104989458165,277.49749725206976,220.15540461021749,294.8515227246599,237.47601213022102,223.88528437792763,202.0820876172931,248.88684168623337,356.34096854803835]
[null,"Block 11: 90-100 mills/kWh",18704.373046875,22407.533203125,4481.50830078125,26889.041015625,28462.2578125,20345.59375,12593.205078125,35.273357391357422,95.015983581542969,0.73497182130813599,96.466072082519531,1400.8206376485821,1310.8290595904468,1422.8713726978613,1270.429927081545,1232.4135887037455,1138.1872315563505,1191.0577838996039,1179.2079671295483,1173.833231737276,1186.2564243626546,1256.3260366574864,1355.0723266006271,null,257.01527032024529,397.5688622624067,357.82592892693606,397.54228263829862,291.82671266098566,232.09995042025071,311.86482765776123,249.73965701498406,236.30471463041641,212.37659144222334,263.47414975510969,379.42753230068496]
[null,"Block 12: 100-110 mills/kWh",14265.5771484375,17236.564453125,3447.31396484375,20683.87890625,21894.044921875,14090.4541015625,12701.2578125,36.275978088378906,105.88528442382812,0.68724054098129272,65.719459533691406,1052.1043922075787,990.38967131164486,1083.0343714626631,962.81457237560255,953.38868398844284,888.65960694575597,931.74103280694408,919.11703854614939,910.94828070423216,908.48026044629796,956.94464224382818,1005.5205020347115,null,184.10633042088799,296.41648104663261,264.61949517981697,299.84851939213053,224.69663963580541,180.92181325295343,244.44266852298654,195.53447762319723,183.06705224404578,158.81470340974519,194.42843522124821,275.53774887614401]
[null,"Block 13: 110-120 mills/kWh",9103.283203125,12065.595703125,2413.11962890625,14478.71484375,15325.83203125,9477.962890625,13932.724609375,46.642135620117188,114.97300720214844,0.6498570442199707,47.069965362548828,624.17598124709866,613.39147697163207,700.92424913059313,619.7154366889996,651.4187147500445,615.87327682489513,649.00173152061689,633.58849977991781,628.39138340103625,595.00711875397383,587.56322980046832,559.5967744886043,null,74.588922376207293,167.31337748194318,158.65879579527117,184.87998873199123,149.75184425207198,122.95303264225517,172.31027514125776,134.19745596499283,123.91689548820452,98.439565578918788,105.1828702400412,132.44271057199276]
[null,"Block 14: 120-130 mills/kWh",9305.318359375,12588.46875,2517.694091796875,15106.1630859375,15989.9921875,9193.53515625,14220.8984375,48.410068511962891,123.43110656738281,0.62100553512573242,44.193511962890625,641.63764148826999,636.37697757011267,715.46307043552542,643.82684618080145,647.65350874631213,610.75723407458361,627.23436583140892,625.4655583318854,624.50873558897456,606.1534512330893,590.04077499260234,589.21204884928534,null,103.61419051717357,189.92715945795399,174.42115004329864,203.71537128557912,152.87117086692686,119.2237295428687,162.68323123993898,129.77118933177724,121.64432649350459,108.23830488437811,118.95677409880425,161.92230838412149]
[null,"Block 15: 130-140 mills/kWh",9721.2919921875,14312.125,2862.425537109375,17174.55078125,18179.396484375,9859.69140625,15476.2421875,58.912391662597656,135.43052673339844,0.58133095502853394,49.713466644287109,631.0326994863392,649.6118287535046,751.96423920600273,674.85272684256688,714.84727831880377,680.07516846126919,707.88149017813635,695.57927930888536,687.30142152989617,635.19160391280798,602.76349796249315,548.83385520992579,null,73.70350116548282,181.05917082796898,172.20168787816539,205.31536828134944,167.03874950998977,129.81688940183801,183.49277639702836,142.39843442193867,135.06062989468936,106.12120830412314,110.44217839633873,134.7064587464501]
[null,"Block 16: 140-150 mills/kWh",5617.15625,9141.15625,1828.2314453125,10969.3876953125,11611.181640625,6172.7412109375,17106.84765625,71.966842651367187,146.22248840332031,0.55007058382034302,32.411411285400391,350.55219868778636,366.57732168489758,439.74003395038318,394.38744724925914,432.30319354149839,415.32792633081556,403.96899993031548,405.97675934149038,415.66678459518528,379.42446724078161,355.45503576576209,289.18366423741918,null,28.404208200929482,99.445978968093485,98.615681141189384,117.80986339603918,99.189657377449606,75.75338514450911,101.52521208185694,82.077909115997244,82.139225679989792,60.873470610050084,58.492894086593573,64.265071479572157]
[null,"Block 17: 150-160 mills/kWh",3124.74365234375,5170.97021484375,1034.194091796875,6205.1640625,6568.21435546875,3282.2607421875,17395.7421875,73.947807312011719,154.01753234863281,0.52957898378372192,17.941169738769531,153.71851644809931,176.81875964244659,235.14191167411445,210.72184131299613,256.12545033113736,261.02707494472367,265.50806631994703,266.6533941892111,262.46822614857228,229.5293480766581,186.61924537213449,109.44984058412865,null,-0.6121687164049967,49.570878094766812,45.959716829609867,66.00572336780985,58.730236713911729,45.661095654021942,65.022931220235066,54.376356851282566,48.707689641163284,36.20897141695658,22.874021526303597,18.456812290421691]
[null,"Block 18: 160-170 mills/kWh",1973.5504150390625,3447.3134765625,689.46270751953125,4136.7763671875,4378.8095703125,2055.867431640625,18361.912109375,81.667045593261719,166.24075317382812,0.50122886896133423,11.239300727844238,107.03551773643264,112.50177903431072,143.71647556323006,125.61039879839609,161.36824160033677,165.47808378325078,169.35846813082077,170.226383583695,160.16208569866643,138.63710935902731,123.22841611935041,87.414370276175461,null,1.9645417208141498,27.579158786791808,20.969470211068938,37.065272782275017,36.609139258770753,28.772736406804455,39.264231395741405,32.928818047469086,31.83682817310649,19.648759199498159,15.5118624203647,16.66234719192521]
[null,"Block 19: 170-180 mills/kWh",983.08258056640625,1723.65673828125,344.73135375976562,2068.38818359375,2189.40478515625,965.48681640625,18430.8828125,83.637954711914063,171.83152770996094,0.48190271854400635,5.6698503494262695,22.085647698547724,58.658293417959477,73.960114274177599,76.325654843162837,85.960215052915345,88.315709705048022,93.476068372052694,94.009759463120446,84.819282763673058,67.951126516145109,33.655705260611541,7.0894446298061702,null,3.74112348990844,22.993460731388566,18.578808985386978,30.79419426646961,22.60626409997727,11.185403898692988,22.383556615361599,17.942155741023846,14.714591525207393,13.978930521056867,9.2726612979392264,8.5844470103871089]
[null,"Block 20: 180-190 mills/kWh",1862.7958984375,3447.3134765625,689.46270751953125,4136.7763671875,4378.8095703125,1864.9200439453125,19453.640625,90.578163146972656,182.60588073730469,0.46564528346061707,10.632560729980469,85.370379783078278,100.89100246063298,141.36227409086149,124.24854343538681,165.95073151646088,168.79661566407663,169.48583452465363,169.70487799464789,161.67230293732482,131.47482896402468,112.1195903796782,54.556274839840356,null,-5.8401562279670234,22.218269194490965,22.499924030371254,34.302500089530781,38.734503706552943,29.848892067829013,39.667560149335088,31.852885543914148,32.08960325962839,17.946763396641579,10.646878725209373,3.1950509978635466]
[null,"Block 21: 190-200 mills/kWh",981.95709228515625,1897.9476318359375,379.58953857421875,2277.537109375,2410.79052734375,1001.0778198242187,20317.818359375,97.797088623046875,190.43049621582031,0.44812971353530884,5.669440746307373,31.103375683852867,60.519211612089919,74.110615655795016,74.680957422944729,82.186617323614541,83.229475837116738,87.579829459421802,88.055175323212097,80.613829769149305,66.95562374459567,39.270983286865793,18.374910999561678,null,5.5277432952257604,22.688997218309296,18.637460273872293,29.104239595965016,21.309494186861421,11.294281223803051,21.172597508865763,17.018699010212202,14.273741282638136,13.502407858417623,10.106258047523587,10.640601506241534]
[null,"Block 22: > 200 mills/kWh",6886.708984375,14660.70703125,2932.14208984375,17592.849609375,18622.16796875,6724.84033203125,22378.375,113.62729644775391,218.91635131835937,0.40499895811080933,39.218906402587891,269.64989015649098,350.64863711672103,504.50562184750481,454.05732770981433,615.41594343655436,646.17836964418143,659.5929291320615,663.09412093113338,628.34309854630101,510.66345338464834,395.14492568774801,148.81256567603509,null,-35.644286911327143,87.234621601608026,78.719413660809536,139.26196763492587,141.95284308556717,107.02553986590553,155.25690048270786,129.80080099802694,120.77753958578231,72.828566589818763,34.608230776487751,8.7796138674200819]
[]
[]
["Shaped Savings Results; By Category and sorted by TRC BC ratio"]
[null,null,null,null,null,null,null,null,null,null,null,null,null,"Savings Allocation by Category and Month for Segments 1&2",null,null,null,null,null,null,null,null,null,null,null,null,"Savings Allocation by Category and Month for Segments 3&4"]
["Category","Measure","Busbar Savings","First Cost","Admin Cost","First Year Program Cost","PV Cost","PV Benefits","Unit Program Cost: First Year Program Cost in $/average annual kW saved","Utility System Net Levelized Cost (Net of T&D Capacity Benefits, Act Credit & Risk-Mitigation) in mills/kWh","TRC Net Levelized Cost (Net of All Benefits) in mills/kWh","TRC B/C Ratio","Net Electric & Gas System CO2 Avoided (Lifetime Tons)","Jan","Feb","Mar","Apr","May","Jun","Jul","Aug","Sep","Oct","Nov","Dec",null,"Jan","Feb","Mar","Apr","May","Jun","Jul","Aug","Sep","Oct","Nov","Dec"]
["Tier1_indor1_HZ3_hp85",null,1372.198486328125,654.55059814453125,130.91012573242187,785.460693359375,831.4161376953125,1618.102783203125,5014.3154296875,-23.26666259765625,-2.0571911334991455,1.9174991299198707,7.9555853334435254,101.26425480952625,95.882932232255826,105.31833394908068,93.168685000189441,92.62640830001645,86.296271782968034,89.170803553165399,87.664343608738349,88.29356098744978,87.543131580159596,92.37901713361056,94.818990861247968,null,16.913184120290587,28.338945847055335,25.66735646090579,28.730150368251472,21.664785057866997,17.734468135279748,23.730207846688597,18.881891194508949,17.647143069798563,14.977030284166911,18.310609253782488,25.175952924007028]
["Tier1_indor1_HZ3_gfnc",null,1458.2088623046875,654.55059814453125,130.91012573242187,785.460693359375,831.4161376953125,1662.24951171875,4718.55322265625,-26.017375946044922,-1.6312897205352783,1.898742128082282,7.9137116421701492,112.03529693639925,103.91045549895095,111.76688524326252,99.561823063975737,95.286475250167484,87.296798203111976,87.902050701032451,88.187548741948348,89.796816172064013,92.746981199423828,99.485725601733179,109.52101941416531,null,21.249173262135255,31.66794862133802,28.258624554834924,31.171174774365081,22.390675688820291,17.658071970095918,22.810358646171949,18.698232499185245,18.109156642195543,16.697843078546878,21.154954164469626,30.8447733009872]
["Tier1_indor1_HZ3_gfac",null,1456.840576171875,654.55059814453125,130.91012573242187,785.460693359375,831.4161376953125,1660.22021484375,4722.98486328125,-26.051479339599609,-1.5766321420669556,1.8955821946966105,7.9006498618880263,110.7382471467505,102.72339446851009,110.49460687089686,98.462840847424985,94.550626055098292,86.928414272718953,92.330824968058323,90.924715805721988,89.970371683397019,91.725992669624446,98.339823230415448,108.24702820240353,null,21.002981528743963,31.308312290060236,27.936897100370853,30.848090113185716,22.450043764029303,18.0184050292156,24.376632899015377,19.408781077179579,18.137375158891206,16.515292603026484,20.912168712716216,30.488723291679744]
["Tier1_indor1_HZ3_zonl",null,1351.82568359375,654.55059814453125,130.91012573242187,785.460693359375,831.4161376953125,1591.4410400390625,5089.8837890625,-22.96937370300293,-0.99823290109634399,1.8800381074375938,7.8344942149409889,97.513354765706467,92.808224732510368,104.2240245431058,92.094881654373538,92.674832405872621,86.906798856523736,87.256685071228091,87.431628178580269,89.285168339999899,89.232428518849673,90.292710759701521,91.127006403141991,null,15.641575684503938,27.480357504046104,25.066005567145769,28.499242521512343,21.500832950223852,17.506218776679553,22.719214821022064,18.60736652104454,17.344966151559781,15.6229160425028,17.335679385399104,23.653661446481316]
["Tier1_indor1_HZ2_hp85",null,1336.032470703125,654.55059814453125,130.91012573242187,785.460693359375,831.4161376953125,1576.50390625,5150.05126953125,-22.219211578369141,-0.50620126724243164,1.8699763855472886,7.7449262747133121,98.881270046846865,93.500411469055507,102.31053825298525,90.861519106829604,90.545442623385867,83.505807284070514,86.275628920247925,85.340931235038141,85.49829795427901,85.712399144820282,89.844319264039484,95.230947483786395,null,15.901907587773017,27.073929633876467,24.55420511111592,27.652755425258277,20.979030329171493,16.549206230021319,22.532329359251719,18.127079711237737,17.266686568149652,14.863832463410116,17.971448891921582,25.05256715791338]
["Tier1_indor1_HZ3_efaf",null,1337.6898193359375,654.55059814453125,130.91012573242187,785.460693359375,831.4161376953125,1564.7127685546875,5143.6708984375,-22.258243560791016,0.24237370491027832,1.845050135388659,7.7566074085168966,91.893359748542224,93.002151247440679,102.2464935200727,93.207248347533351,91.833899456576944,86.080940946897371,87.603821562715666,87.935201009526452,87.319220253739914,86.18594015645445,84.45956517115647,86.87854560503672,null,17.337783409595819,29.385348678067206,25.826910042405714,30.58618684920522,22.069505847556059,16.052222763774743,22.351544587223039,18.239418440236335,17.122706415455394,15.871977772438845,18.390599459302457,25.809289004022936]
["Tier1_indor1_HZ2_gfnc",null,1425.4356689453125,654.55059814453125,130.91012573242187,785.460693359375,831.4161376953125,1614.6900634765625,4827.04052734375,-25.172340393066406,0.32211178541183472,1.8399328801654209,7.6746830393912759,109.5570133977884,101.50074355340104,109.21587979416029,97.27390118391358,93.141696325509201,85.357810494770519,85.932869395928776,86.21751671660779,87.821643964277698,90.690752682645424,97.394529112095114,107.05785958204993,null,20.718985921652706,30.915772434938045,27.620530018976545,30.437133879529114,21.875602771199326,17.277962443835946,22.307813988399872,18.297285105413419,17.727466440437187,16.309470073224148,20.663650181934877,30.121882425182665]
["Tier1_basmnt_HZ3",null,1265.5079345703125,654.55059814453125,130.91012573242187,785.460693359375,831.4161376953125,1523.6439208984375,5437.0546875,-20.447616577148437,0.56992459297180176,1.832588718662876,7.345245661188331,97.620342340115769,90.262025078297981,97.00714923496426,86.337589205328499,82.535791953389321,75.545390554662433,76.035945038783623,76.281222280844219,77.752885733207762,80.450935395874282,86.582866447389108,95.535485782600716,null,18.518431775574726,27.471051110786345,24.52772420605924,26.980496626665158,19.376902122786795,15.329827628787022,19.744817985877681,16.188297975999095,15.69774349187791,14.471357281574948,18.395793154544428,26.857858005634867]
["Tier1_indor1_HZ2_gfac",null,1416.748779296875,654.55059814453125,130.91012573242187,785.460693359375,831.4161376953125,1604.0543212890625,4856.63818359375,-25.00787353515625,0.69362980127334595,1.8278655266147847,7.6207625481800072,107.76280612331692,99.852803788920482,107.45190415852755,95.73595021305573,91.97124937318317,84.575741742546967,89.650428487056956,88.346221858886807,87.535663380019372,89.264174370773475,95.815456994271614,105.29326323740672,null,20.375140817945269,30.415550072790062,27.174840594802308,29.975672894816828,21.8184431746397,17.527313530795357,23.664037296458286,18.87136735173403,17.663880943933925,16.053160474324674,20.326555743345015,29.627153999830583]
["Tier1_basmnt_HZ2",null,1259.0372314453125,654.55059814453125,130.91012573242187,785.460693359375,831.4161376953125,1515.8533935546875,5464.998046875,-20.230342864990234,0.89521491527557373,1.8232185655145225,7.3076886715230085,97.121199580634809,89.800506144908567,96.511141794324288,85.896136312521236,82.113778037396003,75.159119273456071,75.647165502504492,75.891188617028703,77.35532730417394,80.039581563940231,86.140159427045447,95.047003107179023,null,18.423745146577708,27.330588826711306,24.402311452420808,26.842542597662888,19.277826047412432,15.251444657763006,19.643860719198745,16.105525558597733,15.617479329549315,14.397363756928275,18.301733589315607,26.720531040400786]
["Tier1_indor1_HZ2_zonl",null,1308.3712158203125,654.55059814453125,130.91012573242187,785.460693359375,831.4161376953125,1536.0458984375,5258.9326171875,-21.633724212646484,1.28542160987854,1.8131047449001831,7.5815232801641184,94.333552182824505,89.624965622031283,101.08595864931347,89.697705837390203,90.962588628274545,84.515737176904068,84.835886345705447,84.995960930106136,86.167123121771851,85.141827156165007,87.774046311981806,88.723505395976531,null,14.789802916442236,26.321821749130276,24.283863022287825,27.03183326383002,21.343726120396596,16.607054996572774,21.25605959770181,17.237554270395705,17.186651643873034,14.642029382759759,16.9690953051023,22.842859609028622]
["Tier1_indor1_HZ1_hp85",null,1284.879150390625,654.55059814453125,130.91012573242187,785.460693359375,831.4161376953125,1518.909423828125,5355.083984375,-20.692449569702148,1.6308443546295166,1.8059176743023959,7.4414932594025602,95.824872354743633,89.997416876806994,98.577080704323294,88.200007500481377,85.69244666390459,79.264645430148192,83.766779114691417,82.591715276436275,82.094142449809738,81.032187902175068,83.826222286918309,90.54873072409481,null,16.265156074007354,26.141169654096139,24.521285545696859,27.133686827432317,20.17448977830659,16.421761245482244,22.136561102114648,17.10042043939734,16.48866228304135,14.470206404037276,17.541943543873188,25.06758714897785]
["Tier1_indor1_HZ2_efaf",null,1293.9669189453125,654.55059814453125,130.91012573242187,785.460693359375,831.4161376953125,1508.6812744140625,5317.474609375,-20.852016448974609,2.6522243022918701,1.7775509909999057,7.4983214928863271,89.585601422743764,87.993321785624232,97.897458694183342,88.929945697241166,88.879583260557709,84.031533619574134,85.108775026874696,85.573692990784309,85.709902143576656,84.12375067924583,85.20050774499822,83.596923013041973,null,15.362372522801273,27.400494891941793,24.903593896001418,28.788945141420982,21.090137825694669,15.951685568639556,21.92151975290578,18.168520360248721,17.225283934294865,15.03469909609364,17.354396231202138,24.134321775024208]
["Tier1_basmnt_HZ1",null,1217.4207763671875,654.55059814453125,130.91012573242187,785.460693359375,831.4161376953125,1465.748046875,5651.81396484375,-18.777688980102539,3.0700273513793945,1.7629535405152981,7.0661390017482235,93.910937794544623,86.832223890433212,93.321044969201978,83.056909808240448,79.399574291116224,72.674796082210392,73.146710342484482,73.382667472621534,74.798410253443819,77.393938684951337,83.2928669383775,91.905302188379707,null,17.81476332534703,26.427198575349237,23.595713013704682,25.955284315075147,18.640613280826692,14.747320633565423,18.994548976032259,15.573170589045088,15.10125632877099,13.921470678085758,17.696784760278508,25.837305750006621]
["Tier1_indor1_HZ1_gfnc",null,1351.8780517578125,654.55059814453125,130.91012573242187,785.460693359375,831.4161376953125,1516.1878662109375,5089.68701171875,-23.128917694091797,4.4630694389343262,1.7265396443375864,7.1794232779586791,104.00012258652325,96.271322222195153,103.57352601731776,92.178775715033993,88.354312710440837,80.985456808808252,81.518426388555753,81.783598217303606,83.266441193015524,85.980610111401006,92.41821350571395,101.65425476335272,null,19.652318770756469,29.258615065902411,26.112790848003467,28.808099444862172,20.741126613185539,16.414633592730048,21.161467287672984,17.352188313454064,16.815542442554001,15.439790776030133,19.581179437075228,28.555246291354713]
["Tier1_indor1_HZ1_gfac",null,1349.7647705078125,654.55059814453125,130.91012573242187,785.460693359375,831.4161376953125,1513.421875,5097.65576171875,-23.126995086669922,4.5586228370666504,1.7230630010730941,7.1642901329345685,102.82757157624741,95.199372240108758,102.43342442850127,91.188737414954346,87.69255184612183,80.644023500031111,85.172481560619488,84.028572462992628,83.36760591578448,85.071070337363039,91.397813590676691,100.49293933081724,null,19.421438709164477,28.927793199968281,25.816199915415552,28.514060869198346,20.77828586318487,16.707466016963231,22.456791167894636,17.93674495305719,16.831441158160761,15.273732686021209,19.358358465810866,28.226245269811493]
["Tier1_indor1_HZ1_zonl",null,1226.818603515625,654.55059814453125,130.91012573242187,785.460693359375,831.4161376953125,1433.6578369140625,5608.51953125,-18.891397476196289,5.9122557640075684,1.6912878236844568,7.0892732464712136,88.500166172900094,83.066964200888407,93.176975037821904,82.350981363599914,84.881486294244098,80.032069801224111,81.176173107812758,81.477085541777413,81.50439131182199,80.7914787381699,82.336615635553343,84.63715889347398,null,13.405571858519849,24.369959008509216,20.986010077581412,25.067080168066191,19.610410544659729,15.332661777427358,19.916751241081549,16.480438744907033,16.2065031654694,13.655217497768806,15.758424247906728,22.098037182703418]
["Tier1_indor1_HZ1_efaf",null,1211.0986328125,654.55059814453125,130.91012573242187,785.460693359375,831.4161376953125,1404.1968994140625,5681.3173828125,-17.954803466796875,7.5514583587646484,1.6538792066667933,6.9956714831191249,85.819675469053308,82.319834755834535,91.376172940002476,81.246031150751392,83.97577570832766,79.938415351781188,80.648158164533271,80.967721757282519,79.975739470930463,78.039412567195726,80.873561596415541,80.631837976809337,null,14.226740311616227,23.941820134764981,21.081552677873415,25.449408017775355,19.666889274157771,15.707540660711771,20.75352905766244,17.080229493447035,16.271624802539939,13.332109920975654,15.719364192975405,22.055430493186709]
["Tier1_indor2_HZ3_gfac",null,1471.5404052734375,654.55059814453125,130.91012573242187,785.460693359375,831.4161376953125,1525.294677734375,4675.80517578125,-26.49395751953125,7.7499008178710938,1.6434434454887044,7.082852583843386,109.31648050952752,101.94856072538423,109.81599669784769,98.053006776689926,94.817548825632855,87.770971950800899,100.58569347048774,96.598996106024202,91.600491430529246,91.30558429245508,97.277383423348965,106.6505956431825,null,20.726943583271272,31.145063527898881,27.763597738551731,30.845757562496392,22.900958245580274,18.76336400697156,27.131387415655862,20.784023396298018,18.423208208336906,16.465287439078754,20.716392555237476,30.132963826504589]
["Tier1_indor2_HZ3_hp85",null,1246.7730712890625,654.55059814453125,130.91012573242187,785.460693359375,831.4161376953125,1410.7747802734375,5518.755859375,-18.434726715087891,8.233428955078125,1.643407176679029,7.212781108989617,84.148279707673197,83.78216223053235,96.069081201450217,83.996687225317046,89.709640369542214,86.095079964791154,92.198902378973898,87.946684317363236,87.149907021401447,80.198471583089372,81.440435982614076,70.983624991152226,null,9.8670868175026172,23.261782404736667,21.73756292703974,25.224608618442844,20.817040758295175,18.008163423225028,25.415132805990069,19.385289102555973,17.121390361824485,12.381868328965592,13.808318762344992,16.025884252716402]
["Tier1_indor2_HZ3_gfnc",null,1448.6724853515625,654.55059814453125,130.91012573242187,785.460693359375,831.4161376953125,1500.1036376953125,4749.61474609375,-25.747838973999023,8.7779932022094727,1.6223272326358216,6.9711369399600009,110.57502576450727,103.07576845249827,111.01702431577679,99.036000448334562,94.959010912339636,87.126979399030233,87.792969122318624,88.081245187282818,89.540104419394623,92.214265615334028,98.380213027832099,107.89611647372499,null,20.966115508539612,31.483223124545852,28.067386952858918,31.100452446897471,22.346496186117605,17.532800429561821,22.756550885223888,18.648594893449818,18.024839589248103,16.625693683513827,20.94868073331752,30.476829538902045]
["Tier1_indor2_HZ2_hp85",null,1214.266845703125,654.55059814453125,130.91012573242187,785.460693359375,831.4161376953125,1376.7939453125,5666.494140625,-17.309898376464844,9.866551399230957,1.6074178730304467,7.0221325016319227,82.71046954906754,81.977883789325006,92.943473381153879,82.196623395245922,88.323159749612188,82.477405551513186,88.364464627139796,85.629184129612298,83.634207500919729,79.368601702096811,79.04804708519849,76.859689112013285,null,8.1089752684985026,21.279093184629104,20.010772874704323,23.715943864802881,19.969711121058538,15.634098452107205,23.238548806750472,18.199698458371358,16.899654369836213,12.80604444998974,13.828849496870831,17.042316319808144]
["Tier1_garage_HZ1",null,1108.3184814453125,654.55059814453125,130.91012573242187,785.460693359375,831.4161376953125,1334.39111328125,6208.17578125,-14.451507568359375,9.5468873977661133,1.6049617629229649,6.4328882379096157,85.494860347372736,79.050524140284338,84.957832330115366,75.613544829837181,72.283971122841507,66.161851726107543,66.59147413991343,66.806285346816367,68.095152588234043,70.45807586416646,75.828356036740132,83.668965088697689,null,16.218246121172466,24.05885517313002,21.481120690294659,23.629232759324125,16.970085345332777,13.425700431434162,17.292302155687196,14.177539655594474,13.747917241788578,12.673861207273848,16.110840517720995,23.52182715587265]
["Tier1_indor3_HZ3_gfac",null,1474.848388671875,654.55059814453125,130.91012573242187,785.460693359375,831.4161376953125,1490.8826904296875,4665.3173828125,-26.593278884887695,10.086550712585449,1.5904702532104296,6.8749061580195354,108.94750545742254,101.74304644409949,109.63385808340003,97.939227209332884,94.869530570054252,87.964237386079986,102.56763737523391,97.958420799632719,91.982586112753069,91.189819690304759,97.000030497656454,106.23797441741976,null,20.6553585350226,31.10075336806748,27.717113613917768,30.841521829732663,23.007165360149891,18.94008754808161,27.793214267971319,21.113496784770934,18.48956787152061,16.450893418062297,20.664992809831517,30.040346980538441]
["Tier1_indor2_HZ1_hp85",null,1187.180908203125,654.55059814453125,130.91012573242187,785.460693359375,831.4161376953125,1355.0347900390625,5795.77734375,-16.52558708190918,10.525601387023926,1.5892104429189529,6.8477322738802622,82.988072223538609,80.425623361911633,91.342701435029909,82.524147252518659,82.501668119021815,77.680755782778789,88.26548588853683,84.893257579791111,81.25453294288414,73.842822873512333,70.524266980014346,72.669244305336079,null,10.681253287389096,21.171251969611092,22.028028889175623,24.652253585895345,19.495673204810583,16.612534564932737,23.896342632839474,16.872953754542287,16.178908467983412,13.002924674674215,14.274285147716256,19.401811315148684]
["Tier1_indor3_HZ3_hp85",null,1214.274658203125,654.55059814453125,130.91012573242187,785.460693359375,831.4161376953125,1357.2510986328125,5666.45751953125,-17.021369934082031,11.232357025146484,1.5769261084830097,7.0203590518413694,79.766576179369366,80.682147842673771,93.696666939300314,81.64445813443163,88.948692834512229,86.022473064319769,92.846213626910441,87.929537083609986,86.823860766793871,78.313526884252781,78.63763644662211,64.885950443418579,null,8.0655315740337308,21.962178873656644,20.731312914957588,24.32586077985227,20.591718226539751,18.064217318419747,25.803635372926568,19.492074130591995,16.98038709515604,11.717401444386709,12.656485431248953,13.686090957133553]
["Tier1_indor2_HZ2_gfac",null,1428.8477783203125,654.55059814453125,130.91012573242187,785.460693359375,831.4161376953125,1453.54931640625,4815.513671875,-25.396829605102539,11.234753608703613,1.5662857020355787,6.713444711483203,106.32461933009898,98.868325935986476,106.61658428028647,95.156052423953156,92.121720424494669,85.326700289752509,97.334498239180462,93.617117875648262,89.053341149446666,88.813795911122099,94.924228293855109,103.61308925185743,null,19.993123380721059,30.157407574203042,26.973722490541761,29.887299742124824,22.201093428780482,18.23419681226521,26.246207432271877,20.177697548147624,17.956315641360895,15.966413591751065,20.087170016723984,29.197146909995247]
["Tier1_indor3_HZ3_gfnc",null,1446.35595703125,654.55059814453125,130.91012573242187,785.460693359375,831.4161376953125,1459.349365234375,4757.2216796875,-25.681585311889648,11.418209075927734,1.5645323612525386,6.7341235957051984,110.21388891870463,102.87164937487474,110.83471412101574,98.909384941756485,94.882083851723934,87.08927675774504,87.770591771045005,88.059583699837589,89.480671495567606,92.085520736092491,98.107659115781587,107.49338901491879,null,20.896085997108244,31.438550778275168,28.020878055681237,31.084451091405455,22.33666907508681,17.502285122747146,22.744324179346965,18.637180198402728,18.004660453079207,16.608496077092795,20.89797583664128,30.385985319982534]
["Tier1_indor2_HZ2_gfnc",null,1414.7911376953125,654.55059814453125,130.91012573242187,785.460693359375,831.4161376953125,1437.97705078125,4863.35791015625,-24.859458923339844,11.946268081665039,1.5535156878228453,6.6459812080771918,108.09010129124918,100.47016443606091,108.31840919075607,96.588768012499443,92.730755953908755,85.150833090712439,85.758105259465765,86.054206568112349,87.559562493708313,90.131697276993663,96.456072084142335,105.36500636575791,null,20.337698866374033,30.641251637669313,27.403126555350845,30.2860519660683,21.793260969075146,17.166511669677284,22.251112524281542,18.263144455781063,17.669571879264261,16.202764928267932,20.417061443177303,29.685914767939213]
["Tier1_indor3_HZ2_hp85",null,1182.8255615234375,654.55059814453125,130.91012573242187,785.460693359375,831.4161376953125,1325.3079833984375,5817.1181640625,-15.877838134765625,12.886070251464844,1.543644355406842,6.8355162856179508,78.572380453900706,79.030938703831097,90.549689488101279,79.981370466486482,87.752787546949321,82.206744553412847,88.79081360527482,85.629862933965455,83.137278611830268,77.747922005271874,76.287006356179859,72.157275769661339,null,6.1124905767497317,19.795600279506523,18.847881792563278,22.708189987830139,19.705869401716932,15.388752997316704,23.382382414790978,18.200002828358691,16.801844827425942,12.279488595471379,12.768234067018899,14.990782334938856]
["Tier1_indor3_HZ1_hp85",null,1161.9705810546875,654.55059814453125,130.91012573242187,785.460693359375,831.4161376953125,1312.85888671875,5921.5234375,-15.336994171142578,13.055486679077148,1.5362609187596465,6.694578557251802,79.71090620635465,77.982180082373745,89.496245837728495,81.075045781846981,81.681589460255111,77.266044645501125,89.31772341036617,85.41477664138084,81.019614238359964,72.00711191496373,67.128195757589936,68.10428151842595,null,9.2554606036723719,19.902349927425377,21.391572544987493,24.018347621928239,19.31692933360782,16.651311482706433,24.313157263407358,16.79846326217594,16.095774494666163,12.62825702970626,13.440001526416815,17.95519820334831]
["Tier1_indor2_HZ3_zonl",null,1170.8939208984375,654.55059814453125,130.91012573242187,785.460693359375,831.4161376953125,1315.3135986328125,5876.3955078125,-16.494949340820312,13.147466659545898,1.5285042899861263,6.7653644920497165,72.641399817332882,74.078515202766283,91.323076331643477,79.538686036506533,88.149782907679722,86.12251272101679,86.121336264437687,86.120748036148143,88.218032100795924,83.044696115852787,74.371232334458952,59.842793556338748,null,6.3148078087637867,20.544801585131982,19.728568573293561,24.123038754312809,20.024815074723573,17.138805026537959,22.522197356963453,18.414267910596553,16.03073722544119,13.819307449564098,10.970958723437779,11.688788486556387]
["Tier1_indor3_HZ2_gfac",null,1431.742919921875,654.55059814453125,130.91012573242187,785.460693359375,831.4161376953125,1415.3126220703125,4805.7763671875,-25.488727569580078,13.880016326904297,1.5120109477013775,6.4832199739392999,105.96745664400828,98.625317274185605,106.41168227765286,95.014527563500636,92.159562272992588,85.511466100315999,99.194643456772269,94.894418955575759,89.422861893276007,88.704587275463325,94.70454457432318,103.19466295536641,null,19.897784604897463,30.093927611579677,26.924462612139131,29.866240785296338,22.294052689679027,18.404838013194212,26.870875065328935,20.494128545418846,18.027485085635959,15.945312294427575,20.027855866980723,29.09021093034012]
["Tier1_indor3_HZ2_gfnc",null,1412.2073974609375,654.55059814453125,130.91012573242187,785.460693359375,831.4161376953125,1393.595947265625,4872.255859375,-24.782526016235352,14.895610809326172,1.494462785386127,6.3875105640007259,107.72822579747765,100.21757071335151,108.09983403159332,96.422836938017298,92.633560103037041,85.104451853506561,85.719870293323282,86.018873516615116,87.499476978170321,89.997058196512427,96.226389808403809,104.94609631118533,null,20.243119173773458,30.574226504854071,27.350256774771481,30.250063224572727,21.774000448869984,17.139616966469045,22.23833436856507,18.25577622092279,17.656186865863415,16.176999834161681,20.356380369099696,29.578201815933994]
["Tier1_indor4_HZ3_gfac",null,1482.925048828125,654.55059814453125,130.91012573242187,785.460693359375,831.4161376953125,1403.0870361328125,4639.908203125,-26.833160400390625,15.992877006530762,1.4706935532945804,6.3449641099176928,108.02836760504177,101.23743925497763,109.18876533452614,97.664662069562951,95.00394537260533,88.446229752628028,107.41795372837191,101.28910318094634,92.923782681359825,90.909104578473134,96.311461216493342,105.2077029845328,null,20.476961736711555,30.99315645805698,27.603479610143623,30.834559265309881,23.269041999822313,19.371280049120728,29.411347324646165,21.9196816498565,18.652440412461683,16.416696390209935,20.5378005982143,29.810049046654562]
["Tier1_indor2_HZ1_gfac",null,1359.0177001953125,654.55059814453125,130.91012573242187,785.460693359375,831.4161376953125,1342.828857421875,5062.94775390625,-23.455562591552734,16.936866760253906,1.4545402960866813,6.1278402729225387,101.53507603912178,94.203802392872234,101.55864088263851,90.443006897883521,87.798971918522199,81.33269079368786,91.988131760367409,88.697885605221117,84.628211206302353,84.538134621575352,90.571110249365418,99.002606797839803,null,19.038294079096435,28.550069656904206,25.459119274102157,28.308137369628032,21.094629266972753,17.369455494923752,24.744733370123434,19.086699122445502,17.086649614091225,15.131154952313057,19.084379436157235,27.766106772110749]
["Tier1_indor2_HZ3_efaf",null,1133.7398681640625,654.55059814453125,130.91012573242187,785.460693359375,831.4161376953125,1245.2227783203125,6068.97216796875,-14.082752227783203,17.446771621704102,1.4466951920841453,6.5605906843586972,57.941396710872162,74.570881647255092,86.138942246006195,82.430630006584067,85.936959462940905,83.949778556384842,87.013655708084841,87.42182614446962,83.065808362683228,75.069370502190935,59.11480638759177,48.728244177668188,null,10.745120344935071,25.51847814637194,21.712985267568115,29.571799211285065,21.50723558617354,13.336497429841481,21.557607171018077,17.449651179244004,15.447110603705607,14.467594997943367,13.725044855227507,17.318422275493266]
["Tier1_indor3_HZ3_zonl",null,1125.35693359375,654.55059814453125,130.91012573242187,785.460693359375,831.4161376953125,1245.8017578125,6114.18115234375,-14.537440299987793,17.425424575805664,1.446203581058022,6.4962794862574356,66.378140009995093,69.362759489066974,88.076469382198752,76.378470435375618,87.013234317176838,85.928314092752558,85.838692563451602,85.793881798801124,87.952656089443451,81.489058274298685,70.362980266735633,51.963556722714941,null,3.9653157661068192,18.798300113522295,18.384657296384638,23.021468922508298,19.653742661956169,17.046915337991631,22.473448424601756,18.366344547316764,15.700267890161017,13.365459111703611,9.3678937981808534,8.6748766183093107]
["Tier1_indor2_HZ1_gfnc",null,1342.146484375,654.55059814453125,130.91012573242187,785.460693359375,831.4161376953125,1323.795654296875,5126.5908203125,-22.809534072875977,17.911214828491211,1.4385981116698949,6.0413748609176849,102.79111129969675,95.332403857383213,102.73953199157978,91.431693266256445,88.020315441407689,80.865099684888506,81.40878028712612,81.677179374849416,83.004017917399409,85.425084534089393,91.632644571427818,100.26883411636319,null,19.299214887008851,28.905826609477266,25.780015046513682,28.57825420847751,20.659816213650476,16.359244404528916,21.121603715638148,17.323417948008114,16.770101948263079,15.297340400617312,19.326064130056938,28.128839517587394]
["Tier1_indor2_HZ2_zonl",null,1110.4853515625,654.55059814453125,130.91012573242187,785.460693359375,831.4161376953125,1234.427978515625,6196.06201171875,-13.932453155517578,18.003437042236328,1.4364210753767077,6.4127378232614065,68.411844244230821,69.539588604062075,87.199056898034314,76.901652768605601,87.158656295604999,83.066147934699245,83.007299862320593,82.977875826131282,83.352633975836497,75.739527171743191,71.42046088254267,57.544017487210141,null,4.8535323088343532,18.664718892635214,18.71152823421755,21.418822980681714,20.432037727875596,15.435138565856834,19.530320214060929,15.515921894807928,16.279211880372483,11.862773580245115,10.779430815836918,10.683138845373918]
["Tier1_indor4_HZ3_gfnc",null,1440.6368408203125,654.55059814453125,130.91012573242187,785.460693359375,831.4161376953125,1357.02294921875,4776.10693359375,-25.516792297363281,18.087085723876953,1.4353348116565949,6.1388745676105376,109.31433018710028,102.36600008750017,110.3843948491821,98.598145082007136,94.695379809183308,87.000564674939568,87.720422350667818,88.011232354962061,89.337539444109652,91.768462451680563,97.429779710936799,106.4891711123532,null,20.721616157951498,31.328501444294005,27.905980258734065,31.046396381175128,22.313521485131282,17.426837904715057,22.715177074787665,18.609790133272934,17.955211355916258,16.566440232816714,20.772047850919108,30.159883885750752]
["Tier1_indor4_HZ3_hp85",null,1131.4532470703125,654.55059814453125,130.91012573242187,785.460693359375,831.4161376953125,1220.9310302734375,6081.2373046875,-13.051000595092773,19.648529052734375,1.4146572152164429,6.5299864777641972,68.657406297246197,72.827686258111939,87.69253101739659,75.687904309788578,87.022981507515595,85.833960309360748,94.31085206065265,87.767916197746331,85.970950474187489,73.542733947182597,71.537437798619507,49.41634849581223,null,3.4926756498067326,18.666861896338133,18.18062759771572,22.047905699899104,20.012542500880834,18.18978294281386,26.728697422460417,19.733559817450164,16.61740387307146,10.032430289897377,9.7344070095206483,7.74771980534811]
["Tier1_indor4_HZ1_hp85",null,1097.4112548828125,654.55059814453125,130.91012573242187,785.460693359375,831.4161376953125,1205.1004638671875,6269.87890625,-12.045729637145996,20.044439315795898,1.4057945599191553,6.3025126683706141,71.385070976573175,71.773322239304918,84.802463968375605,77.389748496317765,79.583687142178931,76.18909978851211,91.814193156070019,86.616884399879183,80.380996009175036,67.340686562609548,58.501229822101052,56.509371430084208,null,5.6347185455469848,16.679305285656156,19.774252539223866,22.406478979996542,18.852148499021638,16.731140196205406,25.312839000786255,16.579421844597803,15.876389316766161,11.675977052361738,11.320877253460896,14.281054952329908]
["Tier1_indor3_HZ1_gfac",null,1361.147216796875,654.55059814453125,130.91012573242187,785.460693359375,831.4161376953125,1299.416748046875,5055.02685546875,-23.530797958374023,20.055011749267578,1.3996144555143408,5.8644560735079594,101.2092760456533,93.953018300956245,101.33848215715864,90.254924735757555,87.821802573675569,81.498665294424555,93.632776149531338,89.824636425479014,84.930402987423065,84.403776444541265,90.362994624477977,98.626746175524545,null,18.941597273091826,28.45484478174491,25.369082276750468,28.255952273763459,21.170260565710379,17.528759035250275,25.296680590601785,19.364114798110791,17.147926776957725,15.09516382762588,19.015291532067188,27.650030510755759]
["Tier1_indor4_HZ2_gfac",null,1438.6614990234375,654.55059814453125,130.91012573242187,785.460693359375,831.4161376953125,1318.71240234375,4782.6650390625,-25.706953048706055,20.507457733154297,1.3912609483239624,5.9022110817063567,105.07423947845025,98.018725513390621,105.90121160338747,94.662045537752476,92.249286263321153,85.962675376035406,103.72523264154009,98.006355725400823,90.322847921861211,88.433008889431363,94.156414478998613,102.14733231565755,null,19.658993937880624,29.935656907396488,26.801799627423183,29.813832188457617,22.520096194867836,18.81906496087473,28.391919289254393,21.26498746853801,18.200719457961736,15.892783381922472,19.879623461363437,28.822664597374608]
["Tier1_indor4_HZ2_hp85",null,1102.3787841796875,654.55059814453125,130.91012573242187,785.460693359375,831.4161376953125,1193.7957763671875,6241.6259765625,-11.842632293701172,21.378461837768555,1.3873788086506347,6.3580856102250367,68.058354413533735,71.543683321428077,84.468208112668549,74.352277794767645,86.291977121270833,81.497222810569937,89.673018085494093,85.493489765905949,81.831407785064314,73.629566580713387,69.272106308543698,60.209180721785216,null,1.0393950600688844,16.026236127927987,15.893171826371145,20.146717923334364,19.024081118458792,14.744538862116325,23.68005488168891,18.166598406136387,16.54482072626373,10.941415445602132,10.073327795035835,9.7779268809468807]
["Tier1_indor3_HZ1_gfnc",null,1339.7550048828125,654.55059814453125,130.91012573242187,785.460693359375,831.4161376953125,1275.3294677734375,5135.74169921875,-22.730131149291992,21.331216812133789,1.3800415298035438,5.7545917540048714,102.49100269845823,95.10006601876006,102.5340042704421,91.247555676991368,87.940202422544473,80.838533666151022,81.384941177607857,81.654166791082531,82.941721550223633,85.288978134469914,91.438809702293028,99.924115026162639,null,19.211062729393788,28.818204168813995,25.69729353332065,28.521623990891143,20.640276988411159,16.346041257917516,21.112539455387257,17.316973529305724,16.759427219538477,15.262129746523508,19.262626980130797,28.022613353712547]
["Tier1_indor4_HZ2_gfnc",null,1406.22705078125,654.55059814453125,130.91012573242187,785.460693359375,831.4161376953125,1282.812255859375,4892.9765625,-24.601886749267578,22.315347671508789,1.3639848403153785,5.7416931634067465,106.8589575679251,99.619607698937074,107.5899195123783,96.040784335077007,92.422479639903955,85.018105553431198,85.654161311346442,85.960544134417603,87.379619060932356,89.691188670492295,95.684457614064655,103.93287657277642,null,20.013145447192464,30.416958386341996,27.227339573830527,30.170482679900775,21.73337389180594,17.078223777047945,22.214120955297147,18.243724104888642,17.628841175857861,16.118099889386489,20.211422995138875,29.318587915178099]
["Tier1_indor3_HZ3_efaf",null,1082.4334716796875,654.55059814453125,130.91012573242187,785.460693359375,831.4161376953125,1164.81884765625,6356.63623046875,-11.540703773498535,22.798051834106445,1.3542520484524312,6.2597111857939307,49.392724911664672,69.932624904091711,82.086669630216676,79.720931149102654,84.45658819903656,83.417839750486365,86.870050618321187,87.297587339840504,81.999252688323509,72.273615376168308,52.734239497773423,39.121533804271365,null,9.0851424171534472,24.545947340119731,20.678004041163888,29.318004984139488,21.366855525999615,12.653217377311158,21.35887625207954,17.251732271135303,15.025947409454245,14.114689808011429,12.550652074855044,15.180694318222544]
["Tier1_indor2_HZ2_efaf",null,1071.0361328125,654.55059814453125,130.91012573242187,785.460693359375,831.4161376953125,1160.788818359375,6424.27978515625,-11.111281394958496,23.038219451904297,1.3522781386772638,6.1848417065285206,55.870311475289455,65.151944244609112,78.723828115173475,74.771602441421493,81.586493910657538,81.682981155803432,83.60332347466796,84.370783298739056,82.037934170163894,72.960779929386007,64.572035362212063,44.021062429794895,null,6.3316172651881875,21.449760586891102,20.299080358595521,25.976488396472654,19.739484580439722,13.698659734768286,21.241058562657564,17.926459801906404,16.356501729153088,12.869586854908801,11.764265838598545,14.030078362767533]
["Tier1_indor3_HZ2_zonl",null,1060.7327880859375,654.55059814453125,130.91012573242187,785.460693359375,831.4161376953125,1158.57568359375,6486.681640625,-11.544037818908691,23.189678192138672,1.348873742359932,6.1188748807810169,61.891223376839797,64.487824035916347,83.708011966833112,73.684686636426321,86.205151666098658,82.704972564729005,82.550741139936434,82.473625427540156,82.647972049336062,73.376602919126555,67.307944284091462,49.699715526041238,null,2.3531218816418296,16.738502575863961,17.309979515633977,20.007156159727273,20.203491268302912,15.140882722004374,19.096865194549618,15.083324694008594,16.051552819467368,11.163848407567581,9.2221737912565214,7.6234165405409087]
["Tier1_garage_HZ2",null,923.4742431640625,654.55059814453125,130.91012573242187,785.460693359375,831.4161376953125,1111.8428955078125,7450.8154296875,-4.7889618873596191,24.012994766235352,1.3372880094568149,5.3600179692713894,71.236118333555282,65.866561675247084,70.788655278696254,63.002798124149393,60.228527184023491,55.127448358630708,55.485418802517927,55.664404024461533,56.738315356123167,58.707152797502836,63.181783346092999,69.71474394703462,null,13.513384256742272,20.046344857683899,17.898522194360627,19.688374413796684,14.13983253354489,11.18657637147539,14.408310366460299,11.813024648278011,11.455054204390798,10.560128094672768,13.423891645770468,19.598881802824884]
["Tier1_indor2_HZ1_zonl",null,1014.2195434570312,654.55059814453125,130.91012573242187,785.460693359375,831.4161376953125,1107.309326171875,6784.16796875,-9.2657375335693359,26.863513946533203,1.2948580277858315,5.8043728034527566,62.151318392757091,60.711095424978737,75.478529899522286,65.662388445210155,78.910996378560043,78.361024128103566,80.506770438029946,80.868849624021067,78.379838710895172,71.816510868328237,65.197963016117484,55.651916205385618,null,2.9220322127543032,16.088332224525228,12.338465315492101,18.769372866688233,17.694394774192496,13.521868266221666,17.857321430240628,15.03709680171573,15.172503229420638,10.618111977386818,9.303439263524103,11.199382014843511]
["Tier1_indor4_HZ1_gfac",null,1366.0247802734375,654.55059814453125,130.91012573242187,785.460693359375,831.4161376953125,1189.5189208984375,5036.9775390625,-23.703531265258789,27.896509170532227,1.2782526688748446,5.1985083067175264,100.38077808649984,93.314001255407561,100.77599440189627,89.773354533550645,87.863895094255298,81.894966857501771,97.632965724163711,92.562718077478195,85.655298780654775,84.057908506330634,89.831709944156202,97.672394357796506,null,18.696587147373062,28.212781259981774,25.140329105029505,28.121605618207049,21.351335866789928,17.914633571231352,26.639503500530097,20.038383224766484,17.295099332565712,15.003171181026776,18.839798867008586,27.355524367780568]
["Tier1_indor3_HZ2_efaf",null,1014.9976806640625,654.55059814453125,130.91012573242187,785.460693359375,831.4161376953125,1073.304931640625,6778.96728515625,-7.9892945289611816,29.574153900146484,1.2543298808093464,5.8546619722713142,47.38813779706053,59.407285534474937,73.903227099055186,71.21305162256256,79.756339517519251,81.097340916019149,83.230014953525284,84.073674032397918,81.119222669937955,70.156023457497113,59.384311577330294,34.063027106311054,null,4.0590594650864658,19.953437321028229,19.141514951374958,25.270352544976735,19.400857078125018,13.13250602898164,21.071214678034757,17.866736324079355,16.138931268174009,12.325504855411651,10.358055020223357,11.487846612714158]
["Tier1_indor4_HZ1_gfnc",null,1333.529541015625,654.55059814453125,130.91012573242187,785.460693359375,831.4161376953125,1153.36767578125,5159.7177734375,-22.522842407226563,29.988080978393555,1.2510982222608968,5.0332323983220562,101.72047985449906,94.500976549719198,102.00104628438493,90.770165113730485,87.724643603933458,80.758633303318106,81.311801344586456,81.583059192719446,82.771729667417276,84.933204962692642,90.937029980839696,99.041956070283945,null,18.986508764698769,28.593415499485033,25.485323682922939,28.374731091292844,20.587834747312591,16.310213870163793,21.086331686532898,17.297964780637898,16.729883456366146,15.171199660655239,19.100144713689048,27.751224766115268]
["Tier1_indor4_HZ3_zonl",null,1010.9711303710937,654.55059814453125,130.91012573242187,785.460693359375,831.4161376953125,1071.1361083984375,6805.966796875,-8.8421249389648438,29.876447677612305,1.2492839842967243,5.8203397807374531,50.635436744510194,57.511864255556873,79.92209351469549,68.440039693289009,84.164859544914719,85.449526256387173,85.137483792583012,84.981462560680939,87.295105189164786,77.586194021739885,60.291340844884999,32.155586418741784,null,-1.94246132675908,14.408500870814576,15.007197132328882,20.253935530658559,18.722801113069529,16.81773870932652,22.353360640228324,18.247875896254854,14.870990229365825,12.22566312466115,5.3377423062596456,1.0968208937093242]
["Tier1_indor2_HZ1_efaf",null,973.1324462890625,654.55059814453125,130.91012573242187,785.460693359375,831.4161376953125,1030.240234375,7070.60595703125,-5.8094253540039062,33.085990905761719,1.2096828269643616,5.5597194454427683,55.136153911775878,58.7624814340423,70.767582270588747,62.774561074866497,76.543205285154485,78.120573343175778,79.127615535572687,79.538587420268072,74.378363700588011,64.609456176164343,61.371568414101844,45.164448086650651,null,5.0775783890429365,14.969335705455531,12.592031326595414,19.774383995450993,17.844003473451714,14.505798043891755,20.05230773834748,16.61055396314767,15.344373978542187,9.7726445179488515,9.2033955450385942,11.091390279422718]
["Tier1_indor3_HZ1_zonl",null,960.61175537109375,654.55059814453125,130.91012573242187,785.460693359375,831.4161376953125,1025.0234375,7162.7646484375,-6.1660032272338867,33.610050201416016,1.2033819856689734,5.4803835374027328,55.508157934849052,55.074555251102794,71.015902420310226,61.454464349602532,77.404858869075483,77.938753114969245,80.336978801686399,80.714473014651702,77.591148669864481,69.553057426647939,60.876588062110557,48.344223252750751,null,0.27916849537271338,14.0003850385791,10.158321243324627,17.181523074532496,17.21115221822334,13.065205395292605,17.337923107460952,14.673046290808376,14.911643185353331,9.8523420590085919,7.6760631625209035,8.4517636939617091]
["Tier1_indor4_HZ2_zonl",null,935.9031982421875,654.55059814453125,130.91012573242187,785.460693359375,831.4161376953125,968.2392578125,7351.8671875,-4.4334564208984375,38.631519317626953,1.1405204923745484,5.3815628440095784,45.527140780194841,51.81077941012871,74.94940296518692,65.613538815148544,83.816031726444379,81.802460109798403,81.408803626411213,81.211975384717618,80.883286537589868,67.449132349958006,56.988602387898588,30.012522006742223,null,-3.9229311755991807,11.904414284497081,13.792863960912522,16.464775938271686,19.630818242545523,14.403027122542643,18.009806053063677,13.998221810959668,15.480903509334471,9.4100552815782734,5.3138249666654858,-5.6281700040436533E-2]
["Tier1_indor4_HZ3_efaf",null,953.552001953125,654.55059814453125,130.91012573242187,785.460693359375,831.4161376953125,962.81011962890625,7215.79541015625,-3.9479398727416992,38.783805847167969,1.1343113878579985,5.5038974831890437,27.909456322617544,58.279419765676089,71.907148090912926,72.915741824078083,80.741583093232663,82.086603040750973,86.515111006432875,86.991353525224781,79.324183661234784,65.251612878511921,36.700631212945694,14.978225207746746,null,4.9134942970240436,22.103233848034289,18.078056990356878,28.682131821329676,21.015493883647505,10.936699897296162,20.860851929810838,16.755464988296108,13.968412294216076,13.228654971858424,9.5997388524337186,9.8086654196300653]
["Tier1_garage_HZ3",null,772.2572021484375,654.55059814453125,130.91012573242187,785.460693359375,831.4161376953125,929.78076171875,8909.7724609375,6.5556526184082031,40.997371673583984,1.118309722801609,4.4823257830800491,59.571346910323982,55.081044379395031,59.197155032746558,52.686216362899593,50.366226721919638,46.100439317537138,46.399792819599071,46.549469570630038,47.447530076815823,49.093974338156443,52.83589311393056,58.299094526560765,null,11.30059470283784,16.763796115468054,14.967675103096479,16.464442613406124,11.824463331446214,9.3547969394352979,12.048978457992661,9.8786655680436741,9.5793120659817426,8.8309283108269216,11.225756327322358,16.389604237890641]
["Tier1_indor3_HZ1_efaf",null,913.15228271484375,654.55059814453125,130.91012573242187,785.460693359375,831.4161376953125,935.95904541015625,7535.03662109375,-1.7489620447158813,41.624488830566406,1.1081729641444871,5.1977683236855956,47.398972757203097,52.823010880594197,65.572485304618723,58.11816744006606,74.671964845069411,77.665694245450482,78.747775944817775,79.181824385341841,72.969940513736177,61.224845385260487,56.455164661062213,36.220092371577429,null,2.7699857312181715,12.706772824737136,10.451182031253035,18.343814420591947,17.385026154185915,14.203344506275581,19.876368252516912,16.492859394058826,15.111198949044681,8.875245198360048,7.5602062596248452,8.3262855213116804]
["Tier1_indor4_HZ2_efaf",null,874.8487548828125,654.55059814453125,130.91012573242187,785.460693359375,831.4161376953125,854.33453369140625,7864.943359375,1.5723837614059448,49.604366302490234,1.0231148203765614,5.0288572775640192,26.137340212644808,45.024522846784265,61.842465189173033,62.315698554147524,75.195622551188436,79.657482350598272,82.323288641625012,83.358299861197736,78.844257844771192,63.148297083649652,46.397951079280361,9.1070952566444578,null,-1.6375269059968334,16.208704654561515,16.245868740842685,23.508737340457916,18.558635878477702,11.71760057421502,20.652774391365224,17.723275250244669,15.599090642746365,10.965656228411152,6.8358874307887545,5.1177161742333297]
["Tier1_indor4_HZ1_zonl",null,825.83587646484375,654.55059814453125,130.91012573242187,785.460693359375,831.4161376953125,818.12677001953125,8331.7236328125,3.4049417972564697,54.443168640136719,0.98661468987542267,4.665822766980388,38.803142153893916,40.901233474370422,59.795904312966158,50.874549550841628,73.620973122052433,76.880892636403217,79.914249421651562,80.33053369961678,75.611701220109708,63.864050483484725,50.011305788505723,29.967479704342999,null,-6.3677953241218335,8.749809139190198,4.6756579926245108,13.188896109300392,15.996687827276677,11.917368368707182,16.032531345685971,13.758221753675748,14.256362359658493,7.9269078760327387,3.5835151768864471,1.5417732900257821]
["Tier1_indor4_HZ1_efaf",null,762.32830810546875,654.55059814453125,130.91012573242187,785.460693359375,831.4161376953125,698.96893310546875,9025.8173828125,11.283365249633789,69.021804809570312,0.86915003253532086,4.2876700090535431,27.954802799461255,37.893957358643078,52.51128389218681,46.41144832072348,69.959087873400776,76.510348237321168,77.78075921180978,78.272707193241303,69.419976602855471,52.712445501105449,44.095549188224069,13.745219550397316,null,-3.0273320318308325,7.0209549695525189,5.0714863528077663,14.747115360107854,16.229204614666376,13.441242137282739,19.431155686793829,16.194514114145186,14.522982123380723,6.6194569953367219,3.4311452494925385,1.3787538369394532]
["Tier2_indor1_HZ3_gfac",null,1580.72412109375,1723.65673828125,344.73135375976562,2068.38818359375,2189.40478515625,1792.0584716796875,11462.5185546875,26.365365982055664,77.45367431640625,0.82728767257426794,8.5180120379127828,120.28764669630161,111.61414135787901,120.06720509612849,106.99734634697879,102.70919174605078,94.391057614091494,99.526178153197918,98.258524365689965,97.604012743849921,99.673255129812887,106.83201380045318,117.56925487661212,null,22.813770976593894,34.022413444612198,30.357081450343806,33.525005094530414,24.353728456763402,19.492525862597869,26.214013514995024,20.953165224978932,19.67510545183363,17.947602505502214,22.719852137221292,33.12001896241923]
["Tier2_indor1_HZ3_gfnc",null,1576.5457763671875,1723.65673828125,344.73135375976562,2068.38818359375,2189.40478515625,1787.98681640625,11492.8974609375,26.660381317138672,77.790794372558594,0.8254020164737883,8.5020156009589876,121.08261279186863,112.33351418258779,120.83586061135981,107.64917092032718,103.03731466006133,94.405718107032925,95.064054154472672,95.373005761392875,97.104293767849327,100.27813459064174,107.5313315059208,118.35319578051522,null,22.964758655747342,34.23924603980128,30.551481606425263,33.708947298759497,24.213997852832048,19.090464250515851,24.667317054812496,20.22008964820245,19.58084688329572,18.055182131227763,22.867562699886335,33.337706581836159]
["Tier2_indor1_HZ3_hp85",null,1477.2392578125,1723.65673828125,344.73135375976562,2068.38818359375,2189.40478515625,1736.8634033203125,12265.5009765625,33.200065612792969,82.685409545898437,0.79625996784247544,8.5631312847370289,108.69203157079409,103.24914623442983,113.73744320486978,100.52785716566451,100.35955047541268,93.622266819165091,95.667432904815342,94.278765657011476,95.557005933889741,94.560224073403916,99.534466852562502,101.14034631410982,null,17.81398064169926,30.394311661014427,27.583222837078388,30.939424080253403,23.395369305683705,19.143852984138594,25.423718772265815,20.309366969836979,19.075786254814847,16.06867134424219,19.539496007893902,26.625425901512003]
["Tier2_indor1_HZ2_gfnc",null,1511.5999755859375,1723.65673828125,344.73135375976562,2068.38818359375,2189.40478515625,1700.7130126953125,11986.689453125,30.501907348632812,84.408180236816406,0.78827862360120549,8.070268463048123,116.13379626601768,107.61702840202223,115.81195397854972,103.15678223670506,98.791927391204268,90.547791761040799,91.16018190877918,91.462991551244102,93.157973875479911,96.181113451296767,103.26693005561789,113.46635329171147,null,21.955447922739783,32.781483735114612,29.28934061153231,32.282351656173631,23.203634764040935,18.323611397080111,23.664004557564262,19.410528596941493,18.804293779029056,17.296400896530397,21.906221576618016,31.927820950684968]
["Tier2_basmnt_HZ3",null,1433.2403564453125,1723.65673828125,344.73135375976562,2068.38818359375,2189.40478515625,1725.5899658203125,12642.0380859375,35.577136993408203,84.44635009765625,0.78815488126946609,8.3187958489127904,110.5590930633381,102.22549308368949,109.86462639836736,97.780906427876886,93.475213105058458,85.558293124392264,86.113866456368839,86.391653122357141,88.058373118286852,91.114026444158014,98.058693093865173,108.19790640243764,null,20.972893282115642,31.112106590688107,27.778666598828671,30.556533258711532,21.945146613074641,17.361666624267915,22.361826612057072,18.333919955226918,17.778346623250343,16.389413293308913,20.833999949121498,30.417639925717388]
["Tier2_indor1_HZ2_gfac",null,1511.3006591796875,1723.65673828125,344.73135375976562,2068.38818359375,2189.40478515625,1699.480712890625,11989.0634765625,30.466943740844727,84.470619201660156,0.78786980467654411,8.0614177946907422,115.12157998818418,106.695061578382,114.83008929226057,102.31234360449713,98.249415142361215,90.305784492871908,94.846445464374867,93.764909246650433,93.360907536996905,95.400986737657064,102.38468972090894,112.46473633718887,null,21.759020042975735,32.502561158035881,29.041489121786235,32.036006220685834,23.266289563134599,18.629515494537934,24.962032912568404,20.005753331332507,18.840097113538096,17.156253634144417,21.716755267906919,31.647947429748729]
["Tier2_indor1_HZ3_zonl",null,1451.2318115234375,1723.65673828125,344.73135375976562,2068.38818359375,2189.40478515625,1704.6949462890625,12485.310546875,34.553520202636719,85.335792541503906,0.782382549003654,8.4093738220962226,103.97798156567245,99.256094954854049,111.95072790658847,98.853306537083981,99.960198884199698,93.945323797031278,94.302768477833155,94.481490818234079,96.500704590429876,96.137838026437208,96.703216569081974,96.68799358935388,null,16.359767233689489,29.306560014467962,26.790817440955195,30.561370008714292,23.165605012777505,18.911527849694522,24.559707661507808,20.112861282186429,18.68058015135243,16.788906031460787,18.368896275456514,24.867504491917714]
["Tier2_indor2_HZ3_gfac",null,1591.8980712890625,1723.65673828125,344.73135375976562,2068.38818359375,2189.40478515625,1625.3560791015625,11382.060546875,25.681941986083984,87.322845458984375,0.77264488326844727,7.5181139530854129,118.59702978915897,110.687847657117,119.25354997238713,106.49042365292279,102.87937737659752,95.133627794174274,107.121502757797,103.47458587812666,99.049832090783923,99.153839794308325,105.56685282395824,115.67282068174393,null,22.485593347884368,33.826126453618933,30.149327846381723,33.507810806186846,24.760582228110295,20.148092098952613,28.743132198673948,22.210567385972105,19.918328070831379,17.884184126684382,22.486394953853527,32.696662667730038]
["Tier2_garage_HZ3",null,1403.8621826171875,1723.65673828125,344.73135375976562,2068.38818359375,2189.40478515625,1690.219482421875,12906.5947265625,37.634273529052734,87.526153564453125,0.77199954927638137,8.148279977876367,108.29289006988968,100.13010941135528,107.61265834834512,95.776626393470252,91.55918971989415,83.804548094286474,84.348733471522095,84.620826160139913,86.253382291846776,89.246401866642742,96.04871908208807,105.98010221663824,null,20.542997990644899,30.474381125195084,27.209268861781332,29.930195747959459,21.495322400807243,17.005793038613326,21.903461433733959,17.958117448775674,17.413932071540046,16.053468628450979,20.406951646335994,29.79414940365055]
["Tier2_indor1_HZ3_efaf",null,1434.4344482421875,1723.65673828125,344.73135375976562,2068.38818359375,2189.40478515625,1672.9752197265625,12631.5146484375,36.012905120849609,87.7196044921875,0.76865148384014226,8.3167700135253693,97.33201901917036,99.470863454890718,109.60978268918466,100.15610204215244,98.966170738886959,92.972026227815377,94.712393882211771,95.075447069479807,94.182808429066398,92.541608600901753,89.813063942005812,91.654065878860109,null,18.352598931094661,31.547692417496638,27.684097847990163,33.01915214932464,23.83528679039722,17.196908938341728,24.126301251334176,19.67907384472413,18.41766290581733,17.081353684966789,19.607942483929456,27.400058138661599]
["Tier2_indor1_HZ2_hp85",null,1414.209716796875,1723.65673828125,344.73135375976562,2068.38818359375,2189.40478515625,1664.001953125,12812.1591796875,37.44390869140625,89.018028259277344,0.76327417226687233,8.1965748363088764,104.4364042639989,99.052674800703386,108.64350704453466,96.449301953395675,96.530510884966574,89.016785380683743,90.785385244876963,90.149471907340285,90.908950776525273,91.127817676483417,95.201382229479179,100.35872709854415,null,16.382694122551893,28.486300003835019,25.891710338215731,29.244551312825642,22.256748973276743,17.452820894959803,23.600276296753247,19.11047690366695,18.361973082656259,15.726627772585369,18.885445947456617,26.149076756539166]
["Tier2_indor2_HZ3_gfnc",null,1565.835693359375,1723.65673828125,344.73135375976562,2068.38818359375,2189.40478515625,1597.591796875,11571.5078125,27.30218505859375,89.659294128417969,0.76096867150717529,7.3946083596148569,119.40186334256614,111.38741091247749,119.99265392059216,107.06565482329475,102.68611534460516,94.237470482755498,94.967643243187297,95.279975008365795,96.834507097265913,99.683994124925036,106.26427804879492,116.47740863946885,null,22.638792230170115,34.033040035292402,30.336348062214512,33.636979836764112,24.170109794299897,18.949226994084611,24.612230134548952,20.168413085909812,19.488064128568887,17.976229105767253,22.632097756853483,32.915167248496125]
["Tier2_indor3_HZ3_gfac",null,1594.3458251953125,1723.65673828125,344.73135375976562,2068.38818359375,2189.40478515625,1582.69677734375,11364.5859375,25.532783508300781,89.836235046386719,0.75986630879381267,7.2628253471016979,118.16311653252382,110.44769589980814,119.04143993651817,106.35599665099576,102.91043130945914,95.304585793035045,108.93227490442881,104.716401973272,99.387385842096265,99.016600032506545,105.24125054148722,115.18699766189647,null,22.401391631670375,33.774690221314373,30.095184819104485,33.501162059018043,24.856169916656356,20.301983319430313,29.346069284414813,22.509625670869461,19.974285500986134,17.867076801698104,22.426153849468257,32.58784611522475]
["Tier2_basmnt_HZ2",null,1381.12841796875,1723.65673828125,344.73135375976562,2068.38818359375,2189.40478515625,1662.848388671875,13119.0400390625,39.286224365234375,89.999343872070313,0.75949792767633839,8.0163285287026635,106.53921888790688,98.508624499371166,105.87000268886221,94.22564082548547,90.076500391408686,82.447435722299772,82.982808681535488,83.250495161153353,84.856614038860471,87.801165314656913,94.493327305103321,104.26388381115508,null,20.210329211148164,29.980885717199925,26.76864796178565,29.445512757964213,21.147231889810655,16.730404976116027,21.548761609237438,17.667307654778526,17.13193469554281,15.79350229745353,20.076485971339235,29.311669518155281]
["Tier2_garage_HZ2",null,1365.57080078125,1723.65673828125,344.73135375976562,2068.38818359375,2189.40478515625,1644.117431640625,13268.5029296875,40.448410034179688,91.739288330078125,0.75094267459333996,7.9260292854138106,105.33911701936208,97.398982570666448,104.67743914863743,93.164244198028769,89.061841399536007,81.518713673275158,82.048055969854872,82.312727118144721,83.900754007883847,86.812136639072264,93.428915346318618,103.08941225889829,null,19.982671695884012,29.6431686084637,26.467114828985451,29.11382631188399,20.909020714898499,16.541946768115906,21.306027437333277,17.468295787130394,16.938953490550684,15.615597749101411,19.850336121739083,28.981490737739065]
["Tier2_indor1_HZ1_gfac",null,1439.1448974609375,1723.65673828125,344.73135375976562,2068.38818359375,2189.40478515625,1601.197998046875,12590.1708984375,35.149578094482422,92.6201171875,0.74655927856128679,7.564984383060807,109.83266873863002,101.69802647720493,109.43882421436368,97.418818561426264,93.650331801195108,86.076950428282515,89.965292543856251,89.077906482379632,88.864346613519203,90.892754367646802,97.645453368500824,107.32404491312978,null,20.735372338273457,30.89756181387677,27.572777212763832,30.458840446027899,22.144010416094748,17.74451934037937,23.641208224312038,18.989180959966482,17.942956002676979,16.315721882975513,20.675124205244742,30.142219261775715]
["Tier2_indor1_HZ1_gfnc",null,1438.5570068359375,1723.65673828125,344.73135375976562,2068.38818359375,2189.40478515625,1601.0836181640625,12595.3154296875,35.235679626464844,92.663871765136719,0.74640259776744766,7.5660199381084725,110.63661684612492,102.42704607468247,110.20830290984739,98.083286998691676,94.040181981956223,86.20992219255605,86.778067060773267,87.060595017353151,88.628497808464672,91.497838000406716,98.335543195708368,108.12701578818455,null,20.897789222723414,31.1248044783027,27.777096579137279,30.65365279889,22.075681120270058,17.471424400771053,22.526038068634101,18.471392487007499,17.898923081709825,16.427593152718547,20.828806792778245,30.370914678967992]
["Tier2_indor3_HZ3_gfnc",null,1563.15673828125,1723.65673828125,344.73135375976562,2068.38818359375,2189.40478515625,1549.7071533203125,11591.3388671875,27.464143753051758,92.669479370117188,0.74618786268715509,7.1160701189923508,118.98039352554991,111.15053802326513,119.7817187288243,106.91988728171049,102.5987071381148,94.195978389093696,94.944214638470569,95.257398710001269,96.767513595063633,99.535493346815386,105.94668578657783,116.00688820139936,null,22.557047506667317,33.98149566718709,30.28252824938869,33.619175087809211,24.159282920751536,18.913885561460066,24.59859200146872,20.155594494361008,19.464907072966433,17.956535543295232,22.573101954848887,32.809234593185899]
["Tier2_indor1_HZ2_zonl",null,1375.044921875,1723.65673828125,344.73135375976562,2068.38818359375,2189.40478515625,1609.47265625,13177.08203125,39.95989990234375,93.792366027832031,0.74002514332681935,7.9663253084937073,98.325379797426976,93.735342448312267,106.33530776256045,94.322531627397225,96.29435896557888,89.615477422188775,89.9288135493357,90.085481612909177,91.273000250050785,89.723713346203454,92.031598273484661,92.002244433752352,null,15.004820414623993,27.405981638977973,25.388459178484823,28.302695650812897,22.593450354843707,17.547075318634356,22.443436496891497,18.177916959708433,18.180843937068119,15.34866872478834,17.58034634674064,23.397911632859916]
["Tier2_indor1_HZ1_hp85",null,1361.376953125,1723.65673828125,344.73135375976562,2068.38818359375,2189.40478515625,1605.309814453125,13309.376953125,41.232200622558594,94.513175964355469,0.73633516500584018,7.8821537150252885,101.43865905863004,95.462201114521747,104.81451388234699,93.833606338256232,91.253365872081602,84.425260020686437,88.277096029338196,87.354300353973528,87.336798818765459,86.053695024572164,88.576584265283401,95.408172344615139,null,16.954342299321191,27.55893353635253,26.019141839983895,28.804403568256795,21.420384350356155,17.401512590707881,23.255813260242519,17.987384501995994,17.532160795625217,15.352534104566585,18.498547837530339,26.357430683036149]
["Tier2_basmnt_HZ1",null,1333.850341796875,1723.65673828125,344.73135375976562,2068.38818359375,2189.40478515625,1605.9267578125,13584.0419921875,42.901992797851563,95.412628173828125,0.73349927608373022,7.7419181201950069,102.89222881353066,95.136533174319794,102.24592084359641,91.000162166740679,86.993052753148405,79.625141895898082,80.14218827184547,80.400711459819178,81.95185058766134,84.795605655371986,91.258685354714373,100.69478171575425,null,19.518500692013983,28.954597053053853,25.852318797369517,28.437550677106465,20.423331849921912,16.157699248355947,20.811116631882452,17.062530406263878,16.545484030316487,15.252868090448013,19.389239098027137,28.308289083119618]
["Tier2_garage_HZ1",null,1330.008544921875,1723.65673828125,344.73135375976562,2068.38818359375,2189.40478515625,1601.30126953125,13623.2802734375,43.207103729248047,95.869422912597656,0.73138659623840641,7.7196190449694253,102.59586794858484,94.862511068038231,101.95142154187261,90.738054065080036,86.742486343464293,79.395797306945042,79.911354432314795,80.1691329949997,81.715804371109002,84.551368560642771,90.995832627764941,100.40475016576329,null,19.462281482708931,28.871199020707291,25.777856268488655,28.35564189533752,20.364506452106031,16.111160167805409,20.751174296133357,17.013385137202508,16.497828011832734,15.208935198408305,19.33339220136649,28.226752613995075]
["Tier2_indor2_HZ2_gfac",null,1519.0853271484375,1723.65673828125,344.73135375976562,2068.38818359375,2189.40478515625,1514.234619140625,11927.625,29.942440032958984,96.013603210449219,0.73038301962800323,6.9555218350754942,113.46264604046483,105.56770037063993,113.88069953022151,101.64631284426575,98.301668017465872,90.938589617662842,101.464107015807,98.307339053062492,94.637503439055905,94.884453590481144,101.36582042854832,110.52017767390255,null,21.315766081498143,32.208287320868422,28.813317734304455,31.928957404132937,23.582548798221616,19.212452878444989,27.182294245743467,21.131682154108525,19.084125592285588,17.056344693972004,21.441379563587788,31.151121075035846]
["Tier2_indor4_HZ3_gfac",null,1600.1754150390625,1723.65673828125,344.73135375976562,2068.38818359375,2189.40478515625,1475.018310546875,11323.18359375,25.179494857788086,96.156448364257813,0.72952976748168186,6.6189999029068209,117.08330625167341,109.85392552270787,118.51884196696741,106.02654377555231,102.98709925232276,95.723847701363809,113.32807911217191,107.73320268267335,100.20834040412137,98.679392861444541,104.43239526383641,113.97654288988443,null,22.191807098148793,33.648381454173553,29.961761973329029,33.486506970155972,25.089100290174557,20.673481469996972,30.808560903789804,23.235200265602025,20.109578319941168,17.825446818431644,22.276756973969363,32.317304803272968]
["Tier2_indor1_HZ2_efaf",null,1357.1822509765625,1723.65673828125,344.73135375976562,2068.38818359375,2189.40478515625,1576.196533203125,13350.513671875,41.674518585205078,96.584930419921875,0.72574770699424862,7.8631220969609892,92.676228713426781,91.75178767818737,102.51781994971192,93.356328481657414,93.785831414474686,88.990003587013163,90.192235858897931,90.706783699774377,90.677612122659212,88.467793366305557,88.944353348781277,85.910139184154644,null,15.663798598511661,28.652588866089907,26.098143478330066,30.34645955641113,22.281061185247868,16.765823223052472,23.210279846682429,19.259287026647549,18.214451654882669,15.799109350620338,18.019313220063623,24.895087932016516]
["Tier2_indor2_HZ2_gfnc",null,1500.461669921875,1723.65673828125,344.73135375976562,2068.38818359375,2189.40478515625,1494.905517578125,12075.669921875,31.227529525756836,97.841728210449219,0.72218561784131508,6.8705611285456811,114.51646673201414,106.50403734841262,114.86246444372526,102.44511741061829,98.398072495011817,90.385878487107561,91.036611942898162,91.353131248076906,92.933739861352578,95.611141062266327,102.2581379321083,111.58154204655499,null,21.527706875264162,32.48868850343338,29.060439973072661,32.133941553070017,23.127762870893736,18.209223952432435,23.618628051782878,19.387820902290599,18.753173669621027,17.186663366848414,21.636478526484161,31.444836537486125]
["Tier2_indor3_HZ2_gfac",null,1520.7572021484375,1723.65673828125,344.73135375976562,2068.38818359375,2189.40478515625,1467.12451171875,11914.51171875,29.829832077026367,98.940040588378906,0.71711894973543033,6.6747435067208736,113.04105816316351,105.28042771948779,113.63809777518586,101.47503333211984,98.306591269395057,91.085670834277494,103.04166747403974,99.389256696380642,94.937469857569226,94.751038541425402,101.10603146585888,110.02661498463362,null,21.2033660146062,32.133174300919578,28.754972813297655,31.900630718403811,23.656571337205218,19.349745500093857,27.71165819286465,21.399985932699188,19.141328970939508,17.030572766048987,21.371326912729192,31.024938668194029]
["Tier2_indor4_HZ3_gfnc",null,1556.5977783203125,1723.65673828125,344.73135375976562,2068.38818359375,2189.40478515625,1429.64453125,11640.1806640625,27.863470077514648,100.25776672363281,0.71134510833332365,6.4174783633205355,117.93534343911394,110.56778125923424,119.26492490326072,106.56525133534602,102.39003191960694,94.101625279364669,94.895255211036016,95.210609865337119,96.609450349073001,99.173236973778302,105.16088830169454,114.83847617415566,null,22.354304724266683,33.855698460530185,30.150640134020257,33.577983835244602,24.134619157343927,18.827179185526283,24.566920983028254,20.125520108690502,19.408824915690705,17.908986382856849,22.427431613130835,32.54687094552866]
["Tier2_indor3_HZ2_gfnc",null,1497.5655517578125,1723.65673828125,344.73135375976562,2068.38818359375,2189.40478515625,1442.9935302734375,12099.0224609375,31.417699813842773,101.26448059082031,0.70707301116330834,6.5680711469294835,114.10234118809329,106.2173324869658,114.61638862347212,102.25966358006298,98.292850926292545,90.339525145582414,90.999867867993885,91.319817769454687,92.871544627401789,95.461769930294622,101.99791949967562,111.10028304727098,null,21.418724795873946,32.412987619895617,29.001031664426971,32.094599187132907,23.107234302250443,18.179307453927766,23.605743626705163,19.380903787000058,18.739145536852103,17.157980501811625,21.567252084717971,31.32133665170636]
["Tier2_indor1_HZ1_zonl",null,1291.6605224609375,1723.65673828125,344.73135375976562,2068.38818359375,2189.40478515625,1504.1834716796875,14027.7412109375,46.600654602050781,104.30848693847656,0.69356255342414652,7.4601717838122417,92.436224536400374,86.921323330802409,97.997258137556813,86.54074411469027,89.956215942226805,85.083402920117521,86.368771026306632,86.693217618836002,86.552851502398539,85.400008209975084,86.495147148422888,88.146448166482287,null,13.564631009110952,25.384729022904772,21.757801274886116,26.260415300088617,20.746705833702435,16.200032015144899,21.063155685449971,17.446608156636678,17.182560272726569,14.331782694874594,16.340553569692386,22.790002588181082]
["Tier2_indor2_HZ3_hp85",null,1317.6751708984375,1723.65673828125,344.73135375976562,2068.38818359375,2189.40478515625,1475.962158203125,13750.7939453125,45.843334197998047,105.14798736572266,0.68619344487221046,7.6187280638750128,87.862604997861041,88.521072812536261,102.47744409079775,89.349255757579897,96.650695964140539,93.093918053802753,96.898210264829629,92.932163042488895,93.623394318264076,85.604084636987579,86.22045912668392,72.137395377230163,null,9.2411551969406567,24.215751739454596,22.80063504628324,26.660263751319096,22.221894918858521,19.221737161617849,26.648132092756942,20.504196871765853,18.329461970632124,12.907650229491026,14.061062263074856,15.492489786814886]
["Tier2_indor4_HZ2_gfac",null,1524.4666748046875,1723.65673828125,344.73135375976562,2068.38818359375,2189.40478515625,1348.131591796875,11885.5205078125,29.579429626464844,106.32189178466797,0.68570858289987047,5.966279035556278,111.97404573401489,104.55147626122647,113.02085067978356,101.0370642538681,98.303703850932976,91.433500656558451,106.8603155173173,102.00591061171532,95.654555661597897,94.408621469888658,100.44642663532154,108.77892547169928,null,20.919483789795294,31.942268918266297,28.606431956908743,31.826612142551042,23.833034935168961,19.679065973891731,28.993342807102898,22.049180285075309,19.277822403467788,16.96450950719915,21.193855626478992,30.705766048348785]
["Tier2_indor2_HZ1_gfac",null,1442.994140625,1723.65673828125,344.73135375976562,2068.38818359375,2189.40478515625,1392.30908203125,12556.5859375,34.85455322265625,106.42234039306641,0.68548031376480467,6.3079280314888031,108.30023056144769,100.51517753636661,108.39659557714924,96.516346343131261,93.610161340237468,86.598974269237402,95.530839967095787,92.879406873696283,89.801292973941003,90.240011720605736,96.661339052421397,105.55982097506298,null,20.282799807921762,30.449889179852402,27.149805543924245,30.200536322644009,22.373083122858798,18.267873111613262,25.508103457991353,19.924316898398693,18.135644839285071,16.143255025220395,20.350657777205058,29.597947634170509]
["Tier2_indor1_HZ1_efaf",null,1273.1949462890625,1723.65673828125,344.73135375976562,2068.38818359375,2189.40478515625,1469.53515625,14231.1904296875,48.597236633300781,107.57024383544922,0.67888018480886603,7.3501914689416239,89.281547800137176,86.039386507604377,95.881080071963325,85.241495291156795,88.897076347843992,84.980049106137912,85.755834885049097,86.102252352611742,84.763182394007657,82.169969396923676,84.774994489617427,83.433719793347564,null,14.524810502193043,24.87960477973785,21.86731681323192,26.708475495704533,20.81386327836054,16.640860757995164,22.046866736263397,18.151944932093699,17.260027971882216,13.951874602136572,16.292651513002241,22.7361181165281]
["Tier2_indor2_HZ1_gfnc",null,1427.1282958984375,1723.65673828125,344.73135375976562,2068.38818359375,2189.40478515625,1375.321044921875,12696.181640625,36.055831909179688,108.21089935302734,0.67838543833046416,6.2306260404017326,109.21648216057542,101.32423814111321,109.22881426587946,97.205869439090236,93.648125439074008,86.068861588519525,86.649594352321259,86.935915539372502,88.320518606071005,90.845473578852847,97.412904807088879,106.49958843116622,null,20.482976986534361,30.710405558205458,27.386198691440168,30.383711030960065,21.980232990807579,17.406414652868087,22.479292122797954,18.437664210464717,17.845604901084041,16.260281561542154,20.529131511971102,29.87001058920896]
["Tier2_indor4_HZ2_gfnc",null,1490.5155029296875,1723.65673828125,344.73135375976562,2068.38818359375,2189.40478515625,1313.103515625,12156.25,31.884305953979492,109.87943267822266,0.67168242781599452,5.8109297485177915,113.08044365275771,105.51361196507477,114.01562589319882,101.80909110065895,98.042760783140082,90.235838158971973,90.920348821152032,91.24893850794804,92.728513434139415,95.10066868943926,101.35998139399534,109.90976259995692,null,21.148613344900543,32.227781076555061,28.856177232752838,32.000448332574905,23.058984003953793,18.106855403014116,23.576715160136931,19.366244461152299,18.706580424961366,17.088478616970448,21.396772492922015,31.016214831535773]
["Tier2_indor3_HZ1_gfac",null,1443.7786865234375,1723.65673828125,344.73135375976562,2068.38818359375,2189.40478515625,1339.26953125,12549.7626953125,34.793952941894531,109.92318725585937,0.67154449009190764,5.9890565566137379,107.91512813717696,100.21827101072094,108.13538921960134,96.289791160017984,93.597061474947566,86.723911767463392,96.861994893842393,93.788806364688824,90.022976837337751,90.07641583955224,96.41458178890656,105.11608199833947,null,20.168830263350749,30.337364691230395,27.043456821942478,30.135473993910725,22.426987092500465,18.392487537354299,25.954395850753649,20.14789791191944,18.1813790074638,16.099904287642381,20.269066769052735,29.460991684120842]
["Tier2_indor3_HZ1_gfnc",null,1424.2056884765625,1723.65673828125,344.73135375976562,2068.38818359375,2189.40478515625,1318.38720703125,12722.2353515625,36.267566680908203,112.17268371582031,0.66298250967607952,5.8939081020366952,108.85535874525928,101.0433099272754,108.97872106038284,96.981857365717147,93.546518015639009,86.030726416488903,86.614613493109175,86.901881846976039,88.240256772050742,90.678360186543443,97.177492104495684,106.08631482636127,null,20.377838999051335,30.605063733922375,27.286878578154699,30.314778240340193,21.955520813442998,17.389509835929982,22.466836516667726,18.4286104024556,17.831632809394137,16.217634031215162,20.453003454063488,29.742897168402159]
["Tier2_indor2_HZ2_hp85",null,1260.87890625,1723.65673828125,344.73135375976562,2068.38818359375,2189.40478515625,1415.246826171875,14370.1982421875,50.645370483398437,112.29541778564453,0.65884768335166599,7.2870619919106447,85.037513302925163,85.238413458376712,97.423053307528818,86.053832320313177,93.726239599468499,87.510619204212531,90.668998296200442,88.697710672718387,88.118017276840604,83.519113117995914,82.258642591862184,78.31384197504876,null,7.0224612631702135,21.531606570072022,20.440113686355005,24.509662842112075,20.898677345399868,16.083338502328242,23.562306214732686,18.752167216219618,17.812671001175261,13.255795342841292,13.913183630415713,16.531010578297121]
["Tier2_indor3_HZ3_hp85",null,1276.3463134765625,1723.65673828125,344.73135375976562,2068.38818359375,2189.40478515625,1408.55224609375,14196.052734375,49.632621765136719,111.87049865722656,0.65855858177140969,7.374152839319124,82.519016337934815,84.741808219043548,99.586884972103178,86.479290954456275,95.688118664405465,92.940250694966409,97.078170375828662,92.492671867042588,93.095426481141345,83.304025380519789,82.803831844546878,64.698716261798822,null,7.0428170335860898,22.630766046648155,21.573616753201147,25.561514853116357,21.912655107926916,19.227323431296512,26.916619762340531,20.530942854692327,18.131775565064608,12.096581612492658,12.655938004063152,12.637538289325118]
["Tier2_indor2_HZ1_hp85",null,1236.560791015625,1723.65673828125,344.73135375976562,2068.38818359375,2189.40478515625,1399.22509765625,14652.8017578125,52.580364227294922,114.57041931152344,0.65006059037959707,7.1253907512361243,86.016535602933629,83.959689173819115,96.116008104620136,86.992811607808591,87.246216500101184,82.215727535793846,91.047974852692249,88.30380741062794,85.743582165447975,77.39654855831219,72.598097437821281,73.934631435966494,null,10.24990930574903,21.589829851246282,23.022799982366021,25.808550460287606,20.452237021315621,17.35664458946788,24.483978051485479,17.26679568701028,17.045117810904152,13.586135620438242,14.573880531718192,19.553325706474947]
["Tier2_indor2_HZ3_zonl",null,1238.7750244140625,1723.65673828125,344.73135375976562,2068.38818359375,2189.40478515625,1380.3101806640625,14626.6103515625,51.605716705322266,115.85364532470703,0.64645255456537221,7.1539150039188897,74.74456405937805,77.248122739041861,96.804446147052403,84.108829992068976,94.66530558896207,93.04997034541185,92.994467158377944,92.966715564861005,95.273302097508903,88.885554986897603,77.998598816627236,59.907934519392555,null,5.390883405685031,21.154899418834031,20.518732234027496,25.421350008738958,21.43571787271458,18.484756982467808,24.335069620952236,19.891536191898112,17.139741110351341,14.671722114254061,10.885674869672451,10.797170547898183]
["Tier2_indor4_HZ1_gfac",null,1445.29150390625,1723.65673828125,344.73135375976562,2068.38818359375,2189.40478515625,1205.1776123046875,12536.6259765625,34.674491882324219,118.77902984619141,0.6386970764115325,5.1836514303399195,106.93809623251678,99.463827483935205,107.4702865620211,95.712032088460759,93.549545860321956,87.017897886879837,100.07773139894073,95.983142270360602,90.54666473040939,89.657554167290158,95.786665313932332,103.99160808255775,null,19.880491168358162,30.051964356656917,26.773832395672201,29.968931199644572,22.553744040290848,18.69157920456324,27.032795235295946,20.687469367568987,18.28971360772606,15.989498135918593,20.062243165225247,29.114138329894818]
["Tier2_indor3_HZ2_hp85",null,1221.225341796875,1723.65673828125,344.73135375976562,2068.38818359375,2189.40478515625,1351.06298828125,14836.802734375,54.598075866699219,119.25580596923828,0.63262765647301711,7.0518859185516281,80.064896966150997,81.696305970140259,94.544848976884651,83.386782360174635,92.996770521146374,87.10808474114171,90.519775945467785,88.242570147331236,87.374133877637348,81.565962356414644,78.939901691182712,72.663727387478573,null,4.6245212006074334,19.749247504563364,19.042822165494606,23.295201127751461,20.543292050981137,15.719880096201507,23.512669739783153,18.639934245147906,17.666243583588958,12.622198721758782,12.638946584882955,14.066629951700389]
["Tier2_ducted_HZ3_gfnc",null,1458.2684326171875,1897.9476318359375,379.58953857421875,2277.537109375,2410.79052734375,1386.5572509765625,13681.44921875,43.7275390625,120.90512084960937,0.63136628795853156,6.2902972595059001,110.70770119012157,103.63066580141881,111.73680595773295,99.795306130503306,95.83177790299203,88.034748333508816,88.758481203819855,89.05249603001046,90.405705799533166,92.88596212135289,98.656898100767847,107.86177805501407,null,20.986214250600263,31.710216338894419,28.248005266656442,31.416210325361202,22.57881145005933,17.64086753979258,22.985907884862769,18.832009386209215,18.172358591031706,16.766366535212239,21.03145306290557,30.541682882808711]
["Tier2_indor3_HZ1_hp85",null,1204.4102783203125,1723.65673828125,344.73135375976562,2068.38818359375,2189.40478515625,1346.2320556640625,15043.943359375,55.884273529052734,120.40377044677734,0.62839157743113139,6.9305107851831043,82.075208135901534,81.020574029362237,93.894200866529616,85.245274304246436,86.217860611604323,81.642128688572058,91.66422948006317,88.483754801004409,85.31766627588587,75.184281271283695,68.514163677695151,68.445618334427849,null,8.5358123528618322,20.064048819745235,22.257205756737136,25.042671584912807,20.199764216373481,17.335803374775516,24.766804595654857,17.066886360348729,16.91693786471258,13.134694001513017,13.570693830204586,17.813978782893809]
["Tier2_ducted_HZ3_gfac",null,1448.7197265625,1897.9476318359375,379.58953857421875,2277.537109375,2410.79052734375,1376.99658203125,13771.6259765625,44.424942016601563,121.98374938964844,0.62766842432943237,6.2471375137927563,109.83519308118703,102.85168204704198,110.90753601401468,99.067343950426192,95.17093566318232,87.46179892194094,88.581101156220868,88.733927969799851,89.857374835741936,92.205668586879057,97.893252097769903,106.9973602234425,null,20.820375207943357,31.47686625200447,28.038240650182509,31.195257851552981,22.444518289545492,17.555796773805991,22.972872628960964,18.773699308023424,18.059405867349838,16.645316097165889,20.870745749041522,30.303454243342095]
["Tier2_indor4_HZ1_gfnc",null,1417.01806640625,1723.65673828125,344.73135375976562,2068.38818359375,2189.40478515625,1175.5616455078125,12786.7666015625,36.792407989501953,122.17625427246094,0.62702213097742487,5.0490148371787855,107.96016775736308,100.34864971828931,108.36232442429485,96.429675062923621,93.301312446822976,85.944094050650406,86.535963059110031,86.825640067846663,88.048084491627975,90.268374283583114,96.596705159993817,105.05988849857874,null,20.116012423326453,30.343809490989642,27.040392261761994,30.144911199502051,21.895799402270537,17.34890759046263,22.437943837858271,18.40783108859177,17.798441092751219,16.112271220327024,20.264024708039209,29.426886107957959]
["Tier2_indor3_HZ3_zonl",null,1185.2806396484375,1723.65673828125,344.73135375976562,2068.38818359375,2189.40478515625,1298.640625,15286.7421875,56.862625122070313,125.26129150390625,0.61336608693652783,6.8378053840590081,67.38490329082768,71.707283588771361,92.99068180241909,80.396344952586375,93.331435541774141,92.82360532086733,92.664152115619572,92.584425512995693,94.963327581708867,87.059015674858699,73.289299071975009,50.648727795700047,null,2.629649844035622,19.102674329306495,18.939655873641186,24.127194727007137,21.0000309725881,18.377132188658337,24.27826577449239,19.835613076779364,16.751688153725194,14.138612904849946,9.0018228244132192,7.2551577878876197]
["Tier2_indor2_HZ3_efaf",null,1194.6866455078125,1723.65673828125,344.73135375976562,2068.38818359375,2189.40478515625,1297.2147216796875,15166.38671875,56.829074859619141,124.48136138916016,0.61231340993751027,6.9107938184270887,57.372970756530485,77.794314756828328,90.67375822218122,87.496175043873478,92.053600157591077,90.493129586331918,94.049220004441878,94.5028476525043,89.204529421534858,79.478682872526178,59.989876404314998,46.747890436260192,null,10.593318214316946,27.003569861817972,22.84766626936738,31.835457329994281,23.181038614112541,14.003871093147826,23.199271305709871,18.755454257070731,16.450202646564865,15.432903213856905,14.119020813098016,17.407944101987205]
["Tier2_ducted_HZ2_gfnc",null,1396.9351806640625,1897.9476318359375,379.58953857421875,2277.537109375,2410.79052734375,1312.33203125,14282.1416015625,48.399612426757813,129.00088500976562,0.60472429197139477,5.9279491915393709,106.30149727633864,99.023807628400661,106.89776314835305,95.396726736242073,91.746586422345317,84.357729172712141,84.981218812133562,85.282466297724113,86.712047182941873,89.071466422605738,95.100580480085654,103.45078550586192,null,19.932808224089094,30.22597436519581,27.049983964951988,29.953668267248659,21.571207921977365,16.961350982225802,22.042165212399841,18.099695854753982,17.495292277369206,16.008140911453079,20.099013111102121,29.173204477244102]
["Tier2_ducted_HZ2_gfac",null,1384.07421875,1897.9476318359375,379.58953857421875,2277.537109375,2410.79052734375,1299.5712890625,14414.8525390625,49.428653717041016,130.58932495117187,0.59974018816406904,5.8709709452921448,105.15107854569217,97.98887722848778,105.80405350438852,94.435935706107131,90.876446174867112,83.602281169102923,84.637685592066177,84.791739014591712,85.978032184846228,88.183545427647559,94.112261200616544,102.30221232621392,null,19.705476492187724,29.914452087019267,26.774286102053338,29.660551247604008,21.388128620491845,16.839633432077271,21.987910696118789,18.006840069017414,17.346137998913431,15.847927519970787,19.884861269725778,28.853834568880345]
["Tier2_indor2_HZ2_zonl",null,1143.5787353515625,1723.65673828125,344.73135375976562,2068.38818359375,2189.40478515625,1256.4539794921875,15844.1904296875,61.175495147705078,131.52304077148437,0.59391409135282802,6.5991319960103416,67.967723172039939,70.220752178605494,90.096334417406183,79.357505123379212,91.876653575728625,87.956033646832367,87.825004500677409,87.75948992759993,88.013484071177785,78.736967293649471,72.893072683434795,55.475118472003487,null,3.3578633688653774,18.437784166691046,18.864469275819275,21.732323269499339,21.534438474531772,16.180562086663052,20.42959526507131,16.166954941572783,17.124810553671225,12.095985878816043,10.32877317397336,9.1469897062049004]
["Tier2_indor4_HZ3_hp85",null,1171.0018310546875,1723.65673828125,344.73135375976562,2068.38818359375,2189.40478515625,1236.9544677734375,15473.1435546875,60.500190734863281,131.1353759765625,0.58962773531488832,6.7507901857186337,68.972406509251684,75.161086153520699,92.259292280196689,79.202703160060906,93.235516283462744,92.528062891437145,97.330522777452586,91.238312523778305,91.712696989463993,77.472168149381758,74.14245733129809,45.84053250689275,null,1.4696279276368069,18.612635337603756,18.462999339240806,22.775069882898798,21.117050849694465,19.220392304050616,27.528618987677568,20.564089750311059,17.621896884420863,10.040189292495205,9.0937365630014551,5.3997337946909258]
["Tier2_ducted_HZ1_gfnc",null,1328.5194091796875,1897.9476318359375,379.58953857421875,2277.537109375,2410.79052734375,1236.9129638671875,15017.6396484375,54.115085601806641,138.37974548339844,0.57656096023875392,5.5405022440363041,101.55798820823108,94.263276978461761,101.66002064889,90.469002098607916,87.250949223307231,80.234479568083984,80.77862775299937,81.046415721228016,82.29996689412539,84.583856963673711,90.652782031946998,98.981761782253585,null,19.0161623674338,28.553829150334884,25.458670560313301,28.278849567004379,20.478041861870778,16.218984207419307,20.953445150953531,17.187102190668746,16.630952857911996,15.129140296064607,19.082858997239423,27.7523466035083]
["Tier2_indor3_HZ3_efaf",null,1134.3800048828125,1723.65673828125,344.73135375976562,2068.38818359375,2189.40478515625,1202.6888427734375,15972.671875,63.450298309326172,136.17494201660156,0.57445195600986432,6.5571310330730173,47.320368208375015,72.341492421537737,85.910522252027505,84.311883850209981,90.315297331469225,89.87025932097265,93.883189206667296,94.359607960013889,87.952840777005662,76.192933847143394,52.487327491874474,35.450572725258581,null,8.6412908818628562,25.860570246846653,21.63109011314662,31.537932894656638,23.016640148040317,13.200671697903985,22.966245183309837,18.523247676202125,15.955361413924839,15.018311270609246,12.738212375441631,14.894228263892181]
["Tier2_indor4_HZ1_hp85",null,1122.1129150390625,1723.65673828125,344.73135375976562,2068.38818359375,2189.40478515625,1210.8194580078125,16147.287109375,65.202491760253906,136.84022521972656,0.57393071054440625,6.4317964355817834,72.047774919576227,73.541541578010154,88.238155369077674,80.794856452511823,83.586638612157813,80.159235836909929,93.060136733807468,88.821800956604264,84.192627243206516,69.552845490546048,58.125086447411832,54.483849673298337,null,4.1767717931044634,16.183022251365333,20.308951310434757,23.092660085075075,19.546918803729671,17.264516725380741,25.428796330935505,16.529376487048101,16.582728246033405,11.985690580467566,11.018928458725274,13.390077531041221]
["Tier2_ducted_HZ1_gfac",null,1317.8902587890625,1897.9476318359375,379.58953857421875,2277.537109375,2410.79052734375,1229.2838134765625,15138.7607421875,55.059597015380859,139.62109375,0.57300252274697516,5.5131228123756024,100.60820422667429,93.415389238329809,100.77842032297772,89.684885739349397,86.579556454975403,79.664774602450905,80.42061267656652,80.611962022259775,81.714826915505228,83.877196255815932,89.858941751220499,98.018017463766711,null,18.815033474617096,28.284425697831487,25.215119947595703,28.035232307551738,20.330219996859,16.117585462939473,20.877090353526828,17.099652421473593,16.513825101948477,14.994850912055906,18.89925902832891,27.475156969848243]
["Tier2_indor4_HZ2_hp85",null,1119.734619140625,1723.65673828125,344.73135375976562,2068.38818359375,2189.40478515625,1187.00634765625,16181.583984375,65.988906860351563,139.29891967773437,0.56689428112171503,6.4500222012910182,67.407155696498833,72.679412976551248,87.217440411038481,76.595954712340557,91.126220662835507,86.06004142547927,89.945710937899634,86.949951182809343,85.436946454565373,76.592090484950077,70.491569024689852,58.281790260238424,null,-1.4787251402253014,15.212451890276542,15.48610122956161,20.202749027059468,19.627310754771909,14.774543485403553,23.321074429435001,18.321170885644847,17.284916837865133,11.009112553643776,9.3955485299029071,7.7940913083839973]
["Tier2_indor2_HZ2_efaf",null,1096.8428955078125,1723.65673828125,344.73135375976562,2068.38818359375,2189.40478515625,1169.4451904296875,16519.302734375,67.629127502441406,142.16694641113281,0.55865051652740239,6.3291166144787345,53.202774262366574,65.035266619424689,80.114085539263499,76.828565044189133,85.313074295493223,86.314111675776985,88.506582079547144,89.376545417333915,86.450538336515564,75.449965588687817,64.821602297836051,39.554754374280421,null,5.0825127634824794,21.696529867576654,20.719247767337244,27.073881826367959,20.716328157387288,14.137457141101873,22.432676553337085,18.992503736142002,17.211436721641498,13.273023421977292,11.47682735646519,13.062588311576313]
["Tier2_indor3_HZ2_zonl",null,1085.2840576171875,1723.65673828125,344.73135375976562,2068.38818359375,2189.40478515625,1167.55908203125,16695.2421875,67.945114135742187,143.56149291992187,0.55844711936211777,6.2548099564094555,60.324588501307026,64.299975218605184,86.00626997330437,75.588414335338825,90.761991842765426,87.535751802897664,87.292878200222276,87.171441398884582,87.190456614484845,75.969242154042789,68.073687967028548,46.279474836210802,null,0.42618380221002661,16.179913191298112,17.221801460891328,20.077896242813893,21.267246336235804,15.83612865668926,19.92210176414368,15.660311859882809,16.858498159414207,11.276917303861575,8.5032217895401807,5.5597121827671012]
["Tier2_ducted_HZ1_hp85",null,1141.3424072265625,1897.9476318359375,379.58953857421875,2277.537109375,2410.79052734375,1295.349609375,17480.490234375,74.61907958984375,147.22962951660156,0.5484906622326039,6.5786890643718499,81.627969792833767,79.323973162518612,90.365922495462343,81.641789003679207,81.139251087173932,75.872238093567802,76.498744629264195,76.621971067760029,78.249234854949748,72.882831356129486,69.187862885342966,70.977319627292289,null,10.209526775871216,20.69636850232741,21.735982376378068,24.289338295845589,18.681062747546321,15.336222928941751,19.980927325070432,14.787671501947734,15.575706944778442,12.817258792091652,13.960383132608627,18.882768432543276]
["Tier2_ducted_HZ3_hp85",null,1154.479736328125,1897.9476318359375,379.58953857421875,2277.537109375,2410.79052734375,1268.826416015625,17281.572265625,73.900848388671875,148.30152893066406,0.54354741312739918,6.6677534781450207,77.03732273896793,79.111452723822623,92.969292797578703,80.659878794422113,88.502715694065515,85.271709511986856,77.445696082085291,77.275328607167964,84.023154599372148,77.690387859185819,77.302075829304655,60.402723291386778,null,6.5759895144166798,21.127486678156664,20.140393249173897,23.796200225702258,19.699356090594907,16.582461940110687,20.690283277753554,16.924302592474742,16.359033829011572,11.277683210497436,11.815554723279707,11.799229281034343]
["Tier2_ducted_HZ2_hp85",null,1139.2073974609375,1897.9476318359375,379.58953857421875,2277.537109375,2410.79052734375,1271.5611572265625,17513.251953125,75.357452392578125,149.54631042480469,0.54202297491731866,6.5810401593831926,78.359543392311096,78.806653960526475,90.284463144774264,79.668800071629846,86.586160622000293,80.334115246586222,74.225098939196585,75.531472850343903,79.753400189862944,77.432040282735656,76.069806786249899,71.969392108248883,null,6.1099953449490769,19.745680728734655,18.798256287408844,22.572546805309493,18.825664045685286,13.861114477665545,18.499223161552191,15.713119425549966,16.13455002514408,12.228587881622136,12.736907084699871,14.960773271651133]
["Tier2_indor2_HZ1_zonl",null,1042.4342041015625,1723.65673828125,344.73135375976562,2068.38818359375,2189.40478515625,1121.5966796875,17381.509765625,73.237251281738281,151.73046875,0.53808636045459379,5.953893313874751,61.545707273028555,60.71231951821008,77.249357787282975,66.976502994102816,82.95886181803975,83.126907956117989,85.586725698142573,85.982899746494297,82.892194734505054,74.879811199921804,66.403217946337577,54.164667204114778,null,1.2733189512603866,15.675504170331143,11.619426139314712,18.877327549629502,18.50088975104223,14.077438782773791,18.649199639356016,15.754885680839894,15.970775044098072,10.771300603231227,8.7727371502530467,10.012276206168185]
["Tier2_indor4_HZ3_zonl",null,1051.0841064453125,1723.65673828125,344.73135375976562,2068.38818359375,2189.40478515625,1093.7049560546875,17238.46875,72.405410766601563,153.08084106445312,0.53226396295088996,6.0447911991685235,48.912121122641935,57.801998765131486,83.424336189374245,71.082961155278156,89.99210456804613,92.265148788847526,91.844661535681936,91.634417909099156,94.195158040210856,82.481927551979282,61.472166932874536,27.404420966644032,null,-4.3034853813752916,13.951613452210207,14.976647041100419,20.880174194790222,19.908276968340225,18.10885636314465,24.138232695676109,19.697315630610021,15.779087224165993,12.801497958871032,4.272462243534882,-1.6380070741685302]
["Tier2_indor3_HZ2_efaf",null,1031.2255859375,1723.65673828125,344.73135375976562,2068.38818359375,2189.40478515625,1066.958984375,17570.43359375,76.238174438476562,157.28414916992187,0.51824234449466311,5.9424862988837317,43.260688052428819,58.304441359105056,74.468217697457249,72.662377163615147,83.174483945051435,85.63501819975815,88.076679086122482,89.03607653361766,85.38087337385636,72.167609324756981,58.74386049292238,27.880752413369841,null,2.4179977137099078,19.943760472225467,19.363643649194731,26.24822162339013,20.321069994529275,13.474800508103499,22.235498885202947,18.92415553983265,16.957827372899224,12.636172854854317,9.8288221325156684,10.082543158422039]
["Tier2_indor2_HZ1_efaf",null,993.9698486328125,1723.65673828125,344.73135375976562,2068.38818359375,2189.40478515625,1030.7418212890625,18229.00390625,81.245399475097656,165.00102233886719,0.50197424578549932,5.6652709420809773,53.277836872045285,58.397499123886647,71.699296820994249,63.567372197520896,80.175990971679312,82.847264215881665,83.97190302960928,84.425579924330023,78.195498292066304,66.411540259105948,61.891655854237655,41.816607416904759,null,3.7892451465018073,14.351385133511904,11.905795732011486,20.049496082368485,18.67495776433497,15.230790453164595,21.224124315276711,17.600885672117222,16.172047824389047,9.7752478893490604,8.6468762674366566,9.8710035227038002]
["Tier2_indor3_HZ1_zonl",null,979.58056640625,1723.65673828125,344.73135375976562,2068.38818359375,2189.40478515625,1025.1256103515625,18496.7734375,82.094879150390625,167.49870300292969,0.50047258412664142,5.5740296160583425,53.757680864387353,54.104279910424069,72.017178742235828,62.043026600875194,81.192250628657462,82.63081956736913,85.386565101211502,85.800803659364988,81.966587406600141,72.225569099921358,61.336760265112765,45.597762859270702,null,-1.8247034256876578,13.227773653279906,9.0636744790574539,17.015776699906532,17.934181494435787,13.541945953639859,18.040107080464697,15.327932375351864,15.664780348717439,9.8735113101490999,6.8649861529280427,6.7913436692214102]
["Tier2_indor4_HZ3_efaf",null,983.08258056640625,1723.65673828125,344.73135375976562,2068.38818359375,2189.40478515625,965.48681640625,18430.8828125,83.637954711914063,171.83152770996094,0.48190272059571437,5.6698505338175433,22.085647698547724,58.658293417959477,73.960114274177599,76.325654843162837,85.960215052915345,88.315709705048022,93.476068372052694,94.009759463120446,84.819282763673058,67.951126516145109,33.655705260611541,7.0894446298061702,null,3.74112348990844,22.993460731388566,18.578808985386978,30.79419426646961,22.60626409997727,11.185403898692988,22.383556615361599,17.942155741023846,14.714591525207393,13.978930521056867,9.2726612979392264,8.5844470103871089]
["Tier2_indor4_HZ2_zonl",null,939.22314453125,1723.65673828125,344.73135375976562,2068.38818359375,2189.40478515625,944.78936767578125,19291.560546875,88.597633361816406,180.29118347167969,0.47179317268500515,5.3920755589638567,41.167407962929296,49.46126694260451,75.759163405814434,66.145159583348544,87.974945430429585,86.489325143798283,85.966024893329859,85.704374768095647,85.134273267650059,69.036554016272859,55.996605754179257,23.228815799732253,null,-6.9238274012001026,10.520522803663672,13.104880278163304,15.931730503268552,20.599131410001277,14.973910369599656,18.651412942879265,14.391401348266481,16.192222863850112,9.224357468187895,3.9270674078185275,-3.4335298278290258]
["Tier2_indor3_HZ1_efaf",null,923.57275390625,1723.65673828125,344.73135375976562,2068.38818359375,2189.40478515625,920.13067626953125,19618.46484375,92.592247009277344,184.95980834960937,0.45939323882451172,5.2404852221080906,44.202971820148989,51.429735518028465,65.603110685047071,58.103383852038263,77.975786086031292,82.307290520278357,83.519809631323781,84.00050322655224,76.538029669674756,62.438274947751808,56.122984625498951,31.327459040108103,null,1.0836711732330793,11.697746390827293,9.3950437522079469,18.370769586262227,18.135372296551665,14.874981698229357,21.016147206455827,17.461484195647667,15.897380395778272,8.7224059284536857,6.719811317390846,6.6285808256925725]
["Tier2_ducted_HZ3_efaf",null,981.95709228515625,1897.9476318359375,379.58953857421875,2277.537109375,2410.79052734375,1001.0778198242187,20317.818359375,97.797088623046875,190.43049621582031,0.44812972753470276,5.6694407097691704,31.103375683852867,60.519211612089919,74.110615655795016,74.680957422944729,82.186617323614541,83.229475837116738,87.579829459421802,88.055175323212097,80.613829769149305,66.95562374459567,39.270983286865793,18.374910999561678,null,5.5277432952257604,22.688997218309296,18.637460273872293,29.104239595965016,21.309494186861421,11.294281223803051,21.172597508865763,17.018699010212202,14.273741282638136,13.502407858417623,10.106258047523587,10.640601506241534]
["Tier2_ducted_HZ3_zonl",null,925.65045166015625,1897.9476318359375,379.58953857421875,2277.537109375,2410.79052734375,935.18133544921875,21553.736328125,106.16146850585937,206.11674499511719,0.42597520926827359,5.3143095830373488,37.831482270145244,48.105815170771152,73.93388092318601,62.498086101414586,82.747719488174397,86.066447279986747,85.561181808056091,85.308549072090784,87.781871872364832,75.191834785881255,52.434376374584247,15.66679611442116,null,-6.9985998843172101,10.841627502477357,12.309916857494827,18.139177045006878,18.154274477099843,16.824198944328586,22.519142819284411,18.365800107949553,14.342876199480948,11.40129259750826,1.9684671787306529,-5.3457797848065525]
["Tier2_indor4_HZ2_efaf",null,866.92877197265625,1723.65673828125,344.73135375976562,2068.38818359375,2189.40478515625,810.2728271484375,20900.30859375,103.511962890625,205.18180847167969,0.4198669136155494,4.9743973309943748,18.351446520554472,41.444806038781287,60.329753243807026,62.231792492233609,77.826578932231456,83.945002114731523,87.011479822789028,88.19513460297695,82.71203662583423,63.95186885873413,43.52093543384288,-1.3708516971896367,null,-4.259035144458938,15.554011755412901,15.969124753774832,24.182710335848917,19.333343239889064,11.816019358773669,21.744432817154276,18.755483680158079,16.324613379083917,11.041946885127688,5.7002204213706031,2.6158385153046266]
["Tier2_ducted_HZ2_efaf",null,918.29339599609375,1897.9476318359375,379.58953857421875,2277.537109375,2410.79052734375,926.380859375,21726.41796875,108.91134643554687,208.02610778808594,0.41901600294476693,5.285873200226705,33.591084339100441,49.847003520623176,65.690507847365041,65.018681872715092,76.229406098537552,79.529120189774972,81.980918084871632,82.938481354550731,79.023776569333194,65.162820002237268,50.70550565638186,18.035974176624002,null,0.43085349688658048,17.427816575469162,17.158367504760331,23.95306681272481,18.711546291305844,12.132741999288642,20.635774246495814,17.630898866119306,15.666984021693972,11.36705072396979,8.050930503190953,7.3741445057316772]
["Tier2_indor4_HZ1_zonl",null,821.8583984375,1723.65673828125,344.73135375976562,2068.38818359375,2189.40478515625,783.00091552734375,22046.474609375,110.28767395019531,217.69149780273437,0.40873115888889361,4.6207796923481359,34.207641988403509,37.51721676730746,58.886773957524397,49.661614758618143,76.764828219419826,81.393822890612157,84.892930638139006,85.352572569618729,79.651001653287651,65.568369430331956,48.62135908279123,24.091109476576396,null,-9.6040094931189515,7.0829271494524901,2.6471502489566126,12.343221428596374,16.513064170450455,12.198749084963509,16.512574168308987,14.257465127334527,14.898074775973978,7.6202050623173516,2.0753565431558556,-1.2956841464647877]
["Tier2_ducted_HZ2_zonl",null,879.186767578125,1897.9476318359375,379.58953857421875,2277.537109375,2410.79052734375,885.22686767578125,22692.818359375,115.03897857666016,219.79887390136719,0.40553406424478944,5.0476713753375915,38.675479067137388,46.377825234782911,70.899745598428893,61.907844862626398,82.232276435378409,80.825103262658587,80.339211468428005,80.096265571312699,79.570021010540813,64.582030830220532,52.454083059858768,21.956664283899386,null,-6.3890530175661944,9.892053929562783,12.289943127213073,14.931607519846226,19.254668610474102,14.000713850450827,17.441357375147977,13.460880151187254,15.136933551204386,8.6414856775550302,3.7194281882437217,-3.1098205590341812]
["Tier2_ducted_HZ1_efaf",null,870.51702880859375,1897.9476318359375,379.58953857421875,2277.537109375,2410.79052734375,872.574951171875,22918.822265625,118.17412567138672,222.81484985351562,0.39814048369679389,4.9427588774780622,42.410954041740766,48.874453452045117,61.977979027841542,54.901152083755107,73.006113769597533,76.828105872631653,77.947356110026007,78.392098555940478,71.594220994132371,58.748503221541824,53.094194143128561,30.588856156678418,null,1.3649532182717774,11.256528956544528,9.09038137437358,17.351910569904074,16.983190927575539,13.918575997503455,19.626286568309769,16.302329802239569,14.861408081053648,8.2721542857385071,6.5190910815451497,6.606286520051035]
["Tier2_ducted_HZ1_zonl",null,857.37481689453125,1897.9476318359375,379.58953857421875,2277.537109375,2410.79052734375,869.72393798828125,23270.1328125,119.41397094726562,226.10267639160156,0.39795574410602641,4.8587390017505641,43.161689656760899,44.542812559907759,62.484813720935321,53.449022442401848,74.14981565004085,76.630656236181764,79.466418844472415,79.869001671637761,75.626029553040027,64.990244644574162,52.671025645171845,34.85213598085884,null,-4.4793186536556595,10.144119760415307,6.1631431639959526,14.202942158593444,16.220392304042878,12.151439236996714,16.281199917569019,13.914653019393985,14.33729017443447,8.4048516856152702,4.6931921504606828,3.4472689029164272]
["Tier2_indor4_HZ1_efaf",null,746.8990478515625,1723.65673828125,344.73135375976562,2068.38818359375,2189.40478515625,642.4786376953125,24259.07421875,130.49005126953125,251.62619018554687,0.3558539448176965,4.1743777639794377,21.420112272648232,33.938704372502151,50.302167528416618,44.38913309604947,72.459204843174362,80.960111797604,82.393432355279259,82.942017533005298,72.384140267767847,52.467781611127251,41.643446291988653,4.9918811841665116,null,-5.7100774333685527,5.0355359722734852,3.0913866302403101,14.157331764405141,16.782363064729424,13.983101393600124,20.496132570437595,17.113290243644656,15.209359402856983,6.0795796719868607,1.8815447097901343,-1.5126400862781648]

{"sheet":"LookupTable","index":6,"n_rows":59,"n_cols":25,"rows_kept":59,"cut":false,"hidden":true,"merged":[]}
[1,2,3,4,5,null,7,8,9,null,11,null,13,null,15,16,null,18,null,20,21,22,23,24,25]
["Original Measure Name","Sector","Category","Subcategory","Technology, Measure or Practice","Unit Type","Building Type","Vintage","Other 1","Other 2","Delivery Mechanism or Program","ID_Mechanism","Application","ID_Application","Lost Opportunity?","Location","ID_ClimateZone","Basis of Savings","ID_Basis","End User Benefits","Societal Benefits","Related Programs/Activities","Comments","Credit/ Reimbursement","Reference No"]
["Tier1_garage_HZ1","Residential","Water Heating","Efficient Tanks","Heat Pump Water Heater",null,"Single Family","New and Existing Construction","Complies with Tier1 of NEEA's Northern Climate HPWH Specification",null,"Manufacturer, Dealer or Consumer Rebate and Direct Installations. ",null,"Unit installed in an unheated buffer location.",null,"Yes","HZ1",null,"UES",null,"Tier1_garage_HZ1ResidentialWater HeatingEfficient TanksHeat Pump Water HeaterSingle FamilyNew and Existing ConstructionComplies with Tier1 of NEEA's Northern Climate HPWH SpecificationManufacturer, Dealer or Consumer Rebate and Direct Installations. Unit installed in an unheated buffer location.YesHZ1UES"]
["Tier1_garage_HZ2","Residential","Water Heating","Efficient Tanks","Heat Pump Water Heater",null,"Single Family","New and Existing Construction","Complies with Tier1 of NEEA's Northern Climate HPWH Specification",null,"Manufacturer, Dealer or Consumer Rebate and Direct Installations. ",null,"Unit installed in an unheated buffer location.",null,"Yes","HZ2",null,"UES",null,"Tier1_garage_HZ2ResidentialWater HeatingEfficient TanksHeat Pump Water HeaterSingle FamilyNew and Existing ConstructionComplies with Tier1 of NEEA's Northern Climate HPWH SpecificationManufacturer, Dealer or Consumer Rebate and Direct Installations. Unit installed in an unheated buffer location.YesHZ2UES",false]
["Tier1_garage_HZ3","Residential","Water Heating","Efficient Tanks","Heat Pump Water Heater",null,"Single Family","New and Existing Construction","Complies with Tier1 of NEEA's Northern Climate HPWH Specification",null,"Manufacturer, Dealer or Consumer Rebate and Direct Installations. ",null,"Unit installed in an unheated buffer location.",null,"Yes","HZ3",null,"UES",null,"Tier1_garage_HZ3ResidentialWater HeatingEfficient TanksHeat Pump Water HeaterSingle FamilyNew and Existing ConstructionComplies with Tier1 of NEEA's Northern Climate HPWH SpecificationManufacturer, Dealer or Consumer Rebate and Direct Installations. Unit installed in an unheated buffer location.YesHZ3UES",false]
["Tier1_basmnt_HZ1","Residential","Water Heating","Efficient Tanks","Heat Pump Water Heater",null,"Single Family","New and Existing Construction","Complies with Tier1 of NEEA's Northern Climate HPWH Specification",null,"Manufacturer, Dealer or Consumer Rebate and Direct Installations. ",null,"Unit installed in an unheated buffer location.",null,"Yes","HZ1",null,"UES",null,"Tier1_basmnt_HZ1ResidentialWater HeatingEfficient TanksHeat Pump Water HeaterSingle FamilyNew and Existing ConstructionComplies with Tier1 of NEEA's Northern Climate HPWH SpecificationManufacturer, Dealer or Consumer Rebate and Direct Installations. Unit installed in an unheated buffer location.YesHZ1UES",false]
["Tier1_basmnt_HZ2","Residential","Water Heating","Efficient Tanks","Heat Pump Water Heater",null,"Single Family","New and Existing Construction","Complies with Tier1 of NEEA's Northern Climate HPWH Specification",null,"Manufacturer, Dealer or Consumer Rebate and Direct Installations. ",null,"Unit installed in an unheated buffer location.",null,"Yes","HZ2",null,"UES",null,"Tier1_basmnt_HZ2ResidentialWater HeatingEfficient TanksHeat Pump Water HeaterSingle FamilyNew and Existing ConstructionComplies with Tier1 of NEEA's Northern Climate HPWH SpecificationManufacturer, Dealer or Consumer Rebate and Direct Installations. Unit installed in an unheated buffer location.YesHZ2UES",false]
["Tier1_basmnt_HZ3","Residential","Water Heating","Efficient Tanks","Heat Pump Water Heater",null,"Single Family","New and Existing Construction","Complies with Tier1 of NEEA's Northern Climate HPWH Specification",null,"Manufacturer, Dealer or Consumer Rebate and Direct Installations. ",null,"Unit installed in an unheated buffer location.",null,"Yes","HZ3",null,"UES",null,"Tier1_basmnt_HZ3ResidentialWater HeatingEfficient TanksHeat Pump Water HeaterSingle FamilyNew and Existing ConstructionComplies with Tier1 of NEEA's Northern Climate HPWH SpecificationManufacturer, Dealer or Consumer Rebate and Direct Installations. Unit installed in an unheated buffer location.YesHZ3UES",false]
["Tier1_indor2_HZ1_gfnc","Residential","Water Heating","Efficient Tanks","Heat Pump Water Heater",null,"Single Family","New and Existing Construction","Complies with Tier1 of NEEA's Northern Climate HPWH Specification",null,"Manufacturer, Dealer or Consumer Rebate and Direct Installations. ",null,"Unit installed inside conditioned space.  Primary house space heating system fueled by gas.",null,"Yes","HZ1",null,"UES",null,"Tier1_indor2_HZ1_gfncResidentialWater HeatingEfficient TanksHeat Pump Water HeaterSingle FamilyNew and Existing ConstructionComplies with Tier1 of NEEA's Northern Climate HPWH SpecificationManufacturer, Dealer or Consumer Rebate and Direct Installations. Unit installed inside conditioned space.  Primary house space heating system fueled by gas.YesHZ1UES",false]
["Tier1_indor2_HZ1_gfac","Residential","Water Heating","Efficient Tanks","Heat Pump Water Heater",null,"Single Family","New and Existing Construction","Complies with Tier1 of NEEA's Northern Climate HPWH Specification",null,"Manufacturer, Dealer or Consumer Rebate and Direct Installations. ",null,"Unit installed inside conditioned space.  Primary house space heating system fueled by gas.",null,"Yes","HZ1",null,"UES",null,"Tier1_indor2_HZ1_gfacResidentialWater HeatingEfficient TanksHeat Pump Water HeaterSingle FamilyNew and Existing ConstructionComplies with Tier1 of NEEA's Northern Climate HPWH SpecificationManufacturer, Dealer or Consumer Rebate and Direct Installations. Unit installed inside conditioned space.  Primary house space heating system fueled by gas.YesHZ1UES",false]
["Tier1_indor2_HZ1_efaf","Residential","Water Heating","Efficient Tanks","Heat Pump Water Heater",null,"Single Family","New and Existing Construction","Complies with Tier1 of NEEA's Northern Climate HPWH Specification",null,"Manufacturer, Dealer or Consumer Rebate and Direct Installations. ",null,"Unit installed inside conditioned space.  Electric FAF primary space heating system.",null,"Yes","HZ1",null,"UES",null,"Tier1_indor2_HZ1_efafResidentialWater HeatingEfficient TanksHeat Pump Water HeaterSingle FamilyNew and Existing ConstructionComplies with Tier1 of NEEA's Northern Climate HPWH SpecificationManufacturer, Dealer or Consumer Rebate and Direct Installations. Unit installed inside conditioned space.  Electric FAF primary space heating system.YesHZ1UES",false]
["Tier1_indor2_HZ1_hp85","Residential","Water Heating","Efficient Tanks","Heat Pump Water Heater",null,"Single Family","New and Existing Construction","Complies with Tier1 of NEEA's Northern Climate HPWH Specification",null,"Manufacturer, Dealer or Consumer Rebate and Direct Installations. ",null,"Unit installed inside conditioned space.  Heat Pump or Ductless Heat Pump primary space heating system.",null,"Yes","HZ1",null,"UES",null,"Tier1_indor2_HZ1_hp85ResidentialWater HeatingEfficient TanksHeat Pump Water HeaterSingle FamilyNew and Existing ConstructionComplies with Tier1 of NEEA's Northern Climate HPWH SpecificationManufacturer, Dealer or Consumer Rebate and Direct Installations. Unit installed inside conditioned space.  Heat Pump primary space heating system.YesHZ1UES",false]
["Tier1_indor2_HZ1_zonl","Residential","Water Heating","Efficient Tanks","Heat Pump Water Heater",null,"Single Family","New and Existing Construction","Complies with Tier1 of NEEA's Northern Climate HPWH Specification",null,"Manufacturer, Dealer or Consumer Rebate and Direct Installations. ",null,"Unit installed inside conditioned space.  Zonal electric primary space heating system.",null,"Yes","HZ1",null,"UES",null,"Tier1_indor2_HZ1_zonlResidentialWater HeatingEfficient TanksHeat Pump Water HeaterSingle FamilyNew and Existing ConstructionComplies with Tier1 of NEEA's Northern Climate HPWH SpecificationManufacturer, Dealer or Consumer Rebate and Direct Installations. Unit installed inside conditioned space.  Zonal electric primary space heating system.YesHZ1UES",false]
["Tier1_indor2_HZ2_gfnc","Residential","Water Heating","Efficient Tanks","Heat Pump Water Heater",null,"Single Family","New and Existing Construction","Complies with Tier1 of NEEA's Northern Climate HPWH Specification",null,"Manufacturer, Dealer or Consumer Rebate and Direct Installations. ",null,"Unit installed inside conditioned space.  Primary house space heating system fueled by gas.",null,"Yes","HZ2",null,"UES",null,"Tier1_indor2_HZ2_gfncResidentialWater HeatingEfficient TanksHeat Pump Water HeaterSingle FamilyNew and Existing ConstructionComplies with Tier1 of NEEA's Northern Climate HPWH SpecificationManufacturer, Dealer or Consumer Rebate and Direct Installations. Unit installed inside conditioned space.  Primary house space heating system fueled by gas.YesHZ2UES",false]
["Tier1_indor2_HZ2_gfac","Residential","Water Heating","Efficient Tanks","Heat Pump Water Heater",null,"Single Family","New and Existing Construction","Complies with Tier1 of NEEA's Northern Climate HPWH Specification",null,"Manufacturer, Dealer or Consumer Rebate and Direct Installations. ",null,"Unit installed inside conditioned space.  Primary house space heating system fueled by gas.",null,"Yes","HZ2",null,"UES",null,"Tier1_indor2_HZ2_gfacResidentialWater HeatingEfficient TanksHeat Pump Water HeaterSingle FamilyNew and Existing ConstructionComplies with Tier1 of NEEA's Northern Climate HPWH SpecificationManufacturer, Dealer or Consumer Rebate and Direct Installations. Unit installed inside conditioned space.  Primary house space heating system fueled by gas.YesHZ2UES",false]
["Tier1_indor2_HZ2_efaf","Residential","Water Heating","Efficient Tanks","Heat Pump Water Heater",null,"Single Family","New and Existing Construction","Complies with Tier1 of NEEA's Northern Climate HPWH Specification",null,"Manufacturer, Dealer or Consumer Rebate and Direct Installations. ",null,"Unit installed inside conditioned space.  Electric FAF primary space heating system.",null,"Yes","HZ2",null,"UES",null,"Tier1_indor2_HZ2_efafResidentialWater HeatingEfficient TanksHeat Pump Water HeaterSingle FamilyNew and Existing ConstructionComplies with Tier1 of NEEA's Northern Climate HPWH SpecificationManufacturer, Dealer or Consumer Rebate and Direct Installations. Unit installed inside conditioned space.  Electric FAF primary space heating system.YesHZ2UES",false]
["Tier1_indor2_HZ2_hp85","Residential","Water Heating","Efficient Tanks","Heat Pump Water Heater",null,"Single Family","New and Existing Construction","Complies with Tier1 of NEEA's Northern Climate HPWH Specification",null,"Manufacturer, Dealer or Consumer Rebate and Direct Installations. ",null,"Unit installed inside conditioned space.  Heat Pump or Ductless Heat Pump primary space heating system.",null,"Yes","HZ2",null,"UES",null,"Tier1_indor2_HZ2_hp85ResidentialWater HeatingEfficient TanksHeat Pump Water HeaterSingle FamilyNew and Existing ConstructionComplies with Tier1 of NEEA's Northern Climate HPWH SpecificationManufacturer, Dealer or Consumer Rebate and Direct Installations. Unit installed inside conditioned space.  Heat Pump primary space heating system.YesHZ2UES",false]
["Tier1_indor2_HZ2_zonl","Residential","Water Heating","Efficient Tanks","Heat Pump Water Heater",null,"Single Family","New and Existing Construction","Complies with Tier1 of NEEA's Northern Climate HPWH Specification",null,"Manufacturer, Dealer or Consumer Rebate and Direct Installations. ",null,"Unit installed inside conditioned space.  Zonal electric primary space heating system.",null,"Yes","HZ2",null,"UES",null,"Tier1_indor2_HZ2_zonlResidentialWater HeatingEfficient TanksHeat Pump Water HeaterSingle FamilyNew and Existing ConstructionComplies with Tier1 of NEEA's Northern Climate HPWH SpecificationManufacturer, Dealer or Consumer Rebate and Direct Installations. Unit installed inside conditioned space.  Zonal electric primary space heating system.YesHZ2UES",false]
["Tier1_indor2_HZ3_gfnc","Residential","Water Heating","Efficient Tanks","Heat Pump Water Heater",null,"Single Family","New and Existing Construction","Complies with Tier1 of NEEA's Northern Climate HPWH Specification",null,"Manufacturer, Dealer or Consumer Rebate and Direct Installations. ",null,"Unit installed inside conditioned space.  Primary house space heating system fueled by gas.",null,"Yes","HZ3",null,"UES",null,"Tier1_indor2_HZ3_gfncResidentialWater HeatingEfficient TanksHeat Pump Water HeaterSingle FamilyNew and Existing ConstructionComplies with Tier1 of NEEA's Northern Climate HPWH SpecificationManufacturer, Dealer or Consumer Rebate and Direct Installations. Unit installed inside conditioned space.  Primary house space heating system fueled by gas.YesHZ3UES",false]
["Tier1_indor2_HZ3_gfac","Residential","Water Heating","Efficient Tanks","Heat Pump Water Heater",null,"Single Family","New and Existing Construction","Complies with Tier1 of NEEA's Northern Climate HPWH Specification",null,"Manufacturer, Dealer or Consumer Rebate and Direct Installations. ",null,"Unit installed inside conditioned space.  Primary house space heating system fueled by gas.",null,"Yes","HZ3",null,"UES",null,"Tier1_indor2_HZ3_gfacResidentialWater HeatingEfficient TanksHeat Pump Water HeaterSingle FamilyNew and Existing ConstructionComplies with Tier1 of NEEA's Northern Climate HPWH SpecificationManufacturer, Dealer or Consumer Rebate and Direct Installations. Unit installed inside conditioned space.  Primary house space heating system fueled by gas.YesHZ3UES",false]
["Tier1_indor2_HZ3_efaf","Residential","Water Heating","Efficient Tanks","Heat Pump Water Heater",null,"Single Family","New and Existing Construction","Complies with Tier1 of NEEA's Northern Climate HPWH Specification",null,"Manufacturer, Dealer or Consumer Rebate and Direct Installations. ",null,"Unit installed inside conditioned space.  Electric FAF primary space heating system.",null,"Yes","HZ3",null,"UES",null,"Tier1_indor2_HZ3_efafResidentialWater HeatingEfficient TanksHeat Pump Water HeaterSingle FamilyNew and Existing ConstructionComplies with Tier1 of NEEA's Northern Climate HPWH SpecificationManufacturer, Dealer or Consumer Rebate and Direct Installations. Unit installed inside conditioned space.  Electric FAF primary space heating system.YesHZ3UES",false]
["Tier1_indor2_HZ3_hp85","Residential","Water Heating","Efficient Tanks","Heat Pump Water Heater",null,"Single Family","New and Existing Construction","Complies with Tier1 of NEEA's Northern Climate HPWH Specification",null,"Manufacturer, Dealer or Consumer Rebate and Direct Installations. ",null,"Unit installed inside conditioned space.  Heat Pump or Ductless Heat Pump primary space heating system.",null,"Yes","HZ3",null,"UES",null,"Tier1_indor2_HZ3_hp85ResidentialWater HeatingEfficient TanksHeat Pump Water HeaterSingle FamilyNew and Existing ConstructionComplies with Tier1 of NEEA's Northern Climate HPWH SpecificationManufacturer, Dealer or Consumer Rebate and Direct Installations. Unit installed inside conditioned space.  Heat Pump primary space heating system.YesHZ3UES",false]
["Tier1_indor2_HZ3_zonl","Residential","Water Heating","Efficient Tanks","Heat Pump Water Heater",null,"Single Family","New and Existing Construction","Complies with Tier1 of NEEA's Northern Climate HPWH Specification",null,"Manufacturer, Dealer or Consumer Rebate and Direct Installations. ",null,"Unit installed inside conditioned space.  Zonal electric primary space heating system.",null,"Yes","HZ3",null,"UES",null,"Tier1_indor2_HZ3_zonlResidentialWater HeatingEfficient TanksHeat Pump Water HeaterSingle FamilyNew and Existing ConstructionComplies with Tier1 of NEEA's Northern Climate HPWH SpecificationManufacturer, Dealer or Consumer Rebate and Direct Installations. Unit installed inside conditioned space.  Zonal electric primary space heating system.YesHZ3UES",false]
["Tier2_garage_HZ1","Residential","Water Heating","Efficient Tanks","Heat Pump Water Heater",null,"Single Family","New and Existing Construction","Complies with Tier2 of NEEA's Northern Climate HPWH Specification",null,"Manufacturer, Dealer or Consumer Rebate and Direct Installations. ",null,"Unit installed in an unheated buffer location.",null,"Yes","HZ1",null,"UES",null,"Tier2_garage_HZ1ResidentialWater HeatingEfficient TanksHeat Pump Water HeaterSingle FamilyNew and Existing ConstructionComplies with Tier2 of NEEA's Northern Climate HPWH SpecificationManufacturer, Dealer or Consumer Rebate and Direct Installations. Unit installed in an unheated buffer location.YesHZ1UES",false]
["Tier2_garage_HZ2","Residential","Water Heating","Efficient Tanks","Heat Pump Water Heater",null,"Single Family","New and Existing Construction","Complies with Tier2 of NEEA's Northern Climate HPWH Specification",null,"Manufacturer, Dealer or Consumer Rebate and Direct Installations. ",null,"Unit installed in an unheated buffer location.",null,"Yes","HZ2",null,"UES",null,"Tier2_garage_HZ2ResidentialWater HeatingEfficient TanksHeat Pump Water HeaterSingle FamilyNew and Existing ConstructionComplies with Tier2 of NEEA's Northern Climate HPWH SpecificationManufacturer, Dealer or Consumer Rebate and Direct Installations. Unit installed in an unheated buffer location.YesHZ2UES",false]
["Tier2_garage_HZ3","Residential","Water Heating","Efficient Tanks","Heat Pump Water Heater",null,"Single Family","New and Existing Construction","Complies with Tier2 of NEEA's Northern Climate HPWH Specification",null,"Manufacturer, Dealer or Consumer Rebate and Direct Installations. ",null,"Unit installed in an unheated buffer location.",null,"Yes","HZ3",null,"UES",null,"Tier2_garage_HZ3ResidentialWater HeatingEfficient TanksHeat Pump Water HeaterSingle FamilyNew and Existing ConstructionComplies with Tier2 of NEEA's Northern Climate HPWH SpecificationManufacturer, Dealer or Consumer Rebate and Direct Installations. Unit installed in an unheated buffer location.YesHZ3UES",false]
["Tier2_basmnt_HZ1","Residential","Water Heating","Efficient Tanks","Heat Pump Water Heater",null,"Single Family","New and Existing Construction","Complies with Tier2 of NEEA's Northern Climate HPWH Specification",null,"Manufacturer, Dealer or Consumer Rebate and Direct Installations. ",null,"Unit installed in an unheated buffer location.",null,"Yes","HZ1",null,"UES",null,"Tier2_basmnt_HZ1ResidentialWater HeatingEfficient TanksHeat Pump Water HeaterSingle FamilyNew and Existing ConstructionComplies with Tier2 of NEEA's Northern Climate HPWH SpecificationManufacturer, Dealer or Consumer Rebate and Direct Installations. Unit installed in an unheated buffer location.YesHZ1UES",false]
["Tier2_basmnt_HZ2","Residential","Water Heating","Efficient Tanks","Heat Pump Water Heater",null,"Single Family","New and Existing Construction","Complies with Tier2 of NEEA's Northern Climate HPWH Specification",null,"Manufacturer, Dealer or Consumer Rebate and Direct Installations. ",null,"Unit installed in an unheated buffer location.",null,"Yes","HZ2",null,"UES",null,"Tier2_basmnt_HZ2ResidentialWater HeatingEfficient TanksHeat Pump Water HeaterSingle FamilyNew and Existing ConstructionComplies with Tier2 of NEEA's Northern Climate HPWH SpecificationManufacturer, Dealer or Consumer Rebate and Direct Installations. Unit installed in an unheated buffer location.YesHZ2UES",false]
["Tier2_basmnt_HZ3","Residential","Water Heating","Efficient Tanks","Heat Pump Water Heater",null,"Single Family","New and Existing Construction","Complies with Tier2 of NEEA's Northern Climate HPWH Specification",null,"Manufacturer, Dealer or Consumer Rebate and Direct Installations. ",null,"Unit installed in an unheated buffer location.",null,"Yes","HZ3",null,"UES",null,"Tier2_basmnt_HZ3ResidentialWater HeatingEfficient TanksHeat Pump Water HeaterSingle FamilyNew and Existing ConstructionComplies with Tier2 of NEEA's Northern Climate HPWH SpecificationManufacturer, Dealer or Consumer Rebate and Direct Installations. Unit installed in an unheated buffer location.YesHZ3UES",false]
["Tier2_indor2_HZ1_gfnc","Residential","Water Heating","Efficient Tanks","Heat Pump Water Heater",null,"Single Family","New and Existing Construction","Complies with Tier2 of NEEA's Northern Climate HPWH Specification",null,"Manufacturer, Dealer or Consumer Rebate and Direct Installations. ",null,"Unit installed inside conditioned space.  Primary house space heating system fueled by gas.",null,"Yes","HZ1",null,"UES",null,"Tier2_indor2_HZ1_gfncResidentialWater HeatingEfficient TanksHeat Pump Water HeaterSingle FamilyNew and Existing ConstructionComplies with Tier2 of NEEA's Northern Climate HPWH SpecificationManufacturer, Dealer or Consumer Rebate and Direct Installations. Unit installed inside conditioned space.  Primary house space heating system fueled by gas.YesHZ1UES",false]
["Tier2_indor2_HZ1_gfac","Residential","Water Heating","Efficient Tanks","Heat Pump Water Heater",null,"Single Family","New and Existing Construction","Complies with Tier2 of NEEA's Northern Climate HPWH Specification",null,"Manufacturer, Dealer or Consumer Rebate and Direct Installations. ",null,"Unit installed inside conditioned space.  Primary house space heating system fueled by gas.",null,"Yes","HZ1",null,"UES",null,"Tier2_indor2_HZ1_gfacResidentialWater HeatingEfficient TanksHeat Pump Water HeaterSingle FamilyNew and Existing ConstructionComplies with Tier2 of NEEA's Northern Climate HPWH SpecificationManufacturer, Dealer or Consumer Rebate and Direct Installations. Unit installed inside conditioned space.  Primary house space heating system fueled by gas.YesHZ1UES",false]
["Tier2_indor2_HZ1_efaf","Residential","Water Heating","Efficient Tanks","Heat Pump Water Heater",null,"Single Family","New and Existing Construction","Complies with Tier2 of NEEA's Northern Climate HPWH Specification",null,"Manufacturer, Dealer or Consumer Rebate and Direct Installations. ",null,"Unit installed inside conditioned space.  Electric FAF primary space heating system.",null,"Yes","HZ1",null,"UES",null,"Tier2_indor2_HZ1_efafResidentialWater HeatingEfficient TanksHeat Pump Water HeaterSingle FamilyNew and Existing ConstructionComplies with Tier2 of NEEA's Northern Climate HPWH SpecificationManufacturer, Dealer or Consumer Rebate and Direct Installations. Unit installed inside conditioned space.  Electric FAF primary space heating system.YesHZ1UES",false]
["Tier2_indor2_HZ1_hp85","Residential","Water Heating","Efficient Tanks","Heat Pump Water Heater",null,"Single Family","New and Existing Construction","Complies with Tier2 of NEEA's Northern Climate HPWH Specification",null,"Manufacturer, Dealer or Consumer Rebate and Direct Installations. ",null,"Unit installed inside conditioned space.  Heat Pump or Ductless Heat Pump primary space heating system.",null,"Yes","HZ1",null,"UES",null,"Tier2_indor2_HZ1_hp85ResidentialWater HeatingEfficient TanksHeat Pump Water HeaterSingle FamilyNew and Existing ConstructionComplies with Tier2 of NEEA's Northern Climate HPWH SpecificationManufacturer, Dealer or Consumer Rebate and Direct Installations. Unit installed inside conditioned space.  Heat Pump primary space heating system.YesHZ1UES",false]
["Tier2_indor2_HZ1_zonl","Residential","Water Heating","Efficient Tanks","Heat Pump Water Heater",null,"Single Family","New and Existing Construction","Complies with Tier2 of NEEA's Northern Climate HPWH Specification",null,"Manufacturer, Dealer or Consumer Rebate and Direct Installations. ",null,"Unit installed inside conditioned space.  Zonal electric primary space heating system.",null,"Yes","HZ1",null,"UES",null,"Tier2_indor2_HZ1_zonlResidentialWater HeatingEfficient TanksHeat Pump Water HeaterSingle FamilyNew and Existing ConstructionComplies with Tier2 of NEEA's Northern Climate HPWH SpecificationManufacturer, Dealer or Consumer Rebate and Direct Installations. Unit installed inside conditioned space.  Zonal electric primary space heating system.YesHZ1UES",false]
["Tier2_indor2_HZ2_gfnc","Residential","Water Heating","Efficient Tanks","Heat Pump Water Heater",null,"Single Family","New and Existing Construction","Complies with Tier2 of NEEA's Northern Climate HPWH Specification",null,"Manufacturer, Dealer or Consumer Rebate and Direct Installations. ",null,"Unit installed inside conditioned space.  Primary house space heating system fueled by gas.",null,"Yes","HZ2",null,"UES",null,"Tier2_indor2_HZ2_gfncResidentialWater HeatingEfficient TanksHeat Pump Water HeaterSingle FamilyNew and Existing ConstructionComplies with Tier2 of NEEA's Northern Climate HPWH SpecificationManufacturer, Dealer or Consumer Rebate and Direct Installations. Unit installed inside conditioned space.  Primary house space heating system fueled by gas.YesHZ2UES",false]
["Tier2_indor2_HZ2_gfac","Residential","Water Heating","Efficient Tanks","Heat Pump Water Heater",null,"Single Family","New and Existing Construction","Complies with Tier2 of NEEA's Northern Climate HPWH Specification",null,"Manufacturer, Dealer or Consumer Rebate and Direct Installations. ",null,"Unit installed inside conditioned space.  Primary house space heating system fueled by gas.",null,"Yes","HZ2",null,"UES",null,"Tier2_indor2_HZ2_gfacResidentialWater HeatingEfficient TanksHeat Pump Water HeaterSingle FamilyNew and Existing ConstructionComplies with Tier2 of NEEA's Northern Climate HPWH SpecificationManufacturer, Dealer or Consumer Rebate and Direct Installations. Unit installed inside conditioned space.  Primary house space heating system fueled by gas.YesHZ2UES",false]
["Tier2_indor2_HZ2_efaf","Residential","Water Heating","Efficient Tanks","Heat Pump Water Heater",null,"Single Family","New and Existing Construction","Complies with Tier2 of NEEA's Northern Climate HPWH Specification",null,"Manufacturer, Dealer or Consumer Rebate and Direct Installations. ",null,"Unit installed inside conditioned space.  Electric FAF primary space heating system.",null,"Yes","HZ2",null,"UES",null,"Tier2_indor2_HZ2_efafResidentialWater HeatingEfficient TanksHeat Pump Water HeaterSingle FamilyNew and Existing ConstructionComplies with Tier2 of NEEA's Northern Climate HPWH SpecificationManufacturer, Dealer or Consumer Rebate and Direct Installations. Unit installed inside conditioned space.  Electric FAF primary space heating system.YesHZ2UES",false]
["Tier2_indor2_HZ2_hp85","Residential","Water Heating","Efficient Tanks","Heat Pump Water Heater",null,"Single Family","New and Existing Construction","Complies with Tier2 of NEEA's Northern Climate HPWH Specification",null,"Manufacturer, Dealer or Consumer Rebate and Direct Installations. ",null,"Unit installed inside conditioned space.  Heat Pump or Ductless Heat Pump primary space heating system.",null,"Yes","HZ2",null,"UES",null,"Tier2_indor2_HZ2_hp85ResidentialWater HeatingEfficient TanksHeat Pump Water HeaterSingle FamilyNew and Existing ConstructionComplies with Tier2 of NEEA's Northern Climate HPWH SpecificationManufacturer, Dealer or Consumer Rebate and Direct Installations. Unit installed inside conditioned space.  Heat Pump primary space heating system.YesHZ2UES",false]
["Tier2_indor2_HZ2_zonl","Residential","Water Heating","Efficient Tanks","Heat Pump Water Heater",null,"Single Family","New and Existing Construction","Complies with Tier2 of NEEA's Northern Climate HPWH Specification",null,"Manufacturer, Dealer or Consumer Rebate and Direct Installations. ",null,"Unit installed inside conditioned space.  Zonal electric primary space heating system.",null,"Yes","HZ2",null,"UES",null,"Tier2_indor2_HZ2_zonlResidentialWater HeatingEfficient TanksHeat Pump Water HeaterSingle FamilyNew and Existing ConstructionComplies with Tier2 of NEEA's Northern Climate HPWH SpecificationManufacturer, Dealer or Consumer Rebate and Direct Installations. Unit installed inside conditioned space.  Zonal electric primary space heating system.YesHZ2UES",false]
["Tier2_indor2_HZ3_gfnc","Residential","Water Heating","Efficient Tanks","Heat Pump Water Heater",null,"Single Family","New and Existing Construction","Complies with Tier2 of NEEA's Northern Climate HPWH Specification",null,"Manufacturer, Dealer or Consumer Rebate and Direct Installations. ",null,"Unit installed inside conditioned space.  Primary house space heating system fueled by gas.",null,"Yes","HZ3",null,"UES",null,"Tier2_indor2_HZ3_gfncResidentialWater HeatingEfficient TanksHeat Pump Water HeaterSingle FamilyNew and Existing ConstructionComplies with Tier2 of NEEA's Northern Climate HPWH SpecificationManufacturer, Dealer or Consumer Rebate and Direct Installations. Unit installed inside conditioned space.  Primary house space heating system fueled by gas.YesHZ3UES",false]
["Tier2_indor2_HZ3_gfac","Residential","Water Heating","Efficient Tanks","Heat Pump Water Heater",null,"Single Family","New and Existing Construction","Complies with Tier2 of NEEA's Northern Climate HPWH Specification",null,"Manufacturer, Dealer or Consumer Rebate and Direct Installations. ",null,"Unit installed inside conditioned space.  Primary house space heating system fueled by gas.",null,"Yes","HZ3",null,"UES",null,"Tier2_indor2_HZ3_gfacResidentialWater HeatingEfficient TanksHeat Pump Water HeaterSingle FamilyNew and Existing ConstructionComplies with Tier2 of NEEA's Northern Climate HPWH SpecificationManufacturer, Dealer or Consumer Rebate and Direct Installations. Unit installed inside conditioned space.  Primary house space heating system fueled by gas.YesHZ3UES",false]
["Tier2_indor2_HZ3_efaf","Residential","Water Heating","Efficient Tanks","Heat Pump Water Heater",null,"Single Family","New and Existing Construction","Complies with Tier2 of NEEA's Northern Climate HPWH Specification",null,"Manufacturer, Dealer or Consumer Rebate and Direct Installations. ",null,"Unit installed inside conditioned space.  Electric FAF primary space heating system.",null,"Yes","HZ3",null,"UES",null,"Tier2_indor2_HZ3_efafResidentialWater HeatingEfficient TanksHeat Pump Water HeaterSingle FamilyNew and Existing ConstructionComplies with Tier2 of NEEA's Northern Climate HPWH SpecificationManufacturer, Dealer or Consumer Rebate and Direct Installations. Unit installed inside conditioned space.  Electric FAF primary space heating system.YesHZ3UES",false]
["Tier2_indor2_HZ3_hp85","Residential","Water Heating","Efficient Tanks","Heat Pump Water Heater",null,"Single Family","New and Existing Construction","Complies with Tier2 of NEEA's Northern Climate HPWH Specification",null,"Manufacturer, Dealer or Consumer Rebate and Direct Installations. ",null,"Unit installed inside conditioned space.  Heat Pump or Ductless Heat Pump primary space heating system.",null,"Yes","HZ3",null,"UES",null,"Tier2_indor2_HZ3_hp85ResidentialWater HeatingEfficient TanksHeat Pump Water HeaterSingle FamilyNew and Existing ConstructionComplies with Tier2 of NEEA's Northern Climate HPWH SpecificationManufacturer, Dealer or Consumer Rebate and Direct Installations. Unit installed inside conditioned space.  Heat Pump primary space heating system.YesHZ3UES",false]
["Tier2_indor2_HZ3_zonl","Residential","Water Heating","Efficient Tanks","Heat Pump Water Heater",null,"Single Family","New and Existing Construction","Complies with Tier2 of NEEA's Northern Climate HPWH Specification",null,"Manufacturer, Dealer or Consumer Rebate and Direct Installations. ",null,"Unit installed inside conditioned space.  Zonal electric primary space heating system.",null,"Yes","HZ3",null,"UES",null,"Tier2_indor2_HZ3_zonlResidentialWater HeatingEfficient TanksHeat Pump Water HeaterSingle FamilyNew and Existing ConstructionComplies with Tier2 of NEEA's Northern Climate HPWH SpecificationManufacturer, Dealer or Consumer Rebate and Direct Installations. Unit installed inside conditioned space.  Zonal electric primary space heating system.YesHZ3UES",false]
["Tier2_ducted_HZ1_gfnc","Residential","Water Heating","Efficient Tanks","Heat Pump Water Heater",null,"Single Family","New and Existing Construction","Complies with Tier2 of NEEA's Northern Climate HPWH Specification",null,"Manufacturer, Dealer or Consumer Rebate and Direct Installations. ",null,"Unit installed inside conditioned space with HPWH exhaust ducted outside.  Primary house space heating system fueled by gas.",null,"Yes","HZ1",null,"UES",null,"Tier2_ducted_HZ1_gfncResidentialWater HeatingEfficient TanksHeat Pump Water HeaterSingle FamilyNew and Existing ConstructionComplies with Tier2 of NEEA's Northern Climate HPWH SpecificationManufacturer, Dealer or Consumer Rebate and Direct Installations. Unit installed inside conditioned space with HPWH exhaust ducted outside.  Primary house space heating system fueled by gas.YesHZ1UES",false]
["Tier2_ducted_HZ1_gfac","Residential","Water Heating","Efficient Tanks","Heat Pump Water Heater",null,"Single Family","New and Existing Construction","Complies with Tier2 of NEEA's Northern Climate HPWH Specification",null,"Manufacturer, Dealer or Consumer Rebate and Direct Installations. ",null,"Unit installed inside conditioned space with HPWH exhaust ducted outside.  Primary house space heating system fueled by gas.",null,"Yes","HZ1",null,"UES",null,"Tier2_ducted_HZ1_gfacResidentialWater HeatingEfficient TanksHeat Pump Water HeaterSingle FamilyNew and Existing ConstructionComplies with Tier2 of NEEA's Northern Climate HPWH SpecificationManufacturer, Dealer or Consumer Rebate and Direct Installations. Unit installed inside conditioned space with HPWH exhaust ducted outside.  Primary house space heating system fueled by gas.YesHZ1UES",false]
["Tier2_ducted_HZ1_efaf","Residential","Water Heating","Efficient Tanks","Heat Pump Water Heater",null,"Single Family","New and Existing Construction","Complies with Tier2 of NEEA's Northern Climate HPWH Specification",null,"Manufacturer, Dealer or Consumer Rebate and Direct Installations. ",null,"Unit installed inside conditioned space  with HPWH exhaust ducted outside.  Electric FAF primary space heating system.",null,"Yes","HZ1",null,"UES",null,"Tier2_ducted_HZ1_efafResidentialWater HeatingEfficient TanksHeat Pump Water HeaterSingle FamilyNew and Existing ConstructionComplies with Tier2 of NEEA's Northern Climate HPWH SpecificationManufacturer, Dealer or Consumer Rebate and Direct Installations. Unit installed inside conditioned space  with HPWH exhaust ducted outside.  Electric FAF primary space heating system.YesHZ1UES",false]
["Tier2_ducted_HZ1_hp85","Residential","Water Heating","Efficient Tanks","Heat Pump Water Heater",null,"Single Family","New and Existing Construction","Complies with Tier2 of NEEA's Northern Climate HPWH Specification",null,"Manufacturer, Dealer or Consumer Rebate and Direct Installations. ",null,"Unit installed inside conditioned space with HPWH exhaust ducted outside.  Heat Pump or Ductless Heat Pump primary space heating system.",null,"Yes","HZ1",null,"UES",null,"Tier2_ducted_HZ1_hp85ResidentialWater HeatingEfficient TanksHeat Pump Water HeaterSingle FamilyNew and Existing ConstructionComplies with Tier2 of NEEA's Northern Climate HPWH SpecificationManufacturer, Dealer or Consumer Rebate and Direct Installations. Unit installed inside conditioned space with HPWH exhaust ducted outside.  Heat Pump primary space heating system.YesHZ1UES",false]
["Tier2_ducted_HZ1_zonl","Residential","Water Heating","Efficient Tanks","Heat Pump Water Heater",null,"Single Family","New and Existing Construction","Complies with Tier2 of NEEA's Northern Climate HPWH Specification",null,"Manufacturer, Dealer or Consumer Rebate and Direct Installations. ",null,"Unit installed inside conditioned space  with HPWH exhaust ducted outside.  Zonal electric primary space heating system.",null,"Yes","HZ1",null,"UES",null,"Tier2_ducted_HZ1_zonlResidentialWater HeatingEfficient TanksHeat Pump Water HeaterSingle FamilyNew and Existing ConstructionComplies with Tier2 of NEEA's Northern Climate HPWH SpecificationManufacturer, Dealer or Consumer Rebate and Direct Installations. Unit installed inside conditioned space  with HPWH exhaust ducted outside.  Zonal electric primary space heating system.YesHZ1UES",false]
["Tier2_ducted_HZ2_gfnc","Residential","Water Heating","Efficient Tanks","Heat Pump Water Heater",null,"Single Family","New and Existing Construction","Complies with Tier2 of NEEA's Northern Climate HPWH Specification",null,"Manufacturer, Dealer or Consumer Rebate and Direct Installations. ",null,"Unit installed inside conditioned space with HPWH exhaust ducted outside.  Primary house space heating system fueled by gas.",null,"Yes","HZ2",null,"UES",null,"Tier2_ducted_HZ2_gfncResidentialWater HeatingEfficient TanksHeat Pump Water HeaterSingle FamilyNew and Existing ConstructionComplies with Tier2 of NEEA's Northern Climate HPWH SpecificationManufacturer, Dealer or Consumer Rebate and Direct Installations. Unit installed inside conditioned space with HPWH exhaust ducted outside.  Primary house space heating system fueled by gas.YesHZ2UES",false]
["Tier2_ducted_HZ2_gfac","Residential","Water Heating","Efficient Tanks","Heat Pump Water Heater",null,"Single Family","New and Existing Construction","Complies with Tier2 of NEEA's Northern Climate HPWH Specification",null,"Manufacturer, Dealer or Consumer Rebate and Direct Installations. ",null,"Unit installed inside conditioned space with HPWH exhaust ducted outside.  Primary house space heating system fueled by gas.",null,"Yes","HZ2",null,"UES",null,"Tier2_ducted_HZ2_gfacResidentialWater HeatingEfficient TanksHeat Pump Water HeaterSingle FamilyNew and Existing ConstructionComplies with Tier2 of NEEA's Northern Climate HPWH SpecificationManufacturer, Dealer or Consumer Rebate and Direct Installations. Unit installed inside conditioned space with HPWH exhaust ducted outside.  Primary house space heating system fueled by gas.YesHZ2UES",false]
["Tier2_ducted_HZ2_efaf","Residential","Water Heating","Efficient Tanks","Heat Pump Water Heater",null,"Single Family","New and Existing Construction","Complies with Tier2 of NEEA's Northern Climate HPWH Specification",null,"Manufacturer, Dealer or Consumer Rebate and Direct Installations. ",null,"Unit installed inside conditioned space  with HPWH exhaust ducted outside.  Electric FAF primary space heating system.",null,"Yes","HZ2",null,"UES",null,"Tier2_ducted_HZ2_efafResidentialWater HeatingEfficient TanksHeat Pump Water HeaterSingle FamilyNew and Existing ConstructionComplies with Tier2 of NEEA's Northern Climate HPWH SpecificationManufacturer, Dealer or Consumer Rebate and Direct Installations. Unit installed inside conditioned space  with HPWH exhaust ducted outside.  Electric FAF primary space heating system.YesHZ2UES",false]
["Tier2_ducted_HZ2_hp85","Residential","Water Heating","Efficient Tanks","Heat Pump Water Heater",null,"Single Family","New and Existing Construction","Complies with Tier2 of NEEA's Northern Climate HPWH Specification",null,"Manufacturer, Dealer or Consumer Rebate and Direct Installations. ",null,"Unit installed inside conditioned space with HPWH exhaust ducted outside.  Heat Pump or Ductless Heat Pump primary space heating system.",null,"Yes","HZ2",null,"UES",null,"Tier2_ducted_HZ2_hp85ResidentialWater HeatingEfficient TanksHeat Pump Water HeaterSingle FamilyNew and Existing ConstructionComplies with Tier2 of NEEA's Northern Climate HPWH SpecificationManufacturer, Dealer or Consumer Rebate and Direct Installations. Unit installed inside conditioned space with HPWH exhaust ducted outside.  Heat Pump primary space heating system.YesHZ2UES",false]
["Tier2_ducted_HZ2_zonl","Residential","Water Heating","Efficient Tanks","Heat Pump Water Heater",null,"Single Family","New and Existing Construction","Complies with Tier2 of NEEA's Northern Climate HPWH Specification",null,"Manufacturer, Dealer or Consumer Rebate and Direct Installations. ",null,"Unit installed inside conditioned space  with HPWH exhaust ducted outside.  Zonal electric primary space heating system.",null,"Yes","HZ2",null,"UES",null,"Tier2_ducted_HZ2_zonlResidentialWater HeatingEfficient TanksHeat Pump Water HeaterSingle FamilyNew and Existing ConstructionComplies with Tier2 of NEEA's Northern Climate HPWH SpecificationManufacturer, Dealer or Consumer Rebate and Direct Installations. Unit installed inside conditioned space  with HPWH exhaust ducted outside.  Zonal electric primary space heating system.YesHZ2UES",false]
["Tier2_ducted_HZ3_gfnc","Residential","Water Heating","Efficient Tanks","Heat Pump Water Heater",null,"Single Family","New and Existing Construction","Complies with Tier2 of NEEA's Northern Climate HPWH Specification",null,"Manufacturer, Dealer or Consumer Rebate and Direct Installations. ",null,"Unit installed inside conditioned space with HPWH exhaust ducted outside.  Primary house space heating system fueled by gas.",null,"Yes","HZ3",null,"UES",null,"Tier2_ducted_HZ3_gfncResidentialWater HeatingEfficient TanksHeat Pump Water HeaterSingle FamilyNew and Existing ConstructionComplies with Tier2 of NEEA's Northern Climate HPWH SpecificationManufacturer, Dealer or Consumer Rebate and Direct Installations. Unit installed inside conditioned space with HPWH exhaust ducted outside.  Primary house space heating system fueled by gas.YesHZ3UES",false]
["Tier2_ducted_HZ3_gfac","Residential","Water Heating","Efficient Tanks","Heat Pump Water Heater",null,"Single Family","New and Existing Construction","Complies with Tier2 of NEEA's Northern Climate HPWH Specification",null,"Manufacturer, Dealer or Consumer Rebate and Direct Installations. ",null,"Unit installed inside conditioned space with HPWH exhaust ducted outside.  Primary house space heating system fueled by gas.",null,"Yes","HZ3",null,"UES",null,"Tier2_ducted_HZ3_gfacResidentialWater HeatingEfficient TanksHeat Pump Water HeaterSingle FamilyNew and Existing ConstructionComplies with Tier2 of NEEA's Northern Climate HPWH SpecificationManufacturer, Dealer or Consumer Rebate and Direct Installations. Unit installed inside conditioned space with HPWH exhaust ducted outside.  Primary house space heating system fueled by gas.YesHZ3UES",false]
["Tier2_ducted_HZ3_efaf","Residential","Water Heating","Efficient Tanks","Heat Pump Water Heater",null,"Single Family","New and Existing Construction","Complies with Tier2 of NEEA's Northern Climate HPWH Specification",null,"Manufacturer, Dealer or Consumer Rebate and Direct Installations. ",null,"Unit installed inside conditioned space  with HPWH exhaust ducted outside.  Electric FAF primary space heating system.",null,"Yes","HZ3",null,"UES",null,"Tier2_ducted_HZ3_efafResidentialWater HeatingEfficient TanksHeat Pump Water HeaterSingle FamilyNew and Existing ConstructionComplies with Tier2 of NEEA's Northern Climate HPWH SpecificationManufacturer, Dealer or Consumer Rebate and Direct Installations. Unit installed inside conditioned space  with HPWH exhaust ducted outside.  Electric FAF primary space heating system.YesHZ3UES",false]
["Tier2_ducted_HZ3_hp85","Residential","Water Heating","Efficient Tanks","Heat Pump Water Heater",null,"Single Family","New and Existing Construction","Complies with Tier2 of NEEA's Northern Climate HPWH Specification",null,"Manufacturer, Dealer or Consumer Rebate and Direct Installations. ",null,"Unit installed inside conditioned space with HPWH exhaust ducted outside.  Heat Pump or Ductless Heat Pump primary space heating system.",null,"Yes","HZ3",null,"UES",null,"Tier2_ducted_HZ3_hp85ResidentialWater HeatingEfficient TanksHeat Pump Water HeaterSingle FamilyNew and Existing ConstructionComplies with Tier2 of NEEA's Northern Climate HPWH SpecificationManufacturer, Dealer or Consumer Rebate and Direct Installations. Unit installed inside conditioned space with HPWH exhaust ducted outside.  Heat Pump primary space heating system.YesHZ3UES",false]
["Tier2_ducted_HZ3_zonl","Residential","Water Heating","Efficient Tanks","Heat Pump Water Heater",null,"Single Family","New and Existing Construction","Complies with Tier2 of NEEA's Northern Climate HPWH Specification",null,"Manufacturer, Dealer or Consumer Rebate and Direct Installations. ",null,"Unit installed inside conditioned space  with HPWH exhaust ducted outside.  Zonal electric primary space heating system.",null,"Yes","HZ3",null,"UES",null,"Tier2_ducted_HZ3_zonlResidentialWater HeatingEfficient TanksHeat Pump Water HeaterSingle FamilyNew and Existing ConstructionComplies with Tier2 of NEEA's Northern Climate HPWH SpecificationManufacturer, Dealer or Consumer Rebate and Direct Installations. Unit installed inside conditioned space  with HPWH exhaust ducted outside.  Zonal electric primary space heating system.YesHZ3UES",false]

{"sheet":"ValidationLists","index":7,"n_rows":12,"n_cols":7,"rows_kept":12,"cut":false,"hidden":true,"merged":[]}
["CostDataSourceTypes","Guideline","Method","Category","Procedure","Response","Baseline"]
["Program Tracking Data","Savings","Unit Energy Savings","Proven","Statistical","Yes","Pre-Conditions"]
["In-Store Retail","Cost","Standard Protocol","Provisional","Meta-Statistical","No","Current Practice"]
["Contractor and Project Invoices","Lifetime","Custom","Small Saver","Calibrated Engineering","NA","Pre-Conditions and Current Practice"]
["Contractor Price Sheets","Small and Rural","Program Impact Evaluation","Planning","All"]
["Online Retail","ProCost","All","All"]
["DOE / Other Standard Setting Process","Roadmap"]
["Contractor Interview","All"]
["Distributor Interview"]
["Market Actor Interviews"]
["Maintenance Staff Interviews"]
["Professional Judgment"]

{"sheet":"Supporting Documentation","index":8,"n_rows":435,"n_cols":36,"rows_kept":435,"cut":false,"hidden":true,"merged":[[374,29,376,29],[374,30,374,32],[374,33,374,35],[375,30,375,32],[375,33,375,35]]}
[]
[]
[]
[]
[]
[]
[]
["Water Heater Setpoint"]
[]
[]
[]
[]
[]
[]
[]
[]
[]
[]
[]
[]
[]
[]
[]
[]
[]
[]
[]
[]
[]
[]
[]
[]
[]
[]
[]
[]
[]
[]
["Inlet Water Temperature"]
[]
[]
[]
[]
[]
[]
[]
[]
[]
[]
[]
[]
[]
[]
[]
[]
[]
[]
[]
[]
[]
[]
[]
[]
[]
[]
[]
[]
[]
[]
[]
[]
[]
[]
[]
[]
[]
[]
[]
[]
[]
[]
[]
["Hot Water Consumption"]
[]
[]
[]
[]
[]
[]
[]
[]
[]
[]
[]
[]
[null,null,null,null,null,null,"Occ","Flow (gal)","n"]
[null,null,null,null,null,null,1,22,12]
[null,null,null,null,null,null,2,34,43]
[null,null,null,null,null,null,3,48,19]
[null,null,null,null,null,null,4,48,14]
[null,null,null,null,null,null,5,85,8]
[null,null,null,null,null,null,6,64,2]
[null,null,null,null,null,null,7,66,1]
[]
[null,null,null,null,null,null,"Field Study Avg.",{"$f":"SUMPRODUCT(H97:H103,I97:I103)/SUM(I97:I103)","v":42.262626262626263},"gal/day"]
[]
[null,null,null,null,null,null,"RBSA Avg.",{"$f":"23+11*(2.56-1)","v":40.159999999999997},"gal/day"]
[]
[]
[]
[]
[]
[]
[]
[]
[]
[]
[]
[]
["Hot Water Draw Profiles"]
[]
[]
[]
[]
[]
[]
[]
[]
[]
[]
[]
[]
[]
[]
[]
[]
[]
[]
[null,null,null,null,null,null,null,null,null,null,null,null,null,null,null,null,null,null,"Figure 35",null,null,null,null,null,null,null,"Figure 36"]
[]
[]
[]
[]
[]
[]
[]
[]
[]
[]
[]
[]
[]
[]
[]
[]
[]
[]
[]
["Weekly draw profiles used within the simulation model:"]
[]
[]
[]
[]
[]
[]
[]
[]
[]
[]
[]
[]
[]
[]
[]
[]
[]
[]
[]
[]
[]
[]
[]
[]
[]
[]
[]
[]
[]
[]
[]
[]
[]
[]
[]
[]
[]
[]
[]
[]
[]
[]
[]
[]
[]
[]
[]
[]
[]
[]
[]
[]
[]
[]
[]
[]
[]
[]
[]
[]
[]
[]
[]
[]
[]
["Ambient Space Temperature Profiles"]
[]
[]
[]
[]
[]
[]
[]
[]
[]
[]
[]
[]
[]
[]
[]
[]
[]
[]
[]
[]
["Supporting data for Garage and Unheated Basement space temperature profiles:"]
[]
[]
[]
[]
[]
[]
[]
[]
[]
[]
[]
[]
[]
[]
[]
[]
[]
[]
[]
[]
[]
[]
[]
[]
[]
[]
[]
[]
[]
[]
[]
[]
["Supporting data for Interior space temperature profiles:"]
[]
[]
[]
[]
[]
[]
[]
[]
[]
[]
[]
[]
[]
[]
[]
[]
[]
[]
[]
[]
[]
[]
[]
[]
[]
[]
["Field-Observed Annualized Coefficients of Performance (COPs)"]
[]
[]
[]
[]
[]
[]
[]
[]
[]
[]
[]
[]
[]
["Heat Pump Water Heater:"]
[]
[]
[]
[]
[]
[]
[]
[]
[]
[]
[]
[]
[]
[]
[]
[]
[]
[]
[]
[]
[]
[]
["Electric Resistance Tank:"]
[]
[]
[]
[]
[]
[]
[]
[]
[]
[]
[]
[]
[]
[]
[]
[]
[]
[]
[]
[]
[]
[]
["HPWH Simulation"]
[]
["Tank Volumes (gallons)"]
[null,"GE","Voltex 60","Voltex 80","ATI 66"]
["Nominal Volume",50,60,80,66]
["Actual Volume",45,57,75,64]
[]
[]
["Parameters Used in Water Heater Simulation",null,null,null,null,null,null,null,null,null,null,null,null,null,null,null,null,null,null,null,null,null,null,null,null,null,null,null,null,"Example:  Voltex Tank Performance"]
["WH_Performance (SEEM Input)","Units",1.1000000000000001,1.2,2.1,4,null,null,null,null,null,null,null,null,null,null,null,null,null,null,null,null,null,null,null,null,null,null,null,"Tank Bottom 1/3 Temperature","COP",null,null,"Input Power (kW)"]
["make","-","GE","Voltex","ATI","Resistance",null,null,null,null,null,null,null,null,null,null,null,null,null,null,null,null,null,null,null,null,null,null,null,null,"Ambient Air Temperature (F)",null,null,"Ambient Air Temperature (F)"]
["p","-",1,1,1.4,1,null,null,null,null,null,null,null,null,null,null,null,null,null,null,null,null,null,null,null,null,null,null,null,null,47,60,67,47,60,67]
["shrinkage","-",1,3.7,0.4,1,null,null,null,null,null,null,null,null,null,null,null,null,null,null,null,null,null,null,null,null,null,null,null,40,{"$f":"$AD378*$AD378*$D$389+$AD378*$D$390+$D$391","v":3.9560000000000004},{"$f":"AE378+($AF$377-$AE$377)*((AG378-AE378)/($AG$377-$AE$377))","v":4.6847279999999998},{"$f":"$AD378*$AD378*$D$392+$AD378*$D$393+$D$394","v":5.0771199999999999},{"$f":"$AD378*$AD378*$D$395+$AD378*$D$396+$D$397","v":0.59092},{"$f":"AH378+($AI$377-$AH$377)*((AJ378-AH378)/($AJ$377-$AH$377))","v":0.6149960000000001},{"$f":"$AD378*$AD378*$D$398+$AD378*$D$399+$D$400","v":0.62796000000000007}]
["UA","Btu/hrF",3.6,4.2,3.3,3,null,null,null,null,null,null,null,null,null,null,null,null,null,null,null,null,null,null,null,null,null,null,null,{"$f":"AD378+5","v":45},{"$f":"$AD379*$AD379*$D$389+$AD379*$D$390+$D$391","v":3.8407500000000003},{"$f":"AE379+($AF$377-$AE$377)*((AG379-AE379)/($AG$377-$AE$377))","v":4.5282338749999997},{"$f":"$AD379*$AD379*$D$392+$AD379*$D$393+$D$394","v":4.8984174999999999},{"$f":"$AD379*$AD379*$D$395+$AD379*$D$396+$D$397","v":0.60803000000000007},{"$f":"AH379+($AI$377-$AH$377)*((AJ379-AH379)/($AJ$377-$AH$377))","v":0.63062400000000007},{"$f":"$AD379*$AD379*$D$398+$AD379*$D$399+$D$400","v":0.64279000000000008}]
["Element_Upper","W",4500,4500,4000,4500,null,null,null,null,null,null,null,null,null,null,null,null,null,null,null,null,null,null,null,null,null,null,null,{"$f":"AD379+5","v":50},3.7250000000000005,4.3728875,4.7217500000000001,0.62550000000000006,0.64695000000000003,0.65850000000000009]
["Element_Lower","W",4500,2000,0,4500,null,null,null,null,null,null,null,null,null,null,null,null,null,null,null,null,null,null,null,null,null,null,null,55,3.6087500000000001,4.2186888750000007,4.5471175000000006,0.64332999999999996,0.66397399999999995,0.67508999999999997]
["comp_start","F",24.4,43.6,45.9,45,null,null,null,null,null,null,null,null,null,null,null,null,null,null,null,null,null,null,null,null,null,null,null,60,3.492,4.0656379999999999,4.3745200000000004,0.66152,0.68169600000000008,0.69256000000000006]
["res_start","F",10,36,24.7,35,null,null,null,null,null,null,null,null,null,null,null,null,null,null,null,null,null,null,null,null,null,null,null,65,3.3747500000000006,3.9137348749999998,4.2039574999999996,0.68007000000000006,0.70011600000000007,0.71091000000000004]
["standby_thres","F",29.1,23.8,10,10,null,null,null,null,null,null,null,null,null,null,null,null,null,null,null,null,null,null,null,null,null,null,null,70,3.2570000000000006,3.7629795000000001,4.0354299999999999,0.69898000000000005,0.71923400000000004,0.73014000000000001]
["cutoffTempHysteresis","F",4,4,4,"-",null,null,null,null,null,null,null,null,null,null,null,null,null,null,null,null,null,null,null,null,null,null,null,75,3.1387500000000004,3.6133718749999999,3.8689374999999999,0.71825000000000006,0.7390500000000001,0.75025000000000008]
["lowTempCutoff","F",47,40,32,"-",null,null,null,null,null,null,null,null,null,null,null,null,null,null,null,null,null,null,null,null,null,null,null,80,3.0200000000000005,3.464912,3.7044799999999998,0.73788000000000009,0.75956400000000002,0.77124000000000004]
["T1","F",47,47,50,"-",null,null,null,null,null,null,null,null,null,null,null,null,null,null,null,null,null,null,null,null,null,null,null,85,2.9007500000000004,3.3175998750000004,3.5420575000000003,0.75787000000000004,0.78077600000000003,0.79310999999999998]
["T2","F",67,67,67,"-",null,null,null,null,null,null,null,null,null,null,null,null,null,null,null,null,null,null,null,null,null,null,null,90,2.7810000000000001,3.1714355000000003,3.3816700000000002,0.77822000000000002,0.80268600000000001,0.81586000000000003]
["ca1","-",0,-1.0000000000000001E-5,2.42E-4,"-",null,null,null,null,null,null,null,null,null,null,null,null,null,null,null,null,null,null,null,null,null,null,null,95,2.6607500000000002,3.0264188750000001,3.2233175000000003,0.79893000000000003,0.82529400000000008,0.83949000000000007]
["cb1","-",-2.1000000000000001E-2,-2.2200000000000001E-2,-8.6099999999999996E-2,"-",null,null,null,null,null,null,null,null,null,null,null,null,null,null,null,null,null,null,null,null,null,null,null,100,2.54,2.8825500000000002,3.0670000000000002,0.82000000000000006,0.84860000000000013,0.8640000000000001]
["cc1","-",4.92,4.8600000000000003,8.3260000000000005,"-",null,null,null,null,null,null,null,null,null,null,null,null,null,null,null,null,null,null,null,null,null,null,null,105,2.4187500000000002,2.7398288750000002,2.9127175000000003,0.84143000000000001,0.87260400000000005,0.88939000000000001]
["ca2","-",0,4.07E-5,3.4299999999999999E-4,"-",null,null,null,null,null,null,null,null,null,null,null,null,null,null,null,null,null,null,null,null,null,null,null,110,2.2970000000000002,2.5982555000000001,2.7604699999999998,0.8632200000000001,0.89730600000000005,0.91566000000000003]
["cb2","-",-1.67E-2,-3.9199999999999999E-2,-0.115,"-",null,null,null,null,null,null,null,null,null,null,null,null,null,null,null,null,null,null,null,null,null,null,null,115,2.1747500000000004,2.4578298750000003,2.6102574999999999,0.88536999999999999,0.92270600000000003,0.94281000000000004]
["cc2","-",5.03,6.58,10.565,"-",null,null,null,null,null,null,null,null,null,null,null,null,null,null,null,null,null,null,null,null,null,null,null,120,2.052,2.3185520000000004,2.4620800000000003,0.90788000000000002,0.94880399999999998,0.97084000000000004]
["ia1","-",1.0699999999999999E-6,7.1999999999999997E-6,3.1999999999999999E-5,"-",null,null,null,null,null,null,null,null,null,null,null,null,null,null,null,null,null,null,null,null,null,null,null,{"$f":"AD394+5","v":125},1.9287500000000004,2.1804218750000004,2.3159375000000004,0.93074999999999997,0.97560000000000002,0.99975000000000003]
["ib1","-",1.5900000000000001E-3,2.81E-3,-3.3599999999999998E-4,"-",null,null,null,null,null,null,null,null,null,null,null,null,null,null,null,null,null,null,null,null,null,null,null,130,1.8050000000000002,2.0434394999999999,2.1718299999999999,0.95398000000000005,1.0030940000000002,1.0295400000000001]
["ic1","-",0.247,0.46700000000000003,0.42199999999999999,"-",null,null,null,null,null,null,null,null,null,null,null,null,null,null,null,null,null,null,null,null,null,null,null,135,1.6807499999999997,1.9076048750000003,2.0297575000000005,0.97757000000000005,1.0312860000000001,1.0602100000000001]
["ia2","-",2.1600000000000001E-6,1.7600000000000001E-5,2.7500000000000001E-5,"-",null,null,null,null,null,null,null,null,null,null,null,null,null,null,null,null,null,null,null,null,null,null,null,{"$f":"AD397+5","v":140},1.556,1.7729180000000004,1.8897200000000005,1.00152,1.060176,1.0917600000000001]
["ib2","-",1.2099999999999999E-3,1.47E-3,1.08E-3,"-"]
["ic2","-",0.32800000000000001,0.54100000000000004,0.36299999999999999,"-"]
[]
[]
[]
[]
[]
[]
[]
[]
[]
[]
[]
[]
[]
[]
[]
[]
[]
[]
[]
[]
[]
[]
[]
[null,"Input Parameters to Simulation Optimization"]
[null,null,"GE","Voltex","ATI"]
[null,"ca1",-1.33E-5,-1.0000000000000001E-5,2.419E-4]
[null,"cb1",-1.8686899999999999E-2,-2.2213500000000001E-2,-8.6099800000000004E-2]
[null,"cc1",4.4880000000000004,4.6787140000000003,8.5575069999999993]
[null,"ca2",-2.5400000000000001E-5,4.07E-5,3.4289999999999999E-4]
[null,"cb2",-2.5230900000000001E-2,-3.9246200000000002E-2,-0.1149092]
[null,"cc2",5.5955269999999997,6.424461,11.027010000000001]
[]
[]
[]
["Calibrated COP Curves"]

{"sheet":"Presentation","index":9,"n_rows":113,"n_cols":71,"rows_kept":113,"cut":false,"hidden":true,"merged":[[21,49,35,49],[17,49,18,49],[19,49,20,49],[17,50,20,50],[15,53,15,55],[15,49,16,49],[15,50,16,50],[15,51,16,51],[15,52,16,52],[103,3,103,8],[105,1,110,1],[111,1,112,1],[75,2,76,2],[78,2,79,2],[81,2,82,2],[84,2,85,2],[103,1,104,1],[103,2,104,2],[84,1,86,1],[81,1,83,1],[78,1,80,1],[75,1,77,1],[69,4,69,6],[69,3,70,3],[69,2,70,2],[73,2,74,2],[6,1,7,1],[8,1,9,1],[10,1,11,1],[36,1,37,1],[71,2,72,2],[71,1,74,1],[69,1,70,1],[17,1,18,1],[19,1,20,1],[42,64,45,64],[18,63,23,63],[18,64,21,64],[24,63,29,63],[24,64,27,64],[66,63,71,63],[66,64,69,64],[18,62,35,62],[36,62,53,62],[54,62,71,62],[48,63,53,63],[48,64,51,64],[54,63,59,63],[54,64,57,64],[60,63,65,63],[60,64,63,64],[30,63,35,63],[30,64,33,64],[36,63,41,63],[36,64,39,64],[42,63,47,63]]}
[]
[null,"Savings"]
[]
[null,"DHW Savings Only"]
[null,"kWh/yr",null,"Climate Zone"]
[null,null,null,"HZ1","HZ2","HZ3",null,null,null,"HZ1","HZ2","HZ3"]
[null,"Garage","Tier 1",{"$f":"finallookup!M8","v":243.64838499607714},{"$f":"finallookup!M9","v":262.48068254643204},{"$f":"finallookup!M10","v":275.53697210027087}]
[null,null,"Tier 2",{"$f":"finallookup!#REF!","v":{"$error":"#REF!"}},{"$f":"finallookup!#REF!","v":{"$error":"#REF!"}},{"$f":"finallookup!#REF!","v":{"$error":"#REF!"}}]
[null,"Basement","Tier 1",{"$f":"finallookup!M11","v":238.59846484195322},{"$f":"finallookup!M12","v":245.09558494793382},{"$f":"finallookup!M13","v":249.23004848190212}]
[null,null,"Tier 2",{"$f":"finallookup!#REF!","v":{"$error":"#REF!"}},{"$f":"finallookup!#REF!","v":{"$error":"#REF!"}},{"$f":"finallookup!#REF!","v":{"$error":"#REF!"}}]
[null,"Interior","Tier 1",{"$f":"finallookup!M14","v":229.76499860801525},{"$f":"finallookup!M19","v":224.7360157723609},{"$f":"finallookup!M24","v":247.01154627547149}]
[null,null,"Tier 2",{"$f":"finallookup!#REF!","v":{"$error":"#REF!"}},{"$f":"finallookup!#REF!","v":{"$error":"#REF!"}},{"$f":"finallookup!#REF!","v":{"$error":"#REF!"}},null,null,null,null,null,null,null,null,null,null,null,null,null,null,null,null,null,null,null,null,null,null,null,null,null,null,null,null,null,null,null,null,null,null,null,null,null,null,null,null,null,null,null,null,null,null,null,null,null,null,null,null,null,null,null,null,null,null,null,null,null,null,null,null,"Heating Zone 1"]
[null,"Ducted","Tier 2",{"$f":"finallookup!#REF!","v":{"$error":"#REF!"}},{"$f":"finallookup!#REF!","v":{"$error":"#REF!"}},{"$f":"finallookup!#REF!","v":{"$error":"#REF!"}}]
[]
[null,"DHW + Heating/Cooling Savings"]
[null,"kWh/yr",null,"Climate Zone",null,null,null,null,null,"Climate Zone",null,null,null,null,null,null,null,null,null,null,null,null,null,null,null,null,null,null,null,null,null,null,null,null,null,null,null,null,null,null,null,null,null,null,null,null,null,null,null,"Location","HVAC Type","Efficiency","Exhaust Ducting?","Climate Zone"]
[null,null,null,"HZ1","HZ2","HZ3",null,null,null,"HZ1","HZ2","HZ3",null,null,null,null,null,null,null,null,null,null,null,null,null,null,null,null,null,null,null,null,null,null,null,null,null,null,null,null,null,null,null,null,null,null,null,null,null,null,null,null,null,"HZ1","HZ2","HZ3",null,null,"HZ1",null,null,null,null,"Annual Energy Saving (kWh/yr)",null,"Tier 1"]
[null,"Garage","Tier 1",{"$f":"D7","v":243.64838499607714},{"$f":"E7","v":262.48068254643204},275.53697210027087,"Zonal Electric Resistance","zonl","Tier1",{"$f":"VLOOKUP(CONCATENATE($I18,\"_indor2_\",J$17,\"_\",$H18),tbl_TotalSavingsLookup,4,FALSE)","v":930.0863037109375},1018.3577880859375,1073.7567138671875,null,null,null,null,null,null,null,null,null,null,null,null,null,null,null,null,null,null,null,null,null,null,null,null,null,null,null,null,null,null,null,null,null,null,null,null,null,"Garage","any","Tier 1","No",{"$f":"D18","v":243.64838499607714},{"$f":"E18","v":262.48068254643204},275.53697210027087,null,null,"Location / HVAC Type","Tier 1","Tier 2","Tier 2 Ducted",null,null,"HPWH Location","Space Heat Type","Existing, Small Tank","Existing, Large Tank","Proposed, Any Size Tank"]
[null,null,"Tier 2",{"$f":"D8","v":{"$error":"#REF!"}},{"$error":"#REF!"},{"$error":"#REF!"},"Zonal Electric Resistance","zonl","Tier2",955.96258544921875,1048.7066650390625,1136.007568359375,null,null,null,null,null,null,null,null,null,null,null,null,null,null,null,null,null,null,null,null,null,null,null,null,null,null,null,null,null,null,null,null,null,null,null,null,null,null,null,"Tier 2","No",{"$f":"D19","v":{"$error":"#REF!"}},{"$error":"#REF!"},{"$error":"#REF!"},null,null,"Interior Gas",{"$f":"BB34","v":1230.7904052734375},{"$f":"BB35","v":1308.72119140625},{"$f":"BB36","v":1218.293701171875},"HZ1","Tier 1","Interior","Gas",1547,2169,{"$f":"BH19","v":1230.7904052734375}]
[null,"Basement","Tier 1",{"$f":"D9","v":238.59846484195322},245.09558494793382,249.23004848190212,"Zonal Electric Resistance","zonl","Tier 2 Ducted",{"$f":"VLOOKUP(CONCATENATE(\"Tier2\",\"_ducted_\",J$17,\"_\",$H20),tbl_TotalSavingsLookup,4,FALSE)","v":786.26068115234375},{"$f":"VLOOKUP(CONCATENATE(\"Tier2\",\"_ducted_\",K$17,\"_\",$H20),tbl_TotalSavingsLookup,4,FALSE)","v":806.25396728515625},{"$f":"VLOOKUP(CONCATENATE(\"Tier2\",\"_ducted_\",L$17,\"_\",$H20),tbl_TotalSavingsLookup,4,FALSE)","v":848.8685302734375},null,null,null,null,null,null,null,null,null,null,null,null,null,null,null,null,null,null,null,null,null,null,null,null,null,null,null,null,null,null,null,null,null,null,null,null,null,"Basement",null,"Tier 1","No",238.59846484195322,245.09558494793382,249.23004848190212,null,null,"Interior EFAF",{"$f":"BB25","v":892.35113525390625},{"$f":"BB26","v":911.452392578125},{"$f":"BB27","v":798.23931884765625},null,null,null,"EFAF",556,833,{"$f":"BH20","v":892.35113525390625}]
[null,null,"Tier 2",{"$f":"D10","v":{"$error":"#REF!"}},{"$error":"#REF!"},{"$error":"#REF!"},"Electric Furnace","efaf","Tier1",{"$f":"VLOOKUP(CONCATENATE($I21,\"_indor2_\",J$17,\"_\",$H21),tbl_TotalSavingsLookup,4,FALSE)","v":892.35113525390625},982.1468505859375,1039.62451171875,null,null,null,null,null,null,null,null,null,null,null,null,null,null,null,null,null,null,null,null,null,null,null,null,null,null,null,null,null,null,null,null,null,null,null,null,null,null,null,"Tier 2","No",{"$error":"#REF!"},{"$error":"#REF!"},{"$error":"#REF!"},null,null,"Interior HP",{"$f":"BB28","v":1088.6453857421875},{"$f":"BB29","v":1133.9302978515625},{"$f":"BB30","v":1046.63427734375},null,null,null,"HP",1189,1686,1088.6453857421875]
[null,null,null,null,null,null,"Electric Furnace","efaf","Tier2",911.452392578125,1005.8076782226562,1095.50537109375,null,null,null,null,null,null,null,null,null,null,null,null,null,null,null,null,null,null,null,null,null,null,null,null,null,null,null,null,null,null,null,null,null,null,null,null,null,"Interior","zonl","Tier 1","No",{"$f":"J18","v":930.0863037109375},{"$f":"K18","v":1018.3577880859375},1073.7567138671875,null,null,"Interior Zonal",{"$f":"BB22","v":930.0863037109375},{"$f":"BB23","v":955.96258544921875},{"$f":"BB24","v":786.26068115234375},null,null,null,"Zonal",648,957,930.0863037109375]
[null,null,null,null,null,null,"Electric Furnace","efaf","Tier 2 Ducted",{"$f":"VLOOKUP(CONCATENATE(\"Tier2\",\"_ducted_\",J$17,\"_\",$H23),tbl_TotalSavingsLookup,4,FALSE)","v":798.23931884765625},{"$f":"VLOOKUP(CONCATENATE(\"Tier2\",\"_ducted_\",K$17,\"_\",$H23),tbl_TotalSavingsLookup,4,FALSE)","v":842.0657958984375},{"$f":"VLOOKUP(CONCATENATE(\"Tier2\",\"_ducted_\",L$17,\"_\",$H23),tbl_TotalSavingsLookup,4,FALSE)","v":900.4080810546875},null,null,null,null,null,null,null,null,null,null,null,null,null,null,null,null,null,null,null,null,null,null,null,null,null,null,null,null,null,null,null,null,null,null,null,null,null,null,"zonl","Tier 2","No",{"$f":"J19","v":955.96258544921875},{"$f":"K19","v":1048.7066650390625},{"$f":"L19","v":1136.007568359375},null,null,"Garage",{"$f":"BB18","v":243.64838499607714},{"$f":"BB19","v":{"$error":"#REF!"}},null,null,null,"Gar.","Any",887,1817,243.64838499607714]
[null,null,null,null,null,null,"Heat Pump","hp85","Tier1",{"$f":"VLOOKUP(CONCATENATE($I24,\"_indor2_\",J$17,\"_\",$H24),tbl_TotalSavingsLookup,4,FALSE)","v":1088.6453857421875},1113.516357421875,1143.3001708984375,null,null,null,null,null,null,null,null,null,null,null,null,null,null,null,null,null,null,null,null,null,null,null,null,null,null,null,null,null,null,null,null,null,null,null,null,null,null,"zonl","Tier 2","Yes",786.26068115234375,806.25396728515625,848.8685302734375,null,null,"Basement",{"$f":"BB20","v":238.59846484195322},{"$f":"BB21","v":{"$error":"#REF!"}},null,null,null,"Base.","Any",887,1817,238.59846484195322]
[null,null,null,null,null,null,"Heat Pump","hp85","Tier2",1133.9302978515625,1156.2696533203125,1208.3216552734375,null,null,null,null,null,null,null,null,null,null,null,null,null,null,null,null,null,null,null,null,null,null,null,null,null,null,null,null,null,null,null,null,null,null,null,null,null,null,"efaf","Tier 1","No",892.35113525390625,982.1468505859375,1039.62451171875,null,null,null,null,null,null,null,"Tier 2 w/ Exhaust Ducting","Interior","Gas",1724,1724,{"$f":"BJ19","v":1218.293701171875}]
[null,null,null,null,null,null,"Heat Pump","hp85","Tier 2 Ducted",{"$f":"VLOOKUP(CONCATENATE(\"Tier2\",\"_ducted_\",J$17,\"_\",$H26),tbl_TotalSavingsLookup,4,FALSE)","v":1046.63427734375},{"$f":"VLOOKUP(CONCATENATE(\"Tier2\",\"_ducted_\",K$17,\"_\",$H26),tbl_TotalSavingsLookup,4,FALSE)","v":1044.7154541015625},{"$f":"VLOOKUP(CONCATENATE(\"Tier2\",\"_ducted_\",L$17,\"_\",$H26),tbl_TotalSavingsLookup,4,FALSE)","v":1058.693603515625},null,null,null,null,null,null,null,null,null,null,null,null,null,null,null,null,null,null,null,null,null,null,null,null,null,null,null,null,null,null,null,null,null,null,null,null,null,null,"efaf","Tier 2","No",911.452392578125,1005.8076782226562,1095.50537109375,null,null,"HZ2",null,null,null,null,null,null,"EFAF",837,837,{"$f":"BJ20","v":798.23931884765625}]
[null,null,null,null,null,null,"Gas Furnace w/ AC","gfac","Tier1",{"$f":"VLOOKUP(CONCATENATE($I27,\"_indor2_\",J$17,\"_\",$H27),tbl_TotalSavingsLookup,4,FALSE)","v":1246.2364501953125},1310.270263671875,1349.417724609375,null,null,null,null,null,null,null,null,null,null,null,null,null,null,null,null,null,null,null,null,null,null,null,null,null,null,null,null,null,null,null,null,null,null,null,null,null,null,"efaf","Tier 2","Yes",798.23931884765625,842.0657958984375,900.4080810546875,null,null,"Location / HVAC Type","Tier 1","Tier 2","Tier 2 Ducted",null,null,null,"HP",1243,1243,1046.63427734375]
[null,null,null,null,null,null,"Gas Furnace w/ AC","gfac","Tier2",1323.2496337890625,1393.0245361328125,1459.79150390625,null,null,null,null,null,null,null,null,null,null,null,null,null,null,null,null,null,null,null,null,null,null,null,null,null,null,null,null,null,null,null,null,null,null,null,null,null,null,"hp85","Tier 1","No",1088.6453857421875,1113.516357421875,1143.3001708984375,null,null,"Interior Gas",{"$f":"BC34","v":1297.408447265625},{"$f":"BC35","v":1375.9710693359375},{"$f":"BC36","v":1281.0335693359375},null,null,null,"Zonal",952,952,786.26068115234375]
[null,null,null,null,null,null,"Gas Furnace w/ AC","gfac","Tier 2 Ducted",{"$f":"VLOOKUP(CONCATENATE(\"Tier2\",\"_ducted_\",J$17,\"_\",$H29),tbl_TotalSavingsLookup,4,FALSE)","v":1208.5455322265625},{"$f":"VLOOKUP(CONCATENATE(\"Tier2\",\"_ducted_\",K$17,\"_\",$H29),tbl_TotalSavingsLookup,4,FALSE)","v":1269.238525390625},{"$f":"VLOOKUP(CONCATENATE(\"Tier2\",\"_ducted_\",L$17,\"_\",$H29),tbl_TotalSavingsLookup,4,FALSE)","v":1328.51904296875},null,null,null,null,null,null,null,null,null,null,null,null,null,null,null,null,null,null,null,null,null,null,null,null,null,null,null,null,null,null,null,null,null,null,null,null,null,null,"hp85","Tier 2","No",1133.9302978515625,1156.2696533203125,1208.3216552734375,null,null,"Interior EFAF",{"$f":"BC25","v":982.1468505859375},{"$f":"BC26","v":1005.8076782226562},{"$f":"BC27","v":842.0657958984375},null,null,"Gar.","Any",1794,1794,0]
[null,null,null,null,null,null,"Gas Furnace w/o AC","gfnc","Tier1",{"$f":"VLOOKUP(CONCATENATE($I30,\"_indor2_\",J$17,\"_\",$H30),tbl_TotalSavingsLookup,4,FALSE)","v":1230.7904052734375},1297.408447265625,1328.477783203125,null,null,null,null,null,null,null,null,null,null,null,null,null,null,null,null,null,null,null,null,null,null,null,null,null,null,null,null,null,null,null,null,null,null,null,null,null,null,"hp85","Tier 2","Yes",1046.63427734375,1044.7154541015625,1058.693603515625,null,null,"Interior HP",{"$f":"BC28","v":1113.516357421875},{"$f":"BC29","v":1156.2696533203125},{"$f":"BC30","v":1044.7154541015625},null,null,"Base.","Any",1794,1794,0]
[null,null,null,null,null,null,"Gas Furnace w/o AC","gfnc","Tier2",1308.72119140625,1375.9710693359375,1435.919921875,null,null,null,null,null,null,null,null,null,null,null,null,null,null,null,null,null,null,null,null,null,null,null,null,null,null,null,null,null,null,null,null,null,null,null,null,null,null,"gfac","Tier 1","No",1246.2364501953125,1310.270263671875,1349.417724609375,null,null,"Interior Zonal",{"$f":"BC22","v":1018.3577880859375},{"$f":"BC23","v":1048.7066650390625},{"$f":"BC24","v":806.25396728515625},null,"Tier 2 NO Ducting","Interior","Gas",null,null,{"$f":"BI19","v":1308.72119140625}]
[null,null,null,null,null,null,"Gas Furnace w/o AC","gfnc","Tier 2 Ducted",{"$f":"VLOOKUP(CONCATENATE(\"Tier2\",\"_ducted_\",J$17,\"_\",$H32),tbl_TotalSavingsLookup,4,FALSE)","v":1218.293701171875},{"$f":"VLOOKUP(CONCATENATE(\"Tier2\",\"_ducted_\",K$17,\"_\",$H32),tbl_TotalSavingsLookup,4,FALSE)","v":1281.0335693359375},{"$f":"VLOOKUP(CONCATENATE(\"Tier2\",\"_ducted_\",L$17,\"_\",$H32),tbl_TotalSavingsLookup,4,FALSE)","v":1337.2764892578125},null,null,null,null,null,null,null,null,null,null,null,null,null,null,null,null,null,null,null,null,null,null,null,null,null,null,null,null,null,null,null,null,null,null,null,null,null,null,"gfac","Tier 2","No",1323.2496337890625,1393.0245361328125,1459.79150390625,null,null,"Garage",{"$f":"BC18","v":262.48068254643204},{"$f":"BC19","v":{"$error":"#REF!"}},null,null,null,null,"EFAF",null,null,{"$f":"BI20","v":911.452392578125}]
[null,null,null,null,null,null,null,null,null,null,null,null,null,null,null,null,null,null,null,null,null,null,null,null,null,null,null,null,null,null,null,null,null,null,null,null,null,null,null,null,null,null,null,null,null,null,null,null,null,null,"gfac","Tier 2","Yes",1208.5455322265625,1269.238525390625,1328.51904296875,null,null,"Basement",{"$f":"BC20","v":245.09558494793382},{"$f":"BC21","v":{"$error":"#REF!"}},null,null,null,null,"HP",null,null,1133.9302978515625]
[null,"Heating Interactions",null,null,null,null,null,null,null,null,null,null,null,null,null,null,null,null,null,null,null,null,null,null,null,null,null,null,null,null,null,null,null,null,null,null,null,null,null,null,null,null,null,null,null,null,null,null,null,null,"gfnc","Tier 1","No",1230.7904052734375,1297.408447265625,1328.477783203125,null,null,null,null,null,null,null,null,null,"Zonal",null,null,955.96258544921875]
[null,null,null,null,null,null,null,null,null,null,null,null,null,null,null,null,null,null,null,null,null,null,null,null,null,null,null,null,null,null,null,null,null,null,null,null,null,null,null,null,null,null,null,null,null,null,null,null,null,null,"gfnc","Tier 2","No",1308.72119140625,1375.9710693359375,1435.919921875,null,null,"HZ3",null,null,null,null,null,"Gar.","Any",null,null,{"$error":"#REF!"}]
[null,"kWh/yr",{"$f":"'SavingsData&Analysis'!G148","v":"Zonal Electric Resistance Heating Interaction"},null,null,null,null,{"$f":"'SavingsData&Analysis'!L148","v":"Electric Furnace Heating Interaction"},null,null,null,{"$f":"'SavingsData&Analysis'!P148","v":"Heat Pump Heating Interaction"},null,null,null,null,null,null,null,null,null,null,null,null,null,null,null,null,null,null,null,null,null,null,null,null,null,null,null,null,null,null,null,null,null,null,null,null,null,null,"gfnc","Tier 2","Yes",1218.293701171875,1281.0335693359375,1337.2764892578125,null,null,"Location / HVAC Type","Tier 1","Tier 2","Tier 2 Ducted",null,null,"Base.","Any",null,null,{"$error":"#REF!"}]
[null,"Interaction Amount",null,{"$f":"'SavingsData&Analysis'!H149","v":"Climate Zone"},null,null,null,null,null,null,null,null,null,null,null,null,null,null,null,null,null,null,null,null,null,null,null,null,null,null,null,null,null,null,null,null,null,null,null,null,null,null,null,null,null,null,null,null,null,null,null,null,null,null,null,null,null,null,"Interior Gas",{"$f":"BD34","v":1328.477783203125},{"$f":"BD35","v":1435.919921875},{"$f":"BD36","v":1337.2764892578125},"HZ2","Tier 1","Interior","Gas",1547,2169,{"$f":"BH28","v":1297.408447265625},null,"Heating Zone 2"]
[null,null,null,{"$f":"'SavingsData&Analysis'!H150","v":"HZ1"},{"$f":"'SavingsData&Analysis'!I150","v":"HZ2"},{"$f":"'SavingsData&Analysis'!J150","v":"HZ3"},null,{"$f":"'SavingsData&Analysis'!L150","v":"HZ1"},{"$f":"'SavingsData&Analysis'!M150","v":"HZ2"},{"$f":"'SavingsData&Analysis'!N150","v":"HZ3"},null,{"$f":"'SavingsData&Analysis'!P150","v":"HZ1"},{"$f":"'SavingsData&Analysis'!Q150","v":"HZ2"},{"$f":"'SavingsData&Analysis'!R150","v":"HZ3"},null,null,null,null,null,null,null,null,null,null,null,null,null,null,null,null,null,null,null,null,null,null,null,null,null,null,null,null,null,null,null,null,null,null,null,null,null,null,null,null,null,null,null,null,"Interior EFAF",{"$f":"BD25","v":1039.62451171875},{"$f":"BD26","v":1095.50537109375},{"$f":"BD27","v":900.4080810546875},null,null,null,"EFAF",556,833,{"$f":"BH29","v":982.1468505859375}]
[null,{"$f":"'SavingsData&Analysis'!F157","v":"HCf=0.25"},{"$f":"'SavingsData&Analysis'!G157","v":"Tier 1"},{"$f":"'SavingsData&Analysis'!H157","v":{"$error":"#N/A"}},{"$f":"'SavingsData&Analysis'!I157","v":{"$error":"#N/A"}},{"$f":"'SavingsData&Analysis'!J157","v":{"$error":"#N/A"}},null,{"$f":"'SavingsData&Analysis'!L157","v":{"$error":"#N/A"}},{"$f":"'SavingsData&Analysis'!M157","v":{"$error":"#N/A"}},{"$f":"'SavingsData&Analysis'!N157","v":{"$error":"#N/A"}},null,{"$f":"'SavingsData&Analysis'!P157","v":{"$error":"#N/A"}},{"$f":"'SavingsData&Analysis'!Q157","v":{"$error":"#N/A"}},{"$f":"'SavingsData&Analysis'!R157","v":{"$error":"#N/A"}},null,null,null,null,null,null,null,null,null,null,null,null,null,null,null,null,null,null,null,null,null,null,null,null,null,null,null,null,null,null,null,null,null,null,null,null,null,null,null,null,null,null,null,null,"Interior HP",{"$f":"BD28","v":1143.3001708984375},{"$f":"BD29","v":1208.3216552734375},{"$f":"BD30","v":1058.693603515625},null,null,null,"HP",1189,1686,1113.516357421875]
[null,{"$f":"'SavingsData&Analysis'!F158","v":"HCf=0.65"},{"$f":"'SavingsData&Analysis'!G158","v":"Tier 1"},{"$f":"'SavingsData&Analysis'!H158","v":4.941215695806279},{"$f":"'SavingsData&Analysis'!I158","v":5.4052247679137082},{"$f":"'SavingsData&Analysis'!J158","v":0.40085191341097404},null,{"$f":"'SavingsData&Analysis'!L158","v":5.4572934173196908},{"$f":"'SavingsData&Analysis'!M158","v":6.1474194108293201},{"$f":"'SavingsData&Analysis'!N158","v":0.50705688904107804},null,{"$f":"'SavingsData&Analysis'!P158","v":0.48306191158662959},{"$f":"'SavingsData&Analysis'!Q158","v":3.9669159501018418},{"$f":"'SavingsData&Analysis'!R158","v":-0.85672538328041292},null,null,null,null,null,null,null,null,null,null,null,null,null,null,null,null,null,null,null,null,null,null,null,null,null,null,null,null,null,null,null,null,null,null,null,null,null,null,null,null,null,null,null,null,"Interior Zonal",{"$f":"BD22","v":1073.7567138671875},{"$f":"BD23","v":1136.007568359375},{"$f":"BD24","v":848.8685302734375},null,null,null,"Zonal",648,957,1018.3577880859375]
[null,{"$f":"'SavingsData&Analysis'!F159","v":"HCf=0.75"},{"$f":"'SavingsData&Analysis'!G159","v":"Tier 1"},{"$f":"'SavingsData&Analysis'!H159","v":{"$error":"#N/A"}},{"$f":"'SavingsData&Analysis'!I159","v":{"$error":"#N/A"}},{"$f":"'SavingsData&Analysis'!J159","v":{"$error":"#N/A"}},null,{"$f":"'SavingsData&Analysis'!L159","v":{"$error":"#N/A"}},{"$f":"'SavingsData&Analysis'!M159","v":{"$error":"#N/A"}},{"$f":"'SavingsData&Analysis'!N159","v":{"$error":"#N/A"}},null,{"$f":"'SavingsData&Analysis'!P159","v":{"$error":"#N/A"}},{"$f":"'SavingsData&Analysis'!Q159","v":{"$error":"#N/A"}},{"$f":"'SavingsData&Analysis'!R159","v":{"$error":"#N/A"}},null,null,null,null,null,null,null,null,null,null,null,null,null,null,null,null,null,null,null,null,null,null,null,null,null,null,null,null,null,null,null,null,null,null,null,null,null,null,null,null,null,null,null,null,"Garage",{"$f":"BD18","v":275.53697210027087},{"$f":"BD19","v":{"$error":"#REF!"}},null,null,null,"Gar.","Any",887,1817,262.48068254643204]
[null,{"$f":"'SavingsData&Analysis'!F160","v":"HCf=1"},{"$f":"'SavingsData&Analysis'!G160","v":"Tier 1"},{"$f":"'SavingsData&Analysis'!H160","v":{"$error":"#N/A"}},{"$f":"'SavingsData&Analysis'!I160","v":{"$error":"#N/A"}},{"$f":"'SavingsData&Analysis'!J160","v":{"$error":"#N/A"}},null,{"$f":"'SavingsData&Analysis'!L160","v":{"$error":"#N/A"}},{"$f":"'SavingsData&Analysis'!M160","v":{"$error":"#N/A"}},{"$f":"'SavingsData&Analysis'!N160","v":{"$error":"#N/A"}},null,{"$f":"'SavingsData&Analysis'!P160","v":{"$error":"#N/A"}},{"$f":"'SavingsData&Analysis'!Q160","v":{"$error":"#N/A"}},{"$f":"'SavingsData&Analysis'!R160","v":{"$error":"#N/A"}},null,null,null,null,null,null,null,null,null,null,null,null,null,null,null,null,null,null,null,null,null,null,null,null,null,null,null,null,null,null,null,null,null,null,null,null,null,null,null,null,null,null,null,null,"Basement",{"$f":"BD20","v":249.23004848190212},{"$f":"BD21","v":{"$error":"#REF!"}},null,null,null,"Base.","Any",887,1817,245.09558494793382]
[null,"Ducted at 0.65",{"$f":"'SavingsData&Analysis'!G161","v":"Tier 2"},{"$f":"'SavingsData&Analysis'!H161/2","v":{"$error":"#N/A"}},{"$f":"'SavingsData&Analysis'!I161/2","v":{"$error":"#N/A"}},{"$f":"'SavingsData&Analysis'!J161/2","v":{"$error":"#N/A"}},null,{"$f":"'SavingsData&Analysis'!L161/2","v":{"$error":"#N/A"}},{"$f":"'SavingsData&Analysis'!M161/2","v":{"$error":"#N/A"}},{"$f":"'SavingsData&Analysis'!N161/2","v":{"$error":"#N/A"}},null,{"$f":"'SavingsData&Analysis'!P161/2","v":{"$error":"#N/A"}},{"$f":"'SavingsData&Analysis'!Q161/2","v":{"$error":"#N/A"}},{"$f":"'SavingsData&Analysis'!R161/2","v":{"$error":"#N/A"}},null,null,null,null,null,null,null,null,null,null,null,null,null,null,null,null,null,null,null,null,null,null,null,null,null,null,null,null,null,null,null,null,null,null,null,null,null,null,null,null,null,null,null,null,null,null,null,null,null,"Tier 2 w/ Exhaust Ducting","Interior","Gas",1724,1724,{"$f":"BJ28","v":1281.0335693359375}]
[null,null,null,null,null,null,null,null,null,null,null,null,null,null,null,null,null,null,null,null,null,null,null,null,null,null,null,null,null,null,null,null,null,null,null,null,null,null,null,null,null,null,null,null,null,null,null,null,null,null,null,null,null,null,null,null,null,null,null,null,null,null,null,null,null,"EFAF",837,837,{"$f":"BJ29","v":842.0657958984375}]
[null,null,null,null,null,null,null,null,null,null,null,null,null,null,null,null,null,null,null,null,null,null,null,null,null,null,null,null,null,null,null,null,null,null,null,null,null,null,null,null,null,null,null,null,null,null,null,null,null,null,null,null,null,null,null,null,null,null,null,null,null,null,null,null,null,"HP",1243,1243,1044.7154541015625]
[null,null,null,null,null,null,null,null,null,null,null,null,null,null,null,null,null,null,null,null,null,null,null,null,null,null,null,null,null,null,null,null,null,null,null,null,null,null,null,null,null,null,null,null,null,null,null,null,null,null,null,null,null,null,null,null,null,null,null,null,null,null,null,null,null,"Zonal",952,952,806.25396728515625]
[null,null,null,null,null,null,null,null,null,null,null,null,null,null,null,null,null,null,null,null,null,null,null,null,null,null,null,null,null,null,null,null,null,null,null,null,null,null,null,null,null,null,null,null,null,null,null,null,null,null,null,null,null,null,null,null,null,null,null,null,null,null,null,null,"Gar.","Any",1794,1794,0]
[null,null,null,null,null,null,null,null,null,null,null,null,null,null,null,null,null,null,null,null,null,null,null,null,null,null,null,null,null,null,null,null,null,null,null,null,null,null,null,null,null,null,null,null,null,null,null,null,null,null,null,null,null,null,null,null,null,null,null,null,null,null,null,null,"Base.","Any",1794,1794,0]
[null,null,null,null,null,null,null,null,null,null,null,null,null,null,null,null,null,null,null,null,null,null,null,null,null,null,null,null,null,null,null,null,null,null,null,null,null,null,null,null,null,null,null,null,null,null,null,null,null,null,null,null,null,null,null,null,null,null,null,null,null,null,null,"Tier 2 NO Ducting","Interior","Gas",null,null,{"$f":"BI28","v":1375.9710693359375}]
[null,null,null,null,null,null,null,null,null,null,null,null,null,null,null,null,null,null,null,null,null,null,null,null,null,null,null,null,null,null,null,null,null,null,null,null,null,null,null,null,null,null,null,null,null,null,null,null,null,null,null,null,null,null,null,null,null,null,null,null,null,null,null,null,null,"EFAF",null,null,{"$f":"BI29","v":1005.8076782226562}]
[null,null,null,null,null,null,null,null,null,null,null,null,null,null,null,null,null,null,null,null,null,null,null,null,null,null,null,null,null,null,null,null,null,null,null,null,null,null,null,null,null,null,null,null,null,null,null,null,null,null,null,null,null,null,null,null,null,null,null,null,null,null,null,null,null,"HP",null,null,1156.2696533203125]
[null,null,null,null,null,null,null,null,null,null,null,null,null,null,null,null,null,null,null,null,null,null,null,null,null,null,null,null,null,null,null,null,null,null,null,null,null,null,null,null,null,null,null,null,null,null,null,null,null,null,null,null,null,null,null,null,null,null,null,null,null,null,null,null,null,"Zonal",null,null,1048.7066650390625]
[null,null,null,null,null,null,null,null,null,null,null,null,null,null,null,null,null,null,null,null,null,null,null,null,null,null,null,null,null,null,null,null,null,null,null,null,null,null,null,null,null,null,null,null,null,null,null,null,null,null,null,null,null,null,null,null,null,null,null,null,null,null,null,null,"Gar.","Any",null,null,{"$error":"#REF!"}]
[null,null,null,null,null,null,null,null,null,null,null,null,null,null,null,null,null,null,null,null,null,null,null,null,null,null,null,null,null,null,null,null,null,null,null,null,null,null,null,null,null,null,null,null,null,null,null,null,null,null,null,null,null,null,null,null,null,null,null,null,null,null,null,null,"Base.","Any",null,null,{"$error":"#REF!"}]
[null,null,null,null,null,null,null,null,null,null,null,null,null,null,null,null,null,null,null,null,null,null,null,null,null,null,null,null,null,null,null,null,null,null,null,null,null,null,null,null,null,null,null,null,null,null,null,null,null,null,null,null,null,null,null,null,null,null,null,null,null,null,"HZ3","Tier 1","Interior","Gas",1547,2169,{"$f":"BH37","v":1328.477783203125}]
[null,null,null,null,null,null,null,null,null,null,null,null,null,null,null,null,null,null,null,null,null,null,null,null,null,null,null,null,null,null,null,null,null,null,null,null,null,null,null,null,null,null,null,null,null,null,null,null,null,null,null,null,null,null,null,null,null,null,null,null,null,null,null,null,null,"EFAF",556,833,{"$f":"BH38","v":1039.62451171875}]
[null,null,null,null,null,null,null,null,null,null,null,null,null,null,null,null,null,null,null,null,null,null,null,null,null,null,null,null,null,null,null,null,null,null,null,null,null,null,null,null,null,null,null,null,null,null,null,null,null,null,null,null,null,null,null,null,null,null,null,null,null,null,null,null,null,"HP",1189,1686,1143.3001708984375]
[null,null,null,null,null,null,null,null,null,null,null,null,null,null,null,null,null,null,null,null,null,null,null,null,null,null,null,null,null,null,null,null,null,null,null,null,null,null,null,null,null,null,null,null,null,null,null,null,null,null,null,null,null,null,null,null,null,null,null,null,null,null,null,null,null,"Zonal",648,957,1073.7567138671875]
[null,null,null,null,null,null,null,null,null,null,null,null,null,null,null,null,null,null,null,null,null,null,null,null,null,null,null,null,null,null,null,null,null,null,null,null,null,null,null,null,null,null,null,null,null,null,null,null,null,null,null,null,null,null,null,null,null,null,null,null,null,null,null,null,"Gar.","Any",887,1817,275.53697210027087]
[null,null,null,null,null,null,null,null,null,null,null,null,null,null,null,null,null,null,null,null,null,null,null,null,null,null,null,null,null,null,null,null,null,null,null,null,null,null,null,null,null,null,null,null,null,null,null,null,null,null,null,null,null,null,null,null,null,null,null,null,null,null,null,null,"Base.","Any",887,1817,249.23004848190212]
[null,null,null,null,null,null,null,null,null,null,null,null,null,null,null,null,null,null,null,null,null,null,null,null,null,null,null,null,null,null,null,null,null,null,null,null,null,null,null,null,null,null,null,null,null,null,null,null,null,null,null,null,null,null,null,null,null,null,null,null,null,null,null,"Tier 2 w/ Exhaust Ducting","Interior","Gas",1724,1724,{"$f":"BJ37","v":1337.2764892578125}]
[null,null,null,null,null,null,null,null,null,null,null,null,null,null,null,null,null,null,null,null,null,null,null,null,null,null,null,null,null,null,null,null,null,null,null,null,null,null,null,null,null,null,null,null,null,null,null,null,null,null,null,null,null,null,null,null,null,null,null,null,null,null,null,null,null,"EFAF",837,837,{"$f":"BJ38","v":900.4080810546875}]
[null,null,null,null,null,null,null,null,null,null,null,null,null,null,null,null,null,null,null,null,null,null,null,null,null,null,null,null,null,null,null,null,null,null,null,null,null,null,null,null,null,null,null,null,null,null,null,null,null,null,null,null,null,null,null,null,null,null,null,null,null,null,null,null,null,"HP",1243,1243,1058.693603515625]
[null,null,null,null,null,null,null,null,null,null,null,null,null,null,null,null,null,null,null,null,null,null,null,null,null,null,null,null,null,null,null,null,null,null,null,null,null,null,null,null,null,null,null,null,null,null,null,null,null,null,null,null,null,null,null,null,null,null,null,null,null,null,null,null,null,"Zonal",952,952,848.8685302734375,null,"Heating Zone 3"]
[null,null,null,null,null,null,null,null,null,null,null,null,null,null,null,null,null,null,null,null,null,null,null,null,null,null,null,null,null,null,null,null,null,null,null,null,null,null,null,null,null,null,null,null,null,null,null,null,null,null,null,null,null,null,null,null,null,null,null,null,null,null,null,null,"Gar.","Any",1794,1794,0]
[null,null,null,null,null,null,null,null,null,null,null,null,null,null,null,null,null,null,null,null,null,null,null,null,null,null,null,null,null,null,null,null,null,null,null,null,null,null,null,null,null,null,null,null,null,null,null,null,null,null,null,null,null,null,null,null,null,null,null,null,null,null,null,null,"Base.","Any",1794,1794,0]
[null,"Cost / Benefit Ratios",null,null,null,null,null,null,null,null,null,null,null,null,null,null,null,null,null,null,null,null,null,null,null,null,null,null,null,null,null,null,null,null,null,null,null,null,null,null,null,null,null,null,null,null,null,null,null,null,null,null,null,null,null,null,null,null,null,null,null,null,null,"Tier 2 NO Ducting","Interior","Gas",null,null,{"$f":"BI37","v":1435.919921875}]
[null,null,null,null,null,null,null,null,null,null,null,null,null,null,null,null,null,null,null,null,null,null,null,null,null,null,null,null,null,null,null,null,null,null,null,null,null,null,null,null,null,null,null,null,null,null,null,null,null,null,null,null,null,null,null,null,null,null,null,null,null,null,null,null,null,"EFAF",null,null,{"$f":"BI38","v":1095.50537109375}]
[null,null,null,null,null,null,null,null,null,null,null,null,null,null,null,null,null,null,null,null,null,null,null,null,null,null,null,null,null,null,null,null,null,null,null,null,null,null,null,null,null,null,null,null,null,null,null,null,null,null,null,null,null,null,null,null,null,null,null,null,null,null,null,null,null,"HP",null,null,1208.3216552734375]
[null,"Heating System","Location","Tier","Climate Zone",null,null,null,null,null,null,null,null,null,null,null,null,null,null,null,null,null,null,null,null,null,null,null,null,null,null,null,null,null,null,null,null,null,null,null,null,null,null,null,null,null,null,null,null,null,null,null,null,null,null,null,null,null,null,null,null,null,null,null,null,"Zonal",null,null,1136.007568359375]
[null,null,null,null,"HZ1","HZ2","HZ3",null,null,null,null,null,null,null,null,null,null,null,null,null,null,null,null,null,null,null,null,null,null,null,null,null,null,null,null,null,null,null,null,null,null,null,null,null,null,null,null,null,null,null,null,null,null,null,null,null,null,null,null,null,null,null,null,null,"Gar.","Any",null,null,{"$error":"#REF!"}]
["_garage_","Any","Garage","Tier1",{"$f":"VLOOKUP($D72&$A72&E$71,tbloutfnl,9,0)","v":0},0,0,null,null,null,null,null,null,null,null,null,null,null,null,null,null,null,null,null,null,null,null,null,null,null,null,null,null,null,null,null,null,null,null,null,null,null,null,null,null,null,null,null,null,null,null,null,null,null,null,null,null,null,null,null,null,null,null,null,"Base.","Any",null,null,{"$error":"#REF!"}]
["_garage_",null,null,"Tier2",{"$error":"#N/A"},{"$error":"#N/A"},{"$error":"#N/A"}]
["_basmnt_",null,"Basement","Tier1",0,0,0]
["_basmnt_",null,null,"Tier2",{"$error":"#N/A"},{"$error":"#N/A"},{"$error":"#N/A"}]
["_indor2_","Zonal Electric Resistance","Interior","Tier1",{"$f":"VLOOKUP($D76&$A76&E$71&\"_zonl\",tbloutfnl,9,0)","v":0},0,0]
[{"$f":"A76","v":"_indor2_"},null,null,"Tier2",{"$error":"#N/A"},{"$error":"#N/A"},{"$error":"#N/A"}]
["_ducted_",null,"Ducted","Tier2",{"$error":"#N/A"},{"$error":"#N/A"},{"$error":"#N/A"}]
[{"$f":"A76","v":"_indor2_"},"Electric Furnace","Interior","Tier1",{"$f":"VLOOKUP($D79&$A79&E$71&\"_efaf\",tbloutfnl,9,0)","v":0},0,0]
["_indor2_",null,null,"Tier2",{"$error":"#N/A"},{"$error":"#N/A"},{"$error":"#N/A"}]
["_ducted_",null,"Ducted","Tier2",{"$error":"#N/A"},{"$error":"#N/A"},{"$error":"#N/A"}]
["_indor2_","Heat Pump","Interior","Tier1",{"$f":"VLOOKUP($D82&$A82&E$71&\"_hp85\",tbloutfnl,9,0)","v":0},0,0]
["_indor2_",null,null,"Tier2",{"$error":"#N/A"},{"$error":"#N/A"},{"$error":"#N/A"}]
["_ducted_",null,"Ducted","Tier2",{"$error":"#N/A"},{"$error":"#N/A"},{"$error":"#N/A"}]
["_indor2_","Gas Furnace","Interior","Tier1",{"$f":"VLOOKUP($D85&$A85&E$71&\"_gfnc\",tbloutfnl,9,0)","v":0},0,0]
[{"$f":"A83","v":"_indor2_"},null,null,"Tier2",{"$error":"#N/A"},{"$error":"#N/A"},{"$error":"#N/A"}]
["_ducted_",null,"Ducted","Tier2",{"$error":"#N/A"},{"$error":"#N/A"},{"$error":"#N/A"}]
[]
[]
[]
[]
[]
[]
[null,"Costs"]
[]
[null,"Equipment Costs"]
[null,"Item","2014$s","Source","Notes"]
[null," Electric Resistance 50 gal",{"$f":"costs!B38","v":400},"Price survey","EF 0.95 - baseline"]
[null,"GE GeoSpring (50 gal)",{"$f":"costs!B39","v":1109.3302580595061},"NEEA & BPA dataset"]
[null,"AO Smith Voltex (60 & 80 gal)",{"$f":"costs!B40","v":1494.6408638314781},"NEEA & BPA dataset"]
[null,"AirGenerate ATI",{"$f":"costs!B41","v":2267.5498460524877},"NEEA & BPA dataset"]
[]
[null,"Final Costs"]
[null,"Baseline","Measure","Incremental Costs (2014$s)"]
[null,null,null,"Equipment Cost","Contractor Install","Self Install","Final Contractor","Final Self","Final Overall"]
[null,"Tank Size <= 55 gallons, EF=0.95",{"$f":"B99","v":"GE GeoSpring (50 gal)"},{"$f":"costs!C46","v":709.33025805950615},{"$f":"costs!D46","v":108.07328999999999},{"$f":"costs!E46","v":41.69697},{"$f":"costs!F46","v":817.40354805950619},{"$f":"costs!G46","v":751.02722805950611},{"$f":"costs!H46","v":763.72336980447267}]
[null,null,{"$f":"B100","v":"AO Smith Voltex (60 & 80 gal)"},{"$f":"costs!C47","v":1094.6408638314781},{"$f":"costs!D47","v":174.44961000000001},{"$f":"costs!E47","v":41.69697},{"$f":"costs!F47","v":1269.090473831478},{"$f":"costs!G47","v":1136.3378338314781},{"$f":"costs!H47","v":1161.7301173214109}]
[null,null,{"$f":"B101","v":"AirGenerate ATI"},{"$f":"costs!C48","v":1867.5498460524877},{"$f":"costs!D48","v":373.72620038360571},{"$f":"costs!E48","v":227.11787909090893},{"$f":"costs!F48","v":2241.2760464360936},{"$f":"costs!G48","v":2094.6677251433966},{"$f":"costs!H48","v":2229.553984711114},null,null,null,"Existing, Small Tank","Existing, Large Tank","Proposed, Any Size Tank"]
[null,null,"Tier 1",{"$f":"costs!C49","v":759.75681384845552},{"$f":"costs!D49","v":116.76012382550334},{"$f":"costs!E49","v":41.69697},{"$f":"costs!F49","v":876.51693767395886},{"$f":"costs!G49","v":801.45378384845549},{"$f":"costs!H49","v":815.81150119091751},null,null,"Tier 1",945.44,1480.33,{"$f":"finallookup!R8","v":0}]
[null,null,"Tier 2",{"$f":"costs!C50","v":1867.5498460524877},{"$f":"costs!D50","v":174.44961000000001},{"$f":"costs!E50","v":41.69697},{"$f":"costs!F50","v":2041.9994560524879},{"$f":"costs!G50","v":1909.2468160524877},{"$f":"costs!H50","v":2031.3852247011364},null,null,"Tier 2 w/ Exhaust Ducting",1615.18,1615.18,{"$f":"finallookup!#REF!","v":{"$error":"#REF!"}}]
[null,null,"Tier 2 Ducted",{"$f":"costs!C51","v":1867.5498460524877},{"$f":"costs!D51","v":373.72620038360571},{"$f":"costs!E51","v":227.11787909090893},{"$f":"costs!F51","v":2241.2760464360936},{"$f":"costs!G51","v":2094.6677251433966},{"$f":"costs!H51","v":2229.553984711114},null,null,"Tier 2 NO Ducting",null,null,{"$f":"finallookup!#REF!","v":{"$error":"#REF!"}}]
[null,"Tank Size > 55 gallons, EF>2.0,  assumed to be Tier 1","Tier 2",{"$f":"costs!C52","v":772.90898222100964},{"$f":"costs!D52","v":0},{"$f":"costs!E52","v":0},{"$f":"costs!F52","v":772.90898222100986},{"$f":"costs!G52","v":772.90898222100964},{"$f":"costs!H52","v":772.90898222100986}]
[null,null,"Tier 2 Ducted",{"$f":"costs!C53","v":772.90898222100964},{"$f":"costs!D53","v":199.27659038360571},{"$f":"costs!E53","v":185.42090909090894},{"$f":"costs!F53","v":972.18557260461557},{"$f":"costs!G53","v":958.32989131191857},{"$f":"costs!H53","v":971.07774223098772}]

{"sheet":"costs","index":10,"n_rows":231,"n_cols":14,"rows_kept":231,"cut":false,"hidden":true,"merged":[[144,1,144,3],[76,0,77,0],[76,1,77,1],[76,2,77,2],[76,3,77,3],[76,4,76,7],[76,8,77,8],[62,8,63,8],[71,0,72,0],[71,1,72,1],[71,2,72,2],[71,3,72,3],[71,4,71,7],[71,8,72,8],[62,0,63,0],[62,1,63,1],[62,2,63,2],[62,3,63,3],[62,4,62,7],[43,0,44,0],[43,1,44,1],[43,2,43,7],[45,0,50,0],[51,0,52,0]]}
["Costs"]
["Dollar Deflators (source RTF SIW)"]
["http://rtf.nwcouncil.org/measures/support/files/RTFStandardInformationWorkbook_v2_0.xlsx"]
["2011$:2006$",1.1208694928894978]
["2008$:2006$",1.0466995069444445]
["20011$:2009$",1.0466995069444445]
["2014$:2008$",1.0860000000000001]
["2014$:2006$",1.137]
[]
[]
[]
[]
[]
[]
[]
[]
[]
[]
[]
[]
[]
[]
[]
[]
[]
[]
[]
[]
[]
[]
[]
[]
[]
[]
[]
["Equipment Costs"]
["Item","2014$s","Source","Notes"]
[" Electric Resistance 50 gal",{"$f":"B199","v":400},"Price survey","EF 0.95 - baseline"]
["GE GeoSpring (50 gal)",{"$f":"B137","v":1109.3302580595061},"NEEA & BPA dataset"]
["AO Smith Voltex (60 & 80 gal)",{"$f":"B138","v":1494.6408638314781},"NEEA & BPA dataset"]
["AirGenerate ATI",{"$f":"B139","v":2267.5498460524877},"NEEA & BPA dataset"]
[]
["Final Costs"]
["Baseline","Measure","Incremental Costs (2014$s)"]
[null,null,"Equipment Cost","Contractor Install","Self Install","Final Contractor","Final Self","Final Overall"]
["Tank Size <= 55 gallons, EF=0.95",{"$f":"A39","v":"GE GeoSpring (50 gal)"},{"$f":"B39-$B$199","v":709.33025805950615},{"$f":"D173","v":108.07328999999999},{"$f":"G173","v":41.69697},{"$f":"SUM(C46:D46)","v":817.40354805950619},{"$f":"SUM(C46,E46)","v":751.02722805950611},{"$f":"SUMPRODUCT(F46:G46,'SavingsData&Analysis'!$H$70:$I$70)","v":763.72336980447267}]
[null,{"$f":"A40","v":"AO Smith Voltex (60 & 80 gal)"},{"$f":"B40-$B$199","v":1094.6408638314781},{"$f":"D174","v":174.44961000000001},{"$f":"G174","v":41.69697},{"$f":"SUM(C47:D47)","v":1269.090473831478},{"$f":"SUM(C47,E47)","v":1136.3378338314781},{"$f":"SUMPRODUCT(F47:G47,'SavingsData&Analysis'!$H$70:$I$70)","v":1161.7301173214109}]
[null,{"$f":"A41","v":"AirGenerate ATI"},1867.5498460524877,{"$f":"D175","v":373.72620038360571},{"$f":"G175","v":227.11787909090893},2241.2760464360936,2094.6677251433966,{"$f":"SUMPRODUCT(F48:G48,'SavingsData&Analysis'!$H$71:$I$71)","v":2229.553984711114},null,null,null,null,"Cost Lookup Table","2006$s"]
[null,"Tier 1",{"$f":"SUMPRODUCT(C46:C47,'SavingsData&Analysis'!$G$60:$G$61)","v":759.75681384845552},{"$f":"SUMPRODUCT(D46:D47,'SavingsData&Analysis'!$G$60:$G$61)","v":116.76012382550334},{"$f":"SUMPRODUCT(E46:E47,'SavingsData&Analysis'!G60:G61)","v":41.69697},876.51693767395886,801.45378384845549,{"$f":"SUMPRODUCT(F49:G49,'SavingsData&Analysis'!$H$70:$I$70)","v":815.81150119091751},null,null,null,null,"Tier1",{"$f":"H49/$B$8","v":717.51231415208224}]
[null,"Tier 2",{"$f":"C48","v":1867.5498460524877},{"$f":"D47","v":174.44961000000001},{"$f":"E47","v":41.69697},2041.9994560524879,1909.2468160524877,{"$f":"SUMPRODUCT(F50:G50,'SavingsData&Analysis'!$H$71:$I$71)","v":2031.3852247011364},null,null,null,null,"Tier2",{"$f":"H50/$B$8","v":1786.6184913818263}]
[null,"Tier 2 Ducted",{"$f":"C48","v":1867.5498460524877},{"$f":"D48","v":373.72620038360571},{"$f":"E48","v":227.11787909090893},2241.2760464360936,2094.6677251433966,{"$f":"SUMPRODUCT(F51:G51,'SavingsData&Analysis'!$H$71:$I$71)","v":2229.553984711114},null,null,null,null,"Tier2_ducted",1960.9093972833016]
["Tank Size > 55 gallons, EF>2.0,  assumed to be Tier 1","Tier 2",{"$f":"C50-C47","v":772.90898222100964},{"$f":"D50-D47","v":0},{"$f":"E50-E47","v":0},{"$f":"F50-F47","v":772.90898222100986},{"$f":"G50-G47","v":772.90898222100964},{"$f":"SUMPRODUCT(F52:G52,'SavingsData&Analysis'!$H$71:$I$71)","v":772.90898222100986}]
[null,"Tier 2 Ducted",{"$f":"C51-C47","v":772.90898222100964},{"$f":"D51-D47","v":199.27659038360571},{"$f":"E51-E47","v":185.42090909090894},{"$f":"F51-F47","v":972.18557260461557},{"$f":"G51-G47","v":958.32989131191857},{"$f":"SUMPRODUCT(F53:G53,'SavingsData&Analysis'!$H$71:$I$71)","v":971.07774223098772}]
[]
[]
[]
["Department of Energy (DOE) Technical Support Document (TSD) for Water Heater Standards"]
["Date: November 23, 2009"]
["http://www.regulations.gov/#!documentDetail;D=EERE-2006-STD-0129-0170"]
[]
[]
["Table 8-A.3.2     Basic Installation Costs for Electric Storage Water Heater: Replacement"]
["Description","Crew","Labor\nHours","Unit","Bare Costs (2008$)",null,null,null,"Total incl.\nO&P"]
[null,null,null,null,"Mat.","Labor","Other","Total"]
["Trip Charge","2 PLUM*",1,"Ea.",0,40.64,0,{"$f":"SUM(E65:G65)","v":40.64},61.12]
["Remove Old Heater","2 PLUM*",0.75,"Ea.",0,30.48,0,{"$f":"SUM(E66:G66)","v":30.48},45.84]
["Installation","2 PLUM*",1.5,"Ea.",25,75.319999999999993,0,{"$f":"SUM(E67:G67)","v":100.32},{"$f":"F67*I65/H65+E67","v":138.27653543307082}]
["Removal/disposal and permit fees","-","-","Ea.",0,0,70,{"$f":"SUM(E68:G68)","v":70},70]
["Total",null,{"$f":"SUM(C65:C68)","v":3.25},{"$f":"SUM(D65:D68)","v":0},25,146.44,70,241.44,{"$f":"SUM(I65:I68)","v":315.2365354330708}]
[]
["Table 8-A.3.3     Installation Adder (66, 75, and 119-gallon) or Attic Installation"]
["Description","Crew","Labor\nHours","Unit","Bare Costs (2008$)",null,null,null,"Total incl.\nO&P"]
[null,null,null,null,"Mat.","Labor","Other","Total"]
["Installation Adder","2 PLUM*",1,"Ea.",0,40.64,0,{"$f":"SUM(E74:G74)","v":40.64},61.12]
[]
["Table 8-A.3.10     Installation Adder for Heat Pump Water Heaters"]
["Description","Crew","Labor\nHours","Unit","Bare Costs (2008$)",null,null,null,"Total incl.\nO&P"]
[null,null,null,null,"Mat.","Labor","Other","Total"]
["Installation Adder","2 PLUM*",1,"Ea.",0,40.64,0,{"$f":"SUM(E79:G79)","v":40.64},61.12]
["* 2 PLUM = 2 plumbers"]
[]
["8-A.3.3.2  Condensate Pump Cost"]
[null,"Cost Range Estimate  $84.53 to $222.63"]
[null,"Applicability",0.25]
[null,"Cost",{"$f":"AVERAGE(84.53,222.63)*C84","v":38.394999999999996},"(2008$)"]
[]
[]
[]
[]
[]
[]
[]
[]
[]
[]
[]
[]
[]
[]
[]
[]
[]
[]
[]
[]
[]
[]
[]
[]
[]
[]
["NEEA and BPA Dataset of HPWH Installation Costs"]
[]
["HPWH Labor for Contractor Installation"]
[null,"Hours","2014$s","n"]
["GE GeoSpring (50 gallon)","?",{"$f":"(SUMIFS(costdataset!I:I,costdataset!C:C,\"GE\",costdataset!D:D,50,costdataset!E:E,\"0\")/D116)","v":326.21697720930229},{"$f":"COUNTIFS(costdataset!C:C,\"GE\",costdataset!D:D,50,costdataset!E:E,\"0\")","v":43}]
["Voltex Tanks (60 & 80 gallon)","?",{"$f":"(SUMIFS(costdataset!I:I,costdataset!C:C,\"A.O. Smith\",costdataset!E:E,\"0\"))/D117","v":348.84357285714287},{"$f":"COUNTIFS(costdataset!C:C,\"A.O. Smith\",costdataset!E:E,\"0\")","v":14}]
["AirGenerate ATI 66 No Duct",{"$f":"AVERAGE(SUMIFS(costdataset!L:L,costdataset!E:E,0,costdataset!C:C,\"AirGenerate\",costdataset!F:F,\"No\"))/COUNTIFS(costdataset!E:E,0,costdataset!C:C,\"AirGenerate\",costdataset!F:F,\"No\",costdataset!L:L,\"<>\"&\"\")","v":4.9688139534883726},{"$f":"(SUMIFS(costdataset!I:I,costdataset!C:C,\"AirGenerate\",costdataset!E:E,\"0\",costdataset!F:F,\"No\"))/D118","v":471.52533781531525},{"$f":"COUNTIFS(costdataset!C:C,\"AirGenerate\",costdataset!E:E,\"0\",costdataset!F:F,\"No\",costdataset!I:I,\"<>\"&\"\")","v":444}]
["AirGenerate ATI 66 Ducted",{"$f":"AVERAGE(SUMIFS(costdataset!L:L,costdataset!E:E,0,costdataset!C:C,\"AirGenerate\",costdataset!F:F,\"Yes\"))/COUNTIFS(costdataset!E:E,0,costdataset!C:C,\"AirGenerate\",costdataset!F:F,\"Yes\",costdataset!L:L,\"<>\"&\"\")","v":6.8137797619047626},{"$f":"(SUMIFS(costdataset!I:I,costdataset!C:C,\"AirGenerate\",costdataset!E:E,\"0\",costdataset!F:F,\"Yes\"))/D119","v":616.75665682857141},{"$f":"COUNTIFS(costdataset!C:C,\"AirGenerate\",costdataset!E:E,\"0\",costdataset!F:F,\"Yes\",costdataset!I:I,\"<>\"&\"\")","v":350}]
["ATI Overall",{"$f":"((B118*COUNTIFS(costdataset!E:E,0,costdataset!C:C,\"AirGenerate\",costdataset!F:F,\"No\",costdataset!L:L,\"<>\"&\"\"))+(B119*COUNTIFS(costdataset!E:E,0,costdataset!C:C,\"AirGenerate\",costdataset!F:F,\"Yes\",costdataset!L:L,\"<>\"&\"\")))/(COUNTIFS(costdataset!E:E,0,costdataset!C:C,\"AirGenerate\",costdataset!F:F,\"No\",costdataset!L:L,\"<>\"&\"\") + COUNTIFS(costdataset!E:E,0,costdataset!C:C,\"AirGenerate\",costdataset!F:F,\"Yes\",costdataset!L:L,\"<>\"&\"\"))","v":5.7780939947780681},{"$f":"((C118*D118) +(C119*D119))/D120","v":535.54418120906803},{"$f":"SUM(D118:D119)","v":794}]
[]
["Incremental Duct Install Labor",{"$f":"B119-B118","v":1.84496580841639},{"$f":"C119-C118","v":145.23131901325615}]
[]
[]
["Fraction of Contractor vs Self Installations"]
[null,"Contractor","Self","n"]
[{"$f":"A116","v":"GE GeoSpring (50 gallon)"},{"$f":"COUNTIFS(costdataset!C:C,\"GE\",costdataset!E:E,\"0\")/D127","v":0.16602316602316602},{"$f":"1-B127","v":0.83397683397683398},{"$f":"COUNTIFS(costdataset!C:C,\"GE\",costdataset!D:D,50)","v":259}]
[{"$f":"A117","v":"Voltex Tanks (60 & 80 gallon)"},{"$f":"COUNTIFS(costdataset!C:C,\"A.O. Smith\",costdataset!E:E,\"0\")/D128","v":0.35897435897435898},{"$f":"1-B128","v":0.64102564102564097},{"$f":"COUNTIFS(costdataset!C:C,\"A.O. Smith\")","v":39}]
[{"$f":"A118","v":"AirGenerate ATI 66 No Duct"},{"$f":"COUNTIFS(costdataset!C:C,\"AirGenerate\",costdataset!E:E,\"0\",costdataset!F:F,\"No\")/D129","v":0.96781115879828328},3.2188841201716722E-2,{"$f":"COUNTIFS(costdataset!C:C,\"AirGenerate\",costdataset!F:F,\"No\")","v":466}]
["AirGenerate ATI 66 Ducted",{"$f":"COUNTIFS(costdataset!C:C,\"AirGenerate\",costdataset!E:E,\"0\",costdataset!F:F,\"Yes\")/D130","v":0.89629629629629626},0.10370370370370374,{"$f":"COUNTIFS(costdataset!C:C,\"AirGenerate\",costdataset!F:F,\"Yes\")","v":405}]
[{"$f":"A120","v":"ATI Overall"},{"$f":"(COUNTIFS(costdataset!C:C,\"AirGenerate\",costdataset!E:E,\"0\",costdataset!F:F,\"No\")+COUNTIFS(costdataset!C:C,\"AirGenerate\",costdataset!E:E,\"0\",costdataset!F:F,\"Yes\"))/D131","v":0.91666666666666663},{"$f":"1-B131","v":8.333333333333337E-2},{"$f":"COUNTIFS(costdataset!C:C,\"AirGenerate\")","v":888}]
[]
["HPWH Equipment Cost"]
["  note: when equipment cost known separately from total cost"]
["  note: Equipment Cost is only the cost of the HPWH (excludes other parts)"]
[null,"2014$s","n"]
[{"$f":"A127","v":"GE GeoSpring (50 gallon)"},{"$f":"(SUMIFS(costdataset!H:H,costdataset!C:C,\"GE\",costdataset!D:D,50)/C137)","v":1109.3302580595061},{"$f":"COUNTIFS(costdataset!C:C,\"GE\",costdataset!H:H,\"<>\"&\"\")","v":77}]
[{"$f":"A128","v":"Voltex Tanks (60 & 80 gallon)"},{"$f":"(SUMIFS(costdataset!H:H,costdataset!C:C,\"A.O. Smith\")/C138)","v":1494.6408638314781},{"$f":"COUNTIFS(costdataset!C:C,\"A.O. Smith\",costdataset!H:H,\"<>\"&\"\")","v":23}]
[{"$f":"A131","v":"ATI Overall"},{"$f":"(SUMIFS(costdataset!H:H,costdataset!C:C,\"AirGenerate\")/C139)","v":2267.5498460524877},{"$f":"COUNTIFS(costdataset!C:C,\"AirGenerate\",costdataset!H:H,\"<>\"&\"\")","v":844}]
["  observations: GeoSpring & Voltex are frequently purchased at retail stores"]
["                ATI is purchased through a contractor"]
["                 - contractor purchase likely results in mark-up (MSRP is ~$2000)"]
[]
["HPWH Total Install Cost"]
[null,"2014$s"]
[null,"Contractor","Self","Overall","n"]
[{"$f":"A116","v":"GE GeoSpring (50 gallon)"},{"$f":"(SUMIFS(costdataset!K:K,costdataset!C:C,\"GE\",costdataset!D:D,50,costdataset!E:E,0)/COUNTIFS(costdataset!C:C,\"GE\",costdataset!D:D,50,costdataset!E:E,0,costdataset!K:K,\"<>\" & \"\"))","v":1490.0647368421053},{"$f":"(SUMIFS(costdataset!K:K,costdataset!C:C,\"GE\",costdataset!D:D,50,costdataset!E:E,1)/COUNTIFS(costdataset!C:C,\"GE\",costdataset!D:D,50,costdataset!E:E,1,costdataset!K:K,\"<>\" & \"\"))","v":1172.8847368421054},{"$f":"(SUMIFS(costdataset!K:K,costdataset!C:C,\"GE\",costdataset!D:D,50)/E147)","v":1278.6114035087721},{"$f":"COUNTIFS(costdataset!C:C,\"GE\",costdataset!D:D,50,costdataset!K:K,\"<>\" & \"\")","v":57}]
[{"$f":"A117","v":"Voltex Tanks (60 & 80 gallon)"},{"$f":"(SUMIFS(costdataset!K:K,costdataset!C:C,\"A.O. Smith\",costdataset!E:E,0)/COUNTIFS(costdataset!C:C,\"A.O. Smith\",costdataset!E:E,0,costdataset!K:K,\"<>\" & \"\"))","v":1929.4788888888891},{"$f":"(SUMIFS(costdataset!K:K,costdataset!C:C,\"A.O. Smith\",costdataset!E:E,1)/COUNTIFS(costdataset!C:C,\"A.O. Smith\",costdataset!E:E,1,costdataset!K:K,\"<>\" & \"\"))","v":1607.6509090909087},{"$f":"(SUMIFS(costdataset!K:K,costdataset!C:C,\"A.O. Smith\")/E148)","v":1752.4735000000001},{"$f":"COUNTIFS(costdataset!C:C,\"A.O. Smith\",costdataset!K:K,\"<>\" & \"\")","v":20}]
[{"$f":"A118","v":"AirGenerate ATI 66 No Duct"},{"$f":"(SUMIFS(costdataset!K:K,costdataset!C:C,\"AirGenerate\",costdataset!E:E,0,costdataset!F:F,\"No\")/COUNTIFS(costdataset!C:C,\"AirGenerate\",costdataset!E:E,0,costdataset!F:F,\"No\",costdataset!K:K,\"<>\" & \"\"))","v":2872.2040454545449},{"$f":"(SUMIFS(costdataset!K:K,costdataset!C:C,\"AirGenerate\",costdataset!E:E,1,costdataset!F:F,\"No\")/COUNTIFS(costdataset!C:C,\"AirGenerate\",costdataset!E:E,1,costdataset!F:F,\"No\",costdataset!K:K,\"<>\" & \"\"))","v":2050.63},{"$f":"(SUMIFS(costdataset!K:K,costdataset!C:C,\"AirGenerate\",costdataset!F:F,\"No\")/E149)","v":2862.9728764044944},{"$f":"COUNTIFS(costdataset!C:C,\"AirGenerate\",costdataset!F:F,\"No\",costdataset!K:K,\"<>\" & \"\")","v":445}]
[{"$f":"A119","v":"AirGenerate ATI 66 Ducted"},{"$f":"(SUMIFS(costdataset!K:K,costdataset!C:C,\"AirGenerate\",costdataset!E:E,0,costdataset!F:F,\"Yes\")/COUNTIFS(costdataset!C:C,\"AirGenerate\",costdataset!E:E,0,costdataset!F:F,\"Yes\",costdataset!K:K,\"<>\" & \"\"))","v":3071.4806358381506},{"$f":"(SUMIFS(costdataset!K:K,costdataset!C:C,\"AirGenerate\",costdataset!E:E,1,costdataset!F:F,\"Yes\")/COUNTIFS(costdataset!C:C,\"AirGenerate\",costdataset!E:E,1,costdataset!F:F,\"Yes\",costdataset!K:K,\"<>\" & \"\"))","v":2236.050909090909},{"$f":"(SUMIFS(costdataset!K:K,costdataset!C:C,\"AirGenerate\",costdataset!F:F,\"Yes\")/E150)","v":3045.7391036414569},{"$f":"COUNTIFS(costdataset!C:C,\"AirGenerate\",costdataset!F:F,\"Yes\",costdataset!K:K,\"<>\" & \"\")","v":357}]
[{"$f":"A120","v":"ATI Overall"},{"$f":"(SUMIFS(costdataset!K:K,costdataset!C:C,\"AirGenerate\",costdataset!E:E,0)/COUNTIFS(costdataset!C:C,\"AirGenerate\",costdataset!E:E,0,costdataset!K:K,\"<>\" & \"\"))","v":2960.7516856780744},{"$f":"(SUMIFS(costdataset!K:K,costdataset!C:C,\"AirGenerate\",costdataset!E:E,1)/COUNTIFS(costdataset!C:C,\"AirGenerate\",costdataset!E:E,1,costdataset!K:K,\"<>\" & \"\"))","v":2178.1068749999999},{"$f":"(SUMIFS(costdataset!K:K,costdataset!C:C,\"AirGenerate\")/E151)","v":2945.196012422361},{"$f":"COUNTIFS(costdataset!C:C,\"AirGenerate\",costdataset!K:K,\"<>\" & \"\")","v":805}]
[]
[]
["Compare the Labor and Parts Costs for HPWH Installation"]
["These are not incremental costs from the electric resistance water heater"]
[null,"2006$s","2008$s","2014$s"]
["DOE TSD Small HPWH Total Cost (excludes equipment)",{"$f":"C157/$B$5","v":396.2469960875643},{"$f":"SUM(I69,I79,C85)","v":414.75153543307079},{"$f":"C157*$B$7","v":450.42016748031489}]
["DOE TSD Large HPWH Total Cost (excludes equipment)",{"$f":"C158/$B$5","v":454.64006840153081},{"$f":"SUM(I69,I79,C85,I74)","v":475.87153543307079},{"$f":"C158*$B$7","v":516.79648748031491}]
[]
["Observed Incremental Costs (labor and parts) from NEEA & BPA dataset"]
["   For contractor installs only"]
[{"$f":"A137","v":"GE GeoSpring (50 gallon)"},{"$f":"D162/$B$8","v":334.85882038926923},{"$f":"D162/$B$7","v":350.58423460644485},{"$f":"B147-B137","v":380.73447878259913}]
[{"$f":"A138","v":"Voltex Tanks (60 & 80 gallon)"},{"$f":"D163/$B$8","v":382.44329380599027},{"$f":"D163/$B$7","v":400.4033379902495},{"$f":"B148-B138","v":434.83802505741096}]
[]
["The above two tables comparing DOE TSD estimates of installation costs to observed costs"]
["show reasonable agreement. If anything, the DOE costs are too high. "]
["Because they reasonable agree, however, we can use the incremental installation cost estimates"]
["from Tables 8-A.3.3 and 8-A.3.10 for HPWHs."]
[]
["HPWH Incremental Install Costs (includes parts and labor)"]
[null,null,"Contractor Installs",null,null,"Self Installs"]
[null,"2006$s","2008$s","2014$s","2006$s","2008$s","2014$s"]
["Small Tank",{"$f":"C173/$B$5","v":95.075042397322861},{"$f":"I79+C85","v":99.514999999999986},{"$f":"C173*$B$7","v":108.07328999999999},{"$f":"F173/$B$5","v":36.68197008335639},{"$f":"C85","v":38.394999999999996},{"$f":"F173*$B$7","v":41.69697}]
["Large Tank",{"$f":"C174/$B$5","v":153.46811471128933},{"$f":"C173+I74","v":160.63499999999999},{"$f":"C174*$B$7","v":174.44961000000001},{"$f":"F174/$B$5","v":36.68197008335639},{"$f":"F173","v":38.394999999999996},{"$f":"F174*$B$7","v":41.69697}]
["Ducted Large Tank",{"$f":"D175/$B$8","v":328.69498714477197},{"$f":"D175/$B$7","v":344.13093957974741},{"$f":"(B150-B149)+D174","v":373.72620038360571},{"$f":"G175/$B$8","v":199.75187255137109},{"$f":"G175/$B$7","v":209.13248535074484},{"$f":"C150-C149+G174","v":227.11787909090893}]
[]
[]
[]
[]
[]
[]
[]
[]
[]
["Electric Resistance Water Heater Equipment Costs"]
[]
[]
[]
[]
[]
[]
[]
[]
[]
["Item","Cost 2014$s","EF","Model#","Notes","Source"]
["Whirpool 40 gallon ER Tank",448,0.95,"Whirlpool ES40R123-45D",null,"lowes.com"]
["Whirpool 50 gallon ER Tank",488,0.93,"Whirlpool ES50R123-45D",null,"lowes.com"]
["Rheem 50 gallon ER Tank",398,0.95,"Rheem  XE50T12EC55U0",null,"homedepot.com"]
["Generic 50 gallon Tank",400,0.95,"na","Assigned based on above 3 cases"]
[]
[]
[]
[]
[]
["Supplemental Fuel Avoided Costs"]
["Set equal to the regional average retail residential electric rate"]
["Source:  EIA 2011"]
[null,"Total Electric Sales (MWh)","Weight","Residential Retail Rate (cents/kWh)","2011 $/kWh","2006 $/kWh"]
["ID",8389866,{"$f":"B209/$B$213","v":0.12524309341229914},7.87,{"$f":"D209/100","v":7.8700000000000006E-2},{"$f":"E209/$B$4","v":7.0213348208022594E-2}]
["MT",2793468,{"$f":"B210/$B$213","v":4.1700615202706272E-2},9.75,{"$f":"D210/100","v":9.7500000000000003E-2},{"$f":"E210/$B$4","v":8.698604129964678E-2}]
["OR",19429175,0.29003681101091572,8.2799999999999994,8.2799999999999999E-2,7.3871222765238498E-2]
["WA",36376143,0.54301948037407888,9.5399999999999991,9.5399999999999985E-2,8.5112495794731305E-2]
["Overall",66988652,1,8.9741547813202747,8.9741547813202746E-2,8.0064225480753648E-2]
[]
[]
[]
[]
[]
[]
[]
[]
["Water Heater Lifetime"]
["Source: DOE TSD as above"]
["Appendix 8-C Lifetime Distributions"]
["Table 8-C.3.1  Water Heaters"]
["Product Class","Expert Opinion Values  (years)"]
[null,"Minimum","Average","Maximum"]
["Gas-Fired Storage",6,13,20]
["Electric Storage",6,13,20]
["Oil-Fired Storage",6,13,20]
["Gas-Fired Instantaneous",8,20,30]

{"sheet":"costdataset","index":11,"n_rows":1221,"n_cols":17,"rows_kept":1221,"cut":false,"hidden":true,"merged":[]}
["siteid","Tier","Brand","NewUnitSizeGal","selfinstall","InstalledDucting","Equipratio_flag","REquipmentCost","RLaborCost","RDuctingCost","RTotCost","TotalHourstoInstall",null,null,null,null,"Cost Data from NEEA, BPA, and SCL HPWH programs"]
[1,1,"GE",50,1,"No","ge50",1099,0,0,1499,null,null,null,null,null,"Date range ~2013 to mid 2014"]
[2,1,"GE",50,1,"No","ge50",null,0,0]
[3,2,"AirGenerate",66,0,"No","ag66n",2125,475,0,2600]
[4,1,"GE",50,0,"No","ge50",999.98999023399995,150,0,1199.99]
[5,1,"GE",50,0,"No","ge50",null,219.99001000000001,0]
[6,1,"GE",50,0,"No","ge50",1250,422,0,1672]
[7,1,"GE",50,1,"No","ge50",1199,0,0,1224]
[8,1,"GE",50,0,"No","ge50",null,219.99001000000001,0]
[9,1,"GE",50,1,"No","ge50",null,0,0]
[10,null,"GE",50,0,"No","ge50",null,120,0]
[11,null,"GE",50,0,"No","ge50",1050,220,0,1300]
[12,null,"GE",50,1,"No","ge50",999.98999023399995,0,0,1099.99]
[13,null,"GE",50,1,"No","ge50",999.98999023399995,0,0,1024.99]
[14,1,"GE",50,1,"No","ge50",1199,0,0,1199]
[15,1,"GE",50,1,"No","ge50",null,0,0]
[16,null,"GE",50,0,"No","ge50",1138.70996094,314.98998999999998,0,1673.69]
[17,null,"GE",50,1,"No","ge50",null,0,0]
[18,null,"GE",50,1,"No","ge50",null,0,0]
[19,null,"GE",50,1,"No","ge50",null,0,0]
[20,null,"GE",50,1,"No","ge50",null,0,0]
[21,null,"GE",50,1,"No","ge50",1049.79003906,0,0,1399.79]
[22,null,"GE",50,1,"No","ge50",null,0,0]
[23,null,"GE",50,1,"No","ge50",1112.7800293,0,0,1112.78]
[24,1,"GE",50,1,"No","ge50",null,0,0]
[25,null,"GE",50,1,"No","ge50",1122.2199707,0,0]
[26,null,"GE",50,1,"No","ge50",null,0,0]
[27,1,"GE",50,0,"No","ge50",null,200,0]
[28,null,"GE",50,1,"No","ge50",1199,0,0,1288]
[29,null,"GE",50,1,"No","ge50",1199,0,0,1229]
[30,null,"A.O. Smith",80,1,"No","ao80",1094.9899902300001,0,0,1290.99]
[31,null,"GE",50,1,"No","ge50",999.98999023399995,0,0,1205.76]
[32,null,"GE",50,1,"No","ge50",1199,0,0,1240]
[33,null,"GE",50,0,"No","ge50",1199.9899902300001,413.94,0,1673.92]
[34,null,"GE",50,0,"No","ge50",999.98999023399995,101,0,1225.99]
[35,null,"GE",50,1,"No","ge50",1200,70,0,1270]
[36,null,"A.O. Smith",60,1,"No","ao60",1407.89001465,0,0]
[37,null,"GE",50,1,"No","ge50",null,0,0]
[38,null,"A.O. Smith",80,0,"No","ao80",1039.9799804700001,239.99001000000001,0,1279.97]
[39,null,"GE",50,1,"No","ge50",1199,0,0,1379.7]
[40,null,"GE",50,1,"No","ge50",null,0,0]
[41,null,"A.O. Smith",80,1,"No","ao80",1082.9899902300001,0,0,1182.99]
[42,2,"AirGenerate",66,0,"Yes","ag66d",2500,800,null,3300]
[43,null,"GE",50,1,"No","ge50",null,0,0]
[44,null,"A.O. Smith",80,1,"No","ao80",1999,1,0,2200]
[45,null,"GE",50,1,"No","ge50",1000,0,0]
[46,null,"A.O. Smith",60,1,"No","ao60",null,0,0]
[47,null,"GE",50,1,"Yes","ge50",1199,0]
[48,null,"GE",50,0,"No","ge50",1082.9899902300001,292.38,0,1375.37]
[49,null,"AirGenerate",66,0,"Yes","ag66d",2000,380,null,2690]
[50,null,"GE",50,1,"No","ge50",1232,0,0,1232]
[51,null,"AirGenerate",66,1,"Yes","ag66d",null,0]
[52,null,"GE",50,1,"No","ge50",999,0,0,1099]
[53,null,"GE",50,1,"No","ge50",1078.92004395,0,0,1125.5899999999999]
[54,null,"GE",50,1,"No","ge50",null,0,0]
[55,null,"GE",50,1,"No","ge50",null,0,0]
[56,null,"GE",50,1,"No","ge50",1299.5899658200001,0,0]
[57,null,"GE",50,1,"No","ge50",999.98999023399995,0,0]
[58,null,"GE",50,1,"No","ge50",null,0,0]
[59,null,"GE",50,1,"No","ge50",null,0,0]
[60,null,null,50,1,"No",null,1358,0,0,1408]
[61,null,"GE",50,1,"No","ge50",null,0,0]
[62,null,"GE",50,1,"No","ge50",999,0,0,1385]
[63,null,"GE",50,0,"No","ge50",null,219.99001000000001,0]
[64,null,"A.O. Smith",80,1,"No","ao80",1999,0,0,2017.06]
[65,null,"GE",50,1,"No","ge50",null,0,0]
[66,null,"AirGenerate",66,0,null,null,2599,400,0,3117]
[67,null,"AirGenerate",66,0,"Yes","ag66d",2540.5,827,null,3367.5]
[68,null,"AirGenerate",66,0,null,null,2400,400,0,2980]
[69,null,"A.O. Smith",60,0,"Yes","ao60",1800,411.54001]
[70,null,"A.O. Smith",80,0,null,"ao80",null,180,0]
[71,null,"GE",50,0,"No","ge50",null,200,0]
[72,null,"A.O. Smith",60,0,null,"ao60",1500,200,0,1800]
[73,null,"A.O. Smith",80,0,"No","ao80",1499.9899902300001,259.98998999999998,0,1759.98]
[74,null,"GE",50,1,"No","ge50",1199,0,0,1200.29]
[75,null,"GE",50,1,"No","ge50",null,0,0]
[76,null,"GE",50,1,"No","ge50",null,0,0]
[77,null,"AirGenerate",66,0,"Yes","ag66d",1750,120,null,1940]
[78,null,"GE",50,1,"No","ge50",null,0,0]
[79,null,"GE",50,1,"No","ge50",null,0,0]
[80,null,null,50,1,"No",null,null,0,0]
[81,null,"AirGenerate",66,0,"Yes","ag66d",2195.2099609400002,987.5,null,3182.71]
[82,null,"GE",50,1,"No","ge50",null,0,0]
[83,null,"GE",50,1,"No","ge50",1366.3800048799999,0,0,1541.38]
[84,null,"AirGenerate",66,0,"Yes","ag66d",2400,1000,null,3550]
[85,null,"AirGenerate",66,0,"Yes","ag66d",2545,700,null,3245]
[86,null,"A.O. Smith",80,1,"No","ao80",null,0,0]
[87,null,"GE",50,1,"No","ge50",null,0,0]
[88,null,"AirGenerate",66,0,"Yes","ag66d",2600,1000,null,3600]
[89,null,"GE",50,1,"No","ge50",1060,0,0,1100]
[90,null,"GE",50,1,"No","ge50",1099,0,0]
[91,null,"GE",50,1,"No","ge50",null,0,0]
[92,null,"GE",50,1,"No","ge50",null,0,0]
[93,null,"A.O. Smith",80,0,"No","ao80",1078.9899902300001,227.5,0,1488.84]
[94,null,"A.O. Smith",80,1,"No","ao80",1000,0,0,1050]
[95,null,"GE",50,1,"No","ge50",null,0,0]
[96,null,"GE",50,1,"No","ge50",null,0,0]
[97,null,"GE",50,0,"No","ge50",1200,300,0,1700]
[98,null,"GE",50,1,"No","ge50",null,0,0]
[99,null,"GE",50,1,"No","ge50",null,0,0]
[100,null,"GE",50,1,"No","ge50",null,0,0]
[101,null,"GE",50,1,"No","ge50",999.98999023399995,0,0,1029.99]
[102,null,"GE",50,1,"No","ge50",null,0,0]
[103,null,"GE",50,1,"No","ge50",null,0,0]
[104,null,"A.O. Smith",60,1,"No","ao60",null,0,0]
[105,null,"GE",50,1,"No","ge50",null,0,0]
[106,null,"GE",50,1,"No","ge50",999,0,0]
[107,null,"GE",50,1,"No","ge50",null,0,0]
[108,null,"GE",50,1,"No","ge50",null,0,0]
[109,null,"GE",50,1,"No","ge50",999,0,0,1074]
[110,null,"A.O. Smith",80,1,"No","ao80",1187.9899902300001,0,0,1234.99]
[111,null,"GE",50,1,"No","ge50",null,0,0]
[112,null,"GE",50,1,"No","ge50",null,0,0]
[113,null,"GE",50,1,"No","ge50",null,0,0]
[114,null,"GE",50,1,"No","ge50",null,0,0]
[115,null,"GE",50,0,"No","ge50",null,296.45001000000002,0]
[116,null,"A.O. Smith",80,0,"No","ao80",2080,300,0,2380]
[117,null,"GE",50,1,"No","ge50",null,0,0]
[118,null,"GE",50,1,"No","ge50",null,0,0]
[119,null,"GE",50,1,"No","ge50",null,0,0]
[120,null,"GE",50,1,"No","ge50",1077,0,0]
[121,null,"GE",50,1,"No","ge50",1052,0,0,1104]
[122,null,"GE",50,0,"No","ge50",null,250,0]
[123,null,"GE",50,1,"No","ge50",null,0,0]
[124,null,"A.O. Smith",60,0,null,"ao60",1599.9899902300001,640,0,2239.9899999999998]
[125,null,"GE",50,1,"No","ge50",null,0,0]
[126,null,"GE",50,1,"No","ge50",null,0,0]
[127,null,"GE",50,1,"No","ge50",999.98999023399995,0,0,1034.99]
[128,null,"GE",50,1,"No","ge50",null,35,0]
[129,null,"GE",50,0,"No","ge50",null,250,0]
[130,null,"GE",50,1,"No","ge50",1085.9100341799999,0,0]
[131,null,"GE",50,0,"No","ge50",null,250,0]
[132,null,"GE",50,1,"No","ge50",null,0,0]
[133,null,"GE",50,1,"No","ge50",null,0,0]
[134,null,"GE",50,1,"No","ge50",null,0,0]
[135,null,"GE",50,1,"No","ge50",null,0,0]
[136,null,"GE",50,1,"No","ge50",1082.9899902300001,0,0]
[137,null,"GE",50,1,"No","ge50",null,0,0]
[138,null,"AirGenerate",66,0,null,null,2569,755,0,3434]
[139,null,"GE",50,0,"No","ge50",1010.21002197,271,0,1281.21]
[140,null,null,50,0,"No",null,1459,1459,0,3167]
[141,null,"GE",50,1,"No","ge50",null,0,0]
[142,null,"A.O. Smith",80,1,null,"ao80",null,0,0]
[143,null,"GE",50,0,"No","ge50",null,283,0]
[144,null,"GE",50,0,"No","ge50",999,200,0,1313]
[145,null,"A.O. Smith",60,0,null,"ao60",null,384,0]
[146,null,"GE",50,1,"No","ge50",1081,0,0,1101]
[147,null,"GE",50,1,"No","ge50",999,0,0,1134]
[148,null,"GE",50,1,"No","ge50",null,0,0]
[149,null,"GE",50,1,"No","ge50",null,0,0]
[150,null,"GE",50,1,"No","ge50",1150,0,0]
[151,null,"GE",50,1,"No","ge50",999,0,0,999]
[152,null,"GE",50,1,"No","ge50",999,0,0,999]
[153,null,"AirGenerate",66,0,"Yes","ag66d",2200,745,null,2945]
[154,null,"AirGenerate",66,0,"No","ag66n",2190,225,0,2540]
[155,null,"GE",50,1,"No","ge50",null,0,0]
[156,null,"GE",50,1,"No","ge50",1199,0,0,1254.2]
[157,null,"GE",50,1,"No","ge50",null,0,0]
[158,null,"GE",50,1,"No","ge50",1039,0,0,1108.9000000000001]
[159,null,"GE",50,1,"No","ge50",null,0,0]
[160,null,"GE",50,1,"No","ge50",999.98999023399995,0,0,1044.28]
[161,null,"GE",50,1,"No","ge50",null,0,0]
[162,null,"AirGenerate",66,0,"Yes","ag66d",2364.3000488299999,425,null,3164.3]
[163,null,"AirGenerate",66,0,"Yes","ag66d",2000,200,null,2350]
[164,null,"AirGenerate",80,0,"Yes","ag66d",2100,800,null,3000]
[165,null,"AirGenerate",66,0,"Yes","ag66d",2400,400,null,3000]
[166,null,"A.O. Smith",80,0,"No","ao80",1800,800,0,2600]
[167,null,null,50,1,"No",null,null,0,0]
[168,null,"AirGenerate",80,0,"No","ag66n",2000,300,0,2650]
[169,null,null,50,0,"No",null,null,320.79001,0]
[170,null,null,50,1,"No",null,null,0,0]
[171,null,"AirGenerate",66,0,"No","ag66n",2699,400,0,3686]
[172,null,"GE",50,1,"No","ge50",null,0,0]
[173,null,"AirGenerate",66,0,"Yes","ag66d",2472.0800781299999,689,null,3161.08]
[174,null,"GE",50,0,"No","ge50",999,140,0,1227]
[175,null,"GE",50,1,"No","ge50",null,0,0]
[176,null,"GE",50,0,"No","ge50",null,712,0]
[177,null,"AirGenerate",66,0,"Yes","ag66d",2520.5900878900002,700.88,null,3221.47]
[178,null,"AirGenerate",66,0,"No","ag66n",2765,360,0,3275]
[179,null,"A.O. Smith",80,1,"No","ao80",999.98999023399995,0,0]
[180,null,"GE",50,1,"No","ge50",null,0,0]
[181,null,"GE",50,1,"No","ge50",null,0,0]
[182,null,"GE",50,1,"No","ge50",null,0,0]
[183,null,"GE",50,0,"No","ge50",null,807.5,0]
[184,null,"AirGenerate",66,0,"No","ag66n",1750,625,0,2375]
[185,null,"GE",50,0,"No","ge50",999,220,0,1569]
[186,null,"AirGenerate",66,0,"Yes","ag66d",2273.6999511700001,825,null,3591.1]
[187,null,"GE",50,0,"No","ge50",null,385,0]
[188,null,null,null,1,null,null,1356.6899414100001,0,0]
[189,null,"AirGenerate",66,1,"Yes","ag66d",2500,0,null,2500]
[190,null,"GE",50,0,"No","ge50",null,400,0]
[191,null,"AirGenerate",66,0,"No","ag66n",1903.9399414100001,255,0,2158.94]
[192,null,"AirGenerate",66,1,"Yes","ag66d",2299,0,null,2352.2800000000002]
[193,null,"GE",50,0,"No","ge50",null,650,0]
[194,null,"GE",50,0,"No","ge50",null,650,0]
[195,null,"GE",50,1,"No","ge50",null,0,0]
[196,null,"GE",50,1,"No","ge50",1100,0,0,1160]
[197,null,"AirGenerate",66,0,"Yes","ag66d",2000,350,null,2350]
[198,null,"GE",50,0,"No","ge50",null,210,0]
[199,null,"AirGenerate",66,0,"Yes","ag66d",2000,722.5,null,2948.7]
[200,null,"GE",50,0,"No","ge50",999.98999023399995,100,0,1229.99]
[201,null,"GE",50,0,"No","ge50",null,175,0]
[202,null,"GE",50,1,"No","ge50",1000,0,0,1050]
[203,null,"A.O. Smith",80,1,"No","ao80",null,0,0]
[204,null,"A.O. Smith",80,1,"No","ao80",1082.9899902300001,0,0,1214.49]
[205,null,"GE",50,1,"No","ge50",1200,0,0]
[206,null,"A.O. Smith",60,1,"No","ao60",1600,0,0,1650]
[207,null,"A.O. Smith",60,0,"No","ao60",1299.9899902300001,100,0,1604.99]
[208,null,"A.O. Smith",60,0,"No","ao60",null,165,0]
[209,null,"GE",50,1,"No","ge50",1000,64,0,1064]
[210,null,"GE",50,0,"No","ge50",null,300,0]
[211,null,"GE",50,1,"No","ge50",null,0,0]
[212,null,"GE",50,1,"No","ge50",null,0,0]
[213,null,"GE",50,0,"No","ge50",999.98999023399995,432.79998999999998,0,1532.78]
[214,null,"GE",50,1,"No","ge50",1199,0,0,1199]
[215,null,"A.O. Smith",60,0,"No","ao60",1800,411.54001,0,2211.54]
[216,null,null,50,1,"No",null,null,0,0]
[217,null,"AirGenerate",66,0,"Yes","ag66d",1800,200,null,2511]
[218,null,"GE",50,1,"No","ge50",1199,0,0,1199]
[219,null,"GE",50,1,"No","ge50",999,0,0,1079]
[220,null,"GE",50,1,"No","ge50",null,0,0]
[221,null,"GE",50,1,"No","ge50",null,0,0]
[222,null,"GE",50,1,"No","ge50",null,0,0]
[223,null,"GE",50,1,"No","ge50",1199,0,0]
[224,null,"GE",50,1,"No","ge50",1199,0,0]
[225,null,null,50,1,"No",null,null,0,0]
[226,null,"GE",50,1,"No","ge50",null,0,0]
[227,null,"AirGenerate",66,0,"No","ag66n",2300,799,0,3099]
[228,null,null,50,1,"No",null,null,0,0]
[229,null,null,50,1,"No",null,1199.0899658200001,0,0,1249.0899999999999]
[230,null,null,50,0,"No",null,null,560,0]
[231,null,null,50,1,"No",null,null,0,0]
[232,null,null,50,1,"No",null,null,0,0]
[233,null,null,50,1,"No",null,1359,0,0,1409]
[234,null,null,50,1,"No",null,null,0,0]
[235,null,null,50,1,"No",null,1199,0,0,1249.45]
[236,null,null,50,1,"No",null,null,0,0]
[237,null,"A.O. Smith",80,1,"No","ao80",1892.9699707,0,0,2038.65]
[238,null,null,50,1,"No",null,1358,0,0]
[239,null,null,50,1,null,null,null,0,0]
[240,null,"GE",50,1,"No","ge50",null,0,0]
[241,null,"GE",50,1,"No","ge50",null,0,0]
[242,null,"GE",50,1,"No","ge50",null,0,0]
[243,null,"GE",50,1,"No","ge50",null,0,0]
[244,null,"GE",50,1,"No","ge50",null,0,0]
[245,null,"A.O. Smith",80,1,"No","ao80",1999.9899902300001,0,0,2024.99]
[246,null,"GE",50,1,"No","ge50",null,0,0]
[247,null,"GE",50,1,"No","ge50",null,0,0]
[248,null,"GE",50,1,"No","ge50",null,0,0]
[249,null,"GE",50,1,"No","ge50",null,0,0]
[250,null,"GE",50,0,"No","ge50",null,200,0]
[251,null,"GE",50,1,"No","ge50",999.98999023399995,0,0]
[252,null,"GE",50,1,"No","ge50",null,0,0]
[253,null,"GE",50,1,"No","ge50",null,0,0]
[254,null,"GE",50,1,"No","ge50",null,0,0]
[255,null,"GE",50,1,"No","ge50",1200,0,0]
[256,null,"GE",50,1,"No","ge50",null,0,0]
[257,null,"A.O. Smith",80,1,"No","ao80",null,0,0]
[258,null,"GE",50,1,"No","ge50",null,0,0]
[259,null,"GE",50,1,"No","ge50",null,0,0]
[260,null,"GE",50,1,"No","ge50",null,0,0]
[261,null,"GE",50,1,"No","ge50",1598,0,0]
[262,null,"GE",50,1,"No","ge50",null,0,0]
[263,null,"GE",50,0,"No","ge50",1300,150,0,1450]
[264,null,"GE",50,0,"No","ge50",null,200,0]
[265,null,"GE",50,1,"No","ge50",999,0,0]
[266,null,"GE",50,0,"No","ge50",null,550,0]
[267,null,"A.O. Smith",60,1,"No","ao60",1530,0,0,1780]
[268,null,"GE",50,1,"No","ge50",null,0,0]
[269,null,null,80,1,"No",null,1680,0,0]
[270,null,"A.O. Smith",80,1,"No","ao80",null,0,0]
[271,null,"GE",50,1,"No","ge50",null,0,0]
[272,null,"GE",50,1,"No","ge50",null,0,0]
[273,null,"GE",50,1,"No","ge50",null,0,0]
[274,null,"GE",50,0,"No","ge50",1199,188.3,0,1387.3]
[275,null,"GE",50,0,"No","ge50",1200,150,0,1500]
[276,null,"GE",50,1,"Yes","ge50",1247.9899902300001,0]
[277,null,"GE",50,1,"No","ge50",null,0,0]
[278,null,"GE",50,1,"No","ge50",1079.09997559,0,0]
[279,null,"GE",50,1,"No","ge50",null,0,0]
[280,null,"GE",50,0,"No","ge50",1199.9899902300001,300,0,1499.99]
[281,null,"GE",50,1,"No","ge50",null,75,0]
[282,null,"GE",50,1,"No","ge50",null,0,0]
[283,null,"GE",50,1,"No","ge50",null,0,0]
[284,null,"GE",50,1,"No","ge50",999.98999023399995,0,0,1079.99]
[285,null,"GE",50,1,"No","ge50",null,0,0]
[286,null,"GE",50,0,"No","ge50",1300,1200,0,2500]
[287,null,"GE",50,1,"No","ge50",null,0,0]
[288,null,"A.O. Smith",60,0,null,"ao60",null,564.25,0]
[289,null,"GE",50,0,"No","ge50",null,712,0]
[290,null,"GE",50,1,"No","ge50",null,0,0]
[291,null,"GE",50,1,"No","ge50",null,0,0]
[292,null,"GE",50,1,"No","ge50",null,0,0]
[293,null,"GE",50,1,"No","ge50",null,0,0]
[294,null,"GE",50,1,"No","ge50",null,0,0]
[9930,null,"A.O. Smith",60,1,null,"ao60",null,0,0]
[9931,null,null,null,1,null,null,null,0,0]
[9937,null,"GE",50,1,null,"ge50",null,0,0]
[9942,null,"GE",50,1,null,"ge50",null,0,0]
[9943,null,"GE",50,1,null,"ge50",null,0,0]
[9944,null,"GE",50,1,null,"ge50",null,0,0]
[9945,null,"A.O. Smith",60,1,null,"ao60",null,0,0]
[9947,null,"GE",50,1,null,"ge50",null,0,0]
[9948,null,"GE",50,1,null,"ge50",null,0,0]
[9949,null,"GE",50,1,null,"ge50",null,0,0]
[9950,null,"AirGenerate",66,1,null,null,null,0,0]
[9952,null,null,50,1,null,null,null,0,0]
[9953,null,"GE",50,1,null,"ge50",null,0,0]
[9954,null,"GE",50,1,null,"ge50",null,0,0]
[9955,null,null,50,1,null,null,null,0,0]
[9957,null,"GE",50,1,null,"ge50",null,0,0]
[9958,null,"AirGenerate",66,1,null,null,null,0,0]
[9959,null,"GE",50,1,null,"ge50",null,0,0]
[9960,null,null,50,1,null,null,null,0,0]
[9961,null,"GE",50,1,null,"ge50",null,0,0]
[9962,null,"GE",50,1,null,"ge50",null,0,0]
[9963,null,"GE",50,1,null,"ge50",null,0,0]
[9964,null,"GE",50,1,null,"ge50",null,0,0]
[9965,null,"A.O. Smith",60,1,null,"ao60",null,0,0]
[9966,null,null,50,1,null,null,null,0,0]
[9993,null,"GE",50,1,null,"ge50",null,0,0]
[9994,null,"GE",50,1,null,"ge50",null,0,0]
[9995,null,null,50,1,null,null,null,0,0]
[9996,null,"GE",50,1,null,"ge50",null,0,0]
[9997,null,"GE",50,1,null,"ge50",null,0,0]
[9998,null,"GE",50,1,null,"ge50",null,0,0]
[9999,null,"AirGenerate",80,1,null,null,null,0,0]
[10001,null,"GE",50,1,null,"ge50",null,0,0]
[10002,null,"GE",50,1,null,"ge50",null,0,0]
[10003,null,"AirGenerate",66,1,null,null,null,0,0]
[10004,null,"GE",50,1,null,"ge50",null,0,0]
[10005,null,"GE",50,1,null,"ge50",null,0,0]
[10006,null,"GE",50,1,null,"ge50",null,0,0]
[10007,null,"GE",50,1,null,"ge50",null,0,0]
[10008,null,"AirGenerate",66,1,null,null,null,0,0]
[10010,null,"GE",50,1,null,"ge50",null,0,0]
[10012,null,"GE",50,1,null,"ge50",null,0,0]
[10013,null,"GE",50,1,null,"ge50",null,0,0]
[10014,null,"GE",50,1,null,"ge50",null,0,0]
[10016,null,"GE",50,1,null,"ge50",null,0,0]
[10018,null,"GE",50,1,null,"ge50",null,0,0]
[10019,null,"GE",50,1,null,"ge50",null,0,0]
[10020,null,"GE",50,1,null,"ge50",null,0,0]
[10022,null,"GE",50,1,null,"ge50",null,0,0]
[10043,null,"GE",50,1,null,"ge50",null,0,0]
[10053,null,"GE",50,1,null,"ge50",null,0,0]
[10054,null,"GE",50,1,null,"ge50",null,0,0]
[10055,null,null,50,1,null,null,null,0,0]
[10056,null,null,50,1,null,null,null,0,0]
[10057,null,"AirGenerate",66,1,null,null,null,0,0]
[10058,null,null,50,1,null,null,null,0,0]
[10060,null,"A.O. Smith",80,1,null,"ao80",null,0,0]
[10061,null,"GE",50,1,null,"ge50",null,0,0]
[10062,null,"GE",50,1,null,"ge50",null,0,0]
[10063,null,"GE",50,1,null,"ge50",null,0,0]
[10064,null,"AirGenerate",66,1,null,null,null,0,0]
[10067,null,"GE",50,1,null,"ge50",null,0,0]
[10068,null,"GE",50,1,null,"ge50",null,0,0]
[10069,null,null,50,1,null,null,null,0,0]
[10070,null,"AirGenerate",66,1,null,null,null,0,0]
[10071,null,"GE",50,1,null,"ge50",null,0,0]
[10073,null,"GE",50,1,null,"ge50",null,0,0]
[10074,null,"GE",50,1,null,"ge50",null,0,0]
[10130,null,"AirGenerate",66,1,null,null,null,0,0]
[10131,null,"AirGenerate",66,1,null,null,null,0,0]
[10132,null,"GE",50,1,null,"ge50",null,0,0]
[10133,null,"A.O. Smith",80,1,null,"ao80",null,0,0]
[10134,null,null,50,1,null,null,null,0,0]
[10137,null,null,50,1,null,null,null,0,0]
[10140,null,"GE",50,1,null,"ge50",null,0,0]
[10141,null,null,50,1,null,null,null,0,0]
[10142,null,"AirGenerate",66,1,null,null,null,0,0]
[10143,null,"AirGenerate",66,1,null,null,null,0,0]
[10144,null,"GE",50,1,null,"ge50",null,0,0]
[10145,null,"AirGenerate",66,1,null,null,null,0,0]
[10146,null,"GE",50,1,null,"ge50",null,0,0]
[10147,null,"GE",50,1,null,"ge50",null,0,0]
[10148,null,"GE",50,1,null,"ge50",null,0,0]
[10149,null,"AirGenerate",66,1,null,null,null,0,0]
[10150,null,"GE",50,1,null,"ge50",null,0,0]
["RBT-101940",2,"AirGenerate",66,0,"Yes","ag66d",2125,775,0,2900,2.5]
["RBT-102064",2,"AirGenerate",66,0,"No","ag66n",2199,400,0,3400,6]
["RBT-102652",2,"AirGenerate",66,0,"No","ag66n",2853,322,0,3325,4]
["RBT-102686",2,"AirGenerate",66,0,"No","ag66n",2853,322,0,6980.28,4]
["RBT-102690",2,"AirGenerate",66,0,"No","ag66n",1741.5600585899999,350,0,2091.56,1]
["RBT-102693",2,"AirGenerate",66,0,"Yes","ag66d",2699,400,160,3259,7]
["RBT-102697",2,"AirGenerate",66,0,"No","ag66n",2400,540,0,3099]
["RBT-102702",2,"AirGenerate",66,0,"No","ag66n",2495,1647.25,0,4362.7,8.84]
["RBT-102706",2,"AirGenerate",66,0,"No","ag66n",2999,450,0,3518,5]
["RBT-102710",2,"AirGenerate",66,0,"No","ag66n",2400,540,0,3091.01,4]
["RBT-102715",2,"AirGenerate",66,0,"Yes","ag66d",2795,520,150,3765,5]
["RBT-102724",2,"AirGenerate",66,0,"No","ag66n",2597,800,0,3697,6]
["RBT-103037",2,"AirGenerate",66,0,"No","ag66n",null,400,0,null,6]
["RBT-103040",2,"AirGenerate",66,0,"Yes","ag66d",2699,400,165,3264,6]
["RBT-103044",2,"AirGenerate",66,0,"No","ag66n",2599,400,0,2999,5.5]
["RBT-103048",2,"AirGenerate",66,0,"No","ag66n",1700,500,0,2260,4]
["RBT-103057",2,"AirGenerate",66,0,"Yes","ag66d",2699,400,179,3278,3.5]
["RBT-103068",2,"AirGenerate",66,0,"No","ag66n",2699,400,0,3099]
["RBT-103073",2,"AirGenerate",66,0,"No","ag66n",2599,400,0,2999,5]
["RBT-103089",2,"AirGenerate",66,0,"Yes","ag66d",3000,400,300,3900,10]
["RBT-103101",2,"AirGenerate",66,0,"No","ag66n",2599,400,0,2999,4]
["RBT-103120",2,"AirGenerate",66,0,"Yes","ag66d",1974,755,null,2729,6]
["RBT-103129",2,"AirGenerate",66,0,"Yes","ag66d",2699,400,null,3099,4.5]
["RBT-103134",2,"AirGenerate",66,0,"No","ag66n",1741.5600585899999,350,0,2091.56,1]
["RBT-103136",2,"AirGenerate",66,0,"No","ag66n",2199,400,0,2599,6]
["RBT-103145",2,"AirGenerate",66,0,"Yes","ag66d",2000,400,300,2900,6]
["RBT-103152",2,"AirGenerate",66,0,"Yes","ag66d",2495.8999023400002,705.12,30,3638.86,6]
["RBT-103159",2,"AirGenerate",66,0,"Yes","ag66d",1901.14001465,null,50,null,3.5]
["RBT-103169",2,"AirGenerate",66,0,"Yes","ag66d",1974,855,null,2829,5.5]
["RBT-103174",2,"AirGenerate",66,0,"Yes","ag66d",2495,584.34002999999996,340.23001099999999,3640.02,8.84]
["RBT-103183",2,"AirGenerate",66,0,"Yes","ag66d",2045.92004395,363.67998999999998,340,3000,6]
["RBT-103191",2,"AirGenerate",66,0,"Yes","ag66d",2200,795,200,3195,4]
["RBT-103195",2,"AirGenerate",66,0,"Yes","ag66d",1999,780,null,2779,4]
["RBT-103203",2,"AirGenerate",66,0,"Yes","ag66d",1899,680,100,2679,4]
["RBT-103219",2,"AirGenerate",66,0,"No","ag66n",1999,730,0,2729,3.5]
["RBT-103233",2,"AirGenerate",66,0,"No","ag66n",2599,400,0,2999,5.5]
["RBT-103241",2,"AirGenerate",66,0,"Yes","ag66d",2000,450,50,2500,4]
["RBT-103261",2,"AirGenerate",66,0,"Yes","ag66d",2199,400,155,2754,4]
["RBT-103294",2,"AirGenerate",66,0,"Yes","ag66d",2937,600,80,3777,6]
["RBT-103405",2,"AirGenerate",66,0,"Yes","ag66d",2199,400,null,2599]
["RBT-103439",2,"AirGenerate",66,0,"Yes","ag66d",2199,400,null,2599]
["RBT-103472",2,"AirGenerate",66,0,"Yes","ag66d",3042,825,175,4377,12]
["RBT-103482",2,"AirGenerate",66,0,"Yes","ag66d",2100,800,null,2900,8]
["RBT-103517",2,"AirGenerate",66,0,"No","ag66n",1949,630,0,2579,4]
["RBT-103528",2,"AirGenerate",66,0,"No","ag66n",3814.25,400,0,4214.25]
["RBT-103543",2,"AirGenerate",66,0,"Yes","ag66d",null,null,null,null,8]
["RBT-103558",2,"AirGenerate",66,0,"No","ag66n",1596,400,0,1996,4]
["RBT-103573",2,"AirGenerate",66,0,"Yes","ag66d",3000,1000,null,4400]
["RBT-103586",2,"AirGenerate",66,0,"No","ag66n",1750,1850,0,3600]
["RBT-103614",2,"AirGenerate",66,1,"No","ag66n",null,0,0]
["RBT-103620",2,"AirGenerate",66,0,"Yes","ag66d",2199,400,null,2599]
["RBT-103634",2,"AirGenerate",66,0,"No","ag66n",2599,400,0,2999,6]
["RBT-103641",2,"AirGenerate",66,0,"No","ag66n",2599,400,0,2999,4]
["RBT-103657",2,"AirGenerate",66,0,"No","ag66n",2400,400,0,2980,4]
["RBT-103669",2,"AirGenerate",66,0,"No","ag66n",2699,400,0,3179,5]
["RBT-103677",2,"AirGenerate",66,0,"Yes","ag66d",2699,400,null,3099,6]
["RBT-103680",2,"AirGenerate",66,0,"No","ag66n",2599,400,0,2999]
["RBT-103826",2,"AirGenerate",66,0,"No","ag66n",1750,500,0,2850,8]
["RBT-103837",2,"AirGenerate",66,0,"No","ag66n",1750,895,0,3445,6]
["RBT-103843",2,"AirGenerate",66,0,"Yes","ag66d",2525,525,320,3370]
["RBT-103850",2,"AirGenerate",66,0,"No","ag66n",2250,575,0,3025,8]
["RBT-103855",2,"AirGenerate",66,0,"No","ag66n",2600,995,0,4020,8.5]
["RBT-103861",2,"AirGenerate",66,0,"No","ag66n",3037.0300293,680.70001000000002,0,4004.73,6]
["RBT-103867",2,"AirGenerate",66,1,"No","ag66n",1750,43.75,0,1978.75,14]
["RBT-103870",2,"AirGenerate",66,0,"No","ag66n",2098,200,0,2496,4]
["RBT-103872",2,"AirGenerate",66,0,"Yes","ag66d",2733,null,null,null,8]
["RBT-103874",2,"AirGenerate",66,0,"No","ag66n",2640,359,0,2999]
["RBT-103877",2,"AirGenerate",66,0,"Yes","ag66d",3960,1465,null,6120]
["RBT-103882",2,"AirGenerate",66,0,"Yes","ag66d",2296,150,220,2816,10]
["RBT-103888",2,"AirGenerate",66,0,"No","ag66n",3020,250,0,3270]
["RBT-103893",2,"AirGenerate",66,0,"Yes","ag66d",2600,300,null,3050]
["RBT-103902",2,"AirGenerate",66,0,"No","ag66n",2195,415,0,2760]
["RBT-103906",2,"AirGenerate",66,0,"Yes","ag66d",2050,550,null,2750]
["RBT-103908",2,"AirGenerate",66,0,"Yes","ag66d",2599,400,120,3119,5]
["RBT-103913",2,"AirGenerate",66,0,"No","ag66n",1760,500,0,2260,3]
["RBT-103920",2,"AirGenerate",66,0,"No","ag66n",2200,2000,0,5350]
["RBT-103927",2,"AirGenerate",66,0,"No","ag66n",2199,400,0,2599]
["RBT-103942",2,"AirGenerate",66,0,"No","ag66n",1589,722,0,2637,8]
["RBT-103946",2,"AirGenerate",66,0,"Yes","ag66d",1950,800,200,3200,8]
["RBT-103948",2,"AirGenerate",66,0,"Yes","ag66d",2000,450,50,2500,4]
["RBT-103950",2,"AirGenerate",66,0,"No","ag66n",1899,680,0,2579,4]
["RBT-103954",2,"AirGenerate",66,0,"Yes","ag66d",1473,1700,null,3173,4]
["RBT-103957",2,"AirGenerate",66,0,"Yes","ag66d",1700,1500,50,3260,12]
["RBT-103963",2,"AirGenerate",66,0,"No","ag66n",2144,500,0,2644,4]
["RBT-103967",2,"AirGenerate",66,0,"No","ag66n",3100,300,0,3600,3]
["RBT-103994",2,"AirGenerate",66,0,"No","ag66n",2210,738,0,2948,4.5]
["RBT-104009",2,"AirGenerate",66,0,"No","ag66n",1800,600,0,2400,3]
["RBT-104020",2,"AirGenerate",66,0,"No","ag66n",2199,400,0,3237,5]
["RBT-104034",2,"AirGenerate",66,0,"Yes","ag66d",1800,null,null,null,4]
["RBT-104045",2,"AirGenerate",66,0,"No","ag66n",1899,630,0,2529,5]
["RBT-104063",2,"AirGenerate",66,0,"Yes","ag66d",1586,500,232,2637,16]
["RBT-104078",2,"AirGenerate",66,0,"Yes","ag66d",2450,480,null,2930,6]
["RBT-104088",2,"AirGenerate",66,0,"No","ag66n",1899,680,0,2579,4]
["RBT-104095",2,"AirGenerate",66,0,"No","ag66n",2852,460,0,3312,6.5]
["RBT-104106",2,"AirGenerate",66,0,"No","ag66n",2625,200,0,3260.5,8]
["RBT-104120",2,"AirGenerate",66,0,"Yes","ag66d",2254,394.54998999999998,31,2679.55,14.5]
["RBT-104130",2,"AirGenerate",66,0,"Yes","ag66d",2199,400,347,3005,2]
["RBT-104149",2,"AirGenerate",66,0,"No","ag66n",2853,322,0,3325,4]
["RBT-104154",2,"AirGenerate",66,0,"No","ag66n",2300,250,0,2610,2.5]
["RBT-104163",2,"AirGenerate",66,0,"No","ag66n",1995,500,0,2495,3]
["RBT-104166",2,"AirGenerate",66,0,"No","ag66n",2154,427,0,2581,4]
["RBT-104171",2,"AirGenerate",66,0,"No","ag66n",2034.92004395,400,0,2434.92]
["RBT-104172",2,"AirGenerate",66,0,"Yes","ag66d",2400.8999023400002,1200,125,4133.34,8.84]
["RBT-104175",2,"AirGenerate",66,0,"No","ag66n",2599,400,0,2999,5.5]
["RBT-104178",2,"AirGenerate",66,0,"Yes","ag66d",1750,930,null,2680,9]
["RBT-104184",2,"AirGenerate",66,0,"No","ag66n",1700,250,0,1995,3]
["RBT-104189",2,"AirGenerate",66,0,"Yes","ag66d",2500,null,null,null,5]
["RBT-104191",2,"AirGenerate",66,0,"Yes","ag66d",3000,1020,300,4320,10]
["RBT-104195",2,"AirGenerate",66,0,"No","ag66n",3000,1050,0,4250,10]
["RBT-104200",2,"AirGenerate",66,0,"No","ag66n",2300,250,0,2610,2.5]
["RBT-104202",2,"AirGenerate",66,0,"No","ag66n",2300,250,0,2610,2.5]
["RBT-104204",2,"AirGenerate",66,0,"No","ag66n",2300,250,0,2610,2.5]
["RBT-104958",2,"AirGenerate",66,0,"Yes","ag66d",2300,300,0,2650,3]
["RBT-104962",2,"AirGenerate",66,0,"No","ag66n",1700,250,0,1995,3]
["RBT-104967",2,"AirGenerate",66,0,"No","ag66n",1700,250,0,1995,3]
["RBT-104972",2,"AirGenerate",66,0,"No","ag66n",1900,250,0,2150,3]
["RBT-104978",2,"AirGenerate",66,0,"No","ag66n",1700,250,0,1995,3]
["RBT-104981",2,"AirGenerate",66,0,"No","ag66n",1700,250,0,1995,3]
["RBT-104986",2,"AirGenerate",66,0,"Yes","ag66d",2425,600,null,3025,6]
["RBT-104988",2,"AirGenerate",66,0,"No","ag66n",2199,400,0,2599,3]
["RBT-104991",2,"AirGenerate",66,0,"Yes","ag66d",2199,400,215,3306,5]
["RBT-104994",2,"AirGenerate",66,0,"No","ag66n",2599,400,0,2999,4]
["RBT-105002",2,"AirGenerate",66,0,"Yes","ag66d",1900,929,150,2979,4]
["RBT-105005",2,"AirGenerate",66,0,"Yes","ag66d",2000,380,310,2690,4]
["RBT-105012",2,"AirGenerate",66,0,"No","ag66n",2199,400,0,2699,4]
["RBT-105017",2,"AirGenerate",66,0,"No","ag66n",2000,235,0,2375,3]
["RBT-105027",2,"AirGenerate",66,0,"Yes","ag66d",2605,400,null,3005,8]
["RBT-105035",2,"AirGenerate",66,0,"No","ag66n",1749,705,0,2579,4.5]
["RBT-105049",2,"AirGenerate",66,0,"No","ag66n",2199,400,0,2599,6]
["RBT-105062",2,"AirGenerate",66,0,"No","ag66n",1999,730,0,2729,4.5]
["RBT-105072",2,"AirGenerate",66,0,"Yes","ag66d",2585,960,86,3967,14]
["RBT-105081",2,"AirGenerate",66,0,"Yes","ag66d",2000,600,200,3000,6]
["RBT-105090",2,"AirGenerate",66,0,"No","ag66n",1949,630,0,2579,4]
["RBT-105093",2,"AirGenerate",66,0,"Yes","ag66d",2155,565,156,2876,3]
["RBT-105098",2,"AirGenerate",66,0,"No","ag66n",2027,652,0,2679,4.5]
["RBT-105099",2,"AirGenerate",66,0,"No","ag66n",1800,null,0,null,2]
["RBT-105103",2,"AirGenerate",66,0,"Yes","ag66d",2288.25,779,143.6499939,3243.65,5.5]
["RBT-105107",2,"AirGenerate",66,0,"No","ag66n",2199,400,0,2599,4.5]
["RBT-105139",2,"AirGenerate",66,0,"No","ag66n",1900,250,0,2195,3]
["RBT-105152",2,"AirGenerate",66,0,"No","ag66n",1900,250,0,2195,3]
["RBT-105155",2,"AirGenerate",66,0,"No","ag66n",1900,250,0,2195,3]
["RBT-105159",2,"AirGenerate",80,0,"Yes","ag66d",2000,300,200,2650,4]
["RBT-105587",2,"AirGenerate",66,0,"Yes","ag66d",2125,625,null,3537,9]
["RBT-105592",2,"AirGenerate",66,0,"Yes","ag66d",1895,300,100,2295,3]
["RBT-105604",2,"AirGenerate",66,0,"No","ag66n",1843,375,0,2218,4]
["RBT-105619",2,"AirGenerate",66,0,"Yes","ag66d",1737.8100585899999,200,50,1987.81,5]
["RBT-105633",2,"AirGenerate",66,0,"Yes","ag66d",2600,91,200,2903,9]
["RBT-105638",2,"AirGenerate",66,0,"Yes","ag66d",1750,1435,null,4020,9]
["RBT-105643",2,"AirGenerate",66,0,"No","ag66n",1800,500,0,2300,4]
["RBT-105650",2,"AirGenerate",66,0,"Yes","ag66d",null,null,null,null,8]
["RBT-105656",2,"AirGenerate",66,0,"Yes","ag66d",2000,622,50,2722,20]
["RBT-105667",2,"AirGenerate",66,0,"Yes","ag66d",2599,400,74,3073,6]
["RBT-105671",2,"AirGenerate",66,0,"No","ag66n",1880,600,0,2480,12]
["RBT-105680",2,"AirGenerate",66,0,"No","ag66n",2599,400,0,2999,4]
["RBT-105693",2,"AirGenerate",66,0,"Yes","ag66d",2699,400,450,3549,6]
["RBT-105698",2,"AirGenerate",66,0,"Yes","ag66d",2750,800,350,4601,8]
["RBT-105712",2,"AirGenerate",66,0,"No","ag66n",2599,400,0,2999,5]
["RBT-105717",2,"AirGenerate",66,0,"Yes","ag66d",2250,null,10,null,6]
["RBT-105726",2,"AirGenerate",66,0,"No","ag66n",2688,400,0,3088,3]
["RBT-105737",2,"AirGenerate",66,0,"Yes","ag66d",1750,495,150,2695,11.5]
["RBT-105750",2,"AirGenerate",66,0,"No","ag66n",2599,400,0,3361,6]
["RBT-105753",2,"AirGenerate",66,0,"Yes","ag66d",1642,null,50,null,2]
["RBT-105758",2,"AirGenerate",66,0,"No","ag66n",2599,400,0,2999,4]
["RBT-105763",2,"AirGenerate",66,0,"No","ag66n",2599,400,0,2999,5.5]
["RBT-105764",2,"AirGenerate",66,0,"Yes","ag66d",1795,935,40,2895,6]
["RBT-106224",2,"AirGenerate",66,0,"No","ag66n",1725,175,0,1900,2]
["RBT-106225",2,"AirGenerate",66,0,"No","ag66n",2500,348.63,0,2848.63,6]
["RBT-106227",2,"AirGenerate",66,0,"Yes","ag66d",2199,400,250,2849,5]
["RBT-106230",2,"AirGenerate",66,0,"Yes","ag66d",2599,null,300,null,7]
["RBT-106235",2,"AirGenerate",66,0,"Yes","ag66d",2326,562,466,3536,7.5]
["RBT-106242",2,"AirGenerate",66,0,"No","ag66n",2150,600,0,2750,6]
["RBT-106245",2,"AirGenerate",66,0,"No","ag66n",2183,435,0,2618,4]
["RBT-106249",2,"AirGenerate",66,0,"No","ag66n",2400,700,0,3100,6]
["RBT-106264",2,"AirGenerate",66,0,"No","ag66n",2250,400,0,2650,4]
["RBT-106293",2,"AirGenerate",66,0,"Yes","ag66d",2000,800,200,3150,7]
["RBT-106346",2,"AirGenerate",66,0,"No","ag66n",1900,250,0,2195,3]
["RBT-106363",2,"AirGenerate",66,0,"No","ag66n",1950,200,0,2150,6]
["RBT-106374",2,"AirGenerate",66,0,"No","ag66n",1950,200,0,2250,8]
["RBT-106398",2,"AirGenerate",66,0,"No","ag66n",1950,200,0,2250,5]
["RBT-106412",2,"AirGenerate",66,0,"No","ag66n",1980,200,0,2290,5]
["RBT-106446",2,"AirGenerate",66,0,"Yes","ag66d",1950,200,30,2210,7]
["RBT-106455",2,"AirGenerate",66,0,"No","ag66n",1849,630,0,2579,3.5]
["RBT-106475",2,"AirGenerate",66,0,"No","ag66n",2569,630,0,3324,6]
["RBT-106488",2,"AirGenerate",66,0,"No","ag66n",2699,400,0,3099,3.5]
["RBT-106515",2,"AirGenerate",66,0,"No","ag66n",1696,200,0,1971,1.5]
["RBT-106524",2,"AirGenerate",66,0,"Yes","ag66d",1999,780,null,2779,4.5]
["RBT-106531",2,"AirGenerate",66,0,"No","ag66n",2699,400,0,3188,5]
["RBT-106563",2,"AirGenerate",66,0,"No","ag66n",2199,400,0,2760,4]
["RBT-106632",2,"AirGenerate",66,0,"Yes","ag66d",1700,376,150,2226,4]
["RBT-106648",2,"AirGenerate",66,0,"No","ag66n",1950,350,0,2300,7]
["RBT-106656",2,"AirGenerate",66,0,"No","ag66n",1950,200,0,2150,7]
["RBT-106673",2,"AirGenerate",66,0,"No","ag66n",1950,300,0,2450,6]
["RBT-106705",2,"AirGenerate",66,0,"No","ag66n",2599,400,0,2999,6]
["RBT-106813",2,"AirGenerate",66,0,"No","ag66n",2599,400,0,2999,5]
["RBT-106820",2,"AirGenerate",66,0,"No","ag66n",2599,400,0,2999,3]
["RBT-106835",2,"AirGenerate",66,0,"No","ag66n",2100,576,0,3016,6]
["RBT-106853",2,"AirGenerate",66,0,"Yes","ag66d",2100,864,80,3244,10]
["RBT-106867",2,"AirGenerate",66,0,"No","ag66n",2699,400,0,3099,6]
["RBT-106870",2,"AirGenerate",66,0,"No","ag66n",2699,400,0,3099,3]
["RBT-106871",2,"AirGenerate",66,0,"No","ag66n",2599,400,0,2999,4.5]
["RBT-106884",2,"AirGenerate",66,0,"Yes","ag66d",1849,630,null,2579,3]
["RBT-106897",2,"AirGenerate",66,0,"Yes","ag66d",1999,980,null,2979,6.5]
["RBT-106907",2,"AirGenerate",66,0,"Yes","ag66d",2699,400,null,3099,3.5]
["RBT-106916",2,"AirGenerate",66,0,"No","ag66n",1737,400,0,2212,4]
["RBT-106937",2,"AirGenerate",66,0,"Yes","ag66d",2199,400,null,2599,4.5]
["RBT-106945",2,"AirGenerate",66,0,"No","ag66n",2599,400,0,3117,6]
["RBT-106963",2,"AirGenerate",66,0,"No","ag66n",2599,400,0,2999,5]
["RBT-106984",2,"AirGenerate",66,0,"No","ag66n",1725,450,0,2375,5]
["RBT-107003",2,"AirGenerate",66,0,"No","ag66n",2599,400,0,2999,4.5]
["RBT-107015",2,"AirGenerate",66,0,"No","ag66n",2699,400,0,3099,3]
["RBT-107037",2,"AirGenerate",66,0,"No","ag66n",2699,400,0,3099,3]
["RBT-107067",2,"AirGenerate",66,0,"No","ag66n",2300,250,0,2610,2.5]
["RBT-107080",2,"AirGenerate",66,0,"No","ag66n",2300,250,0,2610,2.5]
["RBT-107083",2,"AirGenerate",66,0,"Yes","ag66d",2199,400,250,2849,3]
["RBT-107090",2,"AirGenerate",66,0,"No","ag66n",2300,250,0,2610,2.5]
["RBT-107100",2,"AirGenerate",66,0,"No","ag66n",2390,712.5,0,3364.5,7.5]
["RBT-107101",2,"AirGenerate",66,0,"Yes","ag66d",2500,900,null,3564,4]
["RBT-107102",2,"AirGenerate",66,0,"No","ag66n",3278.25,240,0,4018.25,14]
["RBT-107103",2,"AirGenerate",66,0,"No","ag66n",3183.25,240,0,3923.25,14]
["RBT-107104",2,"AirGenerate",66,0,"No","ag66n",2699,400,0,3099,6]
["RBT-107106",2,"AirGenerate",66,0,"Yes","ag66d",2199,400,100,2699,5]
["RBT-107253",2,"AirGenerate",66,0,"Yes","ag66d",2055,974,null,3029,6]
["RBT-107259",2,"AirGenerate",66,0,"Yes","ag66d",2699,400,120,3219,6]
["RBT-107269",2,"AirGenerate",66,0,"No","ag66n",2699,400,0,3099,6]
["RBT-107574",2,"AirGenerate",66,0,"No","ag66n",1950,350,0,2400,6]
["RBT-107575",2,"AirGenerate",66,0,"No","ag66n",1950,250,0,2350,6]
["RBT-107579",2,"AirGenerate",66,0,"Yes","ag66d",null,600,100,null,6]
["RBT-107587",2,"AirGenerate",66,0,"Yes","ag66d",1750,695,150,2895,8]
["RBT-107596",2,"AirGenerate",66,0,"Yes","ag66d",1750,695,170,2915,6]
["RBT-107603",2,"AirGenerate",66,0,"No","ag66n",2599,400,0,2999,6]
["RBT-107929",2,"AirGenerate",66,0,"Yes","ag66d",1599.9899902300001,165,141,2000.99,3]
["RBT-107934",2,"AirGenerate",66,0,"Yes","ag66d",1599.9899902300001,165,141,2000.99,3]
["RBT-107938",2,"AirGenerate",66,0,"Yes","ag66d",1599.9899902300001,165,141,2000.99,3]
["RBT-107942",2,"AirGenerate",66,0,"Yes","ag66d",1599.9899902300001,165,141,2000.99,3]
["RBT-107944",2,"AirGenerate",66,0,"Yes","ag66d",1599.9899902300001,165,141,2000.99,3]
["RBT-107949",2,"AirGenerate",66,0,"Yes","ag66d",1599.9899902300001,165,141,2000.99,3]
["RBT-107957",2,"AirGenerate",66,0,"Yes","ag66d",1599.9899902300001,165,141,2000.99,3]
["RBT-107969",2,"AirGenerate",66,0,"Yes","ag66d",1599.9899902300001,165,141,2000.99,3]
["RBT-107972",2,"AirGenerate",66,0,"Yes","ag66d",1599.9899902300001,165,141,2000.99,3]
["RBT-107979",2,"AirGenerate",66,0,"Yes","ag66d",1599.9899902300001,165,141,2000.99,3]
["RBT-107982",2,"AirGenerate",66,0,"Yes","ag66d",1599.9899902300001,165,141,2000.99,3]
["RBT-107984",2,"AirGenerate",66,0,"Yes","ag66d",1599.9899902300001,165,141,2000.99,3]
["RBT-108000",2,"AirGenerate",66,0,"Yes","ag66d",1599.9899902300001,165,141,2000.99,3]
["RBT-108009",2,"AirGenerate",66,0,"Yes","ag66d",1599.9899902300001,165,141,2000.99,3]
["RBT-108017",2,"AirGenerate",66,0,"Yes","ag66d",1599.9899902300001,165,141,2000.99,3]
["RBT-108021",2,"AirGenerate",66,0,"Yes","ag66d",1599.9899902300001,165,141,2000.99,3]
["RBT-108846",2,"AirGenerate",66,0,"No","ag66n",2199,400,0,2599,3.5]
["RBT-108865",2,"AirGenerate",66,0,"Yes","ag66d",1692,520,50,2723.6,8]
["RBT-108880",2,"AirGenerate",66,0,"Yes","ag66d",1692,520,75,2580,8]
["RBT-109169",2,"AirGenerate",66,0,"Yes","ag66d",2461,2543.6498999999999,0,null,10]
["RBT-109177",2,"AirGenerate",66,0,"Yes","ag66d",1749,106.81,168.33000179999999,2024.14,6]
["RBT-109186",2,"AirGenerate",66,0,"No","ag66n",1900,450,0,3555,4.5]
["RBT-109200",2,"AirGenerate",66,0,"No","ag66n",2199,400,0,2599,3.25]
["RBT-109209",2,"AirGenerate",66,0,"Yes","ag66d",1700,500,0,2200,3]
["RBT-109242",2,"AirGenerate",66,0,"No","ag66n",2199,400,0,2599,3]
["RBT-109252",2,"AirGenerate",66,0,"No","ag66n",2989.6499023400002,null,0,null,5]
["RBT-109264",2,"AirGenerate",66,0,"No","ag66n",2190,715,0,3015,5]
["RBT-109272",2,"AirGenerate",66,1,"Yes","ag66d",3950,0,0,null,8]
["RBT-109294",2,"AirGenerate",66,0,"Yes","ag66d",2199,400,323,2922,3.5]
["RBT-109307",2,"AirGenerate",66,0,"No","ag66n",2199,400,0,2599,5]
["RBT-109434",2,"AirGenerate",66,0,"No","ag66n",2699,400,0,3099,5]
["RBT-109436",2,"AirGenerate",66,0,"No","ag66n",1950,200,0,2150,6]
["RBT-109439",2,"AirGenerate",66,0,"No","ag66n",2199,400,0,2599,3]
["RBT-109447",2,"AirGenerate",66,0,"No","ag66n",2218.6000976599998,90,0,2348.6,2]
["RBT-109465",2,"AirGenerate",66,0,"No","ag66n",2199,400,0,2599,2.5]
["RBT-109469",2,"AirGenerate",66,1,"No","ag66n",1749,0,0,1770.4,2]
["RBT-109478",2,"AirGenerate",66,0,"No","ag66n",1700,500,0,2390,7]
["RBT-109485",2,"AirGenerate",66,0,"Yes","ag66d",1700,174,250,2154,8]
["RBT-109495",2,"AirGenerate",66,0,"No","ag66n",2197,675,0,2922,9]
["RBT-109504",2,"AirGenerate",66,0,"Yes","ag66d",2197,675,50,2922,8]
["RBT-109511",2,"AirGenerate",66,0,"No","ag66n",1899,680,0,2579,4]
["RBT-109524",2,"AirGenerate",66,0,"No","ag66n",2199,400,0,2599,3.25]
["RBT-109537",2,"AirGenerate",66,0,"No","ag66n",2199,400,0,2599,3]
["RBT-109550",2,"AirGenerate",66,0,"No","ag66n",1855,400,0,2255,4]
["RBT-109567",2,"AirGenerate",66,0,"Yes","ag66d",1899,880,246,3025,4]
["RBT-109782",2,"AirGenerate",66,1,"Yes","ag66d",1899,0,0,null,6]
["RBT-109791",2,"AirGenerate",66,0,"No","ag66n",1899,680,0,2579,6.5]
["RBT-109800",2,"AirGenerate",66,0,"No","ag66n",2800,848,0,4048,6]
["RBT-109806",2,"AirGenerate",66,0,"Yes","ag66d",1780,146,149.42999270000001,2075.4299999999998,6]
["RBT-109816",2,"AirGenerate",66,0,"No","ag66n",1700,200,0,2050,2.5]
["RBT-109825",2,"AirGenerate",66,0,"No","ag66n",1750,90,0,2273.6999999999998,3]
["RBT-109833",2,"AirGenerate",66,0,"Yes","ag66d",2500.6999511700001,700,100,3300.7,7]
["RBT-109844",2,"AirGenerate",66,0,"No","ag66n",1899,680,0,2579,5.5]
["RBT-109855",2,"AirGenerate",66,0,"No","ag66n",1899,700,0,2699,6]
["RBT-109863",2,"AirGenerate",66,0,"No","ag66n",1825,910,0,3165,4]
["RBT-109872",2,"AirGenerate",66,0,"Yes","ag66d",1899,981,100,2980,4.5]
["RBT-109875",2,"AirGenerate",66,0,"No","ag66n",1899,680,0,2579,4]
["RBT-109878",2,"AirGenerate",66,0,"No","ag66n",1899,680,0,2579,6.25]
["RBT-109894",2,"AirGenerate",66,0,"Yes","ag66d",2780,600,150,4100,16]
["RBT-109906",2,"AirGenerate",66,0,"No","ag66n",1675,400,0,2270,3]
["RBT-109913",2,"AirGenerate",66,0,"No","ag66n",1675,400,0,2270,3]
["RBT-109929",2,"AirGenerate",66,0,"No","ag66n",1675,400,0,2270,3]
["RBT-109934",2,"AirGenerate",66,0,"No","ag66n",1675,400,0,2270,3]
["RBT-109942",2,"AirGenerate",66,0,"Yes","ag66d",2199,400,250,2849,3]
["RBT-109947",2,"AirGenerate",66,0,"Yes","ag66d",2199,400,189,2788,3]
["RBT-109957",2,"AirGenerate",66,0,"No","ag66n",2199,400,0,2599,4]
["RBT-109967",2,"AirGenerate",66,0,"No","ag66n",1955,545,0,2500,4]
["RBT-109978",2,"AirGenerate",66,0,"No","ag66n",1899,980,0,2879,3]
["RBT-109983",2,"AirGenerate",66,0,"No","ag66n",2599,400,0,2999,3]
["RBT-110113",2,"AirGenerate",66,0,"No","ag66n",2599,400,0,2999,3.25]
["RBT-110125",2,"AirGenerate",66,0,"No","ag66n",2599,400,0,2999,5]
["RBT-110134",2,"AirGenerate",66,0,"No","ag66n",2199,400,0,2599,4]
["RBT-110148",2,"AirGenerate",66,0,"No","ag66n",2599,400,0,2999,4]
["RBT-110168",2,"AirGenerate",66,0,"No","ag66n",2985,1000,0,3985,8]
["RBT-110177",2,"AirGenerate",66,0,"Yes","ag66d",2490.3500976599998,750,148.9400024,3722.07,7.5]
["RBT-110200",2,"AirGenerate",66,1,"No","ag66n",null,0,0,null,1]
["RBT-110216",2,"AirGenerate",66,1,"No","ag66n",3708,0,0,null,5.5]
["RBT-110242",2,"AirGenerate",66,1,"Yes","ag66d",null,0,0,null,3]
["RBT-110253",2,"AirGenerate",66,0,"No","ag66n",1950,160,0,2110,9]
["RBT-110260",2,"AirGenerate",66,0,"Yes","ag66d",1899,680,100,2679,8]
["RBT-110460",2,"AirGenerate",66,0,"No","ag66n",2345.5300293,550,0,2895.53]
["RBT-110487",2,"AirGenerate",66,0,"Yes","ag66d",2985,1000,500,5085,6]
["RBT-110510",2,"AirGenerate",66,0,"No","ag66n",2300,250,0,2773.55,2.5]
["RBT-110518",2,"AirGenerate",66,0,"No","ag66n",2199,400,0,2599,5]
["RBT-110525",2,"AirGenerate",66,0,"No","ag66n",2400,800,0,3477.04,11]
["RBT-110532",2,"AirGenerate",66,0,"No","ag66n",2600,950,0,4160,8]
["RBT-110554",2,"AirGenerate",66,0,"No","ag66n",1999,580,0,2579,4.5]
["RBT-110561",2,"AirGenerate",66,1,"No","ag66n",1750,0,0,null,2]
["RBT-110571",2,"AirGenerate",66,0,"No","ag66n",2100,800,0,3150,5.5]
["RBT-110577",2,"AirGenerate",66,0,"No","ag66n",2466,740,0,3206,7]
["RBT-110585",2,"AirGenerate",66,0,"Yes","ag66d",1991,788,0,2779,5.5]
["RBT-110593",2,"AirGenerate",66,0,"No","ag66n",1899,680,0,2579,5.25]
["RBT-110598",2,"AirGenerate",66,0,"No","ag66n",1992.9699707,1472.03,0,3465,6.5]
["RBT-110602",2,"AirGenerate",66,0,"No","ag66n",1899,630,0,2529,5]
["RBT-110607",2,"AirGenerate",66,0,"Yes","ag66d",2199,400,225,2824,3.75]
["RBT-110617",2,"AirGenerate",66,0,"No","ag66n",2199,400,0,2599,6]
["RBT-110631",2,"AirGenerate",66,0,"No","ag66n",2199,400,0,2599,5]
["RBT-110640",2,"AirGenerate",66,0,"No","ag66n",2199,400,0,2599,3.5]
["RBT-110881",2,"AirGenerate",66,0,"No","ag66n",2779,451,0,3268,6]
["RBT-110886",2,"AirGenerate",66,0,"No","ag66n",2000,600,0,2600,4]
["RBT-110889",2,"AirGenerate",66,0,"Yes","ag66d",1700,1000,100,2800,6]
["RBT-110892",2,"AirGenerate",66,0,"No","ag66n",2199,400,0,2599,3]
["RBT-110895",2,"AirGenerate",66,0,"No","ag66n",2199,400,0,2599,4]
["RBT-110898",2,"AirGenerate",66,0,"No","ag66n",1949,630,0,2879,6.5]
["RBT-110902",2,"AirGenerate",66,0,"No","ag66n",2099,500,0,2599,6]
["RBT-110906",2,"AirGenerate",66,0,"No","ag66n",1899,680,0,2829,2.5]
["RBT-110907",2,"AirGenerate",66,0,"Yes","ag66d",2540.5,827,149.5,3587,6]
["RBT-110908",2,"AirGenerate",66,0,"Yes","ag66d",2000,163,0,2163,2]
["RBT-110911",2,"AirGenerate",66,0,"No","ag66n",2310.9699707,519.84997999999996,0,2830.82,4]
["RBT-110912",2,"AirGenerate",66,0,"No","ag66n",2599,400,0,2999,5]
["RBT-110913",2,"AirGenerate",66,0,"No","ag66n",1692.1899414100001,393.81,0,2236,4]
["RBT-110917",2,"AirGenerate",66,0,"Yes","ag66d",2284.9699707,628.20001000000002,136.63999939999999,3049.81,5]
["RBT-110919",2,"AirGenerate",66,0,"No","ag66n",1725,300,0,2025,2.5]
["RBT-110920",2,"AirGenerate",66,0,"Yes","ag66d",1750,1650,225,3750,8]
["RBT-110921",2,"AirGenerate",66,0,"Yes","ag66d",2234.3999023400002,1019.98,181.52999879999999,3435.91,6]
["RBT-110925",2,"AirGenerate",66,0,"Yes","ag66d",2498,253,429.4500122,3450.45,4]
["RBT-110927",2,"AirGenerate",66,0,"No","ag66n",2599,400,0,2999,4]
["RBT-110928",2,"AirGenerate",66,0,"No","ag66n",2199,400,0,2599,4]
["RBT-110931",2,"AirGenerate",66,0,"No","ag66n",2199,400,0,2599,3]
["RBT-110932",2,"AirGenerate",66,0,"No","ag66n",null,null,0,null,3.75]
["RBT-110934",2,"AirGenerate",66,0,"No","ag66n",2599,400,0,3068,4]
["RBT-110938",2,"AirGenerate",66,0,"No","ag66n",2599,400,0,2999,3.5]
["RBT-110941",2,"AirGenerate",66,0,"No","ag66n",2249,400,0,2649,4.5]
["RBT-110943",2,"AirGenerate",66,0,"No","ag66n",1750,1225,0,3275,4]
["RBT-110945",2,"AirGenerate",66,0,"Yes","ag66d",1960,445,130,2535,4]
["RBT-110948",2,"AirGenerate",66,0,"Yes","ag66d",1975,604,200,2779,8]
["RBT-110951",2,"AirGenerate",66,0,"No","ag66n",2599,400,0,3098,3.25]
["RBT-110954",2,"AirGenerate",66,0,"No","ag66n",2199,400,0,2599,4]
["RBT-110958",2,"AirGenerate",66,0,"No","ag66n",2750,525,0,3275,7]
["RBT-110963",2,"AirGenerate",66,0,"Yes","ag66d",1800,1433,50,3283,4.5]
["RBT-110966",2,"AirGenerate",66,0,"No","ag66n",2199,300,0,2499,3]
["RBT-110976",2,"AirGenerate",66,0,"No","ag66n",1745,224,0,2117,5]
["RBT-110983",2,"AirGenerate",66,0,"No","ag66n",2199,400,0,2599,4]
["RBT-111000",2,"AirGenerate",66,0,"No","ag66n",2599,400,0,3068,8]
["RBT-111012",2,"AirGenerate",66,0,"No","ag66n",2599,400,0,3068,5]
["RBT-111042",2,"AirGenerate",66,0,"Yes","ag66d",1899,720,200,2819,5]
["RBT-111048",2,"AirGenerate",66,0,"No","ag66n",1899,720,0,2619,3]
["RBT-111074",2,"AirGenerate",66,0,"Yes","ag66d",1999,680,246,2925,5]
["RBT-111084",2,"AirGenerate",66,0,"No","ag66n",2199,400,0,2768,4.5]
["RBT-111088",2,"AirGenerate",66,0,"No","ag66n",2199,400,0,2599,5.5]
["RBT-111091",2,"AirGenerate",66,0,"Yes","ag66d",2199,400,0,2599,6]
["RBT-111097",2,"AirGenerate",66,0,"No","ag66n",2599,400,0,3188,8]
["RBT-111098",2,"AirGenerate",66,0,"No","ag66n",null,null,0,null,12]
["RBT-111103",2,"AirGenerate",66,0,"No","ag66n",2199,400,0,2599,5]
["RBT-111115",2,"AirGenerate",66,0,"No","ag66n",2199,400,0,2599,6]
["RBT-111132",2,"AirGenerate",66,0,"No","ag66n",2199,400,0,2599,2]
["RBT-111153",2,"AirGenerate",66,0,"No","ag66n",2599,400,0,2999,5]
["RBT-111162",2,"AirGenerate",66,0,"No","ag66n",2599,400,0,2999,5]
["RBT-111164",2,"AirGenerate",66,0,"No","ag66n",2199,400,0,2599,4]
["RBT-111173",2,"AirGenerate",66,0,"No","ag66n",2199,400,0,2599,2.5]
["RBT-111174",2,"AirGenerate",66,0,"No","ag66n",2199,400,0,2599,4.5]
["RBT-111176",2,"AirGenerate",66,0,"No","ag66n",2199,400,0,2599,3]
["RBT-111183",2,"AirGenerate",66,0,"No","ag66n",2599,400,0,2999,4]
["RBT-111188",2,"AirGenerate",66,0,"No","ag66n",2199,400,0,2599,5]
["RBT-111190",2,"AirGenerate",66,0,"Yes","ag66d",2199,400,175,2774,4]
["RBT-111197",2,"AirGenerate",66,0,"Yes","ag66d",3495,400,100,3995,6]
["RBT-111207",2,"AirGenerate",66,0,"No","ag66n",1995,505,0,2500,5]
["RBT-111210",2,"AirGenerate",66,0,"Yes","ag66d",2940,600,450,4240,8]
["RBT-111219",2,"AirGenerate",66,0,"Yes","ag66d",2199,400,341,2940,4.5]
["RBT-111222",2,"AirGenerate",66,0,"No","ag66n",1995,505,0,2500,5]
["RBT-111229",2,"AirGenerate",66,0,"Yes","ag66d",2199,400,0,2599,4]
["RBT-111239",2,"AirGenerate",66,0,"No","ag66n",1995,null,0,null,5]
["RBT-111260",2,"AirGenerate",66,0,"No","ag66n",2199,400,0,2599,3]
["RBT-111269",2,"AirGenerate",66,0,"Yes","ag66d",1999,705,0,2704,3]
["RBT-111279",2,"AirGenerate",66,0,"No","ag66n",2539,680,0,4106,6]
["RBT-111302",2,"AirGenerate",66,0,"Yes","ag66d",3375,950,null,4975,16]
["RBT-111322",2,"AirGenerate",66,0,"Yes","ag66d",2100,558.25,null,2808.25,6.5]
["RBT-111346",2,"AirGenerate",66,0,"Yes","ag66d",2095.5900878900002,720,150,3266.34,12]
["RBT-111361",2,"AirGenerate",66,0,"Yes","ag66d",1899,680,200,2779,5]
["RBT-111373",2,"AirGenerate",66,0,"No","ag66n",1899,680,0,2579,6]
["RBT-111392",2,"AirGenerate",66,0,"No","ag66n",2599,400,0,2999,4]
["RBT-111403",2,"AirGenerate",66,0,"Yes","ag66d",1899,680,200,2779,5]
["RBT-111415",2,"AirGenerate",66,0,"Yes","ag66d",2199,400,214,2813,5]
["RBT-111423",2,"AirGenerate",66,0,"Yes","ag66d",2599,400,255,3254,6]
["RBT-111427",2,"AirGenerate",66,0,"No","ag66n",1899,680,0,2579,5]
["RBT-111433",2,"AirGenerate",66,0,"No","ag66n",2599,400,0,3198,14]
["RBT-111437",2,"AirGenerate",66,0,"No","ag66n",1899,850,0,2749,2]
["RBT-111444",2,"AirGenerate",66,0,"Yes","ag66d",2050,375,250,2775,5.5]
["RBT-111455",2,"AirGenerate",66,0,"Yes","ag66d",1899,680,200,2779,7]
["RBT-111465",2,"AirGenerate",66,0,"Yes","ag66d",1999,680,200,2879,5.5]
["RBT-111466",2,"AirGenerate",66,0,"Yes","ag66d",2199,400,0,3104,6]
["RBT-111473",2,"AirGenerate",66,0,"No","ag66n",2599,400,0,2999,4]
["RBT-111478",2,"AirGenerate",66,0,"No","ag66n",2599,400,0,2999,4]
["RBT-111482",2,"AirGenerate",66,0,"No","ag66n",2599,400,0,2999,4]
["RBT-111484",2,"AirGenerate",66,0,"No","ag66n",2199,400,0,2698,4]
["RBT-111487",2,"AirGenerate",66,0,"No","ag66n",2599,400,0,2999,4.5]
["RBT-111489",2,"AirGenerate",66,0,"No","ag66n",2199,400,0,2599,4.5]
["RBT-111494",2,"AirGenerate",66,0,"No","ag66n",2214.0900878900002,446.76001000000002,0,2660.85,5]
["RBT-111499",2,"AirGenerate",66,0,"Yes","ag66d",1899,680,200,2779,5.25]
["RBT-111502",2,"AirGenerate",66,0,"No","ag66n",2599,400,0,2999,4.5]
["RBT-111506",2,"AirGenerate",66,0,"No","ag66n",3615,400,0,4015,4]
["RBT-111513",2,"AirGenerate",66,0,"Yes","ag66d",1692,372,85,2149,2.5]
["RBT-111517",2,"AirGenerate",66,0,"No","ag66n",2599,400,0,2999,4.5]
["RBT-111522",2,"AirGenerate",66,0,"Yes","ag66d",3000,450,250,4225,6]
["RBT-111529",2,"AirGenerate",66,0,"No","ag66n",2395,340,0,2735,4]
["RBT-111534",2,"AirGenerate",66,1,"No","ag66n",null,0,0,null,8]
["RBT-111535",2,"AirGenerate",66,0,"No","ag66n",2599,400,0,2999,3]
["RBT-111543",2,"AirGenerate",66,0,"No","ag66n",1725,450,0,2375,6]
["RBT-111546",2,"AirGenerate",66,0,"No","ag66n",2300,595,0,2895]
["RBT-111547",2,"AirGenerate",66,0,"No","ag66n",2199,400,0,2599,4]
["RBT-111551",2,"AirGenerate",66,0,"No","ag66n",2599,400,0,2999,5]
["RBT-111554",2,"AirGenerate",66,0,"No","ag66n",2599,400,0,2999,5.5]
["RBT-111555",2,"AirGenerate",66,0,"No","ag66n",2599,400,0,2999,4]
["RBT-111558",2,"AirGenerate",66,0,"Yes","ag66d",2199,400,350,2949,3.5]
["RBT-111562",2,"AirGenerate",66,0,"No","ag66n",2199,400,0,2599,4.5]
["RBT-111565",2,"AirGenerate",66,0,"No","ag66n",2599,400,0,2999,5.5]
["RBT-111567",2,"AirGenerate",66,0,"No","ag66n",1500,500,0,2035,3]
["RBT-111569",2,"AirGenerate",66,0,"Yes","ag66d",2199,400,250,2849,4]
["RBT-111577",2,"AirGenerate",66,0,"Yes","ag66d",1985,455,130,2765,7]
["RBT-111584",2,"AirGenerate",66,0,"Yes","ag66d",2500,800,100,3500,6]
["RBT-111593",2,"AirGenerate",66,0,"Yes","ag66d",1899,710,100,2709,6.5]
["RBT-111608",2,"AirGenerate",66,0,"No","ag66n",1899,750,0,2649,3.25]
["RBT-111611",2,"AirGenerate",66,0,"No","ag66n",2599,400,0,2999,6]
["RBT-111616",2,"AirGenerate",66,0,"No","ag66n",1725,575,0,2300,3]
["RBT-111619",2,"AirGenerate",66,0,"No","ag66n",2599,400,0,2999,5]
["RBT-111624",2,"AirGenerate",66,0,"No","ag66n",1725,675,0,2400,3]
["RBT-111626",2,"AirGenerate",66,0,"No","ag66n",2599,400,0,2999,8]
["RBT-111633",2,"AirGenerate",66,0,"No","ag66n",2250,300,0,2600,3]
["RBT-111638",2,"AirGenerate",66,0,"Yes","ag66d",2500,800,150,3450,6]
["RBT-111644",2,"AirGenerate",66,0,"Yes","ag66d",1999,78,100,2177,6]
["RBT-111647",2,"AirGenerate",66,0,"No","ag66n",1899,680,0,2579,5]
["RBT-111652",2,"AirGenerate",66,0,"No","ag66n",1899,680,0,2579,4]
["RBT-111657",2,"AirGenerate",66,0,"Yes","ag66d",2199,400,295,3465,7.5]
["RBT-111661",2,"AirGenerate",66,1,"Yes","ag66d",null,0,0,null,3]
["RBT-111670",2,"AirGenerate",66,0,"Yes","ag66d",1899,780,100,2779,6]
["RBT-111676",2,"AirGenerate",66,1,"Yes","ag66d",null,0,0,null,3]
["RBT-111679",2,"AirGenerate",66,0,"Yes","ag66d",1899,980,100,2999,5]
["RBT-111692",2,"AirGenerate",66,1,"Yes","ag66d",2429,0,0,null,2]
["RBT-111697",2,"AirGenerate",66,0,"No","ag66n",2599,400,0,2999,5]
["RBT-111698",2,"AirGenerate",66,0,"Yes","ag66d",1999,730,100,2829,5]
["RBT-111710",2,"AirGenerate",66,0,"Yes","ag66d",1899,730,50,2679,3.75]
["RBT-111715",2,"AirGenerate",66,0,"Yes","ag66d",1999,730,100,2829,3.5]
["RBT-111716",2,"AirGenerate",66,0,"No","ag66n",1899,680,0,2579,3.5]
["RBT-111719",2,"AirGenerate",66,0,"No","ag66n",1899,680,0,2579,3.25]
["RBT-111720",2,"AirGenerate",66,0,"No","ag66n",1899,680,0,2579,4]
["RBT-111724",2,"AirGenerate",66,0,"No","ag66n",1899,680,0,2579,2.5]
["RBT-111726",2,"AirGenerate",66,0,"No","ag66n",1999,680,0,2679,4]
["RBT-111730",2,"AirGenerate",66,0,"No","ag66n",1899,680,0,2579,4]
["RBT-111750",2,"AirGenerate",66,0,"No","ag66n",1900,679,0,2579,3.5]
["RBT-111757",2,"AirGenerate",66,0,"Yes","ag66d",1800,500,210,2510,8]
["RBT-111766",2,"AirGenerate",66,0,"Yes","ag66d",1999,875,0,2874,8]
["RBT-111799",2,"AirGenerate",66,1,"Yes","ag66d",3200,0,0,null,8]
["RBT-111815",2,"AirGenerate",66,1,"No","ag66n",null,0,0]
["RBT-111822",2,"AirGenerate",66,0,"Yes","ag66d",2599,400,139,3138,6]
["RBT-111831",2,"AirGenerate",66,1,"Yes","ag66d",1860.6600341799999,0,0,null,16]
["RBT-111844",2,"AirGenerate",66,0,"No","ag66n",2199,436,0,2635,3]
["RBT-111851",2,"AirGenerate",66,0,"No","ag66n",2190,187.5,0,2377.5,2.5]
["RBT-111857",2,"AirGenerate",66,0,"Yes","ag66d",2199,400,100,2699,6]
["RBT-111862",2,"AirGenerate",66,0,"No","ag66n",2600,995,0,3960,8.5]
["RBT-111992",2,"AirGenerate",66,0,"No","ag66n",1750,350,0,2471,7]
["RBT-112002",2,"AirGenerate",66,0,"Yes","ag66d",1882,540,45,2467,12]
["RBT-112010",2,"AirGenerate",66,0,"No","ag66n",1921,510,0,2539,6]
["RBT-112018",2,"AirGenerate",66,0,"No","ag66n",2300,250,0,2610,2.5]
["RBT-112025",2,"AirGenerate",66,0,"Yes","ag66d",2074,755,0,2829,7]
["RBT-112032",2,"AirGenerate",66,0,"No","ag66n",2125,625,0,2750,6]
["RBT-112040",2,"AirGenerate",66,0,"Yes","ag66d",2199,400,300,2899,3]
["RBT-112048",2,"AirGenerate",66,0,"No","ag66n",2686,630,0,3466,5.5]
["RBT-112058",2,"AirGenerate",66,0,"No","ag66n",2700,800,0,3600,8]
["RBT-112068",2,"AirGenerate",66,0,"No","ag66n",2600,995,0,3860,9]
["RBT-112072",2,"AirGenerate",66,0,"Yes","ag66d",1925,500,200,2625,5]
["RBT-112079",2,"AirGenerate",66,0,"No","ag66n",2199,591.85999000000004,0,2790.86,3.25]
["RBT-112083",2,"AirGenerate",66,0,"Yes","ag66d",1850,1524,150,3774,10]
["RBT-112114",2,"AirGenerate",66,0,"Yes","ag66d",2000,2000,0,4000,8]
["RBT-112121",2,"AirGenerate",66,0,"No","ag66n",1949,630,0,2579,3]
["RBT-112125",2,"AirGenerate",66,0,"No","ag66n",2199,400,0,2599,3]
["RBT-112132",2,"AirGenerate",66,1,"No","ag66n",3150,0,0,null,8]
["RBT-112136",2,"AirGenerate",66,0,"Yes","ag66d",1850,960,150,3060,10]
["RBT-112151",2,"AirGenerate",66,0,"No","ag66n",2400,640,0,3245,8]
["RBT-112162",2,"AirGenerate",66,1,"No","ag66n",1745,0,0,null,4]
["RBT-112408",2,"AirGenerate",66,0,"No","ag66n",2775,360,0,3535,8]
["RBT-112415",2,"AirGenerate",66,0,"No","ag66n",2950,800,0,3979.25,2]
["RBT-112421",2,"AirGenerate",66,1,"No","ag66n",null,0,0]
["RBT-112425",2,"AirGenerate",66,0,"No","ag66n",3180,1200,0,4610.75,10]
["RBT-112427",2,"AirGenerate",66,0,"Yes","ag66d",1814.8399658200001,400,100,2354.84,8]
["RBT-112437",2,"AirGenerate",66,1,"No","ag66n",1775,0,0,1815,3.5]
["RBT-112442",2,"AirGenerate",66,0,"No","ag66n",2395,156,0,2551,2]
["RBT-113208",2,"AirGenerate",66,0,"No","ag66n",2599,400,0,2999,6]
["RBT-113749",2,"AirGenerate",66,0,"Yes","ag66d",1750,620,80,2750,6]
["RBT-114144",2,"AirGenerate",66,0,"No","ag66n",1950,200,0,2325,6]
["RBT-115949",2,"AirGenerate",66,0,"Yes","ag66d",1634,1006,60,2700,6]
["RBT-115964",2,"AirGenerate",66,0,"No","ag66n",2500,370,0,2870,2.5]
["RBT-115988",2,"AirGenerate",66,0,"No","ag66n",null,null,0,null,3]
["RBT-116340",2,"AirGenerate",66,0,"No","ag66n",2699,400,0,3217,6]
["RBT-117220",2,"AirGenerate",66,0,"No","ag66n",1899,300,0,2499,4]
["RBT-117225",2,"AirGenerate",66,0,"No","ag66n",2699,400,0,3099,5]
["RBT-117234",2,"AirGenerate",66,0,"No","ag66n",2609,400,0,3098,5]
["RBT-117489",2,"AirGenerate",66,0,"No","ag66n",2599,400,0,3117,6]
["RBT-117771",2,"AirGenerate",66,0,"No","ag66n",2599,400,0,2999,5]
["RBT-118957",2,"AirGenerate",66,0,"No","ag66n",1950,200,0,2250,8]
["RBT-118989",2,"AirGenerate",66,0,"Yes","ag66d",1900,400,null,2300,4]
["RBT-118990",2,"AirGenerate",66,0,"Yes","ag66d",1795,1025,100,3270,14]
["RBT-118993",2,"AirGenerate",66,0,"Yes","ag66d",3498,792,200,4490,10]
["RBT-120018",2,"AirGenerate",66,0,"Yes","ag66d",2500,403,100,3212,5]
["RBT-120022",2,"AirGenerate",66,0,"Yes","ag66d",2599,400,null,2999,4.5]
["RBT-120024",2,"AirGenerate",66,0,"No","ag66n",2844,1446,0,4740,2.5]
["RBT-120765",2,"AirGenerate",66,0,"No","ag66n",2599,400,0,2999,5.5]
["RBT-120769",2,"AirGenerate",66,0,"No","ag66n",2599,400,0,3466,5]
["RBT-120775",2,"AirGenerate",66,0,"Yes","ag66d",1750,970,null,2895,6]
["RBT-121710",2,"AirGenerate",66,0,"Yes","ag66d",2599,400,229,3228,7.5]
["RBT-121715",2,"AirGenerate",66,0,"Yes","ag66d",2599,400,295,3294,7.5]
["RBT-121981",2,"AirGenerate",66,0,"No","ag66n",2199,400,0,2599,4.5]
["RBT-122227",2,"AirGenerate",66,0,"No","ag66n",2699,400,0,3188,7]
["RBT-125909",2,"AirGenerate",66,0,"Yes","ag66d",2699,400,476,3575,6]
["RBT-125963",2,"AirGenerate",66,0,"Yes","ag66d",2200,260,268,2728,4]
["RBT-125983",2,"AirGenerate",66,0,"No","ag66n",null,544,0,null,5]
["RBT-126300",2,"AirGenerate",80,0,"Yes","ag66d",2899,400,39,3338,4.5]
["RBT-126306",2,"AirGenerate",66,0,"Yes","ag66d",2699,400,0,3099,4]
["RBT-126320",2,"AirGenerate",66,0,"No","ag66n",2699,400,0,3099,3.5]
["RBT-126329",2,"AirGenerate",66,0,"Yes","ag66d",2599,400,150,3149,5]
["RBT-126337",2,"AirGenerate",66,0,"Yes","ag66d",2699,400,0,3099,5.5]
["RBT-126342",2,"AirGenerate",66,0,"No","ag66n",2599,400,0,2999,8]
["RBT-126349",2,"AirGenerate",66,0,"Yes","ag66d",2200,795,200,3195,4]
["RBT-126356",2,"AirGenerate",66,0,"No","ag66n",2175,525,0,2700,4]
["RBT-129135",2,"AirGenerate",66,0,"No","ag66n",3787,562,0,4549,7.5]
["RBT-129159",2,"AirGenerate",66,0,"Yes","ag66d",2210,610,156,2976,4.5]
["RBT-129170",2,"AirGenerate",66,0,"No","ag66n",2599,400,0,2999,6]
["RBT-129181",2,"AirGenerate",66,0,"No","ag66n",2699,400,0,3099,4]
["RBT-129192",2,"AirGenerate",66,0,"No","ag66n",2599,400,0,3266,4]
["RBT-129198",2,"AirGenerate",66,0,"Yes","ag66d",2599,400,0,2999,4.5]
["RBT-129212",2,"AirGenerate",66,0,"No","ag66n",2504.3701171900002,350,0,2941.87,4]
["RBT-129224",2,"AirGenerate",66,0,"No","ag66n",2599,400,0,2999,5]
["RBT-129236",2,"AirGenerate",66,0,"No","ag66n",2599,400,0,2999,6]
["RBT-129244",2,"AirGenerate",66,0,"No","ag66n",2599,400,0,2999,5]
["RBT-129251",2,"AirGenerate",66,0,"Yes","ag66d",1900,600,65,2565,6]
["RBT-129262",2,"AirGenerate",66,0,"No","ag66n",2499,500,0,3217,5]
["RBT-129269",2,"AirGenerate",66,0,"No","ag66n",2599,400,0,3907,7]
["RBT-132176",2,"AirGenerate",66,0,"No","ag66n",2599,400,0,2999,4]
["RBT-132202",2,"AirGenerate",66,0,"Yes","ag66d",2000,990,0,3565.5,9]
["RBT-132218",2,"AirGenerate",66,0,"Yes","ag66d",2000,990,0,3565.5,9]
["RBT-132225",2,"AirGenerate",66,0,"Yes","ag66d",1750,745,100,2895,10]
["RBT-132233",2,"AirGenerate",66,0,"No","ag66n",2599,400,0,2999,6]
["RBT-132240",2,"AirGenerate",66,0,"No","ag66n",2599,400,0,2999,4]
["RBT-132246",2,"AirGenerate",66,0,"No","ag66n",2599,400,0,2999,5]
["RBT-132253",2,"AirGenerate",66,0,"No","ag66n",2699,400,0,3099,3.5]
["RBT-132258",2,"AirGenerate",66,0,"Yes","ag66d",3800,1200,496,5896,17]
["RBT-132273",2,"AirGenerate",66,0,"No","ag66n",2599,400,0,2999,4]
["RBT-135866",2,"AirGenerate",66,0,"No","ag66n",2599,400,0,2999,3.5]
["RBT-135876",2,"AirGenerate",66,0,"No","ag66n",2699,400,0,3099,8]
["RBT-135880",2,"AirGenerate",66,0,"No","ag66n",2599,400,0,2999,4]
["RBT-135891",2,"AirGenerate",66,0,"No","ag66n",1950,200,0,2250,6]
["RBT-135913",2,"AirGenerate",66,0,"No","ag66n",2599,400,0,2999,6]
["RBT-135930",2,"AirGenerate",66,0,"Yes","ag66d",1750,845,100,2995,6]
["RBT-135943",2,"AirGenerate",66,0,"Yes","ag66d",2984.1298828099998,500,0,3484.13,8]
["RBT-136133",2,"AirGenerate",66,1,"No","ag66n",2599,40,0,2639,8]
["RBT-136138",2,"AirGenerate",66,0,"No","ag66n",2699,400,0,3099,3.5]
["RBT-136144",2,"AirGenerate",66,0,"No","ag66n",2599,400,0,2999,2]
["RBT-136148",2,"AirGenerate",66,0,"No","ag66n",2055,812.5,0,2997.2,6.5]
["RBT-136154",2,"AirGenerate",66,0,"Yes","ag66d",2081,320,67,3100,8]
["RBT-136160",2,"AirGenerate",66,0,"Yes","ag66d",2925,900,100,4370,8]
["RBT-136166",2,"AirGenerate",66,0,"No","ag66n",2699,400,0,3099,5]
["RBT-136171",2,"AirGenerate",66,0,"Yes","ag66d",1750,1140,100,3290,8]
["RBT-140304",2,"AirGenerate",66,0,"No","ag66n",3500,1200,0,4700,4]
["RBT-140344",2,"AirGenerate",66,0,"Yes","ag66d",2625,300,0,3200,8]
["RBT-140368",2,"AirGenerate",66,0,"No","ag66n",2699,400,0,3099,4]
["RBT-140380",2,"AirGenerate",66,0,"No","ag66n",null,735,0,null,7]
["RBT-140393",2,"AirGenerate",66,0,"No","ag66n",2499,150,0,2990.63,2]
["RBT-140400",2,"AirGenerate",66,0,"No","ag66n",2699,400,0,3099,5]
["RBT-140406",2,"AirGenerate",66,0,"Yes","ag66d",2300,500,200,3000,8]
["RBT-140419",2,"AirGenerate",66,0,"Yes","ag66d",2100,700,50,2850,12.25]
["RBT-140454",2,"AirGenerate",66,0,"No","ag66n",2599,400,0,2999,5]
["RBT-140466",2,"AirGenerate",66,0,"No","ag66n",2599,400,0,2999,5]
["RBT-140480",2,"AirGenerate",66,0,"Yes","ag66d",3000,920,300,4420,4.5]
["RBT-140488",2,"AirGenerate",66,0,"Yes","ag66d",2200,845,200,3245,4]
["RBT-140494",2,"AirGenerate",66,0,"Yes","ag66d",2350,270,75,2695,2]
["RBT-140505",2,"AirGenerate",66,0,"No","ag66n",2599,400,0,2999,5]
["RBT-140517",2,"AirGenerate",66,0,"No","ag66n",1749,600,0,2599,6]
["RBT-142820",2,"AirGenerate",80,1,"Yes","ag66d",2475,0,60,2795,22]
["RBT-142826",2,"AirGenerate",66,0,"No","ag66n",2599,400,0,2999,8]
["RBT-143523",2,"AirGenerate",66,0,"Yes","ag66d",2987,900,150,4120,9]
["RBT-143534",2,"AirGenerate",66,0,"Yes","ag66d",1750,1025,100,2875,8]
["RBT-143547",2,"AirGenerate",66,0,"No","ag66n",1781.25,500,0,2281.25,3]
["RBT-143578",2,"AirGenerate",66,0,"Yes","ag66d",1870,334,135,2339,4]
["RBT-143587",2,"AirGenerate",66,0,"No","ag66n",2000,650,0,2650,4]
["RBT-143591",2,"AirGenerate",66,0,"Yes","ag66d",1870,334,135,2339,4]
["RBT-143601",2,"AirGenerate",66,0,"Yes","ag66d",1870,334,135,2339,4]
["RBT-143844",2,"AirGenerate",80,0,"No","ag66n",3049,400,0,3449,24]
["RBT-143850",2,"AirGenerate",66,0,"No","ag66n",2599,400,0,2999,5.5]
["RBT-143855",2,"AirGenerate",66,0,"Yes","ag66d",2699,400,0,3099,4]
["RBT-147321",2,"AirGenerate",66,0,"Yes","ag66d",2464,328,0,3150,7]
["RBT-147354",2,"AirGenerate",66,0,"Yes","ag66d",1750,595,100,2745,8]
["RBT-147375",2,"AirGenerate",66,0,"Yes","ag66d",2655,225,50,2930,3]
["RBT-147393",2,"AirGenerate",66,0,"Yes","ag66d",2600,600,480,3680,5]
["RBT-147424",2,"AirGenerate",66,0,"No","ag66n",2599,400,0,2999,7]
["RBT-147444",2,"AirGenerate",66,0,"Yes","ag66d",2599,400,140,3139,4]
["RBT-147473",2,"AirGenerate",66,0,"No","ag66n",2765,360,0,3475,8]
["RBT-147481",2,"AirGenerate",80,0,"No","ag66n",2999,400,0,3399,4]
["RBT-147491",2,"AirGenerate",66,0,"No","ag66n",2310,540,0,3275,12]
["RBT-147505",2,"AirGenerate",66,0,"No","ag66n",2699,400,0,3099,3.5]
["RBT-149830",2,"AirGenerate",66,0,"Yes","ag66d",2178,936.21996999999999,0,3199.92,5]
["RBT-149834",2,"AirGenerate",66,0,"No","ag66n",1950,200,0,2250,6]
["RBT-149839",2,"AirGenerate",66,0,"Yes","ag66d",2300.1201171900002,700.88,205.47000120000001,3206.47,4.5]
["RBT-149849",2,"AirGenerate",66,0,"No","ag66n",1705,212.5,0,1965.5,2.5]
["RBT-149858",2,"AirGenerate",66,0,"Yes","ag66d",1733,799,0,2532,3.5]
["RBT-149865",2,"AirGenerate",66,0,"No","ag66n",2699,400,0,3099,6]
["RBT-149872",2,"AirGenerate",66,0,"Yes","ag66d",2300,1000,200,3550,12]
["RBT-149881",2,"AirGenerate",66,0,"Yes","ag66d",1750,735,100,2885,8]
["RBT-150566",2,"AirGenerate",66,0,"Yes","ag66d",2200,745,200,3145,5]
["RBT-150582",2,"AirGenerate",66,0,"Yes","ag66d",2100,1500,76,4126,24]
["RBT-150592",2,"AirGenerate",66,0,"Yes","ag66d",2599,400,135,3134,8]
["RBT-150631",2,"AirGenerate",66,0,"Yes","ag66d",2345.5,920,562,null,9]
["RBT-150645",2,"AirGenerate",66,0,"No","ag66n",2495,350,0,2956.83,4]
["RBT-150665",2,"AirGenerate",66,0,"No","ag66n",2699,400,0,3099,3]
["RBT-150687",2,"AirGenerate",66,0,"Yes","ag66d",2000,565,245,3160,5]
["RBT-150720",2,"AirGenerate",66,1,"Yes","ag66d",2011,0,0,null,4]
["RBT-150754",2,"AirGenerate",66,0,"No","ag66n",2599,400,0,2999,2.5]
["RBT-150766",2,"AirGenerate",66,0,"Yes","ag66d",3017,950,130,4097,12]
["RBT-150806",2,"AirGenerate",66,0,"Yes","ag66d",2400,1000,200,3600,16]
["RBT-150823",2,"AirGenerate",66,0,"No","ag66n",3006,672,0,4128,4]
["RBT-150836",2,"AirGenerate",66,0,"Yes","ag66d",1750,925,100,3075,10]
["RBT-150845",2,"AirGenerate",66,0,"Yes","ag66d",2799,400,0,3199,4]
["RBT-150860",2,"AirGenerate",66,0,"Yes","ag66d",2250,689,207.08000179999999,3146.08,5]
["RBT-151105",2,"AirGenerate",66,1,"Yes","ag66d",2429,0,0,null,2]
["RBT-151132",2,"AirGenerate",66,1,"Yes","ag66d",2429,0,0,null,2]
["RBT-151137",2,"AirGenerate",66,1,"Yes","ag66d",2429,0,0,null,2]
["RBT-151138",2,"AirGenerate",66,1,"Yes","ag66d",2429,0,0,null,2]
["RBT-151142",2,"AirGenerate",66,1,"Yes","ag66d",2429,0,0,null,2]
["RBT-151157",2,"AirGenerate",66,1,"Yes","ag66d",2429,0,0,null,2]
["RBT-151162",2,"AirGenerate",66,1,"Yes","ag66d",2429,0,0,null,2]
["RBT-151167",2,"AirGenerate",66,1,"Yes","ag66d",2429,0,0,null,2]
["RBT-151172",2,"AirGenerate",66,1,"Yes","ag66d",2429,0,0,null,2]
["RBT-151183",2,"AirGenerate",66,1,"Yes","ag66d",2429,0,0,null,2]
["RBT-151191",2,"AirGenerate",66,1,"Yes","ag66d",2429,0,0,null,2]
["RBT-151195",2,"AirGenerate",66,1,"Yes","ag66d",2429,0,0,null,2]
["RBT-151203",2,"AirGenerate",66,1,"Yes","ag66d",2429,0,0,null,2]
["RBT-151207",2,"AirGenerate",66,1,"Yes","ag66d",2429,0,0,null,2]
["RBT-151214",2,"AirGenerate",66,0,"Yes","ag66d",2100,500,125,3008,6.5]
["RBT-151234",2,"AirGenerate",66,0,"No","ag66n",2599,400,0,2999,5]
["RBT-151256",2,"AirGenerate",66,0,"No","ag66n",2599,400,0,2999,5]
["RBT-151262",2,"AirGenerate",80,0,"No","ag66n",3099,400,0,3499,4.5]
["RBT-151270",2,"AirGenerate",66,0,"No","ag66n",2699,400,0,3099,4]
["RBT-151278",2,"AirGenerate",66,0,"No","ag66n",2599,400,0,3078,5]
["RBT-151282",2,"AirGenerate",66,0,"Yes","ag66d",2599,400,135,3134,10]
["RBT-151288",2,"AirGenerate",66,1,"Yes","ag66d",2429,0,0,null,2]
["RBT-151979",2,"AirGenerate",66,0,"No","ag66n",1925,1350,0,3625,12]
["RBT-151987",2,"AirGenerate",66,0,"Yes","ag66d",2390.25,700,0,3090.25,6]
["RBT-152043",2,"AirGenerate",66,0,"No","ag66n",2699,400,0,3099,5]
["RBT-152051",2,"AirGenerate",66,0,"Yes","ag66d",2000,350,200,2550,4]
["RBT-152058",2,"AirGenerate",66,1,"Yes","ag66d",2299,0,24,2376.2800000000002,5]
["RBT-152073",2,"AirGenerate",66,0,"Yes","ag66d",2270,850,50,3170,10]
["RBT-152087",2,"AirGenerate",66,0,"Yes","ag66d",1850,525,200,3020,16]
["RBT-152094",2,"AirGenerate",66,0,"No","ag66n",1750,1145,0,3195,10]
["RBT-152099",2,"AirGenerate",66,0,"Yes","ag66d",2599,400,135,3134,6]
["RBT-152109",2,"AirGenerate",66,1,"Yes","ag66d",1750,0,100,2150,10]
["RBT-152119",2,"AirGenerate",66,0,"Yes","ag66d",1750,995,100,3145,10]
["RBT-152126",2,"AirGenerate",66,0,"No","ag66n",2599,400,0,2999,3]
["RBT-152141",2,"AirGenerate",66,0,"No","ag66n",2300,300,0,2660,2.5]
["RBT-152149",2,"AirGenerate",66,0,"Yes","ag66d",2580,755,100,4180,8]
["RBT-152157",2,"AirGenerate",66,0,"Yes","ag66d",2849,400,473,4111,5]
["RBT-152165",2,"AirGenerate",66,0,"Yes","ag66d",1800,200,100,2100,6]
["RBT-152213",2,"AirGenerate",66,0,"No","ag66n",1700,280,0,2100.52,3.5]
["RBT-152225",2,"AirGenerate",66,0,"Yes","ag66d",3852.5200195299999,800,180,5082.5200000000004,7.5]
["RBT-152233",2,"AirGenerate",80,0,"No","ag66n",3099,400,0,3499,4]
["RBT-152245",2,"AirGenerate",80,0,"No","ag66n",3199,400,0,3599,5]
["RBT-152252",2,"AirGenerate",66,1,"Yes","ag66d",2500,0,100,2650,4.5]
["RBT-152262",2,"AirGenerate",80,0,"Yes","ag66d",2125,480,50,2755,6]
["RBT-152274",2,"AirGenerate",66,0,"No","ag66n",1900,255,0,2155,3]
["RBT-152368",2,"AirGenerate",80,1,"No","ag66n",2000,50,0,2050,4]
["RBT-152376",2,"AirGenerate",66,0,"Yes","ag66d",1950,210,25,2200,3]
["RBT-152386",2,"AirGenerate",66,0,"Yes","ag66d",2000,490,45,2570,7]
["RBT-152402",2,"AirGenerate",66,1,"Yes","ag66d",1700,0,25,1745,3]
["RBT-152412",2,"AirGenerate",66,0,"Yes","ag66d",2000,240,20,2308,3]
["RBT-152419",2,"AirGenerate",66,0,"Yes","ag66d",1773,799,0,2572,3]
["RBT-152430",2,"AirGenerate",66,0,"Yes","ag66d",3835,600,100,4535,8]
["RBT-152443",2,"AirGenerate",66,0,"Yes","ag66d",2364.3000488299999,425,250,3164.3,8]
["RBT-152458",2,"AirGenerate",66,0,"Yes","ag66d",1900,210,30,2220,4]
["RBT-152464",2,"AirGenerate",66,1,"Yes","ag66d",1596,0,32,1628,4]
["RBT-152480",2,"AirGenerate",66,0,"Yes","ag66d",3210,1190,100,4500,17]
["RBT-152494",2,"AirGenerate",66,0,"No","ag66n",1995,500,0,2495,5]
["RBT-152504",2,"AirGenerate",66,0,"Yes","ag66d",2200,400,0,2750,5]
["RBT-152515",2,"AirGenerate",66,0,"No","ag66n",2783,819,0,null,7]
["RBT-152526",2,"AirGenerate",66,0,"No","ag66n",2000,450,0,2450,4]
["RBT-152539",2,"AirGenerate",66,1,"Yes","ag66d",null,0,0,null,4]
["RBT-152562",2,"AirGenerate",80,0,"No","ag66n",2599,651,0,3414.25,4.5]
["RBT-152579",2,"AirGenerate",66,0,"No","ag66n",1700,150,0,1870,3]
["RBT-152587",2,"AirGenerate",66,0,"Yes","ag66d",1900,525,40,2475,8.5]
["RBT-152595",2,"AirGenerate",66,0,"Yes","ag66d",1750,745,100,2895,10]
["RBT-152604",2,"AirGenerate",66,0,"No","ag66n",2699,400,0,3099,4]
["RBT-152621",2,"AirGenerate",66,0,"No","ag66n",2699,400,0,3099,8]
["RBT-153954",2,"AirGenerate",66,0,"Yes","ag66d",1590,225,60,2000,4]
["RBT-155064",2,"AirGenerate",66,0,"Yes","ag66d",null,null,null,null,4]
["RBT-155080",2,"AirGenerate",66,0,"No","ag66n",1950,200,0,2250,6]
["RBT-155361",2,"AirGenerate",66,0,"No","ag66n",2599,400,0,2999,8]
["RBT-155369",2,"AirGenerate",66,0,"Yes","ag66d",2699,400,0,3099,4.5]
["RBT-155384",2,"AirGenerate",66,0,"Yes","ag66d",2189,985,784,4237,6]
["RBT-155394",2,"AirGenerate",66,0,"No","ag66n",2699,400,0,3099,5]
["RBT-155405",2,"AirGenerate",66,0,"No","ag66n",2899,400,0,3299,5]
["RBT-156553",2,"AirGenerate",66,0,"No","ag66n",2599,400,0,2999,6.75]
["RBT-156562",2,"AirGenerate",66,0,"No","ag66n",1950,200,0,2250,6]
["RBT-158982",2,"AirGenerate",66,0,"Yes","ag66d",2099,400,530,3029,4]
["RBT-158988",2,"AirGenerate",66,0,"Yes","ag66d",2599,400,285,3284,7]
["RBT-158996",2,"AirGenerate",66,0,"No","ag66n",2699,400,0,3099,5]
["RBT-159001",2,"AirGenerate",66,0,"No","ag66n",2699,400,0,3099,5]
["RBT-159142",2,"AirGenerate",66,0,"Yes","ag66d",1750,1045,100,3295,10]
["RBT-159148",2,"AirGenerate",66,0,"No","ag66n",1950,200,0,2250,6]
["RBT-159750",2,"AirGenerate",80,0,"Yes","ag66d",3199,400,130,3729,5]
["RBT-161054",2,"AirGenerate",66,0,"No","ag66n",2274,725,0,3179,10]
["RBT-161067",2,"AirGenerate",66,0,"Yes","ag66d",1955,1765,280,4200,10]
["RBT-161079",2,"AirGenerate",66,0,"No","ag66n",2699,400,0,3099,8]
["RBT-161444",2,"AirGenerate",66,0,"Yes","ag66d",2053.25,400,50,2503.25,5.5]
["RBT-161462",2,"AirGenerate",66,0,"No","ag66n",2599,400,0,3475,5]
["RBT-165802",2,"AirGenerate",66,0,"No","ag66n",1900,250,0,2195,3]
["RBT-165866",2,"AirGenerate",66,1,"Yes","ag66d",1750,0,100,2150,10]
["RBT-165873",2,"AirGenerate",66,0,"No","ag66n",2599,400,0,2999,5]
["RBT-165881",2,"AirGenerate",66,0,"No","ag66n",2000,480,0,2480,4]
["RBT-165887",2,"AirGenerate",66,0,"Yes","ag66d",1750,1095,100,3245,8]
["RBT-165894",2,"AirGenerate",66,0,"No","ag66n",2047,1080,0,3576,12]
["RBT-165901",2,"AirGenerate",66,0,"Yes","ag66d",1750,1245,100,3395,8]
["RBT-165953",2,"AirGenerate",66,0,"No","ag66n",2200,1000,0,3200,8]
["RBT-166107",2,"AirGenerate",66,0,"No","ag66n",2599,400,0,2999,5]
["RBT-167489",2,"AirGenerate",66,0,"Yes","ag66d",2308.6000976599998,1312.4,187.5,4496,13]
["RBT-167502",2,"AirGenerate",66,0,"Yes","ag66d",2299,125,19.920000080000001,2443.92,1]
["RBT-168044",2,"AirGenerate",66,0,"Yes","ag66d",2000,722.5,26,2933.5,8]
["RBT-168050",2,"AirGenerate",66,0,"Yes","ag66d",null,null,null,null,8]
["RBT-168063",2,"AirGenerate",66,0,"No","ag66n",2100,401,0,2501,6]
["RBT-168072",2,"AirGenerate",80,0,"No","ag66n",2400,480,0,2880,4]
["RBT-168659",2,"AirGenerate",66,0,"No","ag66n",1875,375,0,2330.4299999999998,5]
["RBT-168904",2,"AirGenerate",66,0,"Yes","ag66d",2000,600,20,2720,24]
["RBT-168918",2,"AirGenerate",66,0,"Yes","ag66d",null,null,null,null,10]
["RBT-168935",2,"AirGenerate",66,0,"Yes","ag66d",2899,400,0,3299,6]
["RBT-170812",2,"AirGenerate",66,0,"Yes","ag66d",1950,500,200,3370,12]
["RBT-170815",2,"AirGenerate",66,0,"Yes","ag66d",1749,420,35,3264,12]
["RBT-171173",2,"AirGenerate",66,0,"No","ag66n",1800,500,0,2300,5]
["RBT-171192",2,"AirGenerate",66,0,"No","ag66n",2000,300,0,2300,2]
["RBT-171197",2,"AirGenerate",66,0,"No","ag66n",1800,150,0,1950,1]
["RBT-171207",2,"AirGenerate",66,0,"No","ag66n",2599,400,0,3048,6]
["RBT-171211",2,"AirGenerate",66,0,"Yes","ag66d",2200,1000,500,3700,10]
["RBT-171219",2,"AirGenerate",66,0,"Yes","ag66d",2699,400,200,3299,8]
["RBT-171223",2,"AirGenerate",66,0,"No","ag66n",2599,400,0,2999,8]
["RBT-171229",2,"AirGenerate",66,0,"Yes","ag66d",2699,400,125,3224,5]
["RBT-171239",2,"AirGenerate",66,0,"No","ag66n",1995,500,0,2495,5]
["RBT-171242",2,"AirGenerate",66,0,"No","ag66n",1995,500,0,2495,4.5]
["RBT-171245",2,"AirGenerate",80,1,"Yes","ag66d",null,0,0,null,4]
["RBT-171394",2,"AirGenerate",66,0,"No","ag66n",null,null,0,null,2.5]
["RBT-171401",2,"AirGenerate",66,0,"Yes","ag66d",2300,900,114.8000031,3314.8,9]
["RBT-171406",2,"AirGenerate",66,0,"No","ag66n",2020,600,0,2620,8]
["RBT-171415",2,"AirGenerate",66,0,"Yes","ag66d",2495,985,786,4387,12]
["RBT-172443",2,"AirGenerate",66,0,"Yes","ag66d",2599,400,10,3009,6]
["RBT-172454",2,"AirGenerate",66,0,"Yes","ag66d",1750,1140,100,3290,8]
["RBT-172457",2,"AirGenerate",66,0,"Yes","ag66d",1749,914.37,100,2763.37,6]
["RBT-172467",2,"AirGenerate",66,0,"Yes","ag66d",1750,120,0,1940,1.5]
["RBT-173576",2,"AirGenerate",66,0,"No","ag66n",2000,400,0,2400,4]
["RBT-173580",2,"AirGenerate",66,0,"Yes","ag66d",2273.6999511700001,825,91,3447.7,10]
["RBT-173587",2,"AirGenerate",66,0,"Yes","ag66d",1702.3399658200001,775,200,3102.34,13.25]
["RBT-173593",2,"AirGenerate",66,0,"Yes","ag66d",2389,875,745,4237,12]
["RBT-174727",2,"AirGenerate",66,0,"Yes","ag66d",2000,500,20,2620,16]
["RBT-174742",2,"AirGenerate",66,0,"Yes","ag66d",2847,590,194,3739,9.5]
["RBT-174750",2,"AirGenerate",66,0,"No","ag66n",2460,200,0,2810,8]
["RBT-174761",2,"AirGenerate",66,1,"Yes","ag66d",null,0,0,null,2]
["RBT-174769",2,"AirGenerate",66,1,"Yes","ag66d",null,0,0,null,2]
["RBT-174774",2,"AirGenerate",66,1,"Yes","ag66d",null,0,0,null,2]
["RBT-174779",2,"AirGenerate",66,0,"Yes","ag66d",2046,200,0,2346,6]
["RBT-174788",2,"AirGenerate",66,0,"Yes","ag66d",2000,260,100,2660,4]
["RBT-174797",2,"AirGenerate",66,0,"Yes","ag66d",1900,255,0,2200,3]
["RBT-174802",2,"AirGenerate",66,0,"No","ag66n",2599,400,0,2999,4]
["RBT-174813",2,"AirGenerate",66,0,"Yes","ag66d",2699,400,85,3184,6]
["RBT-174822",2,"AirGenerate",80,0,"No","ag66n",2450,1102.5,0,3925,12]
["RBT-174832",2,"AirGenerate",66,0,"No","ag66n",1900,250,0,2195,3]
["RBT-174838",2,"AirGenerate",66,0,"No","ag66n",1900,250,0,2195,3]
["RBT-174843",2,"AirGenerate",66,0,"Yes","ag66d",1900,255,25,2200,3]
["RBT-174846",2,"AirGenerate",66,0,"Yes","ag66d",1750,1240,100,3590,10]
["RBT-174854",2,"AirGenerate",66,1,"Yes","ag66d",1700,55,0,1800,3]
["RBT-174861",2,"AirGenerate",66,0,"No","ag66n",1900,250,0,2195,3]
["RBT-174867",2,"AirGenerate",66,0,"No","ag66n",1900,250,0,2195,3]
["RBT-174870",2,"AirGenerate",66,0,"Yes","ag66d",2500,775,0,3275,13]
["RBT-175074",2,"AirGenerate",66,0,"Yes","ag66d",2828,150,0,2988,5]
["RBT-175084",2,"AirGenerate",80,0,"No","ag66n",3092.7700195299999,870,0,3962.77,8]
["RBT-175090",2,"AirGenerate",66,0,"Yes","ag66d",2499.2099609400002,1200,60,3796.21,16]
["RBT-175103",2,"AirGenerate",66,0,"No","ag66n",2400,400,0,3000,6]
["RBT-175113",2,"AirGenerate",66,0,"No","ag66n",1900,356,0,2456,4]
["RBT-175129",2,"AirGenerate",66,0,"Yes","ag66d",1950,400,200,2600,8]
["RBT-175139",2,"AirGenerate",66,0,"Yes","ag66d",2248.5,1277.5,180,4357,9]
["RBT-175143",2,"AirGenerate",66,1,"Yes","ag66d",2400,0,50,2450,5]
["RBT-175149",2,"AirGenerate",66,0,"Yes","ag66d",2769,400,2595,5764,6]
["RBT-175163",2,"AirGenerate",66,0,"No","ag66n",2200,200,0,2400,2]
["RBT-175662",2,"AirGenerate",66,0,"Yes","ag66d",2300,530,250,3330,10]
["RBT-175668",2,"AirGenerate",80,0,"Yes","ag66d",2100,800,100,3000,5]
["RBT-175674",2,"AirGenerate",66,0,"Yes","ag66d",2200,500,300,3000,8]
["RBT-175690",2,"AirGenerate",66,0,"Yes","ag66d",2916,229,75,3220,5]
["RBT-175702",2,"AirGenerate",66,0,"Yes","ag66d",2142,350,20,2662,12]
["RBT-175716",2,"AirGenerate",66,0,"No","ag66n",2020,600,0,2855,10]
["RBT-175722",2,"AirGenerate",66,0,"Yes","ag66d",2697,400,200,3597,12]
["RBT-175733",2,"AirGenerate",66,0,"No","ag66n",1800,160,0,2040,3]
["RBT-175744",2,"AirGenerate",66,0,"Yes","ag66d",2175,600,300,3075,5]
["RBT-175754",2,"AirGenerate",80,0,"No","ag66n",2200,704,0,3483,16]
["RBT-175975",2,"AirGenerate",66,0,"Yes","ag66d",1900,255,20,2200,3]
["RBT-175982",2,"AirGenerate",66,0,"Yes","ag66d",2395,700,150,3245,9]
["RBT-175989",2,"AirGenerate",66,0,"Yes","ag66d",2500,1300,120,4620,8]
["RBT-176001",2,"AirGenerate",66,0,"Yes","ag66d",1750,1140,100,3290,8]
["RBT-176006",2,"AirGenerate",80,0,"No","ag66n",2500,700,0,3350,8]
["RBT-176019",2,"AirGenerate",66,0,"Yes","ag66d",1750,940,100,3290,7]
["RBT-176029",2,"AirGenerate",66,0,"Yes","ag66d",2916,284,50,3400,5]
["RBT-176039",2,"AirGenerate",66,0,"Yes","ag66d",1750,1215,100,3365,10]
["RBT-176052",2,"AirGenerate",66,0,"No","ag66n",3591.1398925799999,1375.86,0,4967,6]
["RBT-176073",2,"AirGenerate",66,0,"Yes","ag66d",1750,940,100,3290,8]
["RBT-176080",2,"AirGenerate",66,0,"Yes","ag66d",1750,740,100,3090,8]
["RBT-176090",2,"AirGenerate",66,0,"Yes","ag66d",2300,896,90,3706,12]
["RBT-176101",2,"AirGenerate",66,0,"Yes","ag66d",1875,507,200,2882,10]
["RBT-176108",2,"AirGenerate",66,0,"Yes","ag66d",2195,800,200,3345,8]
["RBT-176122",2,"AirGenerate",66,0,"No","ag66n",1750,625,50,2450,3]
["RBT-176135",2,"AirGenerate",66,0,"Yes","ag66d",2225,1250,50,null,20]
["RBT-176141",2,"AirGenerate",66,0,"Yes","ag66d",1785,160,20,2084.12,4]
["RBT-176839",2,"AirGenerate",66,0,"Yes","ag66d",2195.2099609400002,987.5,59.759998320000001,3325.45,15.5]
["RBT-176846",2,"AirGenerate",80,0,"Yes","ag66d",2940,588,194.5,3722.5,6]
["RBT-176853",2,"AirGenerate",66,0,"Yes","ag66d",2046,200,0,2346,6]
["RBT-176857",2,"AirGenerate",66,0,"Yes","ag66d",null,null,null,null,10]
["RBT-178405",2,"AirGenerate",66,0,"No","ag66n",1800,400,0,2379,4.5]
["RBT-180294",2,"AirGenerate",66,1,"No","ag66n",null,0,0,null,8]
["RBT-180701",2,"AirGenerate",66,0,"No","ag66n",2834,140,0,3259,8]
["RBT-183456",2,"AirGenerate",66,0,"No","ag66n",2699,400,0,3099,3]
["RBT-183464",2,"AirGenerate",66,0,"No","ag66n",2599,400,0,2999,5]
["RBT-186929",2,"AirGenerate",66,1,"Yes","ag66d",null,0,0,null,2]

{"sheet":"finallookup","index":12,"n_rows":33,"n_cols":21,"rows_kept":33,"cut":false,"hidden":false,"merged":[]}
[]
[null,null,null,null,null,null,null,null,null,null,null,"Make Adjustments for Current Practice Market Baseline"]
[null,null,"These columns contain the formula for ducted system"]
[null,null,"heating interaction adjustments",null,null,null,"2006$s","2006$s"]
[]
[1,2,3,4,5,6,7,8,9,10,null,{"$f":"A6","v":1},{"$f":"B6","v":2},{"$f":"C6","v":3},4,5,6,7,8,9,10]
[null,{"$f":"outputprocessing!P6","v":"DHWkwh"},{"$f":"outputprocessing!Q6","v":"Heatkwh"},{"$f":"outputprocessing!R6","v":"Heattherm"},{"$f":"outputprocessing!S6","v":"Heatwoodkwh"},{"$f":"outputprocessing!O6","v":"Coolkwh"},"Cost","NEBs",null,"Elec Total",null,null,{"$f":"B7","v":"DHWkwh"},"Heatkwh","Heattherm","Heatwoodkwh","Coolkwh","Cost","NEBs","B/C","Elec Total"]
["Tier1_garage_HZ1",{"$f":"meldtiers($A8,B$7)","v":267.0851027635814},{"$f":"IF(LEFT($A8,7)=\"Tier2_d\",meldtiers($A8,C$7)*HCf,meldtiers($A8,C$7))","v":0},0,0,0,null,null,null,{"$f":"SUM(B8,C8,F8)","v":267.0851027635814},null,{"$f":"A8","v":"Tier1_garage_HZ1"},{"$f":"IF(LEFT($L8,7)=\"Tier2_d\",B8*fracSmallTank+(B8-VLOOKUP(\"Tier1_indor2\"&MID($L8,13,99),$A$8:$H$28,M$6,0))*fracLargeTank,IF(LEFT($L8,5)=\"Tier1\",B8*fracSmallTank,B8*fracSmallTank+(B8-VLOOKUP(\"Tier1\"&MID($L8,6,99),$A$8:$H$28,M$6,0))*fracLargeTank))","v":243.64838499607714},{"$f":"IF(LEFT($L8,7)=\"Tier2_d\",C8*fracSmallTank+(C8-VLOOKUP(\"Tier1_indor2\"&MID($L8,13,99),$A$8:$H$28,N$6,0))*fracLargeTank,IF(LEFT($L8,5)=\"Tier1\",C8*fracSmallTank,C8*fracSmallTank+(C8-VLOOKUP(\"Tier1\"&MID($L8,6,99),$A$8:$H$28,N$6,0))*fracLargeTank))","v":0},{"$f":"IF(LEFT($L8,7)=\"Tier2_d\",D8*fracSmallTank+(D8-VLOOKUP(\"Tier1_indor2\"&MID($L8,13,99),$A$8:$H$28,O$6,0))*fracLargeTank,IF(LEFT($L8,5)=\"Tier1\",D8*fracSmallTank,D8*fracSmallTank+(D8-VLOOKUP(\"Tier1\"&MID($L8,6,99),$A$8:$H$28,O$6,0))*fracLargeTank))","v":0},{"$f":"IF(LEFT($L8,7)=\"Tier2_d\",E8*fracSmallTank+(E8-VLOOKUP(\"Tier1_indor2\"&MID($L8,13,99),$A$8:$H$28,P$6,0))*fracLargeTank,IF(LEFT($L8,5)=\"Tier1\",E8*fracSmallTank,E8*fracSmallTank+(E8-VLOOKUP(\"Tier1\"&MID($L8,6,99),$A$8:$H$28,P$6,0))*fracLargeTank))","v":0},{"$f":"IF(LEFT($L8,7)=\"Tier2_d\",F8*fracSmallTank+(F8-VLOOKUP(\"Tier1_indor2\"&MID($L8,13,99),$A$8:$H$28,Q$6,0))*fracLargeTank,IF(LEFT($L8,5)=\"Tier1\",F8*fracSmallTank,F8*fracSmallTank+(F8-VLOOKUP(\"Tier1\"&MID($L8,6,99),$A$8:$H$28,Q$6,0))*fracLargeTank))","v":0},null,null,null,{"$f":"SUM(M8,N8,Q8)","v":243.64838499607714}]
["Tier1_garage_HZ2",{"$f":"meldtiers($A9,B$7)","v":287.72889289825378},0,0,0,0,null,null,null,{"$f":"SUM(B9,C9,F9)","v":287.72889289825378},null,{"$f":"A9","v":"Tier1_garage_HZ2"},262.48068254643204,0,0,0,0,null,null,null,{"$f":"SUM(M9,N9,Q9)","v":262.48068254643204}]
["Tier1_garage_HZ3",302.04107656921991,0,0,0,0,null,null,null,302.04107656921991,null,"Tier1_garage_HZ3",275.53697210027087,0,0,0,0,null,null,null,275.53697210027087]
["Tier1_basmnt_HZ1",261.54942706709039,0,0,0,0,null,null,null,261.54942706709039,null,"Tier1_basmnt_HZ1",238.59846484195322,0,0,0,0,null,null,null,238.59846484195322]
["Tier1_basmnt_HZ2",268.671509945666,0,0,0,0,null,null,null,268.671509945666,null,"Tier1_basmnt_HZ2",245.09558494793382,0,0,0,0,null,null,null,245.09558494793382]
["Tier1_basmnt_HZ3",273.20367057484475,0,0,0,0,null,null,null,273.20367057484475,null,"Tier1_basmnt_HZ3",249.23004848190212,0,0,0,0,null,null,null,249.23004848190212]
["Tier1_indor2_HZ1_gfnc",251.86626320418225,0.16264852706210953,0.25379086495757341,0.81308758683234061,0,null,null,null,252.02891173124436,null,"Tier1_indor2_HZ1_gfnc",229.76499860801525,0.14837611881240942,0.23152071655754636,0.74173915108780275,0,null,null,null,229.91337472682767]
["Tier1_indor2_HZ1_gfac",257.22276374957164,0.17205199824764492,0.23454432918182705,0.75402090089744123,-1.4657604635194983,null,null,null,255.92905528429978,null,"Tier1_indor2_HZ1_gfac",234.65146623054673,0.15695443540141407,0.21396306429612172,0.68785556684369076,-1.3371399828456623,null,null,null,233.47128068310249]
["Tier1_indor2_HZ1_efaf",251.86626320418225,4.5186389495407031,1.0758386969716996E-2,0.5730158088185674,0,null,null,null,256.38490215372298,null,"Tier1_indor2_HZ1_efaf",229.76499860801525,4.1221283817185066,9.8143385131243301E-3,0.52273367159473816,0,null,null,null,233.88712698973376]
["Tier1_indor2_HZ1_hp85",257.22425764771856,0.3999752627937293,9.5229751779273616E-4,5.0721500716596091E-2,-1.4733598719359657,null,null,null,256.15087303857632,null,"Tier1_indor2_HZ1_hp85",234.65282903913126,0.36487743348357954,8.6873341060642354E-4,4.6270689028714784E-2,-1.3440725431735847,null,null,null,233.67363392944125]
["Tier1_indor2_HZ1_zonl",251.86352470334907,4.0913265961275984,9.7410028179192656E-3,0.5188276480596592,0,null,null,null,255.95485129947667,null,"Tier1_indor2_HZ1_zonl",229.7625004106302,3.7323126873174015,8.8862298206468498E-3,0.47330052194242411,0,null,null,null,233.4948130979476]
["Tier1_indor2_HZ2_gfnc",246.35353880225915,{"$f":"IF(LEFT($A19,7)=\"Tier2_d\",meldtiers($A19,C$7)*HCf,meldtiers($A19,C$7))","v":0.20868006280666093},0.28417886630827233,0.93204786485129731,0,null,null,null,246.5622188650658,null,"Tier1_indor2_HZ2_gfnc",224.7360157723609,0.19036838729537645,0.25924217078972145,0.85026066471059603,0,null,null,null,224.92638415965627]
["Tier1_indor2_HZ2_gfac",256.33015042578188,0.20727759009042321,0.26931054033080809,0.88444536998240564,-0.83553668023619276,null,null,null,255.70189133563611,null,"Tier1_indor2_HZ2_gfac",233.83717972591953,0.18908898155998857,0.24567854041677969,0.8068352887664495,-0.76221833654546689,null,null,null,233.26405037093406]
["Tier1_indor2_HZ2_efaf",246.35353880225915,5.280633273902386,3.9619435056193805E-3,0.65777387695873712,0,null,null,null,251.63417207616155,null,"Tier1_indor2_HZ2_efaf",224.7360157723609,4.817257704117452,3.6142829630012798E-3,0.60005421925560798,0,null,null,null,229.55327347647835]
["Tier1_indor2_HZ2_hp85",256.32883784134577,3.407580801137482,2.5566332529967485E-3,0.424460006660897,-0.84031912292363364,null,null,null,258.89609951955964,null,"Tier1_indor2_HZ2_hp85",233.83598232076767,3.1085655858376677,2.3322886850462841E-3,0.38721364107640327,-0.76658111988708477,null,null,null,236.17796678671826]
["Tier1_indor2_HZ2_zonl",246.61956961213835,4.6430880756378752,3.4836073048674109E-3,0.57835905016676659,0,null,null,null,251.26265768777623,null,"Tier1_indor2_HZ2_zonl",224.9787023786732,4.2356570970006517,3.1779207638652955E-3,0.52760804351463286,0,null,null,null,229.21435947567386]
["Tier1_indor2_HZ3_gfnc",270.77176900572374,{"$f":"IF(LEFT($A24,7)=\"Tier2_d\",meldtiers($A24,C$7)*HCf,meldtiers($A24,C$7))","v":1.9163651701433887E-2},2.3401859156151582E-2,7.6995034725452716E-2,0,null,null,null,270.79093265742517,null,"Tier1_indor2_HZ3_gfnc",247.01154627547149,1.7482041264633062E-2,2.134834601519928E-2,7.0238720428294238E-2,0,null,null,null,247.02902831673612]
["Tier1_indor2_HZ3_gfac",277.40893512200716,-4.2077836927434158E-2,-5.7690002364461868E-2,-0.18917639314165324,-0.77674889691726645,null,null,null,276.59010838816249,null,"Tier1_indor2_HZ3_gfac",253.06630106505105,-3.8385506737051808E-2,-5.2627704656980336E-2,-0.17257616464347317,-0.70858918121277636,null,null,null,252.31932637710122]
["Tier1_indor2_HZ3_efaf",270.77176900572374,0.43556186768628613,3.2679253102154099E-4,5.4255087127395366E-2,0,null,null,null,271.20733087341,null,"Tier1_indor2_HZ3_efaf",247.01154627547149,0.39734131379681453,2.9811648642440078E-4,4.9494203231966426E-2,0,null,null,null,247.40888758926829]
["Tier1_indor2_HZ3_hp85",277.3349353704325,-0.73592710423787511,-5.5214999035330147E-4,-9.1669616011004179E-2,-0.77994713751648792,null,null,null,275.81906112867813,null,"Tier1_indor2_HZ3_hp85",252.99879479167706,-0.67134950084100153,-5.0369882869979923E-4,-8.3625607206038566E-2,-0.71150677619941616,null,null,null,251.61593851463664]
["Tier1_indor2_HZ3_zonl",270.82220804035978,0.34433179362002653,2.583446042832237E-4,4.289115473497418E-2,0,null,null,null,271.16653983397981,null,"Tier1_indor2_HZ3_zonl",247.05755928481821,0.3141166787298692,2.3567486525737083E-4,3.9127455906980198E-2,0,null,null,null,247.37167596354809]
[null,null,null,null,null,null,null,null,null,null,null,null,null,null,null,null,null,null,null,"Min",{"$f":"MIN($U$8:$U$28)","v":224.92638415965627}]
[null,null,null,null,null,null,null,null,null,null,null,null,null,null,null,null,null,null,null,"Max",{"$f":"MAX($U$8:$U$28)","v":275.53697210027087}]
[null,null,null,null,null,null,null,null,null,null,null,null,null,null,null,null,null,null,null,"Mean",{"$f":"AVERAGE($U$8:$U$28)","v":241.80529801773204}]
[null,null,null,null,null,null,null,null,null,null,null,null,null,null,null,null,null,null,null,"Median",{"$f":"MEDIAN($U$8:$U$28)","v":238.59846484195322}]
[null,null,null,null,null,null,null,null,null,null,null,null,null,null,null,null,null,null,null,"Std Dev",{"$f":"_xlfn.STDEV.P(U8:U28)","v":12.048151789336018}]

{"sheet":"outputprocessing","index":13,"n_rows":132,"n_cols":42,"rows_kept":132,"cut":false,"hidden":false,"merged":[[4,12,4,15],[4,38,4,41],[4,16,4,18]]}
[null,"afue:",{"$f":"'SavingsData&Analysis'!$E$48","v":0.9},null,null,null,null,null,null,null,null,null,null,null,null,null,null,null,null,null,null,null,null,null,null,null,"For Tanks >55 gallons in size"]
[null,null,null,null,null,null,null,null,null,null,null,null,null,null,null,null,null,null,null,null,null,null,null,null,null,null,"tblout2"]
[]
[1,2,3,4,5,6,7,8,9,10,11,12,13,14,15,16,17,18,19,null,null,null,null,null,null,null,1,2,3,4,5,6,7,8,9,10,11,12,13,14,15,16]
[null,null,null,null,null,null,null,null,null,null,null,null,"Savings",null,null,null,"Phase II Adjustments",null,null,null,"Savings",null,null,null,null,null,null,null,null,null,null,null,null,null,null,null,null,null,"Savings"]
["Label",{"$f":"SEEMoutput!O5","v":"inheatkwh"},"inheattherm",{"$f":"SEEMoutput!Q5","v":"fanheatkwh"},"incoolkwh",{"$f":"SEEMoutput!AM5","v":"HPWHadded"},{"$f":"SEEMoutput!AN5","v":"HPWHuseful"},{"$f":"SEEMoutput!AO5","v":"HPWHinput_e"},{"$f":"SEEMoutput!AP5","v":"HPWHresKWHSum"},"aCOP","heat kwh","heat therm","dHeatkWh","dHeattherm","Coolkwh","DHWkwh","Heatkwh","Heattherm","Heatwoodkwh","SetPt","Elec","Gas",null,null,null,null,{"$f":"A6","v":"Label"},{"$f":"B6","v":"inheatkwh"},"inheattherm","fanheatkwh","incoolkwh","HPWHadded","HPWHuseful","HPWHinput_e","HPWHresKWHSum","aCOP","heat kwh","heat therm","dHeatkWh","dHeattherm","dCoolkwh","dDHWkwh"]
["SF_2200_HZ1CZ4_cs_ga_ge50_gfnc_",{"$f":"weightoccupants_at_128F($A7,B$6)","v":18972.344433283732},{"$f":"IF(MID(A7,27,2)=\"gf\",(B7-D7)*0.03412,0)/$C$1","v":698.24962398066816},{"$f":"weightoccupants_at_128F($A7,D$6)","v":554.27111609142685},0,3124.8013860153665,2536.7926375330967,1826.9204261631205,1176.4344056690306,{"$f":"G7/H7","v":1.388562195268046},{"$f":"IF(MID(A7,27,2)=\"gf\",D7,B7)","v":554.27111609142685},{"$f":"IF(MID(A7,27,2)=\"gf\",(B7-D7)*0.03412,0)/$C$1","v":698.24962398066816},{"$f":"K7-K70","v":0},{"$f":"L7-L70","v":0},{"$f":"E7-E70","v":0},{"$f":"H7-H70","v":274.44585996926708},{"$f":"VLOOKUP(MID($A7,9,3),tblphase2,5,0)*M7","v":0},{"$f":"(1-VLOOKUP(MID($A7,9,3),tblphase2,4,0))*M7*0.03412/$C$1+N7*VLOOKUP(MID($A7,9,3),tblphase2,2,0)","v":0},{"$f":"(1-VLOOKUP(MID($A7,9,3),tblphase2,3,0))*M7+N7*(1-VLOOKUP(MID($A7,9,3),tblphase2,3,0))*29.307","v":0},128,{"$f":"SUM(M7,O7,P7)","v":274.44585996926708},{"$f":"N7","v":0},null,null,null,null,"SF_2200_HZ1CZ4_cs_ga_ge50_gfnc_",{"$f":"weightoccupants_big_at_128F($A7,AB$6)","v":14711.119814925949},{"$f":"IF(MID(AA7,27,2)=\"gf\",(AB7-AD7)*0.03412,0)/$C$1","v":541.42143134857258},{"$f":"weightoccupants_big_at_128F($A7,AD$6)","v":429.78076997532258},0,3205.3660883390603,2617.3290908191339,1869.2868215969038,1199.6500815289864,{"$f":"AG7/AH7","v":1.4001752222182728},{"$f":"IF(MID(AA7,27,2)=\"gf\",AD7,AB7)","v":429.78076997532258},{"$f":"IF(MID(AA7,27,2)=\"gf\",(AB7-AD7)*0.03412,0)/$C$1","v":541.42143134857258},{"$f":"IF(MID($AA7,19,2)<>\"id\",IF(MID($AA7,22,4)=\"ag66\",VLOOKUP(LEFT($AA7,21)&\"ao80\"&RIGHT($AA7,6),$AA$7:$AL$69,11,0)-AK7,\"na\"),VLOOKUP(LEFT($AA7,18)&\"i3_ao80\"&RIGHT($AA7,6),$AA$7:$AL$69,11,0)-AK7)","v":"na"},{"$f":"IF(MID($AA7,19,2)<>\"id\",IF(MID($AA7,22,4)=\"ag66\",VLOOKUP(LEFT($AA7,21)&\"ao80\"&RIGHT($AA7,6),$AA$7:$AL$69,12,0)-AL7,\"na\"),VLOOKUP(LEFT($AA7,18)&\"i3_ao80\"&RIGHT($AA7,6),$AA$7:$AL$69,12,0)-AL7)","v":"na"},{"$f":"IF(MID($AA7,19,2)<>\"id\",IF(MID($AA7,22,4)=\"ag66\",VLOOKUP(LEFT($AA7,21)&\"ao80\"&RIGHT($AA7,6),$AA$7:$AL$69,5,0)-AE7,\"na\"),VLOOKUP(LEFT($AA7,18)&\"i3_ao80\"&RIGHT($AA7,6),$AA$7:$AL$69,5,0)-AE7)","v":"na"},{"$f":"IF(MID($AA7,19,2)<>\"id\",IF(MID($AA7,22,4)=\"ag66\",VLOOKUP(LEFT($AA7,21)&\"ao80\"&RIGHT($AA7,6),$AA$7:$AL$69,8,0)-AH7,\"na\"),VLOOKUP(LEFT($AA7,18)&\"i3_ao80\"&RIGHT($AA7,6),$AA$7:$AL$69,8,0)-AH7)","v":"na"}]
["SF_2200_HZ1CZ4_cs_ga_ao60_gfnc_",{"$f":"weightoccupants_at_128F($A8,B$6)","v":18972.344433283732},{"$f":"IF(MID(A8,27,2)=\"gf\",(B8-D8)*0.03412,0)/$C$1","v":698.24962398066816},{"$f":"weightoccupants_at_128F($A8,D$6)","v":554.27111609142685},0,3141.9614913404253,2488.3694606761228,1225.0586765130024,{"$f":"weightoccupants_at_128F($A8,I$6)","v":78.505364374704499},{"$f":"G8/H8","v":2.0312247146879514},554.27111609142685,698.24962398066816,{"$f":"K8-K71","v":0},{"$f":"L8-L71","v":0},{"$f":"E8-E71","v":0},{"$f":"H8-H71","v":210.3702521950355},0,0,0,128,210.3702521950355,0,null,null,null,null,"SF_2200_HZ1CZ4_cs_ga_ao60_gfnc_",{"$f":"weightoccupants_big_at_128F($A8,AB$6)","v":14711.119814925949},541.42143134857258,{"$f":"weightoccupants_big_at_128F($A8,AD$6)","v":429.78076997532258},0,3226.2085136370602,2572.7269369980168,1258.0459179694042,{"$f":"weightoccupants_big_at_128F($A8,AI$6)","v":81.612255089338717},2.0450183099442207,429.78076997532258,541.42143134857258,"na","na","na","na"]
["SF_2200_HZ1CZ4_cs_ga_ao80_gfnc_",18972.344433283732,698.24962398066816,554.27111609142685,0,3181.1981711418439,2533.8011166749411,1250.957342393617,68.868484639479902,2.0254896236722946,554.27111609142685,698.24962398066816,0,0,0,223.6503850602835,0,0,0,128,223.6503850602835,0,null,null,null,null,"SF_2200_HZ1CZ4_cs_ga_ao80_gfnc_",14711.119814925949,541.42143134857258,429.78076997532258,0,3265.6532687139297,2618.8807683120694,1284.1334523168416,71.879780339173635,2.0394148003753569,429.78076997532258,541.42143134857258,"na","na","na","na"]
["SF_2200_HZ1CZ4_cs_bm_ge50_gfnc_",18972.344433283732,698.24962398066816,554.27111609142685,0,3118.8391446501182,2526.814617393617,1709.4896679929079,991.70537491725781,1.478110493853011,554.27111609142685,698.24962398066816,0,0,0,268.43691347281333,0,0,0,128,268.43691347281333,0,null,null,null,null,"SF_2200_HZ1CZ4_cs_bm_ge50_gfnc_",14711.119814925949,541.42143134857258,429.78076997532258,0,3199.3170743076207,2607.4246646087008,1748.1071213982045,1008.7611141192738,1.4915703006364853,429.78076997532258,541.42143134857258,"na","na","na","na"]
["SF_2200_HZ1CZ4_cs_bm_ao60_gfnc_",18972.344433283732,698.24962398066816,554.27111609142685,0,3147.4651336678489,2487.5224474066194,1181.9631249858155,19.691623083924348,2.1045685730986503,554.27111609142685,698.24962398066816,0,0,0,208.38032699054372,0,0,0,128,208.38032699054372,0,null,null,null,null,"SF_2200_HZ1CZ4_cs_bm_ao60_gfnc_",14711.119814925949,541.42143134857258,429.78076997532258,0,3231.5907665906216,2571.8081117608072,1213.5988614903906,21.052573367348639,2.1191583095277737,429.78076997532258,541.42143134857258,"na","na","na","na"]
["SF_2200_HZ1CZ4_cs_bm_ao80_gfnc_",18972.344433283732,698.24962398066816,554.27111609142685,0,3186.3478546761226,2532.8775884609927,1204.8022379007093,7.1658727624113467,2.1023181305459473,554.27111609142685,698.24962398066816,0,0,0,220.97754107328626,0,0,0,128,220.97754107328626,0,null,null,null,null,"SF_2200_HZ1CZ4_cs_bm_ao80_gfnc_",14711.119814925949,541.42143134857258,429.78076997532258,0,3270.4641041455134,2617.6676965404204,1236.0599587148931,7.9172404712218389,2.1177513906865468,429.78076997532258,541.42143134857258,"na","na","na","na"]
["SF_2200_HZ1CZ4_cs_i2_ge50_gfnc_",19439.155031358561,715.4332104708451,567.82181260825007,0,3041.1663504562648,2555.2996653037826,1526.2020516111111,844.93757968557918,1.6742866140209423,567.82181260825007,715.4332104708451,5.1249671982191103E-2,7.460386106970418E-2,0,259.96576737352234,4.2434728401254229E-2,7.3511231757053E-2,0.23495482797696116,128,260.01701704550453,7.460386106970418E-2,null,null,null,null,"SF_2200_HZ1CZ4_cs_i2_ge50_gfnc_",15087.312935089181,555.26931929534862,440.70134757998579,0,3123.9587300958233,2637.8201155902675,1568.6973001432671,869.64062428172065,1.6815354468636867,440.70134757998579,555.26931929534862,"na","na","na","na"]
["SF_2200_HZ1CZ4_cs_i2_ge50_gfac_",19509.28167679143,715.95149778142206,624.2773390634153,751.96827471276606,3051.1969168628843,2553.0829679278959,1544.9742623546099,857.63123435815601,1.6525084139828214,624.2773390634153,715.95149778142206,4.2042219852987728E-2,4.7834418250545241E-2,-1.4366785602835535,265.86786720921987,3.4810958038273838E-2,4.7151948656483145E-2,0.15161217912978026,128,264.4732308687893,4.7834418250545241E-2,null,null,null,null,"SF_2200_HZ1CZ4_cs_i2_ge50_gfac_",15141.644961881213,555.66799394170164,484.51733739318433,750.81594376879968,3133.5397610005912,2635.1363540538728,1586.5226407583123,880.8708569417804,1.6609509920352308,484.51733739318433,555.66799394170164,"na","na","na","na"]
["SF_2200_HZ1CZ4_cs_i2_ge50_efaf_",15178.285451785583,0,443.36091479362972,0,3041.1663504562648,2555.2996653037826,{"$f":"weightoccupants_at_128F($A15,H$6)","v":1526.2020516111111},844.93757968557918,1.6742866140209423,15178.285451785583,0,1.5765429994771694,0,0,259.96576737352234,1.3053776035670961,3.1079618348804168E-3,0.16553701494510276,128,261.54231037299951,0,null,null,null,null,"SF_2200_HZ1CZ4_cs_i2_ge50_efaf_",15087.312935089181,0,440.70134757998579,0,3123.9587300958233,2637.8201155902675,{"$f":"weightoccupants_big_at_128F($A15,AH$6)","v":1568.6973001432671},869.64062428172065,1.6815354468636867,15087.312935089181,0,"na","na","na","na"]
["SF_2200_HZ1CZ4_cs_i2_ge50_hp85_",7382.4517774412225,0,717.45902106569827,756.70975897517724,3051.1902128439715,2553.0916847033095,1544.9586314278961,857.61841992316795,1.652530775107983,7382.4517774412225,0,-1.1358959771687296,0,-1.442930225768464,265.87087737115849,-0.94052186909570801,-2.2392800872576093E-3,-0.11926907760271659,128,263.29205116822129,0,null,null,null,null,"SF_2200_HZ1CZ4_cs_i2_ge50_hp85_",5729.4680999474967,0,556.75193350806001,755.54916250786039,3133.5340250478266,2635.1459893977135,1586.511489852727,880.86431541778779,1.6609687394336674,5729.4680999474967,0,"na","na","na","na"]
["SF_2200_HZ1CZ4_cs_i2_ge50_zonl_",13493.992449360492,0,394.13333502570765,0,3041.206485367612,2555.2483826477537,1526.2055135650116,844.86401267612291,1.6742492147594434,13493.992449360492,0,1.4814697090041591,0,0,259.95625716075619,1.2266569190554437,2.9205364627817123E-3,0.15555431944543668,128,261.43772686976035,0,null,null,null,null,"SF_2200_HZ1CZ4_cs_i2_ge50_zonl_",13413.146889868733,0,391.76999949560485,0,3123.991960447946,2637.7643394239653,1568.6595840533928,869.50941766704887,1.6815403203083883,13413.146889868733,0,"na","na","na","na"]
["SF_2200_HZ1CZ4_cs_i2_ao60_gfnc_",19717.318399940268,725.67147608858306,575.92541987799302,0,3060.0809079231676,2523.5567356619385,1058.7369627115841,16.11057018676123,2.3835540125081978,575.92541987799302,725.67147608858306,1.084902810350286,1.3689009306287971,0,192.49541535461015,0.89829952697003679,1.3491372690301096,4.3263446503502854,128,193.58031816496043,1.3689009306287971,null,null,null,null,"SF_2200_HZ1CZ4_cs_i2_ao60_gfnc_",15312.877595987709,563.57163000101866,447.27188083774246,0,3143.8741704363447,2607.375902739861,1087.4441244571929,17.449947720625488,2.3977102308970175,447.27188083774246,563.57163000101866,"na","na","na","na"]
["SF_2200_HZ1CZ4_cs_i2_ao60_gfac_",19794.884867560308,726.43271423945907,633.41233486648514,752.70314538652474,3070.7803951536644,2519.7640801654848,1069.6515927080379,16.152624721040187,2.3556867463602758,633.41233486648514,726.43271423945907,1.1950573937928084,1.3690224280725261,-1.5604344858156765,194.06465834397181,0.98950752206044534,1.3494739788126577,4.3382847577980037,128,193.69928125194895,1.3690224280725261,null,null,null,null,"SF_2200_HZ1CZ4_cs_i2_ao60_gfac_",15373.549199204394,564.17851571915753,491.93536136026216,751.92982554666321,3154.4711460070657,2603.5436402795522,1098.4458487019776,17.48639304180713,2.3702066363636707,491.93536136026216,564.17851571915753,"na","na","na","na"]
["SF_2200_HZ1CZ4_cs_i2_ao60_efaf_",15395.478174604683,0,449.68829189057175,0,3060.0809079231676,2523.5567356619385,1058.7369627115841,16.11057018676123,2.3835540125081978,15395.478174604683,0,29.040722673447817,0,0,192.49541535461015,24.04571837361479,5.7250235329042325E-2,3.0492758807120204,128,221.53613802805796,0,null,null,null,null,"SF_2200_HZ1CZ4_cs_i2_ao60_efaf_",15312.877595987709,0,447.27188083774246,0,3143.8741704363447,2607.375902739861,1087.4441244571929,17.449947720625488,2.3977102308970175,15312.877595987709,0,"na","na","na","na"]
["SF_2200_HZ1CZ4_cs_i2_ao60_hp85_",7505.5473756526444,0,725.12875141939901,757.42488640543729,3070.7626319586288,2519.7641202033101,1069.639489648936,16.152582210401889,2.3557134385813638,7505.5473756526444,0,13.452856781908849,0,-1.5731791761230625,194.05617178014154,11.138965415420527,2.6520662907482194E-2,1.4125499621004289,128,205.93584938592733,0,null,null,null,null,"SF_2200_HZ1CZ4_cs_i2_ao60_hp85_",5827.6874263218133,0,563.07218934726848,756.64332530143167,3154.4539787478056,2603.5443485634014,1098.4339677354708,17.486348816279662,2.3702329179885644,5827.6874263218133,0,"na","na","na","na"]
["SF_2200_HZ1CZ4_cs_i2_ao60_zonl_",13687.256706449469,0,399.76566989599206,0,3060.1445409420808,2523.5073312825061,1058.8024303593379,16.110750505910165,2.383359972479544,13687.256706449469,0,26.000498229248478,0,0,192.53247543616999,21.52841253381774,5.1256804420290951E-2,2.7300523140710897,128,218.53297366541847,0,null,null,null,null,"SF_2200_HZ1CZ4_cs_i2_ao60_zonl_",13613.874105036832,0,397.61874872451915,0,3143.9438060171428,2607.331478318567,1087.513686878347,17.450138105677407,2.3975160126975319,13613.874105036832,0,"na","na","na","na"]
["SF_2200_HZ1CZ4_cs_i2_ao80_gfnc_",19725.698415580959,725.97995266264866,576.1685973985476,0,3089.8000010000001,2559.8853552044916,1076.9889362281324,4.6918439539007082,2.3768910423256622,576.1685973985476,725.97995266264866,1.2132889086884688,1.5442320545938628,0,201.9602625839243,1.0046032163940521,1.5219161925129736,4.8793602619304339,128,203.17355149261277,1.5442320545938628,null,null,null,null,"SF_2200_HZ1CZ4_cs_i2_ao80_gfnc_",15319.512153076914,563.81584810773279,447.46457696438381,0,3174.3153351525589,2644.9614821328364,1105.5274961967586,5.1477226341875708,2.3924881934027389,447.46457696438381,563.81584810773279,"na","na","na","na"]
["SF_2200_HZ1CZ4_cs_i2_ao80_gfac_",19804.844761730579,726.79818236436165,633.73209678551405,752.1844733037824,3101.1435704633573,2556.9294039172573,1088.1971859763594,4.6918439539007082,2.3496930858382181,633.73209678551405,726.79818236436165,1.3874888150030529,1.591877016921444,-1.7273877931443167,203.80745463829794,1.1488407388225277,1.5691422492675131,5.0442659977415794,128,203.46755566015668,1.591877016921444,null,null,null,null,"SF_2200_HZ1CZ4_cs_i2_ao80_gfac_",15381.540225874012,564.47174088496922,492.19184379686408,751.23047970078949,3185.5857823017654,2641.9314661981812,1116.9308952409415,5.1477226341875708,2.3653490806414399,492.19184379686408,564.47174088496922,"na","na","na","na"]
["SF_2200_HZ1CZ4_cs_i2_ao80_efaf_",15402.02137410485,0,449.87816731553136,0,3089.8000010000001,2559.8853552044916,1076.9889362281324,4.6918439539007082,2.3768910423256622,15402.02137410485,0,32.752053857457213,0,0,201.9602625839243,27.11870059397457,6.4566671151172136E-2,3.4389656550330066,128,234.71231644138152,0,null,null,null,null,"SF_2200_HZ1CZ4_cs_i2_ao80_efaf_",15319.512153076914,0,447.46457696438381,0,3174.3153351525589,2644.9614821328364,1105.5274961967586,5.1477226341875708,2.3924881934027389,15319.512153076914,0,"na","na","na","na"]
["SF_2200_HZ1CZ4_cs_i2_ao80_hp85_",7507.069867755602,0,725.66455852770389,756.90393081914897,3101.1171129704489,2556.9211030744682,1088.1811413073287,4.6918286111111112,2.3497201026683956,7507.069867755602,0,9.6914695316945654,0,-1.7465846323876804,203.7988170177307,8.0245367722430991,1.9105547668793091E-2,1.0176043008279292,128,211.74370191703758,0,null,null,null,null,"SF_2200_HZ1CZ4_cs_i2_ao80_hp85_",5829.496306162162,0,563.48392679036442,755.942406082817,3185.5584711578963,2641.9223785621102,1116.9143255339072,5.1477056792045346,2.3653760348173698,5829.496306162162,0,"na","na","na","na"]
["SF_2200_HZ1CZ4_cs_i2_ao80_zonl_",13693.009090117581,0,399.93187477204799,0,3089.8672822966905,2559.8359881276592,1077.0832135283688,4.7313449763593383,2.3766371585552863,13693.009090117581,0,29.251028306531225,0,0,202.00609347754141,24.219851437807854,5.7664827180644453E-2,3.071357972185778,128,231.25712178407264,0,null,null,null,null,"SF_2200_HZ1CZ4_cs_i2_ao80_zonl_",13619.694929780408,0,397.78711180903633,0,3174.3789906322354,2644.908120632494,1105.6165730220639,5.1815724274411412,2.392247172455972,13619.694929780408,0,"na","na","na","na"]
["SF_2200_HZ2CZ4_cg_ga_ge50_gfnc_",23111.046172502603,849.37183328919116,706.74810801631645,0,3274.4007059881797,2662.5506121843973,2156.4051523108747,1597.172925964539,{"$f":"G28/H28","v":1.2347172373109574},706.74810801631645,849.37183328919116,0,0,0,296.65559003900694,{"$f":"VLOOKUP(MID($A28,9,3),tblphase2,5,0)*M28","v":0},0,{"$f":"(1-VLOOKUP(MID($A28,9,3),tblphase2,3,0))*M28+N28*(1-VLOOKUP(MID($A28,9,3),tblphase2,3,0))*29.307","v":0},128,{"$f":"SUM(M28,O28,P28)","v":296.65559003900694},{"$f":"N28","v":0},null,null,null,null,"SF_2200_HZ2CZ4_cg_ga_ge50_gfnc_",20851.158624286953,{"$f":"IF(MID(AA28,27,2)=\"gf\",(AB28-AD28)*0.03412,0)/$C$1","v":766.3169678569576},637.63954247974857,0,3358.2560156212758,2746.4441111577662,2206.6062120062716,1630.5729393719266,{"$f":"AG28/AH28","v":1.2446462337567099},{"$f":"IF(MID(AA28,27,2)=\"gf\",AD28,AB28)","v":637.63954247974857},{"$f":"IF(MID(AA28,27,2)=\"gf\",(AB28-AD28)*0.03412,0)/$C$1","v":766.3169678569576},"na","na","na","na"]
["SF_2200_HZ2CZ4_cg_ga_ao60_gfnc_",23111.046172502603,849.37183328919116,706.74810801631645,0,3281.2602500035464,2596.1556329645391,1403.3358936075651,245.66125424113474,1.8499887623415547,706.74810801631645,849.37183328919116,0,0,0,221.60304804728139,0,0,0,128,221.60304804728139,0,null,null,null,null,"SF_2200_HZ2CZ4_cg_ga_ao60_gfnc_",20851.158624286953,766.3169678569576,637.63954247974857,0,3369.7196928838043,2684.8166513089059,1441.231451441734,253.25017777563704,1.8628629347653725,637.63954247974857,766.3169678569576,"na","na","na","na"]
["SF_2200_HZ2CZ4_cg_ga_ao80_gfnc_",23111.046172502603,849.37183328919116,706.74810801631645,0,3323.9555803333333,2645.1371183297874,1437.9712465815603,243.33298780260046,1.8394923574570641,706.74810801631645,849.37183328919116,0,0,0,233.20710847044916,0,0,0,128,233.20710847044916,0,null,null,null,null,"SF_2200_HZ2CZ4_cg_ga_ao80_gfnc_",20851.158624286953,766.3169678569576,637.63954247974857,0,3411.7338196359251,2734.0499523271733,1475.8378684092652,250.91537281476059,1.8525408588912782,637.63954247974857,766.3169678569576,"na","na","na","na"]
["SF_2200_HZ2CZ4_cg_bm_ge50_gfnc_",23111.046172502603,849.37183328919116,706.74810801631645,0,3239.990905783688,2638.881486410166,1790.632116326241,1044.3902755449171,1.4737150430565491,706.74810801631645,849.37183328919116,0,0,0,276.10027119503525,0,0,0,128,276.10027119503525,0,null,null,null,null,"SF_2200_HZ2CZ4_cg_bm_ge50_gfnc_",20851.158624286953,766.3169678569576,637.63954247974857,0,3324.2271885130999,2723.3200088759208,1831.3339748471153,1062.2126837572,1.4870690143250747,637.63954247974857,766.3169678569576,"na","na","na","na"]
["SF_2200_HZ2CZ4_cg_bm_ao60_gfnc_",23111.046172502603,849.37183328919116,706.74810801631645,0,3274.317509646572,2598.4546493002363,1238.998334997636,19.0931909929078,2.0972220671347346,706.74810801631645,849.37183328919116,0,0,0,209.46072336052021,0,0,0,128,209.46072336052021,0,null,null,null,null,"SF_2200_HZ2CZ4_cg_bm_ao60_gfnc_",20851.158624286953,766.3169678569576,637.63954247974857,0,3362.1939270162957,2686.5852641279434,1272.2649177075016,20.494317068617676,2.1116555418103569,637.63954247974857,766.3169678569576,"na","na","na","na"]
["SF_2200_HZ2CZ4_cg_bm_ao80_gfnc_",23111.046172502603,849.37183328919116,706.74810801631645,0,3316.9330808687946,2646.8759240673758,1268.0821362056738,8.4690363108747047,2.0873063727459304,706.74810801631645,849.37183328919116,0,0,0,226.20731089243509,0,0,0,128,226.20731089243509,0,null,null,null,null,"SF_2200_HZ2CZ4_cg_bm_ao80_gfnc_",20851.158624286953,766.3169678569576,637.63954247974857,0,3404.4153008629905,2735.6395536312016,1300.9326980754877,9.274873699968218,2.1028294220585915,637.63954247974857,766.3169678569576,"na","na","na","na"]
["SF_2200_HZ2CZ4_cg_i2_ge50_gfnc_",23531.522703913677,864.82538710934159,719.59865941169869,0,3153.0500774976363,2670.4822126796689,1571.0626113368792,865.71210508274226,{"$f":"G34/H34","v":1.6997936259250994},719.59865941169869,864.82538710934159,0.12780833712167805,0.15131925159812454,0,253.55363554018891,{"$f":"VLOOKUP(MID($A34,9,3),tblphase2,5,0)*M34","v":0.10978736158752145},0.14882919537413872,{"$f":"(1-VLOOKUP(MID($A34,9,3),tblphase2,3,0))*M34+N34*(1-VLOOKUP(MID($A34,9,3),tblphase2,3,0))*29.307","v":0.4881898158767467},128,{"$f":"SUM(M34,O34,P34)","v":253.68144387731058},{"$f":"N34","v":0.15131925159812454},null,null,null,null,"SF_2200_HZ2CZ4_cg_i2_ge50_gfnc_",21246.039196780042,{"$f":"IF(MID(AA34,27,2)=\"gf\",(AB34-AD34)*0.03412,0)/$C$1","v":780.82979986690395},649.70801623450814,0,3239.6996785357046,2756.9648235493469,1614.5701507764979,890.34736503053455,{"$f":"AG34/AH34","v":1.7075534452457424},{"$f":"IF(MID(AA34,27,2)=\"gf\",AD34,AB34)","v":649.70801623450814},{"$f":"IF(MID(AA34,27,2)=\"gf\",(AB34-AD34)*0.03412,0)/$C$1","v":780.82979986690395},"na","na","na","na"]
["SF_2200_HZ2CZ4_cg_i2_ge50_gfac_",23633.341956227781,867.30166574388352,756.09989381584808,748.23256124940906,3165.7596009988179,2667.4738101619387,1599.6466936406621,887.67421793026006,1.6675393515120462,756.09989381584808,867.30166574388352,0.10998951989188299,0.12393595557205117,-0.67668402955075635,264.73646315484643,9.4480997587127483E-2,0.12189993135079084,0.40041332097309251,128,264.16976864518756,0.12393595557205117,null,null,null,null,"SF_2200_HZ2CZ4_cg_i2_ge50_gfac_",21337.663102618881,783.05433625733053,682.65423299410099,747.16076842584266,3251.7155972161017,2753.297292183518,1641.8899195048416,910.40494765621111,1.6769073611304299,682.65423299410099,783.05433625733053,"na","na","na","na"]
["SF_2200_HZ2CZ4_cg_i2_ge50_efaf_",18394.297976040431,0,562.5013022288,0,3153.0500774976363,2670.4822126796689,1571.0626113368792,865.71210508274226,1.6997936259250994,18394.297976040431,0,3.2199511867729598,0,0,253.55363554018891,2.7659380694379725,2.0752227626397658E-3,0.34453477698470664,128,256.77358672696187,0,null,null,null,null,"SF_2200_HZ2CZ4_cg_i2_ge50_efaf_",21246.039196780042,0,649.70801623450814,0,3239.6996785357046,2756.9648235493469,1614.5701507764979,890.34736503053455,1.7075534452457424,21246.039196780042,0,"na","na","na","na"]
["SF_2200_HZ2CZ4_cg_i2_ge50_hp85_",10390.059015593679,0,949.50196114802316,752.95721251773045,3165.7771478676123,2667.5079290295507,1599.6263560141845,887.64270295035453,1.6675818818566008,10390.059015593679,0,2.8232390018201841,0,-0.67996540307342457,264.73807824231676,2.425162302563538,1.8195461673508673E-3,0.30208657319475962,128,266.88135184106352,0,null,null,null,null,"SF_2200_HZ2CZ4_cg_i2_ge50_hp85_",9381.4236717843251,0,857.06245382010752,751.8772567841188,3251.741526793141,2753.3397378633949,1641.8663503091088,910.36476675563995,1.6769572854361943,9381.4236717843251,0,"na","na","na","na"]
["SF_2200_HZ2CZ4_cg_i2_ge50_zonl_",16271.827142364722,0,497.72247024570078,0,3153.1523610236409,2670.4788744196217,1571.4833062375887,866.19877311347511,1.6993364573583822,16271.827142364722,0,2.7841184557382803,0,0,253.86622656619375,2.3915577534791828,1.7943334100738151E-3,0.29790067476399595,128,256.65034502193203,0,null,null,null,null,{"$f":"A38","v":"SF_2200_HZ2CZ4_cg_i2_ge50_zonl_"},18794.564274825298,0,574.88784196875622,0,3239.7882585603525,2756.9467417294882,1614.9249878354024,890.73526012215848,1.7071670588395675,18794.564274825298,0,"na","na","na","na"]
["SF_2200_HZ2CZ4_cg_i2_ao60_gfnc_",23770.822174902001,{"$f":"IF(MID(A39,27,2)=\"gf\",(B39-D39)*0.03412,0)/$C$1","v":873.62066416167966},726.90078728442188,0,3175.7108641560285,2637.3328132931442,1090.9587092269505,15.736606963356973,2.4174451250881428,{"$f":"IF(MID(A39,27,2)=\"gf\",D39,B39)","v":726.90078728442188},{"$f":"IF(MID(A39,27,2)=\"gf\",(B39-D39)*0.03412,0)/$C$1","v":873.62066416167966},0.80101664972289655,0.9612225345722436,0,190.28580634515379,0.68807330211196815,{"$f":"(1-VLOOKUP(MID($A39,9,3),tblphase2,4,0))*M39*0.03412/$C$1+N39*VLOOKUP(MID($A39,9,3),tblphase2,2,0)","v":0.94539799781507694},3.0999575053361852,128,191.08682299487668,0.9612225345722436,null,null,null,null,"SF_2200_HZ2CZ4_cg_i2_ao60_gfnc_",21470.181932783555,789.06789788225967,656.55039427142731,0,3262.8135220136778,2724.500514368342,1120.3230307525405,17.009971874636673,2.4318883389715262,656.55039427142731,789.06789788225967,{"$f":"IF(MID($AA39,19,2)<>\"id\",IF(MID($AA39,22,4)=\"ag66\",VLOOKUP(LEFT($AA39,21)&\"ao80\"&RIGHT($AA39,6),$AA$7:$AL$69,11,0)-AK39,\"na\"),VLOOKUP(LEFT($AA39,18)&\"i3_ao80\"&RIGHT($AA39,6),$AA$7:$AL$69,11,0)-AK39)","v":"na"},{"$f":"IF(MID($AA39,19,2)<>\"id\",IF(MID($AA39,22,4)=\"ag66\",VLOOKUP(LEFT($AA39,21)&\"ao80\"&RIGHT($AA39,6),$AA$7:$AL$69,12,0)-AL39,\"na\"),VLOOKUP(LEFT($AA39,18)&\"i3_ao80\"&RIGHT($AA39,6),$AA$7:$AL$69,12,0)-AL39)","v":"na"},{"$f":"IF(MID($AA39,19,2)<>\"id\",IF(MID($AA39,22,4)=\"ag66\",VLOOKUP(LEFT($AA39,21)&\"ao80\"&RIGHT($AA39,6),$AA$7:$AL$69,5,0)-AE39,\"na\"),VLOOKUP(LEFT($AA39,18)&\"i3_ao80\"&RIGHT($AA39,6),$AA$7:$AL$69,5,0)-AE39)","v":"na"},{"$f":"IF(MID($AA39,19,2)<>\"id\",IF(MID($AA39,22,4)=\"ag66\",VLOOKUP(LEFT($AA39,21)&\"ao80\"&RIGHT($AA39,6),$AA$7:$AL$69,8,0)-AH39,\"na\"),VLOOKUP(LEFT($AA39,18)&\"i3_ao80\"&RIGHT($AA39,6),$AA$7:$AL$69,8,0)-AH39)","v":"na"}]
["SF_2200_HZ2CZ4_cg_i2_ao60_gfac_",23880.288582169094,876.36482814594092,763.98303318471869,745.39622553427898,3189.3583560602838,2632.2180703758863,1106.0329889314421,15.757806120567375,2.3798730207124459,763.98303318471869,876.36482814594092,0.8031297849921657,0.91996027041841444,-3.6729177234042254,192.59603112884156,0.68988848530827029,0.90483855404406455,2.9707913810254758,128,189.7262431904295,0.91996027041841444,null,null,null,null,"SF_2200_HZ2CZ4_cg_i2_ao60_gfac_",21569.773569669178,791.5728859401986,690.06673068386681,744.43782217742569,3276.4184000949595,2719.5149509422536,1135.6186467421687,17.028468397608147,2.3947431285528138,690.06673068386681,791.5728859401986,"na","na","na","na"]
["SF_2200_HZ2CZ4_cg_i2_ao60_efaf_",18581.355389632114,0,568.20928456551815,0,3175.7108641560285,2637.3328132931442,1090.9587092269505,15.736606963356973,2.4174451250881428,18581.355389632114,0,20.445549953976297,0,0,190.28580634515379,17.562727410465637,1.3176929772560466E-2,2.1876738450754636,128,210.73135629913008,0,null,null,null,null,"SF_2200_HZ2CZ4_cg_i2_ao60_efaf_",21470.181932783555,0,656.55039427142731,0,3262.8135220136778,2724.500514368342,1120.3230307525405,17.009971874636673,2.4318883389715262,21470.181932783555,0,"na","na","na","na"]
["SF_2200_HZ2CZ4_cg_i2_ao60_hp85_",10535.079834529231,0,954.30438491054883,750.0786963014184,3189.2705954680855,2632.1501637222223,1105.9892559846335,15.758477611111109,2.3799057264610473,10535.079834529231,0,12.692738302988801,0,-3.694332249409058,192.55351245626468,10.90306220226738,8.1803288058506993E-3,1.3581229984198016,128,201.55191850984443,0,null,null,null,null,"SF_2200_HZ2CZ4_cg_i2_ao60_hp85_",9515.3251531509923,0,861.72521857654624,749.11079405123644,3276.3207974400989,2719.437372686265,1135.5702571332695,17.029038218817259,2.3947768582381199,9515.3251531509923,0,"na","na","na","na"]
["SF_2200_HZ2CZ4_cg_i2_ao60_zonl_",16437.741123615077,0,502.79689178420682,0,3175.7615262624113,2637.2697831572104,1091.0248030460994,15.736025163120566,2.4172409057924757,16437.741123615077,0,18.247231515961175,0,0,190.30073105555562,15.674371872210649,1.1760137965020144E-2,1.9524537722078454,128,208.54796257151679,0,null,null,null,null,"SF_2200_HZ2CZ4_cg_i2_ao60_zonl_",18993.371065919662,0,580.96855810363513,0,3262.8882934460285,2724.4609235177513,1120.4009927688603,17.009344038287999,2.4316837820580277,18993.371065919662,0,"na","na","na","na"]
["SF_2200_HZ2CZ4_cg_i2_ao80_gfnc_",23783.532528322328,874.08729815363495,727.30250668482608,0,3208.2997278687944,2676.3177045602833,1112.7862205732861,3.5452465330969263,2.4050600691132713,727.30250668482608,874.08729815363495,1.151113996630329,1.3709190742079045,0,204.27782854964539,0.9888069231054526,1.3483553301270428,4.4221644055752281,128,205.42894254627572,1.3709190742079045,null,null,null,null,"SF_2200_HZ2CZ4_cg_i2_ao80_gfnc_",21482.863090811919,789.53346711148845,656.95100404932759,0,3295.9393596651112,2764.9015461910931,1142.248458900935,4.1264308369705569,2.4205780490625179,656.95100404932759,789.53346711148845,"na","na","na","na"]
["SF_2200_HZ2CZ4_cg_i2_ao80_gfac_",23896.409384845298,876.95591661748881,764.51240489980989,747.84817428723397,3223.1300829066195,2672.5461460023639,1127.8252830390072,3.5452465330969263,2.3696455348127983,764.51240489980989,876.95591661748881,1.3291455032114072,1.5120235165343274,-0.65052536879443323,206.00453790070935,1.1417359872585988,1.4871757362617803,4.8836960011442736,128,206.68315803512633,1.5120235165343274,null,null,null,null,"SF_2200_HZ2CZ4_cg_i2_ao80_gfac_",21585.17313458836,792.13751601316903,690.57277081777829,747.10182409100344,3310.3758645430244,2760.9080817099621,1157.2454844540039,4.1264308369705569,2.3857583536068638,690.57277081777829,792.13751601316903,"na","na","na","na"]
["SF_2200_HZ2CZ4_cg_i2_ao80_efaf_",18591.290914465593,0,568.52330361336169,0,3208.2997278687944,2676.3177045602833,1112.7862205732861,3.5452465330969263,2.4050600691132713,18591.290914465593,0,29.166731643013918,0,0,204.27782854964539,25.054222481348955,1.8797634469126454E-2,3.1208402858024886,128,233.44456019265931,0,null,null,null,null,"SF_2200_HZ2CZ4_cg_i2_ao80_efaf_",21482.863090811919,0,656.95100404932759,0,3295.9393596651112,2764.9015461910931,1142.248458900935,4.1264308369705569,2.4205780490625179,21482.863090811919,0,"na","na","na","na"]
["SF_2200_HZ2CZ4_cg_i2_ao80_hp85_",10540.191646236133,0,954.97067104430607,752.53775821985823,3223.1165810059101,2672.5523398356972,1127.8154912624113,3.545235682033097,2.3696716001339873,10540.191646236133,0,10.775575600482625,0,-0.66064101063830094,205.99892228959811,9.2562194408145757,6.9447387458932749E-3,1.1529865892516407,128,216.11385687944244,0,null,null,null,null,"SF_2200_HZ2CZ4_cg_i2_ao80_hp85_",9520.6372629256493,0,862.35136165221672,751.78310450364143,3310.3622866101146,2760.9142876904771,1157.2356780187192,4.1264181945790375,2.3857839333275526,9520.6372629256493,0,"na","na","na","na"]
["SF_2200_HZ2CZ4_cg_i2_ao80_zonl_",16446.476832332981,0,503.0652715218946,0,3208.3891751784868,2676.2920350803779,1112.8696705957445,3.5452726560283683,2.4048566564382132,16446.476832332981,0,25.987591154203983,0,0,204.19423334278952,22.323340801461221,1.6748713747871655E-2,2.7806722534998256,128,230.1818244969935,0,null,null,null,null,"SF_2200_HZ2CZ4_cg_i2_ao80_zonl_",19004.528581472485,0,581.31145469506032,0,3296.0513499939088,2764.8979282376376,1142.342699328909,4.126461272357548,2.4203751902663968,19004.528581472485,0,"na","na","na","na"]
["SF_2200_HZ3CZ4_wl_ga_ge50_gfnc_",24091.947201357318,884.90597316407639,750.34767475506817,0,3415.4408428463357,2779.1099410543729,2432.3024889160752,1940.745827252955,{"$f":"G49/H49","v":1.1425840140026531},750.34767475506817,884.90597316407639,0,0,0,311.36134154491674,{"$f":"VLOOKUP(MID($A49,9,3),tblphase2,5,0)*M49","v":0},0,{"$f":"(1-VLOOKUP(MID($A49,9,3),tblphase2,3,0))*M49+N49*(1-VLOOKUP(MID($A49,9,3),tblphase2,3,0))*29.307","v":0},128,{"$f":"SUM(M49,O49,P49)","v":311.36134154491674},{"$f":"N49","v":0},null,null,null,null,"SF_2200_HZ3CZ4_wl_ga_ge50_gfnc_",25462.154812293484,{"$f":"IF(MID(AA49,27,2)=\"gf\",(AB49-AD49)*0.03412,0)/$C$1","v":935.23419650187202},793.02301710928532,0,3502.2428422559028,2866.1665372062807,2489.3671672102041,1982.8372735590469,{"$f":"AG49/AH49","v":1.151363517185916},{"$f":"IF(MID(AA49,27,2)=\"gf\",AD49,AB49)","v":793.02301710928532},{"$f":"IF(MID(AA49,27,2)=\"gf\",(AB49-AD49)*0.03412,0)/$C$1","v":935.23419650187202},"na","na","na","na"]
["SF_2200_HZ3CZ4_wl_ga_ao60_gfnc_",24091.947201357318,884.90597316407639,750.34767475506817,0,3413.8956254113468,2699.7176345567377,1650.282702972813,553.4593715224587,1.6359122165514288,750.34767475506817,884.90597316407639,0,0,0,237.72315803073275,0,0,0,128,237.72315803073275,0,null,null,null,null,"SF_2200_HZ3CZ4_wl_ga_ao60_gfnc_",25462.154812293484,935.23419650187202,793.02301710928532,0,3505.8601913743023,2791.40499060508,1690.6724484689369,562.5127757582386,1.651061974265305,793.02301710928532,935.23419650187202,"na","na","na","na"]
["SF_2200_HZ3CZ4_wl_ga_ao80_gfnc_",24091.947201357318,884.90597316407639,750.34767475506817,0,3464.7176026702127,2752.7125560638297,1686.6800967399524,547.25950812884162,1.6320300223998168,750.34767475506817,884.90597316407639,0,0,0,241.82968821749387,0,0,0,128,241.82968821749387,0,null,null,null,null,"SF_2200_HZ3CZ4_wl_ga_ao80_gfnc_",25462.154812293484,935.23419650187202,793.02301710928532,0,3556.3543796176518,2845.8563073312998,1729.7365901719979,559.87795924919305,1.6452541522800992,793.02301710928532,935.23419650187202,"na","na","na","na"]
["SF_2200_HZ3CZ4_wl_bm_ge50_gfnc_",24091.947201357318,884.90597316407639,750.34767475506817,0,3359.5102258806146,2748.6652900614654,1907.6078094302597,1152.1789780224588,1.4408964339910111,750.34767475506817,884.90597316407639,0,0,0,280.8530461371156,0,0,0,128,280.8530461371156,0,null,null,null,null,"SF_2200_HZ3CZ4_wl_bm_ge50_gfnc_",25462.154812293484,935.23419650187202,793.02301710928532,0,3447.1646564675266,2836.6627310537892,1954.8981147388399,1178.0088749915719,1.4510540010586417,793.02301710928532,935.23419650187202,"na","na","na","na"]
["SF_2200_HZ3CZ4_wl_bm_ao60_gfnc_",24091.947201357318,884.90597316407639,750.34767475506817,0,3396.2153494834511,2706.8617896063829,1294.0507336761229,20.86489979787234,2.0917740851757523,750.34767475506817,884.90597316407639,0,0,0,212.56220059219868,0,0,0,128,212.56220059219868,0,null,null,null,null,"SF_2200_HZ3CZ4_wl_bm_ao60_gfnc_",25462.154812293484,935.23419650187202,793.02301710928532,0,3487.7927784862427,2798.2450651433301,1329.024814518782,22.462532791444637,2.1054874480703569,793.02301710928532,935.23419650187202,"na","na","na","na"]
["SF_2200_HZ3CZ4_wl_bm_ao80_gfnc_",24091.947201357318,884.90597316407639,750.34767475506817,0,3444.3897184373523,2757.2311561300235,1324.8435269231679,4.9145160342789591,2.0811749463979714,750.34767475506817,884.90597316407639,0,0,0,229.25042053546099,0,0,0,128,229.25042053546099,0,null,null,null,null,"SF_2200_HZ3CZ4_wl_bm_ao80_gfnc_",25462.154812293484,935.23419650187202,793.02301710928532,0,3535.6996648974164,2850.1376534457336,1359.51366419804,5.7258197729781388,2.0964391373932925,793.02301710928532,935.23419650187202,"na","na","na","na"]
["SF_2200_HZ3CZ4_wl_i2_ge50_gfnc_",24478.396850619378,899.10195844393809,762.34284711573628,0,3269.7586083758865,2778.9315141914894,1658.5323995579197,935.49179363593385,{"$f":"G55/H55","v":1.6755364652099718},762.34284711573628,899.10195844393809,-9.4814480406512303E-2,-0.11521151696126708,0,281.54171195862887,{"$f":"VLOOKUP(MID($A55,9,3),tblphase2,5,0)*M55","v":-8.1445638669194062E-2},-0.11331402805205332,{"$f":"(1-VLOOKUP(MID($A55,9,3),tblphase2,3,0))*M55+N55*(1-VLOOKUP(MID($A55,9,3),tblphase2,3,0))*29.307","v":-0.37143106965496914},128,{"$f":"SUM(M55,O55,P55)","v":281.44689747822235},{"$f":"N55","v":-0.11521151696126708},null,null,null,null,"SF_2200_HZ3CZ4_wl_i2_ge50_gfnc_",25887.369683815206,{"$f":"IF(MID(AA55,27,2)=\"gf\",(AB55-AD55)*0.03412,0)/$C$1","v":950.85401150290477},806.22635577844142,0,3359.7555146337108,2869.0171754711341,1706.7623602928511,965.32857816880403,{"$f":"AG55/AH55","v":1.680970498423026},{"$f":"IF(MID(AA55,27,2)=\"gf\",AD55,AB55)","v":806.22635577844142},{"$f":"IF(MID(AA55,27,2)=\"gf\",(AB55-AD55)*0.03412,0)/$C$1","v":950.85401150290477},"na","na","na","na"]
["SF_2200_HZ3CZ4_wl_i2_ge50_gfac_",24588.175355648658,902.35842336365101,786.22397735774371,746.28406285933806,3277.506381513002,2776.5960818026006,1678.2304366843971,951.46186167021278,1.6544784441451283,786.22397735774371,902.35842336365101,-0.1733903593501509,-0.2023047359029988,-0.36300781678494332,288.84910797163116,-0.14894231868177962,-0.19897730355268944,-0.65294987222714895,128,288.31270979549606,-0.2023047359029988,null,null,null,null,"SF_2200_HZ3CZ4_wl_i2_ge50_gfac_",26003.190411864802,954.28776385558183,831.47331133655734,745.25760422000349,3367.0631342514807,2866.3000674302057,1723.9510635025642,977.52630873375358,1.6626342406766017,831.47331133655734,954.28776385558183,"na","na","na","na"]
["SF_2200_HZ3CZ4_wl_i2_ge50_efaf_",19098.786885309317,0,594.8029872812109,0,3269.7586083758865,2778.9315141914894,1658.5323995579197,935.49179363593385,1.6755364652099718,19098.786885309317,0,-2.4450898108552792,0,0,281.54171195862887,-2.1003321475246848,-1.5758332154316638E-3,-0.26162460976151486,128,279.09662214777359,0,null,null,null,null,"SF_2200_HZ3CZ4_wl_i2_ge50_efaf_",25887.369683815206,0,806.22635577844142,0,3359.7555146337108,2869.0171754711341,1706.7623602928511,965.32857816880403,1.680970498423026,25887.369683815206,0,"na","na","na","na"]
["SF_2200_HZ3CZ4_wl_i2_ge50_hp85_",12067.657891995437,0,992.42807950436895,750.99885115484631,3277.49769493026,2776.6044793226952,1678.3321235141843,951.62819263947983,1.6543832060539292,12067.657891995437,0,-2.5973643456836726,0,-0.36364035460997002,288.76205248699762,-2.2311359729422748,-1.6739724611892874E-3,-0.2779179849881529,128,285.80104778670398,0,null,null,null,null,"SF_2200_HZ3CZ4_wl_i2_ge50_hp85_",12763.341516192395,0,1049.2238649966905,749.9644392895525,3367.0570387115195,2866.3134697056876,1723.9894091329047,977.59966672501332,1.6626050337207841,12763.341516192395,0,"na","na","na","na"]
["SF_2200_HZ3CZ4_wl_i2_ge50_zonl_",16840.88897710391,0,524.87861060553075,0,3269.7768210023642,2778.8491378557919,1658.5621402884162,935.45774433569727,1.6754567527826019,16840.88897710391,0,-2.2411750425308128,0,0,281.59658492435005,-1.9251693615339682,-1.4444124129661931E-3,-0.23980572955079693,128,279.35540988181924,0,null,null,null,null,"SF_2200_HZ3CZ4_wl_i2_ge50_zonl_",22826.932157661471,0,711.44555345952563,0,3359.7537625489058,2868.9150839007475,1706.7557539387308,965.25043559846267,1.6809171888127914,22826.932157661471,0,"na","na","na","na"]
["SF_2200_HZ3CZ4_wl_i2_ao60_gfnc_",24699.816392927471,907.23659308448828,769.19113571646278,0,3297.3344487080381,2746.1027390732861,1133.5627594763594,15.548938096926712,2.4225414218281371,769.19113571646278,907.23659308448828,0.70492880122105817,0.84647431793428041,0,192.27155252600483,0.6055338402488889,0.8325385733092423,2.7298430251505477,128,192.97648132722588,0.84647431793428041,null,null,null,null,"SF_2200_HZ3CZ4_wl_i2_ao60_gfnc_",26130.061039396165,959.77008258640615,813.73412474887448,0,3388.0593344248459,2836.7211132007001,1164.2760582847161,17.147073786957939,2.4364677887303929,813.73412474887448,959.77008258640615,"na","na","na","na"]
["SF_2200_HZ3CZ4_wl_i2_ao60_gfac_",24820.074691642214,910.87071049126268,793.59053448698239,740.54069824349881,3305.9837751903078,2743.2843403569741,1144.2783641122933,15.729697491725767,2.3973924758117362,793.59053448698239,910.87071049126268,0.72968594323037905,0.85256313186266652,-3.7853171914894119,194.38783010283703,0.62680022523489565,0.83853983310379154,2.7515856404140613,128,191.332198854578,0.85256313186266652,null,null,null,null,"SF_2200_HZ3CZ4_wl_i2_ao60_gfac_",26257.207194663919,963.61185266445068,839.54402356176001,739.39328386353691,3396.7237897089326,2833.9769511975583,1175.2288425747379,17.357673583892939,2.4114256292321499,839.54402356176001,963.61185266445068,"na","na","na","na"]
["SF_2200_HZ3CZ4_wl_i2_ao60_efaf_",19271.545120932005,0,600.14622954141873,0,3297.3344487080381,2746.1027390732861,1133.5627594763594,15.548938096926712,2.4225414218281371,19271.545120932005,0,17.970886612612958,0,0,192.27155252600483,15.436991600234531,1.1582036745311141E-2,1.9228848675495862,128,210.24243913861778,0,null,null,null,null,"SF_2200_HZ3CZ4_wl_i2_ao60_efaf_",26130.061039396165,0,813.73412474887448,0,3388.0593344248459,2836.7211132007001,1164.2760582847161,17.147073786957939,2.4364677887303929,26130.061039396165,0,"na","na","na","na"]
["SF_2200_HZ3CZ4_wl_i2_ao60_hp85_",12221.442177521922,0,995.81261020710383,745.19597430378258,3305.9885910591011,2743.3136284503544,1144.2733285153665,15.729636761229314,2.3974286213676388,12221.442177521922,0,13.699826768264757,0,-3.8067246914893076,194.41372491016557,11.768151193939426,8.8293861318492171E-3,1.4658814642043287,128,204.30682698694102,0,null,null,null,null,"SF_2200_HZ3CZ4_wl_i2_ao60_hp85_",12930.017592995899,0,1053.0373919925987,744.03797348220439,3396.736227277212,2834.0138952835196,1175.2270068758337,17.357606436733821,2.4114608315693187,12930.017592995899,0,"na","na","na","na"]
["SF_2200_HZ3CZ4_wl_i2_ao60_zonl_",16993.506138754201,0,529.63585360123,0,3297.446378788416,2746.0957087943261,1133.6634222683215,15.549111256501181,2.4223201127012861,16993.506138754201,0,16.099949219140399,0,0,192.35672729077999,13.829856379241603,1.0376238383411339E-2,1.7226945664480224,128,208.45667650992038,0,null,null,null,null,"SF_2200_HZ3CZ4_wl_i2_ao60_zonl_",23041.379587642568,0,718.1300763789767,0,3388.2030489908711,2836.7452688014137,1164.3926793414953,17.147265662971673,2.4362445067979062,23041.379587642568,0,"na","na","na","na"]
["SF_2200_HZ3CZ4_wl_i2_ao80_gfnc_",24709.65661989645,907.59735197532063,769.51544821448113,0,3333.8912426749407,2786.6185953286054,1156.7971685744681,0.44400784869976351,2.4089085546108153,769.51544821448113,907.59735197532063,0.86635861610398024,1.0167910069230857,0,204.10169243498808,0.74420205123331906,1.0000639183072655,3.2812034341918768,128,204.96805105109206,1.0167910069230857,null,null,null,null,"SF_2200_HZ3CZ4_wl_i2_ao80_gfnc_",26141.48557448163,960.18907290641721,814.10674635221449,0,3424.7186898459158,2879.0778516581622,1187.2727922015933,0.51730605856403322,2.4249505847088497,814.10674635221449,960.18907290641721,"na","na","na","na"]
["SF_2200_HZ3CZ4_wl_i2_ao80_gfac_",24831.802497005679,911.30040899812388,793.98397126383782,743.09155266193852,3343.7947240248227,2784.5654293711582,1167.559103687943,0.44400784869976351,2.384946013076009,793.98397126383782,911.30040899812388,0.8102475846761763,0.92506758759202512,-3.3429161595745427,206.336453046099,0.69600267523683546,0.90986363416853355,2.9875687610432147,128,203.80378447120063,0.92506758759202512,null,null,null,null,"SF_2200_HZ3CZ4_wl_i2_ao80_gfac_",26271.764714845562,964.14543756406442,840.02691274538165,742.37433232577177,3434.6289708088839,2877.1010199443417,1198.0871740993575,0.51730605856403322,2.4014120859837726,840.02691274538165,964.14543756406442,"na","na","na","na"]
["SF_2200_HZ3CZ4_wl_i2_ao80_efaf_",19279.222764158829,0,600.3992679786046,0,3333.8912426749407,2786.6185953286054,1156.7971685744681,0.44400784869976351,2.4089085546108153,19279.222764158829,0,21.602044701910927,0,0,204.10169243498808,18.556156398941486,1.3922277787662694E-2,2.311418783104469,128,225.70373713689901,0,null,null,null,null,"SF_2200_HZ3CZ4_wl_i2_ao80_efaf_",26141.48557448163,0,814.10674635221449,0,3424.7186898459158,2879.0778516581622,1187.2727922015933,0.51730605856403322,2.4249505847088497,26141.48557448163,0,"na","na","na","na"]
["SF_2200_HZ3CZ4_wl_i2_ao80_hp85_",12229.812156286804,0,996.09564371859619,747.75433701300244,3343.8043489775414,2784.6002220555556,1167.5567697163121,0.44400674349881791,2.3849805802009487,12229.812156286804,0,8.6180857835770439,0,-3.3623391335696624,206.33998033451542,7.4029356880926809,5.5542605310067031E-3,0.92213517884274354,128,211.5957269845228,0,null,null,null,null,"SF_2200_HZ3CZ4_wl_i2_ao80_hp85_",12941.047318492847,0,1053.3265072508577,747.02717297253844,3434.6481422211191,2877.1454483260372,1198.0890953436526,0.51730477091304516,2.4014453178048285,12941.047318492847,0,"na","na","na","na"]
["SF_2200_HZ3CZ4_wl_i2_ao80_zonl_",17000.081685490281,0,529.84134967116029,0,3333.9781762222219,2786.5827032505913,1156.892233150118,0.44401046099290775,2.4086795843230497,17000.081685490281,0,19.231261682856712,0,0,204.07803756382964,16.519653785573915,1.2394334473915794E-2,2.0577450000656676,128,223.30929924668635,0,null,null,null,null,"SF_2200_HZ3CZ4_wl_i2_ao80_zonl_",23051.15516622581,0,718.43518053343121,0,3424.7587632936948,2878.994743989344,1187.3484255433934,0.5173091021027324,2.4247261225547705,23051.15516622581,0,"na","na","na","na"]
["SF_2200_HZ1CZ4_cs_ga_ge50_gfnc_",{"$f":"weightoccupants_at_120F($A70,B$6)","v":18972.344433283732},{"$f":"IF(MID(A70,27,2)=\"gf\",(B70-D70)*0.03412,0)/$C$1","v":698.24962398066816},{"$f":"weightoccupants_at_120F($A70,D$6)","v":554.27111609142685},0,2777.9517038392432,2259.7058635602839,1552.4745661938534,972.12760084633578,{"$f":"G70/H70","v":1.4555509718270774},{"$f":"IF(MID(A70,27,2)=\"gf\",D70,B70)","v":554.27111609142685},{"$f":"IF(MID(A70,27,2)=\"gf\",(B70-D70)*0.03412,0)/$C$1","v":698.24962398066816},null,null,null,null,null,null,null,120,null,null,null,null,null,null,{"$f":"A70","v":"SF_2200_HZ1CZ4_cs_ga_ge50_gfnc_"},{"$f":"weightoccupants_big_at_120F($A70,AB$6)","v":14711.119814925949},{"$f":"IF(MID(AA70,27,2)=\"gf\",(AB70-AD70)*0.03412,0)/$C$1","v":541.42143134857258},{"$f":"weightoccupants_big_at_120F($A70,AD$6)","v":429.78076997532258},0,2850.4723540401696,2331.8536458601093,1590.9430404234074,994.65298133945657,{"$f":"AG70/AH70","v":1.465705299694148},{"$f":"IF(MID(AA70,27,2)=\"gf\",AD70,AB70)","v":429.78076997532258},{"$f":"IF(MID(AA70,27,2)=\"gf\",(AB70-AD70)*0.03412,0)/$C$1","v":541.42143134857258}]
["SF_2200_HZ1CZ4_cs_ga_ao60_gfnc_",{"$f":"weightoccupants_at_120F($A71,B$6)","v":18972.344433283732},698.24962398066816,{"$f":"weightoccupants_at_120F($A71,D$6)","v":554.27111609142685},0,2772.9884509030735,2211.0934375567376,1014.6884243179669,{"$f":"weightoccupants_at_120F($A71,I$6)","v":68.871265986997642},2.1790860963481933,554.27111609142685,698.24962398066816,null,null,null,null,null,null,null,120,null,null,null,null,null,null,"SF_2200_HZ1CZ4_cs_ga_ao60_gfnc_",{"$f":"weightoccupants_big_at_120F($A71,AB$6)","v":14711.119814925949},541.42143134857258,{"$f":"weightoccupants_big_at_120F($A71,AD$6)","v":429.78076997532258},0,2847.27022868327,2285.4348770435536,1041.9095201094424,{"$f":"weightoccupants_big_at_120F($A71,AI$6)","v":71.655515751977902},2.1935060894764558,429.78076997532258,541.42143134857258]
["SF_2200_HZ1CZ4_cs_ga_ao80_gfnc_",18972.344433283732,698.24962398066816,554.27111609142685,0,2800.3722700094559,2247.2795341335695,1027.3069573333335,59.143110255319144,2.1875443537995896,554.27111609142685,698.24962398066816,null,null,null,null,null,null,null,120,null,null,null,null,null,null,"SF_2200_HZ1CZ4_cs_ga_ao80_gfnc_",14711.119814925949,541.42143134857258,429.78076997532258,0,2874.9885976924134,2322.5534205678523,1054.4443323609341,61.562721566890602,2.2026325613297972,429.78076997532258,541.42143134857258]
["SF_2200_HZ1CZ4_cs_bm_ge50_gfnc_",18972.344433283732,698.24962398066816,554.27111609142685,0,2773.7206820874703,2251.7073465555554,1441.0527545200946,801.8515424491726,1.5625433139020843,554.27111609142685,698.24962398066816,null,null,null,null,null,null,null,120,null,null,null,null,null,null,"SF_2200_HZ1CZ4_cs_bm_ge50_gfnc_",14711.119814925949,541.42143134857258,429.78076997532258,0,2845.7584339235896,2323.3772402424042,1475.4876356288269,818.19602497325423,1.5746504302302891,429.78076997532258,541.42143134857258]
["SF_2200_HZ1CZ4_cs_bm_ao60_gfnc_",18972.344433283732,698.24962398066816,554.27111609142685,0,2779.0167068593382,2211.0185702293147,973.58279799527179,14.997399442080377,2.2710123625664682,554.27111609142685,698.24962398066816,null,null,null,null,null,null,null,120,null,null,null,null,null,null,"SF_2200_HZ1CZ4_cs_bm_ao60_gfnc_",14711.119814925949,541.42143134857258,429.78076997532258,0,2853.0965550267251,2285.189390222798,999.33804467199479,15.884066001863843,2.2867030855138197,429.78076997532258,541.42143134857258]
["SF_2200_HZ1CZ4_cs_bm_ao80_gfnc_",18972.344433283732,698.24962398066816,554.27111609142685,0,2805.1194417659576,2246.180785609929,983.82469682742305,3.5250272895981087,2.2831107948939211,554.27111609142685,698.24962398066816,null,null,null,null,null,null,null,120,null,null,null,null,null,null,"SF_2200_HZ1CZ4_cs_bm_ao80_gfnc_",14711.119814925949,541.42143134857258,429.78076997532258,0,2879.7423094079109,2321.4863138328956,1009.365618103156,3.801327615480909,2.2999458988860093,429.78076997532258,541.42143134857258]
["SF_2200_HZ1CZ4_cs_i2_ge50_gfnc_",19437.13591899717,715.35860660977539,567.77056293626788,0,2692.8005448037829,2276.9774939858153,1266.2362842375887,654.61073497399525,1.7982248039565556,567.77056293626788,715.35860660977539,null,null,null,null,null,null,null,120,null,null,null,null,null,null,"SF_2200_HZ1CZ4_cs_i2_ge50_gfnc_",15083.127015920965,555.11501078958077,440.58569966590301,0,2769.0960760415119,2352.7560631276147,1308.6716504437654,683.10737284782704,1.7978199973460145,440.58569966590301,555.11501078958077]
["SF_2200_HZ1CZ4_cs_i2_ge50_gfac_",19507.977882624757,715.90366336317152,624.23529684356231,753.40495327304961,2701.6913163841609,2273.549182742317,1279.10639514539,661.36523100945624,1.7774511888699402,624.23529684356231,715.90366336317152,null,null,null,null,null,null,null,120,null,null,null,null,null,null,"SF_2200_HZ1CZ4_cs_i2_ge50_gfac_",15138.020180599087,555.53497859342485,484.40116729069268,752.43662531708515,2778.0204616797073,2349.3392182080684,1321.7816506488109,689.95521980831597,1.7774034138353105,484.40116729069268,555.53497859342485]
["SF_2200_HZ1CZ4_cs_i2_ge50_efaf_",15176.708908786106,0,443.32089854038202,0,2692.8005448037829,2276.9774939858153,{"$f":"weightoccupants_at_120F($A78,H$6)","v":1266.2362842375887},654.61073497399525,1.7982248039565556,15176.708908786106,0,null,null,null,null,null,null,null,120,null,null,null,null,null,null,"SF_2200_HZ1CZ4_cs_i2_ge50_efaf_",15083.127015920965,0,440.58569966590301,0,2769.0960760415119,2352.7560631276147,{"$f":"weightoccupants_big_at_120F($A78,AH$6)","v":1308.6716504437654},683.10737284782704,1.7978199973460145,15083.127015920965,0]
["SF_2200_HZ1CZ4_cs_i2_ge50_hp85_",7383.5876734183912,0,717.35260745390917,758.1526892009457,2701.7057040851064,2273.5786942151299,1279.0877540567376,661.33725553900706,1.7775001652578395,7383.5876734183912,0,null,null,null,null,null,null,null,120,null,null,null,null,null,null,"SF_2200_HZ1CZ4_cs_i2_ge50_hp85_",5729.3270851125008,0,556.58670210760943,757.1773609556476,2778.0373865876941,2349.3712582257917,1321.7640848603817,689.92765018730483,1.7774512752583653,5729.3270851125008,0]
["SF_2200_HZ1CZ4_cs_i2_ge50_zonl_",13492.510979651488,0,394.09566969568272,0,2692.8151549787235,2276.8928488605202,1266.2492564042554,654.57362273286049,1.7981395348070495,13492.510979651488,0,null,null,null,null,null,null,null,120,null,null,null,null,null,null,"SF_2200_HZ1CZ4_cs_i2_ge50_zonl_",13409.336005268402,0,391.66476321410119,0,2769.1229566578791,2352.6839632426454,1308.6900071394739,683.07158460726851,1.7977396865626925,13409.336005268402,0]
["SF_2200_HZ1CZ4_cs_i2_ao60_gfnc_",19680.12532486831,724.30257515795427,574.84051706764274,0,2689.9712302482267,2247.4992322718676,866.24154735697391,11.919697600472812,2.5945410251093444,574.84051706764274,724.30257515795427,null,null,null,null,null,null,null,120,null,null,null,null,null,null,"SF_2200_HZ1CZ4_cs_i2_ao60_gfnc_",15282.650556000137,562.45913690885311,446.38961760717507,0,2764.66747595475,2321.768120853807,889.89155199798972,12.730954735662745,2.6090461423540425,446.38961760717507,562.45913690885311]
["SF_2200_HZ1CZ4_cs_i2_ao60_gfac_",19757.578433107159,725.06369181138655,632.21727747269233,754.26357987234042,2701.3369424988177,2244.1530137399527,875.58693436406611,11.927968842789598,2.5630270686597996,632.21727747269233,725.06369181138655,null,null,null,null,null,null,null,120,null,null,null,null,null,null,"SF_2200_HZ1CZ4_cs_i2_ao60_gfac_",15343.311038977483,563.06888462375412,490.96648559592359,753.40595394183674,2775.8113984453416,2318.2809967482972,899.30296453431902,12.740591383807491,2.5778642884256024,490.96648559592359,563.06888462375412]
["SF_2200_HZ1CZ4_cs_i2_ao60_efaf_",15366.437451931235,0,448.84118899353854,0,2689.9712302482267,2247.4992322718676,866.24154735697391,11.919697600472812,2.5945410251093444,15366.437451931235,0,null,null,null,null,null,null,null,120,null,null,null,null,null,null,"SF_2200_HZ1CZ4_cs_i2_ao60_efaf_",15282.650556000137,0,446.38961760717507,0,2764.66747595475,2321.768120853807,889.89155199798972,12.730954735662745,2.6090461423540425,15282.650556000137,0]
["SF_2200_HZ1CZ4_cs_i2_ao60_hp85_",7492.0945188707356,0,724.03949821963897,758.99806558156035,2701.33700072695,2244.1709295177307,875.58331786879444,11.927938762411348,2.5630581164795765,7492.0945188707356,0,null,null,null,null,null,null,null,120,null,null,null,null,null,null,"SF_2200_HZ1CZ4_cs_i2_ao60_hp85_",5817.2253337554012,0,562.16505689550831,758.13372419648897,2775.8105311577092,2318.2980579966047,899.29892972839036,12.740560130712819,2.5778948260249637,5817.2253337554012,0]
["SF_2200_HZ1CZ4_cs_i2_ao60_zonl_",13661.25620822022,0,399.00814759633892,0,2689.9598741536643,2247.3741569491726,866.26995492316792,11.919618104018912,2.5943115586278171,13661.25620822022,0,null,null,null,null,null,null,null,120,null,null,null,null,null,null,"SF_2200_HZ1CZ4_cs_i2_ao60_zonl_",13586.79384113491,0,396.82947215649716,0,2764.6654422774941,2321.650440160543,889.92491278364105,12.730914003092833,2.6088160998870515,13586.79384113491,0]
["SF_2200_HZ1CZ4_cs_i2_ao80_gfnc_",19683.752159229876,724.43572060805479,574.95530848985914,0,2709.4364728782502,2275.3069679314422,875.02867364420808,2.4737827494089832,2.6002656101034187,574.95530848985914,724.43572060805479,null,null,null,null,null,null,null,120,null,null,null,null,null,null,"SF_2200_HZ1CZ4_cs_i2_ao80_gfnc_",15284.400755502838,562.52322476438758,446.44934026400824,0,2784.3105203027426,2350.7052089255521,898.29578864158975,2.6908738429959977,2.6168498602006225,446.44934026400824,562.52322476438758]
["SF_2200_HZ1CZ4_cs_i2_ao80_gfac_",19761.467550898302,725.20630534744021,632.34460797051099,753.91186109692671,2721.0667215555554,2272.3153507990546,884.38973133806144,2.4737827494089832,2.5693597180974654,632.34460797051099,725.20630534744021,null,null,null,null,null,null,null,120,null,null,null,null,null,null,"SF_2200_HZ1CZ4_cs_i2_ao80_gfac_",15345.409304155126,563.14578822817998,491.03622662400056,753.07450800801189,2795.9911998364696,2347.7206172481729,907.86008507625195,2.6908738429959977,2.5859938726692513,491.03622662400056,563.14578822817998]
["SF_2200_HZ1CZ4_cs_i2_ao80_efaf_",15369.269320247393,0,448.93081927690253,0,2709.4364728782502,2275.3069679314422,875.02867364420808,2.4737827494089832,2.6002656101034187,15369.269320247393,0,null,null,null,null,null,null,null,120,null,null,null,null,null,null,"SF_2200_HZ1CZ4_cs_i2_ao80_efaf_",15284.400755502838,0,446.44934026400824,0,2784.3105203027426,2350.7052089255521,898.29578864158975,2.6908738429959977,2.6168498602006225,15284.400755502838,0]
["SF_2200_HZ1CZ4_cs_i2_ao80_hp85_",7497.3783982239074,0,723.97967791779922,758.65051545153665,2721.0556654716311,2272.322290028369,884.38232428959805,2.4737772163120564,2.569389083905163,7497.3783982239074,0,null,null,null,null,null,null,null,120,null,null,null,null,null,null,"SF_2200_HZ1CZ4_cs_i2_ao80_hp85_",5821.6239473429296,0,562.05939224782844,757.80748620087434,2795.9845145999238,2347.7319579785253,907.8545933289663,2.6908678015607324,2.5860220075218709,5821.6239473429296,0]
["SF_2200_HZ1CZ4_cs_i2_ao80_zonl_",13663.75806181105,0,399.08566510981058,0,2709.4832037647757,2275.2371387813241,875.07712005082738,2.4737970248226948,2.6000418553386138,13663.75806181105,0,null,null,null,null,null,null,null,120,null,null,null,null,null,null,"SF_2200_HZ1CZ4_cs_i2_ao80_zonl_",13588.322783988027,0,396.87981440776497,0,2784.3553967179455,2350.6335260257115,898.34319799536729,2.6908894807459891,2.6166319634534969,13588.322783988027,0]
["SF_2200_HZ2CZ4_cg_ga_ge50_gfnc_",23111.046172502603,849.37183328919116,706.74810801631645,0,2921.9578782411345,2379.9549469196218,1859.7495622718677,1358.1619054940898,1.2797179766571751,706.74810801631645,849.37183328919116,null,null,null,null,null,null,null,120,null,null,null,null,null,null,"SF_2200_HZ2CZ4_cg_ga_ge50_gfnc_",20851.158624286953,766.3169678569576,637.63954247974857,0,2997.867481870494,2455.5085348328348,1906.1735966886008,1390.8529651915092,1.2881872559238765,637.63954247974857,766.3169678569576]
["SF_2200_HZ2CZ4_cg_ga_ao60_gfnc_",23111.046172502603,849.37183328919116,706.74810801631645,0,2916.5208425248229,2320.5799394326241,1181.7328455602837,218.57550560638299,1.963709435809402,706.74810801631645,849.37183328919116,null,null,null,null,null,null,null,120,null,null,null,null,null,null,"SF_2200_HZ2CZ4_cg_ga_ao60_gfnc_",20851.158624286953,766.3169678569576,637.63954247974857,0,2994.1863093989841,2398.8759713860491,1212.7319574321657,224.54187109156956,1.9780759933674219,637.63954247974857,766.3169678569576]
["SF_2200_HZ2CZ4_cg_ga_ao80_gfnc_",23111.046172502603,849.37183328919116,706.74810801631645,0,2947.3301435933809,2360.476254859338,1204.7641381111112,221.54351144799051,1.9592849589299774,706.74810801631645,849.37183328919116,null,null,null,null,null,null,null,120,null,null,null,null,null,null,"SF_2200_HZ2CZ4_cg_ga_ao80_gfnc_",20851.158624286953,766.3169678569576,637.63954247974857,0,3025.5201396947537,2439.36295124444,1237.4004701470822,230.30203610237433,1.9713609377847481,637.63954247974857,766.3169678569576]
["SF_2200_HZ2CZ4_cg_bm_ge50_gfnc_",23111.046172502603,849.37183328919116,706.74810801631645,0,2896.0245663806145,2364.4685552375886,1514.5318451312057,844.95414841489378,1.5611877444760838,706.74810801631645,849.37183328919116,null,null,null,null,null,null,null,120,null,null,null,null,null,null,"SF_2200_HZ2CZ4_cg_bm_ge50_gfnc_",20851.158624286953,766.3169678569576,637.63954247974857,0,2971.5781166691681,2439.7908879949391,1551.9533143214683,863.89293308894435,1.5720775009663506,637.63954247974857,766.3169678569576]
["SF_2200_HZ2CZ4_cg_bm_ao60_gfnc_",23111.046172502603,849.37183328919116,706.74810801631645,0,2911.9206345685579,2325.0265057434985,1029.5376116371158,14.470167839243498,2.2583210943079246,706.74810801631645,849.37183328919116,null,null,null,null,null,null,null,120,null,null,null,null,null,null,"SF_2200_HZ2CZ4_cg_bm_ao60_gfnc_",20851.158624286953,766.3169678569576,637.63954247974857,0,2989.5071617812296,2403.2761021958013,1056.8381907531682,15.513892474467893,2.2740246550733354,637.63954247974857,766.3169678569576]
["SF_2200_HZ2CZ4_cg_bm_ao80_gfnc_",23111.046172502603,849.37183328919116,706.74810801631645,0,2940.6012463640659,2363.3040906666665,1041.8748253132387,1.3190011643026003,2.2683186437066865,706.74810801631645,849.37183328919116,null,null,null,null,null,null,null,120,null,null,null,null,null,null,"SF_2200_HZ2CZ4_cg_bm_ao80_gfnc_",20851.158624286953,766.3169678569576,637.63954247974857,0,3018.5450749084921,2441.987038430997,1068.6758851865725,1.536746018217656,2.285058615320648,637.63954247974857,766.3169678569576]
["SF_2200_HZ2CZ4_cg_i2_ge50_gfnc_",23527.403473348,864.67406785774347,719.47085107457701,0,2804.315494820331,2391.0074222163121,1317.5089757966903,685.49919717139483,1.8147940288380073,719.47085107457701,864.67406785774347,null,null,null,null,null,null,null,120,null,null,null,null,null,null,"SF_2200_HZ2CZ4_cg_i2_ge50_gfnc_",21238.167950855805,780.54057070968929,649.46590986165347,0,2884.1047606962584,2470.3848901046877,1364.3659176451124,719.13440166716123,1.8106468786383623,649.46590986165347,780.54057070968929]
["SF_2200_HZ2CZ4_cg_i2_ge50_gfac_",23629.962847129496,867.17772978831147,755.98990429595619,748.90924527895982,2815.5636846536645,2386.4195027955084,1334.9102304858156,694.66752998345157,1.7877003623884249,755.98990429595619,867.17772978831147,null,null,null,null,null,null,null,120,null,null,null,null,null,null,"SF_2200_HZ2CZ4_cg_i2_ge50_gfac_",21330.424988316809,782.78876299958119,682.4212749632602,747.97283089574989,2895.4294533048405,2465.8503993377903,1382.4943165029081,728.98754804329133,1.7836242579103605,682.4212749632602,782.78876299958119]
["SF_2200_HZ2CZ4_cg_i2_ge50_efaf_",18391.078024853658,0,562.4013960448093,0,2804.315494820331,2391.0074222163121,1317.5089757966903,685.49919717139483,1.8147940288380073,18391.078024853658,0,null,null,null,null,null,null,null,120,null,null,null,null,null,null,"SF_2200_HZ2CZ4_cg_i2_ge50_efaf_",21238.167950855805,0,649.46590986165347,0,2884.1047606962584,2470.3848901046877,1364.3659176451124,719.13440166716123,1.8106468786383623,21238.167950855805,0]
["SF_2200_HZ2CZ4_cg_i2_ge50_hp85_",10387.235776591859,0,949.4792542737415,753.63717792080388,2815.5289188014181,2386.4017309089832,1334.8882777718677,694.65865346335693,1.7877164483699355,10387.235776591859,0,null,null,null,null,null,null,null,120,null,null,null,null,null,null,"SF_2200_HZ2CZ4_cg_i2_ge50_hp85_",9376.4304626009107,0,856.94669170209613,752.69397955411887,2895.3877764658428,2465.8256038982172,1382.4717743784977,728.98113728289877,1.7836354055089123,9376.4304626009107,0]
["SF_2200_HZ2CZ4_cg_i2_ge50_zonl_",16269.043023908984,0,497.63722382309766,0,2804.3885024917258,2390.9847129432624,1317.617079671395,685.56930997754125,1.8146278989792377,16269.043023908984,0,null,null,null,null,null,null,null,120,null,null,null,null,null,null,"SF_2200_HZ2CZ4_cg_i2_ge50_zonl_",18787.646259504392,0,574.67611492481103,0,2884.2036718809668,2470.3881196802572,1364.4824332112944,719.20385739216204,1.8104946311886376,18787.646259504392,0]
["SF_2200_HZ2CZ4_cg_i2_ao60_gfnc_",23744.666519298145,872.65944162710741,726.09977063469898,0,2814.0938456619388,2367.0024157198577,900.67290288179674,10.479245021276595,2.628037779471756,726.09977063469898,872.65944162710741,null,null,null,null,null,null,null,120,null,null,null,null,null,null,"SF_2200_HZ2CZ4_cg_i2_ao60_gfnc_",21446.289224464876,788.18983758119862,655.81871382364648,0,2891.9274501066075,2445.0284325053303,925.29044006066795,11.578674506878819,2.6424442819759584,655.81871382364648,788.18983758119862]
["SF_2200_HZ2CZ4_cg_i2_ao60_gfac_",23855.219208439888,875.4448678755225,763.17990339972653,749.06914325768321,2828.1835855330969,2362.1225477174939,913.43695780260055,10.497854897163119,2.5859721653915861,763.17990339972653,875.4448678755225,null,null,null,null,null,null,null,120,null,null,null,null,null,null,"SF_2200_HZ2CZ4_cg_i2_ao60_gfac_",21546.775957289115,790.7289513024532,689.32999679064358,748.35309063916668,2905.788525478506,2440.0634408243213,938.13005123544485,11.600356559512385,2.6009863319173565,689.32999679064358,790.7289513024532]
["SF_2200_HZ2CZ4_cg_i2_ao60_efaf_",18560.909839678137,0,567.58313983514245,0,2814.0938456619388,2367.0024157198577,900.67290288179674,10.479245021276595,2.628037779471756,18560.909839678137,0,null,null,null,null,null,null,null,120,null,null,null,null,null,null,"SF_2200_HZ2CZ4_cg_i2_ao60_efaf_",21446.289224464876,0,655.81871382364648,0,2891.9274501066075,2445.0284325053303,925.29044006066795,11.578674506878819,2.6424442819759584,21446.289224464876,0]
["SF_2200_HZ2CZ4_cg_i2_ao60_hp85_",10522.387096226243,0,953.74003444685275,753.77302855082746,2828.1879085165488,2362.1487752245862,913.43574352836879,10.497828550827423,2.5860043160783364,10522.387096226243,0,null,null,null,null,null,null,null,120,null,null,null,null,null,null,"SF_2200_HZ2CZ4_cg_i2_ao60_hp85_",9504.3951259422192,0,861.15583684387957,753.04875305017663,2905.7893428474554,2440.0866834410363,938.12760356318245,11.600327668300054,2.6010178936992525,9504.3951259422192,0]
["SF_2200_HZ2CZ4_cg_i2_ao60_zonl_",16419.493892099115,0,502.23859787930331,0,2814.1231124598107,2366.9160479314423,900.72407199054373,10.479338018912529,2.6277925965725624,16419.493892099115,0,null,null,null,null,null,null,null,120,null,null,null,null,null,null,"SF_2200_HZ2CZ4_cg_i2_ao60_zonl_",18972.015324296553,0,580.3151615072918,0,2891.9275797169375,2444.9126801576335,925.32971086814814,11.578777848561607,2.6422070440857306,18972.015324296553,0]
["SF_2200_HZ2CZ4_cg_i2_ao80_gfnc_",23746.220008499578,872.71637907942704,726.15139268819576,0,2832.5025334125294,2393.9269310650116,908.50839202364068,3.4104491725768321E-2,2.6350080550524164,726.15139268819576,872.71637907942704,null,null,null,null,null,null,null,120,null,null,null,null,null,null,"SF_2200_HZ2CZ4_cg_i2_ao80_gfnc_",21446.340061807095,788.1915981586726,655.82311154902277,0,2910.7471584770592,2472.8955634700451,932.27759624821124,3.9734568309211717E-2,2.652531363428428,655.82311154902277,788.1915981586726]
["SF_2200_HZ2CZ4_cg_i2_ao80_gfac_",23855.196852329165,875.44389310095448,763.18325939659849,748.49869965602841,2846.6253809208038,2389.8192284728134,921.82074513829787,3.4104491725768321E-2,2.5924988573719681,763.18325939659849,875.44389310095448,null,null,null,null,null,null,null,120,null,null,null,null,null,null,"SF_2200_HZ2CZ4_cg_i2_ao80_gfac_",21544.273081416679,790.6369956891466,689.2526792996814,747.42612411869982,2924.9231422867001,2468.8344468418227,945.96081143667993,3.9734568309211717E-2,2.6098696869823552,689.2526792996814,790.6369956891466]
["SF_2200_HZ2CZ4_cg_i2_ao80_efaf_",18562.124182822579,0,567.62349215088932,0,2832.5025334125294,2393.9269310650116,908.50839202364068,3.4104491725768321E-2,2.6350080550524164,18562.124182822579,0,null,null,null,null,null,null,null,120,null,null,null,null,null,null,"SF_2200_HZ2CZ4_cg_i2_ao80_efaf_",21446.340061807095,0,655.82311154902277,0,2910.7471584770592,2472.8955634700451,932.27759624821124,3.9734568309211717E-2,2.652531363428428,21446.340061807095,0]
["SF_2200_HZ2CZ4_cg_i2_ao80_hp85_",10529.416070635651,0,953.4029942850932,753.19839923049653,2846.6270724385345,2389.8415838747042,921.81656897281323,3.4104391252955078E-2,2.5925348538025537,10529.416070635651,0,null,null,null,null,null,null,null,120,null,null,null,null,null,null,"SF_2200_HZ2CZ4_cg_i2_ao80_hp85_",9510.6270606957423,0,860.7424749510767,752.11792351975237,2924.9237788824175,2468.8559464974142,945.95605942499844,3.9734451250030979E-2,2.6099055256309831,9510.6270606957423,0]
["SF_2200_HZ2CZ4_cg_i2_ao80_zonl_",16420.489241178777,0,502.26933167023356,0,2832.8249822198577,2394.1314113037824,908.67543725295502,3.4104592198581557E-2,2.634748682699684,16420.489241178777,0,null,null,null,null,null,null,null,120,null,null,null,null,null,null,"SF_2200_HZ2CZ4_cg_i2_ao80_zonl_",18971.983401775797,0,580.31448754664825,0,2911.1250761701453,2473.1545916750729,932.46734826582463,3.9734685368392454E-2,2.6522693757315721,18971.983401775797,0]
["SF_2200_HZ3CZ4_wl_ga_ge50_gfnc_",24091.947201357318,884.90597316407639,750.34767475506817,0,3061.1632399503542,2495.2180984539009,2120.9411473711584,1678.0943973699764,1.1764673911610641,750.34767475506817,884.90597316407639,null,null,null,null,null,null,null,120,null,null,null,null,null,null,"SF_2200_HZ3CZ4_wl_ga_ge50_gfnc_",25462.154812293484,935.23419650187202,793.02301710928532,0,3140.135705109582,2573.8842988531937,2171.7625326400653,1715.8794825032614,1.1851591783952071,793.02301710928532,935.23419650187202]
["SF_2200_HZ3CZ4_wl_ga_ao60_gfnc_",24091.947201357318,884.90597316407639,750.34767475506817,0,3051.670082957447,2422.7142360650118,1412.5595449420803,494.15348936288416,1.7151236170821751,750.34767475506817,884.90597316407639,null,null,null,null,null,null,null,120,null,null,null,null,null,null,"SF_2200_HZ3CZ4_wl_ga_ao60_gfnc_",25462.154812293484,935.23419650187202,793.02301710928532,0,3132.8847634900803,2504.5739200018493,1446.6228926192348,502.58072038200174,1.7313246823207002,793.02301710928532,935.23419650187202]
["SF_2200_HZ3CZ4_wl_ga_ao80_gfnc_",24091.947201357318,884.90597316407639,750.34767475506817,0,3087.7951044148936,2469.1639708971634,1444.8504085224586,503.03998366784873,1.7089409092683818,750.34767475506817,884.90597316407639,null,null,null,null,null,null,null,120,null,null,null,null,null,null,"SF_2200_HZ3CZ4_wl_ga_ao80_gfnc_",25462.154812293484,935.23419650187202,793.02301710928532,0,3168.493996470309,2551.6516804495122,1482.4187987094617,516.81784760894095,1.7212758517841817,793.02301710928532,935.23419650187202]
["SF_2200_HZ3CZ4_wl_bm_ge50_gfnc_",24091.947201357318,884.90597316407639,750.34767475506817,0,3015.5835244869977,2474.3613615390072,1626.7547632931442,948.03110408983446,1.5210414116323216,750.34767475506817,884.90597316407639,null,null,null,null,null,null,null,120,null,null,null,null,null,null,"SF_2200_HZ3CZ4_wl_bm_ge50_gfnc_",25462.154812293484,935.23419650187202,793.02301710928532,0,3094.3855500723866,2553.1256942191853,1669.0409708688176,972.56259401298212,1.5296962380079611,793.02301710928532,935.23419650187202]
["SF_2200_HZ3CZ4_wl_bm_ao60_gfnc_",24091.947201357318,884.90597316407639,750.34767475506817,0,3035.5234956501181,2431.7009987304964,1081.4885330839243,16.196764353427895,2.2484759887341261,750.34767475506817,884.90597316407639,null,null,null,null,null,null,null,120,null,null,null,null,null,null,"SF_2200_HZ3CZ4_wl_bm_ao60_gfnc_",25462.154812293484,935.23419650187202,793.02301710928532,0,3116.772038609718,2513.6571930016498,1110.1970240651292,17.419925262894147,2.2641541442775361,793.02301710928532,935.23419650187202]
["SF_2200_HZ3CZ4_wl_bm_ao80_gfnc_",24091.947201357318,884.90597316407639,750.34767475506817,0,3066.7677830319144,2473.2524143877067,1095.5931063877069,0,2.257455254115551,750.34767475506817,884.90597316407639,null,null,null,null,null,null,null,120,null,null,null,null,null,null,"SF_2200_HZ3CZ4_wl_bm_ao80_gfnc_",25462.154812293484,935.23419650187202,793.02301710928532,0,3146.5720403967994,2555.0709467439974,1122.9518095111052,0,2.2753166476987001,793.02301710928532,935.23419650187202]
["SF_2200_HZ3CZ4_wl_i2_ge50_gfnc_",24481.530655875438,899.21716996089935,762.43766159614279,0,2921.1320471867612,2500.0493093274235,1376.9906875992908,717.7918960472814,1.81558911896937,762.43766159614279,899.21716996089935,null,null,null,null,null,null,null,120,null,null,null,null,null,null,"SF_2200_HZ3CZ4_wl_i2_ge50_gfnc_",25886.530990829928,950.82329602384266,806.19786007205732,0,3004.5959991343602,2583.2689326250943,1426.2560873703517,753.41150496681007,1.8112237735566661,806.19786007205732,950.82329602384266]
["SF_2200_HZ3CZ4_wl_i2_ge50_gfac_",24593.685037400526,902.56072809955401,786.39736771709386,746.64707067612301,2927.7805473936173,2496.9254169964538,1389.3813287127659,725.13059271276597,1.7971491090281206,786.39736771709386,902.56072809955401,null,null,null,null,null,null,null,120,null,null,null,null,null,null,"SF_2200_HZ3CZ4_wl_i2_ge50_gfac_",26004.039377069261,954.3190106470671,831.49806457335137,745.74369876987043,3011.3312725701517,2580.1794614244809,1439.2172439316462,761.30610432929768,1.7927658053734543,831.49806457335137,954.3190106470671]
["SF_2200_HZ3CZ4_wl_i2_ge50_efaf_",19101.231975120172,0,594.87696441157516,0,2921.1320471867612,2500.0493093274235,1376.9906875992908,717.7918960472814,1.81558911896937,19101.231975120172,0,null,null,null,null,null,null,null,120,null,null,null,null,null,null,"SF_2200_HZ3CZ4_wl_i2_ge50_efaf_",25886.530990829928,0,806.19786007205732,0,3004.5959991343602,2583.2689326250943,1426.2560873703517,753.41150496681007,1.8112237735566661,25886.530990829928,0]
["SF_2200_HZ3CZ4_wl_i2_ge50_hp85_",12070.255256341121,0,992.60603380213047,751.36249150945628,2927.7972418699765,2496.957843423168,1389.5700710271867,725.40426735106382,1.7969283417117548,12070.255256341121,0,null,null,null,null,null,null,null,120,null,null,null,null,null,null,"SF_2200_HZ3CZ4_wl_i2_ge50_hp85_",12763.766952151469,0,1049.2782713906493,750.45236873336125,3011.3404077298214,2580.2070407438987,1439.3020543776988,761.43410241999572,1.7926793287733374,12763.766952151469,0]
["SF_2200_HZ3CZ4_wl_i2_ge50_zonl_",16843.130152146441,0,524.94834934803691,0,2921.3182278120566,2500.139848007092,1376.9655553640662,717.6092525543736,1.8156880092371384,16843.130152146441,0,null,null,null,null,null,null,null,120,null,null,null,null,null,null,"SF_2200_HZ3CZ4_wl_i2_ge50_zonl_",22826.228381536544,0,711.42346522635421,0,3004.7914291475927,2583.3660965575077,1426.3318933853295,753.36921872219887,1.8111956330346184,22826.228381536544,0]
["SF_2200_HZ3CZ4_wl_i2_ao60_gfnc_",24676.783595247558,906.390118766554,768.48620691524172,0,2936.7543222848699,2474.1305652718675,941.29120695035454,11.998762611111109,2.6284432989528157,768.48620691524172,906.390118766554,null,null,null,null,null,null,null,120,null,null,null,null,null,null,"SF_2200_HZ3CZ4_wl_i2_ao60_gfnc_",26105.128240970986,958.85373503312235,812.97227585345274,0,3017.8431345117842,2555.2132424090769,966.7649767699553,12.960063310963712,2.6430552448706441,812.97227585345274,958.85373503312235]
["SF_2200_HZ3CZ4_wl_i2_ao60_gfac_",24796.856529184432,910.01814735940002,792.86084854375201,744.32601543498822,2944.7689163640662,2470.5517686122935,949.89053400945625,11.998837444444444,2.6008805016554666,792.86084854375201,910.01814735940002,null,null,null,null,null,null,null,120,null,null,null,null,null,null,"SF_2200_HZ3CZ4_wl_i2_ao60_gfac_",26232.723138888952,962.71274469219316,838.77618041961284,743.41822147904531,3025.7868661979874,2551.5669142932989,975.43100267026273,12.960150534844388,2.6158353664260527,838.77618041961284,962.71274469219316]
["SF_2200_HZ3CZ4_wl_i2_ao60_efaf_",19253.574234319392,0,599.59622273231287,0,2936.7543222848699,2474.1305652718675,941.29120695035454,11.998762611111109,2.6284432989528157,19253.574234319392,0,null,null,null,null,null,null,null,120,null,null,null,null,null,null,"SF_2200_HZ3CZ4_wl_i2_ao60_efaf_",26105.128240970986,0,812.97227585345274,0,3017.8431345117842,2555.2132424090769,966.7649767699553,12.960063310963712,2.6430552448706441,26105.128240970986,0]
["SF_2200_HZ3CZ4_wl_i2_ao60_hp85_",12207.742350753657,0,995.49848332063914,749.00269899527188,2944.7097450425531,2470.5180270035462,949.85960360520096,11.998799124113475,2.6009296717395625,12207.742350753657,0,null,null,null,null,null,null,null,120,null,null,null,null,null,null,"SF_2200_HZ3CZ4_wl_i2_ao60_hp85_",12916.656995825204,0,1052.6260337181386,748.08573380861935,3025.7292807260592,2551.5350502875317,975.40037245582789,12.960110270730896,2.6158848431268984,12916.656995825204,0]
["SF_2200_HZ3CZ4_wl_i2_ao60_zonl_",16977.406189535061,0,529.13391369351484,0,2936.6860621453902,2473.9423607375884,941.3066949775415,11.998859973995271,2.628200111544531,16977.406189535061,0,null,null,null,null,null,null,null,120,null,null,null,null,null,null,"SF_2200_HZ3CZ4_wl_i2_ao60_zonl_",23018.978544671081,0,717.43171322733792,0,3017.7394898723851,2554.9890075565327,966.76712718944884,12.960171259789538,2.6428174228309835,23018.978544671081,0]
["SF_2200_HZ3CZ4_wl_i2_ao80_gfnc_",24681.969865435363,906.58056096839755,768.64908959837715,0,2958.529737607565,2504.9957968321514,952.69547613947998,0,2.6293772349826985,768.64908959837715,906.58056096839755,null,null,null,null,null,null,null,120,null,null,null,null,null,null,"SF_2200_HZ3CZ4_wl_i2_ao80_gfnc_",26110.412405871211,959.04789768392516,813.13491713930159,0,3039.195482096442,2586.9949162806688,977.31105406353481,0,2.6470537763021031,813.13491713930159,959.04789768392516]
["SF_2200_HZ3CZ4_wl_i2_ao80_gfac_",24806.591287262949,910.37534141053186,793.17372367916164,746.43446882151306,2967.6727344054375,2502.5661616808511,961.22265064184398,0,2.6035239182199827,793.17372367916164,910.37534141053186,null,null,null,null,null,null,null,120,null,null,null,null,null,null,"SF_2200_HZ3CZ4_wl_i2_ao80_gfac_",26243.159810296827,963.09582510647385,839.1081515680296,745.61098068739955,3048.2747946817717,2584.5590847508993,985.89161540625855,0,2.6215448476918777,839.1081515680296,963.09582510647385]
["SF_2200_HZ3CZ4_wl_i2_ao80_efaf_",19257.620719456918,0,599.72330873682097,0,2958.529737607565,2504.9957968321514,952.69547613947998,0,2.6293772349826985,19257.620719456918,0,null,null,null,null,null,null,null,120,null,null,null,null,null,null,"SF_2200_HZ3CZ4_wl_i2_ao80_efaf_",26110.412405871211,0,813.13491713930159,0,3039.195482096442,2586.9949162806688,977.31105406353481,0,2.6470537763021031,26110.412405871211,0]
["SF_2200_HZ3CZ4_wl_i2_ao80_hp85_",12221.194070503227,0,995.08981645522135,751.1166761465721,2967.6713982730498,2502.5902603534278,961.21678938179673,0,2.6035648648656671,12221.194070503227,0,null,null,null,null,null,null,null,120,null,null,null,null,null,null,"SF_2200_HZ3CZ4_wl_i2_ao80_hp85_",12932.297879410282,0,1052.10026144891,750.28623602659241,3048.2793227250286,2584.5890555815758,985.88848587549683,0,2.6215835691461473,12932.297879410282,0]
["SF_2200_HZ3CZ4_wl_i2_ao80_zonl_",16980.850423807424,0,529.24184897897771,0,2958.693727111111,2505.0311935496456,952.81419558628841,0,2.6290867675499339,16980.850423807424,0,null,null,null,null,null,null,null,120,null,null,null,null,null,null,"SF_2200_HZ3CZ4_wl_i2_ao80_zonl_",23023.449210956027,0,717.57150839941789,0,3039.3469826531559,2587.0182585384146,977.42440414773637,0,2.6467706838097222,23023.449210956027,0]

{"sheet":"baseline","index":14,"n_rows":39,"n_cols":15,"rows_kept":39,"cut":false,"hidden":true,"merged":[]}
["Baseline tank performance characteristics"]
[]
[]
[]
[]
[]
[]
[]
[null,"Water Heater Efficiency Standard Effective 16 April 2015"]
[null,"http://www1.eere.energy.gov/buildings/appliance_standards/product.aspx/productid/27"]
[]
[]
[]
[null,null,null,null,null,null,null,null,null,null,null,null,"Eqn to calculate tank UA from the DOE 24 hour EF Test Procedure:"]
[null,null,null,null,null,null,null,null,null,null,null,null,"From Chapter 7 of DOE TSD"]
[null,null,null,null,null,null,null,null,null,null,null,null,"http://www.regulations.gov/contentStreamer?objectId=0900006481067527&disposition=attachment&contentType=pdf"]
[]
[]
[]
[]
[]
[]
[]
[]
[]
[null,null,null,null,null,null,null,null,null,null,null,null,"Inputs","50 gallon Tank"]
[null,null,null,null,null,null,null,null,null,null,null,null,"EF",{"$f":"C34","v":0.94499999999999995}]
[null,null,null,null,null,null,null,null,null,null,null,null,"RE",1]
[null,null,null,null,null,null,null,null,null,null,null,null,"Pon",{"$f":"4.5*3412","v":15354},"Btu"]
[null,null,null,null,null,null,null,null,null,null,null,null,"Qout",{"$f":"64.3*8.204*1*(135-58)","v":40618.824399999998},"Btu/day"]
[null,null,null,null,null,null,null,null,null,null,null,null,"Ttank",135,"deg F"]
[null,"Tank Size","Min EF","UA (Btu/hr-F)",null,null,null,null,null,null,null,null,"Tambient",67.5,"deg F"]
[null,40,{"$f":"0.96-0.0003*B33","v":0.94799999999999995},"na"]
[null,50,{"$f":"0.96-0.0003*B34","v":0.94499999999999995},{"$f":"N35","v":1.640079155061432},null,null,null,null,null,null,null,null,"Outputs"]
[null,55,0.94350000000000001,"na",null,null,null,null,null,null,null,null,"UA",{"$f":"(1/N27-1/N28)/((N31-N32)*(24/N30-1/N28/N29))","v":1.640079155061432},"Btu/hr/degF"]
[null,56,{"$f":"2.057-0.00113*B36","v":1.9937199999999999},"HPWH"]
[null,60,{"$f":"2.057-0.00113*B37","v":1.9891999999999999},"HPWH"]
[null,66,{"$f":"2.057-0.00113*B38","v":1.9824199999999998},"HPWH"]
[null,80,1.9665999999999999,"HPWH"]

{"sheet":"lbls","index":15,"n_rows":1755,"n_cols":16,"rows_kept":1755,"cut":false,"hidden":true,"merged":[]}
["Simulation Labels"]
[]
[]
[1,2,3,4,5,6,7,8,9,10,11,12,13,14]
["Archetype",{"$f":"COUNTA(B6:B19)","v":1},"Climate",{"$f":"COUNTA(D6:D19)","v":3},"InletW",{"$f":"COUNTA(F6:F19)","v":4},"InstallLoc",{"$f":"COUNTA(H6:H19)","v":7},"DrawProfile",{"$f":"COUNTA(J6:J19)","v":5},"Equip",{"$f":"COUNTA(L6:L19)","v":5},"HVAC",{"$f":"COUNTA(N6:N19)","v":5},null,{"$f":"PRODUCT(B5,D5,F5,H5,J5,L5,N5)","v":10500}]
["2200 crawl space house","SF_2200",{"$f":"D6","v":"HZ1CZ4"},"HZ1CZ4","city surface","cs","garage","ga","1 people",1,"Base Elec Resistance","erwh","gas furnace no cooling","gfnc"]
[null,null,{"$f":"D7","v":"HZ2CZ4"},"HZ2CZ4","city mix","cm","basement","bm","2 people",2,"GE geospring 50","ge50","gas furnace w/ cooling","gfac"]
[null,null,"HZ3CZ4","HZ3CZ4","city ground","cg","interior HCf 25%","i1","3 people",3,"AO Smith Voltex 60","ao60","electric furnace","efaf"]
[null,null,0,null,"well","wl","interior HCf 65%","i2","4 people",4,"AO Smith Voltex 80","ao80","heat pump","hp85"]
[null,null,0,null,null,null,"interior HCf 75%","i3","5+ people",5,"AirGenerate ATI 66","ag66","zonal resistance","zonl"]
[null,null,0,null,null,null,"interior HCf 100%","i4"]
[null,null,0,null,null,null,"interior ducted","id"]
[null,null,0]
[null,null,0]
[null,null,0]
[]
[]
[]
[]
[]
["Test Label",{"$f":"CONCATENATE(B6,\"_\",D6,\"_\",F6,\"_\",H6,\"_\",J6,\"_\",L6,\"_\",N6)","v":"SF_2200_HZ1CZ4_cs_ga_1_erwh_gfnc"},null,null,null,{"$f":"LEN(B21)","v":32}]
[]
[]
[]
[1725]
[]
[]
[]
[]
["SEEMinput",null,null,null,"Output Processing for Occupant Weights"]
["SF_2200_HZ1CZ4_cs_ga_1_erwh_gfnc_",null,null,null,"SF_2200_HZ1CZ4_cs_ga_erwh_gfnc_",null,null,null,null,null,{"$f":"LEFT(A31,21)","v":"SF_2200_HZ1CZ4_cs_ga_"},null,{"$f":"RIGHT(A31,11)","v":"_erwh_gfnc_"}]
["SF_2200_HZ1CZ4_cs_ga_1_ge50_gfnc_",null,null,null,"SF_2200_HZ1CZ4_cs_ga_ge50_gfnc_"]
["SF_2200_HZ1CZ4_cs_ga_1_ao60_gfnc_",null,null,null,"SF_2200_HZ1CZ4_cs_ga_ao60_gfnc_",null,null,null,null,null,{"$f":"VLOOKUP(MID(A33,9,3)&MID(A33,29,4),tblphase1,2,0)","v":1.2896601092733084}]
["SF_2200_HZ1CZ4_cs_ga_1_ao80_gfnc_",null,null,null,"SF_2200_HZ1CZ4_cs_ga_ao80_gfnc_"]
["SF_2200_HZ1CZ4_cs_ga_1_ag66_gfnc_",null,null,null,"SF_2200_HZ1CZ4_cs_ga_ag66_gfnc_"]
["SF_2200_HZ1CZ4_cs_ga_2_erwh_gfnc_",null,null,null,"SF_2200_HZ1CZ4_cs_bm_erwh_gfnc_"]
["SF_2200_HZ1CZ4_cs_ga_2_ge50_gfnc_",null,null,null,"SF_2200_HZ1CZ4_cs_bm_ge50_gfnc_"]
["SF_2200_HZ1CZ4_cs_ga_2_ao60_gfnc_",null,null,null,"SF_2200_HZ1CZ4_cs_bm_ao60_gfnc_"]
["SF_2200_HZ1CZ4_cs_ga_2_ao80_gfnc_",null,null,null,"SF_2200_HZ1CZ4_cs_bm_ao80_gfnc_"]
["SF_2200_HZ1CZ4_cs_ga_2_ag66_gfnc_",null,null,null,"SF_2200_HZ1CZ4_cs_bm_ag66_gfnc_"]
["SF_2200_HZ1CZ4_cs_ga_3_erwh_gfnc_",null,null,null,"SF_2200_HZ1CZ4_cs_i1_erwh_gfnc_"]
["SF_2200_HZ1CZ4_cs_ga_3_ge50_gfnc_",null,null,null,"SF_2200_HZ1CZ4_cs_i1_erwh_gfac_"]
["SF_2200_HZ1CZ4_cs_ga_3_ao60_gfnc_",null,null,null,"SF_2200_HZ1CZ4_cs_i1_erwh_efaf_"]
["SF_2200_HZ1CZ4_cs_ga_3_ao80_gfnc_",null,null,null,"SF_2200_HZ1CZ4_cs_i1_erwh_hp85_"]
["SF_2200_HZ1CZ4_cs_ga_3_ag66_gfnc_",null,null,null,"SF_2200_HZ1CZ4_cs_i1_erwh_zonl_"]
["SF_2200_HZ1CZ4_cs_ga_4_erwh_gfnc_",null,null,null,"SF_2200_HZ1CZ4_cs_i1_ge50_gfnc_"]
["SF_2200_HZ1CZ4_cs_ga_4_ge50_gfnc_",null,null,null,"SF_2200_HZ1CZ4_cs_i1_ge50_gfac_"]
["SF_2200_HZ1CZ4_cs_ga_4_ao60_gfnc_",null,null,null,"SF_2200_HZ1CZ4_cs_i1_ge50_efaf_"]
["SF_2200_HZ1CZ4_cs_ga_4_ao80_gfnc_",null,null,null,"SF_2200_HZ1CZ4_cs_i1_ge50_hp85_"]
["SF_2200_HZ1CZ4_cs_ga_4_ag66_gfnc_",null,null,null,"SF_2200_HZ1CZ4_cs_i1_ge50_zonl_"]
["SF_2200_HZ1CZ4_cs_ga_5_erwh_gfnc_",null,null,null,"SF_2200_HZ1CZ4_cs_i1_ao60_gfnc_"]
["SF_2200_HZ1CZ4_cs_ga_5_ge50_gfnc_",null,null,null,"SF_2200_HZ1CZ4_cs_i1_ao60_gfac_"]
["SF_2200_HZ1CZ4_cs_ga_5_ao60_gfnc_",null,null,null,"SF_2200_HZ1CZ4_cs_i1_ao60_efaf_"]
["SF_2200_HZ1CZ4_cs_ga_5_ao80_gfnc_",null,null,null,"SF_2200_HZ1CZ4_cs_i1_ao60_hp85_"]
["SF_2200_HZ1CZ4_cs_ga_5_ag66_gfnc_",null,null,null,"SF_2200_HZ1CZ4_cs_i1_ao60_zonl_"]
["SF_2200_HZ1CZ4_cs_bm_1_erwh_gfnc_",null,null,null,"SF_2200_HZ1CZ4_cs_i1_ao80_gfnc_"]
["SF_2200_HZ1CZ4_cs_bm_1_ge50_gfnc_",null,null,null,"SF_2200_HZ1CZ4_cs_i1_ao80_gfac_"]
["SF_2200_HZ1CZ4_cs_bm_1_ao60_gfnc_",null,null,null,"SF_2200_HZ1CZ4_cs_i1_ao80_efaf_"]
["SF_2200_HZ1CZ4_cs_bm_1_ao80_gfnc_",null,null,null,"SF_2200_HZ1CZ4_cs_i1_ao80_hp85_"]
["SF_2200_HZ1CZ4_cs_bm_1_ag66_gfnc_",null,null,null,"SF_2200_HZ1CZ4_cs_i1_ao80_zonl_"]
["SF_2200_HZ1CZ4_cs_bm_2_erwh_gfnc_",null,null,null,"SF_2200_HZ1CZ4_cs_i1_ag66_gfnc_"]
["SF_2200_HZ1CZ4_cs_bm_2_ge50_gfnc_",null,null,null,"SF_2200_HZ1CZ4_cs_i1_ag66_gfac_"]
["SF_2200_HZ1CZ4_cs_bm_2_ao60_gfnc_",null,null,null,"SF_2200_HZ1CZ4_cs_i1_ag66_efaf_"]
["SF_2200_HZ1CZ4_cs_bm_2_ao80_gfnc_",null,null,null,"SF_2200_HZ1CZ4_cs_i1_ag66_hp85_"]
["SF_2200_HZ1CZ4_cs_bm_2_ag66_gfnc_",null,null,null,"SF_2200_HZ1CZ4_cs_i1_ag66_zonl_"]
["SF_2200_HZ1CZ4_cs_bm_3_erwh_gfnc_",null,null,null,"SF_2200_HZ1CZ4_cs_i2_erwh_gfnc_"]
["SF_2200_HZ1CZ4_cs_bm_3_ge50_gfnc_",null,null,null,"SF_2200_HZ1CZ4_cs_i2_erwh_gfac_"]
["SF_2200_HZ1CZ4_cs_bm_3_ao60_gfnc_",null,null,null,"SF_2200_HZ1CZ4_cs_i2_erwh_efaf_"]
["SF_2200_HZ1CZ4_cs_bm_3_ao80_gfnc_",null,null,null,"SF_2200_HZ1CZ4_cs_i2_erwh_hp85_"]
["SF_2200_HZ1CZ4_cs_bm_3_ag66_gfnc_",null,null,null,"SF_2200_HZ1CZ4_cs_i2_erwh_zonl_"]
["SF_2200_HZ1CZ4_cs_bm_4_erwh_gfnc_",null,null,null,"SF_2200_HZ1CZ4_cs_i2_ge50_gfnc_"]
["SF_2200_HZ1CZ4_cs_bm_4_ge50_gfnc_",null,null,null,"SF_2200_HZ1CZ4_cs_i2_ge50_gfac_"]
["SF_2200_HZ1CZ4_cs_bm_4_ao60_gfnc_",null,null,null,"SF_2200_HZ1CZ4_cs_i2_ge50_efaf_"]
["SF_2200_HZ1CZ4_cs_bm_4_ao80_gfnc_",null,null,null,"SF_2200_HZ1CZ4_cs_i2_ge50_hp85_"]
["SF_2200_HZ1CZ4_cs_bm_4_ag66_gfnc_",null,null,null,"SF_2200_HZ1CZ4_cs_i2_ge50_zonl_"]
["SF_2200_HZ1CZ4_cs_bm_5_erwh_gfnc_",null,null,null,"SF_2200_HZ1CZ4_cs_i2_ao60_gfnc_"]
["SF_2200_HZ1CZ4_cs_bm_5_ge50_gfnc_",null,null,null,"SF_2200_HZ1CZ4_cs_i2_ao60_gfac_"]
["SF_2200_HZ1CZ4_cs_bm_5_ao60_gfnc_",null,null,null,"SF_2200_HZ1CZ4_cs_i2_ao60_efaf_"]
["SF_2200_HZ1CZ4_cs_bm_5_ao80_gfnc_",null,null,null,"SF_2200_HZ1CZ4_cs_i2_ao60_hp85_"]
["SF_2200_HZ1CZ4_cs_bm_5_ag66_gfnc_",null,null,null,"SF_2200_HZ1CZ4_cs_i2_ao60_zonl_"]
["SF_2200_HZ1CZ4_cs_i1_1_erwh_gfnc_",null,null,null,"SF_2200_HZ1CZ4_cs_i2_ao80_gfnc_"]
["SF_2200_HZ1CZ4_cs_i1_1_erwh_gfac_",null,null,null,"SF_2200_HZ1CZ4_cs_i2_ao80_gfac_"]
["SF_2200_HZ1CZ4_cs_i1_1_erwh_efaf_",null,null,null,"SF_2200_HZ1CZ4_cs_i2_ao80_efaf_"]
["SF_2200_HZ1CZ4_cs_i1_1_erwh_hp85_",null,null,null,"SF_2200_HZ1CZ4_cs_i2_ao80_hp85_"]
["SF_2200_HZ1CZ4_cs_i1_1_erwh_zonl_",null,null,null,"SF_2200_HZ1CZ4_cs_i2_ao80_zonl_"]
["SF_2200_HZ1CZ4_cs_i1_1_ge50_gfnc_",null,null,null,"SF_2200_HZ1CZ4_cs_i2_ag66_gfnc_"]
["SF_2200_HZ1CZ4_cs_i1_1_ge50_gfac_",null,null,null,"SF_2200_HZ1CZ4_cs_i2_ag66_gfac_"]
["SF_2200_HZ1CZ4_cs_i1_1_ge50_efaf_",null,null,null,"SF_2200_HZ1CZ4_cs_i2_ag66_efaf_"]
["SF_2200_HZ1CZ4_cs_i1_1_ge50_hp85_",null,null,null,"SF_2200_HZ1CZ4_cs_i2_ag66_hp85_"]
["SF_2200_HZ1CZ4_cs_i1_1_ge50_zonl_",null,null,null,"SF_2200_HZ1CZ4_cs_i2_ag66_zonl_"]
["SF_2200_HZ1CZ4_cs_i1_1_ao60_gfnc_",null,null,null,"SF_2200_HZ1CZ4_cs_i3_erwh_gfnc_"]
["SF_2200_HZ1CZ4_cs_i1_1_ao60_gfac_",null,null,null,"SF_2200_HZ1CZ4_cs_i3_erwh_gfac_"]
["SF_2200_HZ1CZ4_cs_i1_1_ao60_efaf_",null,null,null,"SF_2200_HZ1CZ4_cs_i3_erwh_efaf_"]
["SF_2200_HZ1CZ4_cs_i1_1_ao60_hp85_",null,null,null,"SF_2200_HZ1CZ4_cs_i3_erwh_hp85_"]
["SF_2200_HZ1CZ4_cs_i1_1_ao60_zonl_",null,null,null,"SF_2200_HZ1CZ4_cs_i3_erwh_zonl_"]
["SF_2200_HZ1CZ4_cs_i1_1_ao80_gfnc_",null,null,null,"SF_2200_HZ1CZ4_cs_i3_ge50_gfnc_"]
["SF_2200_HZ1CZ4_cs_i1_1_ao80_gfac_",null,null,null,"SF_2200_HZ1CZ4_cs_i3_ge50_gfac_"]
["SF_2200_HZ1CZ4_cs_i1_1_ao80_efaf_",null,null,null,"SF_2200_HZ1CZ4_cs_i3_ge50_efaf_"]
["SF_2200_HZ1CZ4_cs_i1_1_ao80_hp85_",null,null,null,"SF_2200_HZ1CZ4_cs_i3_ge50_hp85_"]
["SF_2200_HZ1CZ4_cs_i1_1_ao80_zonl_",null,null,null,"SF_2200_HZ1CZ4_cs_i3_ge50_zonl_"]
["SF_2200_HZ1CZ4_cs_i1_1_ag66_gfnc_",null,null,null,"SF_2200_HZ1CZ4_cs_i3_ao60_gfnc_"]
["SF_2200_HZ1CZ4_cs_i1_1_ag66_gfac_",null,null,null,"SF_2200_HZ1CZ4_cs_i3_ao60_gfac_"]
["SF_2200_HZ1CZ4_cs_i1_1_ag66_efaf_",null,null,null,"SF_2200_HZ1CZ4_cs_i3_ao60_efaf_"]
["SF_2200_HZ1CZ4_cs_i1_1_ag66_hp85_",null,null,null,"SF_2200_HZ1CZ4_cs_i3_ao60_hp85_"]
["SF_2200_HZ1CZ4_cs_i1_1_ag66_zonl_",null,null,null,"SF_2200_HZ1CZ4_cs_i3_ao60_zonl_"]
["SF_2200_HZ1CZ4_cs_i1_2_erwh_gfnc_",null,null,null,"SF_2200_HZ1CZ4_cs_i3_ao80_gfnc_"]
["SF_2200_HZ1CZ4_cs_i1_2_erwh_gfac_",null,null,null,"SF_2200_HZ1CZ4_cs_i3_ao80_gfac_"]
["SF_2200_HZ1CZ4_cs_i1_2_erwh_efaf_",null,null,null,"SF_2200_HZ1CZ4_cs_i3_ao80_efaf_"]
["SF_2200_HZ1CZ4_cs_i1_2_erwh_hp85_",null,null,null,"SF_2200_HZ1CZ4_cs_i3_ao80_hp85_"]
["SF_2200_HZ1CZ4_cs_i1_2_erwh_zonl_",null,null,null,"SF_2200_HZ1CZ4_cs_i3_ao80_zonl_"]
["SF_2200_HZ1CZ4_cs_i1_2_ge50_gfnc_",null,null,null,"SF_2200_HZ1CZ4_cs_i3_ag66_gfnc_"]
["SF_2200_HZ1CZ4_cs_i1_2_ge50_gfac_",null,null,null,"SF_2200_HZ1CZ4_cs_i3_ag66_gfac_"]
["SF_2200_HZ1CZ4_cs_i1_2_ge50_efaf_",null,null,null,"SF_2200_HZ1CZ4_cs_i3_ag66_efaf_"]
["SF_2200_HZ1CZ4_cs_i1_2_ge50_hp85_",null,null,null,"SF_2200_HZ1CZ4_cs_i3_ag66_hp85_"]
["SF_2200_HZ1CZ4_cs_i1_2_ge50_zonl_",null,null,null,"SF_2200_HZ1CZ4_cs_i3_ag66_zonl_"]
["SF_2200_HZ1CZ4_cs_i1_2_ao60_gfnc_",null,null,null,"SF_2200_HZ1CZ4_cs_i4_erwh_gfnc_"]
["SF_2200_HZ1CZ4_cs_i1_2_ao60_gfac_",null,null,null,"SF_2200_HZ1CZ4_cs_i4_erwh_gfac_"]
["SF_2200_HZ1CZ4_cs_i1_2_ao60_efaf_",null,null,null,"SF_2200_HZ1CZ4_cs_i4_erwh_efaf_"]
["SF_2200_HZ1CZ4_cs_i1_2_ao60_hp85_",null,null,null,"SF_2200_HZ1CZ4_cs_i4_erwh_hp85_"]
["SF_2200_HZ1CZ4_cs_i1_2_ao60_zonl_",null,null,null,"SF_2200_HZ1CZ4_cs_i4_erwh_zonl_"]
["SF_2200_HZ1CZ4_cs_i1_2_ao80_gfnc_",null,null,null,"SF_2200_HZ1CZ4_cs_i4_ge50_gfnc_"]
["SF_2200_HZ1CZ4_cs_i1_2_ao80_gfac_",null,null,null,"SF_2200_HZ1CZ4_cs_i4_ge50_gfac_"]
["SF_2200_HZ1CZ4_cs_i1_2_ao80_efaf_",null,null,null,"SF_2200_HZ1CZ4_cs_i4_ge50_efaf_"]
["SF_2200_HZ1CZ4_cs_i1_2_ao80_hp85_",null,null,null,"SF_2200_HZ1CZ4_cs_i4_ge50_hp85_"]
["SF_2200_HZ1CZ4_cs_i1_2_ao80_zonl_",null,null,null,"SF_2200_HZ1CZ4_cs_i4_ge50_zonl_"]
["SF_2200_HZ1CZ4_cs_i1_2_ag66_gfnc_",null,null,null,"SF_2200_HZ1CZ4_cs_i4_ao60_gfnc_"]
["SF_2200_HZ1CZ4_cs_i1_2_ag66_gfac_",null,null,null,"SF_2200_HZ1CZ4_cs_i4_ao60_gfac_"]
["SF_2200_HZ1CZ4_cs_i1_2_ag66_efaf_",null,null,null,"SF_2200_HZ1CZ4_cs_i4_ao60_efaf_"]
["SF_2200_HZ1CZ4_cs_i1_2_ag66_hp85_",null,null,null,"SF_2200_HZ1CZ4_cs_i4_ao60_hp85_"]
["SF_2200_HZ1CZ4_cs_i1_2_ag66_zonl_",null,null,null,"SF_2200_HZ1CZ4_cs_i4_ao60_zonl_"]
["SF_2200_HZ1CZ4_cs_i1_3_erwh_gfnc_",null,null,null,"SF_2200_HZ1CZ4_cs_i4_ao80_gfnc_"]
["SF_2200_HZ1CZ4_cs_i1_3_erwh_gfac_",null,null,null,"SF_2200_HZ1CZ4_cs_i4_ao80_gfac_"]
["SF_2200_HZ1CZ4_cs_i1_3_erwh_efaf_",null,null,null,"SF_2200_HZ1CZ4_cs_i4_ao80_efaf_"]
["SF_2200_HZ1CZ4_cs_i1_3_erwh_hp85_",null,null,null,"SF_2200_HZ1CZ4_cs_i4_ao80_hp85_"]
["SF_2200_HZ1CZ4_cs_i1_3_erwh_zonl_",null,null,null,"SF_2200_HZ1CZ4_cs_i4_ao80_zonl_"]
["SF_2200_HZ1CZ4_cs_i1_3_ge50_gfnc_",null,null,null,"SF_2200_HZ1CZ4_cs_i4_ag66_gfnc_"]
["SF_2200_HZ1CZ4_cs_i1_3_ge50_gfac_",null,null,null,"SF_2200_HZ1CZ4_cs_i4_ag66_gfac_"]
["SF_2200_HZ1CZ4_cs_i1_3_ge50_efaf_",null,null,null,"SF_2200_HZ1CZ4_cs_i4_ag66_efaf_"]
["SF_2200_HZ1CZ4_cs_i1_3_ge50_hp85_",null,null,null,"SF_2200_HZ1CZ4_cs_i4_ag66_hp85_"]
["SF_2200_HZ1CZ4_cs_i1_3_ge50_zonl_",null,null,null,"SF_2200_HZ1CZ4_cs_i4_ag66_zonl_"]
["SF_2200_HZ1CZ4_cs_i1_3_ao60_gfnc_",null,null,null,"SF_2200_HZ1CZ4_cs_id_ag66_gfnc_"]
["SF_2200_HZ1CZ4_cs_i1_3_ao60_gfac_",null,null,null,"SF_2200_HZ1CZ4_cs_id_ag66_gfac_"]
["SF_2200_HZ1CZ4_cs_i1_3_ao60_efaf_",null,null,null,"SF_2200_HZ1CZ4_cs_id_ag66_efaf_"]
["SF_2200_HZ1CZ4_cs_i1_3_ao60_hp85_",null,null,null,"SF_2200_HZ1CZ4_cs_id_ag66_hp85_"]
["SF_2200_HZ1CZ4_cs_i1_3_ao60_zonl_",null,null,null,"SF_2200_HZ1CZ4_cs_id_ag66_zonl_"]
["SF_2200_HZ1CZ4_cs_i1_3_ao80_gfnc_",null,null,null,"SF_2200_HZ2CZ4_cg_ga_erwh_gfnc_"]
["SF_2200_HZ1CZ4_cs_i1_3_ao80_gfac_",null,null,null,"SF_2200_HZ2CZ4_cg_ga_ge50_gfnc_"]
["SF_2200_HZ1CZ4_cs_i1_3_ao80_efaf_",null,null,null,"SF_2200_HZ2CZ4_cg_ga_ao60_gfnc_"]
["SF_2200_HZ1CZ4_cs_i1_3_ao80_hp85_",null,null,null,"SF_2200_HZ2CZ4_cg_ga_ao80_gfnc_"]
["SF_2200_HZ1CZ4_cs_i1_3_ao80_zonl_",null,null,null,"SF_2200_HZ2CZ4_cg_ga_ag66_gfnc_"]
["SF_2200_HZ1CZ4_cs_i1_3_ag66_gfnc_",null,null,null,"SF_2200_HZ2CZ4_cg_bm_erwh_gfnc_"]
["SF_2200_HZ1CZ4_cs_i1_3_ag66_gfac_",null,null,null,"SF_2200_HZ2CZ4_cg_bm_ge50_gfnc_"]
["SF_2200_HZ1CZ4_cs_i1_3_ag66_efaf_",null,null,null,"SF_2200_HZ2CZ4_cg_bm_ao60_gfnc_"]
["SF_2200_HZ1CZ4_cs_i1_3_ag66_hp85_",null,null,null,"SF_2200_HZ2CZ4_cg_bm_ao80_gfnc_"]
["SF_2200_HZ1CZ4_cs_i1_3_ag66_zonl_",null,null,null,"SF_2200_HZ2CZ4_cg_bm_ag66_gfnc_"]
["SF_2200_HZ1CZ4_cs_i1_4_erwh_gfnc_",null,null,null,"SF_2200_HZ2CZ4_cg_i1_erwh_gfnc_"]
["SF_2200_HZ1CZ4_cs_i1_4_erwh_gfac_",null,null,null,"SF_2200_HZ2CZ4_cg_i1_erwh_gfac_"]
["SF_2200_HZ1CZ4_cs_i1_4_erwh_efaf_",null,null,null,"SF_2200_HZ2CZ4_cg_i1_erwh_efaf_"]
["SF_2200_HZ1CZ4_cs_i1_4_erwh_hp85_",null,null,null,"SF_2200_HZ2CZ4_cg_i1_erwh_hp85_"]
["SF_2200_HZ1CZ4_cs_i1_4_erwh_zonl_",null,null,null,"SF_2200_HZ2CZ4_cg_i1_erwh_zonl_"]
["SF_2200_HZ1CZ4_cs_i1_4_ge50_gfnc_",null,null,null,"SF_2200_HZ2CZ4_cg_i1_ge50_gfnc_"]
["SF_2200_HZ1CZ4_cs_i1_4_ge50_gfac_",null,null,null,"SF_2200_HZ2CZ4_cg_i1_ge50_gfac_"]
["SF_2200_HZ1CZ4_cs_i1_4_ge50_efaf_",null,null,null,"SF_2200_HZ2CZ4_cg_i1_ge50_efaf_"]
["SF_2200_HZ1CZ4_cs_i1_4_ge50_hp85_",null,null,null,"SF_2200_HZ2CZ4_cg_i1_ge50_hp85_"]
["SF_2200_HZ1CZ4_cs_i1_4_ge50_zonl_",null,null,null,"SF_2200_HZ2CZ4_cg_i1_ge50_zonl_"]
["SF_2200_HZ1CZ4_cs_i1_4_ao60_gfnc_",null,null,null,"SF_2200_HZ2CZ4_cg_i1_ao60_gfnc_"]
["SF_2200_HZ1CZ4_cs_i1_4_ao60_gfac_",null,null,null,"SF_2200_HZ2CZ4_cg_i1_ao60_gfac_"]
["SF_2200_HZ1CZ4_cs_i1_4_ao60_efaf_",null,null,null,"SF_2200_HZ2CZ4_cg_i1_ao60_efaf_"]
["SF_2200_HZ1CZ4_cs_i1_4_ao60_hp85_",null,null,null,"SF_2200_HZ2CZ4_cg_i1_ao60_hp85_"]
["SF_2200_HZ1CZ4_cs_i1_4_ao60_zonl_",null,null,null,"SF_2200_HZ2CZ4_cg_i1_ao60_zonl_"]
["SF_2200_HZ1CZ4_cs_i1_4_ao80_gfnc_",null,null,null,"SF_2200_HZ2CZ4_cg_i1_ao80_gfnc_"]
["SF_2200_HZ1CZ4_cs_i1_4_ao80_gfac_",null,null,null,"SF_2200_HZ2CZ4_cg_i1_ao80_gfac_"]
["SF_2200_HZ1CZ4_cs_i1_4_ao80_efaf_",null,null,null,"SF_2200_HZ2CZ4_cg_i1_ao80_efaf_"]
["SF_2200_HZ1CZ4_cs_i1_4_ao80_hp85_",null,null,null,"SF_2200_HZ2CZ4_cg_i1_ao80_hp85_"]
["SF_2200_HZ1CZ4_cs_i1_4_ao80_zonl_",null,null,null,"SF_2200_HZ2CZ4_cg_i1_ao80_zonl_"]
["SF_2200_HZ1CZ4_cs_i1_4_ag66_gfnc_",null,null,null,"SF_2200_HZ2CZ4_cg_i1_ag66_gfnc_"]
["SF_2200_HZ1CZ4_cs_i1_4_ag66_gfac_",null,null,null,"SF_2200_HZ2CZ4_cg_i1_ag66_gfac_"]
["SF_2200_HZ1CZ4_cs_i1_4_ag66_efaf_",null,null,null,"SF_2200_HZ2CZ4_cg_i1_ag66_efaf_"]
["SF_2200_HZ1CZ4_cs_i1_4_ag66_hp85_",null,null,null,"SF_2200_HZ2CZ4_cg_i1_ag66_hp85_"]
["SF_2200_HZ1CZ4_cs_i1_4_ag66_zonl_",null,null,null,"SF_2200_HZ2CZ4_cg_i1_ag66_zonl_"]
["SF_2200_HZ1CZ4_cs_i1_5_erwh_gfnc_",null,null,null,"SF_2200_HZ2CZ4_cg_i2_erwh_gfnc_"]
["SF_2200_HZ1CZ4_cs_i1_5_erwh_gfac_",null,null,null,"SF_2200_HZ2CZ4_cg_i2_erwh_gfac_"]
["SF_2200_HZ1CZ4_cs_i1_5_erwh_efaf_",null,null,null,"SF_2200_HZ2CZ4_cg_i2_erwh_efaf_"]
["SF_2200_HZ1CZ4_cs_i1_5_erwh_hp85_",null,null,null,"SF_2200_HZ2CZ4_cg_i2_erwh_hp85_"]
["SF_2200_HZ1CZ4_cs_i1_5_erwh_zonl_",null,null,null,"SF_2200_HZ2CZ4_cg_i2_erwh_zonl_"]
["SF_2200_HZ1CZ4_cs_i1_5_ge50_gfnc_",null,null,null,"SF_2200_HZ2CZ4_cg_i2_ge50_gfnc_"]
["SF_2200_HZ1CZ4_cs_i1_5_ge50_gfac_",null,null,null,"SF_2200_HZ2CZ4_cg_i2_ge50_gfac_"]
["SF_2200_HZ1CZ4_cs_i1_5_ge50_efaf_",null,null,null,"SF_2200_HZ2CZ4_cg_i2_ge50_efaf_"]
["SF_2200_HZ1CZ4_cs_i1_5_ge50_hp85_",null,null,null,"SF_2200_HZ2CZ4_cg_i2_ge50_hp85_"]
["SF_2200_HZ1CZ4_cs_i1_5_ge50_zonl_",null,null,null,"SF_2200_HZ2CZ4_cg_i2_ge50_zonl_"]
["SF_2200_HZ1CZ4_cs_i1_5_ao60_gfnc_",null,null,null,"SF_2200_HZ2CZ4_cg_i2_ao60_gfnc_"]
["SF_2200_HZ1CZ4_cs_i1_5_ao60_gfac_",null,null,null,"SF_2200_HZ2CZ4_cg_i2_ao60_gfac_"]
["SF_2200_HZ1CZ4_cs_i1_5_ao60_efaf_",null,null,null,"SF_2200_HZ2CZ4_cg_i2_ao60_efaf_"]
["SF_2200_HZ1CZ4_cs_i1_5_ao60_hp85_",null,null,null,"SF_2200_HZ2CZ4_cg_i2_ao60_hp85_"]
["SF_2200_HZ1CZ4_cs_i1_5_ao60_zonl_",null,null,null,"SF_2200_HZ2CZ4_cg_i2_ao60_zonl_"]
["SF_2200_HZ1CZ4_cs_i1_5_ao80_gfnc_",null,null,null,"SF_2200_HZ2CZ4_cg_i2_ao80_gfnc_"]
["SF_2200_HZ1CZ4_cs_i1_5_ao80_gfac_",null,null,null,"SF_2200_HZ2CZ4_cg_i2_ao80_gfac_"]
["SF_2200_HZ1CZ4_cs_i1_5_ao80_efaf_",null,null,null,"SF_2200_HZ2CZ4_cg_i2_ao80_efaf_"]
["SF_2200_HZ1CZ4_cs_i1_5_ao80_hp85_",null,null,null,"SF_2200_HZ2CZ4_cg_i2_ao80_hp85_"]
["SF_2200_HZ1CZ4_cs_i1_5_ao80_zonl_",null,null,null,"SF_2200_HZ2CZ4_cg_i2_ao80_zonl_"]
["SF_2200_HZ1CZ4_cs_i1_5_ag66_gfnc_",null,null,null,"SF_2200_HZ2CZ4_cg_i2_ag66_gfnc_"]
["SF_2200_HZ1CZ4_cs_i1_5_ag66_gfac_",null,null,null,"SF_2200_HZ2CZ4_cg_i2_ag66_gfac_"]
["SF_2200_HZ1CZ4_cs_i1_5_ag66_efaf_",null,null,null,"SF_2200_HZ2CZ4_cg_i2_ag66_efaf_"]
["SF_2200_HZ1CZ4_cs_i1_5_ag66_hp85_",null,null,null,"SF_2200_HZ2CZ4_cg_i2_ag66_hp85_"]
["SF_2200_HZ1CZ4_cs_i1_5_ag66_zonl_",null,null,null,"SF_2200_HZ2CZ4_cg_i2_ag66_zonl_"]
["SF_2200_HZ1CZ4_cs_i2_1_erwh_gfnc_",null,null,null,"SF_2200_HZ2CZ4_cg_i3_erwh_gfnc_"]
["SF_2200_HZ1CZ4_cs_i2_1_erwh_gfac_",null,null,null,"SF_2200_HZ2CZ4_cg_i3_erwh_gfac_"]
["SF_2200_HZ1CZ4_cs_i2_1_erwh_efaf_",null,null,null,"SF_2200_HZ2CZ4_cg_i3_erwh_efaf_"]
["SF_2200_HZ1CZ4_cs_i2_1_erwh_hp85_",null,null,null,"SF_2200_HZ2CZ4_cg_i3_erwh_hp85_"]
["SF_2200_HZ1CZ4_cs_i2_1_erwh_zonl_",null,null,null,"SF_2200_HZ2CZ4_cg_i3_erwh_zonl_"]
["SF_2200_HZ1CZ4_cs_i2_1_ge50_gfnc_",null,null,null,"SF_2200_HZ2CZ4_cg_i3_ge50_gfnc_"]
["SF_2200_HZ1CZ4_cs_i2_1_ge50_gfac_",null,null,null,"SF_2200_HZ2CZ4_cg_i3_ge50_gfac_"]
["SF_2200_HZ1CZ4_cs_i2_1_ge50_efaf_",null,null,null,"SF_2200_HZ2CZ4_cg_i3_ge50_efaf_"]
["SF_2200_HZ1CZ4_cs_i2_1_ge50_hp85_",null,null,null,"SF_2200_HZ2CZ4_cg_i3_ge50_hp85_"]
["SF_2200_HZ1CZ4_cs_i2_1_ge50_zonl_",null,null,null,"SF_2200_HZ2CZ4_cg_i3_ge50_zonl_"]
["SF_2200_HZ1CZ4_cs_i2_1_ao60_gfnc_",null,null,null,"SF_2200_HZ2CZ4_cg_i3_ao60_gfnc_"]
["SF_2200_HZ1CZ4_cs_i2_1_ao60_gfac_",null,null,null,"SF_2200_HZ2CZ4_cg_i3_ao60_gfac_"]
["SF_2200_HZ1CZ4_cs_i2_1_ao60_efaf_",null,null,null,"SF_2200_HZ2CZ4_cg_i3_ao60_efaf_"]
["SF_2200_HZ1CZ4_cs_i2_1_ao60_hp85_",null,null,null,"SF_2200_HZ2CZ4_cg_i3_ao60_hp85_"]
["SF_2200_HZ1CZ4_cs_i2_1_ao60_zonl_",null,null,null,"SF_2200_HZ2CZ4_cg_i3_ao60_zonl_"]
["SF_2200_HZ1CZ4_cs_i2_1_ao80_gfnc_",null,null,null,"SF_2200_HZ2CZ4_cg_i3_ao80_gfnc_"]
["SF_2200_HZ1CZ4_cs_i2_1_ao80_gfac_",null,null,null,"SF_2200_HZ2CZ4_cg_i3_ao80_gfac_"]
["SF_2200_HZ1CZ4_cs_i2_1_ao80_efaf_",null,null,null,"SF_2200_HZ2CZ4_cg_i3_ao80_efaf_"]
["SF_2200_HZ1CZ4_cs_i2_1_ao80_hp85_",null,null,null,"SF_2200_HZ2CZ4_cg_i3_ao80_hp85_"]
["SF_2200_HZ1CZ4_cs_i2_1_ao80_zonl_",null,null,null,"SF_2200_HZ2CZ4_cg_i3_ao80_zonl_"]
["SF_2200_HZ1CZ4_cs_i2_1_ag66_gfnc_",null,null,null,"SF_2200_HZ2CZ4_cg_i3_ag66_gfnc_"]
["SF_2200_HZ1CZ4_cs_i2_1_ag66_gfac_",null,null,null,"SF_2200_HZ2CZ4_cg_i3_ag66_gfac_"]
["SF_2200_HZ1CZ4_cs_i2_1_ag66_efaf_",null,null,null,"SF_2200_HZ2CZ4_cg_i3_ag66_efaf_"]
["SF_2200_HZ1CZ4_cs_i2_1_ag66_hp85_",null,null,null,"SF_2200_HZ2CZ4_cg_i3_ag66_hp85_"]
["SF_2200_HZ1CZ4_cs_i2_1_ag66_zonl_",null,null,null,"SF_2200_HZ2CZ4_cg_i3_ag66_zonl_"]
["SF_2200_HZ1CZ4_cs_i2_2_erwh_gfnc_",null,null,null,"SF_2200_HZ2CZ4_cg_i4_erwh_gfnc_"]
["SF_2200_HZ1CZ4_cs_i2_2_erwh_gfac_",null,null,null,"SF_2200_HZ2CZ4_cg_i4_erwh_gfac_"]
["SF_2200_HZ1CZ4_cs_i2_2_erwh_efaf_",null,null,null,"SF_2200_HZ2CZ4_cg_i4_erwh_efaf_"]
["SF_2200_HZ1CZ4_cs_i2_2_erwh_hp85_",null,null,null,"SF_2200_HZ2CZ4_cg_i4_erwh_hp85_"]
["SF_2200_HZ1CZ4_cs_i2_2_erwh_zonl_",null,null,null,"SF_2200_HZ2CZ4_cg_i4_erwh_zonl_"]
["SF_2200_HZ1CZ4_cs_i2_2_ge50_gfnc_",null,null,null,"SF_2200_HZ2CZ4_cg_i4_ge50_gfnc_"]
["SF_2200_HZ1CZ4_cs_i2_2_ge50_gfac_",null,null,null,"SF_2200_HZ2CZ4_cg_i4_ge50_gfac_"]
["SF_2200_HZ1CZ4_cs_i2_2_ge50_efaf_",null,null,null,"SF_2200_HZ2CZ4_cg_i4_ge50_efaf_"]
["SF_2200_HZ1CZ4_cs_i2_2_ge50_hp85_",null,null,null,"SF_2200_HZ2CZ4_cg_i4_ge50_hp85_"]
["SF_2200_HZ1CZ4_cs_i2_2_ge50_zonl_",null,null,null,"SF_2200_HZ2CZ4_cg_i4_ge50_zonl_"]
["SF_2200_HZ1CZ4_cs_i2_2_ao60_gfnc_",null,null,null,"SF_2200_HZ2CZ4_cg_i4_ao60_gfnc_"]
["SF_2200_HZ1CZ4_cs_i2_2_ao60_gfac_",null,null,null,"SF_2200_HZ2CZ4_cg_i4_ao60_gfac_"]
["SF_2200_HZ1CZ4_cs_i2_2_ao60_efaf_",null,null,null,"SF_2200_HZ2CZ4_cg_i4_ao60_efaf_"]
["SF_2200_HZ1CZ4_cs_i2_2_ao60_hp85_",null,null,null,"SF_2200_HZ2CZ4_cg_i4_ao60_hp85_"]
["SF_2200_HZ1CZ4_cs_i2_2_ao60_zonl_",null,null,null,"SF_2200_HZ2CZ4_cg_i4_ao60_zonl_"]
["SF_2200_HZ1CZ4_cs_i2_2_ao80_gfnc_",null,null,null,"SF_2200_HZ2CZ4_cg_i4_ao80_gfnc_"]
["SF_2200_HZ1CZ4_cs_i2_2_ao80_gfac_",null,null,null,"SF_2200_HZ2CZ4_cg_i4_ao80_gfac_"]
["SF_2200_HZ1CZ4_cs_i2_2_ao80_efaf_",null,null,null,"SF_2200_HZ2CZ4_cg_i4_ao80_efaf_"]
["SF_2200_HZ1CZ4_cs_i2_2_ao80_hp85_",null,null,null,"SF_2200_HZ2CZ4_cg_i4_ao80_hp85_"]
["SF_2200_HZ1CZ4_cs_i2_2_ao80_zonl_",null,null,null,"SF_2200_HZ2CZ4_cg_i4_ao80_zonl_"]
["SF_2200_HZ1CZ4_cs_i2_2_ag66_gfnc_",null,null,null,"SF_2200_HZ2CZ4_cg_i4_ag66_gfnc_"]
["SF_2200_HZ1CZ4_cs_i2_2_ag66_gfac_",null,null,null,"SF_2200_HZ2CZ4_cg_i4_ag66_gfac_"]
["SF_2200_HZ1CZ4_cs_i2_2_ag66_efaf_",null,null,null,"SF_2200_HZ2CZ4_cg_i4_ag66_efaf_"]
["SF_2200_HZ1CZ4_cs_i2_2_ag66_hp85_",null,null,null,"SF_2200_HZ2CZ4_cg_i4_ag66_hp85_"]
["SF_2200_HZ1CZ4_cs_i2_2_ag66_zonl_",null,null,null,"SF_2200_HZ2CZ4_cg_i4_ag66_zonl_"]
["SF_2200_HZ1CZ4_cs_i2_3_erwh_gfnc_",null,null,null,"SF_2200_HZ2CZ4_cg_id_ag66_gfnc_"]
["SF_2200_HZ1CZ4_cs_i2_3_erwh_gfac_",null,null,null,"SF_2200_HZ2CZ4_cg_id_ag66_gfac_"]
["SF_2200_HZ1CZ4_cs_i2_3_erwh_efaf_",null,null,null,"SF_2200_HZ2CZ4_cg_id_ag66_efaf_"]
["SF_2200_HZ1CZ4_cs_i2_3_erwh_hp85_",null,null,null,"SF_2200_HZ2CZ4_cg_id_ag66_hp85_"]
["SF_2200_HZ1CZ4_cs_i2_3_erwh_zonl_",null,null,null,"SF_2200_HZ2CZ4_cg_id_ag66_zonl_"]
["SF_2200_HZ1CZ4_cs_i2_3_ge50_gfnc_",null,null,null,"SF_2200_HZ3CZ4_wl_ga_erwh_gfnc_"]
["SF_2200_HZ1CZ4_cs_i2_3_ge50_gfac_",null,null,null,"SF_2200_HZ3CZ4_wl_ga_ge50_gfnc_"]
["SF_2200_HZ1CZ4_cs_i2_3_ge50_efaf_",null,null,null,"SF_2200_HZ3CZ4_wl_ga_ao60_gfnc_"]
["SF_2200_HZ1CZ4_cs_i2_3_ge50_hp85_",null,null,null,"SF_2200_HZ3CZ4_wl_ga_ao80_gfnc_"]
["SF_2200_HZ1CZ4_cs_i2_3_ge50_zonl_",null,null,null,"SF_2200_HZ3CZ4_wl_ga_ag66_gfnc_"]
["SF_2200_HZ1CZ4_cs_i2_3_ao60_gfnc_",null,null,null,"SF_2200_HZ3CZ4_wl_bm_erwh_gfnc_"]
["SF_2200_HZ1CZ4_cs_i2_3_ao60_gfac_",null,null,null,"SF_2200_HZ3CZ4_wl_bm_ge50_gfnc_"]
["SF_2200_HZ1CZ4_cs_i2_3_ao60_efaf_",null,null,null,"SF_2200_HZ3CZ4_wl_bm_ao60_gfnc_"]
["SF_2200_HZ1CZ4_cs_i2_3_ao60_hp85_",null,null,null,"SF_2200_HZ3CZ4_wl_bm_ao80_gfnc_"]
["SF_2200_HZ1CZ4_cs_i2_3_ao60_zonl_",null,null,null,"SF_2200_HZ3CZ4_wl_bm_ag66_gfnc_"]
["SF_2200_HZ1CZ4_cs_i2_3_ao80_gfnc_",null,null,null,"SF_2200_HZ3CZ4_wl_i1_erwh_gfnc_"]
["SF_2200_HZ1CZ4_cs_i2_3_ao80_gfac_",null,null,null,"SF_2200_HZ3CZ4_wl_i1_erwh_gfac_"]
["SF_2200_HZ1CZ4_cs_i2_3_ao80_efaf_",null,null,null,"SF_2200_HZ3CZ4_wl_i1_erwh_efaf_"]
["SF_2200_HZ1CZ4_cs_i2_3_ao80_hp85_",null,null,null,"SF_2200_HZ3CZ4_wl_i1_erwh_hp85_"]
["SF_2200_HZ1CZ4_cs_i2_3_ao80_zonl_",null,null,null,"SF_2200_HZ3CZ4_wl_i1_erwh_zonl_"]
["SF_2200_HZ1CZ4_cs_i2_3_ag66_gfnc_",null,null,null,"SF_2200_HZ3CZ4_wl_i1_ge50_gfnc_"]
["SF_2200_HZ1CZ4_cs_i2_3_ag66_gfac_",null,null,null,"SF_2200_HZ3CZ4_wl_i1_ge50_gfac_"]
["SF_2200_HZ1CZ4_cs_i2_3_ag66_efaf_",null,null,null,"SF_2200_HZ3CZ4_wl_i1_ge50_efaf_"]
["SF_2200_HZ1CZ4_cs_i2_3_ag66_hp85_",null,null,null,"SF_2200_HZ3CZ4_wl_i1_ge50_hp85_"]
["SF_2200_HZ1CZ4_cs_i2_3_ag66_zonl_",null,null,null,"SF_2200_HZ3CZ4_wl_i1_ge50_zonl_"]
["SF_2200_HZ1CZ4_cs_i2_4_erwh_gfnc_",null,null,null,"SF_2200_HZ3CZ4_wl_i1_ao60_gfnc_"]
["SF_2200_HZ1CZ4_cs_i2_4_erwh_gfac_",null,null,null,"SF_2200_HZ3CZ4_wl_i1_ao60_gfac_"]
["SF_2200_HZ1CZ4_cs_i2_4_erwh_efaf_",null,null,null,"SF_2200_HZ3CZ4_wl_i1_ao60_efaf_"]
["SF_2200_HZ1CZ4_cs_i2_4_erwh_hp85_",null,null,null,"SF_2200_HZ3CZ4_wl_i1_ao60_hp85_"]
["SF_2200_HZ1CZ4_cs_i2_4_erwh_zonl_",null,null,null,"SF_2200_HZ3CZ4_wl_i1_ao60_zonl_"]
["SF_2200_HZ1CZ4_cs_i2_4_ge50_gfnc_",null,null,null,"SF_2200_HZ3CZ4_wl_i1_ao80_gfnc_"]
["SF_2200_HZ1CZ4_cs_i2_4_ge50_gfac_",null,null,null,"SF_2200_HZ3CZ4_wl_i1_ao80_gfac_"]
["SF_2200_HZ1CZ4_cs_i2_4_ge50_efaf_",null,null,null,"SF_2200_HZ3CZ4_wl_i1_ao80_efaf_"]
["SF_2200_HZ1CZ4_cs_i2_4_ge50_hp85_",null,null,null,"SF_2200_HZ3CZ4_wl_i1_ao80_hp85_"]
["SF_2200_HZ1CZ4_cs_i2_4_ge50_zonl_",null,null,null,"SF_2200_HZ3CZ4_wl_i1_ao80_zonl_"]
["SF_2200_HZ1CZ4_cs_i2_4_ao60_gfnc_",null,null,null,"SF_2200_HZ3CZ4_wl_i1_ag66_gfnc_"]
["SF_2200_HZ1CZ4_cs_i2_4_ao60_gfac_",null,null,null,"SF_2200_HZ3CZ4_wl_i1_ag66_gfac_"]
["SF_2200_HZ1CZ4_cs_i2_4_ao60_efaf_",null,null,null,"SF_2200_HZ3CZ4_wl_i1_ag66_efaf_"]
["SF_2200_HZ1CZ4_cs_i2_4_ao60_hp85_",null,null,null,"SF_2200_HZ3CZ4_wl_i1_ag66_hp85_"]
["SF_2200_HZ1CZ4_cs_i2_4_ao60_zonl_",null,null,null,"SF_2200_HZ3CZ4_wl_i1_ag66_zonl_"]
["SF_2200_HZ1CZ4_cs_i2_4_ao80_gfnc_",null,null,null,"SF_2200_HZ3CZ4_wl_i2_erwh_gfnc_"]
["SF_2200_HZ1CZ4_cs_i2_4_ao80_gfac_",null,null,null,"SF_2200_HZ3CZ4_wl_i2_erwh_gfac_"]
["SF_2200_HZ1CZ4_cs_i2_4_ao80_efaf_",null,null,null,"SF_2200_HZ3CZ4_wl_i2_erwh_efaf_"]
["SF_2200_HZ1CZ4_cs_i2_4_ao80_hp85_",null,null,null,"SF_2200_HZ3CZ4_wl_i2_erwh_hp85_"]
["SF_2200_HZ1CZ4_cs_i2_4_ao80_zonl_",null,null,null,"SF_2200_HZ3CZ4_wl_i2_erwh_zonl_"]
["SF_2200_HZ1CZ4_cs_i2_4_ag66_gfnc_",null,null,null,"SF_2200_HZ3CZ4_wl_i2_ge50_gfnc_"]
["SF_2200_HZ1CZ4_cs_i2_4_ag66_gfac_",null,null,null,"SF_2200_HZ3CZ4_wl_i2_ge50_gfac_"]
["SF_2200_HZ1CZ4_cs_i2_4_ag66_efaf_",null,null,null,"SF_2200_HZ3CZ4_wl_i2_ge50_efaf_"]
["SF_2200_HZ1CZ4_cs_i2_4_ag66_hp85_",null,null,null,"SF_2200_HZ3CZ4_wl_i2_ge50_hp85_"]
["SF_2200_HZ1CZ4_cs_i2_4_ag66_zonl_",null,null,null,"SF_2200_HZ3CZ4_wl_i2_ge50_zonl_"]
["SF_2200_HZ1CZ4_cs_i2_5_erwh_gfnc_",null,null,null,"SF_2200_HZ3CZ4_wl_i2_ao60_gfnc_"]
["SF_2200_HZ1CZ4_cs_i2_5_erwh_gfac_",null,null,null,"SF_2200_HZ3CZ4_wl_i2_ao60_gfac_"]
["SF_2200_HZ1CZ4_cs_i2_5_erwh_efaf_",null,null,null,"SF_2200_HZ3CZ4_wl_i2_ao60_efaf_"]
["SF_2200_HZ1CZ4_cs_i2_5_erwh_hp85_",null,null,null,"SF_2200_HZ3CZ4_wl_i2_ao60_hp85_"]
["SF_2200_HZ1CZ4_cs_i2_5_erwh_zonl_",null,null,null,"SF_2200_HZ3CZ4_wl_i2_ao60_zonl_"]
["SF_2200_HZ1CZ4_cs_i2_5_ge50_gfnc_",null,null,null,"SF_2200_HZ3CZ4_wl_i2_ao80_gfnc_"]
["SF_2200_HZ1CZ4_cs_i2_5_ge50_gfac_",null,null,null,"SF_2200_HZ3CZ4_wl_i2_ao80_gfac_"]
["SF_2200_HZ1CZ4_cs_i2_5_ge50_efaf_",null,null,null,"SF_2200_HZ3CZ4_wl_i2_ao80_efaf_"]
["SF_2200_HZ1CZ4_cs_i2_5_ge50_hp85_",null,null,null,"SF_2200_HZ3CZ4_wl_i2_ao80_hp85_"]
["SF_2200_HZ1CZ4_cs_i2_5_ge50_zonl_",null,null,null,"SF_2200_HZ3CZ4_wl_i2_ao80_zonl_"]
["SF_2200_HZ1CZ4_cs_i2_5_ao60_gfnc_",null,null,null,"SF_2200_HZ3CZ4_wl_i2_ag66_gfnc_"]
["SF_2200_HZ1CZ4_cs_i2_5_ao60_gfac_",null,null,null,"SF_2200_HZ3CZ4_wl_i2_ag66_gfac_"]
["SF_2200_HZ1CZ4_cs_i2_5_ao60_efaf_",null,null,null,"SF_2200_HZ3CZ4_wl_i2_ag66_efaf_"]
["SF_2200_HZ1CZ4_cs_i2_5_ao60_hp85_",null,null,null,"SF_2200_HZ3CZ4_wl_i2_ag66_hp85_"]
["SF_2200_HZ1CZ4_cs_i2_5_ao60_zonl_",null,null,null,"SF_2200_HZ3CZ4_wl_i2_ag66_zonl_"]
["SF_2200_HZ1CZ4_cs_i2_5_ao80_gfnc_",null,null,null,"SF_2200_HZ3CZ4_wl_i3_erwh_gfnc_"]
["SF_2200_HZ1CZ4_cs_i2_5_ao80_gfac_",null,null,null,"SF_2200_HZ3CZ4_wl_i3_erwh_gfac_"]
["SF_2200_HZ1CZ4_cs_i2_5_ao80_efaf_",null,null,null,"SF_2200_HZ3CZ4_wl_i3_erwh_efaf_"]
["SF_2200_HZ1CZ4_cs_i2_5_ao80_hp85_",null,null,null,"SF_2200_HZ3CZ4_wl_i3_erwh_hp85_"]
["SF_2200_HZ1CZ4_cs_i2_5_ao80_zonl_",null,null,null,"SF_2200_HZ3CZ4_wl_i3_erwh_zonl_"]
["SF_2200_HZ1CZ4_cs_i2_5_ag66_gfnc_",null,null,null,"SF_2200_HZ3CZ4_wl_i3_ge50_gfnc_"]
["SF_2200_HZ1CZ4_cs_i2_5_ag66_gfac_",null,null,null,"SF_2200_HZ3CZ4_wl_i3_ge50_gfac_"]
["SF_2200_HZ1CZ4_cs_i2_5_ag66_efaf_",null,null,null,"SF_2200_HZ3CZ4_wl_i3_ge50_efaf_"]
["SF_2200_HZ1CZ4_cs_i2_5_ag66_hp85_",null,null,null,"SF_2200_HZ3CZ4_wl_i3_ge50_hp85_"]
["SF_2200_HZ1CZ4_cs_i2_5_ag66_zonl_",null,null,null,"SF_2200_HZ3CZ4_wl_i3_ge50_zonl_"]
["SF_2200_HZ1CZ4_cs_i3_1_erwh_gfnc_",null,null,null,"SF_2200_HZ3CZ4_wl_i3_ao60_gfnc_"]
["SF_2200_HZ1CZ4_cs_i3_1_erwh_gfac_",null,null,null,"SF_2200_HZ3CZ4_wl_i3_ao60_gfac_"]
["SF_2200_HZ1CZ4_cs_i3_1_erwh_efaf_",null,null,null,"SF_2200_HZ3CZ4_wl_i3_ao60_efaf_"]
["SF_2200_HZ1CZ4_cs_i3_1_erwh_hp85_",null,null,null,"SF_2200_HZ3CZ4_wl_i3_ao60_hp85_"]
["SF_2200_HZ1CZ4_cs_i3_1_erwh_zonl_",null,null,null,"SF_2200_HZ3CZ4_wl_i3_ao60_zonl_"]
["SF_2200_HZ1CZ4_cs_i3_1_ge50_gfnc_",null,null,null,"SF_2200_HZ3CZ4_wl_i3_ao80_gfnc_"]
["SF_2200_HZ1CZ4_cs_i3_1_ge50_gfac_",null,null,null,"SF_2200_HZ3CZ4_wl_i3_ao80_gfac_"]
["SF_2200_HZ1CZ4_cs_i3_1_ge50_efaf_",null,null,null,"SF_2200_HZ3CZ4_wl_i3_ao80_efaf_"]
["SF_2200_HZ1CZ4_cs_i3_1_ge50_hp85_",null,null,null,"SF_2200_HZ3CZ4_wl_i3_ao80_hp85_"]
["SF_2200_HZ1CZ4_cs_i3_1_ge50_zonl_",null,null,null,"SF_2200_HZ3CZ4_wl_i3_ao80_zonl_"]
["SF_2200_HZ1CZ4_cs_i3_1_ao60_gfnc_",null,null,null,"SF_2200_HZ3CZ4_wl_i3_ag66_gfnc_"]
["SF_2200_HZ1CZ4_cs_i3_1_ao60_gfac_",null,null,null,"SF_2200_HZ3CZ4_wl_i3_ag66_gfac_"]
["SF_2200_HZ1CZ4_cs_i3_1_ao60_efaf_",null,null,null,"SF_2200_HZ3CZ4_wl_i3_ag66_efaf_"]
["SF_2200_HZ1CZ4_cs_i3_1_ao60_hp85_",null,null,null,"SF_2200_HZ3CZ4_wl_i3_ag66_hp85_"]
["SF_2200_HZ1CZ4_cs_i3_1_ao60_zonl_",null,null,null,"SF_2200_HZ3CZ4_wl_i3_ag66_zonl_"]
["SF_2200_HZ1CZ4_cs_i3_1_ao80_gfnc_",null,null,null,"SF_2200_HZ3CZ4_wl_i4_erwh_gfnc_"]
["SF_2200_HZ1CZ4_cs_i3_1_ao80_gfac_",null,null,null,"SF_2200_HZ3CZ4_wl_i4_erwh_gfac_"]
["SF_2200_HZ1CZ4_cs_i3_1_ao80_efaf_",null,null,null,"SF_2200_HZ3CZ4_wl_i4_erwh_efaf_"]
["SF_2200_HZ1CZ4_cs_i3_1_ao80_hp85_",null,null,null,"SF_2200_HZ3CZ4_wl_i4_erwh_hp85_"]
["SF_2200_HZ1CZ4_cs_i3_1_ao80_zonl_",null,null,null,"SF_2200_HZ3CZ4_wl_i4_erwh_zonl_"]
["SF_2200_HZ1CZ4_cs_i3_1_ag66_gfnc_",null,null,null,"SF_2200_HZ3CZ4_wl_i4_ge50_gfnc_"]
["SF_2200_HZ1CZ4_cs_i3_1_ag66_gfac_",null,null,null,"SF_2200_HZ3CZ4_wl_i4_ge50_gfac_"]
["SF_2200_HZ1CZ4_cs_i3_1_ag66_efaf_",null,null,null,"SF_2200_HZ3CZ4_wl_i4_ge50_efaf_"]
["SF_2200_HZ1CZ4_cs_i3_1_ag66_hp85_",null,null,null,"SF_2200_HZ3CZ4_wl_i4_ge50_hp85_"]
["SF_2200_HZ1CZ4_cs_i3_1_ag66_zonl_",null,null,null,"SF_2200_HZ3CZ4_wl_i4_ge50_zonl_"]
["SF_2200_HZ1CZ4_cs_i3_2_erwh_gfnc_",null,null,null,"SF_2200_HZ3CZ4_wl_i4_ao60_gfnc_"]
["SF_2200_HZ1CZ4_cs_i3_2_erwh_gfac_",null,null,null,"SF_2200_HZ3CZ4_wl_i4_ao60_gfac_"]
["SF_2200_HZ1CZ4_cs_i3_2_erwh_efaf_",null,null,null,"SF_2200_HZ3CZ4_wl_i4_ao60_efaf_"]
["SF_2200_HZ1CZ4_cs_i3_2_erwh_hp85_",null,null,null,"SF_2200_HZ3CZ4_wl_i4_ao60_hp85_"]
["SF_2200_HZ1CZ4_cs_i3_2_erwh_zonl_",null,null,null,"SF_2200_HZ3CZ4_wl_i4_ao60_zonl_"]
["SF_2200_HZ1CZ4_cs_i3_2_ge50_gfnc_",null,null,null,"SF_2200_HZ3CZ4_wl_i4_ao80_gfnc_"]
["SF_2200_HZ1CZ4_cs_i3_2_ge50_gfac_",null,null,null,"SF_2200_HZ3CZ4_wl_i4_ao80_gfac_"]
["SF_2200_HZ1CZ4_cs_i3_2_ge50_efaf_",null,null,null,"SF_2200_HZ3CZ4_wl_i4_ao80_efaf_"]
["SF_2200_HZ1CZ4_cs_i3_2_ge50_hp85_",null,null,null,"SF_2200_HZ3CZ4_wl_i4_ao80_hp85_"]
["SF_2200_HZ1CZ4_cs_i3_2_ge50_zonl_",null,null,null,"SF_2200_HZ3CZ4_wl_i4_ao80_zonl_"]
["SF_2200_HZ1CZ4_cs_i3_2_ao60_gfnc_",null,null,null,"SF_2200_HZ3CZ4_wl_i4_ag66_gfnc_"]
["SF_2200_HZ1CZ4_cs_i3_2_ao60_gfac_",null,null,null,"SF_2200_HZ3CZ4_wl_i4_ag66_gfac_"]
["SF_2200_HZ1CZ4_cs_i3_2_ao60_efaf_",null,null,null,"SF_2200_HZ3CZ4_wl_i4_ag66_efaf_"]
["SF_2200_HZ1CZ4_cs_i3_2_ao60_hp85_",null,null,null,"SF_2200_HZ3CZ4_wl_i4_ag66_hp85_"]
["SF_2200_HZ1CZ4_cs_i3_2_ao60_zonl_",null,null,null,"SF_2200_HZ3CZ4_wl_i4_ag66_zonl_"]
["SF_2200_HZ1CZ4_cs_i3_2_ao80_gfnc_",null,null,null,"SF_2200_HZ3CZ4_wl_id_ag66_gfnc_"]
["SF_2200_HZ1CZ4_cs_i3_2_ao80_gfac_",null,null,null,"SF_2200_HZ3CZ4_wl_id_ag66_gfac_"]
["SF_2200_HZ1CZ4_cs_i3_2_ao80_efaf_",null,null,null,"SF_2200_HZ3CZ4_wl_id_ag66_efaf_"]
["SF_2200_HZ1CZ4_cs_i3_2_ao80_hp85_",null,null,null,"SF_2200_HZ3CZ4_wl_id_ag66_hp85_"]
["SF_2200_HZ1CZ4_cs_i3_2_ao80_zonl_",null,null,null,"SF_2200_HZ3CZ4_wl_id_ag66_zonl_"]
["SF_2200_HZ1CZ4_cs_i3_2_ag66_gfnc_"]
["SF_2200_HZ1CZ4_cs_i3_2_ag66_gfac_"]
["SF_2200_HZ1CZ4_cs_i3_2_ag66_efaf_"]
["SF_2200_HZ1CZ4_cs_i3_2_ag66_hp85_"]
["SF_2200_HZ1CZ4_cs_i3_2_ag66_zonl_"]
["SF_2200_HZ1CZ4_cs_i3_3_erwh_gfnc_"]
["SF_2200_HZ1CZ4_cs_i3_3_erwh_gfac_"]
["SF_2200_HZ1CZ4_cs_i3_3_erwh_efaf_"]
["SF_2200_HZ1CZ4_cs_i3_3_erwh_hp85_"]
["SF_2200_HZ1CZ4_cs_i3_3_erwh_zonl_"]
["SF_2200_HZ1CZ4_cs_i3_3_ge50_gfnc_"]
["SF_2200_HZ1CZ4_cs_i3_3_ge50_gfac_"]
["SF_2200_HZ1CZ4_cs_i3_3_ge50_efaf_"]
["SF_2200_HZ1CZ4_cs_i3_3_ge50_hp85_"]
["SF_2200_HZ1CZ4_cs_i3_3_ge50_zonl_"]
["SF_2200_HZ1CZ4_cs_i3_3_ao60_gfnc_"]
["SF_2200_HZ1CZ4_cs_i3_3_ao60_gfac_"]
["SF_2200_HZ1CZ4_cs_i3_3_ao60_efaf_"]
["SF_2200_HZ1CZ4_cs_i3_3_ao60_hp85_"]
["SF_2200_HZ1CZ4_cs_i3_3_ao60_zonl_"]
["SF_2200_HZ1CZ4_cs_i3_3_ao80_gfnc_"]
["SF_2200_HZ1CZ4_cs_i3_3_ao80_gfac_"]
["SF_2200_HZ1CZ4_cs_i3_3_ao80_efaf_"]
["SF_2200_HZ1CZ4_cs_i3_3_ao80_hp85_"]
["SF_2200_HZ1CZ4_cs_i3_3_ao80_zonl_"]
["SF_2200_HZ1CZ4_cs_i3_3_ag66_gfnc_"]
["SF_2200_HZ1CZ4_cs_i3_3_ag66_gfac_"]
["SF_2200_HZ1CZ4_cs_i3_3_ag66_efaf_"]
["SF_2200_HZ1CZ4_cs_i3_3_ag66_hp85_"]
["SF_2200_HZ1CZ4_cs_i3_3_ag66_zonl_"]
["SF_2200_HZ1CZ4_cs_i3_4_erwh_gfnc_"]
["SF_2200_HZ1CZ4_cs_i3_4_erwh_gfac_"]
["SF_2200_HZ1CZ4_cs_i3_4_erwh_efaf_"]
["SF_2200_HZ1CZ4_cs_i3_4_erwh_hp85_"]
["SF_2200_HZ1CZ4_cs_i3_4_erwh_zonl_"]
["SF_2200_HZ1CZ4_cs_i3_4_ge50_gfnc_"]
["SF_2200_HZ1CZ4_cs_i3_4_ge50_gfac_"]
["SF_2200_HZ1CZ4_cs_i3_4_ge50_efaf_"]
["SF_2200_HZ1CZ4_cs_i3_4_ge50_hp85_"]
["SF_2200_HZ1CZ4_cs_i3_4_ge50_zonl_"]
["SF_2200_HZ1CZ4_cs_i3_4_ao60_gfnc_"]
["SF_2200_HZ1CZ4_cs_i3_4_ao60_gfac_"]
["SF_2200_HZ1CZ4_cs_i3_4_ao60_efaf_"]
["SF_2200_HZ1CZ4_cs_i3_4_ao60_hp85_"]
["SF_2200_HZ1CZ4_cs_i3_4_ao60_zonl_"]
["SF_2200_HZ1CZ4_cs_i3_4_ao80_gfnc_"]
["SF_2200_HZ1CZ4_cs_i3_4_ao80_gfac_"]
["SF_2200_HZ1CZ4_cs_i3_4_ao80_efaf_"]
["SF_2200_HZ1CZ4_cs_i3_4_ao80_hp85_"]
["SF_2200_HZ1CZ4_cs_i3_4_ao80_zonl_"]
["SF_2200_HZ1CZ4_cs_i3_4_ag66_gfnc_"]
["SF_2200_HZ1CZ4_cs_i3_4_ag66_gfac_"]
["SF_2200_HZ1CZ4_cs_i3_4_ag66_efaf_"]
["SF_2200_HZ1CZ4_cs_i3_4_ag66_hp85_"]
["SF_2200_HZ1CZ4_cs_i3_4_ag66_zonl_"]
["SF_2200_HZ1CZ4_cs_i3_5_erwh_gfnc_"]
["SF_2200_HZ1CZ4_cs_i3_5_erwh_gfac_"]
["SF_2200_HZ1CZ4_cs_i3_5_erwh_efaf_"]
["SF_2200_HZ1CZ4_cs_i3_5_erwh_hp85_"]
["SF_2200_HZ1CZ4_cs_i3_5_erwh_zonl_"]
["SF_2200_HZ1CZ4_cs_i3_5_ge50_gfnc_"]
["SF_2200_HZ1CZ4_cs_i3_5_ge50_gfac_"]
["SF_2200_HZ1CZ4_cs_i3_5_ge50_efaf_"]
["SF_2200_HZ1CZ4_cs_i3_5_ge50_hp85_"]
["SF_2200_HZ1CZ4_cs_i3_5_ge50_zonl_"]
["SF_2200_HZ1CZ4_cs_i3_5_ao60_gfnc_"]
["SF_2200_HZ1CZ4_cs_i3_5_ao60_gfac_"]
["SF_2200_HZ1CZ4_cs_i3_5_ao60_efaf_"]
["SF_2200_HZ1CZ4_cs_i3_5_ao60_hp85_"]
["SF_2200_HZ1CZ4_cs_i3_5_ao60_zonl_"]
["SF_2200_HZ1CZ4_cs_i3_5_ao80_gfnc_"]
["SF_2200_HZ1CZ4_cs_i3_5_ao80_gfac_"]
["SF_2200_HZ1CZ4_cs_i3_5_ao80_efaf_"]
["SF_2200_HZ1CZ4_cs_i3_5_ao80_hp85_"]
["SF_2200_HZ1CZ4_cs_i3_5_ao80_zonl_"]
["SF_2200_HZ1CZ4_cs_i3_5_ag66_gfnc_"]
["SF_2200_HZ1CZ4_cs_i3_5_ag66_gfac_"]
["SF_2200_HZ1CZ4_cs_i3_5_ag66_efaf_"]
["SF_2200_HZ1CZ4_cs_i3_5_ag66_hp85_"]
["SF_2200_HZ1CZ4_cs_i3_5_ag66_zonl_"]
["SF_2200_HZ1CZ4_cs_i4_1_erwh_gfnc_"]
["SF_2200_HZ1CZ4_cs_i4_1_erwh_gfac_"]
["SF_2200_HZ1CZ4_cs_i4_1_erwh_efaf_"]
["SF_2200_HZ1CZ4_cs_i4_1_erwh_hp85_"]
["SF_2200_HZ1CZ4_cs_i4_1_erwh_zonl_"]
["SF_2200_HZ1CZ4_cs_i4_1_ge50_gfnc_"]
["SF_2200_HZ1CZ4_cs_i4_1_ge50_gfac_"]
["SF_2200_HZ1CZ4_cs_i4_1_ge50_efaf_"]
["SF_2200_HZ1CZ4_cs_i4_1_ge50_hp85_"]
["SF_2200_HZ1CZ4_cs_i4_1_ge50_zonl_"]
["SF_2200_HZ1CZ4_cs_i4_1_ao60_gfnc_"]
["SF_2200_HZ1CZ4_cs_i4_1_ao60_gfac_"]
["SF_2200_HZ1CZ4_cs_i4_1_ao60_efaf_"]
["SF_2200_HZ1CZ4_cs_i4_1_ao60_hp85_"]
["SF_2200_HZ1CZ4_cs_i4_1_ao60_zonl_"]
["SF_2200_HZ1CZ4_cs_i4_1_ao80_gfnc_"]
["SF_2200_HZ1CZ4_cs_i4_1_ao80_gfac_"]
["SF_2200_HZ1CZ4_cs_i4_1_ao80_efaf_"]
["SF_2200_HZ1CZ4_cs_i4_1_ao80_hp85_"]
["SF_2200_HZ1CZ4_cs_i4_1_ao80_zonl_"]
["SF_2200_HZ1CZ4_cs_i4_1_ag66_gfnc_"]
["SF_2200_HZ1CZ4_cs_i4_1_ag66_gfac_"]
["SF_2200_HZ1CZ4_cs_i4_1_ag66_efaf_"]
["SF_2200_HZ1CZ4_cs_i4_1_ag66_hp85_"]
["SF_2200_HZ1CZ4_cs_i4_1_ag66_zonl_"]
["SF_2200_HZ1CZ4_cs_i4_2_erwh_gfnc_"]
["SF_2200_HZ1CZ4_cs_i4_2_erwh_gfac_"]
["SF_2200_HZ1CZ4_cs_i4_2_erwh_efaf_"]
["SF_2200_HZ1CZ4_cs_i4_2_erwh_hp85_"]
["SF_2200_HZ1CZ4_cs_i4_2_erwh_zonl_"]
["SF_2200_HZ1CZ4_cs_i4_2_ge50_gfnc_"]
["SF_2200_HZ1CZ4_cs_i4_2_ge50_gfac_"]
["SF_2200_HZ1CZ4_cs_i4_2_ge50_efaf_"]
["SF_2200_HZ1CZ4_cs_i4_2_ge50_hp85_"]
["SF_2200_HZ1CZ4_cs_i4_2_ge50_zonl_"]
["SF_2200_HZ1CZ4_cs_i4_2_ao60_gfnc_"]
["SF_2200_HZ1CZ4_cs_i4_2_ao60_gfac_"]
["SF_2200_HZ1CZ4_cs_i4_2_ao60_efaf_"]
["SF_2200_HZ1CZ4_cs_i4_2_ao60_hp85_"]
["SF_2200_HZ1CZ4_cs_i4_2_ao60_zonl_"]
["SF_2200_HZ1CZ4_cs_i4_2_ao80_gfnc_"]
["SF_2200_HZ1CZ4_cs_i4_2_ao80_gfac_"]
["SF_2200_HZ1CZ4_cs_i4_2_ao80_efaf_"]
["SF_2200_HZ1CZ4_cs_i4_2_ao80_hp85_"]
["SF_2200_HZ1CZ4_cs_i4_2_ao80_zonl_"]
["SF_2200_HZ1CZ4_cs_i4_2_ag66_gfnc_"]
["SF_2200_HZ1CZ4_cs_i4_2_ag66_gfac_"]
["SF_2200_HZ1CZ4_cs_i4_2_ag66_efaf_"]
["SF_2200_HZ1CZ4_cs_i4_2_ag66_hp85_"]
["SF_2200_HZ1CZ4_cs_i4_2_ag66_zonl_"]
["SF_2200_HZ1CZ4_cs_i4_3_erwh_gfnc_"]
["SF_2200_HZ1CZ4_cs_i4_3_erwh_gfac_"]
["SF_2200_HZ1CZ4_cs_i4_3_erwh_efaf_"]
["SF_2200_HZ1CZ4_cs_i4_3_erwh_hp85_"]
["SF_2200_HZ1CZ4_cs_i4_3_erwh_zonl_"]
["SF_2200_HZ1CZ4_cs_i4_3_ge50_gfnc_"]
["SF_2200_HZ1CZ4_cs_i4_3_ge50_gfac_"]
["SF_2200_HZ1CZ4_cs_i4_3_ge50_efaf_"]
["SF_2200_HZ1CZ4_cs_i4_3_ge50_hp85_"]
["SF_2200_HZ1CZ4_cs_i4_3_ge50_zonl_"]
["SF_2200_HZ1CZ4_cs_i4_3_ao60_gfnc_"]
["SF_2200_HZ1CZ4_cs_i4_3_ao60_gfac_"]
["SF_2200_HZ1CZ4_cs_i4_3_ao60_efaf_"]
["SF_2200_HZ1CZ4_cs_i4_3_ao60_hp85_"]
["SF_2200_HZ1CZ4_cs_i4_3_ao60_zonl_"]
["SF_2200_HZ1CZ4_cs_i4_3_ao80_gfnc_"]
["SF_2200_HZ1CZ4_cs_i4_3_ao80_gfac_"]
["SF_2200_HZ1CZ4_cs_i4_3_ao80_efaf_"]
["SF_2200_HZ1CZ4_cs_i4_3_ao80_hp85_"]
["SF_2200_HZ1CZ4_cs_i4_3_ao80_zonl_"]
["SF_2200_HZ1CZ4_cs_i4_3_ag66_gfnc_"]
["SF_2200_HZ1CZ4_cs_i4_3_ag66_gfac_"]
["SF_2200_HZ1CZ4_cs_i4_3_ag66_efaf_"]
["SF_2200_HZ1CZ4_cs_i4_3_ag66_hp85_"]
["SF_2200_HZ1CZ4_cs_i4_3_ag66_zonl_"]
["SF_2200_HZ1CZ4_cs_i4_4_erwh_gfnc_"]
["SF_2200_HZ1CZ4_cs_i4_4_erwh_gfac_"]
["SF_2200_HZ1CZ4_cs_i4_4_erwh_efaf_"]
["SF_2200_HZ1CZ4_cs_i4_4_erwh_hp85_"]
["SF_2200_HZ1CZ4_cs_i4_4_erwh_zonl_"]
["SF_2200_HZ1CZ4_cs_i4_4_ge50_gfnc_"]
["SF_2200_HZ1CZ4_cs_i4_4_ge50_gfac_"]
["SF_2200_HZ1CZ4_cs_i4_4_ge50_efaf_"]
["SF_2200_HZ1CZ4_cs_i4_4_ge50_hp85_"]
["SF_2200_HZ1CZ4_cs_i4_4_ge50_zonl_"]
["SF_2200_HZ1CZ4_cs_i4_4_ao60_gfnc_"]
["SF_2200_HZ1CZ4_cs_i4_4_ao60_gfac_"]
["SF_2200_HZ1CZ4_cs_i4_4_ao60_efaf_"]
["SF_2200_HZ1CZ4_cs_i4_4_ao60_hp85_"]
["SF_2200_HZ1CZ4_cs_i4_4_ao60_zonl_"]
["SF_2200_HZ1CZ4_cs_i4_4_ao80_gfnc_"]
["SF_2200_HZ1CZ4_cs_i4_4_ao80_gfac_"]
["SF_2200_HZ1CZ4_cs_i4_4_ao80_efaf_"]
["SF_2200_HZ1CZ4_cs_i4_4_ao80_hp85_"]
["SF_2200_HZ1CZ4_cs_i4_4_ao80_zonl_"]
["SF_2200_HZ1CZ4_cs_i4_4_ag66_gfnc_"]
["SF_2200_HZ1CZ4_cs_i4_4_ag66_gfac_"]
["SF_2200_HZ1CZ4_cs_i4_4_ag66_efaf_"]
["SF_2200_HZ1CZ4_cs_i4_4_ag66_hp85_"]
["SF_2200_HZ1CZ4_cs_i4_4_ag66_zonl_"]
["SF_2200_HZ1CZ4_cs_i4_5_erwh_gfnc_"]
["SF_2200_HZ1CZ4_cs_i4_5_erwh_gfac_"]
["SF_2200_HZ1CZ4_cs_i4_5_erwh_efaf_"]
["SF_2200_HZ1CZ4_cs_i4_5_erwh_hp85_"]
["SF_2200_HZ1CZ4_cs_i4_5_erwh_zonl_"]
["SF_2200_HZ1CZ4_cs_i4_5_ge50_gfnc_"]
["SF_2200_HZ1CZ4_cs_i4_5_ge50_gfac_"]
["SF_2200_HZ1CZ4_cs_i4_5_ge50_efaf_"]
["SF_2200_HZ1CZ4_cs_i4_5_ge50_hp85_"]
["SF_2200_HZ1CZ4_cs_i4_5_ge50_zonl_"]
["SF_2200_HZ1CZ4_cs_i4_5_ao60_gfnc_"]
["SF_2200_HZ1CZ4_cs_i4_5_ao60_gfac_"]
["SF_2200_HZ1CZ4_cs_i4_5_ao60_efaf_"]
["SF_2200_HZ1CZ4_cs_i4_5_ao60_hp85_"]
["SF_2200_HZ1CZ4_cs_i4_5_ao60_zonl_"]
["SF_2200_HZ1CZ4_cs_i4_5_ao80_gfnc_"]
["SF_2200_HZ1CZ4_cs_i4_5_ao80_gfac_"]
["SF_2200_HZ1CZ4_cs_i4_5_ao80_efaf_"]
["SF_2200_HZ1CZ4_cs_i4_5_ao80_hp85_"]
["SF_2200_HZ1CZ4_cs_i4_5_ao80_zonl_"]
["SF_2200_HZ1CZ4_cs_i4_5_ag66_gfnc_"]
["SF_2200_HZ1CZ4_cs_i4_5_ag66_gfac_"]
["SF_2200_HZ1CZ4_cs_i4_5_ag66_efaf_"]
["SF_2200_HZ1CZ4_cs_i4_5_ag66_hp85_"]
["SF_2200_HZ1CZ4_cs_i4_5_ag66_zonl_"]
["SF_2200_HZ1CZ4_cs_id_1_ag66_gfnc_"]
["SF_2200_HZ1CZ4_cs_id_1_ag66_gfac_"]
["SF_2200_HZ1CZ4_cs_id_1_ag66_efaf_"]
["SF_2200_HZ1CZ4_cs_id_1_ag66_hp85_"]
["SF_2200_HZ1CZ4_cs_id_1_ag66_zonl_"]
["SF_2200_HZ1CZ4_cs_id_2_ag66_gfnc_"]
["SF_2200_HZ1CZ4_cs_id_2_ag66_gfac_"]
["SF_2200_HZ1CZ4_cs_id_2_ag66_efaf_"]
["SF_2200_HZ1CZ4_cs_id_2_ag66_hp85_"]
["SF_2200_HZ1CZ4_cs_id_2_ag66_zonl_"]
["SF_2200_HZ1CZ4_cs_id_3_ag66_gfnc_"]
["SF_2200_HZ1CZ4_cs_id_3_ag66_gfac_"]
["SF_2200_HZ1CZ4_cs_id_3_ag66_efaf_"]
["SF_2200_HZ1CZ4_cs_id_3_ag66_hp85_"]
["SF_2200_HZ1CZ4_cs_id_3_ag66_zonl_"]
["SF_2200_HZ1CZ4_cs_id_4_ag66_gfnc_"]
["SF_2200_HZ1CZ4_cs_id_4_ag66_gfac_"]
["SF_2200_HZ1CZ4_cs_id_4_ag66_efaf_"]
["SF_2200_HZ1CZ4_cs_id_4_ag66_hp85_"]
["SF_2200_HZ1CZ4_cs_id_4_ag66_zonl_"]
["SF_2200_HZ1CZ4_cs_id_5_ag66_gfnc_"]
["SF_2200_HZ1CZ4_cs_id_5_ag66_gfac_"]
["SF_2200_HZ1CZ4_cs_id_5_ag66_efaf_"]
["SF_2200_HZ1CZ4_cs_id_5_ag66_hp85_"]
["SF_2200_HZ1CZ4_cs_id_5_ag66_zonl_"]
["SF_2200_HZ2CZ4_cg_ga_1_erwh_gfnc_"]
["SF_2200_HZ2CZ4_cg_ga_1_ge50_gfnc_"]
["SF_2200_HZ2CZ4_cg_ga_1_ao60_gfnc_"]
["SF_2200_HZ2CZ4_cg_ga_1_ao80_gfnc_"]
["SF_2200_HZ2CZ4_cg_ga_1_ag66_gfnc_"]
["SF_2200_HZ2CZ4_cg_ga_2_erwh_gfnc_"]
["SF_2200_HZ2CZ4_cg_ga_2_ge50_gfnc_"]
["SF_2200_HZ2CZ4_cg_ga_2_ao60_gfnc_"]
["SF_2200_HZ2CZ4_cg_ga_2_ao80_gfnc_"]
["SF_2200_HZ2CZ4_cg_ga_2_ag66_gfnc_"]
["SF_2200_HZ2CZ4_cg_ga_3_erwh_gfnc_"]
["SF_2200_HZ2CZ4_cg_ga_3_ge50_gfnc_"]
["SF_2200_HZ2CZ4_cg_ga_3_ao60_gfnc_"]
["SF_2200_HZ2CZ4_cg_ga_3_ao80_gfnc_"]
["SF_2200_HZ2CZ4_cg_ga_3_ag66_gfnc_"]
["SF_2200_HZ2CZ4_cg_ga_4_erwh_gfnc_"]
["SF_2200_HZ2CZ4_cg_ga_4_ge50_gfnc_"]
["SF_2200_HZ2CZ4_cg_ga_4_ao60_gfnc_"]
["SF_2200_HZ2CZ4_cg_ga_4_ao80_gfnc_"]
["SF_2200_HZ2CZ4_cg_ga_4_ag66_gfnc_"]
["SF_2200_HZ2CZ4_cg_ga_5_erwh_gfnc_"]
["SF_2200_HZ2CZ4_cg_ga_5_ge50_gfnc_"]
["SF_2200_HZ2CZ4_cg_ga_5_ao60_gfnc_"]
["SF_2200_HZ2CZ4_cg_ga_5_ao80_gfnc_"]
["SF_2200_HZ2CZ4_cg_ga_5_ag66_gfnc_"]
["SF_2200_HZ2CZ4_cg_bm_1_erwh_gfnc_"]
["SF_2200_HZ2CZ4_cg_bm_1_ge50_gfnc_"]
["SF_2200_HZ2CZ4_cg_bm_1_ao60_gfnc_"]
["SF_2200_HZ2CZ4_cg_bm_1_ao80_gfnc_"]
["SF_2200_HZ2CZ4_cg_bm_1_ag66_gfnc_"]
["SF_2200_HZ2CZ4_cg_bm_2_erwh_gfnc_"]
["SF_2200_HZ2CZ4_cg_bm_2_ge50_gfnc_"]
["SF_2200_HZ2CZ4_cg_bm_2_ao60_gfnc_"]
["SF_2200_HZ2CZ4_cg_bm_2_ao80_gfnc_"]
["SF_2200_HZ2CZ4_cg_bm_2_ag66_gfnc_"]
["SF_2200_HZ2CZ4_cg_bm_3_erwh_gfnc_"]
["SF_2200_HZ2CZ4_cg_bm_3_ge50_gfnc_"]
["SF_2200_HZ2CZ4_cg_bm_3_ao60_gfnc_"]
["SF_2200_HZ2CZ4_cg_bm_3_ao80_gfnc_"]
["SF_2200_HZ2CZ4_cg_bm_3_ag66_gfnc_"]
["SF_2200_HZ2CZ4_cg_bm_4_erwh_gfnc_"]
["SF_2200_HZ2CZ4_cg_bm_4_ge50_gfnc_"]
["SF_2200_HZ2CZ4_cg_bm_4_ao60_gfnc_"]
["SF_2200_HZ2CZ4_cg_bm_4_ao80_gfnc_"]
["SF_2200_HZ2CZ4_cg_bm_4_ag66_gfnc_"]
["SF_2200_HZ2CZ4_cg_bm_5_erwh_gfnc_"]
["SF_2200_HZ2CZ4_cg_bm_5_ge50_gfnc_"]
["SF_2200_HZ2CZ4_cg_bm_5_ao60_gfnc_"]
["SF_2200_HZ2CZ4_cg_bm_5_ao80_gfnc_"]
["SF_2200_HZ2CZ4_cg_bm_5_ag66_gfnc_"]
["SF_2200_HZ2CZ4_cg_i1_1_erwh_gfnc_"]
["SF_2200_HZ2CZ4_cg_i1_1_erwh_gfac_"]
["SF_2200_HZ2CZ4_cg_i1_1_erwh_efaf_"]
["SF_2200_HZ2CZ4_cg_i1_1_erwh_hp85_"]
["SF_2200_HZ2CZ4_cg_i1_1_erwh_zonl_"]
["SF_2200_HZ2CZ4_cg_i1_1_ge50_gfnc_"]
["SF_2200_HZ2CZ4_cg_i1_1_ge50_gfac_"]
["SF_2200_HZ2CZ4_cg_i1_1_ge50_efaf_"]
["SF_2200_HZ2CZ4_cg_i1_1_ge50_hp85_"]
["SF_2200_HZ2CZ4_cg_i1_1_ge50_zonl_"]
["SF_2200_HZ2CZ4_cg_i1_1_ao60_gfnc_"]
["SF_2200_HZ2CZ4_cg_i1_1_ao60_gfac_"]
["SF_2200_HZ2CZ4_cg_i1_1_ao60_efaf_"]
["SF_2200_HZ2CZ4_cg_i1_1_ao60_hp85_"]
["SF_2200_HZ2CZ4_cg_i1_1_ao60_zonl_"]
["SF_2200_HZ2CZ4_cg_i1_1_ao80_gfnc_"]
["SF_2200_HZ2CZ4_cg_i1_1_ao80_gfac_"]
["SF_2200_HZ2CZ4_cg_i1_1_ao80_efaf_"]
["SF_2200_HZ2CZ4_cg_i1_1_ao80_hp85_"]
["SF_2200_HZ2CZ4_cg_i1_1_ao80_zonl_"]
["SF_2200_HZ2CZ4_cg_i1_1_ag66_gfnc_"]
["SF_2200_HZ2CZ4_cg_i1_1_ag66_gfac_"]
["SF_2200_HZ2CZ4_cg_i1_1_ag66_efaf_"]
["SF_2200_HZ2CZ4_cg_i1_1_ag66_hp85_"]
["SF_2200_HZ2CZ4_cg_i1_1_ag66_zonl_"]
["SF_2200_HZ2CZ4_cg_i1_2_erwh_gfnc_"]
["SF_2200_HZ2CZ4_cg_i1_2_erwh_gfac_"]
["SF_2200_HZ2CZ4_cg_i1_2_erwh_efaf_"]
["SF_2200_HZ2CZ4_cg_i1_2_erwh_hp85_"]
["SF_2200_HZ2CZ4_cg_i1_2_erwh_zonl_"]
["SF_2200_HZ2CZ4_cg_i1_2_ge50_gfnc_"]
["SF_2200_HZ2CZ4_cg_i1_2_ge50_gfac_"]
["SF_2200_HZ2CZ4_cg_i1_2_ge50_efaf_"]
["SF_2200_HZ2CZ4_cg_i1_2_ge50_hp85_"]
["SF_2200_HZ2CZ4_cg_i1_2_ge50_zonl_"]
["SF_2200_HZ2CZ4_cg_i1_2_ao60_gfnc_"]
["SF_2200_HZ2CZ4_cg_i1_2_ao60_gfac_"]
["SF_2200_HZ2CZ4_cg_i1_2_ao60_efaf_"]
["SF_2200_HZ2CZ4_cg_i1_2_ao60_hp85_"]
["SF_2200_HZ2CZ4_cg_i1_2_ao60_zonl_"]
["SF_2200_HZ2CZ4_cg_i1_2_ao80_gfnc_"]
["SF_2200_HZ2CZ4_cg_i1_2_ao80_gfac_"]
["SF_2200_HZ2CZ4_cg_i1_2_ao80_efaf_"]
["SF_2200_HZ2CZ4_cg_i1_2_ao80_hp85_"]
["SF_2200_HZ2CZ4_cg_i1_2_ao80_zonl_"]
["SF_2200_HZ2CZ4_cg_i1_2_ag66_gfnc_"]
["SF_2200_HZ2CZ4_cg_i1_2_ag66_gfac_"]
["SF_2200_HZ2CZ4_cg_i1_2_ag66_efaf_"]
["SF_2200_HZ2CZ4_cg_i1_2_ag66_hp85_"]
["SF_2200_HZ2CZ4_cg_i1_2_ag66_zonl_"]
["SF_2200_HZ2CZ4_cg_i1_3_erwh_gfnc_"]
["SF_2200_HZ2CZ4_cg_i1_3_erwh_gfac_"]
["SF_2200_HZ2CZ4_cg_i1_3_erwh_efaf_"]
["SF_2200_HZ2CZ4_cg_i1_3_erwh_hp85_"]
["SF_2200_HZ2CZ4_cg_i1_3_erwh_zonl_"]
["SF_2200_HZ2CZ4_cg_i1_3_ge50_gfnc_"]
["SF_2200_HZ2CZ4_cg_i1_3_ge50_gfac_"]
["SF_2200_HZ2CZ4_cg_i1_3_ge50_efaf_"]
["SF_2200_HZ2CZ4_cg_i1_3_ge50_hp85_"]
["SF_2200_HZ2CZ4_cg_i1_3_ge50_zonl_"]
["SF_2200_HZ2CZ4_cg_i1_3_ao60_gfnc_"]
["SF_2200_HZ2CZ4_cg_i1_3_ao60_gfac_"]
["SF_2200_HZ2CZ4_cg_i1_3_ao60_efaf_"]
["SF_2200_HZ2CZ4_cg_i1_3_ao60_hp85_"]
["SF_2200_HZ2CZ4_cg_i1_3_ao60_zonl_"]
["SF_2200_HZ2CZ4_cg_i1_3_ao80_gfnc_"]
["SF_2200_HZ2CZ4_cg_i1_3_ao80_gfac_"]
["SF_2200_HZ2CZ4_cg_i1_3_ao80_efaf_"]
["SF_2200_HZ2CZ4_cg_i1_3_ao80_hp85_"]
["SF_2200_HZ2CZ4_cg_i1_3_ao80_zonl_"]
["SF_2200_HZ2CZ4_cg_i1_3_ag66_gfnc_"]
["SF_2200_HZ2CZ4_cg_i1_3_ag66_gfac_"]
["SF_2200_HZ2CZ4_cg_i1_3_ag66_efaf_"]
["SF_2200_HZ2CZ4_cg_i1_3_ag66_hp85_"]
["SF_2200_HZ2CZ4_cg_i1_3_ag66_zonl_"]
["SF_2200_HZ2CZ4_cg_i1_4_erwh_gfnc_"]
["SF_2200_HZ2CZ4_cg_i1_4_erwh_gfac_"]
["SF_2200_HZ2CZ4_cg_i1_4_erwh_efaf_"]
["SF_2200_HZ2CZ4_cg_i1_4_erwh_hp85_"]
["SF_2200_HZ2CZ4_cg_i1_4_erwh_zonl_"]
["SF_2200_HZ2CZ4_cg_i1_4_ge50_gfnc_"]
["SF_2200_HZ2CZ4_cg_i1_4_ge50_gfac_"]
["SF_2200_HZ2CZ4_cg_i1_4_ge50_efaf_"]
["SF_2200_HZ2CZ4_cg_i1_4_ge50_hp85_"]
["SF_2200_HZ2CZ4_cg_i1_4_ge50_zonl_"]
["SF_2200_HZ2CZ4_cg_i1_4_ao60_gfnc_"]
["SF_2200_HZ2CZ4_cg_i1_4_ao60_gfac_"]
["SF_2200_HZ2CZ4_cg_i1_4_ao60_efaf_"]
["SF_2200_HZ2CZ4_cg_i1_4_ao60_hp85_"]
["SF_2200_HZ2CZ4_cg_i1_4_ao60_zonl_"]
["SF_2200_HZ2CZ4_cg_i1_4_ao80_gfnc_"]
["SF_2200_HZ2CZ4_cg_i1_4_ao80_gfac_"]
["SF_2200_HZ2CZ4_cg_i1_4_ao80_efaf_"]
["SF_2200_HZ2CZ4_cg_i1_4_ao80_hp85_"]
["SF_2200_HZ2CZ4_cg_i1_4_ao80_zonl_"]
["SF_2200_HZ2CZ4_cg_i1_4_ag66_gfnc_"]
["SF_2200_HZ2CZ4_cg_i1_4_ag66_gfac_"]
["SF_2200_HZ2CZ4_cg_i1_4_ag66_efaf_"]
["SF_2200_HZ2CZ4_cg_i1_4_ag66_hp85_"]
["SF_2200_HZ2CZ4_cg_i1_4_ag66_zonl_"]
["SF_2200_HZ2CZ4_cg_i1_5_erwh_gfnc_"]
["SF_2200_HZ2CZ4_cg_i1_5_erwh_gfac_"]
["SF_2200_HZ2CZ4_cg_i1_5_erwh_efaf_"]
["SF_2200_HZ2CZ4_cg_i1_5_erwh_hp85_"]
["SF_2200_HZ2CZ4_cg_i1_5_erwh_zonl_"]
["SF_2200_HZ2CZ4_cg_i1_5_ge50_gfnc_"]
["SF_2200_HZ2CZ4_cg_i1_5_ge50_gfac_"]
["SF_2200_HZ2CZ4_cg_i1_5_ge50_efaf_"]
["SF_2200_HZ2CZ4_cg_i1_5_ge50_hp85_"]
["SF_2200_HZ2CZ4_cg_i1_5_ge50_zonl_"]
["SF_2200_HZ2CZ4_cg_i1_5_ao60_gfnc_"]
["SF_2200_HZ2CZ4_cg_i1_5_ao60_gfac_"]
["SF_2200_HZ2CZ4_cg_i1_5_ao60_efaf_"]
["SF_2200_HZ2CZ4_cg_i1_5_ao60_hp85_"]
["SF_2200_HZ2CZ4_cg_i1_5_ao60_zonl_"]
["SF_2200_HZ2CZ4_cg_i1_5_ao80_gfnc_"]
["SF_2200_HZ2CZ4_cg_i1_5_ao80_gfac_"]
["SF_2200_HZ2CZ4_cg_i1_5_ao80_efaf_"]
["SF_2200_HZ2CZ4_cg_i1_5_ao80_hp85_"]
["SF_2200_HZ2CZ4_cg_i1_5_ao80_zonl_"]
["SF_2200_HZ2CZ4_cg_i1_5_ag66_gfnc_"]
["SF_2200_HZ2CZ4_cg_i1_5_ag66_gfac_"]
["SF_2200_HZ2CZ4_cg_i1_5_ag66_efaf_"]
["SF_2200_HZ2CZ4_cg_i1_5_ag66_hp85_"]
["SF_2200_HZ2CZ4_cg_i1_5_ag66_zonl_"]
["SF_2200_HZ2CZ4_cg_i2_1_erwh_gfnc_"]
["SF_2200_HZ2CZ4_cg_i2_1_erwh_gfac_"]
["SF_2200_HZ2CZ4_cg_i2_1_erwh_efaf_"]
["SF_2200_HZ2CZ4_cg_i2_1_erwh_hp85_"]
["SF_2200_HZ2CZ4_cg_i2_1_erwh_zonl_"]
["SF_2200_HZ2CZ4_cg_i2_1_ge50_gfnc_"]
["SF_2200_HZ2CZ4_cg_i2_1_ge50_gfac_"]
["SF_2200_HZ2CZ4_cg_i2_1_ge50_efaf_"]
["SF_2200_HZ2CZ4_cg_i2_1_ge50_hp85_"]
["SF_2200_HZ2CZ4_cg_i2_1_ge50_zonl_"]
["SF_2200_HZ2CZ4_cg_i2_1_ao60_gfnc_"]
["SF_2200_HZ2CZ4_cg_i2_1_ao60_gfac_"]
["SF_2200_HZ2CZ4_cg_i2_1_ao60_efaf_"]
["SF_2200_HZ2CZ4_cg_i2_1_ao60_hp85_"]
["SF_2200_HZ2CZ4_cg_i2_1_ao60_zonl_"]
["SF_2200_HZ2CZ4_cg_i2_1_ao80_gfnc_"]
["SF_2200_HZ2CZ4_cg_i2_1_ao80_gfac_"]
["SF_2200_HZ2CZ4_cg_i2_1_ao80_efaf_"]
["SF_2200_HZ2CZ4_cg_i2_1_ao80_hp85_"]
["SF_2200_HZ2CZ4_cg_i2_1_ao80_zonl_"]
["SF_2200_HZ2CZ4_cg_i2_1_ag66_gfnc_"]
["SF_2200_HZ2CZ4_cg_i2_1_ag66_gfac_"]
["SF_2200_HZ2CZ4_cg_i2_1_ag66_efaf_"]
["SF_2200_HZ2CZ4_cg_i2_1_ag66_hp85_"]
["SF_2200_HZ2CZ4_cg_i2_1_ag66_zonl_"]
["SF_2200_HZ2CZ4_cg_i2_2_erwh_gfnc_"]
["SF_2200_HZ2CZ4_cg_i2_2_erwh_gfac_"]
["SF_2200_HZ2CZ4_cg_i2_2_erwh_efaf_"]
["SF_2200_HZ2CZ4_cg_i2_2_erwh_hp85_"]
["SF_2200_HZ2CZ4_cg_i2_2_erwh_zonl_"]
["SF_2200_HZ2CZ4_cg_i2_2_ge50_gfnc_"]
["SF_2200_HZ2CZ4_cg_i2_2_ge50_gfac_"]
["SF_2200_HZ2CZ4_cg_i2_2_ge50_efaf_"]
["SF_2200_HZ2CZ4_cg_i2_2_ge50_hp85_"]
["SF_2200_HZ2CZ4_cg_i2_2_ge50_zonl_"]
["SF_2200_HZ2CZ4_cg_i2_2_ao60_gfnc_"]
["SF_2200_HZ2CZ4_cg_i2_2_ao60_gfac_"]
["SF_2200_HZ2CZ4_cg_i2_2_ao60_efaf_"]
["SF_2200_HZ2CZ4_cg_i2_2_ao60_hp85_"]
["SF_2200_HZ2CZ4_cg_i2_2_ao60_zonl_"]
["SF_2200_HZ2CZ4_cg_i2_2_ao80_gfnc_"]
["SF_2200_HZ2CZ4_cg_i2_2_ao80_gfac_"]
["SF_2200_HZ2CZ4_cg_i2_2_ao80_efaf_"]
["SF_2200_HZ2CZ4_cg_i2_2_ao80_hp85_"]
["SF_2200_HZ2CZ4_cg_i2_2_ao80_zonl_"]
["SF_2200_HZ2CZ4_cg_i2_2_ag66_gfnc_"]
["SF_2200_HZ2CZ4_cg_i2_2_ag66_gfac_"]
["SF_2200_HZ2CZ4_cg_i2_2_ag66_efaf_"]
["SF_2200_HZ2CZ4_cg_i2_2_ag66_hp85_"]
["SF_2200_HZ2CZ4_cg_i2_2_ag66_zonl_"]
["SF_2200_HZ2CZ4_cg_i2_3_erwh_gfnc_"]
["SF_2200_HZ2CZ4_cg_i2_3_erwh_gfac_"]
["SF_2200_HZ2CZ4_cg_i2_3_erwh_efaf_"]
["SF_2200_HZ2CZ4_cg_i2_3_erwh_hp85_"]
["SF_2200_HZ2CZ4_cg_i2_3_erwh_zonl_"]
["SF_2200_HZ2CZ4_cg_i2_3_ge50_gfnc_"]
["SF_2200_HZ2CZ4_cg_i2_3_ge50_gfac_"]
["SF_2200_HZ2CZ4_cg_i2_3_ge50_efaf_"]
["SF_2200_HZ2CZ4_cg_i2_3_ge50_hp85_"]
["SF_2200_HZ2CZ4_cg_i2_3_ge50_zonl_"]
["SF_2200_HZ2CZ4_cg_i2_3_ao60_gfnc_"]
["SF_2200_HZ2CZ4_cg_i2_3_ao60_gfac_"]
["SF_2200_HZ2CZ4_cg_i2_3_ao60_efaf_"]
["SF_2200_HZ2CZ4_cg_i2_3_ao60_hp85_"]
["SF_2200_HZ2CZ4_cg_i2_3_ao60_zonl_"]
["SF_2200_HZ2CZ4_cg_i2_3_ao80_gfnc_"]
["SF_2200_HZ2CZ4_cg_i2_3_ao80_gfac_"]
["SF_2200_HZ2CZ4_cg_i2_3_ao80_efaf_"]
["SF_2200_HZ2CZ4_cg_i2_3_ao80_hp85_"]
["SF_2200_HZ2CZ4_cg_i2_3_ao80_zonl_"]
["SF_2200_HZ2CZ4_cg_i2_3_ag66_gfnc_"]
["SF_2200_HZ2CZ4_cg_i2_3_ag66_gfac_"]
["SF_2200_HZ2CZ4_cg_i2_3_ag66_efaf_"]
["SF_2200_HZ2CZ4_cg_i2_3_ag66_hp85_"]
["SF_2200_HZ2CZ4_cg_i2_3_ag66_zonl_"]
["SF_2200_HZ2CZ4_cg_i2_4_erwh_gfnc_"]
["SF_2200_HZ2CZ4_cg_i2_4_erwh_gfac_"]
["SF_2200_HZ2CZ4_cg_i2_4_erwh_efaf_"]
["SF_2200_HZ2CZ4_cg_i2_4_erwh_hp85_"]
["SF_2200_HZ2CZ4_cg_i2_4_erwh_zonl_"]
["SF_2200_HZ2CZ4_cg_i2_4_ge50_gfnc_"]
["SF_2200_HZ2CZ4_cg_i2_4_ge50_gfac_"]
["SF_2200_HZ2CZ4_cg_i2_4_ge50_efaf_"]
["SF_2200_HZ2CZ4_cg_i2_4_ge50_hp85_"]
["SF_2200_HZ2CZ4_cg_i2_4_ge50_zonl_"]
["SF_2200_HZ2CZ4_cg_i2_4_ao60_gfnc_"]
["SF_2200_HZ2CZ4_cg_i2_4_ao60_gfac_"]
["SF_2200_HZ2CZ4_cg_i2_4_ao60_efaf_"]
["SF_2200_HZ2CZ4_cg_i2_4_ao60_hp85_"]
["SF_2200_HZ2CZ4_cg_i2_4_ao60_zonl_"]
["SF_2200_HZ2CZ4_cg_i2_4_ao80_gfnc_"]
["SF_2200_HZ2CZ4_cg_i2_4_ao80_gfac_"]
["SF_2200_HZ2CZ4_cg_i2_4_ao80_efaf_"]
["SF_2200_HZ2CZ4_cg_i2_4_ao80_hp85_"]
["SF_2200_HZ2CZ4_cg_i2_4_ao80_zonl_"]
["SF_2200_HZ2CZ4_cg_i2_4_ag66_gfnc_"]
["SF_2200_HZ2CZ4_cg_i2_4_ag66_gfac_"]
["SF_2200_HZ2CZ4_cg_i2_4_ag66_efaf_"]
["SF_2200_HZ2CZ4_cg_i2_4_ag66_hp85_"]
["SF_2200_HZ2CZ4_cg_i2_4_ag66_zonl_"]
["SF_2200_HZ2CZ4_cg_i2_5_erwh_gfnc_"]
["SF_2200_HZ2CZ4_cg_i2_5_erwh_gfac_"]
["SF_2200_HZ2CZ4_cg_i2_5_erwh_efaf_"]
["SF_2200_HZ2CZ4_cg_i2_5_erwh_hp85_"]
["SF_2200_HZ2CZ4_cg_i2_5_erwh_zonl_"]
["SF_2200_HZ2CZ4_cg_i2_5_ge50_gfnc_"]
["SF_2200_HZ2CZ4_cg_i2_5_ge50_gfac_"]
["SF_2200_HZ2CZ4_cg_i2_5_ge50_efaf_"]
["SF_2200_HZ2CZ4_cg_i2_5_ge50_hp85_"]
["SF_2200_HZ2CZ4_cg_i2_5_ge50_zonl_"]
["SF_2200_HZ2CZ4_cg_i2_5_ao60_gfnc_"]
["SF_2200_HZ2CZ4_cg_i2_5_ao60_gfac_"]
["SF_2200_HZ2CZ4_cg_i2_5_ao60_efaf_"]
["SF_2200_HZ2CZ4_cg_i2_5_ao60_hp85_"]
["SF_2200_HZ2CZ4_cg_i2_5_ao60_zonl_"]
["SF_2200_HZ2CZ4_cg_i2_5_ao80_gfnc_"]
["SF_2200_HZ2CZ4_cg_i2_5_ao80_gfac_"]
["SF_2200_HZ2CZ4_cg_i2_5_ao80_efaf_"]
["SF_2200_HZ2CZ4_cg_i2_5_ao80_hp85_"]
["SF_2200_HZ2CZ4_cg_i2_5_ao80_zonl_"]
["SF_2200_HZ2CZ4_cg_i2_5_ag66_gfnc_"]
["SF_2200_HZ2CZ4_cg_i2_5_ag66_gfac_"]
["SF_2200_HZ2CZ4_cg_i2_5_ag66_efaf_"]
["SF_2200_HZ2CZ4_cg_i2_5_ag66_hp85_"]
["SF_2200_HZ2CZ4_cg_i2_5_ag66_zonl_"]
["SF_2200_HZ2CZ4_cg_i3_1_erwh_gfnc_"]
["SF_2200_HZ2CZ4_cg_i3_1_erwh_gfac_"]
["SF_2200_HZ2CZ4_cg_i3_1_erwh_efaf_"]
["SF_2200_HZ2CZ4_cg_i3_1_erwh_hp85_"]
["SF_2200_HZ2CZ4_cg_i3_1_erwh_zonl_"]
["SF_2200_HZ2CZ4_cg_i3_1_ge50_gfnc_"]
["SF_2200_HZ2CZ4_cg_i3_1_ge50_gfac_"]
["SF_2200_HZ2CZ4_cg_i3_1_ge50_efaf_"]
["SF_2200_HZ2CZ4_cg_i3_1_ge50_hp85_"]
["SF_2200_HZ2CZ4_cg_i3_1_ge50_zonl_"]
["SF_2200_HZ2CZ4_cg_i3_1_ao60_gfnc_"]
["SF_2200_HZ2CZ4_cg_i3_1_ao60_gfac_"]
["SF_2200_HZ2CZ4_cg_i3_1_ao60_efaf_"]
["SF_2200_HZ2CZ4_cg_i3_1_ao60_hp85_"]
["SF_2200_HZ2CZ4_cg_i3_1_ao60_zonl_"]
["SF_2200_HZ2CZ4_cg_i3_1_ao80_gfnc_"]
["SF_2200_HZ2CZ4_cg_i3_1_ao80_gfac_"]
["SF_2200_HZ2CZ4_cg_i3_1_ao80_efaf_"]
["SF_2200_HZ2CZ4_cg_i3_1_ao80_hp85_"]
["SF_2200_HZ2CZ4_cg_i3_1_ao80_zonl_"]
["SF_2200_HZ2CZ4_cg_i3_1_ag66_gfnc_"]
["SF_2200_HZ2CZ4_cg_i3_1_ag66_gfac_"]
["SF_2200_HZ2CZ4_cg_i3_1_ag66_efaf_"]
["SF_2200_HZ2CZ4_cg_i3_1_ag66_hp85_"]
["SF_2200_HZ2CZ4_cg_i3_1_ag66_zonl_"]
["SF_2200_HZ2CZ4_cg_i3_2_erwh_gfnc_"]
["SF_2200_HZ2CZ4_cg_i3_2_erwh_gfac_"]
["SF_2200_HZ2CZ4_cg_i3_2_erwh_efaf_"]
["SF_2200_HZ2CZ4_cg_i3_2_erwh_hp85_"]
["SF_2200_HZ2CZ4_cg_i3_2_erwh_zonl_"]
["SF_2200_HZ2CZ4_cg_i3_2_ge50_gfnc_"]
["SF_2200_HZ2CZ4_cg_i3_2_ge50_gfac_"]
["SF_2200_HZ2CZ4_cg_i3_2_ge50_efaf_"]
["SF_2200_HZ2CZ4_cg_i3_2_ge50_hp85_"]
["SF_2200_HZ2CZ4_cg_i3_2_ge50_zonl_"]
["SF_2200_HZ2CZ4_cg_i3_2_ao60_gfnc_"]
["SF_2200_HZ2CZ4_cg_i3_2_ao60_gfac_"]
["SF_2200_HZ2CZ4_cg_i3_2_ao60_efaf_"]
["SF_2200_HZ2CZ4_cg_i3_2_ao60_hp85_"]
["SF_2200_HZ2CZ4_cg_i3_2_ao60_zonl_"]
["SF_2200_HZ2CZ4_cg_i3_2_ao80_gfnc_"]
["SF_2200_HZ2CZ4_cg_i3_2_ao80_gfac_"]
["SF_2200_HZ2CZ4_cg_i3_2_ao80_efaf_"]
["SF_2200_HZ2CZ4_cg_i3_2_ao80_hp85_"]
["SF_2200_HZ2CZ4_cg_i3_2_ao80_zonl_"]
["SF_2200_HZ2CZ4_cg_i3_2_ag66_gfnc_"]
["SF_2200_HZ2CZ4_cg_i3_2_ag66_gfac_"]
["SF_2200_HZ2CZ4_cg_i3_2_ag66_efaf_"]
["SF_2200_HZ2CZ4_cg_i3_2_ag66_hp85_"]
["SF_2200_HZ2CZ4_cg_i3_2_ag66_zonl_"]
["SF_2200_HZ2CZ4_cg_i3_3_erwh_gfnc_"]
["SF_2200_HZ2CZ4_cg_i3_3_erwh_gfac_"]
["SF_2200_HZ2CZ4_cg_i3_3_erwh_efaf_"]
["SF_2200_HZ2CZ4_cg_i3_3_erwh_hp85_"]
["SF_2200_HZ2CZ4_cg_i3_3_erwh_zonl_"]
["SF_2200_HZ2CZ4_cg_i3_3_ge50_gfnc_"]
["SF_2200_HZ2CZ4_cg_i3_3_ge50_gfac_"]
["SF_2200_HZ2CZ4_cg_i3_3_ge50_efaf_"]
["SF_2200_HZ2CZ4_cg_i3_3_ge50_hp85_"]
["SF_2200_HZ2CZ4_cg_i3_3_ge50_zonl_"]
["SF_2200_HZ2CZ4_cg_i3_3_ao60_gfnc_"]
["SF_2200_HZ2CZ4_cg_i3_3_ao60_gfac_"]
["SF_2200_HZ2CZ4_cg_i3_3_ao60_efaf_"]
["SF_2200_HZ2CZ4_cg_i3_3_ao60_hp85_"]
["SF_2200_HZ2CZ4_cg_i3_3_ao60_zonl_"]
["SF_2200_HZ2CZ4_cg_i3_3_ao80_gfnc_"]
["SF_2200_HZ2CZ4_cg_i3_3_ao80_gfac_"]
["SF_2200_HZ2CZ4_cg_i3_3_ao80_efaf_"]
["SF_2200_HZ2CZ4_cg_i3_3_ao80_hp85_"]
["SF_2200_HZ2CZ4_cg_i3_3_ao80_zonl_"]
["SF_2200_HZ2CZ4_cg_i3_3_ag66_gfnc_"]
["SF_2200_HZ2CZ4_cg_i3_3_ag66_gfac_"]
["SF_2200_HZ2CZ4_cg_i3_3_ag66_efaf_"]
["SF_2200_HZ2CZ4_cg_i3_3_ag66_hp85_"]
["SF_2200_HZ2CZ4_cg_i3_3_ag66_zonl_"]
["SF_2200_HZ2CZ4_cg_i3_4_erwh_gfnc_"]
["SF_2200_HZ2CZ4_cg_i3_4_erwh_gfac_"]
["SF_2200_HZ2CZ4_cg_i3_4_erwh_efaf_"]
["SF_2200_HZ2CZ4_cg_i3_4_erwh_hp85_"]
["SF_2200_HZ2CZ4_cg_i3_4_erwh_zonl_"]
["SF_2200_HZ2CZ4_cg_i3_4_ge50_gfnc_"]
["SF_2200_HZ2CZ4_cg_i3_4_ge50_gfac_"]
["SF_2200_HZ2CZ4_cg_i3_4_ge50_efaf_"]
["SF_2200_HZ2CZ4_cg_i3_4_ge50_hp85_"]
["SF_2200_HZ2CZ4_cg_i3_4_ge50_zonl_"]
["SF_2200_HZ2CZ4_cg_i3_4_ao60_gfnc_"]
["SF_2200_HZ2CZ4_cg_i3_4_ao60_gfac_"]
["SF_2200_HZ2CZ4_cg_i3_4_ao60_efaf_"]
["SF_2200_HZ2CZ4_cg_i3_4_ao60_hp85_"]
["SF_2200_HZ2CZ4_cg_i3_4_ao60_zonl_"]
["SF_2200_HZ2CZ4_cg_i3_4_ao80_gfnc_"]
["SF_2200_HZ2CZ4_cg_i3_4_ao80_gfac_"]
["SF_2200_HZ2CZ4_cg_i3_4_ao80_efaf_"]
["SF_2200_HZ2CZ4_cg_i3_4_ao80_hp85_"]
["SF_2200_HZ2CZ4_cg_i3_4_ao80_zonl_"]
["SF_2200_HZ2CZ4_cg_i3_4_ag66_gfnc_"]
["SF_2200_HZ2CZ4_cg_i3_4_ag66_gfac_"]
["SF_2200_HZ2CZ4_cg_i3_4_ag66_efaf_"]
["SF_2200_HZ2CZ4_cg_i3_4_ag66_hp85_"]
["SF_2200_HZ2CZ4_cg_i3_4_ag66_zonl_"]
["SF_2200_HZ2CZ4_cg_i3_5_erwh_gfnc_"]
["SF_2200_HZ2CZ4_cg_i3_5_erwh_gfac_"]
["SF_2200_HZ2CZ4_cg_i3_5_erwh_efaf_"]
["SF_2200_HZ2CZ4_cg_i3_5_erwh_hp85_"]
["SF_2200_HZ2CZ4_cg_i3_5_erwh_zonl_"]
["SF_2200_HZ2CZ4_cg_i3_5_ge50_gfnc_"]
["SF_2200_HZ2CZ4_cg_i3_5_ge50_gfac_"]
["SF_2200_HZ2CZ4_cg_i3_5_ge50_efaf_"]
["SF_2200_HZ2CZ4_cg_i3_5_ge50_hp85_"]
["SF_2200_HZ2CZ4_cg_i3_5_ge50_zonl_"]
["SF_2200_HZ2CZ4_cg_i3_5_ao60_gfnc_"]
["SF_2200_HZ2CZ4_cg_i3_5_ao60_gfac_"]
["SF_2200_HZ2CZ4_cg_i3_5_ao60_efaf_"]
["SF_2200_HZ2CZ4_cg_i3_5_ao60_hp85_"]
["SF_2200_HZ2CZ4_cg_i3_5_ao60_zonl_"]
["SF_2200_HZ2CZ4_cg_i3_5_ao80_gfnc_"]
["SF_2200_HZ2CZ4_cg_i3_5_ao80_gfac_"]
["SF_2200_HZ2CZ4_cg_i3_5_ao80_efaf_"]
["SF_2200_HZ2CZ4_cg_i3_5_ao80_hp85_"]
["SF_2200_HZ2CZ4_cg_i3_5_ao80_zonl_"]
["SF_2200_HZ2CZ4_cg_i3_5_ag66_gfnc_"]
["SF_2200_HZ2CZ4_cg_i3_5_ag66_gfac_"]
["SF_2200_HZ2CZ4_cg_i3_5_ag66_efaf_"]
["SF_2200_HZ2CZ4_cg_i3_5_ag66_hp85_"]
["SF_2200_HZ2CZ4_cg_i3_5_ag66_zonl_"]
["SF_2200_HZ2CZ4_cg_i4_1_erwh_gfnc_"]
["SF_2200_HZ2CZ4_cg_i4_1_erwh_gfac_"]
["SF_2200_HZ2CZ4_cg_i4_1_erwh_efaf_"]
["SF_2200_HZ2CZ4_cg_i4_1_erwh_hp85_"]
["SF_2200_HZ2CZ4_cg_i4_1_erwh_zonl_"]
["SF_2200_HZ2CZ4_cg_i4_1_ge50_gfnc_"]
["SF_2200_HZ2CZ4_cg_i4_1_ge50_gfac_"]
["SF_2200_HZ2CZ4_cg_i4_1_ge50_efaf_"]
["SF_2200_HZ2CZ4_cg_i4_1_ge50_hp85_"]
["SF_2200_HZ2CZ4_cg_i4_1_ge50_zonl_"]
["SF_2200_HZ2CZ4_cg_i4_1_ao60_gfnc_"]
["SF_2200_HZ2CZ4_cg_i4_1_ao60_gfac_"]
["SF_2200_HZ2CZ4_cg_i4_1_ao60_efaf_"]
["SF_2200_HZ2CZ4_cg_i4_1_ao60_hp85_"]
["SF_2200_HZ2CZ4_cg_i4_1_ao60_zonl_"]
["SF_2200_HZ2CZ4_cg_i4_1_ao80_gfnc_"]
["SF_2200_HZ2CZ4_cg_i4_1_ao80_gfac_"]
["SF_2200_HZ2CZ4_cg_i4_1_ao80_efaf_"]
["SF_2200_HZ2CZ4_cg_i4_1_ao80_hp85_"]
["SF_2200_HZ2CZ4_cg_i4_1_ao80_zonl_"]
["SF_2200_HZ2CZ4_cg_i4_1_ag66_gfnc_"]
["SF_2200_HZ2CZ4_cg_i4_1_ag66_gfac_"]
["SF_2200_HZ2CZ4_cg_i4_1_ag66_efaf_"]
["SF_2200_HZ2CZ4_cg_i4_1_ag66_hp85_"]
["SF_2200_HZ2CZ4_cg_i4_1_ag66_zonl_"]
["SF_2200_HZ2CZ4_cg_i4_2_erwh_gfnc_"]
["SF_2200_HZ2CZ4_cg_i4_2_erwh_gfac_"]
["SF_2200_HZ2CZ4_cg_i4_2_erwh_efaf_"]
["SF_2200_HZ2CZ4_cg_i4_2_erwh_hp85_"]
["SF_2200_HZ2CZ4_cg_i4_2_erwh_zonl_"]
["SF_2200_HZ2CZ4_cg_i4_2_ge50_gfnc_"]
["SF_2200_HZ2CZ4_cg_i4_2_ge50_gfac_"]
["SF_2200_HZ2CZ4_cg_i4_2_ge50_efaf_"]
["SF_2200_HZ2CZ4_cg_i4_2_ge50_hp85_"]
["SF_2200_HZ2CZ4_cg_i4_2_ge50_zonl_"]
["SF_2200_HZ2CZ4_cg_i4_2_ao60_gfnc_"]
["SF_2200_HZ2CZ4_cg_i4_2_ao60_gfac_"]
["SF_2200_HZ2CZ4_cg_i4_2_ao60_efaf_"]
["SF_2200_HZ2CZ4_cg_i4_2_ao60_hp85_"]
["SF_2200_HZ2CZ4_cg_i4_2_ao60_zonl_"]
["SF_2200_HZ2CZ4_cg_i4_2_ao80_gfnc_"]
["SF_2200_HZ2CZ4_cg_i4_2_ao80_gfac_"]
["SF_2200_HZ2CZ4_cg_i4_2_ao80_efaf_"]
["SF_2200_HZ2CZ4_cg_i4_2_ao80_hp85_"]
["SF_2200_HZ2CZ4_cg_i4_2_ao80_zonl_"]
["SF_2200_HZ2CZ4_cg_i4_2_ag66_gfnc_"]
["SF_2200_HZ2CZ4_cg_i4_2_ag66_gfac_"]
["SF_2200_HZ2CZ4_cg_i4_2_ag66_efaf_"]
["SF_2200_HZ2CZ4_cg_i4_2_ag66_hp85_"]
["SF_2200_HZ2CZ4_cg_i4_2_ag66_zonl_"]
["SF_2200_HZ2CZ4_cg_i4_3_erwh_gfnc_"]
["SF_2200_HZ2CZ4_cg_i4_3_erwh_gfac_"]
["SF_2200_HZ2CZ4_cg_i4_3_erwh_efaf_"]
["SF_2200_HZ2CZ4_cg_i4_3_erwh_hp85_"]
["SF_2200_HZ2CZ4_cg_i4_3_erwh_zonl_"]
["SF_2200_HZ2CZ4_cg_i4_3_ge50_gfnc_"]
["SF_2200_HZ2CZ4_cg_i4_3_ge50_gfac_"]
["SF_2200_HZ2CZ4_cg_i4_3_ge50_efaf_"]
["SF_2200_HZ2CZ4_cg_i4_3_ge50_hp85_"]
["SF_2200_HZ2CZ4_cg_i4_3_ge50_zonl_"]
["SF_2200_HZ2CZ4_cg_i4_3_ao60_gfnc_"]
["SF_2200_HZ2CZ4_cg_i4_3_ao60_gfac_"]
["SF_2200_HZ2CZ4_cg_i4_3_ao60_efaf_"]
["SF_2200_HZ2CZ4_cg_i4_3_ao60_hp85_"]
["SF_2200_HZ2CZ4_cg_i4_3_ao60_zonl_"]
["SF_2200_HZ2CZ4_cg_i4_3_ao80_gfnc_"]
["SF_2200_HZ2CZ4_cg_i4_3_ao80_gfac_"]
["SF_2200_HZ2CZ4_cg_i4_3_ao80_efaf_"]
["SF_2200_HZ2CZ4_cg_i4_3_ao80_hp85_"]
["SF_2200_HZ2CZ4_cg_i4_3_ao80_zonl_"]
["SF_2200_HZ2CZ4_cg_i4_3_ag66_gfnc_"]
["SF_2200_HZ2CZ4_cg_i4_3_ag66_gfac_"]
["SF_2200_HZ2CZ4_cg_i4_3_ag66_efaf_"]
["SF_2200_HZ2CZ4_cg_i4_3_ag66_hp85_"]
["SF_2200_HZ2CZ4_cg_i4_3_ag66_zonl_"]
["SF_2200_HZ2CZ4_cg_i4_4_erwh_gfnc_"]
["SF_2200_HZ2CZ4_cg_i4_4_erwh_gfac_"]
["SF_2200_HZ2CZ4_cg_i4_4_erwh_efaf_"]
["SF_2200_HZ2CZ4_cg_i4_4_erwh_hp85_"]
["SF_2200_HZ2CZ4_cg_i4_4_erwh_zonl_"]
["SF_2200_HZ2CZ4_cg_i4_4_ge50_gfnc_"]
["SF_2200_HZ2CZ4_cg_i4_4_ge50_gfac_"]
["SF_2200_HZ2CZ4_cg_i4_4_ge50_efaf_"]
["SF_2200_HZ2CZ4_cg_i4_4_ge50_hp85_"]
["SF_2200_HZ2CZ4_cg_i4_4_ge50_zonl_"]
["SF_2200_HZ2CZ4_cg_i4_4_ao60_gfnc_"]
["SF_2200_HZ2CZ4_cg_i4_4_ao60_gfac_"]
["SF_2200_HZ2CZ4_cg_i4_4_ao60_efaf_"]
["SF_2200_HZ2CZ4_cg_i4_4_ao60_hp85_"]
["SF_2200_HZ2CZ4_cg_i4_4_ao60_zonl_"]
["SF_2200_HZ2CZ4_cg_i4_4_ao80_gfnc_"]
["SF_2200_HZ2CZ4_cg_i4_4_ao80_gfac_"]
["SF_2200_HZ2CZ4_cg_i4_4_ao80_efaf_"]
["SF_2200_HZ2CZ4_cg_i4_4_ao80_hp85_"]
["SF_2200_HZ2CZ4_cg_i4_4_ao80_zonl_"]
["SF_2200_HZ2CZ4_cg_i4_4_ag66_gfnc_"]
["SF_2200_HZ2CZ4_cg_i4_4_ag66_gfac_"]
["SF_2200_HZ2CZ4_cg_i4_4_ag66_efaf_"]
["SF_2200_HZ2CZ4_cg_i4_4_ag66_hp85_"]
["SF_2200_HZ2CZ4_cg_i4_4_ag66_zonl_"]
["SF_2200_HZ2CZ4_cg_i4_5_erwh_gfnc_"]
["SF_2200_HZ2CZ4_cg_i4_5_erwh_gfac_"]
["SF_2200_HZ2CZ4_cg_i4_5_erwh_efaf_"]
["SF_2200_HZ2CZ4_cg_i4_5_erwh_hp85_"]
["SF_2200_HZ2CZ4_cg_i4_5_erwh_zonl_"]
["SF_2200_HZ2CZ4_cg_i4_5_ge50_gfnc_"]
["SF_2200_HZ2CZ4_cg_i4_5_ge50_gfac_"]
["SF_2200_HZ2CZ4_cg_i4_5_ge50_efaf_"]
["SF_2200_HZ2CZ4_cg_i4_5_ge50_hp85_"]
["SF_2200_HZ2CZ4_cg_i4_5_ge50_zonl_"]
["SF_2200_HZ2CZ4_cg_i4_5_ao60_gfnc_"]
["SF_2200_HZ2CZ4_cg_i4_5_ao60_gfac_"]
["SF_2200_HZ2CZ4_cg_i4_5_ao60_efaf_"]
["SF_2200_HZ2CZ4_cg_i4_5_ao60_hp85_"]
["SF_2200_HZ2CZ4_cg_i4_5_ao60_zonl_"]
["SF_2200_HZ2CZ4_cg_i4_5_ao80_gfnc_"]
["SF_2200_HZ2CZ4_cg_i4_5_ao80_gfac_"]
["SF_2200_HZ2CZ4_cg_i4_5_ao80_efaf_"]
["SF_2200_HZ2CZ4_cg_i4_5_ao80_hp85_"]
["SF_2200_HZ2CZ4_cg_i4_5_ao80_zonl_"]
["SF_2200_HZ2CZ4_cg_i4_5_ag66_gfnc_"]
["SF_2200_HZ2CZ4_cg_i4_5_ag66_gfac_"]
["SF_2200_HZ2CZ4_cg_i4_5_ag66_efaf_"]
["SF_2200_HZ2CZ4_cg_i4_5_ag66_hp85_"]
["SF_2200_HZ2CZ4_cg_i4_5_ag66_zonl_"]
["SF_2200_HZ2CZ4_cg_id_1_ag66_gfnc_"]
["SF_2200_HZ2CZ4_cg_id_1_ag66_gfac_"]
["SF_2200_HZ2CZ4_cg_id_1_ag66_efaf_"]
["SF_2200_HZ2CZ4_cg_id_1_ag66_hp85_"]
["SF_2200_HZ2CZ4_cg_id_1_ag66_zonl_"]
["SF_2200_HZ2CZ4_cg_id_2_ag66_gfnc_"]
["SF_2200_HZ2CZ4_cg_id_2_ag66_gfac_"]
["SF_2200_HZ2CZ4_cg_id_2_ag66_efaf_"]
["SF_2200_HZ2CZ4_cg_id_2_ag66_hp85_"]
["SF_2200_HZ2CZ4_cg_id_2_ag66_zonl_"]
["SF_2200_HZ2CZ4_cg_id_3_ag66_gfnc_"]
["SF_2200_HZ2CZ4_cg_id_3_ag66_gfac_"]
["SF_2200_HZ2CZ4_cg_id_3_ag66_efaf_"]
["SF_2200_HZ2CZ4_cg_id_3_ag66_hp85_"]
["SF_2200_HZ2CZ4_cg_id_3_ag66_zonl_"]
["SF_2200_HZ2CZ4_cg_id_4_ag66_gfnc_"]
["SF_2200_HZ2CZ4_cg_id_4_ag66_gfac_"]
["SF_2200_HZ2CZ4_cg_id_4_ag66_efaf_"]
["SF_2200_HZ2CZ4_cg_id_4_ag66_hp85_"]
["SF_2200_HZ2CZ4_cg_id_4_ag66_zonl_"]
["SF_2200_HZ2CZ4_cg_id_5_ag66_gfnc_"]
["SF_2200_HZ2CZ4_cg_id_5_ag66_gfac_"]
["SF_2200_HZ2CZ4_cg_id_5_ag66_efaf_"]
["SF_2200_HZ2CZ4_cg_id_5_ag66_hp85_"]
["SF_2200_HZ2CZ4_cg_id_5_ag66_zonl_"]
["SF_2200_HZ3CZ4_wl_ga_1_erwh_gfnc_"]
["SF_2200_HZ3CZ4_wl_ga_1_ge50_gfnc_"]
["SF_2200_HZ3CZ4_wl_ga_1_ao60_gfnc_"]
["SF_2200_HZ3CZ4_wl_ga_1_ao80_gfnc_"]
["SF_2200_HZ3CZ4_wl_ga_1_ag66_gfnc_"]
["SF_2200_HZ3CZ4_wl_ga_2_erwh_gfnc_"]
["SF_2200_HZ3CZ4_wl_ga_2_ge50_gfnc_"]
["SF_2200_HZ3CZ4_wl_ga_2_ao60_gfnc_"]
["SF_2200_HZ3CZ4_wl_ga_2_ao80_gfnc_"]
["SF_2200_HZ3CZ4_wl_ga_2_ag66_gfnc_"]
["SF_2200_HZ3CZ4_wl_ga_3_erwh_gfnc_"]
["SF_2200_HZ3CZ4_wl_ga_3_ge50_gfnc_"]
["SF_2200_HZ3CZ4_wl_ga_3_ao60_gfnc_"]
["SF_2200_HZ3CZ4_wl_ga_3_ao80_gfnc_"]
["SF_2200_HZ3CZ4_wl_ga_3_ag66_gfnc_"]
["SF_2200_HZ3CZ4_wl_ga_4_erwh_gfnc_"]
["SF_2200_HZ3CZ4_wl_ga_4_ge50_gfnc_"]
["SF_2200_HZ3CZ4_wl_ga_4_ao60_gfnc_"]
["SF_2200_HZ3CZ4_wl_ga_4_ao80_gfnc_"]
["SF_2200_HZ3CZ4_wl_ga_4_ag66_gfnc_"]
["SF_2200_HZ3CZ4_wl_ga_5_erwh_gfnc_"]
["SF_2200_HZ3CZ4_wl_ga_5_ge50_gfnc_"]
["SF_2200_HZ3CZ4_wl_ga_5_ao60_gfnc_"]
["SF_2200_HZ3CZ4_wl_ga_5_ao80_gfnc_"]
["SF_2200_HZ3CZ4_wl_ga_5_ag66_gfnc_"]
["SF_2200_HZ3CZ4_wl_bm_1_erwh_gfnc_"]
["SF_2200_HZ3CZ4_wl_bm_1_ge50_gfnc_"]
["SF_2200_HZ3CZ4_wl_bm_1_ao60_gfnc_"]
["SF_2200_HZ3CZ4_wl_bm_1_ao80_gfnc_"]
["SF_2200_HZ3CZ4_wl_bm_1_ag66_gfnc_"]
["SF_2200_HZ3CZ4_wl_bm_2_erwh_gfnc_"]
["SF_2200_HZ3CZ4_wl_bm_2_ge50_gfnc_"]
["SF_2200_HZ3CZ4_wl_bm_2_ao60_gfnc_"]
["SF_2200_HZ3CZ4_wl_bm_2_ao80_gfnc_"]
["SF_2200_HZ3CZ4_wl_bm_2_ag66_gfnc_"]
["SF_2200_HZ3CZ4_wl_bm_3_erwh_gfnc_"]
["SF_2200_HZ3CZ4_wl_bm_3_ge50_gfnc_"]
["SF_2200_HZ3CZ4_wl_bm_3_ao60_gfnc_"]
["SF_2200_HZ3CZ4_wl_bm_3_ao80_gfnc_"]
["SF_2200_HZ3CZ4_wl_bm_3_ag66_gfnc_"]
["SF_2200_HZ3CZ4_wl_bm_4_erwh_gfnc_"]
["SF_2200_HZ3CZ4_wl_bm_4_ge50_gfnc_"]
["SF_2200_HZ3CZ4_wl_bm_4_ao60_gfnc_"]
["SF_2200_HZ3CZ4_wl_bm_4_ao80_gfnc_"]
["SF_2200_HZ3CZ4_wl_bm_4_ag66_gfnc_"]
["SF_2200_HZ3CZ4_wl_bm_5_erwh_gfnc_"]
["SF_2200_HZ3CZ4_wl_bm_5_ge50_gfnc_"]
["SF_2200_HZ3CZ4_wl_bm_5_ao60_gfnc_"]
["SF_2200_HZ3CZ4_wl_bm_5_ao80_gfnc_"]
["SF_2200_HZ3CZ4_wl_bm_5_ag66_gfnc_"]
["SF_2200_HZ3CZ4_wl_i1_1_erwh_gfnc_"]
["SF_2200_HZ3CZ4_wl_i1_1_erwh_gfac_"]
["SF_2200_HZ3CZ4_wl_i1_1_erwh_efaf_"]
["SF_2200_HZ3CZ4_wl_i1_1_erwh_hp85_"]
["SF_2200_HZ3CZ4_wl_i1_1_erwh_zonl_"]
["SF_2200_HZ3CZ4_wl_i1_1_ge50_gfnc_"]
["SF_2200_HZ3CZ4_wl_i1_1_ge50_gfac_"]
["SF_2200_HZ3CZ4_wl_i1_1_ge50_efaf_"]
["SF_2200_HZ3CZ4_wl_i1_1_ge50_hp85_"]
["SF_2200_HZ3CZ4_wl_i1_1_ge50_zonl_"]
["SF_2200_HZ3CZ4_wl_i1_1_ao60_gfnc_"]
["SF_2200_HZ3CZ4_wl_i1_1_ao60_gfac_"]
["SF_2200_HZ3CZ4_wl_i1_1_ao60_efaf_"]
["SF_2200_HZ3CZ4_wl_i1_1_ao60_hp85_"]
["SF_2200_HZ3CZ4_wl_i1_1_ao60_zonl_"]
["SF_2200_HZ3CZ4_wl_i1_1_ao80_gfnc_"]
["SF_2200_HZ3CZ4_wl_i1_1_ao80_gfac_"]
["SF_2200_HZ3CZ4_wl_i1_1_ao80_efaf_"]
["SF_2200_HZ3CZ4_wl_i1_1_ao80_hp85_"]
["SF_2200_HZ3CZ4_wl_i1_1_ao80_zonl_"]
["SF_2200_HZ3CZ4_wl_i1_1_ag66_gfnc_"]
["SF_2200_HZ3CZ4_wl_i1_1_ag66_gfac_"]
["SF_2200_HZ3CZ4_wl_i1_1_ag66_efaf_"]
["SF_2200_HZ3CZ4_wl_i1_1_ag66_hp85_"]
["SF_2200_HZ3CZ4_wl_i1_1_ag66_zonl_"]
["SF_2200_HZ3CZ4_wl_i1_2_erwh_gfnc_"]
["SF_2200_HZ3CZ4_wl_i1_2_erwh_gfac_"]
["SF_2200_HZ3CZ4_wl_i1_2_erwh_efaf_"]
["SF_2200_HZ3CZ4_wl_i1_2_erwh_hp85_"]
["SF_2200_HZ3CZ4_wl_i1_2_erwh_zonl_"]
["SF_2200_HZ3CZ4_wl_i1_2_ge50_gfnc_"]
["SF_2200_HZ3CZ4_wl_i1_2_ge50_gfac_"]
["SF_2200_HZ3CZ4_wl_i1_2_ge50_efaf_"]
["SF_2200_HZ3CZ4_wl_i1_2_ge50_hp85_"]
["SF_2200_HZ3CZ4_wl_i1_2_ge50_zonl_"]
["SF_2200_HZ3CZ4_wl_i1_2_ao60_gfnc_"]
["SF_2200_HZ3CZ4_wl_i1_2_ao60_gfac_"]
["SF_2200_HZ3CZ4_wl_i1_2_ao60_efaf_"]
["SF_2200_HZ3CZ4_wl_i1_2_ao60_hp85_"]
["SF_2200_HZ3CZ4_wl_i1_2_ao60_zonl_"]
["SF_2200_HZ3CZ4_wl_i1_2_ao80_gfnc_"]
["SF_2200_HZ3CZ4_wl_i1_2_ao80_gfac_"]
["SF_2200_HZ3CZ4_wl_i1_2_ao80_efaf_"]
["SF_2200_HZ3CZ4_wl_i1_2_ao80_hp85_"]
["SF_2200_HZ3CZ4_wl_i1_2_ao80_zonl_"]
["SF_2200_HZ3CZ4_wl_i1_2_ag66_gfnc_"]
["SF_2200_HZ3CZ4_wl_i1_2_ag66_gfac_"]
["SF_2200_HZ3CZ4_wl_i1_2_ag66_efaf_"]
["SF_2200_HZ3CZ4_wl_i1_2_ag66_hp85_"]
["SF_2200_HZ3CZ4_wl_i1_2_ag66_zonl_"]
["SF_2200_HZ3CZ4_wl_i1_3_erwh_gfnc_"]
["SF_2200_HZ3CZ4_wl_i1_3_erwh_gfac_"]
["SF_2200_HZ3CZ4_wl_i1_3_erwh_efaf_"]
["SF_2200_HZ3CZ4_wl_i1_3_erwh_hp85_"]
["SF_2200_HZ3CZ4_wl_i1_3_erwh_zonl_"]
["SF_2200_HZ3CZ4_wl_i1_3_ge50_gfnc_"]
["SF_2200_HZ3CZ4_wl_i1_3_ge50_gfac_"]
["SF_2200_HZ3CZ4_wl_i1_3_ge50_efaf_"]
["SF_2200_HZ3CZ4_wl_i1_3_ge50_hp85_"]
["SF_2200_HZ3CZ4_wl_i1_3_ge50_zonl_"]
["SF_2200_HZ3CZ4_wl_i1_3_ao60_gfnc_"]
["SF_2200_HZ3CZ4_wl_i1_3_ao60_gfac_"]
["SF_2200_HZ3CZ4_wl_i1_3_ao60_efaf_"]
["SF_2200_HZ3CZ4_wl_i1_3_ao60_hp85_"]
["SF_2200_HZ3CZ4_wl_i1_3_ao60_zonl_"]
["SF_2200_HZ3CZ4_wl_i1_3_ao80_gfnc_"]
["SF_2200_HZ3CZ4_wl_i1_3_ao80_gfac_"]
["SF_2200_HZ3CZ4_wl_i1_3_ao80_efaf_"]
["SF_2200_HZ3CZ4_wl_i1_3_ao80_hp85_"]
["SF_2200_HZ3CZ4_wl_i1_3_ao80_zonl_"]
["SF_2200_HZ3CZ4_wl_i1_3_ag66_gfnc_"]
["SF_2200_HZ3CZ4_wl_i1_3_ag66_gfac_"]
["SF_2200_HZ3CZ4_wl_i1_3_ag66_efaf_"]
["SF_2200_HZ3CZ4_wl_i1_3_ag66_hp85_"]
["SF_2200_HZ3CZ4_wl_i1_3_ag66_zonl_"]
["SF_2200_HZ3CZ4_wl_i1_4_erwh_gfnc_"]
["SF_2200_HZ3CZ4_wl_i1_4_erwh_gfac_"]
["SF_2200_HZ3CZ4_wl_i1_4_erwh_efaf_"]
["SF_2200_HZ3CZ4_wl_i1_4_erwh_hp85_"]
["SF_2200_HZ3CZ4_wl_i1_4_erwh_zonl_"]
["SF_2200_HZ3CZ4_wl_i1_4_ge50_gfnc_"]
["SF_2200_HZ3CZ4_wl_i1_4_ge50_gfac_"]
["SF_2200_HZ3CZ4_wl_i1_4_ge50_efaf_"]
["SF_2200_HZ3CZ4_wl_i1_4_ge50_hp85_"]
["SF_2200_HZ3CZ4_wl_i1_4_ge50_zonl_"]
["SF_2200_HZ3CZ4_wl_i1_4_ao60_gfnc_"]
["SF_2200_HZ3CZ4_wl_i1_4_ao60_gfac_"]
["SF_2200_HZ3CZ4_wl_i1_4_ao60_efaf_"]
["SF_2200_HZ3CZ4_wl_i1_4_ao60_hp85_"]
["SF_2200_HZ3CZ4_wl_i1_4_ao60_zonl_"]
["SF_2200_HZ3CZ4_wl_i1_4_ao80_gfnc_"]
["SF_2200_HZ3CZ4_wl_i1_4_ao80_gfac_"]
["SF_2200_HZ3CZ4_wl_i1_4_ao80_efaf_"]
["SF_2200_HZ3CZ4_wl_i1_4_ao80_hp85_"]
["SF_2200_HZ3CZ4_wl_i1_4_ao80_zonl_"]
["SF_2200_HZ3CZ4_wl_i1_4_ag66_gfnc_"]
["SF_2200_HZ3CZ4_wl_i1_4_ag66_gfac_"]
["SF_2200_HZ3CZ4_wl_i1_4_ag66_efaf_"]
["SF_2200_HZ3CZ4_wl_i1_4_ag66_hp85_"]
["SF_2200_HZ3CZ4_wl_i1_4_ag66_zonl_"]
["SF_2200_HZ3CZ4_wl_i1_5_erwh_gfnc_"]
["SF_2200_HZ3CZ4_wl_i1_5_erwh_gfac_"]
["SF_2200_HZ3CZ4_wl_i1_5_erwh_efaf_"]
["SF_2200_HZ3CZ4_wl_i1_5_erwh_hp85_"]
["SF_2200_HZ3CZ4_wl_i1_5_erwh_zonl_"]
["SF_2200_HZ3CZ4_wl_i1_5_ge50_gfnc_"]
["SF_2200_HZ3CZ4_wl_i1_5_ge50_gfac_"]
["SF_2200_HZ3CZ4_wl_i1_5_ge50_efaf_"]
["SF_2200_HZ3CZ4_wl_i1_5_ge50_hp85_"]
["SF_2200_HZ3CZ4_wl_i1_5_ge50_zonl_"]
["SF_2200_HZ3CZ4_wl_i1_5_ao60_gfnc_"]
["SF_2200_HZ3CZ4_wl_i1_5_ao60_gfac_"]
["SF_2200_HZ3CZ4_wl_i1_5_ao60_efaf_"]
["SF_2200_HZ3CZ4_wl_i1_5_ao60_hp85_"]
["SF_2200_HZ3CZ4_wl_i1_5_ao60_zonl_"]
["SF_2200_HZ3CZ4_wl_i1_5_ao80_gfnc_"]
["SF_2200_HZ3CZ4_wl_i1_5_ao80_gfac_"]
["SF_2200_HZ3CZ4_wl_i1_5_ao80_efaf_"]
["SF_2200_HZ3CZ4_wl_i1_5_ao80_hp85_"]
["SF_2200_HZ3CZ4_wl_i1_5_ao80_zonl_"]
["SF_2200_HZ3CZ4_wl_i1_5_ag66_gfnc_"]
["SF_2200_HZ3CZ4_wl_i1_5_ag66_gfac_"]
["SF_2200_HZ3CZ4_wl_i1_5_ag66_efaf_"]
["SF_2200_HZ3CZ4_wl_i1_5_ag66_hp85_"]
["SF_2200_HZ3CZ4_wl_i1_5_ag66_zonl_"]
["SF_2200_HZ3CZ4_wl_i2_1_erwh_gfnc_"]
["SF_2200_HZ3CZ4_wl_i2_1_erwh_gfac_"]
["SF_2200_HZ3CZ4_wl_i2_1_erwh_efaf_"]
["SF_2200_HZ3CZ4_wl_i2_1_erwh_hp85_"]
["SF_2200_HZ3CZ4_wl_i2_1_erwh_zonl_"]
["SF_2200_HZ3CZ4_wl_i2_1_ge50_gfnc_"]
["SF_2200_HZ3CZ4_wl_i2_1_ge50_gfac_"]
["SF_2200_HZ3CZ4_wl_i2_1_ge50_efaf_"]
["SF_2200_HZ3CZ4_wl_i2_1_ge50_hp85_"]
["SF_2200_HZ3CZ4_wl_i2_1_ge50_zonl_"]
["SF_2200_HZ3CZ4_wl_i2_1_ao60_gfnc_"]
["SF_2200_HZ3CZ4_wl_i2_1_ao60_gfac_"]
["SF_2200_HZ3CZ4_wl_i2_1_ao60_efaf_"]
["SF_2200_HZ3CZ4_wl_i2_1_ao60_hp85_"]
["SF_2200_HZ3CZ4_wl_i2_1_ao60_zonl_"]
["SF_2200_HZ3CZ4_wl_i2_1_ao80_gfnc_"]
["SF_2200_HZ3CZ4_wl_i2_1_ao80_gfac_"]
["SF_2200_HZ3CZ4_wl_i2_1_ao80_efaf_"]
["SF_2200_HZ3CZ4_wl_i2_1_ao80_hp85_"]
["SF_2200_HZ3CZ4_wl_i2_1_ao80_zonl_"]
["SF_2200_HZ3CZ4_wl_i2_1_ag66_gfnc_"]
["SF_2200_HZ3CZ4_wl_i2_1_ag66_gfac_"]
["SF_2200_HZ3CZ4_wl_i2_1_ag66_efaf_"]
["SF_2200_HZ3CZ4_wl_i2_1_ag66_hp85_"]
["SF_2200_HZ3CZ4_wl_i2_1_ag66_zonl_"]
["SF_2200_HZ3CZ4_wl_i2_2_erwh_gfnc_"]
["SF_2200_HZ3CZ4_wl_i2_2_erwh_gfac_"]
["SF_2200_HZ3CZ4_wl_i2_2_erwh_efaf_"]
["SF_2200_HZ3CZ4_wl_i2_2_erwh_hp85_"]
["SF_2200_HZ3CZ4_wl_i2_2_erwh_zonl_"]
["SF_2200_HZ3CZ4_wl_i2_2_ge50_gfnc_"]
["SF_2200_HZ3CZ4_wl_i2_2_ge50_gfac_"]
["SF_2200_HZ3CZ4_wl_i2_2_ge50_efaf_"]
["SF_2200_HZ3CZ4_wl_i2_2_ge50_hp85_"]
["SF_2200_HZ3CZ4_wl_i2_2_ge50_zonl_"]
["SF_2200_HZ3CZ4_wl_i2_2_ao60_gfnc_"]
["SF_2200_HZ3CZ4_wl_i2_2_ao60_gfac_"]
["SF_2200_HZ3CZ4_wl_i2_2_ao60_efaf_"]
["SF_2200_HZ3CZ4_wl_i2_2_ao60_hp85_"]
["SF_2200_HZ3CZ4_wl_i2_2_ao60_zonl_"]
["SF_2200_HZ3CZ4_wl_i2_2_ao80_gfnc_"]
["SF_2200_HZ3CZ4_wl_i2_2_ao80_gfac_"]
["SF_2200_HZ3CZ4_wl_i2_2_ao80_efaf_"]
["SF_2200_HZ3CZ4_wl_i2_2_ao80_hp85_"]
["SF_2200_HZ3CZ4_wl_i2_2_ao80_zonl_"]
["SF_2200_HZ3CZ4_wl_i2_2_ag66_gfnc_"]
["SF_2200_HZ3CZ4_wl_i2_2_ag66_gfac_"]
["SF_2200_HZ3CZ4_wl_i2_2_ag66_efaf_"]
["SF_2200_HZ3CZ4_wl_i2_2_ag66_hp85_"]
["SF_2200_HZ3CZ4_wl_i2_2_ag66_zonl_"]
["SF_2200_HZ3CZ4_wl_i2_3_erwh_gfnc_"]
["SF_2200_HZ3CZ4_wl_i2_3_erwh_gfac_"]
["SF_2200_HZ3CZ4_wl_i2_3_erwh_efaf_"]
["SF_2200_HZ3CZ4_wl_i2_3_erwh_hp85_"]
["SF_2200_HZ3CZ4_wl_i2_3_erwh_zonl_"]
["SF_2200_HZ3CZ4_wl_i2_3_ge50_gfnc_"]
["SF_2200_HZ3CZ4_wl_i2_3_ge50_gfac_"]
["SF_2200_HZ3CZ4_wl_i2_3_ge50_efaf_"]
["SF_2200_HZ3CZ4_wl_i2_3_ge50_hp85_"]
["SF_2200_HZ3CZ4_wl_i2_3_ge50_zonl_"]
["SF_2200_HZ3CZ4_wl_i2_3_ao60_gfnc_"]
["SF_2200_HZ3CZ4_wl_i2_3_ao60_gfac_"]
["SF_2200_HZ3CZ4_wl_i2_3_ao60_efaf_"]
["SF_2200_HZ3CZ4_wl_i2_3_ao60_hp85_"]
["SF_2200_HZ3CZ4_wl_i2_3_ao60_zonl_"]
["SF_2200_HZ3CZ4_wl_i2_3_ao80_gfnc_"]
["SF_2200_HZ3CZ4_wl_i2_3_ao80_gfac_"]
["SF_2200_HZ3CZ4_wl_i2_3_ao80_efaf_"]
["SF_2200_HZ3CZ4_wl_i2_3_ao80_hp85_"]
["SF_2200_HZ3CZ4_wl_i2_3_ao80_zonl_"]
["SF_2200_HZ3CZ4_wl_i2_3_ag66_gfnc_"]
["SF_2200_HZ3CZ4_wl_i2_3_ag66_gfac_"]
["SF_2200_HZ3CZ4_wl_i2_3_ag66_efaf_"]
["SF_2200_HZ3CZ4_wl_i2_3_ag66_hp85_"]
["SF_2200_HZ3CZ4_wl_i2_3_ag66_zonl_"]
["SF_2200_HZ3CZ4_wl_i2_4_erwh_gfnc_"]
["SF_2200_HZ3CZ4_wl_i2_4_erwh_gfac_"]
["SF_2200_HZ3CZ4_wl_i2_4_erwh_efaf_"]
["SF_2200_HZ3CZ4_wl_i2_4_erwh_hp85_"]
["SF_2200_HZ3CZ4_wl_i2_4_erwh_zonl_"]
["SF_2200_HZ3CZ4_wl_i2_4_ge50_gfnc_"]
["SF_2200_HZ3CZ4_wl_i2_4_ge50_gfac_"]
["SF_2200_HZ3CZ4_wl_i2_4_ge50_efaf_"]
["SF_2200_HZ3CZ4_wl_i2_4_ge50_hp85_"]
["SF_2200_HZ3CZ4_wl_i2_4_ge50_zonl_"]
["SF_2200_HZ3CZ4_wl_i2_4_ao60_gfnc_"]
["SF_2200_HZ3CZ4_wl_i2_4_ao60_gfac_"]
["SF_2200_HZ3CZ4_wl_i2_4_ao60_efaf_"]
["SF_2200_HZ3CZ4_wl_i2_4_ao60_hp85_"]
["SF_2200_HZ3CZ4_wl_i2_4_ao60_zonl_"]
["SF_2200_HZ3CZ4_wl_i2_4_ao80_gfnc_"]
["SF_2200_HZ3CZ4_wl_i2_4_ao80_gfac_"]
["SF_2200_HZ3CZ4_wl_i2_4_ao80_efaf_"]
["SF_2200_HZ3CZ4_wl_i2_4_ao80_hp85_"]
["SF_2200_HZ3CZ4_wl_i2_4_ao80_zonl_"]
["SF_2200_HZ3CZ4_wl_i2_4_ag66_gfnc_"]
["SF_2200_HZ3CZ4_wl_i2_4_ag66_gfac_"]
["SF_2200_HZ3CZ4_wl_i2_4_ag66_efaf_"]
["SF_2200_HZ3CZ4_wl_i2_4_ag66_hp85_"]
["SF_2200_HZ3CZ4_wl_i2_4_ag66_zonl_"]
["SF_2200_HZ3CZ4_wl_i2_5_erwh_gfnc_"]
["SF_2200_HZ3CZ4_wl_i2_5_erwh_gfac_"]
["SF_2200_HZ3CZ4_wl_i2_5_erwh_efaf_"]
["SF_2200_HZ3CZ4_wl_i2_5_erwh_hp85_"]
["SF_2200_HZ3CZ4_wl_i2_5_erwh_zonl_"]
["SF_2200_HZ3CZ4_wl_i2_5_ge50_gfnc_"]
["SF_2200_HZ3CZ4_wl_i2_5_ge50_gfac_"]
["SF_2200_HZ3CZ4_wl_i2_5_ge50_efaf_"]
["SF_2200_HZ3CZ4_wl_i2_5_ge50_hp85_"]
["SF_2200_HZ3CZ4_wl_i2_5_ge50_zonl_"]
["SF_2200_HZ3CZ4_wl_i2_5_ao60_gfnc_"]
["SF_2200_HZ3CZ4_wl_i2_5_ao60_gfac_"]
["SF_2200_HZ3CZ4_wl_i2_5_ao60_efaf_"]
["SF_2200_HZ3CZ4_wl_i2_5_ao60_hp85_"]
["SF_2200_HZ3CZ4_wl_i2_5_ao60_zonl_"]
["SF_2200_HZ3CZ4_wl_i2_5_ao80_gfnc_"]
["SF_2200_HZ3CZ4_wl_i2_5_ao80_gfac_"]
["SF_2200_HZ3CZ4_wl_i2_5_ao80_efaf_"]
["SF_2200_HZ3CZ4_wl_i2_5_ao80_hp85_"]
["SF_2200_HZ3CZ4_wl_i2_5_ao80_zonl_"]
["SF_2200_HZ3CZ4_wl_i2_5_ag66_gfnc_"]
["SF_2200_HZ3CZ4_wl_i2_5_ag66_gfac_"]
["SF_2200_HZ3CZ4_wl_i2_5_ag66_efaf_"]
["SF_2200_HZ3CZ4_wl_i2_5_ag66_hp85_"]
["SF_2200_HZ3CZ4_wl_i2_5_ag66_zonl_"]
["SF_2200_HZ3CZ4_wl_i3_1_erwh_gfnc_"]
["SF_2200_HZ3CZ4_wl_i3_1_erwh_gfac_"]
["SF_2200_HZ3CZ4_wl_i3_1_erwh_efaf_"]
["SF_2200_HZ3CZ4_wl_i3_1_erwh_hp85_"]
["SF_2200_HZ3CZ4_wl_i3_1_erwh_zonl_"]
["SF_2200_HZ3CZ4_wl_i3_1_ge50_gfnc_"]
["SF_2200_HZ3CZ4_wl_i3_1_ge50_gfac_"]
["SF_2200_HZ3CZ4_wl_i3_1_ge50_efaf_"]
["SF_2200_HZ3CZ4_wl_i3_1_ge50_hp85_"]
["SF_2200_HZ3CZ4_wl_i3_1_ge50_zonl_"]
["SF_2200_HZ3CZ4_wl_i3_1_ao60_gfnc_"]
["SF_2200_HZ3CZ4_wl_i3_1_ao60_gfac_"]
["SF_2200_HZ3CZ4_wl_i3_1_ao60_efaf_"]
["SF_2200_HZ3CZ4_wl_i3_1_ao60_hp85_"]
["SF_2200_HZ3CZ4_wl_i3_1_ao60_zonl_"]
["SF_2200_HZ3CZ4_wl_i3_1_ao80_gfnc_"]
["SF_2200_HZ3CZ4_wl_i3_1_ao80_gfac_"]
["SF_2200_HZ3CZ4_wl_i3_1_ao80_efaf_"]
["SF_2200_HZ3CZ4_wl_i3_1_ao80_hp85_"]
["SF_2200_HZ3CZ4_wl_i3_1_ao80_zonl_"]
["SF_2200_HZ3CZ4_wl_i3_1_ag66_gfnc_"]
["SF_2200_HZ3CZ4_wl_i3_1_ag66_gfac_"]
["SF_2200_HZ3CZ4_wl_i3_1_ag66_efaf_"]
["SF_2200_HZ3CZ4_wl_i3_1_ag66_hp85_"]
["SF_2200_HZ3CZ4_wl_i3_1_ag66_zonl_"]
["SF_2200_HZ3CZ4_wl_i3_2_erwh_gfnc_"]
["SF_2200_HZ3CZ4_wl_i3_2_erwh_gfac_"]
["SF_2200_HZ3CZ4_wl_i3_2_erwh_efaf_"]
["SF_2200_HZ3CZ4_wl_i3_2_erwh_hp85_"]
["SF_2200_HZ3CZ4_wl_i3_2_erwh_zonl_"]
["SF_2200_HZ3CZ4_wl_i3_2_ge50_gfnc_"]
["SF_2200_HZ3CZ4_wl_i3_2_ge50_gfac_"]
["SF_2200_HZ3CZ4_wl_i3_2_ge50_efaf_"]
["SF_2200_HZ3CZ4_wl_i3_2_ge50_hp85_"]
["SF_2200_HZ3CZ4_wl_i3_2_ge50_zonl_"]
["SF_2200_HZ3CZ4_wl_i3_2_ao60_gfnc_"]
["SF_2200_HZ3CZ4_wl_i3_2_ao60_gfac_"]
["SF_2200_HZ3CZ4_wl_i3_2_ao60_efaf_"]
["SF_2200_HZ3CZ4_wl_i3_2_ao60_hp85_"]
["SF_2200_HZ3CZ4_wl_i3_2_ao60_zonl_"]
["SF_2200_HZ3CZ4_wl_i3_2_ao80_gfnc_"]
["SF_2200_HZ3CZ4_wl_i3_2_ao80_gfac_"]
["SF_2200_HZ3CZ4_wl_i3_2_ao80_efaf_"]
["SF_2200_HZ3CZ4_wl_i3_2_ao80_hp85_"]
["SF_2200_HZ3CZ4_wl_i3_2_ao80_zonl_"]
["SF_2200_HZ3CZ4_wl_i3_2_ag66_gfnc_"]
["SF_2200_HZ3CZ4_wl_i3_2_ag66_gfac_"]
["SF_2200_HZ3CZ4_wl_i3_2_ag66_efaf_"]
["SF_2200_HZ3CZ4_wl_i3_2_ag66_hp85_"]
["SF_2200_HZ3CZ4_wl_i3_2_ag66_zonl_"]
["SF_2200_HZ3CZ4_wl_i3_3_erwh_gfnc_"]
["SF_2200_HZ3CZ4_wl_i3_3_erwh_gfac_"]
["SF_2200_HZ3CZ4_wl_i3_3_erwh_efaf_"]
["SF_2200_HZ3CZ4_wl_i3_3_erwh_hp85_"]
["SF_2200_HZ3CZ4_wl_i3_3_erwh_zonl_"]
["SF_2200_HZ3CZ4_wl_i3_3_ge50_gfnc_"]
["SF_2200_HZ3CZ4_wl_i3_3_ge50_gfac_"]
["SF_2200_HZ3CZ4_wl_i3_3_ge50_efaf_"]
["SF_2200_HZ3CZ4_wl_i3_3_ge50_hp85_"]
["SF_2200_HZ3CZ4_wl_i3_3_ge50_zonl_"]
["SF_2200_HZ3CZ4_wl_i3_3_ao60_gfnc_"]
["SF_2200_HZ3CZ4_wl_i3_3_ao60_gfac_"]
["SF_2200_HZ3CZ4_wl_i3_3_ao60_efaf_"]
["SF_2200_HZ3CZ4_wl_i3_3_ao60_hp85_"]
["SF_2200_HZ3CZ4_wl_i3_3_ao60_zonl_"]
["SF_2200_HZ3CZ4_wl_i3_3_ao80_gfnc_"]
["SF_2200_HZ3CZ4_wl_i3_3_ao80_gfac_"]
["SF_2200_HZ3CZ4_wl_i3_3_ao80_efaf_"]
["SF_2200_HZ3CZ4_wl_i3_3_ao80_hp85_"]
["SF_2200_HZ3CZ4_wl_i3_3_ao80_zonl_"]
["SF_2200_HZ3CZ4_wl_i3_3_ag66_gfnc_"]
["SF_2200_HZ3CZ4_wl_i3_3_ag66_gfac_"]
["SF_2200_HZ3CZ4_wl_i3_3_ag66_efaf_"]
["SF_2200_HZ3CZ4_wl_i3_3_ag66_hp85_"]
["SF_2200_HZ3CZ4_wl_i3_3_ag66_zonl_"]
["SF_2200_HZ3CZ4_wl_i3_4_erwh_gfnc_"]
["SF_2200_HZ3CZ4_wl_i3_4_erwh_gfac_"]
["SF_2200_HZ3CZ4_wl_i3_4_erwh_efaf_"]
["SF_2200_HZ3CZ4_wl_i3_4_erwh_hp85_"]
["SF_2200_HZ3CZ4_wl_i3_4_erwh_zonl_"]
["SF_2200_HZ3CZ4_wl_i3_4_ge50_gfnc_"]
["SF_2200_HZ3CZ4_wl_i3_4_ge50_gfac_"]
["SF_2200_HZ3CZ4_wl_i3_4_ge50_efaf_"]
["SF_2200_HZ3CZ4_wl_i3_4_ge50_hp85_"]
["SF_2200_HZ3CZ4_wl_i3_4_ge50_zonl_"]
["SF_2200_HZ3CZ4_wl_i3_4_ao60_gfnc_"]
["SF_2200_HZ3CZ4_wl_i3_4_ao60_gfac_"]
["SF_2200_HZ3CZ4_wl_i3_4_ao60_efaf_"]
["SF_2200_HZ3CZ4_wl_i3_4_ao60_hp85_"]
["SF_2200_HZ3CZ4_wl_i3_4_ao60_zonl_"]
["SF_2200_HZ3CZ4_wl_i3_4_ao80_gfnc_"]
["SF_2200_HZ3CZ4_wl_i3_4_ao80_gfac_"]
["SF_2200_HZ3CZ4_wl_i3_4_ao80_efaf_"]
["SF_2200_HZ3CZ4_wl_i3_4_ao80_hp85_"]
["SF_2200_HZ3CZ4_wl_i3_4_ao80_zonl_"]
["SF_2200_HZ3CZ4_wl_i3_4_ag66_gfnc_"]
["SF_2200_HZ3CZ4_wl_i3_4_ag66_gfac_"]
["SF_2200_HZ3CZ4_wl_i3_4_ag66_efaf_"]
["SF_2200_HZ3CZ4_wl_i3_4_ag66_hp85_"]
["SF_2200_HZ3CZ4_wl_i3_4_ag66_zonl_"]
["SF_2200_HZ3CZ4_wl_i3_5_erwh_gfnc_"]
["SF_2200_HZ3CZ4_wl_i3_5_erwh_gfac_"]
["SF_2200_HZ3CZ4_wl_i3_5_erwh_efaf_"]
["SF_2200_HZ3CZ4_wl_i3_5_erwh_hp85_"]
["SF_2200_HZ3CZ4_wl_i3_5_erwh_zonl_"]
["SF_2200_HZ3CZ4_wl_i3_5_ge50_gfnc_"]
["SF_2200_HZ3CZ4_wl_i3_5_ge50_gfac_"]
["SF_2200_HZ3CZ4_wl_i3_5_ge50_efaf_"]
["SF_2200_HZ3CZ4_wl_i3_5_ge50_hp85_"]
["SF_2200_HZ3CZ4_wl_i3_5_ge50_zonl_"]
["SF_2200_HZ3CZ4_wl_i3_5_ao60_gfnc_"]
["SF_2200_HZ3CZ4_wl_i3_5_ao60_gfac_"]
["SF_2200_HZ3CZ4_wl_i3_5_ao60_efaf_"]
["SF_2200_HZ3CZ4_wl_i3_5_ao60_hp85_"]
["SF_2200_HZ3CZ4_wl_i3_5_ao60_zonl_"]
["SF_2200_HZ3CZ4_wl_i3_5_ao80_gfnc_"]
["SF_2200_HZ3CZ4_wl_i3_5_ao80_gfac_"]
["SF_2200_HZ3CZ4_wl_i3_5_ao80_efaf_"]
["SF_2200_HZ3CZ4_wl_i3_5_ao80_hp85_"]
["SF_2200_HZ3CZ4_wl_i3_5_ao80_zonl_"]
["SF_2200_HZ3CZ4_wl_i3_5_ag66_gfnc_"]
["SF_2200_HZ3CZ4_wl_i3_5_ag66_gfac_"]
["SF_2200_HZ3CZ4_wl_i3_5_ag66_efaf_"]
["SF_2200_HZ3CZ4_wl_i3_5_ag66_hp85_"]
["SF_2200_HZ3CZ4_wl_i3_5_ag66_zonl_"]
["SF_2200_HZ3CZ4_wl_i4_1_erwh_gfnc_"]
["SF_2200_HZ3CZ4_wl_i4_1_erwh_gfac_"]
["SF_2200_HZ3CZ4_wl_i4_1_erwh_efaf_"]
["SF_2200_HZ3CZ4_wl_i4_1_erwh_hp85_"]
["SF_2200_HZ3CZ4_wl_i4_1_erwh_zonl_"]
["SF_2200_HZ3CZ4_wl_i4_1_ge50_gfnc_"]
["SF_2200_HZ3CZ4_wl_i4_1_ge50_gfac_"]
["SF_2200_HZ3CZ4_wl_i4_1_ge50_efaf_"]
["SF_2200_HZ3CZ4_wl_i4_1_ge50_hp85_"]
["SF_2200_HZ3CZ4_wl_i4_1_ge50_zonl_"]
["SF_2200_HZ3CZ4_wl_i4_1_ao60_gfnc_"]
["SF_2200_HZ3CZ4_wl_i4_1_ao60_gfac_"]
["SF_2200_HZ3CZ4_wl_i4_1_ao60_efaf_"]
["SF_2200_HZ3CZ4_wl_i4_1_ao60_hp85_"]
["SF_2200_HZ3CZ4_wl_i4_1_ao60_zonl_"]
["SF_2200_HZ3CZ4_wl_i4_1_ao80_gfnc_"]
["SF_2200_HZ3CZ4_wl_i4_1_ao80_gfac_"]
["SF_2200_HZ3CZ4_wl_i4_1_ao80_efaf_"]
["SF_2200_HZ3CZ4_wl_i4_1_ao80_hp85_"]
["SF_2200_HZ3CZ4_wl_i4_1_ao80_zonl_"]
["SF_2200_HZ3CZ4_wl_i4_1_ag66_gfnc_"]
["SF_2200_HZ3CZ4_wl_i4_1_ag66_gfac_"]
["SF_2200_HZ3CZ4_wl_i4_1_ag66_efaf_"]
["SF_2200_HZ3CZ4_wl_i4_1_ag66_hp85_"]
["SF_2200_HZ3CZ4_wl_i4_1_ag66_zonl_"]
["SF_2200_HZ3CZ4_wl_i4_2_erwh_gfnc_"]
["SF_2200_HZ3CZ4_wl_i4_2_erwh_gfac_"]
["SF_2200_HZ3CZ4_wl_i4_2_erwh_efaf_"]
["SF_2200_HZ3CZ4_wl_i4_2_erwh_hp85_"]
["SF_2200_HZ3CZ4_wl_i4_2_erwh_zonl_"]
["SF_2200_HZ3CZ4_wl_i4_2_ge50_gfnc_"]
["SF_2200_HZ3CZ4_wl_i4_2_ge50_gfac_"]
["SF_2200_HZ3CZ4_wl_i4_2_ge50_efaf_"]
["SF_2200_HZ3CZ4_wl_i4_2_ge50_hp85_"]
["SF_2200_HZ3CZ4_wl_i4_2_ge50_zonl_"]
["SF_2200_HZ3CZ4_wl_i4_2_ao60_gfnc_"]
["SF_2200_HZ3CZ4_wl_i4_2_ao60_gfac_"]
["SF_2200_HZ3CZ4_wl_i4_2_ao60_efaf_"]
["SF_2200_HZ3CZ4_wl_i4_2_ao60_hp85_"]
["SF_2200_HZ3CZ4_wl_i4_2_ao60_zonl_"]
["SF_2200_HZ3CZ4_wl_i4_2_ao80_gfnc_"]
["SF_2200_HZ3CZ4_wl_i4_2_ao80_gfac_"]
["SF_2200_HZ3CZ4_wl_i4_2_ao80_efaf_"]
["SF_2200_HZ3CZ4_wl_i4_2_ao80_hp85_"]
["SF_2200_HZ3CZ4_wl_i4_2_ao80_zonl_"]
["SF_2200_HZ3CZ4_wl_i4_2_ag66_gfnc_"]
["SF_2200_HZ3CZ4_wl_i4_2_ag66_gfac_"]
["SF_2200_HZ3CZ4_wl_i4_2_ag66_efaf_"]
["SF_2200_HZ3CZ4_wl_i4_2_ag66_hp85_"]
["SF_2200_HZ3CZ4_wl_i4_2_ag66_zonl_"]
["SF_2200_HZ3CZ4_wl_i4_3_erwh_gfnc_"]
["SF_2200_HZ3CZ4_wl_i4_3_erwh_gfac_"]
["SF_2200_HZ3CZ4_wl_i4_3_erwh_efaf_"]
["SF_2200_HZ3CZ4_wl_i4_3_erwh_hp85_"]
["SF_2200_HZ3CZ4_wl_i4_3_erwh_zonl_"]
["SF_2200_HZ3CZ4_wl_i4_3_ge50_gfnc_"]
["SF_2200_HZ3CZ4_wl_i4_3_ge50_gfac_"]
["SF_2200_HZ3CZ4_wl_i4_3_ge50_efaf_"]
["SF_2200_HZ3CZ4_wl_i4_3_ge50_hp85_"]
["SF_2200_HZ3CZ4_wl_i4_3_ge50_zonl_"]
["SF_2200_HZ3CZ4_wl_i4_3_ao60_gfnc_"]
["SF_2200_HZ3CZ4_wl_i4_3_ao60_gfac_"]
["SF_2200_HZ3CZ4_wl_i4_3_ao60_efaf_"]
["SF_2200_HZ3CZ4_wl_i4_3_ao60_hp85_"]
["SF_2200_HZ3CZ4_wl_i4_3_ao60_zonl_"]
["SF_2200_HZ3CZ4_wl_i4_3_ao80_gfnc_"]
["SF_2200_HZ3CZ4_wl_i4_3_ao80_gfac_"]
["SF_2200_HZ3CZ4_wl_i4_3_ao80_efaf_"]
["SF_2200_HZ3CZ4_wl_i4_3_ao80_hp85_"]
["SF_2200_HZ3CZ4_wl_i4_3_ao80_zonl_"]
["SF_2200_HZ3CZ4_wl_i4_3_ag66_gfnc_"]
["SF_2200_HZ3CZ4_wl_i4_3_ag66_gfac_"]
["SF_2200_HZ3CZ4_wl_i4_3_ag66_efaf_"]
["SF_2200_HZ3CZ4_wl_i4_3_ag66_hp85_"]
["SF_2200_HZ3CZ4_wl_i4_3_ag66_zonl_"]
["SF_2200_HZ3CZ4_wl_i4_4_erwh_gfnc_"]
["SF_2200_HZ3CZ4_wl_i4_4_erwh_gfac_"]
["SF_2200_HZ3CZ4_wl_i4_4_erwh_efaf_"]
["SF_2200_HZ3CZ4_wl_i4_4_erwh_hp85_"]
["SF_2200_HZ3CZ4_wl_i4_4_erwh_zonl_"]
["SF_2200_HZ3CZ4_wl_i4_4_ge50_gfnc_"]
["SF_2200_HZ3CZ4_wl_i4_4_ge50_gfac_"]
["SF_2200_HZ3CZ4_wl_i4_4_ge50_efaf_"]
["SF_2200_HZ3CZ4_wl_i4_4_ge50_hp85_"]
["SF_2200_HZ3CZ4_wl_i4_4_ge50_zonl_"]
["SF_2200_HZ3CZ4_wl_i4_4_ao60_gfnc_"]
["SF_2200_HZ3CZ4_wl_i4_4_ao60_gfac_"]
["SF_2200_HZ3CZ4_wl_i4_4_ao60_efaf_"]
["SF_2200_HZ3CZ4_wl_i4_4_ao60_hp85_"]
["SF_2200_HZ3CZ4_wl_i4_4_ao60_zonl_"]
["SF_2200_HZ3CZ4_wl_i4_4_ao80_gfnc_"]
["SF_2200_HZ3CZ4_wl_i4_4_ao80_gfac_"]
["SF_2200_HZ3CZ4_wl_i4_4_ao80_efaf_"]
["SF_2200_HZ3CZ4_wl_i4_4_ao80_hp85_"]
["SF_2200_HZ3CZ4_wl_i4_4_ao80_zonl_"]
["SF_2200_HZ3CZ4_wl_i4_4_ag66_gfnc_"]
["SF_2200_HZ3CZ4_wl_i4_4_ag66_gfac_"]
["SF_2200_HZ3CZ4_wl_i4_4_ag66_efaf_"]
["SF_2200_HZ3CZ4_wl_i4_4_ag66_hp85_"]
["SF_2200_HZ3CZ4_wl_i4_4_ag66_zonl_"]
["SF_2200_HZ3CZ4_wl_i4_5_erwh_gfnc_"]
["SF_2200_HZ3CZ4_wl_i4_5_erwh_gfac_"]
["SF_2200_HZ3CZ4_wl_i4_5_erwh_efaf_"]
["SF_2200_HZ3CZ4_wl_i4_5_erwh_hp85_"]
["SF_2200_HZ3CZ4_wl_i4_5_erwh_zonl_"]
["SF_2200_HZ3CZ4_wl_i4_5_ge50_gfnc_"]
["SF_2200_HZ3CZ4_wl_i4_5_ge50_gfac_"]
["SF_2200_HZ3CZ4_wl_i4_5_ge50_efaf_"]
["SF_2200_HZ3CZ4_wl_i4_5_ge50_hp85_"]
["SF_2200_HZ3CZ4_wl_i4_5_ge50_zonl_"]
["SF_2200_HZ3CZ4_wl_i4_5_ao60_gfnc_"]
["SF_2200_HZ3CZ4_wl_i4_5_ao60_gfac_"]
["SF_2200_HZ3CZ4_wl_i4_5_ao60_efaf_"]
["SF_2200_HZ3CZ4_wl_i4_5_ao60_hp85_"]
["SF_2200_HZ3CZ4_wl_i4_5_ao60_zonl_"]
["SF_2200_HZ3CZ4_wl_i4_5_ao80_gfnc_"]
["SF_2200_HZ3CZ4_wl_i4_5_ao80_gfac_"]
["SF_2200_HZ3CZ4_wl_i4_5_ao80_efaf_"]
["SF_2200_HZ3CZ4_wl_i4_5_ao80_hp85_"]
["SF_2200_HZ3CZ4_wl_i4_5_ao80_zonl_"]
["SF_2200_HZ3CZ4_wl_i4_5_ag66_gfnc_"]
["SF_2200_HZ3CZ4_wl_i4_5_ag66_gfac_"]
["SF_2200_HZ3CZ4_wl_i4_5_ag66_efaf_"]
["SF_2200_HZ3CZ4_wl_i4_5_ag66_hp85_"]
["SF_2200_HZ3CZ4_wl_i4_5_ag66_zonl_"]
["SF_2200_HZ3CZ4_wl_id_1_ag66_gfnc_"]
["SF_2200_HZ3CZ4_wl_id_1_ag66_gfac_"]
["SF_2200_HZ3CZ4_wl_id_1_ag66_efaf_"]
["SF_2200_HZ3CZ4_wl_id_1_ag66_hp85_"]
["SF_2200_HZ3CZ4_wl_id_1_ag66_zonl_"]
["SF_2200_HZ3CZ4_wl_id_2_ag66_gfnc_"]
["SF_2200_HZ3CZ4_wl_id_2_ag66_gfac_"]
["SF_2200_HZ3CZ4_wl_id_2_ag66_efaf_"]
["SF_2200_HZ3CZ4_wl_id_2_ag66_hp85_"]
["SF_2200_HZ3CZ4_wl_id_2_ag66_zonl_"]
["SF_2200_HZ3CZ4_wl_id_3_ag66_gfnc_"]
["SF_2200_HZ3CZ4_wl_id_3_ag66_gfac_"]
["SF_2200_HZ3CZ4_wl_id_3_ag66_efaf_"]
["SF_2200_HZ3CZ4_wl_id_3_ag66_hp85_"]
["SF_2200_HZ3CZ4_wl_id_3_ag66_zonl_"]
["SF_2200_HZ3CZ4_wl_id_4_ag66_gfnc_"]
["SF_2200_HZ3CZ4_wl_id_4_ag66_gfac_"]
["SF_2200_HZ3CZ4_wl_id_4_ag66_efaf_"]
["SF_2200_HZ3CZ4_wl_id_4_ag66_hp85_"]
["SF_2200_HZ3CZ4_wl_id_4_ag66_zonl_"]
["SF_2200_HZ3CZ4_wl_id_5_ag66_gfnc_"]
["SF_2200_HZ3CZ4_wl_id_5_ag66_gfac_"]
["SF_2200_HZ3CZ4_wl_id_5_ag66_efaf_"]
["SF_2200_HZ3CZ4_wl_id_5_ag66_hp85_"]
["SF_2200_HZ3CZ4_wl_id_5_ag66_zonl_"]

{"sheet":"SavingsData&Analysis","index":16,"n_rows":335,"n_cols":34,"rows_kept":335,"cut":false,"hidden":false,"merged":[[278,6,279,6],[295,6,299,6],[304,6,308,6],[313,6,317,6],[322,6,326,6],[280,6,281,6],[282,6,283,6],[19,2,19,4],[32,2,32,4],[113,6,117,6],[122,6,126,6],[131,6,135,6],[104,6,108,6],[91,6,92,6],[19,10,20,10],[19,11,19,13],[32,11,32,13],[87,6,88,6],[89,6,90,6]]}
[]
[null,"Tank Size Distrubtion"]
[null,"RBSA Single Family Characterstics and Energy Use Report. 2012."]
[null,"Table 109"]
[null,null,"0-55 gals",">55 gals","n"]
[null,"Electric Water Heaters",0.88300000000000001,0.11700000000000001,849]
[]
[null,"Fraction of large tank owners that will work around the federal standard update and install a smaller electric resistance tank or two small tanks"]
[null,"Work-around Fraction:",0.25]
[]
[null,"\"Current Practice Basline\" Market Share"]
[null,{"$f":"C5","v":"0-55 gals"},{"$f":"1-C13","v":0.91225000000000001}]
[null,{"$f":"D5","v":">55 gals"},{"$f":"D6*(1-C9)","v":8.7750000000000009E-2}]
[]
[]
[null,"Occupant Counts"]
[]
[null,"Occupany Distribution by Heating Zone from RBSA Single Family Database"]
[null,"All Tank Sizes",null,null,null,null,null,null,null,null,"Tanke size <=55 gallon",null,null,null,null,null,"Counts:",null,null,null,null,null,null,"Tanke size >55 gallon",null,null,null,null,null,"Counts:"]
[null,null,"Heating Zone",null,null,"All",null,null,null,null,"People","Heating Zone",null,null,"All",null,"People","Heating Zone",null,null,"All",null,null,"People","Heating Zone",0,0,"All",null,"People","Heating Zone",0,0,"All"]
[null,"People",1,2,3,null,null,null,null,null,null,1,2,3,null,null,null,1,2,3,null,null,null,"People",1,2,3,null,null,null,1,2,3]
[null,1,{"$f":"SUM(R22,AE22)/SUM(R$30,AE$30)","v":0.19218241042345277},{"$f":"SUM(S22,AF22)/SUM(S$30,AF$30)","v":0.20382165605095542},{"$f":"SUM(T22,AG22)/SUM(T$30,AG$30)","v":0.2},{"$f":"SUM(U22,AH22)/SUM(U$30,AH$30)","v":0.19503546099290781},null,null,null,null,1,0.20492370605468799,0.23795410156249999,0.19063959121704102,0.21008501052856399,null,1,107,31,14,152,null,null,1,8.9550981521606399E-2,9.007744789123541E-2,0.38023200988769501,0.10125922203064,null,1,11,1,1,13]
[null,2,0.46579804560260585,0.45859872611464969,0.44,0.46217494089834515,null,null,null,null,2,0.42357288360595702,0.45384269714355496,0.43355888366699197,0.42988975524902301,null,2,244,64,31,339,null,null,2,0.57066524505615202,0.707032089233398,0.23953598022460898,0.56899681091308596,null,2,42,8,2,52]
[null,3,0.12866449511400652,8.2802547770700632E-2,0.16,0.12293144208037825,null,null,null,null,3,0.13861927986145001,0.11284024238586399,0.151863899230957,0.134735240936279,null,3,67,13,12,92,null,null,3,0.12623665809631299,0,0,0.11041663169860801,null,3,12,0,0,12]
[null,4,0.1254071661237785,0.10828025477707007,9.3333333333333338E-2,0.11938534278959811,null,null,null,null,4,0.136845369338989,0.10460054397583,8.7868223190307598E-2,0.12747975349426299,null,4,65,17,7,89,null,null,4,0.11692070960998499,0,0,0.102268152236938,null,4,12,0,0,12]
[null,5,4.071661237785016E-2,6.3694267515923567E-2,0.04,4.4917257683215132E-2,null,null,null,null,5,5.1456274986267099E-2,4.2666354179382297E-2,4.6747121810913103E-2,4.94975185394287E-2,null,5,23,10,3,36,null,null,5,1.6608483791351301E-2,0,0,1.45271015167236E-2,null,5,2,0,0,2]
[null,6,2.2801302931596091E-2,5.0955414012738856E-2,0.04,2.955082742316785E-2,null,null,null,null,6,2.29312705993652E-2,3.1842854022979698E-2,6.5860962867736794E-2,2.7541058063507099E-2,null,6,13,7,1,21,null,null,6,8.7737786769866901E-3,5.6406502723693804E-2,0.38023200988769501,2.7736418247222901E-2,null,6,1,1,2,4]
[null,7,8.1433224755700327E-3,0,0,5.9101654846335696E-3,null,null,null,null,7,4.2165336012840301E-3,0,0,3.14229607582092E-3,null,7,4,0,0,4,null,null,7,5.6538581848144497E-2,0,0,4.9453139305114704E-2,null,7,1,0,0,1]
[null,8,1.6286644951140065E-2,3.1847133757961783E-2,2.6666666666666668E-2,2.0094562647754138E-2,null,null,null,null,8,1.7434662580490101E-2,1.6253184080123897E-2,2.34613227844238E-2,1.76293587684631E-2,null,8,8,3,2,13,null,null,8,1.47055721282959E-2,0.146483955383301,0,2.5342521667480501E-2,null,8,2,2,0,4]
[null,"Total",1,1,1,1,null,null,null,null,"Total",0.99999998062849049,0.99999997735023471,1.0000000047683713,0.99999999165534881,null,"Total",531,145,70,746,null,null,"Total",1.0000000107288349,0.9999999952316283,0.999999999999999,0.99999999761581382,null,"Total",83,12,5,100]
[]
[null,"Occupant count with 5+ category collapsed",null,null,null,null,null,null,null,null,"Occupant count with 5+ category collapsed",null,null,null,null,null,null,null,null,null,null,null,null,"Occupant count with 5+ category collapsed"]
[null,null,"Heating Zone",null,null,"All",null,"Occupancy Weight Table",null,null,"Occupants",{"$f":"L20","v":"Heating Zone"},null,null,{"$f":"O20","v":"All"},null,"Occupancy Weight Table Small Tanks",null,null,null,null,null,null,"Occupants",{"$f":"Y20","v":"Heating Zone"},null,null,{"$f":"AB20","v":"All"},null,"Occupancy Weight Table"]
[null,"People",1,2,3,null,null,"For Lookup Purposes",null,null,null,1,{"$f":"M21","v":2},3,null,null,"For Lookup Purposes",null,null,null,null,null,null,null,1,2,3,null,null,"For Lookup Purposes"]
[null,1,{"$f":"C22","v":0.19218241042345277},0.20382165605095542,0.2,{"$f":"F22","v":0.19503546099290781},null,1,{"$f":"F35","v":0.19503546099290781},null,{"$f":"K22","v":1},0.20492370605468799,0.23795410156249999,0.19063959121704102,{"$f":"O22","v":0.21008501052856399},null,1,{"$f":"O35","v":0.21008501052856399},null,null,null,null,null,{"$f":"K35","v":1},8.9550981521606399E-2,9.007744789123541E-2,0.38023200988769501,{"$f":"AB22","v":0.10125922203064},null,1,{"$f":"AB35","v":0.10125922203064}]
[null,2,0.46579804560260585,0.45859872611464969,0.44,{"$f":"F23","v":0.46217494089834515},null,2,{"$f":"F36","v":0.46217494089834515},null,{"$f":"K23","v":2},0.42357288360595702,0.45384269714355496,0.43355888366699197,{"$f":"O23","v":0.42988975524902301},null,2,{"$f":"O36","v":0.42988975524902301},null,null,null,null,null,2,0.57066524505615202,0.707032089233398,0.23953598022460898,{"$f":"AB23","v":0.56899681091308596},null,2,{"$f":"AB36","v":0.56899681091308596}]
[null,3,0.12866449511400652,8.2802547770700632E-2,0.16,{"$f":"F24","v":0.12293144208037825},null,3,{"$f":"F37","v":0.12293144208037825},null,{"$f":"K24","v":3},0.13861927986145001,0.11284024238586399,0.151863899230957,{"$f":"O24","v":0.134735240936279},null,3,{"$f":"O37","v":0.134735240936279},null,null,null,null,null,3,0.12623665809631299,0,0,{"$f":"AB24","v":0.11041663169860801},null,3,0.11041663169860801]
[null,4,0.1254071661237785,0.10828025477707007,9.3333333333333338E-2,{"$f":"F25","v":0.11938534278959811},null,4,{"$f":"F38","v":0.11938534278959811},null,{"$f":"K25","v":4},0.136845369338989,0.10460054397583,8.7868223190307598E-2,{"$f":"O25","v":0.12747975349426299},null,4,{"$f":"O38","v":0.12747975349426299},null,null,null,null,null,4,0.11692070960998499,0,0,{"$f":"AB25","v":0.102268152236938},null,4,0.102268152236938]
[null,"5+",{"$f":"SUM(C26:C29)","v":8.7947882736156363E-2},{"$f":"SUM(D26:D29)","v":0.1464968152866242},{"$f":"SUM(E26:E29)","v":0.10666666666666667},{"$f":"SUM(F26:F29)","v":0.10047281323877068},null,5,{"$f":"F39","v":0.10047281323877068},null,"5+",{"$f":"SUM(L26:L29)","v":9.6038741767406427E-2},{"$f":"SUM(M26:M29)","v":9.0762392282485893E-2},{"$f":"SUM(N26:N29)","v":0.13606940746307369},{"$f":"SUM(O26:O29)","v":9.7810231447219814E-2},null,5,{"$f":"O39","v":9.7810231447219814E-2},null,null,null,null,null,"5+",{"$f":"SUM(Y26:Y29)","v":9.6626416444778387E-2},{"$f":"SUM(Z26:Z29)","v":0.2028904581069948},{"$f":"SUM(AA26:AA29)","v":0.38023200988769501},{"$f":"SUM(AB26:AB29)","v":0.1170591807365417},null,5,0.1170591807365417]
[null,"Total",{"$f":"SUM(C35:C39)","v":1},{"$f":"SUM(D35:D39)","v":1},{"$f":"SUM(E35:E39)","v":1},{"$f":"SUM(F35:F39)","v":1},null,null,null,null,"Total",{"$f":"SUM(L35:L39)","v":0.99999998062849049},{"$f":"SUM(M35:M39)","v":0.99999997735023483},{"$f":"SUM(N35:N39)","v":1.0000000047683713},{"$f":"SUM(O35:O39)","v":0.9999999916553487},null,null,null,null,null,null,null,null,"Total",{"$f":"SUM(Y35:Y39)","v":1.0000000107288349},{"$f":"SUM(Z35:Z39)","v":0.99999999523162819},0.999999999999999,0.9999999976158136]
[]
[null,"There is not enough difference in occupancy distribution across heating zones to differentiante between them"]
[null,"The counts for zones 2 and 3 are low further reducing significance of any difference."]
[null,"Therefore, proceed with the distribution of \"All\" zones."]
[]
[null,"Average Occupancy",null,{"$f":"SUMPRODUCT(B22:B29,F22:F29)","v":2.5697399527186766},null,null,null,null,null,null,null,null,null,null,null,null,null,null,null,null,null,null,null,"Average Occupancy",null,{"$f":"SUMPRODUCT(X22:X29,AB22:AB29)","v":2.7675415134429904}]
[]
[null,"Gas Furnace Efficiency:",null,null,0.9]
[]
[]
[null,"Tank size and tier assumptions"]
[null,"1) The savings is relative to the existing tank size  in the house - not the HPWH size"]
[null,"  Important because federal standard requires >55 gal tanks to be HPWH"]
[null,"2) Tier 2 tank represented by ATI66"]
[null,"3) Tier 1 tanks are a mix of different types"]
[null,"  Program rebate data from BPA shown below"]
[]
[null,"Tier 1 Equipment Ratios"]
[null,null,"Fraction","n",null,"Tier 1 Performance","Fraction"]
[null,"ge50",{"$f":"D60/D63","v":0.86912751677852351},{"$f":"COUNTIFS(costdataset!C:C,\"GE\",costdataset!D:D,\"50\")","v":259},null,"Low",{"$f":"C60","v":0.86912751677852351}]
[null,"ao60",{"$f":"D61/D63","v":5.3691275167785234E-2},{"$f":"COUNTIFS(costdataset!C:C,\"A.O. Smith\",costdataset!D:D,\"60\")","v":16},null,"High",{"$f":"SUM(C61:C62)","v":0.13087248322147652}]
[null,"ao80",{"$f":"D62/D63","v":7.7181208053691275E-2},{"$f":"COUNTIFS(costdataset!C:C,\"A.O. Smith\",costdataset!D:D,\"80\")","v":23}]
[null,"Total",{"$f":"SUM(C60:C62)","v":1},{"$f":"SUM(D60:D62)","v":298}]
[]
[]
[null,"Rate of Equipment Contractor Install & Self Install"]
[null,"Source:  NEEA and BPA program data"]
[null,null,null,null,null,null,"Ratios:"]
[null,null,"Contractor","Self","Total",null,null,"Contractor","Self"]
[null,"ge50",{"$f":"COUNTIFS(costdataset!E:E,0,costdataset!C:C,\"GE\",costdataset!D:D,50)","v":43},{"$f":"COUNTIFS(costdataset!E:E,1,costdataset!C:C,\"GE\",costdataset!D:D,50)","v":216},{"$f":"SUM(C70:D70)","v":259},null,"Tier 1",{"$f":"SUM(C70:C71)/SUM(E70:E71)","v":0.1912751677852349},{"$f":"SUM(D70:D71)/SUM(E70:E71)","v":0.8087248322147651}]
[null,"aoSmith",{"$f":"COUNTIFS(costdataset!E:E,0,costdataset!C:C,\"A.O. Smith\")","v":14},{"$f":"COUNTIFS(costdataset!E:E,1,costdataset!C:C,\"A.O. Smith\")","v":25},{"$f":"SUM(C71:D71)","v":39},null,"Tier 2",{"$f":"C72/E72","v":0.92004504504504503},{"$f":"D72/E72","v":7.9954954954954957E-2}]
[null,"ag66",{"$f":"COUNTIFS(costdataset!E:E,0,costdataset!C:C,\"AirGenerate\")","v":817},{"$f":"COUNTIFS(costdataset!E:E,1,costdataset!C:C,\"AirGenerate\")","v":71},{"$f":"SUM(C72:D72)","v":888}]
[null,"Total",{"$f":"SUM(C70:C72)","v":874},{"$f":"SUM(D70:D72)","v":312},{"$f":"SUM(E70:E72)","v":1186}]
[]
[]
[null,"Heating System Interaction Factor",null,null,null,0.65]
[]
[]
[]
[]
[]
[]
[]
[null,null,null,"DHW kWh Savings"]
[null,null,"HZ1CZ4_cs_","HZ2CZ4_cg_","HZ3CZ4_wl_",null,"Graph Table:"]
[null,"Garage Installs",null,"ga_",null,null,"DHW Savings",null,"Climate Zone"]
[null,null,"HZ1","HZ2","HZ3",null,"kWh/yr",null,"HZ1","HZ2","HZ3"]
[null,"ge50",{"$f":"VLOOKUP(\"SF_2200_\"&C$85&$D$86&$B88&\"_gfnc_\",tblout1,16,0)","v":274.44585996926708},296.65559003900694,311.36134154491674,null,"Garage","Tier 1",{"$f":"C92","v":267.0851027635814},287.72889289825378,302.04107656921991]
[null,"ao60",210.3702521950355,221.60304804728139,237.72315803073275,null,null,"Tier 2",{"$error":"#N/A"},{"$error":"#N/A"},{"$error":"#N/A"}]
[null,"ao80",223.6503850602835,233.20710847044916,241.82968821749387,null,"Basement","Tier 1",{"$f":"C101","v":261.54942706709039},268.671509945666,273.20367057484475]
[null,"ag66",{"$error":"#N/A"},{"$error":"#N/A"},{"$error":"#N/A"},null,null,"Tier 2",{"$error":"#N/A"},{"$error":"#N/A"},{"$error":"#N/A"}]
[null,"Tier 1",{"$f":"SUMPRODUCT($C$60:$C$62,C88:C90)","v":267.0851027635814},{"$f":"SUMPRODUCT($C$60:$C$62,D88:D90)","v":287.72889289825378},{"$f":"SUMPRODUCT($C$60:$C$62,E88:E90)","v":302.04107656921991},null,"Interior","Tier 1",{"$f":"C110","v":251.86626320418225},246.35353880225915,270.77176900572374]
[null,"Tier 2",{"$f":"C91","v":{"$error":"#N/A"}},{"$f":"D91","v":{"$error":"#N/A"}},{"$f":"E91","v":{"$error":"#N/A"}},null,null,"Tier 2",{"$error":"#N/A"},{"$error":"#N/A"},{"$error":"#N/A"}]
[null,null,null,null,null,null,"Ducted","Tier 2",{"$f":"C144","v":{"$error":"#N/A"}},{"$f":"D144","v":{"$error":"#N/A"}},{"$f":"E144","v":{"$error":"#N/A"}}]
[null,"Basement Installs",null,"bm_"]
[null,null,"HZ1","HZ2","HZ3"]
[null,{"$f":"B88","v":"ge50"},{"$f":"VLOOKUP(\"SF_2200_\"&C$85&$D$95&$B97&\"_gfnc_\",tblout1,16,0)","v":268.43691347281333},276.10027119503525,280.8530461371156]
[null,"ao60",208.38032699054372,209.46072336052021,212.56220059219868]
[null,"ao80",220.97754107328626,226.20731089243509,229.25042053546099]
[null,"ag66",{"$error":"#N/A"},{"$error":"#N/A"},{"$error":"#N/A"},null,null,"HZ1CZ4_cs_","HZ2CZ4_cg_","HZ3CZ4_wl_",null,{"$f":"H100","v":"HZ1CZ4_cs_"},{"$f":"I100","v":"HZ2CZ4_cg_"},{"$f":"J100","v":"HZ3CZ4_wl_"},null,{"$f":"L100","v":"HZ1CZ4_cs_"},{"$f":"M100","v":"HZ2CZ4_cg_"},{"$f":"N100","v":"HZ3CZ4_wl_"},null,{"$f":"P100","v":"HZ1CZ4_cs_"},{"$f":"Q100","v":"HZ2CZ4_cg_"},"HZ3CZ4_wl_",null,{"$f":"T100","v":"HZ1CZ4_cs_"},{"$f":"U100","v":"HZ2CZ4_cg_"},"HZ3CZ4_wl_"]
[null,"Tier 1",{"$f":"SUMPRODUCT($C$60:$C$62,C97:C99)","v":261.54942706709039},{"$f":"SUMPRODUCT($C$60:$C$62,D97:D99)","v":268.671509945666},{"$f":"SUMPRODUCT($C$60:$C$62,E97:E99)","v":273.20367057484475}]
[null,"Tier 2",{"$f":"C100","v":{"$error":"#N/A"}},{"$f":"D100","v":{"$error":"#N/A"}},{"$f":"E100","v":{"$error":"#N/A"}},null,null,"Heating System Penalty"]
[null,null,null,null,null,null,null,"_zonl_",null,null,null,"_efaf_",null,null,null,"_hp85_",null,null,null,"_gfnc_",null,null,null,"_gfnc_"]
[null,"Interior Installs",null,"i2_",null,null,"i1","Zonal Electric Resistance",null,null,null,"Electric Furnace",null,null,null,"Heat Pump",null,null,null,"Gas Furnace Air Handler kWh",null,null,null,"Gas Furnace Therms"]
[null,null,"HZ1","HZ2","HZ3",null,"HCf=0.25","HZ1","HZ2","HZ3",null,{"$f":"H105","v":"HZ1"},{"$f":"I105","v":"HZ2"},{"$f":"J105","v":"HZ3"},null,{"$f":"L105","v":"HZ1"},{"$f":"M105","v":"HZ2"},{"$f":"N105","v":"HZ3"},null,{"$f":"P105","v":"HZ1"},{"$f":"Q105","v":"HZ2"},"HZ3",null,{"$f":"T105","v":"HZ1"},{"$f":"U105","v":"HZ2"},"HZ3"]
[null,{"$f":"B97","v":"ge50"},{"$f":"VLOOKUP(\"SF_2200_\"&C$85&$D$104&$B106&\"_gfnc_\",tblout1,16,0)","v":259.96576737352234},253.55363554018891,281.54171195862887,null,null,{"$f":"VLOOKUP(\"SF_2200_\"&H$100&$G$104&\"_\"&$B106&$H$103,tblout1,13,0)","v":{"$error":"#N/A"}},{"$error":"#N/A"},{"$error":"#N/A"},null,{"$f":"VLOOKUP(\"SF_2200_\"&L$100&$G$104&\"_\"&$B106&$L$103,tblout1,13,0)","v":{"$error":"#N/A"}},{"$error":"#N/A"},{"$error":"#N/A"},null,{"$f":"VLOOKUP(\"SF_2200_\"&P$100&$G$104&\"_\"&$B106&$P$103,tblout1,13,0)","v":{"$error":"#N/A"}},{"$error":"#N/A"},{"$error":"#N/A"},null,{"$f":"VLOOKUP(\"SF_2200_\"&T$100&$G$104&\"_\"&$B106&$T$103,tblout1,13,0)","v":{"$error":"#N/A"}},{"$error":"#N/A"},{"$error":"#N/A"},null,{"$f":"VLOOKUP(\"SF_2200_\"&X$100&$G$104&\"_\"&$B106&$X$103,tblout1,14,0)","v":{"$error":"#N/A"}},{"$error":"#N/A"},{"$error":"#N/A"}]
[null,"ao60",192.49541535461015,190.28580634515379,192.27155252600483,null,null,{"$error":"#N/A"},{"$error":"#N/A"},{"$error":"#N/A"},null,{"$error":"#N/A"},{"$error":"#N/A"},{"$error":"#N/A"},null,{"$error":"#N/A"},{"$error":"#N/A"},{"$error":"#N/A"},null,{"$error":"#N/A"},{"$error":"#N/A"},{"$error":"#N/A"},null,{"$error":"#N/A"},{"$error":"#N/A"},{"$error":"#N/A"}]
[null,"ao80",201.9602625839243,204.27782854964539,204.10169243498808,null,null,{"$error":"#N/A"},{"$error":"#N/A"},{"$error":"#N/A"},null,{"$error":"#N/A"},{"$error":"#N/A"},{"$error":"#N/A"},null,{"$error":"#N/A"},{"$error":"#N/A"},{"$error":"#N/A"},null,{"$error":"#N/A"},{"$error":"#N/A"},{"$error":"#N/A"},null,{"$error":"#N/A"},{"$error":"#N/A"},{"$error":"#N/A"}]
[null,"ag66",{"$error":"#N/A"},{"$error":"#N/A"},{"$error":"#N/A"},null,null,{"$error":"#N/A"},{"$error":"#N/A"},{"$error":"#N/A"},null,{"$error":"#N/A"},{"$error":"#N/A"},{"$error":"#N/A"},null,{"$error":"#N/A"},{"$error":"#N/A"},{"$error":"#N/A"},null,{"$error":"#N/A"},{"$error":"#N/A"},{"$error":"#N/A"},null,{"$error":"#N/A"},{"$error":"#N/A"},{"$error":"#N/A"}]
[null,"Tier 1",{"$f":"SUMPRODUCT($C$60:$C$62,C106:C108)","v":251.86626320418225},{"$f":"SUMPRODUCT($C$60:$C$62,D106:D108)","v":246.35353880225915},{"$f":"SUMPRODUCT($C$60:$C$62,E106:E108)","v":270.77176900572374},null,null,{"$f":"SUMPRODUCT($C$60:$C$62,H106:H108)","v":{"$error":"#N/A"}},{"$f":"SUMPRODUCT($C$60:$C$62,I106:I108)","v":{"$error":"#N/A"}},{"$f":"SUMPRODUCT($C$60:$C$62,J106:J108)","v":{"$error":"#N/A"}},null,{"$f":"SUMPRODUCT($C$60:$C$62,L106:L108)","v":{"$error":"#N/A"}},{"$f":"SUMPRODUCT($C$60:$C$62,M106:M108)","v":{"$error":"#N/A"}},{"$f":"SUMPRODUCT($C$60:$C$62,N106:N108)","v":{"$error":"#N/A"}},null,{"$f":"SUMPRODUCT($C$60:$C$62,P106:P108)","v":{"$error":"#N/A"}},{"$f":"SUMPRODUCT($C$60:$C$62,Q106:Q108)","v":{"$error":"#N/A"}},{"$f":"SUMPRODUCT($C$60:$C$62,R106:R108)","v":{"$error":"#N/A"}},null,{"$f":"SUMPRODUCT($C$60:$C$62,T106:T108)","v":{"$error":"#N/A"}},{"$f":"SUMPRODUCT($C$60:$C$62,U106:U108)","v":{"$error":"#N/A"}},{"$f":"SUMPRODUCT($C$60:$C$62,V106:V108)","v":{"$error":"#N/A"}},null,{"$f":"SUMPRODUCT($C$60:$C$62,X106:X108)","v":{"$error":"#N/A"}},{"$f":"SUMPRODUCT($C$60:$C$62,Y106:Y108)","v":{"$error":"#N/A"}},{"$f":"SUMPRODUCT($C$60:$C$62,Z106:Z108)","v":{"$error":"#N/A"}}]
[null,"Tier 2",{"$f":"C109","v":{"$error":"#N/A"}},{"$f":"D109","v":{"$error":"#N/A"}},{"$f":"E109","v":{"$error":"#N/A"}},null,null,{"$f":"H109","v":{"$error":"#N/A"}},{"$f":"I109","v":{"$error":"#N/A"}},{"$f":"J109","v":{"$error":"#N/A"}},null,{"$f":"L109","v":{"$error":"#N/A"}},{"$f":"M109","v":{"$error":"#N/A"}},{"$f":"N109","v":{"$error":"#N/A"}},null,{"$f":"P109","v":{"$error":"#N/A"}},{"$f":"Q109","v":{"$error":"#N/A"}},{"$error":"#N/A"},null,{"$f":"T109","v":{"$error":"#N/A"}},{"$f":"U109","v":{"$error":"#N/A"}},{"$error":"#N/A"},null,{"$f":"X109","v":{"$error":"#N/A"}},{"$f":"Y109","v":{"$error":"#N/A"}},{"$error":"#N/A"}]
[]
[null,null,null,null,null,null,"i2"]
[null,null,null,null,null,null,"HCf=0.65",{"$f":"H105","v":"HZ1"},{"$f":"I105","v":"HZ2"},{"$f":"J105","v":"HZ3"},null,{"$f":"L105","v":"HZ1"},{"$f":"M105","v":"HZ2"},{"$f":"N105","v":"HZ3"},null,{"$f":"P105","v":"HZ1"},{"$f":"Q105","v":"HZ2"},"HZ3",null,{"$f":"T105","v":"HZ1"},{"$f":"U105","v":"HZ2"},"HZ3",null,{"$f":"X105","v":"HZ1"},{"$f":"Y105","v":"HZ2"},"HZ3"]
[null,{"$f":"B106","v":"ge50"},null,null,null,null,null,{"$f":"VLOOKUP(\"SF_2200_\"&H$100&$G$113&\"_\"&$B115&$H$103,tblout1,13,0)","v":1.4814697090041591},2.7841184557382803,-2.2411750425308128,null,{"$f":"VLOOKUP(\"SF_2200_\"&L$100&$G$113&\"_\"&$B115&$L$103,tblout1,13,0)","v":1.5765429994771694},3.2199511867729598,-2.4450898108552792,null,{"$f":"VLOOKUP(\"SF_2200_\"&P$100&$G$113&\"_\"&$B115&$P$103,tblout1,13,0)","v":-1.1358959771687296},2.8232390018201841,-2.5973643456836726,null,{"$f":"VLOOKUP(\"SF_2200_\"&T$100&$G$113&\"_\"&$B115&$T$103,tblout1,13,0)","v":5.1249671982191103E-2},0.12780833712167805,-9.4814480406512303E-2,null,{"$f":"VLOOKUP(\"SF_2200_\"&X$100&$G$113&\"_\"&$B115&$X$103,tblout1,14,0)","v":7.460386106970418E-2},0.15131925159812454,-0.11521151696126708]
[null,"ao60",null,null,null,null,null,26.000498229248478,18.247231515961175,16.099949219140399,null,29.040722673447817,20.445549953976297,17.970886612612958,null,13.452856781908849,12.692738302988801,13.699826768264757,null,1.084902810350286,0.80101664972289655,0.70492880122105817,null,1.3689009306287971,0.9612225345722436,0.84647431793428041]
[null,"ao80",null,null,null,null,null,29.251028306531225,25.987591154203983,19.231261682856712,null,32.752053857457213,29.166731643013918,21.602044701910927,null,9.6914695316945654,10.775575600482625,8.6180857835770439,null,1.2132889086884688,1.151113996630329,0.86635861610398024,null,1.5442320545938628,1.3709190742079045,1.0167910069230857]
[null,"ag66",null,null,null,null,null,{"$error":"#N/A"},{"$error":"#N/A"},{"$error":"#N/A"},null,{"$error":"#N/A"},{"$error":"#N/A"},{"$error":"#N/A"},null,{"$error":"#N/A"},{"$error":"#N/A"},{"$error":"#N/A"},null,{"$error":"#N/A"},{"$error":"#N/A"},{"$error":"#N/A"},null,{"$error":"#N/A"},{"$error":"#N/A"},{"$error":"#N/A"}]
[null,"Tier 1",null,null,null,null,null,{"$f":"SUMPRODUCT($C$60:$C$62,H115:H117)","v":4.941215695806279},{"$f":"SUMPRODUCT($C$60:$C$62,I115:I117)","v":5.4052247679137082},{"$f":"SUMPRODUCT($C$60:$C$62,J115:J117)","v":0.40085191341097404},null,{"$f":"SUMPRODUCT($C$60:$C$62,L115:L117)","v":5.4572934173196908},{"$f":"SUMPRODUCT($C$60:$C$62,M115:M117)","v":6.1474194108293201},{"$f":"SUMPRODUCT($C$60:$C$62,N115:N117)","v":0.50705688904107804},null,{"$f":"SUMPRODUCT($C$60:$C$62,P115:P117)","v":0.48306191158662959},{"$f":"SUMPRODUCT($C$60:$C$62,Q115:Q117)","v":3.9669159501018418},{"$f":"SUMPRODUCT($C$60:$C$62,R115:R117)","v":-0.85672538328041292},null,{"$f":"SUMPRODUCT($C$60:$C$62,T115:T117)","v":0.19643541915713708},{"$f":"SUMPRODUCT($C$60:$C$62,U115:U117)","v":0.24293371688784743},{"$f":"SUMPRODUCT($C$60:$C$62,V115:V117)","v":2.230925692832815E-2},null,{"$f":"SUMPRODUCT($C$60:$C$62,X115:X117)","v":0.25752400054621805},{"$f":"SUMPRODUCT($C$60:$C$62,Y115:Y117)","v":0.28893417927467102},{"$f":"SUMPRODUCT($C$60:$C$62,Z115:Z117)","v":2.3791944138292893E-2}]
[null,"Tier 2",null,null,null,null,null,{"$f":"H118","v":{"$error":"#N/A"}},{"$f":"I118","v":{"$error":"#N/A"}},{"$f":"J118","v":{"$error":"#N/A"}},null,{"$f":"L118","v":{"$error":"#N/A"}},{"$f":"M118","v":{"$error":"#N/A"}},{"$f":"N118","v":{"$error":"#N/A"}},null,{"$f":"P118","v":{"$error":"#N/A"}},{"$f":"Q118","v":{"$error":"#N/A"}},{"$error":"#N/A"},null,{"$f":"T118","v":{"$error":"#N/A"}},{"$f":"U118","v":{"$error":"#N/A"}},{"$error":"#N/A"},null,{"$f":"X118","v":{"$error":"#N/A"}},{"$f":"Y118","v":{"$error":"#N/A"}},{"$error":"#N/A"}]
[]
[null,null,null,null,null,null,"i3"]
[null,null,null,null,null,null,"HCf=0.75",{"$f":"H114","v":"HZ1"},{"$f":"I114","v":"HZ2"},{"$f":"J114","v":"HZ3"},null,{"$f":"L114","v":"HZ1"},{"$f":"M114","v":"HZ2"},{"$f":"N114","v":"HZ3"},null,{"$f":"P114","v":"HZ1"},{"$f":"Q114","v":"HZ2"},"HZ3",null,{"$f":"T114","v":"HZ1"},{"$f":"U114","v":"HZ2"},"HZ3",null,{"$f":"X114","v":"HZ1"},{"$f":"Y114","v":"HZ2"},"HZ3"]
[null,{"$f":"B115","v":"ge50"},null,null,null,null,null,{"$f":"VLOOKUP(\"SF_2200_\"&H$100&$G$122&\"_\"&$B124&$H$103,tblout1,13,0)","v":{"$error":"#N/A"}},{"$error":"#N/A"},{"$error":"#N/A"},null,{"$f":"VLOOKUP(\"SF_2200_\"&L$100&$G$122&\"_\"&$B124&$L$103,tblout1,13,0)","v":{"$error":"#N/A"}},{"$error":"#N/A"},{"$error":"#N/A"},null,{"$f":"VLOOKUP(\"SF_2200_\"&P$100&$G$122&\"_\"&$B124&$P$103,tblout1,13,0)","v":{"$error":"#N/A"}},{"$error":"#N/A"},{"$error":"#N/A"},null,{"$f":"VLOOKUP(\"SF_2200_\"&T$100&$G$122&\"_\"&$B124&$T$103,tblout1,13,0)","v":{"$error":"#N/A"}},{"$error":"#N/A"},{"$error":"#N/A"},null,{"$f":"VLOOKUP(\"SF_2200_\"&X$100&$G$122&\"_\"&$B124&$X$103,tblout1,14,0)","v":{"$error":"#N/A"}},{"$error":"#N/A"},{"$error":"#N/A"}]
[null,"ao60",null,null,null,null,null,{"$error":"#N/A"},{"$error":"#N/A"},{"$error":"#N/A"},null,{"$error":"#N/A"},{"$error":"#N/A"},{"$error":"#N/A"},null,{"$error":"#N/A"},{"$error":"#N/A"},{"$error":"#N/A"},null,{"$error":"#N/A"},{"$error":"#N/A"},{"$error":"#N/A"},null,{"$error":"#N/A"},{"$error":"#N/A"},{"$error":"#N/A"}]
[null,"ao80",null,null,null,null,null,{"$error":"#N/A"},{"$error":"#N/A"},{"$error":"#N/A"},null,{"$error":"#N/A"},{"$error":"#N/A"},{"$error":"#N/A"},null,{"$error":"#N/A"},{"$error":"#N/A"},{"$error":"#N/A"},null,{"$error":"#N/A"},{"$error":"#N/A"},{"$error":"#N/A"},null,{"$error":"#N/A"},{"$error":"#N/A"},{"$error":"#N/A"}]
[null,"ag66",null,null,null,null,null,{"$error":"#N/A"},{"$error":"#N/A"},{"$error":"#N/A"},null,{"$error":"#N/A"},{"$error":"#N/A"},{"$error":"#N/A"},null,{"$error":"#N/A"},{"$error":"#N/A"},{"$error":"#N/A"},null,{"$error":"#N/A"},{"$error":"#N/A"},{"$error":"#N/A"},null,{"$error":"#N/A"},{"$error":"#N/A"},{"$error":"#N/A"}]
[null,"Tier 1",null,null,null,null,null,{"$f":"SUMPRODUCT($C$60:$C$62,H124:H126)","v":{"$error":"#N/A"}},{"$f":"SUMPRODUCT($C$60:$C$62,I124:I126)","v":{"$error":"#N/A"}},{"$f":"SUMPRODUCT($C$60:$C$62,J124:J126)","v":{"$error":"#N/A"}},null,{"$f":"SUMPRODUCT($C$60:$C$62,L124:L126)","v":{"$error":"#N/A"}},{"$f":"SUMPRODUCT($C$60:$C$62,M124:M126)","v":{"$error":"#N/A"}},{"$f":"SUMPRODUCT($C$60:$C$62,N124:N126)","v":{"$error":"#N/A"}},null,{"$f":"SUMPRODUCT($C$60:$C$62,P124:P126)","v":{"$error":"#N/A"}},{"$f":"SUMPRODUCT($C$60:$C$62,Q124:Q126)","v":{"$error":"#N/A"}},{"$f":"SUMPRODUCT($C$60:$C$62,R124:R126)","v":{"$error":"#N/A"}},null,{"$f":"SUMPRODUCT($C$60:$C$62,T124:T126)","v":{"$error":"#N/A"}},{"$f":"SUMPRODUCT($C$60:$C$62,U124:U126)","v":{"$error":"#N/A"}},{"$f":"SUMPRODUCT($C$60:$C$62,V124:V126)","v":{"$error":"#N/A"}},null,{"$f":"SUMPRODUCT($C$60:$C$62,X124:X126)","v":{"$error":"#N/A"}},{"$f":"SUMPRODUCT($C$60:$C$62,Y124:Y126)","v":{"$error":"#N/A"}},{"$f":"SUMPRODUCT($C$60:$C$62,Z124:Z126)","v":{"$error":"#N/A"}}]
[null,"Tier 2",null,null,null,null,null,{"$f":"H127","v":{"$error":"#N/A"}},{"$f":"I127","v":{"$error":"#N/A"}},{"$f":"J127","v":{"$error":"#N/A"}},null,{"$f":"L127","v":{"$error":"#N/A"}},{"$f":"M127","v":{"$error":"#N/A"}},{"$f":"N127","v":{"$error":"#N/A"}},null,{"$f":"P127","v":{"$error":"#N/A"}},{"$f":"Q127","v":{"$error":"#N/A"}},{"$error":"#N/A"},null,{"$f":"T127","v":{"$error":"#N/A"}},{"$f":"U127","v":{"$error":"#N/A"}},{"$error":"#N/A"},null,{"$f":"X127","v":{"$error":"#N/A"}},{"$f":"Y127","v":{"$error":"#N/A"}},{"$error":"#N/A"}]
[]
[null,null,null,null,null,null,"i4"]
[null,null,null,null,null,null,"HCf=1",{"$f":"H123","v":"HZ1"},{"$f":"I123","v":"HZ2"},{"$f":"J123","v":"HZ3"},null,{"$f":"L123","v":"HZ1"},{"$f":"M123","v":"HZ2"},{"$f":"N123","v":"HZ3"},null,{"$f":"P123","v":"HZ1"},{"$f":"Q123","v":"HZ2"},"HZ3",null,{"$f":"T123","v":"HZ1"},{"$f":"U123","v":"HZ2"},"HZ3",null,{"$f":"X123","v":"HZ1"},{"$f":"Y123","v":"HZ2"},"HZ3"]
[null,{"$f":"B124","v":"ge50"},null,null,null,null,null,{"$f":"VLOOKUP(\"SF_2200_\"&H$100&$G$131&\"_\"&$B133&$H$103,tblout1,13,0)","v":{"$error":"#N/A"}},{"$error":"#N/A"},{"$error":"#N/A"},null,{"$f":"VLOOKUP(\"SF_2200_\"&L$100&$G$131&\"_\"&$B133&$L$103,tblout1,13,0)","v":{"$error":"#N/A"}},{"$error":"#N/A"},{"$error":"#N/A"},null,{"$f":"VLOOKUP(\"SF_2200_\"&P$100&$G$131&\"_\"&$B133&$P$103,tblout1,13,0)","v":{"$error":"#N/A"}},{"$error":"#N/A"},{"$error":"#N/A"},null,{"$f":"VLOOKUP(\"SF_2200_\"&T$100&$G$131&\"_\"&$B133&$T$103,tblout1,13,0)","v":{"$error":"#N/A"}},{"$error":"#N/A"},{"$error":"#N/A"},null,{"$f":"VLOOKUP(\"SF_2200_\"&X$100&$G$131&\"_\"&$B133&$X$103,tblout1,14,0)","v":{"$error":"#N/A"}},{"$error":"#N/A"},{"$error":"#N/A"}]
[null,"ao60",null,null,null,null,null,{"$error":"#N/A"},{"$error":"#N/A"},{"$error":"#N/A"},null,{"$error":"#N/A"},{"$error":"#N/A"},{"$error":"#N/A"},null,{"$error":"#N/A"},{"$error":"#N/A"},{"$error":"#N/A"},null,{"$error":"#N/A"},{"$error":"#N/A"},{"$error":"#N/A"},null,{"$error":"#N/A"},{"$error":"#N/A"},{"$error":"#N/A"}]
[null,"ao80",null,null,null,null,null,{"$error":"#N/A"},{"$error":"#N/A"},{"$error":"#N/A"},null,{"$error":"#N/A"},{"$error":"#N/A"},{"$error":"#N/A"},null,{"$error":"#N/A"},{"$error":"#N/A"},{"$error":"#N/A"},null,{"$error":"#N/A"},{"$error":"#N/A"},{"$error":"#N/A"},null,{"$error":"#N/A"},{"$error":"#N/A"},{"$error":"#N/A"}]
[null,"ag66",null,null,null,null,null,{"$error":"#N/A"},{"$error":"#N/A"},{"$error":"#N/A"},null,{"$error":"#N/A"},{"$error":"#N/A"},{"$error":"#N/A"},null,{"$error":"#N/A"},{"$error":"#N/A"},{"$error":"#N/A"},null,{"$error":"#N/A"},{"$error":"#N/A"},{"$error":"#N/A"},null,{"$error":"#N/A"},{"$error":"#N/A"},{"$error":"#N/A"}]
[null,"Tier 1",null,null,null,null,null,{"$f":"SUMPRODUCT($C$60:$C$62,H133:H135)","v":{"$error":"#N/A"}},{"$f":"SUMPRODUCT($C$60:$C$62,I133:I135)","v":{"$error":"#N/A"}},{"$f":"SUMPRODUCT($C$60:$C$62,J133:J135)","v":{"$error":"#N/A"}},null,{"$f":"SUMPRODUCT($C$60:$C$62,L133:L135)","v":{"$error":"#N/A"}},{"$f":"SUMPRODUCT($C$60:$C$62,M133:M135)","v":{"$error":"#N/A"}},{"$f":"SUMPRODUCT($C$60:$C$62,N133:N135)","v":{"$error":"#N/A"}},null,{"$f":"SUMPRODUCT($C$60:$C$62,P133:P135)","v":{"$error":"#N/A"}},{"$f":"SUMPRODUCT($C$60:$C$62,Q133:Q135)","v":{"$error":"#N/A"}},{"$f":"SUMPRODUCT($C$60:$C$62,R133:R135)","v":{"$error":"#N/A"}},null,{"$f":"SUMPRODUCT($C$60:$C$62,T133:T135)","v":{"$error":"#N/A"}},{"$f":"SUMPRODUCT($C$60:$C$62,U133:U135)","v":{"$error":"#N/A"}},{"$f":"SUMPRODUCT($C$60:$C$62,V133:V135)","v":{"$error":"#N/A"}},null,{"$f":"SUMPRODUCT($C$60:$C$62,X133:X135)","v":{"$error":"#N/A"}},{"$f":"SUMPRODUCT($C$60:$C$62,Y133:Y135)","v":{"$error":"#N/A"}},{"$f":"SUMPRODUCT($C$60:$C$62,Z133:Z135)","v":{"$error":"#N/A"}}]
[null,"Tier 2",null,null,null,null,null,{"$f":"H136","v":{"$error":"#N/A"}},{"$f":"I136","v":{"$error":"#N/A"}},{"$f":"J136","v":{"$error":"#N/A"}},null,{"$f":"L136","v":{"$error":"#N/A"}},{"$f":"M136","v":{"$error":"#N/A"}},{"$f":"N136","v":{"$error":"#N/A"}},null,{"$f":"P136","v":{"$error":"#N/A"}},{"$f":"Q136","v":{"$error":"#N/A"}},{"$error":"#N/A"},null,{"$f":"T136","v":{"$error":"#N/A"}},{"$f":"U136","v":{"$error":"#N/A"}},{"$error":"#N/A"},null,{"$f":"X136","v":{"$error":"#N/A"}},{"$f":"Y136","v":{"$error":"#N/A"}},{"$error":"#N/A"}]
[]
[]
[null,"Interior Ducted",null,"id_ag66"]
[null,null,null,"DHW kWh Savings",null,null,"id"]
[null,null,"HZ1","HZ2","HZ3",null,null,{"$f":"H132","v":"HZ1"},{"$f":"I132","v":"HZ2"},{"$f":"J132","v":"HZ3"},null,{"$f":"L132","v":"HZ1"},{"$f":"M132","v":"HZ2"},{"$f":"N132","v":"HZ3"},null,{"$f":"P132","v":"HZ1"},{"$f":"Q132","v":"HZ2"},"HZ3",null,{"$f":"T132","v":"HZ1"},{"$f":"U132","v":"HZ2"},"HZ3",null,{"$f":"X132","v":"HZ1"},{"$f":"Y132","v":"HZ2"},"HZ3"]
[null,"Tier 2",{"$f":"VLOOKUP(\"SF_2200_\"&C$85&$D$141&\"_gfnc_\",tblout1,16,0)","v":{"$error":"#N/A"}},{"$f":"VLOOKUP(\"SF_2200_\"&D$85&$D$141&\"_gfnc_\",tblout1,16,0)","v":{"$error":"#N/A"}},{"$f":"VLOOKUP(\"SF_2200_\"&E$85&$D$141&\"_gfnc_\",tblout1,16,0)","v":{"$error":"#N/A"}},null,null,{"$f":"VLOOKUP(\"SF_2200_\"&H$100&$G$142&\"_\"&$B136&$H$103,tblout1,13,0)","v":{"$error":"#N/A"}},{"$f":"VLOOKUP(\"SF_2200_\"&I$100&$G$142&\"_\"&$B136&$H$103,tblout1,13,0)","v":{"$error":"#N/A"}},{"$f":"VLOOKUP(\"SF_2200_\"&J$100&$G$142&\"_\"&$B136&$H$103,tblout1,13,0)","v":{"$error":"#N/A"}},null,{"$f":"VLOOKUP(\"SF_2200_\"&L$100&$G$142&\"_\"&$B136&$L$103,tblout1,13,0)","v":{"$error":"#N/A"}},{"$f":"VLOOKUP(\"SF_2200_\"&M$100&$G$142&\"_\"&$B136&$L$103,tblout1,13,0)","v":{"$error":"#N/A"}},{"$f":"VLOOKUP(\"SF_2200_\"&N$100&$G$142&\"_\"&$B136&$L$103,tblout1,13,0)","v":{"$error":"#N/A"}},null,{"$f":"VLOOKUP(\"SF_2200_\"&P$100&$G$142&\"_\"&$B136&$P$103,tblout1,13,0)","v":{"$error":"#N/A"}},{"$f":"VLOOKUP(\"SF_2200_\"&Q$100&$G$142&\"_\"&$B136&$P$103,tblout1,13,0)","v":{"$error":"#N/A"}},{"$f":"VLOOKUP(\"SF_2200_\"&R$100&$G$142&\"_\"&$B136&$P$103,tblout1,13,0)","v":{"$error":"#N/A"}},null,{"$f":"VLOOKUP(\"SF_2200_\"&T$100&$G$142&\"_\"&$B136&$T$103,tblout1,14,0)","v":{"$error":"#N/A"}},{"$f":"VLOOKUP(\"SF_2200_\"&U$100&$G$142&\"_\"&$B136&$T$103,tblout1,14,0)","v":{"$error":"#N/A"}},{"$f":"VLOOKUP(\"SF_2200_\"&V$100&$G$142&\"_\"&$B136&$T$103,tblout1,14,0)","v":{"$error":"#N/A"}},null,{"$f":"VLOOKUP(\"SF_2200_\"&X$100&$G$142&\"_\"&$B136&$X$103,tblout1,13,0)","v":{"$error":"#N/A"}},{"$f":"VLOOKUP(\"SF_2200_\"&Y$100&$G$142&\"_\"&$B136&$X$103,tblout1,13,0)","v":{"$error":"#N/A"}},{"$f":"VLOOKUP(\"SF_2200_\"&Z$100&$G$142&\"_\"&$B136&$X$103,tblout1,13,0)","v":{"$error":"#N/A"}}]
[]
[]
[]
[null,null,null,null,null,null,"Zonal Electric Resistance Heating Interaction",null,null,null,null,"Electric Furnace Heating Interaction",null,null,null,"Heat Pump Heating Interaction"]
[null,null,null,null,null,null,"kWh/yr","Climate Zone"]
[null,null,null,null,null,null,null,"HZ1","HZ2","HZ3",null,"HZ1","HZ2","HZ3",null,"HZ1","HZ2","HZ3"]
[null,null,null,null,null,{"$f":"$G$105","v":"HCf=0.25"},"Tier 2",{"$f":"H111","v":{"$error":"#N/A"}},{"$f":"I111","v":{"$error":"#N/A"}},{"$f":"J111","v":{"$error":"#N/A"}},null,{"$f":"L111","v":{"$error":"#N/A"}},{"$f":"M111","v":{"$error":"#N/A"}},{"$f":"N111","v":{"$error":"#N/A"}},null,{"$f":"P111","v":{"$error":"#N/A"}},{"$f":"Q111","v":{"$error":"#N/A"}},{"$error":"#N/A"}]
[null,null,null,null,null,{"$f":"$G$114","v":"HCf=0.65"},"Tier 2",{"$f":"H120","v":{"$error":"#N/A"}},{"$f":"I120","v":{"$error":"#N/A"}},{"$f":"J120","v":{"$error":"#N/A"}},null,{"$f":"L120","v":{"$error":"#N/A"}},{"$f":"M120","v":{"$error":"#N/A"}},{"$f":"N120","v":{"$error":"#N/A"}},null,{"$f":"P120","v":{"$error":"#N/A"}},{"$f":"Q120","v":{"$error":"#N/A"}},{"$error":"#N/A"}]
[null,null,null,null,null,{"$f":"$G$123","v":"HCf=0.75"},"Tier 2",{"$f":"H129","v":{"$error":"#N/A"}},{"$f":"I129","v":{"$error":"#N/A"}},{"$f":"J129","v":{"$error":"#N/A"}},null,{"$f":"L129","v":{"$error":"#N/A"}},{"$f":"M129","v":{"$error":"#N/A"}},{"$f":"N129","v":{"$error":"#N/A"}},null,{"$f":"P129","v":{"$error":"#N/A"}},{"$f":"Q129","v":{"$error":"#N/A"}},{"$error":"#N/A"}]
[null,null,null,null,null,{"$f":"$G$132","v":"HCf=1"},"Tier 2",{"$f":"H138","v":{"$error":"#N/A"}},{"$f":"I138","v":{"$error":"#N/A"}},{"$f":"J138","v":{"$error":"#N/A"}},null,{"$f":"L138","v":{"$error":"#N/A"}},{"$f":"M138","v":{"$error":"#N/A"}},{"$f":"N138","v":{"$error":"#N/A"}},null,{"$f":"P138","v":{"$error":"#N/A"}},{"$f":"Q138","v":{"$error":"#N/A"}},{"$error":"#N/A"}]
[null,null,null,null,null,"Ducted","Tier 2",{"$f":"H144","v":{"$error":"#N/A"}},{"$f":"I144","v":{"$error":"#N/A"}},{"$f":"J144","v":{"$error":"#N/A"}},null,{"$f":"L144","v":{"$error":"#N/A"}},{"$f":"M144","v":{"$error":"#N/A"}},{"$f":"N144","v":{"$error":"#N/A"}},null,{"$f":"P144","v":{"$error":"#N/A"}},{"$f":"Q144","v":{"$error":"#N/A"}},{"$error":"#N/A"}]
[]
[null,null,null,null,null,{"$f":"$G$105","v":"HCf=0.25"},"Tier 1",{"$f":"H110","v":{"$error":"#N/A"}},{"$f":"I110","v":{"$error":"#N/A"}},{"$f":"J110","v":{"$error":"#N/A"}},null,{"$f":"L110","v":{"$error":"#N/A"}},{"$f":"M110","v":{"$error":"#N/A"}},{"$f":"N110","v":{"$error":"#N/A"}},null,{"$f":"P110","v":{"$error":"#N/A"}},{"$f":"Q110","v":{"$error":"#N/A"}},{"$f":"R110","v":{"$error":"#N/A"}}]
[null,null,null,null,null,{"$f":"$G$114","v":"HCf=0.65"},"Tier 1",{"$f":"H119","v":4.941215695806279},{"$f":"I119","v":5.4052247679137082},{"$f":"J119","v":0.40085191341097404},null,{"$f":"L119","v":5.4572934173196908},{"$f":"M119","v":6.1474194108293201},{"$f":"N119","v":0.50705688904107804},null,{"$f":"P119","v":0.48306191158662959},{"$f":"Q119","v":3.9669159501018418},{"$f":"R119","v":-0.85672538328041292}]
[null,null,null,null,null,{"$f":"$G$123","v":"HCf=0.75"},"Tier 1",{"$f":"H128","v":{"$error":"#N/A"}},{"$f":"I128","v":{"$error":"#N/A"}},{"$f":"J128","v":{"$error":"#N/A"}},null,{"$f":"L128","v":{"$error":"#N/A"}},{"$f":"M128","v":{"$error":"#N/A"}},{"$f":"N128","v":{"$error":"#N/A"}},null,{"$f":"P128","v":{"$error":"#N/A"}},{"$f":"Q128","v":{"$error":"#N/A"}},{"$f":"R128","v":{"$error":"#N/A"}}]
[null,null,null,null,null,{"$f":"$G$132","v":"HCf=1"},"Tier 1",{"$f":"H137","v":{"$error":"#N/A"}},{"$f":"I137","v":{"$error":"#N/A"}},{"$f":"J137","v":{"$error":"#N/A"}},null,{"$f":"L137","v":{"$error":"#N/A"}},{"$f":"M137","v":{"$error":"#N/A"}},{"$f":"N137","v":{"$error":"#N/A"}},null,{"$f":"P137","v":{"$error":"#N/A"}},{"$f":"Q137","v":{"$error":"#N/A"}},{"$f":"R137","v":{"$error":"#N/A"}}]
[null,null,null,null,null,{"$f":"F155","v":"Ducted"},{"$f":"G155","v":"Tier 2"},{"$f":"H155","v":{"$error":"#N/A"}},{"$f":"I155","v":{"$error":"#N/A"}},{"$f":"J155","v":{"$error":"#N/A"}},null,{"$f":"L155","v":{"$error":"#N/A"}},{"$f":"M155","v":{"$error":"#N/A"}},{"$f":"N155","v":{"$error":"#N/A"}},null,{"$f":"P155","v":{"$error":"#N/A"}},{"$f":"Q155","v":{"$error":"#N/A"}},{"$f":"R155","v":{"$error":"#N/A"}}]
[]
[]
[]
[]
[]
[]
[]
[]
[]
[]
[]
[]
[]
[]
[]
[]
[]
[]
[]
[]
[]
[]
[]
[]
[]
[]
[]
[]
[]
[]
[]
[]
[]
[]
[]
[]
[]
[]
[]
[]
[]
[]
[]
[]
[]
[]
[]
[]
[]
[]
[]
[]
[]
[]
[]
[]
[]
[]
[]
[]
[]
[]
[]
[]
[]
[]
[]
[]
[]
[]
[]
[]
[]
[]
[]
[]
[]
[]
[]
[]
[]
[]
[]
[]
[]
[]
[]
[]
[]
[]
[]
[]
[]
[]
[]
[]
[]
[]
[]
[]
[]
[null,"Large Tanks. >55 gallons. Savings is Tier 2 relative to Tier 1."]
[null,"But with a different set of draw profile weightings because the bigger tanks"]
[null,"go in houses with slightly larger occupancies."]
[]
[]
[]
[]
[]
[]
[]
[]
[]
[null,null,null,"DHW kWh Savings"]
[null,null,"HZ1CZ4_cs_","HZ2CZ4_cg_","HZ3CZ4_wl_",null,"Graph Table:"]
[null,"Garage Installs",null,"ga_",null,null,"DHW Savings",null,"Climate Zone"]
[null,null,"HZ1","HZ2","HZ3",null,"kWh/yr",null,"HZ1","HZ2","HZ3"]
[null,"ge50",{"$f":"VLOOKUP(\"SF_2200_\"&C$85&$D$86&$B279&\"_gfnc_\",tblout2,16,0)","v":"na"},"na","na",null,"Garage","Tier 1",{"$f":"C283","v":0},{"$f":"D283","v":0},0]
[null,"ao60","na","na","na",null,null,"Tier 2",{"$f":"C284","v":{"$error":"#N/A"}},{"$error":"#N/A"},{"$error":"#N/A"}]
[null,"ao80","na","na","na",null,"Basement","Tier 1",{"$f":"C292","v":0},{"$f":"D292","v":0},0]
[null,"ag66",{"$error":"#N/A"},{"$error":"#N/A"},{"$error":"#N/A"},null,null,"Tier 2",{"$f":"C293","v":{"$error":"#N/A"}},{"$error":"#N/A"},{"$error":"#N/A"}]
[null,"Tier 1",{"$f":"SUMPRODUCT($C$60:$C$62,C279:C281)","v":0},{"$f":"SUMPRODUCT($C$60:$C$62,D279:D281)","v":0},{"$f":"SUMPRODUCT($C$60:$C$62,E279:E281)","v":0},null,"Interior","Tier 1",{"$f":"C301","v":0},{"$f":"D301","v":0},0]
[null,"Tier 2",{"$f":"C282","v":{"$error":"#N/A"}},{"$f":"D282","v":{"$error":"#N/A"}},{"$error":"#N/A"},null,null,"Tier 2",{"$f":"C302","v":{"$error":"#N/A"}},{"$error":"#N/A"},{"$error":"#N/A"}]
[null,null,null,null,null,null,"Ducted","Tier 2",{"$f":"C335","v":{"$error":"#N/A"}},{"$f":"D335","v":{"$error":"#N/A"}},{"$error":"#N/A"}]
[null,"Basement Installs",null,"bm_"]
[null,null,"HZ1","HZ2","HZ3"]
[null,{"$f":"B279","v":"ge50"},{"$f":"VLOOKUP(\"SF_2200_\"&C$85&$D$95&$B288&\"_gfnc_\",tblout2,16,0)","v":"na"},"na","na"]
[null,"ao60","na","na","na"]
[null,"ao80","na","na","na"]
[null,"ag66",{"$error":"#N/A"},{"$error":"#N/A"},{"$error":"#N/A"},null,null,"HZ1CZ4_cs_","HZ2CZ4_cg_","HZ3CZ4_wl_",null,{"$f":"H291","v":"HZ1CZ4_cs_"},{"$f":"I291","v":"HZ2CZ4_cg_"},"HZ3CZ4_wl_",null,{"$f":"L291","v":"HZ1CZ4_cs_"},{"$f":"M291","v":"HZ2CZ4_cg_"},"HZ3CZ4_wl_",null,{"$f":"P291","v":"HZ1CZ4_cs_"},{"$f":"Q291","v":"HZ2CZ4_cg_"},"HZ3CZ4_wl_",null,{"$f":"T291","v":"HZ1CZ4_cs_"},{"$f":"U291","v":"HZ2CZ4_cg_"},"HZ3CZ4_wl_"]
[null,"Tier 1",{"$f":"SUMPRODUCT($C$60:$C$62,C288:C290)","v":0},{"$f":"SUMPRODUCT($C$60:$C$62,D288:D290)","v":0},{"$f":"SUMPRODUCT($C$60:$C$62,E288:E290)","v":0}]
[null,"Tier 2",{"$f":"C291","v":{"$error":"#N/A"}},{"$f":"D291","v":{"$error":"#N/A"}},{"$error":"#N/A"},null,null,"Heating System Penalty"]
[null,null,null,null,null,null,null,"_zonl_",null,null,null,"_efaf_",null,null,null,"_hp85_",null,null,null,"_gfnc_",null,null,null,"_gfnc_"]
[null,"Interior Installs",null,"i4_",null,null,"i1","Zonal Electric Resistance",null,null,null,"Electric Furnace",null,null,null,"Heat Pump",null,null,null,"Gas Furnace Air Handler kWh",null,null,null,"Gas Furnace Therms"]
[null,null,"HZ1","HZ2","HZ3",null,"HCf=0.25","HZ1","HZ2","HZ3",null,{"$f":"H296","v":"HZ1"},{"$f":"I296","v":"HZ2"},"HZ3",null,{"$f":"L296","v":"HZ1"},{"$f":"M296","v":"HZ2"},"HZ3",null,{"$f":"P296","v":"HZ1"},{"$f":"Q296","v":"HZ2"},"HZ3",null,{"$f":"T296","v":"HZ1"},{"$f":"U296","v":"HZ2"},"HZ3"]
[null,{"$f":"B288","v":"ge50"},{"$f":"VLOOKUP(\"SF_2200_\"&C$85&$D$104&$B297&\"_gfnc_\",tblout2,16,0)","v":"na"},"na","na",null,null,{"$f":"VLOOKUP(\"SF_2200_\"&H$100&$G$104&\"_\"&$B297&$H$103,tblout2,13,0)","v":{"$error":"#N/A"}},{"$error":"#N/A"},{"$error":"#N/A"},null,{"$f":"VLOOKUP(\"SF_2200_\"&L$100&$G$104&\"_\"&$B297&$L$103,tblout2,13,0)","v":{"$error":"#N/A"}},{"$error":"#N/A"},{"$error":"#N/A"},null,{"$f":"VLOOKUP(\"SF_2200_\"&P$100&$G$104&\"_\"&$B297&$P$103,tblout2,13,0)","v":{"$error":"#N/A"}},{"$error":"#N/A"},{"$error":"#N/A"},null,{"$f":"VLOOKUP(\"SF_2200_\"&T$100&$G$104&\"_\"&$B297&$T$103,tblout2,13,0)","v":{"$error":"#N/A"}},{"$error":"#N/A"},{"$error":"#N/A"},null,{"$f":"VLOOKUP(\"SF_2200_\"&X$100&$G$104&\"_\"&$B297&$X$103,tblout2,14,0)","v":{"$error":"#N/A"}},{"$error":"#N/A"},{"$error":"#N/A"}]
[null,"ao60","na","na","na",null,null,{"$error":"#N/A"},{"$error":"#N/A"},{"$error":"#N/A"},null,{"$error":"#N/A"},{"$error":"#N/A"},{"$error":"#N/A"},null,{"$error":"#N/A"},{"$error":"#N/A"},{"$error":"#N/A"},null,{"$error":"#N/A"},{"$error":"#N/A"},{"$error":"#N/A"},null,{"$error":"#N/A"},{"$error":"#N/A"},{"$error":"#N/A"}]
[null,"ao80","na","na","na",null,null,{"$error":"#N/A"},{"$error":"#N/A"},{"$error":"#N/A"},null,{"$error":"#N/A"},{"$error":"#N/A"},{"$error":"#N/A"},null,{"$error":"#N/A"},{"$error":"#N/A"},{"$error":"#N/A"},null,{"$error":"#N/A"},{"$error":"#N/A"},{"$error":"#N/A"},null,{"$error":"#N/A"},{"$error":"#N/A"},{"$error":"#N/A"}]
[null,"ag66",{"$error":"#N/A"},{"$error":"#N/A"},{"$error":"#N/A"},null,null,{"$error":"#N/A"},{"$error":"#N/A"},{"$error":"#N/A"},null,{"$error":"#N/A"},{"$error":"#N/A"},{"$error":"#N/A"},null,{"$error":"#N/A"},{"$error":"#N/A"},{"$error":"#N/A"},null,{"$error":"#N/A"},{"$error":"#N/A"},{"$error":"#N/A"},null,{"$error":"#N/A"},{"$error":"#N/A"},{"$error":"#N/A"}]
[null,"Tier 1",{"$f":"SUMPRODUCT($C$60:$C$62,C297:C299)","v":0},{"$f":"SUMPRODUCT($C$60:$C$62,D297:D299)","v":0},{"$f":"SUMPRODUCT($C$60:$C$62,E297:E299)","v":0},null,null,{"$f":"SUMPRODUCT($C$60:$C$62,H297:H299)","v":{"$error":"#N/A"}},{"$f":"SUMPRODUCT($C$60:$C$62,I297:I299)","v":{"$error":"#N/A"}},{"$f":"SUMPRODUCT($C$60:$C$62,J297:J299)","v":{"$error":"#N/A"}},null,{"$f":"SUMPRODUCT($C$60:$C$62,L297:L299)","v":{"$error":"#N/A"}},{"$f":"SUMPRODUCT($C$60:$C$62,M297:M299)","v":{"$error":"#N/A"}},{"$f":"SUMPRODUCT($C$60:$C$62,N297:N299)","v":{"$error":"#N/A"}},null,{"$f":"SUMPRODUCT($C$60:$C$62,P297:P299)","v":{"$error":"#N/A"}},{"$f":"SUMPRODUCT($C$60:$C$62,Q297:Q299)","v":{"$error":"#N/A"}},{"$f":"SUMPRODUCT($C$60:$C$62,R297:R299)","v":{"$error":"#N/A"}},null,{"$f":"SUMPRODUCT($C$60:$C$62,T297:T299)","v":{"$error":"#N/A"}},{"$f":"SUMPRODUCT($C$60:$C$62,U297:U299)","v":{"$error":"#N/A"}},{"$f":"SUMPRODUCT($C$60:$C$62,V297:V299)","v":{"$error":"#N/A"}},null,{"$f":"SUMPRODUCT($C$60:$C$62,X297:X299)","v":{"$error":"#N/A"}},{"$f":"SUMPRODUCT($C$60:$C$62,Y297:Y299)","v":{"$error":"#N/A"}},{"$f":"SUMPRODUCT($C$60:$C$62,Z297:Z299)","v":{"$error":"#N/A"}}]
[null,"Tier 2",{"$f":"C300","v":{"$error":"#N/A"}},{"$f":"D300","v":{"$error":"#N/A"}},{"$error":"#N/A"},null,null,{"$f":"H300","v":{"$error":"#N/A"}},{"$f":"I300","v":{"$error":"#N/A"}},{"$error":"#N/A"},null,{"$f":"L300","v":{"$error":"#N/A"}},{"$f":"M300","v":{"$error":"#N/A"}},{"$error":"#N/A"},null,{"$f":"P300","v":{"$error":"#N/A"}},{"$f":"Q300","v":{"$error":"#N/A"}},{"$error":"#N/A"},null,{"$f":"T300","v":{"$error":"#N/A"}},{"$f":"U300","v":{"$error":"#N/A"}},{"$error":"#N/A"},null,{"$f":"X300","v":{"$error":"#N/A"}},{"$f":"Y300","v":{"$error":"#N/A"}},{"$error":"#N/A"}]
[]
[null,null,null,null,null,null,"i2"]
[null,null,null,null,null,null,"HCf=0.5",{"$f":"H296","v":"HZ1"},{"$f":"I296","v":"HZ2"},"HZ3",null,{"$f":"L296","v":"HZ1"},{"$f":"M296","v":"HZ2"},"HZ3",null,{"$f":"P296","v":"HZ1"},{"$f":"Q296","v":"HZ2"},"HZ3",null,{"$f":"T296","v":"HZ1"},{"$f":"U296","v":"HZ2"},"HZ3",null,{"$f":"X296","v":"HZ1"},{"$f":"Y296","v":"HZ2"},"HZ3"]
[null,{"$f":"B297","v":"ge50"},null,null,null,null,null,{"$f":"VLOOKUP(\"SF_2200_\"&H$100&$G$113&\"_\"&$B306&$H$103,tblout2,13,0)","v":"na"},"na","na",null,{"$f":"VLOOKUP(\"SF_2200_\"&L$100&$G$113&\"_\"&$B306&$L$103,tblout2,13,0)","v":"na"},"na","na",null,{"$f":"VLOOKUP(\"SF_2200_\"&P$100&$G$113&\"_\"&$B306&$P$103,tblout2,13,0)","v":"na"},"na","na",null,{"$f":"VLOOKUP(\"SF_2200_\"&T$100&$G$113&\"_\"&$B306&$T$103,tblout2,13,0)","v":"na"},"na","na",null,{"$f":"VLOOKUP(\"SF_2200_\"&X$100&$G$113&\"_\"&$B306&$X$103,tblout2,14,0)","v":"na"},"na","na"]
[null,{"$f":"B298","v":"ao60"},null,null,null,null,null,"na","na","na",null,"na","na","na",null,"na","na","na",null,"na","na","na",null,"na","na","na"]
[null,{"$f":"B299","v":"ao80"},null,null,null,null,null,"na","na","na",null,"na","na","na",null,"na","na","na",null,"na","na","na",null,"na","na","na"]
[null,{"$f":"B300","v":"ag66"},null,null,null,null,null,{"$error":"#N/A"},{"$error":"#N/A"},{"$error":"#N/A"},null,{"$error":"#N/A"},{"$error":"#N/A"},{"$error":"#N/A"},null,{"$error":"#N/A"},{"$error":"#N/A"},{"$error":"#N/A"},null,{"$error":"#N/A"},{"$error":"#N/A"},{"$error":"#N/A"},null,{"$error":"#N/A"},{"$error":"#N/A"},{"$error":"#N/A"}]
[null,{"$f":"B301","v":"Tier 1"},null,null,null,null,null,{"$f":"SUMPRODUCT($C$60:$C$62,H306:H308)","v":0},{"$f":"SUMPRODUCT($C$60:$C$62,I306:I308)","v":0},{"$f":"SUMPRODUCT($C$60:$C$62,J306:J308)","v":0},null,{"$f":"SUMPRODUCT($C$60:$C$62,L306:L308)","v":0},{"$f":"SUMPRODUCT($C$60:$C$62,M306:M308)","v":0},{"$f":"SUMPRODUCT($C$60:$C$62,N306:N308)","v":0},null,{"$f":"SUMPRODUCT($C$60:$C$62,P306:P308)","v":0},{"$f":"SUMPRODUCT($C$60:$C$62,Q306:Q308)","v":0},{"$f":"SUMPRODUCT($C$60:$C$62,R306:R308)","v":0},null,{"$f":"SUMPRODUCT($C$60:$C$62,T306:T308)","v":0},{"$f":"SUMPRODUCT($C$60:$C$62,U306:U308)","v":0},{"$f":"SUMPRODUCT($C$60:$C$62,V306:V308)","v":0},null,{"$f":"SUMPRODUCT($C$60:$C$62,X306:X308)","v":0},{"$f":"SUMPRODUCT($C$60:$C$62,Y306:Y308)","v":0},{"$f":"SUMPRODUCT($C$60:$C$62,Z306:Z308)","v":0}]
[null,"Tier 2",null,null,null,null,null,{"$f":"H309","v":{"$error":"#N/A"}},{"$f":"I309","v":{"$error":"#N/A"}},{"$error":"#N/A"},null,{"$f":"L309","v":{"$error":"#N/A"}},{"$f":"M309","v":{"$error":"#N/A"}},{"$error":"#N/A"},null,{"$f":"P309","v":{"$error":"#N/A"}},{"$f":"Q309","v":{"$error":"#N/A"}},{"$error":"#N/A"},null,{"$f":"T309","v":{"$error":"#N/A"}},{"$f":"U309","v":{"$error":"#N/A"}},{"$error":"#N/A"},null,{"$f":"X309","v":{"$error":"#N/A"}},{"$f":"Y309","v":{"$error":"#N/A"}},{"$error":"#N/A"}]
[]
[null,null,null,null,null,null,"i3"]
[null,null,null,null,null,null,"HCf=0.75",{"$f":"H305","v":"HZ1"},{"$f":"I305","v":"HZ2"},"HZ3",null,{"$f":"L305","v":"HZ1"},{"$f":"M305","v":"HZ2"},"HZ3",null,{"$f":"P305","v":"HZ1"},{"$f":"Q305","v":"HZ2"},"HZ3",null,{"$f":"T305","v":"HZ1"},{"$f":"U305","v":"HZ2"},"HZ3",null,{"$f":"X305","v":"HZ1"},{"$f":"Y305","v":"HZ2"},"HZ3"]
[null,{"$f":"B306","v":"ge50"},null,null,null,null,null,{"$f":"VLOOKUP(\"SF_2200_\"&H$100&$G$122&\"_\"&$B315&$H$103,tblout2,13,0)","v":{"$error":"#N/A"}},{"$error":"#N/A"},{"$error":"#N/A"},null,{"$f":"VLOOKUP(\"SF_2200_\"&L$100&$G$122&\"_\"&$B315&$L$103,tblout2,13,0)","v":{"$error":"#N/A"}},{"$error":"#N/A"},{"$error":"#N/A"},null,{"$f":"VLOOKUP(\"SF_2200_\"&P$100&$G$122&\"_\"&$B315&$P$103,tblout2,13,0)","v":{"$error":"#N/A"}},{"$error":"#N/A"},{"$error":"#N/A"},null,{"$f":"VLOOKUP(\"SF_2200_\"&T$100&$G$122&\"_\"&$B315&$T$103,tblout2,13,0)","v":{"$error":"#N/A"}},{"$error":"#N/A"},{"$error":"#N/A"},null,{"$f":"VLOOKUP(\"SF_2200_\"&X$100&$G$122&\"_\"&$B315&$X$103,tblout2,14,0)","v":{"$error":"#N/A"}},{"$error":"#N/A"},{"$error":"#N/A"}]
[null,{"$f":"B307","v":"ao60"},null,null,null,null,null,{"$error":"#N/A"},{"$error":"#N/A"},{"$error":"#N/A"},null,{"$error":"#N/A"},{"$error":"#N/A"},{"$error":"#N/A"},null,{"$error":"#N/A"},{"$error":"#N/A"},{"$error":"#N/A"},null,{"$error":"#N/A"},{"$error":"#N/A"},{"$error":"#N/A"},null,{"$error":"#N/A"},{"$error":"#N/A"},{"$error":"#N/A"}]
[null,{"$f":"B308","v":"ao80"},null,null,null,null,null,{"$error":"#N/A"},{"$error":"#N/A"},{"$error":"#N/A"},null,{"$error":"#N/A"},{"$error":"#N/A"},{"$error":"#N/A"},null,{"$error":"#N/A"},{"$error":"#N/A"},{"$error":"#N/A"},null,{"$error":"#N/A"},{"$error":"#N/A"},{"$error":"#N/A"},null,{"$error":"#N/A"},{"$error":"#N/A"},{"$error":"#N/A"}]
[null,{"$f":"B309","v":"ag66"},null,null,null,null,null,{"$error":"#N/A"},{"$error":"#N/A"},{"$error":"#N/A"},null,{"$error":"#N/A"},{"$error":"#N/A"},{"$error":"#N/A"},null,{"$error":"#N/A"},{"$error":"#N/A"},{"$error":"#N/A"},null,{"$error":"#N/A"},{"$error":"#N/A"},{"$error":"#N/A"},null,{"$error":"#N/A"},{"$error":"#N/A"},{"$error":"#N/A"}]
[null,{"$f":"B310","v":"Tier 1"},null,null,null,null,null,{"$f":"SUMPRODUCT($C$60:$C$62,H315:H317)","v":{"$error":"#N/A"}},{"$f":"SUMPRODUCT($C$60:$C$62,I315:I317)","v":{"$error":"#N/A"}},{"$f":"SUMPRODUCT($C$60:$C$62,J315:J317)","v":{"$error":"#N/A"}},null,{"$f":"SUMPRODUCT($C$60:$C$62,L315:L317)","v":{"$error":"#N/A"}},{"$f":"SUMPRODUCT($C$60:$C$62,M315:M317)","v":{"$error":"#N/A"}},{"$f":"SUMPRODUCT($C$60:$C$62,N315:N317)","v":{"$error":"#N/A"}},null,{"$f":"SUMPRODUCT($C$60:$C$62,P315:P317)","v":{"$error":"#N/A"}},{"$f":"SUMPRODUCT($C$60:$C$62,Q315:Q317)","v":{"$error":"#N/A"}},{"$f":"SUMPRODUCT($C$60:$C$62,R315:R317)","v":{"$error":"#N/A"}},null,{"$f":"SUMPRODUCT($C$60:$C$62,T315:T317)","v":{"$error":"#N/A"}},{"$f":"SUMPRODUCT($C$60:$C$62,U315:U317)","v":{"$error":"#N/A"}},{"$f":"SUMPRODUCT($C$60:$C$62,V315:V317)","v":{"$error":"#N/A"}},null,{"$f":"SUMPRODUCT($C$60:$C$62,X315:X317)","v":{"$error":"#N/A"}},{"$f":"SUMPRODUCT($C$60:$C$62,Y315:Y317)","v":{"$error":"#N/A"}},{"$f":"SUMPRODUCT($C$60:$C$62,Z315:Z317)","v":{"$error":"#N/A"}}]
[null,"Tier 2",null,null,null,null,null,{"$f":"H318","v":{"$error":"#N/A"}},{"$f":"I318","v":{"$error":"#N/A"}},{"$error":"#N/A"},null,{"$f":"L318","v":{"$error":"#N/A"}},{"$f":"M318","v":{"$error":"#N/A"}},{"$error":"#N/A"},null,{"$f":"P318","v":{"$error":"#N/A"}},{"$f":"Q318","v":{"$error":"#N/A"}},{"$error":"#N/A"},null,{"$f":"T318","v":{"$error":"#N/A"}},{"$f":"U318","v":{"$error":"#N/A"}},{"$error":"#N/A"},null,{"$f":"X318","v":{"$error":"#N/A"}},{"$f":"Y318","v":{"$error":"#N/A"}},{"$error":"#N/A"}]
[]
[null,null,null,null,null,null,"i4"]
[null,null,null,null,null,null,"HCf=1",{"$f":"H314","v":"HZ1"},{"$f":"I314","v":"HZ2"},"HZ3",null,{"$f":"L314","v":"HZ1"},{"$f":"M314","v":"HZ2"},"HZ3",null,{"$f":"P314","v":"HZ1"},{"$f":"Q314","v":"HZ2"},"HZ3",null,{"$f":"T314","v":"HZ1"},{"$f":"U314","v":"HZ2"},"HZ3",null,{"$f":"X314","v":"HZ1"},{"$f":"Y314","v":"HZ2"},"HZ3"]
[null,{"$f":"B315","v":"ge50"},null,null,null,null,null,{"$f":"VLOOKUP(\"SF_2200_\"&H$100&$G$131&\"_\"&$B324&$H$103,tblout2,13,0)","v":{"$error":"#N/A"}},{"$error":"#N/A"},{"$error":"#N/A"},null,{"$f":"VLOOKUP(\"SF_2200_\"&L$100&$G$131&\"_\"&$B324&$L$103,tblout2,13,0)","v":{"$error":"#N/A"}},{"$error":"#N/A"},{"$error":"#N/A"},null,{"$f":"VLOOKUP(\"SF_2200_\"&P$100&$G$131&\"_\"&$B324&$P$103,tblout2,13,0)","v":{"$error":"#N/A"}},{"$error":"#N/A"},{"$error":"#N/A"},null,{"$f":"VLOOKUP(\"SF_2200_\"&T$100&$G$131&\"_\"&$B324&$T$103,tblout2,13,0)","v":{"$error":"#N/A"}},{"$error":"#N/A"},{"$error":"#N/A"},null,{"$f":"VLOOKUP(\"SF_2200_\"&X$100&$G$131&\"_\"&$B324&$X$103,tblout2,14,0)","v":{"$error":"#N/A"}},{"$error":"#N/A"},{"$error":"#N/A"}]
[null,{"$f":"B316","v":"ao60"},null,null,null,null,null,{"$error":"#N/A"},{"$error":"#N/A"},{"$error":"#N/A"},null,{"$error":"#N/A"},{"$error":"#N/A"},{"$error":"#N/A"},null,{"$error":"#N/A"},{"$error":"#N/A"},{"$error":"#N/A"},null,{"$error":"#N/A"},{"$error":"#N/A"},{"$error":"#N/A"},null,{"$error":"#N/A"},{"$error":"#N/A"},{"$error":"#N/A"}]
[null,{"$f":"B317","v":"ao80"},null,null,null,null,null,{"$error":"#N/A"},{"$error":"#N/A"},{"$error":"#N/A"},null,{"$error":"#N/A"},{"$error":"#N/A"},{"$error":"#N/A"},null,{"$error":"#N/A"},{"$error":"#N/A"},{"$error":"#N/A"},null,{"$error":"#N/A"},{"$error":"#N/A"},{"$error":"#N/A"},null,{"$error":"#N/A"},{"$error":"#N/A"},{"$error":"#N/A"}]
[null,{"$f":"B318","v":"ag66"},null,null,null,null,null,{"$error":"#N/A"},{"$error":"#N/A"},{"$error":"#N/A"},null,{"$error":"#N/A"},{"$error":"#N/A"},{"$error":"#N/A"},null,{"$error":"#N/A"},{"$error":"#N/A"},{"$error":"#N/A"},null,{"$error":"#N/A"},{"$error":"#N/A"},{"$error":"#N/A"},null,{"$error":"#N/A"},{"$error":"#N/A"},{"$error":"#N/A"}]
[null,{"$f":"B319","v":"Tier 1"},null,null,null,null,null,{"$f":"SUMPRODUCT($C$60:$C$62,H324:H326)","v":{"$error":"#N/A"}},{"$f":"SUMPRODUCT($C$60:$C$62,I324:I326)","v":{"$error":"#N/A"}},{"$f":"SUMPRODUCT($C$60:$C$62,J324:J326)","v":{"$error":"#N/A"}},null,{"$f":"SUMPRODUCT($C$60:$C$62,L324:L326)","v":{"$error":"#N/A"}},{"$f":"SUMPRODUCT($C$60:$C$62,M324:M326)","v":{"$error":"#N/A"}},{"$f":"SUMPRODUCT($C$60:$C$62,N324:N326)","v":{"$error":"#N/A"}},null,{"$f":"SUMPRODUCT($C$60:$C$62,P324:P326)","v":{"$error":"#N/A"}},{"$f":"SUMPRODUCT($C$60:$C$62,Q324:Q326)","v":{"$error":"#N/A"}},{"$f":"SUMPRODUCT($C$60:$C$62,R324:R326)","v":{"$error":"#N/A"}},null,{"$f":"SUMPRODUCT($C$60:$C$62,T324:T326)","v":{"$error":"#N/A"}},{"$f":"SUMPRODUCT($C$60:$C$62,U324:U326)","v":{"$error":"#N/A"}},{"$f":"SUMPRODUCT($C$60:$C$62,V324:V326)","v":{"$error":"#N/A"}},null,{"$f":"SUMPRODUCT($C$60:$C$62,X324:X326)","v":{"$error":"#N/A"}},{"$f":"SUMPRODUCT($C$60:$C$62,Y324:Y326)","v":{"$error":"#N/A"}},{"$f":"SUMPRODUCT($C$60:$C$62,Z324:Z326)","v":{"$error":"#N/A"}}]
[null,"Tier 2",null,null,null,null,null,{"$f":"H327","v":{"$error":"#N/A"}},{"$f":"I327","v":{"$error":"#N/A"}},{"$error":"#N/A"},null,{"$f":"L327","v":{"$error":"#N/A"}},{"$f":"M327","v":{"$error":"#N/A"}},{"$error":"#N/A"},null,{"$f":"P327","v":{"$error":"#N/A"}},{"$f":"Q327","v":{"$error":"#N/A"}},{"$error":"#N/A"},null,{"$f":"T327","v":{"$error":"#N/A"}},{"$f":"U327","v":{"$error":"#N/A"}},{"$error":"#N/A"},null,{"$f":"X327","v":{"$error":"#N/A"}},{"$f":"Y327","v":{"$error":"#N/A"}},{"$error":"#N/A"}]
[]
[]
[null,"Interior Ducted",null,"id_ag66"]
[null,null,null,"DHW kWh Savings",null,null,"id"]
[null,null,"HZ1","HZ2","HZ3",null,null,{"$f":"H323","v":"HZ1"},{"$f":"I323","v":"HZ2"},"HZ3",null,{"$f":"L323","v":"HZ1"},{"$f":"M323","v":"HZ2"},"HZ3",null,{"$f":"P323","v":"HZ1"},{"$f":"Q323","v":"HZ2"},"HZ3",null,{"$f":"T323","v":"HZ1"},{"$f":"U323","v":"HZ2"},"HZ3",null,{"$f":"X323","v":"HZ1"},{"$f":"Y323","v":"HZ2"},"HZ3"]
[null,"Tier 2",{"$f":"VLOOKUP(\"SF_2200_\"&C$85&$D$141&\"_gfnc_\",tblout2,16,0)","v":{"$error":"#N/A"}},{"$f":"VLOOKUP(\"SF_2200_\"&D$85&$D$141&\"_gfnc_\",tblout2,16,0)","v":{"$error":"#N/A"}},{"$f":"VLOOKUP(\"SF_2200_\"&E$85&$D$141&\"_gfnc_\",tblout2,16,0)","v":{"$error":"#N/A"}},null,null,{"$f":"VLOOKUP(\"SF_2200_\"&H$100&$G$142&\"_\"&$B327&$H$103,tblout2,13,0)","v":{"$error":"#N/A"}},{"$f":"VLOOKUP(\"SF_2200_\"&I$100&$G$142&\"_\"&$B327&$H$103,tblout2,13,0)","v":{"$error":"#N/A"}},{"$f":"VLOOKUP(\"SF_2200_\"&J$100&$G$142&\"_\"&$B327&$H$103,tblout2,13,0)","v":{"$error":"#N/A"}},null,{"$f":"VLOOKUP(\"SF_2200_\"&L$100&$G$142&\"_\"&$B327&$L$103,tblout2,13,0)","v":{"$error":"#N/A"}},{"$f":"VLOOKUP(\"SF_2200_\"&M$100&$G$142&\"_\"&$B327&$L$103,tblout2,13,0)","v":{"$error":"#N/A"}},{"$f":"VLOOKUP(\"SF_2200_\"&N$100&$G$142&\"_\"&$B327&$L$103,tblout2,13,0)","v":{"$error":"#N/A"}},null,{"$f":"VLOOKUP(\"SF_2200_\"&P$100&$G$142&\"_\"&$B327&$P$103,tblout2,13,0)","v":{"$error":"#N/A"}},{"$f":"VLOOKUP(\"SF_2200_\"&Q$100&$G$142&\"_\"&$B327&$P$103,tblout2,13,0)","v":{"$error":"#N/A"}},{"$f":"VLOOKUP(\"SF_2200_\"&R$100&$G$142&\"_\"&$B327&$P$103,tblout2,13,0)","v":{"$error":"#N/A"}},null,{"$f":"VLOOKUP(\"SF_2200_\"&T$100&$G$142&\"_\"&$B327&$T$103,tblout2,14,0)","v":{"$error":"#N/A"}},{"$f":"VLOOKUP(\"SF_2200_\"&U$100&$G$142&\"_\"&$B327&$T$103,tblout2,14,0)","v":{"$error":"#N/A"}},{"$f":"VLOOKUP(\"SF_2200_\"&V$100&$G$142&\"_\"&$B327&$T$103,tblout2,14,0)","v":{"$error":"#N/A"}},null,{"$f":"VLOOKUP(\"SF_2200_\"&X$100&$G$142&\"_\"&$B327&$X$103,tblout2,13,0)","v":{"$error":"#N/A"}},{"$f":"VLOOKUP(\"SF_2200_\"&Y$100&$G$142&\"_\"&$B327&$X$103,tblout2,13,0)","v":{"$error":"#N/A"}},{"$f":"VLOOKUP(\"SF_2200_\"&Z$100&$G$142&\"_\"&$B327&$X$103,tblout2,13,0)","v":{"$error":"#N/A"}}]

{"sheet":"inp","index":17,"n_rows":34,"n_cols":80,"rows_kept":34,"cut":false,"hidden":false,"merged":[]}
["SEEM Simulation Model  Version 0.96build2014-04-99  Date: 05/09/2014  Time: 17:17:25  File: E:\\SEEM\\SEEM96\\seem_inputs.csv"]
["E:\\TMY2DATA\\"]
[" Label of your choice will be used in name of SEEM output file","Weather file name in weather directory","1=print hourly output (.SEEM file) for each run, 0=do not print hourly output","Month for an additional set of hourly output. Enter 0 for no additional output.","Day for an additional set of hourly output. Enter 0 for no additional output. Enter valid day (not February 30 or April 31 etc).","Heat setpoint, higher T","Heat setpoint, lower T","Cool setpoint, lower T","Cool setpoint, higher T","Non-zero for schedule number, 0 ignore","Average internal gains","Non-zero for schedule number, 0 ignore","Average internal moisture gains","Non-zero for schedule number, 0 ignore","Type of equip: (YKC= HSPF 7.2/SEER 10.0) (YSA= HSPF 9.0/SEER 14.5) (HPA3= HSPF 8.0/SEER 13.0) (HCA3=HSPF7.9/SEER13) (FYKC= FUR + YKC cool) (FYSA= FUR + YSA cool) (FHPA= FUR + HPA cool) (FHCA= FUR + HCA cool) (DHP1= HSPF 12/SEER 25) (DHP2= HSPF 10.6/ SEER 23) (DHP3= HSPF 8.2/ SEER 16) (FUR=electric furnace, no cooling) (For Gas Furnace, use FUR and apply AFUE to output) (HSPF_#_SEER_#= custom heat pump, i.e., HSPF_8.5_SEER_13.2)","Heat pump size","Size of electric furnace","Multiplier for rated CFM","HP control strategy","Cutoff T for control strategies","1=perfect ducts, 0=imperfect","Location of supply ducts","Supply leakage fraction","Supply duct area","Supply duct R-value","Location of return ducts","Return leakage fraction","Return duct area","Return duct R-value","Conditioned floor area","Volume of house","Area of floor exposed to outdoors, i.e., over garage or cantilever","Exterior floor R-value","Gross exterior wall area","Wall R-value","Full ceiling area","R-val of ceiling from room air to attic air","Roof solar absorptivity, recommend 0.85 to 0.98","North window area","East window area","South window area","West window area","Overall air-to-air U-value of window including frame, from NFRC","Solar heat gain coefficient including frame from NFRC","Multiplies SHGC to account for both internal and external shading of window","Door area","Overall R-value for rough-out area","1=crawl, 2=slab, 3=unheated basement, 4=heated basement","Footprint area, NOT conditioned floor area","Perimeter of footprint","Wood floor R-value","R-value under slab (continuous)","R-value of carpet, pad etc. on slab or wood floor","H = horizontal insulation, V = vertical insulation to top of slab, N = no insulation","Depth (V) or width (H) of perimeter slab insulation","R-value of perimeter insulation","Average soil conductivity","Average distance from finish grade to finish floor","Wall R-value","Average distance from finish grade to crawlspace floor","Wall R-value","Blower door CFM50","Average height of conditioned space above ground level","Fan CFM","Fan type","Non-zero for schedule number, 0 ignore","User entered values or default values for fan efficiency","Fan efficiency in CFM/Watt","HRV efficiency as decimal percent","Attic air change rate per hour","Crawl air change rate per hour","HPWH = 1 for has HPWH, 0 if no HPWH","HPWH tank size in gallons","HPWH performance level","HPWH water setpoint","Is the HPWH ducted to outside?","HPWH evaporator fan flow","Source of Water"," Location of HPWH"," Draw Schedule Number"]
["RUN PARAMETERS",null,null,null,null,"OCCUPANCY PARAMETERS",null,null,null,null,null,null,null,null,"EQUIPMENT PARAMETERS",null,null,null,null,null,"DUCT PARAMETERS",null,null,null,null,null,null,null,null,"ENVELOPE PARAMETERS",null,null,null,null,null,null,null,null,null,null,null,null,null,null,null,null,null,"FOUNDATION PARAMETERS",null,null,null,null,null,null,null,null,null,null,null,null,null,"INFILTRATION PARAMETERS",null,null,null,null,null,null,null,null,null,"HEAT PUMP WATER HEATER PARAMETERS"]
[" RunLabel$","Wname$","HourlyOut","OutputMonth","OutputDay","Theathi","Theatlo","Tcoollo","Tcoolhi","Tschedule","QGains","Qgainsschedule","Wgains","Wgainsschedule","Equiptype$","Tons","Furnsize","CFMmult","HPcntrl","Tcntrl","Perfect","SDloc$","SDleak","SDArea","SDRval","RDloc$","RDleak","RDArea","RDRval","Afloorcon","Volume","Afloorext","Rfloorext","Aextwall","Rextwall","Aceiling","Rceiling","Absroof","AwinN","AwinE","AwinS","AwinW","Uwindow","SHGC","Shading Factor","Adoor","Rdoor","Foundtype","Afootprint","Pfootprint","Rfloor","Rslabins","Rcarpet","Edgetype$","EdgeDepth","RedgeIns","Soilcond","HeightAG","RwallAG","HeightBG","RwallBG","CFM50","Stack Height","FanType","FanCFM","FanSched","FanEquip","FanEff","HRVEff","achattic","achcrawl","HPWH","HPWH_size","HPWH_performance","HPWH_setpoint","ducted","HPWH_fan"," 1=City Surface 2=City Mix 3=City Ground/Community 4=Well"," 1=Garage 2=Basement (Conditioned) 3=Basement (Unconditioned) 4=Internal"," Number of Column from drawschedule.csv"]
["(any)","(City or NWHZ#CZ#_3)","(1 or 0)","(0 to 12)","(0 to 31)","(F)","(F)","(F)","(F)","(0 to 5)","(Btu/hr)","(0 to 5)","(lb/hr)","(0 to 5)","(YKC,YSA,HPA3,HCA3,FYKC,FYSA,FHPA,FHCA,FUR,DHP1,DHP2,DHP3,VNA,GSHP20,ZONL,HSPF_#_SEER_#)","(tons)","(kW)","(0.7 to 1.3)","(0-4, 100-103)","(F)","(1 or 0)","(Crawl, Attic, Out, In)","(0 to 1)","(ft²)","(R-value)","(Crawl, Attic, Out, In)","(0 to 1)","(ft²)","(R-value)","(ft²)","(ft³)","(ft²)","(R-value)","(ft²)","(R-value)","(ft²)","(R-value)","(0 to 1)","(ft²)","(ft²)","(ft²)","(ft²)","(U-value)","(0 to 1)","(0 to 1)","(ft²)","(R-value)","(1, 2, 3, 4)","(ft²)","(ft)","(R-value)","(R-value)","(R-value)","(H, V, N)","(ft)","(R-Value)","(Btu/ft-F-hr)","(ft)","(R-value)","(ft)","(R-value)","CFM","(ft)","(Exhaust, Supply, HRV, or None)","CFM","(0 to 5)","(USR, Estar, EstarNW,Standard)","(CFM/W)","(0 to 1)","(1/hr)","(1/hr)","(1 or 0)","gallons","[tier].[type]","(F)","(1 or 0)","(CFM)"," 1 to 4","1 to 3"," 1 to 10"]
["SF_2200c_0","WASeattle3",0,0,0,69,64,74,78,1,{"$f":"'(QGains)'!G16","v":2104.6240468860265},0,0,0,"FUR",3,15,1,0,30,0,"Crawl",{"$f":"'(SDLeak)(RDLeak)'!E5","v":0.06},300,{"$f":"'(SDRval) (RDRval)'!G36","v":6.8302610704536599},"Attic",{"$f":"'(SDLeak)(RDLeak)'!E9","v":0.03},80,{"$f":"'(SDRval) (RDRval)'!G37","v":7.7599999999999989},2200,18700,200,{"$f":"'(Rfloor)'!D5","v":24.985058869608245},2210,{"$f":"'(Rextwall)'!C3","v":11.093449394077489},1784,{"$f":"'(Rceiling)'!C6","v":30.39221449459281},0.85,91.300000000000011,91.300000000000011,91.300000000000011,91.300000000000011,{"$f":"'(Uwindow)(SHGC)'!B7","v":0.34},{"$f":"'(Uwindow)(SHGC)'!C7","v":0.32},0.54,40,2.7959999999999998,1,1584,160,{"$f":"'(Rfloor)'!C5","v":24.805058869608246},0,0,"N",0,0,0.75,1,1.75,2,0.65,{"$f":"'(CFM50)'!D8","v":2151.6488621483377},17,"Exhaust",50,1,"Standard",5,0,4.5,4.5,1,0,0,128,0,0,1,4,10]
[]
[]
[]
[]
[]
[]
[]
[]
[null,null,"tblWHperf",null,null,null,null,null,"tblWH_inlet",null,null,null,"tblWH_loc",null,null,null,null,null,null,"tblDrawSched"]
[null,"Equip",null,"WH_size","HPWH_performance","WH_fan",null,{"$f":"lbls!E5","v":"InletW"},null,"WH_inlet",null,{"$f":"lbls!G5","v":"InstallLoc"},null,"WH_loc","ducted","WH_fan","HCf",null,{"$f":"lbls!I5","v":"DrawProfile"},"WaterDrawSchedule"]
[null,"Base Elec Resistance",{"$f":"lbls!L6","v":"erwh"},45,4,{"$f":"baseline!N35","v":1.640079155061432},null,{"$f":"lbls!E6","v":"city surface"},{"$f":"lbls!F6","v":"cs"},1,null,{"$f":"lbls!G6","v":"garage"},{"$f":"lbls!H6","v":"ga"},1,0,0,0,null,{"$f":"lbls!I6","v":"1 people"},6]
[null,"GE geospring 50",{"$f":"lbls!L7","v":"ge50"},45,1.1000000000000001,"-",null,{"$f":"lbls!E7","v":"city mix"},{"$f":"lbls!F7","v":"cm"},2,null,{"$f":"lbls!G7","v":"basement"},{"$f":"lbls!H7","v":"bm"},3,0,0,0,null,{"$f":"lbls!I7","v":"2 people"},7]
[null,"AO Smith Voltex 60",{"$f":"lbls!L8","v":"ao60"},57,1.2,"-",null,{"$f":"lbls!E8","v":"city ground"},{"$f":"lbls!F8","v":"cg"},3,null,{"$f":"lbls!G8","v":"interior HCf 25%"},{"$f":"lbls!H8","v":"i1"},4,0,0,0.25,null,{"$f":"lbls!I8","v":"3 people"},8]
[null,"AO Smith Voltex 80",{"$f":"lbls!L9","v":"ao80"},75,1.2,"-",null,{"$f":"lbls!E9","v":"well"},{"$f":"lbls!F9","v":"wl"},4,null,{"$f":"lbls!G9","v":"interior HCf 65%"},{"$f":"lbls!H9","v":"i2"},4,0,0,{"$f":"HCf","v":0.65},null,{"$f":"lbls!I9","v":"4 people"},9]
[null,"AirGenerate ATI 66",{"$f":"lbls!L10","v":"ag66"},64,2.1,"-",null,null,null,null,null,{"$f":"lbls!G10","v":"interior HCf 75%"},{"$f":"lbls!H10","v":"i3"},4,0,0,0.75,null,{"$f":"lbls!I10","v":"5+ people"},10]
[null,null,null,null,null,null,null,null,null,null,null,{"$f":"lbls!G11","v":"interior HCf 100%"},{"$f":"lbls!H11","v":"i4"},4,0,0,1]
[null,null,null,null,null,null,null,null,null,null,null,{"$f":"lbls!G12","v":"interior ducted"},{"$f":"lbls!H12","v":"id"},4,1,200,0]
[]
[null,null,"tblHVAC"]
[null,{"$f":"lbls!M5","v":"HVAC"},{"$f":"lbls!N5","v":5},"Equiptype$","Perfect"]
[null,{"$f":"lbls!M6","v":"gas furnace no cooling"},{"$f":"lbls!N6","v":"gfnc"},"FUR",0]
[null,{"$f":"lbls!M7","v":"gas furnace w/ cooling"},{"$f":"lbls!N7","v":"gfac"},"FHCA",0]
[null,{"$f":"lbls!M8","v":"electric furnace"},{"$f":"lbls!N8","v":"efaf"},"FUR",0]
[null,{"$f":"lbls!M9","v":"heat pump"},{"$f":"lbls!N9","v":"hp85"},"HSPF_8.5_SEER_13.0",0]
[null,{"$f":"lbls!M10","v":"zonal resistance"},{"$f":"lbls!N10","v":"zonl"},"FUR",1]
[]
[null,null,null,null,null,null,null,null,null,null,null,"House ACH @ 50 Pa",{"$f":"(BJ7*60)/AE7","v":6.9036861887112444}]

{"sheet":"SEEM Calibration","index":18,"n_rows":53,"n_cols":46,"rows_kept":53,"cut":false,"hidden":false,"merged":[[39,7,41,7],[45,7,47,7],[45,6,47,6],[39,2,41,2],[39,3,39,5],[40,3,40,5],[41,3,41,5],[39,6,41,6],[16,1,18,1],[19,1,21,1],[45,2,47,2],[45,3,45,5],[46,3,46,5],[47,3,47,5],[1,5,2,5],[1,6,1,11],[2,7,2,8],[2,9,2,10],[14,1,15,1],[14,2,15,2],[14,3,15,3],[14,4,15,4]]}
["SEEM Single Family Calibration Factors"]
["Phase 1","Equipment","Heating Zone","Upper Uo cut-off","Middle Uo Break-point","Lower Uo Cut-off","Adjustment Factors"]
[null,null,null,null,null,null,null,"Below Middle Uo Break-point",null,"Below Upper Uo cutoff"]
["Code",null,null,"Upper Uo cut-off",null,null,"Below Lower Uo Cutoff","Slope1","Intercept1","Slope2","Intercept2","Above Upper Uo Cutoff",null,null,null,null,null,null,null,null,null,null,null,null,null,null,null,null,"Uo",2.5000000000000001E-2,{"$f":"AD4+0.025","v":0.05},7.5000000000000011E-2,0.1,0.125,0.15,0.17499999999999999,0.19999999999999998,0.22499999999999998,0.24999999999999997,0.27499999999999997,0.3,0.32500000000000001,0.35000000000000003,0.37500000000000006,0.40000000000000008,0.4250000000000001]
["1FUR","eFAF or Zonal",1,0.2,7.4999999999999997E-2,0.05,{"$f":"F5*H5+I5","v":1.0838942359298667},{"$f":"J5*0.5","v":-1.7891839873873931},{"$f":"(E5*J5+K5)-E5*H5","v":1.1733534352992363},-3.5783679747747863,1.3075422343532908,0.59186863939833356,null,null,null,null,null,null,null,null,null,null,null,null,null,null,null,null,{"$f":"B5&\" Heating Zone \"&C5","v":"eFAF or Zonal Heating Zone 1"},{"$f":"IF(AD$4<$F5,$G5,IF(AD$4<$E5,AD$4*$H5+$I5,IF(AD$4<$D5,AD$4*$J5+$K5,$L5)))","v":1.0838942359298667},1.0838942359298667,1.0391646362451818,0.9497054368758121,0.86024623750644247,0.77078703813707283,0.6813278387677032,0.59186863939833356,0.59186863939833356,0.59186863939833356,0.59186863939833356,0.59186863939833356,0.59186863939833356,0.59186863939833356,0.59186863939833356,0.59186863939833356,{"$f":"IF(AT$4<$F5,$G5,IF(AT$4<$E5,AT$4*$H5+$I5,IF(AT$4<$D5,AT$4*$J5+$K5,$L5)))","v":0.59186863939833356}]
["2FUR","eFAF or Zonal",2,0.17499999999999999,{"$f":"E5","v":7.4999999999999997E-2},0.05,0.93686113334762611,{"$f":"J6*0.5","v":-1.6388665489986498},{"$f":"(E6*J6+K6)-E6*H6","v":1.0188044607975586},-3.2777330979972996,1.1417194519724574,0.56811615982292996,null,null,null,null,null,null,null,null,null,null,null,null,null,null,null,null,{"$f":"B6&\" Heating Zone \"&C6","v":"eFAF or Zonal Heating Zone 2"},0.93686113334762611,0.93686113334762611,0.89588946962265992,0.81394614217272743,0.73200281472279494,0.65005948727286245,0.56811615982292996,0.56811615982292996,0.56811615982292996,0.56811615982292996,0.56811615982292996,0.56811615982292996,0.56811615982292996,0.56811615982292996,0.56811615982292996,0.56811615982292996,0.56811615982292996]
["3FUR","eFAF or Zonal",3,0.15,7.4999999999999997E-2,0.05,0.80268820081276648,{"$f":"J7*0.5","v":-1.4991086543264873},{"$f":"(E7*J7+K7)-E7*H7","v":0.87764363352909092},-2.9982173086529746,0.99007678260357745,0.5403441863056313,null,null,null,null,null,null,null,null,null,null,null,null,null,null,null,null,{"$f":"B7&\" Heating Zone \"&C7","v":"eFAF or Zonal Heating Zone 3"},0.80268820081276648,0.80268820081276648,0.76521048445460438,0.69025505173827995,0.61529961902195562,0.5403441863056313,0.5403441863056313,0.5403441863056313,0.5403441863056313,0.5403441863056313,0.5403441863056313,0.5403441863056313,0.5403441863056313,0.5403441863056313,0.5403441863056313,0.5403441863056313,0.5403441863056313]
["1DHP","DHP",1,{"$f":"D5","v":0.2},7.4999999999999997E-2,0.05,{"$f":"G11*$N$9+G5*(1-$N$9)","v":1.2494484498244463},-2.0485948384309296,1.3518781917459926,-4.0971896768618592,1.5055228046283124,0.6860848692559407,null,"DHP THETA",null,null,null,null,null,null,null,null,null,null,null,null,null,null,{"$f":"B8&\" Heating Zone \"&C8","v":"DHP Heating Zone 1"},1.2494484498244463,1.249448449824446,1.1982335788636731,1.0958038369421266,0.99337409502058005,0.89094435309903364,0.78851461117748711,0.6860848692559407,0.6860848692559407,0.6860848692559407,0.6860848692559407,0.6860848692559407,0.6860848692559407,0.6860848692559407,0.6860848692559407,0.6860848692559407,0.6860848692559407]
["2DHP","DHP",2,{"$f":"D6","v":0.17499999999999999},7.4999999999999997E-2,0.05,1.0786867328570369,-1.8635225440832597,1.1718628600611998,-3.7270450881665194,1.3116270508674441,0.65939416043830346,null,0.5462080518447171,null,null,null,null,null,null,null,null,null,null,null,null,null,null,"DHP Heating Zone 2",1.0786867328570369,1.0786867328570369,1.0320986692549552,0.93892254205079217,0.84574641484662916,0.75257028764246625,0.65939416043830346,0.65939416043830346,0.65939416043830346,0.65939416043830346,0.65939416043830346,0.65939416043830346,0.65939416043830346,0.65939416043830346,0.65939416043830346,0.65939416043830346,0.65939416043830346]
["3DHP","DHP",3,0.15,7.4999999999999997E-2,0.05,0.92462856726317277,-1.6935817467707097,1.0093076546017083,-3.3871634935414194,1.1363262856095115,0.62825176157829843,null,null,null,null,null,null,null,null,null,null,null,null,null,null,null,null,"DHP Heating Zone 3",0.92462856726317277,0.92462856726317288,0.88228902359390504,0.79760993625536958,0.71293084891683411,0.62825176157829843,0.62825176157829843,0.62825176157829843,0.62825176157829843,0.62825176157829843,0.62825176157829843,0.62825176157829843,0.62825176157829843,0.62825176157829843,0.62825176157829843,0.62825176157829843,0.62825176157829843]
["1HP","HP or Gas FAF",1,0.2,7.4999999999999997E-2,0.05,1.3869915874526988,{"$f":"J11*0.5","v":-2.2641144651923684},{"$f":"(E11*J11+K11)-E11*H11","v":1.5001973107123172},-4.5282289303847367,1.6700058956017449,0.7643601095247976,null,null,null,null,null,null,null,null,null,null,null,null,null,null,null,null,{"$f":"B11&\" Heating Zone \"&C11","v":"HP or Gas FAF Heating Zone 1"},1.3869915874526988,1.3869915874526988,1.3303887258228897,1.2171830025632713,1.1039772793036529,0.99077155604403444,0.87756583278441602,0.7643601095247976,0.7643601095247976,0.7643601095247976,0.7643601095247976,0.7643601095247976,0.7643601095247976,0.7643601095247976,0.7643601095247976,0.7643601095247976,0.7643601095247976]
["2HP","HP or Gas FAF",2,0.17499999999999999,7.4999999999999997E-2,0.05,1.1965160377936901,{"$f":"J12*0.5","v":-2.050167690250368},{"$f":"(E12*J12+K12)-E12*H12","v":1.2990244223062084},-4.1003353805007361,1.452786999074986,0.73522830748735724,null,null,null,null,null,null,null,null,null,null,null,null,null,null,null,null,{"$f":"B12&\" Heating Zone \"&C12","v":"HP or Gas FAF Heating Zone 2"},1.1965160377936901,1.1965160377936901,1.1452618455374308,1.0427534610249123,0.94024507651239397,0.83773669199987555,0.73522830748735724,0.73522830748735724,0.73522830748735724,0.73522830748735724,0.73522830748735724,0.73522830748735724,0.73522830748735724,0.73522830748735724,0.73522830748735724,0.73522830748735724,0.73522830748735724]
["3HP","HP or Gas FAF",3,0.15,7.4999999999999997E-2,0.05,1.0259371368886356,{"$f":"J13*0.5","v":-1.8551508104013119},{"$f":"(E13*J13+K13)-E13*H13","v":1.1186946774087012},-3.7103016208026238,1.2578309881887995,0.7012857450684058,null,null,null,null,null,null,null,null,null,null,null,null,null,null,null,null,{"$f":"B13&\" Heating Zone \"&C13","v":"HP or Gas FAF Heating Zone 3"},1.0259371368886356,1.0259371368886356,0.97955836662860263,0.88680082610853705,0.79404328558847148,0.7012857450684058,0.7012857450684058,0.7012857450684058,0.7012857450684058,0.7012857450684058,0.7012857450684058,0.7012857450684058,0.7012857450684058,0.7012857450684058,0.7012857450684058,0.7012857450684058,0.7012857450684058]
[]
["Phase 2","Equipment","Heating Zone","Electric Heating Adjustment","Non-Electric Heat Adjustment",null,"Special to HPWH Workbook:"]
[null,null,null,null,null,null,null,"House uo:",{"$f":"uoseem(SEEMoutput!A7:DS7)","v":9.2988762130063407E-2},"Adjustment Factor"]
[null,"eFAF, Zonal, HP, or Gas FAF",1,0.82813167326562143,0.1563028962225243,null,"HZ1","efaf",{"$f":"G17&H17","v":"HZ1efaf"},{"$f":"H5*$I$16+I5","v":1.0069794310891516}]
[null,null,2,0.85917762533929642,0.12356790707642942,null,"HZ2","efaf",{"$f":"G18&H18","v":"HZ2efaf"},{"$f":"H6*$I$16+I6","v":0.86640828910980527}]
[null,null,3,0.85917762533929642,0.12356790707642942,null,"HZ3","efaf","HZ3efaf",{"$f":"H7*$I$16+I7","v":0.73824337546480567}]
[null,"DHP",1,0.84655479670753486,0.13787977278061092,null,{"$f":"G17","v":"HZ1"},"zonl","HZ1zonl",{"$f":"J17","v":1.0069794310891516}]
[null,null,2,0.86939155083333897,0.11335398158238685,null,{"$f":"G18","v":"HZ2"},"zonl","HZ2zonl",{"$f":"J18","v":0.86640828910980527}]
[null,null,3,0.98274553241572582,0,null,"HZ3","zonl","HZ3zonl",0.73824337546480567]
[null,null,null,null,null,null,"HZ1","gfnc","HZ1gfnc",{"$f":"$I$16*H11+I11","v":1.2896601092733084}]
[null,"*** Note the RTF has only approved calibration of single family houses with DHP heating systems in existing houses (not new).",null,null,null,null,"HZ2","gfnc","HZ2gfnc",{"$f":"$I$16*H12+I12","v":1.1083818666307754}]
[null,null,null,null,null,null,"HZ3","gfnc","HZ3gfnc",{"$f":"$I$16*H13+I13","v":0.94618649998489923}]
[null,null,null,null,null,null,"HZ1","gfac","HZ1gfac",{"$f":"J23","v":1.2896601092733084}]
[null,null,null,null,null,null,"HZ2","gfac","HZ2gfac",{"$f":"J24","v":1.1083818666307754}]
[null,null,null,null,null,null,"HZ3","gfac","HZ3gfac",0.94618649998489923]
[null,null,null,null,null,null,"HZ1","hp85","HZ1hp85",1.2896601092733084]
[null,null,null,null,null,null,"HZ2","hp85","HZ2hp85",1.1083818666307754]
[null,null,null,null,null,null,"HZ3","hp85","HZ3hp85",0.94618649998489923]
[]
[null,"Special to HPWH Workbook:"]
[null,"Calibrated Adjustments to Heating Energy due to non-electric fuel"]
[null,"\"Phase 2\" calibration"]
[null,"See August 2014 RTF Meeting"]
[]
[null,null,"http://rtf.nwcouncil.org/meetings/2014/08/PhaseII_BadBills_RTF_12AUG2014_v2.pptx"]
[]
[null,null,"SF Zone 1 Summary","Non-electric Heating",null,null,"Non-energy adjustment (1.6%)","Electric Heating Adjustment (82.8%)",null,null,"\"wood heat\" and gas heat need to be tracked separately because they have different costs"]
[null,null,null,"Adjustment",null,null,null,null,null,null,1,2,3,4,5]
[null,null,null,-0.156,null,null,null,null,null,null,null,"Non-Energy","\"Wood Heat\"","Gas Heat","Overall"]
[null,null,"Variable","Off-grid high","Off-grid med","Gas heat high","Poor-VBDD ","NA",null,null,"HZ1",{"$f":"1-G44","v":0.98399999999999999},{"$f":"1-SUM(D44:E44)","v":0.89500000000000002},{"$f":"1-F44","v":0.94799999999999995},{"$f":"H44","v":0.82799999999999996}]
[null,null,"Adjustment",4.2999999999999997E-2,6.2E-2,5.1999999999999998E-2,1.6E-2,0.82799999999999996,null,null,"HZ2",{"$f":"1-G50","v":0.98299999999999998},{"$f":"1-SUM(D50:E50)","v":0.89300000000000002},{"$f":"1-F50","v":0.98299999999999998},{"$f":"H50","v":0.85899999999999999}]
[null,null,null,null,null,null,null,null,null,null,"HZ3",{"$f":"L44","v":0.98299999999999998},{"$f":"M44","v":0.89300000000000002},{"$f":"N44","v":0.98299999999999998},{"$f":"O44","v":0.85899999999999999}]
[null,null,"SF Zone 2/3 Summary","Non-electric Heating ",null,null,"Non-energy adjustment (1.7%)","Electric Heating Adjustment (85.9%)"]
[null,null,null,"Adjustment"]
[null,null,null,-0.124]
[null,null,"Variable","Off-grid high","Off-grid med","Gas heat high","Poor-VBDD ","NA"]
[null,null,"Adjustment",0.107,0,1.7000000000000001E-2,1.7000000000000001E-2,0.85899999999999999]
[]
[null,"Employing the heating adjustments will act to reduce impact on the electric portion of the heating system"]
[null,"In other words, the apparent HVAC interaction on the electric grid decreases"]

{"sheet":"SEEM","index":19,"n_rows":48,"n_cols":4,"rows_kept":48,"cut":false,"hidden":false,"merged":[]}
["Overview:"]
["Create SEEM input runs on the 'SEEMinput' tab. You can create live links to input parameters from "]
["this spreadsheet or other Excel spreadsheets. When input runs are ready, click the 'Run SEEM' "]
["button. A SEEM input CSV file will be generated, SEEM will run and produce output in a CSV file. "]
["The SEEM output is then automatically copied into the 'SEEMoutput' tab. For analysis, live links "]
["can reference the cells on the SEEMoutput tab."]
[]
["For more information about specific inputs and outputs, see the 'Reference' tab."]
[]
["Troubleshooting Tip: "]
["If this spreadsheet is having trouble locating the SEEM executable or weather files, click the "]
["'Locate SEEM' button. This will prompt you to locate SEEM on your system. Note, the SEEM executable "]
["file must be inside the 'app' folder of the SEEM distribution and the weather files must be in the"]
["'weather' folder."]
[]
[]
[]
[]
[]
["Program Control Parameters"]
["SEEM Workbook Version:",null,null,"2014-03-11"]
["Application Path:",null,null,"E:\\SEEM\\SEEM97\\dev\\SEEM97_win32\\Release\\SEEM97_win32.exe"]
["Application Directory:",null,null,"E:\\SEEM\\SEEM97\\dev\\SEEM97_win32\\Release\\"]
["Temporary File Directory:",null,null,"R:\\NEEA\\2012_HPWH_Savings_Validation_40211\\3_Savings_Validation\\RTF_UES_Measure_Dev\\"]
["Weather Directory:",null,null,"E:\\TMY2DATA\\"]
["Pause SEEM when Complete:",null,null,false]
["Status Update:",null,null,"RC0: SEEM completed successfully."]
[]
["SEEM Files",null,null,"Sheet"]
["Input:",null,null,"SEEMinput"]
["Output:",null,null,"SEEMoutput"]
["Fan Schedule:",null,null,"fanschedule"]
["Heating Schedule:",null,null,"setpointschedule_heat"]
["Cooling Schedule:",null,null,"setpointschedule_cool"]
["Internal Gains Schedule:",null,null,"Qgains_schedule"]
["Moisture Gains Schedule:",null,null,"Wgains_schedule"]
["Water Heater Schedule:",null,null,"draw_schedule"]
["Reference:",null,null,"Reference"]
["About SEEM:",null,null,"About"]
[]
["Detailed Status"]
["The following list is for the latest SEEM run. The list is cleared and regenerated each time SEEM runs."]
["SEEM start: 2014-09-19 15:01:15"]
["Check weather routine:  .31640625 seconds"]
["Save CSV input files:   1.48046875 seconds"]
["SEEM Arguments: \"E:\\SEEM\\SEEM97\\dev\\SEEM97_win32\\Release\\SEEM97_win32.exe\" \"R:\\NEEA\\2012_HPWH_Savings_Validation_40211\\3_Savings_Validation\\RTF_UES_Measure_Dev\\seem_inputs.csv\" \"R:\\NEEA\\2012_HPWH_Savings_Validation_40211\\3_Savings_Validation\\RTF_UES_Measure_Dev\\seem_outputs.csv\" \"R:\\NEEA\\2012_HPWH_Savings_Validation_40211\\3_Savings_Validation\\RTF_UES_Measure_Dev\\\\\" nopause"]
["SEEM shell returned code 0"]
["SEEM stop: 2014-09-19 15:55:03"]

{"sheet":"SEEMinput","index":20,"n_rows":636,"n_cols":81,"rows_kept":636,"cut":false,"hidden":false,"merged":[]}
["SEEM Simulation Model  Version 0.97build2014-07-99  Date: 11/11/2014  Time: 17:53:20  File: R:\\NEEA\\2012_HPWH_Savings_Validation_40211\\3_Savings_Validation\\RTF_UES_Measure_Dev\\seem_inputs.csv"]
["E:\\TMY2DATA\\"]
[" Label of your choice will be used in name of SEEM output file","Weather file name in weather directory","1=print hourly output (.SEEM file) for each run, 0=do not print hourly output","Month for an additional set of hourly output. Enter 0 for no additional output.","Day for an additional set of hourly output. Enter 0 for no additional output. Enter valid day (not February 30 or April 31 etc).","Heat setpoint, higher T","Heat setpoint, lower T","Cool setpoint, lower T","Cool setpoint, higher T","Non-zero for schedule number, 0 ignore","Average internal gains","Non-zero for schedule number, 0 ignore","Average internal moisture gains","Non-zero for schedule number, 0 ignore","Type of equip: (YKC= HSPF 7.2/SEER 10.0) (YSA= HSPF 9.0/SEER 14.5) (HPA3= HSPF 8.0/SEER 13.0) (HCA3=HSPF7.9/SEER13) (FYKC= FUR + YKC cool) (FYSA= FUR + YSA cool) (FHPA= FUR + HPA cool) (FHCA= FUR + HCA cool) (DHP1= HSPF 12/SEER 25) (DHP2= HSPF 10.6/ SEER 23) (DHP3= HSPF 8.2/ SEER 16) (FUR=electric furnace, no cooling) (For Gas Furnace, use FUR and apply AFUE to output) (HSPF_#_SEER_#= custom heat pump, i.e., HSPF_8.5_SEER_13.2)","Heat pump size","Size of electric furnace","Multiplier for rated CFM","HP control strategy","Cutoff T for control strategies","1=perfect ducts, 0=imperfect","Location of supply ducts","Supply leakage fraction","Supply duct area","Supply duct R-value","Location of return ducts","Return leakage fraction","Return duct area","Return duct R-value","Conditioned floor area","Volume of house","Area of floor exposed to outdoors, i.e., over garage or cantilever","Exterior floor R-value","Gross exterior wall area","Wall R-value","Full ceiling area","R-val of ceiling from room air to attic air","Roof solar absorptivity, recommend 0.85 to 0.98","North window area","East window area","South window area","West window area","Overall air-to-air U-value of window including frame, from NFRC","Solar heat gain coefficient including frame from NFRC","Multiplies SHGC to account for both internal and external shading of window","Door area","Overall R-value for rough-out area","1=crawl, 2=slab, 3=unheated basement, 4=heated basement","Footprint area, NOT conditioned floor area","Perimeter of footprint","Wood floor R-value","R-value under slab (continuous)","R-value of carpet, pad etc. on slab or wood floor","H = horizontal insulation, V = vertical insulation to top of slab, N = no insulation","Depth (V) or width (H) of perimeter slab insulation","R-value of perimeter insulation","Average soil conductivity","Average distance from finish grade to finish floor","Wall R-value","Average distance from finish grade to crawlspace floor","Wall R-value","Blower door CFM50","Average height of conditioned space above ground level","Fan CFM","Fan type","Non-zero for schedule number, 0 ignore","User entered values or default values for fan efficiency","Fan efficiency in CFM/Watt","HRV efficiency as decimal percent","Attic air change rate per hour","Crawl air change rate per hour","WH = 1 for has Water Heater, 0 if no Water Heater","WH tank size in gallons","WH performance level","WH water setpoint","Is the HPWH ducted to outside?","HPWH evaporator fan flow","Source of Water.  1=City Surface 2=City Mix 3=City Ground/Community 4=Well"," Location of Water Heater. 1=Garage 2=Basement (Conditioned) 3=Basement (Unconditioned) 4=Internal"," Draw Schedule Number.  Number of Column from drawschedule.csv","Interaction Factor for space heat and water heating"]
["RUN PARAMETERS",null,null,null,null,"OCCUPANCY PARAMETERS",null,null,null,null,null,null,null,null,"EQUIPMENT PARAMETERS",null,null,null,null,null,"DUCT PARAMETERS",null,null,null,null,null,null,null,null,"ENVELOPE PARAMETERS",null,null,null,null,null,null,null,null,null,null,null,null,null,null,null,null,null,"FOUNDATION PARAMETERS",null,null,null,null,null,null,null,null,null,null,null,null,null,"INFILTRATION PARAMETERS",null,null,null,null,null,null,null,null,null,"HPWH Parameters"]
["RunLabel$","Wname$","HourlyOut","OutputMonth","OutputDay","Theathi","Theatlo","Tcoollo","Tcoolhi","Tschedule","QGains","Qgainsschedule","Wgains","Wgainsschedule","Equiptype$","Tons","Furnsize","CFMmult","HPcntrl","Tcntrl","Perfect","SDloc$","SDleak","SDArea","SDRval","RDloc$","RDleak","RDArea","RDRval","Afloorcon","Volume","Afloorext","Rfloorext","Aextwall","Rextwall","Aceiling","Rceiling","Absroof","AwinN","AwinE","AwinS","AwinW","Uwindow","SHGC","Shading Factor","Adoor","Rdoor","Foundtype","Afootprint","Pfootprint","Rfloor","Rslabins","Rcarpet","Edgetype$","EdgeDepth","RedgeIns","Soilcond","HeightAG","RwallAG","HeightBG","RwallBG","CFM50","H","FanType","FanCFM","FanSched","FanEquip","FanEff","HRVEff","achattic","achcrawl","HPWH","HPWH_size","HPWH_performance","HPWH_setpoint","ducted","HPWH_fan"," 1=City Surface 2=City Mix 3=City Ground/Community 4=Well"," 1=Garage 2=Basement 4=Internal"," Number of Column from drawschedule.csv"," Interaction Factor"]
["(any)","(City)","(1 or 0)","(0 to 12)","(0 to 31)","(F)","(F)","(F)","(F)","(0 to 5)","(Btu/hr)","(0 to 5)","(lb/hr)","(0 to 5)","(YKC,YSA,HPA3,HCA3,FYKC,FYSA,FHPA,FHCA,FUR,DHP1,DHP2,DHP3)","(tons)","(Kw)","(0.7 to 1.3)","(0-3)","(F)","(1 or 0)","(Crawl, Attic, Out, In)","(0 to 1)","(ft^2)","(R-value)","(Crawl, Attic, Out, In)","(0 to 1)","(ft^2)","(R-value)","(ft^2)","(ft^3)","(ft^2)","(R-value)","(ft^2)","(R-value)","(ft^2)","(R-value)","(0 to 1)","(ft^2)","(ft^2)","(ft^2)","(ft^2)","(U-value)","(0 to 1)","(0 to 1)","(ft^2)","(R-value)","(1, 2, 3, 4)","(ft^2)","(ft)","(R-value)","(R-value)","(R-value)","(H, V, N)","(ft)","(R-Value)","(Btu/ft-F-hr)","(ft)","(R-value)","(ft)","(R-value)","(CFM)","(ft)","(Exhaust, Supply, HRV, or None)","(CFM)","(0 to 5)","(USR,Estar,EstarNW,Standard)","(CFM/W)","(decimal percent)","(1/hr)","(1/hr)","(1 or 0)","(gal)","(1 or 2)","(F)","(1 or 0)","(CFM)"," 1 to 4","1 2 or 4"," 1 to 12"," 0 to 1"]
["SF_2200_HZ1CZ4_cs_ga_1_ge50_gfnc_","NWHZ1CZ4_3",0,0,0,69,64,74,78,1,2104.6240469999998,0,0,0,"FUR",3,15,1,0,30,0,"Crawl",0.06,300,6.8302610699999997,"Attic",0.03,80,7.76,2200,18700,200,24.98505887,2210,11.09344939,1784,30.392214490000001,0.85,91.3,91.3,91.3,91.3,0.34,0.32,0.54,40,2.7959999999999998,1,1584,160,24.80505887,0,0,"N",0,0,0.75,1,1.75,2,0.65,2151.648862,17,"Exhaust",50,1,"Standard",5,0,4.5,4.5,1,45,1.1000000000000001,128,0,0,1,1,6,0]
["SF_2200_HZ1CZ4_cs_ga_1_ao60_gfnc_","NWHZ1CZ4_3",0,0,0,69,64,74,78,1,2104.6240469999998,0,0,0,"FUR",3,15,1,0,30,0,"Crawl",0.06,300,6.8302610699999997,"Attic",0.03,80,7.76,2200,18700,200,24.98505887,2210,11.09344939,1784,30.392214490000001,0.85,91.3,91.3,91.3,91.3,0.34,0.32,0.54,40,2.7959999999999998,1,1584,160,24.80505887,0,0,"N",0,0,0.75,1,1.75,2,0.65,2151.648862,17,"Exhaust",50,1,"Standard",5,0,4.5,4.5,1,57,1.2,128,0,0,1,1,6,0]
["SF_2200_HZ1CZ4_cs_ga_1_ao80_gfnc_","NWHZ1CZ4_3",0,0,0,69,64,74,78,1,2104.6240469999998,0,0,0,"FUR",3,15,1,0,30,0,"Crawl",0.06,300,6.8302610699999997,"Attic",0.03,80,7.76,2200,18700,200,24.98505887,2210,11.09344939,1784,30.392214490000001,0.85,91.3,91.3,91.3,91.3,0.34,0.32,0.54,40,2.7959999999999998,1,1584,160,24.80505887,0,0,"N",0,0,0.75,1,1.75,2,0.65,2151.648862,17,"Exhaust",50,1,"Standard",5,0,4.5,4.5,1,75,1.2,128,0,0,1,1,6,0]
["SF_2200_HZ1CZ4_cs_ga_2_ge50_gfnc_","NWHZ1CZ4_3",0,0,0,69,64,74,78,1,2104.6240469999998,0,0,0,"FUR",3,15,1,0,30,0,"Crawl",0.06,300,6.8302610699999997,"Attic",0.03,80,7.76,2200,18700,200,24.98505887,2210,11.09344939,1784,30.392214490000001,0.85,91.3,91.3,91.3,91.3,0.34,0.32,0.54,40,2.7959999999999998,1,1584,160,24.80505887,0,0,"N",0,0,0.75,1,1.75,2,0.65,2151.648862,17,"Exhaust",50,1,"Standard",5,0,4.5,4.5,1,45,1.1000000000000001,128,0,0,1,1,7,0]
["SF_2200_HZ1CZ4_cs_ga_2_ao60_gfnc_","NWHZ1CZ4_3",0,0,0,69,64,74,78,1,2104.6240469999998,0,0,0,"FUR",3,15,1,0,30,0,"Crawl",0.06,300,6.8302610699999997,"Attic",0.03,80,7.76,2200,18700,200,24.98505887,2210,11.09344939,1784,30.392214490000001,0.85,91.3,91.3,91.3,91.3,0.34,0.32,0.54,40,2.7959999999999998,1,1584,160,24.80505887,0,0,"N",0,0,0.75,1,1.75,2,0.65,2151.648862,17,"Exhaust",50,1,"Standard",5,0,4.5,4.5,1,57,1.2,128,0,0,1,1,7,0]
["SF_2200_HZ1CZ4_cs_ga_2_ao80_gfnc_","NWHZ1CZ4_3",0,0,0,69,64,74,78,1,2104.6240469999998,0,0,0,"FUR",3,15,1,0,30,0,"Crawl",0.06,300,6.8302610699999997,"Attic",0.03,80,7.76,2200,18700,200,24.98505887,2210,11.09344939,1784,30.392214490000001,0.85,91.3,91.3,91.3,91.3,0.34,0.32,0.54,40,2.7959999999999998,1,1584,160,24.80505887,0,0,"N",0,0,0.75,1,1.75,2,0.65,2151.648862,17,"Exhaust",50,1,"Standard",5,0,4.5,4.5,1,75,1.2,128,0,0,1,1,7,0]
["SF_2200_HZ1CZ4_cs_ga_3_ge50_gfnc_","NWHZ1CZ4_3",0,0,0,69,64,74,78,1,2104.6240469999998,0,0,0,"FUR",3,15,1,0,30,0,"Crawl",0.06,300,6.8302610699999997,"Attic",0.03,80,7.76,2200,18700,200,24.98505887,2210,11.09344939,1784,30.392214490000001,0.85,91.3,91.3,91.3,91.3,0.34,0.32,0.54,40,2.7959999999999998,1,1584,160,24.80505887,0,0,"N",0,0,0.75,1,1.75,2,0.65,2151.648862,17,"Exhaust",50,1,"Standard",5,0,4.5,4.5,1,45,1.1000000000000001,128,0,0,1,1,8,0]
["SF_2200_HZ1CZ4_cs_ga_3_ao60_gfnc_","NWHZ1CZ4_3",0,0,0,69,64,74,78,1,2104.6240469999998,0,0,0,"FUR",3,15,1,0,30,0,"Crawl",0.06,300,6.8302610699999997,"Attic",0.03,80,7.76,2200,18700,200,24.98505887,2210,11.09344939,1784,30.392214490000001,0.85,91.3,91.3,91.3,91.3,0.34,0.32,0.54,40,2.7959999999999998,1,1584,160,24.80505887,0,0,"N",0,0,0.75,1,1.75,2,0.65,2151.648862,17,"Exhaust",50,1,"Standard",5,0,4.5,4.5,1,57,1.2,128,0,0,1,1,8,0]
["SF_2200_HZ1CZ4_cs_ga_3_ao80_gfnc_","NWHZ1CZ4_3",0,0,0,69,64,74,78,1,2104.6240469999998,0,0,0,"FUR",3,15,1,0,30,0,"Crawl",0.06,300,6.8302610699999997,"Attic",0.03,80,7.76,2200,18700,200,24.98505887,2210,11.09344939,1784,30.392214490000001,0.85,91.3,91.3,91.3,91.3,0.34,0.32,0.54,40,2.7959999999999998,1,1584,160,24.80505887,0,0,"N",0,0,0.75,1,1.75,2,0.65,2151.648862,17,"Exhaust",50,1,"Standard",5,0,4.5,4.5,1,75,1.2,128,0,0,1,1,8,0]
["SF_2200_HZ1CZ4_cs_ga_4_ge50_gfnc_","NWHZ1CZ4_3",0,0,0,69,64,74,78,1,2104.6240469999998,0,0,0,"FUR",3,15,1,0,30,0,"Crawl",0.06,300,6.8302610699999997,"Attic",0.03,80,7.76,2200,18700,200,24.98505887,2210,11.09344939,1784,30.392214490000001,0.85,91.3,91.3,91.3,91.3,0.34,0.32,0.54,40,2.7959999999999998,1,1584,160,24.80505887,0,0,"N",0,0,0.75,1,1.75,2,0.65,2151.648862,17,"Exhaust",50,1,"Standard",5,0,4.5,4.5,1,45,1.1000000000000001,128,0,0,1,1,9,0]
["SF_2200_HZ1CZ4_cs_ga_4_ao60_gfnc_","NWHZ1CZ4_3",0,0,0,69,64,74,78,1,2104.6240469999998,0,0,0,"FUR",3,15,1,0,30,0,"Crawl",0.06,300,6.8302610699999997,"Attic",0.03,80,7.76,2200,18700,200,24.98505887,2210,11.09344939,1784,30.392214490000001,0.85,91.3,91.3,91.3,91.3,0.34,0.32,0.54,40,2.7959999999999998,1,1584,160,24.80505887,0,0,"N",0,0,0.75,1,1.75,2,0.65,2151.648862,17,"Exhaust",50,1,"Standard",5,0,4.5,4.5,1,57,1.2,128,0,0,1,1,9,0]
["SF_2200_HZ1CZ4_cs_ga_4_ao80_gfnc_","NWHZ1CZ4_3",0,0,0,69,64,74,78,1,2104.6240469999998,0,0,0,"FUR",3,15,1,0,30,0,"Crawl",0.06,300,6.8302610699999997,"Attic",0.03,80,7.76,2200,18700,200,24.98505887,2210,11.09344939,1784,30.392214490000001,0.85,91.3,91.3,91.3,91.3,0.34,0.32,0.54,40,2.7959999999999998,1,1584,160,24.80505887,0,0,"N",0,0,0.75,1,1.75,2,0.65,2151.648862,17,"Exhaust",50,1,"Standard",5,0,4.5,4.5,1,75,1.2,128,0,0,1,1,9,0]
["SF_2200_HZ1CZ4_cs_ga_5_ge50_gfnc_","NWHZ1CZ4_3",0,0,0,69,64,74,78,1,2104.6240469999998,0,0,0,"FUR",3,15,1,0,30,0,"Crawl",0.06,300,6.8302610699999997,"Attic",0.03,80,7.76,2200,18700,200,24.98505887,2210,11.09344939,1784,30.392214490000001,0.85,91.3,91.3,91.3,91.3,0.34,0.32,0.54,40,2.7959999999999998,1,1584,160,24.80505887,0,0,"N",0,0,0.75,1,1.75,2,0.65,2151.648862,17,"Exhaust",50,1,"Standard",5,0,4.5,4.5,1,45,1.1000000000000001,128,0,0,1,1,10,0]
["SF_2200_HZ1CZ4_cs_ga_5_ao60_gfnc_","NWHZ1CZ4_3",0,0,0,69,64,74,78,1,2104.6240469999998,0,0,0,"FUR",3,15,1,0,30,0,"Crawl",0.06,300,6.8302610699999997,"Attic",0.03,80,7.76,2200,18700,200,24.98505887,2210,11.09344939,1784,30.392214490000001,0.85,91.3,91.3,91.3,91.3,0.34,0.32,0.54,40,2.7959999999999998,1,1584,160,24.80505887,0,0,"N",0,0,0.75,1,1.75,2,0.65,2151.648862,17,"Exhaust",50,1,"Standard",5,0,4.5,4.5,1,57,1.2,128,0,0,1,1,10,0]
["SF_2200_HZ1CZ4_cs_ga_5_ao80_gfnc_","NWHZ1CZ4_3",0,0,0,69,64,74,78,1,2104.6240469999998,0,0,0,"FUR",3,15,1,0,30,0,"Crawl",0.06,300,6.8302610699999997,"Attic",0.03,80,7.76,2200,18700,200,24.98505887,2210,11.09344939,1784,30.392214490000001,0.85,91.3,91.3,91.3,91.3,0.34,0.32,0.54,40,2.7959999999999998,1,1584,160,24.80505887,0,0,"N",0,0,0.75,1,1.75,2,0.65,2151.648862,17,"Exhaust",50,1,"Standard",5,0,4.5,4.5,1,75,1.2,128,0,0,1,1,10,0]
["SF_2200_HZ1CZ4_cs_bm_1_ge50_gfnc_","NWHZ1CZ4_3",0,0,0,69,64,74,78,1,2104.6240469999998,0,0,0,"FUR",3,15,1,0,30,0,"Crawl",0.06,300,6.8302610699999997,"Attic",0.03,80,7.76,2200,18700,200,24.98505887,2210,11.09344939,1784,30.392214490000001,0.85,91.3,91.3,91.3,91.3,0.34,0.32,0.54,40,2.7959999999999998,1,1584,160,24.80505887,0,0,"N",0,0,0.75,1,1.75,2,0.65,2151.648862,17,"Exhaust",50,1,"Standard",5,0,4.5,4.5,1,45,1.1000000000000001,128,0,0,1,3,6,0]
["SF_2200_HZ1CZ4_cs_bm_1_ao60_gfnc_","NWHZ1CZ4_3",0,0,0,69,64,74,78,1,2104.6240469999998,0,0,0,"FUR",3,15,1,0,30,0,"Crawl",0.06,300,6.8302610699999997,"Attic",0.03,80,7.76,2200,18700,200,24.98505887,2210,11.09344939,1784,30.392214490000001,0.85,91.3,91.3,91.3,91.3,0.34,0.32,0.54,40,2.7959999999999998,1,1584,160,24.80505887,0,0,"N",0,0,0.75,1,1.75,2,0.65,2151.648862,17,"Exhaust",50,1,"Standard",5,0,4.5,4.5,1,57,1.2,128,0,0,1,3,6,0]
["SF_2200_HZ1CZ4_cs_bm_1_ao80_gfnc_","NWHZ1CZ4_3",0,0,0,69,64,74,78,1,2104.6240469999998,0,0,0,"FUR",3,15,1,0,30,0,"Crawl",0.06,300,6.8302610699999997,"Attic",0.03,80,7.76,2200,18700,200,24.98505887,2210,11.09344939,1784,30.392214490000001,0.85,91.3,91.3,91.3,91.3,0.34,0.32,0.54,40,2.7959999999999998,1,1584,160,24.80505887,0,0,"N",0,0,0.75,1,1.75,2,0.65,2151.648862,17,"Exhaust",50,1,"Standard",5,0,4.5,4.5,1,75,1.2,128,0,0,1,3,6,0]
["SF_2200_HZ1CZ4_cs_bm_2_ge50_gfnc_","NWHZ1CZ4_3",0,0,0,69,64,74,78,1,2104.6240469999998,0,0,0,"FUR",3,15,1,0,30,0,"Crawl",0.06,300,6.8302610699999997,"Attic",0.03,80,7.76,2200,18700,200,24.98505887,2210,11.09344939,1784,30.392214490000001,0.85,91.3,91.3,91.3,91.3,0.34,0.32,0.54,40,2.7959999999999998,1,1584,160,24.80505887,0,0,"N",0,0,0.75,1,1.75,2,0.65,2151.648862,17,"Exhaust",50,1,"Standard",5,0,4.5,4.5,1,45,1.1000000000000001,128,0,0,1,3,7,0]
["SF_2200_HZ1CZ4_cs_bm_2_ao60_gfnc_","NWHZ1CZ4_3",0,0,0,69,64,74,78,1,2104.6240469999998,0,0,0,"FUR",3,15,1,0,30,0,"Crawl",0.06,300,6.8302610699999997,"Attic",0.03,80,7.76,2200,18700,200,24.98505887,2210,11.09344939,1784,30.392214490000001,0.85,91.3,91.3,91.3,91.3,0.34,0.32,0.54,40,2.7959999999999998,1,1584,160,24.80505887,0,0,"N",0,0,0.75,1,1.75,2,0.65,2151.648862,17,"Exhaust",50,1,"Standard",5,0,4.5,4.5,1,57,1.2,128,0,0,1,3,7,0]
["SF_2200_HZ1CZ4_cs_bm_2_ao80_gfnc_","NWHZ1CZ4_3",0,0,0,69,64,74,78,1,2104.6240469999998,0,0,0,"FUR",3,15,1,0,30,0,"Crawl",0.06,300,6.8302610699999997,"Attic",0.03,80,7.76,2200,18700,200,24.98505887,2210,11.09344939,1784,30.392214490000001,0.85,91.3,91.3,91.3,91.3,0.34,0.32,0.54,40,2.7959999999999998,1,1584,160,24.80505887,0,0,"N",0,0,0.75,1,1.75,2,0.65,2151.648862,17,"Exhaust",50,1,"Standard",5,0,4.5,4.5,1,75,1.2,128,0,0,1,3,7,0]
["SF_2200_HZ1CZ4_cs_bm_3_ge50_gfnc_","NWHZ1CZ4_3",0,0,0,69,64,74,78,1,2104.6240469999998,0,0,0,"FUR",3,15,1,0,30,0,"Crawl",0.06,300,6.8302610699999997,"Attic",0.03,80,7.76,2200,18700,200,24.98505887,2210,11.09344939,1784,30.392214490000001,0.85,91.3,91.3,91.3,91.3,0.34,0.32,0.54,40,2.7959999999999998,1,1584,160,24.80505887,0,0,"N",0,0,0.75,1,1.75,2,0.65,2151.648862,17,"Exhaust",50,1,"Standard",5,0,4.5,4.5,1,45,1.1000000000000001,128,0,0,1,3,8,0]
["SF_2200_HZ1CZ4_cs_bm_3_ao60_gfnc_","NWHZ1CZ4_3",0,0,0,69,64,74,78,1,2104.6240469999998,0,0,0,"FUR",3,15,1,0,30,0,"Crawl",0.06,300,6.8302610699999997,"Attic",0.03,80,7.76,2200,18700,200,24.98505887,2210,11.09344939,1784,30.392214490000001,0.85,91.3,91.3,91.3,91.3,0.34,0.32,0.54,40,2.7959999999999998,1,1584,160,24.80505887,0,0,"N",0,0,0.75,1,1.75,2,0.65,2151.648862,17,"Exhaust",50,1,"Standard",5,0,4.5,4.5,1,57,1.2,128,0,0,1,3,8,0]
["SF_2200_HZ1CZ4_cs_bm_3_ao80_gfnc_","NWHZ1CZ4_3",0,0,0,69,64,74,78,1,2104.6240469999998,0,0,0,"FUR",3,15,1,0,30,0,"Crawl",0.06,300,6.8302610699999997,"Attic",0.03,80,7.76,2200,18700,200,24.98505887,2210,11.09344939,1784,30.392214490000001,0.85,91.3,91.3,91.3,91.3,0.34,0.32,0.54,40,2.7959999999999998,1,1584,160,24.80505887,0,0,"N",0,0,0.75,1,1.75,2,0.65,2151.648862,17,"Exhaust",50,1,"Standard",5,0,4.5,4.5,1,75,1.2,128,0,0,1,3,8,0]
["SF_2200_HZ1CZ4_cs_bm_4_ge50_gfnc_","NWHZ1CZ4_3",0,0,0,69,64,74,78,1,2104.6240469999998,0,0,0,"FUR",3,15,1,0,30,0,"Crawl",0.06,300,6.8302610699999997,"Attic",0.03,80,7.76,2200,18700,200,24.98505887,2210,11.09344939,1784,30.392214490000001,0.85,91.3,91.3,91.3,91.3,0.34,0.32,0.54,40,2.7959999999999998,1,1584,160,24.80505887,0,0,"N",0,0,0.75,1,1.75,2,0.65,2151.648862,17,"Exhaust",50,1,"Standard",5,0,4.5,4.5,1,45,1.1000000000000001,128,0,0,1,3,9,0]
["SF_2200_HZ1CZ4_cs_bm_4_ao60_gfnc_","NWHZ1CZ4_3",0,0,0,69,64,74,78,1,2104.6240469999998,0,0,0,"FUR",3,15,1,0,30,0,"Crawl",0.06,300,6.8302610699999997,"Attic",0.03,80,7.76,2200,18700,200,24.98505887,2210,11.09344939,1784,30.392214490000001,0.85,91.3,91.3,91.3,91.3,0.34,0.32,0.54,40,2.7959999999999998,1,1584,160,24.80505887,0,0,"N",0,0,0.75,1,1.75,2,0.65,2151.648862,17,"Exhaust",50,1,"Standard",5,0,4.5,4.5,1,57,1.2,128,0,0,1,3,9,0]
["SF_2200_HZ1CZ4_cs_bm_4_ao80_gfnc_","NWHZ1CZ4_3",0,0,0,69,64,74,78,1,2104.6240469999998,0,0,0,"FUR",3,15,1,0,30,0,"Crawl",0.06,300,6.8302610699999997,"Attic",0.03,80,7.76,2200,18700,200,24.98505887,2210,11.09344939,1784,30.392214490000001,0.85,91.3,91.3,91.3,91.3,0.34,0.32,0.54,40,2.7959999999999998,1,1584,160,24.80505887,0,0,"N",0,0,0.75,1,1.75,2,0.65,2151.648862,17,"Exhaust",50,1,"Standard",5,0,4.5,4.5,1,75,1.2,128,0,0,1,3,9,0]
["SF_2200_HZ1CZ4_cs_bm_5_ge50_gfnc_","NWHZ1CZ4_3",0,0,0,69,64,74,78,1,2104.6240469999998,0,0,0,"FUR",3,15,1,0,30,0,"Crawl",0.06,300,6.8302610699999997,"Attic",0.03,80,7.76,2200,18700,200,24.98505887,2210,11.09344939,1784,30.392214490000001,0.85,91.3,91.3,91.3,91.3,0.34,0.32,0.54,40,2.7959999999999998,1,1584,160,24.80505887,0,0,"N",0,0,0.75,1,1.75,2,0.65,2151.648862,17,"Exhaust",50,1,"Standard",5,0,4.5,4.5,1,45,1.1000000000000001,128,0,0,1,3,10,0]
["SF_2200_HZ1CZ4_cs_bm_5_ao60_gfnc_","NWHZ1CZ4_3",0,0,0,69,64,74,78,1,2104.6240469999998,0,0,0,"FUR",3,15,1,0,30,0,"Crawl",0.06,300,6.8302610699999997,"Attic",0.03,80,7.76,2200,18700,200,24.98505887,2210,11.09344939,1784,30.392214490000001,0.85,91.3,91.3,91.3,91.3,0.34,0.32,0.54,40,2.7959999999999998,1,1584,160,24.80505887,0,0,"N",0,0,0.75,1,1.75,2,0.65,2151.648862,17,"Exhaust",50,1,"Standard",5,0,4.5,4.5,1,57,1.2,128,0,0,1,3,10,0]
["SF_2200_HZ1CZ4_cs_bm_5_ao80_gfnc_","NWHZ1CZ4_3",0,0,0,69,64,74,78,1,2104.6240469999998,0,0,0,"FUR",3,15,1,0,30,0,"Crawl",0.06,300,6.8302610699999997,"Attic",0.03,80,7.76,2200,18700,200,24.98505887,2210,11.09344939,1784,30.392214490000001,0.85,91.3,91.3,91.3,91.3,0.34,0.32,0.54,40,2.7959999999999998,1,1584,160,24.80505887,0,0,"N",0,0,0.75,1,1.75,2,0.65,2151.648862,17,"Exhaust",50,1,"Standard",5,0,4.5,4.5,1,75,1.2,128,0,0,1,3,10,0]
["SF_2200_HZ1CZ4_cs_i2_1_ge50_gfnc_","NWHZ1CZ4_3",0,0,0,69,64,74,78,1,2104.6240469999998,0,0,0,"FUR",3,15,1,0,30,0,"Crawl",0.06,300,6.8302610699999997,"Attic",0.03,80,7.76,2200,18700,200,24.98505887,2210,11.09344939,1784,30.392214490000001,0.85,91.3,91.3,91.3,91.3,0.34,0.32,0.54,40,2.7959999999999998,1,1584,160,24.80505887,0,0,"N",0,0,0.75,1,1.75,2,0.65,2151.648862,17,"Exhaust",50,1,"Standard",5,0,4.5,4.5,1,45,1.1000000000000001,128,0,0,1,4,6,0.65]
["SF_2200_HZ1CZ4_cs_i2_1_ge50_gfac_","NWHZ1CZ4_3",0,0,0,69,64,74,78,1,2104.6240469999998,0,0,0,"FHCA",3,15,1,0,30,0,"Crawl",0.06,300,6.8302610699999997,"Attic",0.03,80,7.76,2200,18700,200,24.98505887,2210,11.09344939,1784,30.392214490000001,0.85,91.3,91.3,91.3,91.3,0.34,0.32,0.54,40,2.7959999999999998,1,1584,160,24.80505887,0,0,"N",0,0,0.75,1,1.75,2,0.65,2151.648862,17,"Exhaust",50,1,"Standard",5,0,4.5,4.5,1,45,1.1000000000000001,128,0,0,1,4,6,0.65]
["SF_2200_HZ1CZ4_cs_i2_1_ge50_efaf_","NWHZ1CZ4_3",0,0,0,69,64,74,78,1,2104.6240469999998,0,0,0,"FUR",3,15,1,0,30,0,"Crawl",0.06,300,6.8302610699999997,"Attic",0.03,80,7.76,2200,18700,200,24.98505887,2210,11.09344939,1784,30.392214490000001,0.85,91.3,91.3,91.3,91.3,0.34,0.32,0.54,40,2.7959999999999998,1,1584,160,24.80505887,0,0,"N",0,0,0.75,1,1.75,2,0.65,2151.648862,17,"Exhaust",50,1,"Standard",5,0,4.5,4.5,1,45,1.1000000000000001,128,0,0,1,4,6,0.65]
["SF_2200_HZ1CZ4_cs_i2_1_ge50_hp85_","NWHZ1CZ4_3",0,0,0,69,64,74,78,1,2104.6240469999998,0,0,0,"HSPF_8.5_SEER_13.0",3,15,1,0,30,0,"Crawl",0.06,300,6.8302610699999997,"Attic",0.03,80,7.76,2200,18700,200,24.98505887,2210,11.09344939,1784,30.392214490000001,0.85,91.3,91.3,91.3,91.3,0.34,0.32,0.54,40,2.7959999999999998,1,1584,160,24.80505887,0,0,"N",0,0,0.75,1,1.75,2,0.65,2151.648862,17,"Exhaust",50,1,"Standard",5,0,4.5,4.5,1,45,1.1000000000000001,128,0,0,1,4,6,0.65]
["SF_2200_HZ1CZ4_cs_i2_1_ge50_zonl_","NWHZ1CZ4_3",0,0,0,69,64,74,78,1,2104.6240469999998,0,0,0,"FUR",3,15,1,0,30,1,"Crawl",0.06,300,6.8302610699999997,"Attic",0.03,80,7.76,2200,18700,200,24.98505887,2210,11.09344939,1784,30.392214490000001,0.85,91.3,91.3,91.3,91.3,0.34,0.32,0.54,40,2.7959999999999998,1,1584,160,24.80505887,0,0,"N",0,0,0.75,1,1.75,2,0.65,2151.648862,17,"Exhaust",50,1,"Standard",5,0,4.5,4.5,1,45,1.1000000000000001,128,0,0,1,4,6,0.65]
["SF_2200_HZ1CZ4_cs_i2_1_ao60_gfnc_","NWHZ1CZ4_3",0,0,0,69,64,74,78,1,2104.6240469999998,0,0,0,"FUR",3,15,1,0,30,0,"Crawl",0.06,300,6.8302610699999997,"Attic",0.03,80,7.76,2200,18700,200,24.98505887,2210,11.09344939,1784,30.392214490000001,0.85,91.3,91.3,91.3,91.3,0.34,0.32,0.54,40,2.7959999999999998,1,1584,160,24.80505887,0,0,"N",0,0,0.75,1,1.75,2,0.65,2151.648862,17,"Exhaust",50,1,"Standard",5,0,4.5,4.5,1,57,1.2,128,0,0,1,4,6,0.65]
["SF_2200_HZ1CZ4_cs_i2_1_ao60_gfac_","NWHZ1CZ4_3",0,0,0,69,64,74,78,1,2104.6240469999998,0,0,0,"FHCA",3,15,1,0,30,0,"Crawl",0.06,300,6.8302610699999997,"Attic",0.03,80,7.76,2200,18700,200,24.98505887,2210,11.09344939,1784,30.392214490000001,0.85,91.3,91.3,91.3,91.3,0.34,0.32,0.54,40,2.7959999999999998,1,1584,160,24.80505887,0,0,"N",0,0,0.75,1,1.75,2,0.65,2151.648862,17,"Exhaust",50,1,"Standard",5,0,4.5,4.5,1,57,1.2,128,0,0,1,4,6,0.65]
["SF_2200_HZ1CZ4_cs_i2_1_ao60_efaf_","NWHZ1CZ4_3",0,0,0,69,64,74,78,1,2104.6240469999998,0,0,0,"FUR",3,15,1,0,30,0,"Crawl",0.06,300,6.8302610699999997,"Attic",0.03,80,7.76,2200,18700,200,24.98505887,2210,11.09344939,1784,30.392214490000001,0.85,91.3,91.3,91.3,91.3,0.34,0.32,0.54,40,2.7959999999999998,1,1584,160,24.80505887,0,0,"N",0,0,0.75,1,1.75,2,0.65,2151.648862,17,"Exhaust",50,1,"Standard",5,0,4.5,4.5,1,57,1.2,128,0,0,1,4,6,0.65]
["SF_2200_HZ1CZ4_cs_i2_1_ao60_hp85_","NWHZ1CZ4_3",0,0,0,69,64,74,78,1,2104.6240469999998,0,0,0,"HSPF_8.5_SEER_13.0",3,15,1,0,30,0,"Crawl",0.06,300,6.8302610699999997,"Attic",0.03,80,7.76,2200,18700,200,24.98505887,2210,11.09344939,1784,30.392214490000001,0.85,91.3,91.3,91.3,91.3,0.34,0.32,0.54,40,2.7959999999999998,1,1584,160,24.80505887,0,0,"N",0,0,0.75,1,1.75,2,0.65,2151.648862,17,"Exhaust",50,1,"Standard",5,0,4.5,4.5,1,57,1.2,128,0,0,1,4,6,0.65]
["SF_2200_HZ1CZ4_cs_i2_1_ao60_zonl_","NWHZ1CZ4_3",0,0,0,69,64,74,78,1,2104.6240469999998,0,0,0,"FUR",3,15,1,0,30,1,"Crawl",0.06,300,6.8302610699999997,"Attic",0.03,80,7.76,2200,18700,200,24.98505887,2210,11.09344939,1784,30.392214490000001,0.85,91.3,91.3,91.3,91.3,0.34,0.32,0.54,40,2.7959999999999998,1,1584,160,24.80505887,0,0,"N",0,0,0.75,1,1.75,2,0.65,2151.648862,17,"Exhaust",50,1,"Standard",5,0,4.5,4.5,1,57,1.2,128,0,0,1,4,6,0.65]
["SF_2200_HZ1CZ4_cs_i2_1_ao80_gfnc_","NWHZ1CZ4_3",0,0,0,69,64,74,78,1,2104.6240469999998,0,0,0,"FUR",3,15,1,0,30,0,"Crawl",0.06,300,6.8302610699999997,"Attic",0.03,80,7.76,2200,18700,200,24.98505887,2210,11.09344939,1784,30.392214490000001,0.85,91.3,91.3,91.3,91.3,0.34,0.32,0.54,40,2.7959999999999998,1,1584,160,24.80505887,0,0,"N",0,0,0.75,1,1.75,2,0.65,2151.648862,17,"Exhaust",50,1,"Standard",5,0,4.5,4.5,1,75,1.2,128,0,0,1,4,6,0.65]
["SF_2200_HZ1CZ4_cs_i2_1_ao80_gfac_","NWHZ1CZ4_3",0,0,0,69,64,74,78,1,2104.6240469999998,0,0,0,"FHCA",3,15,1,0,30,0,"Crawl",0.06,300,6.8302610699999997,"Attic",0.03,80,7.76,2200,18700,200,24.98505887,2210,11.09344939,1784,30.392214490000001,0.85,91.3,91.3,91.3,91.3,0.34,0.32,0.54,40,2.7959999999999998,1,1584,160,24.80505887,0,0,"N",0,0,0.75,1,1.75,2,0.65,2151.648862,17,"Exhaust",50,1,"Standard",5,0,4.5,4.5,1,75,1.2,128,0,0,1,4,6,0.65]
["SF_2200_HZ1CZ4_cs_i2_1_ao80_efaf_","NWHZ1CZ4_3",0,0,0,69,64,74,78,1,2104.6240469999998,0,0,0,"FUR",3,15,1,0,30,0,"Crawl",0.06,300,6.8302610699999997,"Attic",0.03,80,7.76,2200,18700,200,24.98505887,2210,11.09344939,1784,30.392214490000001,0.85,91.3,91.3,91.3,91.3,0.34,0.32,0.54,40,2.7959999999999998,1,1584,160,24.80505887,0,0,"N",0,0,0.75,1,1.75,2,0.65,2151.648862,17,"Exhaust",50,1,"Standard",5,0,4.5,4.5,1,75,1.2,128,0,0,1,4,6,0.65]
["SF_2200_HZ1CZ4_cs_i2_1_ao80_hp85_","NWHZ1CZ4_3",0,0,0,69,64,74,78,1,2104.6240469999998,0,0,0,"HSPF_8.5_SEER_13.0",3,15,1,0,30,0,"Crawl",0.06,300,6.8302610699999997,"Attic",0.03,80,7.76,2200,18700,200,24.98505887,2210,11.09344939,1784,30.392214490000001,0.85,91.3,91.3,91.3,91.3,0.34,0.32,0.54,40,2.7959999999999998,1,1584,160,24.80505887,0,0,"N",0,0,0.75,1,1.75,2,0.65,2151.648862,17,"Exhaust",50,1,"Standard",5,0,4.5,4.5,1,75,1.2,128,0,0,1,4,6,0.65]
["SF_2200_HZ1CZ4_cs_i2_1_ao80_zonl_","NWHZ1CZ4_3",0,0,0,69,64,74,78,1,2104.6240469999998,0,0,0,"FUR",3,15,1,0,30,1,"Crawl",0.06,300,6.8302610699999997,"Attic",0.03,80,7.76,2200,18700,200,24.98505887,2210,11.09344939,1784,30.392214490000001,0.85,91.3,91.3,91.3,91.3,0.34,0.32,0.54,40,2.7959999999999998,1,1584,160,24.80505887,0,0,"N",0,0,0.75,1,1.75,2,0.65,2151.648862,17,"Exhaust",50,1,"Standard",5,0,4.5,4.5,1,75,1.2,128,0,0,1,4,6,0.65]
["SF_2200_HZ1CZ4_cs_i2_2_ge50_gfnc_","NWHZ1CZ4_3",0,0,0,69,64,74,78,1,2104.6240469999998,0,0,0,"FUR",3,15,1,0,30,0,"Crawl",0.06,300,6.8302610699999997,"Attic",0.03,80,7.76,2200,18700,200,24.98505887,2210,11.09344939,1784,30.392214490000001,0.85,91.3,91.3,91.3,91.3,0.34,0.32,0.54,40,2.7959999999999998,1,1584,160,24.80505887,0,0,"N",0,0,0.75,1,1.75,2,0.65,2151.648862,17,"Exhaust",50,1,"Standard",5,0,4.5,4.5,1,45,1.1000000000000001,128,0,0,1,4,7,0.65]
["SF_2200_HZ1CZ4_cs_i2_2_ge50_gfac_","NWHZ1CZ4_3",0,0,0,69,64,74,78,1,2104.6240469999998,0,0,0,"FHCA",3,15,1,0,30,0,"Crawl",0.06,300,6.8302610699999997,"Attic",0.03,80,7.76,2200,18700,200,24.98505887,2210,11.09344939,1784,30.392214490000001,0.85,91.3,91.3,91.3,91.3,0.34,0.32,0.54,40,2.7959999999999998,1,1584,160,24.80505887,0,0,"N",0,0,0.75,1,1.75,2,0.65,2151.648862,17,"Exhaust",50,1,"Standard",5,0,4.5,4.5,1,45,1.1000000000000001,128,0,0,1,4,7,0.65]
["SF_2200_HZ1CZ4_cs_i2_2_ge50_efaf_","NWHZ1CZ4_3",0,0,0,69,64,74,78,1,2104.6240469999998,0,0,0,"FUR",3,15,1,0,30,0,"Crawl",0.06,300,6.8302610699999997,"Attic",0.03,80,7.76,2200,18700,200,24.98505887,2210,11.09344939,1784,30.392214490000001,0.85,91.3,91.3,91.3,91.3,0.34,0.32,0.54,40,2.7959999999999998,1,1584,160,24.80505887,0,0,"N",0,0,0.75,1,1.75,2,0.65,2151.648862,17,"Exhaust",50,1,"Standard",5,0,4.5,4.5,1,45,1.1000000000000001,128,0,0,1,4,7,0.65]
["SF_2200_HZ1CZ4_cs_i2_2_ge50_hp85_","NWHZ1CZ4_3",0,0,0,69,64,74,78,1,2104.6240469999998,0,0,0,"HSPF_8.5_SEER_13.0",3,15,1,0,30,0,"Crawl",0.06,300,6.8302610699999997,"Attic",0.03,80,7.76,2200,18700,200,24.98505887,2210,11.09344939,1784,30.392214490000001,0.85,91.3,91.3,91.3,91.3,0.34,0.32,0.54,40,2.7959999999999998,1,1584,160,24.80505887,0,0,"N",0,0,0.75,1,1.75,2,0.65,2151.648862,17,"Exhaust",50,1,"Standard",5,0,4.5,4.5,1,45,1.1000000000000001,128,0,0,1,4,7,0.65]
["SF_2200_HZ1CZ4_cs_i2_2_ge50_zonl_","NWHZ1CZ4_3",0,0,0,69,64,74,78,1,2104.6240469999998,0,0,0,"FUR",3,15,1,0,30,1,"Crawl",0.06,300,6.8302610699999997,"Attic",0.03,80,7.76,2200,18700,200,24.98505887,2210,11.09344939,1784,30.392214490000001,0.85,91.3,91.3,91.3,91.3,0.34,0.32,0.54,40,2.7959999999999998,1,1584,160,24.80505887,0,0,"N",0,0,0.75,1,1.75,2,0.65,2151.648862,17,"Exhaust",50,1,"Standard",5,0,4.5,4.5,1,45,1.1000000000000001,128,0,0,1,4,7,0.65]
["SF_2200_HZ1CZ4_cs_i2_2_ao60_gfnc_","NWHZ1CZ4_3",0,0,0,69,64,74,78,1,2104.6240469999998,0,0,0,"FUR",3,15,1,0,30,0,"Crawl",0.06,300,6.8302610699999997,"Attic",0.03,80,7.76,2200,18700,200,24.98505887,2210,11.09344939,1784,30.392214490000001,0.85,91.3,91.3,91.3,91.3,0.34,0.32,0.54,40,2.7959999999999998,1,1584,160,24.80505887,0,0,"N",0,0,0.75,1,1.75,2,0.65,2151.648862,17,"Exhaust",50,1,"Standard",5,0,4.5,4.5,1,57,1.2,128,0,0,1,4,7,0.65]
["SF_2200_HZ1CZ4_cs_i2_2_ao60_gfac_","NWHZ1CZ4_3",0,0,0,69,64,74,78,1,2104.6240469999998,0,0,0,"FHCA",3,15,1,0,30,0,"Crawl",0.06,300,6.8302610699999997,"Attic",0.03,80,7.76,2200,18700,200,24.98505887,2210,11.09344939,1784,30.392214490000001,0.85,91.3,91.3,91.3,91.3,0.34,0.32,0.54,40,2.7959999999999998,1,1584,160,24.80505887,0,0,"N",0,0,0.75,1,1.75,2,0.65,2151.648862,17,"Exhaust",50,1,"Standard",5,0,4.5,4.5,1,57,1.2,128,0,0,1,4,7,0.65]
["SF_2200_HZ1CZ4_cs_i2_2_ao60_efaf_","NWHZ1CZ4_3",0,0,0,69,64,74,78,1,2104.6240469999998,0,0,0,"FUR",3,15,1,0,30,0,"Crawl",0.06,300,6.8302610699999997,"Attic",0.03,80,7.76,2200,18700,200,24.98505887,2210,11.09344939,1784,30.392214490000001,0.85,91.3,91.3,91.3,91.3,0.34,0.32,0.54,40,2.7959999999999998,1,1584,160,24.80505887,0,0,"N",0,0,0.75,1,1.75,2,0.65,2151.648862,17,"Exhaust",50,1,"Standard",5,0,4.5,4.5,1,57,1.2,128,0,0,1,4,7,0.65]
["SF_2200_HZ1CZ4_cs_i2_2_ao60_hp85_","NWHZ1CZ4_3",0,0,0,69,64,74,78,1,2104.6240469999998,0,0,0,"HSPF_8.5_SEER_13.0",3,15,1,0,30,0,"Crawl",0.06,300,6.8302610699999997,"Attic",0.03,80,7.76,2200,18700,200,24.98505887,2210,11.09344939,1784,30.392214490000001,0.85,91.3,91.3,91.3,91.3,0.34,0.32,0.54,40,2.7959999999999998,1,1584,160,24.80505887,0,0,"N",0,0,0.75,1,1.75,2,0.65,2151.648862,17,"Exhaust",50,1,"Standard",5,0,4.5,4.5,1,57,1.2,128,0,0,1,4,7,0.65]
["SF_2200_HZ1CZ4_cs_i2_2_ao60_zonl_","NWHZ1CZ4_3",0,0,0,69,64,74,78,1,2104.6240469999998,0,0,0,"FUR",3,15,1,0,30,1,"Crawl",0.06,300,6.8302610699999997,"Attic",0.03,80,7.76,2200,18700,200,24.98505887,2210,11.09344939,1784,30.392214490000001,0.85,91.3,91.3,91.3,91.3,0.34,0.32,0.54,40,2.7959999999999998,1,1584,160,24.80505887,0,0,"N",0,0,0.75,1,1.75,2,0.65,2151.648862,17,"Exhaust",50,1,"Standard",5,0,4.5,4.5,1,57,1.2,128,0,0,1,4,7,0.65]
["SF_2200_HZ1CZ4_cs_i2_2_ao80_gfnc_","NWHZ1CZ4_3",0,0,0,69,64,74,78,1,2104.6240469999998,0,0,0,"FUR",3,15,1,0,30,0,"Crawl",0.06,300,6.8302610699999997,"Attic",0.03,80,7.76,2200,18700,200,24.98505887,2210,11.09344939,1784,30.392214490000001,0.85,91.3,91.3,91.3,91.3,0.34,0.32,0.54,40,2.7959999999999998,1,1584,160,24.80505887,0,0,"N",0,0,0.75,1,1.75,2,0.65,2151.648862,17,"Exhaust",50,1,"Standard",5,0,4.5,4.5,1,75,1.2,128,0,0,1,4,7,0.65]
["SF_2200_HZ1CZ4_cs_i2_2_ao80_gfac_","NWHZ1CZ4_3",0,0,0,69,64,74,78,1,2104.6240469999998,0,0,0,"FHCA",3,15,1,0,30,0,"Crawl",0.06,300,6.8302610699999997,"Attic",0.03,80,7.76,2200,18700,200,24.98505887,2210,11.09344939,1784,30.392214490000001,0.85,91.3,91.3,91.3,91.3,0.34,0.32,0.54,40,2.7959999999999998,1,1584,160,24.80505887,0,0,"N",0,0,0.75,1,1.75,2,0.65,2151.648862,17,"Exhaust",50,1,"Standard",5,0,4.5,4.5,1,75,1.2,128,0,0,1,4,7,0.65]
["SF_2200_HZ1CZ4_cs_i2_2_ao80_efaf_","NWHZ1CZ4_3",0,0,0,69,64,74,78,1,2104.6240469999998,0,0,0,"FUR",3,15,1,0,30,0,"Crawl",0.06,300,6.8302610699999997,"Attic",0.03,80,7.76,2200,18700,200,24.98505887,2210,11.09344939,1784,30.392214490000001,0.85,91.3,91.3,91.3,91.3,0.34,0.32,0.54,40,2.7959999999999998,1,1584,160,24.80505887,0,0,"N",0,0,0.75,1,1.75,2,0.65,2151.648862,17,"Exhaust",50,1,"Standard",5,0,4.5,4.5,1,75,1.2,128,0,0,1,4,7,0.65]
["SF_2200_HZ1CZ4_cs_i2_2_ao80_hp85_","NWHZ1CZ4_3",0,0,0,69,64,74,78,1,2104.6240469999998,0,0,0,"HSPF_8.5_SEER_13.0",3,15,1,0,30,0,"Crawl",0.06,300,6.8302610699999997,"Attic",0.03,80,7.76,2200,18700,200,24.98505887,2210,11.09344939,1784,30.392214490000001,0.85,91.3,91.3,91.3,91.3,0.34,0.32,0.54,40,2.7959999999999998,1,1584,160,24.80505887,0,0,"N",0,0,0.75,1,1.75,2,0.65,2151.648862,17,"Exhaust",50,1,"Standard",5,0,4.5,4.5,1,75,1.2,128,0,0,1,4,7,0.65]
["SF_2200_HZ1CZ4_cs_i2_2_ao80_zonl_","NWHZ1CZ4_3",0,0,0,69,64,74,78,1,2104.6240469999998,0,0,0,"FUR",3,15,1,0,30,1,"Crawl",0.06,300,6.8302610699999997,"Attic",0.03,80,7.76,2200,18700,200,24.98505887,2210,11.09344939,1784,30.392214490000001,0.85,91.3,91.3,91.3,91.3,0.34,0.32,0.54,40,2.7959999999999998,1,1584,160,24.80505887,0,0,"N",0,0,0.75,1,1.75,2,0.65,2151.648862,17,"Exhaust",50,1,"Standard",5,0,4.5,4.5,1,75,1.2,128,0,0,1,4,7,0.65]
["SF_2200_HZ1CZ4_cs_i2_3_ge50_gfnc_","NWHZ1CZ4_3",0,0,0,69,64,74,78,1,2104.6240469999998,0,0,0,"FUR",3,15,1,0,30,0,"Crawl",0.06,300,6.8302610699999997,"Attic",0.03,80,7.76,2200,18700,200,24.98505887,2210,11.09344939,1784,30.392214490000001,0.85,91.3,91.3,91.3,91.3,0.34,0.32,0.54,40,2.7959999999999998,1,1584,160,24.80505887,0,0,"N",0,0,0.75,1,1.75,2,0.65,2151.648862,17,"Exhaust",50,1,"Standard",5,0,4.5,4.5,1,45,1.1000000000000001,128,0,0,1,4,8,0.65]
["SF_2200_HZ1CZ4_cs_i2_3_ge50_gfac_","NWHZ1CZ4_3",0,0,0,69,64,74,78,1,2104.6240469999998,0,0,0,"FHCA",3,15,1,0,30,0,"Crawl",0.06,300,6.8302610699999997,"Attic",0.03,80,7.76,2200,18700,200,24.98505887,2210,11.09344939,1784,30.392214490000001,0.85,91.3,91.3,91.3,91.3,0.34,0.32,0.54,40,2.7959999999999998,1,1584,160,24.80505887,0,0,"N",0,0,0.75,1,1.75,2,0.65,2151.648862,17,"Exhaust",50,1,"Standard",5,0,4.5,4.5,1,45,1.1000000000000001,128,0,0,1,4,8,0.65]
["SF_2200_HZ1CZ4_cs_i2_3_ge50_efaf_","NWHZ1CZ4_3",0,0,0,69,64,74,78,1,2104.6240469999998,0,0,0,"FUR",3,15,1,0,30,0,"Crawl",0.06,300,6.8302610699999997,"Attic",0.03,80,7.76,2200,18700,200,24.98505887,2210,11.09344939,1784,30.392214490000001,0.85,91.3,91.3,91.3,91.3,0.34,0.32,0.54,40,2.7959999999999998,1,1584,160,24.80505887,0,0,"N",0,0,0.75,1,1.75,2,0.65,2151.648862,17,"Exhaust",50,1,"Standard",5,0,4.5,4.5,1,45,1.1000000000000001,128,0,0,1,4,8,0.65]
["SF_2200_HZ1CZ4_cs_i2_3_ge50_hp85_","NWHZ1CZ4_3",0,0,0,69,64,74,78,1,2104.6240469999998,0,0,0,"HSPF_8.5_SEER_13.0",3,15,1,0,30,0,"Crawl",0.06,300,6.8302610699999997,"Attic",0.03,80,7.76,2200,18700,200,24.98505887,2210,11.09344939,1784,30.392214490000001,0.85,91.3,91.3,91.3,91.3,0.34,0.32,0.54,40,2.7959999999999998,1,1584,160,24.80505887,0,0,"N",0,0,0.75,1,1.75,2,0.65,2151.648862,17,"Exhaust",50,1,"Standard",5,0,4.5,4.5,1,45,1.1000000000000001,128,0,0,1,4,8,0.65]
["SF_2200_HZ1CZ4_cs_i2_3_ge50_zonl_","NWHZ1CZ4_3",0,0,0,69,64,74,78,1,2104.6240469999998,0,0,0,"FUR",3,15,1,0,30,1,"Crawl",0.06,300,6.8302610699999997,"Attic",0.03,80,7.76,2200,18700,200,24.98505887,2210,11.09344939,1784,30.392214490000001,0.85,91.3,91.3,91.3,91.3,0.34,0.32,0.54,40,2.7959999999999998,1,1584,160,24.80505887,0,0,"N",0,0,0.75,1,1.75,2,0.65,2151.648862,17,"Exhaust",50,1,"Standard",5,0,4.5,4.5,1,45,1.1000000000000001,128,0,0,1,4,8,0.65]
["SF_2200_HZ1CZ4_cs_i2_3_ao60_gfnc_","NWHZ1CZ4_3",0,0,0,69,64,74,78,1,2104.6240469999998,0,0,0,"FUR",3,15,1,0,30,0,"Crawl",0.06,300,6.8302610699999997,"Attic",0.03,80,7.76,2200,18700,200,24.98505887,2210,11.09344939,1784,30.392214490000001,0.85,91.3,91.3,91.3,91.3,0.34,0.32,0.54,40,2.7959999999999998,1,1584,160,24.80505887,0,0,"N",0,0,0.75,1,1.75,2,0.65,2151.648862,17,"Exhaust",50,1,"Standard",5,0,4.5,4.5,1,57,1.2,128,0,0,1,4,8,0.65]
["SF_2200_HZ1CZ4_cs_i2_3_ao60_gfac_","NWHZ1CZ4_3",0,0,0,69,64,74,78,1,2104.6240469999998,0,0,0,"FHCA",3,15,1,0,30,0,"Crawl",0.06,300,6.8302610699999997,"Attic",0.03,80,7.76,2200,18700,200,24.98505887,2210,11.09344939,1784,30.392214490000001,0.85,91.3,91.3,91.3,91.3,0.34,0.32,0.54,40,2.7959999999999998,1,1584,160,24.80505887,0,0,"N",0,0,0.75,1,1.75,2,0.65,2151.648862,17,"Exhaust",50,1,"Standard",5,0,4.5,4.5,1,57,1.2,128,0,0,1,4,8,0.65]
["SF_2200_HZ1CZ4_cs_i2_3_ao60_efaf_","NWHZ1CZ4_3",0,0,0,69,64,74,78,1,2104.6240469999998,0,0,0,"FUR",3,15,1,0,30,0,"Crawl",0.06,300,6.8302610699999997,"Attic",0.03,80,7.76,2200,18700,200,24.98505887,2210,11.09344939,1784,30.392214490000001,0.85,91.3,91.3,91.3,91.3,0.34,0.32,0.54,40,2.7959999999999998,1,1584,160,24.80505887,0,0,"N",0,0,0.75,1,1.75,2,0.65,2151.648862,17,"Exhaust",50,1,"Standard",5,0,4.5,4.5,1,57,1.2,128,0,0,1,4,8,0.65]
["SF_2200_HZ1CZ4_cs_i2_3_ao60_hp85_","NWHZ1CZ4_3",0,0,0,69,64,74,78,1,2104.6240469999998,0,0,0,"HSPF_8.5_SEER_13.0",3,15,1,0,30,0,"Crawl",0.06,300,6.8302610699999997,"Attic",0.03,80,7.76,2200,18700,200,24.98505887,2210,11.09344939,1784,30.392214490000001,0.85,91.3,91.3,91.3,91.3,0.34,0.32,0.54,40,2.7959999999999998,1,1584,160,24.80505887,0,0,"N",0,0,0.75,1,1.75,2,0.65,2151.648862,17,"Exhaust",50,1,"Standard",5,0,4.5,4.5,1,57,1.2,128,0,0,1,4,8,0.65]
["SF_2200_HZ1CZ4_cs_i2_3_ao60_zonl_","NWHZ1CZ4_3",0,0,0,69,64,74,78,1,2104.6240469999998,0,0,0,"FUR",3,15,1,0,30,1,"Crawl",0.06,300,6.8302610699999997,"Attic",0.03,80,7.76,2200,18700,200,24.98505887,2210,11.09344939,1784,30.392214490000001,0.85,91.3,91.3,91.3,91.3,0.34,0.32,0.54,40,2.7959999999999998,1,1584,160,24.80505887,0,0,"N",0,0,0.75,1,1.75,2,0.65,2151.648862,17,"Exhaust",50,1,"Standard",5,0,4.5,4.5,1,57,1.2,128,0,0,1,4,8,0.65]
["SF_2200_HZ1CZ4_cs_i2_3_ao80_gfnc_","NWHZ1CZ4_3",0,0,0,69,64,74,78,1,2104.6240469999998,0,0,0,"FUR",3,15,1,0,30,0,"Crawl",0.06,300,6.8302610699999997,"Attic",0.03,80,7.76,2200,18700,200,24.98505887,2210,11.09344939,1784,30.392214490000001,0.85,91.3,91.3,91.3,91.3,0.34,0.32,0.54,40,2.7959999999999998,1,1584,160,24.80505887,0,0,"N",0,0,0.75,1,1.75,2,0.65,2151.648862,17,"Exhaust",50,1,"Standard",5,0,4.5,4.5,1,75,1.2,128,0,0,1,4,8,0.65]
["SF_2200_HZ1CZ4_cs_i2_3_ao80_gfac_","NWHZ1CZ4_3",0,0,0,69,64,74,78,1,2104.6240469999998,0,0,0,"FHCA",3,15,1,0,30,0,"Crawl",0.06,300,6.8302610699999997,"Attic",0.03,80,7.76,2200,18700,200,24.98505887,2210,11.09344939,1784,30.392214490000001,0.85,91.3,91.3,91.3,91.3,0.34,0.32,0.54,40,2.7959999999999998,1,1584,160,24.80505887,0,0,"N",0,0,0.75,1,1.75,2,0.65,2151.648862,17,"Exhaust",50,1,"Standard",5,0,4.5,4.5,1,75,1.2,128,0,0,1,4,8,0.65]
["SF_2200_HZ1CZ4_cs_i2_3_ao80_efaf_","NWHZ1CZ4_3",0,0,0,69,64,74,78,1,2104.6240469999998,0,0,0,"FUR",3,15,1,0,30,0,"Crawl",0.06,300,6.8302610699999997,"Attic",0.03,80,7.76,2200,18700,200,24.98505887,2210,11.09344939,1784,30.392214490000001,0.85,91.3,91.3,91.3,91.3,0.34,0.32,0.54,40,2.7959999999999998,1,1584,160,24.80505887,0,0,"N",0,0,0.75,1,1.75,2,0.65,2151.648862,17,"Exhaust",50,1,"Standard",5,0,4.5,4.5,1,75,1.2,128,0,0,1,4,8,0.65]
["SF_2200_HZ1CZ4_cs_i2_3_ao80_hp85_","NWHZ1CZ4_3",0,0,0,69,64,74,78,1,2104.6240469999998,0,0,0,"HSPF_8.5_SEER_13.0",3,15,1,0,30,0,"Crawl",0.06,300,6.8302610699999997,"Attic",0.03,80,7.76,2200,18700,200,24.98505887,2210,11.09344939,1784,30.392214490000001,0.85,91.3,91.3,91.3,91.3,0.34,0.32,0.54,40,2.7959999999999998,1,1584,160,24.80505887,0,0,"N",0,0,0.75,1,1.75,2,0.65,2151.648862,17,"Exhaust",50,1,"Standard",5,0,4.5,4.5,1,75,1.2,128,0,0,1,4,8,0.65]
["SF_2200_HZ1CZ4_cs_i2_3_ao80_zonl_","NWHZ1CZ4_3",0,0,0,69,64,74,78,1,2104.6240469999998,0,0,0,"FUR",3,15,1,0,30,1,"Crawl",0.06,300,6.8302610699999997,"Attic",0.03,80,7.76,2200,18700,200,24.98505887,2210,11.09344939,1784,30.392214490000001,0.85,91.3,91.3,91.3,91.3,0.34,0.32,0.54,40,2.7959999999999998,1,1584,160,24.80505887,0,0,"N",0,0,0.75,1,1.75,2,0.65,2151.648862,17,"Exhaust",50,1,"Standard",5,0,4.5,4.5,1,75,1.2,128,0,0,1,4,8,0.65]
["SF_2200_HZ1CZ4_cs_i2_4_ge50_gfnc_","NWHZ1CZ4_3",0,0,0,69,64,74,78,1,2104.6240469999998,0,0,0,"FUR",3,15,1,0,30,0,"Crawl",0.06,300,6.8302610699999997,"Attic",0.03,80,7.76,2200,18700,200,24.98505887,2210,11.09344939,1784,30.392214490000001,0.85,91.3,91.3,91.3,91.3,0.34,0.32,0.54,40,2.7959999999999998,1,1584,160,24.80505887,0,0,"N",0,0,0.75,1,1.75,2,0.65,2151.648862,17,"Exhaust",50,1,"Standard",5,0,4.5,4.5,1,45,1.1000000000000001,128,0,0,1,4,9,0.65]
["SF_2200_HZ1CZ4_cs_i2_4_ge50_gfac_","NWHZ1CZ4_3",0,0,0,69,64,74,78,1,2104.6240469999998,0,0,0,"FHCA",3,15,1,0,30,0,"Crawl",0.06,300,6.8302610699999997,"Attic",0.03,80,7.76,2200,18700,200,24.98505887,2210,11.09344939,1784,30.392214490000001,0.85,91.3,91.3,91.3,91.3,0.34,0.32,0.54,40,2.7959999999999998,1,1584,160,24.80505887,0,0,"N",0,0,0.75,1,1.75,2,0.65,2151.648862,17,"Exhaust",50,1,"Standard",5,0,4.5,4.5,1,45,1.1000000000000001,128,0,0,1,4,9,0.65]
["SF_2200_HZ1CZ4_cs_i2_4_ge50_efaf_","NWHZ1CZ4_3",0,0,0,69,64,74,78,1,2104.6240469999998,0,0,0,"FUR",3,15,1,0,30,0,"Crawl",0.06,300,6.8302610699999997,"Attic",0.03,80,7.76,2200,18700,200,24.98505887,2210,11.09344939,1784,30.392214490000001,0.85,91.3,91.3,91.3,91.3,0.34,0.32,0.54,40,2.7959999999999998,1,1584,160,24.80505887,0,0,"N",0,0,0.75,1,1.75,2,0.65,2151.648862,17,"Exhaust",50,1,"Standard",5,0,4.5,4.5,1,45,1.1000000000000001,128,0,0,1,4,9,0.65]
["SF_2200_HZ1CZ4_cs_i2_4_ge50_hp85_","NWHZ1CZ4_3",0,0,0,69,64,74,78,1,2104.6240469999998,0,0,0,"HSPF_8.5_SEER_13.0",3,15,1,0,30,0,"Crawl",0.06,300,6.8302610699999997,"Attic",0.03,80,7.76,2200,18700,200,24.98505887,2210,11.09344939,1784,30.392214490000001,0.85,91.3,91.3,91.3,91.3,0.34,0.32,0.54,40,2.7959999999999998,1,1584,160,24.80505887,0,0,"N",0,0,0.75,1,1.75,2,0.65,2151.648862,17,"Exhaust",50,1,"Standard",5,0,4.5,4.5,1,45,1.1000000000000001,128,0,0,1,4,9,0.65]
["SF_2200_HZ1CZ4_cs_i2_4_ge50_zonl_","NWHZ1CZ4_3",0,0,0,69,64,74,78,1,2104.6240469999998,0,0,0,"FUR",3,15,1,0,30,1,"Crawl",0.06,300,6.8302610699999997,"Attic",0.03,80,7.76,2200,18700,200,24.98505887,2210,11.09344939,1784,30.392214490000001,0.85,91.3,91.3,91.3,91.3,0.34,0.32,0.54,40,2.7959999999999998,1,1584,160,24.80505887,0,0,"N",0,0,0.75,1,1.75,2,0.65,2151.648862,17,"Exhaust",50,1,"Standard",5,0,4.5,4.5,1,45,1.1000000000000001,128,0,0,1,4,9,0.65]
["SF_2200_HZ1CZ4_cs_i2_4_ao60_gfnc_","NWHZ1CZ4_3",0,0,0,69,64,74,78,1,2104.6240469999998,0,0,0,"FUR",3,15,1,0,30,0,"Crawl",0.06,300,6.8302610699999997,"Attic",0.03,80,7.76,2200,18700,200,24.98505887,2210,11.09344939,1784,30.392214490000001,0.85,91.3,91.3,91.3,91.3,0.34,0.32,0.54,40,2.7959999999999998,1,1584,160,24.80505887,0,0,"N",0,0,0.75,1,1.75,2,0.65,2151.648862,17,"Exhaust",50,1,"Standard",5,0,4.5,4.5,1,57,1.2,128,0,0,1,4,9,0.65]
["SF_2200_HZ1CZ4_cs_i2_4_ao60_gfac_","NWHZ1CZ4_3",0,0,0,69,64,74,78,1,2104.6240469999998,0,0,0,"FHCA",3,15,1,0,30,0,"Crawl",0.06,300,6.8302610699999997,"Attic",0.03,80,7.76,2200,18700,200,24.98505887,2210,11.09344939,1784,30.392214490000001,0.85,91.3,91.3,91.3,91.3,0.34,0.32,0.54,40,2.7959999999999998,1,1584,160,24.80505887,0,0,"N",0,0,0.75,1,1.75,2,0.65,2151.648862,17,"Exhaust",50,1,"Standard",5,0,4.5,4.5,1,57,1.2,128,0,0,1,4,9,0.65]
["SF_2200_HZ1CZ4_cs_i2_4_ao60_efaf_","NWHZ1CZ4_3",0,0,0,69,64,74,78,1,2104.6240469999998,0,0,0,"FUR",3,15,1,0,30,0,"Crawl",0.06,300,6.8302610699999997,"Attic",0.03,80,7.76,2200,18700,200,24.98505887,2210,11.09344939,1784,30.392214490000001,0.85,91.3,91.3,91.3,91.3,0.34,0.32,0.54,40,2.7959999999999998,1,1584,160,24.80505887,0,0,"N",0,0,0.75,1,1.75,2,0.65,2151.648862,17,"Exhaust",50,1,"Standard",5,0,4.5,4.5,1,57,1.2,128,0,0,1,4,9,0.65]
["SF_2200_HZ1CZ4_cs_i2_4_ao60_hp85_","NWHZ1CZ4_3",0,0,0,69,64,74,78,1,2104.6240469999998,0,0,0,"HSPF_8.5_SEER_13.0",3,15,1,0,30,0,"Crawl",0.06,300,6.8302610699999997,"Attic",0.03,80,7.76,2200,18700,200,24.98505887,2210,11.09344939,1784,30.392214490000001,0.85,91.3,91.3,91.3,91.3,0.34,0.32,0.54,40,2.7959999999999998,1,1584,160,24.80505887,0,0,"N",0,0,0.75,1,1.75,2,0.65,2151.648862,17,"Exhaust",50,1,"Standard",5,0,4.5,4.5,1,57,1.2,128,0,0,1,4,9,0.65]
["SF_2200_HZ1CZ4_cs_i2_4_ao60_zonl_","NWHZ1CZ4_3",0,0,0,69,64,74,78,1,2104.6240469999998,0,0,0,"FUR",3,15,1,0,30,1,"Crawl",0.06,300,6.8302610699999997,"Attic",0.03,80,7.76,2200,18700,200,24.98505887,2210,11.09344939,1784,30.392214490000001,0.85,91.3,91.3,91.3,91.3,0.34,0.32,0.54,40,2.7959999999999998,1,1584,160,24.80505887,0,0,"N",0,0,0.75,1,1.75,2,0.65,2151.648862,17,"Exhaust",50,1,"Standard",5,0,4.5,4.5,1,57,1.2,128,0,0,1,4,9,0.65]
["SF_2200_HZ1CZ4_cs_i2_4_ao80_gfnc_","NWHZ1CZ4_3",0,0,0,69,64,74,78,1,2104.6240469999998,0,0,0,"FUR",3,15,1,0,30,0,"Crawl",0.06,300,6.8302610699999997,"Attic",0.03,80,7.76,2200,18700,200,24.98505887,2210,11.09344939,1784,30.392214490000001,0.85,91.3,91.3,91.3,91.3,0.34,0.32,0.54,40,2.7959999999999998,1,1584,160,24.80505887,0,0,"N",0,0,0.75,1,1.75,2,0.65,2151.648862,17,"Exhaust",50,1,"Standard",5,0,4.5,4.5,1,75,1.2,128,0,0,1,4,9,0.65]
["SF_2200_HZ1CZ4_cs_i2_4_ao80_gfac_","NWHZ1CZ4_3",0,0,0,69,64,74,78,1,2104.6240469999998,0,0,0,"FHCA",3,15,1,0,30,0,"Crawl",0.06,300,6.8302610699999997,"Attic",0.03,80,7.76,2200,18700,200,24.98505887,2210,11.09344939,1784,30.392214490000001,0.85,91.3,91.3,91.3,91.3,0.34,0.32,0.54,40,2.7959999999999998,1,1584,160,24.80505887,0,0,"N",0,0,0.75,1,1.75,2,0.65,2151.648862,17,"Exhaust",50,1,"Standard",5,0,4.5,4.5,1,75,1.2,128,0,0,1,4,9,0.65]
["SF_2200_HZ1CZ4_cs_i2_4_ao80_efaf_","NWHZ1CZ4_3",0,0,0,69,64,74,78,1,2104.6240469999998,0,0,0,"FUR",3,15,1,0,30,0,"Crawl",0.06,300,6.8302610699999997,"Attic",0.03,80,7.76,2200,18700,200,24.98505887,2210,11.09344939,1784,30.392214490000001,0.85,91.3,91.3,91.3,91.3,0.34,0.32,0.54,40,2.7959999999999998,1,1584,160,24.80505887,0,0,"N",0,0,0.75,1,1.75,2,0.65,2151.648862,17,"Exhaust",50,1,"Standard",5,0,4.5,4.5,1,75,1.2,128,0,0,1,4,9,0.65]
["SF_2200_HZ1CZ4_cs_i2_4_ao80_hp85_","NWHZ1CZ4_3",0,0,0,69,64,74,78,1,2104.6240469999998,0,0,0,"HSPF_8.5_SEER_13.0",3,15,1,0,30,0,"Crawl",0.06,300,6.8302610699999997,"Attic",0.03,80,7.76,2200,18700,200,24.98505887,2210,11.09344939,1784,30.392214490000001,0.85,91.3,91.3,91.3,91.3,0.34,0.32,0.54,40,2.7959999999999998,1,1584,160,24.80505887,0,0,"N",0,0,0.75,1,1.75,2,0.65,2151.648862,17,"Exhaust",50,1,"Standard",5,0,4.5,4.5,1,75,1.2,128,0,0,1,4,9,0.65]
["SF_2200_HZ1CZ4_cs_i2_4_ao80_zonl_","NWHZ1CZ4_3",0,0,0,69,64,74,78,1,2104.6240469999998,0,0,0,"FUR",3,15,1,0,30,1,"Crawl",0.06,300,6.8302610699999997,"Attic",0.03,80,7.76,2200,18700,200,24.98505887,2210,11.09344939,1784,30.392214490000001,0.85,91.3,91.3,91.3,91.3,0.34,0.32,0.54,40,2.7959999999999998,1,1584,160,24.80505887,0,0,"N",0,0,0.75,1,1.75,2,0.65,2151.648862,17,"Exhaust",50,1,"Standard",5,0,4.5,4.5,1,75,1.2,128,0,0,1,4,9,0.65]
["SF_2200_HZ1CZ4_cs_i2_5_ge50_gfnc_","NWHZ1CZ4_3",0,0,0,69,64,74,78,1,2104.6240469999998,0,0,0,"FUR",3,15,1,0,30,0,"Crawl",0.06,300,6.8302610699999997,"Attic",0.03,80,7.76,2200,18700,200,24.98505887,2210,11.09344939,1784,30.392214490000001,0.85,91.3,91.3,91.3,91.3,0.34,0.32,0.54,40,2.7959999999999998,1,1584,160,24.80505887,0,0,"N",0,0,0.75,1,1.75,2,0.65,2151.648862,17,"Exhaust",50,1,"Standard",5,0,4.5,4.5,1,45,1.1000000000000001,128,0,0,1,4,10,0.65]
["SF_2200_HZ1CZ4_cs_i2_5_ge50_gfac_","NWHZ1CZ4_3",0,0,0,69,64,74,78,1,2104.6240469999998,0,0,0,"FHCA",3,15,1,0,30,0,"Crawl",0.06,300,6.8302610699999997,"Attic",0.03,80,7.76,2200,18700,200,24.98505887,2210,11.09344939,1784,30.392214490000001,0.85,91.3,91.3,91.3,91.3,0.34,0.32,0.54,40,2.7959999999999998,1,1584,160,24.80505887,0,0,"N",0,0,0.75,1,1.75,2,0.65,2151.648862,17,"Exhaust",50,1,"Standard",5,0,4.5,4.5,1,45,1.1000000000000001,128,0,0,1,4,10,0.65]
["SF_2200_HZ1CZ4_cs_i2_5_ge50_efaf_","NWHZ1CZ4_3",0,0,0,69,64,74,78,1,2104.6240469999998,0,0,0,"FUR",3,15,1,0,30,0,"Crawl",0.06,300,6.8302610699999997,"Attic",0.03,80,7.76,2200,18700,200,24.98505887,2210,11.09344939,1784,30.392214490000001,0.85,91.3,91.3,91.3,91.3,0.34,0.32,0.54,40,2.7959999999999998,1,1584,160,24.80505887,0,0,"N",0,0,0.75,1,1.75,2,0.65,2151.648862,17,"Exhaust",50,1,"Standard",5,0,4.5,4.5,1,45,1.1000000000000001,128,0,0,1,4,10,0.65]
["SF_2200_HZ1CZ4_cs_i2_5_ge50_hp85_","NWHZ1CZ4_3",0,0,0,69,64,74,78,1,2104.6240469999998,0,0,0,"HSPF_8.5_SEER_13.0",3,15,1,0,30,0,"Crawl",0.06,300,6.8302610699999997,"Attic",0.03,80,7.76,2200,18700,200,24.98505887,2210,11.09344939,1784,30.392214490000001,0.85,91.3,91.3,91.3,91.3,0.34,0.32,0.54,40,2.7959999999999998,1,1584,160,24.80505887,0,0,"N",0,0,0.75,1,1.75,2,0.65,2151.648862,17,"Exhaust",50,1,"Standard",5,0,4.5,4.5,1,45,1.1000000000000001,128,0,0,1,4,10,0.65]
["SF_2200_HZ1CZ4_cs_i2_5_ge50_zonl_","NWHZ1CZ4_3",0,0,0,69,64,74,78,1,2104.6240469999998,0,0,0,"FUR",3,15,1,0,30,1,"Crawl",0.06,300,6.8302610699999997,"Attic",0.03,80,7.76,2200,18700,200,24.98505887,2210,11.09344939,1784,30.392214490000001,0.85,91.3,91.3,91.3,91.3,0.34,0.32,0.54,40,2.7959999999999998,1,1584,160,24.80505887,0,0,"N",0,0,0.75,1,1.75,2,0.65,2151.648862,17,"Exhaust",50,1,"Standard",5,0,4.5,4.5,1,45,1.1000000000000001,128,0,0,1,4,10,0.65]
["SF_2200_HZ1CZ4_cs_i2_5_ao60_gfnc_","NWHZ1CZ4_3",0,0,0,69,64,74,78,1,2104.6240469999998,0,0,0,"FUR",3,15,1,0,30,0,"Crawl",0.06,300,6.8302610699999997,"Attic",0.03,80,7.76,2200,18700,200,24.98505887,2210,11.09344939,1784,30.392214490000001,0.85,91.3,91.3,91.3,91.3,0.34,0.32,0.54,40,2.7959999999999998,1,1584,160,24.80505887,0,0,"N",0,0,0.75,1,1.75,2,0.65,2151.648862,17,"Exhaust",50,1,"Standard",5,0,4.5,4.5,1,57,1.2,128,0,0,1,4,10,0.65]
["SF_2200_HZ1CZ4_cs_i2_5_ao60_gfac_","NWHZ1CZ4_3",0,0,0,69,64,74,78,1,2104.6240469999998,0,0,0,"FHCA",3,15,1,0,30,0,"Crawl",0.06,300,6.8302610699999997,"Attic",0.03,80,7.76,2200,18700,200,24.98505887,2210,11.09344939,1784,30.392214490000001,0.85,91.3,91.3,91.3,91.3,0.34,0.32,0.54,40,2.7959999999999998,1,1584,160,24.80505887,0,0,"N",0,0,0.75,1,1.75,2,0.65,2151.648862,17,"Exhaust",50,1,"Standard",5,0,4.5,4.5,1,57,1.2,128,0,0,1,4,10,0.65]
["SF_2200_HZ1CZ4_cs_i2_5_ao60_efaf_","NWHZ1CZ4_3",0,0,0,69,64,74,78,1,2104.6240469999998,0,0,0,"FUR",3,15,1,0,30,0,"Crawl",0.06,300,6.8302610699999997,"Attic",0.03,80,7.76,2200,18700,200,24.98505887,2210,11.09344939,1784,30.392214490000001,0.85,91.3,91.3,91.3,91.3,0.34,0.32,0.54,40,2.7959999999999998,1,1584,160,24.80505887,0,0,"N",0,0,0.75,1,1.75,2,0.65,2151.648862,17,"Exhaust",50,1,"Standard",5,0,4.5,4.5,1,57,1.2,128,0,0,1,4,10,0.65]
["SF_2200_HZ1CZ4_cs_i2_5_ao60_hp85_","NWHZ1CZ4_3",0,0,0,69,64,74,78,1,2104.6240469999998,0,0,0,"HSPF_8.5_SEER_13.0",3,15,1,0,30,0,"Crawl",0.06,300,6.8302610699999997,"Attic",0.03,80,7.76,2200,18700,200,24.98505887,2210,11.09344939,1784,30.392214490000001,0.85,91.3,91.3,91.3,91.3,0.34,0.32,0.54,40,2.7959999999999998,1,1584,160,24.80505887,0,0,"N",0,0,0.75,1,1.75,2,0.65,2151.648862,17,"Exhaust",50,1,"Standard",5,0,4.5,4.5,1,57,1.2,128,0,0,1,4,10,0.65]
["SF_2200_HZ1CZ4_cs_i2_5_ao60_zonl_","NWHZ1CZ4_3",0,0,0,69,64,74,78,1,2104.6240469999998,0,0,0,"FUR",3,15,1,0,30,1,"Crawl",0.06,300,6.8302610699999997,"Attic",0.03,80,7.76,2200,18700,200,24.98505887,2210,11.09344939,1784,30.392214490000001,0.85,91.3,91.3,91.3,91.3,0.34,0.32,0.54,40,2.7959999999999998,1,1584,160,24.80505887,0,0,"N",0,0,0.75,1,1.75,2,0.65,2151.648862,17,"Exhaust",50,1,"Standard",5,0,4.5,4.5,1,57,1.2,128,0,0,1,4,10,0.65]
["SF_2200_HZ1CZ4_cs_i2_5_ao80_gfnc_","NWHZ1CZ4_3",0,0,0,69,64,74,78,1,2104.6240469999998,0,0,0,"FUR",3,15,1,0,30,0,"Crawl",0.06,300,6.8302610699999997,"Attic",0.03,80,7.76,2200,18700,200,24.98505887,2210,11.09344939,1784,30.392214490000001,0.85,91.3,91.3,91.3,91.3,0.34,0.32,0.54,40,2.7959999999999998,1,1584,160,24.80505887,0,0,"N",0,0,0.75,1,1.75,2,0.65,2151.648862,17,"Exhaust",50,1,"Standard",5,0,4.5,4.5,1,75,1.2,128,0,0,1,4,10,0.65]
["SF_2200_HZ1CZ4_cs_i2_5_ao80_gfac_","NWHZ1CZ4_3",0,0,0,69,64,74,78,1,2104.6240469999998,0,0,0,"FHCA",3,15,1,0,30,0,"Crawl",0.06,300,6.8302610699999997,"Attic",0.03,80,7.76,2200,18700,200,24.98505887,2210,11.09344939,1784,30.392214490000001,0.85,91.3,91.3,91.3,91.3,0.34,0.32,0.54,40,2.7959999999999998,1,1584,160,24.80505887,0,0,"N",0,0,0.75,1,1.75,2,0.65,2151.648862,17,"Exhaust",50,1,"Standard",5,0,4.5,4.5,1,75,1.2,128,0,0,1,4,10,0.65]
["SF_2200_HZ1CZ4_cs_i2_5_ao80_efaf_","NWHZ1CZ4_3",0,0,0,69,64,74,78,1,2104.6240469999998,0,0,0,"FUR",3,15,1,0,30,0,"Crawl",0.06,300,6.8302610699999997,"Attic",0.03,80,7.76,2200,18700,200,24.98505887,2210,11.09344939,1784,30.392214490000001,0.85,91.3,91.3,91.3,91.3,0.34,0.32,0.54,40,2.7959999999999998,1,1584,160,24.80505887,0,0,"N",0,0,0.75,1,1.75,2,0.65,2151.648862,17,"Exhaust",50,1,"Standard",5,0,4.5,4.5,1,75,1.2,128,0,0,1,4,10,0.65]
["SF_2200_HZ1CZ4_cs_i2_5_ao80_hp85_","NWHZ1CZ4_3",0,0,0,69,64,74,78,1,2104.6240469999998,0,0,0,"HSPF_8.5_SEER_13.0",3,15,1,0,30,0,"Crawl",0.06,300,6.8302610699999997,"Attic",0.03,80,7.76,2200,18700,200,24.98505887,2210,11.09344939,1784,30.392214490000001,0.85,91.3,91.3,91.3,91.3,0.34,0.32,0.54,40,2.7959999999999998,1,1584,160,24.80505887,0,0,"N",0,0,0.75,1,1.75,2,0.65,2151.648862,17,"Exhaust",50,1,"Standard",5,0,4.5,4.5,1,75,1.2,128,0,0,1,4,10,0.65]
["SF_2200_HZ1CZ4_cs_i2_5_ao80_zonl_","NWHZ1CZ4_3",0,0,0,69,64,74,78,1,2104.6240469999998,0,0,0,"FUR",3,15,1,0,30,1,"Crawl",0.06,300,6.8302610699999997,"Attic",0.03,80,7.76,2200,18700,200,24.98505887,2210,11.09344939,1784,30.392214490000001,0.85,91.3,91.3,91.3,91.3,0.34,0.32,0.54,40,2.7959999999999998,1,1584,160,24.80505887,0,0,"N",0,0,0.75,1,1.75,2,0.65,2151.648862,17,"Exhaust",50,1,"Standard",5,0,4.5,4.5,1,75,1.2,128,0,0,1,4,10,0.65]
["SF_2200_HZ2CZ4_cg_ga_1_ge50_gfnc_","NWHZ2CZ4_3",0,0,0,69,64,74,78,1,2104.6240469999998,0,0,0,"FUR",3,15,1,0,30,0,"Crawl",0.06,300,6.8302610699999997,"Attic",0.03,80,7.76,2200,18700,200,24.98505887,2210,11.09344939,1784,30.392214490000001,0.85,91.3,91.3,91.3,91.3,0.34,0.32,0.54,40,2.7959999999999998,1,1584,160,24.80505887,0,0,"N",0,0,0.75,1,1.75,2,0.65,2151.648862,17,"Exhaust",50,1,"Standard",5,0,4.5,4.5,1,45,1.1000000000000001,128,0,0,3,1,6,0]
["SF_2200_HZ2CZ4_cg_ga_1_ao60_gfnc_","NWHZ2CZ4_3",0,0,0,69,64,74,78,1,2104.6240469999998,0,0,0,"FUR",3,15,1,0,30,0,"Crawl",0.06,300,6.8302610699999997,"Attic",0.03,80,7.76,2200,18700,200,24.98505887,2210,11.09344939,1784,30.392214490000001,0.85,91.3,91.3,91.3,91.3,0.34,0.32,0.54,40,2.7959999999999998,1,1584,160,24.80505887,0,0,"N",0,0,0.75,1,1.75,2,0.65,2151.648862,17,"Exhaust",50,1,"Standard",5,0,4.5,4.5,1,57,1.2,128,0,0,3,1,6,0]
["SF_2200_HZ2CZ4_cg_ga_1_ao80_gfnc_","NWHZ2CZ4_3",0,0,0,69,64,74,78,1,2104.6240469999998,0,0,0,"FUR",3,15,1,0,30,0,"Crawl",0.06,300,6.8302610699999997,"Attic",0.03,80,7.76,2200,18700,200,24.98505887,2210,11.09344939,1784,30.392214490000001,0.85,91.3,91.3,91.3,91.3,0.34,0.32,0.54,40,2.7959999999999998,1,1584,160,24.80505887,0,0,"N",0,0,0.75,1,1.75,2,0.65,2151.648862,17,"Exhaust",50,1,"Standard",5,0,4.5,4.5,1,75,1.2,128,0,0,3,1,6,0]
["SF_2200_HZ2CZ4_cg_ga_2_ge50_gfnc_","NWHZ2CZ4_3",0,0,0,69,64,74,78,1,2104.6240469999998,0,0,0,"FUR",3,15,1,0,30,0,"Crawl",0.06,300,6.8302610699999997,"Attic",0.03,80,7.76,2200,18700,200,24.98505887,2210,11.09344939,1784,30.392214490000001,0.85,91.3,91.3,91.3,91.3,0.34,0.32,0.54,40,2.7959999999999998,1,1584,160,24.80505887,0,0,"N",0,0,0.75,1,1.75,2,0.65,2151.648862,17,"Exhaust",50,1,"Standard",5,0,4.5,4.5,1,45,1.1000000000000001,128,0,0,3,1,7,0]
["SF_2200_HZ2CZ4_cg_ga_2_ao60_gfnc_","NWHZ2CZ4_3",0,0,0,69,64,74,78,1,2104.6240469999998,0,0,0,"FUR",3,15,1,0,30,0,"Crawl",0.06,300,6.8302610699999997,"Attic",0.03,80,7.76,2200,18700,200,24.98505887,2210,11.09344939,1784,30.392214490000001,0.85,91.3,91.3,91.3,91.3,0.34,0.32,0.54,40,2.7959999999999998,1,1584,160,24.80505887,0,0,"N",0,0,0.75,1,1.75,2,0.65,2151.648862,17,"Exhaust",50,1,"Standard",5,0,4.5,4.5,1,57,1.2,128,0,0,3,1,7,0]
["SF_2200_HZ2CZ4_cg_ga_2_ao80_gfnc_","NWHZ2CZ4_3",0,0,0,69,64,74,78,1,2104.6240469999998,0,0,0,"FUR",3,15,1,0,30,0,"Crawl",0.06,300,6.8302610699999997,"Attic",0.03,80,7.76,2200,18700,200,24.98505887,2210,11.09344939,1784,30.392214490000001,0.85,91.3,91.3,91.3,91.3,0.34,0.32,0.54,40,2.7959999999999998,1,1584,160,24.80505887,0,0,"N",0,0,0.75,1,1.75,2,0.65,2151.648862,17,"Exhaust",50,1,"Standard",5,0,4.5,4.5,1,75,1.2,128,0,0,3,1,7,0]
["SF_2200_HZ2CZ4_cg_ga_3_ge50_gfnc_","NWHZ2CZ4_3",0,0,0,69,64,74,78,1,2104.6240469999998,0,0,0,"FUR",3,15,1,0,30,0,"Crawl",0.06,300,6.8302610699999997,"Attic",0.03,80,7.76,2200,18700,200,24.98505887,2210,11.09344939,1784,30.392214490000001,0.85,91.3,91.3,91.3,91.3,0.34,0.32,0.54,40,2.7959999999999998,1,1584,160,24.80505887,0,0,"N",0,0,0.75,1,1.75,2,0.65,2151.648862,17,"Exhaust",50,1,"Standard",5,0,4.5,4.5,1,45,1.1000000000000001,128,0,0,3,1,8,0]
["SF_2200_HZ2CZ4_cg_ga_3_ao60_gfnc_","NWHZ2CZ4_3",0,0,0,69,64,74,78,1,2104.6240469999998,0,0,0,"FUR",3,15,1,0,30,0,"Crawl",0.06,300,6.8302610699999997,"Attic",0.03,80,7.76,2200,18700,200,24.98505887,2210,11.09344939,1784,30.392214490000001,0.85,91.3,91.3,91.3,91.3,0.34,0.32,0.54,40,2.7959999999999998,1,1584,160,24.80505887,0,0,"N",0,0,0.75,1,1.75,2,0.65,2151.648862,17,"Exhaust",50,1,"Standard",5,0,4.5,4.5,1,57,1.2,128,0,0,3,1,8,0]
["SF_2200_HZ2CZ4_cg_ga_3_ao80_gfnc_","NWHZ2CZ4_3",0,0,0,69,64,74,78,1,2104.6240469999998,0,0,0,"FUR",3,15,1,0,30,0,"Crawl",0.06,300,6.8302610699999997,"Attic",0.03,80,7.76,2200,18700,200,24.98505887,2210,11.09344939,1784,30.392214490000001,0.85,91.3,91.3,91.3,91.3,0.34,0.32,0.54,40,2.7959999999999998,1,1584,160,24.80505887,0,0,"N",0,0,0.75,1,1.75,2,0.65,2151.648862,17,"Exhaust",50,1,"Standard",5,0,4.5,4.5,1,75,1.2,128,0,0,3,1,8,0]
["SF_2200_HZ2CZ4_cg_ga_4_ge50_gfnc_","NWHZ2CZ4_3",0,0,0,69,64,74,78,1,2104.6240469999998,0,0,0,"FUR",3,15,1,0,30,0,"Crawl",0.06,300,6.8302610699999997,"Attic",0.03,80,7.76,2200,18700,200,24.98505887,2210,11.09344939,1784,30.392214490000001,0.85,91.3,91.3,91.3,91.3,0.34,0.32,0.54,40,2.7959999999999998,1,1584,160,24.80505887,0,0,"N",0,0,0.75,1,1.75,2,0.65,2151.648862,17,"Exhaust",50,1,"Standard",5,0,4.5,4.5,1,45,1.1000000000000001,128,0,0,3,1,9,0]
["SF_2200_HZ2CZ4_cg_ga_4_ao60_gfnc_","NWHZ2CZ4_3",0,0,0,69,64,74,78,1,2104.6240469999998,0,0,0,"FUR",3,15,1,0,30,0,"Crawl",0.06,300,6.8302610699999997,"Attic",0.03,80,7.76,2200,18700,200,24.98505887,2210,11.09344939,1784,30.392214490000001,0.85,91.3,91.3,91.3,91.3,0.34,0.32,0.54,40,2.7959999999999998,1,1584,160,24.80505887,0,0,"N",0,0,0.75,1,1.75,2,0.65,2151.648862,17,"Exhaust",50,1,"Standard",5,0,4.5,4.5,1,57,1.2,128,0,0,3,1,9,0]
["SF_2200_HZ2CZ4_cg_ga_4_ao80_gfnc_","NWHZ2CZ4_3",0,0,0,69,64,74,78,1,2104.6240469999998,0,0,0,"FUR",3,15,1,0,30,0,"Crawl",0.06,300,6.8302610699999997,"Attic",0.03,80,7.76,2200,18700,200,24.98505887,2210,11.09344939,1784,30.392214490000001,0.85,91.3,91.3,91.3,91.3,0.34,0.32,0.54,40,2.7959999999999998,1,1584,160,24.80505887,0,0,"N",0,0,0.75,1,1.75,2,0.65,2151.648862,17,"Exhaust",50,1,"Standard",5,0,4.5,4.5,1,75,1.2,128,0,0,3,1,9,0]
["SF_2200_HZ2CZ4_cg_ga_5_ge50_gfnc_","NWHZ2CZ4_3",0,0,0,69,64,74,78,1,2104.6240469999998,0,0,0,"FUR",3,15,1,0,30,0,"Crawl",0.06,300,6.8302610699999997,"Attic",0.03,80,7.76,2200,18700,200,24.98505887,2210,11.09344939,1784,30.392214490000001,0.85,91.3,91.3,91.3,91.3,0.34,0.32,0.54,40,2.7959999999999998,1,1584,160,24.80505887,0,0,"N",0,0,0.75,1,1.75,2,0.65,2151.648862,17,"Exhaust",50,1,"Standard",5,0,4.5,4.5,1,45,1.1000000000000001,128,0,0,3,1,10,0]
["SF_2200_HZ2CZ4_cg_ga_5_ao60_gfnc_","NWHZ2CZ4_3",0,0,0,69,64,74,78,1,2104.6240469999998,0,0,0,"FUR",3,15,1,0,30,0,"Crawl",0.06,300,6.8302610699999997,"Attic",0.03,80,7.76,2200,18700,200,24.98505887,2210,11.09344939,1784,30.392214490000001,0.85,91.3,91.3,91.3,91.3,0.34,0.32,0.54,40,2.7959999999999998,1,1584,160,24.80505887,0,0,"N",0,0,0.75,1,1.75,2,0.65,2151.648862,17,"Exhaust",50,1,"Standard",5,0,4.5,4.5,1,57,1.2,128,0,0,3,1,10,0]
["SF_2200_HZ2CZ4_cg_ga_5_ao80_gfnc_","NWHZ2CZ4_3",0,0,0,69,64,74,78,1,2104.6240469999998,0,0,0,"FUR",3,15,1,0,30,0,"Crawl",0.06,300,6.8302610699999997,"Attic",0.03,80,7.76,2200,18700,200,24.98505887,2210,11.09344939,1784,30.392214490000001,0.85,91.3,91.3,91.3,91.3,0.34,0.32,0.54,40,2.7959999999999998,1,1584,160,24.80505887,0,0,"N",0,0,0.75,1,1.75,2,0.65,2151.648862,17,"Exhaust",50,1,"Standard",5,0,4.5,4.5,1,75,1.2,128,0,0,3,1,10,0]
["SF_2200_HZ2CZ4_cg_bm_1_ge50_gfnc_","NWHZ2CZ4_3",0,0,0,69,64,74,78,1,2104.6240469999998,0,0,0,"FUR",3,15,1,0,30,0,"Crawl",0.06,300,6.8302610699999997,"Attic",0.03,80,7.76,2200,18700,200,24.98505887,2210,11.09344939,1784,30.392214490000001,0.85,91.3,91.3,91.3,91.3,0.34,0.32,0.54,40,2.7959999999999998,1,1584,160,24.80505887,0,0,"N",0,0,0.75,1,1.75,2,0.65,2151.648862,17,"Exhaust",50,1,"Standard",5,0,4.5,4.5,1,45,1.1000000000000001,128,0,0,3,3,6,0]
["SF_2200_HZ2CZ4_cg_bm_1_ao60_gfnc_","NWHZ2CZ4_3",0,0,0,69,64,74,78,1,2104.6240469999998,0,0,0,"FUR",3,15,1,0,30,0,"Crawl",0.06,300,6.8302610699999997,"Attic",0.03,80,7.76,2200,18700,200,24.98505887,2210,11.09344939,1784,30.392214490000001,0.85,91.3,91.3,91.3,91.3,0.34,0.32,0.54,40,2.7959999999999998,1,1584,160,24.80505887,0,0,"N",0,0,0.75,1,1.75,2,0.65,2151.648862,17,"Exhaust",50,1,"Standard",5,0,4.5,4.5,1,57,1.2,128,0,0,3,3,6,0]
["SF_2200_HZ2CZ4_cg_bm_1_ao80_gfnc_","NWHZ2CZ4_3",0,0,0,69,64,74,78,1,2104.6240469999998,0,0,0,"FUR",3,15,1,0,30,0,"Crawl",0.06,300,6.8302610699999997,"Attic",0.03,80,7.76,2200,18700,200,24.98505887,2210,11.09344939,1784,30.392214490000001,0.85,91.3,91.3,91.3,91.3,0.34,0.32,0.54,40,2.7959999999999998,1,1584,160,24.80505887,0,0,"N",0,0,0.75,1,1.75,2,0.65,2151.648862,17,"Exhaust",50,1,"Standard",5,0,4.5,4.5,1,75,1.2,128,0,0,3,3,6,0]
["SF_2200_HZ2CZ4_cg_bm_2_ge50_gfnc_","NWHZ2CZ4_3",0,0,0,69,64,74,78,1,2104.6240469999998,0,0,0,"FUR",3,15,1,0,30,0,"Crawl",0.06,300,6.8302610699999997,"Attic",0.03,80,7.76,2200,18700,200,24.98505887,2210,11.09344939,1784,30.392214490000001,0.85,91.3,91.3,91.3,91.3,0.34,0.32,0.54,40,2.7959999999999998,1,1584,160,24.80505887,0,0,"N",0,0,0.75,1,1.75,2,0.65,2151.648862,17,"Exhaust",50,1,"Standard",5,0,4.5,4.5,1,45,1.1000000000000001,128,0,0,3,3,7,0]
["SF_2200_HZ2CZ4_cg_bm_2_ao60_gfnc_","NWHZ2CZ4_3",0,0,0,69,64,74,78,1,2104.6240469999998,0,0,0,"FUR",3,15,1,0,30,0,"Crawl",0.06,300,6.8302610699999997,"Attic",0.03,80,7.76,2200,18700,200,24.98505887,2210,11.09344939,1784,30.392214490000001,0.85,91.3,91.3,91.3,91.3,0.34,0.32,0.54,40,2.7959999999999998,1,1584,160,24.80505887,0,0,"N",0,0,0.75,1,1.75,2,0.65,2151.648862,17,"Exhaust",50,1,"Standard",5,0,4.5,4.5,1,57,1.2,128,0,0,3,3,7,0]
["SF_2200_HZ2CZ4_cg_bm_2_ao80_gfnc_","NWHZ2CZ4_3",0,0,0,69,64,74,78,1,2104.6240469999998,0,0,0,"FUR",3,15,1,0,30,0,"Crawl",0.06,300,6.8302610699999997,"Attic",0.03,80,7.76,2200,18700,200,24.98505887,2210,11.09344939,1784,30.392214490000001,0.85,91.3,91.3,91.3,91.3,0.34,0.32,0.54,40,2.7959999999999998,1,1584,160,24.80505887,0,0,"N",0,0,0.75,1,1.75,2,0.65,2151.648862,17,"Exhaust",50,1,"Standard",5,0,4.5,4.5,1,75,1.2,128,0,0,3,3,7,0]
["SF_2200_HZ2CZ4_cg_bm_3_ge50_gfnc_","NWHZ2CZ4_3",0,0,0,69,64,74,78,1,2104.6240469999998,0,0,0,"FUR",3,15,1,0,30,0,"Crawl",0.06,300,6.8302610699999997,"Attic",0.03,80,7.76,2200,18700,200,24.98505887,2210,11.09344939,1784,30.392214490000001,0.85,91.3,91.3,91.3,91.3,0.34,0.32,0.54,40,2.7959999999999998,1,1584,160,24.80505887,0,0,"N",0,0,0.75,1,1.75,2,0.65,2151.648862,17,"Exhaust",50,1,"Standard",5,0,4.5,4.5,1,45,1.1000000000000001,128,0,0,3,3,8,0]
["SF_2200_HZ2CZ4_cg_bm_3_ao60_gfnc_","NWHZ2CZ4_3",0,0,0,69,64,74,78,1,2104.6240469999998,0,0,0,"FUR",3,15,1,0,30,0,"Crawl",0.06,300,6.8302610699999997,"Attic",0.03,80,7.76,2200,18700,200,24.98505887,2210,11.09344939,1784,30.392214490000001,0.85,91.3,91.3,91.3,91.3,0.34,0.32,0.54,40,2.7959999999999998,1,1584,160,24.80505887,0,0,"N",0,0,0.75,1,1.75,2,0.65,2151.648862,17,"Exhaust",50,1,"Standard",5,0,4.5,4.5,1,57,1.2,128,0,0,3,3,8,0]
["SF_2200_HZ2CZ4_cg_bm_3_ao80_gfnc_","NWHZ2CZ4_3",0,0,0,69,64,74,78,1,2104.6240469999998,0,0,0,"FUR",3,15,1,0,30,0,"Crawl",0.06,300,6.8302610699999997,"Attic",0.03,80,7.76,2200,18700,200,24.98505887,2210,11.09344939,1784,30.392214490000001,0.85,91.3,91.3,91.3,91.3,0.34,0.32,0.54,40,2.7959999999999998,1,1584,160,24.80505887,0,0,"N",0,0,0.75,1,1.75,2,0.65,2151.648862,17,"Exhaust",50,1,"Standard",5,0,4.5,4.5,1,75,1.2,128,0,0,3,3,8,0]
["SF_2200_HZ2CZ4_cg_bm_4_ge50_gfnc_","NWHZ2CZ4_3",0,0,0,69,64,74,78,1,2104.6240469999998,0,0,0,"FUR",3,15,1,0,30,0,"Crawl",0.06,300,6.8302610699999997,"Attic",0.03,80,7.76,2200,18700,200,24.98505887,2210,11.09344939,1784,30.392214490000001,0.85,91.3,91.3,91.3,91.3,0.34,0.32,0.54,40,2.7959999999999998,1,1584,160,24.80505887,0,0,"N",0,0,0.75,1,1.75,2,0.65,2151.648862,17,"Exhaust",50,1,"Standard",5,0,4.5,4.5,1,45,1.1000000000000001,128,0,0,3,3,9,0]
["SF_2200_HZ2CZ4_cg_bm_4_ao60_gfnc_","NWHZ2CZ4_3",0,0,0,69,64,74,78,1,2104.6240469999998,0,0,0,"FUR",3,15,1,0,30,0,"Crawl",0.06,300,6.8302610699999997,"Attic",0.03,80,7.76,2200,18700,200,24.98505887,2210,11.09344939,1784,30.392214490000001,0.85,91.3,91.3,91.3,91.3,0.34,0.32,0.54,40,2.7959999999999998,1,1584,160,24.80505887,0,0,"N",0,0,0.75,1,1.75,2,0.65,2151.648862,17,"Exhaust",50,1,"Standard",5,0,4.5,4.5,1,57,1.2,128,0,0,3,3,9,0]
["SF_2200_HZ2CZ4_cg_bm_4_ao80_gfnc_","NWHZ2CZ4_3",0,0,0,69,64,74,78,1,2104.6240469999998,0,0,0,"FUR",3,15,1,0,30,0,"Crawl",0.06,300,6.8302610699999997,"Attic",0.03,80,7.76,2200,18700,200,24.98505887,2210,11.09344939,1784,30.392214490000001,0.85,91.3,91.3,91.3,91.3,0.34,0.32,0.54,40,2.7959999999999998,1,1584,160,24.80505887,0,0,"N",0,0,0.75,1,1.75,2,0.65,2151.648862,17,"Exhaust",50,1,"Standard",5,0,4.5,4.5,1,75,1.2,128,0,0,3,3,9,0]
["SF_2200_HZ2CZ4_cg_bm_5_ge50_gfnc_","NWHZ2CZ4_3",0,0,0,69,64,74,78,1,2104.6240469999998,0,0,0,"FUR",3,15,1,0,30,0,"Crawl",0.06,300,6.8302610699999997,"Attic",0.03,80,7.76,2200,18700,200,24.98505887,2210,11.09344939,1784,30.392214490000001,0.85,91.3,91.3,91.3,91.3,0.34,0.32,0.54,40,2.7959999999999998,1,1584,160,24.80505887,0,0,"N",0,0,0.75,1,1.75,2,0.65,2151.648862,17,"Exhaust",50,1,"Standard",5,0,4.5,4.5,1,45,1.1000000000000001,128,0,0,3,3,10,0]
["SF_2200_HZ2CZ4_cg_bm_5_ao60_gfnc_","NWHZ2CZ4_3",0,0,0,69,64,74,78,1,2104.6240469999998,0,0,0,"FUR",3,15,1,0,30,0,"Crawl",0.06,300,6.8302610699999997,"Attic",0.03,80,7.76,2200,18700,200,24.98505887,2210,11.09344939,1784,30.392214490000001,0.85,91.3,91.3,91.3,91.3,0.34,0.32,0.54,40,2.7959999999999998,1,1584,160,24.80505887,0,0,"N",0,0,0.75,1,1.75,2,0.65,2151.648862,17,"Exhaust",50,1,"Standard",5,0,4.5,4.5,1,57,1.2,128,0,0,3,3,10,0]
["SF_2200_HZ2CZ4_cg_bm_5_ao80_gfnc_","NWHZ2CZ4_3",0,0,0,69,64,74,78,1,2104.6240469999998,0,0,0,"FUR",3,15,1,0,30,0,"Crawl",0.06,300,6.8302610699999997,"Attic",0.03,80,7.76,2200,18700,200,24.98505887,2210,11.09344939,1784,30.392214490000001,0.85,91.3,91.3,91.3,91.3,0.34,0.32,0.54,40,2.7959999999999998,1,1584,160,24.80505887,0,0,"N",0,0,0.75,1,1.75,2,0.65,2151.648862,17,"Exhaust",50,1,"Standard",5,0,4.5,4.5,1,75,1.2,128,0,0,3,3,10,0]
["SF_2200_HZ2CZ4_cg_i2_1_ge50_gfnc_","NWHZ2CZ4_3",0,0,0,69,64,74,78,1,2104.6240469999998,0,0,0,"FUR",3,15,1,0,30,0,"Crawl",0.06,300,6.8302610699999997,"Attic",0.03,80,7.76,2200,18700,200,24.98505887,2210,11.09344939,1784,30.392214490000001,0.85,91.3,91.3,91.3,91.3,0.34,0.32,0.54,40,2.7959999999999998,1,1584,160,24.80505887,0,0,"N",0,0,0.75,1,1.75,2,0.65,2151.648862,17,"Exhaust",50,1,"Standard",5,0,4.5,4.5,1,45,1.1000000000000001,128,0,0,3,4,6,0.65]
["SF_2200_HZ2CZ4_cg_i2_1_ge50_gfac_","NWHZ2CZ4_3",0,0,0,69,64,74,78,1,2104.6240469999998,0,0,0,"FHCA",3,15,1,0,30,0,"Crawl",0.06,300,6.8302610699999997,"Attic",0.03,80,7.76,2200,18700,200,24.98505887,2210,11.09344939,1784,30.392214490000001,0.85,91.3,91.3,91.3,91.3,0.34,0.32,0.54,40,2.7959999999999998,1,1584,160,24.80505887,0,0,"N",0,0,0.75,1,1.75,2,0.65,2151.648862,17,"Exhaust",50,1,"Standard",5,0,4.5,4.5,1,45,1.1000000000000001,128,0,0,3,4,6,0.65]
["SF_2200_HZ2CZ4_cg_i2_1_ge50_efaf_","NWHZ2CZ4_3",0,0,0,69,64,74,78,1,2104.6240469999998,0,0,0,"FUR",3,15,1,0,30,0,"Crawl",0.06,300,6.8302610699999997,"Attic",0.03,80,7.76,2200,18700,200,24.98505887,2210,11.09344939,1784,30.392214490000001,0.85,91.3,91.3,91.3,91.3,0.34,0.32,0.54,40,2.7959999999999998,1,1584,160,24.80505887,0,0,"N",0,0,0.75,1,1.75,2,0.65,2151.648862,17,"Exhaust",50,1,"Standard",5,0,4.5,4.5,1,45,1.1000000000000001,128,0,0,3,4,6,0.65]
["SF_2200_HZ2CZ4_cg_i2_1_ge50_hp85_","NWHZ2CZ4_3",0,0,0,69,64,74,78,1,2104.6240469999998,0,0,0,"HSPF_8.5_SEER_13.0",3,15,1,0,30,0,"Crawl",0.06,300,6.8302610699999997,"Attic",0.03,80,7.76,2200,18700,200,24.98505887,2210,11.09344939,1784,30.392214490000001,0.85,91.3,91.3,91.3,91.3,0.34,0.32,0.54,40,2.7959999999999998,1,1584,160,24.80505887,0,0,"N",0,0,0.75,1,1.75,2,0.65,2151.648862,17,"Exhaust",50,1,"Standard",5,0,4.5,4.5,1,45,1.1000000000000001,128,0,0,3,4,6,0.65]
["SF_2200_HZ2CZ4_cg_i2_1_ge50_zonl_","NWHZ2CZ4_3",0,0,0,69,64,74,78,1,2104.6240469999998,0,0,0,"FUR",3,15,1,0,30,1,"Crawl",0.06,300,6.8302610699999997,"Attic",0.03,80,7.76,2200,18700,200,24.98505887,2210,11.09344939,1784,30.392214490000001,0.85,91.3,91.3,91.3,91.3,0.34,0.32,0.54,40,2.7959999999999998,1,1584,160,24.80505887,0,0,"N",0,0,0.75,1,1.75,2,0.65,2151.648862,17,"Exhaust",50,1,"Standard",5,0,4.5,4.5,1,45,1.1000000000000001,128,0,0,3,4,6,0.65]
["SF_2200_HZ2CZ4_cg_i2_1_ao60_gfnc_","NWHZ2CZ4_3",0,0,0,69,64,74,78,1,2104.6240469999998,0,0,0,"FUR",3,15,1,0,30,0,"Crawl",0.06,300,6.8302610699999997,"Attic",0.03,80,7.76,2200,18700,200,24.98505887,2210,11.09344939,1784,30.392214490000001,0.85,91.3,91.3,91.3,91.3,0.34,0.32,0.54,40,2.7959999999999998,1,1584,160,24.80505887,0,0,"N",0,0,0.75,1,1.75,2,0.65,2151.648862,17,"Exhaust",50,1,"Standard",5,0,4.5,4.5,1,57,1.2,128,0,0,3,4,6,0.65]
["SF_2200_HZ2CZ4_cg_i2_1_ao60_gfac_","NWHZ2CZ4_3",0,0,0,69,64,74,78,1,2104.6240469999998,0,0,0,"FHCA",3,15,1,0,30,0,"Crawl",0.06,300,6.8302610699999997,"Attic",0.03,80,7.76,2200,18700,200,24.98505887,2210,11.09344939,1784,30.392214490000001,0.85,91.3,91.3,91.3,91.3,0.34,0.32,0.54,40,2.7959999999999998,1,1584,160,24.80505887,0,0,"N",0,0,0.75,1,1.75,2,0.65,2151.648862,17,"Exhaust",50,1,"Standard",5,0,4.5,4.5,1,57,1.2,128,0,0,3,4,6,0.65]
["SF_2200_HZ2CZ4_cg_i2_1_ao60_efaf_","NWHZ2CZ4_3",0,0,0,69,64,74,78,1,2104.6240469999998,0,0,0,"FUR",3,15,1,0,30,0,"Crawl",0.06,300,6.8302610699999997,"Attic",0.03,80,7.76,2200,18700,200,24.98505887,2210,11.09344939,1784,30.392214490000001,0.85,91.3,91.3,91.3,91.3,0.34,0.32,0.54,40,2.7959999999999998,1,1584,160,24.80505887,0,0,"N",0,0,0.75,1,1.75,2,0.65,2151.648862,17,"Exhaust",50,1,"Standard",5,0,4.5,4.5,1,57,1.2,128,0,0,3,4,6,0.65]
["SF_2200_HZ2CZ4_cg_i2_1_ao60_hp85_","NWHZ2CZ4_3",0,0,0,69,64,74,78,1,2104.6240469999998,0,0,0,"HSPF_8.5_SEER_13.0",3,15,1,0,30,0,"Crawl",0.06,300,6.8302610699999997,"Attic",0.03,80,7.76,2200,18700,200,24.98505887,2210,11.09344939,1784,30.392214490000001,0.85,91.3,91.3,91.3,91.3,0.34,0.32,0.54,40,2.7959999999999998,1,1584,160,24.80505887,0,0,"N",0,0,0.75,1,1.75,2,0.65,2151.648862,17,"Exhaust",50,1,"Standard",5,0,4.5,4.5,1,57,1.2,128,0,0,3,4,6,0.65]
["SF_2200_HZ2CZ4_cg_i2_1_ao60_zonl_","NWHZ2CZ4_3",0,0,0,69,64,74,78,1,2104.6240469999998,0,0,0,"FUR",3,15,1,0,30,1,"Crawl",0.06,300,6.8302610699999997,"Attic",0.03,80,7.76,2200,18700,200,24.98505887,2210,11.09344939,1784,30.392214490000001,0.85,91.3,91.3,91.3,91.3,0.34,0.32,0.54,40,2.7959999999999998,1,1584,160,24.80505887,0,0,"N",0,0,0.75,1,1.75,2,0.65,2151.648862,17,"Exhaust",50,1,"Standard",5,0,4.5,4.5,1,57,1.2,128,0,0,3,4,6,0.65]
["SF_2200_HZ2CZ4_cg_i2_1_ao80_gfnc_","NWHZ2CZ4_3",0,0,0,69,64,74,78,1,2104.6240469999998,0,0,0,"FUR",3,15,1,0,30,0,"Crawl",0.06,300,6.8302610699999997,"Attic",0.03,80,7.76,2200,18700,200,24.98505887,2210,11.09344939,1784,30.392214490000001,0.85,91.3,91.3,91.3,91.3,0.34,0.32,0.54,40,2.7959999999999998,1,1584,160,24.80505887,0,0,"N",0,0,0.75,1,1.75,2,0.65,2151.648862,17,"Exhaust",50,1,"Standard",5,0,4.5,4.5,1,75,1.2,128,0,0,3,4,6,0.65]
["SF_2200_HZ2CZ4_cg_i2_1_ao80_gfac_","NWHZ2CZ4_3",0,0,0,69,64,74,78,1,2104.6240469999998,0,0,0,"FHCA",3,15,1,0,30,0,"Crawl",0.06,300,6.8302610699999997,"Attic",0.03,80,7.76,2200,18700,200,24.98505887,2210,11.09344939,1784,30.392214490000001,0.85,91.3,91.3,91.3,91.3,0.34,0.32,0.54,40,2.7959999999999998,1,1584,160,24.80505887,0,0,"N",0,0,0.75,1,1.75,2,0.65,2151.648862,17,"Exhaust",50,1,"Standard",5,0,4.5,4.5,1,75,1.2,128,0,0,3,4,6,0.65]
["SF_2200_HZ2CZ4_cg_i2_1_ao80_efaf_","NWHZ2CZ4_3",0,0,0,69,64,74,78,1,2104.6240469999998,0,0,0,"FUR",3,15,1,0,30,0,"Crawl",0.06,300,6.8302610699999997,"Attic",0.03,80,7.76,2200,18700,200,24.98505887,2210,11.09344939,1784,30.392214490000001,0.85,91.3,91.3,91.3,91.3,0.34,0.32,0.54,40,2.7959999999999998,1,1584,160,24.80505887,0,0,"N",0,0,0.75,1,1.75,2,0.65,2151.648862,17,"Exhaust",50,1,"Standard",5,0,4.5,4.5,1,75,1.2,128,0,0,3,4,6,0.65]
["SF_2200_HZ2CZ4_cg_i2_1_ao80_hp85_","NWHZ2CZ4_3",0,0,0,69,64,74,78,1,2104.6240469999998,0,0,0,"HSPF_8.5_SEER_13.0",3,15,1,0,30,0,"Crawl",0.06,300,6.8302610699999997,"Attic",0.03,80,7.76,2200,18700,200,24.98505887,2210,11.09344939,1784,30.392214490000001,0.85,91.3,91.3,91.3,91.3,0.34,0.32,0.54,40,2.7959999999999998,1,1584,160,24.80505887,0,0,"N",0,0,0.75,1,1.75,2,0.65,2151.648862,17,"Exhaust",50,1,"Standard",5,0,4.5,4.5,1,75,1.2,128,0,0,3,4,6,0.65]
["SF_2200_HZ2CZ4_cg_i2_1_ao80_zonl_","NWHZ2CZ4_3",0,0,0,69,64,74,78,1,2104.6240469999998,0,0,0,"FUR",3,15,1,0,30,1,"Crawl",0.06,300,6.8302610699999997,"Attic",0.03,80,7.76,2200,18700,200,24.98505887,2210,11.09344939,1784,30.392214490000001,0.85,91.3,91.3,91.3,91.3,0.34,0.32,0.54,40,2.7959999999999998,1,1584,160,24.80505887,0,0,"N",0,0,0.75,1,1.75,2,0.65,2151.648862,17,"Exhaust",50,1,"Standard",5,0,4.5,4.5,1,75,1.2,128,0,0,3,4,6,0.65]
["SF_2200_HZ2CZ4_cg_i2_2_ge50_gfnc_","NWHZ2CZ4_3",0,0,0,69,64,74,78,1,2104.6240469999998,0,0,0,"FUR",3,15,1,0,30,0,"Crawl",0.06,300,6.8302610699999997,"Attic",0.03,80,7.76,2200,18700,200,24.98505887,2210,11.09344939,1784,30.392214490000001,0.85,91.3,91.3,91.3,91.3,0.34,0.32,0.54,40,2.7959999999999998,1,1584,160,24.80505887,0,0,"N",0,0,0.75,1,1.75,2,0.65,2151.648862,17,"Exhaust",50,1,"Standard",5,0,4.5,4.5,1,45,1.1000000000000001,128,0,0,3,4,7,0.65]
["SF_2200_HZ2CZ4_cg_i2_2_ge50_gfac_","NWHZ2CZ4_3",0,0,0,69,64,74,78,1,2104.6240469999998,0,0,0,"FHCA",3,15,1,0,30,0,"Crawl",0.06,300,6.8302610699999997,"Attic",0.03,80,7.76,2200,18700,200,24.98505887,2210,11.09344939,1784,30.392214490000001,0.85,91.3,91.3,91.3,91.3,0.34,0.32,0.54,40,2.7959999999999998,1,1584,160,24.80505887,0,0,"N",0,0,0.75,1,1.75,2,0.65,2151.648862,17,"Exhaust",50,1,"Standard",5,0,4.5,4.5,1,45,1.1000000000000001,128,0,0,3,4,7,0.65]
["SF_2200_HZ2CZ4_cg_i2_2_ge50_efaf_","NWHZ2CZ4_3",0,0,0,69,64,74,78,1,2104.6240469999998,0,0,0,"FUR",3,15,1,0,30,0,"Crawl",0.06,300,6.8302610699999997,"Attic",0.03,80,7.76,2200,18700,200,24.98505887,2210,11.09344939,1784,30.392214490000001,0.85,91.3,91.3,91.3,91.3,0.34,0.32,0.54,40,2.7959999999999998,1,1584,160,24.80505887,0,0,"N",0,0,0.75,1,1.75,2,0.65,2151.648862,17,"Exhaust",50,1,"Standard",5,0,4.5,4.5,1,45,1.1000000000000001,128,0,0,3,4,7,0.65]
["SF_2200_HZ2CZ4_cg_i2_2_ge50_hp85_","NWHZ2CZ4_3",0,0,0,69,64,74,78,1,2104.6240469999998,0,0,0,"HSPF_8.5_SEER_13.0",3,15,1,0,30,0,"Crawl",0.06,300,6.8302610699999997,"Attic",0.03,80,7.76,2200,18700,200,24.98505887,2210,11.09344939,1784,30.392214490000001,0.85,91.3,91.3,91.3,91.3,0.34,0.32,0.54,40,2.7959999999999998,1,1584,160,24.80505887,0,0,"N",0,0,0.75,1,1.75,2,0.65,2151.648862,17,"Exhaust",50,1,"Standard",5,0,4.5,4.5,1,45,1.1000000000000001,128,0,0,3,4,7,0.65]
["SF_2200_HZ2CZ4_cg_i2_2_ge50_zonl_","NWHZ2CZ4_3",0,0,0,69,64,74,78,1,2104.6240469999998,0,0,0,"FUR",3,15,1,0,30,1,"Crawl",0.06,300,6.8302610699999997,"Attic",0.03,80,7.76,2200,18700,200,24.98505887,2210,11.09344939,1784,30.392214490000001,0.85,91.3,91.3,91.3,91.3,0.34,0.32,0.54,40,2.7959999999999998,1,1584,160,24.80505887,0,0,"N",0,0,0.75,1,1.75,2,0.65,2151.648862,17,"Exhaust",50,1,"Standard",5,0,4.5,4.5,1,45,1.1000000000000001,128,0,0,3,4,7,0.65]
["SF_2200_HZ2CZ4_cg_i2_2_ao60_gfnc_","NWHZ2CZ4_3",0,0,0,69,64,74,78,1,2104.6240469999998,0,0,0,"FUR",3,15,1,0,30,0,"Crawl",0.06,300,6.8302610699999997,"Attic",0.03,80,7.76,2200,18700,200,24.98505887,2210,11.09344939,1784,30.392214490000001,0.85,91.3,91.3,91.3,91.3,0.34,0.32,0.54,40,2.7959999999999998,1,1584,160,24.80505887,0,0,"N",0,0,0.75,1,1.75,2,0.65,2151.648862,17,"Exhaust",50,1,"Standard",5,0,4.5,4.5,1,57,1.2,128,0,0,3,4,7,0.65]
["SF_2200_HZ2CZ4_cg_i2_2_ao60_gfac_","NWHZ2CZ4_3",0,0,0,69,64,74,78,1,2104.6240469999998,0,0,0,"FHCA",3,15,1,0,30,0,"Crawl",0.06,300,6.8302610699999997,"Attic",0.03,80,7.76,2200,18700,200,24.98505887,2210,11.09344939,1784,30.392214490000001,0.85,91.3,91.3,91.3,91.3,0.34,0.32,0.54,40,2.7959999999999998,1,1584,160,24.80505887,0,0,"N",0,0,0.75,1,1.75,2,0.65,2151.648862,17,"Exhaust",50,1,"Standard",5,0,4.5,4.5,1,57,1.2,128,0,0,3,4,7,0.65]
["SF_2200_HZ2CZ4_cg_i2_2_ao60_efaf_","NWHZ2CZ4_3",0,0,0,69,64,74,78,1,2104.6240469999998,0,0,0,"FUR",3,15,1,0,30,0,"Crawl",0.06,300,6.8302610699999997,"Attic",0.03,80,7.76,2200,18700,200,24.98505887,2210,11.09344939,1784,30.392214490000001,0.85,91.3,91.3,91.3,91.3,0.34,0.32,0.54,40,2.7959999999999998,1,1584,160,24.80505887,0,0,"N",0,0,0.75,1,1.75,2,0.65,2151.648862,17,"Exhaust",50,1,"Standard",5,0,4.5,4.5,1,57,1.2,128,0,0,3,4,7,0.65]
["SF_2200_HZ2CZ4_cg_i2_2_ao60_hp85_","NWHZ2CZ4_3",0,0,0,69,64,74,78,1,2104.6240469999998,0,0,0,"HSPF_8.5_SEER_13.0",3,15,1,0,30,0,"Crawl",0.06,300,6.8302610699999997,"Attic",0.03,80,7.76,2200,18700,200,24.98505887,2210,11.09344939,1784,30.392214490000001,0.85,91.3,91.3,91.3,91.3,0.34,0.32,0.54,40,2.7959999999999998,1,1584,160,24.80505887,0,0,"N",0,0,0.75,1,1.75,2,0.65,2151.648862,17,"Exhaust",50,1,"Standard",5,0,4.5,4.5,1,57,1.2,128,0,0,3,4,7,0.65]
["SF_2200_HZ2CZ4_cg_i2_2_ao60_zonl_","NWHZ2CZ4_3",0,0,0,69,64,74,78,1,2104.6240469999998,0,0,0,"FUR",3,15,1,0,30,1,"Crawl",0.06,300,6.8302610699999997,"Attic",0.03,80,7.76,2200,18700,200,24.98505887,2210,11.09344939,1784,30.392214490000001,0.85,91.3,91.3,91.3,91.3,0.34,0.32,0.54,40,2.7959999999999998,1,1584,160,24.80505887,0,0,"N",0,0,0.75,1,1.75,2,0.65,2151.648862,17,"Exhaust",50,1,"Standard",5,0,4.5,4.5,1,57,1.2,128,0,0,3,4,7,0.65]
["SF_2200_HZ2CZ4_cg_i2_2_ao80_gfnc_","NWHZ2CZ4_3",0,0,0,69,64,74,78,1,2104.6240469999998,0,0,0,"FUR",3,15,1,0,30,0,"Crawl",0.06,300,6.8302610699999997,"Attic",0.03,80,7.76,2200,18700,200,24.98505887,2210,11.09344939,1784,30.392214490000001,0.85,91.3,91.3,91.3,91.3,0.34,0.32,0.54,40,2.7959999999999998,1,1584,160,24.80505887,0,0,"N",0,0,0.75,1,1.75,2,0.65,2151.648862,17,"Exhaust",50,1,"Standard",5,0,4.5,4.5,1,75,1.2,128,0,0,3,4,7,0.65]
["SF_2200_HZ2CZ4_cg_i2_2_ao80_gfac_","NWHZ2CZ4_3",0,0,0,69,64,74,78,1,2104.6240469999998,0,0,0,"FHCA",3,15,1,0,30,0,"Crawl",0.06,300,6.8302610699999997,"Attic",0.03,80,7.76,2200,18700,200,24.98505887,2210,11.09344939,1784,30.392214490000001,0.85,91.3,91.3,91.3,91.3,0.34,0.32,0.54,40,2.7959999999999998,1,1584,160,24.80505887,0,0,"N",0,0,0.75,1,1.75,2,0.65,2151.648862,17,"Exhaust",50,1,"Standard",5,0,4.5,4.5,1,75,1.2,128,0,0,3,4,7,0.65]
["SF_2200_HZ2CZ4_cg_i2_2_ao80_efaf_","NWHZ2CZ4_3",0,0,0,69,64,74,78,1,2104.6240469999998,0,0,0,"FUR",3,15,1,0,30,0,"Crawl",0.06,300,6.8302610699999997,"Attic",0.03,80,7.76,2200,18700,200,24.98505887,2210,11.09344939,1784,30.392214490000001,0.85,91.3,91.3,91.3,91.3,0.34,0.32,0.54,40,2.7959999999999998,1,1584,160,24.80505887,0,0,"N",0,0,0.75,1,1.75,2,0.65,2151.648862,17,"Exhaust",50,1,"Standard",5,0,4.5,4.5,1,75,1.2,128,0,0,3,4,7,0.65]
["SF_2200_HZ2CZ4_cg_i2_2_ao80_hp85_","NWHZ2CZ4_3",0,0,0,69,64,74,78,1,2104.6240469999998,0,0,0,"HSPF_8.5_SEER_13.0",3,15,1,0,30,0,"Crawl",0.06,300,6.8302610699999997,"Attic",0.03,80,7.76,2200,18700,200,24.98505887,2210,11.09344939,1784,30.392214490000001,0.85,91.3,91.3,91.3,91.3,0.34,0.32,0.54,40,2.7959999999999998,1,1584,160,24.80505887,0,0,"N",0,0,0.75,1,1.75,2,0.65,2151.648862,17,"Exhaust",50,1,"Standard",5,0,4.5,4.5,1,75,1.2,128,0,0,3,4,7,0.65]
["SF_2200_HZ2CZ4_cg_i2_2_ao80_zonl_","NWHZ2CZ4_3",0,0,0,69,64,74,78,1,2104.6240469999998,0,0,0,"FUR",3,15,1,0,30,1,"Crawl",0.06,300,6.8302610699999997,"Attic",0.03,80,7.76,2200,18700,200,24.98505887,2210,11.09344939,1784,30.392214490000001,0.85,91.3,91.3,91.3,91.3,0.34,0.32,0.54,40,2.7959999999999998,1,1584,160,24.80505887,0,0,"N",0,0,0.75,1,1.75,2,0.65,2151.648862,17,"Exhaust",50,1,"Standard",5,0,4.5,4.5,1,75,1.2,128,0,0,3,4,7,0.65]
["SF_2200_HZ2CZ4_cg_i2_3_ge50_gfnc_","NWHZ2CZ4_3",0,0,0,69,64,74,78,1,2104.6240469999998,0,0,0,"FUR",3,15,1,0,30,0,"Crawl",0.06,300,6.8302610699999997,"Attic",0.03,80,7.76,2200,18700,200,24.98505887,2210,11.09344939,1784,30.392214490000001,0.85,91.3,91.3,91.3,91.3,0.34,0.32,0.54,40,2.7959999999999998,1,1584,160,24.80505887,0,0,"N",0,0,0.75,1,1.75,2,0.65,2151.648862,17,"Exhaust",50,1,"Standard",5,0,4.5,4.5,1,45,1.1000000000000001,128,0,0,3,4,8,0.65]
["SF_2200_HZ2CZ4_cg_i2_3_ge50_gfac_","NWHZ2CZ4_3",0,0,0,69,64,74,78,1,2104.6240469999998,0,0,0,"FHCA",3,15,1,0,30,0,"Crawl",0.06,300,6.8302610699999997,"Attic",0.03,80,7.76,2200,18700,200,24.98505887,2210,11.09344939,1784,30.392214490000001,0.85,91.3,91.3,91.3,91.3,0.34,0.32,0.54,40,2.7959999999999998,1,1584,160,24.80505887,0,0,"N",0,0,0.75,1,1.75,2,0.65,2151.648862,17,"Exhaust",50,1,"Standard",5,0,4.5,4.5,1,45,1.1000000000000001,128,0,0,3,4,8,0.65]
["SF_2200_HZ2CZ4_cg_i2_3_ge50_efaf_","NWHZ2CZ4_3",0,0,0,69,64,74,78,1,2104.6240469999998,0,0,0,"FUR",3,15,1,0,30,0,"Crawl",0.06,300,6.8302610699999997,"Attic",0.03,80,7.76,2200,18700,200,24.98505887,2210,11.09344939,1784,30.392214490000001,0.85,91.3,91.3,91.3,91.3,0.34,0.32,0.54,40,2.7959999999999998,1,1584,160,24.80505887,0,0,"N",0,0,0.75,1,1.75,2,0.65,2151.648862,17,"Exhaust",50,1,"Standard",5,0,4.5,4.5,1,45,1.1000000000000001,128,0,0,3,4,8,0.65]
["SF_2200_HZ2CZ4_cg_i2_3_ge50_hp85_","NWHZ2CZ4_3",0,0,0,69,64,74,78,1,2104.6240469999998,0,0,0,"HSPF_8.5_SEER_13.0",3,15,1,0,30,0,"Crawl",0.06,300,6.8302610699999997,"Attic",0.03,80,7.76,2200,18700,200,24.98505887,2210,11.09344939,1784,30.392214490000001,0.85,91.3,91.3,91.3,91.3,0.34,0.32,0.54,40,2.7959999999999998,1,1584,160,24.80505887,0,0,"N",0,0,0.75,1,1.75,2,0.65,2151.648862,17,"Exhaust",50,1,"Standard",5,0,4.5,4.5,1,45,1.1000000000000001,128,0,0,3,4,8,0.65]
["SF_2200_HZ2CZ4_cg_i2_3_ge50_zonl_","NWHZ2CZ4_3",0,0,0,69,64,74,78,1,2104.6240469999998,0,0,0,"FUR",3,15,1,0,30,1,"Crawl",0.06,300,6.8302610699999997,"Attic",0.03,80,7.76,2200,18700,200,24.98505887,2210,11.09344939,1784,30.392214490000001,0.85,91.3,91.3,91.3,91.3,0.34,0.32,0.54,40,2.7959999999999998,1,1584,160,24.80505887,0,0,"N",0,0,0.75,1,1.75,2,0.65,2151.648862,17,"Exhaust",50,1,"Standard",5,0,4.5,4.5,1,45,1.1000000000000001,128,0,0,3,4,8,0.65]
["SF_2200_HZ2CZ4_cg_i2_3_ao60_gfnc_","NWHZ2CZ4_3",0,0,0,69,64,74,78,1,2104.6240469999998,0,0,0,"FUR",3,15,1,0,30,0,"Crawl",0.06,300,6.8302610699999997,"Attic",0.03,80,7.76,2200,18700,200,24.98505887,2210,11.09344939,1784,30.392214490000001,0.85,91.3,91.3,91.3,91.3,0.34,0.32,0.54,40,2.7959999999999998,1,1584,160,24.80505887,0,0,"N",0,0,0.75,1,1.75,2,0.65,2151.648862,17,"Exhaust",50,1,"Standard",5,0,4.5,4.5,1,57,1.2,128,0,0,3,4,8,0.65]
["SF_2200_HZ2CZ4_cg_i2_3_ao60_gfac_","NWHZ2CZ4_3",0,0,0,69,64,74,78,1,2104.6240469999998,0,0,0,"FHCA",3,15,1,0,30,0,"Crawl",0.06,300,6.8302610699999997,"Attic",0.03,80,7.76,2200,18700,200,24.98505887,2210,11.09344939,1784,30.392214490000001,0.85,91.3,91.3,91.3,91.3,0.34,0.32,0.54,40,2.7959999999999998,1,1584,160,24.80505887,0,0,"N",0,0,0.75,1,1.75,2,0.65,2151.648862,17,"Exhaust",50,1,"Standard",5,0,4.5,4.5,1,57,1.2,128,0,0,3,4,8,0.65]
["SF_2200_HZ2CZ4_cg_i2_3_ao60_efaf_","NWHZ2CZ4_3",0,0,0,69,64,74,78,1,2104.6240469999998,0,0,0,"FUR",3,15,1,0,30,0,"Crawl",0.06,300,6.8302610699999997,"Attic",0.03,80,7.76,2200,18700,200,24.98505887,2210,11.09344939,1784,30.392214490000001,0.85,91.3,91.3,91.3,91.3,0.34,0.32,0.54,40,2.7959999999999998,1,1584,160,24.80505887,0,0,"N",0,0,0.75,1,1.75,2,0.65,2151.648862,17,"Exhaust",50,1,"Standard",5,0,4.5,4.5,1,57,1.2,128,0,0,3,4,8,0.65]
["SF_2200_HZ2CZ4_cg_i2_3_ao60_hp85_","NWHZ2CZ4_3",0,0,0,69,64,74,78,1,2104.6240469999998,0,0,0,"HSPF_8.5_SEER_13.0",3,15,1,0,30,0,"Crawl",0.06,300,6.8302610699999997,"Attic",0.03,80,7.76,2200,18700,200,24.98505887,2210,11.09344939,1784,30.392214490000001,0.85,91.3,91.3,91.3,91.3,0.34,0.32,0.54,40,2.7959999999999998,1,1584,160,24.80505887,0,0,"N",0,0,0.75,1,1.75,2,0.65,2151.648862,17,"Exhaust",50,1,"Standard",5,0,4.5,4.5,1,57,1.2,128,0,0,3,4,8,0.65]
["SF_2200_HZ2CZ4_cg_i2_3_ao60_zonl_","NWHZ2CZ4_3",0,0,0,69,64,74,78,1,2104.6240469999998,0,0,0,"FUR",3,15,1,0,30,1,"Crawl",0.06,300,6.8302610699999997,"Attic",0.03,80,7.76,2200,18700,200,24.98505887,2210,11.09344939,1784,30.392214490000001,0.85,91.3,91.3,91.3,91.3,0.34,0.32,0.54,40,2.7959999999999998,1,1584,160,24.80505887,0,0,"N",0,0,0.75,1,1.75,2,0.65,2151.648862,17,"Exhaust",50,1,"Standard",5,0,4.5,4.5,1,57,1.2,128,0,0,3,4,8,0.65]
["SF_2200_HZ2CZ4_cg_i2_3_ao80_gfnc_","NWHZ2CZ4_3",0,0,0,69,64,74,78,1,2104.6240469999998,0,0,0,"FUR",3,15,1,0,30,0,"Crawl",0.06,300,6.8302610699999997,"Attic",0.03,80,7.76,2200,18700,200,24.98505887,2210,11.09344939,1784,30.392214490000001,0.85,91.3,91.3,91.3,91.3,0.34,0.32,0.54,40,2.7959999999999998,1,1584,160,24.80505887,0,0,"N",0,0,0.75,1,1.75,2,0.65,2151.648862,17,"Exhaust",50,1,"Standard",5,0,4.5,4.5,1,75,1.2,128,0,0,3,4,8,0.65]
["SF_2200_HZ2CZ4_cg_i2_3_ao80_gfac_","NWHZ2CZ4_3",0,0,0,69,64,74,78,1,2104.6240469999998,0,0,0,"FHCA",3,15,1,0,30,0,"Crawl",0.06,300,6.8302610699999997,"Attic",0.03,80,7.76,2200,18700,200,24.98505887,2210,11.09344939,1784,30.392214490000001,0.85,91.3,91.3,91.3,91.3,0.34,0.32,0.54,40,2.7959999999999998,1,1584,160,24.80505887,0,0,"N",0,0,0.75,1,1.75,2,0.65,2151.648862,17,"Exhaust",50,1,"Standard",5,0,4.5,4.5,1,75,1.2,128,0,0,3,4,8,0.65]
["SF_2200_HZ2CZ4_cg_i2_3_ao80_efaf_","NWHZ2CZ4_3",0,0,0,69,64,74,78,1,2104.6240469999998,0,0,0,"FUR",3,15,1,0,30,0,"Crawl",0.06,300,6.8302610699999997,"Attic",0.03,80,7.76,2200,18700,200,24.98505887,2210,11.09344939,1784,30.392214490000001,0.85,91.3,91.3,91.3,91.3,0.34,0.32,0.54,40,2.7959999999999998,1,1584,160,24.80505887,0,0,"N",0,0,0.75,1,1.75,2,0.65,2151.648862,17,"Exhaust",50,1,"Standard",5,0,4.5,4.5,1,75,1.2,128,0,0,3,4,8,0.65]
["SF_2200_HZ2CZ4_cg_i2_3_ao80_hp85_","NWHZ2CZ4_3",0,0,0,69,64,74,78,1,2104.6240469999998,0,0,0,"HSPF_8.5_SEER_13.0",3,15,1,0,30,0,"Crawl",0.06,300,6.8302610699999997,"Attic",0.03,80,7.76,2200,18700,200,24.98505887,2210,11.09344939,1784,30.392214490000001,0.85,91.3,91.3,91.3,91.3,0.34,0.32,0.54,40,2.7959999999999998,1,1584,160,24.80505887,0,0,"N",0,0,0.75,1,1.75,2,0.65,2151.648862,17,"Exhaust",50,1,"Standard",5,0,4.5,4.5,1,75,1.2,128,0,0,3,4,8,0.65]
["SF_2200_HZ2CZ4_cg_i2_3_ao80_zonl_","NWHZ2CZ4_3",0,0,0,69,64,74,78,1,2104.6240469999998,0,0,0,"FUR",3,15,1,0,30,1,"Crawl",0.06,300,6.8302610699999997,"Attic",0.03,80,7.76,2200,18700,200,24.98505887,2210,11.09344939,1784,30.392214490000001,0.85,91.3,91.3,91.3,91.3,0.34,0.32,0.54,40,2.7959999999999998,1,1584,160,24.80505887,0,0,"N",0,0,0.75,1,1.75,2,0.65,2151.648862,17,"Exhaust",50,1,"Standard",5,0,4.5,4.5,1,75,1.2,128,0,0,3,4,8,0.65]
["SF_2200_HZ2CZ4_cg_i2_4_ge50_gfnc_","NWHZ2CZ4_3",0,0,0,69,64,74,78,1,2104.6240469999998,0,0,0,"FUR",3,15,1,0,30,0,"Crawl",0.06,300,6.8302610699999997,"Attic",0.03,80,7.76,2200,18700,200,24.98505887,2210,11.09344939,1784,30.392214490000001,0.85,91.3,91.3,91.3,91.3,0.34,0.32,0.54,40,2.7959999999999998,1,1584,160,24.80505887,0,0,"N",0,0,0.75,1,1.75,2,0.65,2151.648862,17,"Exhaust",50,1,"Standard",5,0,4.5,4.5,1,45,1.1000000000000001,128,0,0,3,4,9,0.65]
["SF_2200_HZ2CZ4_cg_i2_4_ge50_gfac_","NWHZ2CZ4_3",0,0,0,69,64,74,78,1,2104.6240469999998,0,0,0,"FHCA",3,15,1,0,30,0,"Crawl",0.06,300,6.8302610699999997,"Attic",0.03,80,7.76,2200,18700,200,24.98505887,2210,11.09344939,1784,30.392214490000001,0.85,91.3,91.3,91.3,91.3,0.34,0.32,0.54,40,2.7959999999999998,1,1584,160,24.80505887,0,0,"N",0,0,0.75,1,1.75,2,0.65,2151.648862,17,"Exhaust",50,1,"Standard",5,0,4.5,4.5,1,45,1.1000000000000001,128,0,0,3,4,9,0.65]
["SF_2200_HZ2CZ4_cg_i2_4_ge50_efaf_","NWHZ2CZ4_3",0,0,0,69,64,74,78,1,2104.6240469999998,0,0,0,"FUR",3,15,1,0,30,0,"Crawl",0.06,300,6.8302610699999997,"Attic",0.03,80,7.76,2200,18700,200,24.98505887,2210,11.09344939,1784,30.392214490000001,0.85,91.3,91.3,91.3,91.3,0.34,0.32,0.54,40,2.7959999999999998,1,1584,160,24.80505887,0,0,"N",0,0,0.75,1,1.75,2,0.65,2151.648862,17,"Exhaust",50,1,"Standard",5,0,4.5,4.5,1,45,1.1000000000000001,128,0,0,3,4,9,0.65]
["SF_2200_HZ2CZ4_cg_i2_4_ge50_hp85_","NWHZ2CZ4_3",0,0,0,69,64,74,78,1,2104.6240469999998,0,0,0,"HSPF_8.5_SEER_13.0",3,15,1,0,30,0,"Crawl",0.06,300,6.8302610699999997,"Attic",0.03,80,7.76,2200,18700,200,24.98505887,2210,11.09344939,1784,30.392214490000001,0.85,91.3,91.3,91.3,91.3,0.34,0.32,0.54,40,2.7959999999999998,1,1584,160,24.80505887,0,0,"N",0,0,0.75,1,1.75,2,0.65,2151.648862,17,"Exhaust",50,1,"Standard",5,0,4.5,4.5,1,45,1.1000000000000001,128,0,0,3,4,9,0.65]
["SF_2200_HZ2CZ4_cg_i2_4_ge50_zonl_","NWHZ2CZ4_3",0,0,0,69,64,74,78,1,2104.6240469999998,0,0,0,"FUR",3,15,1,0,30,1,"Crawl",0.06,300,6.8302610699999997,"Attic",0.03,80,7.76,2200,18700,200,24.98505887,2210,11.09344939,1784,30.392214490000001,0.85,91.3,91.3,91.3,91.3,0.34,0.32,0.54,40,2.7959999999999998,1,1584,160,24.80505887,0,0,"N",0,0,0.75,1,1.75,2,0.65,2151.648862,17,"Exhaust",50,1,"Standard",5,0,4.5,4.5,1,45,1.1000000000000001,128,0,0,3,4,9,0.65]
["SF_2200_HZ2CZ4_cg_i2_4_ao60_gfnc_","NWHZ2CZ4_3",0,0,0,69,64,74,78,1,2104.6240469999998,0,0,0,"FUR",3,15,1,0,30,0,"Crawl",0.06,300,6.8302610699999997,"Attic",0.03,80,7.76,2200,18700,200,24.98505887,2210,11.09344939,1784,30.392214490000001,0.85,91.3,91.3,91.3,91.3,0.34,0.32,0.54,40,2.7959999999999998,1,1584,160,24.80505887,0,0,"N",0,0,0.75,1,1.75,2,0.65,2151.648862,17,"Exhaust",50,1,"Standard",5,0,4.5,4.5,1,57,1.2,128,0,0,3,4,9,0.65]
["SF_2200_HZ2CZ4_cg_i2_4_ao60_gfac_","NWHZ2CZ4_3",0,0,0,69,64,74,78,1,2104.6240469999998,0,0,0,"FHCA",3,15,1,0,30,0,"Crawl",0.06,300,6.8302610699999997,"Attic",0.03,80,7.76,2200,18700,200,24.98505887,2210,11.09344939,1784,30.392214490000001,0.85,91.3,91.3,91.3,91.3,0.34,0.32,0.54,40,2.7959999999999998,1,1584,160,24.80505887,0,0,"N",0,0,0.75,1,1.75,2,0.65,2151.648862,17,"Exhaust",50,1,"Standard",5,0,4.5,4.5,1,57,1.2,128,0,0,3,4,9,0.65]
["SF_2200_HZ2CZ4_cg_i2_4_ao60_efaf_","NWHZ2CZ4_3",0,0,0,69,64,74,78,1,2104.6240469999998,0,0,0,"FUR",3,15,1,0,30,0,"Crawl",0.06,300,6.8302610699999997,"Attic",0.03,80,7.76,2200,18700,200,24.98505887,2210,11.09344939,1784,30.392214490000001,0.85,91.3,91.3,91.3,91.3,0.34,0.32,0.54,40,2.7959999999999998,1,1584,160,24.80505887,0,0,"N",0,0,0.75,1,1.75,2,0.65,2151.648862,17,"Exhaust",50,1,"Standard",5,0,4.5,4.5,1,57,1.2,128,0,0,3,4,9,0.65]
["SF_2200_HZ2CZ4_cg_i2_4_ao60_hp85_","NWHZ2CZ4_3",0,0,0,69,64,74,78,1,2104.6240469999998,0,0,0,"HSPF_8.5_SEER_13.0",3,15,1,0,30,0,"Crawl",0.06,300,6.8302610699999997,"Attic",0.03,80,7.76,2200,18700,200,24.98505887,2210,11.09344939,1784,30.392214490000001,0.85,91.3,91.3,91.3,91.3,0.34,0.32,0.54,40,2.7959999999999998,1,1584,160,24.80505887,0,0,"N",0,0,0.75,1,1.75,2,0.65,2151.648862,17,"Exhaust",50,1,"Standard",5,0,4.5,4.5,1,57,1.2,128,0,0,3,4,9,0.65]
["SF_2200_HZ2CZ4_cg_i2_4_ao60_zonl_","NWHZ2CZ4_3",0,0,0,69,64,74,78,1,2104.6240469999998,0,0,0,"FUR",3,15,1,0,30,1,"Crawl",0.06,300,6.8302610699999997,"Attic",0.03,80,7.76,2200,18700,200,24.98505887,2210,11.09344939,1784,30.392214490000001,0.85,91.3,91.3,91.3,91.3,0.34,0.32,0.54,40,2.7959999999999998,1,1584,160,24.80505887,0,0,"N",0,0,0.75,1,1.75,2,0.65,2151.648862,17,"Exhaust",50,1,"Standard",5,0,4.5,4.5,1,57,1.2,128,0,0,3,4,9,0.65]
["SF_2200_HZ2CZ4_cg_i2_4_ao80_gfnc_","NWHZ2CZ4_3",0,0,0,69,64,74,78,1,2104.6240469999998,0,0,0,"FUR",3,15,1,0,30,0,"Crawl",0.06,300,6.8302610699999997,"Attic",0.03,80,7.76,2200,18700,200,24.98505887,2210,11.09344939,1784,30.392214490000001,0.85,91.3,91.3,91.3,91.3,0.34,0.32,0.54,40,2.7959999999999998,1,1584,160,24.80505887,0,0,"N",0,0,0.75,1,1.75,2,0.65,2151.648862,17,"Exhaust",50,1,"Standard",5,0,4.5,4.5,1,75,1.2,128,0,0,3,4,9,0.65]
["SF_2200_HZ2CZ4_cg_i2_4_ao80_gfac_","NWHZ2CZ4_3",0,0,0,69,64,74,78,1,2104.6240469999998,0,0,0,"FHCA",3,15,1,0,30,0,"Crawl",0.06,300,6.8302610699999997,"Attic",0.03,80,7.76,2200,18700,200,24.98505887,2210,11.09344939,1784,30.392214490000001,0.85,91.3,91.3,91.3,91.3,0.34,0.32,0.54,40,2.7959999999999998,1,1584,160,24.80505887,0,0,"N",0,0,0.75,1,1.75,2,0.65,2151.648862,17,"Exhaust",50,1,"Standard",5,0,4.5,4.5,1,75,1.2,128,0,0,3,4,9,0.65]
["SF_2200_HZ2CZ4_cg_i2_4_ao80_efaf_","NWHZ2CZ4_3",0,0,0,69,64,74,78,1,2104.6240469999998,0,0,0,"FUR",3,15,1,0,30,0,"Crawl",0.06,300,6.8302610699999997,"Attic",0.03,80,7.76,2200,18700,200,24.98505887,2210,11.09344939,1784,30.392214490000001,0.85,91.3,91.3,91.3,91.3,0.34,0.32,0.54,40,2.7959999999999998,1,1584,160,24.80505887,0,0,"N",0,0,0.75,1,1.75,2,0.65,2151.648862,17,"Exhaust",50,1,"Standard",5,0,4.5,4.5,1,75,1.2,128,0,0,3,4,9,0.65]
["SF_2200_HZ2CZ4_cg_i2_4_ao80_hp85_","NWHZ2CZ4_3",0,0,0,69,64,74,78,1,2104.6240469999998,0,0,0,"HSPF_8.5_SEER_13.0",3,15,1,0,30,0,"Crawl",0.06,300,6.8302610699999997,"Attic",0.03,80,7.76,2200,18700,200,24.98505887,2210,11.09344939,1784,30.392214490000001,0.85,91.3,91.3,91.3,91.3,0.34,0.32,0.54,40,2.7959999999999998,1,1584,160,24.80505887,0,0,"N",0,0,0.75,1,1.75,2,0.65,2151.648862,17,"Exhaust",50,1,"Standard",5,0,4.5,4.5,1,75,1.2,128,0,0,3,4,9,0.65]
["SF_2200_HZ2CZ4_cg_i2_4_ao80_zonl_","NWHZ2CZ4_3",0,0,0,69,64,74,78,1,2104.6240469999998,0,0,0,"FUR",3,15,1,0,30,1,"Crawl",0.06,300,6.8302610699999997,"Attic",0.03,80,7.76,2200,18700,200,24.98505887,2210,11.09344939,1784,30.392214490000001,0.85,91.3,91.3,91.3,91.3,0.34,0.32,0.54,40,2.7959999999999998,1,1584,160,24.80505887,0,0,"N",0,0,0.75,1,1.75,2,0.65,2151.648862,17,"Exhaust",50,1,"Standard",5,0,4.5,4.5,1,75,1.2,128,0,0,3,4,9,0.65]
["SF_2200_HZ2CZ4_cg_i2_5_ge50_gfnc_","NWHZ2CZ4_3",0,0,0,69,64,74,78,1,2104.6240469999998,0,0,0,"FUR",3,15,1,0,30,0,"Crawl",0.06,300,6.8302610699999997,"Attic",0.03,80,7.76,2200,18700,200,24.98505887,2210,11.09344939,1784,30.392214490000001,0.85,91.3,91.3,91.3,91.3,0.34,0.32,0.54,40,2.7959999999999998,1,1584,160,24.80505887,0,0,"N",0,0,0.75,1,1.75,2,0.65,2151.648862,17,"Exhaust",50,1,"Standard",5,0,4.5,4.5,1,45,1.1000000000000001,128,0,0,3,4,10,0.65]
["SF_2200_HZ2CZ4_cg_i2_5_ge50_gfac_","NWHZ2CZ4_3",0,0,0,69,64,74,78,1,2104.6240469999998,0,0,0,"FHCA",3,15,1,0,30,0,"Crawl",0.06,300,6.8302610699999997,"Attic",0.03,80,7.76,2200,18700,200,24.98505887,2210,11.09344939,1784,30.392214490000001,0.85,91.3,91.3,91.3,91.3,0.34,0.32,0.54,40,2.7959999999999998,1,1584,160,24.80505887,0,0,"N",0,0,0.75,1,1.75,2,0.65,2151.648862,17,"Exhaust",50,1,"Standard",5,0,4.5,4.5,1,45,1.1000000000000001,128,0,0,3,4,10,0.65]
["SF_2200_HZ2CZ4_cg_i2_5_ge50_efaf_","NWHZ2CZ4_3",0,0,0,69,64,74,78,1,2104.6240469999998,0,0,0,"FUR",3,15,1,0,30,0,"Crawl",0.06,300,6.8302610699999997,"Attic",0.03,80,7.76,2200,18700,200,24.98505887,2210,11.09344939,1784,30.392214490000001,0.85,91.3,91.3,91.3,91.3,0.34,0.32,0.54,40,2.7959999999999998,1,1584,160,24.80505887,0,0,"N",0,0,0.75,1,1.75,2,0.65,2151.648862,17,"Exhaust",50,1,"Standard",5,0,4.5,4.5,1,45,1.1000000000000001,128,0,0,3,4,10,0.65]
["SF_2200_HZ2CZ4_cg_i2_5_ge50_hp85_","NWHZ2CZ4_3",0,0,0,69,64,74,78,1,2104.6240469999998,0,0,0,"HSPF_8.5_SEER_13.0",3,15,1,0,30,0,"Crawl",0.06,300,6.8302610699999997,"Attic",0.03,80,7.76,2200,18700,200,24.98505887,2210,11.09344939,1784,30.392214490000001,0.85,91.3,91.3,91.3,91.3,0.34,0.32,0.54,40,2.7959999999999998,1,1584,160,24.80505887,0,0,"N",0,0,0.75,1,1.75,2,0.65,2151.648862,17,"Exhaust",50,1,"Standard",5,0,4.5,4.5,1,45,1.1000000000000001,128,0,0,3,4,10,0.65]
["SF_2200_HZ2CZ4_cg_i2_5_ge50_zonl_","NWHZ2CZ4_3",0,0,0,69,64,74,78,1,2104.6240469999998,0,0,0,"FUR",3,15,1,0,30,1,"Crawl",0.06,300,6.8302610699999997,"Attic",0.03,80,7.76,2200,18700,200,24.98505887,2210,11.09344939,1784,30.392214490000001,0.85,91.3,91.3,91.3,91.3,0.34,0.32,0.54,40,2.7959999999999998,1,1584,160,24.80505887,0,0,"N",0,0,0.75,1,1.75,2,0.65,2151.648862,17,"Exhaust",50,1,"Standard",5,0,4.5,4.5,1,45,1.1000000000000001,128,0,0,3,4,10,0.65]
["SF_2200_HZ2CZ4_cg_i2_5_ao60_gfnc_","NWHZ2CZ4_3",0,0,0,69,64,74,78,1,2104.6240469999998,0,0,0,"FUR",3,15,1,0,30,0,"Crawl",0.06,300,6.8302610699999997,"Attic",0.03,80,7.76,2200,18700,200,24.98505887,2210,11.09344939,1784,30.392214490000001,0.85,91.3,91.3,91.3,91.3,0.34,0.32,0.54,40,2.7959999999999998,1,1584,160,24.80505887,0,0,"N",0,0,0.75,1,1.75,2,0.65,2151.648862,17,"Exhaust",50,1,"Standard",5,0,4.5,4.5,1,57,1.2,128,0,0,3,4,10,0.65]
["SF_2200_HZ2CZ4_cg_i2_5_ao60_gfac_","NWHZ2CZ4_3",0,0,0,69,64,74,78,1,2104.6240469999998,0,0,0,"FHCA",3,15,1,0,30,0,"Crawl",0.06,300,6.8302610699999997,"Attic",0.03,80,7.76,2200,18700,200,24.98505887,2210,11.09344939,1784,30.392214490000001,0.85,91.3,91.3,91.3,91.3,0.34,0.32,0.54,40,2.7959999999999998,1,1584,160,24.80505887,0,0,"N",0,0,0.75,1,1.75,2,0.65,2151.648862,17,"Exhaust",50,1,"Standard",5,0,4.5,4.5,1,57,1.2,128,0,0,3,4,10,0.65]
["SF_2200_HZ2CZ4_cg_i2_5_ao60_efaf_","NWHZ2CZ4_3",0,0,0,69,64,74,78,1,2104.6240469999998,0,0,0,"FUR",3,15,1,0,30,0,"Crawl",0.06,300,6.8302610699999997,"Attic",0.03,80,7.76,2200,18700,200,24.98505887,2210,11.09344939,1784,30.392214490000001,0.85,91.3,91.3,91.3,91.3,0.34,0.32,0.54,40,2.7959999999999998,1,1584,160,24.80505887,0,0,"N",0,0,0.75,1,1.75,2,0.65,2151.648862,17,"Exhaust",50,1,"Standard",5,0,4.5,4.5,1,57,1.2,128,0,0,3,4,10,0.65]
["SF_2200_HZ2CZ4_cg_i2_5_ao60_hp85_","NWHZ2CZ4_3",0,0,0,69,64,74,78,1,2104.6240469999998,0,0,0,"HSPF_8.5_SEER_13.0",3,15,1,0,30,0,"Crawl",0.06,300,6.8302610699999997,"Attic",0.03,80,7.76,2200,18700,200,24.98505887,2210,11.09344939,1784,30.392214490000001,0.85,91.3,91.3,91.3,91.3,0.34,0.32,0.54,40,2.7959999999999998,1,1584,160,24.80505887,0,0,"N",0,0,0.75,1,1.75,2,0.65,2151.648862,17,"Exhaust",50,1,"Standard",5,0,4.5,4.5,1,57,1.2,128,0,0,3,4,10,0.65]
["SF_2200_HZ2CZ4_cg_i2_5_ao60_zonl_","NWHZ2CZ4_3",0,0,0,69,64,74,78,1,2104.6240469999998,0,0,0,"FUR",3,15,1,0,30,1,"Crawl",0.06,300,6.8302610699999997,"Attic",0.03,80,7.76,2200,18700,200,24.98505887,2210,11.09344939,1784,30.392214490000001,0.85,91.3,91.3,91.3,91.3,0.34,0.32,0.54,40,2.7959999999999998,1,1584,160,24.80505887,0,0,"N",0,0,0.75,1,1.75,2,0.65,2151.648862,17,"Exhaust",50,1,"Standard",5,0,4.5,4.5,1,57,1.2,128,0,0,3,4,10,0.65]
["SF_2200_HZ2CZ4_cg_i2_5_ao80_gfnc_","NWHZ2CZ4_3",0,0,0,69,64,74,78,1,2104.6240469999998,0,0,0,"FUR",3,15,1,0,30,0,"Crawl",0.06,300,6.8302610699999997,"Attic",0.03,80,7.76,2200,18700,200,24.98505887,2210,11.09344939,1784,30.392214490000001,0.85,91.3,91.3,91.3,91.3,0.34,0.32,0.54,40,2.7959999999999998,1,1584,160,24.80505887,0,0,"N",0,0,0.75,1,1.75,2,0.65,2151.648862,17,"Exhaust",50,1,"Standard",5,0,4.5,4.5,1,75,1.2,128,0,0,3,4,10,0.65]
["SF_2200_HZ2CZ4_cg_i2_5_ao80_gfac_","NWHZ2CZ4_3",0,0,0,69,64,74,78,1,2104.6240469999998,0,0,0,"FHCA",3,15,1,0,30,0,"Crawl",0.06,300,6.8302610699999997,"Attic",0.03,80,7.76,2200,18700,200,24.98505887,2210,11.09344939,1784,30.392214490000001,0.85,91.3,91.3,91.3,91.3,0.34,0.32,0.54,40,2.7959999999999998,1,1584,160,24.80505887,0,0,"N",0,0,0.75,1,1.75,2,0.65,2151.648862,17,"Exhaust",50,1,"Standard",5,0,4.5,4.5,1,75,1.2,128,0,0,3,4,10,0.65]
["SF_2200_HZ2CZ4_cg_i2_5_ao80_efaf_","NWHZ2CZ4_3",0,0,0,69,64,74,78,1,2104.6240469999998,0,0,0,"FUR",3,15,1,0,30,0,"Crawl",0.06,300,6.8302610699999997,"Attic",0.03,80,7.76,2200,18700,200,24.98505887,2210,11.09344939,1784,30.392214490000001,0.85,91.3,91.3,91.3,91.3,0.34,0.32,0.54,40,2.7959999999999998,1,1584,160,24.80505887,0,0,"N",0,0,0.75,1,1.75,2,0.65,2151.648862,17,"Exhaust",50,1,"Standard",5,0,4.5,4.5,1,75,1.2,128,0,0,3,4,10,0.65]
["SF_2200_HZ2CZ4_cg_i2_5_ao80_hp85_","NWHZ2CZ4_3",0,0,0,69,64,74,78,1,2104.6240469999998,0,0,0,"HSPF_8.5_SEER_13.0",3,15,1,0,30,0,"Crawl",0.06,300,6.8302610699999997,"Attic",0.03,80,7.76,2200,18700,200,24.98505887,2210,11.09344939,1784,30.392214490000001,0.85,91.3,91.3,91.3,91.3,0.34,0.32,0.54,40,2.7959999999999998,1,1584,160,24.80505887,0,0,"N",0,0,0.75,1,1.75,2,0.65,2151.648862,17,"Exhaust",50,1,"Standard",5,0,4.5,4.5,1,75,1.2,128,0,0,3,4,10,0.65]
["SF_2200_HZ2CZ4_cg_i2_5_ao80_zonl_","NWHZ2CZ4_3",0,0,0,69,64,74,78,1,2104.6240469999998,0,0,0,"FUR",3,15,1,0,30,1,"Crawl",0.06,300,6.8302610699999997,"Attic",0.03,80,7.76,2200,18700,200,24.98505887,2210,11.09344939,1784,30.392214490000001,0.85,91.3,91.3,91.3,91.3,0.34,0.32,0.54,40,2.7959999999999998,1,1584,160,24.80505887,0,0,"N",0,0,0.75,1,1.75,2,0.65,2151.648862,17,"Exhaust",50,1,"Standard",5,0,4.5,4.5,1,75,1.2,128,0,0,3,4,10,0.65]
["SF_2200_HZ3CZ4_wl_ga_1_ge50_gfnc_","NWHZ3CZ4_3",0,0,0,69,64,74,78,1,2104.6240469999998,0,0,0,"FUR",3,15,1,0,30,0,"Crawl",0.06,300,6.8302610699999997,"Attic",0.03,80,7.76,2200,18700,200,24.98505887,2210,11.09344939,1784,30.392214490000001,0.85,91.3,91.3,91.3,91.3,0.34,0.32,0.54,40,2.7959999999999998,1,1584,160,24.80505887,0,0,"N",0,0,0.75,1,1.75,2,0.65,2151.648862,17,"Exhaust",50,1,"Standard",5,0,4.5,4.5,1,45,1.1000000000000001,128,0,0,4,1,6,0]
["SF_2200_HZ3CZ4_wl_ga_1_ao60_gfnc_","NWHZ3CZ4_3",0,0,0,69,64,74,78,1,2104.6240469999998,0,0,0,"FUR",3,15,1,0,30,0,"Crawl",0.06,300,6.8302610699999997,"Attic",0.03,80,7.76,2200,18700,200,24.98505887,2210,11.09344939,1784,30.392214490000001,0.85,91.3,91.3,91.3,91.3,0.34,0.32,0.54,40,2.7959999999999998,1,1584,160,24.80505887,0,0,"N",0,0,0.75,1,1.75,2,0.65,2151.648862,17,"Exhaust",50,1,"Standard",5,0,4.5,4.5,1,57,1.2,128,0,0,4,1,6,0]
["SF_2200_HZ3CZ4_wl_ga_1_ao80_gfnc_","NWHZ3CZ4_3",0,0,0,69,64,74,78,1,2104.6240469999998,0,0,0,"FUR",3,15,1,0,30,0,"Crawl",0.06,300,6.8302610699999997,"Attic",0.03,80,7.76,2200,18700,200,24.98505887,2210,11.09344939,1784,30.392214490000001,0.85,91.3,91.3,91.3,91.3,0.34,0.32,0.54,40,2.7959999999999998,1,1584,160,24.80505887,0,0,"N",0,0,0.75,1,1.75,2,0.65,2151.648862,17,"Exhaust",50,1,"Standard",5,0,4.5,4.5,1,75,1.2,128,0,0,4,1,6,0]
["SF_2200_HZ3CZ4_wl_ga_2_ge50_gfnc_","NWHZ3CZ4_3",0,0,0,69,64,74,78,1,2104.6240469999998,0,0,0,"FUR",3,15,1,0,30,0,"Crawl",0.06,300,6.8302610699999997,"Attic",0.03,80,7.76,2200,18700,200,24.98505887,2210,11.09344939,1784,30.392214490000001,0.85,91.3,91.3,91.3,91.3,0.34,0.32,0.54,40,2.7959999999999998,1,1584,160,24.80505887,0,0,"N",0,0,0.75,1,1.75,2,0.65,2151.648862,17,"Exhaust",50,1,"Standard",5,0,4.5,4.5,1,45,1.1000000000000001,128,0,0,4,1,7,0]
["SF_2200_HZ3CZ4_wl_ga_2_ao60_gfnc_","NWHZ3CZ4_3",0,0,0,69,64,74,78,1,2104.6240469999998,0,0,0,"FUR",3,15,1,0,30,0,"Crawl",0.06,300,6.8302610699999997,"Attic",0.03,80,7.76,2200,18700,200,24.98505887,2210,11.09344939,1784,30.392214490000001,0.85,91.3,91.3,91.3,91.3,0.34,0.32,0.54,40,2.7959999999999998,1,1584,160,24.80505887,0,0,"N",0,0,0.75,1,1.75,2,0.65,2151.648862,17,"Exhaust",50,1,"Standard",5,0,4.5,4.5,1,57,1.2,128,0,0,4,1,7,0]
["SF_2200_HZ3CZ4_wl_ga_2_ao80_gfnc_","NWHZ3CZ4_3",0,0,0,69,64,74,78,1,2104.6240469999998,0,0,0,"FUR",3,15,1,0,30,0,"Crawl",0.06,300,6.8302610699999997,"Attic",0.03,80,7.76,2200,18700,200,24.98505887,2210,11.09344939,1784,30.392214490000001,0.85,91.3,91.3,91.3,91.3,0.34,0.32,0.54,40,2.7959999999999998,1,1584,160,24.80505887,0,0,"N",0,0,0.75,1,1.75,2,0.65,2151.648862,17,"Exhaust",50,1,"Standard",5,0,4.5,4.5,1,75,1.2,128,0,0,4,1,7,0]
["SF_2200_HZ3CZ4_wl_ga_3_ge50_gfnc_","NWHZ3CZ4_3",0,0,0,69,64,74,78,1,2104.6240469999998,0,0,0,"FUR",3,15,1,0,30,0,"Crawl",0.06,300,6.8302610699999997,"Attic",0.03,80,7.76,2200,18700,200,24.98505887,2210,11.09344939,1784,30.392214490000001,0.85,91.3,91.3,91.3,91.3,0.34,0.32,0.54,40,2.7959999999999998,1,1584,160,24.80505887,0,0,"N",0,0,0.75,1,1.75,2,0.65,2151.648862,17,"Exhaust",50,1,"Standard",5,0,4.5,4.5,1,45,1.1000000000000001,128,0,0,4,1,8,0]
["SF_2200_HZ3CZ4_wl_ga_3_ao60_gfnc_","NWHZ3CZ4_3",0,0,0,69,64,74,78,1,2104.6240469999998,0,0,0,"FUR",3,15,1,0,30,0,"Crawl",0.06,300,6.8302610699999997,"Attic",0.03,80,7.76,2200,18700,200,24.98505887,2210,11.09344939,1784,30.392214490000001,0.85,91.3,91.3,91.3,91.3,0.34,0.32,0.54,40,2.7959999999999998,1,1584,160,24.80505887,0,0,"N",0,0,0.75,1,1.75,2,0.65,2151.648862,17,"Exhaust",50,1,"Standard",5,0,4.5,4.5,1,57,1.2,128,0,0,4,1,8,0]
["SF_2200_HZ3CZ4_wl_ga_3_ao80_gfnc_","NWHZ3CZ4_3",0,0,0,69,64,74,78,1,2104.6240469999998,0,0,0,"FUR",3,15,1,0,30,0,"Crawl",0.06,300,6.8302610699999997,"Attic",0.03,80,7.76,2200,18700,200,24.98505887,2210,11.09344939,1784,30.392214490000001,0.85,91.3,91.3,91.3,91.3,0.34,0.32,0.54,40,2.7959999999999998,1,1584,160,24.80505887,0,0,"N",0,0,0.75,1,1.75,2,0.65,2151.648862,17,"Exhaust",50,1,"Standard",5,0,4.5,4.5,1,75,1.2,128,0,0,4,1,8,0]
["SF_2200_HZ3CZ4_wl_ga_4_ge50_gfnc_","NWHZ3CZ4_3",0,0,0,69,64,74,78,1,2104.6240469999998,0,0,0,"FUR",3,15,1,0,30,0,"Crawl",0.06,300,6.8302610699999997,"Attic",0.03,80,7.76,2200,18700,200,24.98505887,2210,11.09344939,1784,30.392214490000001,0.85,91.3,91.3,91.3,91.3,0.34,0.32,0.54,40,2.7959999999999998,1,1584,160,24.80505887,0,0,"N",0,0,0.75,1,1.75,2,0.65,2151.648862,17,"Exhaust",50,1,"Standard",5,0,4.5,4.5,1,45,1.1000000000000001,128,0,0,4,1,9,0]
["SF_2200_HZ3CZ4_wl_ga_4_ao60_gfnc_","NWHZ3CZ4_3",0,0,0,69,64,74,78,1,2104.6240469999998,0,0,0,"FUR",3,15,1,0,30,0,"Crawl",0.06,300,6.8302610699999997,"Attic",0.03,80,7.76,2200,18700,200,24.98505887,2210,11.09344939,1784,30.392214490000001,0.85,91.3,91.3,91.3,91.3,0.34,0.32,0.54,40,2.7959999999999998,1,1584,160,24.80505887,0,0,"N",0,0,0.75,1,1.75,2,0.65,2151.648862,17,"Exhaust",50,1,"Standard",5,0,4.5,4.5,1,57,1.2,128,0,0,4,1,9,0]
["SF_2200_HZ3CZ4_wl_ga_4_ao80_gfnc_","NWHZ3CZ4_3",0,0,0,69,64,74,78,1,2104.6240469999998,0,0,0,"FUR",3,15,1,0,30,0,"Crawl",0.06,300,6.8302610699999997,"Attic",0.03,80,7.76,2200,18700,200,24.98505887,2210,11.09344939,1784,30.392214490000001,0.85,91.3,91.3,91.3,91.3,0.34,0.32,0.54,40,2.7959999999999998,1,1584,160,24.80505887,0,0,"N",0,0,0.75,1,1.75,2,0.65,2151.648862,17,"Exhaust",50,1,"Standard",5,0,4.5,4.5,1,75,1.2,128,0,0,4,1,9,0]
["SF_2200_HZ3CZ4_wl_ga_5_ge50_gfnc_","NWHZ3CZ4_3",0,0,0,69,64,74,78,1,2104.6240469999998,0,0,0,"FUR",3,15,1,0,30,0,"Crawl",0.06,300,6.8302610699999997,"Attic",0.03,80,7.76,2200,18700,200,24.98505887,2210,11.09344939,1784,30.392214490000001,0.85,91.3,91.3,91.3,91.3,0.34,0.32,0.54,40,2.7959999999999998,1,1584,160,24.80505887,0,0,"N",0,0,0.75,1,1.75,2,0.65,2151.648862,17,"Exhaust",50,1,"Standard",5,0,4.5,4.5,1,45,1.1000000000000001,128,0,0,4,1,10,0]
["SF_2200_HZ3CZ4_wl_ga_5_ao60_gfnc_","NWHZ3CZ4_3",0,0,0,69,64,74,78,1,2104.6240469999998,0,0,0,"FUR",3,15,1,0,30,0,"Crawl",0.06,300,6.8302610699999997,"Attic",0.03,80,7.76,2200,18700,200,24.98505887,2210,11.09344939,1784,30.392214490000001,0.85,91.3,91.3,91.3,91.3,0.34,0.32,0.54,40,2.7959999999999998,1,1584,160,24.80505887,0,0,"N",0,0,0.75,1,1.75,2,0.65,2151.648862,17,"Exhaust",50,1,"Standard",5,0,4.5,4.5,1,57,1.2,128,0,0,4,1,10,0]
["SF_2200_HZ3CZ4_wl_ga_5_ao80_gfnc_","NWHZ3CZ4_3",0,0,0,69,64,74,78,1,2104.6240469999998,0,0,0,"FUR",3,15,1,0,30,0,"Crawl",0.06,300,6.8302610699999997,"Attic",0.03,80,7.76,2200,18700,200,24.98505887,2210,11.09344939,1784,30.392214490000001,0.85,91.3,91.3,91.3,91.3,0.34,0.32,0.54,40,2.7959999999999998,1,1584,160,24.80505887,0,0,"N",0,0,0.75,1,1.75,2,0.65,2151.648862,17,"Exhaust",50,1,"Standard",5,0,4.5,4.5,1,75,1.2,128,0,0,4,1,10,0]
["SF_2200_HZ3CZ4_wl_bm_1_ge50_gfnc_","NWHZ3CZ4_3",0,0,0,69,64,74,78,1,2104.6240469999998,0,0,0,"FUR",3,15,1,0,30,0,"Crawl",0.06,300,6.8302610699999997,"Attic",0.03,80,7.76,2200,18700,200,24.98505887,2210,11.09344939,1784,30.392214490000001,0.85,91.3,91.3,91.3,91.3,0.34,0.32,0.54,40,2.7959999999999998,1,1584,160,24.80505887,0,0,"N",0,0,0.75,1,1.75,2,0.65,2151.648862,17,"Exhaust",50,1,"Standard",5,0,4.5,4.5,1,45,1.1000000000000001,128,0,0,4,3,6,0]
["SF_2200_HZ3CZ4_wl_bm_1_ao60_gfnc_","NWHZ3CZ4_3",0,0,0,69,64,74,78,1,2104.6240469999998,0,0,0,"FUR",3,15,1,0,30,0,"Crawl",0.06,300,6.8302610699999997,"Attic",0.03,80,7.76,2200,18700,200,24.98505887,2210,11.09344939,1784,30.392214490000001,0.85,91.3,91.3,91.3,91.3,0.34,0.32,0.54,40,2.7959999999999998,1,1584,160,24.80505887,0,0,"N",0,0,0.75,1,1.75,2,0.65,2151.648862,17,"Exhaust",50,1,"Standard",5,0,4.5,4.5,1,57,1.2,128,0,0,4,3,6,0]
["SF_2200_HZ3CZ4_wl_bm_1_ao80_gfnc_","NWHZ3CZ4_3",0,0,0,69,64,74,78,1,2104.6240469999998,0,0,0,"FUR",3,15,1,0,30,0,"Crawl",0.06,300,6.8302610699999997,"Attic",0.03,80,7.76,2200,18700,200,24.98505887,2210,11.09344939,1784,30.392214490000001,0.85,91.3,91.3,91.3,91.3,0.34,0.32,0.54,40,2.7959999999999998,1,1584,160,24.80505887,0,0,"N",0,0,0.75,1,1.75,2,0.65,2151.648862,17,"Exhaust",50,1,"Standard",5,0,4.5,4.5,1,75,1.2,128,0,0,4,3,6,0]
["SF_2200_HZ3CZ4_wl_bm_2_ge50_gfnc_","NWHZ3CZ4_3",0,0,0,69,64,74,78,1,2104.6240469999998,0,0,0,"FUR",3,15,1,0,30,0,"Crawl",0.06,300,6.8302610699999997,"Attic",0.03,80,7.76,2200,18700,200,24.98505887,2210,11.09344939,1784,30.392214490000001,0.85,91.3,91.3,91.3,91.3,0.34,0.32,0.54,40,2.7959999999999998,1,1584,160,24.80505887,0,0,"N",0,0,0.75,1,1.75,2,0.65,2151.648862,17,"Exhaust",50,1,"Standard",5,0,4.5,4.5,1,45,1.1000000000000001,128,0,0,4,3,7,0]
["SF_2200_HZ3CZ4_wl_bm_2_ao60_gfnc_","NWHZ3CZ4_3",0,0,0,69,64,74,78,1,2104.6240469999998,0,0,0,"FUR",3,15,1,0,30,0,"Crawl",0.06,300,6.8302610699999997,"Attic",0.03,80,7.76,2200,18700,200,24.98505887,2210,11.09344939,1784,30.392214490000001,0.85,91.3,91.3,91.3,91.3,0.34,0.32,0.54,40,2.7959999999999998,1,1584,160,24.80505887,0,0,"N",0,0,0.75,1,1.75,2,0.65,2151.648862,17,"Exhaust",50,1,"Standard",5,0,4.5,4.5,1,57,1.2,128,0,0,4,3,7,0]
["SF_2200_HZ3CZ4_wl_bm_2_ao80_gfnc_","NWHZ3CZ4_3",0,0,0,69,64,74,78,1,2104.6240469999998,0,0,0,"FUR",3,15,1,0,30,0,"Crawl",0.06,300,6.8302610699999997,"Attic",0.03,80,7.76,2200,18700,200,24.98505887,2210,11.09344939,1784,30.392214490000001,0.85,91.3,91.3,91.3,91.3,0.34,0.32,0.54,40,2.7959999999999998,1,1584,160,24.80505887,0,0,"N",0,0,0.75,1,1.75,2,0.65,2151.648862,17,"Exhaust",50,1,"Standard",5,0,4.5,4.5,1,75,1.2,128,0,0,4,3,7,0]
["SF_2200_HZ3CZ4_wl_bm_3_ge50_gfnc_","NWHZ3CZ4_3",0,0,0,69,64,74,78,1,2104.6240469999998,0,0,0,"FUR",3,15,1,0,30,0,"Crawl",0.06,300,6.8302610699999997,"Attic",0.03,80,7.76,2200,18700,200,24.98505887,2210,11.09344939,1784,30.392214490000001,0.85,91.3,91.3,91.3,91.3,0.34,0.32,0.54,40,2.7959999999999998,1,1584,160,24.80505887,0,0,"N",0,0,0.75,1,1.75,2,0.65,2151.648862,17,"Exhaust",50,1,"Standard",5,0,4.5,4.5,1,45,1.1000000000000001,128,0,0,4,3,8,0]
["SF_2200_HZ3CZ4_wl_bm_3_ao60_gfnc_","NWHZ3CZ4_3",0,0,0,69,64,74,78,1,2104.6240469999998,0,0,0,"FUR",3,15,1,0,30,0,"Crawl",0.06,300,6.8302610699999997,"Attic",0.03,80,7.76,2200,18700,200,24.98505887,2210,11.09344939,1784,30.392214490000001,0.85,91.3,91.3,91.3,91.3,0.34,0.32,0.54,40,2.7959999999999998,1,1584,160,24.80505887,0,0,"N",0,0,0.75,1,1.75,2,0.65,2151.648862,17,"Exhaust",50,1,"Standard",5,0,4.5,4.5,1,57,1.2,128,0,0,4,3,8,0]
["SF_2200_HZ3CZ4_wl_bm_3_ao80_gfnc_","NWHZ3CZ4_3",0,0,0,69,64,74,78,1,2104.6240469999998,0,0,0,"FUR",3,15,1,0,30,0,"Crawl",0.06,300,6.8302610699999997,"Attic",0.03,80,7.76,2200,18700,200,24.98505887,2210,11.09344939,1784,30.392214490000001,0.85,91.3,91.3,91.3,91.3,0.34,0.32,0.54,40,2.7959999999999998,1,1584,160,24.80505887,0,0,"N",0,0,0.75,1,1.75,2,0.65,2151.648862,17,"Exhaust",50,1,"Standard",5,0,4.5,4.5,1,75,1.2,128,0,0,4,3,8,0]
["SF_2200_HZ3CZ4_wl_bm_4_ge50_gfnc_","NWHZ3CZ4_3",0,0,0,69,64,74,78,1,2104.6240469999998,0,0,0,"FUR",3,15,1,0,30,0,"Crawl",0.06,300,6.8302610699999997,"Attic",0.03,80,7.76,2200,18700,200,24.98505887,2210,11.09344939,1784,30.392214490000001,0.85,91.3,91.3,91.3,91.3,0.34,0.32,0.54,40,2.7959999999999998,1,1584,160,24.80505887,0,0,"N",0,0,0.75,1,1.75,2,0.65,2151.648862,17,"Exhaust",50,1,"Standard",5,0,4.5,4.5,1,45,1.1000000000000001,128,0,0,4,3,9,0]
["SF_2200_HZ3CZ4_wl_bm_4_ao60_gfnc_","NWHZ3CZ4_3",0,0,0,69,64,74,78,1,2104.6240469999998,0,0,0,"FUR",3,15,1,0,30,0,"Crawl",0.06,300,6.8302610699999997,"Attic",0.03,80,7.76,2200,18700,200,24.98505887,2210,11.09344939,1784,30.392214490000001,0.85,91.3,91.3,91.3,91.3,0.34,0.32,0.54,40,2.7959999999999998,1,1584,160,24.80505887,0,0,"N",0,0,0.75,1,1.75,2,0.65,2151.648862,17,"Exhaust",50,1,"Standard",5,0,4.5,4.5,1,57,1.2,128,0,0,4,3,9,0]
["SF_2200_HZ3CZ4_wl_bm_4_ao80_gfnc_","NWHZ3CZ4_3",0,0,0,69,64,74,78,1,2104.6240469999998,0,0,0,"FUR",3,15,1,0,30,0,"Crawl",0.06,300,6.8302610699999997,"Attic",0.03,80,7.76,2200,18700,200,24.98505887,2210,11.09344939,1784,30.392214490000001,0.85,91.3,91.3,91.3,91.3,0.34,0.32,0.54,40,2.7959999999999998,1,1584,160,24.80505887,0,0,"N",0,0,0.75,1,1.75,2,0.65,2151.648862,17,"Exhaust",50,1,"Standard",5,0,4.5,4.5,1,75,1.2,128,0,0,4,3,9,0]
["SF_2200_HZ3CZ4_wl_bm_5_ge50_gfnc_","NWHZ3CZ4_3",0,0,0,69,64,74,78,1,2104.6240469999998,0,0,0,"FUR",3,15,1,0,30,0,"Crawl",0.06,300,6.8302610699999997,"Attic",0.03,80,7.76,2200,18700,200,24.98505887,2210,11.09344939,1784,30.392214490000001,0.85,91.3,91.3,91.3,91.3,0.34,0.32,0.54,40,2.7959999999999998,1,1584,160,24.80505887,0,0,"N",0,0,0.75,1,1.75,2,0.65,2151.648862,17,"Exhaust",50,1,"Standard",5,0,4.5,4.5,1,45,1.1000000000000001,128,0,0,4,3,10,0]
["SF_2200_HZ3CZ4_wl_bm_5_ao60_gfnc_","NWHZ3CZ4_3",0,0,0,69,64,74,78,1,2104.6240469999998,0,0,0,"FUR",3,15,1,0,30,0,"Crawl",0.06,300,6.8302610699999997,"Attic",0.03,80,7.76,2200,18700,200,24.98505887,2210,11.09344939,1784,30.392214490000001,0.85,91.3,91.3,91.3,91.3,0.34,0.32,0.54,40,2.7959999999999998,1,1584,160,24.80505887,0,0,"N",0,0,0.75,1,1.75,2,0.65,2151.648862,17,"Exhaust",50,1,"Standard",5,0,4.5,4.5,1,57,1.2,128,0,0,4,3,10,0]
["SF_2200_HZ3CZ4_wl_bm_5_ao80_gfnc_","NWHZ3CZ4_3",0,0,0,69,64,74,78,1,2104.6240469999998,0,0,0,"FUR",3,15,1,0,30,0,"Crawl",0.06,300,6.8302610699999997,"Attic",0.03,80,7.76,2200,18700,200,24.98505887,2210,11.09344939,1784,30.392214490000001,0.85,91.3,91.3,91.3,91.3,0.34,0.32,0.54,40,2.7959999999999998,1,1584,160,24.80505887,0,0,"N",0,0,0.75,1,1.75,2,0.65,2151.648862,17,"Exhaust",50,1,"Standard",5,0,4.5,4.5,1,75,1.2,128,0,0,4,3,10,0]
["SF_2200_HZ3CZ4_wl_i2_1_ge50_gfnc_","NWHZ3CZ4_3",0,0,0,69,64,74,78,1,2104.6240469999998,0,0,0,"FUR",3,15,1,0,30,0,"Crawl",0.06,300,6.8302610699999997,"Attic",0.03,80,7.76,2200,18700,200,24.98505887,2210,11.09344939,1784,30.392214490000001,0.85,91.3,91.3,91.3,91.3,0.34,0.32,0.54,40,2.7959999999999998,1,1584,160,24.80505887,0,0,"N",0,0,0.75,1,1.75,2,0.65,2151.648862,17,"Exhaust",50,1,"Standard",5,0,4.5,4.5,1,45,1.1000000000000001,128,0,0,4,4,6,0.65]
["SF_2200_HZ3CZ4_wl_i2_1_ge50_gfac_","NWHZ3CZ4_3",0,0,0,69,64,74,78,1,2104.6240469999998,0,0,0,"FHCA",3,15,1,0,30,0,"Crawl",0.06,300,6.8302610699999997,"Attic",0.03,80,7.76,2200,18700,200,24.98505887,2210,11.09344939,1784,30.392214490000001,0.85,91.3,91.3,91.3,91.3,0.34,0.32,0.54,40,2.7959999999999998,1,1584,160,24.80505887,0,0,"N",0,0,0.75,1,1.75,2,0.65,2151.648862,17,"Exhaust",50,1,"Standard",5,0,4.5,4.5,1,45,1.1000000000000001,128,0,0,4,4,6,0.65]
["SF_2200_HZ3CZ4_wl_i2_1_ge50_efaf_","NWHZ3CZ4_3",0,0,0,69,64,74,78,1,2104.6240469999998,0,0,0,"FUR",3,15,1,0,30,0,"Crawl",0.06,300,6.8302610699999997,"Attic",0.03,80,7.76,2200,18700,200,24.98505887,2210,11.09344939,1784,30.392214490000001,0.85,91.3,91.3,91.3,91.3,0.34,0.32,0.54,40,2.7959999999999998,1,1584,160,24.80505887,0,0,"N",0,0,0.75,1,1.75,2,0.65,2151.648862,17,"Exhaust",50,1,"Standard",5,0,4.5,4.5,1,45,1.1000000000000001,128,0,0,4,4,6,0.65]
["SF_2200_HZ3CZ4_wl_i2_1_ge50_hp85_","NWHZ3CZ4_3",0,0,0,69,64,74,78,1,2104.6240469999998,0,0,0,"HSPF_8.5_SEER_13.0",3,15,1,0,30,0,"Crawl",0.06,300,6.8302610699999997,"Attic",0.03,80,7.76,2200,18700,200,24.98505887,2210,11.09344939,1784,30.392214490000001,0.85,91.3,91.3,91.3,91.3,0.34,0.32,0.54,40,2.7959999999999998,1,1584,160,24.80505887,0,0,"N",0,0,0.75,1,1.75,2,0.65,2151.648862,17,"Exhaust",50,1,"Standard",5,0,4.5,4.5,1,45,1.1000000000000001,128,0,0,4,4,6,0.65]
["SF_2200_HZ3CZ4_wl_i2_1_ge50_zonl_","NWHZ3CZ4_3",0,0,0,69,64,74,78,1,2104.6240469999998,0,0,0,"FUR",3,15,1,0,30,1,"Crawl",0.06,300,6.8302610699999997,"Attic",0.03,80,7.76,2200,18700,200,24.98505887,2210,11.09344939,1784,30.392214490000001,0.85,91.3,91.3,91.3,91.3,0.34,0.32,0.54,40,2.7959999999999998,1,1584,160,24.80505887,0,0,"N",0,0,0.75,1,1.75,2,0.65,2151.648862,17,"Exhaust",50,1,"Standard",5,0,4.5,4.5,1,45,1.1000000000000001,128,0,0,4,4,6,0.65]
["SF_2200_HZ3CZ4_wl_i2_1_ao60_gfnc_","NWHZ3CZ4_3",0,0,0,69,64,74,78,1,2104.6240469999998,0,0,0,"FUR",3,15,1,0,30,0,"Crawl",0.06,300,6.8302610699999997,"Attic",0.03,80,7.76,2200,18700,200,24.98505887,2210,11.09344939,1784,30.392214490000001,0.85,91.3,91.3,91.3,91.3,0.34,0.32,0.54,40,2.7959999999999998,1,1584,160,24.80505887,0,0,"N",0,0,0.75,1,1.75,2,0.65,2151.648862,17,"Exhaust",50,1,"Standard",5,0,4.5,4.5,1,57,1.2,128,0,0,4,4,6,0.65]
["SF_2200_HZ3CZ4_wl_i2_1_ao60_gfac_","NWHZ3CZ4_3",0,0,0,69,64,74,78,1,2104.6240469999998,0,0,0,"FHCA",3,15,1,0,30,0,"Crawl",0.06,300,6.8302610699999997,"Attic",0.03,80,7.76,2200,18700,200,24.98505887,2210,11.09344939,1784,30.392214490000001,0.85,91.3,91.3,91.3,91.3,0.34,0.32,0.54,40,2.7959999999999998,1,1584,160,24.80505887,0,0,"N",0,0,0.75,1,1.75,2,0.65,2151.648862,17,"Exhaust",50,1,"Standard",5,0,4.5,4.5,1,57,1.2,128,0,0,4,4,6,0.65]
["SF_2200_HZ3CZ4_wl_i2_1_ao60_efaf_","NWHZ3CZ4_3",0,0,0,69,64,74,78,1,2104.6240469999998,0,0,0,"FUR",3,15,1,0,30,0,"Crawl",0.06,300,6.8302610699999997,"Attic",0.03,80,7.76,2200,18700,200,24.98505887,2210,11.09344939,1784,30.392214490000001,0.85,91.3,91.3,91.3,91.3,0.34,0.32,0.54,40,2.7959999999999998,1,1584,160,24.80505887,0,0,"N",0,0,0.75,1,1.75,2,0.65,2151.648862,17,"Exhaust",50,1,"Standard",5,0,4.5,4.5,1,57,1.2,128,0,0,4,4,6,0.65]
["SF_2200_HZ3CZ4_wl_i2_1_ao60_hp85_","NWHZ3CZ4_3",0,0,0,69,64,74,78,1,2104.6240469999998,0,0,0,"HSPF_8.5_SEER_13.0",3,15,1,0,30,0,"Crawl",0.06,300,6.8302610699999997,"Attic",0.03,80,7.76,2200,18700,200,24.98505887,2210,11.09344939,1784,30.392214490000001,0.85,91.3,91.3,91.3,91.3,0.34,0.32,0.54,40,2.7959999999999998,1,1584,160,24.80505887,0,0,"N",0,0,0.75,1,1.75,2,0.65,2151.648862,17,"Exhaust",50,1,"Standard",5,0,4.5,4.5,1,57,1.2,128,0,0,4,4,6,0.65]
["SF_2200_HZ3CZ4_wl_i2_1_ao60_zonl_","NWHZ3CZ4_3",0,0,0,69,64,74,78,1,2104.6240469999998,0,0,0,"FUR",3,15,1,0,30,1,"Crawl",0.06,300,6.8302610699999997,"Attic",0.03,80,7.76,2200,18700,200,24.98505887,2210,11.09344939,1784,30.392214490000001,0.85,91.3,91.3,91.3,91.3,0.34,0.32,0.54,40,2.7959999999999998,1,1584,160,24.80505887,0,0,"N",0,0,0.75,1,1.75,2,0.65,2151.648862,17,"Exhaust",50,1,"Standard",5,0,4.5,4.5,1,57,1.2,128,0,0,4,4,6,0.65]
["SF_2200_HZ3CZ4_wl_i2_1_ao80_gfnc_","NWHZ3CZ4_3",0,0,0,69,64,74,78,1,2104.6240469999998,0,0,0,"FUR",3,15,1,0,30,0,"Crawl",0.06,300,6.8302610699999997,"Attic",0.03,80,7.76,2200,18700,200,24.98505887,2210,11.09344939,1784,30.392214490000001,0.85,91.3,91.3,91.3,91.3,0.34,0.32,0.54,40,2.7959999999999998,1,1584,160,24.80505887,0,0,"N",0,0,0.75,1,1.75,2,0.65,2151.648862,17,"Exhaust",50,1,"Standard",5,0,4.5,4.5,1,75,1.2,128,0,0,4,4,6,0.65]
["SF_2200_HZ3CZ4_wl_i2_1_ao80_gfac_","NWHZ3CZ4_3",0,0,0,69,64,74,78,1,2104.6240469999998,0,0,0,"FHCA",3,15,1,0,30,0,"Crawl",0.06,300,6.8302610699999997,"Attic",0.03,80,7.76,2200,18700,200,24.98505887,2210,11.09344939,1784,30.392214490000001,0.85,91.3,91.3,91.3,91.3,0.34,0.32,0.54,40,2.7959999999999998,1,1584,160,24.80505887,0,0,"N",0,0,0.75,1,1.75,2,0.65,2151.648862,17,"Exhaust",50,1,"Standard",5,0,4.5,4.5,1,75,1.2,128,0,0,4,4,6,0.65]
["SF_2200_HZ3CZ4_wl_i2_1_ao80_efaf_","NWHZ3CZ4_3",0,0,0,69,64,74,78,1,2104.6240469999998,0,0,0,"FUR",3,15,1,0,30,0,"Crawl",0.06,300,6.8302610699999997,"Attic",0.03,80,7.76,2200,18700,200,24.98505887,2210,11.09344939,1784,30.392214490000001,0.85,91.3,91.3,91.3,91.3,0.34,0.32,0.54,40,2.7959999999999998,1,1584,160,24.80505887,0,0,"N",0,0,0.75,1,1.75,2,0.65,2151.648862,17,"Exhaust",50,1,"Standard",5,0,4.5,4.5,1,75,1.2,128,0,0,4,4,6,0.65]
["SF_2200_HZ3CZ4_wl_i2_1_ao80_hp85_","NWHZ3CZ4_3",0,0,0,69,64,74,78,1,2104.6240469999998,0,0,0,"HSPF_8.5_SEER_13.0",3,15,1,0,30,0,"Crawl",0.06,300,6.8302610699999997,"Attic",0.03,80,7.76,2200,18700,200,24.98505887,2210,11.09344939,1784,30.392214490000001,0.85,91.3,91.3,91.3,91.3,0.34,0.32,0.54,40,2.7959999999999998,1,1584,160,24.80505887,0,0,"N",0,0,0.75,1,1.75,2,0.65,2151.648862,17,"Exhaust",50,1,"Standard",5,0,4.5,4.5,1,75,1.2,128,0,0,4,4,6,0.65]
["SF_2200_HZ3CZ4_wl_i2_1_ao80_zonl_","NWHZ3CZ4_3",0,0,0,69,64,74,78,1,2104.6240469999998,0,0,0,"FUR",3,15,1,0,30,1,"Crawl",0.06,300,6.8302610699999997,"Attic",0.03,80,7.76,2200,18700,200,24.98505887,2210,11.09344939,1784,30.392214490000001,0.85,91.3,91.3,91.3,91.3,0.34,0.32,0.54,40,2.7959999999999998,1,1584,160,24.80505887,0,0,"N",0,0,0.75,1,1.75,2,0.65,2151.648862,17,"Exhaust",50,1,"Standard",5,0,4.5,4.5,1,75,1.2,128,0,0,4,4,6,0.65]
["SF_2200_HZ3CZ4_wl_i2_2_ge50_gfnc_","NWHZ3CZ4_3",0,0,0,69,64,74,78,1,2104.6240469999998,0,0,0,"FUR",3,15,1,0,30,0,"Crawl",0.06,300,6.8302610699999997,"Attic",0.03,80,7.76,2200,18700,200,24.98505887,2210,11.09344939,1784,30.392214490000001,0.85,91.3,91.3,91.3,91.3,0.34,0.32,0.54,40,2.7959999999999998,1,1584,160,24.80505887,0,0,"N",0,0,0.75,1,1.75,2,0.65,2151.648862,17,"Exhaust",50,1,"Standard",5,0,4.5,4.5,1,45,1.1000000000000001,128,0,0,4,4,7,0.65]
["SF_2200_HZ3CZ4_wl_i2_2_ge50_gfac_","NWHZ3CZ4_3",0,0,0,69,64,74,78,1,2104.6240469999998,0,0,0,"FHCA",3,15,1,0,30,0,"Crawl",0.06,300,6.8302610699999997,"Attic",0.03,80,7.76,2200,18700,200,24.98505887,2210,11.09344939,1784,30.392214490000001,0.85,91.3,91.3,91.3,91.3,0.34,0.32,0.54,40,2.7959999999999998,1,1584,160,24.80505887,0,0,"N",0,0,0.75,1,1.75,2,0.65,2151.648862,17,"Exhaust",50,1,"Standard",5,0,4.5,4.5,1,45,1.1000000000000001,128,0,0,4,4,7,0.65]
["SF_2200_HZ3CZ4_wl_i2_2_ge50_efaf_","NWHZ3CZ4_3",0,0,0,69,64,74,78,1,2104.6240469999998,0,0,0,"FUR",3,15,1,0,30,0,"Crawl",0.06,300,6.8302610699999997,"Attic",0.03,80,7.76,2200,18700,200,24.98505887,2210,11.09344939,1784,30.392214490000001,0.85,91.3,91.3,91.3,91.3,0.34,0.32,0.54,40,2.7959999999999998,1,1584,160,24.80505887,0,0,"N",0,0,0.75,1,1.75,2,0.65,2151.648862,17,"Exhaust",50,1,"Standard",5,0,4.5,4.5,1,45,1.1000000000000001,128,0,0,4,4,7,0.65]
["SF_2200_HZ3CZ4_wl_i2_2_ge50_hp85_","NWHZ3CZ4_3",0,0,0,69,64,74,78,1,2104.6240469999998,0,0,0,"HSPF_8.5_SEER_13.0",3,15,1,0,30,0,"Crawl",0.06,300,6.8302610699999997,"Attic",0.03,80,7.76,2200,18700,200,24.98505887,2210,11.09344939,1784,30.392214490000001,0.85,91.3,91.3,91.3,91.3,0.34,0.32,0.54,40,2.7959999999999998,1,1584,160,24.80505887,0,0,"N",0,0,0.75,1,1.75,2,0.65,2151.648862,17,"Exhaust",50,1,"Standard",5,0,4.5,4.5,1,45,1.1000000000000001,128,0,0,4,4,7,0.65]
["SF_2200_HZ3CZ4_wl_i2_2_ge50_zonl_","NWHZ3CZ4_3",0,0,0,69,64,74,78,1,2104.6240469999998,0,0,0,"FUR",3,15,1,0,30,1,"Crawl",0.06,300,6.8302610699999997,"Attic",0.03,80,7.76,2200,18700,200,24.98505887,2210,11.09344939,1784,30.392214490000001,0.85,91.3,91.3,91.3,91.3,0.34,0.32,0.54,40,2.7959999999999998,1,1584,160,24.80505887,0,0,"N",0,0,0.75,1,1.75,2,0.65,2151.648862,17,"Exhaust",50,1,"Standard",5,0,4.5,4.5,1,45,1.1000000000000001,128,0,0,4,4,7,0.65]
["SF_2200_HZ3CZ4_wl_i2_2_ao60_gfnc_","NWHZ3CZ4_3",0,0,0,69,64,74,78,1,2104.6240469999998,0,0,0,"FUR",3,15,1,0,30,0,"Crawl",0.06,300,6.8302610699999997,"Attic",0.03,80,7.76,2200,18700,200,24.98505887,2210,11.09344939,1784,30.392214490000001,0.85,91.3,91.3,91.3,91.3,0.34,0.32,0.54,40,2.7959999999999998,1,1584,160,24.80505887,0,0,"N",0,0,0.75,1,1.75,2,0.65,2151.648862,17,"Exhaust",50,1,"Standard",5,0,4.5,4.5,1,57,1.2,128,0,0,4,4,7,0.65]
["SF_2200_HZ3CZ4_wl_i2_2_ao60_gfac_","NWHZ3CZ4_3",0,0,0,69,64,74,78,1,2104.6240469999998,0,0,0,"FHCA",3,15,1,0,30,0,"Crawl",0.06,300,6.8302610699999997,"Attic",0.03,80,7.76,2200,18700,200,24.98505887,2210,11.09344939,1784,30.392214490000001,0.85,91.3,91.3,91.3,91.3,0.34,0.32,0.54,40,2.7959999999999998,1,1584,160,24.80505887,0,0,"N",0,0,0.75,1,1.75,2,0.65,2151.648862,17,"Exhaust",50,1,"Standard",5,0,4.5,4.5,1,57,1.2,128,0,0,4,4,7,0.65]
["SF_2200_HZ3CZ4_wl_i2_2_ao60_efaf_","NWHZ3CZ4_3",0,0,0,69,64,74,78,1,2104.6240469999998,0,0,0,"FUR",3,15,1,0,30,0,"Crawl",0.06,300,6.8302610699999997,"Attic",0.03,80,7.76,2200,18700,200,24.98505887,2210,11.09344939,1784,30.392214490000001,0.85,91.3,91.3,91.3,91.3,0.34,0.32,0.54,40,2.7959999999999998,1,1584,160,24.80505887,0,0,"N",0,0,0.75,1,1.75,2,0.65,2151.648862,17,"Exhaust",50,1,"Standard",5,0,4.5,4.5,1,57,1.2,128,0,0,4,4,7,0.65]
["SF_2200_HZ3CZ4_wl_i2_2_ao60_hp85_","NWHZ3CZ4_3",0,0,0,69,64,74,78,1,2104.6240469999998,0,0,0,"HSPF_8.5_SEER_13.0",3,15,1,0,30,0,"Crawl",0.06,300,6.8302610699999997,"Attic",0.03,80,7.76,2200,18700,200,24.98505887,2210,11.09344939,1784,30.392214490000001,0.85,91.3,91.3,91.3,91.3,0.34,0.32,0.54,40,2.7959999999999998,1,1584,160,24.80505887,0,0,"N",0,0,0.75,1,1.75,2,0.65,2151.648862,17,"Exhaust",50,1,"Standard",5,0,4.5,4.5,1,57,1.2,128,0,0,4,4,7,0.65]
["SF_2200_HZ3CZ4_wl_i2_2_ao60_zonl_","NWHZ3CZ4_3",0,0,0,69,64,74,78,1,2104.6240469999998,0,0,0,"FUR",3,15,1,0,30,1,"Crawl",0.06,300,6.8302610699999997,"Attic",0.03,80,7.76,2200,18700,200,24.98505887,2210,11.09344939,1784,30.392214490000001,0.85,91.3,91.3,91.3,91.3,0.34,0.32,0.54,40,2.7959999999999998,1,1584,160,24.80505887,0,0,"N",0,0,0.75,1,1.75,2,0.65,2151.648862,17,"Exhaust",50,1,"Standard",5,0,4.5,4.5,1,57,1.2,128,0,0,4,4,7,0.65]
["SF_2200_HZ3CZ4_wl_i2_2_ao80_gfnc_","NWHZ3CZ4_3",0,0,0,69,64,74,78,1,2104.6240469999998,0,0,0,"FUR",3,15,1,0,30,0,"Crawl",0.06,300,6.8302610699999997,"Attic",0.03,80,7.76,2200,18700,200,24.98505887,2210,11.09344939,1784,30.392214490000001,0.85,91.3,91.3,91.3,91.3,0.34,0.32,0.54,40,2.7959999999999998,1,1584,160,24.80505887,0,0,"N",0,0,0.75,1,1.75,2,0.65,2151.648862,17,"Exhaust",50,1,"Standard",5,0,4.5,4.5,1,75,1.2,128,0,0,4,4,7,0.65]
["SF_2200_HZ3CZ4_wl_i2_2_ao80_gfac_","NWHZ3CZ4_3",0,0,0,69,64,74,78,1,2104.6240469999998,0,0,0,"FHCA",3,15,1,0,30,0,"Crawl",0.06,300,6.8302610699999997,"Attic",0.03,80,7.76,2200,18700,200,24.98505887,2210,11.09344939,1784,30.392214490000001,0.85,91.3,91.3,91.3,91.3,0.34,0.32,0.54,40,2.7959999999999998,1,1584,160,24.80505887,0,0,"N",0,0,0.75,1,1.75,2,0.65,2151.648862,17,"Exhaust",50,1,"Standard",5,0,4.5,4.5,1,75,1.2,128,0,0,4,4,7,0.65]
["SF_2200_HZ3CZ4_wl_i2_2_ao80_efaf_","NWHZ3CZ4_3",0,0,0,69,64,74,78,1,2104.6240469999998,0,0,0,"FUR",3,15,1,0,30,0,"Crawl",0.06,300,6.8302610699999997,"Attic",0.03,80,7.76,2200,18700,200,24.98505887,2210,11.09344939,1784,30.392214490000001,0.85,91.3,91.3,91.3,91.3,0.34,0.32,0.54,40,2.7959999999999998,1,1584,160,24.80505887,0,0,"N",0,0,0.75,1,1.75,2,0.65,2151.648862,17,"Exhaust",50,1,"Standard",5,0,4.5,4.5,1,75,1.2,128,0,0,4,4,7,0.65]
["SF_2200_HZ3CZ4_wl_i2_2_ao80_hp85_","NWHZ3CZ4_3",0,0,0,69,64,74,78,1,2104.6240469999998,0,0,0,"HSPF_8.5_SEER_13.0",3,15,1,0,30,0,"Crawl",0.06,300,6.8302610699999997,"Attic",0.03,80,7.76,2200,18700,200,24.98505887,2210,11.09344939,1784,30.392214490000001,0.85,91.3,91.3,91.3,91.3,0.34,0.32,0.54,40,2.7959999999999998,1,1584,160,24.80505887,0,0,"N",0,0,0.75,1,1.75,2,0.65,2151.648862,17,"Exhaust",50,1,"Standard",5,0,4.5,4.5,1,75,1.2,128,0,0,4,4,7,0.65]
["SF_2200_HZ3CZ4_wl_i2_2_ao80_zonl_","NWHZ3CZ4_3",0,0,0,69,64,74,78,1,2104.6240469999998,0,0,0,"FUR",3,15,1,0,30,1,"Crawl",0.06,300,6.8302610699999997,"Attic",0.03,80,7.76,2200,18700,200,24.98505887,2210,11.09344939,1784,30.392214490000001,0.85,91.3,91.3,91.3,91.3,0.34,0.32,0.54,40,2.7959999999999998,1,1584,160,24.80505887,0,0,"N",0,0,0.75,1,1.75,2,0.65,2151.648862,17,"Exhaust",50,1,"Standard",5,0,4.5,4.5,1,75,1.2,128,0,0,4,4,7,0.65]
["SF_2200_HZ3CZ4_wl_i2_3_ge50_gfnc_","NWHZ3CZ4_3",0,0,0,69,64,74,78,1,2104.6240469999998,0,0,0,"FUR",3,15,1,0,30,0,"Crawl",0.06,300,6.8302610699999997,"Attic",0.03,80,7.76,2200,18700,200,24.98505887,2210,11.09344939,1784,30.392214490000001,0.85,91.3,91.3,91.3,91.3,0.34,0.32,0.54,40,2.7959999999999998,1,1584,160,24.80505887,0,0,"N",0,0,0.75,1,1.75,2,0.65,2151.648862,17,"Exhaust",50,1,"Standard",5,0,4.5,4.5,1,45,1.1000000000000001,128,0,0,4,4,8,0.65]
["SF_2200_HZ3CZ4_wl_i2_3_ge50_gfac_","NWHZ3CZ4_3",0,0,0,69,64,74,78,1,2104.6240469999998,0,0,0,"FHCA",3,15,1,0,30,0,"Crawl",0.06,300,6.8302610699999997,"Attic",0.03,80,7.76,2200,18700,200,24.98505887,2210,11.09344939,1784,30.392214490000001,0.85,91.3,91.3,91.3,91.3,0.34,0.32,0.54,40,2.7959999999999998,1,1584,160,24.80505887,0,0,"N",0,0,0.75,1,1.75,2,0.65,2151.648862,17,"Exhaust",50,1,"Standard",5,0,4.5,4.5,1,45,1.1000000000000001,128,0,0,4,4,8,0.65]
["SF_2200_HZ3CZ4_wl_i2_3_ge50_efaf_","NWHZ3CZ4_3",0,0,0,69,64,74,78,1,2104.6240469999998,0,0,0,"FUR",3,15,1,0,30,0,"Crawl",0.06,300,6.8302610699999997,"Attic",0.03,80,7.76,2200,18700,200,24.98505887,2210,11.09344939,1784,30.392214490000001,0.85,91.3,91.3,91.3,91.3,0.34,0.32,0.54,40,2.7959999999999998,1,1584,160,24.80505887,0,0,"N",0,0,0.75,1,1.75,2,0.65,2151.648862,17,"Exhaust",50,1,"Standard",5,0,4.5,4.5,1,45,1.1000000000000001,128,0,0,4,4,8,0.65]
["SF_2200_HZ3CZ4_wl_i2_3_ge50_hp85_","NWHZ3CZ4_3",0,0,0,69,64,74,78,1,2104.6240469999998,0,0,0,"HSPF_8.5_SEER_13.0",3,15,1,0,30,0,"Crawl",0.06,300,6.8302610699999997,"Attic",0.03,80,7.76,2200,18700,200,24.98505887,2210,11.09344939,1784,30.392214490000001,0.85,91.3,91.3,91.3,91.3,0.34,0.32,0.54,40,2.7959999999999998,1,1584,160,24.80505887,0,0,"N",0,0,0.75,1,1.75,2,0.65,2151.648862,17,"Exhaust",50,1,"Standard",5,0,4.5,4.5,1,45,1.1000000000000001,128,0,0,4,4,8,0.65]
["SF_2200_HZ3CZ4_wl_i2_3_ge50_zonl_","NWHZ3CZ4_3",0,0,0,69,64,74,78,1,2104.6240469999998,0,0,0,"FUR",3,15,1,0,30,1,"Crawl",0.06,300,6.8302610699999997,"Attic",0.03,80,7.76,2200,18700,200,24.98505887,2210,11.09344939,1784,30.392214490000001,0.85,91.3,91.3,91.3,91.3,0.34,0.32,0.54,40,2.7959999999999998,1,1584,160,24.80505887,0,0,"N",0,0,0.75,1,1.75,2,0.65,2151.648862,17,"Exhaust",50,1,"Standard",5,0,4.5,4.5,1,45,1.1000000000000001,128,0,0,4,4,8,0.65]
["SF_2200_HZ3CZ4_wl_i2_3_ao60_gfnc_","NWHZ3CZ4_3",0,0,0,69,64,74,78,1,2104.6240469999998,0,0,0,"FUR",3,15,1,0,30,0,"Crawl",0.06,300,6.8302610699999997,"Attic",0.03,80,7.76,2200,18700,200,24.98505887,2210,11.09344939,1784,30.392214490000001,0.85,91.3,91.3,91.3,91.3,0.34,0.32,0.54,40,2.7959999999999998,1,1584,160,24.80505887,0,0,"N",0,0,0.75,1,1.75,2,0.65,2151.648862,17,"Exhaust",50,1,"Standard",5,0,4.5,4.5,1,57,1.2,128,0,0,4,4,8,0.65]
["SF_2200_HZ3CZ4_wl_i2_3_ao60_gfac_","NWHZ3CZ4_3",0,0,0,69,64,74,78,1,2104.6240469999998,0,0,0,"FHCA",3,15,1,0,30,0,"Crawl",0.06,300,6.8302610699999997,"Attic",0.03,80,7.76,2200,18700,200,24.98505887,2210,11.09344939,1784,30.392214490000001,0.85,91.3,91.3,91.3,91.3,0.34,0.32,0.54,40,2.7959999999999998,1,1584,160,24.80505887,0,0,"N",0,0,0.75,1,1.75,2,0.65,2151.648862,17,"Exhaust",50,1,"Standard",5,0,4.5,4.5,1,57,1.2,128,0,0,4,4,8,0.65]
["SF_2200_HZ3CZ4_wl_i2_3_ao60_efaf_","NWHZ3CZ4_3",0,0,0,69,64,74,78,1,2104.6240469999998,0,0,0,"FUR",3,15,1,0,30,0,"Crawl",0.06,300,6.8302610699999997,"Attic",0.03,80,7.76,2200,18700,200,24.98505887,2210,11.09344939,1784,30.392214490000001,0.85,91.3,91.3,91.3,91.3,0.34,0.32,0.54,40,2.7959999999999998,1,1584,160,24.80505887,0,0,"N",0,0,0.75,1,1.75,2,0.65,2151.648862,17,"Exhaust",50,1,"Standard",5,0,4.5,4.5,1,57,1.2,128,0,0,4,4,8,0.65]
["SF_2200_HZ3CZ4_wl_i2_3_ao60_hp85_","NWHZ3CZ4_3",0,0,0,69,64,74,78,1,2104.6240469999998,0,0,0,"HSPF_8.5_SEER_13.0",3,15,1,0,30,0,"Crawl",0.06,300,6.8302610699999997,"Attic",0.03,80,7.76,2200,18700,200,24.98505887,2210,11.09344939,1784,30.392214490000001,0.85,91.3,91.3,91.3,91.3,0.34,0.32,0.54,40,2.7959999999999998,1,1584,160,24.80505887,0,0,"N",0,0,0.75,1,1.75,2,0.65,2151.648862,17,"Exhaust",50,1,"Standard",5,0,4.5,4.5,1,57,1.2,128,0,0,4,4,8,0.65]
["SF_2200_HZ3CZ4_wl_i2_3_ao60_zonl_","NWHZ3CZ4_3",0,0,0,69,64,74,78,1,2104.6240469999998,0,0,0,"FUR",3,15,1,0,30,1,"Crawl",0.06,300,6.8302610699999997,"Attic",0.03,80,7.76,2200,18700,200,24.98505887,2210,11.09344939,1784,30.392214490000001,0.85,91.3,91.3,91.3,91.3,0.34,0.32,0.54,40,2.7959999999999998,1,1584,160,24.80505887,0,0,"N",0,0,0.75,1,1.75,2,0.65,2151.648862,17,"Exhaust",50,1,"Standard",5,0,4.5,4.5,1,57,1.2,128,0,0,4,4,8,0.65]
["SF_2200_HZ3CZ4_wl_i2_3_ao80_gfnc_","NWHZ3CZ4_3",0,0,0,69,64,74,78,1,2104.6240469999998,0,0,0,"FUR",3,15,1,0,30,0,"Crawl",0.06,300,6.8302610699999997,"Attic",0.03,80,7.76,2200,18700,200,24.98505887,2210,11.09344939,1784,30.392214490000001,0.85,91.3,91.3,91.3,91.3,0.34,0.32,0.54,40,2.7959999999999998,1,1584,160,24.80505887,0,0,"N",0,0,0.75,1,1.75,2,0.65,2151.648862,17,"Exhaust",50,1,"Standard",5,0,4.5,4.5,1,75,1.2,128,0,0,4,4,8,0.65]
["SF_2200_HZ3CZ4_wl_i2_3_ao80_gfac_","NWHZ3CZ4_3",0,0,0,69,64,74,78,1,2104.6240469999998,0,0,0,"FHCA",3,15,1,0,30,0,"Crawl",0.06,300,6.8302610699999997,"Attic",0.03,80,7.76,2200,18700,200,24.98505887,2210,11.09344939,1784,30.392214490000001,0.85,91.3,91.3,91.3,91.3,0.34,0.32,0.54,40,2.7959999999999998,1,1584,160,24.80505887,0,0,"N",0,0,0.75,1,1.75,2,0.65,2151.648862,17,"Exhaust",50,1,"Standard",5,0,4.5,4.5,1,75,1.2,128,0,0,4,4,8,0.65]
["SF_2200_HZ3CZ4_wl_i2_3_ao80_efaf_","NWHZ3CZ4_3",0,0,0,69,64,74,78,1,2104.6240469999998,0,0,0,"FUR",3,15,1,0,30,0,"Crawl",0.06,300,6.8302610699999997,"Attic",0.03,80,7.76,2200,18700,200,24.98505887,2210,11.09344939,1784,30.392214490000001,0.85,91.3,91.3,91.3,91.3,0.34,0.32,0.54,40,2.7959999999999998,1,1584,160,24.80505887,0,0,"N",0,0,0.75,1,1.75,2,0.65,2151.648862,17,"Exhaust",50,1,"Standard",5,0,4.5,4.5,1,75,1.2,128,0,0,4,4,8,0.65]
["SF_2200_HZ3CZ4_wl_i2_3_ao80_hp85_","NWHZ3CZ4_3",0,0,0,69,64,74,78,1,2104.6240469999998,0,0,0,"HSPF_8.5_SEER_13.0",3,15,1,0,30,0,"Crawl",0.06,300,6.8302610699999997,"Attic",0.03,80,7.76,2200,18700,200,24.98505887,2210,11.09344939,1784,30.392214490000001,0.85,91.3,91.3,91.3,91.3,0.34,0.32,0.54,40,2.7959999999999998,1,1584,160,24.80505887,0,0,"N",0,0,0.75,1,1.75,2,0.65,2151.648862,17,"Exhaust",50,1,"Standard",5,0,4.5,4.5,1,75,1.2,128,0,0,4,4,8,0.65]
["SF_2200_HZ3CZ4_wl_i2_3_ao80_zonl_","NWHZ3CZ4_3",0,0,0,69,64,74,78,1,2104.6240469999998,0,0,0,"FUR",3,15,1,0,30,1,"Crawl",0.06,300,6.8302610699999997,"Attic",0.03,80,7.76,2200,18700,200,24.98505887,2210,11.09344939,1784,30.392214490000001,0.85,91.3,91.3,91.3,91.3,0.34,0.32,0.54,40,2.7959999999999998,1,1584,160,24.80505887,0,0,"N",0,0,0.75,1,1.75,2,0.65,2151.648862,17,"Exhaust",50,1,"Standard",5,0,4.5,4.5,1,75,1.2,128,0,0,4,4,8,0.65]
["SF_2200_HZ3CZ4_wl_i2_4_ge50_gfnc_","NWHZ3CZ4_3",0,0,0,69,64,74,78,1,2104.6240469999998,0,0,0,"FUR",3,15,1,0,30,0,"Crawl",0.06,300,6.8302610699999997,"Attic",0.03,80,7.76,2200,18700,200,24.98505887,2210,11.09344939,1784,30.392214490000001,0.85,91.3,91.3,91.3,91.3,0.34,0.32,0.54,40,2.7959999999999998,1,1584,160,24.80505887,0,0,"N",0,0,0.75,1,1.75,2,0.65,2151.648862,17,"Exhaust",50,1,"Standard",5,0,4.5,4.5,1,45,1.1000000000000001,128,0,0,4,4,9,0.65]
["SF_2200_HZ3CZ4_wl_i2_4_ge50_gfac_","NWHZ3CZ4_3",0,0,0,69,64,74,78,1,2104.6240469999998,0,0,0,"FHCA",3,15,1,0,30,0,"Crawl",0.06,300,6.8302610699999997,"Attic",0.03,80,7.76,2200,18700,200,24.98505887,2210,11.09344939,1784,30.392214490000001,0.85,91.3,91.3,91.3,91.3,0.34,0.32,0.54,40,2.7959999999999998,1,1584,160,24.80505887,0,0,"N",0,0,0.75,1,1.75,2,0.65,2151.648862,17,"Exhaust",50,1,"Standard",5,0,4.5,4.5,1,45,1.1000000000000001,128,0,0,4,4,9,0.65]
["SF_2200_HZ3CZ4_wl_i2_4_ge50_efaf_","NWHZ3CZ4_3",0,0,0,69,64,74,78,1,2104.6240469999998,0,0,0,"FUR",3,15,1,0,30,0,"Crawl",0.06,300,6.8302610699999997,"Attic",0.03,80,7.76,2200,18700,200,24.98505887,2210,11.09344939,1784,30.392214490000001,0.85,91.3,91.3,91.3,91.3,0.34,0.32,0.54,40,2.7959999999999998,1,1584,160,24.80505887,0,0,"N",0,0,0.75,1,1.75,2,0.65,2151.648862,17,"Exhaust",50,1,"Standard",5,0,4.5,4.5,1,45,1.1000000000000001,128,0,0,4,4,9,0.65]
["SF_2200_HZ3CZ4_wl_i2_4_ge50_hp85_","NWHZ3CZ4_3",0,0,0,69,64,74,78,1,2104.6240469999998,0,0,0,"HSPF_8.5_SEER_13.0",3,15,1,0,30,0,"Crawl",0.06,300,6.8302610699999997,"Attic",0.03,80,7.76,2200,18700,200,24.98505887,2210,11.09344939,1784,30.392214490000001,0.85,91.3,91.3,91.3,91.3,0.34,0.32,0.54,40,2.7959999999999998,1,1584,160,24.80505887,0,0,"N",0,0,0.75,1,1.75,2,0.65,2151.648862,17,"Exhaust",50,1,"Standard",5,0,4.5,4.5,1,45,1.1000000000000001,128,0,0,4,4,9,0.65]
["SF_2200_HZ3CZ4_wl_i2_4_ge50_zonl_","NWHZ3CZ4_3",0,0,0,69,64,74,78,1,2104.6240469999998,0,0,0,"FUR",3,15,1,0,30,1,"Crawl",0.06,300,6.8302610699999997,"Attic",0.03,80,7.76,2200,18700,200,24.98505887,2210,11.09344939,1784,30.392214490000001,0.85,91.3,91.3,91.3,91.3,0.34,0.32,0.54,40,2.7959999999999998,1,1584,160,24.80505887,0,0,"N",0,0,0.75,1,1.75,2,0.65,2151.648862,17,"Exhaust",50,1,"Standard",5,0,4.5,4.5,1,45,1.1000000000000001,128,0,0,4,4,9,0.65]
["SF_2200_HZ3CZ4_wl_i2_4_ao60_gfnc_","NWHZ3CZ4_3",0,0,0,69,64,74,78,1,2104.6240469999998,0,0,0,"FUR",3,15,1,0,30,0,"Crawl",0.06,300,6.8302610699999997,"Attic",0.03,80,7.76,2200,18700,200,24.98505887,2210,11.09344939,1784,30.392214490000001,0.85,91.3,91.3,91.3,91.3,0.34,0.32,0.54,40,2.7959999999999998,1,1584,160,24.80505887,0,0,"N",0,0,0.75,1,1.75,2,0.65,2151.648862,17,"Exhaust",50,1,"Standard",5,0,4.5,4.5,1,57,1.2,128,0,0,4,4,9,0.65]
["SF_2200_HZ3CZ4_wl_i2_4_ao60_gfac_","NWHZ3CZ4_3",0,0,0,69,64,74,78,1,2104.6240469999998,0,0,0,"FHCA",3,15,1,0,30,0,"Crawl",0.06,300,6.8302610699999997,"Attic",0.03,80,7.76,2200,18700,200,24.98505887,2210,11.09344939,1784,30.392214490000001,0.85,91.3,91.3,91.3,91.3,0.34,0.32,0.54,40,2.7959999999999998,1,1584,160,24.80505887,0,0,"N",0,0,0.75,1,1.75,2,0.65,2151.648862,17,"Exhaust",50,1,"Standard",5,0,4.5,4.5,1,57,1.2,128,0,0,4,4,9,0.65]
["SF_2200_HZ3CZ4_wl_i2_4_ao60_efaf_","NWHZ3CZ4_3",0,0,0,69,64,74,78,1,2104.6240469999998,0,0,0,"FUR",3,15,1,0,30,0,"Crawl",0.06,300,6.8302610699999997,"Attic",0.03,80,7.76,2200,18700,200,24.98505887,2210,11.09344939,1784,30.392214490000001,0.85,91.3,91.3,91.3,91.3,0.34,0.32,0.54,40,2.7959999999999998,1,1584,160,24.80505887,0,0,"N",0,0,0.75,1,1.75,2,0.65,2151.648862,17,"Exhaust",50,1,"Standard",5,0,4.5,4.5,1,57,1.2,128,0,0,4,4,9,0.65]
["SF_2200_HZ3CZ4_wl_i2_4_ao60_hp85_","NWHZ3CZ4_3",0,0,0,69,64,74,78,1,2104.6240469999998,0,0,0,"HSPF_8.5_SEER_13.0",3,15,1,0,30,0,"Crawl",0.06,300,6.8302610699999997,"Attic",0.03,80,7.76,2200,18700,200,24.98505887,2210,11.09344939,1784,30.392214490000001,0.85,91.3,91.3,91.3,91.3,0.34,0.32,0.54,40,2.7959999999999998,1,1584,160,24.80505887,0,0,"N",0,0,0.75,1,1.75,2,0.65,2151.648862,17,"Exhaust",50,1,"Standard",5,0,4.5,4.5,1,57,1.2,128,0,0,4,4,9,0.65]
["SF_2200_HZ3CZ4_wl_i2_4_ao60_zonl_","NWHZ3CZ4_3",0,0,0,69,64,74,78,1,2104.6240469999998,0,0,0,"FUR",3,15,1,0,30,1,"Crawl",0.06,300,6.8302610699999997,"Attic",0.03,80,7.76,2200,18700,200,24.98505887,2210,11.09344939,1784,30.392214490000001,0.85,91.3,91.3,91.3,91.3,0.34,0.32,0.54,40,2.7959999999999998,1,1584,160,24.80505887,0,0,"N",0,0,0.75,1,1.75,2,0.65,2151.648862,17,"Exhaust",50,1,"Standard",5,0,4.5,4.5,1,57,1.2,128,0,0,4,4,9,0.65]
["SF_2200_HZ3CZ4_wl_i2_4_ao80_gfnc_","NWHZ3CZ4_3",0,0,0,69,64,74,78,1,2104.6240469999998,0,0,0,"FUR",3,15,1,0,30,0,"Crawl",0.06,300,6.8302610699999997,"Attic",0.03,80,7.76,2200,18700,200,24.98505887,2210,11.09344939,1784,30.392214490000001,0.85,91.3,91.3,91.3,91.3,0.34,0.32,0.54,40,2.7959999999999998,1,1584,160,24.80505887,0,0,"N",0,0,0.75,1,1.75,2,0.65,2151.648862,17,"Exhaust",50,1,"Standard",5,0,4.5,4.5,1,75,1.2,128,0,0,4,4,9,0.65]
["SF_2200_HZ3CZ4_wl_i2_4_ao80_gfac_","NWHZ3CZ4_3",0,0,0,69,64,74,78,1,2104.6240469999998,0,0,0,"FHCA",3,15,1,0,30,0,"Crawl",0.06,300,6.8302610699999997,"Attic",0.03,80,7.76,2200,18700,200,24.98505887,2210,11.09344939,1784,30.392214490000001,0.85,91.3,91.3,91.3,91.3,0.34,0.32,0.54,40,2.7959999999999998,1,1584,160,24.80505887,0,0,"N",0,0,0.75,1,1.75,2,0.65,2151.648862,17,"Exhaust",50,1,"Standard",5,0,4.5,4.5,1,75,1.2,128,0,0,4,4,9,0.65]
["SF_2200_HZ3CZ4_wl_i2_4_ao80_efaf_","NWHZ3CZ4_3",0,0,0,69,64,74,78,1,2104.6240469999998,0,0,0,"FUR",3,15,1,0,30,0,"Crawl",0.06,300,6.8302610699999997,"Attic",0.03,80,7.76,2200,18700,200,24.98505887,2210,11.09344939,1784,30.392214490000001,0.85,91.3,91.3,91.3,91.3,0.34,0.32,0.54,40,2.7959999999999998,1,1584,160,24.80505887,0,0,"N",0,0,0.75,1,1.75,2,0.65,2151.648862,17,"Exhaust",50,1,"Standard",5,0,4.5,4.5,1,75,1.2,128,0,0,4,4,9,0.65]
["SF_2200_HZ3CZ4_wl_i2_4_ao80_hp85_","NWHZ3CZ4_3",0,0,0,69,64,74,78,1,2104.6240469999998,0,0,0,"HSPF_8.5_SEER_13.0",3,15,1,0,30,0,"Crawl",0.06,300,6.8302610699999997,"Attic",0.03,80,7.76,2200,18700,200,24.98505887,2210,11.09344939,1784,30.392214490000001,0.85,91.3,91.3,91.3,91.3,0.34,0.32,0.54,40,2.7959999999999998,1,1584,160,24.80505887,0,0,"N",0,0,0.75,1,1.75,2,0.65,2151.648862,17,"Exhaust",50,1,"Standard",5,0,4.5,4.5,1,75,1.2,128,0,0,4,4,9,0.65]
["SF_2200_HZ3CZ4_wl_i2_4_ao80_zonl_","NWHZ3CZ4_3",0,0,0,69,64,74,78,1,2104.6240469999998,0,0,0,"FUR",3,15,1,0,30,1,"Crawl",0.06,300,6.8302610699999997,"Attic",0.03,80,7.76,2200,18700,200,24.98505887,2210,11.09344939,1784,30.392214490000001,0.85,91.3,91.3,91.3,91.3,0.34,0.32,0.54,40,2.7959999999999998,1,1584,160,24.80505887,0,0,"N",0,0,0.75,1,1.75,2,0.65,2151.648862,17,"Exhaust",50,1,"Standard",5,0,4.5,4.5,1,75,1.2,128,0,0,4,4,9,0.65]
["SF_2200_HZ3CZ4_wl_i2_5_ge50_gfnc_","NWHZ3CZ4_3",0,0,0,69,64,74,78,1,2104.6240469999998,0,0,0,"FUR",3,15,1,0,30,0,"Crawl",0.06,300,6.8302610699999997,"Attic",0.03,80,7.76,2200,18700,200,24.98505887,2210,11.09344939,1784,30.392214490000001,0.85,91.3,91.3,91.3,91.3,0.34,0.32,0.54,40,2.7959999999999998,1,1584,160,24.80505887,0,0,"N",0,0,0.75,1,1.75,2,0.65,2151.648862,17,"Exhaust",50,1,"Standard",5,0,4.5,4.5,1,45,1.1000000000000001,128,0,0,4,4,10,0.65]
["SF_2200_HZ3CZ4_wl_i2_5_ge50_gfac_","NWHZ3CZ4_3",0,0,0,69,64,74,78,1,2104.6240469999998,0,0,0,"FHCA",3,15,1,0,30,0,"Crawl",0.06,300,6.8302610699999997,"Attic",0.03,80,7.76,2200,18700,200,24.98505887,2210,11.09344939,1784,30.392214490000001,0.85,91.3,91.3,91.3,91.3,0.34,0.32,0.54,40,2.7959999999999998,1,1584,160,24.80505887,0,0,"N",0,0,0.75,1,1.75,2,0.65,2151.648862,17,"Exhaust",50,1,"Standard",5,0,4.5,4.5,1,45,1.1000000000000001,128,0,0,4,4,10,0.65]
["SF_2200_HZ3CZ4_wl_i2_5_ge50_efaf_","NWHZ3CZ4_3",0,0,0,69,64,74,78,1,2104.6240469999998,0,0,0,"FUR",3,15,1,0,30,0,"Crawl",0.06,300,6.8302610699999997,"Attic",0.03,80,7.76,2200,18700,200,24.98505887,2210,11.09344939,1784,30.392214490000001,0.85,91.3,91.3,91.3,91.3,0.34,0.32,0.54,40,2.7959999999999998,1,1584,160,24.80505887,0,0,"N",0,0,0.75,1,1.75,2,0.65,2151.648862,17,"Exhaust",50,1,"Standard",5,0,4.5,4.5,1,45,1.1000000000000001,128,0,0,4,4,10,0.65]
["SF_2200_HZ3CZ4_wl_i2_5_ge50_hp85_","NWHZ3CZ4_3",0,0,0,69,64,74,78,1,2104.6240469999998,0,0,0,"HSPF_8.5_SEER_13.0",3,15,1,0,30,0,"Crawl",0.06,300,6.8302610699999997,"Attic",0.03,80,7.76,2200,18700,200,24.98505887,2210,11.09344939,1784,30.392214490000001,0.85,91.3,91.3,91.3,91.3,0.34,0.32,0.54,40,2.7959999999999998,1,1584,160,24.80505887,0,0,"N",0,0,0.75,1,1.75,2,0.65,2151.648862,17,"Exhaust",50,1,"Standard",5,0,4.5,4.5,1,45,1.1000000000000001,128,0,0,4,4,10,0.65]
["SF_2200_HZ3CZ4_wl_i2_5_ge50_zonl_","NWHZ3CZ4_3",0,0,0,69,64,74,78,1,2104.6240469999998,0,0,0,"FUR",3,15,1,0,30,1,"Crawl",0.06,300,6.8302610699999997,"Attic",0.03,80,7.76,2200,18700,200,24.98505887,2210,11.09344939,1784,30.392214490000001,0.85,91.3,91.3,91.3,91.3,0.34,0.32,0.54,40,2.7959999999999998,1,1584,160,24.80505887,0,0,"N",0,0,0.75,1,1.75,2,0.65,2151.648862,17,"Exhaust",50,1,"Standard",5,0,4.5,4.5,1,45,1.1000000000000001,128,0,0,4,4,10,0.65]
["SF_2200_HZ3CZ4_wl_i2_5_ao60_gfnc_","NWHZ3CZ4_3",0,0,0,69,64,74,78,1,2104.6240469999998,0,0,0,"FUR",3,15,1,0,30,0,"Crawl",0.06,300,6.8302610699999997,"Attic",0.03,80,7.76,2200,18700,200,24.98505887,2210,11.09344939,1784,30.392214490000001,0.85,91.3,91.3,91.3,91.3,0.34,0.32,0.54,40,2.7959999999999998,1,1584,160,24.80505887,0,0,"N",0,0,0.75,1,1.75,2,0.65,2151.648862,17,"Exhaust",50,1,"Standard",5,0,4.5,4.5,1,57,1.2,128,0,0,4,4,10,0.65]
["SF_2200_HZ3CZ4_wl_i2_5_ao60_gfac_","NWHZ3CZ4_3",0,0,0,69,64,74,78,1,2104.6240469999998,0,0,0,"FHCA",3,15,1,0,30,0,"Crawl",0.06,300,6.8302610699999997,"Attic",0.03,80,7.76,2200,18700,200,24.98505887,2210,11.09344939,1784,30.392214490000001,0.85,91.3,91.3,91.3,91.3,0.34,0.32,0.54,40,2.7959999999999998,1,1584,160,24.80505887,0,0,"N",0,0,0.75,1,1.75,2,0.65,2151.648862,17,"Exhaust",50,1,"Standard",5,0,4.5,4.5,1,57,1.2,128,0,0,4,4,10,0.65]
["SF_2200_HZ3CZ4_wl_i2_5_ao60_efaf_","NWHZ3CZ4_3",0,0,0,69,64,74,78,1,2104.6240469999998,0,0,0,"FUR",3,15,1,0,30,0,"Crawl",0.06,300,6.8302610699999997,"Attic",0.03,80,7.76,2200,18700,200,24.98505887,2210,11.09344939,1784,30.392214490000001,0.85,91.3,91.3,91.3,91.3,0.34,0.32,0.54,40,2.7959999999999998,1,1584,160,24.80505887,0,0,"N",0,0,0.75,1,1.75,2,0.65,2151.648862,17,"Exhaust",50,1,"Standard",5,0,4.5,4.5,1,57,1.2,128,0,0,4,4,10,0.65]
["SF_2200_HZ3CZ4_wl_i2_5_ao60_hp85_","NWHZ3CZ4_3",0,0,0,69,64,74,78,1,2104.6240469999998,0,0,0,"HSPF_8.5_SEER_13.0",3,15,1,0,30,0,"Crawl",0.06,300,6.8302610699999997,"Attic",0.03,80,7.76,2200,18700,200,24.98505887,2210,11.09344939,1784,30.392214490000001,0.85,91.3,91.3,91.3,91.3,0.34,0.32,0.54,40,2.7959999999999998,1,1584,160,24.80505887,0,0,"N",0,0,0.75,1,1.75,2,0.65,2151.648862,17,"Exhaust",50,1,"Standard",5,0,4.5,4.5,1,57,1.2,128,0,0,4,4,10,0.65]
["SF_2200_HZ3CZ4_wl_i2_5_ao60_zonl_","NWHZ3CZ4_3",0,0,0,69,64,74,78,1,2104.6240469999998,0,0,0,"FUR",3,15,1,0,30,1,"Crawl",0.06,300,6.8302610699999997,"Attic",0.03,80,7.76,2200,18700,200,24.98505887,2210,11.09344939,1784,30.392214490000001,0.85,91.3,91.3,91.3,91.3,0.34,0.32,0.54,40,2.7959999999999998,1,1584,160,24.80505887,0,0,"N",0,0,0.75,1,1.75,2,0.65,2151.648862,17,"Exhaust",50,1,"Standard",5,0,4.5,4.5,1,57,1.2,128,0,0,4,4,10,0.65]
["SF_2200_HZ3CZ4_wl_i2_5_ao80_gfnc_","NWHZ3CZ4_3",0,0,0,69,64,74,78,1,2104.6240469999998,0,0,0,"FUR",3,15,1,0,30,0,"Crawl",0.06,300,6.8302610699999997,"Attic",0.03,80,7.76,2200,18700,200,24.98505887,2210,11.09344939,1784,30.392214490000001,0.85,91.3,91.3,91.3,91.3,0.34,0.32,0.54,40,2.7959999999999998,1,1584,160,24.80505887,0,0,"N",0,0,0.75,1,1.75,2,0.65,2151.648862,17,"Exhaust",50,1,"Standard",5,0,4.5,4.5,1,75,1.2,128,0,0,4,4,10,0.65]
["SF_2200_HZ3CZ4_wl_i2_5_ao80_gfac_","NWHZ3CZ4_3",0,0,0,69,64,74,78,1,2104.6240469999998,0,0,0,"FHCA",3,15,1,0,30,0,"Crawl",0.06,300,6.8302610699999997,"Attic",0.03,80,7.76,2200,18700,200,24.98505887,2210,11.09344939,1784,30.392214490000001,0.85,91.3,91.3,91.3,91.3,0.34,0.32,0.54,40,2.7959999999999998,1,1584,160,24.80505887,0,0,"N",0,0,0.75,1,1.75,2,0.65,2151.648862,17,"Exhaust",50,1,"Standard",5,0,4.5,4.5,1,75,1.2,128,0,0,4,4,10,0.65]
["SF_2200_HZ3CZ4_wl_i2_5_ao80_efaf_","NWHZ3CZ4_3",0,0,0,69,64,74,78,1,2104.6240469999998,0,0,0,"FUR",3,15,1,0,30,0,"Crawl",0.06,300,6.8302610699999997,"Attic",0.03,80,7.76,2200,18700,200,24.98505887,2210,11.09344939,1784,30.392214490000001,0.85,91.3,91.3,91.3,91.3,0.34,0.32,0.54,40,2.7959999999999998,1,1584,160,24.80505887,0,0,"N",0,0,0.75,1,1.75,2,0.65,2151.648862,17,"Exhaust",50,1,"Standard",5,0,4.5,4.5,1,75,1.2,128,0,0,4,4,10,0.65]
["SF_2200_HZ3CZ4_wl_i2_5_ao80_hp85_","NWHZ3CZ4_3",0,0,0,69,64,74,78,1,2104.6240469999998,0,0,0,"HSPF_8.5_SEER_13.0",3,15,1,0,30,0,"Crawl",0.06,300,6.8302610699999997,"Attic",0.03,80,7.76,2200,18700,200,24.98505887,2210,11.09344939,1784,30.392214490000001,0.85,91.3,91.3,91.3,91.3,0.34,0.32,0.54,40,2.7959999999999998,1,1584,160,24.80505887,0,0,"N",0,0,0.75,1,1.75,2,0.65,2151.648862,17,"Exhaust",50,1,"Standard",5,0,4.5,4.5,1,75,1.2,128,0,0,4,4,10,0.65]
["SF_2200_HZ3CZ4_wl_i2_5_ao80_zonl_","NWHZ3CZ4_3",0,0,0,69,64,74,78,1,2104.6240469999998,0,0,0,"FUR",3,15,1,0,30,1,"Crawl",0.06,300,6.8302610699999997,"Attic",0.03,80,7.76,2200,18700,200,24.98505887,2210,11.09344939,1784,30.392214490000001,0.85,91.3,91.3,91.3,91.3,0.34,0.32,0.54,40,2.7959999999999998,1,1584,160,24.80505887,0,0,"N",0,0,0.75,1,1.75,2,0.65,2151.648862,17,"Exhaust",50,1,"Standard",5,0,4.5,4.5,1,75,1.2,128,0,0,4,4,10,0.65]
["SF_2200_HZ1CZ4_cs_ga_1_ge50_gfnc_","NWHZ1CZ4_3",0,0,0,69,64,74,78,1,2104.6240469999998,0,0,0,"FUR",3,15,1,0,30,0,"Crawl",0.06,300,6.8302610699999997,"Attic",0.03,80,7.76,2200,18700,200,24.98505887,2210,11.09344939,1784,30.392214490000001,0.85,91.3,91.3,91.3,91.3,0.34,0.32,0.54,40,2.7959999999999998,1,1584,160,24.80505887,0,0,"N",0,0,0.75,1,1.75,2,0.65,2151.648862,17,"Exhaust",50,1,"Standard",5,0,4.5,4.5,1,45,1.1000000000000001,120,0,0,1,1,6,0]
["SF_2200_HZ1CZ4_cs_ga_1_ao60_gfnc_","NWHZ1CZ4_3",0,0,0,69,64,74,78,1,2104.6240469999998,0,0,0,"FUR",3,15,1,0,30,0,"Crawl",0.06,300,6.8302610699999997,"Attic",0.03,80,7.76,2200,18700,200,24.98505887,2210,11.09344939,1784,30.392214490000001,0.85,91.3,91.3,91.3,91.3,0.34,0.32,0.54,40,2.7959999999999998,1,1584,160,24.80505887,0,0,"N",0,0,0.75,1,1.75,2,0.65,2151.648862,17,"Exhaust",50,1,"Standard",5,0,4.5,4.5,1,57,1.2,120,0,0,1,1,6,0]
["SF_2200_HZ1CZ4_cs_ga_1_ao80_gfnc_","NWHZ1CZ4_3",0,0,0,69,64,74,78,1,2104.6240469999998,0,0,0,"FUR",3,15,1,0,30,0,"Crawl",0.06,300,6.8302610699999997,"Attic",0.03,80,7.76,2200,18700,200,24.98505887,2210,11.09344939,1784,30.392214490000001,0.85,91.3,91.3,91.3,91.3,0.34,0.32,0.54,40,2.7959999999999998,1,1584,160,24.80505887,0,0,"N",0,0,0.75,1,1.75,2,0.65,2151.648862,17,"Exhaust",50,1,"Standard",5,0,4.5,4.5,1,75,1.2,120,0,0,1,1,6,0]
["SF_2200_HZ1CZ4_cs_ga_2_ge50_gfnc_","NWHZ1CZ4_3",0,0,0,69,64,74,78,1,2104.6240469999998,0,0,0,"FUR",3,15,1,0,30,0,"Crawl",0.06,300,6.8302610699999997,"Attic",0.03,80,7.76,2200,18700,200,24.98505887,2210,11.09344939,1784,30.392214490000001,0.85,91.3,91.3,91.3,91.3,0.34,0.32,0.54,40,2.7959999999999998,1,1584,160,24.80505887,0,0,"N",0,0,0.75,1,1.75,2,0.65,2151.648862,17,"Exhaust",50,1,"Standard",5,0,4.5,4.5,1,45,1.1000000000000001,120,0,0,1,1,7,0]
["SF_2200_HZ1CZ4_cs_ga_2_ao60_gfnc_","NWHZ1CZ4_3",0,0,0,69,64,74,78,1,2104.6240469999998,0,0,0,"FUR",3,15,1,0,30,0,"Crawl",0.06,300,6.8302610699999997,"Attic",0.03,80,7.76,2200,18700,200,24.98505887,2210,11.09344939,1784,30.392214490000001,0.85,91.3,91.3,91.3,91.3,0.34,0.32,0.54,40,2.7959999999999998,1,1584,160,24.80505887,0,0,"N",0,0,0.75,1,1.75,2,0.65,2151.648862,17,"Exhaust",50,1,"Standard",5,0,4.5,4.5,1,57,1.2,120,0,0,1,1,7,0]
["SF_2200_HZ1CZ4_cs_ga_2_ao80_gfnc_","NWHZ1CZ4_3",0,0,0,69,64,74,78,1,2104.6240469999998,0,0,0,"FUR",3,15,1,0,30,0,"Crawl",0.06,300,6.8302610699999997,"Attic",0.03,80,7.76,2200,18700,200,24.98505887,2210,11.09344939,1784,30.392214490000001,0.85,91.3,91.3,91.3,91.3,0.34,0.32,0.54,40,2.7959999999999998,1,1584,160,24.80505887,0,0,"N",0,0,0.75,1,1.75,2,0.65,2151.648862,17,"Exhaust",50,1,"Standard",5,0,4.5,4.5,1,75,1.2,120,0,0,1,1,7,0]
["SF_2200_HZ1CZ4_cs_ga_3_ge50_gfnc_","NWHZ1CZ4_3",0,0,0,69,64,74,78,1,2104.6240469999998,0,0,0,"FUR",3,15,1,0,30,0,"Crawl",0.06,300,6.8302610699999997,"Attic",0.03,80,7.76,2200,18700,200,24.98505887,2210,11.09344939,1784,30.392214490000001,0.85,91.3,91.3,91.3,91.3,0.34,0.32,0.54,40,2.7959999999999998,1,1584,160,24.80505887,0,0,"N",0,0,0.75,1,1.75,2,0.65,2151.648862,17,"Exhaust",50,1,"Standard",5,0,4.5,4.5,1,45,1.1000000000000001,120,0,0,1,1,8,0]
["SF_2200_HZ1CZ4_cs_ga_3_ao60_gfnc_","NWHZ1CZ4_3",0,0,0,69,64,74,78,1,2104.6240469999998,0,0,0,"FUR",3,15,1,0,30,0,"Crawl",0.06,300,6.8302610699999997,"Attic",0.03,80,7.76,2200,18700,200,24.98505887,2210,11.09344939,1784,30.392214490000001,0.85,91.3,91.3,91.3,91.3,0.34,0.32,0.54,40,2.7959999999999998,1,1584,160,24.80505887,0,0,"N",0,0,0.75,1,1.75,2,0.65,2151.648862,17,"Exhaust",50,1,"Standard",5,0,4.5,4.5,1,57,1.2,120,0,0,1,1,8,0]
["SF_2200_HZ1CZ4_cs_ga_3_ao80_gfnc_","NWHZ1CZ4_3",0,0,0,69,64,74,78,1,2104.6240469999998,0,0,0,"FUR",3,15,1,0,30,0,"Crawl",0.06,300,6.8302610699999997,"Attic",0.03,80,7.76,2200,18700,200,24.98505887,2210,11.09344939,1784,30.392214490000001,0.85,91.3,91.3,91.3,91.3,0.34,0.32,0.54,40,2.7959999999999998,1,1584,160,24.80505887,0,0,"N",0,0,0.75,1,1.75,2,0.65,2151.648862,17,"Exhaust",50,1,"Standard",5,0,4.5,4.5,1,75,1.2,120,0,0,1,1,8,0]
["SF_2200_HZ1CZ4_cs_ga_4_ge50_gfnc_","NWHZ1CZ4_3",0,0,0,69,64,74,78,1,2104.6240469999998,0,0,0,"FUR",3,15,1,0,30,0,"Crawl",0.06,300,6.8302610699999997,"Attic",0.03,80,7.76,2200,18700,200,24.98505887,2210,11.09344939,1784,30.392214490000001,0.85,91.3,91.3,91.3,91.3,0.34,0.32,0.54,40,2.7959999999999998,1,1584,160,24.80505887,0,0,"N",0,0,0.75,1,1.75,2,0.65,2151.648862,17,"Exhaust",50,1,"Standard",5,0,4.5,4.5,1,45,1.1000000000000001,120,0,0,1,1,9,0]
["SF_2200_HZ1CZ4_cs_ga_4_ao60_gfnc_","NWHZ1CZ4_3",0,0,0,69,64,74,78,1,2104.6240469999998,0,0,0,"FUR",3,15,1,0,30,0,"Crawl",0.06,300,6.8302610699999997,"Attic",0.03,80,7.76,2200,18700,200,24.98505887,2210,11.09344939,1784,30.392214490000001,0.85,91.3,91.3,91.3,91.3,0.34,0.32,0.54,40,2.7959999999999998,1,1584,160,24.80505887,0,0,"N",0,0,0.75,1,1.75,2,0.65,2151.648862,17,"Exhaust",50,1,"Standard",5,0,4.5,4.5,1,57,1.2,120,0,0,1,1,9,0]
["SF_2200_HZ1CZ4_cs_ga_4_ao80_gfnc_","NWHZ1CZ4_3",0,0,0,69,64,74,78,1,2104.6240469999998,0,0,0,"FUR",3,15,1,0,30,0,"Crawl",0.06,300,6.8302610699999997,"Attic",0.03,80,7.76,2200,18700,200,24.98505887,2210,11.09344939,1784,30.392214490000001,0.85,91.3,91.3,91.3,91.3,0.34,0.32,0.54,40,2.7959999999999998,1,1584,160,24.80505887,0,0,"N",0,0,0.75,1,1.75,2,0.65,2151.648862,17,"Exhaust",50,1,"Standard",5,0,4.5,4.5,1,75,1.2,120,0,0,1,1,9,0]
["SF_2200_HZ1CZ4_cs_ga_5_ge50_gfnc_","NWHZ1CZ4_3",0,0,0,69,64,74,78,1,2104.6240469999998,0,0,0,"FUR",3,15,1,0,30,0,"Crawl",0.06,300,6.8302610699999997,"Attic",0.03,80,7.76,2200,18700,200,24.98505887,2210,11.09344939,1784,30.392214490000001,0.85,91.3,91.3,91.3,91.3,0.34,0.32,0.54,40,2.7959999999999998,1,1584,160,24.80505887,0,0,"N",0,0,0.75,1,1.75,2,0.65,2151.648862,17,"Exhaust",50,1,"Standard",5,0,4.5,4.5,1,45,1.1000000000000001,120,0,0,1,1,10,0]
["SF_2200_HZ1CZ4_cs_ga_5_ao60_gfnc_","NWHZ1CZ4_3",0,0,0,69,64,74,78,1,2104.6240469999998,0,0,0,"FUR",3,15,1,0,30,0,"Crawl",0.06,300,6.8302610699999997,"Attic",0.03,80,7.76,2200,18700,200,24.98505887,2210,11.09344939,1784,30.392214490000001,0.85,91.3,91.3,91.3,91.3,0.34,0.32,0.54,40,2.7959999999999998,1,1584,160,24.80505887,0,0,"N",0,0,0.75,1,1.75,2,0.65,2151.648862,17,"Exhaust",50,1,"Standard",5,0,4.5,4.5,1,57,1.2,120,0,0,1,1,10,0]
["SF_2200_HZ1CZ4_cs_ga_5_ao80_gfnc_","NWHZ1CZ4_3",0,0,0,69,64,74,78,1,2104.6240469999998,0,0,0,"FUR",3,15,1,0,30,0,"Crawl",0.06,300,6.8302610699999997,"Attic",0.03,80,7.76,2200,18700,200,24.98505887,2210,11.09344939,1784,30.392214490000001,0.85,91.3,91.3,91.3,91.3,0.34,0.32,0.54,40,2.7959999999999998,1,1584,160,24.80505887,0,0,"N",0,0,0.75,1,1.75,2,0.65,2151.648862,17,"Exhaust",50,1,"Standard",5,0,4.5,4.5,1,75,1.2,120,0,0,1,1,10,0]
["SF_2200_HZ1CZ4_cs_bm_1_ge50_gfnc_","NWHZ1CZ4_3",0,0,0,69,64,74,78,1,2104.6240469999998,0,0,0,"FUR",3,15,1,0,30,0,"Crawl",0.06,300,6.8302610699999997,"Attic",0.03,80,7.76,2200,18700,200,24.98505887,2210,11.09344939,1784,30.392214490000001,0.85,91.3,91.3,91.3,91.3,0.34,0.32,0.54,40,2.7959999999999998,1,1584,160,24.80505887,0,0,"N",0,0,0.75,1,1.75,2,0.65,2151.648862,17,"Exhaust",50,1,"Standard",5,0,4.5,4.5,1,45,1.1000000000000001,120,0,0,1,3,6,0]
["SF_2200_HZ1CZ4_cs_bm_1_ao60_gfnc_","NWHZ1CZ4_3",0,0,0,69,64,74,78,1,2104.6240469999998,0,0,0,"FUR",3,15,1,0,30,0,"Crawl",0.06,300,6.8302610699999997,"Attic",0.03,80,7.76,2200,18700,200,24.98505887,2210,11.09344939,1784,30.392214490000001,0.85,91.3,91.3,91.3,91.3,0.34,0.32,0.54,40,2.7959999999999998,1,1584,160,24.80505887,0,0,"N",0,0,0.75,1,1.75,2,0.65,2151.648862,17,"Exhaust",50,1,"Standard",5,0,4.5,4.5,1,57,1.2,120,0,0,1,3,6,0]
["SF_2200_HZ1CZ4_cs_bm_1_ao80_gfnc_","NWHZ1CZ4_3",0,0,0,69,64,74,78,1,2104.6240469999998,0,0,0,"FUR",3,15,1,0,30,0,"Crawl",0.06,300,6.8302610699999997,"Attic",0.03,80,7.76,2200,18700,200,24.98505887,2210,11.09344939,1784,30.392214490000001,0.85,91.3,91.3,91.3,91.3,0.34,0.32,0.54,40,2.7959999999999998,1,1584,160,24.80505887,0,0,"N",0,0,0.75,1,1.75,2,0.65,2151.648862,17,"Exhaust",50,1,"Standard",5,0,4.5,4.5,1,75,1.2,120,0,0,1,3,6,0]
["SF_2200_HZ1CZ4_cs_bm_2_ge50_gfnc_","NWHZ1CZ4_3",0,0,0,69,64,74,78,1,2104.6240469999998,0,0,0,"FUR",3,15,1,0,30,0,"Crawl",0.06,300,6.8302610699999997,"Attic",0.03,80,7.76,2200,18700,200,24.98505887,2210,11.09344939,1784,30.392214490000001,0.85,91.3,91.3,91.3,91.3,0.34,0.32,0.54,40,2.7959999999999998,1,1584,160,24.80505887,0,0,"N",0,0,0.75,1,1.75,2,0.65,2151.648862,17,"Exhaust",50,1,"Standard",5,0,4.5,4.5,1,45,1.1000000000000001,120,0,0,1,3,7,0]
["SF_2200_HZ1CZ4_cs_bm_2_ao60_gfnc_","NWHZ1CZ4_3",0,0,0,69,64,74,78,1,2104.6240469999998,0,0,0,"FUR",3,15,1,0,30,0,"Crawl",0.06,300,6.8302610699999997,"Attic",0.03,80,7.76,2200,18700,200,24.98505887,2210,11.09344939,1784,30.392214490000001,0.85,91.3,91.3,91.3,91.3,0.34,0.32,0.54,40,2.7959999999999998,1,1584,160,24.80505887,0,0,"N",0,0,0.75,1,1.75,2,0.65,2151.648862,17,"Exhaust",50,1,"Standard",5,0,4.5,4.5,1,57,1.2,120,0,0,1,3,7,0]
["SF_2200_HZ1CZ4_cs_bm_2_ao80_gfnc_","NWHZ1CZ4_3",0,0,0,69,64,74,78,1,2104.6240469999998,0,0,0,"FUR",3,15,1,0,30,0,"Crawl",0.06,300,6.8302610699999997,"Attic",0.03,80,7.76,2200,18700,200,24.98505887,2210,11.09344939,1784,30.392214490000001,0.85,91.3,91.3,91.3,91.3,0.34,0.32,0.54,40,2.7959999999999998,1,1584,160,24.80505887,0,0,"N",0,0,0.75,1,1.75,2,0.65,2151.648862,17,"Exhaust",50,1,"Standard",5,0,4.5,4.5,1,75,1.2,120,0,0,1,3,7,0]
["SF_2200_HZ1CZ4_cs_bm_3_ge50_gfnc_","NWHZ1CZ4_3",0,0,0,69,64,74,78,1,2104.6240469999998,0,0,0,"FUR",3,15,1,0,30,0,"Crawl",0.06,300,6.8302610699999997,"Attic",0.03,80,7.76,2200,18700,200,24.98505887,2210,11.09344939,1784,30.392214490000001,0.85,91.3,91.3,91.3,91.3,0.34,0.32,0.54,40,2.7959999999999998,1,1584,160,24.80505887,0,0,"N",0,0,0.75,1,1.75,2,0.65,2151.648862,17,"Exhaust",50,1,"Standard",5,0,4.5,4.5,1,45,1.1000000000000001,120,0,0,1,3,8,0]
["SF_2200_HZ1CZ4_cs_bm_3_ao60_gfnc_","NWHZ1CZ4_3",0,0,0,69,64,74,78,1,2104.6240469999998,0,0,0,"FUR",3,15,1,0,30,0,"Crawl",0.06,300,6.8302610699999997,"Attic",0.03,80,7.76,2200,18700,200,24.98505887,2210,11.09344939,1784,30.392214490000001,0.85,91.3,91.3,91.3,91.3,0.34,0.32,0.54,40,2.7959999999999998,1,1584,160,24.80505887,0,0,"N",0,0,0.75,1,1.75,2,0.65,2151.648862,17,"Exhaust",50,1,"Standard",5,0,4.5,4.5,1,57,1.2,120,0,0,1,3,8,0]
["SF_2200_HZ1CZ4_cs_bm_3_ao80_gfnc_","NWHZ1CZ4_3",0,0,0,69,64,74,78,1,2104.6240469999998,0,0,0,"FUR",3,15,1,0,30,0,"Crawl",0.06,300,6.8302610699999997,"Attic",0.03,80,7.76,2200,18700,200,24.98505887,2210,11.09344939,1784,30.392214490000001,0.85,91.3,91.3,91.3,91.3,0.34,0.32,0.54,40,2.7959999999999998,1,1584,160,24.80505887,0,0,"N",0,0,0.75,1,1.75,2,0.65,2151.648862,17,"Exhaust",50,1,"Standard",5,0,4.5,4.5,1,75,1.2,120,0,0,1,3,8,0]
["SF_2200_HZ1CZ4_cs_bm_4_ge50_gfnc_","NWHZ1CZ4_3",0,0,0,69,64,74,78,1,2104.6240469999998,0,0,0,"FUR",3,15,1,0,30,0,"Crawl",0.06,300,6.8302610699999997,"Attic",0.03,80,7.76,2200,18700,200,24.98505887,2210,11.09344939,1784,30.392214490000001,0.85,91.3,91.3,91.3,91.3,0.34,0.32,0.54,40,2.7959999999999998,1,1584,160,24.80505887,0,0,"N",0,0,0.75,1,1.75,2,0.65,2151.648862,17,"Exhaust",50,1,"Standard",5,0,4.5,4.5,1,45,1.1000000000000001,120,0,0,1,3,9,0]
["SF_2200_HZ1CZ4_cs_bm_4_ao60_gfnc_","NWHZ1CZ4_3",0,0,0,69,64,74,78,1,2104.6240469999998,0,0,0,"FUR",3,15,1,0,30,0,"Crawl",0.06,300,6.8302610699999997,"Attic",0.03,80,7.76,2200,18700,200,24.98505887,2210,11.09344939,1784,30.392214490000001,0.85,91.3,91.3,91.3,91.3,0.34,0.32,0.54,40,2.7959999999999998,1,1584,160,24.80505887,0,0,"N",0,0,0.75,1,1.75,2,0.65,2151.648862,17,"Exhaust",50,1,"Standard",5,0,4.5,4.5,1,57,1.2,120,0,0,1,3,9,0]
["SF_2200_HZ1CZ4_cs_bm_4_ao80_gfnc_","NWHZ1CZ4_3",0,0,0,69,64,74,78,1,2104.6240469999998,0,0,0,"FUR",3,15,1,0,30,0,"Crawl",0.06,300,6.8302610699999997,"Attic",0.03,80,7.76,2200,18700,200,24.98505887,2210,11.09344939,1784,30.392214490000001,0.85,91.3,91.3,91.3,91.3,0.34,0.32,0.54,40,2.7959999999999998,1,1584,160,24.80505887,0,0,"N",0,0,0.75,1,1.75,2,0.65,2151.648862,17,"Exhaust",50,1,"Standard",5,0,4.5,4.5,1,75,1.2,120,0,0,1,3,9,0]
["SF_2200_HZ1CZ4_cs_bm_5_ge50_gfnc_","NWHZ1CZ4_3",0,0,0,69,64,74,78,1,2104.6240469999998,0,0,0,"FUR",3,15,1,0,30,0,"Crawl",0.06,300,6.8302610699999997,"Attic",0.03,80,7.76,2200,18700,200,24.98505887,2210,11.09344939,1784,30.392214490000001,0.85,91.3,91.3,91.3,91.3,0.34,0.32,0.54,40,2.7959999999999998,1,1584,160,24.80505887,0,0,"N",0,0,0.75,1,1.75,2,0.65,2151.648862,17,"Exhaust",50,1,"Standard",5,0,4.5,4.5,1,45,1.1000000000000001,120,0,0,1,3,10,0]
["SF_2200_HZ1CZ4_cs_bm_5_ao60_gfnc_","NWHZ1CZ4_3",0,0,0,69,64,74,78,1,2104.6240469999998,0,0,0,"FUR",3,15,1,0,30,0,"Crawl",0.06,300,6.8302610699999997,"Attic",0.03,80,7.76,2200,18700,200,24.98505887,2210,11.09344939,1784,30.392214490000001,0.85,91.3,91.3,91.3,91.3,0.34,0.32,0.54,40,2.7959999999999998,1,1584,160,24.80505887,0,0,"N",0,0,0.75,1,1.75,2,0.65,2151.648862,17,"Exhaust",50,1,"Standard",5,0,4.5,4.5,1,57,1.2,120,0,0,1,3,10,0]
["SF_2200_HZ1CZ4_cs_bm_5_ao80_gfnc_","NWHZ1CZ4_3",0,0,0,69,64,74,78,1,2104.6240469999998,0,0,0,"FUR",3,15,1,0,30,0,"Crawl",0.06,300,6.8302610699999997,"Attic",0.03,80,7.76,2200,18700,200,24.98505887,2210,11.09344939,1784,30.392214490000001,0.85,91.3,91.3,91.3,91.3,0.34,0.32,0.54,40,2.7959999999999998,1,1584,160,24.80505887,0,0,"N",0,0,0.75,1,1.75,2,0.65,2151.648862,17,"Exhaust",50,1,"Standard",5,0,4.5,4.5,1,75,1.2,120,0,0,1,3,10,0]
["SF_2200_HZ1CZ4_cs_i2_1_ge50_gfnc_","NWHZ1CZ4_3",0,0,0,69,64,74,78,1,2104.6240469999998,0,0,0,"FUR",3,15,1,0,30,0,"Crawl",0.06,300,6.8302610699999997,"Attic",0.03,80,7.76,2200,18700,200,24.98505887,2210,11.09344939,1784,30.392214490000001,0.85,91.3,91.3,91.3,91.3,0.34,0.32,0.54,40,2.7959999999999998,1,1584,160,24.80505887,0,0,"N",0,0,0.75,1,1.75,2,0.65,2151.648862,17,"Exhaust",50,1,"Standard",5,0,4.5,4.5,1,45,1.1000000000000001,120,0,0,1,4,6,0.65]
["SF_2200_HZ1CZ4_cs_i2_1_ge50_gfac_","NWHZ1CZ4_3",0,0,0,69,64,74,78,1,2104.6240469999998,0,0,0,"FHCA",3,15,1,0,30,0,"Crawl",0.06,300,6.8302610699999997,"Attic",0.03,80,7.76,2200,18700,200,24.98505887,2210,11.09344939,1784,30.392214490000001,0.85,91.3,91.3,91.3,91.3,0.34,0.32,0.54,40,2.7959999999999998,1,1584,160,24.80505887,0,0,"N",0,0,0.75,1,1.75,2,0.65,2151.648862,17,"Exhaust",50,1,"Standard",5,0,4.5,4.5,1,45,1.1000000000000001,120,0,0,1,4,6,0.65]
["SF_2200_HZ1CZ4_cs_i2_1_ge50_efaf_","NWHZ1CZ4_3",0,0,0,69,64,74,78,1,2104.6240469999998,0,0,0,"FUR",3,15,1,0,30,0,"Crawl",0.06,300,6.8302610699999997,"Attic",0.03,80,7.76,2200,18700,200,24.98505887,2210,11.09344939,1784,30.392214490000001,0.85,91.3,91.3,91.3,91.3,0.34,0.32,0.54,40,2.7959999999999998,1,1584,160,24.80505887,0,0,"N",0,0,0.75,1,1.75,2,0.65,2151.648862,17,"Exhaust",50,1,"Standard",5,0,4.5,4.5,1,45,1.1000000000000001,120,0,0,1,4,6,0.65]
["SF_2200_HZ1CZ4_cs_i2_1_ge50_hp85_","NWHZ1CZ4_3",0,0,0,69,64,74,78,1,2104.6240469999998,0,0,0,"HSPF_8.5_SEER_13.0",3,15,1,0,30,0,"Crawl",0.06,300,6.8302610699999997,"Attic",0.03,80,7.76,2200,18700,200,24.98505887,2210,11.09344939,1784,30.392214490000001,0.85,91.3,91.3,91.3,91.3,0.34,0.32,0.54,40,2.7959999999999998,1,1584,160,24.80505887,0,0,"N",0,0,0.75,1,1.75,2,0.65,2151.648862,17,"Exhaust",50,1,"Standard",5,0,4.5,4.5,1,45,1.1000000000000001,120,0,0,1,4,6,0.65]
["SF_2200_HZ1CZ4_cs_i2_1_ge50_zonl_","NWHZ1CZ4_3",0,0,0,69,64,74,78,1,2104.6240469999998,0,0,0,"FUR",3,15,1,0,30,1,"Crawl",0.06,300,6.8302610699999997,"Attic",0.03,80,7.76,2200,18700,200,24.98505887,2210,11.09344939,1784,30.392214490000001,0.85,91.3,91.3,91.3,91.3,0.34,0.32,0.54,40,2.7959999999999998,1,1584,160,24.80505887,0,0,"N",0,0,0.75,1,1.75,2,0.65,2151.648862,17,"Exhaust",50,1,"Standard",5,0,4.5,4.5,1,45,1.1000000000000001,120,0,0,1,4,6,0.65]
["SF_2200_HZ1CZ4_cs_i2_1_ao60_gfnc_","NWHZ1CZ4_3",0,0,0,69,64,74,78,1,2104.6240469999998,0,0,0,"FUR",3,15,1,0,30,0,"Crawl",0.06,300,6.8302610699999997,"Attic",0.03,80,7.76,2200,18700,200,24.98505887,2210,11.09344939,1784,30.392214490000001,0.85,91.3,91.3,91.3,91.3,0.34,0.32,0.54,40,2.7959999999999998,1,1584,160,24.80505887,0,0,"N",0,0,0.75,1,1.75,2,0.65,2151.648862,17,"Exhaust",50,1,"Standard",5,0,4.5,4.5,1,57,1.2,120,0,0,1,4,6,0.65]
["SF_2200_HZ1CZ4_cs_i2_1_ao60_gfac_","NWHZ1CZ4_3",0,0,0,69,64,74,78,1,2104.6240469999998,0,0,0,"FHCA",3,15,1,0,30,0,"Crawl",0.06,300,6.8302610699999997,"Attic",0.03,80,7.76,2200,18700,200,24.98505887,2210,11.09344939,1784,30.392214490000001,0.85,91.3,91.3,91.3,91.3,0.34,0.32,0.54,40,2.7959999999999998,1,1584,160,24.80505887,0,0,"N",0,0,0.75,1,1.75,2,0.65,2151.648862,17,"Exhaust",50,1,"Standard",5,0,4.5,4.5,1,57,1.2,120,0,0,1,4,6,0.65]
["SF_2200_HZ1CZ4_cs_i2_1_ao60_efaf_","NWHZ1CZ4_3",0,0,0,69,64,74,78,1,2104.6240469999998,0,0,0,"FUR",3,15,1,0,30,0,"Crawl",0.06,300,6.8302610699999997,"Attic",0.03,80,7.76,2200,18700,200,24.98505887,2210,11.09344939,1784,30.392214490000001,0.85,91.3,91.3,91.3,91.3,0.34,0.32,0.54,40,2.7959999999999998,1,1584,160,24.80505887,0,0,"N",0,0,0.75,1,1.75,2,0.65,2151.648862,17,"Exhaust",50,1,"Standard",5,0,4.5,4.5,1,57,1.2,120,0,0,1,4,6,0.65]
["SF_2200_HZ1CZ4_cs_i2_1_ao60_hp85_","NWHZ1CZ4_3",0,0,0,69,64,74,78,1,2104.6240469999998,0,0,0,"HSPF_8.5_SEER_13.0",3,15,1,0,30,0,"Crawl",0.06,300,6.8302610699999997,"Attic",0.03,80,7.76,2200,18700,200,24.98505887,2210,11.09344939,1784,30.392214490000001,0.85,91.3,91.3,91.3,91.3,0.34,0.32,0.54,40,2.7959999999999998,1,1584,160,24.80505887,0,0,"N",0,0,0.75,1,1.75,2,0.65,2151.648862,17,"Exhaust",50,1,"Standard",5,0,4.5,4.5,1,57,1.2,120,0,0,1,4,6,0.65]
["SF_2200_HZ1CZ4_cs_i2_1_ao60_zonl_","NWHZ1CZ4_3",0,0,0,69,64,74,78,1,2104.6240469999998,0,0,0,"FUR",3,15,1,0,30,1,"Crawl",0.06,300,6.8302610699999997,"Attic",0.03,80,7.76,2200,18700,200,24.98505887,2210,11.09344939,1784,30.392214490000001,0.85,91.3,91.3,91.3,91.3,0.34,0.32,0.54,40,2.7959999999999998,1,1584,160,24.80505887,0,0,"N",0,0,0.75,1,1.75,2,0.65,2151.648862,17,"Exhaust",50,1,"Standard",5,0,4.5,4.5,1,57,1.2,120,0,0,1,4,6,0.65]
["SF_2200_HZ1CZ4_cs_i2_1_ao80_gfnc_","NWHZ1CZ4_3",0,0,0,69,64,74,78,1,2104.6240469999998,0,0,0,"FUR",3,15,1,0,30,0,"Crawl",0.06,300,6.8302610699999997,"Attic",0.03,80,7.76,2200,18700,200,24.98505887,2210,11.09344939,1784,30.392214490000001,0.85,91.3,91.3,91.3,91.3,0.34,0.32,0.54,40,2.7959999999999998,1,1584,160,24.80505887,0,0,"N",0,0,0.75,1,1.75,2,0.65,2151.648862,17,"Exhaust",50,1,"Standard",5,0,4.5,4.5,1,75,1.2,120,0,0,1,4,6,0.65]
["SF_2200_HZ1CZ4_cs_i2_1_ao80_gfac_","NWHZ1CZ4_3",0,0,0,69,64,74,78,1,2104.6240469999998,0,0,0,"FHCA",3,15,1,0,30,0,"Crawl",0.06,300,6.8302610699999997,"Attic",0.03,80,7.76,2200,18700,200,24.98505887,2210,11.09344939,1784,30.392214490000001,0.85,91.3,91.3,91.3,91.3,0.34,0.32,0.54,40,2.7959999999999998,1,1584,160,24.80505887,0,0,"N",0,0,0.75,1,1.75,2,0.65,2151.648862,17,"Exhaust",50,1,"Standard",5,0,4.5,4.5,1,75,1.2,120,0,0,1,4,6,0.65]
["SF_2200_HZ1CZ4_cs_i2_1_ao80_efaf_","NWHZ1CZ4_3",0,0,0,69,64,74,78,1,2104.6240469999998,0,0,0,"FUR",3,15,1,0,30,0,"Crawl",0.06,300,6.8302610699999997,"Attic",0.03,80,7.76,2200,18700,200,24.98505887,2210,11.09344939,1784,30.392214490000001,0.85,91.3,91.3,91.3,91.3,0.34,0.32,0.54,40,2.7959999999999998,1,1584,160,24.80505887,0,0,"N",0,0,0.75,1,1.75,2,0.65,2151.648862,17,"Exhaust",50,1,"Standard",5,0,4.5,4.5,1,75,1.2,120,0,0,1,4,6,0.65]
["SF_2200_HZ1CZ4_cs_i2_1_ao80_hp85_","NWHZ1CZ4_3",0,0,0,69,64,74,78,1,2104.6240469999998,0,0,0,"HSPF_8.5_SEER_13.0",3,15,1,0,30,0,"Crawl",0.06,300,6.8302610699999997,"Attic",0.03,80,7.76,2200,18700,200,24.98505887,2210,11.09344939,1784,30.392214490000001,0.85,91.3,91.3,91.3,91.3,0.34,0.32,0.54,40,2.7959999999999998,1,1584,160,24.80505887,0,0,"N",0,0,0.75,1,1.75,2,0.65,2151.648862,17,"Exhaust",50,1,"Standard",5,0,4.5,4.5,1,75,1.2,120,0,0,1,4,6,0.65]
["SF_2200_HZ1CZ4_cs_i2_1_ao80_zonl_","NWHZ1CZ4_3",0,0,0,69,64,74,78,1,2104.6240469999998,0,0,0,"FUR",3,15,1,0,30,1,"Crawl",0.06,300,6.8302610699999997,"Attic",0.03,80,7.76,2200,18700,200,24.98505887,2210,11.09344939,1784,30.392214490000001,0.85,91.3,91.3,91.3,91.3,0.34,0.32,0.54,40,2.7959999999999998,1,1584,160,24.80505887,0,0,"N",0,0,0.75,1,1.75,2,0.65,2151.648862,17,"Exhaust",50,1,"Standard",5,0,4.5,4.5,1,75,1.2,120,0,0,1,4,6,0.65]
["SF_2200_HZ1CZ4_cs_i2_2_ge50_gfnc_","NWHZ1CZ4_3",0,0,0,69,64,74,78,1,2104.6240469999998,0,0,0,"FUR",3,15,1,0,30,0,"Crawl",0.06,300,6.8302610699999997,"Attic",0.03,80,7.76,2200,18700,200,24.98505887,2210,11.09344939,1784,30.392214490000001,0.85,91.3,91.3,91.3,91.3,0.34,0.32,0.54,40,2.7959999999999998,1,1584,160,24.80505887,0,0,"N",0,0,0.75,1,1.75,2,0.65,2151.648862,17,"Exhaust",50,1,"Standard",5,0,4.5,4.5,1,45,1.1000000000000001,120,0,0,1,4,7,0.65]
["SF_2200_HZ1CZ4_cs_i2_2_ge50_gfac_","NWHZ1CZ4_3",0,0,0,69,64,74,78,1,2104.6240469999998,0,0,0,"FHCA",3,15,1,0,30,0,"Crawl",0.06,300,6.8302610699999997,"Attic",0.03,80,7.76,2200,18700,200,24.98505887,2210,11.09344939,1784,30.392214490000001,0.85,91.3,91.3,91.3,91.3,0.34,0.32,0.54,40,2.7959999999999998,1,1584,160,24.80505887,0,0,"N",0,0,0.75,1,1.75,2,0.65,2151.648862,17,"Exhaust",50,1,"Standard",5,0,4.5,4.5,1,45,1.1000000000000001,120,0,0,1,4,7,0.65]
["SF_2200_HZ1CZ4_cs_i2_2_ge50_efaf_","NWHZ1CZ4_3",0,0,0,69,64,74,78,1,2104.6240469999998,0,0,0,"FUR",3,15,1,0,30,0,"Crawl",0.06,300,6.8302610699999997,"Attic",0.03,80,7.76,2200,18700,200,24.98505887,2210,11.09344939,1784,30.392214490000001,0.85,91.3,91.3,91.3,91.3,0.34,0.32,0.54,40,2.7959999999999998,1,1584,160,24.80505887,0,0,"N",0,0,0.75,1,1.75,2,0.65,2151.648862,17,"Exhaust",50,1,"Standard",5,0,4.5,4.5,1,45,1.1000000000000001,120,0,0,1,4,7,0.65]
["SF_2200_HZ1CZ4_cs_i2_2_ge50_hp85_","NWHZ1CZ4_3",0,0,0,69,64,74,78,1,2104.6240469999998,0,0,0,"HSPF_8.5_SEER_13.0",3,15,1,0,30,0,"Crawl",0.06,300,6.8302610699999997,"Attic",0.03,80,7.76,2200,18700,200,24.98505887,2210,11.09344939,1784,30.392214490000001,0.85,91.3,91.3,91.3,91.3,0.34,0.32,0.54,40,2.7959999999999998,1,1584,160,24.80505887,0,0,"N",0,0,0.75,1,1.75,2,0.65,2151.648862,17,"Exhaust",50,1,"Standard",5,0,4.5,4.5,1,45,1.1000000000000001,120,0,0,1,4,7,0.65]
["SF_2200_HZ1CZ4_cs_i2_2_ge50_zonl_","NWHZ1CZ4_3",0,0,0,69,64,74,78,1,2104.6240469999998,0,0,0,"FUR",3,15,1,0,30,1,"Crawl",0.06,300,6.8302610699999997,"Attic",0.03,80,7.76,2200,18700,200,24.98505887,2210,11.09344939,1784,30.392214490000001,0.85,91.3,91.3,91.3,91.3,0.34,0.32,0.54,40,2.7959999999999998,1,1584,160,24.80505887,0,0,"N",0,0,0.75,1,1.75,2,0.65,2151.648862,17,"Exhaust",50,1,"Standard",5,0,4.5,4.5,1,45,1.1000000000000001,120,0,0,1,4,7,0.65]
["SF_2200_HZ1CZ4_cs_i2_2_ao60_gfnc_","NWHZ1CZ4_3",0,0,0,69,64,74,78,1,2104.6240469999998,0,0,0,"FUR",3,15,1,0,30,0,"Crawl",0.06,300,6.8302610699999997,"Attic",0.03,80,7.76,2200,18700,200,24.98505887,2210,11.09344939,1784,30.392214490000001,0.85,91.3,91.3,91.3,91.3,0.34,0.32,0.54,40,2.7959999999999998,1,1584,160,24.80505887,0,0,"N",0,0,0.75,1,1.75,2,0.65,2151.648862,17,"Exhaust",50,1,"Standard",5,0,4.5,4.5,1,57,1.2,120,0,0,1,4,7,0.65]
["SF_2200_HZ1CZ4_cs_i2_2_ao60_gfac_","NWHZ1CZ4_3",0,0,0,69,64,74,78,1,2104.6240469999998,0,0,0,"FHCA",3,15,1,0,30,0,"Crawl",0.06,300,6.8302610699999997,"Attic",0.03,80,7.76,2200,18700,200,24.98505887,2210,11.09344939,1784,30.392214490000001,0.85,91.3,91.3,91.3,91.3,0.34,0.32,0.54,40,2.7959999999999998,1,1584,160,24.80505887,0,0,"N",0,0,0.75,1,1.75,2,0.65,2151.648862,17,"Exhaust",50,1,"Standard",5,0,4.5,4.5,1,57,1.2,120,0,0,1,4,7,0.65]
["SF_2200_HZ1CZ4_cs_i2_2_ao60_efaf_","NWHZ1CZ4_3",0,0,0,69,64,74,78,1,2104.6240469999998,0,0,0,"FUR",3,15,1,0,30,0,"Crawl",0.06,300,6.8302610699999997,"Attic",0.03,80,7.76,2200,18700,200,24.98505887,2210,11.09344939,1784,30.392214490000001,0.85,91.3,91.3,91.3,91.3,0.34,0.32,0.54,40,2.7959999999999998,1,1584,160,24.80505887,0,0,"N",0,0,0.75,1,1.75,2,0.65,2151.648862,17,"Exhaust",50,1,"Standard",5,0,4.5,4.5,1,57,1.2,120,0,0,1,4,7,0.65]
["SF_2200_HZ1CZ4_cs_i2_2_ao60_hp85_","NWHZ1CZ4_3",0,0,0,69,64,74,78,1,2104.6240469999998,0,0,0,"HSPF_8.5_SEER_13.0",3,15,1,0,30,0,"Crawl",0.06,300,6.8302610699999997,"Attic",0.03,80,7.76,2200,18700,200,24.98505887,2210,11.09344939,1784,30.392214490000001,0.85,91.3,91.3,91.3,91.3,0.34,0.32,0.54,40,2.7959999999999998,1,1584,160,24.80505887,0,0,"N",0,0,0.75,1,1.75,2,0.65,2151.648862,17,"Exhaust",50,1,"Standard",5,0,4.5,4.5,1,57,1.2,120,0,0,1,4,7,0.65]
["SF_2200_HZ1CZ4_cs_i2_2_ao60_zonl_","NWHZ1CZ4_3",0,0,0,69,64,74,78,1,2104.6240469999998,0,0,0,"FUR",3,15,1,0,30,1,"Crawl",0.06,300,6.8302610699999997,"Attic",0.03,80,7.76,2200,18700,200,24.98505887,2210,11.09344939,1784,30.392214490000001,0.85,91.3,91.3,91.3,91.3,0.34,0.32,0.54,40,2.7959999999999998,1,1584,160,24.80505887,0,0,"N",0,0,0.75,1,1.75,2,0.65,2151.648862,17,"Exhaust",50,1,"Standard",5,0,4.5,4.5,1,57,1.2,120,0,0,1,4,7,0.65]
["SF_2200_HZ1CZ4_cs_i2_2_ao80_gfnc_","NWHZ1CZ4_3",0,0,0,69,64,74,78,1,2104.6240469999998,0,0,0,"FUR",3,15,1,0,30,0,"Crawl",0.06,300,6.8302610699999997,"Attic",0.03,80,7.76,2200,18700,200,24.98505887,2210,11.09344939,1784,30.392214490000001,0.85,91.3,91.3,91.3,91.3,0.34,0.32,0.54,40,2.7959999999999998,1,1584,160,24.80505887,0,0,"N",0,0,0.75,1,1.75,2,0.65,2151.648862,17,"Exhaust",50,1,"Standard",5,0,4.5,4.5,1,75,1.2,120,0,0,1,4,7,0.65]
["SF_2200_HZ1CZ4_cs_i2_2_ao80_gfac_","NWHZ1CZ4_3",0,0,0,69,64,74,78,1,2104.6240469999998,0,0,0,"FHCA",3,15,1,0,30,0,"Crawl",0.06,300,6.8302610699999997,"Attic",0.03,80,7.76,2200,18700,200,24.98505887,2210,11.09344939,1784,30.392214490000001,0.85,91.3,91.3,91.3,91.3,0.34,0.32,0.54,40,2.7959999999999998,1,1584,160,24.80505887,0,0,"N",0,0,0.75,1,1.75,2,0.65,2151.648862,17,"Exhaust",50,1,"Standard",5,0,4.5,4.5,1,75,1.2,120,0,0,1,4,7,0.65]
["SF_2200_HZ1CZ4_cs_i2_2_ao80_efaf_","NWHZ1CZ4_3",0,0,0,69,64,74,78,1,2104.6240469999998,0,0,0,"FUR",3,15,1,0,30,0,"Crawl",0.06,300,6.8302610699999997,"Attic",0.03,80,7.76,2200,18700,200,24.98505887,2210,11.09344939,1784,30.392214490000001,0.85,91.3,91.3,91.3,91.3,0.34,0.32,0.54,40,2.7959999999999998,1,1584,160,24.80505887,0,0,"N",0,0,0.75,1,1.75,2,0.65,2151.648862,17,"Exhaust",50,1,"Standard",5,0,4.5,4.5,1,75,1.2,120,0,0,1,4,7,0.65]
["SF_2200_HZ1CZ4_cs_i2_2_ao80_hp85_","NWHZ1CZ4_3",0,0,0,69,64,74,78,1,2104.6240469999998,0,0,0,"HSPF_8.5_SEER_13.0",3,15,1,0,30,0,"Crawl",0.06,300,6.8302610699999997,"Attic",0.03,80,7.76,2200,18700,200,24.98505887,2210,11.09344939,1784,30.392214490000001,0.85,91.3,91.3,91.3,91.3,0.34,0.32,0.54,40,2.7959999999999998,1,1584,160,24.80505887,0,0,"N",0,0,0.75,1,1.75,2,0.65,2151.648862,17,"Exhaust",50,1,"Standard",5,0,4.5,4.5,1,75,1.2,120,0,0,1,4,7,0.65]
["SF_2200_HZ1CZ4_cs_i2_2_ao80_zonl_","NWHZ1CZ4_3",0,0,0,69,64,74,78,1,2104.6240469999998,0,0,0,"FUR",3,15,1,0,30,1,"Crawl",0.06,300,6.8302610699999997,"Attic",0.03,80,7.76,2200,18700,200,24.98505887,2210,11.09344939,1784,30.392214490000001,0.85,91.3,91.3,91.3,91.3,0.34,0.32,0.54,40,2.7959999999999998,1,1584,160,24.80505887,0,0,"N",0,0,0.75,1,1.75,2,0.65,2151.648862,17,"Exhaust",50,1,"Standard",5,0,4.5,4.5,1,75,1.2,120,0,0,1,4,7,0.65]
["SF_2200_HZ1CZ4_cs_i2_3_ge50_gfnc_","NWHZ1CZ4_3",0,0,0,69,64,74,78,1,2104.6240469999998,0,0,0,"FUR",3,15,1,0,30,0,"Crawl",0.06,300,6.8302610699999997,"Attic",0.03,80,7.76,2200,18700,200,24.98505887,2210,11.09344939,1784,30.392214490000001,0.85,91.3,91.3,91.3,91.3,0.34,0.32,0.54,40,2.7959999999999998,1,1584,160,24.80505887,0,0,"N",0,0,0.75,1,1.75,2,0.65,2151.648862,17,"Exhaust",50,1,"Standard",5,0,4.5,4.5,1,45,1.1000000000000001,120,0,0,1,4,8,0.65]
["SF_2200_HZ1CZ4_cs_i2_3_ge50_gfac_","NWHZ1CZ4_3",0,0,0,69,64,74,78,1,2104.6240469999998,0,0,0,"FHCA",3,15,1,0,30,0,"Crawl",0.06,300,6.8302610699999997,"Attic",0.03,80,7.76,2200,18700,200,24.98505887,2210,11.09344939,1784,30.392214490000001,0.85,91.3,91.3,91.3,91.3,0.34,0.32,0.54,40,2.7959999999999998,1,1584,160,24.80505887,0,0,"N",0,0,0.75,1,1.75,2,0.65,2151.648862,17,"Exhaust",50,1,"Standard",5,0,4.5,4.5,1,45,1.1000000000000001,120,0,0,1,4,8,0.65]
["SF_2200_HZ1CZ4_cs_i2_3_ge50_efaf_","NWHZ1CZ4_3",0,0,0,69,64,74,78,1,2104.6240469999998,0,0,0,"FUR",3,15,1,0,30,0,"Crawl",0.06,300,6.8302610699999997,"Attic",0.03,80,7.76,2200,18700,200,24.98505887,2210,11.09344939,1784,30.392214490000001,0.85,91.3,91.3,91.3,91.3,0.34,0.32,0.54,40,2.7959999999999998,1,1584,160,24.80505887,0,0,"N",0,0,0.75,1,1.75,2,0.65,2151.648862,17,"Exhaust",50,1,"Standard",5,0,4.5,4.5,1,45,1.1000000000000001,120,0,0,1,4,8,0.65]
["SF_2200_HZ1CZ4_cs_i2_3_ge50_hp85_","NWHZ1CZ4_3",0,0,0,69,64,74,78,1,2104.6240469999998,0,0,0,"HSPF_8.5_SEER_13.0",3,15,1,0,30,0,"Crawl",0.06,300,6.8302610699999997,"Attic",0.03,80,7.76,2200,18700,200,24.98505887,2210,11.09344939,1784,30.392214490000001,0.85,91.3,91.3,91.3,91.3,0.34,0.32,0.54,40,2.7959999999999998,1,1584,160,24.80505887,0,0,"N",0,0,0.75,1,1.75,2,0.65,2151.648862,17,"Exhaust",50,1,"Standard",5,0,4.5,4.5,1,45,1.1000000000000001,120,0,0,1,4,8,0.65]
["SF_2200_HZ1CZ4_cs_i2_3_ge50_zonl_","NWHZ1CZ4_3",0,0,0,69,64,74,78,1,2104.6240469999998,0,0,0,"FUR",3,15,1,0,30,1,"Crawl",0.06,300,6.8302610699999997,"Attic",0.03,80,7.76,2200,18700,200,24.98505887,2210,11.09344939,1784,30.392214490000001,0.85,91.3,91.3,91.3,91.3,0.34,0.32,0.54,40,2.7959999999999998,1,1584,160,24.80505887,0,0,"N",0,0,0.75,1,1.75,2,0.65,2151.648862,17,"Exhaust",50,1,"Standard",5,0,4.5,4.5,1,45,1.1000000000000001,120,0,0,1,4,8,0.65]
["SF_2200_HZ1CZ4_cs_i2_3_ao60_gfnc_","NWHZ1CZ4_3",0,0,0,69,64,74,78,1,2104.6240469999998,0,0,0,"FUR",3,15,1,0,30,0,"Crawl",0.06,300,6.8302610699999997,"Attic",0.03,80,7.76,2200,18700,200,24.98505887,2210,11.09344939,1784,30.392214490000001,0.85,91.3,91.3,91.3,91.3,0.34,0.32,0.54,40,2.7959999999999998,1,1584,160,24.80505887,0,0,"N",0,0,0.75,1,1.75,2,0.65,2151.648862,17,"Exhaust",50,1,"Standard",5,0,4.5,4.5,1,57,1.2,120,0,0,1,4,8,0.65]
["SF_2200_HZ1CZ4_cs_i2_3_ao60_gfac_","NWHZ1CZ4_3",0,0,0,69,64,74,78,1,2104.6240469999998,0,0,0,"FHCA",3,15,1,0,30,0,"Crawl",0.06,300,6.8302610699999997,"Attic",0.03,80,7.76,2200,18700,200,24.98505887,2210,11.09344939,1784,30.392214490000001,0.85,91.3,91.3,91.3,91.3,0.34,0.32,0.54,40,2.7959999999999998,1,1584,160,24.80505887,0,0,"N",0,0,0.75,1,1.75,2,0.65,2151.648862,17,"Exhaust",50,1,"Standard",5,0,4.5,4.5,1,57,1.2,120,0,0,1,4,8,0.65]
["SF_2200_HZ1CZ4_cs_i2_3_ao60_efaf_","NWHZ1CZ4_3",0,0,0,69,64,74,78,1,2104.6240469999998,0,0,0,"FUR",3,15,1,0,30,0,"Crawl",0.06,300,6.8302610699999997,"Attic",0.03,80,7.76,2200,18700,200,24.98505887,2210,11.09344939,1784,30.392214490000001,0.85,91.3,91.3,91.3,91.3,0.34,0.32,0.54,40,2.7959999999999998,1,1584,160,24.80505887,0,0,"N",0,0,0.75,1,1.75,2,0.65,2151.648862,17,"Exhaust",50,1,"Standard",5,0,4.5,4.5,1,57,1.2,120,0,0,1,4,8,0.65]
["SF_2200_HZ1CZ4_cs_i2_3_ao60_hp85_","NWHZ1CZ4_3",0,0,0,69,64,74,78,1,2104.6240469999998,0,0,0,"HSPF_8.5_SEER_13.0",3,15,1,0,30,0,"Crawl",0.06,300,6.8302610699999997,"Attic",0.03,80,7.76,2200,18700,200,24.98505887,2210,11.09344939,1784,30.392214490000001,0.85,91.3,91.3,91.3,91.3,0.34,0.32,0.54,40,2.7959999999999998,1,1584,160,24.80505887,0,0,"N",0,0,0.75,1,1.75,2,0.65,2151.648862,17,"Exhaust",50,1,"Standard",5,0,4.5,4.5,1,57,1.2,120,0,0,1,4,8,0.65]
["SF_2200_HZ1CZ4_cs_i2_3_ao60_zonl_","NWHZ1CZ4_3",0,0,0,69,64,74,78,1,2104.6240469999998,0,0,0,"FUR",3,15,1,0,30,1,"Crawl",0.06,300,6.8302610699999997,"Attic",0.03,80,7.76,2200,18700,200,24.98505887,2210,11.09344939,1784,30.392214490000001,0.85,91.3,91.3,91.3,91.3,0.34,0.32,0.54,40,2.7959999999999998,1,1584,160,24.80505887,0,0,"N",0,0,0.75,1,1.75,2,0.65,2151.648862,17,"Exhaust",50,1,"Standard",5,0,4.5,4.5,1,57,1.2,120,0,0,1,4,8,0.65]
["SF_2200_HZ1CZ4_cs_i2_3_ao80_gfnc_","NWHZ1CZ4_3",0,0,0,69,64,74,78,1,2104.6240469999998,0,0,0,"FUR",3,15,1,0,30,0,"Crawl",0.06,300,6.8302610699999997,"Attic",0.03,80,7.76,2200,18700,200,24.98505887,2210,11.09344939,1784,30.392214490000001,0.85,91.3,91.3,91.3,91.3,0.34,0.32,0.54,40,2.7959999999999998,1,1584,160,24.80505887,0,0,"N",0,0,0.75,1,1.75,2,0.65,2151.648862,17,"Exhaust",50,1,"Standard",5,0,4.5,4.5,1,75,1.2,120,0,0,1,4,8,0.65]
["SF_2200_HZ1CZ4_cs_i2_3_ao80_gfac_","NWHZ1CZ4_3",0,0,0,69,64,74,78,1,2104.6240469999998,0,0,0,"FHCA",3,15,1,0,30,0,"Crawl",0.06,300,6.8302610699999997,"Attic",0.03,80,7.76,2200,18700,200,24.98505887,2210,11.09344939,1784,30.392214490000001,0.85,91.3,91.3,91.3,91.3,0.34,0.32,0.54,40,2.7959999999999998,1,1584,160,24.80505887,0,0,"N",0,0,0.75,1,1.75,2,0.65,2151.648862,17,"Exhaust",50,1,"Standard",5,0,4.5,4.5,1,75,1.2,120,0,0,1,4,8,0.65]
["SF_2200_HZ1CZ4_cs_i2_3_ao80_efaf_","NWHZ1CZ4_3",0,0,0,69,64,74,78,1,2104.6240469999998,0,0,0,"FUR",3,15,1,0,30,0,"Crawl",0.06,300,6.8302610699999997,"Attic",0.03,80,7.76,2200,18700,200,24.98505887,2210,11.09344939,1784,30.392214490000001,0.85,91.3,91.3,91.3,91.3,0.34,0.32,0.54,40,2.7959999999999998,1,1584,160,24.80505887,0,0,"N",0,0,0.75,1,1.75,2,0.65,2151.648862,17,"Exhaust",50,1,"Standard",5,0,4.5,4.5,1,75,1.2,120,0,0,1,4,8,0.65]
["SF_2200_HZ1CZ4_cs_i2_3_ao80_hp85_","NWHZ1CZ4_3",0,0,0,69,64,74,78,1,2104.6240469999998,0,0,0,"HSPF_8.5_SEER_13.0",3,15,1,0,30,0,"Crawl",0.06,300,6.8302610699999997,"Attic",0.03,80,7.76,2200,18700,200,24.98505887,2210,11.09344939,1784,30.392214490000001,0.85,91.3,91.3,91.3,91.3,0.34,0.32,0.54,40,2.7959999999999998,1,1584,160,24.80505887,0,0,"N",0,0,0.75,1,1.75,2,0.65,2151.648862,17,"Exhaust",50,1,"Standard",5,0,4.5,4.5,1,75,1.2,120,0,0,1,4,8,0.65]
["SF_2200_HZ1CZ4_cs_i2_3_ao80_zonl_","NWHZ1CZ4_3",0,0,0,69,64,74,78,1,2104.6240469999998,0,0,0,"FUR",3,15,1,0,30,1,"Crawl",0.06,300,6.8302610699999997,"Attic",0.03,80,7.76,2200,18700,200,24.98505887,2210,11.09344939,1784,30.392214490000001,0.85,91.3,91.3,91.3,91.3,0.34,0.32,0.54,40,2.7959999999999998,1,1584,160,24.80505887,0,0,"N",0,0,0.75,1,1.75,2,0.65,2151.648862,17,"Exhaust",50,1,"Standard",5,0,4.5,4.5,1,75,1.2,120,0,0,1,4,8,0.65]
["SF_2200_HZ1CZ4_cs_i2_4_ge50_gfnc_","NWHZ1CZ4_3",0,0,0,69,64,74,78,1,2104.6240469999998,0,0,0,"FUR",3,15,1,0,30,0,"Crawl",0.06,300,6.8302610699999997,"Attic",0.03,80,7.76,2200,18700,200,24.98505887,2210,11.09344939,1784,30.392214490000001,0.85,91.3,91.3,91.3,91.3,0.34,0.32,0.54,40,2.7959999999999998,1,1584,160,24.80505887,0,0,"N",0,0,0.75,1,1.75,2,0.65,2151.648862,17,"Exhaust",50,1,"Standard",5,0,4.5,4.5,1,45,1.1000000000000001,120,0,0,1,4,9,0.65]
["SF_2200_HZ1CZ4_cs_i2_4_ge50_gfac_","NWHZ1CZ4_3",0,0,0,69,64,74,78,1,2104.6240469999998,0,0,0,"FHCA",3,15,1,0,30,0,"Crawl",0.06,300,6.8302610699999997,"Attic",0.03,80,7.76,2200,18700,200,24.98505887,2210,11.09344939,1784,30.392214490000001,0.85,91.3,91.3,91.3,91.3,0.34,0.32,0.54,40,2.7959999999999998,1,1584,160,24.80505887,0,0,"N",0,0,0.75,1,1.75,2,0.65,2151.648862,17,"Exhaust",50,1,"Standard",5,0,4.5,4.5,1,45,1.1000000000000001,120,0,0,1,4,9,0.65]
["SF_2200_HZ1CZ4_cs_i2_4_ge50_efaf_","NWHZ1CZ4_3",0,0,0,69,64,74,78,1,2104.6240469999998,0,0,0,"FUR",3,15,1,0,30,0,"Crawl",0.06,300,6.8302610699999997,"Attic",0.03,80,7.76,2200,18700,200,24.98505887,2210,11.09344939,1784,30.392214490000001,0.85,91.3,91.3,91.3,91.3,0.34,0.32,0.54,40,2.7959999999999998,1,1584,160,24.80505887,0,0,"N",0,0,0.75,1,1.75,2,0.65,2151.648862,17,"Exhaust",50,1,"Standard",5,0,4.5,4.5,1,45,1.1000000000000001,120,0,0,1,4,9,0.65]
["SF_2200_HZ1CZ4_cs_i2_4_ge50_hp85_","NWHZ1CZ4_3",0,0,0,69,64,74,78,1,2104.6240469999998,0,0,0,"HSPF_8.5_SEER_13.0",3,15,1,0,30,0,"Crawl",0.06,300,6.8302610699999997,"Attic",0.03,80,7.76,2200,18700,200,24.98505887,2210,11.09344939,1784,30.392214490000001,0.85,91.3,91.3,91.3,91.3,0.34,0.32,0.54,40,2.7959999999999998,1,1584,160,24.80505887,0,0,"N",0,0,0.75,1,1.75,2,0.65,2151.648862,17,"Exhaust",50,1,"Standard",5,0,4.5,4.5,1,45,1.1000000000000001,120,0,0,1,4,9,0.65]
["SF_2200_HZ1CZ4_cs_i2_4_ge50_zonl_","NWHZ1CZ4_3",0,0,0,69,64,74,78,1,2104.6240469999998,0,0,0,"FUR",3,15,1,0,30,1,"Crawl",0.06,300,6.8302610699999997,"Attic",0.03,80,7.76,2200,18700,200,24.98505887,2210,11.09344939,1784,30.392214490000001,0.85,91.3,91.3,91.3,91.3,0.34,0.32,0.54,40,2.7959999999999998,1,1584,160,24.80505887,0,0,"N",0,0,0.75,1,1.75,2,0.65,2151.648862,17,"Exhaust",50,1,"Standard",5,0,4.5,4.5,1,45,1.1000000000000001,120,0,0,1,4,9,0.65]
["SF_2200_HZ1CZ4_cs_i2_4_ao60_gfnc_","NWHZ1CZ4_3",0,0,0,69,64,74,78,1,2104.6240469999998,0,0,0,"FUR",3,15,1,0,30,0,"Crawl",0.06,300,6.8302610699999997,"Attic",0.03,80,7.76,2200,18700,200,24.98505887,2210,11.09344939,1784,30.392214490000001,0.85,91.3,91.3,91.3,91.3,0.34,0.32,0.54,40,2.7959999999999998,1,1584,160,24.80505887,0,0,"N",0,0,0.75,1,1.75,2,0.65,2151.648862,17,"Exhaust",50,1,"Standard",5,0,4.5,4.5,1,57,1.2,120,0,0,1,4,9,0.65]
["SF_2200_HZ1CZ4_cs_i2_4_ao60_gfac_","NWHZ1CZ4_3",0,0,0,69,64,74,78,1,2104.6240469999998,0,0,0,"FHCA",3,15,1,0,30,0,"Crawl",0.06,300,6.8302610699999997,"Attic",0.03,80,7.76,2200,18700,200,24.98505887,2210,11.09344939,1784,30.392214490000001,0.85,91.3,91.3,91.3,91.3,0.34,0.32,0.54,40,2.7959999999999998,1,1584,160,24.80505887,0,0,"N",0,0,0.75,1,1.75,2,0.65,2151.648862,17,"Exhaust",50,1,"Standard",5,0,4.5,4.5,1,57,1.2,120,0,0,1,4,9,0.65]
["SF_2200_HZ1CZ4_cs_i2_4_ao60_efaf_","NWHZ1CZ4_3",0,0,0,69,64,74,78,1,2104.6240469999998,0,0,0,"FUR",3,15,1,0,30,0,"Crawl",0.06,300,6.8302610699999997,"Attic",0.03,80,7.76,2200,18700,200,24.98505887,2210,11.09344939,1784,30.392214490000001,0.85,91.3,91.3,91.3,91.3,0.34,0.32,0.54,40,2.7959999999999998,1,1584,160,24.80505887,0,0,"N",0,0,0.75,1,1.75,2,0.65,2151.648862,17,"Exhaust",50,1,"Standard",5,0,4.5,4.5,1,57,1.2,120,0,0,1,4,9,0.65]
["SF_2200_HZ1CZ4_cs_i2_4_ao60_hp85_","NWHZ1CZ4_3",0,0,0,69,64,74,78,1,2104.6240469999998,0,0,0,"HSPF_8.5_SEER_13.0",3,15,1,0,30,0,"Crawl",0.06,300,6.8302610699999997,"Attic",0.03,80,7.76,2200,18700,200,24.98505887,2210,11.09344939,1784,30.392214490000001,0.85,91.3,91.3,91.3,91.3,0.34,0.32,0.54,40,2.7959999999999998,1,1584,160,24.80505887,0,0,"N",0,0,0.75,1,1.75,2,0.65,2151.648862,17,"Exhaust",50,1,"Standard",5,0,4.5,4.5,1,57,1.2,120,0,0,1,4,9,0.65]
["SF_2200_HZ1CZ4_cs_i2_4_ao60_zonl_","NWHZ1CZ4_3",0,0,0,69,64,74,78,1,2104.6240469999998,0,0,0,"FUR",3,15,1,0,30,1,"Crawl",0.06,300,6.8302610699999997,"Attic",0.03,80,7.76,2200,18700,200,24.98505887,2210,11.09344939,1784,30.392214490000001,0.85,91.3,91.3,91.3,91.3,0.34,0.32,0.54,40,2.7959999999999998,1,1584,160,24.80505887,0,0,"N",0,0,0.75,1,1.75,2,0.65,2151.648862,17,"Exhaust",50,1,"Standard",5,0,4.5,4.5,1,57,1.2,120,0,0,1,4,9,0.65]
["SF_2200_HZ1CZ4_cs_i2_4_ao80_gfnc_","NWHZ1CZ4_3",0,0,0,69,64,74,78,1,2104.6240469999998,0,0,0,"FUR",3,15,1,0,30,0,"Crawl",0.06,300,6.8302610699999997,"Attic",0.03,80,7.76,2200,18700,200,24.98505887,2210,11.09344939,1784,30.392214490000001,0.85,91.3,91.3,91.3,91.3,0.34,0.32,0.54,40,2.7959999999999998,1,1584,160,24.80505887,0,0,"N",0,0,0.75,1,1.75,2,0.65,2151.648862,17,"Exhaust",50,1,"Standard",5,0,4.5,4.5,1,75,1.2,120,0,0,1,4,9,0.65]
["SF_2200_HZ1CZ4_cs_i2_4_ao80_gfac_","NWHZ1CZ4_3",0,0,0,69,64,74,78,1,2104.6240469999998,0,0,0,"FHCA",3,15,1,0,30,0,"Crawl",0.06,300,6.8302610699999997,"Attic",0.03,80,7.76,2200,18700,200,24.98505887,2210,11.09344939,1784,30.392214490000001,0.85,91.3,91.3,91.3,91.3,0.34,0.32,0.54,40,2.7959999999999998,1,1584,160,24.80505887,0,0,"N",0,0,0.75,1,1.75,2,0.65,2151.648862,17,"Exhaust",50,1,"Standard",5,0,4.5,4.5,1,75,1.2,120,0,0,1,4,9,0.65]
["SF_2200_HZ1CZ4_cs_i2_4_ao80_efaf_","NWHZ1CZ4_3",0,0,0,69,64,74,78,1,2104.6240469999998,0,0,0,"FUR",3,15,1,0,30,0,"Crawl",0.06,300,6.8302610699999997,"Attic",0.03,80,7.76,2200,18700,200,24.98505887,2210,11.09344939,1784,30.392214490000001,0.85,91.3,91.3,91.3,91.3,0.34,0.32,0.54,40,2.7959999999999998,1,1584,160,24.80505887,0,0,"N",0,0,0.75,1,1.75,2,0.65,2151.648862,17,"Exhaust",50,1,"Standard",5,0,4.5,4.5,1,75,1.2,120,0,0,1,4,9,0.65]
["SF_2200_HZ1CZ4_cs_i2_4_ao80_hp85_","NWHZ1CZ4_3",0,0,0,69,64,74,78,1,2104.6240469999998,0,0,0,"HSPF_8.5_SEER_13.0",3,15,1,0,30,0,"Crawl",0.06,300,6.8302610699999997,"Attic",0.03,80,7.76,2200,18700,200,24.98505887,2210,11.09344939,1784,30.392214490000001,0.85,91.3,91.3,91.3,91.3,0.34,0.32,0.54,40,2.7959999999999998,1,1584,160,24.80505887,0,0,"N",0,0,0.75,1,1.75,2,0.65,2151.648862,17,"Exhaust",50,1,"Standard",5,0,4.5,4.5,1,75,1.2,120,0,0,1,4,9,0.65]
["SF_2200_HZ1CZ4_cs_i2_4_ao80_zonl_","NWHZ1CZ4_3",0,0,0,69,64,74,78,1,2104.6240469999998,0,0,0,"FUR",3,15,1,0,30,1,"Crawl",0.06,300,6.8302610699999997,"Attic",0.03,80,7.76,2200,18700,200,24.98505887,2210,11.09344939,1784,30.392214490000001,0.85,91.3,91.3,91.3,91.3,0.34,0.32,0.54,40,2.7959999999999998,1,1584,160,24.80505887,0,0,"N",0,0,0.75,1,1.75,2,0.65,2151.648862,17,"Exhaust",50,1,"Standard",5,0,4.5,4.5,1,75,1.2,120,0,0,1,4,9,0.65]
["SF_2200_HZ1CZ4_cs_i2_5_ge50_gfnc_","NWHZ1CZ4_3",0,0,0,69,64,74,78,1,2104.6240469999998,0,0,0,"FUR",3,15,1,0,30,0,"Crawl",0.06,300,6.8302610699999997,"Attic",0.03,80,7.76,2200,18700,200,24.98505887,2210,11.09344939,1784,30.392214490000001,0.85,91.3,91.3,91.3,91.3,0.34,0.32,0.54,40,2.7959999999999998,1,1584,160,24.80505887,0,0,"N",0,0,0.75,1,1.75,2,0.65,2151.648862,17,"Exhaust",50,1,"Standard",5,0,4.5,4.5,1,45,1.1000000000000001,120,0,0,1,4,10,0.65]
["SF_2200_HZ1CZ4_cs_i2_5_ge50_gfac_","NWHZ1CZ4_3",0,0,0,69,64,74,78,1,2104.6240469999998,0,0,0,"FHCA",3,15,1,0,30,0,"Crawl",0.06,300,6.8302610699999997,"Attic",0.03,80,7.76,2200,18700,200,24.98505887,2210,11.09344939,1784,30.392214490000001,0.85,91.3,91.3,91.3,91.3,0.34,0.32,0.54,40,2.7959999999999998,1,1584,160,24.80505887,0,0,"N",0,0,0.75,1,1.75,2,0.65,2151.648862,17,"Exhaust",50,1,"Standard",5,0,4.5,4.5,1,45,1.1000000000000001,120,0,0,1,4,10,0.65]
["SF_2200_HZ1CZ4_cs_i2_5_ge50_efaf_","NWHZ1CZ4_3",0,0,0,69,64,74,78,1,2104.6240469999998,0,0,0,"FUR",3,15,1,0,30,0,"Crawl",0.06,300,6.8302610699999997,"Attic",0.03,80,7.76,2200,18700,200,24.98505887,2210,11.09344939,1784,30.392214490000001,0.85,91.3,91.3,91.3,91.3,0.34,0.32,0.54,40,2.7959999999999998,1,1584,160,24.80505887,0,0,"N",0,0,0.75,1,1.75,2,0.65,2151.648862,17,"Exhaust",50,1,"Standard",5,0,4.5,4.5,1,45,1.1000000000000001,120,0,0,1,4,10,0.65]
["SF_2200_HZ1CZ4_cs_i2_5_ge50_hp85_","NWHZ1CZ4_3",0,0,0,69,64,74,78,1,2104.6240469999998,0,0,0,"HSPF_8.5_SEER_13.0",3,15,1,0,30,0,"Crawl",0.06,300,6.8302610699999997,"Attic",0.03,80,7.76,2200,18700,200,24.98505887,2210,11.09344939,1784,30.392214490000001,0.85,91.3,91.3,91.3,91.3,0.34,0.32,0.54,40,2.7959999999999998,1,1584,160,24.80505887,0,0,"N",0,0,0.75,1,1.75,2,0.65,2151.648862,17,"Exhaust",50,1,"Standard",5,0,4.5,4.5,1,45,1.1000000000000001,120,0,0,1,4,10,0.65]
["SF_2200_HZ1CZ4_cs_i2_5_ge50_zonl_","NWHZ1CZ4_3",0,0,0,69,64,74,78,1,2104.6240469999998,0,0,0,"FUR",3,15,1,0,30,1,"Crawl",0.06,300,6.8302610699999997,"Attic",0.03,80,7.76,2200,18700,200,24.98505887,2210,11.09344939,1784,30.392214490000001,0.85,91.3,91.3,91.3,91.3,0.34,0.32,0.54,40,2.7959999999999998,1,1584,160,24.80505887,0,0,"N",0,0,0.75,1,1.75,2,0.65,2151.648862,17,"Exhaust",50,1,"Standard",5,0,4.5,4.5,1,45,1.1000000000000001,120,0,0,1,4,10,0.65]
["SF_2200_HZ1CZ4_cs_i2_5_ao60_gfnc_","NWHZ1CZ4_3",0,0,0,69,64,74,78,1,2104.6240469999998,0,0,0,"FUR",3,15,1,0,30,0,"Crawl",0.06,300,6.8302610699999997,"Attic",0.03,80,7.76,2200,18700,200,24.98505887,2210,11.09344939,1784,30.392214490000001,0.85,91.3,91.3,91.3,91.3,0.34,0.32,0.54,40,2.7959999999999998,1,1584,160,24.80505887,0,0,"N",0,0,0.75,1,1.75,2,0.65,2151.648862,17,"Exhaust",50,1,"Standard",5,0,4.5,4.5,1,57,1.2,120,0,0,1,4,10,0.65]
["SF_2200_HZ1CZ4_cs_i2_5_ao60_gfac_","NWHZ1CZ4_3",0,0,0,69,64,74,78,1,2104.6240469999998,0,0,0,"FHCA",3,15,1,0,30,0,"Crawl",0.06,300,6.8302610699999997,"Attic",0.03,80,7.76,2200,18700,200,24.98505887,2210,11.09344939,1784,30.392214490000001,0.85,91.3,91.3,91.3,91.3,0.34,0.32,0.54,40,2.7959999999999998,1,1584,160,24.80505887,0,0,"N",0,0,0.75,1,1.75,2,0.65,2151.648862,17,"Exhaust",50,1,"Standard",5,0,4.5,4.5,1,57,1.2,120,0,0,1,4,10,0.65]
["SF_2200_HZ1CZ4_cs_i2_5_ao60_efaf_","NWHZ1CZ4_3",0,0,0,69,64,74,78,1,2104.6240469999998,0,0,0,"FUR",3,15,1,0,30,0,"Crawl",0.06,300,6.8302610699999997,"Attic",0.03,80,7.76,2200,18700,200,24.98505887,2210,11.09344939,1784,30.392214490000001,0.85,91.3,91.3,91.3,91.3,0.34,0.32,0.54,40,2.7959999999999998,1,1584,160,24.80505887,0,0,"N",0,0,0.75,1,1.75,2,0.65,2151.648862,17,"Exhaust",50,1,"Standard",5,0,4.5,4.5,1,57,1.2,120,0,0,1,4,10,0.65]
["SF_2200_HZ1CZ4_cs_i2_5_ao60_hp85_","NWHZ1CZ4_3",0,0,0,69,64,74,78,1,2104.6240469999998,0,0,0,"HSPF_8.5_SEER_13.0",3,15,1,0,30,0,"Crawl",0.06,300,6.8302610699999997,"Attic",0.03,80,7.76,2200,18700,200,24.98505887,2210,11.09344939,1784,30.392214490000001,0.85,91.3,91.3,91.3,91.3,0.34,0.32,0.54,40,2.7959999999999998,1,1584,160,24.80505887,0,0,"N",0,0,0.75,1,1.75,2,0.65,2151.648862,17,"Exhaust",50,1,"Standard",5,0,4.5,4.5,1,57,1.2,120,0,0,1,4,10,0.65]
["SF_2200_HZ1CZ4_cs_i2_5_ao60_zonl_","NWHZ1CZ4_3",0,0,0,69,64,74,78,1,2104.6240469999998,0,0,0,"FUR",3,15,1,0,30,1,"Crawl",0.06,300,6.8302610699999997,"Attic",0.03,80,7.76,2200,18700,200,24.98505887,2210,11.09344939,1784,30.392214490000001,0.85,91.3,91.3,91.3,91.3,0.34,0.32,0.54,40,2.7959999999999998,1,1584,160,24.80505887,0,0,"N",0,0,0.75,1,1.75,2,0.65,2151.648862,17,"Exhaust",50,1,"Standard",5,0,4.5,4.5,1,57,1.2,120,0,0,1,4,10,0.65]
["SF_2200_HZ1CZ4_cs_i2_5_ao80_gfnc_","NWHZ1CZ4_3",0,0,0,69,64,74,78,1,2104.6240469999998,0,0,0,"FUR",3,15,1,0,30,0,"Crawl",0.06,300,6.8302610699999997,"Attic",0.03,80,7.76,2200,18700,200,24.98505887,2210,11.09344939,1784,30.392214490000001,0.85,91.3,91.3,91.3,91.3,0.34,0.32,0.54,40,2.7959999999999998,1,1584,160,24.80505887,0,0,"N",0,0,0.75,1,1.75,2,0.65,2151.648862,17,"Exhaust",50,1,"Standard",5,0,4.5,4.5,1,75,1.2,120,0,0,1,4,10,0.65]
["SF_2200_HZ1CZ4_cs_i2_5_ao80_gfac_","NWHZ1CZ4_3",0,0,0,69,64,74,78,1,2104.6240469999998,0,0,0,"FHCA",3,15,1,0,30,0,"Crawl",0.06,300,6.8302610699999997,"Attic",0.03,80,7.76,2200,18700,200,24.98505887,2210,11.09344939,1784,30.392214490000001,0.85,91.3,91.3,91.3,91.3,0.34,0.32,0.54,40,2.7959999999999998,1,1584,160,24.80505887,0,0,"N",0,0,0.75,1,1.75,2,0.65,2151.648862,17,"Exhaust",50,1,"Standard",5,0,4.5,4.5,1,75,1.2,120,0,0,1,4,10,0.65]
["SF_2200_HZ1CZ4_cs_i2_5_ao80_efaf_","NWHZ1CZ4_3",0,0,0,69,64,74,78,1,2104.6240469999998,0,0,0,"FUR",3,15,1,0,30,0,"Crawl",0.06,300,6.8302610699999997,"Attic",0.03,80,7.76,2200,18700,200,24.98505887,2210,11.09344939,1784,30.392214490000001,0.85,91.3,91.3,91.3,91.3,0.34,0.32,0.54,40,2.7959999999999998,1,1584,160,24.80505887,0,0,"N",0,0,0.75,1,1.75,2,0.65,2151.648862,17,"Exhaust",50,1,"Standard",5,0,4.5,4.5,1,75,1.2,120,0,0,1,4,10,0.65]
["SF_2200_HZ1CZ4_cs_i2_5_ao80_hp85_","NWHZ1CZ4_3",0,0,0,69,64,74,78,1,2104.6240469999998,0,0,0,"HSPF_8.5_SEER_13.0",3,15,1,0,30,0,"Crawl",0.06,300,6.8302610699999997,"Attic",0.03,80,7.76,2200,18700,200,24.98505887,2210,11.09344939,1784,30.392214490000001,0.85,91.3,91.3,91.3,91.3,0.34,0.32,0.54,40,2.7959999999999998,1,1584,160,24.80505887,0,0,"N",0,0,0.75,1,1.75,2,0.65,2151.648862,17,"Exhaust",50,1,"Standard",5,0,4.5,4.5,1,75,1.2,120,0,0,1,4,10,0.65]
["SF_2200_HZ1CZ4_cs_i2_5_ao80_zonl_","NWHZ1CZ4_3",0,0,0,69,64,74,78,1,2104.6240469999998,0,0,0,"FUR",3,15,1,0,30,1,"Crawl",0.06,300,6.8302610699999997,"Attic",0.03,80,7.76,2200,18700,200,24.98505887,2210,11.09344939,1784,30.392214490000001,0.85,91.3,91.3,91.3,91.3,0.34,0.32,0.54,40,2.7959999999999998,1,1584,160,24.80505887,0,0,"N",0,0,0.75,1,1.75,2,0.65,2151.648862,17,"Exhaust",50,1,"Standard",5,0,4.5,4.5,1,75,1.2,120,0,0,1,4,10,0.65]
["SF_2200_HZ2CZ4_cg_ga_1_ge50_gfnc_","NWHZ2CZ4_3",0,0,0,69,64,74,78,1,2104.6240469999998,0,0,0,"FUR",3,15,1,0,30,0,"Crawl",0.06,300,6.8302610699999997,"Attic",0.03,80,7.76,2200,18700,200,24.98505887,2210,11.09344939,1784,30.392214490000001,0.85,91.3,91.3,91.3,91.3,0.34,0.32,0.54,40,2.7959999999999998,1,1584,160,24.80505887,0,0,"N",0,0,0.75,1,1.75,2,0.65,2151.648862,17,"Exhaust",50,1,"Standard",5,0,4.5,4.5,1,45,1.1000000000000001,120,0,0,3,1,6,0]
["SF_2200_HZ2CZ4_cg_ga_1_ao60_gfnc_","NWHZ2CZ4_3",0,0,0,69,64,74,78,1,2104.6240469999998,0,0,0,"FUR",3,15,1,0,30,0,"Crawl",0.06,300,6.8302610699999997,"Attic",0.03,80,7.76,2200,18700,200,24.98505887,2210,11.09344939,1784,30.392214490000001,0.85,91.3,91.3,91.3,91.3,0.34,0.32,0.54,40,2.7959999999999998,1,1584,160,24.80505887,0,0,"N",0,0,0.75,1,1.75,2,0.65,2151.648862,17,"Exhaust",50,1,"Standard",5,0,4.5,4.5,1,57,1.2,120,0,0,3,1,6,0]
["SF_2200_HZ2CZ4_cg_ga_1_ao80_gfnc_","NWHZ2CZ4_3",0,0,0,69,64,74,78,1,2104.6240469999998,0,0,0,"FUR",3,15,1,0,30,0,"Crawl",0.06,300,6.8302610699999997,"Attic",0.03,80,7.76,2200,18700,200,24.98505887,2210,11.09344939,1784,30.392214490000001,0.85,91.3,91.3,91.3,91.3,0.34,0.32,0.54,40,2.7959999999999998,1,1584,160,24.80505887,0,0,"N",0,0,0.75,1,1.75,2,0.65,2151.648862,17,"Exhaust",50,1,"Standard",5,0,4.5,4.5,1,75,1.2,120,0,0,3,1,6,0]
["SF_2200_HZ2CZ4_cg_ga_2_ge50_gfnc_","NWHZ2CZ4_3",0,0,0,69,64,74,78,1,2104.6240469999998,0,0,0,"FUR",3,15,1,0,30,0,"Crawl",0.06,300,6.8302610699999997,"Attic",0.03,80,7.76,2200,18700,200,24.98505887,2210,11.09344939,1784,30.392214490000001,0.85,91.3,91.3,91.3,91.3,0.34,0.32,0.54,40,2.7959999999999998,1,1584,160,24.80505887,0,0,"N",0,0,0.75,1,1.75,2,0.65,2151.648862,17,"Exhaust",50,1,"Standard",5,0,4.5,4.5,1,45,1.1000000000000001,120,0,0,3,1,7,0]
["SF_2200_HZ2CZ4_cg_ga_2_ao60_gfnc_","NWHZ2CZ4_3",0,0,0,69,64,74,78,1,2104.6240469999998,0,0,0,"FUR",3,15,1,0,30,0,"Crawl",0.06,300,6.8302610699999997,"Attic",0.03,80,7.76,2200,18700,200,24.98505887,2210,11.09344939,1784,30.392214490000001,0.85,91.3,91.3,91.3,91.3,0.34,0.32,0.54,40,2.7959999999999998,1,1584,160,24.80505887,0,0,"N",0,0,0.75,1,1.75,2,0.65,2151.648862,17,"Exhaust",50,1,"Standard",5,0,4.5,4.5,1,57,1.2,120,0,0,3,1,7,0]
["SF_2200_HZ2CZ4_cg_ga_2_ao80_gfnc_","NWHZ2CZ4_3",0,0,0,69,64,74,78,1,2104.6240469999998,0,0,0,"FUR",3,15,1,0,30,0,"Crawl",0.06,300,6.8302610699999997,"Attic",0.03,80,7.76,2200,18700,200,24.98505887,2210,11.09344939,1784,30.392214490000001,0.85,91.3,91.3,91.3,91.3,0.34,0.32,0.54,40,2.7959999999999998,1,1584,160,24.80505887,0,0,"N",0,0,0.75,1,1.75,2,0.65,2151.648862,17,"Exhaust",50,1,"Standard",5,0,4.5,4.5,1,75,1.2,120,0,0,3,1,7,0]
["SF_2200_HZ2CZ4_cg_ga_3_ge50_gfnc_","NWHZ2CZ4_3",0,0,0,69,64,74,78,1,2104.6240469999998,0,0,0,"FUR",3,15,1,0,30,0,"Crawl",0.06,300,6.8302610699999997,"Attic",0.03,80,7.76,2200,18700,200,24.98505887,2210,11.09344939,1784,30.392214490000001,0.85,91.3,91.3,91.3,91.3,0.34,0.32,0.54,40,2.7959999999999998,1,1584,160,24.80505887,0,0,"N",0,0,0.75,1,1.75,2,0.65,2151.648862,17,"Exhaust",50,1,"Standard",5,0,4.5,4.5,1,45,1.1000000000000001,120,0,0,3,1,8,0]
["SF_2200_HZ2CZ4_cg_ga_3_ao60_gfnc_","NWHZ2CZ4_3",0,0,0,69,64,74,78,1,2104.6240469999998,0,0,0,"FUR",3,15,1,0,30,0,"Crawl",0.06,300,6.8302610699999997,"Attic",0.03,80,7.76,2200,18700,200,24.98505887,2210,11.09344939,1784,30.392214490000001,0.85,91.3,91.3,91.3,91.3,0.34,0.32,0.54,40,2.7959999999999998,1,1584,160,24.80505887,0,0,"N",0,0,0.75,1,1.75,2,0.65,2151.648862,17,"Exhaust",50,1,"Standard",5,0,4.5,4.5,1,57,1.2,120,0,0,3,1,8,0]
["SF_2200_HZ2CZ4_cg_ga_3_ao80_gfnc_","NWHZ2CZ4_3",0,0,0,69,64,74,78,1,2104.6240469999998,0,0,0,"FUR",3,15,1,0,30,0,"Crawl",0.06,300,6.8302610699999997,"Attic",0.03,80,7.76,2200,18700,200,24.98505887,2210,11.09344939,1784,30.392214490000001,0.85,91.3,91.3,91.3,91.3,0.34,0.32,0.54,40,2.7959999999999998,1,1584,160,24.80505887,0,0,"N",0,0,0.75,1,1.75,2,0.65,2151.648862,17,"Exhaust",50,1,"Standard",5,0,4.5,4.5,1,75,1.2,120,0,0,3,1,8,0]
["SF_2200_HZ2CZ4_cg_ga_4_ge50_gfnc_","NWHZ2CZ4_3",0,0,0,69,64,74,78,1,2104.6240469999998,0,0,0,"FUR",3,15,1,0,30,0,"Crawl",0.06,300,6.8302610699999997,"Attic",0.03,80,7.76,2200,18700,200,24.98505887,2210,11.09344939,1784,30.392214490000001,0.85,91.3,91.3,91.3,91.3,0.34,0.32,0.54,40,2.7959999999999998,1,1584,160,24.80505887,0,0,"N",0,0,0.75,1,1.75,2,0.65,2151.648862,17,"Exhaust",50,1,"Standard",5,0,4.5,4.5,1,45,1.1000000000000001,120,0,0,3,1,9,0]
["SF_2200_HZ2CZ4_cg_ga_4_ao60_gfnc_","NWHZ2CZ4_3",0,0,0,69,64,74,78,1,2104.6240469999998,0,0,0,"FUR",3,15,1,0,30,0,"Crawl",0.06,300,6.8302610699999997,"Attic",0.03,80,7.76,2200,18700,200,24.98505887,2210,11.09344939,1784,30.392214490000001,0.85,91.3,91.3,91.3,91.3,0.34,0.32,0.54,40,2.7959999999999998,1,1584,160,24.80505887,0,0,"N",0,0,0.75,1,1.75,2,0.65,2151.648862,17,"Exhaust",50,1,"Standard",5,0,4.5,4.5,1,57,1.2,120,0,0,3,1,9,0]
["SF_2200_HZ2CZ4_cg_ga_4_ao80_gfnc_","NWHZ2CZ4_3",0,0,0,69,64,74,78,1,2104.6240469999998,0,0,0,"FUR",3,15,1,0,30,0,"Crawl",0.06,300,6.8302610699999997,"Attic",0.03,80,7.76,2200,18700,200,24.98505887,2210,11.09344939,1784,30.392214490000001,0.85,91.3,91.3,91.3,91.3,0.34,0.32,0.54,40,2.7959999999999998,1,1584,160,24.80505887,0,0,"N",0,0,0.75,1,1.75,2,0.65,2151.648862,17,"Exhaust",50,1,"Standard",5,0,4.5,4.5,1,75,1.2,120,0,0,3,1,9,0]
["SF_2200_HZ2CZ4_cg_ga_5_ge50_gfnc_","NWHZ2CZ4_3",0,0,0,69,64,74,78,1,2104.6240469999998,0,0,0,"FUR",3,15,1,0,30,0,"Crawl",0.06,300,6.8302610699999997,"Attic",0.03,80,7.76,2200,18700,200,24.98505887,2210,11.09344939,1784,30.392214490000001,0.85,91.3,91.3,91.3,91.3,0.34,0.32,0.54,40,2.7959999999999998,1,1584,160,24.80505887,0,0,"N",0,0,0.75,1,1.75,2,0.65,2151.648862,17,"Exhaust",50,1,"Standard",5,0,4.5,4.5,1,45,1.1000000000000001,120,0,0,3,1,10,0]
["SF_2200_HZ2CZ4_cg_ga_5_ao60_gfnc_","NWHZ2CZ4_3",0,0,0,69,64,74,78,1,2104.6240469999998,0,0,0,"FUR",3,15,1,0,30,0,"Crawl",0.06,300,6.8302610699999997,"Attic",0.03,80,7.76,2200,18700,200,24.98505887,2210,11.09344939,1784,30.392214490000001,0.85,91.3,91.3,91.3,91.3,0.34,0.32,0.54,40,2.7959999999999998,1,1584,160,24.80505887,0,0,"N",0,0,0.75,1,1.75,2,0.65,2151.648862,17,"Exhaust",50,1,"Standard",5,0,4.5,4.5,1,57,1.2,120,0,0,3,1,10,0]
["SF_2200_HZ2CZ4_cg_ga_5_ao80_gfnc_","NWHZ2CZ4_3",0,0,0,69,64,74,78,1,2104.6240469999998,0,0,0,"FUR",3,15,1,0,30,0,"Crawl",0.06,300,6.8302610699999997,"Attic",0.03,80,7.76,2200,18700,200,24.98505887,2210,11.09344939,1784,30.392214490000001,0.85,91.3,91.3,91.3,91.3,0.34,0.32,0.54,40,2.7959999999999998,1,1584,160,24.80505887,0,0,"N",0,0,0.75,1,1.75,2,0.65,2151.648862,17,"Exhaust",50,1,"Standard",5,0,4.5,4.5,1,75,1.2,120,0,0,3,1,10,0]
["SF_2200_HZ2CZ4_cg_bm_1_ge50_gfnc_","NWHZ2CZ4_3",0,0,0,69,64,74,78,1,2104.6240469999998,0,0,0,"FUR",3,15,1,0,30,0,"Crawl",0.06,300,6.8302610699999997,"Attic",0.03,80,7.76,2200,18700,200,24.98505887,2210,11.09344939,1784,30.392214490000001,0.85,91.3,91.3,91.3,91.3,0.34,0.32,0.54,40,2.7959999999999998,1,1584,160,24.80505887,0,0,"N",0,0,0.75,1,1.75,2,0.65,2151.648862,17,"Exhaust",50,1,"Standard",5,0,4.5,4.5,1,45,1.1000000000000001,120,0,0,3,3,6,0]
["SF_2200_HZ2CZ4_cg_bm_1_ao60_gfnc_","NWHZ2CZ4_3",0,0,0,69,64,74,78,1,2104.6240469999998,0,0,0,"FUR",3,15,1,0,30,0,"Crawl",0.06,300,6.8302610699999997,"Attic",0.03,80,7.76,2200,18700,200,24.98505887,2210,11.09344939,1784,30.392214490000001,0.85,91.3,91.3,91.3,91.3,0.34,0.32,0.54,40,2.7959999999999998,1,1584,160,24.80505887,0,0,"N",0,0,0.75,1,1.75,2,0.65,2151.648862,17,"Exhaust",50,1,"Standard",5,0,4.5,4.5,1,57,1.2,120,0,0,3,3,6,0]
["SF_2200_HZ2CZ4_cg_bm_1_ao80_gfnc_","NWHZ2CZ4_3",0,0,0,69,64,74,78,1,2104.6240469999998,0,0,0,"FUR",3,15,1,0,30,0,"Crawl",0.06,300,6.8302610699999997,"Attic",0.03,80,7.76,2200,18700,200,24.98505887,2210,11.09344939,1784,30.392214490000001,0.85,91.3,91.3,91.3,91.3,0.34,0.32,0.54,40,2.7959999999999998,1,1584,160,24.80505887,0,0,"N",0,0,0.75,1,1.75,2,0.65,2151.648862,17,"Exhaust",50,1,"Standard",5,0,4.5,4.5,1,75,1.2,120,0,0,3,3,6,0]
["SF_2200_HZ2CZ4_cg_bm_2_ge50_gfnc_","NWHZ2CZ4_3",0,0,0,69,64,74,78,1,2104.6240469999998,0,0,0,"FUR",3,15,1,0,30,0,"Crawl",0.06,300,6.8302610699999997,"Attic",0.03,80,7.76,2200,18700,200,24.98505887,2210,11.09344939,1784,30.392214490000001,0.85,91.3,91.3,91.3,91.3,0.34,0.32,0.54,40,2.7959999999999998,1,1584,160,24.80505887,0,0,"N",0,0,0.75,1,1.75,2,0.65,2151.648862,17,"Exhaust",50,1,"Standard",5,0,4.5,4.5,1,45,1.1000000000000001,120,0,0,3,3,7,0]
["SF_2200_HZ2CZ4_cg_bm_2_ao60_gfnc_","NWHZ2CZ4_3",0,0,0,69,64,74,78,1,2104.6240469999998,0,0,0,"FUR",3,15,1,0,30,0,"Crawl",0.06,300,6.8302610699999997,"Attic",0.03,80,7.76,2200,18700,200,24.98505887,2210,11.09344939,1784,30.392214490000001,0.85,91.3,91.3,91.3,91.3,0.34,0.32,0.54,40,2.7959999999999998,1,1584,160,24.80505887,0,0,"N",0,0,0.75,1,1.75,2,0.65,2151.648862,17,"Exhaust",50,1,"Standard",5,0,4.5,4.5,1,57,1.2,120,0,0,3,3,7,0]
["SF_2200_HZ2CZ4_cg_bm_2_ao80_gfnc_","NWHZ2CZ4_3",0,0,0,69,64,74,78,1,2104.6240469999998,0,0,0,"FUR",3,15,1,0,30,0,"Crawl",0.06,300,6.8302610699999997,"Attic",0.03,80,7.76,2200,18700,200,24.98505887,2210,11.09344939,1784,30.392214490000001,0.85,91.3,91.3,91.3,91.3,0.34,0.32,0.54,40,2.7959999999999998,1,1584,160,24.80505887,0,0,"N",0,0,0.75,1,1.75,2,0.65,2151.648862,17,"Exhaust",50,1,"Standard",5,0,4.5,4.5,1,75,1.2,120,0,0,3,3,7,0]
["SF_2200_HZ2CZ4_cg_bm_3_ge50_gfnc_","NWHZ2CZ4_3",0,0,0,69,64,74,78,1,2104.6240469999998,0,0,0,"FUR",3,15,1,0,30,0,"Crawl",0.06,300,6.8302610699999997,"Attic",0.03,80,7.76,2200,18700,200,24.98505887,2210,11.09344939,1784,30.392214490000001,0.85,91.3,91.3,91.3,91.3,0.34,0.32,0.54,40,2.7959999999999998,1,1584,160,24.80505887,0,0,"N",0,0,0.75,1,1.75,2,0.65,2151.648862,17,"Exhaust",50,1,"Standard",5,0,4.5,4.5,1,45,1.1000000000000001,120,0,0,3,3,8,0]
["SF_2200_HZ2CZ4_cg_bm_3_ao60_gfnc_","NWHZ2CZ4_3",0,0,0,69,64,74,78,1,2104.6240469999998,0,0,0,"FUR",3,15,1,0,30,0,"Crawl",0.06,300,6.8302610699999997,"Attic",0.03,80,7.76,2200,18700,200,24.98505887,2210,11.09344939,1784,30.392214490000001,0.85,91.3,91.3,91.3,91.3,0.34,0.32,0.54,40,2.7959999999999998,1,1584,160,24.80505887,0,0,"N",0,0,0.75,1,1.75,2,0.65,2151.648862,17,"Exhaust",50,1,"Standard",5,0,4.5,4.5,1,57,1.2,120,0,0,3,3,8,0]
["SF_2200_HZ2CZ4_cg_bm_3_ao80_gfnc_","NWHZ2CZ4_3",0,0,0,69,64,74,78,1,2104.6240469999998,0,0,0,"FUR",3,15,1,0,30,0,"Crawl",0.06,300,6.8302610699999997,"Attic",0.03,80,7.76,2200,18700,200,24.98505887,2210,11.09344939,1784,30.392214490000001,0.85,91.3,91.3,91.3,91.3,0.34,0.32,0.54,40,2.7959999999999998,1,1584,160,24.80505887,0,0,"N",0,0,0.75,1,1.75,2,0.65,2151.648862,17,"Exhaust",50,1,"Standard",5,0,4.5,4.5,1,75,1.2,120,0,0,3,3,8,0]
["SF_2200_HZ2CZ4_cg_bm_4_ge50_gfnc_","NWHZ2CZ4_3",0,0,0,69,64,74,78,1,2104.6240469999998,0,0,0,"FUR",3,15,1,0,30,0,"Crawl",0.06,300,6.8302610699999997,"Attic",0.03,80,7.76,2200,18700,200,24.98505887,2210,11.09344939,1784,30.392214490000001,0.85,91.3,91.3,91.3,91.3,0.34,0.32,0.54,40,2.7959999999999998,1,1584,160,24.80505887,0,0,"N",0,0,0.75,1,1.75,2,0.65,2151.648862,17,"Exhaust",50,1,"Standard",5,0,4.5,4.5,1,45,1.1000000000000001,120,0,0,3,3,9,0]
["SF_2200_HZ2CZ4_cg_bm_4_ao60_gfnc_","NWHZ2CZ4_3",0,0,0,69,64,74,78,1,2104.6240469999998,0,0,0,"FUR",3,15,1,0,30,0,"Crawl",0.06,300,6.8302610699999997,"Attic",0.03,80,7.76,2200,18700,200,24.98505887,2210,11.09344939,1784,30.392214490000001,0.85,91.3,91.3,91.3,91.3,0.34,0.32,0.54,40,2.7959999999999998,1,1584,160,24.80505887,0,0,"N",0,0,0.75,1,1.75,2,0.65,2151.648862,17,"Exhaust",50,1,"Standard",5,0,4.5,4.5,1,57,1.2,120,0,0,3,3,9,0]
["SF_2200_HZ2CZ4_cg_bm_4_ao80_gfnc_","NWHZ2CZ4_3",0,0,0,69,64,74,78,1,2104.6240469999998,0,0,0,"FUR",3,15,1,0,30,0,"Crawl",0.06,300,6.8302610699999997,"Attic",0.03,80,7.76,2200,18700,200,24.98505887,2210,11.09344939,1784,30.392214490000001,0.85,91.3,91.3,91.3,91.3,0.34,0.32,0.54,40,2.7959999999999998,1,1584,160,24.80505887,0,0,"N",0,0,0.75,1,1.75,2,0.65,2151.648862,17,"Exhaust",50,1,"Standard",5,0,4.5,4.5,1,75,1.2,120,0,0,3,3,9,0]
["SF_2200_HZ2CZ4_cg_bm_5_ge50_gfnc_","NWHZ2CZ4_3",0,0,0,69,64,74,78,1,2104.6240469999998,0,0,0,"FUR",3,15,1,0,30,0,"Crawl",0.06,300,6.8302610699999997,"Attic",0.03,80,7.76,2200,18700,200,24.98505887,2210,11.09344939,1784,30.392214490000001,0.85,91.3,91.3,91.3,91.3,0.34,0.32,0.54,40,2.7959999999999998,1,1584,160,24.80505887,0,0,"N",0,0,0.75,1,1.75,2,0.65,2151.648862,17,"Exhaust",50,1,"Standard",5,0,4.5,4.5,1,45,1.1000000000000001,120,0,0,3,3,10,0]
["SF_2200_HZ2CZ4_cg_bm_5_ao60_gfnc_","NWHZ2CZ4_3",0,0,0,69,64,74,78,1,2104.6240469999998,0,0,0,"FUR",3,15,1,0,30,0,"Crawl",0.06,300,6.8302610699999997,"Attic",0.03,80,7.76,2200,18700,200,24.98505887,2210,11.09344939,1784,30.392214490000001,0.85,91.3,91.3,91.3,91.3,0.34,0.32,0.54,40,2.7959999999999998,1,1584,160,24.80505887,0,0,"N",0,0,0.75,1,1.75,2,0.65,2151.648862,17,"Exhaust",50,1,"Standard",5,0,4.5,4.5,1,57,1.2,120,0,0,3,3,10,0]
["SF_2200_HZ2CZ4_cg_bm_5_ao80_gfnc_","NWHZ2CZ4_3",0,0,0,69,64,74,78,1,2104.6240469999998,0,0,0,"FUR",3,15,1,0,30,0,"Crawl",0.06,300,6.8302610699999997,"Attic",0.03,80,7.76,2200,18700,200,24.98505887,2210,11.09344939,1784,30.392214490000001,0.85,91.3,91.3,91.3,91.3,0.34,0.32,0.54,40,2.7959999999999998,1,1584,160,24.80505887,0,0,"N",0,0,0.75,1,1.75,2,0.65,2151.648862,17,"Exhaust",50,1,"Standard",5,0,4.5,4.5,1,75,1.2,120,0,0,3,3,10,0]
["SF_2200_HZ2CZ4_cg_i2_1_ge50_gfnc_","NWHZ2CZ4_3",0,0,0,69,64,74,78,1,2104.6240469999998,0,0,0,"FUR",3,15,1,0,30,0,"Crawl",0.06,300,6.8302610699999997,"Attic",0.03,80,7.76,2200,18700,200,24.98505887,2210,11.09344939,1784,30.392214490000001,0.85,91.3,91.3,91.3,91.3,0.34,0.32,0.54,40,2.7959999999999998,1,1584,160,24.80505887,0,0,"N",0,0,0.75,1,1.75,2,0.65,2151.648862,17,"Exhaust",50,1,"Standard",5,0,4.5,4.5,1,45,1.1000000000000001,120,0,0,3,4,6,0.65]
["SF_2200_HZ2CZ4_cg_i2_1_ge50_gfac_","NWHZ2CZ4_3",0,0,0,69,64,74,78,1,2104.6240469999998,0,0,0,"FHCA",3,15,1,0,30,0,"Crawl",0.06,300,6.8302610699999997,"Attic",0.03,80,7.76,2200,18700,200,24.98505887,2210,11.09344939,1784,30.392214490000001,0.85,91.3,91.3,91.3,91.3,0.34,0.32,0.54,40,2.7959999999999998,1,1584,160,24.80505887,0,0,"N",0,0,0.75,1,1.75,2,0.65,2151.648862,17,"Exhaust",50,1,"Standard",5,0,4.5,4.5,1,45,1.1000000000000001,120,0,0,3,4,6,0.65]
["SF_2200_HZ2CZ4_cg_i2_1_ge50_efaf_","NWHZ2CZ4_3",0,0,0,69,64,74,78,1,2104.6240469999998,0,0,0,"FUR",3,15,1,0,30,0,"Crawl",0.06,300,6.8302610699999997,"Attic",0.03,80,7.76,2200,18700,200,24.98505887,2210,11.09344939,1784,30.392214490000001,0.85,91.3,91.3,91.3,91.3,0.34,0.32,0.54,40,2.7959999999999998,1,1584,160,24.80505887,0,0,"N",0,0,0.75,1,1.75,2,0.65,2151.648862,17,"Exhaust",50,1,"Standard",5,0,4.5,4.5,1,45,1.1000000000000001,120,0,0,3,4,6,0.65]
["SF_2200_HZ2CZ4_cg_i2_1_ge50_hp85_","NWHZ2CZ4_3",0,0,0,69,64,74,78,1,2104.6240469999998,0,0,0,"HSPF_8.5_SEER_13.0",3,15,1,0,30,0,"Crawl",0.06,300,6.8302610699999997,"Attic",0.03,80,7.76,2200,18700,200,24.98505887,2210,11.09344939,1784,30.392214490000001,0.85,91.3,91.3,91.3,91.3,0.34,0.32,0.54,40,2.7959999999999998,1,1584,160,24.80505887,0,0,"N",0,0,0.75,1,1.75,2,0.65,2151.648862,17,"Exhaust",50,1,"Standard",5,0,4.5,4.5,1,45,1.1000000000000001,120,0,0,3,4,6,0.65]
["SF_2200_HZ2CZ4_cg_i2_1_ge50_zonl_","NWHZ2CZ4_3",0,0,0,69,64,74,78,1,2104.6240469999998,0,0,0,"FUR",3,15,1,0,30,1,"Crawl",0.06,300,6.8302610699999997,"Attic",0.03,80,7.76,2200,18700,200,24.98505887,2210,11.09344939,1784,30.392214490000001,0.85,91.3,91.3,91.3,91.3,0.34,0.32,0.54,40,2.7959999999999998,1,1584,160,24.80505887,0,0,"N",0,0,0.75,1,1.75,2,0.65,2151.648862,17,"Exhaust",50,1,"Standard",5,0,4.5,4.5,1,45,1.1000000000000001,120,0,0,3,4,6,0.65]
["SF_2200_HZ2CZ4_cg_i2_1_ao60_gfnc_","NWHZ2CZ4_3",0,0,0,69,64,74,78,1,2104.6240469999998,0,0,0,"FUR",3,15,1,0,30,0,"Crawl",0.06,300,6.8302610699999997,"Attic",0.03,80,7.76,2200,18700,200,24.98505887,2210,11.09344939,1784,30.392214490000001,0.85,91.3,91.3,91.3,91.3,0.34,0.32,0.54,40,2.7959999999999998,1,1584,160,24.80505887,0,0,"N",0,0,0.75,1,1.75,2,0.65,2151.648862,17,"Exhaust",50,1,"Standard",5,0,4.5,4.5,1,57,1.2,120,0,0,3,4,6,0.65]
["SF_2200_HZ2CZ4_cg_i2_1_ao60_gfac_","NWHZ2CZ4_3",0,0,0,69,64,74,78,1,2104.6240469999998,0,0,0,"FHCA",3,15,1,0,30,0,"Crawl",0.06,300,6.8302610699999997,"Attic",0.03,80,7.76,2200,18700,200,24.98505887,2210,11.09344939,1784,30.392214490000001,0.85,91.3,91.3,91.3,91.3,0.34,0.32,0.54,40,2.7959999999999998,1,1584,160,24.80505887,0,0,"N",0,0,0.75,1,1.75,2,0.65,2151.648862,17,"Exhaust",50,1,"Standard",5,0,4.5,4.5,1,57,1.2,120,0,0,3,4,6,0.65]
["SF_2200_HZ2CZ4_cg_i2_1_ao60_efaf_","NWHZ2CZ4_3",0,0,0,69,64,74,78,1,2104.6240469999998,0,0,0,"FUR",3,15,1,0,30,0,"Crawl",0.06,300,6.8302610699999997,"Attic",0.03,80,7.76,2200,18700,200,24.98505887,2210,11.09344939,1784,30.392214490000001,0.85,91.3,91.3,91.3,91.3,0.34,0.32,0.54,40,2.7959999999999998,1,1584,160,24.80505887,0,0,"N",0,0,0.75,1,1.75,2,0.65,2151.648862,17,"Exhaust",50,1,"Standard",5,0,4.5,4.5,1,57,1.2,120,0,0,3,4,6,0.65]
["SF_2200_HZ2CZ4_cg_i2_1_ao60_hp85_","NWHZ2CZ4_3",0,0,0,69,64,74,78,1,2104.6240469999998,0,0,0,"HSPF_8.5_SEER_13.0",3,15,1,0,30,0,"Crawl",0.06,300,6.8302610699999997,"Attic",0.03,80,7.76,2200,18700,200,24.98505887,2210,11.09344939,1784,30.392214490000001,0.85,91.3,91.3,91.3,91.3,0.34,0.32,0.54,40,2.7959999999999998,1,1584,160,24.80505887,0,0,"N",0,0,0.75,1,1.75,2,0.65,2151.648862,17,"Exhaust",50,1,"Standard",5,0,4.5,4.5,1,57,1.2,120,0,0,3,4,6,0.65]
["SF_2200_HZ2CZ4_cg_i2_1_ao60_zonl_","NWHZ2CZ4_3",0,0,0,69,64,74,78,1,2104.6240469999998,0,0,0,"FUR",3,15,1,0,30,1,"Crawl",0.06,300,6.8302610699999997,"Attic",0.03,80,7.76,2200,18700,200,24.98505887,2210,11.09344939,1784,30.392214490000001,0.85,91.3,91.3,91.3,91.3,0.34,0.32,0.54,40,2.7959999999999998,1,1584,160,24.80505887,0,0,"N",0,0,0.75,1,1.75,2,0.65,2151.648862,17,"Exhaust",50,1,"Standard",5,0,4.5,4.5,1,57,1.2,120,0,0,3,4,6,0.65]
["SF_2200_HZ2CZ4_cg_i2_1_ao80_gfnc_","NWHZ2CZ4_3",0,0,0,69,64,74,78,1,2104.6240469999998,0,0,0,"FUR",3,15,1,0,30,0,"Crawl",0.06,300,6.8302610699999997,"Attic",0.03,80,7.76,2200,18700,200,24.98505887,2210,11.09344939,1784,30.392214490000001,0.85,91.3,91.3,91.3,91.3,0.34,0.32,0.54,40,2.7959999999999998,1,1584,160,24.80505887,0,0,"N",0,0,0.75,1,1.75,2,0.65,2151.648862,17,"Exhaust",50,1,"Standard",5,0,4.5,4.5,1,75,1.2,120,0,0,3,4,6,0.65]
["SF_2200_HZ2CZ4_cg_i2_1_ao80_gfac_","NWHZ2CZ4_3",0,0,0,69,64,74,78,1,2104.6240469999998,0,0,0,"FHCA",3,15,1,0,30,0,"Crawl",0.06,300,6.8302610699999997,"Attic",0.03,80,7.76,2200,18700,200,24.98505887,2210,11.09344939,1784,30.392214490000001,0.85,91.3,91.3,91.3,91.3,0.34,0.32,0.54,40,2.7959999999999998,1,1584,160,24.80505887,0,0,"N",0,0,0.75,1,1.75,2,0.65,2151.648862,17,"Exhaust",50,1,"Standard",5,0,4.5,4.5,1,75,1.2,120,0,0,3,4,6,0.65]
["SF_2200_HZ2CZ4_cg_i2_1_ao80_efaf_","NWHZ2CZ4_3",0,0,0,69,64,74,78,1,2104.6240469999998,0,0,0,"FUR",3,15,1,0,30,0,"Crawl",0.06,300,6.8302610699999997,"Attic",0.03,80,7.76,2200,18700,200,24.98505887,2210,11.09344939,1784,30.392214490000001,0.85,91.3,91.3,91.3,91.3,0.34,0.32,0.54,40,2.7959999999999998,1,1584,160,24.80505887,0,0,"N",0,0,0.75,1,1.75,2,0.65,2151.648862,17,"Exhaust",50,1,"Standard",5,0,4.5,4.5,1,75,1.2,120,0,0,3,4,6,0.65]
["SF_2200_HZ2CZ4_cg_i2_1_ao80_hp85_","NWHZ2CZ4_3",0,0,0,69,64,74,78,1,2104.6240469999998,0,0,0,"HSPF_8.5_SEER_13.0",3,15,1,0,30,0,"Crawl",0.06,300,6.8302610699999997,"Attic",0.03,80,7.76,2200,18700,200,24.98505887,2210,11.09344939,1784,30.392214490000001,0.85,91.3,91.3,91.3,91.3,0.34,0.32,0.54,40,2.7959999999999998,1,1584,160,24.80505887,0,0,"N",0,0,0.75,1,1.75,2,0.65,2151.648862,17,"Exhaust",50,1,"Standard",5,0,4.5,4.5,1,75,1.2,120,0,0,3,4,6,0.65]
["SF_2200_HZ2CZ4_cg_i2_1_ao80_zonl_","NWHZ2CZ4_3",0,0,0,69,64,74,78,1,2104.6240469999998,0,0,0,"FUR",3,15,1,0,30,1,"Crawl",0.06,300,6.8302610699999997,"Attic",0.03,80,7.76,2200,18700,200,24.98505887,2210,11.09344939,1784,30.392214490000001,0.85,91.3,91.3,91.3,91.3,0.34,0.32,0.54,40,2.7959999999999998,1,1584,160,24.80505887,0,0,"N",0,0,0.75,1,1.75,2,0.65,2151.648862,17,"Exhaust",50,1,"Standard",5,0,4.5,4.5,1,75,1.2,120,0,0,3,4,6,0.65]
["SF_2200_HZ2CZ4_cg_i2_2_ge50_gfnc_","NWHZ2CZ4_3",0,0,0,69,64,74,78,1,2104.6240469999998,0,0,0,"FUR",3,15,1,0,30,0,"Crawl",0.06,300,6.8302610699999997,"Attic",0.03,80,7.76,2200,18700,200,24.98505887,2210,11.09344939,1784,30.392214490000001,0.85,91.3,91.3,91.3,91.3,0.34,0.32,0.54,40,2.7959999999999998,1,1584,160,24.80505887,0,0,"N",0,0,0.75,1,1.75,2,0.65,2151.648862,17,"Exhaust",50,1,"Standard",5,0,4.5,4.5,1,45,1.1000000000000001,120,0,0,3,4,7,0.65]
["SF_2200_HZ2CZ4_cg_i2_2_ge50_gfac_","NWHZ2CZ4_3",0,0,0,69,64,74,78,1,2104.6240469999998,0,0,0,"FHCA",3,15,1,0,30,0,"Crawl",0.06,300,6.8302610699999997,"Attic",0.03,80,7.76,2200,18700,200,24.98505887,2210,11.09344939,1784,30.392214490000001,0.85,91.3,91.3,91.3,91.3,0.34,0.32,0.54,40,2.7959999999999998,1,1584,160,24.80505887,0,0,"N",0,0,0.75,1,1.75,2,0.65,2151.648862,17,"Exhaust",50,1,"Standard",5,0,4.5,4.5,1,45,1.1000000000000001,120,0,0,3,4,7,0.65]
["SF_2200_HZ2CZ4_cg_i2_2_ge50_efaf_","NWHZ2CZ4_3",0,0,0,69,64,74,78,1,2104.6240469999998,0,0,0,"FUR",3,15,1,0,30,0,"Crawl",0.06,300,6.8302610699999997,"Attic",0.03,80,7.76,2200,18700,200,24.98505887,2210,11.09344939,1784,30.392214490000001,0.85,91.3,91.3,91.3,91.3,0.34,0.32,0.54,40,2.7959999999999998,1,1584,160,24.80505887,0,0,"N",0,0,0.75,1,1.75,2,0.65,2151.648862,17,"Exhaust",50,1,"Standard",5,0,4.5,4.5,1,45,1.1000000000000001,120,0,0,3,4,7,0.65]
["SF_2200_HZ2CZ4_cg_i2_2_ge50_hp85_","NWHZ2CZ4_3",0,0,0,69,64,74,78,1,2104.6240469999998,0,0,0,"HSPF_8.5_SEER_13.0",3,15,1,0,30,0,"Crawl",0.06,300,6.8302610699999997,"Attic",0.03,80,7.76,2200,18700,200,24.98505887,2210,11.09344939,1784,30.392214490000001,0.85,91.3,91.3,91.3,91.3,0.34,0.32,0.54,40,2.7959999999999998,1,1584,160,24.80505887,0,0,"N",0,0,0.75,1,1.75,2,0.65,2151.648862,17,"Exhaust",50,1,"Standard",5,0,4.5,4.5,1,45,1.1000000000000001,120,0,0,3,4,7,0.65]
["SF_2200_HZ2CZ4_cg_i2_2_ge50_zonl_","NWHZ2CZ4_3",0,0,0,69,64,74,78,1,2104.6240469999998,0,0,0,"FUR",3,15,1,0,30,1,"Crawl",0.06,300,6.8302610699999997,"Attic",0.03,80,7.76,2200,18700,200,24.98505887,2210,11.09344939,1784,30.392214490000001,0.85,91.3,91.3,91.3,91.3,0.34,0.32,0.54,40,2.7959999999999998,1,1584,160,24.80505887,0,0,"N",0,0,0.75,1,1.75,2,0.65,2151.648862,17,"Exhaust",50,1,"Standard",5,0,4.5,4.5,1,45,1.1000000000000001,120,0,0,3,4,7,0.65]
["SF_2200_HZ2CZ4_cg_i2_2_ao60_gfnc_","NWHZ2CZ4_3",0,0,0,69,64,74,78,1,2104.6240469999998,0,0,0,"FUR",3,15,1,0,30,0,"Crawl",0.06,300,6.8302610699999997,"Attic",0.03,80,7.76,2200,18700,200,24.98505887,2210,11.09344939,1784,30.392214490000001,0.85,91.3,91.3,91.3,91.3,0.34,0.32,0.54,40,2.7959999999999998,1,1584,160,24.80505887,0,0,"N",0,0,0.75,1,1.75,2,0.65,2151.648862,17,"Exhaust",50,1,"Standard",5,0,4.5,4.5,1,57,1.2,120,0,0,3,4,7,0.65]
["SF_2200_HZ2CZ4_cg_i2_2_ao60_gfac_","NWHZ2CZ4_3",0,0,0,69,64,74,78,1,2104.6240469999998,0,0,0,"FHCA",3,15,1,0,30,0,"Crawl",0.06,300,6.8302610699999997,"Attic",0.03,80,7.76,2200,18700,200,24.98505887,2210,11.09344939,1784,30.392214490000001,0.85,91.3,91.3,91.3,91.3,0.34,0.32,0.54,40,2.7959999999999998,1,1584,160,24.80505887,0,0,"N",0,0,0.75,1,1.75,2,0.65,2151.648862,17,"Exhaust",50,1,"Standard",5,0,4.5,4.5,1,57,1.2,120,0,0,3,4,7,0.65]
["SF_2200_HZ2CZ4_cg_i2_2_ao60_efaf_","NWHZ2CZ4_3",0,0,0,69,64,74,78,1,2104.6240469999998,0,0,0,"FUR",3,15,1,0,30,0,"Crawl",0.06,300,6.8302610699999997,"Attic",0.03,80,7.76,2200,18700,200,24.98505887,2210,11.09344939,1784,30.392214490000001,0.85,91.3,91.3,91.3,91.3,0.34,0.32,0.54,40,2.7959999999999998,1,1584,160,24.80505887,0,0,"N",0,0,0.75,1,1.75,2,0.65,2151.648862,17,"Exhaust",50,1,"Standard",5,0,4.5,4.5,1,57,1.2,120,0,0,3,4,7,0.65]
["SF_2200_HZ2CZ4_cg_i2_2_ao60_hp85_","NWHZ2CZ4_3",0,0,0,69,64,74,78,1,2104.6240469999998,0,0,0,"HSPF_8.5_SEER_13.0",3,15,1,0,30,0,"Crawl",0.06,300,6.8302610699999997,"Attic",0.03,80,7.76,2200,18700,200,24.98505887,2210,11.09344939,1784,30.392214490000001,0.85,91.3,91.3,91.3,91.3,0.34,0.32,0.54,40,2.7959999999999998,1,1584,160,24.80505887,0,0,"N",0,0,0.75,1,1.75,2,0.65,2151.648862,17,"Exhaust",50,1,"Standard",5,0,4.5,4.5,1,57,1.2,120,0,0,3,4,7,0.65]
["SF_2200_HZ2CZ4_cg_i2_2_ao60_zonl_","NWHZ2CZ4_3",0,0,0,69,64,74,78,1,2104.6240469999998,0,0,0,"FUR",3,15,1,0,30,1,"Crawl",0.06,300,6.8302610699999997,"Attic",0.03,80,7.76,2200,18700,200,24.98505887,2210,11.09344939,1784,30.392214490000001,0.85,91.3,91.3,91.3,91.3,0.34,0.32,0.54,40,2.7959999999999998,1,1584,160,24.80505887,0,0,"N",0,0,0.75,1,1.75,2,0.65,2151.648862,17,"Exhaust",50,1,"Standard",5,0,4.5,4.5,1,57,1.2,120,0,0,3,4,7,0.65]
["SF_2200_HZ2CZ4_cg_i2_2_ao80_gfnc_","NWHZ2CZ4_3",0,0,0,69,64,74,78,1,2104.6240469999998,0,0,0,"FUR",3,15,1,0,30,0,"Crawl",0.06,300,6.8302610699999997,"Attic",0.03,80,7.76,2200,18700,200,24.98505887,2210,11.09344939,1784,30.392214490000001,0.85,91.3,91.3,91.3,91.3,0.34,0.32,0.54,40,2.7959999999999998,1,1584,160,24.80505887,0,0,"N",0,0,0.75,1,1.75,2,0.65,2151.648862,17,"Exhaust",50,1,"Standard",5,0,4.5,4.5,1,75,1.2,120,0,0,3,4,7,0.65]
["SF_2200_HZ2CZ4_cg_i2_2_ao80_gfac_","NWHZ2CZ4_3",0,0,0,69,64,74,78,1,2104.6240469999998,0,0,0,"FHCA",3,15,1,0,30,0,"Crawl",0.06,300,6.8302610699999997,"Attic",0.03,80,7.76,2200,18700,200,24.98505887,2210,11.09344939,1784,30.392214490000001,0.85,91.3,91.3,91.3,91.3,0.34,0.32,0.54,40,2.7959999999999998,1,1584,160,24.80505887,0,0,"N",0,0,0.75,1,1.75,2,0.65,2151.648862,17,"Exhaust",50,1,"Standard",5,0,4.5,4.5,1,75,1.2,120,0,0,3,4,7,0.65]
["SF_2200_HZ2CZ4_cg_i2_2_ao80_efaf_","NWHZ2CZ4_3",0,0,0,69,64,74,78,1,2104.6240469999998,0,0,0,"FUR",3,15,1,0,30,0,"Crawl",0.06,300,6.8302610699999997,"Attic",0.03,80,7.76,2200,18700,200,24.98505887,2210,11.09344939,1784,30.392214490000001,0.85,91.3,91.3,91.3,91.3,0.34,0.32,0.54,40,2.7959999999999998,1,1584,160,24.80505887,0,0,"N",0,0,0.75,1,1.75,2,0.65,2151.648862,17,"Exhaust",50,1,"Standard",5,0,4.5,4.5,1,75,1.2,120,0,0,3,4,7,0.65]
["SF_2200_HZ2CZ4_cg_i2_2_ao80_hp85_","NWHZ2CZ4_3",0,0,0,69,64,74,78,1,2104.6240469999998,0,0,0,"HSPF_8.5_SEER_13.0",3,15,1,0,30,0,"Crawl",0.06,300,6.8302610699999997,"Attic",0.03,80,7.76,2200,18700,200,24.98505887,2210,11.09344939,1784,30.392214490000001,0.85,91.3,91.3,91.3,91.3,0.34,0.32,0.54,40,2.7959999999999998,1,1584,160,24.80505887,0,0,"N",0,0,0.75,1,1.75,2,0.65,2151.648862,17,"Exhaust",50,1,"Standard",5,0,4.5,4.5,1,75,1.2,120,0,0,3,4,7,0.65]
["SF_2200_HZ2CZ4_cg_i2_2_ao80_zonl_","NWHZ2CZ4_3",0,0,0,69,64,74,78,1,2104.6240469999998,0,0,0,"FUR",3,15,1,0,30,1,"Crawl",0.06,300,6.8302610699999997,"Attic",0.03,80,7.76,2200,18700,200,24.98505887,2210,11.09344939,1784,30.392214490000001,0.85,91.3,91.3,91.3,91.3,0.34,0.32,0.54,40,2.7959999999999998,1,1584,160,24.80505887,0,0,"N",0,0,0.75,1,1.75,2,0.65,2151.648862,17,"Exhaust",50,1,"Standard",5,0,4.5,4.5,1,75,1.2,120,0,0,3,4,7,0.65]
["SF_2200_HZ2CZ4_cg_i2_3_ge50_gfnc_","NWHZ2CZ4_3",0,0,0,69,64,74,78,1,2104.6240469999998,0,0,0,"FUR",3,15,1,0,30,0,"Crawl",0.06,300,6.8302610699999997,"Attic",0.03,80,7.76,2200,18700,200,24.98505887,2210,11.09344939,1784,30.392214490000001,0.85,91.3,91.3,91.3,91.3,0.34,0.32,0.54,40,2.7959999999999998,1,1584,160,24.80505887,0,0,"N",0,0,0.75,1,1.75,2,0.65,2151.648862,17,"Exhaust",50,1,"Standard",5,0,4.5,4.5,1,45,1.1000000000000001,120,0,0,3,4,8,0.65]
["SF_2200_HZ2CZ4_cg_i2_3_ge50_gfac_","NWHZ2CZ4_3",0,0,0,69,64,74,78,1,2104.6240469999998,0,0,0,"FHCA",3,15,1,0,30,0,"Crawl",0.06,300,6.8302610699999997,"Attic",0.03,80,7.76,2200,18700,200,24.98505887,2210,11.09344939,1784,30.392214490000001,0.85,91.3,91.3,91.3,91.3,0.34,0.32,0.54,40,2.7959999999999998,1,1584,160,24.80505887,0,0,"N",0,0,0.75,1,1.75,2,0.65,2151.648862,17,"Exhaust",50,1,"Standard",5,0,4.5,4.5,1,45,1.1000000000000001,120,0,0,3,4,8,0.65]
["SF_2200_HZ2CZ4_cg_i2_3_ge50_efaf_","NWHZ2CZ4_3",0,0,0,69,64,74,78,1,2104.6240469999998,0,0,0,"FUR",3,15,1,0,30,0,"Crawl",0.06,300,6.8302610699999997,"Attic",0.03,80,7.76,2200,18700,200,24.98505887,2210,11.09344939,1784,30.392214490000001,0.85,91.3,91.3,91.3,91.3,0.34,0.32,0.54,40,2.7959999999999998,1,1584,160,24.80505887,0,0,"N",0,0,0.75,1,1.75,2,0.65,2151.648862,17,"Exhaust",50,1,"Standard",5,0,4.5,4.5,1,45,1.1000000000000001,120,0,0,3,4,8,0.65]
["SF_2200_HZ2CZ4_cg_i2_3_ge50_hp85_","NWHZ2CZ4_3",0,0,0,69,64,74,78,1,2104.6240469999998,0,0,0,"HSPF_8.5_SEER_13.0",3,15,1,0,30,0,"Crawl",0.06,300,6.8302610699999997,"Attic",0.03,80,7.76,2200,18700,200,24.98505887,2210,11.09344939,1784,30.392214490000001,0.85,91.3,91.3,91.3,91.3,0.34,0.32,0.54,40,2.7959999999999998,1,1584,160,24.80505887,0,0,"N",0,0,0.75,1,1.75,2,0.65,2151.648862,17,"Exhaust",50,1,"Standard",5,0,4.5,4.5,1,45,1.1000000000000001,120,0,0,3,4,8,0.65]
["SF_2200_HZ2CZ4_cg_i2_3_ge50_zonl_","NWHZ2CZ4_3",0,0,0,69,64,74,78,1,2104.6240469999998,0,0,0,"FUR",3,15,1,0,30,1,"Crawl",0.06,300,6.8302610699999997,"Attic",0.03,80,7.76,2200,18700,200,24.98505887,2210,11.09344939,1784,30.392214490000001,0.85,91.3,91.3,91.3,91.3,0.34,0.32,0.54,40,2.7959999999999998,1,1584,160,24.80505887,0,0,"N",0,0,0.75,1,1.75,2,0.65,2151.648862,17,"Exhaust",50,1,"Standard",5,0,4.5,4.5,1,45,1.1000000000000001,120,0,0,3,4,8,0.65]
["SF_2200_HZ2CZ4_cg_i2_3_ao60_gfnc_","NWHZ2CZ4_3",0,0,0,69,64,74,78,1,2104.6240469999998,0,0,0,"FUR",3,15,1,0,30,0,"Crawl",0.06,300,6.8302610699999997,"Attic",0.03,80,7.76,2200,18700,200,24.98505887,2210,11.09344939,1784,30.392214490000001,0.85,91.3,91.3,91.3,91.3,0.34,0.32,0.54,40,2.7959999999999998,1,1584,160,24.80505887,0,0,"N",0,0,0.75,1,1.75,2,0.65,2151.648862,17,"Exhaust",50,1,"Standard",5,0,4.5,4.5,1,57,1.2,120,0,0,3,4,8,0.65]
["SF_2200_HZ2CZ4_cg_i2_3_ao60_gfac_","NWHZ2CZ4_3",0,0,0,69,64,74,78,1,2104.6240469999998,0,0,0,"FHCA",3,15,1,0,30,0,"Crawl",0.06,300,6.8302610699999997,"Attic",0.03,80,7.76,2200,18700,200,24.98505887,2210,11.09344939,1784,30.392214490000001,0.85,91.3,91.3,91.3,91.3,0.34,0.32,0.54,40,2.7959999999999998,1,1584,160,24.80505887,0,0,"N",0,0,0.75,1,1.75,2,0.65,2151.648862,17,"Exhaust",50,1,"Standard",5,0,4.5,4.5,1,57,1.2,120,0,0,3,4,8,0.65]
["SF_2200_HZ2CZ4_cg_i2_3_ao60_efaf_","NWHZ2CZ4_3",0,0,0,69,64,74,78,1,2104.6240469999998,0,0,0,"FUR",3,15,1,0,30,0,"Crawl",0.06,300,6.8302610699999997,"Attic",0.03,80,7.76,2200,18700,200,24.98505887,2210,11.09344939,1784,30.392214490000001,0.85,91.3,91.3,91.3,91.3,0.34,0.32,0.54,40,2.7959999999999998,1,1584,160,24.80505887,0,0,"N",0,0,0.75,1,1.75,2,0.65,2151.648862,17,"Exhaust",50,1,"Standard",5,0,4.5,4.5,1,57,1.2,120,0,0,3,4,8,0.65]
["SF_2200_HZ2CZ4_cg_i2_3_ao60_hp85_","NWHZ2CZ4_3",0,0,0,69,64,74,78,1,2104.6240469999998,0,0,0,"HSPF_8.5_SEER_13.0",3,15,1,0,30,0,"Crawl",0.06,300,6.8302610699999997,"Attic",0.03,80,7.76,2200,18700,200,24.98505887,2210,11.09344939,1784,30.392214490000001,0.85,91.3,91.3,91.3,91.3,0.34,0.32,0.54,40,2.7959999999999998,1,1584,160,24.80505887,0,0,"N",0,0,0.75,1,1.75,2,0.65,2151.648862,17,"Exhaust",50,1,"Standard",5,0,4.5,4.5,1,57,1.2,120,0,0,3,4,8,0.65]
["SF_2200_HZ2CZ4_cg_i2_3_ao60_zonl_","NWHZ2CZ4_3",0,0,0,69,64,74,78,1,2104.6240469999998,0,0,0,"FUR",3,15,1,0,30,1,"Crawl",0.06,300,6.8302610699999997,"Attic",0.03,80,7.76,2200,18700,200,24.98505887,2210,11.09344939,1784,30.392214490000001,0.85,91.3,91.3,91.3,91.3,0.34,0.32,0.54,40,2.7959999999999998,1,1584,160,24.80505887,0,0,"N",0,0,0.75,1,1.75,2,0.65,2151.648862,17,"Exhaust",50,1,"Standard",5,0,4.5,4.5,1,57,1.2,120,0,0,3,4,8,0.65]
["SF_2200_HZ2CZ4_cg_i2_3_ao80_gfnc_","NWHZ2CZ4_3",0,0,0,69,64,74,78,1,2104.6240469999998,0,0,0,"FUR",3,15,1,0,30,0,"Crawl",0.06,300,6.8302610699999997,"Attic",0.03,80,7.76,2200,18700,200,24.98505887,2210,11.09344939,1784,30.392214490000001,0.85,91.3,91.3,91.3,91.3,0.34,0.32,0.54,40,2.7959999999999998,1,1584,160,24.80505887,0,0,"N",0,0,0.75,1,1.75,2,0.65,2151.648862,17,"Exhaust",50,1,"Standard",5,0,4.5,4.5,1,75,1.2,120,0,0,3,4,8,0.65]
["SF_2200_HZ2CZ4_cg_i2_3_ao80_gfac_","NWHZ2CZ4_3",0,0,0,69,64,74,78,1,2104.6240469999998,0,0,0,"FHCA",3,15,1,0,30,0,"Crawl",0.06,300,6.8302610699999997,"Attic",0.03,80,7.76,2200,18700,200,24.98505887,2210,11.09344939,1784,30.392214490000001,0.85,91.3,91.3,91.3,91.3,0.34,0.32,0.54,40,2.7959999999999998,1,1584,160,24.80505887,0,0,"N",0,0,0.75,1,1.75,2,0.65,2151.648862,17,"Exhaust",50,1,"Standard",5,0,4.5,4.5,1,75,1.2,120,0,0,3,4,8,0.65]
["SF_2200_HZ2CZ4_cg_i2_3_ao80_efaf_","NWHZ2CZ4_3",0,0,0,69,64,74,78,1,2104.6240469999998,0,0,0,"FUR",3,15,1,0,30,0,"Crawl",0.06,300,6.8302610699999997,"Attic",0.03,80,7.76,2200,18700,200,24.98505887,2210,11.09344939,1784,30.392214490000001,0.85,91.3,91.3,91.3,91.3,0.34,0.32,0.54,40,2.7959999999999998,1,1584,160,24.80505887,0,0,"N",0,0,0.75,1,1.75,2,0.65,2151.648862,17,"Exhaust",50,1,"Standard",5,0,4.5,4.5,1,75,1.2,120,0,0,3,4,8,0.65]
["SF_2200_HZ2CZ4_cg_i2_3_ao80_hp85_","NWHZ2CZ4_3",0,0,0,69,64,74,78,1,2104.6240469999998,0,0,0,"HSPF_8.5_SEER_13.0",3,15,1,0,30,0,"Crawl",0.06,300,6.8302610699999997,"Attic",0.03,80,7.76,2200,18700,200,24.98505887,2210,11.09344939,1784,30.392214490000001,0.85,91.3,91.3,91.3,91.3,0.34,0.32,0.54,40,2.7959999999999998,1,1584,160,24.80505887,0,0,"N",0,0,0.75,1,1.75,2,0.65,2151.648862,17,"Exhaust",50,1,"Standard",5,0,4.5,4.5,1,75,1.2,120,0,0,3,4,8,0.65]
["SF_2200_HZ2CZ4_cg_i2_3_ao80_zonl_","NWHZ2CZ4_3",0,0,0,69,64,74,78,1,2104.6240469999998,0,0,0,"FUR",3,15,1,0,30,1,"Crawl",0.06,300,6.8302610699999997,"Attic",0.03,80,7.76,2200,18700,200,24.98505887,2210,11.09344939,1784,30.392214490000001,0.85,91.3,91.3,91.3,91.3,0.34,0.32,0.54,40,2.7959999999999998,1,1584,160,24.80505887,0,0,"N",0,0,0.75,1,1.75,2,0.65,2151.648862,17,"Exhaust",50,1,"Standard",5,0,4.5,4.5,1,75,1.2,120,0,0,3,4,8,0.65]
["SF_2200_HZ2CZ4_cg_i2_4_ge50_gfnc_","NWHZ2CZ4_3",0,0,0,69,64,74,78,1,2104.6240469999998,0,0,0,"FUR",3,15,1,0,30,0,"Crawl",0.06,300,6.8302610699999997,"Attic",0.03,80,7.76,2200,18700,200,24.98505887,2210,11.09344939,1784,30.392214490000001,0.85,91.3,91.3,91.3,91.3,0.34,0.32,0.54,40,2.7959999999999998,1,1584,160,24.80505887,0,0,"N",0,0,0.75,1,1.75,2,0.65,2151.648862,17,"Exhaust",50,1,"Standard",5,0,4.5,4.5,1,45,1.1000000000000001,120,0,0,3,4,9,0.65]
["SF_2200_HZ2CZ4_cg_i2_4_ge50_gfac_","NWHZ2CZ4_3",0,0,0,69,64,74,78,1,2104.6240469999998,0,0,0,"FHCA",3,15,1,0,30,0,"Crawl",0.06,300,6.8302610699999997,"Attic",0.03,80,7.76,2200,18700,200,24.98505887,2210,11.09344939,1784,30.392214490000001,0.85,91.3,91.3,91.3,91.3,0.34,0.32,0.54,40,2.7959999999999998,1,1584,160,24.80505887,0,0,"N",0,0,0.75,1,1.75,2,0.65,2151.648862,17,"Exhaust",50,1,"Standard",5,0,4.5,4.5,1,45,1.1000000000000001,120,0,0,3,4,9,0.65]
["SF_2200_HZ2CZ4_cg_i2_4_ge50_efaf_","NWHZ2CZ4_3",0,0,0,69,64,74,78,1,2104.6240469999998,0,0,0,"FUR",3,15,1,0,30,0,"Crawl",0.06,300,6.8302610699999997,"Attic",0.03,80,7.76,2200,18700,200,24.98505887,2210,11.09344939,1784,30.392214490000001,0.85,91.3,91.3,91.3,91.3,0.34,0.32,0.54,40,2.7959999999999998,1,1584,160,24.80505887,0,0,"N",0,0,0.75,1,1.75,2,0.65,2151.648862,17,"Exhaust",50,1,"Standard",5,0,4.5,4.5,1,45,1.1000000000000001,120,0,0,3,4,9,0.65]
["SF_2200_HZ2CZ4_cg_i2_4_ge50_hp85_","NWHZ2CZ4_3",0,0,0,69,64,74,78,1,2104.6240469999998,0,0,0,"HSPF_8.5_SEER_13.0",3,15,1,0,30,0,"Crawl",0.06,300,6.8302610699999997,"Attic",0.03,80,7.76,2200,18700,200,24.98505887,2210,11.09344939,1784,30.392214490000001,0.85,91.3,91.3,91.3,91.3,0.34,0.32,0.54,40,2.7959999999999998,1,1584,160,24.80505887,0,0,"N",0,0,0.75,1,1.75,2,0.65,2151.648862,17,"Exhaust",50,1,"Standard",5,0,4.5,4.5,1,45,1.1000000000000001,120,0,0,3,4,9,0.65]
["SF_2200_HZ2CZ4_cg_i2_4_ge50_zonl_","NWHZ2CZ4_3",0,0,0,69,64,74,78,1,2104.6240469999998,0,0,0,"FUR",3,15,1,0,30,1,"Crawl",0.06,300,6.8302610699999997,"Attic",0.03,80,7.76,2200,18700,200,24.98505887,2210,11.09344939,1784,30.392214490000001,0.85,91.3,91.3,91.3,91.3,0.34,0.32,0.54,40,2.7959999999999998,1,1584,160,24.80505887,0,0,"N",0,0,0.75,1,1.75,2,0.65,2151.648862,17,"Exhaust",50,1,"Standard",5,0,4.5,4.5,1,45,1.1000000000000001,120,0,0,3,4,9,0.65]
["SF_2200_HZ2CZ4_cg_i2_4_ao60_gfnc_","NWHZ2CZ4_3",0,0,0,69,64,74,78,1,2104.6240469999998,0,0,0,"FUR",3,15,1,0,30,0,"Crawl",0.06,300,6.8302610699999997,"Attic",0.03,80,7.76,2200,18700,200,24.98505887,2210,11.09344939,1784,30.392214490000001,0.85,91.3,91.3,91.3,91.3,0.34,0.32,0.54,40,2.7959999999999998,1,1584,160,24.80505887,0,0,"N",0,0,0.75,1,1.75,2,0.65,2151.648862,17,"Exhaust",50,1,"Standard",5,0,4.5,4.5,1,57,1.2,120,0,0,3,4,9,0.65]
["SF_2200_HZ2CZ4_cg_i2_4_ao60_gfac_","NWHZ2CZ4_3",0,0,0,69,64,74,78,1,2104.6240469999998,0,0,0,"FHCA",3,15,1,0,30,0,"Crawl",0.06,300,6.8302610699999997,"Attic",0.03,80,7.76,2200,18700,200,24.98505887,2210,11.09344939,1784,30.392214490000001,0.85,91.3,91.3,91.3,91.3,0.34,0.32,0.54,40,2.7959999999999998,1,1584,160,24.80505887,0,0,"N",0,0,0.75,1,1.75,2,0.65,2151.648862,17,"Exhaust",50,1,"Standard",5,0,4.5,4.5,1,57,1.2,120,0,0,3,4,9,0.65]
["SF_2200_HZ2CZ4_cg_i2_4_ao60_efaf_","NWHZ2CZ4_3",0,0,0,69,64,74,78,1,2104.6240469999998,0,0,0,"FUR",3,15,1,0,30,0,"Crawl",0.06,300,6.8302610699999997,"Attic",0.03,80,7.76,2200,18700,200,24.98505887,2210,11.09344939,1784,30.392214490000001,0.85,91.3,91.3,91.3,91.3,0.34,0.32,0.54,40,2.7959999999999998,1,1584,160,24.80505887,0,0,"N",0,0,0.75,1,1.75,2,0.65,2151.648862,17,"Exhaust",50,1,"Standard",5,0,4.5,4.5,1,57,1.2,120,0,0,3,4,9,0.65]
["SF_2200_HZ2CZ4_cg_i2_4_ao60_hp85_","NWHZ2CZ4_3",0,0,0,69,64,74,78,1,2104.6240469999998,0,0,0,"HSPF_8.5_SEER_13.0",3,15,1,0,30,0,"Crawl",0.06,300,6.8302610699999997,"Attic",0.03,80,7.76,2200,18700,200,24.98505887,2210,11.09344939,1784,30.392214490000001,0.85,91.3,91.3,91.3,91.3,0.34,0.32,0.54,40,2.7959999999999998,1,1584,160,24.80505887,0,0,"N",0,0,0.75,1,1.75,2,0.65,2151.648862,17,"Exhaust",50,1,"Standard",5,0,4.5,4.5,1,57,1.2,120,0,0,3,4,9,0.65]
["SF_2200_HZ2CZ4_cg_i2_4_ao60_zonl_","NWHZ2CZ4_3",0,0,0,69,64,74,78,1,2104.6240469999998,0,0,0,"FUR",3,15,1,0,30,1,"Crawl",0.06,300,6.8302610699999997,"Attic",0.03,80,7.76,2200,18700,200,24.98505887,2210,11.09344939,1784,30.392214490000001,0.85,91.3,91.3,91.3,91.3,0.34,0.32,0.54,40,2.7959999999999998,1,1584,160,24.80505887,0,0,"N",0,0,0.75,1,1.75,2,0.65,2151.648862,17,"Exhaust",50,1,"Standard",5,0,4.5,4.5,1,57,1.2,120,0,0,3,4,9,0.65]
["SF_2200_HZ2CZ4_cg_i2_4_ao80_gfnc_","NWHZ2CZ4_3",0,0,0,69,64,74,78,1,2104.6240469999998,0,0,0,"FUR",3,15,1,0,30,0,"Crawl",0.06,300,6.8302610699999997,"Attic",0.03,80,7.76,2200,18700,200,24.98505887,2210,11.09344939,1784,30.392214490000001,0.85,91.3,91.3,91.3,91.3,0.34,0.32,0.54,40,2.7959999999999998,1,1584,160,24.80505887,0,0,"N",0,0,0.75,1,1.75,2,0.65,2151.648862,17,"Exhaust",50,1,"Standard",5,0,4.5,4.5,1,75,1.2,120,0,0,3,4,9,0.65]
["SF_2200_HZ2CZ4_cg_i2_4_ao80_gfac_","NWHZ2CZ4_3",0,0,0,69,64,74,78,1,2104.6240469999998,0,0,0,"FHCA",3,15,1,0,30,0,"Crawl",0.06,300,6.8302610699999997,"Attic",0.03,80,7.76,2200,18700,200,24.98505887,2210,11.09344939,1784,30.392214490000001,0.85,91.3,91.3,91.3,91.3,0.34,0.32,0.54,40,2.7959999999999998,1,1584,160,24.80505887,0,0,"N",0,0,0.75,1,1.75,2,0.65,2151.648862,17,"Exhaust",50,1,"Standard",5,0,4.5,4.5,1,75,1.2,120,0,0,3,4,9,0.65]
["SF_2200_HZ2CZ4_cg_i2_4_ao80_efaf_","NWHZ2CZ4_3",0,0,0,69,64,74,78,1,2104.6240469999998,0,0,0,"FUR",3,15,1,0,30,0,"Crawl",0.06,300,6.8302610699999997,"Attic",0.03,80,7.76,2200,18700,200,24.98505887,2210,11.09344939,1784,30.392214490000001,0.85,91.3,91.3,91.3,91.3,0.34,0.32,0.54,40,2.7959999999999998,1,1584,160,24.80505887,0,0,"N",0,0,0.75,1,1.75,2,0.65,2151.648862,17,"Exhaust",50,1,"Standard",5,0,4.5,4.5,1,75,1.2,120,0,0,3,4,9,0.65]
["SF_2200_HZ2CZ4_cg_i2_4_ao80_hp85_","NWHZ2CZ4_3",0,0,0,69,64,74,78,1,2104.6240469999998,0,0,0,"HSPF_8.5_SEER_13.0",3,15,1,0,30,0,"Crawl",0.06,300,6.8302610699999997,"Attic",0.03,80,7.76,2200,18700,200,24.98505887,2210,11.09344939,1784,30.392214490000001,0.85,91.3,91.3,91.3,91.3,0.34,0.32,0.54,40,2.7959999999999998,1,1584,160,24.80505887,0,0,"N",0,0,0.75,1,1.75,2,0.65,2151.648862,17,"Exhaust",50,1,"Standard",5,0,4.5,4.5,1,75,1.2,120,0,0,3,4,9,0.65]
["SF_2200_HZ2CZ4_cg_i2_4_ao80_zonl_","NWHZ2CZ4_3",0,0,0,69,64,74,78,1,2104.6240469999998,0,0,0,"FUR",3,15,1,0,30,1,"Crawl",0.06,300,6.8302610699999997,"Attic",0.03,80,7.76,2200,18700,200,24.98505887,2210,11.09344939,1784,30.392214490000001,0.85,91.3,91.3,91.3,91.3,0.34,0.32,0.54,40,2.7959999999999998,1,1584,160,24.80505887,0,0,"N",0,0,0.75,1,1.75,2,0.65,2151.648862,17,"Exhaust",50,1,"Standard",5,0,4.5,4.5,1,75,1.2,120,0,0,3,4,9,0.65]
["SF_2200_HZ2CZ4_cg_i2_5_ge50_gfnc_","NWHZ2CZ4_3",0,0,0,69,64,74,78,1,2104.6240469999998,0,0,0,"FUR",3,15,1,0,30,0,"Crawl",0.06,300,6.8302610699999997,"Attic",0.03,80,7.76,2200,18700,200,24.98505887,2210,11.09344939,1784,30.392214490000001,0.85,91.3,91.3,91.3,91.3,0.34,0.32,0.54,40,2.7959999999999998,1,1584,160,24.80505887,0,0,"N",0,0,0.75,1,1.75,2,0.65,2151.648862,17,"Exhaust",50,1,"Standard",5,0,4.5,4.5,1,45,1.1000000000000001,120,0,0,3,4,10,0.65]
["SF_2200_HZ2CZ4_cg_i2_5_ge50_gfac_","NWHZ2CZ4_3",0,0,0,69,64,74,78,1,2104.6240469999998,0,0,0,"FHCA",3,15,1,0,30,0,"Crawl",0.06,300,6.8302610699999997,"Attic",0.03,80,7.76,2200,18700,200,24.98505887,2210,11.09344939,1784,30.392214490000001,0.85,91.3,91.3,91.3,91.3,0.34,0.32,0.54,40,2.7959999999999998,1,1584,160,24.80505887,0,0,"N",0,0,0.75,1,1.75,2,0.65,2151.648862,17,"Exhaust",50,1,"Standard",5,0,4.5,4.5,1,45,1.1000000000000001,120,0,0,3,4,10,0.65]
["SF_2200_HZ2CZ4_cg_i2_5_ge50_efaf_","NWHZ2CZ4_3",0,0,0,69,64,74,78,1,2104.6240469999998,0,0,0,"FUR",3,15,1,0,30,0,"Crawl",0.06,300,6.8302610699999997,"Attic",0.03,80,7.76,2200,18700,200,24.98505887,2210,11.09344939,1784,30.392214490000001,0.85,91.3,91.3,91.3,91.3,0.34,0.32,0.54,40,2.7959999999999998,1,1584,160,24.80505887,0,0,"N",0,0,0.75,1,1.75,2,0.65,2151.648862,17,"Exhaust",50,1,"Standard",5,0,4.5,4.5,1,45,1.1000000000000001,120,0,0,3,4,10,0.65]
["SF_2200_HZ2CZ4_cg_i2_5_ge50_hp85_","NWHZ2CZ4_3",0,0,0,69,64,74,78,1,2104.6240469999998,0,0,0,"HSPF_8.5_SEER_13.0",3,15,1,0,30,0,"Crawl",0.06,300,6.8302610699999997,"Attic",0.03,80,7.76,2200,18700,200,24.98505887,2210,11.09344939,1784,30.392214490000001,0.85,91.3,91.3,91.3,91.3,0.34,0.32,0.54,40,2.7959999999999998,1,1584,160,24.80505887,0,0,"N",0,0,0.75,1,1.75,2,0.65,2151.648862,17,"Exhaust",50,1,"Standard",5,0,4.5,4.5,1,45,1.1000000000000001,120,0,0,3,4,10,0.65]
["SF_2200_HZ2CZ4_cg_i2_5_ge50_zonl_","NWHZ2CZ4_3",0,0,0,69,64,74,78,1,2104.6240469999998,0,0,0,"FUR",3,15,1,0,30,1,"Crawl",0.06,300,6.8302610699999997,"Attic",0.03,80,7.76,2200,18700,200,24.98505887,2210,11.09344939,1784,30.392214490000001,0.85,91.3,91.3,91.3,91.3,0.34,0.32,0.54,40,2.7959999999999998,1,1584,160,24.80505887,0,0,"N",0,0,0.75,1,1.75,2,0.65,2151.648862,17,"Exhaust",50,1,"Standard",5,0,4.5,4.5,1,45,1.1000000000000001,120,0,0,3,4,10,0.65]
["SF_2200_HZ2CZ4_cg_i2_5_ao60_gfnc_","NWHZ2CZ4_3",0,0,0,69,64,74,78,1,2104.6240469999998,0,0,0,"FUR",3,15,1,0,30,0,"Crawl",0.06,300,6.8302610699999997,"Attic",0.03,80,7.76,2200,18700,200,24.98505887,2210,11.09344939,1784,30.392214490000001,0.85,91.3,91.3,91.3,91.3,0.34,0.32,0.54,40,2.7959999999999998,1,1584,160,24.80505887,0,0,"N",0,0,0.75,1,1.75,2,0.65,2151.648862,17,"Exhaust",50,1,"Standard",5,0,4.5,4.5,1,57,1.2,120,0,0,3,4,10,0.65]
["SF_2200_HZ2CZ4_cg_i2_5_ao60_gfac_","NWHZ2CZ4_3",0,0,0,69,64,74,78,1,2104.6240469999998,0,0,0,"FHCA",3,15,1,0,30,0,"Crawl",0.06,300,6.8302610699999997,"Attic",0.03,80,7.76,2200,18700,200,24.98505887,2210,11.09344939,1784,30.392214490000001,0.85,91.3,91.3,91.3,91.3,0.34,0.32,0.54,40,2.7959999999999998,1,1584,160,24.80505887,0,0,"N",0,0,0.75,1,1.75,2,0.65,2151.648862,17,"Exhaust",50,1,"Standard",5,0,4.5,4.5,1,57,1.2,120,0,0,3,4,10,0.65]
["SF_2200_HZ2CZ4_cg_i2_5_ao60_efaf_","NWHZ2CZ4_3",0,0,0,69,64,74,78,1,2104.6240469999998,0,0,0,"FUR",3,15,1,0,30,0,"Crawl",0.06,300,6.8302610699999997,"Attic",0.03,80,7.76,2200,18700,200,24.98505887,2210,11.09344939,1784,30.392214490000001,0.85,91.3,91.3,91.3,91.3,0.34,0.32,0.54,40,2.7959999999999998,1,1584,160,24.80505887,0,0,"N",0,0,0.75,1,1.75,2,0.65,2151.648862,17,"Exhaust",50,1,"Standard",5,0,4.5,4.5,1,57,1.2,120,0,0,3,4,10,0.65]
["SF_2200_HZ2CZ4_cg_i2_5_ao60_hp85_","NWHZ2CZ4_3",0,0,0,69,64,74,78,1,2104.6240469999998,0,0,0,"HSPF_8.5_SEER_13.0",3,15,1,0,30,0,"Crawl",0.06,300,6.8302610699999997,"Attic",0.03,80,7.76,2200,18700,200,24.98505887,2210,11.09344939,1784,30.392214490000001,0.85,91.3,91.3,91.3,91.3,0.34,0.32,0.54,40,2.7959999999999998,1,1584,160,24.80505887,0,0,"N",0,0,0.75,1,1.75,2,0.65,2151.648862,17,"Exhaust",50,1,"Standard",5,0,4.5,4.5,1,57,1.2,120,0,0,3,4,10,0.65]
["SF_2200_HZ2CZ4_cg_i2_5_ao60_zonl_","NWHZ2CZ4_3",0,0,0,69,64,74,78,1,2104.6240469999998,0,0,0,"FUR",3,15,1,0,30,1,"Crawl",0.06,300,6.8302610699999997,"Attic",0.03,80,7.76,2200,18700,200,24.98505887,2210,11.09344939,1784,30.392214490000001,0.85,91.3,91.3,91.3,91.3,0.34,0.32,0.54,40,2.7959999999999998,1,1584,160,24.80505887,0,0,"N",0,0,0.75,1,1.75,2,0.65,2151.648862,17,"Exhaust",50,1,"Standard",5,0,4.5,4.5,1,57,1.2,120,0,0,3,4,10,0.65]
["SF_2200_HZ2CZ4_cg_i2_5_ao80_gfnc_","NWHZ2CZ4_3",0,0,0,69,64,74,78,1,2104.6240469999998,0,0,0,"FUR",3,15,1,0,30,0,"Crawl",0.06,300,6.8302610699999997,"Attic",0.03,80,7.76,2200,18700,200,24.98505887,2210,11.09344939,1784,30.392214490000001,0.85,91.3,91.3,91.3,91.3,0.34,0.32,0.54,40,2.7959999999999998,1,1584,160,24.80505887,0,0,"N",0,0,0.75,1,1.75,2,0.65,2151.648862,17,"Exhaust",50,1,"Standard",5,0,4.5,4.5,1,75,1.2,120,0,0,3,4,10,0.65]
["SF_2200_HZ2CZ4_cg_i2_5_ao80_gfac_","NWHZ2CZ4_3",0,0,0,69,64,74,78,1,2104.6240469999998,0,0,0,"FHCA",3,15,1,0,30,0,"Crawl",0.06,300,6.8302610699999997,"Attic",0.03,80,7.76,2200,18700,200,24.98505887,2210,11.09344939,1784,30.392214490000001,0.85,91.3,91.3,91.3,91.3,0.34,0.32,0.54,40,2.7959999999999998,1,1584,160,24.80505887,0,0,"N",0,0,0.75,1,1.75,2,0.65,2151.648862,17,"Exhaust",50,1,"Standard",5,0,4.5,4.5,1,75,1.2,120,0,0,3,4,10,0.65]
["SF_2200_HZ2CZ4_cg_i2_5_ao80_efaf_","NWHZ2CZ4_3",0,0,0,69,64,74,78,1,2104.6240469999998,0,0,0,"FUR",3,15,1,0,30,0,"Crawl",0.06,300,6.8302610699999997,"Attic",0.03,80,7.76,2200,18700,200,24.98505887,2210,11.09344939,1784,30.392214490000001,0.85,91.3,91.3,91.3,91.3,0.34,0.32,0.54,40,2.7959999999999998,1,1584,160,24.80505887,0,0,"N",0,0,0.75,1,1.75,2,0.65,2151.648862,17,"Exhaust",50,1,"Standard",5,0,4.5,4.5,1,75,1.2,120,0,0,3,4,10,0.65]
["SF_2200_HZ2CZ4_cg_i2_5_ao80_hp85_","NWHZ2CZ4_3",0,0,0,69,64,74,78,1,2104.6240469999998,0,0,0,"HSPF_8.5_SEER_13.0",3,15,1,0,30,0,"Crawl",0.06,300,6.8302610699999997,"Attic",0.03,80,7.76,2200,18700,200,24.98505887,2210,11.09344939,1784,30.392214490000001,0.85,91.3,91.3,91.3,91.3,0.34,0.32,0.54,40,2.7959999999999998,1,1584,160,24.80505887,0,0,"N",0,0,0.75,1,1.75,2,0.65,2151.648862,17,"Exhaust",50,1,"Standard",5,0,4.5,4.5,1,75,1.2,120,0,0,3,4,10,0.65]
["SF_2200_HZ2CZ4_cg_i2_5_ao80_zonl_","NWHZ2CZ4_3",0,0,0,69,64,74,78,1,2104.6240469999998,0,0,0,"FUR",3,15,1,0,30,1,"Crawl",0.06,300,6.8302610699999997,"Attic",0.03,80,7.76,2200,18700,200,24.98505887,2210,11.09344939,1784,30.392214490000001,0.85,91.3,91.3,91.3,91.3,0.34,0.32,0.54,40,2.7959999999999998,1,1584,160,24.80505887,0,0,"N",0,0,0.75,1,1.75,2,0.65,2151.648862,17,"Exhaust",50,1,"Standard",5,0,4.5,4.5,1,75,1.2,120,0,0,3,4,10,0.65]
["SF_2200_HZ3CZ4_wl_ga_1_ge50_gfnc_","NWHZ3CZ4_3",0,0,0,69,64,74,78,1,2104.6240469999998,0,0,0,"FUR",3,15,1,0,30,0,"Crawl",0.06,300,6.8302610699999997,"Attic",0.03,80,7.76,2200,18700,200,24.98505887,2210,11.09344939,1784,30.392214490000001,0.85,91.3,91.3,91.3,91.3,0.34,0.32,0.54,40,2.7959999999999998,1,1584,160,24.80505887,0,0,"N",0,0,0.75,1,1.75,2,0.65,2151.648862,17,"Exhaust",50,1,"Standard",5,0,4.5,4.5,1,45,1.1000000000000001,120,0,0,4,1,6,0]
["SF_2200_HZ3CZ4_wl_ga_1_ao60_gfnc_","NWHZ3CZ4_3",0,0,0,69,64,74,78,1,2104.6240469999998,0,0,0,"FUR",3,15,1,0,30,0,"Crawl",0.06,300,6.8302610699999997,"Attic",0.03,80,7.76,2200,18700,200,24.98505887,2210,11.09344939,1784,30.392214490000001,0.85,91.3,91.3,91.3,91.3,0.34,0.32,0.54,40,2.7959999999999998,1,1584,160,24.80505887,0,0,"N",0,0,0.75,1,1.75,2,0.65,2151.648862,17,"Exhaust",50,1,"Standard",5,0,4.5,4.5,1,57,1.2,120,0,0,4,1,6,0]
["SF_2200_HZ3CZ4_wl_ga_1_ao80_gfnc_","NWHZ3CZ4_3",0,0,0,69,64,74,78,1,2104.6240469999998,0,0,0,"FUR",3,15,1,0,30,0,"Crawl",0.06,300,6.8302610699999997,"Attic",0.03,80,7.76,2200,18700,200,24.98505887,2210,11.09344939,1784,30.392214490000001,0.85,91.3,91.3,91.3,91.3,0.34,0.32,0.54,40,2.7959999999999998,1,1584,160,24.80505887,0,0,"N",0,0,0.75,1,1.75,2,0.65,2151.648862,17,"Exhaust",50,1,"Standard",5,0,4.5,4.5,1,75,1.2,120,0,0,4,1,6,0]
["SF_2200_HZ3CZ4_wl_ga_2_ge50_gfnc_","NWHZ3CZ4_3",0,0,0,69,64,74,78,1,2104.6240469999998,0,0,0,"FUR",3,15,1,0,30,0,"Crawl",0.06,300,6.8302610699999997,"Attic",0.03,80,7.76,2200,18700,200,24.98505887,2210,11.09344939,1784,30.392214490000001,0.85,91.3,91.3,91.3,91.3,0.34,0.32,0.54,40,2.7959999999999998,1,1584,160,24.80505887,0,0,"N",0,0,0.75,1,1.75,2,0.65,2151.648862,17,"Exhaust",50,1,"Standard",5,0,4.5,4.5,1,45,1.1000000000000001,120,0,0,4,1,7,0]
["SF_2200_HZ3CZ4_wl_ga_2_ao60_gfnc_","NWHZ3CZ4_3",0,0,0,69,64,74,78,1,2104.6240469999998,0,0,0,"FUR",3,15,1,0,30,0,"Crawl",0.06,300,6.8302610699999997,"Attic",0.03,80,7.76,2200,18700,200,24.98505887,2210,11.09344939,1784,30.392214490000001,0.85,91.3,91.3,91.3,91.3,0.34,0.32,0.54,40,2.7959999999999998,1,1584,160,24.80505887,0,0,"N",0,0,0.75,1,1.75,2,0.65,2151.648862,17,"Exhaust",50,1,"Standard",5,0,4.5,4.5,1,57,1.2,120,0,0,4,1,7,0]
["SF_2200_HZ3CZ4_wl_ga_2_ao80_gfnc_","NWHZ3CZ4_3",0,0,0,69,64,74,78,1,2104.6240469999998,0,0,0,"FUR",3,15,1,0,30,0,"Crawl",0.06,300,6.8302610699999997,"Attic",0.03,80,7.76,2200,18700,200,24.98505887,2210,11.09344939,1784,30.392214490000001,0.85,91.3,91.3,91.3,91.3,0.34,0.32,0.54,40,2.7959999999999998,1,1584,160,24.80505887,0,0,"N",0,0,0.75,1,1.75,2,0.65,2151.648862,17,"Exhaust",50,1,"Standard",5,0,4.5,4.5,1,75,1.2,120,0,0,4,1,7,0]
["SF_2200_HZ3CZ4_wl_ga_3_ge50_gfnc_","NWHZ3CZ4_3",0,0,0,69,64,74,78,1,2104.6240469999998,0,0,0,"FUR",3,15,1,0,30,0,"Crawl",0.06,300,6.8302610699999997,"Attic",0.03,80,7.76,2200,18700,200,24.98505887,2210,11.09344939,1784,30.392214490000001,0.85,91.3,91.3,91.3,91.3,0.34,0.32,0.54,40,2.7959999999999998,1,1584,160,24.80505887,0,0,"N",0,0,0.75,1,1.75,2,0.65,2151.648862,17,"Exhaust",50,1,"Standard",5,0,4.5,4.5,1,45,1.1000000000000001,120,0,0,4,1,8,0]
["SF_2200_HZ3CZ4_wl_ga_3_ao60_gfnc_","NWHZ3CZ4_3",0,0,0,69,64,74,78,1,2104.6240469999998,0,0,0,"FUR",3,15,1,0,30,0,"Crawl",0.06,300,6.8302610699999997,"Attic",0.03,80,7.76,2200,18700,200,24.98505887,2210,11.09344939,1784,30.392214490000001,0.85,91.3,91.3,91.3,91.3,0.34,0.32,0.54,40,2.7959999999999998,1,1584,160,24.80505887,0,0,"N",0,0,0.75,1,1.75,2,0.65,2151.648862,17,"Exhaust",50,1,"Standard",5,0,4.5,4.5,1,57,1.2,120,0,0,4,1,8,0]
["SF_2200_HZ3CZ4_wl_ga_3_ao80_gfnc_","NWHZ3CZ4_3",0,0,0,69,64,74,78,1,2104.6240469999998,0,0,0,"FUR",3,15,1,0,30,0,"Crawl",0.06,300,6.8302610699999997,"Attic",0.03,80,7.76,2200,18700,200,24.98505887,2210,11.09344939,1784,30.392214490000001,0.85,91.3,91.3,91.3,91.3,0.34,0.32,0.54,40,2.7959999999999998,1,1584,160,24.80505887,0,0,"N",0,0,0.75,1,1.75,2,0.65,2151.648862,17,"Exhaust",50,1,"Standard",5,0,4.5,4.5,1,75,1.2,120,0,0,4,1,8,0]
["SF_2200_HZ3CZ4_wl_ga_4_ge50_gfnc_","NWHZ3CZ4_3",0,0,0,69,64,74,78,1,2104.6240469999998,0,0,0,"FUR",3,15,1,0,30,0,"Crawl",0.06,300,6.8302610699999997,"Attic",0.03,80,7.76,2200,18700,200,24.98505887,2210,11.09344939,1784,30.392214490000001,0.85,91.3,91.3,91.3,91.3,0.34,0.32,0.54,40,2.7959999999999998,1,1584,160,24.80505887,0,0,"N",0,0,0.75,1,1.75,2,0.65,2151.648862,17,"Exhaust",50,1,"Standard",5,0,4.5,4.5,1,45,1.1000000000000001,120,0,0,4,1,9,0]
["SF_2200_HZ3CZ4_wl_ga_4_ao60_gfnc_","NWHZ3CZ4_3",0,0,0,69,64,74,78,1,2104.6240469999998,0,0,0,"FUR",3,15,1,0,30,0,"Crawl",0.06,300,6.8302610699999997,"Attic",0.03,80,7.76,2200,18700,200,24.98505887,2210,11.09344939,1784,30.392214490000001,0.85,91.3,91.3,91.3,91.3,0.34,0.32,0.54,40,2.7959999999999998,1,1584,160,24.80505887,0,0,"N",0,0,0.75,1,1.75,2,0.65,2151.648862,17,"Exhaust",50,1,"Standard",5,0,4.5,4.5,1,57,1.2,120,0,0,4,1,9,0]
["SF_2200_HZ3CZ4_wl_ga_4_ao80_gfnc_","NWHZ3CZ4_3",0,0,0,69,64,74,78,1,2104.6240469999998,0,0,0,"FUR",3,15,1,0,30,0,"Crawl",0.06,300,6.8302610699999997,"Attic",0.03,80,7.76,2200,18700,200,24.98505887,2210,11.09344939,1784,30.392214490000001,0.85,91.3,91.3,91.3,91.3,0.34,0.32,0.54,40,2.7959999999999998,1,1584,160,24.80505887,0,0,"N",0,0,0.75,1,1.75,2,0.65,2151.648862,17,"Exhaust",50,1,"Standard",5,0,4.5,4.5,1,75,1.2,120,0,0,4,1,9,0]
["SF_2200_HZ3CZ4_wl_ga_5_ge50_gfnc_","NWHZ3CZ4_3",0,0,0,69,64,74,78,1,2104.6240469999998,0,0,0,"FUR",3,15,1,0,30,0,"Crawl",0.06,300,6.8302610699999997,"Attic",0.03,80,7.76,2200,18700,200,24.98505887,2210,11.09344939,1784,30.392214490000001,0.85,91.3,91.3,91.3,91.3,0.34,0.32,0.54,40,2.7959999999999998,1,1584,160,24.80505887,0,0,"N",0,0,0.75,1,1.75,2,0.65,2151.648862,17,"Exhaust",50,1,"Standard",5,0,4.5,4.5,1,45,1.1000000000000001,120,0,0,4,1,10,0]
["SF_2200_HZ3CZ4_wl_ga_5_ao60_gfnc_","NWHZ3CZ4_3",0,0,0,69,64,74,78,1,2104.6240469999998,0,0,0,"FUR",3,15,1,0,30,0,"Crawl",0.06,300,6.8302610699999997,"Attic",0.03,80,7.76,2200,18700,200,24.98505887,2210,11.09344939,1784,30.392214490000001,0.85,91.3,91.3,91.3,91.3,0.34,0.32,0.54,40,2.7959999999999998,1,1584,160,24.80505887,0,0,"N",0,0,0.75,1,1.75,2,0.65,2151.648862,17,"Exhaust",50,1,"Standard",5,0,4.5,4.5,1,57,1.2,120,0,0,4,1,10,0]
["SF_2200_HZ3CZ4_wl_ga_5_ao80_gfnc_","NWHZ3CZ4_3",0,0,0,69,64,74,78,1,2104.6240469999998,0,0,0,"FUR",3,15,1,0,30,0,"Crawl",0.06,300,6.8302610699999997,"Attic",0.03,80,7.76,2200,18700,200,24.98505887,2210,11.09344939,1784,30.392214490000001,0.85,91.3,91.3,91.3,91.3,0.34,0.32,0.54,40,2.7959999999999998,1,1584,160,24.80505887,0,0,"N",0,0,0.75,1,1.75,2,0.65,2151.648862,17,"Exhaust",50,1,"Standard",5,0,4.5,4.5,1,75,1.2,120,0,0,4,1,10,0]
["SF_2200_HZ3CZ4_wl_bm_1_ge50_gfnc_","NWHZ3CZ4_3",0,0,0,69,64,74,78,1,2104.6240469999998,0,0,0,"FUR",3,15,1,0,30,0,"Crawl",0.06,300,6.8302610699999997,"Attic",0.03,80,7.76,2200,18700,200,24.98505887,2210,11.09344939,1784,30.392214490000001,0.85,91.3,91.3,91.3,91.3,0.34,0.32,0.54,40,2.7959999999999998,1,1584,160,24.80505887,0,0,"N",0,0,0.75,1,1.75,2,0.65,2151.648862,17,"Exhaust",50,1,"Standard",5,0,4.5,4.5,1,45,1.1000000000000001,120,0,0,4,3,6,0]
["SF_2200_HZ3CZ4_wl_bm_1_ao60_gfnc_","NWHZ3CZ4_3",0,0,0,69,64,74,78,1,2104.6240469999998,0,0,0,"FUR",3,15,1,0,30,0,"Crawl",0.06,300,6.8302610699999997,"Attic",0.03,80,7.76,2200,18700,200,24.98505887,2210,11.09344939,1784,30.392214490000001,0.85,91.3,91.3,91.3,91.3,0.34,0.32,0.54,40,2.7959999999999998,1,1584,160,24.80505887,0,0,"N",0,0,0.75,1,1.75,2,0.65,2151.648862,17,"Exhaust",50,1,"Standard",5,0,4.5,4.5,1,57,1.2,120,0,0,4,3,6,0]
["SF_2200_HZ3CZ4_wl_bm_1_ao80_gfnc_","NWHZ3CZ4_3",0,0,0,69,64,74,78,1,2104.6240469999998,0,0,0,"FUR",3,15,1,0,30,0,"Crawl",0.06,300,6.8302610699999997,"Attic",0.03,80,7.76,2200,18700,200,24.98505887,2210,11.09344939,1784,30.392214490000001,0.85,91.3,91.3,91.3,91.3,0.34,0.32,0.54,40,2.7959999999999998,1,1584,160,24.80505887,0,0,"N",0,0,0.75,1,1.75,2,0.65,2151.648862,17,"Exhaust",50,1,"Standard",5,0,4.5,4.5,1,75,1.2,120,0,0,4,3,6,0]
["SF_2200_HZ3CZ4_wl_bm_2_ge50_gfnc_","NWHZ3CZ4_3",0,0,0,69,64,74,78,1,2104.6240469999998,0,0,0,"FUR",3,15,1,0,30,0,"Crawl",0.06,300,6.8302610699999997,"Attic",0.03,80,7.76,2200,18700,200,24.98505887,2210,11.09344939,1784,30.392214490000001,0.85,91.3,91.3,91.3,91.3,0.34,0.32,0.54,40,2.7959999999999998,1,1584,160,24.80505887,0,0,"N",0,0,0.75,1,1.75,2,0.65,2151.648862,17,"Exhaust",50,1,"Standard",5,0,4.5,4.5,1,45,1.1000000000000001,120,0,0,4,3,7,0]
["SF_2200_HZ3CZ4_wl_bm_2_ao60_gfnc_","NWHZ3CZ4_3",0,0,0,69,64,74,78,1,2104.6240469999998,0,0,0,"FUR",3,15,1,0,30,0,"Crawl",0.06,300,6.8302610699999997,"Attic",0.03,80,7.76,2200,18700,200,24.98505887,2210,11.09344939,1784,30.392214490000001,0.85,91.3,91.3,91.3,91.3,0.34,0.32,0.54,40,2.7959999999999998,1,1584,160,24.80505887,0,0,"N",0,0,0.75,1,1.75,2,0.65,2151.648862,17,"Exhaust",50,1,"Standard",5,0,4.5,4.5,1,57,1.2,120,0,0,4,3,7,0]
["SF_2200_HZ3CZ4_wl_bm_2_ao80_gfnc_","NWHZ3CZ4_3",0,0,0,69,64,74,78,1,2104.6240469999998,0,0,0,"FUR",3,15,1,0,30,0,"Crawl",0.06,300,6.8302610699999997,"Attic",0.03,80,7.76,2200,18700,200,24.98505887,2210,11.09344939,1784,30.392214490000001,0.85,91.3,91.3,91.3,91.3,0.34,0.32,0.54,40,2.7959999999999998,1,1584,160,24.80505887,0,0,"N",0,0,0.75,1,1.75,2,0.65,2151.648862,17,"Exhaust",50,1,"Standard",5,0,4.5,4.5,1,75,1.2,120,0,0,4,3,7,0]
["SF_2200_HZ3CZ4_wl_bm_3_ge50_gfnc_","NWHZ3CZ4_3",0,0,0,69,64,74,78,1,2104.6240469999998,0,0,0,"FUR",3,15,1,0,30,0,"Crawl",0.06,300,6.8302610699999997,"Attic",0.03,80,7.76,2200,18700,200,24.98505887,2210,11.09344939,1784,30.392214490000001,0.85,91.3,91.3,91.3,91.3,0.34,0.32,0.54,40,2.7959999999999998,1,1584,160,24.80505887,0,0,"N",0,0,0.75,1,1.75,2,0.65,2151.648862,17,"Exhaust",50,1,"Standard",5,0,4.5,4.5,1,45,1.1000000000000001,120,0,0,4,3,8,0]
["SF_2200_HZ3CZ4_wl_bm_3_ao60_gfnc_","NWHZ3CZ4_3",0,0,0,69,64,74,78,1,2104.6240469999998,0,0,0,"FUR",3,15,1,0,30,0,"Crawl",0.06,300,6.8302610699999997,"Attic",0.03,80,7.76,2200,18700,200,24.98505887,2210,11.09344939,1784,30.392214490000001,0.85,91.3,91.3,91.3,91.3,0.34,0.32,0.54,40,2.7959999999999998,1,1584,160,24.80505887,0,0,"N",0,0,0.75,1,1.75,2,0.65,2151.648862,17,"Exhaust",50,1,"Standard",5,0,4.5,4.5,1,57,1.2,120,0,0,4,3,8,0]
["SF_2200_HZ3CZ4_wl_bm_3_ao80_gfnc_","NWHZ3CZ4_3",0,0,0,69,64,74,78,1,2104.6240469999998,0,0,0,"FUR",3,15,1,0,30,0,"Crawl",0.06,300,6.8302610699999997,"Attic",0.03,80,7.76,2200,18700,200,24.98505887,2210,11.09344939,1784,30.392214490000001,0.85,91.3,91.3,91.3,91.3,0.34,0.32,0.54,40,2.7959999999999998,1,1584,160,24.80505887,0,0,"N",0,0,0.75,1,1.75,2,0.65,2151.648862,17,"Exhaust",50,1,"Standard",5,0,4.5,4.5,1,75,1.2,120,0,0,4,3,8,0]
["SF_2200_HZ3CZ4_wl_bm_4_ge50_gfnc_","NWHZ3CZ4_3",0,0,0,69,64,74,78,1,2104.6240469999998,0,0,0,"FUR",3,15,1,0,30,0,"Crawl",0.06,300,6.8302610699999997,"Attic",0.03,80,7.76,2200,18700,200,24.98505887,2210,11.09344939,1784,30.392214490000001,0.85,91.3,91.3,91.3,91.3,0.34,0.32,0.54,40,2.7959999999999998,1,1584,160,24.80505887,0,0,"N",0,0,0.75,1,1.75,2,0.65,2151.648862,17,"Exhaust",50,1,"Standard",5,0,4.5,4.5,1,45,1.1000000000000001,120,0,0,4,3,9,0]
["SF_2200_HZ3CZ4_wl_bm_4_ao60_gfnc_","NWHZ3CZ4_3",0,0,0,69,64,74,78,1,2104.6240469999998,0,0,0,"FUR",3,15,1,0,30,0,"Crawl",0.06,300,6.8302610699999997,"Attic",0.03,80,7.76,2200,18700,200,24.98505887,2210,11.09344939,1784,30.392214490000001,0.85,91.3,91.3,91.3,91.3,0.34,0.32,0.54,40,2.7959999999999998,1,1584,160,24.80505887,0,0,"N",0,0,0.75,1,1.75,2,0.65,2151.648862,17,"Exhaust",50,1,"Standard",5,0,4.5,4.5,1,57,1.2,120,0,0,4,3,9,0]
["SF_2200_HZ3CZ4_wl_bm_4_ao80_gfnc_","NWHZ3CZ4_3",0,0,0,69,64,74,78,1,2104.6240469999998,0,0,0,"FUR",3,15,1,0,30,0,"Crawl",0.06,300,6.8302610699999997,"Attic",0.03,80,7.76,2200,18700,200,24.98505887,2210,11.09344939,1784,30.392214490000001,0.85,91.3,91.3,91.3,91.3,0.34,0.32,0.54,40,2.7959999999999998,1,1584,160,24.80505887,0,0,"N",0,0,0.75,1,1.75,2,0.65,2151.648862,17,"Exhaust",50,1,"Standard",5,0,4.5,4.5,1,75,1.2,120,0,0,4,3,9,0]
["SF_2200_HZ3CZ4_wl_bm_5_ge50_gfnc_","NWHZ3CZ4_3",0,0,0,69,64,74,78,1,2104.6240469999998,0,0,0,"FUR",3,15,1,0,30,0,"Crawl",0.06,300,6.8302610699999997,"Attic",0.03,80,7.76,2200,18700,200,24.98505887,2210,11.09344939,1784,30.392214490000001,0.85,91.3,91.3,91.3,91.3,0.34,0.32,0.54,40,2.7959999999999998,1,1584,160,24.80505887,0,0,"N",0,0,0.75,1,1.75,2,0.65,2151.648862,17,"Exhaust",50,1,"Standard",5,0,4.5,4.5,1,45,1.1000000000000001,120,0,0,4,3,10,0]
["SF_2200_HZ3CZ4_wl_bm_5_ao60_gfnc_","NWHZ3CZ4_3",0,0,0,69,64,74,78,1,2104.6240469999998,0,0,0,"FUR",3,15,1,0,30,0,"Crawl",0.06,300,6.8302610699999997,"Attic",0.03,80,7.76,2200,18700,200,24.98505887,2210,11.09344939,1784,30.392214490000001,0.85,91.3,91.3,91.3,91.3,0.34,0.32,0.54,40,2.7959999999999998,1,1584,160,24.80505887,0,0,"N",0,0,0.75,1,1.75,2,0.65,2151.648862,17,"Exhaust",50,1,"Standard",5,0,4.5,4.5,1,57,1.2,120,0,0,4,3,10,0]
["SF_2200_HZ3CZ4_wl_bm_5_ao80_gfnc_","NWHZ3CZ4_3",0,0,0,69,64,74,78,1,2104.6240469999998,0,0,0,"FUR",3,15,1,0,30,0,"Crawl",0.06,300,6.8302610699999997,"Attic",0.03,80,7.76,2200,18700,200,24.98505887,2210,11.09344939,1784,30.392214490000001,0.85,91.3,91.3,91.3,91.3,0.34,0.32,0.54,40,2.7959999999999998,1,1584,160,24.80505887,0,0,"N",0,0,0.75,1,1.75,2,0.65,2151.648862,17,"Exhaust",50,1,"Standard",5,0,4.5,4.5,1,75,1.2,120,0,0,4,3,10,0]
["SF_2200_HZ3CZ4_wl_i2_1_ge50_gfnc_","NWHZ3CZ4_3",0,0,0,69,64,74,78,1,2104.6240469999998,0,0,0,"FUR",3,15,1,0,30,0,"Crawl",0.06,300,6.8302610699999997,"Attic",0.03,80,7.76,2200,18700,200,24.98505887,2210,11.09344939,1784,30.392214490000001,0.85,91.3,91.3,91.3,91.3,0.34,0.32,0.54,40,2.7959999999999998,1,1584,160,24.80505887,0,0,"N",0,0,0.75,1,1.75,2,0.65,2151.648862,17,"Exhaust",50,1,"Standard",5,0,4.5,4.5,1,45,1.1000000000000001,120,0,0,4,4,6,0.65]
["SF_2200_HZ3CZ4_wl_i2_1_ge50_gfac_","NWHZ3CZ4_3",0,0,0,69,64,74,78,1,2104.6240469999998,0,0,0,"FHCA",3,15,1,0,30,0,"Crawl",0.06,300,6.8302610699999997,"Attic",0.03,80,7.76,2200,18700,200,24.98505887,2210,11.09344939,1784,30.392214490000001,0.85,91.3,91.3,91.3,91.3,0.34,0.32,0.54,40,2.7959999999999998,1,1584,160,24.80505887,0,0,"N",0,0,0.75,1,1.75,2,0.65,2151.648862,17,"Exhaust",50,1,"Standard",5,0,4.5,4.5,1,45,1.1000000000000001,120,0,0,4,4,6,0.65]
["SF_2200_HZ3CZ4_wl_i2_1_ge50_efaf_","NWHZ3CZ4_3",0,0,0,69,64,74,78,1,2104.6240469999998,0,0,0,"FUR",3,15,1,0,30,0,"Crawl",0.06,300,6.8302610699999997,"Attic",0.03,80,7.76,2200,18700,200,24.98505887,2210,11.09344939,1784,30.392214490000001,0.85,91.3,91.3,91.3,91.3,0.34,0.32,0.54,40,2.7959999999999998,1,1584,160,24.80505887,0,0,"N",0,0,0.75,1,1.75,2,0.65,2151.648862,17,"Exhaust",50,1,"Standard",5,0,4.5,4.5,1,45,1.1000000000000001,120,0,0,4,4,6,0.65]
["SF_2200_HZ3CZ4_wl_i2_1_ge50_hp85_","NWHZ3CZ4_3",0,0,0,69,64,74,78,1,2104.6240469999998,0,0,0,"HSPF_8.5_SEER_13.0",3,15,1,0,30,0,"Crawl",0.06,300,6.8302610699999997,"Attic",0.03,80,7.76,2200,18700,200,24.98505887,2210,11.09344939,1784,30.392214490000001,0.85,91.3,91.3,91.3,91.3,0.34,0.32,0.54,40,2.7959999999999998,1,1584,160,24.80505887,0,0,"N",0,0,0.75,1,1.75,2,0.65,2151.648862,17,"Exhaust",50,1,"Standard",5,0,4.5,4.5,1,45,1.1000000000000001,120,0,0,4,4,6,0.65]
["SF_2200_HZ3CZ4_wl_i2_1_ge50_zonl_","NWHZ3CZ4_3",0,0,0,69,64,74,78,1,2104.6240469999998,0,0,0,"FUR",3,15,1,0,30,1,"Crawl",0.06,300,6.8302610699999997,"Attic",0.03,80,7.76,2200,18700,200,24.98505887,2210,11.09344939,1784,30.392214490000001,0.85,91.3,91.3,91.3,91.3,0.34,0.32,0.54,40,2.7959999999999998,1,1584,160,24.80505887,0,0,"N",0,0,0.75,1,1.75,2,0.65,2151.648862,17,"Exhaust",50,1,"Standard",5,0,4.5,4.5,1,45,1.1000000000000001,120,0,0,4,4,6,0.65]
["SF_2200_HZ3CZ4_wl_i2_1_ao60_gfnc_","NWHZ3CZ4_3",0,0,0,69,64,74,78,1,2104.6240469999998,0,0,0,"FUR",3,15,1,0,30,0,"Crawl",0.06,300,6.8302610699999997,"Attic",0.03,80,7.76,2200,18700,200,24.98505887,2210,11.09344939,1784,30.392214490000001,0.85,91.3,91.3,91.3,91.3,0.34,0.32,0.54,40,2.7959999999999998,1,1584,160,24.80505887,0,0,"N",0,0,0.75,1,1.75,2,0.65,2151.648862,17,"Exhaust",50,1,"Standard",5,0,4.5,4.5,1,57,1.2,120,0,0,4,4,6,0.65]
["SF_2200_HZ3CZ4_wl_i2_1_ao60_gfac_","NWHZ3CZ4_3",0,0,0,69,64,74,78,1,2104.6240469999998,0,0,0,"FHCA",3,15,1,0,30,0,"Crawl",0.06,300,6.8302610699999997,"Attic",0.03,80,7.76,2200,18700,200,24.98505887,2210,11.09344939,1784,30.392214490000001,0.85,91.3,91.3,91.3,91.3,0.34,0.32,0.54,40,2.7959999999999998,1,1584,160,24.80505887,0,0,"N",0,0,0.75,1,1.75,2,0.65,2151.648862,17,"Exhaust",50,1,"Standard",5,0,4.5,4.5,1,57,1.2,120,0,0,4,4,6,0.65]
["SF_2200_HZ3CZ4_wl_i2_1_ao60_efaf_","NWHZ3CZ4_3",0,0,0,69,64,74,78,1,2104.6240469999998,0,0,0,"FUR",3,15,1,0,30,0,"Crawl",0.06,300,6.8302610699999997,"Attic",0.03,80,7.76,2200,18700,200,24.98505887,2210,11.09344939,1784,30.392214490000001,0.85,91.3,91.3,91.3,91.3,0.34,0.32,0.54,40,2.7959999999999998,1,1584,160,24.80505887,0,0,"N",0,0,0.75,1,1.75,2,0.65,2151.648862,17,"Exhaust",50,1,"Standard",5,0,4.5,4.5,1,57,1.2,120,0,0,4,4,6,0.65]
["SF_2200_HZ3CZ4_wl_i2_1_ao60_hp85_","NWHZ3CZ4_3",0,0,0,69,64,74,78,1,2104.6240469999998,0,0,0,"HSPF_8.5_SEER_13.0",3,15,1,0,30,0,"Crawl",0.06,300,6.8302610699999997,"Attic",0.03,80,7.76,2200,18700,200,24.98505887,2210,11.09344939,1784,30.392214490000001,0.85,91.3,91.3,91.3,91.3,0.34,0.32,0.54,40,2.7959999999999998,1,1584,160,24.80505887,0,0,"N",0,0,0.75,1,1.75,2,0.65,2151.648862,17,"Exhaust",50,1,"Standard",5,0,4.5,4.5,1,57,1.2,120,0,0,4,4,6,0.65]
["SF_2200_HZ3CZ4_wl_i2_1_ao60_zonl_","NWHZ3CZ4_3",0,0,0,69,64,74,78,1,2104.6240469999998,0,0,0,"FUR",3,15,1,0,30,1,"Crawl",0.06,300,6.8302610699999997,"Attic",0.03,80,7.76,2200,18700,200,24.98505887,2210,11.09344939,1784,30.392214490000001,0.85,91.3,91.3,91.3,91.3,0.34,0.32,0.54,40,2.7959999999999998,1,1584,160,24.80505887,0,0,"N",0,0,0.75,1,1.75,2,0.65,2151.648862,17,"Exhaust",50,1,"Standard",5,0,4.5,4.5,1,57,1.2,120,0,0,4,4,6,0.65]
["SF_2200_HZ3CZ4_wl_i2_1_ao80_gfnc_","NWHZ3CZ4_3",0,0,0,69,64,74,78,1,2104.6240469999998,0,0,0,"FUR",3,15,1,0,30,0,"Crawl",0.06,300,6.8302610699999997,"Attic",0.03,80,7.76,2200,18700,200,24.98505887,2210,11.09344939,1784,30.392214490000001,0.85,91.3,91.3,91.3,91.3,0.34,0.32,0.54,40,2.7959999999999998,1,1584,160,24.80505887,0,0,"N",0,0,0.75,1,1.75,2,0.65,2151.648862,17,"Exhaust",50,1,"Standard",5,0,4.5,4.5,1,75,1.2,120,0,0,4,4,6,0.65]
["SF_2200_HZ3CZ4_wl_i2_1_ao80_gfac_","NWHZ3CZ4_3",0,0,0,69,64,74,78,1,2104.6240469999998,0,0,0,"FHCA",3,15,1,0,30,0,"Crawl",0.06,300,6.8302610699999997,"Attic",0.03,80,7.76,2200,18700,200,24.98505887,2210,11.09344939,1784,30.392214490000001,0.85,91.3,91.3,91.3,91.3,0.34,0.32,0.54,40,2.7959999999999998,1,1584,160,24.80505887,0,0,"N",0,0,0.75,1,1.75,2,0.65,2151.648862,17,"Exhaust",50,1,"Standard",5,0,4.5,4.5,1,75,1.2,120,0,0,4,4,6,0.65]
["SF_2200_HZ3CZ4_wl_i2_1_ao80_efaf_","NWHZ3CZ4_3",0,0,0,69,64,74,78,1,2104.6240469999998,0,0,0,"FUR",3,15,1,0,30,0,"Crawl",0.06,300,6.8302610699999997,"Attic",0.03,80,7.76,2200,18700,200,24.98505887,2210,11.09344939,1784,30.392214490000001,0.85,91.3,91.3,91.3,91.3,0.34,0.32,0.54,40,2.7959999999999998,1,1584,160,24.80505887,0,0,"N",0,0,0.75,1,1.75,2,0.65,2151.648862,17,"Exhaust",50,1,"Standard",5,0,4.5,4.5,1,75,1.2,120,0,0,4,4,6,0.65]
["SF_2200_HZ3CZ4_wl_i2_1_ao80_hp85_","NWHZ3CZ4_3",0,0,0,69,64,74,78,1,2104.6240469999998,0,0,0,"HSPF_8.5_SEER_13.0",3,15,1,0,30,0,"Crawl",0.06,300,6.8302610699999997,"Attic",0.03,80,7.76,2200,18700,200,24.98505887,2210,11.09344939,1784,30.392214490000001,0.85,91.3,91.3,91.3,91.3,0.34,0.32,0.54,40,2.7959999999999998,1,1584,160,24.80505887,0,0,"N",0,0,0.75,1,1.75,2,0.65,2151.648862,17,"Exhaust",50,1,"Standard",5,0,4.5,4.5,1,75,1.2,120,0,0,4,4,6,0.65]
["SF_2200_HZ3CZ4_wl_i2_1_ao80_zonl_","NWHZ3CZ4_3",0,0,0,69,64,74,78,1,2104.6240469999998,0,0,0,"FUR",3,15,1,0,30,1,"Crawl",0.06,300,6.8302610699999997,"Attic",0.03,80,7.76,2200,18700,200,24.98505887,2210,11.09344939,1784,30.392214490000001,0.85,91.3,91.3,91.3,91.3,0.34,0.32,0.54,40,2.7959999999999998,1,1584,160,24.80505887,0,0,"N",0,0,0.75,1,1.75,2,0.65,2151.648862,17,"Exhaust",50,1,"Standard",5,0,4.5,4.5,1,75,1.2,120,0,0,4,4,6,0.65]
["SF_2200_HZ3CZ4_wl_i2_2_ge50_gfnc_","NWHZ3CZ4_3",0,0,0,69,64,74,78,1,2104.6240469999998,0,0,0,"FUR",3,15,1,0,30,0,"Crawl",0.06,300,6.8302610699999997,"Attic",0.03,80,7.76,2200,18700,200,24.98505887,2210,11.09344939,1784,30.392214490000001,0.85,91.3,91.3,91.3,91.3,0.34,0.32,0.54,40,2.7959999999999998,1,1584,160,24.80505887,0,0,"N",0,0,0.75,1,1.75,2,0.65,2151.648862,17,"Exhaust",50,1,"Standard",5,0,4.5,4.5,1,45,1.1000000000000001,120,0,0,4,4,7,0.65]
["SF_2200_HZ3CZ4_wl_i2_2_ge50_gfac_","NWHZ3CZ4_3",0,0,0,69,64,74,78,1,2104.6240469999998,0,0,0,"FHCA",3,15,1,0,30,0,"Crawl",0.06,300,6.8302610699999997,"Attic",0.03,80,7.76,2200,18700,200,24.98505887,2210,11.09344939,1784,30.392214490000001,0.85,91.3,91.3,91.3,91.3,0.34,0.32,0.54,40,2.7959999999999998,1,1584,160,24.80505887,0,0,"N",0,0,0.75,1,1.75,2,0.65,2151.648862,17,"Exhaust",50,1,"Standard",5,0,4.5,4.5,1,45,1.1000000000000001,120,0,0,4,4,7,0.65]
["SF_2200_HZ3CZ4_wl_i2_2_ge50_efaf_","NWHZ3CZ4_3",0,0,0,69,64,74,78,1,2104.6240469999998,0,0,0,"FUR",3,15,1,0,30,0,"Crawl",0.06,300,6.8302610699999997,"Attic",0.03,80,7.76,2200,18700,200,24.98505887,2210,11.09344939,1784,30.392214490000001,0.85,91.3,91.3,91.3,91.3,0.34,0.32,0.54,40,2.7959999999999998,1,1584,160,24.80505887,0,0,"N",0,0,0.75,1,1.75,2,0.65,2151.648862,17,"Exhaust",50,1,"Standard",5,0,4.5,4.5,1,45,1.1000000000000001,120,0,0,4,4,7,0.65]
["SF_2200_HZ3CZ4_wl_i2_2_ge50_hp85_","NWHZ3CZ4_3",0,0,0,69,64,74,78,1,2104.6240469999998,0,0,0,"HSPF_8.5_SEER_13.0",3,15,1,0,30,0,"Crawl",0.06,300,6.8302610699999997,"Attic",0.03,80,7.76,2200,18700,200,24.98505887,2210,11.09344939,1784,30.392214490000001,0.85,91.3,91.3,91.3,91.3,0.34,0.32,0.54,40,2.7959999999999998,1,1584,160,24.80505887,0,0,"N",0,0,0.75,1,1.75,2,0.65,2151.648862,17,"Exhaust",50,1,"Standard",5,0,4.5,4.5,1,45,1.1000000000000001,120,0,0,4,4,7,0.65]
["SF_2200_HZ3CZ4_wl_i2_2_ge50_zonl_","NWHZ3CZ4_3",0,0,0,69,64,74,78,1,2104.6240469999998,0,0,0,"FUR",3,15,1,0,30,1,"Crawl",0.06,300,6.8302610699999997,"Attic",0.03,80,7.76,2200,18700,200,24.98505887,2210,11.09344939,1784,30.392214490000001,0.85,91.3,91.3,91.3,91.3,0.34,0.32,0.54,40,2.7959999999999998,1,1584,160,24.80505887,0,0,"N",0,0,0.75,1,1.75,2,0.65,2151.648862,17,"Exhaust",50,1,"Standard",5,0,4.5,4.5,1,45,1.1000000000000001,120,0,0,4,4,7,0.65]
["SF_2200_HZ3CZ4_wl_i2_2_ao60_gfnc_","NWHZ3CZ4_3",0,0,0,69,64,74,78,1,2104.6240469999998,0,0,0,"FUR",3,15,1,0,30,0,"Crawl",0.06,300,6.8302610699999997,"Attic",0.03,80,7.76,2200,18700,200,24.98505887,2210,11.09344939,1784,30.392214490000001,0.85,91.3,91.3,91.3,91.3,0.34,0.32,0.54,40,2.7959999999999998,1,1584,160,24.80505887,0,0,"N",0,0,0.75,1,1.75,2,0.65,2151.648862,17,"Exhaust",50,1,"Standard",5,0,4.5,4.5,1,57,1.2,120,0,0,4,4,7,0.65]
["SF_2200_HZ3CZ4_wl_i2_2_ao60_gfac_","NWHZ3CZ4_3",0,0,0,69,64,74,78,1,2104.6240469999998,0,0,0,"FHCA",3,15,1,0,30,0,"Crawl",0.06,300,6.8302610699999997,"Attic",0.03,80,7.76,2200,18700,200,24.98505887,2210,11.09344939,1784,30.392214490000001,0.85,91.3,91.3,91.3,91.3,0.34,0.32,0.54,40,2.7959999999999998,1,1584,160,24.80505887,0,0,"N",0,0,0.75,1,1.75,2,0.65,2151.648862,17,"Exhaust",50,1,"Standard",5,0,4.5,4.5,1,57,1.2,120,0,0,4,4,7,0.65]
["SF_2200_HZ3CZ4_wl_i2_2_ao60_efaf_","NWHZ3CZ4_3",0,0,0,69,64,74,78,1,2104.6240469999998,0,0,0,"FUR",3,15,1,0,30,0,"Crawl",0.06,300,6.8302610699999997,"Attic",0.03,80,7.76,2200,18700,200,24.98505887,2210,11.09344939,1784,30.392214490000001,0.85,91.3,91.3,91.3,91.3,0.34,0.32,0.54,40,2.7959999999999998,1,1584,160,24.80505887,0,0,"N",0,0,0.75,1,1.75,2,0.65,2151.648862,17,"Exhaust",50,1,"Standard",5,0,4.5,4.5,1,57,1.2,120,0,0,4,4,7,0.65]
["SF_2200_HZ3CZ4_wl_i2_2_ao60_hp85_","NWHZ3CZ4_3",0,0,0,69,64,74,78,1,2104.6240469999998,0,0,0,"HSPF_8.5_SEER_13.0",3,15,1,0,30,0,"Crawl",0.06,300,6.8302610699999997,"Attic",0.03,80,7.76,2200,18700,200,24.98505887,2210,11.09344939,1784,30.392214490000001,0.85,91.3,91.3,91.3,91.3,0.34,0.32,0.54,40,2.7959999999999998,1,1584,160,24.80505887,0,0,"N",0,0,0.75,1,1.75,2,0.65,2151.648862,17,"Exhaust",50,1,"Standard",5,0,4.5,4.5,1,57,1.2,120,0,0,4,4,7,0.65]
["SF_2200_HZ3CZ4_wl_i2_2_ao60_zonl_","NWHZ3CZ4_3",0,0,0,69,64,74,78,1,2104.6240469999998,0,0,0,"FUR",3,15,1,0,30,1,"Crawl",0.06,300,6.8302610699999997,"Attic",0.03,80,7.76,2200,18700,200,24.98505887,2210,11.09344939,1784,30.392214490000001,0.85,91.3,91.3,91.3,91.3,0.34,0.32,0.54,40,2.7959999999999998,1,1584,160,24.80505887,0,0,"N",0,0,0.75,1,1.75,2,0.65,2151.648862,17,"Exhaust",50,1,"Standard",5,0,4.5,4.5,1,57,1.2,120,0,0,4,4,7,0.65]
["SF_2200_HZ3CZ4_wl_i2_2_ao80_gfnc_","NWHZ3CZ4_3",0,0,0,69,64,74,78,1,2104.6240469999998,0,0,0,"FUR",3,15,1,0,30,0,"Crawl",0.06,300,6.8302610699999997,"Attic",0.03,80,7.76,2200,18700,200,24.98505887,2210,11.09344939,1784,30.392214490000001,0.85,91.3,91.3,91.3,91.3,0.34,0.32,0.54,40,2.7959999999999998,1,1584,160,24.80505887,0,0,"N",0,0,0.75,1,1.75,2,0.65,2151.648862,17,"Exhaust",50,1,"Standard",5,0,4.5,4.5,1,75,1.2,120,0,0,4,4,7,0.65]
["SF_2200_HZ3CZ4_wl_i2_2_ao80_gfac_","NWHZ3CZ4_3",0,0,0,69,64,74,78,1,2104.6240469999998,0,0,0,"FHCA",3,15,1,0,30,0,"Crawl",0.06,300,6.8302610699999997,"Attic",0.03,80,7.76,2200,18700,200,24.98505887,2210,11.09344939,1784,30.392214490000001,0.85,91.3,91.3,91.3,91.3,0.34,0.32,0.54,40,2.7959999999999998,1,1584,160,24.80505887,0,0,"N",0,0,0.75,1,1.75,2,0.65,2151.648862,17,"Exhaust",50,1,"Standard",5,0,4.5,4.5,1,75,1.2,120,0,0,4,4,7,0.65]
["SF_2200_HZ3CZ4_wl_i2_2_ao80_efaf_","NWHZ3CZ4_3",0,0,0,69,64,74,78,1,2104.6240469999998,0,0,0,"FUR",3,15,1,0,30,0,"Crawl",0.06,300,6.8302610699999997,"Attic",0.03,80,7.76,2200,18700,200,24.98505887,2210,11.09344939,1784,30.392214490000001,0.85,91.3,91.3,91.3,91.3,0.34,0.32,0.54,40,2.7959999999999998,1,1584,160,24.80505887,0,0,"N",0,0,0.75,1,1.75,2,0.65,2151.648862,17,"Exhaust",50,1,"Standard",5,0,4.5,4.5,1,75,1.2,120,0,0,4,4,7,0.65]
["SF_2200_HZ3CZ4_wl_i2_2_ao80_hp85_","NWHZ3CZ4_3",0,0,0,69,64,74,78,1,2104.6240469999998,0,0,0,"HSPF_8.5_SEER_13.0",3,15,1,0,30,0,"Crawl",0.06,300,6.8302610699999997,"Attic",0.03,80,7.76,2200,18700,200,24.98505887,2210,11.09344939,1784,30.392214490000001,0.85,91.3,91.3,91.3,91.3,0.34,0.32,0.54,40,2.7959999999999998,1,1584,160,24.80505887,0,0,"N",0,0,0.75,1,1.75,2,0.65,2151.648862,17,"Exhaust",50,1,"Standard",5,0,4.5,4.5,1,75,1.2,120,0,0,4,4,7,0.65]
["SF_2200_HZ3CZ4_wl_i2_2_ao80_zonl_","NWHZ3CZ4_3",0,0,0,69,64,74,78,1,2104.6240469999998,0,0,0,"FUR",3,15,1,0,30,1,"Crawl",0.06,300,6.8302610699999997,"Attic",0.03,80,7.76,2200,18700,200,24.98505887,2210,11.09344939,1784,30.392214490000001,0.85,91.3,91.3,91.3,91.3,0.34,0.32,0.54,40,2.7959999999999998,1,1584,160,24.80505887,0,0,"N",0,0,0.75,1,1.75,2,0.65,2151.648862,17,"Exhaust",50,1,"Standard",5,0,4.5,4.5,1,75,1.2,120,0,0,4,4,7,0.65]
["SF_2200_HZ3CZ4_wl_i2_3_ge50_gfnc_","NWHZ3CZ4_3",0,0,0,69,64,74,78,1,2104.6240469999998,0,0,0,"FUR",3,15,1,0,30,0,"Crawl",0.06,300,6.8302610699999997,"Attic",0.03,80,7.76,2200,18700,200,24.98505887,2210,11.09344939,1784,30.392214490000001,0.85,91.3,91.3,91.3,91.3,0.34,0.32,0.54,40,2.7959999999999998,1,1584,160,24.80505887,0,0,"N",0,0,0.75,1,1.75,2,0.65,2151.648862,17,"Exhaust",50,1,"Standard",5,0,4.5,4.5,1,45,1.1000000000000001,120,0,0,4,4,8,0.65]
["SF_2200_HZ3CZ4_wl_i2_3_ge50_gfac_","NWHZ3CZ4_3",0,0,0,69,64,74,78,1,2104.6240469999998,0,0,0,"FHCA",3,15,1,0,30,0,"Crawl",0.06,300,6.8302610699999997,"Attic",0.03,80,7.76,2200,18700,200,24.98505887,2210,11.09344939,1784,30.392214490000001,0.85,91.3,91.3,91.3,91.3,0.34,0.32,0.54,40,2.7959999999999998,1,1584,160,24.80505887,0,0,"N",0,0,0.75,1,1.75,2,0.65,2151.648862,17,"Exhaust",50,1,"Standard",5,0,4.5,4.5,1,45,1.1000000000000001,120,0,0,4,4,8,0.65]
["SF_2200_HZ3CZ4_wl_i2_3_ge50_efaf_","NWHZ3CZ4_3",0,0,0,69,64,74,78,1,2104.6240469999998,0,0,0,"FUR",3,15,1,0,30,0,"Crawl",0.06,300,6.8302610699999997,"Attic",0.03,80,7.76,2200,18700,200,24.98505887,2210,11.09344939,1784,30.392214490000001,0.85,91.3,91.3,91.3,91.3,0.34,0.32,0.54,40,2.7959999999999998,1,1584,160,24.80505887,0,0,"N",0,0,0.75,1,1.75,2,0.65,2151.648862,17,"Exhaust",50,1,"Standard",5,0,4.5,4.5,1,45,1.1000000000000001,120,0,0,4,4,8,0.65]
["SF_2200_HZ3CZ4_wl_i2_3_ge50_hp85_","NWHZ3CZ4_3",0,0,0,69,64,74,78,1,2104.6240469999998,0,0,0,"HSPF_8.5_SEER_13.0",3,15,1,0,30,0,"Crawl",0.06,300,6.8302610699999997,"Attic",0.03,80,7.76,2200,18700,200,24.98505887,2210,11.09344939,1784,30.392214490000001,0.85,91.3,91.3,91.3,91.3,0.34,0.32,0.54,40,2.7959999999999998,1,1584,160,24.80505887,0,0,"N",0,0,0.75,1,1.75,2,0.65,2151.648862,17,"Exhaust",50,1,"Standard",5,0,4.5,4.5,1,45,1.1000000000000001,120,0,0,4,4,8,0.65]
["SF_2200_HZ3CZ4_wl_i2_3_ge50_zonl_","NWHZ3CZ4_3",0,0,0,69,64,74,78,1,2104.6240469999998,0,0,0,"FUR",3,15,1,0,30,1,"Crawl",0.06,300,6.8302610699999997,"Attic",0.03,80,7.76,2200,18700,200,24.98505887,2210,11.09344939,1784,30.392214490000001,0.85,91.3,91.3,91.3,91.3,0.34,0.32,0.54,40,2.7959999999999998,1,1584,160,24.80505887,0,0,"N",0,0,0.75,1,1.75,2,0.65,2151.648862,17,"Exhaust",50,1,"Standard",5,0,4.5,4.5,1,45,1.1000000000000001,120,0,0,4,4,8,0.65]
["SF_2200_HZ3CZ4_wl_i2_3_ao60_gfnc_","NWHZ3CZ4_3",0,0,0,69,64,74,78,1,2104.6240469999998,0,0,0,"FUR",3,15,1,0,30,0,"Crawl",0.06,300,6.8302610699999997,"Attic",0.03,80,7.76,2200,18700,200,24.98505887,2210,11.09344939,1784,30.392214490000001,0.85,91.3,91.3,91.3,91.3,0.34,0.32,0.54,40,2.7959999999999998,1,1584,160,24.80505887,0,0,"N",0,0,0.75,1,1.75,2,0.65,2151.648862,17,"Exhaust",50,1,"Standard",5,0,4.5,4.5,1,57,1.2,120,0,0,4,4,8,0.65]
["SF_2200_HZ3CZ4_wl_i2_3_ao60_gfac_","NWHZ3CZ4_3",0,0,0,69,64,74,78,1,2104.6240469999998,0,0,0,"FHCA",3,15,1,0,30,0,"Crawl",0.06,300,6.8302610699999997,"Attic",0.03,80,7.76,2200,18700,200,24.98505887,2210,11.09344939,1784,30.392214490000001,0.85,91.3,91.3,91.3,91.3,0.34,0.32,0.54,40,2.7959999999999998,1,1584,160,24.80505887,0,0,"N",0,0,0.75,1,1.75,2,0.65,2151.648862,17,"Exhaust",50,1,"Standard",5,0,4.5,4.5,1,57,1.2,120,0,0,4,4,8,0.65]
["SF_2200_HZ3CZ4_wl_i2_3_ao60_efaf_","NWHZ3CZ4_3",0,0,0,69,64,74,78,1,2104.6240469999998,0,0,0,"FUR",3,15,1,0,30,0,"Crawl",0.06,300,6.8302610699999997,"Attic",0.03,80,7.76,2200,18700,200,24.98505887,2210,11.09344939,1784,30.392214490000001,0.85,91.3,91.3,91.3,91.3,0.34,0.32,0.54,40,2.7959999999999998,1,1584,160,24.80505887,0,0,"N",0,0,0.75,1,1.75,2,0.65,2151.648862,17,"Exhaust",50,1,"Standard",5,0,4.5,4.5,1,57,1.2,120,0,0,4,4,8,0.65]
["SF_2200_HZ3CZ4_wl_i2_3_ao60_hp85_","NWHZ3CZ4_3",0,0,0,69,64,74,78,1,2104.6240469999998,0,0,0,"HSPF_8.5_SEER_13.0",3,15,1,0,30,0,"Crawl",0.06,300,6.8302610699999997,"Attic",0.03,80,7.76,2200,18700,200,24.98505887,2210,11.09344939,1784,30.392214490000001,0.85,91.3,91.3,91.3,91.3,0.34,0.32,0.54,40,2.7959999999999998,1,1584,160,24.80505887,0,0,"N",0,0,0.75,1,1.75,2,0.65,2151.648862,17,"Exhaust",50,1,"Standard",5,0,4.5,4.5,1,57,1.2,120,0,0,4,4,8,0.65]
["SF_2200_HZ3CZ4_wl_i2_3_ao60_zonl_","NWHZ3CZ4_3",0,0,0,69,64,74,78,1,2104.6240469999998,0,0,0,"FUR",3,15,1,0,30,1,"Crawl",0.06,300,6.8302610699999997,"Attic",0.03,80,7.76,2200,18700,200,24.98505887,2210,11.09344939,1784,30.392214490000001,0.85,91.3,91.3,91.3,91.3,0.34,0.32,0.54,40,2.7959999999999998,1,1584,160,24.80505887,0,0,"N",0,0,0.75,1,1.75,2,0.65,2151.648862,17,"Exhaust",50,1,"Standard",5,0,4.5,4.5,1,57,1.2,120,0,0,4,4,8,0.65]
["SF_2200_HZ3CZ4_wl_i2_3_ao80_gfnc_","NWHZ3CZ4_3",0,0,0,69,64,74,78,1,2104.6240469999998,0,0,0,"FUR",3,15,1,0,30,0,"Crawl",0.06,300,6.8302610699999997,"Attic",0.03,80,7.76,2200,18700,200,24.98505887,2210,11.09344939,1784,30.392214490000001,0.85,91.3,91.3,91.3,91.3,0.34,0.32,0.54,40,2.7959999999999998,1,1584,160,24.80505887,0,0,"N",0,0,0.75,1,1.75,2,0.65,2151.648862,17,"Exhaust",50,1,"Standard",5,0,4.5,4.5,1,75,1.2,120,0,0,4,4,8,0.65]
["SF_2200_HZ3CZ4_wl_i2_3_ao80_gfac_","NWHZ3CZ4_3",0,0,0,69,64,74,78,1,2104.6240469999998,0,0,0,"FHCA",3,15,1,0,30,0,"Crawl",0.06,300,6.8302610699999997,"Attic",0.03,80,7.76,2200,18700,200,24.98505887,2210,11.09344939,1784,30.392214490000001,0.85,91.3,91.3,91.3,91.3,0.34,0.32,0.54,40,2.7959999999999998,1,1584,160,24.80505887,0,0,"N",0,0,0.75,1,1.75,2,0.65,2151.648862,17,"Exhaust",50,1,"Standard",5,0,4.5,4.5,1,75,1.2,120,0,0,4,4,8,0.65]
["SF_2200_HZ3CZ4_wl_i2_3_ao80_efaf_","NWHZ3CZ4_3",0,0,0,69,64,74,78,1,2104.6240469999998,0,0,0,"FUR",3,15,1,0,30,0,"Crawl",0.06,300,6.8302610699999997,"Attic",0.03,80,7.76,2200,18700,200,24.98505887,2210,11.09344939,1784,30.392214490000001,0.85,91.3,91.3,91.3,91.3,0.34,0.32,0.54,40,2.7959999999999998,1,1584,160,24.80505887,0,0,"N",0,0,0.75,1,1.75,2,0.65,2151.648862,17,"Exhaust",50,1,"Standard",5,0,4.5,4.5,1,75,1.2,120,0,0,4,4,8,0.65]
["SF_2200_HZ3CZ4_wl_i2_3_ao80_hp85_","NWHZ3CZ4_3",0,0,0,69,64,74,78,1,2104.6240469999998,0,0,0,"HSPF_8.5_SEER_13.0",3,15,1,0,30,0,"Crawl",0.06,300,6.8302610699999997,"Attic",0.03,80,7.76,2200,18700,200,24.98505887,2210,11.09344939,1784,30.392214490000001,0.85,91.3,91.3,91.3,91.3,0.34,0.32,0.54,40,2.7959999999999998,1,1584,160,24.80505887,0,0,"N",0,0,0.75,1,1.75,2,0.65,2151.648862,17,"Exhaust",50,1,"Standard",5,0,4.5,4.5,1,75,1.2,120,0,0,4,4,8,0.65]
["SF_2200_HZ3CZ4_wl_i2_3_ao80_zonl_","NWHZ3CZ4_3",0,0,0,69,64,74,78,1,2104.6240469999998,0,0,0,"FUR",3,15,1,0,30,1,"Crawl",0.06,300,6.8302610699999997,"Attic",0.03,80,7.76,2200,18700,200,24.98505887,2210,11.09344939,1784,30.392214490000001,0.85,91.3,91.3,91.3,91.3,0.34,0.32,0.54,40,2.7959999999999998,1,1584,160,24.80505887,0,0,"N",0,0,0.75,1,1.75,2,0.65,2151.648862,17,"Exhaust",50,1,"Standard",5,0,4.5,4.5,1,75,1.2,120,0,0,4,4,8,0.65]
["SF_2200_HZ3CZ4_wl_i2_4_ge50_gfnc_","NWHZ3CZ4_3",0,0,0,69,64,74,78,1,2104.6240469999998,0,0,0,"FUR",3,15,1,0,30,0,"Crawl",0.06,300,6.8302610699999997,"Attic",0.03,80,7.76,2200,18700,200,24.98505887,2210,11.09344939,1784,30.392214490000001,0.85,91.3,91.3,91.3,91.3,0.34,0.32,0.54,40,2.7959999999999998,1,1584,160,24.80505887,0,0,"N",0,0,0.75,1,1.75,2,0.65,2151.648862,17,"Exhaust",50,1,"Standard",5,0,4.5,4.5,1,45,1.1000000000000001,120,0,0,4,4,9,0.65]
["SF_2200_HZ3CZ4_wl_i2_4_ge50_gfac_","NWHZ3CZ4_3",0,0,0,69,64,74,78,1,2104.6240469999998,0,0,0,"FHCA",3,15,1,0,30,0,"Crawl",0.06,300,6.8302610699999997,"Attic",0.03,80,7.76,2200,18700,200,24.98505887,2210,11.09344939,1784,30.392214490000001,0.85,91.3,91.3,91.3,91.3,0.34,0.32,0.54,40,2.7959999999999998,1,1584,160,24.80505887,0,0,"N",0,0,0.75,1,1.75,2,0.65,2151.648862,17,"Exhaust",50,1,"Standard",5,0,4.5,4.5,1,45,1.1000000000000001,120,0,0,4,4,9,0.65]
["SF_2200_HZ3CZ4_wl_i2_4_ge50_efaf_","NWHZ3CZ4_3",0,0,0,69,64,74,78,1,2104.6240469999998,0,0,0,"FUR",3,15,1,0,30,0,"Crawl",0.06,300,6.8302610699999997,"Attic",0.03,80,7.76,2200,18700,200,24.98505887,2210,11.09344939,1784,30.392214490000001,0.85,91.3,91.3,91.3,91.3,0.34,0.32,0.54,40,2.7959999999999998,1,1584,160,24.80505887,0,0,"N",0,0,0.75,1,1.75,2,0.65,2151.648862,17,"Exhaust",50,1,"Standard",5,0,4.5,4.5,1,45,1.1000000000000001,120,0,0,4,4,9,0.65]
["SF_2200_HZ3CZ4_wl_i2_4_ge50_hp85_","NWHZ3CZ4_3",0,0,0,69,64,74,78,1,2104.6240469999998,0,0,0,"HSPF_8.5_SEER_13.0",3,15,1,0,30,0,"Crawl",0.06,300,6.8302610699999997,"Attic",0.03,80,7.76,2200,18700,200,24.98505887,2210,11.09344939,1784,30.392214490000001,0.85,91.3,91.3,91.3,91.3,0.34,0.32,0.54,40,2.7959999999999998,1,1584,160,24.80505887,0,0,"N",0,0,0.75,1,1.75,2,0.65,2151.648862,17,"Exhaust",50,1,"Standard",5,0,4.5,4.5,1,45,1.1000000000000001,120,0,0,4,4,9,0.65]
["SF_2200_HZ3CZ4_wl_i2_4_ge50_zonl_","NWHZ3CZ4_3",0,0,0,69,64,74,78,1,2104.6240469999998,0,0,0,"FUR",3,15,1,0,30,1,"Crawl",0.06,300,6.8302610699999997,"Attic",0.03,80,7.76,2200,18700,200,24.98505887,2210,11.09344939,1784,30.392214490000001,0.85,91.3,91.3,91.3,91.3,0.34,0.32,0.54,40,2.7959999999999998,1,1584,160,24.80505887,0,0,"N",0,0,0.75,1,1.75,2,0.65,2151.648862,17,"Exhaust",50,1,"Standard",5,0,4.5,4.5,1,45,1.1000000000000001,120,0,0,4,4,9,0.65]
["SF_2200_HZ3CZ4_wl_i2_4_ao60_gfnc_","NWHZ3CZ4_3",0,0,0,69,64,74,78,1,2104.6240469999998,0,0,0,"FUR",3,15,1,0,30,0,"Crawl",0.06,300,6.8302610699999997,"Attic",0.03,80,7.76,2200,18700,200,24.98505887,2210,11.09344939,1784,30.392214490000001,0.85,91.3,91.3,91.3,91.3,0.34,0.32,0.54,40,2.7959999999999998,1,1584,160,24.80505887,0,0,"N",0,0,0.75,1,1.75,2,0.65,2151.648862,17,"Exhaust",50,1,"Standard",5,0,4.5,4.5,1,57,1.2,120,0,0,4,4,9,0.65]
["SF_2200_HZ3CZ4_wl_i2_4_ao60_gfac_","NWHZ3CZ4_3",0,0,0,69,64,74,78,1,2104.6240469999998,0,0,0,"FHCA",3,15,1,0,30,0,"Crawl",0.06,300,6.8302610699999997,"Attic",0.03,80,7.76,2200,18700,200,24.98505887,2210,11.09344939,1784,30.392214490000001,0.85,91.3,91.3,91.3,91.3,0.34,0.32,0.54,40,2.7959999999999998,1,1584,160,24.80505887,0,0,"N",0,0,0.75,1,1.75,2,0.65,2151.648862,17,"Exhaust",50,1,"Standard",5,0,4.5,4.5,1,57,1.2,120,0,0,4,4,9,0.65]
["SF_2200_HZ3CZ4_wl_i2_4_ao60_efaf_","NWHZ3CZ4_3",0,0,0,69,64,74,78,1,2104.6240469999998,0,0,0,"FUR",3,15,1,0,30,0,"Crawl",0.06,300,6.8302610699999997,"Attic",0.03,80,7.76,2200,18700,200,24.98505887,2210,11.09344939,1784,30.392214490000001,0.85,91.3,91.3,91.3,91.3,0.34,0.32,0.54,40,2.7959999999999998,1,1584,160,24.80505887,0,0,"N",0,0,0.75,1,1.75,2,0.65,2151.648862,17,"Exhaust",50,1,"Standard",5,0,4.5,4.5,1,57,1.2,120,0,0,4,4,9,0.65]
["SF_2200_HZ3CZ4_wl_i2_4_ao60_hp85_","NWHZ3CZ4_3",0,0,0,69,64,74,78,1,2104.6240469999998,0,0,0,"HSPF_8.5_SEER_13.0",3,15,1,0,30,0,"Crawl",0.06,300,6.8302610699999997,"Attic",0.03,80,7.76,2200,18700,200,24.98505887,2210,11.09344939,1784,30.392214490000001,0.85,91.3,91.3,91.3,91.3,0.34,0.32,0.54,40,2.7959999999999998,1,1584,160,24.80505887,0,0,"N",0,0,0.75,1,1.75,2,0.65,2151.648862,17,"Exhaust",50,1,"Standard",5,0,4.5,4.5,1,57,1.2,120,0,0,4,4,9,0.65]
["SF_2200_HZ3CZ4_wl_i2_4_ao60_zonl_","NWHZ3CZ4_3",0,0,0,69,64,74,78,1,2104.6240469999998,0,0,0,"FUR",3,15,1,0,30,1,"Crawl",0.06,300,6.8302610699999997,"Attic",0.03,80,7.76,2200,18700,200,24.98505887,2210,11.09344939,1784,30.392214490000001,0.85,91.3,91.3,91.3,91.3,0.34,0.32,0.54,40,2.7959999999999998,1,1584,160,24.80505887,0,0,"N",0,0,0.75,1,1.75,2,0.65,2151.648862,17,"Exhaust",50,1,"Standard",5,0,4.5,4.5,1,57,1.2,120,0,0,4,4,9,0.65]
["SF_2200_HZ3CZ4_wl_i2_4_ao80_gfnc_","NWHZ3CZ4_3",0,0,0,69,64,74,78,1,2104.6240469999998,0,0,0,"FUR",3,15,1,0,30,0,"Crawl",0.06,300,6.8302610699999997,"Attic",0.03,80,7.76,2200,18700,200,24.98505887,2210,11.09344939,1784,30.392214490000001,0.85,91.3,91.3,91.3,91.3,0.34,0.32,0.54,40,2.7959999999999998,1,1584,160,24.80505887,0,0,"N",0,0,0.75,1,1.75,2,0.65,2151.648862,17,"Exhaust",50,1,"Standard",5,0,4.5,4.5,1,75,1.2,120,0,0,4,4,9,0.65]
["SF_2200_HZ3CZ4_wl_i2_4_ao80_gfac_","NWHZ3CZ4_3",0,0,0,69,64,74,78,1,2104.6240469999998,0,0,0,"FHCA",3,15,1,0,30,0,"Crawl",0.06,300,6.8302610699999997,"Attic",0.03,80,7.76,2200,18700,200,24.98505887,2210,11.09344939,1784,30.392214490000001,0.85,91.3,91.3,91.3,91.3,0.34,0.32,0.54,40,2.7959999999999998,1,1584,160,24.80505887,0,0,"N",0,0,0.75,1,1.75,2,0.65,2151.648862,17,"Exhaust",50,1,"Standard",5,0,4.5,4.5,1,75,1.2,120,0,0,4,4,9,0.65]
["SF_2200_HZ3CZ4_wl_i2_4_ao80_efaf_","NWHZ3CZ4_3",0,0,0,69,64,74,78,1,2104.6240469999998,0,0,0,"FUR",3,15,1,0,30,0,"Crawl",0.06,300,6.8302610699999997,"Attic",0.03,80,7.76,2200,18700,200,24.98505887,2210,11.09344939,1784,30.392214490000001,0.85,91.3,91.3,91.3,91.3,0.34,0.32,0.54,40,2.7959999999999998,1,1584,160,24.80505887,0,0,"N",0,0,0.75,1,1.75,2,0.65,2151.648862,17,"Exhaust",50,1,"Standard",5,0,4.5,4.5,1,75,1.2,120,0,0,4,4,9,0.65]
["SF_2200_HZ3CZ4_wl_i2_4_ao80_hp85_","NWHZ3CZ4_3",0,0,0,69,64,74,78,1,2104.6240469999998,0,0,0,"HSPF_8.5_SEER_13.0",3,15,1,0,30,0,"Crawl",0.06,300,6.8302610699999997,"Attic",0.03,80,7.76,2200,18700,200,24.98505887,2210,11.09344939,1784,30.392214490000001,0.85,91.3,91.3,91.3,91.3,0.34,0.32,0.54,40,2.7959999999999998,1,1584,160,24.80505887,0,0,"N",0,0,0.75,1,1.75,2,0.65,2151.648862,17,"Exhaust",50,1,"Standard",5,0,4.5,4.5,1,75,1.2,120,0,0,4,4,9,0.65]
["SF_2200_HZ3CZ4_wl_i2_4_ao80_zonl_","NWHZ3CZ4_3",0,0,0,69,64,74,78,1,2104.6240469999998,0,0,0,"FUR",3,15,1,0,30,1,"Crawl",0.06,300,6.8302610699999997,"Attic",0.03,80,7.76,2200,18700,200,24.98505887,2210,11.09344939,1784,30.392214490000001,0.85,91.3,91.3,91.3,91.3,0.34,0.32,0.54,40,2.7959999999999998,1,1584,160,24.80505887,0,0,"N",0,0,0.75,1,1.75,2,0.65,2151.648862,17,"Exhaust",50,1,"Standard",5,0,4.5,4.5,1,75,1.2,120,0,0,4,4,9,0.65]
["SF_2200_HZ3CZ4_wl_i2_5_ge50_gfnc_","NWHZ3CZ4_3",0,0,0,69,64,74,78,1,2104.6240469999998,0,0,0,"FUR",3,15,1,0,30,0,"Crawl",0.06,300,6.8302610699999997,"Attic",0.03,80,7.76,2200,18700,200,24.98505887,2210,11.09344939,1784,30.392214490000001,0.85,91.3,91.3,91.3,91.3,0.34,0.32,0.54,40,2.7959999999999998,1,1584,160,24.80505887,0,0,"N",0,0,0.75,1,1.75,2,0.65,2151.648862,17,"Exhaust",50,1,"Standard",5,0,4.5,4.5,1,45,1.1000000000000001,120,0,0,4,4,10,0.65]
["SF_2200_HZ3CZ4_wl_i2_5_ge50_gfac_","NWHZ3CZ4_3",0,0,0,69,64,74,78,1,2104.6240469999998,0,0,0,"FHCA",3,15,1,0,30,0,"Crawl",0.06,300,6.8302610699999997,"Attic",0.03,80,7.76,2200,18700,200,24.98505887,2210,11.09344939,1784,30.392214490000001,0.85,91.3,91.3,91.3,91.3,0.34,0.32,0.54,40,2.7959999999999998,1,1584,160,24.80505887,0,0,"N",0,0,0.75,1,1.75,2,0.65,2151.648862,17,"Exhaust",50,1,"Standard",5,0,4.5,4.5,1,45,1.1000000000000001,120,0,0,4,4,10,0.65]
["SF_2200_HZ3CZ4_wl_i2_5_ge50_efaf_","NWHZ3CZ4_3",0,0,0,69,64,74,78,1,2104.6240469999998,0,0,0,"FUR",3,15,1,0,30,0,"Crawl",0.06,300,6.8302610699999997,"Attic",0.03,80,7.76,2200,18700,200,24.98505887,2210,11.09344939,1784,30.392214490000001,0.85,91.3,91.3,91.3,91.3,0.34,0.32,0.54,40,2.7959999999999998,1,1584,160,24.80505887,0,0,"N",0,0,0.75,1,1.75,2,0.65,2151.648862,17,"Exhaust",50,1,"Standard",5,0,4.5,4.5,1,45,1.1000000000000001,120,0,0,4,4,10,0.65]
["SF_2200_HZ3CZ4_wl_i2_5_ge50_hp85_","NWHZ3CZ4_3",0,0,0,69,64,74,78,1,2104.6240469999998,0,0,0,"HSPF_8.5_SEER_13.0",3,15,1,0,30,0,"Crawl",0.06,300,6.8302610699999997,"Attic",0.03,80,7.76,2200,18700,200,24.98505887,2210,11.09344939,1784,30.392214490000001,0.85,91.3,91.3,91.3,91.3,0.34,0.32,0.54,40,2.7959999999999998,1,1584,160,24.80505887,0,0,"N",0,0,0.75,1,1.75,2,0.65,2151.648862,17,"Exhaust",50,1,"Standard",5,0,4.5,4.5,1,45,1.1000000000000001,120,0,0,4,4,10,0.65]
["SF_2200_HZ3CZ4_wl_i2_5_ge50_zonl_","NWHZ3CZ4_3",0,0,0,69,64,74,78,1,2104.6240469999998,0,0,0,"FUR",3,15,1,0,30,1,"Crawl",0.06,300,6.8302610699999997,"Attic",0.03,80,7.76,2200,18700,200,24.98505887,2210,11.09344939,1784,30.392214490000001,0.85,91.3,91.3,91.3,91.3,0.34,0.32,0.54,40,2.7959999999999998,1,1584,160,24.80505887,0,0,"N",0,0,0.75,1,1.75,2,0.65,2151.648862,17,"Exhaust",50,1,"Standard",5,0,4.5,4.5,1,45,1.1000000000000001,120,0,0,4,4,10,0.65]
["SF_2200_HZ3CZ4_wl_i2_5_ao60_gfnc_","NWHZ3CZ4_3",0,0,0,69,64,74,78,1,2104.6240469999998,0,0,0,"FUR",3,15,1,0,30,0,"Crawl",0.06,300,6.8302610699999997,"Attic",0.03,80,7.76,2200,18700,200,24.98505887,2210,11.09344939,1784,30.392214490000001,0.85,91.3,91.3,91.3,91.3,0.34,0.32,0.54,40,2.7959999999999998,1,1584,160,24.80505887,0,0,"N",0,0,0.75,1,1.75,2,0.65,2151.648862,17,"Exhaust",50,1,"Standard",5,0,4.5,4.5,1,57,1.2,120,0,0,4,4,10,0.65]
["SF_2200_HZ3CZ4_wl_i2_5_ao60_gfac_","NWHZ3CZ4_3",0,0,0,69,64,74,78,1,2104.6240469999998,0,0,0,"FHCA",3,15,1,0,30,0,"Crawl",0.06,300,6.8302610699999997,"Attic",0.03,80,7.76,2200,18700,200,24.98505887,2210,11.09344939,1784,30.392214490000001,0.85,91.3,91.3,91.3,91.3,0.34,0.32,0.54,40,2.7959999999999998,1,1584,160,24.80505887,0,0,"N",0,0,0.75,1,1.75,2,0.65,2151.648862,17,"Exhaust",50,1,"Standard",5,0,4.5,4.5,1,57,1.2,120,0,0,4,4,10,0.65]
["SF_2200_HZ3CZ4_wl_i2_5_ao60_efaf_","NWHZ3CZ4_3",0,0,0,69,64,74,78,1,2104.6240469999998,0,0,0,"FUR",3,15,1,0,30,0,"Crawl",0.06,300,6.8302610699999997,"Attic",0.03,80,7.76,2200,18700,200,24.98505887,2210,11.09344939,1784,30.392214490000001,0.85,91.3,91.3,91.3,91.3,0.34,0.32,0.54,40,2.7959999999999998,1,1584,160,24.80505887,0,0,"N",0,0,0.75,1,1.75,2,0.65,2151.648862,17,"Exhaust",50,1,"Standard",5,0,4.5,4.5,1,57,1.2,120,0,0,4,4,10,0.65]
["SF_2200_HZ3CZ4_wl_i2_5_ao60_hp85_","NWHZ3CZ4_3",0,0,0,69,64,74,78,1,2104.6240469999998,0,0,0,"HSPF_8.5_SEER_13.0",3,15,1,0,30,0,"Crawl",0.06,300,6.8302610699999997,"Attic",0.03,80,7.76,2200,18700,200,24.98505887,2210,11.09344939,1784,30.392214490000001,0.85,91.3,91.3,91.3,91.3,0.34,0.32,0.54,40,2.7959999999999998,1,1584,160,24.80505887,0,0,"N",0,0,0.75,1,1.75,2,0.65,2151.648862,17,"Exhaust",50,1,"Standard",5,0,4.5,4.5,1,57,1.2,120,0,0,4,4,10,0.65]
["SF_2200_HZ3CZ4_wl_i2_5_ao60_zonl_","NWHZ3CZ4_3",0,0,0,69,64,74,78,1,2104.6240469999998,0,0,0,"FUR",3,15,1,0,30,1,"Crawl",0.06,300,6.8302610699999997,"Attic",0.03,80,7.76,2200,18700,200,24.98505887,2210,11.09344939,1784,30.392214490000001,0.85,91.3,91.3,91.3,91.3,0.34,0.32,0.54,40,2.7959999999999998,1,1584,160,24.80505887,0,0,"N",0,0,0.75,1,1.75,2,0.65,2151.648862,17,"Exhaust",50,1,"Standard",5,0,4.5,4.5,1,57,1.2,120,0,0,4,4,10,0.65]
["SF_2200_HZ3CZ4_wl_i2_5_ao80_gfnc_","NWHZ3CZ4_3",0,0,0,69,64,74,78,1,2104.6240469999998,0,0,0,"FUR",3,15,1,0,30,0,"Crawl",0.06,300,6.8302610699999997,"Attic",0.03,80,7.76,2200,18700,200,24.98505887,2210,11.09344939,1784,30.392214490000001,0.85,91.3,91.3,91.3,91.3,0.34,0.32,0.54,40,2.7959999999999998,1,1584,160,24.80505887,0,0,"N",0,0,0.75,1,1.75,2,0.65,2151.648862,17,"Exhaust",50,1,"Standard",5,0,4.5,4.5,1,75,1.2,120,0,0,4,4,10,0.65]
["SF_2200_HZ3CZ4_wl_i2_5_ao80_gfac_","NWHZ3CZ4_3",0,0,0,69,64,74,78,1,2104.6240469999998,0,0,0,"FHCA",3,15,1,0,30,0,"Crawl",0.06,300,6.8302610699999997,"Attic",0.03,80,7.76,2200,18700,200,24.98505887,2210,11.09344939,1784,30.392214490000001,0.85,91.3,91.3,91.3,91.3,0.34,0.32,0.54,40,2.7959999999999998,1,1584,160,24.80505887,0,0,"N",0,0,0.75,1,1.75,2,0.65,2151.648862,17,"Exhaust",50,1,"Standard",5,0,4.5,4.5,1,75,1.2,120,0,0,4,4,10,0.65]
["SF_2200_HZ3CZ4_wl_i2_5_ao80_efaf_","NWHZ3CZ4_3",0,0,0,69,64,74,78,1,2104.6240469999998,0,0,0,"FUR",3,15,1,0,30,0,"Crawl",0.06,300,6.8302610699999997,"Attic",0.03,80,7.76,2200,18700,200,24.98505887,2210,11.09344939,1784,30.392214490000001,0.85,91.3,91.3,91.3,91.3,0.34,0.32,0.54,40,2.7959999999999998,1,1584,160,24.80505887,0,0,"N",0,0,0.75,1,1.75,2,0.65,2151.648862,17,"Exhaust",50,1,"Standard",5,0,4.5,4.5,1,75,1.2,120,0,0,4,4,10,0.65]
["SF_2200_HZ3CZ4_wl_i2_5_ao80_hp85_","NWHZ3CZ4_3",0,0,0,69,64,74,78,1,2104.6240469999998,0,0,0,"HSPF_8.5_SEER_13.0",3,15,1,0,30,0,"Crawl",0.06,300,6.8302610699999997,"Attic",0.03,80,7.76,2200,18700,200,24.98505887,2210,11.09344939,1784,30.392214490000001,0.85,91.3,91.3,91.3,91.3,0.34,0.32,0.54,40,2.7959999999999998,1,1584,160,24.80505887,0,0,"N",0,0,0.75,1,1.75,2,0.65,2151.648862,17,"Exhaust",50,1,"Standard",5,0,4.5,4.5,1,75,1.2,120,0,0,4,4,10,0.65]
["SF_2200_HZ3CZ4_wl_i2_5_ao80_zonl_","NWHZ3CZ4_3",0,0,0,69,64,74,78,1,2104.6240469999998,0,0,0,"FUR",3,15,1,0,30,1,"Crawl",0.06,300,6.8302610699999997,"Attic",0.03,80,7.76,2200,18700,200,24.98505887,2210,11.09344939,1784,30.392214490000001,0.85,91.3,91.3,91.3,91.3,0.34,0.32,0.54,40,2.7959999999999998,1,1584,160,24.80505887,0,0,"N",0,0,0.75,1,1.75,2,0.65,2151.648862,17,"Exhaust",50,1,"Standard",5,0,4.5,4.5,1,75,1.2,120,0,0,4,4,10,0.65]

{"sheet":"SEEMoutput","index":21,"n_rows":636,"n_cols":125,"rows_kept":636,"cut":false,"hidden":false,"merged":[]}
["SEEM Simulation Model  Version 0.97 build Nov 24 2014 10:22:11.    Date: 12/18/2014  Time: 17:08:06  File: C:\\Users\\Christian\\Google Drive\\Christian\\RTF\\ProCost & Other RTF Tools\\SEEM\\seem97\\seem_inputs.csv"]
[]
[null,null,null,null,"calc'd bldg UA","balance_pt"," HDD nws"," CDD nws"," site pressure","Annual Average ACH","Heating Average ACH"," Design ACH","annual house heating load","annual ht equip output incl aux","annual ht equip input incl aux","annual elec strip ht"," fan energy for ht mode","annual fan hrs in ht mode","annual house cooling load"," annual cool equip output","annual cooling equip input","annual latent load"," latent percent"," hrs cool set pt not met within 1F"," annual fan energy for cool mode","annual fan hrs in cool mode","max hse heat load"," max ht equip load","max ht equip input"," max aux ht","fan pwr and heat gen rate","max hse cool load"," max cool equip load","max cool equip input"," hrs heat set pt not met within 1F"," annual GSHP loop pumping energy"," annual Desuperheat energy output from GSHP"," Annual fan energy consumption","Annual HPWH heat added"," Annual useful HPWH heat added"," Annual HPWH energy consumed"," HPWH energy from Resistance Elements"," Ave temp of inlet water"," Ave temp of outlet water"," label of your choice will be used in name of SEEM output file","weather file name in weather directory","1=print hourly output (.SEEM file) for each run. 0=do not print hourly output","Month for an additional set of hourly output. Enter 0 for no additional output","Day for an additional set of hourly output. Enter 0 for no additional output. Enter valid day (not February 30 or April 31 etc)","heat setpoint, higher T","heat setpoint, lower T","cool setpoint, lower T","cool setpoint, higher T","non zero for schedule number, 0 ignore","ave internal gains","Use internal gains schedule?","ave internal moisture gains","Use internal moistuer gains schedule?","type of equip: (YKC= HSPF 7.2/SEER 10.0) (YSA= HSPF 9.0/SEER 14.5) (HPA3= HSPF 8.0/SEER 13.0) (HCA3=HSPF7.9/SEER13) FYKC= (FUR + YKC cool) (FYSA= FUR + YSA cool) (FHPA= FUR + HPA cool) ( FHCA=FUR + HCA cool) FUR=electric furnace, no cooling.  For Gas Furnace, use FUR and apply AFUE to output. (DHP1=HSPF12 SEER25) (DHP2=HSPF10.6 SEER23) (DHP3=HSPF8.2 SEER16)","Heat Pump size","size of elec. Furn","multiplier for rated CFM","HP control strategy","cutoff T for cntrl strategies","1=perfect ducts, 0=imperf.","loc. of supply ducts","sup leak frac","sup duct area","sup duct R-value","loc of return ducts","ret leak frac","ret duct area","ret duct  R-value","conditioned floor area","Volume of house","Area of floor exposed to outdoors, i.e., over garage or cantilever","Ext. floor R-value","Gross ext. wall area","Wall Rvalue","full ceiling area","r-val of ceiling from room air to attic air","roof solar absorptivity, recommend 0.85 to 0.98","North window area","East window area","South window area","West window area","overall air-to-air u-val of window incl. frame, from NFRC","solar ht gain coef incl frame from NFRC","multiplies SHGC to account for both internal and external shading of window","door area","overall r-value for rough-out area","1=crawl, 2=slab, 3=unheated basement, 4=heated basement","footprint area, NOT conditioned floor area","perimeter of footprint","wood floor R-value","R-value under slab (continuous)","R-value of carpet, pad etc. on slab or wood floor","H = horz insulation, V = vertical insulation to top of slab, N = no insulation","Depth (V) or width (H) of perimeter slab insulation","R-val of perimeter insulation","Average soil conductivity","Ave distance from finish grade to finish floor","Wall R-value","Average distance from finish grade to crawlspace floor","wall R-value","blower door CFM50","Stack height","fan type","fan cfm","schedule number for exhaust fan","user entered values or default values for fan efficiency"," fan efficiency in CFM/Watt"," HRV efficiency as decimal percent"," attic air change rate per hr","crawl air change rate per hr","HPWH","tank size in gallons","performance level","water setpoint","Is the water heater ducted to outside","evaporator fan flow","Source of Water"," Location of HPWH"," Draw Schedule Number"," Interaction Factor"]
[null,null,null,null,"OUTPUT",null,null,null,null,null,null,null,null,null,null,null,null,null,null,null,null,null,null,null,null,null,null,null,null,null,null,null,null,null,null,null,null,null,null,null,null,null,null,null,"RUN PARAMETERS",null,null,null,null,"OCCUPANCY PARAMETERS",null,null,null,null,null,null,null,null,"EQUIPMENT PARAMETERS",null,null,null,null,null,"DUCT PARAMETERS",null,null,null,null,null,null,null,null,"ENVELOPE PARAMETERS",null,null,null,null,null,null,null,null,null,null,null,null,null,null,null,null,null,"FOUNDATION PARAMETERS",null,null,null,null,null,null,null,null,null,null,null,null,null,"INFILTRATION PARAMETERS",null,null,null,null,null,null,null,null,null,"HPWH Parameters"]
["Runlabel","State","City","wtype","UATotal","Balance Point"," HDD65","CDD65","pressure","ACHannual","ACHheating","ACHdesign","roomheatkwh","equipheatkwh","inheatkwh","auxheatkwh","fanheatkwh","fanheathrs","roomcoolkwh","equipcoolkwh","incoolkwh","qlatentkwh","latentpct","hrcoolsetpointmissed","fancoolkwh","fancoolhrs","roomheatmax","equipheatmax","inheatmax","qauxheatmax","fanmax","roomcoolmax","equipcoolmax","incoolmax","hrheatsetptmissed","gshplooppumpkWh","gshpdesupkWh","VentFankWh","HPWHadded","HPWHuseful","HPWHinput_e","HPWHresKWHSum","inletTave","T_ave","RunLabel$","Wname$","HourlyOut","OutputMonth","OutputDay","Theathi","Theatlo","Tcoollo","Tcoolhi","Tschedule","QGains","Qgainsschedule","Wgains","Wgainsschedule","Equiptype$","Tons","Furnsize","CFMmult","HPcntrl","Tcntrl","Perfect","SDloc$","SDleak","SDArea","SDRval","RDloc$","RDleak","RDArea","RDRval","Afloorcon","Volume","Afloorext","Rfloorext","Aextwall","Rextwall","Aceiling","Rceiling","Absroof","AwinN","AwinE","AwinS","AwinW","Uwindow","SHGC","Shading Factor","Adoor","Rdoor","Foundtype","Afootprint","Pfootprint","Rfloor","Rslabins","Rcarpet","Edgetype$","EdgeDepth","RedgeIns","Soilcond","HeightAG","RwallAG","HeightBG","RwallBG","CFM50","H","FanType","FanCFM","FanSched","FanEquip","FanEff","HRVEff","achattic","achcrawl","HPWH","HPWH_size","HPWH_performance","HPWH_setpoint","ducted","HPWH_fan"," 1=City Surface 2=City Mix 3=City Ground/Community 4=Well"," 1=Garage 2=Basement 4=Internal"," Number of Column from drawschedule.csv"," Interaction Factor"]
[null,null,null,null,"(Btuh/F)","(F)",null,null,"(atm)","(1/hr)","(1/hr)","(1/hr)","(kWh)","(kWh)","(kWh)","(kWh)","(kWh)","(hr)","(kWh)","(kWh)","(kWh)","(kWh)","(%)","(hr)","(kWh)","(hr)","(Btuh)","(Btuh)","(Btuh)","(Btuh)","(Btuh)","(Btuh)","(Btuh)","(Btuh)","(hr)","(kWh)","(kWh)","(kWh)","(kWh)","(kWh)","(kWh)","(kwh)","(F)","(F)","(any)","(City)","(1 or 0)","(0 to 12)","(0 to 31)","(F)","(F)","(F)","(F)","(0 to 5)","(Btu/hr)","(0 to 5)","(lb/hr)","(0 to 5)","(YKC,YSA,HPA3,HCA3,FYKC,FYSA,FHPA,FHCA,FUR,DHP1,DHP2,DHP3)","(tons)","(Kw)","(0.7 to 1.3)","(0-3)","(F)","(1 or 0)","(Crawl, Attic, Out, In)","(0 to 1)","(ft^2)","(R-value)","(Crawl, Attic, Out, In)","(0 to 1)","(ft^2)","(R-value)","(ft^2)","(ft^3)","(ft^2)","(R-value)","(ft^2)","(R-value)","(ft^2)","(R-value)","(0 to 1)","(ft^2)","(ft^2)","(ft^2)","(ft^2)","(U-value)","(0 to 1)","(0 to 1)","(ft^2)","(R-value)","(1, 2, 3, 4)","(ft^2)","(ft)","(R-value)","(R-value)","(R-value)","(H, V, N)","(ft)","(R-Value)","(Btu/ft-F-hr)","(ft)","(R-value)","(ft)","(R-value)","(CFM)","(ft)","(Exhaust, Supply, HRV, or None)","(CFM)","(0 to 5)","(USR,Estar,EstarNW,Standard)","(CFM/W)","(decimal percent)","(1/hr)","(1/hr)","(1 or 0)","(gal)","(1 or 2)","(F)","(1 or 0)","(CFM)"," 1 to 4","1 2 or 4"," 1 to 12"," 0 to 1"]
["SF_2200_HZ1CZ4_cs_ga_1_ge50_gfnc_","NW","HZ1CZ4_",3,526.77230499999996,"NA",4974.4274999999998,348.43650000000002,0.968943,0.29244700000000001,0.31703900000000002,0.48353200000000002,12707.084032000001,14711.119849999999,14711.119849999999,1.050206,429.78077100000002,980.67130999999995,0,0,0,0,0,0,0,0,43734.304693999999,52054.370432999996,52054.370432999996,2460.2188099999998,1485.6935719999999,0,0,0,0,0,0,73,2005.332985,1415.914119,1116.92463,662.14722099999994,55.334857,123.770161,"SF_2200_HZ1CZ4_cs_ga_1_ge50_gfnc_","NWHZ1CZ4_3",0,0,0,69,64,74,78,1,2104.6240469999998,0,0,0,"FUR",3,15,1,0,30,0,"Crawl",0.06,300,6.8302610699999997,"Attic",0.03,80,7.76,2200,18700,200,24.98505887,2210,11.09344939,1784,30.392214490000001,0.85,91.3,91.3,91.3,91.3,0.34,0.32,0.54,40,2.7959999999999998,1,1584,160,24.80505887,0,0,"N",0,0,0.75,1,1.75,2,0.65,2151.648862,17,"Exhaust",50,1,"Standard",5,0,4.5,4.5,1,45,1.1000000000000001,128,0,0,1,1,6,0]
["SF_2200_HZ1CZ4_cs_ga_1_ao60_gfnc_","NW","HZ1CZ4_",3,526.77230499999996,"NA",4974.4274999999998,348.43650000000002,0.968943,0.29244700000000001,0.31703900000000002,0.48353200000000002,12707.084032000001,14711.119849999999,14711.119849999999,1.050206,429.78077100000002,980.67130999999995,0,0,0,0,0,0,0,0,43734.304693999999,52054.370432999996,52054.370432999996,2460.2188099999998,1485.6935719999999,0,0,0,0,0,0,73,1992.8714910000001,1343.406755,785.30012899999997,35.568085000000004,55.334857,120.833389,"SF_2200_HZ1CZ4_cs_ga_1_ao60_gfnc_","NWHZ1CZ4_3",0,0,0,69,64,74,78,1,2104.6240469999998,0,0,0,"FUR",3,15,1,0,30,0,"Crawl",0.06,300,6.8302610699999997,"Attic",0.03,80,7.76,2200,18700,200,24.98505887,2210,11.09344939,1784,30.392214490000001,0.85,91.3,91.3,91.3,91.3,0.34,0.32,0.54,40,2.7959999999999998,1,1584,160,24.80505887,0,0,"N",0,0,0.75,1,1.75,2,0.65,2151.648862,17,"Exhaust",50,1,"Standard",5,0,4.5,4.5,1,57,1.2,128,0,0,1,1,6,0]
["SF_2200_HZ1CZ4_cs_ga_1_ao80_gfnc_","NW","HZ1CZ4_",3,526.77230499999996,"NA",4974.4274999999998,348.43650000000002,0.968943,0.29244700000000001,0.31703900000000002,0.48353200000000002,12707.084032000001,14711.119849999999,14711.119849999999,1.050206,429.78077100000002,980.67130999999995,0,0,0,0,0,0,0,0,43734.304693999999,52054.370432999996,52054.370432999996,2460.2188099999998,1485.6935719999999,0,0,0,0,0,0,73,2019.2357079999999,1371.225721,804.99753799999996,35.863832000000002,55.334857,121.788014,"SF_2200_HZ1CZ4_cs_ga_1_ao80_gfnc_","NWHZ1CZ4_3",0,0,0,69,64,74,78,1,2104.6240469999998,0,0,0,"FUR",3,15,1,0,30,0,"Crawl",0.06,300,6.8302610699999997,"Attic",0.03,80,7.76,2200,18700,200,24.98505887,2210,11.09344939,1784,30.392214490000001,0.85,91.3,91.3,91.3,91.3,0.34,0.32,0.54,40,2.7959999999999998,1,1584,160,24.80505887,0,0,"N",0,0,0.75,1,1.75,2,0.65,2151.648862,17,"Exhaust",50,1,"Standard",5,0,4.5,4.5,1,75,1.2,128,0,0,1,1,6,0]
["SF_2200_HZ1CZ4_cs_ga_2_ge50_gfnc_","NW","HZ1CZ4_",3,526.77230499999996,"NA",4974.4274999999998,348.43650000000002,0.968943,0.29244700000000001,0.31703900000000002,0.48353200000000002,12707.084032000001,14711.119849999999,14711.119849999999,1.050206,429.78077100000002,980.67130999999995,0,0,0,0,0,0,0,0,43734.304693999999,52054.370432999996,52054.370432999996,2460.2188099999998,1485.6935719999999,0,0,0,0,0,0,73,2678.4098680000002,2087.573253,1380.002747,717.47410300000001,55.334857,123.64722,"SF_2200_HZ1CZ4_cs_ga_2_ge50_gfnc_","NWHZ1CZ4_3",0,0,0,69,64,74,78,1,2104.6240469999998,0,0,0,"FUR",3,15,1,0,30,0,"Crawl",0.06,300,6.8302610699999997,"Attic",0.03,80,7.76,2200,18700,200,24.98505887,2210,11.09344939,1784,30.392214490000001,0.85,91.3,91.3,91.3,91.3,0.34,0.32,0.54,40,2.7959999999999998,1,1584,160,24.80505887,0,0,"N",0,0,0.75,1,1.75,2,0.65,2151.648862,17,"Exhaust",50,1,"Standard",5,0,4.5,4.5,1,45,1.1000000000000001,128,0,0,1,1,7,0]
["SF_2200_HZ1CZ4_cs_ga_2_ao60_gfnc_","NW","HZ1CZ4_",3,526.77230499999996,"NA",4974.4274999999998,348.43650000000002,0.968943,0.29244700000000001,0.31703900000000002,0.48353200000000002,12707.084032000001,14711.119849999999,14711.119849999999,1.050206,429.78077100000002,980.67130999999995,0,0,0,0,0,0,0,0,43734.304693999999,52054.370432999996,52054.370432999996,2460.2188099999998,1485.6935719999999,0,0,0,0,0,0,73,2715.6874849999999,2063.7291009999999,1069.8107829999999,53.631464000000001,55.334857,122.471599,"SF_2200_HZ1CZ4_cs_ga_2_ao60_gfnc_","NWHZ1CZ4_3",0,0,0,69,64,74,78,1,2104.6240469999998,0,0,0,"FUR",3,15,1,0,30,0,"Crawl",0.06,300,6.8302610699999997,"Attic",0.03,80,7.76,2200,18700,200,24.98505887,2210,11.09344939,1784,30.392214490000001,0.85,91.3,91.3,91.3,91.3,0.34,0.32,0.54,40,2.7959999999999998,1,1584,160,24.80505887,0,0,"N",0,0,0.75,1,1.75,2,0.65,2151.648862,17,"Exhaust",50,1,"Standard",5,0,4.5,4.5,1,57,1.2,128,0,0,1,1,7,0]
["SF_2200_HZ1CZ4_cs_ga_2_ao80_gfnc_","NW","HZ1CZ4_",3,526.77230499999996,"NA",4974.4274999999998,348.43650000000002,0.968943,0.29244700000000001,0.31703900000000002,0.48353200000000002,12707.084032000001,14711.119849999999,14711.119849999999,1.050206,429.78077100000002,980.67130999999995,0,0,0,0,0,0,0,0,43734.304693999999,52054.370432999996,52054.370432999996,2460.2188099999998,1485.6935719999999,0,0,0,0,0,0,73,2735.7365410000002,2092.2217300000002,1091.622224,57.777669000000003,55.334857,123.09862800000001,"SF_2200_HZ1CZ4_cs_ga_2_ao80_gfnc_","NWHZ1CZ4_3",0,0,0,69,64,74,78,1,2104.6240469999998,0,0,0,"FUR",3,15,1,0,30,0,"Crawl",0.06,300,6.8302610699999997,"Attic",0.03,80,7.76,2200,18700,200,24.98505887,2210,11.09344939,1784,30.392214490000001,0.85,91.3,91.3,91.3,91.3,0.34,0.32,0.54,40,2.7959999999999998,1,1584,160,24.80505887,0,0,"N",0,0,0.75,1,1.75,2,0.65,2151.648862,17,"Exhaust",50,1,"Standard",5,0,4.5,4.5,1,75,1.2,128,0,0,1,1,7,0]
["SF_2200_HZ1CZ4_cs_ga_3_ge50_gfnc_","NW","HZ1CZ4_",3,526.77230499999996,"NA",4974.4274999999998,348.43650000000002,0.968943,0.29244700000000001,0.31703900000000002,0.48353200000000002,12707.084032000001,14711.119849999999,14711.119849999999,1.050206,429.78077100000002,980.67130999999995,0,0,0,0,0,0,0,0,43734.304693999999,52054.370432999996,52054.370432999996,2460.2188099999998,1485.6935719999999,0,0,0,0,0,0,73,3467.1951039999999,2877.6599860000001,1837.3621519999999,1019.234769,55.334857,124.213201,"SF_2200_HZ1CZ4_cs_ga_3_ge50_gfnc_","NWHZ1CZ4_3",0,0,0,69,64,74,78,1,2104.6240469999998,0,0,0,"FUR",3,15,1,0,30,0,"Crawl",0.06,300,6.8302610699999997,"Attic",0.03,80,7.76,2200,18700,200,24.98505887,2210,11.09344939,1784,30.392214490000001,0.85,91.3,91.3,91.3,91.3,0.34,0.32,0.54,40,2.7959999999999998,1,1584,160,24.80505887,0,0,"N",0,0,0.75,1,1.75,2,0.65,2151.648862,17,"Exhaust",50,1,"Standard",5,0,4.5,4.5,1,45,1.1000000000000001,128,0,0,1,1,8,0]
["SF_2200_HZ1CZ4_cs_ga_3_ao60_gfnc_","NW","HZ1CZ4_",3,526.77230499999996,"NA",4974.4274999999998,348.43650000000002,0.968943,0.29244700000000001,0.31703900000000002,0.48353200000000002,12707.084032000001,14711.119849999999,14711.119849999999,1.050206,429.78077100000002,980.67130999999995,0,0,0,0,0,0,0,0,43734.304693999999,52054.370432999996,52054.370432999996,2460.2188099999998,1485.6935719999999,0,0,0,0,0,0,73,3489.340291,2824.8168150000001,1345.214436,63.598343,55.334857,122.553254,"SF_2200_HZ1CZ4_cs_ga_3_ao60_gfnc_","NWHZ1CZ4_3",0,0,0,69,64,74,78,1,2104.6240469999998,0,0,0,"FUR",3,15,1,0,30,0,"Crawl",0.06,300,6.8302610699999997,"Attic",0.03,80,7.76,2200,18700,200,24.98505887,2210,11.09344939,1784,30.392214490000001,0.85,91.3,91.3,91.3,91.3,0.34,0.32,0.54,40,2.7959999999999998,1,1584,160,24.80505887,0,0,"N",0,0,0.75,1,1.75,2,0.65,2151.648862,17,"Exhaust",50,1,"Standard",5,0,4.5,4.5,1,57,1.2,128,0,0,1,1,8,0]
["SF_2200_HZ1CZ4_cs_ga_3_ao80_gfnc_","NW","HZ1CZ4_",3,526.77230499999996,"NA",4974.4274999999998,348.43650000000002,0.968943,0.29244700000000001,0.31703900000000002,0.48353200000000002,12707.084032000001,14711.119849999999,14711.119849999999,1.050206,429.78077100000002,980.67130999999995,0,0,0,0,0,0,0,0,43734.304693999999,52054.370432999996,52054.370432999996,2460.2188099999998,1485.6935719999999,0,0,0,0,0,0,73,3526.453172,2870.8314270000001,1379.266541,63.684100000000001,55.334857,123.670906,"SF_2200_HZ1CZ4_cs_ga_3_ao80_gfnc_","NWHZ1CZ4_3",0,0,0,69,64,74,78,1,2104.6240469999998,0,0,0,"FUR",3,15,1,0,30,0,"Crawl",0.06,300,6.8302610699999997,"Attic",0.03,80,7.76,2200,18700,200,24.98505887,2210,11.09344939,1784,30.392214490000001,0.85,91.3,91.3,91.3,91.3,0.34,0.32,0.54,40,2.7959999999999998,1,1584,160,24.80505887,0,0,"N",0,0,0.75,1,1.75,2,0.65,2151.648862,17,"Exhaust",50,1,"Standard",5,0,4.5,4.5,1,75,1.2,128,0,0,1,1,8,0]
["SF_2200_HZ1CZ4_cs_ga_4_ge50_gfnc_","NW","HZ1CZ4_",3,526.77230499999996,"NA",4974.4274999999998,348.43650000000002,0.968943,0.29244700000000001,0.31703900000000002,0.48353200000000002,12707.084032000001,14711.119849999999,14711.119849999999,1.050206,429.78077100000002,980.67130999999995,0,0,0,0,0,0,0,0,43734.304693999999,52054.370432999996,52054.370432999996,2460.2188099999998,1485.6935719999999,0,0,0,0,0,0,73,4091.4908,3508.0887910000001,2725.4658840000002,2064.9097969999998,55.334857,124.375885,"SF_2200_HZ1CZ4_cs_ga_4_ge50_gfnc_","NWHZ1CZ4_3",0,0,0,69,64,74,78,1,2104.6240469999998,0,0,0,"FUR",3,15,1,0,30,0,"Crawl",0.06,300,6.8302610699999997,"Attic",0.03,80,7.76,2200,18700,200,24.98505887,2210,11.09344939,1784,30.392214490000001,0.85,91.3,91.3,91.3,91.3,0.34,0.32,0.54,40,2.7959999999999998,1,1584,160,24.80505887,0,0,"N",0,0,0.75,1,1.75,2,0.65,2151.648862,17,"Exhaust",50,1,"Standard",5,0,4.5,4.5,1,45,1.1000000000000001,128,0,0,1,1,9,0]
["SF_2200_HZ1CZ4_cs_ga_4_ao60_gfnc_","NW","HZ1CZ4_",3,526.77230499999996,"NA",4974.4274999999998,348.43650000000002,0.968943,0.29244700000000001,0.31703900000000002,0.48353200000000002,12707.084032000001,14711.119849999999,14711.119849999999,1.050206,429.78077100000002,980.67130999999995,0,0,0,0,0,0,0,0,43734.304693999999,52054.370432999996,52054.370432999996,2460.2188099999998,1485.6935719999999,0,0,0,0,0,0,73,4122.2211900000002,3462.6043359999999,1597.8842030000001,133.68082999999999,55.334857,122.06679800000001,"SF_2200_HZ1CZ4_cs_ga_4_ao60_gfnc_","NWHZ1CZ4_3",0,0,0,69,64,74,78,1,2104.6240469999998,0,0,0,"FUR",3,15,1,0,30,0,"Crawl",0.06,300,6.8302610699999997,"Attic",0.03,80,7.76,2200,18700,200,24.98505887,2210,11.09344939,1784,30.392214490000001,0.85,91.3,91.3,91.3,91.3,0.34,0.32,0.54,40,2.7959999999999998,1,1584,160,24.80505887,0,0,"N",0,0,0.75,1,1.75,2,0.65,2151.648862,17,"Exhaust",50,1,"Standard",5,0,4.5,4.5,1,57,1.2,128,0,0,1,1,9,0]
["SF_2200_HZ1CZ4_cs_ga_4_ao80_gfnc_","NW","HZ1CZ4_",3,526.77230499999996,"NA",4974.4274999999998,348.43650000000002,0.968943,0.29244700000000001,0.31703900000000002,0.48353200000000002,12707.084032000001,14711.119849999999,14711.119849999999,1.050206,429.78077100000002,980.67130999999995,0,0,0,0,0,0,0,0,43734.304693999999,52054.370432999996,52054.370432999996,2460.2188099999998,1485.6935719999999,0,0,0,0,0,0,73,4185.8293370000001,3534.1148090000002,1629.215477,95.424936000000002,55.334857,123.136156,"SF_2200_HZ1CZ4_cs_ga_4_ao80_gfnc_","NWHZ1CZ4_3",0,0,0,69,64,74,78,1,2104.6240469999998,0,0,0,"FUR",3,15,1,0,30,0,"Crawl",0.06,300,6.8302610699999997,"Attic",0.03,80,7.76,2200,18700,200,24.98505887,2210,11.09344939,1784,30.392214490000001,0.85,91.3,91.3,91.3,91.3,0.34,0.32,0.54,40,2.7959999999999998,1,1584,160,24.80505887,0,0,"N",0,0,0.75,1,1.75,2,0.65,2151.648862,17,"Exhaust",50,1,"Standard",5,0,4.5,4.5,1,75,1.2,128,0,0,1,1,9,0]
["SF_2200_HZ1CZ4_cs_ga_5_ge50_gfnc_","NW","HZ1CZ4_",3,526.77230499999996,"NA",4974.4274999999998,348.43650000000002,0.968943,0.29244700000000001,0.31703900000000002,0.48353200000000002,12707.084032000001,14711.119849999999,14711.119849999999,1.050206,429.78077100000002,980.67130999999995,0,0,0,0,0,0,0,0,43734.304693999999,52054.370432999996,52054.370432999996,2460.2188099999998,1485.6935719999999,0,0,0,0,0,0,73,5783.7048240000004,5207.8352160000004,4180.5096990000002,3422.5945409999999,55.334857,125.17653300000001,"SF_2200_HZ1CZ4_cs_ga_5_ge50_gfnc_","NWHZ1CZ4_3",0,0,0,69,64,74,78,1,2104.6240469999998,0,0,0,"FUR",3,15,1,0,30,0,"Crawl",0.06,300,6.8302610699999997,"Attic",0.03,80,7.76,2200,18700,200,24.98505887,2210,11.09344939,1784,30.392214490000001,0.85,91.3,91.3,91.3,91.3,0.34,0.32,0.54,40,2.7959999999999998,1,1584,160,24.80505887,0,0,"N",0,0,0.75,1,1.75,2,0.65,2151.648862,17,"Exhaust",50,1,"Standard",5,0,4.5,4.5,1,45,1.1000000000000001,128,0,0,1,1,10,0]
["SF_2200_HZ1CZ4_cs_ga_5_ao60_gfnc_","NW","HZ1CZ4_",3,526.77230499999996,"NA",4974.4274999999998,348.43650000000002,0.968943,0.29244700000000001,0.31703900000000002,0.48353200000000002,12707.084032000001,14711.119849999999,14711.119849999999,1.050206,429.78077100000002,980.67130999999995,0,0,0,0,0,0,0,0,43734.304693999999,52054.370432999996,52054.370432999996,2460.2188099999998,1485.6935719999999,0,0,0,0,0,0,73,5743.6010420000002,5095.0162819999996,2202.829377,228.951886,55.334857,121.77122,"SF_2200_HZ1CZ4_cs_ga_5_ao60_gfnc_","NWHZ1CZ4_3",0,0,0,69,64,74,78,1,2104.6240469999998,0,0,0,"FUR",3,15,1,0,30,0,"Crawl",0.06,300,6.8302610699999997,"Attic",0.03,80,7.76,2200,18700,200,24.98505887,2210,11.09344939,1784,30.392214490000001,0.85,91.3,91.3,91.3,91.3,0.34,0.32,0.54,40,2.7959999999999998,1,1584,160,24.80505887,0,0,"N",0,0,0.75,1,1.75,2,0.65,2151.648862,17,"Exhaust",50,1,"Standard",5,0,4.5,4.5,1,57,1.2,128,0,0,1,1,10,0]
["SF_2200_HZ1CZ4_cs_ga_5_ao80_gfnc_","NW","HZ1CZ4_",3,526.77230499999996,"NA",4974.4274999999998,348.43650000000002,0.968943,0.29244700000000001,0.31703900000000002,0.48353200000000002,12707.084032000001,14711.119849999999,14711.119849999999,1.050206,429.78077100000002,980.67130999999995,0,0,0,0,0,0,0,0,43734.304693999999,52054.370432999996,52054.370432999996,2460.2188099999998,1485.6935719999999,0,0,0,0,0,0,73,5869.7280060000003,5220.855767,2243.1358220000002,158.74202600000001,55.334857,122.96096199999999,"SF_2200_HZ1CZ4_cs_ga_5_ao80_gfnc_","NWHZ1CZ4_3",0,0,0,69,64,74,78,1,2104.6240469999998,0,0,0,"FUR",3,15,1,0,30,0,"Crawl",0.06,300,6.8302610699999997,"Attic",0.03,80,7.76,2200,18700,200,24.98505887,2210,11.09344939,1784,30.392214490000001,0.85,91.3,91.3,91.3,91.3,0.34,0.32,0.54,40,2.7959999999999998,1,1584,160,24.80505887,0,0,"N",0,0,0.75,1,1.75,2,0.65,2151.648862,17,"Exhaust",50,1,"Standard",5,0,4.5,4.5,1,75,1.2,128,0,0,1,1,10,0]
["SF_2200_HZ1CZ4_cs_bm_1_ge50_gfnc_","NW","HZ1CZ4_",3,526.77230499999996,"NA",4974.4274999999998,348.43650000000002,0.968943,0.29244700000000001,0.31703900000000002,0.48353200000000002,12707.084032000001,14711.119849999999,14711.119849999999,1.050206,429.78077100000002,980.67130999999995,0,0,0,0,0,0,0,0,43734.304693999999,52054.370432999996,52054.370432999996,2460.2188099999998,1485.6935719999999,0,0,0,0,0,0,73,2007.595904,1412.5630120000001,1025.6006170000001,518.94894899999997,55.334857,123.80646299999999,"SF_2200_HZ1CZ4_cs_bm_1_ge50_gfnc_","NWHZ1CZ4_3",0,0,0,69,64,74,78,1,2104.6240469999998,0,0,0,"FUR",3,15,1,0,30,0,"Crawl",0.06,300,6.8302610699999997,"Attic",0.03,80,7.76,2200,18700,200,24.98505887,2210,11.09344939,1784,30.392214490000001,0.85,91.3,91.3,91.3,91.3,0.34,0.32,0.54,40,2.7959999999999998,1,1584,160,24.80505887,0,0,"N",0,0,0.75,1,1.75,2,0.65,2151.648862,17,"Exhaust",50,1,"Standard",5,0,4.5,4.5,1,45,1.1000000000000001,128,0,0,1,3,6,0]
["SF_2200_HZ1CZ4_cs_bm_1_ao60_gfnc_","NW","HZ1CZ4_",3,526.77230499999996,"NA",4974.4274999999998,348.43650000000002,0.968943,0.29244700000000001,0.31703900000000002,0.48353200000000002,12707.084032000001,14711.119849999999,14711.119849999999,1.050206,429.78077100000002,980.67130999999995,0,0,0,0,0,0,0,0,43734.304693999999,52054.370432999996,52054.370432999996,2460.2188099999998,1485.6935719999999,0,0,0,0,0,0,73,1998.598641,1342.7929790000001,758.38646500000004,0,55.334857,120.94915399999999,"SF_2200_HZ1CZ4_cs_bm_1_ao60_gfnc_","NWHZ1CZ4_3",0,0,0,69,64,74,78,1,2104.6240469999998,0,0,0,"FUR",3,15,1,0,30,0,"Crawl",0.06,300,6.8302610699999997,"Attic",0.03,80,7.76,2200,18700,200,24.98505887,2210,11.09344939,1784,30.392214490000001,0.85,91.3,91.3,91.3,91.3,0.34,0.32,0.54,40,2.7959999999999998,1,1584,160,24.80505887,0,0,"N",0,0,0.75,1,1.75,2,0.65,2151.648862,17,"Exhaust",50,1,"Standard",5,0,4.5,4.5,1,57,1.2,128,0,0,1,3,6,0]
["SF_2200_HZ1CZ4_cs_bm_1_ao80_gfnc_","NW","HZ1CZ4_",3,526.77230499999996,"NA",4974.4274999999998,348.43650000000002,0.968943,0.29244700000000001,0.31703900000000002,0.48353200000000002,12707.084032000001,14711.119849999999,14711.119849999999,1.050206,429.78077100000002,980.67130999999995,0,0,0,0,0,0,0,0,43734.304693999999,52054.370432999996,52054.370432999996,2460.2188099999998,1485.6935719999999,0,0,0,0,0,0,73,2026.4521850000001,1372.3158430000001,779.05656199999999,0,55.334857,121.860535,"SF_2200_HZ1CZ4_cs_bm_1_ao80_gfnc_","NWHZ1CZ4_3",0,0,0,69,64,74,78,1,2104.6240469999998,0,0,0,"FUR",3,15,1,0,30,0,"Crawl",0.06,300,6.8302610699999997,"Attic",0.03,80,7.76,2200,18700,200,24.98505887,2210,11.09344939,1784,30.392214490000001,0.85,91.3,91.3,91.3,91.3,0.34,0.32,0.54,40,2.7959999999999998,1,1584,160,24.80505887,0,0,"N",0,0,0.75,1,1.75,2,0.65,2151.648862,17,"Exhaust",50,1,"Standard",5,0,4.5,4.5,1,75,1.2,128,0,0,1,3,6,0]
["SF_2200_HZ1CZ4_cs_bm_2_ge50_gfnc_","NW","HZ1CZ4_",3,526.77230499999996,"NA",4974.4274999999998,348.43650000000002,0.968943,0.29244700000000001,0.31703900000000002,0.48353200000000002,12707.084032000001,14711.119849999999,14711.119849999999,1.050206,429.78077100000002,980.67130999999995,0,0,0,0,0,0,0,0,43734.304693999999,52054.370432999996,52054.370432999996,2460.2188099999998,1485.6935719999999,0,0,0,0,0,0,73,2678.088655,2083.3710150000002,1243.3272959999999,502.18268999999998,55.334857,123.591562,"SF_2200_HZ1CZ4_cs_bm_2_ge50_gfnc_","NWHZ1CZ4_3",0,0,0,69,64,74,78,1,2104.6240469999998,0,0,0,"FUR",3,15,1,0,30,0,"Crawl",0.06,300,6.8302610699999997,"Attic",0.03,80,7.76,2200,18700,200,24.98505887,2210,11.09344939,1784,30.392214490000001,0.85,91.3,91.3,91.3,91.3,0.34,0.32,0.54,40,2.7959999999999998,1,1584,160,24.80505887,0,0,"N",0,0,0.75,1,1.75,2,0.65,2151.648862,17,"Exhaust",50,1,"Standard",5,0,4.5,4.5,1,45,1.1000000000000001,128,0,0,1,3,7,0]
["SF_2200_HZ1CZ4_cs_bm_2_ao60_gfnc_","NW","HZ1CZ4_",3,526.77230499999996,"NA",4974.4274999999998,348.43650000000002,0.968943,0.29244700000000001,0.31703900000000002,0.48353200000000002,12707.084032000001,14711.119849999999,14711.119849999999,1.050206,429.78077100000002,980.67130999999995,0,0,0,0,0,0,0,0,43734.304693999999,52054.370432999996,52054.370432999996,2460.2188099999998,1485.6935719999999,0,0,0,0,0,0,73,2720.6452359999998,2062.6570409999999,1029.259458,0.25350099999999998,55.334857,122.48233999999999,"SF_2200_HZ1CZ4_cs_bm_2_ao60_gfnc_","NWHZ1CZ4_3",0,0,0,69,64,74,78,1,2104.6240469999998,0,0,0,"FUR",3,15,1,0,30,0,"Crawl",0.06,300,6.8302610699999997,"Attic",0.03,80,7.76,2200,18700,200,24.98505887,2210,11.09344939,1784,30.392214490000001,0.85,91.3,91.3,91.3,91.3,0.34,0.32,0.54,40,2.7959999999999998,1,1584,160,24.80505887,0,0,"N",0,0,0.75,1,1.75,2,0.65,2151.648862,17,"Exhaust",50,1,"Standard",5,0,4.5,4.5,1,57,1.2,128,0,0,1,3,7,0]
["SF_2200_HZ1CZ4_cs_bm_2_ao80_gfnc_","NW","HZ1CZ4_",3,526.77230499999996,"NA",4974.4274999999998,348.43650000000002,0.968943,0.29244700000000001,0.31703900000000002,0.48353200000000002,12707.084032000001,14711.119849999999,14711.119849999999,1.050206,429.78077100000002,980.67130999999995,0,0,0,0,0,0,0,0,43734.304693999999,52054.370432999996,52054.370432999996,2460.2188099999998,1485.6935719999999,0,0,0,0,0,0,73,2739.681846,2090.4717409999998,1046.3764000000001,0,55.334857,123.09122000000001,"SF_2200_HZ1CZ4_cs_bm_2_ao80_gfnc_","NWHZ1CZ4_3",0,0,0,69,64,74,78,1,2104.6240469999998,0,0,0,"FUR",3,15,1,0,30,0,"Crawl",0.06,300,6.8302610699999997,"Attic",0.03,80,7.76,2200,18700,200,24.98505887,2210,11.09344939,1784,30.392214490000001,0.85,91.3,91.3,91.3,91.3,0.34,0.32,0.54,40,2.7959999999999998,1,1584,160,24.80505887,0,0,"N",0,0,0.75,1,1.75,2,0.65,2151.648862,17,"Exhaust",50,1,"Standard",5,0,4.5,4.5,1,75,1.2,128,0,0,1,3,7,0]
["SF_2200_HZ1CZ4_cs_bm_3_ge50_gfnc_","NW","HZ1CZ4_",3,526.77230499999996,"NA",4974.4274999999998,348.43650000000002,0.968943,0.29244700000000001,0.31703900000000002,0.48353200000000002,12707.084032000001,14711.119849999999,14711.119849999999,1.050206,429.78077100000002,980.67130999999995,0,0,0,0,0,0,0,0,43734.304693999999,52054.370432999996,52054.370432999996,2460.2188099999998,1485.6935719999999,0,0,0,0,0,0,73,3460.6767770000001,2867.6461220000001,1705.0734500000001,809.97756300000003,55.334857,124.10885500000001,"SF_2200_HZ1CZ4_cs_bm_3_ge50_gfnc_","NWHZ1CZ4_3",0,0,0,69,64,74,78,1,2104.6240469999998,0,0,0,"FUR",3,15,1,0,30,0,"Crawl",0.06,300,6.8302610699999997,"Attic",0.03,80,7.76,2200,18700,200,24.98505887,2210,11.09344939,1784,30.392214490000001,0.85,91.3,91.3,91.3,91.3,0.34,0.32,0.54,40,2.7959999999999998,1,1584,160,24.80505887,0,0,"N",0,0,0.75,1,1.75,2,0.65,2151.648862,17,"Exhaust",50,1,"Standard",5,0,4.5,4.5,1,45,1.1000000000000001,128,0,0,1,3,8,0]
["SF_2200_HZ1CZ4_cs_bm_3_ao60_gfnc_","NW","HZ1CZ4_",3,526.77230499999996,"NA",4974.4274999999998,348.43650000000002,0.968943,0.29244700000000001,0.31703900000000002,0.48353200000000002,12707.084032000001,14711.119849999999,14711.119849999999,1.050206,429.78077100000002,980.67130999999995,0,0,0,0,0,0,0,0,43734.304693999999,52054.370432999996,52054.370432999996,2460.2188099999998,1485.6935719999999,0,0,0,0,0,0,73,3495.4283970000001,2824.0935319999999,1302.22047,0,55.334857,122.656401,"SF_2200_HZ1CZ4_cs_bm_3_ao60_gfnc_","NWHZ1CZ4_3",0,0,0,69,64,74,78,1,2104.6240469999998,0,0,0,"FUR",3,15,1,0,30,0,"Crawl",0.06,300,6.8302610699999997,"Attic",0.03,80,7.76,2200,18700,200,24.98505887,2210,11.09344939,1784,30.392214490000001,0.85,91.3,91.3,91.3,91.3,0.34,0.32,0.54,40,2.7959999999999998,1,1584,160,24.80505887,0,0,"N",0,0,0.75,1,1.75,2,0.65,2151.648862,17,"Exhaust",50,1,"Standard",5,0,4.5,4.5,1,57,1.2,128,0,0,1,3,8,0]
["SF_2200_HZ1CZ4_cs_bm_3_ao80_gfnc_","NW","HZ1CZ4_",3,526.77230499999996,"NA",4974.4274999999998,348.43650000000002,0.968943,0.29244700000000001,0.31703900000000002,0.48353200000000002,12707.084032000001,14711.119849999999,14711.119849999999,1.050206,429.78077100000002,980.67130999999995,0,0,0,0,0,0,0,0,43734.304693999999,52054.370432999996,52054.370432999996,2460.2188099999998,1485.6935719999999,0,0,0,0,0,0,73,3532.0787230000001,2869.9731320000001,1335.2415619999999,0,55.334857,123.70515,"SF_2200_HZ1CZ4_cs_bm_3_ao80_gfnc_","NWHZ1CZ4_3",0,0,0,69,64,74,78,1,2104.6240469999998,0,0,0,"FUR",3,15,1,0,30,0,"Crawl",0.06,300,6.8302610699999997,"Attic",0.03,80,7.76,2200,18700,200,24.98505887,2210,11.09344939,1784,30.392214490000001,0.85,91.3,91.3,91.3,91.3,0.34,0.32,0.54,40,2.7959999999999998,1,1584,160,24.80505887,0,0,"N",0,0,0.75,1,1.75,2,0.65,2151.648862,17,"Exhaust",50,1,"Standard",5,0,4.5,4.5,1,75,1.2,128,0,0,1,3,8,0]
["SF_2200_HZ1CZ4_cs_bm_4_ge50_gfnc_","NW","HZ1CZ4_",3,526.77230499999996,"NA",4974.4274999999998,348.43650000000002,0.968943,0.29244700000000001,0.31703900000000002,0.48353200000000002,12707.084032000001,14711.119849999999,14711.119849999999,1.050206,429.78077100000002,980.67130999999995,0,0,0,0,0,0,0,0,43734.304693999999,52054.370432999996,52054.370432999996,2460.2188099999998,1485.6935719999999,0,0,0,0,0,0,73,4064.9194859999998,3478.2624369999999,2617.8169710000002,1901.904843,55.334857,124.226753,"SF_2200_HZ1CZ4_cs_bm_4_ge50_gfnc_","NWHZ1CZ4_3",0,0,0,69,64,74,78,1,2104.6240469999998,0,0,0,"FUR",3,15,1,0,30,0,"Crawl",0.06,300,6.8302610699999997,"Attic",0.03,80,7.76,2200,18700,200,24.98505887,2210,11.09344939,1784,30.392214490000001,0.85,91.3,91.3,91.3,91.3,0.34,0.32,0.54,40,2.7959999999999998,1,1584,160,24.80505887,0,0,"N",0,0,0.75,1,1.75,2,0.65,2151.648862,17,"Exhaust",50,1,"Standard",5,0,4.5,4.5,1,45,1.1000000000000001,128,0,0,1,3,9,0]
["SF_2200_HZ1CZ4_cs_bm_4_ao60_gfnc_","NW","HZ1CZ4_",3,526.77230499999996,"NA",4974.4274999999998,348.43650000000002,0.968943,0.29244700000000001,0.31703900000000002,0.48353200000000002,12707.084032000001,14711.119849999999,14711.119849999999,1.050206,429.78077100000002,980.67130999999995,0,0,0,0,0,0,0,0,43734.304693999999,52054.370432999996,52054.370432999996,2460.2188099999998,1485.6935719999999,0,0,0,0,0,0,73,4129.2833840000003,3462.6127419999998,1538.15211,51.527678000000002,55.334857,122.151044,"SF_2200_HZ1CZ4_cs_bm_4_ao60_gfnc_","NWHZ1CZ4_3",0,0,0,69,64,74,78,1,2104.6240469999998,0,0,0,"FUR",3,15,1,0,30,0,"Crawl",0.06,300,6.8302610699999997,"Attic",0.03,80,7.76,2200,18700,200,24.98505887,2210,11.09344939,1784,30.392214490000001,0.85,91.3,91.3,91.3,91.3,0.34,0.32,0.54,40,2.7959999999999998,1,1584,160,24.80505887,0,0,"N",0,0,0.75,1,1.75,2,0.65,2151.648862,17,"Exhaust",50,1,"Standard",5,0,4.5,4.5,1,57,1.2,128,0,0,1,3,9,0]
["SF_2200_HZ1CZ4_cs_bm_4_ao80_gfnc_","NW","HZ1CZ4_",3,526.77230499999996,"NA",4974.4274999999998,348.43650000000002,0.968943,0.29244700000000001,0.31703900000000002,0.48353200000000002,12707.084032000001,14711.119849999999,14711.119849999999,1.050206,429.78077100000002,980.67130999999995,0,0,0,0,0,0,0,0,43734.304693999999,52054.370432999996,52054.370432999996,2460.2188099999998,1485.6935719999999,0,0,0,0,0,0,73,4191.6880780000001,3533.422364,1564.861596,11.719996999999999,55.334857,123.127415,"SF_2200_HZ1CZ4_cs_bm_4_ao80_gfnc_","NWHZ1CZ4_3",0,0,0,69,64,74,78,1,2104.6240469999998,0,0,0,"FUR",3,15,1,0,30,0,"Crawl",0.06,300,6.8302610699999997,"Attic",0.03,80,7.76,2200,18700,200,24.98505887,2210,11.09344939,1784,30.392214490000001,0.85,91.3,91.3,91.3,91.3,0.34,0.32,0.54,40,2.7959999999999998,1,1584,160,24.80505887,0,0,"N",0,0,0.75,1,1.75,2,0.65,2151.648862,17,"Exhaust",50,1,"Standard",5,0,4.5,4.5,1,75,1.2,128,0,0,1,3,9,0]
["SF_2200_HZ1CZ4_cs_bm_5_ge50_gfnc_","NW","HZ1CZ4_",3,526.77230499999996,"NA",4974.4274999999998,348.43650000000002,0.968943,0.29244700000000001,0.31703900000000002,0.48353200000000002,12707.084032000001,14711.119849999999,14711.119849999999,1.050206,429.78077100000002,980.67130999999995,0,0,0,0,0,0,0,0,43734.304693999999,52054.370432999996,52054.370432999996,2460.2188099999998,1485.6935719999999,0,0,0,0,0,0,73,5760.9961789999998,5182.0529370000004,4107.4827260000002,3302.0315660000001,55.334857,125.066768,"SF_2200_HZ1CZ4_cs_bm_5_ge50_gfnc_","NWHZ1CZ4_3",0,0,0,69,64,74,78,1,2104.6240469999998,0,0,0,"FUR",3,15,1,0,30,0,"Crawl",0.06,300,6.8302610699999997,"Attic",0.03,80,7.76,2200,18700,200,24.98505887,2210,11.09344939,1784,30.392214490000001,0.85,91.3,91.3,91.3,91.3,0.34,0.32,0.54,40,2.7959999999999998,1,1584,160,24.80505887,0,0,"N",0,0,0.75,1,1.75,2,0.65,2151.648862,17,"Exhaust",50,1,"Standard",5,0,4.5,4.5,1,45,1.1000000000000001,128,0,0,1,3,10,0]
["SF_2200_HZ1CZ4_cs_bm_5_ao60_gfnc_","NW","HZ1CZ4_",3,526.77230499999996,"NA",4974.4274999999998,348.43650000000002,0.968943,0.29244700000000001,0.31703900000000002,0.48353200000000002,12707.084032000001,14711.119849999999,14711.119849999999,1.050206,429.78077100000002,980.67130999999995,0,0,0,0,0,0,0,0,43734.304693999999,52054.370432999996,52054.370432999996,2460.2188099999998,1485.6935719999999,0,0,0,0,0,0,73,5748.6148819999999,5093.5839020000003,2136.2623170000002,133.59645599999999,55.334857,121.801171,"SF_2200_HZ1CZ4_cs_bm_5_ao60_gfnc_","NWHZ1CZ4_3",0,0,0,69,64,74,78,1,2104.6240469999998,0,0,0,"FUR",3,15,1,0,30,0,"Crawl",0.06,300,6.8302610699999997,"Attic",0.03,80,7.76,2200,18700,200,24.98505887,2210,11.09344939,1784,30.392214490000001,0.85,91.3,91.3,91.3,91.3,0.34,0.32,0.54,40,2.7959999999999998,1,1584,160,24.80505887,0,0,"N",0,0,0.75,1,1.75,2,0.65,2151.648862,17,"Exhaust",50,1,"Standard",5,0,4.5,4.5,1,57,1.2,128,0,0,1,3,10,0]
["SF_2200_HZ1CZ4_cs_bm_5_ao80_gfnc_","NW","HZ1CZ4_",3,526.77230499999996,"NA",4974.4274999999998,348.43650000000002,0.968943,0.29244700000000001,0.31703900000000002,0.48353200000000002,12707.084032000001,14711.119849999999,14711.119849999999,1.050206,429.78077100000002,980.67130999999995,0,0,0,0,0,0,0,0,43734.304693999999,52054.370432999996,52054.370432999996,2460.2188099999998,1485.6935719999999,0,0,0,0,0,0,73,5874.9810550000002,5219.4707120000003,2172.576994,57.395395999999998,55.334857,123.007931,"SF_2200_HZ1CZ4_cs_bm_5_ao80_gfnc_","NWHZ1CZ4_3",0,0,0,69,64,74,78,1,2104.6240469999998,0,0,0,"FUR",3,15,1,0,30,0,"Crawl",0.06,300,6.8302610699999997,"Attic",0.03,80,7.76,2200,18700,200,24.98505887,2210,11.09344939,1784,30.392214490000001,0.85,91.3,91.3,91.3,91.3,0.34,0.32,0.54,40,2.7959999999999998,1,1584,160,24.80505887,0,0,"N",0,0,0.75,1,1.75,2,0.65,2151.648862,17,"Exhaust",50,1,"Standard",5,0,4.5,4.5,1,75,1.2,128,0,0,1,3,10,0]
["SF_2200_HZ1CZ4_cs_i2_1_ge50_gfnc_","NW","HZ1CZ4_",3,526.61056799999994,"NA",4974.4274999999998,348.43650000000002,0.968943,0.29247899999999999,0.316554,0.483823,12893.616168,14925.484673999999,14925.484673999999,1.05592,436.00809099999998,994.96191699999997,0,0,0,0,0,0,0,0,43687.855597000002,51999.772512000003,51999.772512000003,2445.0956769999998,1485.6935719999999,0,0,0,0,0,0,73,1904.3384739999999,1420.35077,840.15347299999996,355.44267000000002,55.334857,123.94844000000001,"SF_2200_HZ1CZ4_cs_i2_1_ge50_gfnc_","NWHZ1CZ4_3",0,0,0,69,64,74,78,1,2104.6240469999998,0,0,0,"FUR",3,15,1,0,30,0,"Crawl",0.06,300,6.8302610699999997,"Attic",0.03,80,7.76,2200,18700,200,24.98505887,2210,11.09344939,1784,30.392214490000001,0.85,91.3,91.3,91.3,91.3,0.34,0.32,0.54,40,2.7959999999999998,1,1584,160,24.80505887,0,0,"N",0,0,0.75,1,1.75,2,0.65,2151.648862,17,"Exhaust",50,1,"Standard",5,0,4.5,4.5,1,45,1.1000000000000001,128,0,0,1,4,6,0.65]
["SF_2200_HZ1CZ4_cs_i2_1_ge50_gfac_","NW","HZ1CZ4_",3,525.36743100000001,"NA",4974.4274999999998,348.43650000000002,0.968943,0.294902,0.31265999999999999,0.489284,12957.581560000001,14981.172839000001,14981.172839000001,1.0598240000000001,479.38363700000002,998.67420100000004,2127.464336,2612.380905,767.79238899999996,42.684514,6.5970909999999998,0,132.84641300000001,276.751802,43684.263487999997,52027.804598000002,52027.804598000002,2448.149367,1637.8284000000001,19743.315602999999,25025.757909,9207.2507050000004,0,0,0,73,1919.3198629999999,1423.0953730000001,865.85090300000002,379.52604300000002,55.334857,124.053083,"SF_2200_HZ1CZ4_cs_i2_1_ge50_gfac_","NWHZ1CZ4_3",0,0,0,69,64,74,78,1,2104.6240469999998,0,0,0,"FHCA",3,15,1,0,30,0,"Crawl",0.06,300,6.8302610699999997,"Attic",0.03,80,7.76,2200,18700,200,24.98505887,2210,11.09344939,1784,30.392214490000001,0.85,91.3,91.3,91.3,91.3,0.34,0.32,0.54,40,2.7959999999999998,1,1584,160,24.80505887,0,0,"N",0,0,0.75,1,1.75,2,0.65,2151.648862,17,"Exhaust",50,1,"Standard",5,0,4.5,4.5,1,45,1.1000000000000001,128,0,0,1,4,6,0.65]
["SF_2200_HZ1CZ4_cs_i2_1_ge50_efaf_","NW","HZ1CZ4_",3,526.61056799999994,"NA",4974.4274999999998,348.43650000000002,0.968943,0.29247899999999999,0.316554,0.483823,12893.616168,14925.484673999999,14925.484673999999,1.05592,436.00809099999998,994.96191699999997,0,0,0,0,0,0,0,0,43687.855597000002,51999.772512000003,51999.772512000003,2445.0956769999998,1485.6935719999999,0,0,0,0,0,0,73,1904.3384739999999,1420.35077,840.15347299999996,355.44267000000002,55.334857,123.94844000000001,"SF_2200_HZ1CZ4_cs_i2_1_ge50_efaf_","NWHZ1CZ4_3",0,0,0,69,64,74,78,1,2104.6240469999998,0,0,0,"FUR",3,15,1,0,30,0,"Crawl",0.06,300,6.8302610699999997,"Attic",0.03,80,7.76,2200,18700,200,24.98505887,2210,11.09344939,1784,30.392214490000001,0.85,91.3,91.3,91.3,91.3,0.34,0.32,0.54,40,2.7959999999999998,1,1584,160,24.80505887,0,0,"N",0,0,0.75,1,1.75,2,0.65,2151.648862,17,"Exhaust",50,1,"Standard",5,0,4.5,4.5,1,45,1.1000000000000001,128,0,0,1,4,6,0.65]
["SF_2200_HZ1CZ4_cs_i2_1_ge50_hp85_","NW","HZ1CZ4_",3,529.82480599999997,"NA",4974.4274999999998,348.43650000000002,0.968943,0.30570999999999998,0.326517,0.54033399999999998,12845.102484999999,15390.544125,5672.2955910000001,691.56251299999997,551.87577899999997,1709.9379590000001,2128.0996730000002,2613.1499050000002,772.62243000000001,42.957692000000002,6.5957710000000001,0,132.88493299999999,276.83204899999998,43401.555013999998,51755.47711,39543.729391000001,31492.468918999999,1102.0910080000001,19743.684603000002,25026.40899,9219.6498420000007,0,0,0,73,1919.308387,1423.09988,865.80820800000004,379.47318200000001,55.334857,124.05309200000001,"SF_2200_HZ1CZ4_cs_i2_1_ge50_hp85_","NWHZ1CZ4_3",0,0,0,69,64,74,78,1,2104.6240469999998,0,0,0,"HSPF_8.5_SEER_13.0",3,15,1,0,30,0,"Crawl",0.06,300,6.8302610699999997,"Attic",0.03,80,7.76,2200,18700,200,24.98505887,2210,11.09344939,1784,30.392214490000001,0.85,91.3,91.3,91.3,91.3,0.34,0.32,0.54,40,2.7959999999999998,1,1584,160,24.80505887,0,0,"N",0,0,0.75,1,1.75,2,0.65,2151.648862,17,"Exhaust",50,1,"Standard",5,0,4.5,4.5,1,45,1.1000000000000001,128,0,0,1,4,6,0.65]
["SF_2200_HZ1CZ4_cs_i2_1_ge50_zonl_","NW","HZ1CZ4_",3,519.21235000000001,"NA",4974.4274999999998,348.43650000000002,0.968943,0.27523799999999998,0.29366599999999998,0.42325000000000002,13268.632372,13268.632372,13268.632372,0,387.57813099999998,884.57549100000006,0,0,0,0,0,0,0,0,44328.946418,44328.946418,44328.946418,0,1485.6935719999999,0,0,0,0,0,0,73,1904.38993,1420.295834,840.29472899999996,355.58115600000002,55.334857,123.94851300000001,"SF_2200_HZ1CZ4_cs_i2_1_ge50_zonl_","NWHZ1CZ4_3",0,0,0,69,64,74,78,1,2104.6240469999998,0,0,0,"FUR",3,15,1,0,30,1,"Crawl",0.06,300,6.8302610699999997,"Attic",0.03,80,7.76,2200,18700,200,24.98505887,2210,11.09344939,1784,30.392214490000001,0.85,91.3,91.3,91.3,91.3,0.34,0.32,0.54,40,2.7959999999999998,1,1584,160,24.80505887,0,0,"N",0,0,0.75,1,1.75,2,0.65,2151.648862,17,"Exhaust",50,1,"Standard",5,0,4.5,4.5,1,45,1.1000000000000001,128,0,0,1,4,6,0.65]
["SF_2200_HZ1CZ4_cs_i2_1_ao60_gfnc_","NW","HZ1CZ4_",3,526.58777599999996,"NA",4974.4274999999998,348.43650000000002,0.968943,0.29256300000000002,0.31648999999999999,0.48408600000000002,12948.533323,14989.004650999999,14989.004650999999,1.22654,437.85913099999999,999.18520699999999,0,0,0,0,0,0,0,0,43889.472809999999,52205.247287999999,52205.247287999999,2657.7742819999999,1485.6935719999999,0,0,0,0,0,0,73,1907.5098700000001,1377.749137,669.37652200000002,0,55.334857,122.147479,"SF_2200_HZ1CZ4_cs_i2_1_ao60_gfnc_","NWHZ1CZ4_3",0,0,0,69,64,74,78,1,2104.6240469999998,0,0,0,"FUR",3,15,1,0,30,0,"Crawl",0.06,300,6.8302610699999997,"Attic",0.03,80,7.76,2200,18700,200,24.98505887,2210,11.09344939,1784,30.392214490000001,0.85,91.3,91.3,91.3,91.3,0.34,0.32,0.54,40,2.7959999999999998,1,1584,160,24.80505887,0,0,"N",0,0,0.75,1,1.75,2,0.65,2151.648862,17,"Exhaust",50,1,"Standard",5,0,4.5,4.5,1,57,1.2,128,0,0,1,4,6,0.65]
["SF_2200_HZ1CZ4_cs_i2_1_ao60_gfac_","NW","HZ1CZ4_",3,525.28513599999997,"NA",4974.4274999999998,348.43650000000002,0.968943,0.294987,0.31243199999999999,0.48956699999999997,13014.025766000001,15046.34526,15046.34526,1.2307710000000001,481.46377100000001,1003.0076330000001,2125.6778850000001,2610.2314369999999,767.05360099999996,42.694688999999997,6.6072309999999996,0,132.731731,276.51289200000002,43885.756444999999,52232.812878999997,52232.812878999997,2660.3691859999999,1637.8284000000001,19769.684834,25159.374664999999,9219.6400240000003,0,0,0,73,1919.2653130000001,1374.423986,678.22206900000003,0,55.334857,122.057168,"SF_2200_HZ1CZ4_cs_i2_1_ao60_gfac_","NWHZ1CZ4_3",0,0,0,69,64,74,78,1,2104.6240469999998,0,0,0,"FHCA",3,15,1,0,30,0,"Crawl",0.06,300,6.8302610699999997,"Attic",0.03,80,7.76,2200,18700,200,24.98505887,2210,11.09344939,1784,30.392214490000001,0.85,91.3,91.3,91.3,91.3,0.34,0.32,0.54,40,2.7959999999999998,1,1584,160,24.80505887,0,0,"N",0,0,0.75,1,1.75,2,0.65,2151.648862,17,"Exhaust",50,1,"Standard",5,0,4.5,4.5,1,57,1.2,128,0,0,1,4,6,0.65]
["SF_2200_HZ1CZ4_cs_i2_1_ao60_efaf_","NW","HZ1CZ4_",3,526.58777599999996,"NA",4974.4274999999998,348.43650000000002,0.968943,0.29256300000000002,0.31648999999999999,0.48408600000000002,12948.533323,14989.004650999999,14989.004650999999,1.22654,437.85913099999999,999.18520699999999,0,0,0,0,0,0,0,0,43889.472809999999,52205.247287999999,52205.247287999999,2657.7742819999999,1485.6935719999999,0,0,0,0,0,0,73,1907.5098700000001,1377.749137,669.37652200000002,0,55.334857,122.147479,"SF_2200_HZ1CZ4_cs_i2_1_ao60_efaf_","NWHZ1CZ4_3",0,0,0,69,64,74,78,1,2104.6240469999998,0,0,0,"FUR",3,15,1,0,30,0,"Crawl",0.06,300,6.8302610699999997,"Attic",0.03,80,7.76,2200,18700,200,24.98505887,2210,11.09344939,1784,30.392214490000001,0.85,91.3,91.3,91.3,91.3,0.34,0.32,0.54,40,2.7959999999999998,1,1584,160,24.80505887,0,0,"N",0,0,0.75,1,1.75,2,0.65,2151.648862,17,"Exhaust",50,1,"Standard",5,0,4.5,4.5,1,57,1.2,128,0,0,1,4,6,0.65]
["SF_2200_HZ1CZ4_cs_i2_1_ao60_hp85_","NW","HZ1CZ4_",3,529.72189900000001,"NA",4974.4274999999998,348.43650000000002,0.968943,0.30577700000000002,0.32622800000000002,0.54060799999999998,12901.798108999999,15454.951214000001,5710.5231610000001,721.00415699999996,553.04435899999999,1713.544946,2126.3162659999998,2611.000775,771.88185299999998,42.967305000000003,6.6058320000000004,0,132.77030400000001,276.59324900000001,43605.174658999997,51966.208041999998,39754.456292000003,31703.198388000001,1102.0910080000001,19770.040211,25160.016672999998,9231.6147700000001,0,0,0,73,1919.240859,1374.4166560000001,678.20865900000001,0,55.334857,122.057305,"SF_2200_HZ1CZ4_cs_i2_1_ao60_hp85_","NWHZ1CZ4_3",0,0,0,69,64,74,78,1,2104.6240469999998,0,0,0,"HSPF_8.5_SEER_13.0",3,15,1,0,30,0,"Crawl",0.06,300,6.8302610699999997,"Attic",0.03,80,7.76,2200,18700,200,24.98505887,2210,11.09344939,1784,30.392214490000001,0.85,91.3,91.3,91.3,91.3,0.34,0.32,0.54,40,2.7959999999999998,1,1584,160,24.80505887,0,0,"N",0,0,0.75,1,1.75,2,0.65,2151.648862,17,"Exhaust",50,1,"Standard",5,0,4.5,4.5,1,57,1.2,128,0,0,1,4,6,0.65]
["SF_2200_HZ1CZ4_cs_i2_1_ao60_zonl_","NW","HZ1CZ4_",3,519.20904099999996,"NA",4974.4274999999998,348.43650000000002,0.968943,0.27524900000000002,0.29365799999999997,0.42325000000000002,13325.031686,13325.031686,13325.031686,1.7399000000000001E-2,389.22549600000002,888.33428600000002,0,0,0,0,0,0,0,0,44541.952368999999,44541.952368999999,44541.952368999999,178.09455700000001,1485.6935719999999,0,0,0,0,0,0,73,1907.579217,1377.707713,669.43053699999996,0,55.334857,122.146576,"SF_2200_HZ1CZ4_cs_i2_1_ao60_zonl_","NWHZ1CZ4_3",0,0,0,69,64,74,78,1,2104.6240469999998,0,0,0,"FUR",3,15,1,0,30,1,"Crawl",0.06,300,6.8302610699999997,"Attic",0.03,80,7.76,2200,18700,200,24.98505887,2210,11.09344939,1784,30.392214490000001,0.85,91.3,91.3,91.3,91.3,0.34,0.32,0.54,40,2.7959999999999998,1,1584,160,24.80505887,0,0,"N",0,0,0.75,1,1.75,2,0.65,2151.648862,17,"Exhaust",50,1,"Standard",5,0,4.5,4.5,1,57,1.2,128,0,0,1,4,6,0.65]
["SF_2200_HZ1CZ4_cs_i2_1_ao80_gfnc_","NW","HZ1CZ4_",3,526.71098700000005,"NA",4974.4274999999998,348.43650000000002,0.968943,0.29255799999999998,0.31686599999999998,0.48411799999999999,12949.410684,14989.908208000001,14989.908208000001,1.2322569999999999,437.884254,999.24506299999996,0,0,0,0,0,0,0,0,43888.796243999997,52213.599805999998,52213.599805999998,2667.2640080000001,1485.6935719999999,0,0,0,0,0,0,73,1923.858086,1395.5560640000001,684.38964299999998,0,55.334857,122.792867,"SF_2200_HZ1CZ4_cs_i2_1_ao80_gfnc_","NWHZ1CZ4_3",0,0,0,69,64,74,78,1,2104.6240469999998,0,0,0,"FUR",3,15,1,0,30,0,"Crawl",0.06,300,6.8302610699999997,"Attic",0.03,80,7.76,2200,18700,200,24.98505887,2210,11.09344939,1784,30.392214490000001,0.85,91.3,91.3,91.3,91.3,0.34,0.32,0.54,40,2.7959999999999998,1,1584,160,24.80505887,0,0,"N",0,0,0.75,1,1.75,2,0.65,2151.648862,17,"Exhaust",50,1,"Standard",5,0,4.5,4.5,1,75,1.2,128,0,0,1,4,6,0.65]
["SF_2200_HZ1CZ4_cs_i2_1_ao80_gfac_","NW","HZ1CZ4_",3,525.50729699999999,"NA",4974.4274999999998,348.43650000000002,0.968943,0.29496499999999998,0.31310399999999999,0.48960300000000001,13014.385061000001,15046.652453999999,15046.652453999999,1.2364850000000001,481.47341899999998,1003.027731,2122.8598769999999,2606.5783970000002,766.03072499999996,42.624676000000001,6.5984410000000002,0,132.54844700000001,276.13106499999998,43885.100102999997,52241.177852000001,52241.177852000001,2669.8676810000002,1637.8284000000001,19760.261016,25106.692554000001,9224.2361220000003,0,0,0,73,1936.3604130000001,1393.648672,693.29356099999995,0,55.334857,122.708411,"SF_2200_HZ1CZ4_cs_i2_1_ao80_gfac_","NWHZ1CZ4_3",0,0,0,69,64,74,78,1,2104.6240469999998,0,0,0,"FHCA",3,15,1,0,30,0,"Crawl",0.06,300,6.8302610699999997,"Attic",0.03,80,7.76,2200,18700,200,24.98505887,2210,11.09344939,1784,30.392214490000001,0.85,91.3,91.3,91.3,91.3,0.34,0.32,0.54,40,2.7959999999999998,1,1584,160,24.80505887,0,0,"N",0,0,0.75,1,1.75,2,0.65,2151.648862,17,"Exhaust",50,1,"Standard",5,0,4.5,4.5,1,75,1.2,128,0,0,1,4,6,0.65]
["SF_2200_HZ1CZ4_cs_i2_1_ao80_efaf_","NW","HZ1CZ4_",3,526.71098700000005,"NA",4974.4274999999998,348.43650000000002,0.968943,0.29255799999999998,0.31686599999999998,0.48411799999999999,12949.410684,14989.908208000001,14989.908208000001,1.2322569999999999,437.884254,999.24506299999996,0,0,0,0,0,0,0,0,43888.796243999997,52213.599805999998,52213.599805999998,2667.2640080000001,1485.6935719999999,0,0,0,0,0,0,73,1923.858086,1395.5560640000001,684.38964299999998,0,55.334857,122.792867,"SF_2200_HZ1CZ4_cs_i2_1_ao80_efaf_","NWHZ1CZ4_3",0,0,0,69,64,74,78,1,2104.6240469999998,0,0,0,"FUR",3,15,1,0,30,0,"Crawl",0.06,300,6.8302610699999997,"Attic",0.03,80,7.76,2200,18700,200,24.98505887,2210,11.09344939,1784,30.392214490000001,0.85,91.3,91.3,91.3,91.3,0.34,0.32,0.54,40,2.7959999999999998,1,1584,160,24.80505887,0,0,"N",0,0,0.75,1,1.75,2,0.65,2151.648862,17,"Exhaust",50,1,"Standard",5,0,4.5,4.5,1,75,1.2,128,0,0,1,4,6,0.65]
["SF_2200_HZ1CZ4_cs_i2_1_ao80_hp85_","NW","HZ1CZ4_",3,529.97425199999998,"NA",4974.4274999999998,348.43650000000002,0.968943,0.30576599999999998,0.32699400000000001,0.54065200000000002,12902.047724,15455.633416999999,5706.4846150000003,714.84947799999998,553.253153,1714.1879349999999,2123.5027559999999,2607.356264,770.852304,42.897356000000002,6.597048,0,132.58739600000001,276.21220599999998,43603.361410999998,51973.029174000003,39761.277179999997,31710.019448999999,1102.0910080000001,19760.613148,25107.330128000001,9236.4675709999992,0,0,0,73,1936.3238469999999,1393.6295970000001,693.27528500000005,0,55.334857,122.708534,"SF_2200_HZ1CZ4_cs_i2_1_ao80_hp85_","NWHZ1CZ4_3",0,0,0,69,64,74,78,1,2104.6240469999998,0,0,0,"HSPF_8.5_SEER_13.0",3,15,1,0,30,0,"Crawl",0.06,300,6.8302610699999997,"Attic",0.03,80,7.76,2200,18700,200,24.98505887,2210,11.09344939,1784,30.392214490000001,0.85,91.3,91.3,91.3,91.3,0.34,0.32,0.54,40,2.7959999999999998,1,1584,160,24.80505887,0,0,"N",0,0,0.75,1,1.75,2,0.65,2151.648862,17,"Exhaust",50,1,"Standard",5,0,4.5,4.5,1,75,1.2,128,0,0,1,4,6,0.65]
["SF_2200_HZ1CZ4_cs_i2_1_ao80_zonl_","NW","HZ1CZ4_",3,519.30024000000003,"NA",4974.4274999999998,348.43650000000002,0.968943,0.27524300000000002,0.293935,0.42325000000000002,13325.923507,13325.923507,13325.923507,1.8061000000000001E-2,389.25063299999999,888.39369599999998,0,0,0,0,0,0,0,0,44539.170299999998,44539.170299999998,44539.170299999998,184.87019100000001,1485.6935719999999,0,0,0,0,0,0,73,1923.868017,1395.4530999999999,684.41936499999997,0,55.334857,122.791783,"SF_2200_HZ1CZ4_cs_i2_1_ao80_zonl_","NWHZ1CZ4_3",0,0,0,69,64,74,78,1,2104.6240469999998,0,0,0,"FUR",3,15,1,0,30,1,"Crawl",0.06,300,6.8302610699999997,"Attic",0.03,80,7.76,2200,18700,200,24.98505887,2210,11.09344939,1784,30.392214490000001,0.85,91.3,91.3,91.3,91.3,0.34,0.32,0.54,40,2.7959999999999998,1,1584,160,24.80505887,0,0,"N",0,0,0.75,1,1.75,2,0.65,2151.648862,17,"Exhaust",50,1,"Standard",5,0,4.5,4.5,1,75,1.2,128,0,0,1,4,6,0.65]
["SF_2200_HZ1CZ4_cs_i2_2_ge50_gfnc_","NW","HZ1CZ4_",3,526.38518899999997,"NA",4974.4274999999998,348.43650000000002,0.968943,0.29245599999999999,0.315884,0.484371,13030.435883,15083.057849000001,15083.057849000001,1.1036140000000001,440.58746200000002,1005.463616,0,0,0,0,0,0,0,0,43803.610116000003,52126.772725000003,52126.772725000003,2574.7083029999999,1485.6935719999999,0,0,0,0,0,0,73,2598.0330300000001,2109.7854259999999,1098.5409380000001,418.98003499999999,55.334857,124.18029199999999,"SF_2200_HZ1CZ4_cs_i2_2_ge50_gfnc_","NWHZ1CZ4_3",0,0,0,69,64,74,78,1,2104.6240469999998,0,0,0,"FUR",3,15,1,0,30,0,"Crawl",0.06,300,6.8302610699999997,"Attic",0.03,80,7.76,2200,18700,200,24.98505887,2210,11.09344939,1784,30.392214490000001,0.85,91.3,91.3,91.3,91.3,0.34,0.32,0.54,40,2.7959999999999998,1,1584,160,24.80505887,0,0,"N",0,0,0.75,1,1.75,2,0.65,2151.648862,17,"Exhaust",50,1,"Standard",5,0,4.5,4.5,1,45,1.1000000000000001,128,0,0,1,4,7,0.65]
["SF_2200_HZ1CZ4_cs_i2_2_ge50_gfac_","NW","HZ1CZ4_",3,525.11087299999997,"NA",4974.4274999999998,348.43650000000002,0.968943,0.294964,0.31189800000000001,0.48988900000000002,13094.514881999999,15138.634335999999,15138.634335999999,1.1075440000000001,484.421088,1009.168453,2090.3669340000001,2568.8519940000001,756.20984099999998,42.009050000000002,6.607621,0,130.684945,272.24893300000002,43800.008005999996,52154.553265000002,52154.553265000002,2577.5305210000001,1637.8284000000001,19805.344590000001,25164.719488999999,9246.3425210000005,0,0,0,73,2608.0704679999999,2107.3799060000001,1111.6238490000001,424.13088800000003,55.334857,124.127465,"SF_2200_HZ1CZ4_cs_i2_2_ge50_gfac_","NWHZ1CZ4_3",0,0,0,69,64,74,78,1,2104.6240469999998,0,0,0,"FHCA",3,15,1,0,30,0,"Crawl",0.06,300,6.8302610699999997,"Attic",0.03,80,7.76,2200,18700,200,24.98505887,2210,11.09344939,1784,30.392214490000001,0.85,91.3,91.3,91.3,91.3,0.34,0.32,0.54,40,2.7959999999999998,1,1584,160,24.80505887,0,0,"N",0,0,0.75,1,1.75,2,0.65,2151.648862,17,"Exhaust",50,1,"Standard",5,0,4.5,4.5,1,45,1.1000000000000001,128,0,0,1,4,7,0.65]
["SF_2200_HZ1CZ4_cs_i2_2_ge50_efaf_","NW","HZ1CZ4_",3,526.38518899999997,"NA",4974.4274999999998,348.43650000000002,0.968943,0.29245599999999999,0.315884,0.484371,13030.435883,15083.057849000001,15083.057849000001,1.1036140000000001,440.58746200000002,1005.463616,0,0,0,0,0,0,0,0,43803.610116000003,52126.772725000003,52126.772725000003,2574.7083029999999,1485.6935719999999,0,0,0,0,0,0,73,2598.0330300000001,2109.7854259999999,1098.5409380000001,418.98003499999999,55.334857,124.18029199999999,"SF_2200_HZ1CZ4_cs_i2_2_ge50_efaf_","NWHZ1CZ4_3",0,0,0,69,64,74,78,1,2104.6240469999998,0,0,0,"FUR",3,15,1,0,30,0,"Crawl",0.06,300,6.8302610699999997,"Attic",0.03,80,7.76,2200,18700,200,24.98505887,2210,11.09344939,1784,30.392214490000001,0.85,91.3,91.3,91.3,91.3,0.34,0.32,0.54,40,2.7959999999999998,1,1584,160,24.80505887,0,0,"N",0,0,0.75,1,1.75,2,0.65,2151.648862,17,"Exhaust",50,1,"Standard",5,0,4.5,4.5,1,45,1.1000000000000001,128,0,0,1,4,7,0.65]
["SF_2200_HZ1CZ4_cs_i2_2_ge50_hp85_","NW","HZ1CZ4_",3,529.54750899999999,"NA",4974.4274999999998,348.43650000000002,0.968943,0.30583700000000003,0.32569100000000001,0.54013199999999995,12981.630031000001,15549.858646000001,5731.4557249999998,708.57026900000005,556.57088599999997,1724.4614489999999,2090.9932039999999,2569.606914,760.96588699999995,42.276654000000001,6.6061430000000003,0,130.722813,272.32781999999997,43517.355622000003,51882.837878999999,39671.089436000002,31619.829433999999,1102.0910080000001,19805.701270000001,25165.352262,9258.3940259999999,0,0,0,73,2608.0657040000001,2107.3905810000001,1111.6251420000001,424.141526,55.334857,124.12764900000001,"SF_2200_HZ1CZ4_cs_i2_2_ge50_hp85_","NWHZ1CZ4_3",0,0,0,69,64,74,78,1,2104.6240469999998,0,0,0,"HSPF_8.5_SEER_13.0",3,15,1,0,30,0,"Crawl",0.06,300,6.8302610699999997,"Attic",0.03,80,7.76,2200,18700,200,24.98505887,2210,11.09344939,1784,30.392214490000001,0.85,91.3,91.3,91.3,91.3,0.34,0.32,0.54,40,2.7959999999999998,1,1584,160,24.80505887,0,0,"N",0,0,0.75,1,1.75,2,0.65,2151.648862,17,"Exhaust",50,1,"Standard",5,0,4.5,4.5,1,45,1.1000000000000001,128,0,0,1,4,7,0.65]
["SF_2200_HZ1CZ4_cs_i2_2_ge50_zonl_","NW","HZ1CZ4_",3,518.99825299999998,"NA",4974.4274999999998,348.43650000000002,0.968943,0.27503300000000003,0.29302699999999998,0.42325000000000002,13409.039427,13409.039427,13409.039427,9.3489999999999997E-3,391.65908000000002,893.935339,0,0,0,0,0,0,0,0,44446.752345000001,44446.752345000001,44446.752345000001,95.699793,1485.6935719999999,0,0,0,0,0,0,73,2598.0335559999999,2109.7034359999998,1098.327526,418.61332599999997,55.334857,124.180931,"SF_2200_HZ1CZ4_cs_i2_2_ge50_zonl_","NWHZ1CZ4_3",0,0,0,69,64,74,78,1,2104.6240469999998,0,0,0,"FUR",3,15,1,0,30,1,"Crawl",0.06,300,6.8302610699999997,"Attic",0.03,80,7.76,2200,18700,200,24.98505887,2210,11.09344939,1784,30.392214490000001,0.85,91.3,91.3,91.3,91.3,0.34,0.32,0.54,40,2.7959999999999998,1,1584,160,24.80505887,0,0,"N",0,0,0.75,1,1.75,2,0.65,2151.648862,17,"Exhaust",50,1,"Standard",5,0,4.5,4.5,1,45,1.1000000000000001,128,0,0,1,4,7,0.65]
["SF_2200_HZ1CZ4_cs_i2_2_ao60_gfnc_","NW","HZ1CZ4_",3,526.26158399999997,"NA",4974.4274999999998,348.43650000000002,0.968943,0.29264400000000002,0.31551099999999999,0.484404,13127.110189999999,15194.675904,15194.675904,1.158317,443.83522499999998,1012.901172,0,0,0,0,0,0,0,0,43860.254354999997,52188.445910000002,52188.445910000002,2643.5628919999999,1485.6935719999999,0,0,0,0,0,0,73,2624.940263,2092.3756899999998,913.26949999999999,0,55.334857,123.28355000000001,"SF_2200_HZ1CZ4_cs_i2_2_ao60_gfnc_","NWHZ1CZ4_3",0,0,0,69,64,74,78,1,2104.6240469999998,0,0,0,"FUR",3,15,1,0,30,0,"Crawl",0.06,300,6.8302610699999997,"Attic",0.03,80,7.76,2200,18700,200,24.98505887,2210,11.09344939,1784,30.392214490000001,0.85,91.3,91.3,91.3,91.3,0.34,0.32,0.54,40,2.7959999999999998,1,1584,160,24.80505887,0,0,"N",0,0,0.75,1,1.75,2,0.65,2151.648862,17,"Exhaust",50,1,"Standard",5,0,4.5,4.5,1,57,1.2,128,0,0,1,4,7,0.65]
["SF_2200_HZ1CZ4_cs_i2_2_ao60_gfac_","NW","HZ1CZ4_",3,524.73362299999997,"NA",4974.4274999999998,348.43650000000002,0.968943,0.29514400000000002,0.31075000000000003,0.48992000000000002,13197.722529999999,15257.456647999999,15257.456647999999,1.16239,488.22180600000002,1017.086284,2106.8274609999999,2586.815756,761.35963600000002,41.939948999999999,6.5522729999999996,0,131.60620800000001,274.16815000000003,43856.646805999997,52216.087056999997,52216.087056999997,2646.2497659999999,1637.8284000000001,19818.613695,25183.510575,9251.8890680000004,0,0,0,73,2635.9154789999998,2088.775729,922.92864999999995,0,55.334857,123.191985,"SF_2200_HZ1CZ4_cs_i2_2_ao60_gfac_","NWHZ1CZ4_3",0,0,0,69,64,74,78,1,2104.6240469999998,0,0,0,"FHCA",3,15,1,0,30,0,"Crawl",0.06,300,6.8302610699999997,"Attic",0.03,80,7.76,2200,18700,200,24.98505887,2210,11.09344939,1784,30.392214490000001,0.85,91.3,91.3,91.3,91.3,0.34,0.32,0.54,40,2.7959999999999998,1,1584,160,24.80505887,0,0,"N",0,0,0.75,1,1.75,2,0.65,2151.648862,17,"Exhaust",50,1,"Standard",5,0,4.5,4.5,1,57,1.2,128,0,0,1,4,7,0.65]
["SF_2200_HZ1CZ4_cs_i2_2_ao60_efaf_","NW","HZ1CZ4_",3,526.26158399999997,"NA",4974.4274999999998,348.43650000000002,0.968943,0.29264400000000002,0.31551099999999999,0.484404,13127.110189999999,15194.675904,15194.675904,1.158317,443.83522499999998,1012.901172,0,0,0,0,0,0,0,0,43860.254354999997,52188.445910000002,52188.445910000002,2643.5628919999999,1485.6935719999999,0,0,0,0,0,0,73,2624.940263,2092.3756899999998,913.26949999999999,0,55.334857,123.28355000000001,"SF_2200_HZ1CZ4_cs_i2_2_ao60_efaf_","NWHZ1CZ4_3",0,0,0,69,64,74,78,1,2104.6240469999998,0,0,0,"FUR",3,15,1,0,30,0,"Crawl",0.06,300,6.8302610699999997,"Attic",0.03,80,7.76,2200,18700,200,24.98505887,2210,11.09344939,1784,30.392214490000001,0.85,91.3,91.3,91.3,91.3,0.34,0.32,0.54,40,2.7959999999999998,1,1584,160,24.80505887,0,0,"N",0,0,0.75,1,1.75,2,0.65,2151.648862,17,"Exhaust",50,1,"Standard",5,0,4.5,4.5,1,57,1.2,128,0,0,1,4,7,0.65]
["SF_2200_HZ1CZ4_cs_i2_2_ao60_hp85_","NW","HZ1CZ4_",3,529.12872200000004,"NA",4974.4274999999998,348.43650000000002,0.968943,0.30602400000000002,0.32441799999999998,0.540188,13084.801449000001,15669.020022000001,5783.915935,735.77789099999995,559.59985900000004,1733.822858,2107.4722360000001,2587.5789589999999,766.125587,42.202154,6.5503119999999999,0,131.64461800000001,274.24816700000002,43574.712650000001,51945.995204999999,39734.242922999998,31682.985373,1102.0910080000001,19818.974834000001,25184.152074000001,9263.8987259999994,0,0,0,73,2635.892773,2088.7709450000002,922.91539499999999,0,55.334857,123.192148,"SF_2200_HZ1CZ4_cs_i2_2_ao60_hp85_","NWHZ1CZ4_3",0,0,0,69,64,74,78,1,2104.6240469999998,0,0,0,"HSPF_8.5_SEER_13.0",3,15,1,0,30,0,"Crawl",0.06,300,6.8302610699999997,"Attic",0.03,80,7.76,2200,18700,200,24.98505887,2210,11.09344939,1784,30.392214490000001,0.85,91.3,91.3,91.3,91.3,0.34,0.32,0.54,40,2.7959999999999998,1,1584,160,24.80505887,0,0,"N",0,0,0.75,1,1.75,2,0.65,2151.648862,17,"Exhaust",50,1,"Standard",5,0,4.5,4.5,1,57,1.2,128,0,0,1,4,7,0.65]
["SF_2200_HZ1CZ4_cs_i2_2_ao60_zonl_","NW","HZ1CZ4_",3,518.855591,"NA",4974.4274999999998,348.43650000000002,0.968943,0.27508899999999997,0.29259200000000002,0.42325000000000002,13508.041671000001,13508.041671000001,13508.041671000001,1.5726E-2,394.54075899999998,900.53506300000004,0,0,0,0,0,0,0,0,44505.012157999998,44505.012157999998,44505.012157999998,160.96666200000001,1485.6935719999999,0,0,0,0,0,0,73,2625.0475110000002,2092.3648240000002,913.35083899999995,0,55.334857,123.282876,"SF_2200_HZ1CZ4_cs_i2_2_ao60_zonl_","NWHZ1CZ4_3",0,0,0,69,64,74,78,1,2104.6240469999998,0,0,0,"FUR",3,15,1,0,30,1,"Crawl",0.06,300,6.8302610699999997,"Attic",0.03,80,7.76,2200,18700,200,24.98505887,2210,11.09344939,1784,30.392214490000001,0.85,91.3,91.3,91.3,91.3,0.34,0.32,0.54,40,2.7959999999999998,1,1584,160,24.80505887,0,0,"N",0,0,0.75,1,1.75,2,0.65,2151.648862,17,"Exhaust",50,1,"Standard",5,0,4.5,4.5,1,57,1.2,128,0,0,1,4,7,0.65]
["SF_2200_HZ1CZ4_cs_i2_2_ao80_gfnc_","NW","HZ1CZ4_",3,526.51928699999996,"NA",4974.4274999999998,348.43650000000002,0.968943,0.29266199999999998,0.31629200000000002,0.484427,13127.829223000001,15195.634006,15195.634006,1.1504110000000001,443.863564,1012.9655729999999,0,0,0,0,0,0,0,0,43850.074095000004,52176.927132999997,52176.927132999997,2634.6698569999999,1485.6935719999999,0,0,0,0,0,0,73,2639.7980029999999,2116.0311529999999,928.91709700000001,0,55.334857,123.84118100000001,"SF_2200_HZ1CZ4_cs_i2_2_ao80_gfnc_","NWHZ1CZ4_3",0,0,0,69,64,74,78,1,2104.6240469999998,0,0,0,"FUR",3,15,1,0,30,0,"Crawl",0.06,300,6.8302610699999997,"Attic",0.03,80,7.76,2200,18700,200,24.98505887,2210,11.09344939,1784,30.392214490000001,0.85,91.3,91.3,91.3,91.3,0.34,0.32,0.54,40,2.7959999999999998,1,1584,160,24.80505887,0,0,"N",0,0,0.75,1,1.75,2,0.65,2151.648862,17,"Exhaust",50,1,"Standard",5,0,4.5,4.5,1,75,1.2,128,0,0,1,4,7,0.65]
["SF_2200_HZ1CZ4_cs_i2_2_ao80_gfac_","NW","HZ1CZ4_",3,525.01291300000003,"NA",4974.4274999999998,348.43650000000002,0.968943,0.29519699999999999,0.31159900000000001,0.48995100000000003,13199.730740000001,15259.833005,15259.833005,1.1544989999999999,488.29810500000002,1017.245234,2101.1937440000002,2580.5164439999999,759.262069,42.019182000000001,6.5708330000000004,0,131.267461,273.46245699999997,43846.459423,52204.571407000003,52204.571407000003,2637.3759220000002,1637.8284000000001,19793.970114,25152.570464,9239.9617890000009,0,0,0,73,2651.4958729999998,2113.2344509999998,939.339921,0,55.334857,123.762005,"SF_2200_HZ1CZ4_cs_i2_2_ao80_gfac_","NWHZ1CZ4_3",0,0,0,69,64,74,78,1,2104.6240469999998,0,0,0,"FHCA",3,15,1,0,30,0,"Crawl",0.06,300,6.8302610699999997,"Attic",0.03,80,7.76,2200,18700,200,24.98505887,2210,11.09344939,1784,30.392214490000001,0.85,91.3,91.3,91.3,91.3,0.34,0.32,0.54,40,2.7959999999999998,1,1584,160,24.80505887,0,0,"N",0,0,0.75,1,1.75,2,0.65,2151.648862,17,"Exhaust",50,1,"Standard",5,0,4.5,4.5,1,75,1.2,128,0,0,1,4,7,0.65]
["SF_2200_HZ1CZ4_cs_i2_2_ao80_efaf_","NW","HZ1CZ4_",3,526.51928699999996,"NA",4974.4274999999998,348.43650000000002,0.968943,0.29266199999999998,0.31629200000000002,0.484427,13127.829223000001,15195.634006,15195.634006,1.1504110000000001,443.863564,1012.9655729999999,0,0,0,0,0,0,0,0,43850.074095000004,52176.927132999997,52176.927132999997,2634.6698569999999,1485.6935719999999,0,0,0,0,0,0,73,2639.7980029999999,2116.0311529999999,928.91709700000001,0,55.334857,123.84118100000001,"SF_2200_HZ1CZ4_cs_i2_2_ao80_efaf_","NWHZ1CZ4_3",0,0,0,69,64,74,78,1,2104.6240469999998,0,0,0,"FUR",3,15,1,0,30,0,"Crawl",0.06,300,6.8302610699999997,"Attic",0.03,80,7.76,2200,18700,200,24.98505887,2210,11.09344939,1784,30.392214490000001,0.85,91.3,91.3,91.3,91.3,0.34,0.32,0.54,40,2.7959999999999998,1,1584,160,24.80505887,0,0,"N",0,0,0.75,1,1.75,2,0.65,2151.648862,17,"Exhaust",50,1,"Standard",5,0,4.5,4.5,1,75,1.2,128,0,0,1,4,7,0.65]
["SF_2200_HZ1CZ4_cs_i2_2_ao80_hp85_","NW","HZ1CZ4_",3,529.42856099999995,"NA",4974.4274999999998,348.43650000000002,0.968943,0.306087,0.32533000000000001,0.54030100000000003,13086.845901000001,15671.625452,5785.8607320000001,737.62552700000003,559.75515199999995,1734.309405,2101.8382809999998,2581.2853660000001,764.028682,42.284184000000003,6.5690679999999997,0,131.30609000000001,273.54292900000002,43564.365061999997,51934.445384999999,39722.692114999998,31671.435195999999,1102.0910080000001,19794.33022,25153.210385999999,9252.0876470000003,0,0,0,73,2651.4457069999999,2113.2025910000002,939.31392600000004,0,55.334857,123.76208,"SF_2200_HZ1CZ4_cs_i2_2_ao80_hp85_","NWHZ1CZ4_3",0,0,0,69,64,74,78,1,2104.6240469999998,0,0,0,"HSPF_8.5_SEER_13.0",3,15,1,0,30,0,"Crawl",0.06,300,6.8302610699999997,"Attic",0.03,80,7.76,2200,18700,200,24.98505887,2210,11.09344939,1784,30.392214490000001,0.85,91.3,91.3,91.3,91.3,0.34,0.32,0.54,40,2.7959999999999998,1,1584,160,24.80505887,0,0,"N",0,0,0.75,1,1.75,2,0.65,2151.648862,17,"Exhaust",50,1,"Standard",5,0,4.5,4.5,1,75,1.2,128,0,0,1,4,7,0.65]
["SF_2200_HZ1CZ4_cs_i2_2_ao80_zonl_","NW","HZ1CZ4_",3,519.07672300000002,"NA",4974.4274999999998,348.43650000000002,0.968943,0.27510699999999999,0.29326400000000002,0.42325000000000002,13508.75757,13508.75757,13508.75757,1.4722000000000001E-2,394.56166300000001,900.58285699999999,0,0,0,0,0,0,0,0,44495.341479000002,44495.341479000002,44495.341479000002,150.69502499999999,1485.6935719999999,0,0,0,0,0,0,73,2639.8328110000002,2115.9485759999998,928.95973100000003,0,55.334857,123.840338,"SF_2200_HZ1CZ4_cs_i2_2_ao80_zonl_","NWHZ1CZ4_3",0,0,0,69,64,74,78,1,2104.6240469999998,0,0,0,"FUR",3,15,1,0,30,1,"Crawl",0.06,300,6.8302610699999997,"Attic",0.03,80,7.76,2200,18700,200,24.98505887,2210,11.09344939,1784,30.392214490000001,0.85,91.3,91.3,91.3,91.3,0.34,0.32,0.54,40,2.7959999999999998,1,1584,160,24.80505887,0,0,"N",0,0,0.75,1,1.75,2,0.65,2151.648862,17,"Exhaust",50,1,"Standard",5,0,4.5,4.5,1,75,1.2,128,0,0,1,4,7,0.65]
["SF_2200_HZ1CZ4_cs_i2_3_ge50_gfnc_","NW","HZ1CZ4_",3,526.326955,"NA",4974.4274999999998,348.43650000000002,0.968943,0.29234300000000002,0.31570700000000002,0.484016,13139.076816000001,15207.535924,15207.535924,1.2081189999999999,444.18137999999999,1013.755187,0,0,0,0,0,0,0,0,43916.068363999999,52232.97219,52232.97219,2680.7346499999999,1485.6935719999999,0,0,0,0,0,0,73,3390.3103759999999,2899.7017350000001,1523.2366669999999,678.12728600000003,55.334857,124.792205,"SF_2200_HZ1CZ4_cs_i2_3_ge50_gfnc_","NWHZ1CZ4_3",0,0,0,69,64,74,78,1,2104.6240469999998,0,0,0,"FUR",3,15,1,0,30,0,"Crawl",0.06,300,6.8302610699999997,"Attic",0.03,80,7.76,2200,18700,200,24.98505887,2210,11.09344939,1784,30.392214490000001,0.85,91.3,91.3,91.3,91.3,0.34,0.32,0.54,40,2.7959999999999998,1,1584,160,24.80505887,0,0,"N",0,0,0.75,1,1.75,2,0.65,2151.648862,17,"Exhaust",50,1,"Standard",5,0,4.5,4.5,1,45,1.1000000000000001,128,0,0,1,4,8,0.65]
["SF_2200_HZ1CZ4_cs_i2_3_ge50_gfac_","NW","HZ1CZ4_",3,525.072587,"NA",4974.4274999999998,348.43650000000002,0.968943,0.29491400000000001,0.31177500000000002,0.48948900000000001,13202.074113000001,15261.696667,15261.696667,1.212105,488.35590100000002,1017.365637,2049.3386930000001,2520.8106769999999,742.76665400000002,41.618960000000001,6.6885640000000004,0,128.26582500000001,267.20931000000002,43912.487067000002,52260.347330999997,52260.347330999997,2683.1415820000002,1637.8284000000001,19571.716858,24897.202990000002,9141.7975129999995,0,0,0,73,3399.4347160000002,2896.5990160000001,1533.965338,677.37801100000001,55.334857,124.734664,"SF_2200_HZ1CZ4_cs_i2_3_ge50_gfac_","NWHZ1CZ4_3",0,0,0,69,64,74,78,1,2104.6240469999998,0,0,0,"FHCA",3,15,1,0,30,0,"Crawl",0.06,300,6.8302610699999997,"Attic",0.03,80,7.76,2200,18700,200,24.98505887,2210,11.09344939,1784,30.392214490000001,0.85,91.3,91.3,91.3,91.3,0.34,0.32,0.54,40,2.7959999999999998,1,1584,160,24.80505887,0,0,"N",0,0,0.75,1,1.75,2,0.65,2151.648862,17,"Exhaust",50,1,"Standard",5,0,4.5,4.5,1,45,1.1000000000000001,128,0,0,1,4,8,0.65]
["SF_2200_HZ1CZ4_cs_i2_3_ge50_efaf_","NW","HZ1CZ4_",3,526.326955,"NA",4974.4274999999998,348.43650000000002,0.968943,0.29234300000000002,0.31570700000000002,0.484016,13139.076816000001,15207.535924,15207.535924,1.2081189999999999,444.18137999999999,1013.755187,0,0,0,0,0,0,0,0,43916.068363999999,52232.97219,52232.97219,2680.7346499999999,1485.6935719999999,0,0,0,0,0,0,73,3390.3103759999999,2899.7017350000001,1523.2366669999999,678.12728600000003,55.334857,124.792205,"SF_2200_HZ1CZ4_cs_i2_3_ge50_efaf_","NWHZ1CZ4_3",0,0,0,69,64,74,78,1,2104.6240469999998,0,0,0,"FUR",3,15,1,0,30,0,"Crawl",0.06,300,6.8302610699999997,"Attic",0.03,80,7.76,2200,18700,200,24.98505887,2210,11.09344939,1784,30.392214490000001,0.85,91.3,91.3,91.3,91.3,0.34,0.32,0.54,40,2.7959999999999998,1,1584,160,24.80505887,0,0,"N",0,0,0.75,1,1.75,2,0.65,2151.648862,17,"Exhaust",50,1,"Standard",5,0,4.5,4.5,1,45,1.1000000000000001,128,0,0,1,4,8,0.65]
["SF_2200_HZ1CZ4_cs_i2_3_ge50_hp85_","NW","HZ1CZ4_",3,529.52952900000003,"NA",4974.4274999999998,348.43650000000002,0.968943,0.30582799999999999,0.32563300000000001,0.54008599999999996,13088.899798,15673.945733,5778.7726970000003,723.78597300000001,560.06882700000006,1735.2799640000001,2049.962031,2521.556313,747.472711,41.884596999999999,6.6867700000000001,0,128.30330799999999,267.28739400000001,43633.145815000003,51993.783433999997,39783.321474999997,31731.306842000002,1102.0910080000001,19572.087815999999,24897.862440000001,9154.7390759999998,0,0,0,73,3399.4167980000002,2896.5963299999999,1533.9458999999999,677.36747600000001,55.334857,124.734793,"SF_2200_HZ1CZ4_cs_i2_3_ge50_hp85_","NWHZ1CZ4_3",0,0,0,69,64,74,78,1,2104.6240469999998,0,0,0,"HSPF_8.5_SEER_13.0",3,15,1,0,30,0,"Crawl",0.06,300,6.8302610699999997,"Attic",0.03,80,7.76,2200,18700,200,24.98505887,2210,11.09344939,1784,30.392214490000001,0.85,91.3,91.3,91.3,91.3,0.34,0.32,0.54,40,2.7959999999999998,1,1584,160,24.80505887,0,0,"N",0,0,0.75,1,1.75,2,0.65,2151.648862,17,"Exhaust",50,1,"Standard",5,0,4.5,4.5,1,45,1.1000000000000001,128,0,0,1,4,8,0.65]
["SF_2200_HZ1CZ4_cs_i2_3_ge50_zonl_","NW","HZ1CZ4_",3,518.895938,"NA",4974.4274999999998,348.43650000000002,0.968943,0.274779,0.292715,0.42325000000000002,13520.257846,13520.257846,13520.257846,9.2160000000000002E-3,394.87296700000002,901.34990900000003,0,0,0,0,0,0,0,0,44557.895690999998,44557.895690999998,44557.895690999998,94.338652999999994,1485.6935719999999,0,0,0,0,0,0,73,3390.4197709999999,2899.7170270000001,1523.489022,678.36752799999999,55.334857,124.79130600000001,"SF_2200_HZ1CZ4_cs_i2_3_ge50_zonl_","NWHZ1CZ4_3",0,0,0,69,64,74,78,1,2104.6240469999998,0,0,0,"FUR",3,15,1,0,30,1,"Crawl",0.06,300,6.8302610699999997,"Attic",0.03,80,7.76,2200,18700,200,24.98505887,2210,11.09344939,1784,30.392214490000001,0.85,91.3,91.3,91.3,91.3,0.34,0.32,0.54,40,2.7959999999999998,1,1584,160,24.80505887,0,0,"N",0,0,0.75,1,1.75,2,0.65,2151.648862,17,"Exhaust",50,1,"Standard",5,0,4.5,4.5,1,45,1.1000000000000001,128,0,0,1,4,8,0.65]
["SF_2200_HZ1CZ4_cs_i2_3_ao60_gfnc_","NW","HZ1CZ4_",3,526.30161899999996,"NA",4974.4274999999998,348.43650000000002,0.968943,0.292518,0.31564399999999998,0.485651,13268.433509,15357.485137,15357.485137,1.2876259999999999,448.57354400000003,1023.746501,0,0,0,0,0,0,0,0,43987.344867,52310.095914999998,52310.095914999998,2766.9554589999998,1485.6935719999999,0,0,0,0,0,0,73,3408.605814,2859.9982340000001,1172.2541779999999,0,55.334857,123.451261,"SF_2200_HZ1CZ4_cs_i2_3_ao60_gfnc_","NWHZ1CZ4_3",0,0,0,69,64,74,78,1,2104.6240469999998,0,0,0,"FUR",3,15,1,0,30,0,"Crawl",0.06,300,6.8302610699999997,"Attic",0.03,80,7.76,2200,18700,200,24.98505887,2210,11.09344939,1784,30.392214490000001,0.85,91.3,91.3,91.3,91.3,0.34,0.32,0.54,40,2.7959999999999998,1,1584,160,24.80505887,0,0,"N",0,0,0.75,1,1.75,2,0.65,2151.648862,17,"Exhaust",50,1,"Standard",5,0,4.5,4.5,1,57,1.2,128,0,0,1,4,8,0.65]
["SF_2200_HZ1CZ4_cs_i2_3_ao60_gfac_","NW","HZ1CZ4_",3,524.97420099999999,"NA",4974.4274999999998,348.43650000000002,0.968943,0.29509800000000003,0.31148799999999999,0.49130600000000002,13333.607119,15413.923333000001,15413.923333000001,1.291974,493.22480200000001,1027.5087570000001,2055.0887339999999,2526.7798769999999,744.709204,41.409647999999997,6.6385690000000004,0,128.58884,267.88222999999999,43983.749411999997,52337.328499000003,52337.328499000003,2769.2444420000002,1637.8284000000001,19749.154402,25035.578549999998,9213.0437070000007,0,0,0,73,3419.2640540000002,2856.2909119999999,1184.6264430000001,0,55.334857,123.39897000000001,"SF_2200_HZ1CZ4_cs_i2_3_ao60_gfac_","NWHZ1CZ4_3",0,0,0,69,64,74,78,1,2104.6240469999998,0,0,0,"FHCA",3,15,1,0,30,0,"Crawl",0.06,300,6.8302610699999997,"Attic",0.03,80,7.76,2200,18700,200,24.98505887,2210,11.09344939,1784,30.392214490000001,0.85,91.3,91.3,91.3,91.3,0.34,0.32,0.54,40,2.7959999999999998,1,1584,160,24.80505887,0,0,"N",0,0,0.75,1,1.75,2,0.65,2151.648862,17,"Exhaust",50,1,"Standard",5,0,4.5,4.5,1,57,1.2,128,0,0,1,4,8,0.65]
["SF_2200_HZ1CZ4_cs_i2_3_ao60_efaf_","NW","HZ1CZ4_",3,526.30161899999996,"NA",4974.4274999999998,348.43650000000002,0.968943,0.292518,0.31564399999999998,0.485651,13268.433509,15357.485137,15357.485137,1.2876259999999999,448.57354400000003,1023.746501,0,0,0,0,0,0,0,0,43987.344867,52310.095914999998,52310.095914999998,2766.9554589999998,1485.6935719999999,0,0,0,0,0,0,73,3408.605814,2859.9982340000001,1172.2541779999999,0,55.334857,123.451261,"SF_2200_HZ1CZ4_cs_i2_3_ao60_efaf_","NWHZ1CZ4_3",0,0,0,69,64,74,78,1,2104.6240469999998,0,0,0,"FUR",3,15,1,0,30,0,"Crawl",0.06,300,6.8302610699999997,"Attic",0.03,80,7.76,2200,18700,200,24.98505887,2210,11.09344939,1784,30.392214490000001,0.85,91.3,91.3,91.3,91.3,0.34,0.32,0.54,40,2.7959999999999998,1,1584,160,24.80505887,0,0,"N",0,0,0.75,1,1.75,2,0.65,2151.648862,17,"Exhaust",50,1,"Standard",5,0,4.5,4.5,1,57,1.2,128,0,0,1,4,8,0.65]
["SF_2200_HZ1CZ4_cs_i2_3_ao60_hp85_","NW","HZ1CZ4_",3,529.41930000000002,"NA",4974.4274999999998,348.43650000000002,0.968943,0.306037,0.32530999999999999,0.54198199999999996,13220.484806,15826.883752,5849.1534190000002,761.25990899999999,563.98485500000004,1747.391613,2055.7081640000001,2527.5199510000002,749.39718500000004,41.671402999999998,6.6368,0,128.62606600000001,267.95978100000002,43705.499080000001,52073.121529999997,39862.655078000003,31810.643309999999,1102.0910080000001,19749.532257999999,25036.245885,9225.4033309999995,0,0,0,73,3419.2057260000001,2856.2507919999998,1184.5938329999999,0,55.334857,123.399039,"SF_2200_HZ1CZ4_cs_i2_3_ao60_hp85_","NWHZ1CZ4_3",0,0,0,69,64,74,78,1,2104.6240469999998,0,0,0,"HSPF_8.5_SEER_13.0",3,15,1,0,30,0,"Crawl",0.06,300,6.8302610699999997,"Attic",0.03,80,7.76,2200,18700,200,24.98505887,2210,11.09344939,1784,30.392214490000001,0.85,91.3,91.3,91.3,91.3,0.34,0.32,0.54,40,2.7959999999999998,1,1584,160,24.80505887,0,0,"N",0,0,0.75,1,1.75,2,0.65,2151.648862,17,"Exhaust",50,1,"Standard",5,0,4.5,4.5,1,57,1.2,128,0,0,1,4,8,0.65]
["SF_2200_HZ1CZ4_cs_i2_3_ao60_zonl_","NW","HZ1CZ4_",3,518.81763799999999,"NA",4974.4274999999998,348.43650000000002,0.968943,0.27478000000000002,0.29248499999999999,0.42325000000000002,13653.435391000001,13653.435391000001,13653.435391000001,1.3155E-2,398.77525900000001,910.22814900000003,0,0,0,0,0,0,0,0,44632.584192000002,44632.584192000002,44632.584192000002,134.64964000000001,1485.6935719999999,0,0,0,0,0,0,73,3408.58511,2859.8852010000001,1172.267842,0,55.334857,123.449113,"SF_2200_HZ1CZ4_cs_i2_3_ao60_zonl_","NWHZ1CZ4_3",0,0,0,69,64,74,78,1,2104.6240469999998,0,0,0,"FUR",3,15,1,0,30,1,"Crawl",0.06,300,6.8302610699999997,"Attic",0.03,80,7.76,2200,18700,200,24.98505887,2210,11.09344939,1784,30.392214490000001,0.85,91.3,91.3,91.3,91.3,0.34,0.32,0.54,40,2.7959999999999998,1,1584,160,24.80505887,0,0,"N",0,0,0.75,1,1.75,2,0.65,2151.648862,17,"Exhaust",50,1,"Standard",5,0,4.5,4.5,1,57,1.2,128,0,0,1,4,8,0.65]
["SF_2200_HZ1CZ4_cs_i2_3_ao80_gfnc_","NW","HZ1CZ4_",3,526.45829900000001,"NA",4974.4274999999998,348.43650000000002,0.968943,0.29251100000000002,0.316104,0.48567500000000002,13269.108677,15358.494285999999,15358.494285999999,1.23491,448.59887400000002,1023.817292,0,0,0,0,0,0,0,0,43960.720123999999,52280.641948999997,52280.641948999997,2738.773177,1485.6935719999999,0,0,0,0,0,0,73,3434.1433339999999,2895.4436949999999,1197.5943319999999,0,55.334857,124.290853,"SF_2200_HZ1CZ4_cs_i2_3_ao80_gfnc_","NWHZ1CZ4_3",0,0,0,69,64,74,78,1,2104.6240469999998,0,0,0,"FUR",3,15,1,0,30,0,"Crawl",0.06,300,6.8302610699999997,"Attic",0.03,80,7.76,2200,18700,200,24.98505887,2210,11.09344939,1784,30.392214490000001,0.85,91.3,91.3,91.3,91.3,0.34,0.32,0.54,40,2.7959999999999998,1,1584,160,24.80505887,0,0,"N",0,0,0.75,1,1.75,2,0.65,2151.648862,17,"Exhaust",50,1,"Standard",5,0,4.5,4.5,1,75,1.2,128,0,0,1,4,8,0.65]
["SF_2200_HZ1CZ4_cs_i2_3_ao80_gfac_","NW","HZ1CZ4_",3,525.14008000000001,"NA",4974.4274999999998,348.43650000000002,0.968943,0.29510700000000001,0.31195899999999999,0.49133599999999999,13334.151903,15414.792828,15414.792828,1.2390429999999999,493.254321,1027.570252,2054.7701550000002,2526.3985010000001,744.67714799999999,41.399241000000004,6.6426420000000004,0,128.574264,267.85186399999998,43957.122196999997,52307.914788000002,52307.914788000002,2741.1092229999999,1637.8284000000001,19781.590003000001,25133.390841,9235.7579960000003,0,0,0,73,3444.8040620000002,2891.907232,1210.145581,0,55.334857,124.22902000000001,"SF_2200_HZ1CZ4_cs_i2_3_ao80_gfac_","NWHZ1CZ4_3",0,0,0,69,64,74,78,1,2104.6240469999998,0,0,0,"FHCA",3,15,1,0,30,0,"Crawl",0.06,300,6.8302610699999997,"Attic",0.03,80,7.76,2200,18700,200,24.98505887,2210,11.09344939,1784,30.392214490000001,0.85,91.3,91.3,91.3,91.3,0.34,0.32,0.54,40,2.7959999999999998,1,1584,160,24.80505887,0,0,"N",0,0,0.75,1,1.75,2,0.65,2151.648862,17,"Exhaust",50,1,"Standard",5,0,4.5,4.5,1,75,1.2,128,0,0,1,4,8,0.65]
["SF_2200_HZ1CZ4_cs_i2_3_ao80_efaf_","NW","HZ1CZ4_",3,526.45829900000001,"NA",4974.4274999999998,348.43650000000002,0.968943,0.29251100000000002,0.316104,0.48567500000000002,13269.108677,15358.494285999999,15358.494285999999,1.23491,448.59887400000002,1023.817292,0,0,0,0,0,0,0,0,43960.720123999999,52280.641948999997,52280.641948999997,2738.773177,1485.6935719999999,0,0,0,0,0,0,73,3434.1433339999999,2895.4436949999999,1197.5943319999999,0,55.334857,124.290853,"SF_2200_HZ1CZ4_cs_i2_3_ao80_efaf_","NWHZ1CZ4_3",0,0,0,69,64,74,78,1,2104.6240469999998,0,0,0,"FUR",3,15,1,0,30,0,"Crawl",0.06,300,6.8302610699999997,"Attic",0.03,80,7.76,2200,18700,200,24.98505887,2210,11.09344939,1784,30.392214490000001,0.85,91.3,91.3,91.3,91.3,0.34,0.32,0.54,40,2.7959999999999998,1,1584,160,24.80505887,0,0,"N",0,0,0.75,1,1.75,2,0.65,2151.648862,17,"Exhaust",50,1,"Standard",5,0,4.5,4.5,1,75,1.2,128,0,0,1,4,8,0.65]
["SF_2200_HZ1CZ4_cs_i2_3_ao80_hp85_","NW","HZ1CZ4_",3,529.59669399999996,"NA",4974.4274999999998,348.43650000000002,0.968943,0.30604700000000001,0.32580900000000002,0.542184,13220.846874999999,15828.086526999999,5848.6726390000003,759.93130499999995,564.16303600000003,1747.944039,2055.3900210000002,2527.148052,749.36208899999997,41.663424999999997,6.6412209999999998,0,128.61185699999999,267.93017900000001,43678.593357999998,52043.371376000003,39832.904269999999,31780.892919000002,1102.0910080000001,19781.950369999999,25134.030584,9247.8983669999998,0,0,0,73,3444.7910879999999,2891.912198,1210.1346040000001,0,55.334857,124.22912700000001,"SF_2200_HZ1CZ4_cs_i2_3_ao80_hp85_","NWHZ1CZ4_3",0,0,0,69,64,74,78,1,2104.6240469999998,0,0,0,"HSPF_8.5_SEER_13.0",3,15,1,0,30,0,"Crawl",0.06,300,6.8302610699999997,"Attic",0.03,80,7.76,2200,18700,200,24.98505887,2210,11.09344939,1784,30.392214490000001,0.85,91.3,91.3,91.3,91.3,0.34,0.32,0.54,40,2.7959999999999998,1,1584,160,24.80505887,0,0,"N",0,0,0.75,1,1.75,2,0.65,2151.648862,17,"Exhaust",50,1,"Standard",5,0,4.5,4.5,1,75,1.2,128,0,0,1,4,8,0.65]
["SF_2200_HZ1CZ4_cs_i2_3_ao80_zonl_","NW","HZ1CZ4_",3,518.94207200000005,"NA",4974.4274999999998,348.43650000000002,0.968943,0.27477099999999999,0.29285,0.42325000000000002,13654.047963999999,13654.047963999999,13654.047963999999,1.0619999999999999E-2,398.78822300000002,910.26915599999995,0,0,0,0,0,0,0,0,44605.679189000002,44605.679189000002,44605.679189000002,108.70426999999999,1485.6935719999999,0,0,0,0,0,0,73,3434.415313,2895.598919,1197.7715189999999,0,55.334857,124.29059100000001,"SF_2200_HZ1CZ4_cs_i2_3_ao80_zonl_","NWHZ1CZ4_3",0,0,0,69,64,74,78,1,2104.6240469999998,0,0,0,"FUR",3,15,1,0,30,1,"Crawl",0.06,300,6.8302610699999997,"Attic",0.03,80,7.76,2200,18700,200,24.98505887,2210,11.09344939,1784,30.392214490000001,0.85,91.3,91.3,91.3,91.3,0.34,0.32,0.54,40,2.7959999999999998,1,1584,160,24.80505887,0,0,"N",0,0,0.75,1,1.75,2,0.65,2151.648862,17,"Exhaust",50,1,"Standard",5,0,4.5,4.5,1,75,1.2,128,0,0,1,4,8,0.65]
["SF_2200_HZ1CZ4_cs_i2_4_ge50_gfnc_","NW","HZ1CZ4_",3,526.28371000000004,"NA",4974.4274999999998,348.43650000000002,0.968943,0.29219099999999998,0.31557299999999999,0.48379100000000003,13029.28442,15080.08295,15080.08295,1.123048,440.48236900000001,1005.263993,0,0,0,0,0,0,0,0,44165.469448000003,52565.125937999997,52565.125937999997,2446.978466,1485.6935719999999,0,0,0,0,0,0,73,4003.433297,3520.7744259999999,2367.2362069999999,1644.1322700000001,55.334857,124.724874,"SF_2200_HZ1CZ4_cs_i2_4_ge50_gfnc_","NWHZ1CZ4_3",0,0,0,69,64,74,78,1,2104.6240469999998,0,0,0,"FUR",3,15,1,0,30,0,"Crawl",0.06,300,6.8302610699999997,"Attic",0.03,80,7.76,2200,18700,200,24.98505887,2210,11.09344939,1784,30.392214490000001,0.85,91.3,91.3,91.3,91.3,0.34,0.32,0.54,40,2.7959999999999998,1,1584,160,24.80505887,0,0,"N",0,0,0.75,1,1.75,2,0.65,2151.648862,17,"Exhaust",50,1,"Standard",5,0,4.5,4.5,1,45,1.1000000000000001,128,0,0,1,4,9,0.65]
["SF_2200_HZ1CZ4_cs_i2_4_ge50_gfac_","NW","HZ1CZ4_",3,525.068938,"NA",4974.4274999999998,348.43650000000002,0.968943,0.29475200000000001,0.311755,0.48924099999999998,13090.519048,15132.353379,15132.353379,1.1269560000000001,484.21946800000001,1008.748428,2045.2959370000001,2515.2162659999999,740.84231,41.677005000000001,6.7221859999999998,0,127.96988399999999,266.59279199999997,44161.807097999997,52593.428015999998,52593.428015999998,2450.0348090000002,1637.8284000000001,19649.834577000001,24851.974034999999,9099.6277609999997,0,0,0,73,4009.5482790000001,3514.9020820000001,2390.481166,1663.3275249999999,55.334857,124.65934799999999,"SF_2200_HZ1CZ4_cs_i2_4_ge50_gfac_","NWHZ1CZ4_3",0,0,0,69,64,74,78,1,2104.6240469999998,0,0,0,"FHCA",3,15,1,0,30,0,"Crawl",0.06,300,6.8302610699999997,"Attic",0.03,80,7.76,2200,18700,200,24.98505887,2210,11.09344939,1784,30.392214490000001,0.85,91.3,91.3,91.3,91.3,0.34,0.32,0.54,40,2.7959999999999998,1,1584,160,24.80505887,0,0,"N",0,0,0.75,1,1.75,2,0.65,2151.648862,17,"Exhaust",50,1,"Standard",5,0,4.5,4.5,1,45,1.1000000000000001,128,0,0,1,4,9,0.65]
["SF_2200_HZ1CZ4_cs_i2_4_ge50_efaf_","NW","HZ1CZ4_",3,526.28371000000004,"NA",4974.4274999999998,348.43650000000002,0.968943,0.29219099999999998,0.31557299999999999,0.48379100000000003,13029.28442,15080.08295,15080.08295,1.123048,440.48236900000001,1005.263993,0,0,0,0,0,0,0,0,44165.469448000003,52565.125937999997,52565.125937999997,2446.978466,1485.6935719999999,0,0,0,0,0,0,73,4003.433297,3520.7744259999999,2367.2362069999999,1644.1322700000001,55.334857,124.724874,"SF_2200_HZ1CZ4_cs_i2_4_ge50_efaf_","NWHZ1CZ4_3",0,0,0,69,64,74,78,1,2104.6240469999998,0,0,0,"FUR",3,15,1,0,30,0,"Crawl",0.06,300,6.8302610699999997,"Attic",0.03,80,7.76,2200,18700,200,24.98505887,2210,11.09344939,1784,30.392214490000001,0.85,91.3,91.3,91.3,91.3,0.34,0.32,0.54,40,2.7959999999999998,1,1584,160,24.80505887,0,0,"N",0,0,0.75,1,1.75,2,0.65,2151.648862,17,"Exhaust",50,1,"Standard",5,0,4.5,4.5,1,45,1.1000000000000001,128,0,0,1,4,9,0.65]
["SF_2200_HZ1CZ4_cs_i2_4_ge50_hp85_","NW","HZ1CZ4_",3,529.52222600000005,"NA",4974.4274999999998,348.43650000000002,0.968943,0.30563800000000002,0.32560099999999997,0.53979999999999995,12977.517286,15543.582551,5720.494068,694.31431599999996,556.54659600000002,1724.3858680000001,2045.9145679999999,2515.9551980000001,745.54894200000001,41.943922999999998,6.720421,0,128.00704300000001,266.67020200000002,43874.410868999999,52274.514690999997,40062.907391000001,32011.558119000001,1102.0910080000001,19650.116352000001,24852.472983,9112.2941649999993,0,0,0,73,4009.5432099999998,3514.9120379999999,2390.4538809999999,1663.2987700000001,55.334857,124.659425,"SF_2200_HZ1CZ4_cs_i2_4_ge50_hp85_","NWHZ1CZ4_3",0,0,0,69,64,74,78,1,2104.6240469999998,0,0,0,"HSPF_8.5_SEER_13.0",3,15,1,0,30,0,"Crawl",0.06,300,6.8302610699999997,"Attic",0.03,80,7.76,2200,18700,200,24.98505887,2210,11.09344939,1784,30.392214490000001,0.85,91.3,91.3,91.3,91.3,0.34,0.32,0.54,40,2.7959999999999998,1,1584,160,24.80505887,0,0,"N",0,0,0.75,1,1.75,2,0.65,2151.648862,17,"Exhaust",50,1,"Standard",5,0,4.5,4.5,1,45,1.1000000000000001,128,0,0,1,4,9,0.65]
["SF_2200_HZ1CZ4_cs_i2_4_ge50_zonl_","NW","HZ1CZ4_",3,518.91580399999998,"NA",4974.4274999999998,348.43650000000002,0.968943,0.27477600000000002,0.29277500000000001,0.42325000000000002,13407.437067999999,13407.437067999999,13407.437067999999,0,391.59693900000002,893.82913799999994,0,0,0,0,0,0,0,0,44814.824931000003,44814.824931000003,44814.824931000003,0,1485.6935719999999,0,0,0,0,0,0,73,4003.5276610000001,3520.7728959999999,2367.4849819999999,1644.375951,55.334857,124.724692,"SF_2200_HZ1CZ4_cs_i2_4_ge50_zonl_","NWHZ1CZ4_3",0,0,0,69,64,74,78,1,2104.6240469999998,0,0,0,"FUR",3,15,1,0,30,1,"Crawl",0.06,300,6.8302610699999997,"Attic",0.03,80,7.76,2200,18700,200,24.98505887,2210,11.09344939,1784,30.392214490000001,0.85,91.3,91.3,91.3,91.3,0.34,0.32,0.54,40,2.7959999999999998,1,1584,160,24.80505887,0,0,"N",0,0,0.75,1,1.75,2,0.65,2151.648862,17,"Exhaust",50,1,"Standard",5,0,4.5,4.5,1,45,1.1000000000000001,128,0,0,1,4,9,0.65]
["SF_2200_HZ1CZ4_cs_i2_4_ao60_gfnc_","NW","HZ1CZ4_",3,526.15208900000005,"NA",4974.4274999999998,348.43650000000002,0.968943,0.29259200000000002,0.31518699999999999,0.48532599999999998,13410.935551,15520.391314,15520.391314,1.3713249999999999,453.30345999999997,1034.6013330000001,0,0,0,0,0,0,0,0,43909.688335999999,52225.441250999997,52225.441250999997,2676.279943,1485.6935719999999,0,0,0,0,0,0,73,4056.199779,3509.8832640000001,1389.4074069999999,35.850127999999998,55.334857,122.621264,"SF_2200_HZ1CZ4_cs_i2_4_ao60_gfnc_","NWHZ1CZ4_3",0,0,0,69,64,74,78,1,2104.6240469999998,0,0,0,"FUR",3,15,1,0,30,0,"Crawl",0.06,300,6.8302610699999997,"Attic",0.03,80,7.76,2200,18700,200,24.98505887,2210,11.09344939,1784,30.392214490000001,0.85,91.3,91.3,91.3,91.3,0.34,0.32,0.54,40,2.7959999999999998,1,1584,160,24.80505887,0,0,"N",0,0,0.75,1,1.75,2,0.65,2151.648862,17,"Exhaust",50,1,"Standard",5,0,4.5,4.5,1,57,1.2,128,0,0,1,4,9,0.65]
["SF_2200_HZ1CZ4_cs_i2_4_ao60_gfac_","NW","HZ1CZ4_",3,524.53331400000002,"NA",4974.4274999999998,348.43650000000002,0.968943,0.29524400000000001,0.31012600000000001,0.49093799999999999,13480.362343999999,15581.313470999999,15581.313470999999,1.3765689999999999,498.57880299999999,1038.66246,2037.29817,2504.8758419999999,738.90980000000002,41.083219999999997,6.6626960000000004,0,127.516156,265.64756399999999,43906.002375999997,52252.982013000001,52252.982013000001,2678.888175,1637.8284000000001,19777.063853,25129.461492999999,9224.3655259999996,0,0,0,73,4066.3360499999999,3505.6505929999998,1402.6956190000001,36.190969000000003,55.334857,122.58260199999999,"SF_2200_HZ1CZ4_cs_i2_4_ao60_gfac_","NWHZ1CZ4_3",0,0,0,69,64,74,78,1,2104.6240469999998,0,0,0,"FHCA",3,15,1,0,30,0,"Crawl",0.06,300,6.8302610699999997,"Attic",0.03,80,7.76,2200,18700,200,24.98505887,2210,11.09344939,1784,30.392214490000001,0.85,91.3,91.3,91.3,91.3,0.34,0.32,0.54,40,2.7959999999999998,1,1584,160,24.80505887,0,0,"N",0,0,0.75,1,1.75,2,0.65,2151.648862,17,"Exhaust",50,1,"Standard",5,0,4.5,4.5,1,57,1.2,128,0,0,1,4,9,0.65]
["SF_2200_HZ1CZ4_cs_i2_4_ao60_efaf_","NW","HZ1CZ4_",3,526.15208900000005,"NA",4974.4274999999998,348.43650000000002,0.968943,0.29259200000000002,0.31518699999999999,0.48532599999999998,13410.935551,15520.391314,15520.391314,1.3713249999999999,453.30345999999997,1034.6013330000001,0,0,0,0,0,0,0,0,43909.688335999999,52225.441250999997,52225.441250999997,2676.279943,1485.6935719999999,0,0,0,0,0,0,73,4056.199779,3509.8832640000001,1389.4074069999999,35.850127999999998,55.334857,122.621264,"SF_2200_HZ1CZ4_cs_i2_4_ao60_efaf_","NWHZ1CZ4_3",0,0,0,69,64,74,78,1,2104.6240469999998,0,0,0,"FUR",3,15,1,0,30,0,"Crawl",0.06,300,6.8302610699999997,"Attic",0.03,80,7.76,2200,18700,200,24.98505887,2210,11.09344939,1784,30.392214490000001,0.85,91.3,91.3,91.3,91.3,0.34,0.32,0.54,40,2.7959999999999998,1,1584,160,24.80505887,0,0,"N",0,0,0.75,1,1.75,2,0.65,2151.648862,17,"Exhaust",50,1,"Standard",5,0,4.5,4.5,1,57,1.2,128,0,0,1,4,9,0.65]
["SF_2200_HZ1CZ4_cs_i2_4_ao60_hp85_","NW","HZ1CZ4_",3,528.90679299999999,"NA",4974.4274999999998,348.43650000000002,0.968943,0.30619499999999999,0.32372200000000001,0.54054100000000005,13367.282906,15994.027995,5923.1299799999997,797.91415300000006,568.09754899999996,1760.102318,2037.9159930000001,2505.6213729999999,743.55770199999995,41.345723,6.6611599999999997,0,127.553579,265.725526,43624.579758,51983.612713000002,39771.860345000001,31720.602843000001,1102.0910080000001,19777.436429000001,25130.123157000002,9236.5656940000008,0,0,0,73,4066.357035,3505.6894790000001,1402.699271,36.190824999999997,55.334857,122.58275999999999,"SF_2200_HZ1CZ4_cs_i2_4_ao60_hp85_","NWHZ1CZ4_3",0,0,0,69,64,74,78,1,2104.6240469999998,0,0,0,"HSPF_8.5_SEER_13.0",3,15,1,0,30,0,"Crawl",0.06,300,6.8302610699999997,"Attic",0.03,80,7.76,2200,18700,200,24.98505887,2210,11.09344939,1784,30.392214490000001,0.85,91.3,91.3,91.3,91.3,0.34,0.32,0.54,40,2.7959999999999998,1,1584,160,24.80505887,0,0,"N",0,0,0.75,1,1.75,2,0.65,2151.648862,17,"Exhaust",50,1,"Standard",5,0,4.5,4.5,1,57,1.2,128,0,0,1,4,9,0.65]
["SF_2200_HZ1CZ4_cs_i2_4_ao60_zonl_","NW","HZ1CZ4_",3,518.60529599999995,"NA",4974.4274999999998,348.43650000000002,0.968943,0.27466699999999999,0.29183700000000001,0.42325000000000002,13799.252130000001,13799.252130000001,13799.252130000001,1.8776000000000001E-2,403.01058399999999,919.94889000000001,0,0,0,0,0,0,0,0,44561.162120000001,44561.162120000001,44561.162120000001,192.19037700000001,1485.6935719999999,0,0,0,0,0,0,73,4056.1921560000001,3509.7599620000001,1389.460167,35.850662999999997,55.334857,122.620762,"SF_2200_HZ1CZ4_cs_i2_4_ao60_zonl_","NWHZ1CZ4_3",0,0,0,69,64,74,78,1,2104.6240469999998,0,0,0,"FUR",3,15,1,0,30,1,"Crawl",0.06,300,6.8302610699999997,"Attic",0.03,80,7.76,2200,18700,200,24.98505887,2210,11.09344939,1784,30.392214490000001,0.85,91.3,91.3,91.3,91.3,0.34,0.32,0.54,40,2.7959999999999998,1,1584,160,24.80505887,0,0,"N",0,0,0.75,1,1.75,2,0.65,2151.648862,17,"Exhaust",50,1,"Standard",5,0,4.5,4.5,1,57,1.2,128,0,0,1,4,9,0.65]
["SF_2200_HZ1CZ4_cs_i2_4_ao80_gfnc_","NW","HZ1CZ4_",3,526.01365299999998,"NA",4974.4274999999998,348.43650000000002,0.968943,0.29263899999999998,0.31476999999999999,0.485429,13430.255435999999,15542.611912,15542.611912,1.2459150000000001,453.95138800000001,1036.091066,0,0,0,0,0,0,0,0,43889.214849000004,52211.684266999997,52211.684266999997,2666.1587610000001,1485.6935719999999,0,0,0,0,0,0,73,4103.4570970000004,3565.7203100000002,1414.8434689999999,8.6533499999999997,55.334857,123.64048699999999,"SF_2200_HZ1CZ4_cs_i2_4_ao80_gfnc_","NWHZ1CZ4_3",0,0,0,69,64,74,78,1,2104.6240469999998,0,0,0,"FUR",3,15,1,0,30,0,"Crawl",0.06,300,6.8302610699999997,"Attic",0.03,80,7.76,2200,18700,200,24.98505887,2210,11.09344939,1784,30.392214490000001,0.85,91.3,91.3,91.3,91.3,0.34,0.32,0.54,40,2.7959999999999998,1,1584,160,24.80505887,0,0,"N",0,0,0.75,1,1.75,2,0.65,2151.648862,17,"Exhaust",50,1,"Standard",5,0,4.5,4.5,1,75,1.2,128,0,0,1,4,9,0.65]
["SF_2200_HZ1CZ4_cs_i2_4_ao80_gfac_","NW","HZ1CZ4_",3,524.17447100000004,"NA",4974.4274999999998,348.43650000000002,0.968943,0.29528100000000002,0.30905500000000002,0.49104900000000001,13504.397059999999,15608.796621,15608.796621,1.2505360000000001,499.462334,1040.503072,2050.6172689999999,2519.2948590000001,743.27982399999996,40.970115999999997,6.6057980000000001,0,128.26787200000001,267.21357399999999,43885.530467999997,52239.240290000002,52239.240290000002,2668.7870090000001,1637.8284000000001,19783.597991999999,25138.103576000001,9236.1689640000004,0,0,0,73,4113.7244559999999,3561.8378600000001,1426.787566,8.6533499999999997,55.334857,123.589326,"SF_2200_HZ1CZ4_cs_i2_4_ao80_gfac_","NWHZ1CZ4_3",0,0,0,69,64,74,78,1,2104.6240469999998,0,0,0,"FHCA",3,15,1,0,30,0,"Crawl",0.06,300,6.8302610699999997,"Attic",0.03,80,7.76,2200,18700,200,24.98505887,2210,11.09344939,1784,30.392214490000001,0.85,91.3,91.3,91.3,91.3,0.34,0.32,0.54,40,2.7959999999999998,1,1584,160,24.80505887,0,0,"N",0,0,0.75,1,1.75,2,0.65,2151.648862,17,"Exhaust",50,1,"Standard",5,0,4.5,4.5,1,75,1.2,128,0,0,1,4,9,0.65]
["SF_2200_HZ1CZ4_cs_i2_4_ao80_efaf_","NW","HZ1CZ4_",3,526.01365299999998,"NA",4974.4274999999998,348.43650000000002,0.968943,0.29263899999999998,0.31476999999999999,0.485429,13430.255435999999,15542.611912,15542.611912,1.2459150000000001,453.95138800000001,1036.091066,0,0,0,0,0,0,0,0,43889.214849000004,52211.684266999997,52211.684266999997,2666.1587610000001,1485.6935719999999,0,0,0,0,0,0,73,4103.4570970000004,3565.7203100000002,1414.8434689999999,8.6533499999999997,55.334857,123.64048699999999,"SF_2200_HZ1CZ4_cs_i2_4_ao80_efaf_","NWHZ1CZ4_3",0,0,0,69,64,74,78,1,2104.6240469999998,0,0,0,"FUR",3,15,1,0,30,0,"Crawl",0.06,300,6.8302610699999997,"Attic",0.03,80,7.76,2200,18700,200,24.98505887,2210,11.09344939,1784,30.392214490000001,0.85,91.3,91.3,91.3,91.3,0.34,0.32,0.54,40,2.7959999999999998,1,1584,160,24.80505887,0,0,"N",0,0,0.75,1,1.75,2,0.65,2151.648862,17,"Exhaust",50,1,"Standard",5,0,4.5,4.5,1,75,1.2,128,0,0,1,4,9,0.65]
["SF_2200_HZ1CZ4_cs_i2_4_ao80_hp85_","NW","HZ1CZ4_",3,528.528908,"NA",4974.4274999999998,348.43650000000002,0.968943,0.30625999999999998,0.32259599999999999,0.54077399999999998,13391.034711,16022.605228,5927.2149360000003,791.72157300000003,569.31692399999997,1763.879185,2051.236844,2520.0265629999999,747.92429000000004,41.225740999999999,6.6036200000000003,0,128.30478400000001,267.29046899999997,43604.042741999998,51969.798029999998,39758.044548999998,31706.787756999998,1102.0910080000001,19783.976555000001,25138.768785,9248.2771379999995,0,0,0,73,4113.7240940000002,3561.8564329999999,1426.780649,8.6533250000000006,55.334857,123.589392,"SF_2200_HZ1CZ4_cs_i2_4_ao80_hp85_","NWHZ1CZ4_3",0,0,0,69,64,74,78,1,2104.6240469999998,0,0,0,"HSPF_8.5_SEER_13.0",3,15,1,0,30,0,"Crawl",0.06,300,6.8302610699999997,"Attic",0.03,80,7.76,2200,18700,200,24.98505887,2210,11.09344939,1784,30.392214490000001,0.85,91.3,91.3,91.3,91.3,0.34,0.32,0.54,40,2.7959999999999998,1,1584,160,24.80505887,0,0,"N",0,0,0.75,1,1.75,2,0.65,2151.648862,17,"Exhaust",50,1,"Standard",5,0,4.5,4.5,1,75,1.2,128,0,0,1,4,9,0.65]
["SF_2200_HZ1CZ4_cs_i2_4_ao80_zonl_","NW","HZ1CZ4_",3,518.51951099999997,"NA",4974.4274999999998,348.43650000000002,0.968943,0.27468999999999999,0.291576,0.42325000000000002,13818.916052,13818.916052,13818.916052,1.7897E-2,403.58038800000003,921.25987699999996,0,0,0,0,0,0,0,0,44540.477740000002,44540.477740000002,44540.477740000002,183.19818000000001,1485.6935719999999,0,0,0,0,0,0,73,4103.609735,3565.752954,1415.183123,8.9838850000000008,55.334857,123.645133,"SF_2200_HZ1CZ4_cs_i2_4_ao80_zonl_","NWHZ1CZ4_3",0,0,0,69,64,74,78,1,2104.6240469999998,0,0,0,"FUR",3,15,1,0,30,1,"Crawl",0.06,300,6.8302610699999997,"Attic",0.03,80,7.76,2200,18700,200,24.98505887,2210,11.09344939,1784,30.392214490000001,0.85,91.3,91.3,91.3,91.3,0.34,0.32,0.54,40,2.7959999999999998,1,1584,160,24.80505887,0,0,"N",0,0,0.75,1,1.75,2,0.65,2151.648862,17,"Exhaust",50,1,"Standard",5,0,4.5,4.5,1,75,1.2,128,0,0,1,4,9,0.65]
["SF_2200_HZ1CZ4_cs_i2_5_ge50_gfnc_","NW","HZ1CZ4_",3,526.12648999999999,"NA",4974.4274999999998,348.43650000000002,0.968943,0.29195599999999999,0.31509999999999999,0.48459799999999997,13082.652592,15140.897369,15140.897369,1.054908,442.22346800000003,1009.322831,0,0,0,0,0,0,0,0,43727.864860000001,52043.567414999998,52043.567414999998,2482.837129,1485.6935719999999,0,0,0,0,0,0,73,5715.7756170000002,5239.204009,3829.4663009999999,3009.0042490000001,55.334857,125.47214700000001,"SF_2200_HZ1CZ4_cs_i2_5_ge50_gfnc_","NWHZ1CZ4_3",0,0,0,69,64,74,78,1,2104.6240469999998,0,0,0,"FUR",3,15,1,0,30,0,"Crawl",0.06,300,6.8302610699999997,"Attic",0.03,80,7.76,2200,18700,200,24.98505887,2210,11.09344939,1784,30.392214490000001,0.85,91.3,91.3,91.3,91.3,0.34,0.32,0.54,40,2.7959999999999998,1,1584,160,24.80505887,0,0,"N",0,0,0.75,1,1.75,2,0.65,2151.648862,17,"Exhaust",50,1,"Standard",5,0,4.5,4.5,1,45,1.1000000000000001,128,0,0,1,4,10,0.65]
["SF_2200_HZ1CZ4_cs_i2_5_ge50_gfac_","NW","HZ1CZ4_",3,525.15735099999995,"NA",4974.4274999999998,348.43650000000002,0.968943,0.294599,0.31203999999999998,0.49015399999999998,13141.185826000001,15189.969945999999,15189.969945999999,1.0585329999999999,486.06546500000002,1012.594094,1997.6423870000001,2458.8766329999999,726.218389,40.594608999999998,6.6838040000000003,0,125.197374,260.81697000000003,43724.259510000004,52071.529700999999,52071.529700999999,2485.868532,1637.8284000000001,19648.977255000002,24898.701486999998,9134.394644,0,0,0,73,5721.9255839999996,5233.6529780000001,3865.4930479999998,3043.0077270000002,55.334857,125.421717,"SF_2200_HZ1CZ4_cs_i2_5_ge50_gfac_","NWHZ1CZ4_3",0,0,0,69,64,74,78,1,2104.6240469999998,0,0,0,"FHCA",3,15,1,0,30,0,"Crawl",0.06,300,6.8302610699999997,"Attic",0.03,80,7.76,2200,18700,200,24.98505887,2210,11.09344939,1784,30.392214490000001,0.85,91.3,91.3,91.3,91.3,0.34,0.32,0.54,40,2.7959999999999998,1,1584,160,24.80505887,0,0,"N",0,0,0.75,1,1.75,2,0.65,2151.648862,17,"Exhaust",50,1,"Standard",5,0,4.5,4.5,1,45,1.1000000000000001,128,0,0,1,4,10,0.65]
["SF_2200_HZ1CZ4_cs_i2_5_ge50_efaf_","NW","HZ1CZ4_",3,526.12648999999999,"NA",4974.4274999999998,348.43650000000002,0.968943,0.29195599999999999,0.31509999999999999,0.48459799999999997,13082.652592,15140.897369,15140.897369,1.054908,442.22346800000003,1009.322831,0,0,0,0,0,0,0,0,43727.864860000001,52043.567414999998,52043.567414999998,2482.837129,1485.6935719999999,0,0,0,0,0,0,73,5715.7756170000002,5239.204009,3829.4663009999999,3009.0042490000001,55.334857,125.47214700000001,"SF_2200_HZ1CZ4_cs_i2_5_ge50_efaf_","NWHZ1CZ4_3",0,0,0,69,64,74,78,1,2104.6240469999998,0,0,0,"FUR",3,15,1,0,30,0,"Crawl",0.06,300,6.8302610699999997,"Attic",0.03,80,7.76,2200,18700,200,24.98505887,2210,11.09344939,1784,30.392214490000001,0.85,91.3,91.3,91.3,91.3,0.34,0.32,0.54,40,2.7959999999999998,1,1584,160,24.80505887,0,0,"N",0,0,0.75,1,1.75,2,0.65,2151.648862,17,"Exhaust",50,1,"Standard",5,0,4.5,4.5,1,45,1.1000000000000001,128,0,0,1,4,10,0.65]
["SF_2200_HZ1CZ4_cs_i2_5_ge50_hp85_","NW","HZ1CZ4_",3,529.642066,"NA",4974.4274999999998,348.43650000000002,0.968943,0.30554300000000001,0.325986,0.541381,13027.63464,15602.977870000001,5730.5958650000002,681.73582799999997,558.90069000000005,1731.6678999999999,1998.255746,2459.6001379999998,730.805744,40.849798999999997,6.6816209999999998,0,125.23385500000001,260.892968,43439.600112,51796.219366999998,39584.471437,31533.211115999999,1102.0910080000001,19649.247576000002,24899.311534,9147.1793579999994,0,0,0,73,5721.9309970000004,5233.6733379999996,3865.470609,3042.9809209999999,55.334857,125.42175899999999,"SF_2200_HZ1CZ4_cs_i2_5_ge50_hp85_","NWHZ1CZ4_3",0,0,0,69,64,74,78,1,2104.6240469999998,0,0,0,"HSPF_8.5_SEER_13.0",3,15,1,0,30,0,"Crawl",0.06,300,6.8302610699999997,"Attic",0.03,80,7.76,2200,18700,200,24.98505887,2210,11.09344939,1784,30.392214490000001,0.85,91.3,91.3,91.3,91.3,0.34,0.32,0.54,40,2.7959999999999998,1,1584,160,24.80505887,0,0,"N",0,0,0.75,1,1.75,2,0.65,2151.648862,17,"Exhaust",50,1,"Standard",5,0,4.5,4.5,1,45,1.1000000000000001,128,0,0,1,4,10,0.65]
["SF_2200_HZ1CZ4_cs_i2_5_ge50_zonl_","NW","HZ1CZ4_",3,518.72867399999996,"NA",4974.4274999999998,348.43650000000002,0.968943,0.274474,0.29220499999999999,0.42323699999999997,13462.076797,13462.076797,13462.076797,0,393.15953999999999,897.47178599999995,0,0,0,0,0,0,0,0,44370.684670000002,44370.684670000002,44370.684670000002,0,1485.6935719999999,0,0,0,0,0,0,73,5715.8267980000001,5239.1604980000002,3829.6038830000002,3009.1065829999998,55.334857,125.471766,"SF_2200_HZ1CZ4_cs_i2_5_ge50_zonl_","NWHZ1CZ4_3",0,0,0,69,64,74,78,1,2104.6240469999998,0,0,0,"FUR",3,15,1,0,30,1,"Crawl",0.06,300,6.8302610699999997,"Attic",0.03,80,7.76,2200,18700,200,24.98505887,2210,11.09344939,1784,30.392214490000001,0.85,91.3,91.3,91.3,91.3,0.34,0.32,0.54,40,2.7959999999999998,1,1584,160,24.80505887,0,0,"N",0,0,0.75,1,1.75,2,0.65,2151.648862,17,"Exhaust",50,1,"Standard",5,0,4.5,4.5,1,45,1.1000000000000001,128,0,0,1,4,10,0.65]
["SF_2200_HZ1CZ4_cs_i2_5_ao60_gfnc_","NW","HZ1CZ4_",3,526.01682200000005,"NA",4974.4274999999998,348.43650000000002,0.968943,0.29253099999999999,0.31479299999999999,0.48620099999999999,13781.432417,15944.217106,15944.217106,1.2068410000000001,465.62166999999999,1062.8673510000001,0,0,0,0,0,0,0,0,43815.497348999997,52145.167324000002,52145.167324000002,2611.5897220000002,1485.6935719999999,0,0,0,0,0,0,73,5689.0175810000001,5147.5702350000001,1951.8986729999999,117.74917000000001,55.334857,122.339416,"SF_2200_HZ1CZ4_cs_i2_5_ao60_gfnc_","NWHZ1CZ4_3",0,0,0,69,64,74,78,1,2104.6240469999998,0,0,0,"FUR",3,15,1,0,30,0,"Crawl",0.06,300,6.8302610699999997,"Attic",0.03,80,7.76,2200,18700,200,24.98505887,2210,11.09344939,1784,30.392214490000001,0.85,91.3,91.3,91.3,91.3,0.34,0.32,0.54,40,2.7959999999999998,1,1584,160,24.80505887,0,0,"N",0,0,0.75,1,1.75,2,0.65,2151.648862,17,"Exhaust",50,1,"Standard",5,0,4.5,4.5,1,57,1.2,128,0,0,1,4,10,0.65]
["SF_2200_HZ1CZ4_cs_i2_5_ao60_gfac_","NW","HZ1CZ4_",3,524.78867400000001,"NA",4974.4274999999998,348.43650000000002,0.968943,0.29532599999999998,0.31093599999999999,0.49188700000000002,13848.251952000001,16001.292362,16001.292362,1.2106950000000001,512.02399700000001,1066.6721110000001,1949.859336,2400.8377479999999,711.19708400000002,39.265833999999998,6.6359130000000004,0,122.362933,254.91213099999999,43811.781087000003,52172.729091000001,52172.729091000001,2614.2809940000002,1637.8284000000001,19786.354230000001,25061.462178999998,9199.6547929999997,0,0,0,73,5697.1186200000002,5142.40211,1968.001133,117.762737,55.334857,122.29860100000001,"SF_2200_HZ1CZ4_cs_i2_5_ao60_gfac_","NWHZ1CZ4_3",0,0,0,69,64,74,78,1,2104.6240469999998,0,0,0,"FHCA",3,15,1,0,30,0,"Crawl",0.06,300,6.8302610699999997,"Attic",0.03,80,7.76,2200,18700,200,24.98505887,2210,11.09344939,1784,30.392214490000001,0.85,91.3,91.3,91.3,91.3,0.34,0.32,0.54,40,2.7959999999999998,1,1584,160,24.80505887,0,0,"N",0,0,0.75,1,1.75,2,0.65,2151.648862,17,"Exhaust",50,1,"Standard",5,0,4.5,4.5,1,57,1.2,128,0,0,1,4,10,0.65]
["SF_2200_HZ1CZ4_cs_i2_5_ao60_efaf_","NW","HZ1CZ4_",3,526.01682200000005,"NA",4974.4274999999998,348.43650000000002,0.968943,0.29253099999999999,0.31479299999999999,0.48620099999999999,13781.432417,15944.217106,15944.217106,1.2068410000000001,465.62166999999999,1062.8673510000001,0,0,0,0,0,0,0,0,43815.497348999997,52145.167324000002,52145.167324000002,2611.5897220000002,1485.6935719999999,0,0,0,0,0,0,73,5689.0175810000001,5147.5702350000001,1951.8986729999999,117.74917000000001,55.334857,122.339416,"SF_2200_HZ1CZ4_cs_i2_5_ao60_efaf_","NWHZ1CZ4_3",0,0,0,69,64,74,78,1,2104.6240469999998,0,0,0,"FUR",3,15,1,0,30,0,"Crawl",0.06,300,6.8302610699999997,"Attic",0.03,80,7.76,2200,18700,200,24.98505887,2210,11.09344939,1784,30.392214490000001,0.85,91.3,91.3,91.3,91.3,0.34,0.32,0.54,40,2.7959999999999998,1,1584,160,24.80505887,0,0,"N",0,0,0.75,1,1.75,2,0.65,2151.648862,17,"Exhaust",50,1,"Standard",5,0,4.5,4.5,1,57,1.2,128,0,0,1,4,10,0.65]
["SF_2200_HZ1CZ4_cs_i2_5_ao60_hp85_","NW","HZ1CZ4_",3,529.31144800000004,"NA",4974.4274999999998,348.43650000000002,0.968943,0.306585,0.32499600000000001,0.54185499999999998,13732.534415,16423.669052000001,6038.1696700000002,774.20440299999996,583.37344900000005,1807.3980879999999,1950.4586300000001,2401.5308460000001,715.63774699999999,39.505564,6.6329479999999998,0,122.398089,254.98536899999999,43523.677903999996,51895.293326999999,39638.602926,31586.969539000002,1102.0910080000001,19786.631724999999,25062.108177999999,9211.9864620000008,0,0,0,73,5697.1401720000003,5142.4416259999998,1968.003236,117.762485,55.334857,122.298721,"SF_2200_HZ1CZ4_cs_i2_5_ao60_hp85_","NWHZ1CZ4_3",0,0,0,69,64,74,78,1,2104.6240469999998,0,0,0,"HSPF_8.5_SEER_13.0",3,15,1,0,30,0,"Crawl",0.06,300,6.8302610699999997,"Attic",0.03,80,7.76,2200,18700,200,24.98505887,2210,11.09344939,1784,30.392214490000001,0.85,91.3,91.3,91.3,91.3,0.34,0.32,0.54,40,2.7959999999999998,1,1584,160,24.80505887,0,0,"N",0,0,0.75,1,1.75,2,0.65,2151.648862,17,"Exhaust",50,1,"Standard",5,0,4.5,4.5,1,57,1.2,128,0,0,1,4,10,0.65]
["SF_2200_HZ1CZ4_cs_i2_5_ao60_zonl_","NW","HZ1CZ4_",3,518.35917600000005,"NA",4974.4274999999998,348.43650000000002,0.968943,0.27412500000000001,0.29109299999999999,0.42325000000000002,14178.885888999999,14178.885888999999,14178.885888999999,1.9650000000000002E-3,414.03908000000001,945.25892799999997,0,0,0,0,0,0,0,0,44476.954769999997,44476.954769999997,44476.954769999997,20.117142000000001,1485.6935719999999,0,0,0,0,0,0,73,5689.0573510000004,5147.4937220000002,1951.991847,117.75032899999999,55.334857,122.338887,"SF_2200_HZ1CZ4_cs_i2_5_ao60_zonl_","NWHZ1CZ4_3",0,0,0,69,64,74,78,1,2104.6240469999998,0,0,0,"FUR",3,15,1,0,30,1,"Crawl",0.06,300,6.8302610699999997,"Attic",0.03,80,7.76,2200,18700,200,24.98505887,2210,11.09344939,1784,30.392214490000001,0.85,91.3,91.3,91.3,91.3,0.34,0.32,0.54,40,2.7959999999999998,1,1584,160,24.80505887,0,0,"N",0,0,0.75,1,1.75,2,0.65,2151.648862,17,"Exhaust",50,1,"Standard",5,0,4.5,4.5,1,57,1.2,128,0,0,1,4,10,0.65]
["SF_2200_HZ1CZ4_cs_i2_5_ao80_gfnc_","NW","HZ1CZ4_",3,526.16677600000003,"NA",4974.4274999999998,348.43650000000002,0.968943,0.29257300000000003,0.31523699999999999,0.48625200000000002,13808.517137999999,15975.090552,15975.090552,1.197568,466.51837999999998,1064.926199,0,0,0,0,0,0,0,0,43783.083365999999,52109.224034999999,52109.224034999999,2576.5687630000002,1485.6935719999999,0,0,0,0,0,0,73,5797.3308699999998,5256.0492180000001,1971.2089779999999,36.415430999999998,55.334857,123.2563,"SF_2200_HZ1CZ4_cs_i2_5_ao80_gfnc_","NWHZ1CZ4_3",0,0,0,69,64,74,78,1,2104.6240469999998,0,0,0,"FUR",3,15,1,0,30,0,"Crawl",0.06,300,6.8302610699999997,"Attic",0.03,80,7.76,2200,18700,200,24.98505887,2210,11.09344939,1784,30.392214490000001,0.85,91.3,91.3,91.3,91.3,0.34,0.32,0.54,40,2.7959999999999998,1,1584,160,24.80505887,0,0,"N",0,0,0.75,1,1.75,2,0.65,2151.648862,17,"Exhaust",50,1,"Standard",5,0,4.5,4.5,1,75,1.2,128,0,0,1,4,10,0.65]
["SF_2200_HZ1CZ4_cs_i2_5_ao80_gfac_","NW","HZ1CZ4_",3,524.99571100000003,"NA",4974.4274999999998,348.43650000000002,0.968943,0.29536499999999999,0.31154300000000001,0.49194399999999999,13876.046507999999,16032.909901000001,16032.909901000001,1.201557,513.03609300000005,1068.7805559999999,1953.727954,2404.9726270000001,712.51576699999998,39.241677000000003,6.614681,0,122.58251300000001,255.36956900000001,43779.365549000002,52136.832997999998,52136.832997999998,2579.3090790000001,1637.8284000000001,19807.927373999999,25169.244935999999,9248.2769769999995,0,0,0,73,5806.9095719999996,5252.1364530000001,1987.9857420000001,36.415430999999998,55.334857,123.23580699999999,"SF_2200_HZ1CZ4_cs_i2_5_ao80_gfac_","NWHZ1CZ4_3",0,0,0,69,64,74,78,1,2104.6240469999998,0,0,0,"FHCA",3,15,1,0,30,0,"Crawl",0.06,300,6.8302610699999997,"Attic",0.03,80,7.76,2200,18700,200,24.98505887,2210,11.09344939,1784,30.392214490000001,0.85,91.3,91.3,91.3,91.3,0.34,0.32,0.54,40,2.7959999999999998,1,1584,160,24.80505887,0,0,"N",0,0,0.75,1,1.75,2,0.65,2151.648862,17,"Exhaust",50,1,"Standard",5,0,4.5,4.5,1,75,1.2,128,0,0,1,4,10,0.65]
["SF_2200_HZ1CZ4_cs_i2_5_ao80_efaf_","NW","HZ1CZ4_",3,526.16677600000003,"NA",4974.4274999999998,348.43650000000002,0.968943,0.29257300000000003,0.31523699999999999,0.48625200000000002,13808.517137999999,15975.090552,15975.090552,1.197568,466.51837999999998,1064.926199,0,0,0,0,0,0,0,0,43783.083365999999,52109.224034999999,52109.224034999999,2576.5687630000002,1485.6935719999999,0,0,0,0,0,0,73,5797.3308699999998,5256.0492180000001,1971.2089779999999,36.415430999999998,55.334857,123.2563,"SF_2200_HZ1CZ4_cs_i2_5_ao80_efaf_","NWHZ1CZ4_3",0,0,0,69,64,74,78,1,2104.6240469999998,0,0,0,"FUR",3,15,1,0,30,0,"Crawl",0.06,300,6.8302610699999997,"Attic",0.03,80,7.76,2200,18700,200,24.98505887,2210,11.09344939,1784,30.392214490000001,0.85,91.3,91.3,91.3,91.3,0.34,0.32,0.54,40,2.7959999999999998,1,1584,160,24.80505887,0,0,"N",0,0,0.75,1,1.75,2,0.65,2151.648862,17,"Exhaust",50,1,"Standard",5,0,4.5,4.5,1,75,1.2,128,0,0,1,4,10,0.65]
["SF_2200_HZ1CZ4_cs_i2_5_ao80_hp85_","NW","HZ1CZ4_",3,529.54877899999997,"NA",4974.4274999999998,348.43650000000002,0.968943,0.30665799999999999,0.32569199999999998,0.54219200000000001,13760.051538,16456.404494999999,6044.5473140000004,768.51135299999999,584.72196799999995,1811.576658,1954.320939,2405.6606879999999,716.951413,39.481040999999998,6.6117689999999998,0,122.617417,255.442284,43491.119788999997,51859.163414000002,39619.442986000002,31568.188580999999,1102.0910080000001,19808.304155000002,25169.910392999998,9260.3013530000007,0,0,0,73,5806.9642910000002,5252.2092739999998,1988.0027540000001,36.415308000000003,55.334857,123.23592499999999,"SF_2200_HZ1CZ4_cs_i2_5_ao80_hp85_","NWHZ1CZ4_3",0,0,0,69,64,74,78,1,2104.6240469999998,0,0,0,"HSPF_8.5_SEER_13.0",3,15,1,0,30,0,"Crawl",0.06,300,6.8302610699999997,"Attic",0.03,80,7.76,2200,18700,200,24.98505887,2210,11.09344939,1784,30.392214490000001,0.85,91.3,91.3,91.3,91.3,0.34,0.32,0.54,40,2.7959999999999998,1,1584,160,24.80505887,0,0,"N",0,0,0.75,1,1.75,2,0.65,2151.648862,17,"Exhaust",50,1,"Standard",5,0,4.5,4.5,1,75,1.2,128,0,0,1,4,10,0.65]
["SF_2200_HZ1CZ4_cs_i2_5_ao80_zonl_","NW","HZ1CZ4_",3,518.46704899999997,"NA",4974.4274999999998,348.43650000000002,0.968943,0.27413199999999999,0.29141299999999998,0.42325000000000002,14206.603015999999,14206.603015999999,14206.603015999999,4.2299999999999998E-4,414.84396500000003,947.10684000000003,0,0,0,0,0,0,0,0,44444.952082999996,44444.952082999996,44444.952082999996,4.3294309999999996,1485.6935719999999,0,0,0,0,0,0,73,5797.3069779999996,5255.9088860000002,1971.2731200000001,36.415829000000002,55.334857,123.25582900000001,"SF_2200_HZ1CZ4_cs_i2_5_ao80_zonl_","NWHZ1CZ4_3",0,0,0,69,64,74,78,1,2104.6240469999998,0,0,0,"FUR",3,15,1,0,30,1,"Crawl",0.06,300,6.8302610699999997,"Attic",0.03,80,7.76,2200,18700,200,24.98505887,2210,11.09344939,1784,30.392214490000001,0.85,91.3,91.3,91.3,91.3,0.34,0.32,0.54,40,2.7959999999999998,1,1584,160,24.80505887,0,0,"N",0,0,0.75,1,1.75,2,0.65,2151.648862,17,"Exhaust",50,1,"Standard",5,0,4.5,4.5,1,75,1.2,128,0,0,1,4,10,0.65]
["SF_2200_HZ2CZ4_cg_ga_1_ge50_gfnc_","NW","HZ2CZ4_",3,535.03527699999995,"NA",6644.9655000000002,348.43650000000002,0.91800700000000002,0.329403,0.36122500000000002,0.55921699999999996,17834.428876000002,20851.158673999998,20851.158673999998,5.23163,637.639544,1389.72847,0,0,0,0,0,0,0,0,50092.273515000001,59943.342324999998,59943.342324999998,8763.3423249999996,1565.757906,0,0,0,0,0,0,73,2100.1785239999999,1486.97819,1348.273279,961.80427799999995,51.743043,123.85726699999999,"SF_2200_HZ2CZ4_cg_ga_1_ge50_gfnc_","NWHZ2CZ4_3",0,0,0,69,64,74,78,1,2104.6240469999998,0,0,0,"FUR",3,15,1,0,30,0,"Crawl",0.06,300,6.8302610699999997,"Attic",0.03,80,7.76,2200,18700,200,24.98505887,2210,11.09344939,1784,30.392214490000001,0.85,91.3,91.3,91.3,91.3,0.34,0.32,0.54,40,2.7959999999999998,1,1584,160,24.80505887,0,0,"N",0,0,0.75,1,1.75,2,0.65,2151.648862,17,"Exhaust",50,1,"Standard",5,0,4.5,4.5,1,45,1.1000000000000001,128,0,0,3,1,6,0]
["SF_2200_HZ2CZ4_cg_ga_1_ao60_gfnc_","NW","HZ2CZ4_",3,535.03527699999995,"NA",6644.9655000000002,348.43650000000002,0.91800700000000002,0.329403,0.36122500000000002,0.55921699999999996,17834.428876000002,20851.158673999998,20851.158673999998,5.23163,637.639544,1389.72847,0,0,0,0,0,0,0,0,50092.273515000001,59943.342324999998,59943.342324999998,8763.3423249999996,1565.757906,0,0,0,0,0,0,73,2080.1190809999998,1398.980528,905.23102100000006,150.13978599999999,51.743043,120.51024700000001,"SF_2200_HZ2CZ4_cg_ga_1_ao60_gfnc_","NWHZ2CZ4_3",0,0,0,69,64,74,78,1,2104.6240469999998,0,0,0,"FUR",3,15,1,0,30,0,"Crawl",0.06,300,6.8302610699999997,"Attic",0.03,80,7.76,2200,18700,200,24.98505887,2210,11.09344939,1784,30.392214490000001,0.85,91.3,91.3,91.3,91.3,0.34,0.32,0.54,40,2.7959999999999998,1,1584,160,24.80505887,0,0,"N",0,0,0.75,1,1.75,2,0.65,2151.648862,17,"Exhaust",50,1,"Standard",5,0,4.5,4.5,1,57,1.2,128,0,0,3,1,6,0]
["SF_2200_HZ2CZ4_cg_ga_1_ao80_gfnc_","NW","HZ2CZ4_",3,535.03527699999995,"NA",6644.9655000000002,348.43650000000002,0.91800700000000002,0.329403,0.36122500000000002,0.55921699999999996,17834.428876000002,20851.158673999998,20851.158673999998,5.23163,637.639544,1389.72847,0,0,0,0,0,0,0,0,50092.273515000001,59943.342324999998,59943.342324999998,8763.3423249999996,1565.757906,0,0,0,0,0,0,73,2112.4435699999999,1430.467085,930.89714300000003,154.437893,51.743043,121.597787,"SF_2200_HZ2CZ4_cg_ga_1_ao80_gfnc_","NWHZ2CZ4_3",0,0,0,69,64,74,78,1,2104.6240469999998,0,0,0,"FUR",3,15,1,0,30,0,"Crawl",0.06,300,6.8302610699999997,"Attic",0.03,80,7.76,2200,18700,200,24.98505887,2210,11.09344939,1784,30.392214490000001,0.85,91.3,91.3,91.3,91.3,0.34,0.32,0.54,40,2.7959999999999998,1,1584,160,24.80505887,0,0,"N",0,0,0.75,1,1.75,2,0.65,2151.648862,17,"Exhaust",50,1,"Standard",5,0,4.5,4.5,1,75,1.2,128,0,0,3,1,6,0]
["SF_2200_HZ2CZ4_cg_ga_2_ge50_gfnc_","NW","HZ2CZ4_",3,535.03527699999995,"NA",6644.9655000000002,348.43650000000002,0.91800700000000002,0.329403,0.36122500000000002,0.55921699999999996,17834.428876000002,20851.158673999998,20851.158673999998,5.23163,637.639544,1389.72847,0,0,0,0,0,0,0,0,50092.273515000001,59943.342324999998,59943.342324999998,8763.3423249999996,1565.757906,0,0,0,0,0,0,73,2801.2117920000001,2187.068726,1688.545494,1119.927044,51.743043,123.65011800000001,"SF_2200_HZ2CZ4_cg_ga_2_ge50_gfnc_","NWHZ2CZ4_3",0,0,0,69,64,74,78,1,2104.6240469999998,0,0,0,"FUR",3,15,1,0,30,0,"Crawl",0.06,300,6.8302610699999997,"Attic",0.03,80,7.76,2200,18700,200,24.98505887,2210,11.09344939,1784,30.392214490000001,0.85,91.3,91.3,91.3,91.3,0.34,0.32,0.54,40,2.7959999999999998,1,1584,160,24.80505887,0,0,"N",0,0,0.75,1,1.75,2,0.65,2151.648862,17,"Exhaust",50,1,"Standard",5,0,4.5,4.5,1,45,1.1000000000000001,128,0,0,3,1,7,0]
["SF_2200_HZ2CZ4_cg_ga_2_ao60_gfnc_","NW","HZ2CZ4_",3,535.03527699999995,"NA",6644.9655000000002,348.43650000000002,0.91800700000000002,0.329403,0.36122500000000002,0.55921699999999996,17834.428876000002,20851.158673999998,20851.158673999998,5.23163,637.639544,1389.72847,0,0,0,0,0,0,0,0,50092.273515000001,59943.342324999998,59943.342324999998,8763.3423249999996,1565.757906,0,0,0,0,0,0,73,2839.8062289999998,2155.7236309999998,1233.940468,209.063695,51.743043,122.372902,"SF_2200_HZ2CZ4_cg_ga_2_ao60_gfnc_","NWHZ2CZ4_3",0,0,0,69,64,74,78,1,2104.6240469999998,0,0,0,"FUR",3,15,1,0,30,0,"Crawl",0.06,300,6.8302610699999997,"Attic",0.03,80,7.76,2200,18700,200,24.98505887,2210,11.09344939,1784,30.392214490000001,0.85,91.3,91.3,91.3,91.3,0.34,0.32,0.54,40,2.7959999999999998,1,1584,160,24.80505887,0,0,"N",0,0,0.75,1,1.75,2,0.65,2151.648862,17,"Exhaust",50,1,"Standard",5,0,4.5,4.5,1,57,1.2,128,0,0,3,1,7,0]
["SF_2200_HZ2CZ4_cg_ga_2_ao80_gfnc_","NW","HZ2CZ4_",3,535.03527699999995,"NA",6644.9655000000002,348.43650000000002,0.91800700000000002,0.329403,0.36122500000000002,0.55921699999999996,17834.428876000002,20851.158673999998,20851.158673999998,5.23163,637.639544,1389.72847,0,0,0,0,0,0,0,0,50092.273515000001,59943.342324999998,59943.342324999998,8763.3423249999996,1565.757906,0,0,0,0,0,0,73,2858.7078219999999,2184.9308540000002,1260.5045849999999,217.05596800000001,51.743043,123.01869600000001,"SF_2200_HZ2CZ4_cg_ga_2_ao80_gfnc_","NWHZ2CZ4_3",0,0,0,69,64,74,78,1,2104.6240469999998,0,0,0,"FUR",3,15,1,0,30,0,"Crawl",0.06,300,6.8302610699999997,"Attic",0.03,80,7.76,2200,18700,200,24.98505887,2210,11.09344939,1784,30.392214490000001,0.85,91.3,91.3,91.3,91.3,0.34,0.32,0.54,40,2.7959999999999998,1,1584,160,24.80505887,0,0,"N",0,0,0.75,1,1.75,2,0.65,2151.648862,17,"Exhaust",50,1,"Standard",5,0,4.5,4.5,1,75,1.2,128,0,0,3,1,7,0]
["SF_2200_HZ2CZ4_cg_ga_3_ge50_gfnc_","NW","HZ2CZ4_",3,535.03527699999995,"NA",6644.9655000000002,348.43650000000002,0.91800700000000002,0.329403,0.36122500000000002,0.55921699999999996,17834.428876000002,20851.158673999998,20851.158673999998,5.23163,637.639544,1389.72847,0,0,0,0,0,0,0,0,50092.273515000001,59943.342324999998,59943.342324999998,8763.3423249999996,1565.757906,0,0,0,0,0,0,73,3636.0076039999999,3021.4524540000002,2237.0603470000001,1536.2819489999999,51.743043,124.395019,"SF_2200_HZ2CZ4_cg_ga_3_ge50_gfnc_","NWHZ2CZ4_3",0,0,0,69,64,74,78,1,2104.6240469999998,0,0,0,"FUR",3,15,1,0,30,0,"Crawl",0.06,300,6.8302610699999997,"Attic",0.03,80,7.76,2200,18700,200,24.98505887,2210,11.09344939,1784,30.392214490000001,0.85,91.3,91.3,91.3,91.3,0.34,0.32,0.54,40,2.7959999999999998,1,1584,160,24.80505887,0,0,"N",0,0,0.75,1,1.75,2,0.65,2151.648862,17,"Exhaust",50,1,"Standard",5,0,4.5,4.5,1,45,1.1000000000000001,128,0,0,3,1,8,0]
["SF_2200_HZ2CZ4_cg_ga_3_ao60_gfnc_","NW","HZ2CZ4_",3,535.03527699999995,"NA",6644.9655000000002,348.43650000000002,0.91800700000000002,0.329403,0.36122500000000002,0.55921699999999996,17834.428876000002,20851.158673999998,20851.158673999998,5.23163,637.639544,1389.72847,0,0,0,0,0,0,0,0,50092.273515000001,59943.342324999998,59943.342324999998,8763.3423249999996,1565.757906,0,0,0,0,0,0,73,3643.5289659999999,2943.4383469999998,1540.7446829999999,245.223624,51.743043,122.393665,"SF_2200_HZ2CZ4_cg_ga_3_ao60_gfnc_","NWHZ2CZ4_3",0,0,0,69,64,74,78,1,2104.6240469999998,0,0,0,"FUR",3,15,1,0,30,0,"Crawl",0.06,300,6.8302610699999997,"Attic",0.03,80,7.76,2200,18700,200,24.98505887,2210,11.09344939,1784,30.392214490000001,0.85,91.3,91.3,91.3,91.3,0.34,0.32,0.54,40,2.7959999999999998,1,1584,160,24.80505887,0,0,"N",0,0,0.75,1,1.75,2,0.65,2151.648862,17,"Exhaust",50,1,"Standard",5,0,4.5,4.5,1,57,1.2,128,0,0,3,1,8,0]
["SF_2200_HZ2CZ4_cg_ga_3_ao80_gfnc_","NW","HZ2CZ4_",3,535.03527699999995,"NA",6644.9655000000002,348.43650000000002,0.91800700000000002,0.329403,0.36122500000000002,0.55921699999999996,17834.428876000002,20851.158673999998,20851.158673999998,5.23163,637.639544,1389.72847,0,0,0,0,0,0,0,0,50092.273515000001,59943.342324999998,59943.342324999998,8763.3423249999996,1565.757906,0,0,0,0,0,0,73,3685.5032289999999,2998.1355680000001,1575.6805830000001,235.96937399999999,51.743043,123.66287800000001,"SF_2200_HZ2CZ4_cg_ga_3_ao80_gfnc_","NWHZ2CZ4_3",0,0,0,69,64,74,78,1,2104.6240469999998,0,0,0,"FUR",3,15,1,0,30,0,"Crawl",0.06,300,6.8302610699999997,"Attic",0.03,80,7.76,2200,18700,200,24.98505887,2210,11.09344939,1784,30.392214490000001,0.85,91.3,91.3,91.3,91.3,0.34,0.32,0.54,40,2.7959999999999998,1,1584,160,24.80505887,0,0,"N",0,0,0.75,1,1.75,2,0.65,2151.648862,17,"Exhaust",50,1,"Standard",5,0,4.5,4.5,1,75,1.2,128,0,0,3,1,8,0]
["SF_2200_HZ2CZ4_cg_ga_4_ge50_gfnc_","NW","HZ2CZ4_",3,535.03527699999995,"NA",6644.9655000000002,348.43650000000002,0.91800700000000002,0.329403,0.36122500000000002,0.55921699999999996,17834.428876000002,20851.158673999998,20851.158673999998,5.23163,637.639544,1389.72847,0,0,0,0,0,0,0,0,50092.273515000001,59943.342324999998,59943.342324999998,8763.3423249999996,1565.757906,0,0,0,0,0,0,73,4299.7059280000003,3691.9471010000002,3097.991258,2522.3284159999998,51.743043,124.476169,"SF_2200_HZ2CZ4_cg_ga_4_ge50_gfnc_","NWHZ2CZ4_3",0,0,0,69,64,74,78,1,2104.6240469999998,0,0,0,"FUR",3,15,1,0,30,0,"Crawl",0.06,300,6.8302610699999997,"Attic",0.03,80,7.76,2200,18700,200,24.98505887,2210,11.09344939,1784,30.392214490000001,0.85,91.3,91.3,91.3,91.3,0.34,0.32,0.54,40,2.7959999999999998,1,1584,160,24.80505887,0,0,"N",0,0,0.75,1,1.75,2,0.65,2151.648862,17,"Exhaust",50,1,"Standard",5,0,4.5,4.5,1,45,1.1000000000000001,128,0,0,3,1,9,0]
["SF_2200_HZ2CZ4_cg_ga_4_ao60_gfnc_","NW","HZ2CZ4_",3,535.03527699999995,"NA",6644.9655000000002,348.43650000000002,0.91800700000000002,0.329403,0.36122500000000002,0.55921699999999996,17834.428876000002,20851.158673999998,20851.158673999998,5.23163,637.639544,1389.72847,0,0,0,0,0,0,0,0,50092.273515000001,59943.342324999998,59943.342324999998,8763.3423249999996,1565.757906,0,0,0,0,0,0,73,4299.3401199999998,3609.393129,1815.369512,336.39854200000002,51.743043,121.81238,"SF_2200_HZ2CZ4_cg_ga_4_ao60_gfnc_","NWHZ2CZ4_3",0,0,0,69,64,74,78,1,2104.6240469999998,0,0,0,"FUR",3,15,1,0,30,0,"Crawl",0.06,300,6.8302610699999997,"Attic",0.03,80,7.76,2200,18700,200,24.98505887,2210,11.09344939,1784,30.392214490000001,0.85,91.3,91.3,91.3,91.3,0.34,0.32,0.54,40,2.7959999999999998,1,1584,160,24.80505887,0,0,"N",0,0,0.75,1,1.75,2,0.65,2151.648862,17,"Exhaust",50,1,"Standard",5,0,4.5,4.5,1,57,1.2,128,0,0,3,1,9,0]
["SF_2200_HZ2CZ4_cg_ga_4_ao80_gfnc_","NW","HZ2CZ4_",3,535.03527699999995,"NA",6644.9655000000002,348.43650000000002,0.91800700000000002,0.329403,0.36122500000000002,0.55921699999999996,17834.428876000002,20851.158673999998,20851.158673999998,5.23163,637.639544,1389.72847,0,0,0,0,0,0,0,0,50092.273515000001,59943.342324999998,59943.342324999998,8763.3423249999996,1565.757906,0,0,0,0,0,0,73,4376.929999,3689.9001859999998,1874.514596,326.30545699999999,51.743043,123.275811,"SF_2200_HZ2CZ4_cg_ga_4_ao80_gfnc_","NWHZ2CZ4_3",0,0,0,69,64,74,78,1,2104.6240469999998,0,0,0,"FUR",3,15,1,0,30,0,"Crawl",0.06,300,6.8302610699999997,"Attic",0.03,80,7.76,2200,18700,200,24.98505887,2210,11.09344939,1784,30.392214490000001,0.85,91.3,91.3,91.3,91.3,0.34,0.32,0.54,40,2.7959999999999998,1,1584,160,24.80505887,0,0,"N",0,0,0.75,1,1.75,2,0.65,2151.648862,17,"Exhaust",50,1,"Standard",5,0,4.5,4.5,1,75,1.2,128,0,0,3,1,9,0]
["SF_2200_HZ2CZ4_cg_ga_5_ge50_gfnc_","NW","HZ2CZ4_",3,535.03527699999995,"NA",6644.9655000000002,348.43650000000002,0.91800700000000002,0.329403,0.36122500000000002,0.55921699999999996,17834.428876000002,20851.158673999998,20851.158673999998,5.23163,637.639544,1389.72847,0,0,0,0,0,0,0,0,50092.273515000001,59943.342324999998,59943.342324999998,8763.3423249999996,1565.757906,0,0,0,0,0,0,73,6069.7016540000004,5469.4686149999998,4659.776312,4001.0661479999999,51.743043,125.327949,"SF_2200_HZ2CZ4_cg_ga_5_ge50_gfnc_","NWHZ2CZ4_3",0,0,0,69,64,74,78,1,2104.6240469999998,0,0,0,"FUR",3,15,1,0,30,0,"Crawl",0.06,300,6.8302610699999997,"Attic",0.03,80,7.76,2200,18700,200,24.98505887,2210,11.09344939,1784,30.392214490000001,0.85,91.3,91.3,91.3,91.3,0.34,0.32,0.54,40,2.7959999999999998,1,1584,160,24.80505887,0,0,"N",0,0,0.75,1,1.75,2,0.65,2151.648862,17,"Exhaust",50,1,"Standard",5,0,4.5,4.5,1,45,1.1000000000000001,128,0,0,3,1,10,0]
["SF_2200_HZ2CZ4_cg_ga_5_ao60_gfnc_","NW","HZ2CZ4_",3,535.03527699999995,"NA",6644.9655000000002,348.43650000000002,0.91800700000000002,0.329403,0.36122500000000002,0.55921699999999996,17834.428876000002,20851.158673999998,20851.158673999998,5.23163,637.639544,1389.72847,0,0,0,0,0,0,0,0,50092.273515000001,59943.342324999998,59943.342324999998,8763.3423249999996,1565.757906,0,0,0,0,0,0,73,5990.6108590000003,5317.1958180000001,2491.7477269999999,492.15225900000002,51.743043,121.747348,"SF_2200_HZ2CZ4_cg_ga_5_ao60_gfnc_","NWHZ2CZ4_3",0,0,0,69,64,74,78,1,2104.6240469999998,0,0,0,"FUR",3,15,1,0,30,0,"Crawl",0.06,300,6.8302610699999997,"Attic",0.03,80,7.76,2200,18700,200,24.98505887,2210,11.09344939,1784,30.392214490000001,0.85,91.3,91.3,91.3,91.3,0.34,0.32,0.54,40,2.7959999999999998,1,1584,160,24.80505887,0,0,"N",0,0,0.75,1,1.75,2,0.65,2151.648862,17,"Exhaust",50,1,"Standard",5,0,4.5,4.5,1,57,1.2,128,0,0,3,1,10,0]
["SF_2200_HZ2CZ4_cg_ga_5_ao80_gfnc_","NW","HZ2CZ4_",3,535.03527699999995,"NA",6644.9655000000002,348.43650000000002,0.91800700000000002,0.329403,0.36122500000000002,0.55921699999999996,17834.428876000002,20851.158673999998,20851.158673999998,5.23163,637.639544,1389.72847,0,0,0,0,0,0,0,0,50092.273515000001,59943.342324999998,59943.342324999998,8763.3423249999996,1565.757906,0,0,0,0,0,0,73,6122.3083269999997,5446.6464859999996,2551.43057,447.18712699999998,51.743043,123.082778,"SF_2200_HZ2CZ4_cg_ga_5_ao80_gfnc_","NWHZ2CZ4_3",0,0,0,69,64,74,78,1,2104.6240469999998,0,0,0,"FUR",3,15,1,0,30,0,"Crawl",0.06,300,6.8302610699999997,"Attic",0.03,80,7.76,2200,18700,200,24.98505887,2210,11.09344939,1784,30.392214490000001,0.85,91.3,91.3,91.3,91.3,0.34,0.32,0.54,40,2.7959999999999998,1,1584,160,24.80505887,0,0,"N",0,0,0.75,1,1.75,2,0.65,2151.648862,17,"Exhaust",50,1,"Standard",5,0,4.5,4.5,1,75,1.2,128,0,0,3,1,10,0]
["SF_2200_HZ2CZ4_cg_bm_1_ge50_gfnc_","NW","HZ2CZ4_",3,535.03527699999995,"NA",6644.9655000000002,348.43650000000002,0.91800700000000002,0.329403,0.36122500000000002,0.55921699999999996,17834.428876000002,20851.158673999998,20851.158673999998,5.23163,637.639544,1389.72847,0,0,0,0,0,0,0,0,50092.273515000001,59943.342324999998,59943.342324999998,8763.3423249999996,1565.757906,0,0,0,0,0,0,73,2077.1615069999998,1472.5470459999999,1059.848888,529.09063900000001,51.743043,123.642555,"SF_2200_HZ2CZ4_cg_bm_1_ge50_gfnc_","NWHZ2CZ4_3",0,0,0,69,64,74,78,1,2104.6240469999998,0,0,0,"FUR",3,15,1,0,30,0,"Crawl",0.06,300,6.8302610699999997,"Attic",0.03,80,7.76,2200,18700,200,24.98505887,2210,11.09344939,1784,30.392214490000001,0.85,91.3,91.3,91.3,91.3,0.34,0.32,0.54,40,2.7959999999999998,1,1584,160,24.80505887,0,0,"N",0,0,0.75,1,1.75,2,0.65,2151.648862,17,"Exhaust",50,1,"Standard",5,0,4.5,4.5,1,45,1.1000000000000001,128,0,0,3,3,6,0]
["SF_2200_HZ2CZ4_cg_bm_1_ao60_gfnc_","NW","HZ2CZ4_",3,535.03527699999995,"NA",6644.9655000000002,348.43650000000002,0.91800700000000002,0.329403,0.36122500000000002,0.55921699999999996,17834.428876000002,20851.158673999998,20851.158673999998,5.23163,637.639544,1389.72847,0,0,0,0,0,0,0,0,50092.273515000001,59943.342324999998,59943.342324999998,8763.3423249999996,1565.757906,0,0,0,0,0,0,73,2075.5988860000002,1404.1232070000001,795.71677699999998,0,51.743043,120.924132,"SF_2200_HZ2CZ4_cg_bm_1_ao60_gfnc_","NWHZ2CZ4_3",0,0,0,69,64,74,78,1,2104.6240469999998,0,0,0,"FUR",3,15,1,0,30,0,"Crawl",0.06,300,6.8302610699999997,"Attic",0.03,80,7.76,2200,18700,200,24.98505887,2210,11.09344939,1784,30.392214490000001,0.85,91.3,91.3,91.3,91.3,0.34,0.32,0.54,40,2.7959999999999998,1,1584,160,24.80505887,0,0,"N",0,0,0.75,1,1.75,2,0.65,2151.648862,17,"Exhaust",50,1,"Standard",5,0,4.5,4.5,1,57,1.2,128,0,0,3,3,6,0]
["SF_2200_HZ2CZ4_cg_bm_1_ao80_gfnc_","NW","HZ2CZ4_",3,535.03527699999995,"NA",6644.9655000000002,348.43650000000002,0.91800700000000002,0.329403,0.36122500000000002,0.55921699999999996,17834.428876000002,20851.158673999998,20851.158673999998,5.23163,637.639544,1389.72847,0,0,0,0,0,0,0,0,50092.273515000001,59943.342324999998,59943.342324999998,8763.3423249999996,1565.757906,0,0,0,0,0,0,73,2106.9796649999998,1433.1425819999999,819.33414100000005,0,51.743043,121.894817,"SF_2200_HZ2CZ4_cg_bm_1_ao80_gfnc_","NWHZ2CZ4_3",0,0,0,69,64,74,78,1,2104.6240469999998,0,0,0,"FUR",3,15,1,0,30,0,"Crawl",0.06,300,6.8302610699999997,"Attic",0.03,80,7.76,2200,18700,200,24.98505887,2210,11.09344939,1784,30.392214490000001,0.85,91.3,91.3,91.3,91.3,0.34,0.32,0.54,40,2.7959999999999998,1,1584,160,24.80505887,0,0,"N",0,0,0.75,1,1.75,2,0.65,2151.648862,17,"Exhaust",50,1,"Standard",5,0,4.5,4.5,1,75,1.2,128,0,0,3,3,6,0]
["SF_2200_HZ2CZ4_cg_bm_2_ge50_gfnc_","NW","HZ2CZ4_",3,535.03527699999995,"NA",6644.9655000000002,348.43650000000002,0.91800700000000002,0.329403,0.36122500000000002,0.55921699999999996,17834.428876000002,20851.158673999998,20851.158673999998,5.23163,637.639544,1389.72847,0,0,0,0,0,0,0,0,50092.273515000001,59943.342324999998,59943.342324999998,8763.3423249999996,1565.757906,0,0,0,0,0,0,73,2779.1073940000001,2175.2991510000002,1290.9166250000001,511.74621400000001,51.743043,123.514493,"SF_2200_HZ2CZ4_cg_bm_2_ge50_gfnc_","NWHZ2CZ4_3",0,0,0,69,64,74,78,1,2104.6240469999998,0,0,0,"FUR",3,15,1,0,30,0,"Crawl",0.06,300,6.8302610699999997,"Attic",0.03,80,7.76,2200,18700,200,24.98505887,2210,11.09344939,1784,30.392214490000001,0.85,91.3,91.3,91.3,91.3,0.34,0.32,0.54,40,2.7959999999999998,1,1584,160,24.80505887,0,0,"N",0,0,0.75,1,1.75,2,0.65,2151.648862,17,"Exhaust",50,1,"Standard",5,0,4.5,4.5,1,45,1.1000000000000001,128,0,0,3,3,7,0]
["SF_2200_HZ2CZ4_cg_bm_2_ao60_gfnc_","NW","HZ2CZ4_",3,535.03527699999995,"NA",6644.9655000000002,348.43650000000002,0.91800700000000002,0.329403,0.36122500000000002,0.55921699999999996,17834.428876000002,20851.158673999998,20851.158673999998,5.23163,637.639544,1389.72847,0,0,0,0,0,0,0,0,50092.273515000001,59943.342324999998,59943.342324999998,8763.3423249999996,1565.757906,0,0,0,0,0,0,73,2830.4099879999999,2156.2712080000001,1081.3440009999999,0,51.743043,122.551458,"SF_2200_HZ2CZ4_cg_bm_2_ao60_gfnc_","NWHZ2CZ4_3",0,0,0,69,64,74,78,1,2104.6240469999998,0,0,0,"FUR",3,15,1,0,30,0,"Crawl",0.06,300,6.8302610699999997,"Attic",0.03,80,7.76,2200,18700,200,24.98505887,2210,11.09344939,1784,30.392214490000001,0.85,91.3,91.3,91.3,91.3,0.34,0.32,0.54,40,2.7959999999999998,1,1584,160,24.80505887,0,0,"N",0,0,0.75,1,1.75,2,0.65,2151.648862,17,"Exhaust",50,1,"Standard",5,0,4.5,4.5,1,57,1.2,128,0,0,3,3,7,0]
["SF_2200_HZ2CZ4_cg_bm_2_ao80_gfnc_","NW","HZ2CZ4_",3,535.03527699999995,"NA",6644.9655000000002,348.43650000000002,0.91800700000000002,0.329403,0.36122500000000002,0.55921699999999996,17834.428876000002,20851.158673999998,20851.158673999998,5.23163,637.639544,1389.72847,0,0,0,0,0,0,0,0,50092.273515000001,59943.342324999998,59943.342324999998,8763.3423249999996,1565.757906,0,0,0,0,0,0,73,2850.4603539999998,2186.214743,1102.398672,0,51.743043,123.20043800000001,"SF_2200_HZ2CZ4_cg_bm_2_ao80_gfnc_","NWHZ2CZ4_3",0,0,0,69,64,74,78,1,2104.6240469999998,0,0,0,"FUR",3,15,1,0,30,0,"Crawl",0.06,300,6.8302610699999997,"Attic",0.03,80,7.76,2200,18700,200,24.98505887,2210,11.09344939,1784,30.392214490000001,0.85,91.3,91.3,91.3,91.3,0.34,0.32,0.54,40,2.7959999999999998,1,1584,160,24.80505887,0,0,"N",0,0,0.75,1,1.75,2,0.65,2151.648862,17,"Exhaust",50,1,"Standard",5,0,4.5,4.5,1,75,1.2,128,0,0,3,3,7,0]
["SF_2200_HZ2CZ4_cg_bm_3_ge50_gfnc_","NW","HZ2CZ4_",3,535.03527699999995,"NA",6644.9655000000002,348.43650000000002,0.91800700000000002,0.329403,0.36122500000000002,0.55921699999999996,17834.428876000002,20851.158673999998,20851.158673999998,5.23163,637.639544,1389.72847,0,0,0,0,0,0,0,0,50092.273515000001,59943.342324999998,59943.342324999998,8763.3423249999996,1565.757906,0,0,0,0,0,0,73,3596.0115569999998,2993.2577580000002,1794.29224,866.39626199999998,51.743043,124.096627,"SF_2200_HZ2CZ4_cg_bm_3_ge50_gfnc_","NWHZ2CZ4_3",0,0,0,69,64,74,78,1,2104.6240469999998,0,0,0,"FUR",3,15,1,0,30,0,"Crawl",0.06,300,6.8302610699999997,"Attic",0.03,80,7.76,2200,18700,200,24.98505887,2210,11.09344939,1784,30.392214490000001,0.85,91.3,91.3,91.3,91.3,0.34,0.32,0.54,40,2.7959999999999998,1,1584,160,24.80505887,0,0,"N",0,0,0.75,1,1.75,2,0.65,2151.648862,17,"Exhaust",50,1,"Standard",5,0,4.5,4.5,1,45,1.1000000000000001,128,0,0,3,3,8,0]
["SF_2200_HZ2CZ4_cg_bm_3_ao60_gfnc_","NW","HZ2CZ4_",3,535.03527699999995,"NA",6644.9655000000002,348.43650000000002,0.91800700000000002,0.329403,0.36122500000000002,0.55921699999999996,17834.428876000002,20851.158673999998,20851.158673999998,5.23163,637.639544,1389.72847,0,0,0,0,0,0,0,0,50092.273515000001,59943.342324999998,59943.342324999998,8763.3423249999996,1565.757906,0,0,0,0,0,0,73,3638.0749139999998,2946.4469089999998,1367.9098859999999,0,51.743043,122.717007,"SF_2200_HZ2CZ4_cg_bm_3_ao60_gfnc_","NWHZ2CZ4_3",0,0,0,69,64,74,78,1,2104.6240469999998,0,0,0,"FUR",3,15,1,0,30,0,"Crawl",0.06,300,6.8302610699999997,"Attic",0.03,80,7.76,2200,18700,200,24.98505887,2210,11.09344939,1784,30.392214490000001,0.85,91.3,91.3,91.3,91.3,0.34,0.32,0.54,40,2.7959999999999998,1,1584,160,24.80505887,0,0,"N",0,0,0.75,1,1.75,2,0.65,2151.648862,17,"Exhaust",50,1,"Standard",5,0,4.5,4.5,1,57,1.2,128,0,0,3,3,8,0]
["SF_2200_HZ2CZ4_cg_bm_3_ao80_gfnc_","NW","HZ2CZ4_",3,535.03527699999995,"NA",6644.9655000000002,348.43650000000002,0.91800700000000002,0.329403,0.36122500000000002,0.55921699999999996,17834.428876000002,20851.158673999998,20851.158673999998,5.23163,637.639544,1389.72847,0,0,0,0,0,0,0,0,50092.273515000001,59943.342324999998,59943.342324999998,8763.3423249999996,1565.757906,0,0,0,0,0,0,73,3679.3762980000001,2999.6710250000001,1407.347248,0,51.743043,123.855813,"SF_2200_HZ2CZ4_cg_bm_3_ao80_gfnc_","NWHZ2CZ4_3",0,0,0,69,64,74,78,1,2104.6240469999998,0,0,0,"FUR",3,15,1,0,30,0,"Crawl",0.06,300,6.8302610699999997,"Attic",0.03,80,7.76,2200,18700,200,24.98505887,2210,11.09344939,1784,30.392214490000001,0.85,91.3,91.3,91.3,91.3,0.34,0.32,0.54,40,2.7959999999999998,1,1584,160,24.80505887,0,0,"N",0,0,0.75,1,1.75,2,0.65,2151.648862,17,"Exhaust",50,1,"Standard",5,0,4.5,4.5,1,75,1.2,128,0,0,3,3,8,0]
["SF_2200_HZ2CZ4_cg_bm_4_ge50_gfnc_","NW","HZ2CZ4_",3,535.03527699999995,"NA",6644.9655000000002,348.43650000000002,0.91800700000000002,0.329403,0.36122500000000002,0.55921699999999996,17834.428876000002,20851.158673999998,20851.158673999998,5.23163,637.639544,1389.72847,0,0,0,0,0,0,0,0,50092.273515000001,59943.342324999998,59943.342324999998,8763.3423249999996,1565.757906,0,0,0,0,0,0,73,4231.1551659999996,3635.7719900000002,2767.7657170000002,2040.233109,51.743043,124.252837,"SF_2200_HZ2CZ4_cg_bm_4_ge50_gfnc_","NWHZ2CZ4_3",0,0,0,69,64,74,78,1,2104.6240469999998,0,0,0,"FUR",3,15,1,0,30,0,"Crawl",0.06,300,6.8302610699999997,"Attic",0.03,80,7.76,2200,18700,200,24.98505887,2210,11.09344939,1784,30.392214490000001,0.85,91.3,91.3,91.3,91.3,0.34,0.32,0.54,40,2.7959999999999998,1,1584,160,24.80505887,0,0,"N",0,0,0.75,1,1.75,2,0.65,2151.648862,17,"Exhaust",50,1,"Standard",5,0,4.5,4.5,1,45,1.1000000000000001,128,0,0,3,3,9,0]
["SF_2200_HZ2CZ4_cg_bm_4_ao60_gfnc_","NW","HZ2CZ4_",3,535.03527699999995,"NA",6644.9655000000002,348.43650000000002,0.91800700000000002,0.329403,0.36122500000000002,0.55921699999999996,17834.428876000002,20851.158673999998,20851.158673999998,5.23163,637.639544,1389.72847,0,0,0,0,0,0,0,0,50092.273515000001,59943.342324999998,59943.342324999998,8763.3423249999996,1565.757906,0,0,0,0,0,0,73,4296.5823769999997,3614.2837239999999,1606.494488,47.543914999999998,51.743043,122.04152000000001,"SF_2200_HZ2CZ4_cg_bm_4_ao60_gfnc_","NWHZ2CZ4_3",0,0,0,69,64,74,78,1,2104.6240469999998,0,0,0,"FUR",3,15,1,0,30,0,"Crawl",0.06,300,6.8302610699999997,"Attic",0.03,80,7.76,2200,18700,200,24.98505887,2210,11.09344939,1784,30.392214490000001,0.85,91.3,91.3,91.3,91.3,0.34,0.32,0.54,40,2.7959999999999998,1,1584,160,24.80505887,0,0,"N",0,0,0.75,1,1.75,2,0.65,2151.648862,17,"Exhaust",50,1,"Standard",5,0,4.5,4.5,1,57,1.2,128,0,0,3,3,9,0]
["SF_2200_HZ2CZ4_cg_bm_4_ao80_gfnc_","NW","HZ2CZ4_",3,535.03527699999995,"NA",6644.9655000000002,348.43650000000002,0.91800700000000002,0.329403,0.36122500000000002,0.55921699999999996,17834.428876000002,20851.158673999998,20851.158673999998,5.23163,637.639544,1389.72847,0,0,0,0,0,0,0,0,50092.273515000001,59943.342324999998,59943.342324999998,8763.3423249999996,1565.757906,0,0,0,0,0,0,73,4370.8010039999999,3692.2904880000001,1649.695416,16.082729,51.743043,123.348485,"SF_2200_HZ2CZ4_cg_bm_4_ao80_gfnc_","NWHZ2CZ4_3",0,0,0,69,64,74,78,1,2104.6240469999998,0,0,0,"FUR",3,15,1,0,30,0,"Crawl",0.06,300,6.8302610699999997,"Attic",0.03,80,7.76,2200,18700,200,24.98505887,2210,11.09344939,1784,30.392214490000001,0.85,91.3,91.3,91.3,91.3,0.34,0.32,0.54,40,2.7959999999999998,1,1584,160,24.80505887,0,0,"N",0,0,0.75,1,1.75,2,0.65,2151.648862,17,"Exhaust",50,1,"Standard",5,0,4.5,4.5,1,75,1.2,128,0,0,3,3,9,0]
["SF_2200_HZ2CZ4_cg_bm_5_ge50_gfnc_","NW","HZ2CZ4_",3,535.03527699999995,"NA",6644.9655000000002,348.43650000000002,0.91800700000000002,0.329403,0.36122500000000002,0.55921699999999996,17834.428876000002,20851.158673999998,20851.158673999998,5.23163,637.639544,1389.72847,0,0,0,0,0,0,0,0,50092.273515000001,59943.342324999998,59943.342324999998,8763.3423249999996,1565.757906,0,0,0,0,0,0,73,6003.9740339999998,5417.2909300000001,4342.359684,3529.325797,51.743043,125.153634,"SF_2200_HZ2CZ4_cg_bm_5_ge50_gfnc_","NWHZ2CZ4_3",0,0,0,69,64,74,78,1,2104.6240469999998,0,0,0,"FUR",3,15,1,0,30,0,"Crawl",0.06,300,6.8302610699999997,"Attic",0.03,80,7.76,2200,18700,200,24.98505887,2210,11.09344939,1784,30.392214490000001,0.85,91.3,91.3,91.3,91.3,0.34,0.32,0.54,40,2.7959999999999998,1,1584,160,24.80505887,0,0,"N",0,0,0.75,1,1.75,2,0.65,2151.648862,17,"Exhaust",50,1,"Standard",5,0,4.5,4.5,1,45,1.1000000000000001,128,0,0,3,3,10,0]
["SF_2200_HZ2CZ4_cg_bm_5_ao60_gfnc_","NW","HZ2CZ4_",3,535.03527699999995,"NA",6644.9655000000002,348.43650000000002,0.91800700000000002,0.329403,0.36122500000000002,0.55921699999999996,17834.428876000002,20851.158673999998,20851.158673999998,5.23163,637.639544,1389.72847,0,0,0,0,0,0,0,0,50092.273515000001,59943.342324999998,59943.342324999998,8763.3423249999996,1565.757906,0,0,0,0,0,0,73,5983.457418,5318.0838489999996,2230.297028,133.54004900000001,51.743043,121.82218,"SF_2200_HZ2CZ4_cg_bm_5_ao60_gfnc_","NWHZ2CZ4_3",0,0,0,69,64,74,78,1,2104.6240469999998,0,0,0,"FUR",3,15,1,0,30,0,"Crawl",0.06,300,6.8302610699999997,"Attic",0.03,80,7.76,2200,18700,200,24.98505887,2210,11.09344939,1784,30.392214490000001,0.85,91.3,91.3,91.3,91.3,0.34,0.32,0.54,40,2.7959999999999998,1,1584,160,24.80505887,0,0,"N",0,0,0.75,1,1.75,2,0.65,2151.648862,17,"Exhaust",50,1,"Standard",5,0,4.5,4.5,1,57,1.2,128,0,0,3,3,10,0]
["SF_2200_HZ2CZ4_cg_bm_5_ao80_gfnc_","NW","HZ2CZ4_",3,535.03527699999995,"NA",6644.9655000000002,348.43650000000002,0.91800700000000002,0.329403,0.36122500000000002,0.55921699999999996,17834.428876000002,20851.158673999998,20851.158673999998,5.23163,637.639544,1389.72847,0,0,0,0,0,0,0,0,50092.273515000001,59943.342324999998,59943.342324999998,8763.3423249999996,1565.757906,0,0,0,0,0,0,73,6115.7377280000001,5448.1342979999999,2277.4837929999999,65.181753999999998,51.743043,123.038546,"SF_2200_HZ2CZ4_cg_bm_5_ao80_gfnc_","NWHZ2CZ4_3",0,0,0,69,64,74,78,1,2104.6240469999998,0,0,0,"FUR",3,15,1,0,30,0,"Crawl",0.06,300,6.8302610699999997,"Attic",0.03,80,7.76,2200,18700,200,24.98505887,2210,11.09344939,1784,30.392214490000001,0.85,91.3,91.3,91.3,91.3,0.34,0.32,0.54,40,2.7959999999999998,1,1584,160,24.80505887,0,0,"N",0,0,0.75,1,1.75,2,0.65,2151.648862,17,"Exhaust",50,1,"Standard",5,0,4.5,4.5,1,75,1.2,128,0,0,3,3,10,0]
["SF_2200_HZ2CZ4_cg_i2_1_ge50_gfnc_","NW","HZ2CZ4_",3,534.96977200000003,"NA",6644.9655000000002,348.43650000000002,0.91800700000000002,0.32947700000000002,0.36101299999999997,0.55957800000000002,18026.180463000001,21073.341983999999,21073.341983999999,5.3719340000000004,644.43197899999996,1404.5313369999999,0,0,0,0,0,0,0,0,50045.884811999997,59890.748910000002,59890.748910000002,8710.7489100000003,1565.757906,0,0,0,0,0,0,73,1963.0264360000001,1481.758288,857.68956300000002,357.87952899999999,51.743043,123.894561,"SF_2200_HZ2CZ4_cg_i2_1_ge50_gfnc_","NWHZ2CZ4_3",0,0,0,69,64,74,78,1,2104.6240469999998,0,0,0,"FUR",3,15,1,0,30,0,"Crawl",0.06,300,6.8302610699999997,"Attic",0.03,80,7.76,2200,18700,200,24.98505887,2210,11.09344939,1784,30.392214490000001,0.85,91.3,91.3,91.3,91.3,0.34,0.32,0.54,40,2.7959999999999998,1,1584,160,24.80505887,0,0,"N",0,0,0.75,1,1.75,2,0.65,2151.648862,17,"Exhaust",50,1,"Standard",5,0,4.5,4.5,1,45,1.1000000000000001,128,0,0,3,4,6,0.65]
["SF_2200_HZ2CZ4_cg_i2_1_ge50_gfac_","NW","HZ2CZ4_",3,533.07970599999999,"NA",6644.9655000000002,348.43650000000002,0.91800700000000002,0.333264,0.35488700000000001,0.56340999999999997,18115.573882000001,21167.248788000001,21167.248788000001,5.3903629999999998,677.20775200000003,1410.7905619999999,2117.8945520000002,2600.8412279999998,764.62822600000004,42.557003000000002,6.607869,0,132.26993300000001,275.55085200000002,50039.532968,59901.424278999999,59901.424278999999,8721.4242790000008,1637.8284000000001,19746.665814,25028.517281,9206.1630370000003,0,0,0,73,1982.9571940000001,1485.570385,896.14057400000002,395.75002699999999,51.743043,124.041116,"SF_2200_HZ2CZ4_cg_i2_1_ge50_gfac_","NWHZ2CZ4_3",0,0,0,69,64,74,78,1,2104.6240469999998,0,0,0,"FHCA",3,15,1,0,30,0,"Crawl",0.06,300,6.8302610699999997,"Attic",0.03,80,7.76,2200,18700,200,24.98505887,2210,11.09344939,1784,30.392214490000001,0.85,91.3,91.3,91.3,91.3,0.34,0.32,0.54,40,2.7959999999999998,1,1584,160,24.80505887,0,0,"N",0,0,0.75,1,1.75,2,0.65,2151.648862,17,"Exhaust",50,1,"Standard",5,0,4.5,4.5,1,45,1.1000000000000001,128,0,0,3,4,6,0.65]
["SF_2200_HZ2CZ4_cg_i2_1_ge50_efaf_","NW","HZ2CZ4_",3,534.96977200000003,"NA",6644.9655000000002,348.43650000000002,0.91800700000000002,0.32947700000000002,0.36101299999999997,0.55957800000000002,18026.180463000001,21073.341983999999,21073.341983999999,5.3719340000000004,644.43197899999996,1404.5313369999999,0,0,0,0,0,0,0,0,50045.884811999997,59890.748910000002,59890.748910000002,8710.7489100000003,1565.757906,0,0,0,0,0,0,73,1963.0264360000001,1481.758288,857.68956300000002,357.87952899999999,51.743043,123.894561,"SF_2200_HZ2CZ4_cg_i2_1_ge50_efaf_","NWHZ2CZ4_3",0,0,0,69,64,74,78,1,2104.6240469999998,0,0,0,"FUR",3,15,1,0,30,0,"Crawl",0.06,300,6.8302610699999997,"Attic",0.03,80,7.76,2200,18700,200,24.98505887,2210,11.09344939,1784,30.392214490000001,0.85,91.3,91.3,91.3,91.3,0.34,0.32,0.54,40,2.7959999999999998,1,1584,160,24.80505887,0,0,"N",0,0,0.75,1,1.75,2,0.65,2151.648862,17,"Exhaust",50,1,"Standard",5,0,4.5,4.5,1,45,1.1000000000000001,128,0,0,3,4,6,0.65]
["SF_2200_HZ2CZ4_cg_i2_1_ge50_hp85_","NW","HZ2CZ4_",3,540.51264500000002,"NA",6644.9655000000002,348.43650000000002,0.91800700000000002,0.35251700000000002,0.37893700000000002,0.62780199999999997,17884.984111999998,21935.087522999998,9305.3638719999999,1989.637007,852.17075399999999,2639.3036750000001,2118.5387369999999,2601.6212099999998,769.44429700000001,42.829694000000003,6.6065709999999997,0,132.309023,275.63228600000002,49637.579400000002,59361.017925,51160.300510000001,43558.746984999998,1102.0910080000001,19747.036110000001,25029.171148000001,9218.5148200000003,0,0,0,73,1982.9155679999999,1485.5458619999999,896.13729999999998,395.769926,51.743043,124.04150799999999,"SF_2200_HZ2CZ4_cg_i2_1_ge50_hp85_","NWHZ2CZ4_3",0,0,0,69,64,74,78,1,2104.6240469999998,0,0,0,"HSPF_8.5_SEER_13.0",3,15,1,0,30,0,"Crawl",0.06,300,6.8302610699999997,"Attic",0.03,80,7.76,2200,18700,200,24.98505887,2210,11.09344939,1784,30.392214490000001,0.85,91.3,91.3,91.3,91.3,0.34,0.32,0.54,40,2.7959999999999998,1,1584,160,24.80505887,0,0,"N",0,0,0.75,1,1.75,2,0.65,2151.648862,17,"Exhaust",50,1,"Standard",5,0,4.5,4.5,1,45,1.1000000000000001,128,0,0,3,4,6,0.65]
["SF_2200_HZ2CZ4_cg_i2_1_ge50_zonl_","NW","HZ2CZ4_",3,524.64405699999998,"NA",6644.9655000000002,348.43650000000002,0.91800700000000002,0.30397400000000002,0.32759700000000003,0.47433799999999998,18640.898321000001,18640.898321000001,18640.898321000001,6.0854999999999999E-2,570.18832699999996,1242.7224980000001,0,0,0,0,0,0,0,0,51115.470608000003,51115.470608000003,51115.470608000003,167.85268600000001,1565.757906,0,0,0,0,0,0,73,1963.197146,1481.82575,858.73525400000005,359.31733600000001,51.743043,123.902889,"SF_2200_HZ2CZ4_cg_i2_1_ge50_zonl_","NWHZ2CZ4_3",0,0,0,69,64,74,78,1,2104.6240469999998,0,0,0,"FUR",3,15,1,0,30,1,"Crawl",0.06,300,6.8302610699999997,"Attic",0.03,80,7.76,2200,18700,200,24.98505887,2210,11.09344939,1784,30.392214490000001,0.85,91.3,91.3,91.3,91.3,0.34,0.32,0.54,40,2.7959999999999998,1,1584,160,24.80505887,0,0,"N",0,0,0.75,1,1.75,2,0.65,2151.648862,17,"Exhaust",50,1,"Standard",5,0,4.5,4.5,1,45,1.1000000000000001,128,0,0,3,4,6,0.65]
["SF_2200_HZ2CZ4_cg_i2_1_ao60_gfnc_","NW","HZ2CZ4_",3,535.00786000000005,"NA",6644.9655000000002,348.43650000000002,0.91800700000000002,0.32957399999999998,0.36113600000000001,0.55973799999999996,18085.889727000002,21142.756730000001,21142.756730000001,6.3986559999999999,646.52414599999997,1409.0905379999999,0,0,0,0,0,0,0,0,51157.967905999998,61115.254826999997,61115.254826999997,9935.2548270000007,1565.757906,0,0,0,0,0,0,73,1974.8317930000001,1444.2452679999999,690.57026099999996,0,51.743043,122.251942,"SF_2200_HZ2CZ4_cg_i2_1_ao60_gfnc_","NWHZ2CZ4_3",0,0,0,69,64,74,78,1,2104.6240469999998,0,0,0,"FUR",3,15,1,0,30,0,"Crawl",0.06,300,6.8302610699999997,"Attic",0.03,80,7.76,2200,18700,200,24.98505887,2210,11.09344939,1784,30.392214490000001,0.85,91.3,91.3,91.3,91.3,0.34,0.32,0.54,40,2.7959999999999998,1,1584,160,24.80505887,0,0,"N",0,0,0.75,1,1.75,2,0.65,2151.648862,17,"Exhaust",50,1,"Standard",5,0,4.5,4.5,1,57,1.2,128,0,0,3,4,6,0.65]
["SF_2200_HZ2CZ4_cg_i2_1_ao60_gfac_","NW","HZ2CZ4_",3,532.88611200000003,"NA",6644.9655000000002,348.43650000000002,0.91800700000000002,0.33335999999999999,0.35426299999999999,0.56357800000000002,18175.275860999998,21236.615387000002,21236.615387000002,6.418984,679.39465800000005,1415.3464269999999,2113.6307149999998,2595.584206,763.07223399999998,42.480223000000002,6.6064829999999999,0,132.00215800000001,274.99301200000002,51151.409566000002,61123.421368000003,61123.421368000003,9943.4213679999993,1637.8284000000001,19807.437959999999,25166.918720999998,9247.6776420000006,0,0,0,73,1989.2609910000001,1438.418752,701.82434999999998,0,51.743043,122.11783699999999,"SF_2200_HZ2CZ4_cg_i2_1_ao60_gfac_","NWHZ2CZ4_3",0,0,0,69,64,74,78,1,2104.6240469999998,0,0,0,"FHCA",3,15,1,0,30,0,"Crawl",0.06,300,6.8302610699999997,"Attic",0.03,80,7.76,2200,18700,200,24.98505887,2210,11.09344939,1784,30.392214490000001,0.85,91.3,91.3,91.3,91.3,0.34,0.32,0.54,40,2.7959999999999998,1,1584,160,24.80505887,0,0,"N",0,0,0.75,1,1.75,2,0.65,2151.648862,17,"Exhaust",50,1,"Standard",5,0,4.5,4.5,1,57,1.2,128,0,0,3,4,6,0.65]
["SF_2200_HZ2CZ4_cg_i2_1_ao60_efaf_","NW","HZ2CZ4_",3,535.00786000000005,"NA",6644.9655000000002,348.43650000000002,0.91800700000000002,0.32957399999999998,0.36113600000000001,0.55973799999999996,18085.889727000002,21142.756730000001,21142.756730000001,6.3986559999999999,646.52414599999997,1409.0905379999999,0,0,0,0,0,0,0,0,51157.967905999998,61115.254826999997,61115.254826999997,9935.2548270000007,1565.757906,0,0,0,0,0,0,73,1974.8317930000001,1444.2452679999999,690.57026099999996,0,51.743043,122.251942,"SF_2200_HZ2CZ4_cg_i2_1_ao60_efaf_","NWHZ2CZ4_3",0,0,0,69,64,74,78,1,2104.6240469999998,0,0,0,"FUR",3,15,1,0,30,0,"Crawl",0.06,300,6.8302610699999997,"Attic",0.03,80,7.76,2200,18700,200,24.98505887,2210,11.09344939,1784,30.392214490000001,0.85,91.3,91.3,91.3,91.3,0.34,0.32,0.54,40,2.7959999999999998,1,1584,160,24.80505887,0,0,"N",0,0,0.75,1,1.75,2,0.65,2151.648862,17,"Exhaust",50,1,"Standard",5,0,4.5,4.5,1,57,1.2,128,0,0,3,4,6,0.65]
["SF_2200_HZ2CZ4_cg_i2_1_ao60_hp85_","NW","HZ2CZ4_",3,540.25020199999994,"NA",6644.9655000000002,348.43650000000002,0.91800700000000002,0.352547,0.37809100000000001,0.62795999999999996,17945.513859999999,22001.755840000002,9360.9834289999999,2042.7356339999999,852.51019799999995,2640.3501759999999,2114.2719139999999,2596.3508830000001,767.87698399999999,42.749785000000003,6.6048090000000004,0,132.04066,275.07321999999999,50764.519394000003,60604.697616999998,52403.981551999997,44802.427227,1102.0910080000001,19807.795923000001,25167.565443,9259.7035859999996,0,0,0,73,1989.225876,1438.402482,701.80656299999998,0,51.743043,122.117998,"SF_2200_HZ2CZ4_cg_i2_1_ao60_hp85_","NWHZ2CZ4_3",0,0,0,69,64,74,78,1,2104.6240469999998,0,0,0,"HSPF_8.5_SEER_13.0",3,15,1,0,30,0,"Crawl",0.06,300,6.8302610699999997,"Attic",0.03,80,7.76,2200,18700,200,24.98505887,2210,11.09344939,1784,30.392214490000001,0.85,91.3,91.3,91.3,91.3,0.34,0.32,0.54,40,2.7959999999999998,1,1584,160,24.80505887,0,0,"N",0,0,0.75,1,1.75,2,0.65,2151.648862,17,"Exhaust",50,1,"Standard",5,0,4.5,4.5,1,57,1.2,128,0,0,3,4,6,0.65]
["SF_2200_HZ2CZ4_cg_i2_1_ao60_zonl_","NW","HZ2CZ4_",3,524.64798299999995,"NA",6644.9655000000002,348.43650000000002,0.91800700000000002,0.30398700000000001,0.32761000000000001,0.47433799999999998,18702.654603999999,18702.654603999999,18702.654603999999,0.161357,572.07445800000005,1246.832883,0,0,0,0,0,0,0,0,52255.633686000001,52255.633686000001,52255.633686000001,1177.6039060000001,1565.757906,0,0,0,0,0,0,73,1974.83392,1444.1387130000001,690.594156,0,51.743043,122.25098199999999,"SF_2200_HZ2CZ4_cg_i2_1_ao60_zonl_","NWHZ2CZ4_3",0,0,0,69,64,74,78,1,2104.6240469999998,0,0,0,"FUR",3,15,1,0,30,1,"Crawl",0.06,300,6.8302610699999997,"Attic",0.03,80,7.76,2200,18700,200,24.98505887,2210,11.09344939,1784,30.392214490000001,0.85,91.3,91.3,91.3,91.3,0.34,0.32,0.54,40,2.7959999999999998,1,1584,160,24.80505887,0,0,"N",0,0,0.75,1,1.75,2,0.65,2151.648862,17,"Exhaust",50,1,"Standard",5,0,4.5,4.5,1,57,1.2,128,0,0,3,4,6,0.65]
["SF_2200_HZ2CZ4_cg_i2_1_ao80_gfnc_","NW","HZ2CZ4_",3,535.00311799999997,"NA",6644.9655000000002,348.43650000000002,0.91800700000000002,0.32957599999999998,0.36112100000000003,0.55978899999999998,18085.75274,21142.625037999998,21142.625037999998,6.0988429999999996,646.52924199999995,1409.101746,0,0,0,0,0,0,0,0,51128.775631999997,61083.350835999998,61083.350835999998,9903.3508359999996,1565.757906,0,0,0,0,0,0,73,1993.4809829999999,1461.8355710000001,707.11282400000005,0,51.743043,122.964472,"SF_2200_HZ2CZ4_cg_i2_1_ao80_gfnc_","NWHZ2CZ4_3",0,0,0,69,64,74,78,1,2104.6240469999998,0,0,0,"FUR",3,15,1,0,30,0,"Crawl",0.06,300,6.8302610699999997,"Attic",0.03,80,7.76,2200,18700,200,24.98505887,2210,11.09344939,1784,30.392214490000001,0.85,91.3,91.3,91.3,91.3,0.34,0.32,0.54,40,2.7959999999999998,1,1584,160,24.80505887,0,0,"N",0,0,0.75,1,1.75,2,0.65,2151.648862,17,"Exhaust",50,1,"Standard",5,0,4.5,4.5,1,75,1.2,128,0,0,3,4,6,0.65]
["SF_2200_HZ2CZ4_cg_i2_1_ao80_gfac_","NW","HZ2CZ4_",3,532.88905099999999,"NA",6644.9655000000002,348.43650000000002,0.91800700000000002,0.33336100000000002,0.35427399999999998,0.56363200000000002,18179.52851,21241.448117,21241.448117,6.1179959999999998,679.558944,1415.6886750000001,2116.1717939999999,2598.7347439999999,763.97874899999999,42.473827,6.6048840000000002,0,132.16264799999999,275.32735200000002,51122.244013000003,61091.618506999999,61091.618506999999,9911.6185069999992,1637.8284000000001,19793.142738999999,25147.675351999998,9241.2427320000006,0,0,0,73,2011.572375,1459.7036350000001,720.38476200000002,0,51.743043,122.887992,"SF_2200_HZ2CZ4_cg_i2_1_ao80_gfac_","NWHZ2CZ4_3",0,0,0,69,64,74,78,1,2104.6240469999998,0,0,0,"FHCA",3,15,1,0,30,0,"Crawl",0.06,300,6.8302610699999997,"Attic",0.03,80,7.76,2200,18700,200,24.98505887,2210,11.09344939,1784,30.392214490000001,0.85,91.3,91.3,91.3,91.3,0.34,0.32,0.54,40,2.7959999999999998,1,1584,160,24.80505887,0,0,"N",0,0,0.75,1,1.75,2,0.65,2151.648862,17,"Exhaust",50,1,"Standard",5,0,4.5,4.5,1,75,1.2,128,0,0,3,4,6,0.65]
["SF_2200_HZ2CZ4_cg_i2_1_ao80_efaf_","NW","HZ2CZ4_",3,535.00311799999997,"NA",6644.9655000000002,348.43650000000002,0.91800700000000002,0.32957599999999998,0.36112100000000003,0.55978899999999998,18085.75274,21142.625037999998,21142.625037999998,6.0988429999999996,646.52924199999995,1409.101746,0,0,0,0,0,0,0,0,51128.775631999997,61083.350835999998,61083.350835999998,9903.3508359999996,1565.757906,0,0,0,0,0,0,73,1993.4809829999999,1461.8355710000001,707.11282400000005,0,51.743043,122.964472,"SF_2200_HZ2CZ4_cg_i2_1_ao80_efaf_","NWHZ2CZ4_3",0,0,0,69,64,74,78,1,2104.6240469999998,0,0,0,"FUR",3,15,1,0,30,0,"Crawl",0.06,300,6.8302610699999997,"Attic",0.03,80,7.76,2200,18700,200,24.98505887,2210,11.09344939,1784,30.392214490000001,0.85,91.3,91.3,91.3,91.3,0.34,0.32,0.54,40,2.7959999999999998,1,1584,160,24.80505887,0,0,"N",0,0,0.75,1,1.75,2,0.65,2151.648862,17,"Exhaust",50,1,"Standard",5,0,4.5,4.5,1,75,1.2,128,0,0,3,4,6,0.65]
["SF_2200_HZ2CZ4_cg_i2_1_ao80_hp85_","NW","HZ2CZ4_",3,540.26542900000004,"NA",6644.9655000000002,348.43650000000002,0.91800700000000002,0.35256700000000002,0.37814199999999998,0.62778400000000001,17949.612675,22007.361433999999,9357.4864620000008,2034.964516,852.96664099999998,2641.7607149999999,2116.8140779999999,2599.50578,768.78849300000002,42.744112000000001,6.6033020000000002,0,132.201337,275.40795000000003,50733.534463999997,60570.599494000002,52369.883419999998,44768.329100000003,1102.0910080000001,19793.498984999998,25148.318509000001,9253.3377220000002,0,0,0,73,2011.5890079999999,1459.7392460000001,720.39042300000006,0,51.743043,122.88822,"SF_2200_HZ2CZ4_cg_i2_1_ao80_hp85_","NWHZ2CZ4_3",0,0,0,69,64,74,78,1,2104.6240469999998,0,0,0,"HSPF_8.5_SEER_13.0",3,15,1,0,30,0,"Crawl",0.06,300,6.8302610699999997,"Attic",0.03,80,7.76,2200,18700,200,24.98505887,2210,11.09344939,1784,30.392214490000001,0.85,91.3,91.3,91.3,91.3,0.34,0.32,0.54,40,2.7959999999999998,1,1584,160,24.80505887,0,0,"N",0,0,0.75,1,1.75,2,0.65,2151.648862,17,"Exhaust",50,1,"Standard",5,0,4.5,4.5,1,75,1.2,128,0,0,3,4,6,0.65]
["SF_2200_HZ2CZ4_cg_i2_1_ao80_zonl_","NW","HZ2CZ4_",3,524.64317900000003,"NA",6644.9655000000002,348.43650000000002,0.91800700000000002,0.30398900000000001,0.327594,0.47433799999999998,18702.479271,18702.479271,18702.479271,0.15241399999999999,572.06935299999998,1246.82179,0,0,0,0,0,0,0,0,52223.015381999998,52223.015381999998,52223.015381999998,1145.1813139999999,1565.757906,0,0,0,0,0,0,73,1993.38609,1461.6277230000001,707.09999900000003,0,51.743043,122.963255,"SF_2200_HZ2CZ4_cg_i2_1_ao80_zonl_","NWHZ2CZ4_3",0,0,0,69,64,74,78,1,2104.6240469999998,0,0,0,"FUR",3,15,1,0,30,1,"Crawl",0.06,300,6.8302610699999997,"Attic",0.03,80,7.76,2200,18700,200,24.98505887,2210,11.09344939,1784,30.392214490000001,0.85,91.3,91.3,91.3,91.3,0.34,0.32,0.54,40,2.7959999999999998,1,1584,160,24.80505887,0,0,"N",0,0,0.75,1,1.75,2,0.65,2151.648862,17,"Exhaust",50,1,"Standard",5,0,4.5,4.5,1,75,1.2,128,0,0,3,4,6,0.65]
["SF_2200_HZ2CZ4_cg_i2_2_ge50_gfnc_","NW","HZ2CZ4_",3,534.96688800000004,"NA",6644.9655000000002,348.43650000000002,0.91800700000000002,0.32950699999999999,0.36100500000000002,0.56009799999999998,18170.646230999999,21241.193283000001,21241.193283000001,5.5969730000000002,649.55990399999996,1415.7064210000001,0,0,0,0,0,0,0,0,50695.677807,60607.344641999996,60607.344641999996,9427.344642,1565.757906,0,0,0,0,0,0,73,2689.7741810000002,2204.9895329999999,1120.8626589999999,415.22150799999997,51.743043,124.20370800000001,"SF_2200_HZ2CZ4_cg_i2_2_ge50_gfnc_","NWHZ2CZ4_3",0,0,0,69,64,74,78,1,2104.6240469999998,0,0,0,"FUR",3,15,1,0,30,0,"Crawl",0.06,300,6.8302610699999997,"Attic",0.03,80,7.76,2200,18700,200,24.98505887,2210,11.09344939,1784,30.392214490000001,0.85,91.3,91.3,91.3,91.3,0.34,0.32,0.54,40,2.7959999999999998,1,1584,160,24.80505887,0,0,"N",0,0,0.75,1,1.75,2,0.65,2151.648862,17,"Exhaust",50,1,"Standard",5,0,4.5,4.5,1,45,1.1000000000000001,128,0,0,3,4,7,0.65]
["SF_2200_HZ2CZ4_cg_i2_2_ge50_gfac_","NW","HZ2CZ4_",3,532.72804399999995,"NA",6644.9655000000002,348.43650000000002,0.91800700000000002,0.33334999999999998,0.35375299999999998,0.56395499999999998,18259.003138,21333.792307,21333.792307,5.6155980000000003,682.53015900000003,1421.8784470000001,2078.4543480000002,2554.7688979999998,752.34285599999998,41.847586,6.6181010000000002,0,129.979173,270.77863600000001,50689.324602000001,60616.755648999999,60616.755648999999,9436.7556490000006,1637.8284000000001,19802.743945999999,25162.029913999999,9245.4067429999996,0,0,0,73,2702.2225619999999,2201.6458429999998,1138.597235,422.57460200000003,51.743043,124.126064,"SF_2200_HZ2CZ4_cg_i2_2_ge50_gfac_","NWHZ2CZ4_3",0,0,0,69,64,74,78,1,2104.6240469999998,0,0,0,"FHCA",3,15,1,0,30,0,"Crawl",0.06,300,6.8302610699999997,"Attic",0.03,80,7.76,2200,18700,200,24.98505887,2210,11.09344939,1784,30.392214490000001,0.85,91.3,91.3,91.3,91.3,0.34,0.32,0.54,40,2.7959999999999998,1,1584,160,24.80505887,0,0,"N",0,0,0.75,1,1.75,2,0.65,2151.648862,17,"Exhaust",50,1,"Standard",5,0,4.5,4.5,1,45,1.1000000000000001,128,0,0,3,4,7,0.65]
["SF_2200_HZ2CZ4_cg_i2_2_ge50_efaf_","NW","HZ2CZ4_",3,534.96688800000004,"NA",6644.9655000000002,348.43650000000002,0.91800700000000002,0.32950699999999999,0.36100500000000002,0.56009799999999998,18170.646230999999,21241.193283000001,21241.193283000001,5.5969730000000002,649.55990399999996,1415.7064210000001,0,0,0,0,0,0,0,0,50695.677807,60607.344641999996,60607.344641999996,9427.344642,1565.757906,0,0,0,0,0,0,73,2689.7741810000002,2204.9895329999999,1120.8626589999999,415.22150799999997,51.743043,124.20370800000001,"SF_2200_HZ2CZ4_cg_i2_2_ge50_efaf_","NWHZ2CZ4_3",0,0,0,69,64,74,78,1,2104.6240469999998,0,0,0,"FUR",3,15,1,0,30,0,"Crawl",0.06,300,6.8302610699999997,"Attic",0.03,80,7.76,2200,18700,200,24.98505887,2210,11.09344939,1784,30.392214490000001,0.85,91.3,91.3,91.3,91.3,0.34,0.32,0.54,40,2.7959999999999998,1,1584,160,24.80505887,0,0,"N",0,0,0.75,1,1.75,2,0.65,2151.648862,17,"Exhaust",50,1,"Standard",5,0,4.5,4.5,1,45,1.1000000000000001,128,0,0,3,4,7,0.65]
["SF_2200_HZ2CZ4_cg_i2_2_ge50_hp85_","NW","HZ2CZ4_",3,540.08374300000003,"NA",6644.9655000000002,348.43650000000002,0.91800700000000002,0.352634,0.377554,0.627224,18028.414392999999,22102.122122000001,9387.1045030000005,2034.135051,856.47422400000005,2652.6131500000001,2079.081205,2555.5211260000001,757.077809,42.113390000000003,6.6165139999999996,0,130.01694699999999,270.857327,50288.032630000002,60079.254938999999,51878.538560000001,44276.984419,1102.0910080000001,19803.100847999998,25162.662737999999,9257.4629910000003,0,0,0,73,2702.2738509999999,2201.713651,1138.5786949999999,422.52834200000001,51.743043,124.12621900000001,"SF_2200_HZ2CZ4_cg_i2_2_ge50_hp85_","NWHZ2CZ4_3",0,0,0,69,64,74,78,1,2104.6240469999998,0,0,0,"HSPF_8.5_SEER_13.0",3,15,1,0,30,0,"Crawl",0.06,300,6.8302610699999997,"Attic",0.03,80,7.76,2200,18700,200,24.98505887,2210,11.09344939,1784,30.392214490000001,0.85,91.3,91.3,91.3,91.3,0.34,0.32,0.54,40,2.7959999999999998,1,1584,160,24.80505887,0,0,"N",0,0,0.75,1,1.75,2,0.65,2151.648862,17,"Exhaust",50,1,"Standard",5,0,4.5,4.5,1,45,1.1000000000000001,128,0,0,3,4,7,0.65]
["SF_2200_HZ2CZ4_cg_i2_2_ge50_zonl_","NW","HZ2CZ4_",3,524.60711600000002,"NA",6644.9655000000002,348.43650000000002,0.91800700000000002,0.30380000000000001,0.32747799999999999,0.47433799999999998,18789.924985000001,18789.924985000001,18789.924985000001,0.107865,574.74575900000002,1252.654475,0,0,0,0,0,0,0,0,51766.446814000003,51766.446814000003,51766.446814000003,688.33489599999996,1565.757906,0,0,0,0,0,0,73,2689.8173769999999,2204.9197899999999,1121.1757970000001,415.557119,51.743043,124.203165,"SF_2200_HZ2CZ4_cg_i2_2_ge50_zonl_","NWHZ2CZ4_3",0,0,0,69,64,74,78,1,2104.6240469999998,0,0,0,"FUR",3,15,1,0,30,1,"Crawl",0.06,300,6.8302610699999997,"Attic",0.03,80,7.76,2200,18700,200,24.98505887,2210,11.09344939,1784,30.392214490000001,0.85,91.3,91.3,91.3,91.3,0.34,0.32,0.54,40,2.7959999999999998,1,1584,160,24.80505887,0,0,"N",0,0,0.75,1,1.75,2,0.65,2151.648862,17,"Exhaust",50,1,"Standard",5,0,4.5,4.5,1,45,1.1000000000000001,128,0,0,3,4,7,0.65]
["SF_2200_HZ2CZ4_cg_i2_2_ao60_gfnc_","NW","HZ2CZ4_",3,534.81731400000001,"NA",6644.9655000000002,348.43650000000002,0.91800700000000002,0.32966000000000001,0.36051899999999998,0.56004100000000001,18258.332330000001,21343.223568000001,21343.223568000001,5.9423120000000003,652.67061100000001,1422.4854170000001,0,0,0,0,0,0,0,0,51016.469972999999,60960.851906999997,60960.851906999997,9780.8519070000002,1565.757906,0,0,0,0,0,0,73,2720.8752989999998,2186.457817,940.95142199999998,0,51.743043,123.38236000000001,"SF_2200_HZ2CZ4_cg_i2_2_ao60_gfnc_","NWHZ2CZ4_3",0,0,0,69,64,74,78,1,2104.6240469999998,0,0,0,"FUR",3,15,1,0,30,0,"Crawl",0.06,300,6.8302610699999997,"Attic",0.03,80,7.76,2200,18700,200,24.98505887,2210,11.09344939,1784,30.392214490000001,0.85,91.3,91.3,91.3,91.3,0.34,0.32,0.54,40,2.7959999999999998,1,1584,160,24.80505887,0,0,"N",0,0,0.75,1,1.75,2,0.65,2151.648862,17,"Exhaust",50,1,"Standard",5,0,4.5,4.5,1,57,1.2,128,0,0,3,4,7,0.65]
["SF_2200_HZ2CZ4_cg_i2_2_ao60_gfac_","NW","HZ2CZ4_",3,532.40959099999998,"NA",6644.9655000000002,348.43650000000002,0.91800700000000002,0.33353500000000003,0.35271799999999998,0.56389500000000004,18355.712356,21445.940715000001,21445.940715000001,5.9619210000000002,686.10797500000001,1429.3319200000001,2088.7169290000002,2565.8275149999999,755.662462,41.711758000000003,6.5736129999999999,0,130.55738099999999,271.98318599999999,51010.086714999998,60969.588671999998,60969.588671999998,9789.5886719999999,1637.8284000000001,19815.833229,25180.846051,9250.8781650000001,0,0,0,73,2735.2232880000001,2182.112494,954.50026500000001,0,51.743043,123.289359,"SF_2200_HZ2CZ4_cg_i2_2_ao60_gfac_","NWHZ2CZ4_3",0,0,0,69,64,74,78,1,2104.6240469999998,0,0,0,"FHCA",3,15,1,0,30,0,"Crawl",0.06,300,6.8302610699999997,"Attic",0.03,80,7.76,2200,18700,200,24.98505887,2210,11.09344939,1784,30.392214490000001,0.85,91.3,91.3,91.3,91.3,0.34,0.32,0.54,40,2.7959999999999998,1,1584,160,24.80505887,0,0,"N",0,0,0.75,1,1.75,2,0.65,2151.648862,17,"Exhaust",50,1,"Standard",5,0,4.5,4.5,1,57,1.2,128,0,0,3,4,7,0.65]
["SF_2200_HZ2CZ4_cg_i2_2_ao60_efaf_","NW","HZ2CZ4_",3,534.81731400000001,"NA",6644.9655000000002,348.43650000000002,0.91800700000000002,0.32966000000000001,0.36051899999999998,0.56004100000000001,18258.332330000001,21343.223568000001,21343.223568000001,5.9423120000000003,652.67061100000001,1422.4854170000001,0,0,0,0,0,0,0,0,51016.469972999999,60960.851906999997,60960.851906999997,9780.8519070000002,1565.757906,0,0,0,0,0,0,73,2720.8752989999998,2186.457817,940.95142199999998,0,51.743043,123.38236000000001,"SF_2200_HZ2CZ4_cg_i2_2_ao60_efaf_","NWHZ2CZ4_3",0,0,0,69,64,74,78,1,2104.6240469999998,0,0,0,"FUR",3,15,1,0,30,0,"Crawl",0.06,300,6.8302610699999997,"Attic",0.03,80,7.76,2200,18700,200,24.98505887,2210,11.09344939,1784,30.392214490000001,0.85,91.3,91.3,91.3,91.3,0.34,0.32,0.54,40,2.7959999999999998,1,1584,160,24.80505887,0,0,"N",0,0,0.75,1,1.75,2,0.65,2151.648862,17,"Exhaust",50,1,"Standard",5,0,4.5,4.5,1,57,1.2,128,0,0,3,4,7,0.65]
["SF_2200_HZ2CZ4_cg_i2_2_ao60_hp85_","NW","HZ2CZ4_",3,539.68252700000005,"NA",6644.9655000000002,348.43650000000002,0.91800700000000002,0.35277700000000001,0.37624999999999997,0.62720699999999996,18125.753482,22212.533371000001,9456.6910000000007,2088.2897269999999,858.29714100000001,2658.248893,2089.3677299999999,2566.5971760000002,760.39738299999999,41.972642,6.5715750000000002,0,130.59610699999999,272.06386099999997,50611.248455000001,60436.082113999997,52235.365811000003,44633.811626000002,1102.0910080000001,19816.193458000002,25181.486420000001,9262.8950769999992,0,0,0,73,2735.0824950000001,2181.992193,954.43312600000002,0,51.743043,123.28935300000001,"SF_2200_HZ2CZ4_cg_i2_2_ao60_hp85_","NWHZ2CZ4_3",0,0,0,69,64,74,78,1,2104.6240469999998,0,0,0,"HSPF_8.5_SEER_13.0",3,15,1,0,30,0,"Crawl",0.06,300,6.8302610699999997,"Attic",0.03,80,7.76,2200,18700,200,24.98505887,2210,11.09344939,1784,30.392214490000001,0.85,91.3,91.3,91.3,91.3,0.34,0.32,0.54,40,2.7959999999999998,1,1584,160,24.80505887,0,0,"N",0,0,0.75,1,1.75,2,0.65,2151.648862,17,"Exhaust",50,1,"Standard",5,0,4.5,4.5,1,57,1.2,128,0,0,3,4,7,0.65]
["SF_2200_HZ2CZ4_cg_i2_2_ao60_zonl_","NW","HZ2CZ4_",3,524.45608600000003,"NA",6644.9655000000002,348.43650000000002,0.91800700000000002,0.30382900000000002,0.326988,0.47433799999999998,18880.232995999999,18880.232995999999,18880.232995999999,0.13935600000000001,577.50744799999995,1258.6729089999999,0,0,0,0,0,0,0,0,52091.715618000002,52091.715618000002,52091.715618000002,1012.6625770000001,1565.757906,0,0,0,0,0,0,73,2721.0532440000002,2186.5199910000001,941.06633799999997,0,51.743043,123.38177,"SF_2200_HZ2CZ4_cg_i2_2_ao60_zonl_","NWHZ2CZ4_3",0,0,0,69,64,74,78,1,2104.6240469999998,0,0,0,"FUR",3,15,1,0,30,1,"Crawl",0.06,300,6.8302610699999997,"Attic",0.03,80,7.76,2200,18700,200,24.98505887,2210,11.09344939,1784,30.392214490000001,0.85,91.3,91.3,91.3,91.3,0.34,0.32,0.54,40,2.7959999999999998,1,1584,160,24.80505887,0,0,"N",0,0,0.75,1,1.75,2,0.65,2151.648862,17,"Exhaust",50,1,"Standard",5,0,4.5,4.5,1,57,1.2,128,0,0,3,4,7,0.65]
["SF_2200_HZ2CZ4_cg_i2_2_ao80_gfnc_","NW","HZ2CZ4_",3,534.98017500000003,"NA",6644.9655000000002,348.43650000000002,0.91800700000000002,0.32974500000000001,0.36104399999999998,0.56006999999999996,18267.858248,21354.288423000002,21354.288423000002,5.341596,653.02759600000002,1423.2631220000001,0,0,0,0,0,0,0,0,50045.995720999999,59891.011079000004,59891.011079000004,8711.0110789999999,1565.757906,0,0,0,0,0,0,73,2736.7212709999999,2212.173014,960.45521799999995,0,51.743043,123.938098,"SF_2200_HZ2CZ4_cg_i2_2_ao80_gfnc_","NWHZ2CZ4_3",0,0,0,69,64,74,78,1,2104.6240469999998,0,0,0,"FUR",3,15,1,0,30,0,"Crawl",0.06,300,6.8302610699999997,"Attic",0.03,80,7.76,2200,18700,200,24.98505887,2210,11.09344939,1784,30.392214490000001,0.85,91.3,91.3,91.3,91.3,0.34,0.32,0.54,40,2.7959999999999998,1,1584,160,24.80505887,0,0,"N",0,0,0.75,1,1.75,2,0.65,2151.648862,17,"Exhaust",50,1,"Standard",5,0,4.5,4.5,1,75,1.2,128,0,0,3,4,7,0.65]
["SF_2200_HZ2CZ4_cg_i2_2_ao80_gfac_","NW","HZ2CZ4_",3,532.490002,"NA",6644.9655000000002,348.43650000000002,0.91800700000000002,0.33361200000000002,0.35298000000000002,0.56392500000000001,18367.020431000001,21458.998955999999,21458.998955999999,5.3601619999999999,686.54511300000001,1430.2425860000001,2099.7777380000002,2577.9023990000001,758.96369300000003,41.819814999999998,6.5530429999999997,0,131.165764,273.25059599999997,50039.704046999999,59901.786241000002,59901.786241000002,8721.7862409999998,1637.8284000000001,19809.328403,25172.065772999998,9248.6293339999993,0,0,0,73,2751.1123619999998,2208.0249859999999,972.95529399999998,0,51.743043,123.833068,"SF_2200_HZ2CZ4_cg_i2_2_ao80_gfac_","NWHZ2CZ4_3",0,0,0,69,64,74,78,1,2104.6240469999998,0,0,0,"FHCA",3,15,1,0,30,0,"Crawl",0.06,300,6.8302610699999997,"Attic",0.03,80,7.76,2200,18700,200,24.98505887,2210,11.09344939,1784,30.392214490000001,0.85,91.3,91.3,91.3,91.3,0.34,0.32,0.54,40,2.7959999999999998,1,1584,160,24.80505887,0,0,"N",0,0,0.75,1,1.75,2,0.65,2151.648862,17,"Exhaust",50,1,"Standard",5,0,4.5,4.5,1,75,1.2,128,0,0,3,4,7,0.65]
["SF_2200_HZ2CZ4_cg_i2_2_ao80_efaf_","NW","HZ2CZ4_",3,534.98017500000003,"NA",6644.9655000000002,348.43650000000002,0.91800700000000002,0.32974500000000001,0.36104399999999998,0.56006999999999996,18267.858248,21354.288423000002,21354.288423000002,5.341596,653.02759600000002,1423.2631220000001,0,0,0,0,0,0,0,0,50045.995720999999,59891.011079000004,59891.011079000004,8711.0110789999999,1565.757906,0,0,0,0,0,0,73,2736.7212709999999,2212.173014,960.45521799999995,0,51.743043,123.938098,"SF_2200_HZ2CZ4_cg_i2_2_ao80_efaf_","NWHZ2CZ4_3",0,0,0,69,64,74,78,1,2104.6240469999998,0,0,0,"FUR",3,15,1,0,30,0,"Crawl",0.06,300,6.8302610699999997,"Attic",0.03,80,7.76,2200,18700,200,24.98505887,2210,11.09344939,1784,30.392214490000001,0.85,91.3,91.3,91.3,91.3,0.34,0.32,0.54,40,2.7959999999999998,1,1584,160,24.80505887,0,0,"N",0,0,0.75,1,1.75,2,0.65,2151.648862,17,"Exhaust",50,1,"Standard",5,0,4.5,4.5,1,75,1.2,128,0,0,3,4,7,0.65]
["SF_2200_HZ2CZ4_cg_i2_2_ao80_hp85_","NW","HZ2CZ4_",3,539.77441899999997,"NA",6644.9655000000002,348.43650000000002,0.91800700000000002,0.35286600000000001,0.37654900000000002,0.62720500000000001,18137.034411000001,22226.085144000001,9461.7602470000002,2089.828152,858.86686099999997,2660.0169529999998,2100.4283350000001,2578.672892,763.71305600000005,42.081501000000003,6.5510450000000002,0,131.20453499999999,273.331366,49634.422139000002,59357.575690999998,51156.859370999999,43555.305196000001,1102.0910080000001,19809.692703000001,25172.711554000001,9260.6566309999998,0,0,0,73,2751.1052549999999,2208.0377669999998,972.95018700000003,0,51.743043,123.833242,"SF_2200_HZ2CZ4_cg_i2_2_ao80_hp85_","NWHZ2CZ4_3",0,0,0,69,64,74,78,1,2104.6240469999998,0,0,0,"HSPF_8.5_SEER_13.0",3,15,1,0,30,0,"Crawl",0.06,300,6.8302610699999997,"Attic",0.03,80,7.76,2200,18700,200,24.98505887,2210,11.09344939,1784,30.392214490000001,0.85,91.3,91.3,91.3,91.3,0.34,0.32,0.54,40,2.7959999999999998,1,1584,160,24.80505887,0,0,"N",0,0,0.75,1,1.75,2,0.65,2151.648862,17,"Exhaust",50,1,"Standard",5,0,4.5,4.5,1,75,1.2,128,0,0,3,4,7,0.65]
["SF_2200_HZ2CZ4_cg_i2_2_ao80_zonl_","NW","HZ2CZ4_",3,524.59490400000004,"NA",6644.9655000000002,348.43650000000002,0.91800700000000002,0.303898,0.327436,0.47433799999999998,18889.887146000001,18889.887146000001,18889.887146000001,5.6791000000000001E-2,577.80539999999996,1259.3220240000001,0,0,0,0,0,0,0,0,51109.017353000003,51109.017353000003,51109.017353000003,167.79848899999999,1565.757906,0,0,0,0,0,0,73,2736.8268589999998,2212.161267,960.53634699999998,0,51.743043,123.93753700000001,"SF_2200_HZ2CZ4_cg_i2_2_ao80_zonl_","NWHZ2CZ4_3",0,0,0,69,64,74,78,1,2104.6240469999998,0,0,0,"FUR",3,15,1,0,30,1,"Crawl",0.06,300,6.8302610699999997,"Attic",0.03,80,7.76,2200,18700,200,24.98505887,2210,11.09344939,1784,30.392214490000001,0.85,91.3,91.3,91.3,91.3,0.34,0.32,0.54,40,2.7959999999999998,1,1584,160,24.80505887,0,0,"N",0,0,0.75,1,1.75,2,0.65,2151.648862,17,"Exhaust",50,1,"Standard",5,0,4.5,4.5,1,75,1.2,128,0,0,3,4,7,0.65]
["SF_2200_HZ2CZ4_cg_i2_3_ge50_gfnc_","NW","HZ2CZ4_",3,535.00952199999995,"NA",6644.9655000000002,348.43650000000002,0.91800700000000002,0.32943099999999997,0.36114000000000002,0.55975900000000001,18280.237767999999,21367.936929,21367.936929,6.0147820000000003,653.42383500000005,1424.1281429999999,0,0,0,0,0,0,0,0,50791.611476999999,60693.992529000003,60693.992529000003,9513.9925289999992,1565.757906,0,0,0,0,0,0,73,3519.1311409999998,3030.772641,1578.458545,706.48076400000002,51.743043,124.879794,"SF_2200_HZ2CZ4_cg_i2_3_ge50_gfnc_","NWHZ2CZ4_3",0,0,0,69,64,74,78,1,2104.6240469999998,0,0,0,"FUR",3,15,1,0,30,0,"Crawl",0.06,300,6.8302610699999997,"Attic",0.03,80,7.76,2200,18700,200,24.98505887,2210,11.09344939,1784,30.392214490000001,0.85,91.3,91.3,91.3,91.3,0.34,0.32,0.54,40,2.7959999999999998,1,1584,160,24.80505887,0,0,"N",0,0,0.75,1,1.75,2,0.65,2151.648862,17,"Exhaust",50,1,"Standard",5,0,4.5,4.5,1,45,1.1000000000000001,128,0,0,3,4,8,0.65]
["SF_2200_HZ2CZ4_cg_i2_3_ge50_gfac_","NW","HZ2CZ4_",3,532.786519,"NA",6644.9655000000002,348.43650000000002,0.91800700000000002,0.33332499999999998,0.353937,0.56360600000000005,18369.433530999999,21461.411252000002,21461.411252000002,6.0332020000000002,686.60077200000001,1430.3585370000001,2029.3478459999999,2496.89462,736.18386599999997,41.314190000000004,6.7017220000000002,0,127.067438,264.71277400000002,50785.377709,60703.127123999999,60703.127123999999,9523.1271240000005,1637.8284000000001,19490.690153,24718.563559999999,9091.4700790000006,0,0,0,73,3530.8388329999998,3026.7519090000001,1591.852345,703.75772900000004,51.743043,124.80618,"SF_2200_HZ2CZ4_cg_i2_3_ge50_gfac_","NWHZ2CZ4_3",0,0,0,69,64,74,78,1,2104.6240469999998,0,0,0,"FHCA",3,15,1,0,30,0,"Crawl",0.06,300,6.8302610699999997,"Attic",0.03,80,7.76,2200,18700,200,24.98505887,2210,11.09344939,1784,30.392214490000001,0.85,91.3,91.3,91.3,91.3,0.34,0.32,0.54,40,2.7959999999999998,1,1584,160,24.80505887,0,0,"N",0,0,0.75,1,1.75,2,0.65,2151.648862,17,"Exhaust",50,1,"Standard",5,0,4.5,4.5,1,45,1.1000000000000001,128,0,0,3,4,8,0.65]
["SF_2200_HZ2CZ4_cg_i2_3_ge50_efaf_","NW","HZ2CZ4_",3,535.00952199999995,"NA",6644.9655000000002,348.43650000000002,0.91800700000000002,0.32943099999999997,0.36114000000000002,0.55975900000000001,18280.237767999999,21367.936929,21367.936929,6.0147820000000003,653.42383500000005,1424.1281429999999,0,0,0,0,0,0,0,0,50791.611476999999,60693.992529000003,60693.992529000003,9513.9925289999992,1565.757906,0,0,0,0,0,0,73,3519.1311409999998,3030.772641,1578.458545,706.48076400000002,51.743043,124.879794,"SF_2200_HZ2CZ4_cg_i2_3_ge50_efaf_","NWHZ2CZ4_3",0,0,0,69,64,74,78,1,2104.6240469999998,0,0,0,"FUR",3,15,1,0,30,0,"Crawl",0.06,300,6.8302610699999997,"Attic",0.03,80,7.76,2200,18700,200,24.98505887,2210,11.09344939,1784,30.392214490000001,0.85,91.3,91.3,91.3,91.3,0.34,0.32,0.54,40,2.7959999999999998,1,1584,160,24.80505887,0,0,"N",0,0,0.75,1,1.75,2,0.65,2151.648862,17,"Exhaust",50,1,"Standard",5,0,4.5,4.5,1,45,1.1000000000000001,128,0,0,3,4,8,0.65]
["SF_2200_HZ2CZ4_cg_i2_3_ge50_hp85_","NW","HZ2CZ4_",3,540.16616699999997,"NA",6644.9655000000002,348.43650000000002,0.91800700000000002,0.352657,0.37781399999999998,0.62723399999999996,18138.518137999999,22230.920793000001,9446.395536,2061.4417400000002,860.12110800000005,2663.9036000000001,2029.972368,2497.636094,740.85758099999998,41.576622,6.6996359999999999,0,127.10476,264.790525,50387.122746000001,60170.449095999997,51944.253531000002,44342.196345999997,1102.0910080000001,19491.062860999999,24719.224028000001,9104.9876039999999,0,0,0,73,3530.8727730000001,3026.8022150000002,1591.8554610000001,703.75400300000001,51.743043,124.806359,"SF_2200_HZ2CZ4_cg_i2_3_ge50_hp85_","NWHZ2CZ4_3",0,0,0,69,64,74,78,1,2104.6240469999998,0,0,0,"HSPF_8.5_SEER_13.0",3,15,1,0,30,0,"Crawl",0.06,300,6.8302610699999997,"Attic",0.03,80,7.76,2200,18700,200,24.98505887,2210,11.09344939,1784,30.392214490000001,0.85,91.3,91.3,91.3,91.3,0.34,0.32,0.54,40,2.7959999999999998,1,1584,160,24.80505887,0,0,"N",0,0,0.75,1,1.75,2,0.65,2151.648862,17,"Exhaust",50,1,"Standard",5,0,4.5,4.5,1,45,1.1000000000000001,128,0,0,3,4,8,0.65]
["SF_2200_HZ2CZ4_cg_i2_3_ge50_zonl_","NW","HZ2CZ4_",3,524.55400699999996,"NA",6644.9655000000002,348.43650000000002,0.91800700000000002,0.30357099999999998,0.32730500000000001,0.47433799999999998,18902.619803000001,18902.619803000001,18902.619803000001,0.115317,578.19260699999995,1260.166966,0,0,0,0,0,0,0,0,51862.261533999997,51862.261533999997,51862.261533999997,711.51223000000005,1565.757906,0,0,0,0,0,0,73,3519.2011229999998,3030.7445210000001,1578.5829180000001,706.54630399999996,51.743043,124.879515,"SF_2200_HZ2CZ4_cg_i2_3_ge50_zonl_","NWHZ2CZ4_3",0,0,0,69,64,74,78,1,2104.6240469999998,0,0,0,"FUR",3,15,1,0,30,1,"Crawl",0.06,300,6.8302610699999997,"Attic",0.03,80,7.76,2200,18700,200,24.98505887,2210,11.09344939,1784,30.392214490000001,0.85,91.3,91.3,91.3,91.3,0.34,0.32,0.54,40,2.7959999999999998,1,1584,160,24.80505887,0,0,"N",0,0,0.75,1,1.75,2,0.65,2151.648862,17,"Exhaust",50,1,"Standard",5,0,4.5,4.5,1,45,1.1000000000000001,128,0,0,3,4,8,0.65]
["SF_2200_HZ2CZ4_cg_i2_3_ao60_gfnc_","NW","HZ2CZ4_",3,535.02978900000005,"NA",6644.9655000000002,348.43650000000002,0.91800700000000002,0.32961200000000002,0.36120600000000003,0.56145,18411.800630999998,21521.556369999998,21521.556369999998,6.2224979999999999,658.11695399999996,1434.355591,0,0,0,0,0,0,0,0,50869.769581,60786.755848000001,60786.755848000001,9606.7558480000007,1565.757906,0,0,0,0,0,0,73,3542.3083139999999,2987.2474790000001,1211.608491,0,51.743043,123.613529,"SF_2200_HZ2CZ4_cg_i2_3_ao60_gfnc_","NWHZ2CZ4_3",0,0,0,69,64,74,78,1,2104.6240469999998,0,0,0,"FUR",3,15,1,0,30,0,"Crawl",0.06,300,6.8302610699999997,"Attic",0.03,80,7.76,2200,18700,200,24.98505887,2210,11.09344939,1784,30.392214490000001,0.85,91.3,91.3,91.3,91.3,0.34,0.32,0.54,40,2.7959999999999998,1,1584,160,24.80505887,0,0,"N",0,0,0.75,1,1.75,2,0.65,2151.648862,17,"Exhaust",50,1,"Standard",5,0,4.5,4.5,1,57,1.2,128,0,0,3,4,8,0.65]
["SF_2200_HZ2CZ4_cg_i2_3_ao60_gfac_","NW","HZ2CZ4_",3,532.69178699999998,"NA",6644.9655000000002,348.43650000000002,0.91800700000000002,0.33353100000000002,0.35363099999999997,0.56537400000000004,18502.741184999999,21616.899531999999,21616.899531999999,6.2419880000000001,691.56992300000002,1440.710503,2029.4500619999999,2497.3223790000002,736.98381600000005,40.952514999999998,6.6350870000000004,0,127.128444,264.83986399999998,50863.453996999997,60795.771731000001,60795.771731000001,9615.7717310000007,1637.8284000000001,19799.796953000001,25158.299289999999,9243.8427030000003,0,0,0,73,3556.629606,2982.741986,1229.6750910000001,0,51.743043,123.54970400000001,"SF_2200_HZ2CZ4_cg_i2_3_ao60_gfac_","NWHZ2CZ4_3",0,0,0,69,64,74,78,1,2104.6240469999998,0,0,0,"FHCA",3,15,1,0,30,0,"Crawl",0.06,300,6.8302610699999997,"Attic",0.03,80,7.76,2200,18700,200,24.98505887,2210,11.09344939,1784,30.392214490000001,0.85,91.3,91.3,91.3,91.3,0.34,0.32,0.54,40,2.7959999999999998,1,1584,160,24.80505887,0,0,"N",0,0,0.75,1,1.75,2,0.65,2151.648862,17,"Exhaust",50,1,"Standard",5,0,4.5,4.5,1,57,1.2,128,0,0,3,4,8,0.65]
["SF_2200_HZ2CZ4_cg_i2_3_ao60_efaf_","NW","HZ2CZ4_",3,535.02978900000005,"NA",6644.9655000000002,348.43650000000002,0.91800700000000002,0.32961200000000002,0.36120600000000003,0.56145,18411.800630999998,21521.556369999998,21521.556369999998,6.2224979999999999,658.11695399999996,1434.355591,0,0,0,0,0,0,0,0,50869.769581,60786.755848000001,60786.755848000001,9606.7558480000007,1565.757906,0,0,0,0,0,0,73,3542.3083139999999,2987.2474790000001,1211.608491,0,51.743043,123.613529,"SF_2200_HZ2CZ4_cg_i2_3_ao60_efaf_","NWHZ2CZ4_3",0,0,0,69,64,74,78,1,2104.6240469999998,0,0,0,"FUR",3,15,1,0,30,0,"Crawl",0.06,300,6.8302610699999997,"Attic",0.03,80,7.76,2200,18700,200,24.98505887,2210,11.09344939,1784,30.392214490000001,0.85,91.3,91.3,91.3,91.3,0.34,0.32,0.54,40,2.7959999999999998,1,1584,160,24.80505887,0,0,"N",0,0,0.75,1,1.75,2,0.65,2151.648862,17,"Exhaust",50,1,"Standard",5,0,4.5,4.5,1,57,1.2,128,0,0,3,4,8,0.65]
["SF_2200_HZ2CZ4_cg_i2_3_ao60_hp85_","NW","HZ2CZ4_",3,540.02448000000004,"NA",6644.9655000000002,348.43650000000002,0.91800700000000002,0.35281099999999999,0.377357,0.627216,18272.617975000001,22384.229233999999,9542.6440660000007,2135.0195170000002,862.81647599999997,2672.235561,2030.069618,2498.0586629999998,741.61834799999997,41.210110999999998,6.6331090000000001,0,127.165516,264.91709400000002,50462.940347000003,60260.706824000001,52060.847584000003,44458.790663,1102.0910080000001,19800.15884,25158.940608000001,9255.9104829999997,0,0,0,73,3556.6770630000001,2982.8085150000002,1229.6907859999999,0,51.743043,123.54989399999999,"SF_2200_HZ2CZ4_cg_i2_3_ao60_hp85_","NWHZ2CZ4_3",0,0,0,69,64,74,78,1,2104.6240469999998,0,0,0,"HSPF_8.5_SEER_13.0",3,15,1,0,30,0,"Crawl",0.06,300,6.8302610699999997,"Attic",0.03,80,7.76,2200,18700,200,24.98505887,2210,11.09344939,1784,30.392214490000001,0.85,91.3,91.3,91.3,91.3,0.34,0.32,0.54,40,2.7959999999999998,1,1584,160,24.80505887,0,0,"N",0,0,0.75,1,1.75,2,0.65,2151.648862,17,"Exhaust",50,1,"Standard",5,0,4.5,4.5,1,57,1.2,128,0,0,3,4,8,0.65]
["SF_2200_HZ2CZ4_cg_i2_3_ao60_zonl_","NW","HZ2CZ4_",3,524.55662700000005,"NA",6644.9655000000002,348.43650000000002,0.91800700000000002,0.30356499999999997,0.32731399999999999,0.47433799999999998,19038.482167999999,19038.482167999999,19038.482167999999,0.12030299999999999,582.34867599999995,1269.2241240000001,0,0,0,0,0,0,0,0,51937.552730000003,51937.552730000003,51937.552730000003,757.55273,1565.757906,0,0,0,0,0,0,73,3542.1220560000002,2986.9499000000001,1211.582842,0,51.743043,123.612602,"SF_2200_HZ2CZ4_cg_i2_3_ao60_zonl_","NWHZ2CZ4_3",0,0,0,69,64,74,78,1,2104.6240469999998,0,0,0,"FUR",3,15,1,0,30,1,"Crawl",0.06,300,6.8302610699999997,"Attic",0.03,80,7.76,2200,18700,200,24.98505887,2210,11.09344939,1784,30.392214490000001,0.85,91.3,91.3,91.3,91.3,0.34,0.32,0.54,40,2.7959999999999998,1,1584,160,24.80505887,0,0,"N",0,0,0.75,1,1.75,2,0.65,2151.648862,17,"Exhaust",50,1,"Standard",5,0,4.5,4.5,1,57,1.2,128,0,0,3,4,8,0.65]
["SF_2200_HZ2CZ4_cg_i2_3_ao80_gfnc_","NW","HZ2CZ4_",3,535.17444999999998,"NA",6644.9655000000002,348.43650000000002,0.91800700000000002,0.32965100000000003,0.361674,0.56149800000000005,18415.595616999999,21526.158042999999,21526.158042999999,6.1205679999999996,658.26068599999996,1434.669165,0,0,0,0,0,0,0,0,50730.939449999998,60633.681465000001,60633.681465000001,9453.6814649999997,1565.757906,0,0,0,0,0,0,73,3569.1254739999999,3027.7552310000001,1241.1834449999999,0,51.743043,124.47470800000001,"SF_2200_HZ2CZ4_cg_i2_3_ao80_gfnc_","NWHZ2CZ4_3",0,0,0,69,64,74,78,1,2104.6240469999998,0,0,0,"FUR",3,15,1,0,30,0,"Crawl",0.06,300,6.8302610699999997,"Attic",0.03,80,7.76,2200,18700,200,24.98505887,2210,11.09344939,1784,30.392214490000001,0.85,91.3,91.3,91.3,91.3,0.34,0.32,0.54,40,2.7959999999999998,1,1584,160,24.80505887,0,0,"N",0,0,0.75,1,1.75,2,0.65,2151.648862,17,"Exhaust",50,1,"Standard",5,0,4.5,4.5,1,75,1.2,128,0,0,3,4,8,0.65]
["SF_2200_HZ2CZ4_cg_i2_3_ao80_gfac_","NW","HZ2CZ4_",3,532.29871000000003,"NA",6644.9655000000002,348.43650000000002,0.91800700000000002,0.333565,0.35236699999999999,0.56542199999999998,18510.156961000001,21625.551879999999,21625.551879999999,6.140193,691.85006699999997,1441.294112,2034.919684,2501.5514109999999,737.90602999999999,40.946167000000003,6.6295019999999996,0,127.341633,265.28398900000002,50724.629419999997,60642.989475000002,60642.989475000002,9462.9894750000003,1637.8284000000001,19521.148895999999,24663.879131999998,9067.6442019999995,0,0,0,73,3583.72973,3024.254715,1258.2921980000001,0,51.743043,124.40418,"SF_2200_HZ2CZ4_cg_i2_3_ao80_gfac_","NWHZ2CZ4_3",0,0,0,69,64,74,78,1,2104.6240469999998,0,0,0,"FHCA",3,15,1,0,30,0,"Crawl",0.06,300,6.8302610699999997,"Attic",0.03,80,7.76,2200,18700,200,24.98505887,2210,11.09344939,1784,30.392214490000001,0.85,91.3,91.3,91.3,91.3,0.34,0.32,0.54,40,2.7959999999999998,1,1584,160,24.80505887,0,0,"N",0,0,0.75,1,1.75,2,0.65,2151.648862,17,"Exhaust",50,1,"Standard",5,0,4.5,4.5,1,75,1.2,128,0,0,3,4,8,0.65]
["SF_2200_HZ2CZ4_cg_i2_3_ao80_efaf_","NW","HZ2CZ4_",3,535.17444999999998,"NA",6644.9655000000002,348.43650000000002,0.91800700000000002,0.32965100000000003,0.361674,0.56149800000000005,18415.595616999999,21526.158042999999,21526.158042999999,6.1205679999999996,658.26068599999996,1434.669165,0,0,0,0,0,0,0,0,50730.939449999998,60633.681465000001,60633.681465000001,9453.6814649999997,1565.757906,0,0,0,0,0,0,73,3569.1254739999999,3027.7552310000001,1241.1834449999999,0,51.743043,124.47470800000001,"SF_2200_HZ2CZ4_cg_i2_3_ao80_efaf_","NWHZ2CZ4_3",0,0,0,69,64,74,78,1,2104.6240469999998,0,0,0,"FUR",3,15,1,0,30,0,"Crawl",0.06,300,6.8302610699999997,"Attic",0.03,80,7.76,2200,18700,200,24.98505887,2210,11.09344939,1784,30.392214490000001,0.85,91.3,91.3,91.3,91.3,0.34,0.32,0.54,40,2.7959999999999998,1,1584,160,24.80505887,0,0,"N",0,0,0.75,1,1.75,2,0.65,2151.648862,17,"Exhaust",50,1,"Standard",5,0,4.5,4.5,1,75,1.2,128,0,0,3,4,8,0.65]
["SF_2200_HZ2CZ4_cg_i2_3_ao80_hp85_","NW","HZ2CZ4_",3,539.55551100000002,"NA",6644.9655000000002,348.43650000000002,0.91800700000000002,0.35283399999999998,0.37584800000000002,0.62721099999999996,18280.212920000002,22392.505803,9551.1606470000006,2143.5730720000001,862.777197,2672.1109569999999,2035.5406840000001,2502.2893989999998,742.54743599999995,41.203699999999998,6.6275170000000001,0,127.378795,265.36140699999999,50323.370243999998,60106.657267000002,51906.798027999997,44304.741107000002,1102.0910080000001,19521.533103999998,24664.551478000001,9081.4135960000003,0,0,0,73,3583.7131559999998,3024.25774,1258.278869,0,51.743043,124.40428300000001,"SF_2200_HZ2CZ4_cg_i2_3_ao80_hp85_","NWHZ2CZ4_3",0,0,0,69,64,74,78,1,2104.6240469999998,0,0,0,"HSPF_8.5_SEER_13.0",3,15,1,0,30,0,"Crawl",0.06,300,6.8302610699999997,"Attic",0.03,80,7.76,2200,18700,200,24.98505887,2210,11.09344939,1784,30.392214490000001,0.85,91.3,91.3,91.3,91.3,0.34,0.32,0.54,40,2.7959999999999998,1,1584,160,24.80505887,0,0,"N",0,0,0.75,1,1.75,2,0.65,2151.648862,17,"Exhaust",50,1,"Standard",5,0,4.5,4.5,1,75,1.2,128,0,0,3,4,8,0.65]
["SF_2200_HZ2CZ4_cg_i2_3_ao80_zonl_","NW","HZ2CZ4_",3,524.66479900000002,"NA",6644.9655000000002,348.43650000000002,0.91800700000000002,0.30359799999999998,0.32766299999999998,0.47433799999999998,19042.397534,19042.397534,19042.397534,0.107214,582.468704,1269.4860209999999,0,0,0,0,0,0,0,0,51796.889864999997,51796.889864999997,51796.889864999997,616.88986499999999,1565.757906,0,0,0,0,0,0,73,3569.20876,3027.7299349999998,1241.2676859999999,0,51.743043,124.474069,"SF_2200_HZ2CZ4_cg_i2_3_ao80_zonl_","NWHZ2CZ4_3",0,0,0,69,64,74,78,1,2104.6240469999998,0,0,0,"FUR",3,15,1,0,30,1,"Crawl",0.06,300,6.8302610699999997,"Attic",0.03,80,7.76,2200,18700,200,24.98505887,2210,11.09344939,1784,30.392214490000001,0.85,91.3,91.3,91.3,91.3,0.34,0.32,0.54,40,2.7959999999999998,1,1584,160,24.80505887,0,0,"N",0,0,0.75,1,1.75,2,0.65,2151.648862,17,"Exhaust",50,1,"Standard",5,0,4.5,4.5,1,75,1.2,128,0,0,3,4,8,0.65]
["SF_2200_HZ2CZ4_cg_i2_4_ge50_gfnc_","NW","HZ2CZ4_",3,534.86769400000003,"NA",6644.9655000000002,348.43650000000002,0.91800700000000002,0.32924999999999999,0.36068099999999997,0.55939799999999995,18165.456103,21233.170125000001,21233.170125000001,5.6781610000000002,649.31092899999999,1415.166131,0,0,0,0,0,0,0,0,50062.117191999998,59901.099755000003,59901.099755000003,8721.0997549999993,1565.757906,0,0,0,0,0,0,73,4160.7607930000004,3681.6030099999998,2450.1661770000001,1702.3894310000001,51.743043,124.805002,"SF_2200_HZ2CZ4_cg_i2_4_ge50_gfnc_","NWHZ2CZ4_3",0,0,0,69,64,74,78,1,2104.6240469999998,0,0,0,"FUR",3,15,1,0,30,0,"Crawl",0.06,300,6.8302610699999997,"Attic",0.03,80,7.76,2200,18700,200,24.98505887,2210,11.09344939,1784,30.392214490000001,0.85,91.3,91.3,91.3,91.3,0.34,0.32,0.54,40,2.7959999999999998,1,1584,160,24.80505887,0,0,"N",0,0,0.75,1,1.75,2,0.65,2151.648862,17,"Exhaust",50,1,"Standard",5,0,4.5,4.5,1,45,1.1000000000000001,128,0,0,3,4,9,0.65]
["SF_2200_HZ2CZ4_cg_i2_4_ge50_gfac_","NW","HZ2CZ4_",3,532.71976500000005,"NA",6644.9655000000002,348.43650000000002,0.91800700000000002,0.33314300000000002,0.35372100000000001,0.56323299999999998,18252.019220999999,21323.707906,21323.707906,5.6962869999999999,682.20486200000005,1421.200775,2028.853756,2496.0334889999999,735.39213199999995,41.564165000000003,6.7500929999999997,0,126.99464999999999,264.56113900000003,50055.861791000003,59911.745847999999,59911.745847999999,8731.7458480000005,1637.8284000000001,19607.309268000001,24821.021019,9087.3124879999996,0,0,0,73,4168.2788209999999,3673.785648,2483.8700800000001,1731.532731,51.743043,124.70837899999999,"SF_2200_HZ2CZ4_cg_i2_4_ge50_gfac_","NWHZ2CZ4_3",0,0,0,69,64,74,78,1,2104.6240469999998,0,0,0,"FHCA",3,15,1,0,30,0,"Crawl",0.06,300,6.8302610699999997,"Attic",0.03,80,7.76,2200,18700,200,24.98505887,2210,11.09344939,1784,30.392214490000001,0.85,91.3,91.3,91.3,91.3,0.34,0.32,0.54,40,2.7959999999999998,1,1584,160,24.80505887,0,0,"N",0,0,0.75,1,1.75,2,0.65,2151.648862,17,"Exhaust",50,1,"Standard",5,0,4.5,4.5,1,45,1.1000000000000001,128,0,0,3,4,9,0.65]
["SF_2200_HZ2CZ4_cg_i2_4_ge50_efaf_","NW","HZ2CZ4_",3,534.86769400000003,"NA",6644.9655000000002,348.43650000000002,0.91800700000000002,0.32924999999999999,0.36068099999999997,0.55939799999999995,18165.456103,21233.170125000001,21233.170125000001,5.6781610000000002,649.31092899999999,1415.166131,0,0,0,0,0,0,0,0,50062.117191999998,59901.099755000003,59901.099755000003,8721.0997549999993,1565.757906,0,0,0,0,0,0,73,4160.7607930000004,3681.6030099999998,2450.1661770000001,1702.3894310000001,51.743043,124.805002,"SF_2200_HZ2CZ4_cg_i2_4_ge50_efaf_","NWHZ2CZ4_3",0,0,0,69,64,74,78,1,2104.6240469999998,0,0,0,"FUR",3,15,1,0,30,0,"Crawl",0.06,300,6.8302610699999997,"Attic",0.03,80,7.76,2200,18700,200,24.98505887,2210,11.09344939,1784,30.392214490000001,0.85,91.3,91.3,91.3,91.3,0.34,0.32,0.54,40,2.7959999999999998,1,1584,160,24.80505887,0,0,"N",0,0,0.75,1,1.75,2,0.65,2151.648862,17,"Exhaust",50,1,"Standard",5,0,4.5,4.5,1,45,1.1000000000000001,128,0,0,3,4,9,0.65]
["SF_2200_HZ2CZ4_cg_i2_4_ge50_hp85_","NW","HZ2CZ4_",3,540.11571400000003,"NA",6644.9655000000002,348.43650000000002,0.91800700000000002,0.352522,0.37765100000000001,0.62724000000000002,18020.449000000001,22094.976687999999,9356.0587030000006,1989.989433,857.72359800000004,2656.4842020000001,2029.472395,2496.771487,740.07963700000005,41.830848000000003,6.7483040000000001,0,127.03176999999999,264.63846799999999,49656.164528000001,59374.392531999998,51172.504922,43570.943476,1102.0910080000001,19607.598224000001,24821.530365999999,9100.0028870000006,0,0,0,73,4168.2845180000004,3673.8077579999999,2483.859719,1731.523682,51.743043,124.708491,"SF_2200_HZ2CZ4_cg_i2_4_ge50_hp85_","NWHZ2CZ4_3",0,0,0,69,64,74,78,1,2104.6240469999998,0,0,0,"HSPF_8.5_SEER_13.0",3,15,1,0,30,0,"Crawl",0.06,300,6.8302610699999997,"Attic",0.03,80,7.76,2200,18700,200,24.98505887,2210,11.09344939,1784,30.392214490000001,0.85,91.3,91.3,91.3,91.3,0.34,0.32,0.54,40,2.7959999999999998,1,1584,160,24.80505887,0,0,"N",0,0,0.75,1,1.75,2,0.65,2151.648862,17,"Exhaust",50,1,"Standard",5,0,4.5,4.5,1,45,1.1000000000000001,128,0,0,3,4,9,0.65]
["SF_2200_HZ2CZ4_cg_i2_4_ge50_zonl_","NW","HZ2CZ4_",3,524.53229299999998,"NA",6644.9655000000002,348.43650000000002,0.91800700000000002,0.30355799999999999,0.32723400000000002,0.47433799999999998,18784.139554000001,18784.139554000001,18784.139554000001,6.9056999999999993E-2,574.569075,1252.2713670000001,0,0,0,0,0,0,0,0,51135.132562999999,51135.132562999999,51135.132562999999,178.07338100000001,1565.757906,0,0,0,0,0,0,73,4160.9809219999997,3681.7248749999999,2450.4120979999998,1702.5545990000001,51.743043,124.80467299999999,"SF_2200_HZ2CZ4_cg_i2_4_ge50_zonl_","NWHZ2CZ4_3",0,0,0,69,64,74,78,1,2104.6240469999998,0,0,0,"FUR",3,15,1,0,30,1,"Crawl",0.06,300,6.8302610699999997,"Attic",0.03,80,7.76,2200,18700,200,24.98505887,2210,11.09344939,1784,30.392214490000001,0.85,91.3,91.3,91.3,91.3,0.34,0.32,0.54,40,2.7959999999999998,1,1584,160,24.80505887,0,0,"N",0,0,0.75,1,1.75,2,0.65,2151.648862,17,"Exhaust",50,1,"Standard",5,0,4.5,4.5,1,45,1.1000000000000001,128,0,0,3,4,9,0.65]
["SF_2200_HZ2CZ4_cg_i2_4_ao60_gfnc_","NW","HZ2CZ4_",3,535.07198500000004,"NA",6644.9655000000002,348.43650000000002,0.91800700000000002,0.32971299999999998,0.36134100000000002,0.56116500000000002,18555.952411999999,21687.431728,21687.431728,6.6111890000000004,663.17961300000002,1445.3880360000001,0,0,0,0,0,0,0,0,51177.104779000001,61136.136593000003,61136.136593000003,9956.1365929999993,1565.757906,0,0,0,0,0,0,73,4214.7891609999997,3666.1375579999999,1431.3910350000001,35.966285999999997,51.743043,122.68403600000001,"SF_2200_HZ2CZ4_cg_i2_4_ao60_gfnc_","NWHZ2CZ4_3",0,0,0,69,64,74,78,1,2104.6240469999998,0,0,0,"FUR",3,15,1,0,30,0,"Crawl",0.06,300,6.8302610699999997,"Attic",0.03,80,7.76,2200,18700,200,24.98505887,2210,11.09344939,1784,30.392214490000001,0.85,91.3,91.3,91.3,91.3,0.34,0.32,0.54,40,2.7959999999999998,1,1584,160,24.80505887,0,0,"N",0,0,0.75,1,1.75,2,0.65,2151.648862,17,"Exhaust",50,1,"Standard",5,0,4.5,4.5,1,57,1.2,128,0,0,3,4,9,0.65]
["SF_2200_HZ2CZ4_cg_i2_4_ao60_gfac_","NW","HZ2CZ4_",3,532.40704300000004,"NA",6644.9655000000002,348.43650000000002,0.91800700000000002,0.333677,0.35271000000000002,0.56508100000000006,18650.564791000001,21786.773969000002,21786.773969000002,6.6332810000000002,696.99360999999999,1452.0093790000001,2002.365057,2463.4734060000001,726.95989599999996,40.748493000000003,6.7211819999999998,0,125.409066,261.25797699999998,51170.656241999997,61144.447913000004,61144.447913000004,9964.447913,1637.8284000000001,19724.629835,24947.001509999998,9161.0029759999998,0,0,0,73,4226.9001049999997,3660.0447600000002,1449.5927019999999,36.134708000000003,51.743043,122.62832,"SF_2200_HZ2CZ4_cg_i2_4_ao60_gfac_","NWHZ2CZ4_3",0,0,0,69,64,74,78,1,2104.6240469999998,0,0,0,"FHCA",3,15,1,0,30,0,"Crawl",0.06,300,6.8302610699999997,"Attic",0.03,80,7.76,2200,18700,200,24.98505887,2210,11.09344939,1784,30.392214490000001,0.85,91.3,91.3,91.3,91.3,0.34,0.32,0.54,40,2.7959999999999998,1,1584,160,24.80505887,0,0,"N",0,0,0.75,1,1.75,2,0.65,2151.648862,17,"Exhaust",50,1,"Standard",5,0,4.5,4.5,1,57,1.2,128,0,0,3,4,9,0.65]
["SF_2200_HZ2CZ4_cg_i2_4_ao60_efaf_","NW","HZ2CZ4_",3,535.07198500000004,"NA",6644.9655000000002,348.43650000000002,0.91800700000000002,0.32971299999999998,0.36134100000000002,0.56116500000000002,18555.952411999999,21687.431728,21687.431728,6.6111890000000004,663.17961300000002,1445.3880360000001,0,0,0,0,0,0,0,0,51177.104779000001,61136.136593000003,61136.136593000003,9956.1365929999993,1565.757906,0,0,0,0,0,0,73,4214.7891609999997,3666.1375579999999,1431.3910350000001,35.966285999999997,51.743043,122.68403600000001,"SF_2200_HZ2CZ4_cg_i2_4_ao60_efaf_","NWHZ2CZ4_3",0,0,0,69,64,74,78,1,2104.6240469999998,0,0,0,"FUR",3,15,1,0,30,0,"Crawl",0.06,300,6.8302610699999997,"Attic",0.03,80,7.76,2200,18700,200,24.98505887,2210,11.09344939,1784,30.392214490000001,0.85,91.3,91.3,91.3,91.3,0.34,0.32,0.54,40,2.7959999999999998,1,1584,160,24.80505887,0,0,"N",0,0,0.75,1,1.75,2,0.65,2151.648862,17,"Exhaust",50,1,"Standard",5,0,4.5,4.5,1,57,1.2,128,0,0,3,4,9,0.65]
["SF_2200_HZ2CZ4_cg_i2_4_ao60_hp85_","NW","HZ2CZ4_",3,539.674758,"NA",6644.9655000000002,348.43650000000002,0.91800700000000002,0.35293099999999999,0.37622499999999998,0.62722800000000001,18421.049461999999,22552.199891,9641.1277690000006,2203.6230300000002,866.13584800000001,2682.5035670000002,2002.983459,2464.2107959999998,731.56820100000004,41.008229999999998,6.7192420000000004,0,125.446186,261.335306,50777.345641,60618.447747999999,52417.730849,44816.177015000001,1102.0910080000001,19724.908747000001,24947.681139,9173.5625789999995,0,0,0,73,4226.7350889999998,3659.8996459999998,1449.514318,36.140478999999999,51.743043,122.628471,"SF_2200_HZ2CZ4_cg_i2_4_ao60_hp85_","NWHZ2CZ4_3",0,0,0,69,64,74,78,1,2104.6240469999998,0,0,0,"HSPF_8.5_SEER_13.0",3,15,1,0,30,0,"Crawl",0.06,300,6.8302610699999997,"Attic",0.03,80,7.76,2200,18700,200,24.98505887,2210,11.09344939,1784,30.392214490000001,0.85,91.3,91.3,91.3,91.3,0.34,0.32,0.54,40,2.7959999999999998,1,1584,160,24.80505887,0,0,"N",0,0,0.75,1,1.75,2,0.65,2151.648862,17,"Exhaust",50,1,"Standard",5,0,4.5,4.5,1,57,1.2,128,0,0,3,4,9,0.65]
["SF_2200_HZ2CZ4_cg_i2_4_ao60_zonl_","NW","HZ2CZ4_",3,524.52703099999997,"NA",6644.9655000000002,348.43650000000002,0.91800700000000002,0.30346800000000002,0.32721600000000001,0.47433799999999998,19186.625334,19186.625334,19186.625334,0.16148699999999999,586.87951399999997,1279.0975900000001,0,0,0,0,0,0,0,0,52263.965092999999,52263.965092999999,52263.965092999999,1185.7072920000001,1565.757906,0,0,0,0,0,0,73,4214.6677449999997,3665.8996699999998,1431.401406,35.964928,51.743043,122.683359,"SF_2200_HZ2CZ4_cg_i2_4_ao60_zonl_","NWHZ2CZ4_3",0,0,0,69,64,74,78,1,2104.6240469999998,0,0,0,"FUR",3,15,1,0,30,1,"Crawl",0.06,300,6.8302610699999997,"Attic",0.03,80,7.76,2200,18700,200,24.98505887,2210,11.09344939,1784,30.392214490000001,0.85,91.3,91.3,91.3,91.3,0.34,0.32,0.54,40,2.7959999999999998,1,1584,160,24.80505887,0,0,"N",0,0,0.75,1,1.75,2,0.65,2151.648862,17,"Exhaust",50,1,"Standard",5,0,4.5,4.5,1,57,1.2,128,0,0,3,4,9,0.65]
["SF_2200_HZ2CZ4_cg_i2_4_ao80_gfnc_","NW","HZ2CZ4_",3,534.97360400000002,"NA",6644.9655000000002,348.43650000000002,0.91800700000000002,0.32976899999999998,0.36102200000000001,0.56115899999999996,18576.513542000001,21711.403607,21711.403607,6.4355739999999999,663.91821400000003,1446.997869,0,0,0,0,0,0,0,0,51130.342153999998,61084.593548999997,61084.593548999997,9904.5935489999993,1565.757906,0,0,0,0,0,0,73,4271.74539,3727.497895,1459.8099070000001,0.11068699999999999,51.743043,123.77532100000001,"SF_2200_HZ2CZ4_cg_i2_4_ao80_gfnc_","NWHZ2CZ4_3",0,0,0,69,64,74,78,1,2104.6240469999998,0,0,0,"FUR",3,15,1,0,30,0,"Crawl",0.06,300,6.8302610699999997,"Attic",0.03,80,7.76,2200,18700,200,24.98505887,2210,11.09344939,1784,30.392214490000001,0.85,91.3,91.3,91.3,91.3,0.34,0.32,0.54,40,2.7959999999999998,1,1584,160,24.80505887,0,0,"N",0,0,0.75,1,1.75,2,0.65,2151.648862,17,"Exhaust",50,1,"Standard",5,0,4.5,4.5,1,75,1.2,128,0,0,3,4,9,0.65]
["SF_2200_HZ2CZ4_cg_i2_4_ao80_gfac_","NW","HZ2CZ4_",3,532.16243499999996,"NA",6644.9655000000002,348.43650000000002,0.91800700000000002,0.333735,0.35191899999999998,0.56506500000000004,18675.209910000001,21815.337077,21815.337077,6.4564700000000004,697.91332599999998,1453.9253739999999,2012.8938740000001,2475.5885960000001,731.00700400000005,40.632269999999998,6.6639929999999996,0,126.057727,262.60929599999997,51123.905131,61093.014713999997,61093.014713999997,9913.0147140000008,1637.8284000000001,19782.715537,25137.063849999999,9231.2076219999999,0,0,0,73,4285.9527070000004,3723.5898320000001,1478.08698,0.11068699999999999,51.743043,123.722578,"SF_2200_HZ2CZ4_cg_i2_4_ao80_gfac_","NWHZ2CZ4_3",0,0,0,69,64,74,78,1,2104.6240469999998,0,0,0,"FHCA",3,15,1,0,30,0,"Crawl",0.06,300,6.8302610699999997,"Attic",0.03,80,7.76,2200,18700,200,24.98505887,2210,11.09344939,1784,30.392214490000001,0.85,91.3,91.3,91.3,91.3,0.34,0.32,0.54,40,2.7959999999999998,1,1584,160,24.80505887,0,0,"N",0,0,0.75,1,1.75,2,0.65,2151.648862,17,"Exhaust",50,1,"Standard",5,0,4.5,4.5,1,75,1.2,128,0,0,3,4,9,0.65]
["SF_2200_HZ2CZ4_cg_i2_4_ao80_efaf_","NW","HZ2CZ4_",3,534.97360400000002,"NA",6644.9655000000002,348.43650000000002,0.91800700000000002,0.32976899999999998,0.36102200000000001,0.56115899999999996,18576.513542000001,21711.403607,21711.403607,6.4355739999999999,663.91821400000003,1446.997869,0,0,0,0,0,0,0,0,51130.342153999998,61084.593548999997,61084.593548999997,9904.5935489999993,1565.757906,0,0,0,0,0,0,73,4271.74539,3727.497895,1459.8099070000001,0.11068699999999999,51.743043,123.77532100000001,"SF_2200_HZ2CZ4_cg_i2_4_ao80_efaf_","NWHZ2CZ4_3",0,0,0,69,64,74,78,1,2104.6240469999998,0,0,0,"FUR",3,15,1,0,30,0,"Crawl",0.06,300,6.8302610699999997,"Attic",0.03,80,7.76,2200,18700,200,24.98505887,2210,11.09344939,1784,30.392214490000001,0.85,91.3,91.3,91.3,91.3,0.34,0.32,0.54,40,2.7959999999999998,1,1584,160,24.80505887,0,0,"N",0,0,0.75,1,1.75,2,0.65,2151.648862,17,"Exhaust",50,1,"Standard",5,0,4.5,4.5,1,75,1.2,128,0,0,3,4,9,0.65]
["SF_2200_HZ2CZ4_cg_i2_4_ao80_hp85_","NW","HZ2CZ4_",3,539.38753299999996,"NA",6644.9655000000002,348.43650000000002,0.91800700000000002,0.35300199999999998,0.37529600000000002,0.62721199999999999,18445.584430999999,22581.303446999998,9651.3665130000009,2205.931098,867.09734100000003,2685.4782869999999,2013.5164810000001,2476.3221079999998,735.60349900000006,40.886870999999999,6.6616730000000004,0,126.094753,262.68643200000002,50729.762656999999,60565.881267999997,52365.164320999997,44763.610515,1102.0910080000001,19783.090346000001,25137.729124000001,9243.3497399999997,0,0,0,73,4285.8462220000001,3723.5033490000001,1478.0317600000001,0.11068699999999999,51.743043,123.72261399999999,"SF_2200_HZ2CZ4_cg_i2_4_ao80_hp85_","NWHZ2CZ4_3",0,0,0,69,64,74,78,1,2104.6240469999998,0,0,0,"HSPF_8.5_SEER_13.0",3,15,1,0,30,0,"Crawl",0.06,300,6.8302610699999997,"Attic",0.03,80,7.76,2200,18700,200,24.98505887,2210,11.09344939,1784,30.392214490000001,0.85,91.3,91.3,91.3,91.3,0.34,0.32,0.54,40,2.7959999999999998,1,1584,160,24.80505887,0,0,"N",0,0,0.75,1,1.75,2,0.65,2151.648862,17,"Exhaust",50,1,"Standard",5,0,4.5,4.5,1,75,1.2,128,0,0,3,4,9,0.65]
["SF_2200_HZ2CZ4_cg_i2_4_ao80_zonl_","NW","HZ2CZ4_",3,524.41560700000002,"NA",6644.9655000000002,348.43650000000002,0.91800700000000002,0.30349399999999999,0.32685599999999998,0.47433799999999998,19207.750556999999,19207.750556999999,19207.750556999999,0.155115,587.52583000000004,1280.506363,0,0,0,0,0,0,0,0,52215.812366999999,52215.812366999999,52215.812366999999,1137.798485,1565.757906,0,0,0,0,0,0,73,4271.8721420000002,3727.5078210000001,1459.9270529999999,0.11068699999999999,51.743043,123.77480199999999,"SF_2200_HZ2CZ4_cg_i2_4_ao80_zonl_","NWHZ2CZ4_3",0,0,0,69,64,74,78,1,2104.6240469999998,0,0,0,"FUR",3,15,1,0,30,1,"Crawl",0.06,300,6.8302610699999997,"Attic",0.03,80,7.76,2200,18700,200,24.98505887,2210,11.09344939,1784,30.392214490000001,0.85,91.3,91.3,91.3,91.3,0.34,0.32,0.54,40,2.7959999999999998,1,1584,160,24.80505887,0,0,"N",0,0,0.75,1,1.75,2,0.65,2151.648862,17,"Exhaust",50,1,"Standard",5,0,4.5,4.5,1,75,1.2,128,0,0,3,4,9,0.65]
["SF_2200_HZ2CZ4_cg_i2_5_ge50_gfnc_","NW","HZ2CZ4_",3,535.09528299999999,"NA",6644.9655000000002,348.43650000000002,0.91800700000000002,0.32913999999999999,0.36141699999999999,0.56081000000000003,18236.361508000002,21315.244403000001,21315.244403000001,5.274553,651.83382600000004,1420.664657,0,0,0,0,0,0,0,0,50079.537511000002,59927.279676999999,59927.279676999999,8747.2796770000004,1565.757906,0,0,0,0,0,0,73,5948.8567069999999,5476.9960979999996,3973.1343419999998,3124.4162000000001,51.743043,125.595356,"SF_2200_HZ2CZ4_cg_i2_5_ge50_gfnc_","NWHZ2CZ4_3",0,0,0,69,64,74,78,1,2104.6240469999998,0,0,0,"FUR",3,15,1,0,30,0,"Crawl",0.06,300,6.8302610699999997,"Attic",0.03,80,7.76,2200,18700,200,24.98505887,2210,11.09344939,1784,30.392214490000001,0.85,91.3,91.3,91.3,91.3,0.34,0.32,0.54,40,2.7959999999999998,1,1584,160,24.80505887,0,0,"N",0,0,0.75,1,1.75,2,0.65,2151.648862,17,"Exhaust",50,1,"Standard",5,0,4.5,4.5,1,45,1.1000000000000001,128,0,0,3,4,10,0.65]
["SF_2200_HZ2CZ4_cg_i2_5_ge50_gfac_","NW","HZ2CZ4_",3,532.75957900000003,"NA",6644.9655000000002,348.43650000000002,0.91800700000000002,0.33309899999999998,0.35385899999999998,0.56471300000000002,18317.321072999999,21399.357199999999,21399.357199999999,5.2917339999999999,684.638687,1426.271031,2002.0072459999999,2464.525153,727.49771099999998,40.878722000000003,6.6947010000000002,0,125.454184,261.351969,50073.218094999997,59937.979893000003,59937.979893000003,8757.9798929999997,1637.8284000000001,19648.748264999998,24910.446549,9139.6465840000001,0,0,0,73,5956.144284,5469.243015,4044.974909,3204.3688809999999,51.743043,125.53650399999999,"SF_2200_HZ2CZ4_cg_i2_5_ge50_gfac_","NWHZ2CZ4_3",0,0,0,69,64,74,78,1,2104.6240469999998,0,0,0,"FHCA",3,15,1,0,30,0,"Crawl",0.06,300,6.8302610699999997,"Attic",0.03,80,7.76,2200,18700,200,24.98505887,2210,11.09344939,1784,30.392214490000001,0.85,91.3,91.3,91.3,91.3,0.34,0.32,0.54,40,2.7959999999999998,1,1584,160,24.80505887,0,0,"N",0,0,0.75,1,1.75,2,0.65,2151.648862,17,"Exhaust",50,1,"Standard",5,0,4.5,4.5,1,45,1.1000000000000001,128,0,0,3,4,10,0.65]
["SF_2200_HZ2CZ4_cg_i2_5_ge50_efaf_","NW","HZ2CZ4_",3,535.09528299999999,"NA",6644.9655000000002,348.43650000000002,0.91800700000000002,0.32913999999999999,0.36141699999999999,0.56081000000000003,18236.361508000002,21315.244403000001,21315.244403000001,5.274553,651.83382600000004,1420.664657,0,0,0,0,0,0,0,0,50079.537511000002,59927.279676999999,59927.279676999999,8747.2796770000004,1565.757906,0,0,0,0,0,0,73,5948.8567069999999,5476.9960979999996,3973.1343419999998,3124.4162000000001,51.743043,125.595356,"SF_2200_HZ2CZ4_cg_i2_5_ge50_efaf_","NWHZ2CZ4_3",0,0,0,69,64,74,78,1,2104.6240469999998,0,0,0,"FUR",3,15,1,0,30,0,"Crawl",0.06,300,6.8302610699999997,"Attic",0.03,80,7.76,2200,18700,200,24.98505887,2210,11.09344939,1784,30.392214490000001,0.85,91.3,91.3,91.3,91.3,0.34,0.32,0.54,40,2.7959999999999998,1,1584,160,24.80505887,0,0,"N",0,0,0.75,1,1.75,2,0.65,2151.648862,17,"Exhaust",50,1,"Standard",5,0,4.5,4.5,1,45,1.1000000000000001,128,0,0,3,4,10,0.65]
["SF_2200_HZ2CZ4_cg_i2_5_ge50_hp85_","NW","HZ2CZ4_",3,540.18872699999997,"NA",6644.9655000000002,348.43650000000002,0.91800700000000002,0.35254799999999997,0.37789800000000001,0.62737500000000002,18085.160408,22172.763739000002,9380.4793439999994,1988.3530920000001,860.69046800000001,2665.664381,2002.619954,2465.2547279999999,732.103973,41.137908000000003,6.6927940000000001,0,125.490888,261.42843199999999,49668.395439,59394.373799000001,51193.656917,43592.103072999998,1102.0910080000001,19649.020458999999,24911.061634999998,9152.3907870000003,0,0,0,73,5956.1155049999998,5469.2304620000004,4044.8726280000001,3204.244694,51.743043,125.536422,"SF_2200_HZ2CZ4_cg_i2_5_ge50_hp85_","NWHZ2CZ4_3",0,0,0,69,64,74,78,1,2104.6240469999998,0,0,0,"HSPF_8.5_SEER_13.0",3,15,1,0,30,0,"Crawl",0.06,300,6.8302610699999997,"Attic",0.03,80,7.76,2200,18700,200,24.98505887,2210,11.09344939,1784,30.392214490000001,0.85,91.3,91.3,91.3,91.3,0.34,0.32,0.54,40,2.7959999999999998,1,1584,160,24.80505887,0,0,"N",0,0,0.75,1,1.75,2,0.65,2151.648862,17,"Exhaust",50,1,"Standard",5,0,4.5,4.5,1,45,1.1000000000000001,128,0,0,3,4,10,0.65]
["SF_2200_HZ2CZ4_cg_i2_5_ge50_zonl_","NW","HZ2CZ4_",3,524.65871400000003,"NA",6644.9655000000002,348.43650000000002,0.91800700000000002,0.303346,0.32764300000000002,0.47433799999999998,18857.22378,18857.22378,18857.22378,5.8314999999999999E-2,576.80494099999999,1257.144364,0,0,0,0,0,0,0,0,51146.141998999999,51146.141998999999,51146.141998999999,181.228129,1565.757906,0,0,0,0,0,0,73,5948.9974590000002,5477.0423360000004,3973.406802,3124.648682,51.743043,125.59499700000001,"SF_2200_HZ2CZ4_cg_i2_5_ge50_zonl_","NWHZ2CZ4_3",0,0,0,69,64,74,78,1,2104.6240469999998,0,0,0,"FUR",3,15,1,0,30,1,"Crawl",0.06,300,6.8302610699999997,"Attic",0.03,80,7.76,2200,18700,200,24.98505887,2210,11.09344939,1784,30.392214490000001,0.85,91.3,91.3,91.3,91.3,0.34,0.32,0.54,40,2.7959999999999998,1,1584,160,24.80505887,0,0,"N",0,0,0.75,1,1.75,2,0.65,2151.648862,17,"Exhaust",50,1,"Standard",5,0,4.5,4.5,1,45,1.1000000000000001,128,0,0,3,4,10,0.65]
["SF_2200_HZ2CZ4_cg_i2_5_ao60_gfnc_","NW","HZ2CZ4_",3,535.03389700000002,"NA",6644.9655000000002,348.43650000000002,0.91800700000000002,0.32982699999999998,0.36121799999999998,0.561921,18941.781631000002,22132.269683999999,22132.269683999999,5.7816510000000001,676.81282699999997,1475.0992020000001,0,0,0,0,0,0,0,0,50253.028255999998,60170.621851000004,60170.621851000004,8990.6218509999999,1565.757906,0,0,0,0,0,0,73,5915.8603929999999,5376.7582730000004,2006.0846039999999,113.88911299999999,51.743043,122.417376,"SF_2200_HZ2CZ4_cg_i2_5_ao60_gfnc_","NWHZ2CZ4_3",0,0,0,69,64,74,78,1,2104.6240469999998,0,0,0,"FUR",3,15,1,0,30,0,"Crawl",0.06,300,6.8302610699999997,"Attic",0.03,80,7.76,2200,18700,200,24.98505887,2210,11.09344939,1784,30.392214490000001,0.85,91.3,91.3,91.3,91.3,0.34,0.32,0.54,40,2.7959999999999998,1,1584,160,24.80505887,0,0,"N",0,0,0.75,1,1.75,2,0.65,2151.648862,17,"Exhaust",50,1,"Standard",5,0,4.5,4.5,1,57,1.2,128,0,0,3,4,10,0.65]
["SF_2200_HZ2CZ4_cg_i2_5_ao60_gfac_","NW","HZ2CZ4_",3,532.66942900000004,"NA",6644.9655000000002,348.43650000000002,0.91800700000000002,0.33382899999999999,0.35356100000000001,0.56587200000000004,19031.666728,22225.853416000002,22225.853416000002,5.7999499999999999,711.07140700000002,1481.336898,1903.764852,2345.87806,696.05881399999998,38.623165999999998,6.6747839999999998,0,119.609528,249.17610999999999,50246.215151999997,60180.143554000002,60180.143554000002,9000.1435540000002,1637.8284000000001,19782.62918,25060.66318,9196.2619840000007,0,0,0,73,5925.7695350000004,5369.9026000000003,2028.214293,113.89998199999999,51.743043,122.34958399999999,"SF_2200_HZ2CZ4_cg_i2_5_ao60_gfac_","NWHZ2CZ4_3",0,0,0,69,64,74,78,1,2104.6240469999998,0,0,0,"FHCA",3,15,1,0,30,0,"Crawl",0.06,300,6.8302610699999997,"Attic",0.03,80,7.76,2200,18700,200,24.98505887,2210,11.09344939,1784,30.392214490000001,0.85,91.3,91.3,91.3,91.3,0.34,0.32,0.54,40,2.7959999999999998,1,1584,160,24.80505887,0,0,"N",0,0,0.75,1,1.75,2,0.65,2151.648862,17,"Exhaust",50,1,"Standard",5,0,4.5,4.5,1,57,1.2,128,0,0,3,4,10,0.65]
["SF_2200_HZ2CZ4_cg_i2_5_ao60_efaf_","NW","HZ2CZ4_",3,535.03389700000002,"NA",6644.9655000000002,348.43650000000002,0.91800700000000002,0.32982699999999998,0.36121799999999998,0.561921,18941.781631000002,22132.269683999999,22132.269683999999,5.7816510000000001,676.81282699999997,1475.0992020000001,0,0,0,0,0,0,0,0,50253.028255999998,60170.621851000004,60170.621851000004,8990.6218509999999,1565.757906,0,0,0,0,0,0,73,5915.8603929999999,5376.7582730000004,2006.0846039999999,113.88911299999999,51.743043,122.417376,"SF_2200_HZ2CZ4_cg_i2_5_ao60_efaf_","NWHZ2CZ4_3",0,0,0,69,64,74,78,1,2104.6240469999998,0,0,0,"FUR",3,15,1,0,30,0,"Crawl",0.06,300,6.8302610699999997,"Attic",0.03,80,7.76,2200,18700,200,24.98505887,2210,11.09344939,1784,30.392214490000001,0.85,91.3,91.3,91.3,91.3,0.34,0.32,0.54,40,2.7959999999999998,1,1584,160,24.80505887,0,0,"N",0,0,0.75,1,1.75,2,0.65,2151.648862,17,"Exhaust",50,1,"Standard",5,0,4.5,4.5,1,57,1.2,128,0,0,3,4,10,0.65]
["SF_2200_HZ2CZ4_cg_i2_5_ao60_hp85_","NW","HZ2CZ4_",3,540.06012299999998,"NA",6644.9655000000002,348.43650000000002,0.91800700000000002,0.35338000000000003,0.377475,0.62723099999999998,18799.897284999999,23000.183805000001,9798.1660900000006,2227.980892,881.47687900000005,2729.9778649999998,1904.3582100000001,2346.5596679999999,700.40942900000005,38.857543999999997,6.6715609999999996,0,119.64417,249.248279,49818.408237000003,59607.420179000001,51244.001649999998,43642.448394999999,1102.0910080000001,19782.909350999998,25061.312299000001,9208.4740920000004,0,0,0,73,5925.7498839999998,5369.9027260000003,2028.196324,113.89980799999999,51.743043,122.349698,"SF_2200_HZ2CZ4_cg_i2_5_ao60_hp85_","NWHZ2CZ4_3",0,0,0,69,64,74,78,1,2104.6240469999998,0,0,0,"HSPF_8.5_SEER_13.0",3,15,1,0,30,0,"Crawl",0.06,300,6.8302610699999997,"Attic",0.03,80,7.76,2200,18700,200,24.98505887,2210,11.09344939,1784,30.392214490000001,0.85,91.3,91.3,91.3,91.3,0.34,0.32,0.54,40,2.7959999999999998,1,1584,160,24.80505887,0,0,"N",0,0,0.75,1,1.75,2,0.65,2151.648862,17,"Exhaust",50,1,"Standard",5,0,4.5,4.5,1,57,1.2,128,0,0,3,4,10,0.65]
["SF_2200_HZ2CZ4_cg_i2_5_ao60_zonl_","NW","HZ2CZ4_",3,524.311196,"NA",6644.9655000000002,348.43650000000002,0.91800700000000002,0.30304599999999998,0.32651799999999997,0.47433799999999998,19583.399082,19583.399082,19583.399082,6.2858999999999998E-2,599.01994999999999,1305.555748,0,0,0,0,0,0,0,0,51373.538216000001,51373.538216000001,51373.538216000001,229.815001,1565.757906,0,0,0,0,0,0,73,5915.9141170000003,5376.6985430000004,2006.1864929999999,113.884936,51.743043,122.416715,"SF_2200_HZ2CZ4_cg_i2_5_ao60_zonl_","NWHZ2CZ4_3",0,0,0,69,64,74,78,1,2104.6240469999998,0,0,0,"FUR",3,15,1,0,30,1,"Crawl",0.06,300,6.8302610699999997,"Attic",0.03,80,7.76,2200,18700,200,24.98505887,2210,11.09344939,1784,30.392214490000001,0.85,91.3,91.3,91.3,91.3,0.34,0.32,0.54,40,2.7959999999999998,1,1584,160,24.80505887,0,0,"N",0,0,0.75,1,1.75,2,0.65,2151.648862,17,"Exhaust",50,1,"Standard",5,0,4.5,4.5,1,57,1.2,128,0,0,3,4,10,0.65]
["SF_2200_HZ2CZ4_cg_i2_5_ao80_gfnc_","NW","HZ2CZ4_",3,535.04586500000005,"NA",6644.9655000000002,348.43650000000002,0.91800700000000002,0.32983400000000002,0.36125600000000002,0.56197799999999998,18967.396937000001,22161.647686,22161.647686,5.6851989999999999,677.71463300000005,1477.0641659999999,0,0,0,0,0,0,0,0,50149.064549000002,60055.709518000003,60055.709518000003,8875.7095179999997,1565.757906,0,0,0,0,0,0,73,6030.6336110000002,5489.8638700000001,2031.548912,35.154108000000001,51.743043,123.29177900000001,"SF_2200_HZ2CZ4_cg_i2_5_ao80_gfnc_","NWHZ2CZ4_3",0,0,0,69,64,74,78,1,2104.6240469999998,0,0,0,"FUR",3,15,1,0,30,0,"Crawl",0.06,300,6.8302610699999997,"Attic",0.03,80,7.76,2200,18700,200,24.98505887,2210,11.09344939,1784,30.392214490000001,0.85,91.3,91.3,91.3,91.3,0.34,0.32,0.54,40,2.7959999999999998,1,1584,160,24.80505887,0,0,"N",0,0,0.75,1,1.75,2,0.65,2151.648862,17,"Exhaust",50,1,"Standard",5,0,4.5,4.5,1,75,1.2,128,0,0,3,4,10,0.65]
["SF_2200_HZ2CZ4_cg_i2_5_ao80_gfac_","NW","HZ2CZ4_",3,532.70478900000001,"NA",6644.9655000000002,348.43650000000002,0.91800700000000002,0.33385599999999999,0.35367700000000002,0.56591999999999998,19058.549904,22256.638267999999,22256.638267999999,5.7031159999999996,712.059662,1483.395677,1907.458007,2350.3272069999998,697.58027500000003,38.469624000000003,6.6303479999999997,0,119.848282,249.67349300000001,50142.247125000002,60065.415294999999,60065.415294999999,8885.4152950000007,1637.8284000000001,19802.865404,25163.971598,9230.8025679999992,0,0,0,73,6042.1712870000001,5484.471845,2055.317767,35.154108000000001,51.743043,123.25103799999999,"SF_2200_HZ2CZ4_cg_i2_5_ao80_gfac_","NWHZ2CZ4_3",0,0,0,69,64,74,78,1,2104.6240469999998,0,0,0,"FHCA",3,15,1,0,30,0,"Crawl",0.06,300,6.8302610699999997,"Attic",0.03,80,7.76,2200,18700,200,24.98505887,2210,11.09344939,1784,30.392214490000001,0.85,91.3,91.3,91.3,91.3,0.34,0.32,0.54,40,2.7959999999999998,1,1584,160,24.80505887,0,0,"N",0,0,0.75,1,1.75,2,0.65,2151.648862,17,"Exhaust",50,1,"Standard",5,0,4.5,4.5,1,75,1.2,128,0,0,3,4,10,0.65]
["SF_2200_HZ2CZ4_cg_i2_5_ao80_efaf_","NW","HZ2CZ4_",3,535.04586500000005,"NA",6644.9655000000002,348.43650000000002,0.91800700000000002,0.32983400000000002,0.36125600000000002,0.56197799999999998,18967.396937000001,22161.647686,22161.647686,5.6851989999999999,677.71463300000005,1477.0641659999999,0,0,0,0,0,0,0,0,50149.064549000002,60055.709518000003,60055.709518000003,8875.7095179999997,1565.757906,0,0,0,0,0,0,73,6030.6336110000002,5489.8638700000001,2031.548912,35.154108000000001,51.743043,123.29177900000001,"SF_2200_HZ2CZ4_cg_i2_5_ao80_efaf_","NWHZ2CZ4_3",0,0,0,69,64,74,78,1,2104.6240469999998,0,0,0,"FUR",3,15,1,0,30,0,"Crawl",0.06,300,6.8302610699999997,"Attic",0.03,80,7.76,2200,18700,200,24.98505887,2210,11.09344939,1784,30.392214490000001,0.85,91.3,91.3,91.3,91.3,0.34,0.32,0.54,40,2.7959999999999998,1,1584,160,24.80505887,0,0,"N",0,0,0.75,1,1.75,2,0.65,2151.648862,17,"Exhaust",50,1,"Standard",5,0,4.5,4.5,1,75,1.2,128,0,0,3,4,10,0.65]
["SF_2200_HZ2CZ4_cg_i2_5_ao80_hp85_","NW","HZ2CZ4_",3,540.11261200000001,"NA",6644.9655000000002,348.43650000000002,0.91800700000000002,0.353439,0.37764599999999998,0.62721199999999999,18826.393209000002,23032.138244999998,9804.9520159999993,2223.0775570000001,882.85876199999996,2734.254946,1908.0574340000001,2351.0139559999998,701.93118200000004,38.701901999999997,6.626957,0,119.883229,249.746296,49714.863819999999,59492.92727,51225.528128999998,43623.974920000001,1102.0910080000001,19803.244714,25164.640039000002,9242.7996039999998,0,0,0,73,6042.1841160000004,5484.5046329999996,2055.3147359999998,35.154000000000003,51.743043,123.25112799999999,"SF_2200_HZ2CZ4_cg_i2_5_ao80_hp85_","NWHZ2CZ4_3",0,0,0,69,64,74,78,1,2104.6240469999998,0,0,0,"HSPF_8.5_SEER_13.0",3,15,1,0,30,0,"Crawl",0.06,300,6.8302610699999997,"Attic",0.03,80,7.76,2200,18700,200,24.98505887,2210,11.09344939,1784,30.392214490000001,0.85,91.3,91.3,91.3,91.3,0.34,0.32,0.54,40,2.7959999999999998,1,1584,160,24.80505887,0,0,"N",0,0,0.75,1,1.75,2,0.65,2151.648862,17,"Exhaust",50,1,"Standard",5,0,4.5,4.5,1,75,1.2,128,0,0,3,4,10,0.65]
["SF_2200_HZ2CZ4_cg_i2_5_ao80_zonl_","NW","HZ2CZ4_",3,524.30884200000003,"NA",6644.9655000000002,348.43650000000002,0.91800700000000002,0.30301699999999998,0.32651000000000002,0.47433799999999998,19609.790262999999,19609.790262999999,19609.790262999999,5.9477000000000002E-2,599.82748300000003,1307.315386,0,0,0,0,0,0,0,0,51270.411089000001,51270.411089000001,51270.411089000001,195.43124399999999,1565.757906,0,0,0,0,0,0,73,6030.9698600000002,5490.0850449999998,2031.7889190000001,35.154367999999998,51.743043,123.291507,"SF_2200_HZ2CZ4_cg_i2_5_ao80_zonl_","NWHZ2CZ4_3",0,0,0,69,64,74,78,1,2104.6240469999998,0,0,0,"FUR",3,15,1,0,30,1,"Crawl",0.06,300,6.8302610699999997,"Attic",0.03,80,7.76,2200,18700,200,24.98505887,2210,11.09344939,1784,30.392214490000001,0.85,91.3,91.3,91.3,91.3,0.34,0.32,0.54,40,2.7959999999999998,1,1584,160,24.80505887,0,0,"N",0,0,0.75,1,1.75,2,0.65,2151.648862,17,"Exhaust",50,1,"Standard",5,0,4.5,4.5,1,75,1.2,128,0,0,3,4,10,0.65]
["SF_2200_HZ3CZ4_wl_ga_1_ge50_gfnc_","NW","HZ3CZ4_",3,532.80651,"NA",7927.5,348.43650000000002,0.90101900000000001,0.33141799999999999,0.36096699999999998,0.59093799999999996,21646.572380000001,25462.154872999999,25462.154872999999,19.115796,793.02301899999998,1696.2026049999999,0,0,0,0,0,0,0,0,53280.346653000001,63905.899809000002,63905.899809000002,12725.899809,1595.207161,0,0,0,0,0,0,73,2193.567685,1554.4449979999999,1535.0406599999999,1197.925154,48.387518999999998,123.96058600000001,"SF_2200_HZ3CZ4_wl_ga_1_ge50_gfnc_","NWHZ3CZ4_3",0,0,0,69,64,74,78,1,2104.6240469999998,0,0,0,"FUR",3,15,1,0,30,0,"Crawl",0.06,300,6.8302610699999997,"Attic",0.03,80,7.76,2200,18700,200,24.98505887,2210,11.09344939,1784,30.392214490000001,0.85,91.3,91.3,91.3,91.3,0.34,0.32,0.54,40,2.7959999999999998,1,1584,160,24.80505887,0,0,"N",0,0,0.75,1,1.75,2,0.65,2151.648862,17,"Exhaust",50,1,"Standard",5,0,4.5,4.5,1,45,1.1000000000000001,128,0,0,4,1,6,0]
["SF_2200_HZ3CZ4_wl_ga_1_ao60_gfnc_","NW","HZ3CZ4_",3,532.80651,"NA",7927.5,348.43650000000002,0.90101900000000001,0.33141799999999999,0.36096699999999998,0.59093799999999996,21646.572380000001,25462.154872999999,25462.154872999999,19.115796,793.02301899999998,1696.2026049999999,0,0,0,0,0,0,0,0,53280.346653000001,63905.899809000002,63905.899809000002,12725.899809,1595.207161,0,0,0,0,0,0,73,2168.0494159999998,1460.1551629999999,1098.2374139999999,401.67965800000002,48.387518999999998,120.25753899999999,"SF_2200_HZ3CZ4_wl_ga_1_ao60_gfnc_","NWHZ3CZ4_3",0,0,0,69,64,74,78,1,2104.6240469999998,0,0,0,"FUR",3,15,1,0,30,0,"Crawl",0.06,300,6.8302610699999997,"Attic",0.03,80,7.76,2200,18700,200,24.98505887,2210,11.09344939,1784,30.392214490000001,0.85,91.3,91.3,91.3,91.3,0.34,0.32,0.54,40,2.7959999999999998,1,1584,160,24.80505887,0,0,"N",0,0,0.75,1,1.75,2,0.65,2151.648862,17,"Exhaust",50,1,"Standard",5,0,4.5,4.5,1,57,1.2,128,0,0,4,1,6,0]
["SF_2200_HZ3CZ4_wl_ga_1_ao80_gfnc_","NW","HZ3CZ4_",3,532.80651,"NA",7927.5,348.43650000000002,0.90101900000000001,0.33141799999999999,0.36096699999999998,0.59093799999999996,21646.572380000001,25462.154872999999,25462.154872999999,19.115796,793.02301899999998,1696.2026049999999,0,0,0,0,0,0,0,0,53280.346653000001,63905.899809000002,63905.899809000002,12725.899809,1595.207161,0,0,0,0,0,0,73,2200.193698,1483.4869080000001,1107.0720269999999,383.479243,48.387518999999998,121.30347,"SF_2200_HZ3CZ4_wl_ga_1_ao80_gfnc_","NWHZ3CZ4_3",0,0,0,69,64,74,78,1,2104.6240469999998,0,0,0,"FUR",3,15,1,0,30,0,"Crawl",0.06,300,6.8302610699999997,"Attic",0.03,80,7.76,2200,18700,200,24.98505887,2210,11.09344939,1784,30.392214490000001,0.85,91.3,91.3,91.3,91.3,0.34,0.32,0.54,40,2.7959999999999998,1,1584,160,24.80505887,0,0,"N",0,0,0.75,1,1.75,2,0.65,2151.648862,17,"Exhaust",50,1,"Standard",5,0,4.5,4.5,1,75,1.2,128,0,0,4,1,6,0]
["SF_2200_HZ3CZ4_wl_ga_2_ge50_gfnc_","NW","HZ3CZ4_",3,532.80651,"NA",7927.5,348.43650000000002,0.90101900000000001,0.33141799999999999,0.36096699999999998,0.59093799999999996,21646.572380000001,25462.154872999999,25462.154872999999,19.115796,793.02301899999998,1696.2026049999999,0,0,0,0,0,0,0,0,53280.346653000001,63905.899809000002,63905.899809000002,12725.899809,1595.207161,0,0,0,0,0,0,73,2920.3064840000002,2282.391533,1933.3144279999999,1429.9080859999999,48.387518999999998,123.692077,"SF_2200_HZ3CZ4_wl_ga_2_ge50_gfnc_","NWHZ3CZ4_3",0,0,0,69,64,74,78,1,2104.6240469999998,0,0,0,"FUR",3,15,1,0,30,0,"Crawl",0.06,300,6.8302610699999997,"Attic",0.03,80,7.76,2200,18700,200,24.98505887,2210,11.09344939,1784,30.392214490000001,0.85,91.3,91.3,91.3,91.3,0.34,0.32,0.54,40,2.7959999999999998,1,1584,160,24.80505887,0,0,"N",0,0,0.75,1,1.75,2,0.65,2151.648862,17,"Exhaust",50,1,"Standard",5,0,4.5,4.5,1,45,1.1000000000000001,128,0,0,4,1,7,0]
["SF_2200_HZ3CZ4_wl_ga_2_ao60_gfnc_","NW","HZ3CZ4_",3,532.80651,"NA",7927.5,348.43650000000002,0.90101900000000001,0.33141799999999999,0.36096699999999998,0.59093799999999996,21646.572380000001,25462.154872999999,25462.154872999999,19.115796,793.02301899999998,1696.2026049999999,0,0,0,0,0,0,0,0,53280.346653000001,63905.899809000002,63905.899809000002,12725.899809,1595.207161,0,0,0,0,0,0,73,2957.3912439999999,2241.5555530000001,1438.399893,458.039016,48.387518999999998,122.19951,"SF_2200_HZ3CZ4_wl_ga_2_ao60_gfnc_","NWHZ3CZ4_3",0,0,0,69,64,74,78,1,2104.6240469999998,0,0,0,"FUR",3,15,1,0,30,0,"Crawl",0.06,300,6.8302610699999997,"Attic",0.03,80,7.76,2200,18700,200,24.98505887,2210,11.09344939,1784,30.392214490000001,0.85,91.3,91.3,91.3,91.3,0.34,0.32,0.54,40,2.7959999999999998,1,1584,160,24.80505887,0,0,"N",0,0,0.75,1,1.75,2,0.65,2151.648862,17,"Exhaust",50,1,"Standard",5,0,4.5,4.5,1,57,1.2,128,0,0,4,1,7,0]
["SF_2200_HZ3CZ4_wl_ga_2_ao80_gfnc_","NW","HZ3CZ4_",3,532.80651,"NA",7927.5,348.43650000000002,0.90101900000000001,0.33141799999999999,0.36096699999999998,0.59093799999999996,21646.572380000001,25462.154872999999,25462.154872999999,19.115796,793.02301899999998,1696.2026049999999,0,0,0,0,0,0,0,0,53280.346653000001,63905.899809000002,63905.899809000002,12725.899809,1595.207161,0,0,0,0,0,0,73,2982.8442890000001,2276.09638,1476.9089730000001,478.01939599999997,48.387518999999998,123.002028,"SF_2200_HZ3CZ4_wl_ga_2_ao80_gfnc_","NWHZ3CZ4_3",0,0,0,69,64,74,78,1,2104.6240469999998,0,0,0,"FUR",3,15,1,0,30,0,"Crawl",0.06,300,6.8302610699999997,"Attic",0.03,80,7.76,2200,18700,200,24.98505887,2210,11.09344939,1784,30.392214490000001,0.85,91.3,91.3,91.3,91.3,0.34,0.32,0.54,40,2.7959999999999998,1,1584,160,24.80505887,0,0,"N",0,0,0.75,1,1.75,2,0.65,2151.648862,17,"Exhaust",50,1,"Standard",5,0,4.5,4.5,1,75,1.2,128,0,0,4,1,7,0]
["SF_2200_HZ3CZ4_wl_ga_3_ge50_gfnc_","NW","HZ3CZ4_",3,532.80651,"NA",7927.5,348.43650000000002,0.90101900000000001,0.33141799999999999,0.36096699999999998,0.59093799999999996,21646.572380000001,25462.154872999999,25462.154872999999,19.115796,793.02301899999998,1696.2026049999999,0,0,0,0,0,0,0,0,53280.346653000001,63905.899809000002,63905.899809000002,12725.899809,1595.207161,0,0,0,0,0,0,73,3789.3460719999998,3150.2114580000002,2528.023604,1895.117512,48.387518999999998,124.41063699999999,"SF_2200_HZ3CZ4_wl_ga_3_ge50_gfnc_","NWHZ3CZ4_3",0,0,0,69,64,74,78,1,2104.6240469999998,0,0,0,"FUR",3,15,1,0,30,0,"Crawl",0.06,300,6.8302610699999997,"Attic",0.03,80,7.76,2200,18700,200,24.98505887,2210,11.09344939,1784,30.392214490000001,0.85,91.3,91.3,91.3,91.3,0.34,0.32,0.54,40,2.7959999999999998,1,1584,160,24.80505887,0,0,"N",0,0,0.75,1,1.75,2,0.65,2151.648862,17,"Exhaust",50,1,"Standard",5,0,4.5,4.5,1,45,1.1000000000000001,128,0,0,4,1,8,0]
["SF_2200_HZ3CZ4_wl_ga_3_ao60_gfnc_","NW","HZ3CZ4_",3,532.80651,"NA",7927.5,348.43650000000002,0.90101900000000001,0.33141799999999999,0.36096699999999998,0.59093799999999996,21646.572380000001,25462.154872999999,25462.154872999999,19.115796,793.02301899999998,1696.2026049999999,0,0,0,0,0,0,0,0,53280.346653000001,63905.899809000002,63905.899809000002,12725.899809,1595.207161,0,0,0,0,0,0,73,3787.6101899999999,3059.2421949999998,1790.2352840000001,550.42530899999997,48.387518999999998,122.184178,"SF_2200_HZ3CZ4_wl_ga_3_ao60_gfnc_","NWHZ3CZ4_3",0,0,0,69,64,74,78,1,2104.6240469999998,0,0,0,"FUR",3,15,1,0,30,0,"Crawl",0.06,300,6.8302610699999997,"Attic",0.03,80,7.76,2200,18700,200,24.98505887,2210,11.09344939,1784,30.392214490000001,0.85,91.3,91.3,91.3,91.3,0.34,0.32,0.54,40,2.7959999999999998,1,1584,160,24.80505887,0,0,"N",0,0,0.75,1,1.75,2,0.65,2151.648862,17,"Exhaust",50,1,"Standard",5,0,4.5,4.5,1,57,1.2,128,0,0,4,1,8,0]
["SF_2200_HZ3CZ4_wl_ga_3_ao80_gfnc_","NW","HZ3CZ4_",3,532.80651,"NA",7927.5,348.43650000000002,0.90101900000000001,0.33141799999999999,0.36096699999999998,0.59093799999999996,21646.572380000001,25462.154872999999,25462.154872999999,19.115796,793.02301899999998,1696.2026049999999,0,0,0,0,0,0,0,0,53280.346653000001,63905.899809000002,63905.899809000002,12725.899809,1595.207161,0,0,0,0,0,0,73,3847.7670969999999,3122.5363280000001,1827.8047979999999,527.32256800000005,48.387518999999998,123.742778,"SF_2200_HZ3CZ4_wl_ga_3_ao80_gfnc_","NWHZ3CZ4_3",0,0,0,69,64,74,78,1,2104.6240469999998,0,0,0,"FUR",3,15,1,0,30,0,"Crawl",0.06,300,6.8302610699999997,"Attic",0.03,80,7.76,2200,18700,200,24.98505887,2210,11.09344939,1784,30.392214490000001,0.85,91.3,91.3,91.3,91.3,0.34,0.32,0.54,40,2.7959999999999998,1,1584,160,24.80505887,0,0,"N",0,0,0.75,1,1.75,2,0.65,2151.648862,17,"Exhaust",50,1,"Standard",5,0,4.5,4.5,1,75,1.2,128,0,0,4,1,8,0]
["SF_2200_HZ3CZ4_wl_ga_4_ge50_gfnc_","NW","HZ3CZ4_",3,532.80651,"NA",7927.5,348.43650000000002,0.90101900000000001,0.33141799999999999,0.36096699999999998,0.59093799999999996,21646.572380000001,25462.154872999999,25462.154872999999,19.115796,793.02301899999998,1696.2026049999999,0,0,0,0,0,0,0,0,53280.346653000001,63905.899809000002,63905.899809000002,12725.899809,1595.207161,0,0,0,0,0,0,73,4494.5859909999999,3862.0765769999998,3453.178359,2956.015762,48.387518999999998,124.606161,"SF_2200_HZ3CZ4_wl_ga_4_ge50_gfnc_","NWHZ3CZ4_3",0,0,0,69,64,74,78,1,2104.6240469999998,0,0,0,"FUR",3,15,1,0,30,0,"Crawl",0.06,300,6.8302610699999997,"Attic",0.03,80,7.76,2200,18700,200,24.98505887,2210,11.09344939,1784,30.392214490000001,0.85,91.3,91.3,91.3,91.3,0.34,0.32,0.54,40,2.7959999999999998,1,1584,160,24.80505887,0,0,"N",0,0,0.75,1,1.75,2,0.65,2151.648862,17,"Exhaust",50,1,"Standard",5,0,4.5,4.5,1,45,1.1000000000000001,128,0,0,4,1,9,0]
["SF_2200_HZ3CZ4_wl_ga_4_ao60_gfnc_","NW","HZ3CZ4_",3,532.80651,"NA",7927.5,348.43650000000002,0.90101900000000001,0.33141799999999999,0.36096699999999998,0.59093799999999996,21646.572380000001,25462.154872999999,25462.154872999999,19.115796,793.02301899999998,1696.2026049999999,0,0,0,0,0,0,0,0,53280.346653000001,63905.899809000002,63905.899809000002,12725.899809,1595.207161,0,0,0,0,0,0,73,4467.0485239999998,3750.1708870000002,2141.6222509999998,750.43226100000004,48.387518999999998,121.676896,"SF_2200_HZ3CZ4_wl_ga_4_ao60_gfnc_","NWHZ3CZ4_3",0,0,0,69,64,74,78,1,2104.6240469999998,0,0,0,"FUR",3,15,1,0,30,0,"Crawl",0.06,300,6.8302610699999997,"Attic",0.03,80,7.76,2200,18700,200,24.98505887,2210,11.09344939,1784,30.392214490000001,0.85,91.3,91.3,91.3,91.3,0.34,0.32,0.54,40,2.7959999999999998,1,1584,160,24.80505887,0,0,"N",0,0,0.75,1,1.75,2,0.65,2151.648862,17,"Exhaust",50,1,"Standard",5,0,4.5,4.5,1,57,1.2,128,0,0,4,1,9,0]
["SF_2200_HZ3CZ4_wl_ga_4_ao80_gfnc_","NW","HZ3CZ4_",3,532.80651,"NA",7927.5,348.43650000000002,0.90101900000000001,0.33141799999999999,0.36096699999999998,0.59093799999999996,21646.572380000001,25462.154872999999,25462.154872999999,19.115796,793.02301899999998,1696.2026049999999,0,0,0,0,0,0,0,0,53280.346653000001,63905.899809000002,63905.899809000002,12725.899809,1595.207161,0,0,0,0,0,0,73,4561.3194219999996,3840.6169829999999,2200.5970619999998,725.23492899999997,48.387518999999998,123.16119,"SF_2200_HZ3CZ4_wl_ga_4_ao80_gfnc_","NWHZ3CZ4_3",0,0,0,69,64,74,78,1,2104.6240469999998,0,0,0,"FUR",3,15,1,0,30,0,"Crawl",0.06,300,6.8302610699999997,"Attic",0.03,80,7.76,2200,18700,200,24.98505887,2210,11.09344939,1784,30.392214490000001,0.85,91.3,91.3,91.3,91.3,0.34,0.32,0.54,40,2.7959999999999998,1,1584,160,24.80505887,0,0,"N",0,0,0.75,1,1.75,2,0.65,2151.648862,17,"Exhaust",50,1,"Standard",5,0,4.5,4.5,1,75,1.2,128,0,0,4,1,9,0]
["SF_2200_HZ3CZ4_wl_ga_5_ge50_gfnc_","NW","HZ3CZ4_",3,532.80651,"NA",7927.5,348.43650000000002,0.90101900000000001,0.33141799999999999,0.36096699999999998,0.59093799999999996,21646.572380000001,25462.154872999999,25462.154872999999,19.115796,793.02301899999998,1696.2026049999999,0,0,0,0,0,0,0,0,53280.346653000001,63905.899809000002,63905.899809000002,12725.899809,1595.207161,0,0,0,0,0,0,73,6325.1679199999999,5700.4325900000003,5139.2327800000003,4581.9934659999999,48.387518999999998,125.410325,"SF_2200_HZ3CZ4_wl_ga_5_ge50_gfnc_","NWHZ3CZ4_3",0,0,0,69,64,74,78,1,2104.6240469999998,0,0,0,"FUR",3,15,1,0,30,0,"Crawl",0.06,300,6.8302610699999997,"Attic",0.03,80,7.76,2200,18700,200,24.98505887,2210,11.09344939,1784,30.392214490000001,0.85,91.3,91.3,91.3,91.3,0.34,0.32,0.54,40,2.7959999999999998,1,1584,160,24.80505887,0,0,"N",0,0,0.75,1,1.75,2,0.65,2151.648862,17,"Exhaust",50,1,"Standard",5,0,4.5,4.5,1,45,1.1000000000000001,128,0,0,4,1,10,0]
["SF_2200_HZ3CZ4_wl_ga_5_ao60_gfnc_","NW","HZ3CZ4_",3,532.80651,"NA",7927.5,348.43650000000002,0.90101900000000001,0.33141799999999999,0.36096699999999998,0.59093799999999996,21646.572380000001,25462.154872999999,25462.154872999999,19.115796,793.02301899999998,1696.2026049999999,0,0,0,0,0,0,0,0,53280.346653000001,63905.899809000002,63905.899809000002,12725.899809,1595.207161,0,0,0,0,0,0,73,6223.5789219999997,5525.3982100000003,2941.4978630000001,1056.6863410000001,48.387518999999998,121.651194,"SF_2200_HZ3CZ4_wl_ga_5_ao60_gfnc_","NWHZ3CZ4_3",0,0,0,69,64,74,78,1,2104.6240469999998,0,0,0,"FUR",3,15,1,0,30,0,"Crawl",0.06,300,6.8302610699999997,"Attic",0.03,80,7.76,2200,18700,200,24.98505887,2210,11.09344939,1784,30.392214490000001,0.85,91.3,91.3,91.3,91.3,0.34,0.32,0.54,40,2.7959999999999998,1,1584,160,24.80505887,0,0,"N",0,0,0.75,1,1.75,2,0.65,2151.648862,17,"Exhaust",50,1,"Standard",5,0,4.5,4.5,1,57,1.2,128,0,0,4,1,10,0]
["SF_2200_HZ3CZ4_wl_ga_5_ao80_gfnc_","NW","HZ3CZ4_",3,532.80651,"NA",7927.5,348.43650000000002,0.90101900000000001,0.33141799999999999,0.36096699999999998,0.59093799999999996,21646.572380000001,25462.154872999999,25462.154872999999,19.115796,793.02301899999998,1696.2026049999999,0,0,0,0,0,0,0,0,53280.346653000001,63905.899809000002,63905.899809000002,12725.899809,1595.207161,0,0,0,0,0,0,73,6364.3055880000002,5663.7612310000004,2993.4243139999999,996.60717699999998,48.387518999999998,122.90353500000001,"SF_2200_HZ3CZ4_wl_ga_5_ao80_gfnc_","NWHZ3CZ4_3",0,0,0,69,64,74,78,1,2104.6240469999998,0,0,0,"FUR",3,15,1,0,30,0,"Crawl",0.06,300,6.8302610699999997,"Attic",0.03,80,7.76,2200,18700,200,24.98505887,2210,11.09344939,1784,30.392214490000001,0.85,91.3,91.3,91.3,91.3,0.34,0.32,0.54,40,2.7959999999999998,1,1584,160,24.80505887,0,0,"N",0,0,0.75,1,1.75,2,0.65,2151.648862,17,"Exhaust",50,1,"Standard",5,0,4.5,4.5,1,75,1.2,128,0,0,4,1,10,0]
["SF_2200_HZ3CZ4_wl_bm_1_ge50_gfnc_","NW","HZ3CZ4_",3,532.80651,"NA",7927.5,348.43650000000002,0.90101900000000001,0.33141799999999999,0.36096699999999998,0.59093799999999996,21646.572380000001,25462.154872999999,25462.154872999999,19.115796,793.02301899999998,1696.2026049999999,0,0,0,0,0,0,0,0,53280.346653000001,63905.899809000002,63905.899809000002,12725.899809,1595.207161,0,0,0,0,0,0,73,2146.4314359999998,1530.944395,1101.2367429999999,549.40625899999998,48.387518999999998,123.49766099999999,"SF_2200_HZ3CZ4_wl_bm_1_ge50_gfnc_","NWHZ3CZ4_3",0,0,0,69,64,74,78,1,2104.6240469999998,0,0,0,"FUR",3,15,1,0,30,0,"Crawl",0.06,300,6.8302610699999997,"Attic",0.03,80,7.76,2200,18700,200,24.98505887,2210,11.09344939,1784,30.392214490000001,0.85,91.3,91.3,91.3,91.3,0.34,0.32,0.54,40,2.7959999999999998,1,1584,160,24.80505887,0,0,"N",0,0,0.75,1,1.75,2,0.65,2151.648862,17,"Exhaust",50,1,"Standard",5,0,4.5,4.5,1,45,1.1000000000000001,128,0,0,4,3,6,0]
["SF_2200_HZ3CZ4_wl_bm_1_ao60_gfnc_","NW","HZ3CZ4_",3,532.80651,"NA",7927.5,348.43650000000002,0.90101900000000001,0.33141799999999999,0.36096699999999998,0.59093799999999996,21646.572380000001,25462.154872999999,25462.154872999999,19.115796,793.02301899999998,1696.2026049999999,0,0,0,0,0,0,0,0,53280.346653000001,63905.899809000002,63905.899809000002,12725.899809,1595.207161,0,0,0,0,0,0,73,2151.1799919999999,1468.2235149999999,831.97980500000006,0,48.387518999999998,120.924548,"SF_2200_HZ3CZ4_wl_bm_1_ao60_gfnc_","NWHZ3CZ4_3",0,0,0,69,64,74,78,1,2104.6240469999998,0,0,0,"FUR",3,15,1,0,30,0,"Crawl",0.06,300,6.8302610699999997,"Attic",0.03,80,7.76,2200,18700,200,24.98505887,2210,11.09344939,1784,30.392214490000001,0.85,91.3,91.3,91.3,91.3,0.34,0.32,0.54,40,2.7959999999999998,1,1584,160,24.80505887,0,0,"N",0,0,0.75,1,1.75,2,0.65,2151.648862,17,"Exhaust",50,1,"Standard",5,0,4.5,4.5,1,57,1.2,128,0,0,4,3,6,0]
["SF_2200_HZ3CZ4_wl_bm_1_ao80_gfnc_","NW","HZ3CZ4_",3,532.80651,"NA",7927.5,348.43650000000002,0.90101900000000001,0.33141799999999999,0.36096699999999998,0.59093799999999996,21646.572380000001,25462.154872999999,25462.154872999999,19.115796,793.02301899999998,1696.2026049999999,0,0,0,0,0,0,0,0,53280.346653000001,63905.899809000002,63905.899809000002,12725.899809,1595.207161,0,0,0,0,0,0,73,2181.098144,1489.083858,854.31985699999996,0,48.387518999999998,121.849692,"SF_2200_HZ3CZ4_wl_bm_1_ao80_gfnc_","NWHZ3CZ4_3",0,0,0,69,64,74,78,1,2104.6240469999998,0,0,0,"FUR",3,15,1,0,30,0,"Crawl",0.06,300,6.8302610699999997,"Attic",0.03,80,7.76,2200,18700,200,24.98505887,2210,11.09344939,1784,30.392214490000001,0.85,91.3,91.3,91.3,91.3,0.34,0.32,0.54,40,2.7959999999999998,1,1584,160,24.80505887,0,0,"N",0,0,0.75,1,1.75,2,0.65,2151.648862,17,"Exhaust",50,1,"Standard",5,0,4.5,4.5,1,75,1.2,128,0,0,4,3,6,0]
["SF_2200_HZ3CZ4_wl_bm_2_ge50_gfnc_","NW","HZ3CZ4_",3,532.80651,"NA",7927.5,348.43650000000002,0.90101900000000001,0.33141799999999999,0.36096699999999998,0.59093799999999996,21646.572380000001,25462.154872999999,25462.154872999999,19.115796,793.02301899999998,1696.2026049999999,0,0,0,0,0,0,0,0,53280.346653000001,63905.899809000002,63905.899809000002,12725.899809,1595.207161,0,0,0,0,0,0,73,2878.653178,2265.2113399999998,1391.7958349999999,604.71811200000002,48.387518999999998,123.484796,"SF_2200_HZ3CZ4_wl_bm_2_ge50_gfnc_","NWHZ3CZ4_3",0,0,0,69,64,74,78,1,2104.6240469999998,0,0,0,"FUR",3,15,1,0,30,0,"Crawl",0.06,300,6.8302610699999997,"Attic",0.03,80,7.76,2200,18700,200,24.98505887,2210,11.09344939,1784,30.392214490000001,0.85,91.3,91.3,91.3,91.3,0.34,0.32,0.54,40,2.7959999999999998,1,1584,160,24.80505887,0,0,"N",0,0,0.75,1,1.75,2,0.65,2151.648862,17,"Exhaust",50,1,"Standard",5,0,4.5,4.5,1,45,1.1000000000000001,128,0,0,4,3,7,0]
["SF_2200_HZ3CZ4_wl_bm_2_ao60_gfnc_","NW","HZ3CZ4_",3,532.80651,"NA",7927.5,348.43650000000002,0.90101900000000001,0.33141799999999999,0.36096699999999998,0.59093799999999996,21646.572380000001,25462.154872999999,25462.154872999999,19.115796,793.02301899999998,1696.2026049999999,0,0,0,0,0,0,0,0,53280.346653000001,63905.899809000002,63905.899809000002,12725.899809,1595.207161,0,0,0,0,0,0,73,2936.3571240000001,2246.16336,1130.728752,0,48.387518999999998,122.556164,"SF_2200_HZ3CZ4_wl_bm_2_ao60_gfnc_","NWHZ3CZ4_3",0,0,0,69,64,74,78,1,2104.6240469999998,0,0,0,"FUR",3,15,1,0,30,0,"Crawl",0.06,300,6.8302610699999997,"Attic",0.03,80,7.76,2200,18700,200,24.98505887,2210,11.09344939,1784,30.392214490000001,0.85,91.3,91.3,91.3,91.3,0.34,0.32,0.54,40,2.7959999999999998,1,1584,160,24.80505887,0,0,"N",0,0,0.75,1,1.75,2,0.65,2151.648862,17,"Exhaust",50,1,"Standard",5,0,4.5,4.5,1,57,1.2,128,0,0,4,3,7,0]
["SF_2200_HZ3CZ4_wl_bm_2_ao80_gfnc_","NW","HZ3CZ4_",3,532.80651,"NA",7927.5,348.43650000000002,0.90101900000000001,0.33141799999999999,0.36096699999999998,0.59093799999999996,21646.572380000001,25462.154872999999,25462.154872999999,19.115796,793.02301899999998,1696.2026049999999,0,0,0,0,0,0,0,0,53280.346653000001,63905.899809000002,63905.899809000002,12725.899809,1595.207161,0,0,0,0,0,0,73,2960.5783689999998,2279.3512649999998,1156.2728460000001,0,48.387518999999998,123.32646099999999,"SF_2200_HZ3CZ4_wl_bm_2_ao80_gfnc_","NWHZ3CZ4_3",0,0,0,69,64,74,78,1,2104.6240469999998,0,0,0,"FUR",3,15,1,0,30,0,"Crawl",0.06,300,6.8302610699999997,"Attic",0.03,80,7.76,2200,18700,200,24.98505887,2210,11.09344939,1784,30.392214490000001,0.85,91.3,91.3,91.3,91.3,0.34,0.32,0.54,40,2.7959999999999998,1,1584,160,24.80505887,0,0,"N",0,0,0.75,1,1.75,2,0.65,2151.648862,17,"Exhaust",50,1,"Standard",5,0,4.5,4.5,1,75,1.2,128,0,0,4,3,7,0]
["SF_2200_HZ3CZ4_wl_bm_3_ge50_gfnc_","NW","HZ3CZ4_",3,532.80651,"NA",7927.5,348.43650000000002,0.90101900000000001,0.33141799999999999,0.36096699999999998,0.59093799999999996,21646.572380000001,25462.154872999999,25462.154872999999,19.115796,793.02301899999998,1696.2026049999999,0,0,0,0,0,0,0,0,53280.346653000001,63905.899809000002,63905.899809000002,12725.899809,1595.207161,0,0,0,0,0,0,73,3731.4539669999999,3118.9079969999998,1904.4112500000001,953.70576700000004,48.387518999999998,124.082396,"SF_2200_HZ3CZ4_wl_bm_3_ge50_gfnc_","NWHZ3CZ4_3",0,0,0,69,64,74,78,1,2104.6240469999998,0,0,0,"FUR",3,15,1,0,30,0,"Crawl",0.06,300,6.8302610699999997,"Attic",0.03,80,7.76,2200,18700,200,24.98505887,2210,11.09344939,1784,30.392214490000001,0.85,91.3,91.3,91.3,91.3,0.34,0.32,0.54,40,2.7959999999999998,1,1584,160,24.80505887,0,0,"N",0,0,0.75,1,1.75,2,0.65,2151.648862,17,"Exhaust",50,1,"Standard",5,0,4.5,4.5,1,45,1.1000000000000001,128,0,0,4,3,8,0]
["SF_2200_HZ3CZ4_wl_bm_3_ao60_gfnc_","NW","HZ3CZ4_",3,532.80651,"NA",7927.5,348.43650000000002,0.90101900000000001,0.33141799999999999,0.36096699999999998,0.59093799999999996,21646.572380000001,25462.154872999999,25462.154872999999,19.115796,793.02301899999998,1696.2026049999999,0,0,0,0,0,0,0,0,53280.346653000001,63905.899809000002,63905.899809000002,12725.899809,1595.207161,0,0,0,0,0,0,73,3770.3290350000002,3066.186776,1425.7880190000001,0,48.387518999999998,122.68568399999999,"SF_2200_HZ3CZ4_wl_bm_3_ao60_gfnc_","NWHZ3CZ4_3",0,0,0,69,64,74,78,1,2104.6240469999998,0,0,0,"FUR",3,15,1,0,30,0,"Crawl",0.06,300,6.8302610699999997,"Attic",0.03,80,7.76,2200,18700,200,24.98505887,2210,11.09344939,1784,30.392214490000001,0.85,91.3,91.3,91.3,91.3,0.34,0.32,0.54,40,2.7959999999999998,1,1584,160,24.80505887,0,0,"N",0,0,0.75,1,1.75,2,0.65,2151.648862,17,"Exhaust",50,1,"Standard",5,0,4.5,4.5,1,57,1.2,128,0,0,4,3,8,0]
["SF_2200_HZ3CZ4_wl_bm_3_ao80_gfnc_","NW","HZ3CZ4_",3,532.80651,"NA",7927.5,348.43650000000002,0.90101900000000001,0.33141799999999999,0.36096699999999998,0.59093799999999996,21646.572380000001,25462.154872999999,25462.154872999999,19.115796,793.02301899999998,1696.2026049999999,0,0,0,0,0,0,0,0,53280.346653000001,63905.899809000002,63905.899809000002,12725.899809,1595.207161,0,0,0,0,0,0,73,3826.3714220000002,3125.7238900000002,1476.8102879999999,0,48.387518999999998,124.050873,"SF_2200_HZ3CZ4_wl_bm_3_ao80_gfnc_","NWHZ3CZ4_3",0,0,0,69,64,74,78,1,2104.6240469999998,0,0,0,"FUR",3,15,1,0,30,0,"Crawl",0.06,300,6.8302610699999997,"Attic",0.03,80,7.76,2200,18700,200,24.98505887,2210,11.09344939,1784,30.392214490000001,0.85,91.3,91.3,91.3,91.3,0.34,0.32,0.54,40,2.7959999999999998,1,1584,160,24.80505887,0,0,"N",0,0,0.75,1,1.75,2,0.65,2151.648862,17,"Exhaust",50,1,"Standard",5,0,4.5,4.5,1,75,1.2,128,0,0,4,3,8,0]
["SF_2200_HZ3CZ4_wl_bm_4_ge50_gfnc_","NW","HZ3CZ4_",3,532.80651,"NA",7927.5,348.43650000000002,0.90101900000000001,0.33141799999999999,0.36096699999999998,0.59093799999999996,21646.572380000001,25462.154872999999,25462.154872999999,19.115796,793.02301899999998,1696.2026049999999,0,0,0,0,0,0,0,0,53280.346653000001,63905.899809000002,63905.899809000002,12725.899809,1595.207161,0,0,0,0,0,0,73,4399.0057839999999,3794.0890939999999,2957.1697279999998,2235.7704220000001,48.387518999999998,124.344875,"SF_2200_HZ3CZ4_wl_bm_4_ge50_gfnc_","NWHZ3CZ4_3",0,0,0,69,64,74,78,1,2104.6240469999998,0,0,0,"FUR",3,15,1,0,30,0,"Crawl",0.06,300,6.8302610699999997,"Attic",0.03,80,7.76,2200,18700,200,24.98505887,2210,11.09344939,1784,30.392214490000001,0.85,91.3,91.3,91.3,91.3,0.34,0.32,0.54,40,2.7959999999999998,1,1584,160,24.80505887,0,0,"N",0,0,0.75,1,1.75,2,0.65,2151.648862,17,"Exhaust",50,1,"Standard",5,0,4.5,4.5,1,45,1.1000000000000001,128,0,0,4,3,9,0]
["SF_2200_HZ3CZ4_wl_bm_4_ao60_gfnc_","NW","HZ3CZ4_",3,532.80651,"NA",7927.5,348.43650000000002,0.90101900000000001,0.33141799999999999,0.36096699999999998,0.59093799999999996,21646.572380000001,25462.154872999999,25462.154872999999,19.115796,793.02301899999998,1696.2026049999999,0,0,0,0,0,0,0,0,53280.346653000001,63905.899809000002,63905.899809000002,12725.899809,1595.207161,0,0,0,0,0,0,73,4453.9716090000002,3760.4862830000002,1672.239137,50.150039,48.387518999999998,122.02907,"SF_2200_HZ3CZ4_wl_bm_4_ao60_gfnc_","NWHZ3CZ4_3",0,0,0,69,64,74,78,1,2104.6240469999998,0,0,0,"FUR",3,15,1,0,30,0,"Crawl",0.06,300,6.8302610699999997,"Attic",0.03,80,7.76,2200,18700,200,24.98505887,2210,11.09344939,1784,30.392214490000001,0.85,91.3,91.3,91.3,91.3,0.34,0.32,0.54,40,2.7959999999999998,1,1584,160,24.80505887,0,0,"N",0,0,0.75,1,1.75,2,0.65,2151.648862,17,"Exhaust",50,1,"Standard",5,0,4.5,4.5,1,57,1.2,128,0,0,4,3,9,0]
["SF_2200_HZ3CZ4_wl_bm_4_ao80_gfnc_","NW","HZ3CZ4_",3,532.80651,"NA",7927.5,348.43650000000002,0.90101900000000001,0.33141799999999999,0.36096699999999998,0.59093799999999996,21646.572380000001,25462.154872999999,25462.154872999999,19.115796,793.02301899999998,1696.2026049999999,0,0,0,0,0,0,0,0,53280.346653000001,63905.899809000002,63905.899809000002,12725.899809,1595.207161,0,0,0,0,0,0,73,4544.9959410000001,3848.0277460000002,1717.8271890000001,0,48.387518999999998,123.234217,"SF_2200_HZ3CZ4_wl_bm_4_ao80_gfnc_","NWHZ3CZ4_3",0,0,0,69,64,74,78,1,2104.6240469999998,0,0,0,"FUR",3,15,1,0,30,0,"Crawl",0.06,300,6.8302610699999997,"Attic",0.03,80,7.76,2200,18700,200,24.98505887,2210,11.09344939,1784,30.392214490000001,0.85,91.3,91.3,91.3,91.3,0.34,0.32,0.54,40,2.7959999999999998,1,1584,160,24.80505887,0,0,"N",0,0,0.75,1,1.75,2,0.65,2151.648862,17,"Exhaust",50,1,"Standard",5,0,4.5,4.5,1,75,1.2,128,0,0,4,3,9,0]
["SF_2200_HZ3CZ4_wl_bm_5_ge50_gfnc_","NW","HZ3CZ4_",3,532.80651,"NA",7927.5,348.43650000000002,0.90101900000000001,0.33141799999999999,0.36096699999999998,0.59093799999999996,21646.572380000001,25462.154872999999,25462.154872999999,19.115796,793.02301899999998,1696.2026049999999,0,0,0,0,0,0,0,0,53280.346653000001,63905.899809000002,63905.899809000002,12725.899809,1595.207161,0,0,0,0,0,0,73,6236.0032330000004,5641.1523070000003,4602.4360020000004,3795.863394,48.387518999999998,125.18633699999999,"SF_2200_HZ3CZ4_wl_bm_5_ge50_gfnc_","NWHZ3CZ4_3",0,0,0,69,64,74,78,1,2104.6240469999998,0,0,0,"FUR",3,15,1,0,30,0,"Crawl",0.06,300,6.8302610699999997,"Attic",0.03,80,7.76,2200,18700,200,24.98505887,2210,11.09344939,1784,30.392214490000001,0.85,91.3,91.3,91.3,91.3,0.34,0.32,0.54,40,2.7959999999999998,1,1584,160,24.80505887,0,0,"N",0,0,0.75,1,1.75,2,0.65,2151.648862,17,"Exhaust",50,1,"Standard",5,0,4.5,4.5,1,45,1.1000000000000001,128,0,0,4,3,10,0]
["SF_2200_HZ3CZ4_wl_bm_5_ao60_gfnc_","NW","HZ3CZ4_",3,532.80651,"NA",7927.5,348.43650000000002,0.90101900000000001,0.33141799999999999,0.36096699999999998,0.59093799999999996,21646.572380000001,25462.154872999999,25462.154872999999,19.115796,793.02301899999998,1696.2026049999999,0,0,0,0,0,0,0,0,53280.346653000001,63905.899809000002,63905.899809000002,12725.899809,1595.207161,0,0,0,0,0,0,73,6213.7941099999998,5538.891541,2331.731812,148.07707400000001,48.387518999999998,121.894244,"SF_2200_HZ3CZ4_wl_bm_5_ao60_gfnc_","NWHZ3CZ4_3",0,0,0,69,64,74,78,1,2104.6240469999998,0,0,0,"FUR",3,15,1,0,30,0,"Crawl",0.06,300,6.8302610699999997,"Attic",0.03,80,7.76,2200,18700,200,24.98505887,2210,11.09344939,1784,30.392214490000001,0.85,91.3,91.3,91.3,91.3,0.34,0.32,0.54,40,2.7959999999999998,1,1584,160,24.80505887,0,0,"N",0,0,0.75,1,1.75,2,0.65,2151.648862,17,"Exhaust",50,1,"Standard",5,0,4.5,4.5,1,57,1.2,128,0,0,4,3,10,0]
["SF_2200_HZ3CZ4_wl_bm_5_ao80_gfnc_","NW","HZ3CZ4_",3,532.80651,"NA",7927.5,348.43650000000002,0.90101900000000001,0.33141799999999999,0.36096699999999998,0.59093799999999996,21646.572380000001,25462.154872999999,25462.154872999999,19.115796,793.02301899999998,1696.2026049999999,0,0,0,0,0,0,0,0,53280.346653000001,63905.899809000002,63905.899809000002,12725.899809,1595.207161,0,0,0,0,0,0,73,6347.0487979999998,5670.1916469999996,2360.745277,48.913888999999998,48.387518999999998,122.795455,"SF_2200_HZ3CZ4_wl_bm_5_ao80_gfnc_","NWHZ3CZ4_3",0,0,0,69,64,74,78,1,2104.6240469999998,0,0,0,"FUR",3,15,1,0,30,0,"Crawl",0.06,300,6.8302610699999997,"Attic",0.03,80,7.76,2200,18700,200,24.98505887,2210,11.09344939,1784,30.392214490000001,0.85,91.3,91.3,91.3,91.3,0.34,0.32,0.54,40,2.7959999999999998,1,1584,160,24.80505887,0,0,"N",0,0,0.75,1,1.75,2,0.65,2151.648862,17,"Exhaust",50,1,"Standard",5,0,4.5,4.5,1,75,1.2,128,0,0,4,3,10,0]
["SF_2200_HZ3CZ4_wl_i2_1_ge50_gfnc_","NW","HZ3CZ4_",3,532.58907899999997,"NA",7927.5,348.43650000000002,0.90101900000000001,0.33148300000000003,0.36025000000000001,0.59109100000000003,21851.114117000001,25700.295547000002,25700.295547000002,20.765725,800.39409699999999,1711.9686549999999,0,0,0,0,0,0,0,0,53238.171034999999,63858.949095000004,63858.949095000004,12678.949095,1595.207161,0,0,0,0,0,0,73,2032.331825,1540.7898499999999,887.18315900000005,366.11906800000003,48.387518999999998,123.806922,"SF_2200_HZ3CZ4_wl_i2_1_ge50_gfnc_","NWHZ3CZ4_3",0,0,0,69,64,74,78,1,2104.6240469999998,0,0,0,"FUR",3,15,1,0,30,0,"Crawl",0.06,300,6.8302610699999997,"Attic",0.03,80,7.76,2200,18700,200,24.98505887,2210,11.09344939,1784,30.392214490000001,0.85,91.3,91.3,91.3,91.3,0.34,0.32,0.54,40,2.7959999999999998,1,1584,160,24.80505887,0,0,"N",0,0,0.75,1,1.75,2,0.65,2151.648862,17,"Exhaust",50,1,"Standard",5,0,4.5,4.5,1,45,1.1000000000000001,128,0,0,4,4,6,0.65]
["SF_2200_HZ3CZ4_wl_i2_1_ge50_gfac_","NW","HZ3CZ4_",3,528.84460899999999,"NA",7927.5,348.43650000000002,0.90101900000000001,0.33283600000000002,0.34790399999999999,0.59344300000000005,21956.151980999999,25816.234898999999,25816.234898999999,20.778037999999999,825.48909400000002,1719.697124,2110.1437810000002,2591.7706250000001,762.22209699999996,42.438639000000002,6.6094549999999996,0,131.819211,274.61188800000002,53226.684010999998,63857.773405,63857.773405,12677.773405,1637.8284000000001,19741.941441999999,25023.396441000001,9204.543463,0,0,0,73,2044.783698,1542.473033,923.57003299999997,407.87532399999998,48.387518999999998,123.90022999999999,"SF_2200_HZ3CZ4_wl_i2_1_ge50_gfac_","NWHZ3CZ4_3",0,0,0,69,64,74,78,1,2104.6240469999998,0,0,0,"FHCA",3,15,1,0,30,0,"Crawl",0.06,300,6.8302610699999997,"Attic",0.03,80,7.76,2200,18700,200,24.98505887,2210,11.09344939,1784,30.392214490000001,0.85,91.3,91.3,91.3,91.3,0.34,0.32,0.54,40,2.7959999999999998,1,1584,160,24.80505887,0,0,"N",0,0,0.75,1,1.75,2,0.65,2151.648862,17,"Exhaust",50,1,"Standard",5,0,4.5,4.5,1,45,1.1000000000000001,128,0,0,4,4,6,0.65]
["SF_2200_HZ3CZ4_wl_i2_1_ge50_efaf_","NW","HZ3CZ4_",3,532.58907899999997,"NA",7927.5,348.43650000000002,0.90101900000000001,0.33148300000000003,0.36025000000000001,0.59109100000000003,21851.114117000001,25700.295547000002,25700.295547000002,20.765725,800.39409699999999,1711.9686549999999,0,0,0,0,0,0,0,0,53238.171034999999,63858.949095000004,63858.949095000004,12678.949095,1595.207161,0,0,0,0,0,0,73,2032.331825,1540.7898499999999,887.18315900000005,366.11906800000003,48.387518999999998,123.806922,"SF_2200_HZ3CZ4_wl_i2_1_ge50_efaf_","NWHZ3CZ4_3",0,0,0,69,64,74,78,1,2104.6240469999998,0,0,0,"FUR",3,15,1,0,30,0,"Crawl",0.06,300,6.8302610699999997,"Attic",0.03,80,7.76,2200,18700,200,24.98505887,2210,11.09344939,1784,30.392214490000001,0.85,91.3,91.3,91.3,91.3,0.34,0.32,0.54,40,2.7959999999999998,1,1584,160,24.80505887,0,0,"N",0,0,0.75,1,1.75,2,0.65,2151.648862,17,"Exhaust",50,1,"Standard",5,0,4.5,4.5,1,45,1.1000000000000001,128,0,0,4,4,6,0.65]
["SF_2200_HZ3CZ4_wl_i2_1_ge50_hp85_","NW","HZ3CZ4_",3,537.13624600000003,"NA",7927.5,348.43650000000002,0.90101900000000001,0.35687200000000002,0.37524299999999999,0.64244500000000004,21644.688287000001,26808.084159999999,12666.889191,3941.7815179999998,1044.5207539999999,3234.372335,2110.7886910000002,2592.5503490000001,767.02239199999997,42.710141999999998,6.6080750000000004,0,131.858307,274.69333499999999,52815.553409,63308.793038999996,57310.766727000002,49981.757357000002,1102.0910080000001,19742.313517999999,25024.050765,9216.897508,0,0,0,73,2044.717705,1542.4045510000001,924.19482600000003,408.828484,48.387518999999998,123.899591,"SF_2200_HZ3CZ4_wl_i2_1_ge50_hp85_","NWHZ3CZ4_3",0,0,0,69,64,74,78,1,2104.6240469999998,0,0,0,"HSPF_8.5_SEER_13.0",3,15,1,0,30,0,"Crawl",0.06,300,6.8302610699999997,"Attic",0.03,80,7.76,2200,18700,200,24.98505887,2210,11.09344939,1784,30.392214490000001,0.85,91.3,91.3,91.3,91.3,0.34,0.32,0.54,40,2.7959999999999998,1,1584,160,24.80505887,0,0,"N",0,0,0.75,1,1.75,2,0.65,2151.648862,17,"Exhaust",50,1,"Standard",5,0,4.5,4.5,1,45,1.1000000000000001,128,0,0,4,4,6,0.65]
["SF_2200_HZ3CZ4_wl_i2_1_ge50_zonl_","NW","HZ3CZ4_",3,520.59068000000002,"NA",7927.5,348.43650000000002,0.90101900000000001,0.29960399999999998,0.32068799999999997,0.49090099999999998,22661.141630999999,22661.141630999999,22661.141630999999,1.2162710000000001,706.27735800000005,1510.661691,0,0,0,0,0,0,0,0,54537.103188000001,54537.103188000001,54537.103188000001,3357.103188,1595.207161,0,0,0,0,0,0,73,2032.4846,1540.8397649999999,887.39040699999998,366.300929,48.387518999999998,123.806496,"SF_2200_HZ3CZ4_wl_i2_1_ge50_zonl_","NWHZ3CZ4_3",0,0,0,69,64,74,78,1,2104.6240469999998,0,0,0,"FUR",3,15,1,0,30,1,"Crawl",0.06,300,6.8302610699999997,"Attic",0.03,80,7.76,2200,18700,200,24.98505887,2210,11.09344939,1784,30.392214490000001,0.85,91.3,91.3,91.3,91.3,0.34,0.32,0.54,40,2.7959999999999998,1,1584,160,24.80505887,0,0,"N",0,0,0.75,1,1.75,2,0.65,2151.648862,17,"Exhaust",50,1,"Standard",5,0,4.5,4.5,1,45,1.1000000000000001,128,0,0,4,4,6,0.65]
["SF_2200_HZ3CZ4_wl_i2_1_ao60_gfnc_","NW","HZ3CZ4_",3,532.27144299999998,"NA",7927.5,348.43650000000002,0.90101900000000001,0.33160899999999999,0.35920299999999999,0.5907,21916.968046000002,25777.497308000002,25777.497308000002,22.100660000000001,802.75875699999995,1717.026443,0,0,0,0,0,0,0,0,53230.640074000003,63850.526342999998,63850.526342999998,12670.526343,1595.207161,0,0,0,0,0,0,73,2049.6604440000001,1506.650721,719.23523,0,48.387518999999998,122.329638,"SF_2200_HZ3CZ4_wl_i2_1_ao60_gfnc_","NWHZ3CZ4_3",0,0,0,69,64,74,78,1,2104.6240469999998,0,0,0,"FUR",3,15,1,0,30,0,"Crawl",0.06,300,6.8302610699999997,"Attic",0.03,80,7.76,2200,18700,200,24.98505887,2210,11.09344939,1784,30.392214490000001,0.85,91.3,91.3,91.3,91.3,0.34,0.32,0.54,40,2.7959999999999998,1,1584,160,24.80505887,0,0,"N",0,0,0.75,1,1.75,2,0.65,2151.648862,17,"Exhaust",50,1,"Standard",5,0,4.5,4.5,1,57,1.2,128,0,0,4,4,6,0.65]
["SF_2200_HZ3CZ4_wl_i2_1_ao60_gfac_","NW","HZ3CZ4_",3,528.59475399999997,"NA",7927.5,348.43650000000002,0.90101900000000001,0.33296700000000001,0.34708,0.593032,22031.100050000001,25903.710743,25903.710743,22.112482,828.24573399999997,1725.4398839999999,2106.0108879999998,2586.6352529999999,760.75190999999995,42.367347000000002,6.6162359999999998,0,131.56160399999999,274.07522899999998,53219.158456999998,63849.364689000002,63849.364689000002,12669.364689,1637.8284000000001,19811.286820000001,25171.998102000001,9248.8657609999991,0,0,0,73,2058.757032,1503.8118219999999,726.725101,0,48.387518999999998,122.251166,"SF_2200_HZ3CZ4_wl_i2_1_ao60_gfac_","NWHZ3CZ4_3",0,0,0,69,64,74,78,1,2104.6240469999998,0,0,0,"FHCA",3,15,1,0,30,0,"Crawl",0.06,300,6.8302610699999997,"Attic",0.03,80,7.76,2200,18700,200,24.98505887,2210,11.09344939,1784,30.392214490000001,0.85,91.3,91.3,91.3,91.3,0.34,0.32,0.54,40,2.7959999999999998,1,1584,160,24.80505887,0,0,"N",0,0,0.75,1,1.75,2,0.65,2151.648862,17,"Exhaust",50,1,"Standard",5,0,4.5,4.5,1,57,1.2,128,0,0,4,4,6,0.65]
["SF_2200_HZ3CZ4_wl_i2_1_ao60_efaf_","NW","HZ3CZ4_",3,532.27144299999998,"NA",7927.5,348.43650000000002,0.90101900000000001,0.33160899999999999,0.35920299999999999,0.5907,21916.968046000002,25777.497308000002,25777.497308000002,22.100660000000001,802.75875699999995,1717.026443,0,0,0,0,0,0,0,0,53230.640074000003,63850.526342999998,63850.526342999998,12670.526343,1595.207161,0,0,0,0,0,0,73,2049.6604440000001,1506.650721,719.23523,0,48.387518999999998,122.329638,"SF_2200_HZ3CZ4_wl_i2_1_ao60_efaf_","NWHZ3CZ4_3",0,0,0,69,64,74,78,1,2104.6240469999998,0,0,0,"FUR",3,15,1,0,30,0,"Crawl",0.06,300,6.8302610699999997,"Attic",0.03,80,7.76,2200,18700,200,24.98505887,2210,11.09344939,1784,30.392214490000001,0.85,91.3,91.3,91.3,91.3,0.34,0.32,0.54,40,2.7959999999999998,1,1584,160,24.80505887,0,0,"N",0,0,0.75,1,1.75,2,0.65,2151.648862,17,"Exhaust",50,1,"Standard",5,0,4.5,4.5,1,57,1.2,128,0,0,4,4,6,0.65]
["SF_2200_HZ3CZ4_wl_i2_1_ao60_hp85_","NW","HZ3CZ4_",3,536.80668100000003,"NA",7927.5,348.43650000000002,0.90101900000000001,0.35691400000000001,0.37415700000000002,0.642432,21720.885355999999,26892.22928,12737.079002,4008.1873399999999,1044.9498799999999,3235.692787,2106.6469010000001,2587.403237,765.538365,42.638165000000001,6.6148470000000001,0,131.60010199999999,274.15543000000002,52808.305748999999,63300.788462999997,57302.762201999998,49973.752804000003,1102.0910080000001,19811.654160999999,25172.644323,9260.8816430000006,0,0,0,73,2058.6644620000002,1503.743696,726.68013599999995,0,48.387518999999998,122.25125199999999,"SF_2200_HZ3CZ4_wl_i2_1_ao60_hp85_","NWHZ3CZ4_3",0,0,0,69,64,74,78,1,2104.6240469999998,0,0,0,"HSPF_8.5_SEER_13.0",3,15,1,0,30,0,"Crawl",0.06,300,6.8302610699999997,"Attic",0.03,80,7.76,2200,18700,200,24.98505887,2210,11.09344939,1784,30.392214490000001,0.85,91.3,91.3,91.3,91.3,0.34,0.32,0.54,40,2.7959999999999998,1,1584,160,24.80505887,0,0,"N",0,0,0.75,1,1.75,2,0.65,2151.648862,17,"Exhaust",50,1,"Standard",5,0,4.5,4.5,1,57,1.2,128,0,0,4,4,6,0.65]
["SF_2200_HZ3CZ4_wl_i2_1_ao60_zonl_","NW","HZ3CZ4_",3,520.31757100000004,"NA",7927.5,348.43650000000002,0.90101900000000001,0.29963400000000001,0.31978800000000002,0.49090099999999998,22729.025054000002,22729.025054000002,22729.025054000002,1.251223,708.39209800000003,1515.1849219999999,0,0,0,0,0,0,0,0,54529.692567999999,54529.692567999999,54529.692567999999,3349.6925679999999,1595.207161,0,0,0,0,0,0,73,2049.7408049999999,1506.615399,719.29581700000006,0,48.387518999999998,122.328592,"SF_2200_HZ3CZ4_wl_i2_1_ao60_zonl_","NWHZ3CZ4_3",0,0,0,69,64,74,78,1,2104.6240469999998,0,0,0,"FUR",3,15,1,0,30,1,"Crawl",0.06,300,6.8302610699999997,"Attic",0.03,80,7.76,2200,18700,200,24.98505887,2210,11.09344939,1784,30.392214490000001,0.85,91.3,91.3,91.3,91.3,0.34,0.32,0.54,40,2.7959999999999998,1,1584,160,24.80505887,0,0,"N",0,0,0.75,1,1.75,2,0.65,2151.648862,17,"Exhaust",50,1,"Standard",5,0,4.5,4.5,1,57,1.2,128,0,0,4,4,6,0.65]
["SF_2200_HZ3CZ4_wl_i2_1_ao80_gfnc_","NW","HZ3CZ4_",3,532.27254500000004,"NA",7927.5,348.43650000000002,0.90101900000000001,0.33160099999999998,0.35920600000000003,0.59081700000000004,21918.373943999999,25779.085769000001,25779.085769000001,21.124320000000001,802.83869800000002,1717.1974299999999,0,0,0,0,0,0,0,0,53228.752457000002,63848.445431,63848.445431,12668.445431,1595.207161,0,0,0,0,0,0,73,2069.7693359999998,1519.5109560000001,734.22649999999999,0,48.387518999999998,122.95341000000001,"SF_2200_HZ3CZ4_wl_i2_1_ao80_gfnc_","NWHZ3CZ4_3",0,0,0,69,64,74,78,1,2104.6240469999998,0,0,0,"FUR",3,15,1,0,30,0,"Crawl",0.06,300,6.8302610699999997,"Attic",0.03,80,7.76,2200,18700,200,24.98505887,2210,11.09344939,1784,30.392214490000001,0.85,91.3,91.3,91.3,91.3,0.34,0.32,0.54,40,2.7959999999999998,1,1584,160,24.80505887,0,0,"N",0,0,0.75,1,1.75,2,0.65,2151.648862,17,"Exhaust",50,1,"Standard",5,0,4.5,4.5,1,75,1.2,128,0,0,4,4,6,0.65]
["SF_2200_HZ3CZ4_wl_i2_1_ao80_gfac_","NW","HZ3CZ4_",3,528.95874300000003,"NA",7927.5,348.43650000000002,0.90101900000000001,0.33293600000000001,0.34827999999999998,0.59315099999999998,22028.609562000001,25900.911145999999,25900.911145999999,21.134796000000001,828.18742999999995,1725.3184229999999,2104.5418479999998,2585.454068,760.12149899999997,42.454718,6.6365319999999999,0,131.48358899999999,273.91270400000002,53217.272380000002,63847.287681000002,63847.287681000002,12667.287681,1637.8284000000001,19810.033594,25167.915523,9248.9292000000005,0,0,0,73,2079.9196470000002,1516.8778,742.91565500000002,0,48.387518999999998,122.875989,"SF_2200_HZ3CZ4_wl_i2_1_ao80_gfac_","NWHZ3CZ4_3",0,0,0,69,64,74,78,1,2104.6240469999998,0,0,0,"FHCA",3,15,1,0,30,0,"Crawl",0.06,300,6.8302610699999997,"Attic",0.03,80,7.76,2200,18700,200,24.98505887,2210,11.09344939,1784,30.392214490000001,0.85,91.3,91.3,91.3,91.3,0.34,0.32,0.54,40,2.7959999999999998,1,1584,160,24.80505887,0,0,"N",0,0,0.75,1,1.75,2,0.65,2151.648862,17,"Exhaust",50,1,"Standard",5,0,4.5,4.5,1,75,1.2,128,0,0,4,4,6,0.65]
["SF_2200_HZ3CZ4_wl_i2_1_ao80_efaf_","NW","HZ3CZ4_",3,532.27254500000004,"NA",7927.5,348.43650000000002,0.90101900000000001,0.33160099999999998,0.35920600000000003,0.59081700000000004,21918.373943999999,25779.085769000001,25779.085769000001,21.124320000000001,802.83869800000002,1717.1974299999999,0,0,0,0,0,0,0,0,53228.752457000002,63848.445431,63848.445431,12668.445431,1595.207161,0,0,0,0,0,0,73,2069.7693359999998,1519.5109560000001,734.22649999999999,0,48.387518999999998,122.95341000000001,"SF_2200_HZ3CZ4_wl_i2_1_ao80_efaf_","NWHZ3CZ4_3",0,0,0,69,64,74,78,1,2104.6240469999998,0,0,0,"FUR",3,15,1,0,30,0,"Crawl",0.06,300,6.8302610699999997,"Attic",0.03,80,7.76,2200,18700,200,24.98505887,2210,11.09344939,1784,30.392214490000001,0.85,91.3,91.3,91.3,91.3,0.34,0.32,0.54,40,2.7959999999999998,1,1584,160,24.80505887,0,0,"N",0,0,0.75,1,1.75,2,0.65,2151.648862,17,"Exhaust",50,1,"Standard",5,0,4.5,4.5,1,75,1.2,128,0,0,4,4,6,0.65]
["SF_2200_HZ3CZ4_wl_i2_1_ao80_hp85_","NW","HZ3CZ4_",3,537.26131899999996,"NA",7927.5,348.43650000000002,0.90101900000000001,0.35691600000000001,0.37565599999999999,0.642428,21717.975234000001,26890.651376000002,12729.039244,3996.0857980000001,1045.512414,3237.4409439999999,2105.1852199999998,2586.2239610000001,764.9194,42.725002000000003,6.6348339999999997,0,131.522254,273.99325399999998,52806.138446999998,63298.324719999997,57300.298412999997,49971.289040000003,1102.0910080000001,19810.389346,25168.558590000001,9260.9439779999993,0,0,0,73,2079.8981279999998,1516.8805709999999,742.90237300000001,0,48.387518999999998,122.876216,"SF_2200_HZ3CZ4_wl_i2_1_ao80_hp85_","NWHZ3CZ4_3",0,0,0,69,64,74,78,1,2104.6240469999998,0,0,0,"HSPF_8.5_SEER_13.0",3,15,1,0,30,0,"Crawl",0.06,300,6.8302610699999997,"Attic",0.03,80,7.76,2200,18700,200,24.98505887,2210,11.09344939,1784,30.392214490000001,0.85,91.3,91.3,91.3,91.3,0.34,0.32,0.54,40,2.7959999999999998,1,1584,160,24.80505887,0,0,"N",0,0,0.75,1,1.75,2,0.65,2151.648862,17,"Exhaust",50,1,"Standard",5,0,4.5,4.5,1,75,1.2,128,0,0,4,4,6,0.65]
["SF_2200_HZ3CZ4_wl_i2_1_ao80_zonl_","NW","HZ3CZ4_",3,520.31820200000004,"NA",7927.5,348.43650000000002,0.90101900000000001,0.299624,0.31979000000000002,0.49090099999999998,22730.470771,22730.470771,22730.470771,1.13768,708.440698,1515.288873,0,0,0,0,0,0,0,0,54527.731204999996,54527.731204999996,54527.731204999996,3347.731205,1595.207161,0,0,0,0,0,0,73,2070.1948670000002,1519.8164670000001,734.44505400000003,0,48.387518999999998,122.952854,"SF_2200_HZ3CZ4_wl_i2_1_ao80_zonl_","NWHZ3CZ4_3",0,0,0,69,64,74,78,1,2104.6240469999998,0,0,0,"FUR",3,15,1,0,30,1,"Crawl",0.06,300,6.8302610699999997,"Attic",0.03,80,7.76,2200,18700,200,24.98505887,2210,11.09344939,1784,30.392214490000001,0.85,91.3,91.3,91.3,91.3,0.34,0.32,0.54,40,2.7959999999999998,1,1584,160,24.80505887,0,0,"N",0,0,0.75,1,1.75,2,0.65,2151.648862,17,"Exhaust",50,1,"Standard",5,0,4.5,4.5,1,75,1.2,128,0,0,4,4,6,0.65]
["SF_2200_HZ3CZ4_wl_i2_2_ge50_gfnc_","NW","HZ3CZ4_",3,532.672552,"NA",7927.5,348.43650000000002,0.90101900000000001,0.33157700000000001,0.36052499999999998,0.59117799999999998,22006.290152000001,25881.461466000001,25881.461466000001,20.402000000000001,806.05211499999996,1724.070631,0,0,0,0,0,0,0,0,53216.691675000002,63833.419568999998,63833.419568999998,12653.419569,1595.207161,0,0,0,0,0,0,73,2787.5539119999999,2294.9224880000002,1180.3157309999999,453.18930699999999,48.387518999999998,124.207331,"SF_2200_HZ3CZ4_wl_i2_2_ge50_gfnc_","NWHZ3CZ4_3",0,0,0,69,64,74,78,1,2104.6240469999998,0,0,0,"FUR",3,15,1,0,30,0,"Crawl",0.06,300,6.8302610699999997,"Attic",0.03,80,7.76,2200,18700,200,24.98505887,2210,11.09344939,1784,30.392214490000001,0.85,91.3,91.3,91.3,91.3,0.34,0.32,0.54,40,2.7959999999999998,1,1584,160,24.80505887,0,0,"N",0,0,0.75,1,1.75,2,0.65,2151.648862,17,"Exhaust",50,1,"Standard",5,0,4.5,4.5,1,45,1.1000000000000001,128,0,0,4,4,7,0.65]
["SF_2200_HZ3CZ4_wl_i2_2_ge50_gfac_","NW","HZ3CZ4_",3,528.81552899999997,"NA",7927.5,348.43650000000002,0.90101900000000001,0.332957,0.34780800000000001,0.59353400000000001,22112.128186999998,25998.200992999999,25998.200992999999,20.415206000000001,831.32386299999996,1731.852386,2070.5179130000001,2545.3761669999999,749.77197100000001,41.730663999999997,6.6236259999999998,0,129.509275,269.79972199999997,53205.024867,63832.044297,63832.044297,12652.044297,1637.8284000000001,19802.304366,25161.759183999999,9245.3101370000004,0,0,0,73,2795.3671119999999,2292.616297,1190.426072,455.382026,48.387518999999998,124.15998500000001,"SF_2200_HZ3CZ4_wl_i2_2_ge50_gfac_","NWHZ3CZ4_3",0,0,0,69,64,74,78,1,2104.6240469999998,0,0,0,"FHCA",3,15,1,0,30,0,"Crawl",0.06,300,6.8302610699999997,"Attic",0.03,80,7.76,2200,18700,200,24.98505887,2210,11.09344939,1784,30.392214490000001,0.85,91.3,91.3,91.3,91.3,0.34,0.32,0.54,40,2.7959999999999998,1,1584,160,24.80505887,0,0,"N",0,0,0.75,1,1.75,2,0.65,2151.648862,17,"Exhaust",50,1,"Standard",5,0,4.5,4.5,1,45,1.1000000000000001,128,0,0,4,4,7,0.65]
["SF_2200_HZ3CZ4_wl_i2_2_ge50_efaf_","NW","HZ3CZ4_",3,532.672552,"NA",7927.5,348.43650000000002,0.90101900000000001,0.33157700000000001,0.36052499999999998,0.59117799999999998,22006.290152000001,25881.461466000001,25881.461466000001,20.402000000000001,806.05211499999996,1724.070631,0,0,0,0,0,0,0,0,53216.691675000002,63833.419568999998,63833.419568999998,12653.419569,1595.207161,0,0,0,0,0,0,73,2787.5539119999999,2294.9224880000002,1180.3157309999999,453.18930699999999,48.387518999999998,124.207331,"SF_2200_HZ3CZ4_wl_i2_2_ge50_efaf_","NWHZ3CZ4_3",0,0,0,69,64,74,78,1,2104.6240469999998,0,0,0,"FUR",3,15,1,0,30,0,"Crawl",0.06,300,6.8302610699999997,"Attic",0.03,80,7.76,2200,18700,200,24.98505887,2210,11.09344939,1784,30.392214490000001,0.85,91.3,91.3,91.3,91.3,0.34,0.32,0.54,40,2.7959999999999998,1,1584,160,24.80505887,0,0,"N",0,0,0.75,1,1.75,2,0.65,2151.648862,17,"Exhaust",50,1,"Standard",5,0,4.5,4.5,1,45,1.1000000000000001,128,0,0,4,4,7,0.65]
["SF_2200_HZ3CZ4_wl_i2_2_ge50_hp85_","NW","HZ3CZ4_",3,537.07419600000003,"NA",7927.5,348.43650000000002,0.90101900000000001,0.35697200000000001,0.37503900000000001,0.64244100000000004,21801.320806,26988.812766999999,12770.019552,4011.1226630000001,1048.3533970000001,3246.2326480000002,2071.140265,2546.1251010000001,754.49219500000004,41.99635,6.6220990000000004,0,129.546862,269.87802399999998,52801.835634000003,63292.836017000001,57294.806718,49965.799013000003,1102.0910080000001,19802.661757000002,25162.392818,9257.3672929999993,0,0,0,73,2795.3522859999998,2292.6242969999998,1190.390341,455.35295100000002,48.387518999999998,124.160162,"SF_2200_HZ3CZ4_wl_i2_2_ge50_hp85_","NWHZ3CZ4_3",0,0,0,69,64,74,78,1,2104.6240469999998,0,0,0,"HSPF_8.5_SEER_13.0",3,15,1,0,30,0,"Crawl",0.06,300,6.8302610699999997,"Attic",0.03,80,7.76,2200,18700,200,24.98505887,2210,11.09344939,1784,30.392214490000001,0.85,91.3,91.3,91.3,91.3,0.34,0.32,0.54,40,2.7959999999999998,1,1584,160,24.80505887,0,0,"N",0,0,0.75,1,1.75,2,0.65,2151.648862,17,"Exhaust",50,1,"Standard",5,0,4.5,4.5,1,45,1.1000000000000001,128,0,0,4,4,7,0.65]
["SF_2200_HZ3CZ4_wl_i2_2_ge50_zonl_","NW","HZ3CZ4_",3,520.58834000000002,"NA",7927.5,348.43650000000002,0.90101900000000001,0.29947099999999999,0.32068099999999999,0.49090099999999998,22821.218895000002,22821.218895000002,22821.218895000002,1.1396310000000001,711.26912600000003,1521.338618,0,0,0,0,0,0,0,0,54529.749510000001,54529.749510000001,54529.749510000001,3349.7495100000001,1595.207161,0,0,0,0,0,0,73,2787.4965820000002,2294.764682,1180.1532560000001,452.92208499999998,48.387518999999998,124.206419,"SF_2200_HZ3CZ4_wl_i2_2_ge50_zonl_","NWHZ3CZ4_3",0,0,0,69,64,74,78,1,2104.6240469999998,0,0,0,"FUR",3,15,1,0,30,1,"Crawl",0.06,300,6.8302610699999997,"Attic",0.03,80,7.76,2200,18700,200,24.98505887,2210,11.09344939,1784,30.392214490000001,0.85,91.3,91.3,91.3,91.3,0.34,0.32,0.54,40,2.7959999999999998,1,1584,160,24.80505887,0,0,"N",0,0,0.75,1,1.75,2,0.65,2151.648862,17,"Exhaust",50,1,"Standard",5,0,4.5,4.5,1,45,1.1000000000000001,128,0,0,4,4,7,0.65]
["SF_2200_HZ3CZ4_wl_i2_2_ao60_gfnc_","NW","HZ3CZ4_",3,532.253379,"NA",7927.5,348.43650000000002,0.90101900000000001,0.33170899999999998,0.35914299999999999,0.59172400000000003,22100.031531000001,25991.085171999999,25991.085171999999,22.163264000000002,809.41403300000002,1731.2614599999999,0,0,0,0,0,0,0,0,53237.363432999999,63857.144762000004,63857.144762000004,12677.144762,1595.207161,0,0,0,0,0,0,73,2825.7708360000001,2276.9362150000002,979.06192399999998,0,48.387518999999998,123.432237,"SF_2200_HZ3CZ4_wl_i2_2_ao60_gfnc_","NWHZ3CZ4_3",0,0,0,69,64,74,78,1,2104.6240469999998,0,0,0,"FUR",3,15,1,0,30,0,"Crawl",0.06,300,6.8302610699999997,"Attic",0.03,80,7.76,2200,18700,200,24.98505887,2210,11.09344939,1784,30.392214490000001,0.85,91.3,91.3,91.3,91.3,0.34,0.32,0.54,40,2.7959999999999998,1,1584,160,24.80505887,0,0,"N",0,0,0.75,1,1.75,2,0.65,2151.648862,17,"Exhaust",50,1,"Standard",5,0,4.5,4.5,1,57,1.2,128,0,0,4,4,7,0.65]
["SF_2200_HZ3CZ4_wl_i2_2_ao60_gfac_","NW","HZ3CZ4_",3,528.015805,"NA",7927.5,348.43650000000002,0.90101900000000001,0.33314700000000003,0.34517100000000001,0.59408300000000003,22216.969818000001,26120.316020999999,26120.316020999999,22.177803000000001,835.17530199999999,1739.8758809999999,2076.1975069999999,2550.7419850000001,751.54147699999999,41.478529999999999,6.5734089999999998,0,129.80489800000001,270.41557599999999,53225.866278000001,63855.953052999997,63855.953052999997,12675.953052999999,1637.8284000000001,19810.027503000001,25174.003658000001,9248.9395710000008,0,0,0,73,2835.1925000000001,2274.8256019999999,988.87093300000004,0,48.387518999999998,123.379159,"SF_2200_HZ3CZ4_wl_i2_2_ao60_gfac_","NWHZ3CZ4_3",0,0,0,69,64,74,78,1,2104.6240469999998,0,0,0,"FHCA",3,15,1,0,30,0,"Crawl",0.06,300,6.8302610699999997,"Attic",0.03,80,7.76,2200,18700,200,24.98505887,2210,11.09344939,1784,30.392214490000001,0.85,91.3,91.3,91.3,91.3,0.34,0.32,0.54,40,2.7959999999999998,1,1584,160,24.80505887,0,0,"N",0,0,0.75,1,1.75,2,0.65,2151.648862,17,"Exhaust",50,1,"Standard",5,0,4.5,4.5,1,57,1.2,128,0,0,4,4,7,0.65]
["SF_2200_HZ3CZ4_wl_i2_2_ao60_efaf_","NW","HZ3CZ4_",3,532.253379,"NA",7927.5,348.43650000000002,0.90101900000000001,0.33170899999999998,0.35914299999999999,0.59172400000000003,22100.031531000001,25991.085171999999,25991.085171999999,22.163264000000002,809.41403300000002,1731.2614599999999,0,0,0,0,0,0,0,0,53237.363432999999,63857.144762000004,63857.144762000004,12677.144762,1595.207161,0,0,0,0,0,0,73,2825.7708360000001,2276.9362150000002,979.06192399999998,0,48.387518999999998,123.432237,"SF_2200_HZ3CZ4_wl_i2_2_ao60_efaf_","NWHZ3CZ4_3",0,0,0,69,64,74,78,1,2104.6240469999998,0,0,0,"FUR",3,15,1,0,30,0,"Crawl",0.06,300,6.8302610699999997,"Attic",0.03,80,7.76,2200,18700,200,24.98505887,2210,11.09344939,1784,30.392214490000001,0.85,91.3,91.3,91.3,91.3,0.34,0.32,0.54,40,2.7959999999999998,1,1584,160,24.80505887,0,0,"N",0,0,0.75,1,1.75,2,0.65,2151.648862,17,"Exhaust",50,1,"Standard",5,0,4.5,4.5,1,57,1.2,128,0,0,4,4,7,0.65]
["SF_2200_HZ3CZ4_wl_i2_2_ao60_hp85_","NW","HZ3CZ4_",3,536.06573900000001,"NA",7927.5,348.43650000000002,0.90101900000000001,0.357076,0.37171300000000002,0.64243399999999995,21907.444651000002,27107.399096000001,12857.678908,4087.3990210000002,1049.543312,3249.904657,2076.835462,2551.4967259999999,756.25082299999997,41.737901999999998,6.5713650000000001,0,129.84289899999999,270.49474199999997,52816.425569999999,63309.304708000003,57311.278007000001,49982.268854000002,1102.0910080000001,19810.391709,25174.648921,9260.9709089999997,0,0,0,73,2835.2193659999998,2274.877035,988.87785699999995,0,48.387518999999998,123.37943199999999,"SF_2200_HZ3CZ4_wl_i2_2_ao60_hp85_","NWHZ3CZ4_3",0,0,0,69,64,74,78,1,2104.6240469999998,0,0,0,"HSPF_8.5_SEER_13.0",3,15,1,0,30,0,"Crawl",0.06,300,6.8302610699999997,"Attic",0.03,80,7.76,2200,18700,200,24.98505887,2210,11.09344939,1784,30.392214490000001,0.85,91.3,91.3,91.3,91.3,0.34,0.32,0.54,40,2.7959999999999998,1,1584,160,24.80505887,0,0,"N",0,0,0.75,1,1.75,2,0.65,2151.648862,17,"Exhaust",50,1,"Standard",5,0,4.5,4.5,1,57,1.2,128,0,0,4,4,7,0.65]
["SF_2200_HZ3CZ4_wl_i2_2_ao60_zonl_","NW","HZ3CZ4_",3,520.24027599999999,"NA",7927.5,348.43650000000002,0.90101900000000001,0.29946800000000001,0.31953300000000001,0.49090099999999998,22917.789198999999,22917.789198999999,22917.789198999999,1.137731,714.27914299999998,1527.776764,0,0,0,0,0,0,0,0,54539.606806000003,54539.606806000003,54539.606806000003,3359.6068059999998,1595.207161,0,0,0,0,0,0,73,2826.1103790000002,2277.154117,979.253873,0,48.387518999999998,123.431652,"SF_2200_HZ3CZ4_wl_i2_2_ao60_zonl_","NWHZ3CZ4_3",0,0,0,69,64,74,78,1,2104.6240469999998,0,0,0,"FUR",3,15,1,0,30,1,"Crawl",0.06,300,6.8302610699999997,"Attic",0.03,80,7.76,2200,18700,200,24.98505887,2210,11.09344939,1784,30.392214490000001,0.85,91.3,91.3,91.3,91.3,0.34,0.32,0.54,40,2.7959999999999998,1,1584,160,24.80505887,0,0,"N",0,0,0.75,1,1.75,2,0.65,2151.648862,17,"Exhaust",50,1,"Standard",5,0,4.5,4.5,1,57,1.2,128,0,0,4,4,7,0.65]
["SF_2200_HZ3CZ4_wl_i2_2_ao80_gfnc_","NW","HZ3CZ4_",3,532.21756100000005,"NA",7927.5,348.43650000000002,0.90101900000000001,0.33180399999999999,0.35902499999999998,0.59157000000000004,22106.807603000001,25999.391464,25999.391464,21.814800000000002,809.68378900000005,1731.838444,0,0,0,0,0,0,0,0,53233.469022999998,63852.841301,63852.841301,12672.841301,1595.207161,0,0,0,0,0,0,73,2842.7486690000001,2304.5587180000002,1001.760088,0,48.387518999999998,124.08597,"SF_2200_HZ3CZ4_wl_i2_2_ao80_gfnc_","NWHZ3CZ4_3",0,0,0,69,64,74,78,1,2104.6240469999998,0,0,0,"FUR",3,15,1,0,30,0,"Crawl",0.06,300,6.8302610699999997,"Attic",0.03,80,7.76,2200,18700,200,24.98505887,2210,11.09344939,1784,30.392214490000001,0.85,91.3,91.3,91.3,91.3,0.34,0.32,0.54,40,2.7959999999999998,1,1584,160,24.80505887,0,0,"N",0,0,0.75,1,1.75,2,0.65,2151.648862,17,"Exhaust",50,1,"Standard",5,0,4.5,4.5,1,75,1.2,128,0,0,4,4,7,0.65]
["SF_2200_HZ3CZ4_wl_i2_2_ao80_gfac_","NW","HZ3CZ4_",3,527.74091499999997,"NA",7927.5,348.43650000000002,0.90101900000000001,0.333231,0.34426400000000001,0.59392199999999995,22229.807026999999,26135.504838000001,26135.504838000001,21.829342,835.67251599999997,1740.9117000000001,2088.3917860000001,2564.7761540000001,755.55233299999998,41.609597999999998,6.5564910000000003,0,130.51780299999999,271.900733,53221.974560000002,63851.656899000001,63851.656899000001,12671.656899,1637.8284000000001,19818.010174999999,25183.184563999999,9251.6181710000001,0,0,0,73,2853.2123569999999,2302.8529819999999,1011.038951,0,48.387518999999998,124.030979,"SF_2200_HZ3CZ4_wl_i2_2_ao80_gfac_","NWHZ3CZ4_3",0,0,0,69,64,74,78,1,2104.6240469999998,0,0,0,"FHCA",3,15,1,0,30,0,"Crawl",0.06,300,6.8302610699999997,"Attic",0.03,80,7.76,2200,18700,200,24.98505887,2210,11.09344939,1784,30.392214490000001,0.85,91.3,91.3,91.3,91.3,0.34,0.32,0.54,40,2.7959999999999998,1,1584,160,24.80505887,0,0,"N",0,0,0.75,1,1.75,2,0.65,2151.648862,17,"Exhaust",50,1,"Standard",5,0,4.5,4.5,1,75,1.2,128,0,0,4,4,7,0.65]
["SF_2200_HZ3CZ4_wl_i2_2_ao80_efaf_","NW","HZ3CZ4_",3,532.21756100000005,"NA",7927.5,348.43650000000002,0.90101900000000001,0.33180399999999999,0.35902499999999998,0.59157000000000004,22106.807603000001,25999.391464,25999.391464,21.814800000000002,809.68378900000005,1731.838444,0,0,0,0,0,0,0,0,53233.469022999998,63852.841301,63852.841301,12672.841301,1595.207161,0,0,0,0,0,0,73,2842.7486690000001,2304.5587180000002,1001.760088,0,48.387518999999998,124.08597,"SF_2200_HZ3CZ4_wl_i2_2_ao80_efaf_","NWHZ3CZ4_3",0,0,0,69,64,74,78,1,2104.6240469999998,0,0,0,"FUR",3,15,1,0,30,0,"Crawl",0.06,300,6.8302610699999997,"Attic",0.03,80,7.76,2200,18700,200,24.98505887,2210,11.09344939,1784,30.392214490000001,0.85,91.3,91.3,91.3,91.3,0.34,0.32,0.54,40,2.7959999999999998,1,1584,160,24.80505887,0,0,"N",0,0,0.75,1,1.75,2,0.65,2151.648862,17,"Exhaust",50,1,"Standard",5,0,4.5,4.5,1,75,1.2,128,0,0,4,4,7,0.65]
["SF_2200_HZ3CZ4_wl_i2_2_ao80_hp85_","NW","HZ3CZ4_",3,535.70989599999996,"NA",7927.5,348.43650000000002,0.90101900000000001,0.35715000000000002,0.37053999999999998,0.64244500000000004,21920.403867000001,27122.495305,12870.643273,4099.8246799999997,1049.804991,3250.7189520000002,2089.0400869999999,2565.5436140000002,760.27610500000003,41.869624000000002,6.5544760000000002,0,130.556433,271.98120999999998,52812.4254,63304.868154000003,57306.841464999998,49977.832305000004,1102.0910080000001,19818.370363999999,25183.825681999999,9263.6294390000003,0,0,0,73,2853.2637519999998,2302.9298709999998,1011.05798,0,48.387518999999998,124.03123100000001,"SF_2200_HZ3CZ4_wl_i2_2_ao80_hp85_","NWHZ3CZ4_3",0,0,0,69,64,74,78,1,2104.6240469999998,0,0,0,"HSPF_8.5_SEER_13.0",3,15,1,0,30,0,"Crawl",0.06,300,6.8302610699999997,"Attic",0.03,80,7.76,2200,18700,200,24.98505887,2210,11.09344939,1784,30.392214490000001,0.85,91.3,91.3,91.3,91.3,0.34,0.32,0.54,40,2.7959999999999998,1,1584,160,24.80505887,0,0,"N",0,0,0.75,1,1.75,2,0.65,2151.648862,17,"Exhaust",50,1,"Standard",5,0,4.5,4.5,1,75,1.2,128,0,0,4,4,7,0.65]
["SF_2200_HZ3CZ4_wl_i2_2_ao80_zonl_","NW","HZ3CZ4_",3,520.20036700000003,"NA",7927.5,348.43650000000002,0.90101900000000001,0.29955100000000001,0.31940099999999999,0.49090099999999998,22924.694319999999,22924.694319999999,22924.694319999999,1.1370739999999999,714.49438599999996,1528.2371499999999,0,0,0,0,0,0,0,0,54535.585128999999,54535.585128999999,54535.585128999999,3355.5851290000001,1595.207161,0,0,0,0,0,0,73,2842.6987920000001,2304.383969,1001.782639,0,48.387518999999998,124.085387,"SF_2200_HZ3CZ4_wl_i2_2_ao80_zonl_","NWHZ3CZ4_3",0,0,0,69,64,74,78,1,2104.6240469999998,0,0,0,"FUR",3,15,1,0,30,1,"Crawl",0.06,300,6.8302610699999997,"Attic",0.03,80,7.76,2200,18700,200,24.98505887,2210,11.09344939,1784,30.392214490000001,0.85,91.3,91.3,91.3,91.3,0.34,0.32,0.54,40,2.7959999999999998,1,1584,160,24.80505887,0,0,"N",0,0,0.75,1,1.75,2,0.65,2151.648862,17,"Exhaust",50,1,"Standard",5,0,4.5,4.5,1,75,1.2,128,0,0,4,4,7,0.65]
["SF_2200_HZ3CZ4_wl_i2_3_ge50_gfnc_","NW","HZ3CZ4_",3,532.17057699999998,"NA",7927.5,348.43650000000002,0.90101900000000001,0.33152599999999999,0.35887000000000002,0.59188700000000005,22127.677922999999,26022.246684999998,26022.246684999998,22.389379000000002,810.37824499999999,1733.3238200000001,0,0,0,0,0,0,0,0,53794.711769000001,64325.729853999997,64325.729853999997,13145.729853999999,1595.207161,0,0,0,0,0,0,73,3651.9359730000001,3154.6978779999999,1643.3473650000001,734.71507099999997,48.387518999999998,124.89203000000001,"SF_2200_HZ3CZ4_wl_i2_3_ge50_gfnc_","NWHZ3CZ4_3",0,0,0,69,64,74,78,1,2104.6240469999998,0,0,0,"FUR",3,15,1,0,30,0,"Crawl",0.06,300,6.8302610699999997,"Attic",0.03,80,7.76,2200,18700,200,24.98505887,2210,11.09344939,1784,30.392214490000001,0.85,91.3,91.3,91.3,91.3,0.34,0.32,0.54,40,2.7959999999999998,1,1584,160,24.80505887,0,0,"N",0,0,0.75,1,1.75,2,0.65,2151.648862,17,"Exhaust",50,1,"Standard",5,0,4.5,4.5,1,45,1.1000000000000001,128,0,0,4,4,8,0.65]
["SF_2200_HZ3CZ4_wl_i2_3_ge50_gfac_","NW","HZ3CZ4_",3,528.10817599999996,"NA",7927.5,348.43650000000002,0.90101900000000001,0.33299400000000001,0.34547499999999998,0.59444399999999997,22237.847418000001,26143.867306,26143.867306,22.406037000000001,835.92167099999995,1741.4307510000001,2019.414876,2485.1407570000001,732.88011700000004,41.20729,6.7111099999999997,0,126.473705,263.47588100000002,53785.369921999998,64324.250541000001,64324.250541000001,13144.250540999999,1637.8284000000001,19460.065283,24678.957568000002,9073.4833369999997,0,0,0,73,3658.4925819999999,3151.4884350000002,1652.3035870000001,732.910662,48.387518999999998,124.839736,"SF_2200_HZ3CZ4_wl_i2_3_ge50_gfac_","NWHZ3CZ4_3",0,0,0,69,64,74,78,1,2104.6240469999998,0,0,0,"FHCA",3,15,1,0,30,0,"Crawl",0.06,300,6.8302610699999997,"Attic",0.03,80,7.76,2200,18700,200,24.98505887,2210,11.09344939,1784,30.392214490000001,0.85,91.3,91.3,91.3,91.3,0.34,0.32,0.54,40,2.7959999999999998,1,1584,160,24.80505887,0,0,"N",0,0,0.75,1,1.75,2,0.65,2151.648862,17,"Exhaust",50,1,"Standard",5,0,4.5,4.5,1,45,1.1000000000000001,128,0,0,4,4,8,0.65]
["SF_2200_HZ3CZ4_wl_i2_3_ge50_efaf_","NW","HZ3CZ4_",3,532.17057699999998,"NA",7927.5,348.43650000000002,0.90101900000000001,0.33152599999999999,0.35887000000000002,0.59188700000000005,22127.677922999999,26022.246684999998,26022.246684999998,22.389379000000002,810.37824499999999,1733.3238200000001,0,0,0,0,0,0,0,0,53794.711769000001,64325.729853999997,64325.729853999997,13145.729853999999,1595.207161,0,0,0,0,0,0,73,3651.9359730000001,3154.6978779999999,1643.3473650000001,734.71507099999997,48.387518999999998,124.89203000000001,"SF_2200_HZ3CZ4_wl_i2_3_ge50_efaf_","NWHZ3CZ4_3",0,0,0,69,64,74,78,1,2104.6240469999998,0,0,0,"FUR",3,15,1,0,30,0,"Crawl",0.06,300,6.8302610699999997,"Attic",0.03,80,7.76,2200,18700,200,24.98505887,2210,11.09344939,1784,30.392214490000001,0.85,91.3,91.3,91.3,91.3,0.34,0.32,0.54,40,2.7959999999999998,1,1584,160,24.80505887,0,0,"N",0,0,0.75,1,1.75,2,0.65,2151.648862,17,"Exhaust",50,1,"Standard",5,0,4.5,4.5,1,45,1.1000000000000001,128,0,0,4,4,8,0.65]
["SF_2200_HZ3CZ4_wl_i2_3_ge50_hp85_","NW","HZ3CZ4_",3,536.233116,"NA",7927.5,348.43650000000002,0.90101900000000001,0.35707899999999998,0.37226500000000001,0.64272399999999996,21927.576114,27135.862354000001,12848.411050000001,4055.8245189999998,1052.217928,3258.1923099999999,2020.0389130000001,2485.8839069999999,737.53896399999996,41.469929,6.709168,0,126.511093,263.55377099999998,53402.506068000002,63819.620535000002,57302.603023000003,49973.594066999998,1102.0910080000001,19460.437822,24679.62228,9087.0597190000008,0,0,0,73,3658.513864,3151.5302019999999,1652.298536,732.90660600000001,48.387518999999998,124.83995299999999,"SF_2200_HZ3CZ4_wl_i2_3_ge50_hp85_","NWHZ3CZ4_3",0,0,0,69,64,74,78,1,2104.6240469999998,0,0,0,"HSPF_8.5_SEER_13.0",3,15,1,0,30,0,"Crawl",0.06,300,6.8302610699999997,"Attic",0.03,80,7.76,2200,18700,200,24.98505887,2210,11.09344939,1784,30.392214490000001,0.85,91.3,91.3,91.3,91.3,0.34,0.32,0.54,40,2.7959999999999998,1,1584,160,24.80505887,0,0,"N",0,0,0.75,1,1.75,2,0.65,2151.648862,17,"Exhaust",50,1,"Standard",5,0,4.5,4.5,1,45,1.1000000000000001,128,0,0,4,4,8,0.65]
["SF_2200_HZ3CZ4_wl_i2_3_ge50_zonl_","NW","HZ3CZ4_",3,520.14434700000004,"NA",7927.5,348.43650000000002,0.90101900000000001,0.29924899999999999,0.31921699999999997,0.49090099999999998,22946.403824000001,22946.403824000001,22946.403824000001,1.2985279999999999,715.16600800000003,1529.6736860000001,0,0,0,0,0,0,0,0,55110.010057,55110.010057,55110.010057,3930.010057,1595.207161,0,0,0,0,0,0,73,3651.8980310000002,3154.55987,1643.429629,734.76107300000001,48.387518999999998,124.891288,"SF_2200_HZ3CZ4_wl_i2_3_ge50_zonl_","NWHZ3CZ4_3",0,0,0,69,64,74,78,1,2104.6240469999998,0,0,0,"FUR",3,15,1,0,30,1,"Crawl",0.06,300,6.8302610699999997,"Attic",0.03,80,7.76,2200,18700,200,24.98505887,2210,11.09344939,1784,30.392214490000001,0.85,91.3,91.3,91.3,91.3,0.34,0.32,0.54,40,2.7959999999999998,1,1584,160,24.80505887,0,0,"N",0,0,0.75,1,1.75,2,0.65,2151.648862,17,"Exhaust",50,1,"Standard",5,0,4.5,4.5,1,45,1.1000000000000001,128,0,0,4,4,8,0.65]
["SF_2200_HZ3CZ4_wl_i2_3_ao60_gfnc_","NW","HZ3CZ4_",3,532.10917900000004,"NA",7927.5,348.43650000000002,0.90101900000000001,0.33166299999999999,0.35866799999999999,0.591808,22264.265798,26182.262538999999,26182.262538999999,22.712097,815.35565099999997,1743.9700290000001,0,0,0,0,0,0,0,0,53229.578393000003,63848.208231999997,63848.208231999997,12668.208232000001,1595.207161,0,0,0,0,0,0,73,3674.720695,3106.864806,1258.1797349999999,0,48.387518999999998,123.630011,"SF_2200_HZ3CZ4_wl_i2_3_ao60_gfnc_","NWHZ3CZ4_3",0,0,0,69,64,74,78,1,2104.6240469999998,0,0,0,"FUR",3,15,1,0,30,0,"Crawl",0.06,300,6.8302610699999997,"Attic",0.03,80,7.76,2200,18700,200,24.98505887,2210,11.09344939,1784,30.392214490000001,0.85,91.3,91.3,91.3,91.3,0.34,0.32,0.54,40,2.7959999999999998,1,1584,160,24.80505887,0,0,"N",0,0,0.75,1,1.75,2,0.65,2151.648862,17,"Exhaust",50,1,"Standard",5,0,4.5,4.5,1,57,1.2,128,0,0,4,4,8,0.65]
["SF_2200_HZ3CZ4_wl_i2_3_ao60_gfac_","NW","HZ3CZ4_",3,528.04894999999999,"NA",7927.5,348.43650000000002,0.90101900000000001,0.333208,0.34527999999999998,0.59436500000000003,22376.965059999999,26306.683663,26306.683663,22.735572000000001,841.12146600000005,1752.2632060000001,2012.531297,2477.52106,731.41268700000001,40.782060999999999,6.6648699999999996,0,126.128837,262.75743599999998,53218.096415,63847.043310000001,63847.043310000001,12667.043309999999,1637.8284000000001,19795.962336000001,25153.985794,9242.2320230000005,0,0,0,73,3683.5683939999999,3104.507251,1271.075139,0,48.387518999999998,123.58255800000001,"SF_2200_HZ3CZ4_wl_i2_3_ao60_gfac_","NWHZ3CZ4_3",0,0,0,69,64,74,78,1,2104.6240469999998,0,0,0,"FHCA",3,15,1,0,30,0,"Crawl",0.06,300,6.8302610699999997,"Attic",0.03,80,7.76,2200,18700,200,24.98505887,2210,11.09344939,1784,30.392214490000001,0.85,91.3,91.3,91.3,91.3,0.34,0.32,0.54,40,2.7959999999999998,1,1584,160,24.80505887,0,0,"N",0,0,0.75,1,1.75,2,0.65,2151.648862,17,"Exhaust",50,1,"Standard",5,0,4.5,4.5,1,57,1.2,128,0,0,4,4,8,0.65]
["SF_2200_HZ3CZ4_wl_i2_3_ao60_efaf_","NW","HZ3CZ4_",3,532.10917900000004,"NA",7927.5,348.43650000000002,0.90101900000000001,0.33166299999999999,0.35866799999999999,0.591808,22264.265798,26182.262538999999,26182.262538999999,22.712097,815.35565099999997,1743.9700290000001,0,0,0,0,0,0,0,0,53229.578393000003,63848.208231999997,63848.208231999997,12668.208232000001,1595.207161,0,0,0,0,0,0,73,3674.720695,3106.864806,1258.1797349999999,0,48.387518999999998,123.630011,"SF_2200_HZ3CZ4_wl_i2_3_ao60_efaf_","NWHZ3CZ4_3",0,0,0,69,64,74,78,1,2104.6240469999998,0,0,0,"FUR",3,15,1,0,30,0,"Crawl",0.06,300,6.8302610699999997,"Attic",0.03,80,7.76,2200,18700,200,24.98505887,2210,11.09344939,1784,30.392214490000001,0.85,91.3,91.3,91.3,91.3,0.34,0.32,0.54,40,2.7959999999999998,1,1584,160,24.80505887,0,0,"N",0,0,0.75,1,1.75,2,0.65,2151.648862,17,"Exhaust",50,1,"Standard",5,0,4.5,4.5,1,57,1.2,128,0,0,4,4,8,0.65]
["SF_2200_HZ3CZ4_wl_i2_3_ao60_hp85_","NW","HZ3CZ4_",3,536.11854700000004,"NA",7927.5,348.43650000000002,0.90101900000000001,0.35720200000000002,0.371888,0.64272499999999999,22068.219764000001,27294.832805999999,12960.961468,4150.5458349999999,1054.231972,3264.411615,2013.1526530000001,2478.255404,736.02423799999997,41.038043999999999,6.6626370000000001,0,126.165851,262.83454699999999,52808.085139000003,63299.606028000002,57301.578965000001,49972.570011999996,1102.0910080000001,19796.325215000001,25154.628734999998,9254.3139370000008,0,0,0,73,3683.663184,3104.6261159999999,1271.1077780000001,0,48.387518999999998,123.582829,"SF_2200_HZ3CZ4_wl_i2_3_ao60_hp85_","NWHZ3CZ4_3",0,0,0,69,64,74,78,1,2104.6240469999998,0,0,0,"HSPF_8.5_SEER_13.0",3,15,1,0,30,0,"Crawl",0.06,300,6.8302610699999997,"Attic",0.03,80,7.76,2200,18700,200,24.98505887,2210,11.09344939,1784,30.392214490000001,0.85,91.3,91.3,91.3,91.3,0.34,0.32,0.54,40,2.7959999999999998,1,1584,160,24.80505887,0,0,"N",0,0,0.75,1,1.75,2,0.65,2151.648862,17,"Exhaust",50,1,"Standard",5,0,4.5,4.5,1,57,1.2,128,0,0,4,4,8,0.65]
["SF_2200_HZ3CZ4_wl_i2_3_ao60_zonl_","NW","HZ3CZ4_",3,520.04913799999997,"NA",7927.5,348.43650000000002,0.90101900000000001,0.29918699999999998,0.31890299999999999,0.49090099999999998,23087.423136000001,23087.423136000001,23087.423136000001,1.250875,719.56286299999999,1539.0781509999999,0,0,0,0,0,0,0,0,54532.864019000001,54532.864019000001,54532.864019000001,3352.8640190000001,1595.207161,0,0,0,0,0,0,73,3674.4467979999999,3106.4737890000001,1258.1247109999999,0,48.387518999999998,123.628913,"SF_2200_HZ3CZ4_wl_i2_3_ao60_zonl_","NWHZ3CZ4_3",0,0,0,69,64,74,78,1,2104.6240469999998,0,0,0,"FUR",3,15,1,0,30,1,"Crawl",0.06,300,6.8302610699999997,"Attic",0.03,80,7.76,2200,18700,200,24.98505887,2210,11.09344939,1784,30.392214490000001,0.85,91.3,91.3,91.3,91.3,0.34,0.32,0.54,40,2.7959999999999998,1,1584,160,24.80505887,0,0,"N",0,0,0.75,1,1.75,2,0.65,2151.648862,17,"Exhaust",50,1,"Standard",5,0,4.5,4.5,1,57,1.2,128,0,0,4,4,8,0.65]
["SF_2200_HZ3CZ4_wl_i2_3_ao80_gfnc_","NW","HZ3CZ4_",3,532.62103500000001,"NA",7927.5,348.43650000000002,0.90101900000000001,0.33174799999999999,0.36035499999999998,0.59182800000000002,22267.402991999999,26186.866687000002,26186.866687000002,22.375377,815.50964999999997,1744.2994209999999,0,0,0,0,0,0,0,0,53220.231197000001,63837.642366,63837.642366,12657.642366,1595.207161,0,0,0,0,0,0,73,3714.710407,3154.4179490000001,1295.9972949999999,0,48.387518999999998,124.650432,"SF_2200_HZ3CZ4_wl_i2_3_ao80_gfnc_","NWHZ3CZ4_3",0,0,0,69,64,74,78,1,2104.6240469999998,0,0,0,"FUR",3,15,1,0,30,0,"Crawl",0.06,300,6.8302610699999997,"Attic",0.03,80,7.76,2200,18700,200,24.98505887,2210,11.09344939,1784,30.392214490000001,0.85,91.3,91.3,91.3,91.3,0.34,0.32,0.54,40,2.7959999999999998,1,1584,160,24.80505887,0,0,"N",0,0,0.75,1,1.75,2,0.65,2151.648862,17,"Exhaust",50,1,"Standard",5,0,4.5,4.5,1,75,1.2,128,0,0,4,4,8,0.65]
["SF_2200_HZ3CZ4_wl_i2_3_ao80_gfac_","NW","HZ3CZ4_",3,529.079162,"NA",7927.5,348.43650000000002,0.90101900000000001,0.33316299999999999,0.34867700000000001,0.59418400000000005,22373.442795999999,26303.748399,26303.748399,22.390401000000001,841.03858000000002,1752.0905330000001,2020.248159,2484.6092239999998,733.44077700000003,40.659812000000002,6.6323759999999998,0,126.50062,263.53195099999999,53208.748041999999,63836.484900000003,63836.484900000003,12656.484899999999,1637.8284000000001,19803.664025999999,25163.410457000002,9246.4932929999995,0,0,0,73,3723.32204,3151.1893220000002,1307.6999559999999,0,48.387518999999998,124.60382199999999,"SF_2200_HZ3CZ4_wl_i2_3_ao80_gfac_","NWHZ3CZ4_3",0,0,0,69,64,74,78,1,2104.6240469999998,0,0,0,"FHCA",3,15,1,0,30,0,"Crawl",0.06,300,6.8302610699999997,"Attic",0.03,80,7.76,2200,18700,200,24.98505887,2210,11.09344939,1784,30.392214490000001,0.85,91.3,91.3,91.3,91.3,0.34,0.32,0.54,40,2.7959999999999998,1,1584,160,24.80505887,0,0,"N",0,0,0.75,1,1.75,2,0.65,2151.648862,17,"Exhaust",50,1,"Standard",5,0,4.5,4.5,1,75,1.2,128,0,0,4,4,8,0.65]
["SF_2200_HZ3CZ4_wl_i2_3_ao80_efaf_","NW","HZ3CZ4_",3,532.62103500000001,"NA",7927.5,348.43650000000002,0.90101900000000001,0.33174799999999999,0.36035499999999998,0.59182800000000002,22267.402991999999,26186.866687000002,26186.866687000002,22.375377,815.50964999999997,1744.2994209999999,0,0,0,0,0,0,0,0,53220.231197000001,63837.642366,63837.642366,12657.642366,1595.207161,0,0,0,0,0,0,73,3714.710407,3154.4179490000001,1295.9972949999999,0,48.387518999999998,124.650432,"SF_2200_HZ3CZ4_wl_i2_3_ao80_efaf_","NWHZ3CZ4_3",0,0,0,69,64,74,78,1,2104.6240469999998,0,0,0,"FUR",3,15,1,0,30,0,"Crawl",0.06,300,6.8302610699999997,"Attic",0.03,80,7.76,2200,18700,200,24.98505887,2210,11.09344939,1784,30.392214490000001,0.85,91.3,91.3,91.3,91.3,0.34,0.32,0.54,40,2.7959999999999998,1,1584,160,24.80505887,0,0,"N",0,0,0.75,1,1.75,2,0.65,2151.648862,17,"Exhaust",50,1,"Standard",5,0,4.5,4.5,1,75,1.2,128,0,0,4,4,8,0.65]
["SF_2200_HZ3CZ4_wl_i2_3_ao80_hp85_","NW","HZ3CZ4_",3,537.24548200000004,"NA",7927.5,348.43650000000002,0.90101900000000001,0.35708400000000001,0.37560300000000002,0.64241800000000004,22064.263439999999,27289.791847,12970.043151,4166.6852710000003,1053.4993199999999,3262.1463669999998,2020.8693860000001,2485.3445839999999,738.05260299999998,40.914704999999998,6.6302240000000001,0,126.537682,263.60916099999997,52799.531176999997,63290.090074,57292.062993,49963.054049999999,1102.0910080000001,19804.036798000001,25164.064566000001,9258.5408449999995,0,0,0,73,3723.2728609999999,3151.166354,1307.666567,0,48.387518999999998,124.603936,"SF_2200_HZ3CZ4_wl_i2_3_ao80_hp85_","NWHZ3CZ4_3",0,0,0,69,64,74,78,1,2104.6240469999998,0,0,0,"HSPF_8.5_SEER_13.0",3,15,1,0,30,0,"Crawl",0.06,300,6.8302610699999997,"Attic",0.03,80,7.76,2200,18700,200,24.98505887,2210,11.09344939,1784,30.392214490000001,0.85,91.3,91.3,91.3,91.3,0.34,0.32,0.54,40,2.7959999999999998,1,1584,160,24.80505887,0,0,"N",0,0,0.75,1,1.75,2,0.65,2151.648862,17,"Exhaust",50,1,"Standard",5,0,4.5,4.5,1,75,1.2,128,0,0,4,4,8,0.65]
["SF_2200_HZ3CZ4_wl_i2_3_ao80_zonl_","NW","HZ3CZ4_",3,520.435878,"NA",7927.5,348.43650000000002,0.90101900000000001,0.299265,0.32017800000000002,0.49090099999999998,23090.820188999998,23090.820188999998,23090.820188999998,1.254394,719.668634,1539.304386,0,0,0,0,0,0,0,0,54524.517705999999,54524.517705999999,54524.517705999999,3344.5177060000001,1595.207161,0,0,0,0,0,0,73,3714.6433390000002,3154.2293810000001,1296.036366,0,48.387518999999998,124.649734,"SF_2200_HZ3CZ4_wl_i2_3_ao80_zonl_","NWHZ3CZ4_3",0,0,0,69,64,74,78,1,2104.6240469999998,0,0,0,"FUR",3,15,1,0,30,1,"Crawl",0.06,300,6.8302610699999997,"Attic",0.03,80,7.76,2200,18700,200,24.98505887,2210,11.09344939,1784,30.392214490000001,0.85,91.3,91.3,91.3,91.3,0.34,0.32,0.54,40,2.7959999999999998,1,1584,160,24.80505887,0,0,"N",0,0,0.75,1,1.75,2,0.65,2151.648862,17,"Exhaust",50,1,"Standard",5,0,4.5,4.5,1,75,1.2,128,0,0,4,4,8,0.65]
["SF_2200_HZ3CZ4_wl_i2_4_ge50_gfnc_","NW","HZ3CZ4_",3,531.99507100000005,"NA",7927.5,348.43650000000002,0.90101900000000001,0.33135599999999998,0.35829100000000003,0.59110799999999997,21999.670127000001,25871.171585,25871.171585,21.602395000000001,805.69398000000001,1723.304613,0,0,0,0,0,0,0,0,53439.677527,63935.851068999997,63935.851068999997,12755.851069,1595.207161,0,0,0,0,0,0,73,4318.6995619999998,3832.1239110000001,2604.61868,1852.083355,48.387518999999998,124.832596,"SF_2200_HZ3CZ4_wl_i2_4_ge50_gfnc_","NWHZ3CZ4_3",0,0,0,69,64,74,78,1,2104.6240469999998,0,0,0,"FUR",3,15,1,0,30,0,"Crawl",0.06,300,6.8302610699999997,"Attic",0.03,80,7.76,2200,18700,200,24.98505887,2210,11.09344939,1784,30.392214490000001,0.85,91.3,91.3,91.3,91.3,0.34,0.32,0.54,40,2.7959999999999998,1,1584,160,24.80505887,0,0,"N",0,0,0.75,1,1.75,2,0.65,2151.648862,17,"Exhaust",50,1,"Standard",5,0,4.5,4.5,1,45,1.1000000000000001,128,0,0,4,4,9,0.65]
["SF_2200_HZ3CZ4_wl_i2_4_ge50_gfac_","NW","HZ3CZ4_",3,528.03086900000005,"NA",7927.5,348.43650000000002,0.90101900000000001,0.33282600000000001,0.345221,0.593727,22106.080671,25988.550501000002,25988.550501000002,21.619897000000002,830.97648300000003,1731.1287070000001,2026.363051,2493.4642020000001,734.46957499999996,41.679994999999998,6.7702460000000002,0,126.849716,264.25920500000001,53430.429676,63934.893613,63934.893613,12754.893613,1637.8284000000001,19610.144779999999,24847.212874000001,9091.6069480000006,0,0,0,73,4323.4233649999996,3827.2088979999999,2636.9913099999999,1886.6973640000001,48.387518999999998,124.785876,"SF_2200_HZ3CZ4_wl_i2_4_ge50_gfac_","NWHZ3CZ4_3",0,0,0,69,64,74,78,1,2104.6240469999998,0,0,0,"FHCA",3,15,1,0,30,0,"Crawl",0.06,300,6.8302610699999997,"Attic",0.03,80,7.76,2200,18700,200,24.98505887,2210,11.09344939,1784,30.392214490000001,0.85,91.3,91.3,91.3,91.3,0.34,0.32,0.54,40,2.7959999999999998,1,1584,160,24.80505887,0,0,"N",0,0,0.75,1,1.75,2,0.65,2151.648862,17,"Exhaust",50,1,"Standard",5,0,4.5,4.5,1,45,1.1000000000000001,128,0,0,4,4,9,0.65]
["SF_2200_HZ3CZ4_wl_i2_4_ge50_efaf_","NW","HZ3CZ4_",3,531.99507100000005,"NA",7927.5,348.43650000000002,0.90101900000000001,0.33135599999999998,0.35829100000000003,0.59110799999999997,21999.670127000001,25871.171585,25871.171585,21.602395000000001,805.69398000000001,1723.304613,0,0,0,0,0,0,0,0,53439.677527,63935.851068999997,63935.851068999997,12755.851069,1595.207161,0,0,0,0,0,0,73,4318.6995619999998,3832.1239110000001,2604.61868,1852.083355,48.387518999999998,124.832596,"SF_2200_HZ3CZ4_wl_i2_4_ge50_efaf_","NWHZ3CZ4_3",0,0,0,69,64,74,78,1,2104.6240469999998,0,0,0,"FUR",3,15,1,0,30,0,"Crawl",0.06,300,6.8302610699999997,"Attic",0.03,80,7.76,2200,18700,200,24.98505887,2210,11.09344939,1784,30.392214490000001,0.85,91.3,91.3,91.3,91.3,0.34,0.32,0.54,40,2.7959999999999998,1,1584,160,24.80505887,0,0,"N",0,0,0.75,1,1.75,2,0.65,2151.648862,17,"Exhaust",50,1,"Standard",5,0,4.5,4.5,1,45,1.1000000000000001,128,0,0,4,4,9,0.65]
["SF_2200_HZ3CZ4_wl_i2_4_ge50_hp85_","NW","HZ3CZ4_",3,536.20094500000005,"NA",7927.5,348.43650000000002,0.90101900000000001,0.35704599999999997,0.37215900000000002,0.64283900000000005,21794.549274000001,26985.634580000002,12727.327094,3946.7616579999999,1050.7760249999999,3253.7294219999999,2026.97687,2494.2051200000001,739.16217600000004,41.950285999999998,6.7687559999999998,0,126.88689100000001,264.33664900000002,53039.278106999998,63419.021094999996,57390.861123000002,50061.706521,1102.0910080000001,19610.432282999998,24847.720571000002,9104.1841100000001,0,0,0,73,4323.5085639999998,3827.3143220000002,2637.0047730000001,1886.686618,48.387518999999998,124.78603200000001,"SF_2200_HZ3CZ4_wl_i2_4_ge50_hp85_","NWHZ3CZ4_3",0,0,0,69,64,74,78,1,2104.6240469999998,0,0,0,"HSPF_8.5_SEER_13.0",3,15,1,0,30,0,"Crawl",0.06,300,6.8302610699999997,"Attic",0.03,80,7.76,2200,18700,200,24.98505887,2210,11.09344939,1784,30.392214490000001,0.85,91.3,91.3,91.3,91.3,0.34,0.32,0.54,40,2.7959999999999998,1,1584,160,24.80505887,0,0,"N",0,0,0.75,1,1.75,2,0.65,2151.648862,17,"Exhaust",50,1,"Standard",5,0,4.5,4.5,1,45,1.1000000000000001,128,0,0,4,4,9,0.65]
["SF_2200_HZ3CZ4_wl_i2_4_ge50_zonl_","NW","HZ3CZ4_",3,520.08008700000005,"NA",7927.5,348.43650000000002,0.90101900000000001,0.29926999999999998,0.31900499999999998,0.49090099999999998,22813.946609999999,22813.946609999999,22813.946609999999,1.3784609999999999,711.03501500000004,1520.8378769999999,0,0,0,0,0,0,0,0,54738.970080999999,54738.970080999999,54738.970080999999,3558.9700809999999,1595.207161,0,0,0,0,0,0,73,4318.7870169999997,3832.1113989999999,2604.822087,1852.2434760000001,48.387518999999998,124.832448,"SF_2200_HZ3CZ4_wl_i2_4_ge50_zonl_","NWHZ3CZ4_3",0,0,0,69,64,74,78,1,2104.6240469999998,0,0,0,"FUR",3,15,1,0,30,1,"Crawl",0.06,300,6.8302610699999997,"Attic",0.03,80,7.76,2200,18700,200,24.98505887,2210,11.09344939,1784,30.392214490000001,0.85,91.3,91.3,91.3,91.3,0.34,0.32,0.54,40,2.7959999999999998,1,1584,160,24.80505887,0,0,"N",0,0,0.75,1,1.75,2,0.65,2151.648862,17,"Exhaust",50,1,"Standard",5,0,4.5,4.5,1,45,1.1000000000000001,128,0,0,4,4,9,0.65]
["SF_2200_HZ3CZ4_wl_i2_4_ao60_gfnc_","NW","HZ3CZ4_",3,531.87752399999999,"NA",7927.5,348.43650000000002,0.90101900000000001,0.33187,0.357904,0.59185100000000002,22425.362316999999,26368.750619999999,26368.750619999999,25.822098,821.071282,1756.1952349999999,0,0,0,0,0,0,0,0,53226.261358000003,63843.903176,63843.903176,12663.903176,1595.207161,0,0,0,0,0,0,73,4374.6496610000004,3814.9822720000002,1477.787343,26.305865000000001,48.387518999999998,122.54904000000001,"SF_2200_HZ3CZ4_wl_i2_4_ao60_gfnc_","NWHZ3CZ4_3",0,0,0,69,64,74,78,1,2104.6240469999998,0,0,0,"FUR",3,15,1,0,30,0,"Crawl",0.06,300,6.8302610699999997,"Attic",0.03,80,7.76,2200,18700,200,24.98505887,2210,11.09344939,1784,30.392214490000001,0.85,91.3,91.3,91.3,91.3,0.34,0.32,0.54,40,2.7959999999999998,1,1584,160,24.80505887,0,0,"N",0,0,0.75,1,1.75,2,0.65,2151.648862,17,"Exhaust",50,1,"Standard",5,0,4.5,4.5,1,57,1.2,128,0,0,4,4,9,0.65]
["SF_2200_HZ3CZ4_wl_i2_4_ao60_gfac_","NW","HZ3CZ4_",3,527.89278400000001,"NA",7927.5,348.43650000000002,0.90101900000000001,0.33340399999999998,0.34476499999999999,0.59442300000000003,22545.715157999999,26501.715881,26501.715881,25.844947000000001,847.26325399999996,1765.0580620000001,1981.2654680000001,2438.0982309999999,719.81093399999997,40.502898999999999,6.7479480000000001,0,124.130518,258.594446,53214.774376000001,63842.732285999999,63842.732285999999,12662.732286,1637.8284000000001,19683.444940000001,24950.016075,9138.8220239999991,0,0,0,73,4381.8216249999996,3810.3942109999998,1490.4034349999999,26.305862999999999,48.387518999999998,122.508005,"SF_2200_HZ3CZ4_wl_i2_4_ao60_gfac_","NWHZ3CZ4_3",0,0,0,69,64,74,78,1,2104.6240469999998,0,0,0,"FHCA",3,15,1,0,30,0,"Crawl",0.06,300,6.8302610699999997,"Attic",0.03,80,7.76,2200,18700,200,24.98505887,2210,11.09344939,1784,30.392214490000001,0.85,91.3,91.3,91.3,91.3,0.34,0.32,0.54,40,2.7959999999999998,1,1584,160,24.80505887,0,0,"N",0,0,0.75,1,1.75,2,0.65,2151.648862,17,"Exhaust",50,1,"Standard",5,0,4.5,4.5,1,57,1.2,128,0,0,4,4,9,0.65]
["SF_2200_HZ3CZ4_wl_i2_4_ao60_efaf_","NW","HZ3CZ4_",3,531.87752399999999,"NA",7927.5,348.43650000000002,0.90101900000000001,0.33187,0.357904,0.59185100000000002,22425.362316999999,26368.750619999999,26368.750619999999,25.822098,821.071282,1756.1952349999999,0,0,0,0,0,0,0,0,53226.261358000003,63843.903176,63843.903176,12663.903176,1595.207161,0,0,0,0,0,0,73,4374.6496610000004,3814.9822720000002,1477.787343,26.305865000000001,48.387518999999998,122.54904000000001,"SF_2200_HZ3CZ4_wl_i2_4_ao60_efaf_","NWHZ3CZ4_3",0,0,0,69,64,74,78,1,2104.6240469999998,0,0,0,"FUR",3,15,1,0,30,0,"Crawl",0.06,300,6.8302610699999997,"Attic",0.03,80,7.76,2200,18700,200,24.98505887,2210,11.09344939,1784,30.392214490000001,0.85,91.3,91.3,91.3,91.3,0.34,0.32,0.54,40,2.7959999999999998,1,1584,160,24.80505887,0,0,"N",0,0,0.75,1,1.75,2,0.65,2151.648862,17,"Exhaust",50,1,"Standard",5,0,4.5,4.5,1,57,1.2,128,0,0,4,4,9,0.65]
["SF_2200_HZ3CZ4_wl_i2_4_ao60_hp85_","NW","HZ3CZ4_",3,535.90310899999997,"NA",7927.5,348.43650000000002,0.90101900000000001,0.357373,0.37117699999999998,0.64275400000000005,22237.752854999999,27487.925491000002,13075.635618,4231.1639029999997,1058.11294,3276.413305,1981.8827819999999,2438.8323369999998,724.38872100000003,40.761186000000002,6.7458809999999998,0,124.16749900000001,258.67148500000002,52805.855975999999,63296.800623000003,57298.773283000002,49969.764483999999,1102.0910080000001,19683.726314,24950.697104999999,9151.2836800000005,0,0,0,73,4381.8907289999997,3810.4873849999999,1490.4244450000001,26.305765000000001,48.387518999999998,122.508205,"SF_2200_HZ3CZ4_wl_i2_4_ao60_hp85_","NWHZ3CZ4_3",0,0,0,69,64,74,78,1,2104.6240469999998,0,0,0,"HSPF_8.5_SEER_13.0",3,15,1,0,30,0,"Crawl",0.06,300,6.8302610699999997,"Attic",0.03,80,7.76,2200,18700,200,24.98505887,2210,11.09344939,1784,30.392214490000001,0.85,91.3,91.3,91.3,91.3,0.34,0.32,0.54,40,2.7959999999999998,1,1584,160,24.80505887,0,0,"N",0,0,0.75,1,1.75,2,0.65,2151.648862,17,"Exhaust",50,1,"Standard",5,0,4.5,4.5,1,57,1.2,128,0,0,4,4,9,0.65]
["SF_2200_HZ3CZ4_wl_i2_4_ao60_zonl_","NW","HZ3CZ4_",3,519.81389999999999,"NA",7927.5,348.43650000000002,0.90101900000000001,0.29916599999999999,0.31812699999999999,0.49090099999999998,23253.313296,23253.313296,23253.313296,1.209724,724.73470399999997,1550.140238,0,0,0,0,0,0,0,0,54531.828019,54531.828019,54531.828019,3351.828019,1595.207161,0,0,0,0,0,0,73,4374.5388839999996,3814.7537170000001,1477.806122,26.306132999999999,48.387518999999998,122.548185,"SF_2200_HZ3CZ4_wl_i2_4_ao60_zonl_","NWHZ3CZ4_3",0,0,0,69,64,74,78,1,2104.6240469999998,0,0,0,"FUR",3,15,1,0,30,1,"Crawl",0.06,300,6.8302610699999997,"Attic",0.03,80,7.76,2200,18700,200,24.98505887,2210,11.09344939,1784,30.392214490000001,0.85,91.3,91.3,91.3,91.3,0.34,0.32,0.54,40,2.7959999999999998,1,1584,160,24.80505887,0,0,"N",0,0,0.75,1,1.75,2,0.65,2151.648862,17,"Exhaust",50,1,"Standard",5,0,4.5,4.5,1,57,1.2,128,0,0,4,4,9,0.65]
["SF_2200_HZ3CZ4_wl_i2_4_ao80_gfnc_","NW","HZ3CZ4_",3,531.88780299999996,"NA",7927.5,348.43650000000002,0.90101900000000001,0.331876,0.35793799999999998,0.59186499999999997,22438.975323999999,26384.896331,26384.896331,24.690823000000002,821.609781,1757.3470339999999,0,0,0,0,0,0,0,0,53223.789146000003,63841.133269999998,63841.133269999998,12661.13327,1595.207161,0,0,0,0,0,0,73,4445.3990409999997,3883.1565089999999,1522.2370309999999,0,48.387518999999998,123.943291,"SF_2200_HZ3CZ4_wl_i2_4_ao80_gfnc_","NWHZ3CZ4_3",0,0,0,69,64,74,78,1,2104.6240469999998,0,0,0,"FUR",3,15,1,0,30,0,"Crawl",0.06,300,6.8302610699999997,"Attic",0.03,80,7.76,2200,18700,200,24.98505887,2210,11.09344939,1784,30.392214490000001,0.85,91.3,91.3,91.3,91.3,0.34,0.32,0.54,40,2.7959999999999998,1,1584,160,24.80505887,0,0,"N",0,0,0.75,1,1.75,2,0.65,2151.648862,17,"Exhaust",50,1,"Standard",5,0,4.5,4.5,1,75,1.2,128,0,0,4,4,9,0.65]
["SF_2200_HZ3CZ4_wl_i2_4_ao80_gfac_","NW","HZ3CZ4_",3,527.92302800000004,"NA",7927.5,348.43650000000002,0.90101900000000001,0.33344099999999999,0.34486499999999998,0.59441299999999997,22564.132256000001,26523.333319000001,26523.333319000001,24.713370999999999,847.99125300000003,1766.5746630000001,1989.664618,2448.1845910000002,723.23828600000002,40.369449000000003,6.6888339999999999,0,124.67049299999999,259.71934599999997,53212.303008000003,63839.965729000003,63839.965729000003,12659.965729,1637.8284000000001,19714.751649000002,24994.329386000001,9192.3519180000003,0,0,0,73,4455.8888079999997,3882.3497430000002,1536.5979199999999,0,48.387518999999998,123.93296100000001,"SF_2200_HZ3CZ4_wl_i2_4_ao80_gfac_","NWHZ3CZ4_3",0,0,0,69,64,74,78,1,2104.6240469999998,0,0,0,"FHCA",3,15,1,0,30,0,"Crawl",0.06,300,6.8302610699999997,"Attic",0.03,80,7.76,2200,18700,200,24.98505887,2210,11.09344939,1784,30.392214490000001,0.85,91.3,91.3,91.3,91.3,0.34,0.32,0.54,40,2.7959999999999998,1,1584,160,24.80505887,0,0,"N",0,0,0.75,1,1.75,2,0.65,2151.648862,17,"Exhaust",50,1,"Standard",5,0,4.5,4.5,1,75,1.2,128,0,0,4,4,9,0.65]
["SF_2200_HZ3CZ4_wl_i2_4_ao80_efaf_","NW","HZ3CZ4_",3,531.88780299999996,"NA",7927.5,348.43650000000002,0.90101900000000001,0.331876,0.35793799999999998,0.59186499999999997,22438.975323999999,26384.896331,26384.896331,24.690823000000002,821.609781,1757.3470339999999,0,0,0,0,0,0,0,0,53223.789146000003,63841.133269999998,63841.133269999998,12661.13327,1595.207161,0,0,0,0,0,0,73,4445.3990409999997,3883.1565089999999,1522.2370309999999,0,48.387518999999998,123.943291,"SF_2200_HZ3CZ4_wl_i2_4_ao80_efaf_","NWHZ3CZ4_3",0,0,0,69,64,74,78,1,2104.6240469999998,0,0,0,"FUR",3,15,1,0,30,0,"Crawl",0.06,300,6.8302610699999997,"Attic",0.03,80,7.76,2200,18700,200,24.98505887,2210,11.09344939,1784,30.392214490000001,0.85,91.3,91.3,91.3,91.3,0.34,0.32,0.54,40,2.7959999999999998,1,1584,160,24.80505887,0,0,"N",0,0,0.75,1,1.75,2,0.65,2151.648862,17,"Exhaust",50,1,"Standard",5,0,4.5,4.5,1,75,1.2,128,0,0,4,4,9,0.65]
["SF_2200_HZ3CZ4_wl_i2_4_ao80_hp85_","NW","HZ3CZ4_",3,535.92949499999997,"NA",7927.5,348.43650000000002,0.90101900000000001,0.35739900000000002,0.37126399999999998,0.64271400000000001,22256.069019999999,27509.366118999998,13086.149587,4236.687328,1058.671184,3278.1431419999999,1990.283471,2448.9148409999998,727.80483600000002,40.623418999999998,6.6864590000000002,0,124.707336,259.79610100000002,52803.526632000001,63294.236323999998,57296.209006999998,49967.200194999998,1102.0910080000001,19715.142359000001,24995.017371000002,9204.8435119999995,0,0,0,73,4455.8327490000001,3882.3187720000001,1536.562862,0,48.387518999999998,123.93306,"SF_2200_HZ3CZ4_wl_i2_4_ao80_hp85_","NWHZ3CZ4_3",0,0,0,69,64,74,78,1,2104.6240469999998,0,0,0,"HSPF_8.5_SEER_13.0",3,15,1,0,30,0,"Crawl",0.06,300,6.8302610699999997,"Attic",0.03,80,7.76,2200,18700,200,24.98505887,2210,11.09344939,1784,30.392214490000001,0.85,91.3,91.3,91.3,91.3,0.34,0.32,0.54,40,2.7959999999999998,1,1584,160,24.80505887,0,0,"N",0,0,0.75,1,1.75,2,0.65,2151.648862,17,"Exhaust",50,1,"Standard",5,0,4.5,4.5,1,75,1.2,128,0,0,4,4,9,0.65]
["SF_2200_HZ3CZ4_wl_i2_4_ao80_zonl_","NW","HZ3CZ4_",3,519.81609100000003,"NA",7927.5,348.43650000000002,0.90101900000000001,0.299149,0.31813399999999997,0.49090099999999998,23267.407765,23267.407765,23267.407765,1.204272,725.17417799999998,1551.0802329999999,0,0,0,0,0,0,0,0,54529.415952000003,54529.415952000003,54529.415952000003,3349.4159519999998,1595.207161,0,0,0,0,0,0,73,4445.6239859999996,3883.255807,1522.427097,0,48.387518999999998,123.943129,"SF_2200_HZ3CZ4_wl_i2_4_ao80_zonl_","NWHZ3CZ4_3",0,0,0,69,64,74,78,1,2104.6240469999998,0,0,0,"FUR",3,15,1,0,30,1,"Crawl",0.06,300,6.8302610699999997,"Attic",0.03,80,7.76,2200,18700,200,24.98505887,2210,11.09344939,1784,30.392214490000001,0.85,91.3,91.3,91.3,91.3,0.34,0.32,0.54,40,2.7959999999999998,1,1584,160,24.80505887,0,0,"N",0,0,0.75,1,1.75,2,0.65,2151.648862,17,"Exhaust",50,1,"Standard",5,0,4.5,4.5,1,75,1.2,128,0,0,4,4,9,0.65]
["SF_2200_HZ3CZ4_wl_i2_5_ge50_gfnc_","NW","HZ3CZ4_",3,532.49770799999999,"NA",7927.5,348.43650000000002,0.90101900000000001,0.33135900000000001,0.35994900000000002,0.59192299999999998,22079.965896999998,25964.840633,25964.840633,19.880182999999999,808.66718800000001,1729.6640299999999,0,0,0,0,0,0,0,0,53501.881214000001,64149.483921999999,64149.483921999999,12969.483921999999,1595.207161,0,0,0,0,0,0,73,6175.9700590000002,5697.6229249999997,4250.0602980000003,3415.8659520000001,48.387518999999998,125.611322,"SF_2200_HZ3CZ4_wl_i2_5_ge50_gfnc_","NWHZ3CZ4_3",0,0,0,69,64,74,78,1,2104.6240469999998,0,0,0,"FUR",3,15,1,0,30,0,"Crawl",0.06,300,6.8302610699999997,"Attic",0.03,80,7.76,2200,18700,200,24.98505887,2210,11.09344939,1784,30.392214490000001,0.85,91.3,91.3,91.3,91.3,0.34,0.32,0.54,40,2.7959999999999998,1,1584,160,24.80505887,0,0,"N",0,0,0.75,1,1.75,2,0.65,2151.648862,17,"Exhaust",50,1,"Standard",5,0,4.5,4.5,1,45,1.1000000000000001,128,0,0,4,4,10,0.65]
["SF_2200_HZ3CZ4_wl_i2_5_ge50_gfac_","NW","HZ3CZ4_",3,528.88134400000001,"NA",7927.5,348.43650000000002,0.90101900000000001,0.33282200000000001,0.34802499999999997,0.59453800000000001,22175.017045000001,26069.260608000001,26069.260608000001,19.899204999999998,833.61437899999999,1736.624094,2009.0560499999999,2472.6614199999999,729.73966199999995,40.952967999999998,6.6974080000000002,0,125.86587400000001,262.20961899999998,53490.396393000003,64148.023355999998,64148.023355999998,12968.023356,1637.8284000000001,19648.560507999999,24913.795194999999,9140.7530740000002,0,0,0,73,6179.3359929999997,5691.4866670000001,4279.548288,3444.7504909999998,48.387518999999998,125.567773,"SF_2200_HZ3CZ4_wl_i2_5_ge50_gfac_","NWHZ3CZ4_3",0,0,0,69,64,74,78,1,2104.6240469999998,0,0,0,"FHCA",3,15,1,0,30,0,"Crawl",0.06,300,6.8302610699999997,"Attic",0.03,80,7.76,2200,18700,200,24.98505887,2210,11.09344939,1784,30.392214490000001,0.85,91.3,91.3,91.3,91.3,0.34,0.32,0.54,40,2.7959999999999998,1,1584,160,24.80505887,0,0,"N",0,0,0.75,1,1.75,2,0.65,2151.648862,17,"Exhaust",50,1,"Standard",5,0,4.5,4.5,1,45,1.1000000000000001,128,0,0,4,4,10,0.65]
["SF_2200_HZ3CZ4_wl_i2_5_ge50_efaf_","NW","HZ3CZ4_",3,532.49770799999999,"NA",7927.5,348.43650000000002,0.90101900000000001,0.33135900000000001,0.35994900000000002,0.59192299999999998,22079.965896999998,25964.840633,25964.840633,19.880182999999999,808.66718800000001,1729.6640299999999,0,0,0,0,0,0,0,0,53501.881214000001,64149.483921999999,64149.483921999999,12969.483921999999,1595.207161,0,0,0,0,0,0,73,6175.9700590000002,5697.6229249999997,4250.0602980000003,3415.8659520000001,48.387518999999998,125.611322,"SF_2200_HZ3CZ4_wl_i2_5_ge50_efaf_","NWHZ3CZ4_3",0,0,0,69,64,74,78,1,2104.6240469999998,0,0,0,"FUR",3,15,1,0,30,0,"Crawl",0.06,300,6.8302610699999997,"Attic",0.03,80,7.76,2200,18700,200,24.98505887,2210,11.09344939,1784,30.392214490000001,0.85,91.3,91.3,91.3,91.3,0.34,0.32,0.54,40,2.7959999999999998,1,1584,160,24.80505887,0,0,"N",0,0,0.75,1,1.75,2,0.65,2151.648862,17,"Exhaust",50,1,"Standard",5,0,4.5,4.5,1,45,1.1000000000000001,128,0,0,4,4,10,0.65]
["SF_2200_HZ3CZ4_wl_i2_5_ge50_hp85_","NW","HZ3CZ4_",3,537.24893399999996,"NA",7927.5,348.43650000000002,0.90101900000000001,0.35707299999999997,0.37561499999999998,0.64280899999999996,21863.098539999999,27067.237126,12765.536763,3962.7082359999999,1053.343136,3261.669836,2009.660779,2473.385894,734.35827200000006,41.213841000000002,6.695678,0,125.902297,262.28549700000002,53078.899057000002,63599.370702,57601.343957999998,50272.334825999998,1102.0910080000001,19648.832677999999,24914.410591,9153.4915149999997,0,0,0,73,6179.3185640000002,5691.4900109999999,4279.5020830000003,3444.7071980000001,48.387518999999998,125.567795,"SF_2200_HZ3CZ4_wl_i2_5_ge50_hp85_","NWHZ3CZ4_3",0,0,0,69,64,74,78,1,2104.6240469999998,0,0,0,"HSPF_8.5_SEER_13.0",3,15,1,0,30,0,"Crawl",0.06,300,6.8302610699999997,"Attic",0.03,80,7.76,2200,18700,200,24.98505887,2210,11.09344939,1784,30.392214490000001,0.85,91.3,91.3,91.3,91.3,0.34,0.32,0.54,40,2.7959999999999998,1,1584,160,24.80505887,0,0,"N",0,0,0.75,1,1.75,2,0.65,2151.648862,17,"Exhaust",50,1,"Standard",5,0,4.5,4.5,1,45,1.1000000000000001,128,0,0,4,4,10,0.65]
["SF_2200_HZ3CZ4_wl_i2_5_ge50_zonl_","NW","HZ3CZ4_",3,520.41805699999998,"NA",7927.5,348.43650000000002,0.90101900000000001,0.29915700000000001,0.32011899999999999,0.49090099999999998,22896.769067000001,22896.769067000001,22896.769067000001,1.1660919999999999,713.62309100000004,1526.3735320000001,0,0,0,0,0,0,0,0,54802.311900000001,54802.311900000001,54802.311900000001,3622.3119000000002,1595.207161,0,0,0,0,0,0,73,6176.0609889999996,5697.6157759999996,4250.3590379999996,3416.156712,48.387518999999998,125.610969,"SF_2200_HZ3CZ4_wl_i2_5_ge50_zonl_","NWHZ3CZ4_3",0,0,0,69,64,74,78,1,2104.6240469999998,0,0,0,"FUR",3,15,1,0,30,1,"Crawl",0.06,300,6.8302610699999997,"Attic",0.03,80,7.76,2200,18700,200,24.98505887,2210,11.09344939,1784,30.392214490000001,0.85,91.3,91.3,91.3,91.3,0.34,0.32,0.54,40,2.7959999999999998,1,1584,160,24.80505887,0,0,"N",0,0,0.75,1,1.75,2,0.65,2151.648862,17,"Exhaust",50,1,"Standard",5,0,4.5,4.5,1,45,1.1000000000000001,128,0,0,4,4,10,0.65]
["SF_2200_HZ3CZ4_wl_i2_5_ao60_gfnc_","NW","HZ3CZ4_",3,531.83877500000006,"NA",7927.5,348.43650000000002,0.90101900000000001,0.33204600000000001,0.35777599999999998,0.59280900000000003,22842.750188000002,26852.797694000001,26852.797694000001,21.678854000000001,836.28747399999997,1788.741256,0,0,0,0,0,0,0,0,53868.909451,64550.546020000002,64550.546020000002,13370.54602,1595.207161,0,0,0,0,0,0,73,6146.6353580000005,5598.7804580000002,2087.0571199999999,123.50010899999999,48.387518999999998,122.463581,"SF_2200_HZ3CZ4_wl_i2_5_ao60_gfnc_","NWHZ3CZ4_3",0,0,0,69,64,74,78,1,2104.6240469999998,0,0,0,"FUR",3,15,1,0,30,0,"Crawl",0.06,300,6.8302610699999997,"Attic",0.03,80,7.76,2200,18700,200,24.98505887,2210,11.09344939,1784,30.392214490000001,0.85,91.3,91.3,91.3,91.3,0.34,0.32,0.54,40,2.7959999999999998,1,1584,160,24.80505887,0,0,"N",0,0,0.75,1,1.75,2,0.65,2151.648862,17,"Exhaust",50,1,"Standard",5,0,4.5,4.5,1,57,1.2,128,0,0,4,4,10,0.65]
["SF_2200_HZ3CZ4_wl_i2_5_ao60_gfac_","NW","HZ3CZ4_",3,528.78888600000005,"NA",7927.5,348.43650000000002,0.90101900000000001,0.33369199999999999,0.34771999999999997,0.59546699999999997,22947.856585000001,26968.104046,26968.104046,21.702158000000001,862.32087300000001,1796.4267930000001,1874.896612,2311.3547570000001,686.50381500000003,38.168622999999997,6.6920859999999998,0,117.878653,245.57027099999999,53857.405565000001,64548.646077999998,64548.646077999998,13368.646078,1637.8284000000001,19781.314911000001,25060.889030999999,9196.3035810000001,0,0,0,73,6152.3764579999997,5594.2849589999996,2103.2795080000001,125.299199,48.387518999999998,122.439294,"SF_2200_HZ3CZ4_wl_i2_5_ao60_gfac_","NWHZ3CZ4_3",0,0,0,69,64,74,78,1,2104.6240469999998,0,0,0,"FHCA",3,15,1,0,30,0,"Crawl",0.06,300,6.8302610699999997,"Attic",0.03,80,7.76,2200,18700,200,24.98505887,2210,11.09344939,1784,30.392214490000001,0.85,91.3,91.3,91.3,91.3,0.34,0.32,0.54,40,2.7959999999999998,1,1584,160,24.80505887,0,0,"N",0,0,0.75,1,1.75,2,0.65,2151.648862,17,"Exhaust",50,1,"Standard",5,0,4.5,4.5,1,57,1.2,128,0,0,4,4,10,0.65]
["SF_2200_HZ3CZ4_wl_i2_5_ao60_efaf_","NW","HZ3CZ4_",3,531.83877500000006,"NA",7927.5,348.43650000000002,0.90101900000000001,0.33204600000000001,0.35777599999999998,0.59280900000000003,22842.750188000002,26852.797694000001,26852.797694000001,21.678854000000001,836.28747399999997,1788.741256,0,0,0,0,0,0,0,0,53868.909451,64550.546020000002,64550.546020000002,13370.54602,1595.207161,0,0,0,0,0,0,73,6146.6353580000005,5598.7804580000002,2087.0571199999999,123.50010899999999,48.387518999999998,122.463581,"SF_2200_HZ3CZ4_wl_i2_5_ao60_efaf_","NWHZ3CZ4_3",0,0,0,69,64,74,78,1,2104.6240469999998,0,0,0,"FUR",3,15,1,0,30,0,"Crawl",0.06,300,6.8302610699999997,"Attic",0.03,80,7.76,2200,18700,200,24.98505887,2210,11.09344939,1784,30.392214490000001,0.85,91.3,91.3,91.3,91.3,0.34,0.32,0.54,40,2.7959999999999998,1,1584,160,24.80505887,0,0,"N",0,0,0.75,1,1.75,2,0.65,2151.648862,17,"Exhaust",50,1,"Standard",5,0,4.5,4.5,1,57,1.2,128,0,0,4,4,10,0.65]
["SF_2200_HZ3CZ4_wl_i2_5_ao60_hp85_","NW","HZ3CZ4_",3,537.03497500000003,"NA",7927.5,348.43650000000002,0.90101900000000001,0.35782599999999998,0.37490899999999999,0.64285099999999995,22639.622557999999,27957.697442000001,13292.129462000001,4331.2054740000003,1071.4561920000001,3317.6840649999999,1875.485801,2312.034024,690.80130199999996,38.401113000000002,6.6890140000000002,0,117.913168,245.64217500000001,53452.424976000002,64010.090855000002,58012.062298999997,50683.054174999997,1102.0910080000001,19781.589635,25061.541505000001,9208.5140769999998,0,0,0,73,6152.2824110000001,5594.2159670000001,2103.219924,125.298711,48.387518999999998,122.439224,"SF_2200_HZ3CZ4_wl_i2_5_ao60_hp85_","NWHZ3CZ4_3",0,0,0,69,64,74,78,1,2104.6240469999998,0,0,0,"HSPF_8.5_SEER_13.0",3,15,1,0,30,0,"Crawl",0.06,300,6.8302610699999997,"Attic",0.03,80,7.76,2200,18700,200,24.98505887,2210,11.09344939,1784,30.392214490000001,0.85,91.3,91.3,91.3,91.3,0.34,0.32,0.54,40,2.7959999999999998,1,1584,160,24.80505887,0,0,"N",0,0,0.75,1,1.75,2,0.65,2151.648862,17,"Exhaust",50,1,"Standard",5,0,4.5,4.5,1,57,1.2,128,0,0,4,4,10,0.65]
["SF_2200_HZ3CZ4_wl_i2_5_ao60_zonl_","NW","HZ3CZ4_",3,519.59463900000003,"NA",7927.5,348.43650000000002,0.90101900000000001,0.29874200000000001,0.31740400000000002,0.49090099999999998,23683.732680000001,23683.732680000001,23683.732680000001,1.199311,738.15058299999998,1578.835558,0,0,0,0,0,0,0,0,55183.734377000001,55183.734377000001,55183.734377000001,4003.7343770000002,1595.207161,0,0,0,0,0,0,73,6146.4982490000002,5598.5267009999998,2087.1034450000002,123.501514,48.387518999999998,122.463262,"SF_2200_HZ3CZ4_wl_i2_5_ao60_zonl_","NWHZ3CZ4_3",0,0,0,69,64,74,78,1,2104.6240469999998,0,0,0,"FUR",3,15,1,0,30,1,"Crawl",0.06,300,6.8302610699999997,"Attic",0.03,80,7.76,2200,18700,200,24.98505887,2210,11.09344939,1784,30.392214490000001,0.85,91.3,91.3,91.3,91.3,0.34,0.32,0.54,40,2.7959999999999998,1,1584,160,24.80505887,0,0,"N",0,0,0.75,1,1.75,2,0.65,2151.648862,17,"Exhaust",50,1,"Standard",5,0,4.5,4.5,1,57,1.2,128,0,0,4,4,10,0.65]
["SF_2200_HZ3CZ4_wl_i2_5_ao80_gfnc_","NW","HZ3CZ4_",3,531.85165500000005,"NA",7927.5,348.43650000000002,0.90101900000000001,0.33207799999999998,0.357819,0.592696,22874.823277,26890.196456999998,26890.196456999998,20.991087,837.47457599999996,1791.280358,0,0,0,0,0,0,0,0,53764.978346000004,64435.590044999997,64435.590044999997,13255.590045000001,1595.207161,0,0,0,0,0,0,73,6260.3545389999999,5710.8151889999999,2085.7079869999998,4.4191839999999996,48.387518999999998,122.911152,"SF_2200_HZ3CZ4_wl_i2_5_ao80_gfnc_","NWHZ3CZ4_3",0,0,0,69,64,74,78,1,2104.6240469999998,0,0,0,"FUR",3,15,1,0,30,0,"Crawl",0.06,300,6.8302610699999997,"Attic",0.03,80,7.76,2200,18700,200,24.98505887,2210,11.09344939,1784,30.392214490000001,0.85,91.3,91.3,91.3,91.3,0.34,0.32,0.54,40,2.7959999999999998,1,1584,160,24.80505887,0,0,"N",0,0,0.75,1,1.75,2,0.65,2151.648862,17,"Exhaust",50,1,"Standard",5,0,4.5,4.5,1,75,1.2,128,0,0,4,4,10,0.65]
["SF_2200_HZ3CZ4_wl_i2_5_ao80_gfac_","NW","HZ3CZ4_",3,528.66974300000004,"NA",7927.5,348.43650000000002,0.90101900000000001,0.33371499999999998,0.347327,0.59534399999999998,22979.426809000001,27004.939630000001,27004.939630000001,21.01003,863.52180999999996,1798.9286400000001,1879.4661860000001,2316.7021599999998,688.11219200000005,38.163130000000002,6.6727689999999997,0,118.153189,246.14219700000001,53753.471624999998,64433.7981,64433.7981,13253.7981,1637.8284000000001,19785.177557999999,25064.545486999999,9197.5479730000006,0,0,0,73,6268.0858989999997,5708.2469030000002,2101.8882760000001,4.4191839999999996,48.387518999999998,122.890912,"SF_2200_HZ3CZ4_wl_i2_5_ao80_gfac_","NWHZ3CZ4_3",0,0,0,69,64,74,78,1,2104.6240469999998,0,0,0,"FHCA",3,15,1,0,30,0,"Crawl",0.06,300,6.8302610699999997,"Attic",0.03,80,7.76,2200,18700,200,24.98505887,2210,11.09344939,1784,30.392214490000001,0.85,91.3,91.3,91.3,91.3,0.34,0.32,0.54,40,2.7959999999999998,1,1584,160,24.80505887,0,0,"N",0,0,0.75,1,1.75,2,0.65,2151.648862,17,"Exhaust",50,1,"Standard",5,0,4.5,4.5,1,75,1.2,128,0,0,4,4,10,0.65]
["SF_2200_HZ3CZ4_wl_i2_5_ao80_efaf_","NW","HZ3CZ4_",3,531.85165500000005,"NA",7927.5,348.43650000000002,0.90101900000000001,0.33207799999999998,0.357819,0.592696,22874.823277,26890.196456999998,26890.196456999998,20.991087,837.47457599999996,1791.280358,0,0,0,0,0,0,0,0,53764.978346000004,64435.590044999997,64435.590044999997,13255.590045000001,1595.207161,0,0,0,0,0,0,73,6260.3545389999999,5710.8151889999999,2085.7079869999998,4.4191839999999996,48.387518999999998,122.911152,"SF_2200_HZ3CZ4_wl_i2_5_ao80_efaf_","NWHZ3CZ4_3",0,0,0,69,64,74,78,1,2104.6240469999998,0,0,0,"FUR",3,15,1,0,30,0,"Crawl",0.06,300,6.8302610699999997,"Attic",0.03,80,7.76,2200,18700,200,24.98505887,2210,11.09344939,1784,30.392214490000001,0.85,91.3,91.3,91.3,91.3,0.34,0.32,0.54,40,2.7959999999999998,1,1584,160,24.80505887,0,0,"N",0,0,0.75,1,1.75,2,0.65,2151.648862,17,"Exhaust",50,1,"Standard",5,0,4.5,4.5,1,75,1.2,128,0,0,4,4,10,0.65]
["SF_2200_HZ3CZ4_wl_i2_5_ao80_hp85_","NW","HZ3CZ4_",3,536.89062799999999,"NA",7927.5,348.43650000000002,0.90101900000000001,0.357848,0.37443300000000002,0.64285099999999995,22671.246392000001,27994.433415,13312.539051,4343.9131129999996,1072.3708180000001,3320.51487,1880.051612,2317.3803750000002,692.40884600000004,38.395845000000001,6.6696419999999996,0,118.18762,246.21392399999999,53349.108504999997,63895.748357999997,57897.719691999999,50568.711628999998,1102.0910080000001,19785.452284999999,25065.199181,9209.7512279999992,0,0,0,73,6268.1138339999998,5708.299027,2101.8858049999999,4.4191729999999998,48.387518999999998,122.891034,"SF_2200_HZ3CZ4_wl_i2_5_ao80_hp85_","NWHZ3CZ4_3",0,0,0,69,64,74,78,1,2104.6240469999998,0,0,0,"HSPF_8.5_SEER_13.0",3,15,1,0,30,0,"Crawl",0.06,300,6.8302610699999997,"Attic",0.03,80,7.76,2200,18700,200,24.98505887,2210,11.09344939,1784,30.392214490000001,0.85,91.3,91.3,91.3,91.3,0.34,0.32,0.54,40,2.7959999999999998,1,1584,160,24.80505887,0,0,"N",0,0,0.75,1,1.75,2,0.65,2151.648862,17,"Exhaust",50,1,"Standard",5,0,4.5,4.5,1,75,1.2,128,0,0,4,4,10,0.65]
["SF_2200_HZ3CZ4_wl_i2_5_ao80_zonl_","NW","HZ3CZ4_",3,519.58999600000004,"NA",7927.5,348.43650000000002,0.90101900000000001,0.29872599999999999,0.31738899999999998,0.49090099999999998,23716.909813999999,23716.909813999999,23716.909813999999,1.188809,739.18499399999996,1581.0480669999999,0,0,0,0,0,0,0,0,55080.913805999997,55080.913805999997,55080.913805999997,3900.913806,1595.207161,0,0,0,0,0,0,73,6260.4379589999999,5710.781481,2085.8525249999998,4.4192099999999996,48.387518999999998,122.910808,"SF_2200_HZ3CZ4_wl_i2_5_ao80_zonl_","NWHZ3CZ4_3",0,0,0,69,64,74,78,1,2104.6240469999998,0,0,0,"FUR",3,15,1,0,30,1,"Crawl",0.06,300,6.8302610699999997,"Attic",0.03,80,7.76,2200,18700,200,24.98505887,2210,11.09344939,1784,30.392214490000001,0.85,91.3,91.3,91.3,91.3,0.34,0.32,0.54,40,2.7959999999999998,1,1584,160,24.80505887,0,0,"N",0,0,0.75,1,1.75,2,0.65,2151.648862,17,"Exhaust",50,1,"Standard",5,0,4.5,4.5,1,75,1.2,128,0,0,4,4,10,0.65]
["SF_2200_HZ1CZ4_cs_ga_1_ge50_gfnc_","NW","HZ1CZ4_",3,526.77230499999996,"NA",4974.4274999999998,348.43650000000002,0.968943,0.29244700000000001,0.31703900000000002,0.48353200000000002,12707.084032000001,14711.119849999999,14711.119849999999,1.050206,429.78077100000002,980.67130999999995,0,0,0,0,0,0,0,0,43734.304693999999,52054.370432999996,52054.370432999996,2460.2188099999998,1485.6935719999999,0,0,0,0,0,0,73,1775.264377,1258.755265,934.77520000000004,528.39156300000002,55.334857,115.991253,"SF_2200_HZ1CZ4_cs_ga_1_ge50_gfnc_","NWHZ1CZ4_3",0,0,0,69,64,74,78,1,2104.6240469999998,0,0,0,"FUR",3,15,1,0,30,0,"Crawl",0.06,300,6.8302610699999997,"Attic",0.03,80,7.76,2200,18700,200,24.98505887,2210,11.09344939,1784,30.392214490000001,0.85,91.3,91.3,91.3,91.3,0.34,0.32,0.54,40,2.7959999999999998,1,1584,160,24.80505887,0,0,"N",0,0,0.75,1,1.75,2,0.65,2151.648862,17,"Exhaust",50,1,"Standard",5,0,4.5,4.5,1,45,1.1000000000000001,120,0,0,1,1,6,0]
["SF_2200_HZ1CZ4_cs_ga_1_ao60_gfnc_","NW","HZ1CZ4_",3,526.77230499999996,"NA",4974.4274999999998,348.43650000000002,0.968943,0.29244700000000001,0.31703900000000002,0.48353200000000002,12707.084032000001,14711.119849999999,14711.119849999999,1.050206,429.78077100000002,980.67130999999995,0,0,0,0,0,0,0,0,43734.304693999999,52054.370432999996,52054.370432999996,2460.2188099999998,1485.6935719999999,0,0,0,0,0,0,73,1755.0057389999999,1197.6682659999999,647.32578000000001,32.100186000000001,55.334857,113.37985,"SF_2200_HZ1CZ4_cs_ga_1_ao60_gfnc_","NWHZ1CZ4_3",0,0,0,69,64,74,78,1,2104.6240469999998,0,0,0,"FUR",3,15,1,0,30,0,"Crawl",0.06,300,6.8302610699999997,"Attic",0.03,80,7.76,2200,18700,200,24.98505887,2210,11.09344939,1784,30.392214490000001,0.85,91.3,91.3,91.3,91.3,0.34,0.32,0.54,40,2.7959999999999998,1,1584,160,24.80505887,0,0,"N",0,0,0.75,1,1.75,2,0.65,2151.648862,17,"Exhaust",50,1,"Standard",5,0,4.5,4.5,1,57,1.2,120,0,0,1,1,6,0]
["SF_2200_HZ1CZ4_cs_ga_1_ao80_gfnc_","NW","HZ1CZ4_",3,526.77230499999996,"NA",4974.4274999999998,348.43650000000002,0.968943,0.29244700000000001,0.31703900000000002,0.48353200000000002,12707.084032000001,14711.119849999999,14711.119849999999,1.050206,429.78077100000002,980.67130999999995,0,0,0,0,0,0,0,0,43734.304693999999,52054.370432999996,52054.370432999996,2460.2188099999998,1485.6935719999999,0,0,0,0,0,0,73,1769.663129,1216.204133,656.18271900000002,31.610833,55.334857,114.022678,"SF_2200_HZ1CZ4_cs_ga_1_ao80_gfnc_","NWHZ1CZ4_3",0,0,0,69,64,74,78,1,2104.6240469999998,0,0,0,"FUR",3,15,1,0,30,0,"Crawl",0.06,300,6.8302610699999997,"Attic",0.03,80,7.76,2200,18700,200,24.98505887,2210,11.09344939,1784,30.392214490000001,0.85,91.3,91.3,91.3,91.3,0.34,0.32,0.54,40,2.7959999999999998,1,1584,160,24.80505887,0,0,"N",0,0,0.75,1,1.75,2,0.65,2151.648862,17,"Exhaust",50,1,"Standard",5,0,4.5,4.5,1,75,1.2,120,0,0,1,1,6,0]
["SF_2200_HZ1CZ4_cs_ga_2_ge50_gfnc_","NW","HZ1CZ4_",3,526.77230499999996,"NA",4974.4274999999998,348.43650000000002,0.968943,0.29244700000000001,0.31703900000000002,0.48353200000000002,12707.084032000001,14711.119849999999,14711.119849999999,1.050206,429.78077100000002,980.67130999999995,0,0,0,0,0,0,0,0,43734.304693999999,52054.370432999996,52054.370432999996,2460.2188099999998,1485.6935719999999,0,0,0,0,0,0,73,2379.9847519999998,1858.876847,1177.084507,599.02893800000004,55.334857,115.991457,"SF_2200_HZ1CZ4_cs_ga_2_ge50_gfnc_","NWHZ1CZ4_3",0,0,0,69,64,74,78,1,2104.6240469999998,0,0,0,"FUR",3,15,1,0,30,0,"Crawl",0.06,300,6.8302610699999997,"Attic",0.03,80,7.76,2200,18700,200,24.98505887,2210,11.09344939,1784,30.392214490000001,0.85,91.3,91.3,91.3,91.3,0.34,0.32,0.54,40,2.7959999999999998,1,1584,160,24.80505887,0,0,"N",0,0,0.75,1,1.75,2,0.65,2151.648862,17,"Exhaust",50,1,"Standard",5,0,4.5,4.5,1,45,1.1000000000000001,120,0,0,1,1,7,0]
["SF_2200_HZ1CZ4_cs_ga_2_ao60_gfnc_","NW","HZ1CZ4_",3,526.77230499999996,"NA",4974.4274999999998,348.43650000000002,0.968943,0.29244700000000001,0.31703900000000002,0.48353200000000002,12707.084032000001,14711.119849999999,14711.119849999999,1.050206,429.78077100000002,980.67130999999995,0,0,0,0,0,0,0,0,43734.304693999999,52054.370432999996,52054.370432999996,2460.2188099999998,1485.6935719999999,0,0,0,0,0,0,73,2390.4895139999999,1831.626252,881.55657099999996,50.529066999999998,55.334857,114.633668,"SF_2200_HZ1CZ4_cs_ga_2_ao60_gfnc_","NWHZ1CZ4_3",0,0,0,69,64,74,78,1,2104.6240469999998,0,0,0,"FUR",3,15,1,0,30,0,"Crawl",0.06,300,6.8302610699999997,"Attic",0.03,80,7.76,2200,18700,200,24.98505887,2210,11.09344939,1784,30.392214490000001,0.85,91.3,91.3,91.3,91.3,0.34,0.32,0.54,40,2.7959999999999998,1,1584,160,24.80505887,0,0,"N",0,0,0.75,1,1.75,2,0.65,2151.648862,17,"Exhaust",50,1,"Standard",5,0,4.5,4.5,1,57,1.2,120,0,0,1,1,7,0]
["SF_2200_HZ1CZ4_cs_ga_2_ao80_gfnc_","NW","HZ1CZ4_",3,526.77230499999996,"NA",4974.4274999999998,348.43650000000002,0.968943,0.29244700000000001,0.31703900000000002,0.48353200000000002,12707.084032000001,14711.119849999999,14711.119849999999,1.050206,429.78077100000002,980.67130999999995,0,0,0,0,0,0,0,0,43734.304693999999,52054.370432999996,52054.370432999996,2460.2188099999998,1485.6935719999999,0,0,0,0,0,0,73,2400.4918469999998,1852.7107980000001,890.30846799999995,52.034201000000003,55.334857,115.092882,"SF_2200_HZ1CZ4_cs_ga_2_ao80_gfnc_","NWHZ1CZ4_3",0,0,0,69,64,74,78,1,2104.6240469999998,0,0,0,"FUR",3,15,1,0,30,0,"Crawl",0.06,300,6.8302610699999997,"Attic",0.03,80,7.76,2200,18700,200,24.98505887,2210,11.09344939,1784,30.392214490000001,0.85,91.3,91.3,91.3,91.3,0.34,0.32,0.54,40,2.7959999999999998,1,1584,160,24.80505887,0,0,"N",0,0,0.75,1,1.75,2,0.65,2151.648862,17,"Exhaust",50,1,"Standard",5,0,4.5,4.5,1,75,1.2,120,0,0,1,1,7,0]
["SF_2200_HZ1CZ4_cs_ga_3_ge50_gfnc_","NW","HZ1CZ4_",3,526.77230499999996,"NA",4974.4274999999998,348.43650000000002,0.968943,0.29244700000000001,0.31703900000000002,0.48353200000000002,12707.084032000001,14711.119849999999,14711.119849999999,1.050206,429.78077100000002,980.67130999999995,0,0,0,0,0,0,0,0,43734.304693999999,52054.370432999996,52054.370432999996,2460.2188099999998,1485.6935719999999,0,0,0,0,0,0,73,3081.047892,2561.3030210000002,1544.5280210000001,814.66601600000001,55.334857,116.45710699999999,"SF_2200_HZ1CZ4_cs_ga_3_ge50_gfnc_","NWHZ1CZ4_3",0,0,0,69,64,74,78,1,2104.6240469999998,0,0,0,"FUR",3,15,1,0,30,0,"Crawl",0.06,300,6.8302610699999997,"Attic",0.03,80,7.76,2200,18700,200,24.98505887,2210,11.09344939,1784,30.392214490000001,0.85,91.3,91.3,91.3,91.3,0.34,0.32,0.54,40,2.7959999999999998,1,1584,160,24.80505887,0,0,"N",0,0,0.75,1,1.75,2,0.65,2151.648862,17,"Exhaust",50,1,"Standard",5,0,4.5,4.5,1,45,1.1000000000000001,120,0,0,1,1,8,0]
["SF_2200_HZ1CZ4_cs_ga_3_ao60_gfnc_","NW","HZ1CZ4_",3,526.77230499999996,"NA",4974.4274999999998,348.43650000000002,0.968943,0.29244700000000001,0.31703900000000002,0.48353200000000002,12707.084032000001,14711.119849999999,14711.119849999999,1.050206,429.78077100000002,980.67130999999995,0,0,0,0,0,0,0,0,43734.304693999999,52054.370432999996,52054.370432999996,2460.2188099999998,1485.6935719999999,0,0,0,0,0,0,73,3082.0533639999999,2510.7827010000001,1113.9564559999999,56.623826999999999,55.334857,114.745403,"SF_2200_HZ1CZ4_cs_ga_3_ao60_gfnc_","NWHZ1CZ4_3",0,0,0,69,64,74,78,1,2104.6240469999998,0,0,0,"FUR",3,15,1,0,30,0,"Crawl",0.06,300,6.8302610699999997,"Attic",0.03,80,7.76,2200,18700,200,24.98505887,2210,11.09344939,1784,30.392214490000001,0.85,91.3,91.3,91.3,91.3,0.34,0.32,0.54,40,2.7959999999999998,1,1584,160,24.80505887,0,0,"N",0,0,0.75,1,1.75,2,0.65,2151.648862,17,"Exhaust",50,1,"Standard",5,0,4.5,4.5,1,57,1.2,120,0,0,1,1,8,0]
["SF_2200_HZ1CZ4_cs_ga_3_ao80_gfnc_","NW","HZ1CZ4_",3,526.77230499999996,"NA",4974.4274999999998,348.43650000000002,0.968943,0.29244700000000001,0.31703900000000002,0.48353200000000002,12707.084032000001,14711.119849999999,14711.119849999999,1.050206,429.78077100000002,980.67130999999995,0,0,0,0,0,0,0,0,43734.304693999999,52054.370432999996,52054.370432999996,2460.2188099999998,1485.6935719999999,0,0,0,0,0,0,73,3110.6216920000002,2549.6248989999999,1134.898899,56.375934999999998,55.334857,115.715447,"SF_2200_HZ1CZ4_cs_ga_3_ao80_gfnc_","NWHZ1CZ4_3",0,0,0,69,64,74,78,1,2104.6240469999998,0,0,0,"FUR",3,15,1,0,30,0,"Crawl",0.06,300,6.8302610699999997,"Attic",0.03,80,7.76,2200,18700,200,24.98505887,2210,11.09344939,1784,30.392214490000001,0.85,91.3,91.3,91.3,91.3,0.34,0.32,0.54,40,2.7959999999999998,1,1584,160,24.80505887,0,0,"N",0,0,0.75,1,1.75,2,0.65,2151.648862,17,"Exhaust",50,1,"Standard",5,0,4.5,4.5,1,75,1.2,120,0,0,1,1,8,0]
["SF_2200_HZ1CZ4_cs_ga_4_ge50_gfnc_","NW","HZ1CZ4_",3,526.77230499999996,"NA",4974.4274999999998,348.43650000000002,0.968943,0.29244700000000001,0.31703900000000002,0.48353200000000002,12707.084032000001,14711.119849999999,14711.119849999999,1.050206,429.78077100000002,980.67130999999995,0,0,0,0,0,0,0,0,43734.304693999999,52054.370432999996,52054.370432999996,2460.2188099999998,1485.6935719999999,0,0,0,0,0,0,73,3638.7421380000001,3123.6437110000002,2316.8116140000002,1709.4101840000001,55.334857,116.557519,"SF_2200_HZ1CZ4_cs_ga_4_ge50_gfnc_","NWHZ1CZ4_3",0,0,0,69,64,74,78,1,2104.6240469999998,0,0,0,"FUR",3,15,1,0,30,0,"Crawl",0.06,300,6.8302610699999997,"Attic",0.03,80,7.76,2200,18700,200,24.98505887,2210,11.09344939,1784,30.392214490000001,0.85,91.3,91.3,91.3,91.3,0.34,0.32,0.54,40,2.7959999999999998,1,1584,160,24.80505887,0,0,"N",0,0,0.75,1,1.75,2,0.65,2151.648862,17,"Exhaust",50,1,"Standard",5,0,4.5,4.5,1,45,1.1000000000000001,120,0,0,1,1,9,0]
["SF_2200_HZ1CZ4_cs_ga_4_ao60_gfnc_","NW","HZ1CZ4_",3,526.77230499999996,"NA",4974.4274999999998,348.43650000000002,0.968943,0.29244700000000001,0.31703900000000002,0.48353200000000002,12707.084032000001,14711.119849999999,14711.119849999999,1.050206,429.78077100000002,980.67130999999995,0,0,0,0,0,0,0,0,43734.304693999999,52054.370432999996,52054.370432999996,2460.2188099999998,1485.6935719999999,0,0,0,0,0,0,73,3645.7816739999998,3077.5421019999999,1333.382658,114.759315,55.334857,114.221187,"SF_2200_HZ1CZ4_cs_ga_4_ao60_gfnc_","NWHZ1CZ4_3",0,0,0,69,64,74,78,1,2104.6240469999998,0,0,0,"FUR",3,15,1,0,30,0,"Crawl",0.06,300,6.8302610699999997,"Attic",0.03,80,7.76,2200,18700,200,24.98505887,2210,11.09344939,1784,30.392214490000001,0.85,91.3,91.3,91.3,91.3,0.34,0.32,0.54,40,2.7959999999999998,1,1584,160,24.80505887,0,0,"N",0,0,0.75,1,1.75,2,0.65,2151.648862,17,"Exhaust",50,1,"Standard",5,0,4.5,4.5,1,57,1.2,120,0,0,1,1,9,0]
["SF_2200_HZ1CZ4_cs_ga_4_ao80_gfnc_","NW","HZ1CZ4_",3,526.77230499999996,"NA",4974.4274999999998,348.43650000000002,0.968943,0.29244700000000001,0.31703900000000002,0.48353200000000002,12707.084032000001,14711.119849999999,14711.119849999999,1.050206,429.78077100000002,980.67130999999995,0,0,0,0,0,0,0,0,43734.304693999999,52054.370432999996,52054.370432999996,2460.2188099999998,1485.6935719999999,0,0,0,0,0,0,73,3692.152658,3133.9015829999998,1350.5213200000001,84.193865000000002,55.334857,114.956543,"SF_2200_HZ1CZ4_cs_ga_4_ao80_gfnc_","NWHZ1CZ4_3",0,0,0,69,64,74,78,1,2104.6240469999998,0,0,0,"FUR",3,15,1,0,30,0,"Crawl",0.06,300,6.8302610699999997,"Attic",0.03,80,7.76,2200,18700,200,24.98505887,2210,11.09344939,1784,30.392214490000001,0.85,91.3,91.3,91.3,91.3,0.34,0.32,0.54,40,2.7959999999999998,1,1584,160,24.80505887,0,0,"N",0,0,0.75,1,1.75,2,0.65,2151.648862,17,"Exhaust",50,1,"Standard",5,0,4.5,4.5,1,75,1.2,120,0,0,1,1,9,0]
["SF_2200_HZ1CZ4_cs_ga_5_ge50_gfnc_","NW","HZ1CZ4_",3,526.77230499999996,"NA",4974.4274999999998,348.43650000000002,0.968943,0.29244700000000001,0.31703900000000002,0.48353200000000002,12707.084032000001,14711.119849999999,14711.119849999999,1.050206,429.78077100000002,980.67130999999995,0,0,0,0,0,0,0,0,43734.304693999999,52054.370432999996,52054.370432999996,2460.2188099999998,1485.6935719999999,0,0,0,0,0,0,73,5161.3240530000003,4650.9666550000002,3579.842889,2866.3450990000001,55.334857,117.396343,"SF_2200_HZ1CZ4_cs_ga_5_ge50_gfnc_","NWHZ1CZ4_3",0,0,0,69,64,74,78,1,2104.6240469999998,0,0,0,"FUR",3,15,1,0,30,0,"Crawl",0.06,300,6.8302610699999997,"Attic",0.03,80,7.76,2200,18700,200,24.98505887,2210,11.09344939,1784,30.392214490000001,0.85,91.3,91.3,91.3,91.3,0.34,0.32,0.54,40,2.7959999999999998,1,1584,160,24.80505887,0,0,"N",0,0,0.75,1,1.75,2,0.65,2151.648862,17,"Exhaust",50,1,"Standard",5,0,4.5,4.5,1,45,1.1000000000000001,120,0,0,1,1,10,0]
["SF_2200_HZ1CZ4_cs_ga_5_ao60_gfnc_","NW","HZ1CZ4_",3,526.77230499999996,"NA",4974.4274999999998,348.43650000000002,0.968943,0.29244700000000001,0.31703900000000002,0.48353200000000002,12707.084032000001,14711.119849999999,14711.119849999999,1.050206,429.78077100000002,980.67130999999995,0,0,0,0,0,0,0,0,43734.304693999999,52054.370432999996,52054.370432999996,2460.2188099999998,1485.6935719999999,0,0,0,0,0,0,73,5093.3339249999999,4527.6560769999996,1840.0695780000001,185.08383900000001,55.334857,113.669754,"SF_2200_HZ1CZ4_cs_ga_5_ao60_gfnc_","NWHZ1CZ4_3",0,0,0,69,64,74,78,1,2104.6240469999998,0,0,0,"FUR",3,15,1,0,30,0,"Crawl",0.06,300,6.8302610699999997,"Attic",0.03,80,7.76,2200,18700,200,24.98505887,2210,11.09344939,1784,30.392214490000001,0.85,91.3,91.3,91.3,91.3,0.34,0.32,0.54,40,2.7959999999999998,1,1584,160,24.80505887,0,0,"N",0,0,0.75,1,1.75,2,0.65,2151.648862,17,"Exhaust",50,1,"Standard",5,0,4.5,4.5,1,57,1.2,120,0,0,1,1,10,0]
["SF_2200_HZ1CZ4_cs_ga_5_ao80_gfnc_","NW","HZ1CZ4_",3,526.77230499999996,"NA",4974.4274999999998,348.43650000000002,0.968943,0.29244700000000001,0.31703900000000002,0.48353200000000002,12707.084032000001,14711.119849999999,14711.119849999999,1.050206,429.78077100000002,980.67130999999995,0,0,0,0,0,0,0,0,43734.304693999999,52054.370432999996,52054.370432999996,2460.2188099999998,1485.6935719999999,0,0,0,0,0,0,73,5201.3663239999996,4640.3509709999998,1862.221029,118.908631,55.334857,114.777767,"SF_2200_HZ1CZ4_cs_ga_5_ao80_gfnc_","NWHZ1CZ4_3",0,0,0,69,64,74,78,1,2104.6240469999998,0,0,0,"FUR",3,15,1,0,30,0,"Crawl",0.06,300,6.8302610699999997,"Attic",0.03,80,7.76,2200,18700,200,24.98505887,2210,11.09344939,1784,30.392214490000001,0.85,91.3,91.3,91.3,91.3,0.34,0.32,0.54,40,2.7959999999999998,1,1584,160,24.80505887,0,0,"N",0,0,0.75,1,1.75,2,0.65,2151.648862,17,"Exhaust",50,1,"Standard",5,0,4.5,4.5,1,75,1.2,120,0,0,1,1,10,0]
["SF_2200_HZ1CZ4_cs_bm_1_ge50_gfnc_","NW","HZ1CZ4_",3,526.77230499999996,"NA",4974.4274999999998,348.43650000000002,0.968943,0.29244700000000001,0.31703900000000002,0.48353200000000002,12707.084032000001,14711.119849999999,14711.119849999999,1.050206,429.78077100000002,980.67130999999995,0,0,0,0,0,0,0,0,43734.304693999999,52054.370432999996,52054.370432999996,2460.2188099999998,1485.6935719999999,0,0,0,0,0,0,73,1782.2128290000001,1261.789759,861.22968100000003,413.64867600000002,55.334857,116.185608,"SF_2200_HZ1CZ4_cs_bm_1_ge50_gfnc_","NWHZ1CZ4_3",0,0,0,69,64,74,78,1,2104.6240469999998,0,0,0,"FUR",3,15,1,0,30,0,"Crawl",0.06,300,6.8302610699999997,"Attic",0.03,80,7.76,2200,18700,200,24.98505887,2210,11.09344939,1784,30.392214490000001,0.85,91.3,91.3,91.3,91.3,0.34,0.32,0.54,40,2.7959999999999998,1,1584,160,24.80505887,0,0,"N",0,0,0.75,1,1.75,2,0.65,2151.648862,17,"Exhaust",50,1,"Standard",5,0,4.5,4.5,1,45,1.1000000000000001,120,0,0,1,3,6,0]
["SF_2200_HZ1CZ4_cs_bm_1_ao60_gfnc_","NW","HZ1CZ4_",3,526.77230499999996,"NA",4974.4274999999998,348.43650000000002,0.968943,0.29244700000000001,0.31703900000000002,0.48353200000000002,12707.084032000001,14711.119849999999,14711.119849999999,1.050206,429.78077100000002,980.67130999999995,0,0,0,0,0,0,0,0,43734.304693999999,52054.370432999996,52054.370432999996,2460.2188099999998,1485.6935719999999,0,0,0,0,0,0,73,1761.5310199999999,1198.31538,622.14592300000004,0,55.334857,113.479572,"SF_2200_HZ1CZ4_cs_bm_1_ao60_gfnc_","NWHZ1CZ4_3",0,0,0,69,64,74,78,1,2104.6240469999998,0,0,0,"FUR",3,15,1,0,30,0,"Crawl",0.06,300,6.8302610699999997,"Attic",0.03,80,7.76,2200,18700,200,24.98505887,2210,11.09344939,1784,30.392214490000001,0.85,91.3,91.3,91.3,91.3,0.34,0.32,0.54,40,2.7959999999999998,1,1584,160,24.80505887,0,0,"N",0,0,0.75,1,1.75,2,0.65,2151.648862,17,"Exhaust",50,1,"Standard",5,0,4.5,4.5,1,57,1.2,120,0,0,1,3,6,0]
["SF_2200_HZ1CZ4_cs_bm_1_ao80_gfnc_","NW","HZ1CZ4_",3,526.77230499999996,"NA",4974.4274999999998,348.43650000000002,0.968943,0.29244700000000001,0.31703900000000002,0.48353200000000002,12707.084032000001,14711.119849999999,14711.119849999999,1.050206,429.78077100000002,980.67130999999995,0,0,0,0,0,0,0,0,43734.304693999999,52054.370432999996,52054.370432999996,2460.2188099999998,1485.6935719999999,0,0,0,0,0,0,73,1774.520847,1215.4492680000001,630.91436399999998,0,55.334857,114.055048,"SF_2200_HZ1CZ4_cs_bm_1_ao80_gfnc_","NWHZ1CZ4_3",0,0,0,69,64,74,78,1,2104.6240469999998,0,0,0,"FUR",3,15,1,0,30,0,"Crawl",0.06,300,6.8302610699999997,"Attic",0.03,80,7.76,2200,18700,200,24.98505887,2210,11.09344939,1784,30.392214490000001,0.85,91.3,91.3,91.3,91.3,0.34,0.32,0.54,40,2.7959999999999998,1,1584,160,24.80505887,0,0,"N",0,0,0.75,1,1.75,2,0.65,2151.648862,17,"Exhaust",50,1,"Standard",5,0,4.5,4.5,1,75,1.2,120,0,0,1,3,6,0]
["SF_2200_HZ1CZ4_cs_bm_2_ge50_gfnc_","NW","HZ1CZ4_",3,526.77230499999996,"NA",4974.4274999999998,348.43650000000002,0.968943,0.29244700000000001,0.31703900000000002,0.48353200000000002,12707.084032000001,14711.119849999999,14711.119849999999,1.050206,429.78077100000002,980.67130999999995,0,0,0,0,0,0,0,0,43734.304693999999,52054.370432999996,52054.370432999996,2460.2188099999998,1485.6935719999999,0,0,0,0,0,0,73,2379.6678579999998,1854.69911,1052.556953,408.573599,55.334857,115.93369800000001,"SF_2200_HZ1CZ4_cs_bm_2_ge50_gfnc_","NWHZ1CZ4_3",0,0,0,69,64,74,78,1,2104.6240469999998,0,0,0,"FUR",3,15,1,0,30,0,"Crawl",0.06,300,6.8302610699999997,"Attic",0.03,80,7.76,2200,18700,200,24.98505887,2210,11.09344939,1784,30.392214490000001,0.85,91.3,91.3,91.3,91.3,0.34,0.32,0.54,40,2.7959999999999998,1,1584,160,24.80505887,0,0,"N",0,0,0.75,1,1.75,2,0.65,2151.648862,17,"Exhaust",50,1,"Standard",5,0,4.5,4.5,1,45,1.1000000000000001,120,0,0,1,3,7,0]
["SF_2200_HZ1CZ4_cs_bm_2_ao60_gfnc_","NW","HZ1CZ4_",3,526.77230499999996,"NA",4974.4274999999998,348.43650000000002,0.968943,0.29244700000000001,0.31703900000000002,0.48353200000000002,12707.084032000001,14711.119849999999,14711.119849999999,1.050206,429.78077100000002,980.67130999999995,0,0,0,0,0,0,0,0,43734.304693999999,52054.370432999996,52054.370432999996,2460.2188099999998,1485.6935719999999,0,0,0,0,0,0,73,2395.3590129999998,1830.7518829999999,841.92902800000002,0,55.334857,114.67896500000001,"SF_2200_HZ1CZ4_cs_bm_2_ao60_gfnc_","NWHZ1CZ4_3",0,0,0,69,64,74,78,1,2104.6240469999998,0,0,0,"FUR",3,15,1,0,30,0,"Crawl",0.06,300,6.8302610699999997,"Attic",0.03,80,7.76,2200,18700,200,24.98505887,2210,11.09344939,1784,30.392214490000001,0.85,91.3,91.3,91.3,91.3,0.34,0.32,0.54,40,2.7959999999999998,1,1584,160,24.80505887,0,0,"N",0,0,0.75,1,1.75,2,0.65,2151.648862,17,"Exhaust",50,1,"Standard",5,0,4.5,4.5,1,57,1.2,120,0,0,1,3,7,0]
["SF_2200_HZ1CZ4_cs_bm_2_ao80_gfnc_","NW","HZ1CZ4_",3,526.77230499999996,"NA",4974.4274999999998,348.43650000000002,0.968943,0.29244700000000001,0.31703900000000002,0.48353200000000002,12707.084032000001,14711.119849999999,14711.119849999999,1.050206,429.78077100000002,980.67130999999995,0,0,0,0,0,0,0,0,43734.304693999999,52054.370432999996,52054.370432999996,2460.2188099999998,1485.6935719999999,0,0,0,0,0,0,73,2404.7173130000001,1851.5980689999999,848.90721299999996,0,55.334857,115.124433,"SF_2200_HZ1CZ4_cs_bm_2_ao80_gfnc_","NWHZ1CZ4_3",0,0,0,69,64,74,78,1,2104.6240469999998,0,0,0,"FUR",3,15,1,0,30,0,"Crawl",0.06,300,6.8302610699999997,"Attic",0.03,80,7.76,2200,18700,200,24.98505887,2210,11.09344939,1784,30.392214490000001,0.85,91.3,91.3,91.3,91.3,0.34,0.32,0.54,40,2.7959999999999998,1,1584,160,24.80505887,0,0,"N",0,0,0.75,1,1.75,2,0.65,2151.648862,17,"Exhaust",50,1,"Standard",5,0,4.5,4.5,1,75,1.2,120,0,0,1,3,7,0]
["SF_2200_HZ1CZ4_cs_bm_3_ge50_gfnc_","NW","HZ1CZ4_",3,526.77230499999996,"NA",4974.4274999999998,348.43650000000002,0.968943,0.29244700000000001,0.31703900000000002,0.48353200000000002,12707.084032000001,14711.119849999999,14711.119849999999,1.050206,429.78077100000002,980.67130999999995,0,0,0,0,0,0,0,0,43734.304693999999,52054.370432999996,52054.370432999996,2460.2188099999998,1485.6935719999999,0,0,0,0,0,0,73,3075.3469730000002,2551.7959249999999,1411.200274,611.66537000000005,55.334857,116.361109,"SF_2200_HZ1CZ4_cs_bm_3_ge50_gfnc_","NWHZ1CZ4_3",0,0,0,69,64,74,78,1,2104.6240469999998,0,0,0,"FUR",3,15,1,0,30,0,"Crawl",0.06,300,6.8302610699999997,"Attic",0.03,80,7.76,2200,18700,200,24.98505887,2210,11.09344939,1784,30.392214490000001,0.85,91.3,91.3,91.3,91.3,0.34,0.32,0.54,40,2.7959999999999998,1,1584,160,24.80505887,0,0,"N",0,0,0.75,1,1.75,2,0.65,2151.648862,17,"Exhaust",50,1,"Standard",5,0,4.5,4.5,1,45,1.1000000000000001,120,0,0,1,3,8,0]
["SF_2200_HZ1CZ4_cs_bm_3_ao60_gfnc_","NW","HZ1CZ4_",3,526.77230499999996,"NA",4974.4274999999998,348.43650000000002,0.968943,0.29244700000000001,0.31703900000000002,0.48353200000000002,12707.084032000001,14711.119849999999,14711.119849999999,1.050206,429.78077100000002,980.67130999999995,0,0,0,0,0,0,0,0,43734.304693999999,52054.370432999996,52054.370432999996,2460.2188099999998,1485.6935719999999,0,0,0,0,0,0,73,3088.2346219999999,2510.4364970000001,1073.256198,0,55.334857,114.84751900000001,"SF_2200_HZ1CZ4_cs_bm_3_ao60_gfnc_","NWHZ1CZ4_3",0,0,0,69,64,74,78,1,2104.6240469999998,0,0,0,"FUR",3,15,1,0,30,0,"Crawl",0.06,300,6.8302610699999997,"Attic",0.03,80,7.76,2200,18700,200,24.98505887,2210,11.09344939,1784,30.392214490000001,0.85,91.3,91.3,91.3,91.3,0.34,0.32,0.54,40,2.7959999999999998,1,1584,160,24.80505887,0,0,"N",0,0,0.75,1,1.75,2,0.65,2151.648862,17,"Exhaust",50,1,"Standard",5,0,4.5,4.5,1,57,1.2,120,0,0,1,3,8,0]
["SF_2200_HZ1CZ4_cs_bm_3_ao80_gfnc_","NW","HZ1CZ4_",3,526.77230499999996,"NA",4974.4274999999998,348.43650000000002,0.968943,0.29244700000000001,0.31703900000000002,0.48353200000000002,12707.084032000001,14711.119849999999,14711.119849999999,1.050206,429.78077100000002,980.67130999999995,0,0,0,0,0,0,0,0,43734.304693999999,52054.370432999996,52054.370432999996,2460.2188099999998,1485.6935719999999,0,0,0,0,0,0,73,3115.6173950000002,2548.1082299999998,1093.9444980000001,0,55.334857,115.744212,"SF_2200_HZ1CZ4_cs_bm_3_ao80_gfnc_","NWHZ1CZ4_3",0,0,0,69,64,74,78,1,2104.6240469999998,0,0,0,"FUR",3,15,1,0,30,0,"Crawl",0.06,300,6.8302610699999997,"Attic",0.03,80,7.76,2200,18700,200,24.98505887,2210,11.09344939,1784,30.392214490000001,0.85,91.3,91.3,91.3,91.3,0.34,0.32,0.54,40,2.7959999999999998,1,1584,160,24.80505887,0,0,"N",0,0,0.75,1,1.75,2,0.65,2151.648862,17,"Exhaust",50,1,"Standard",5,0,4.5,4.5,1,75,1.2,120,0,0,1,3,8,0]
["SF_2200_HZ1CZ4_cs_bm_4_ge50_gfnc_","NW","HZ1CZ4_",3,526.77230499999996,"NA",4974.4274999999998,348.43650000000002,0.968943,0.29244700000000001,0.31703900000000002,0.48353200000000002,12707.084032000001,14711.119849999999,14711.119849999999,1.050206,429.78077100000002,980.67130999999995,0,0,0,0,0,0,0,0,43734.304693999999,52054.370432999996,52054.370432999996,2460.2188099999998,1485.6935719999999,0,0,0,0,0,0,73,3613.9354210000001,3095.3915659999998,2194.0078050000002,1529.4367930000001,55.334857,116.409588,"SF_2200_HZ1CZ4_cs_bm_4_ge50_gfnc_","NWHZ1CZ4_3",0,0,0,69,64,74,78,1,2104.6240469999998,0,0,0,"FUR",3,15,1,0,30,0,"Crawl",0.06,300,6.8302610699999997,"Attic",0.03,80,7.76,2200,18700,200,24.98505887,2210,11.09344939,1784,30.392214490000001,0.85,91.3,91.3,91.3,91.3,0.34,0.32,0.54,40,2.7959999999999998,1,1584,160,24.80505887,0,0,"N",0,0,0.75,1,1.75,2,0.65,2151.648862,17,"Exhaust",50,1,"Standard",5,0,4.5,4.5,1,45,1.1000000000000001,120,0,0,1,3,9,0]
["SF_2200_HZ1CZ4_cs_bm_4_ao60_gfnc_","NW","HZ1CZ4_",3,526.77230499999996,"NA",4974.4274999999998,348.43650000000002,0.968943,0.29244700000000001,0.31703900000000002,0.48353200000000002,12707.084032000001,14711.119849999999,14711.119849999999,1.050206,429.78077100000002,980.67130999999995,0,0,0,0,0,0,0,0,43734.304693999999,52054.370432999996,52054.370432999996,2460.2188099999998,1485.6935719999999,0,0,0,0,0,0,73,3654.4962970000001,3079.209683,1278.4672639999999,43.153323,55.334857,114.327618,"SF_2200_HZ1CZ4_cs_bm_4_ao60_gfnc_","NWHZ1CZ4_3",0,0,0,69,64,74,78,1,2104.6240469999998,0,0,0,"FUR",3,15,1,0,30,0,"Crawl",0.06,300,6.8302610699999997,"Attic",0.03,80,7.76,2200,18700,200,24.98505887,2210,11.09344939,1784,30.392214490000001,0.85,91.3,91.3,91.3,91.3,0.34,0.32,0.54,40,2.7959999999999998,1,1584,160,24.80505887,0,0,"N",0,0,0.75,1,1.75,2,0.65,2151.648862,17,"Exhaust",50,1,"Standard",5,0,4.5,4.5,1,57,1.2,120,0,0,1,3,9,0]
["SF_2200_HZ1CZ4_cs_bm_4_ao80_gfnc_","NW","HZ1CZ4_",3,526.77230499999996,"NA",4974.4274999999998,348.43650000000002,0.968943,0.29244700000000001,0.31703900000000002,0.48353200000000002,12707.084032000001,14711.119849999999,14711.119849999999,1.050206,429.78077100000002,980.67130999999995,0,0,0,0,0,0,0,0,43734.304693999999,52054.370432999996,52054.370432999996,2460.2188099999998,1485.6935719999999,0,0,0,0,0,0,73,3695.6902209999998,3131.1279920000002,1287.5573910000001,8.2991569999999992,55.334857,114.981515,"SF_2200_HZ1CZ4_cs_bm_4_ao80_gfnc_","NWHZ1CZ4_3",0,0,0,69,64,74,78,1,2104.6240469999998,0,0,0,"FUR",3,15,1,0,30,0,"Crawl",0.06,300,6.8302610699999997,"Attic",0.03,80,7.76,2200,18700,200,24.98505887,2210,11.09344939,1784,30.392214490000001,0.85,91.3,91.3,91.3,91.3,0.34,0.32,0.54,40,2.7959999999999998,1,1584,160,24.80505887,0,0,"N",0,0,0.75,1,1.75,2,0.65,2151.648862,17,"Exhaust",50,1,"Standard",5,0,4.5,4.5,1,75,1.2,120,0,0,1,3,9,0]
["SF_2200_HZ1CZ4_cs_bm_5_ge50_gfnc_","NW","HZ1CZ4_",3,526.77230499999996,"NA",4974.4274999999998,348.43650000000002,0.968943,0.29244700000000001,0.31703900000000002,0.48353200000000002,12707.084032000001,14711.119849999999,14711.119849999999,1.050206,429.78077100000002,980.67130999999995,0,0,0,0,0,0,0,0,43734.304693999999,52054.370432999996,52054.370432999996,2460.2188099999998,1485.6935719999999,0,0,0,0,0,0,73,5143.6339420000004,4629.8873949999997,3495.509971,2732.656254,55.334857,117.291009,"SF_2200_HZ1CZ4_cs_bm_5_ge50_gfnc_","NWHZ1CZ4_3",0,0,0,69,64,74,78,1,2104.6240469999998,0,0,0,"FUR",3,15,1,0,30,0,"Crawl",0.06,300,6.8302610699999997,"Attic",0.03,80,7.76,2200,18700,200,24.98505887,2210,11.09344939,1784,30.392214490000001,0.85,91.3,91.3,91.3,91.3,0.34,0.32,0.54,40,2.7959999999999998,1,1584,160,24.80505887,0,0,"N",0,0,0.75,1,1.75,2,0.65,2151.648862,17,"Exhaust",50,1,"Standard",5,0,4.5,4.5,1,45,1.1000000000000001,120,0,0,1,3,10,0]
["SF_2200_HZ1CZ4_cs_bm_5_ao60_gfnc_","NW","HZ1CZ4_",3,526.77230499999996,"NA",4974.4274999999998,348.43650000000002,0.968943,0.29244700000000001,0.31703900000000002,0.48353200000000002,12707.084032000001,14711.119849999999,14711.119849999999,1.050206,429.78077100000002,980.67130999999995,0,0,0,0,0,0,0,0,43734.304693999999,52054.370432999996,52054.370432999996,2460.2188099999998,1485.6935719999999,0,0,0,0,0,0,73,5100.3484109999999,4528.118974,1777.163313,97.991933000000003,55.334857,113.722199,"SF_2200_HZ1CZ4_cs_bm_5_ao60_gfnc_","NWHZ1CZ4_3",0,0,0,69,64,74,78,1,2104.6240469999998,0,0,0,"FUR",3,15,1,0,30,0,"Crawl",0.06,300,6.8302610699999997,"Attic",0.03,80,7.76,2200,18700,200,24.98505887,2210,11.09344939,1784,30.392214490000001,0.85,91.3,91.3,91.3,91.3,0.34,0.32,0.54,40,2.7959999999999998,1,1584,160,24.80505887,0,0,"N",0,0,0.75,1,1.75,2,0.65,2151.648862,17,"Exhaust",50,1,"Standard",5,0,4.5,4.5,1,57,1.2,120,0,0,1,3,10,0]
["SF_2200_HZ1CZ4_cs_bm_5_ao80_gfnc_","NW","HZ1CZ4_",3,526.77230499999996,"NA",4974.4274999999998,348.43650000000002,0.968943,0.29244700000000001,0.31703900000000002,0.48353200000000002,12707.084032000001,14711.119849999999,14711.119849999999,1.050206,429.78077100000002,980.67130999999995,0,0,0,0,0,0,0,0,43734.304693999999,52054.370432999996,52054.370432999996,2460.2188099999998,1485.6935719999999,0,0,0,0,0,0,73,5209.4319670000004,4641.150439,1793.865634,25.223037999999999,55.334857,114.853246,"SF_2200_HZ1CZ4_cs_bm_5_ao80_gfnc_","NWHZ1CZ4_3",0,0,0,69,64,74,78,1,2104.6240469999998,0,0,0,"FUR",3,15,1,0,30,0,"Crawl",0.06,300,6.8302610699999997,"Attic",0.03,80,7.76,2200,18700,200,24.98505887,2210,11.09344939,1784,30.392214490000001,0.85,91.3,91.3,91.3,91.3,0.34,0.32,0.54,40,2.7959999999999998,1,1584,160,24.80505887,0,0,"N",0,0,0.75,1,1.75,2,0.65,2151.648862,17,"Exhaust",50,1,"Standard",5,0,4.5,4.5,1,75,1.2,120,0,0,1,3,10,0]
["SF_2200_HZ1CZ4_cs_i2_1_ge50_gfnc_","NW","HZ1CZ4_",3,526.567677,"NA",4974.4274999999998,348.43650000000002,0.968943,0.29249199999999997,0.31642399999999998,0.48409099999999999,12903.234149,14936.601591000001,14936.601591000001,1.082962,436.33846399999999,995.70124199999998,0,0,0,0,0,0,0,0,43693.403974000001,52006.069887999998,52006.069887999998,2446.8688729999999,1485.6935719999999,0,0,0,0,0,0,73,1658.60429,1246.9785019999999,642.01571200000001,198.98938699999999,55.334857,115.433849,"SF_2200_HZ1CZ4_cs_i2_1_ge50_gfnc_","NWHZ1CZ4_3",0,0,0,69,64,74,78,1,2104.6240469999998,0,0,0,"FUR",3,15,1,0,30,0,"Crawl",0.06,300,6.8302610699999997,"Attic",0.03,80,7.76,2200,18700,200,24.98505887,2210,11.09344939,1784,30.392214490000001,0.85,91.3,91.3,91.3,91.3,0.34,0.32,0.54,40,2.7959999999999998,1,1584,160,24.80505887,0,0,"N",0,0,0.75,1,1.75,2,0.65,2151.648862,17,"Exhaust",50,1,"Standard",5,0,4.5,4.5,1,45,1.1000000000000001,120,0,0,1,4,6,0.65]
["SF_2200_HZ1CZ4_cs_i2_1_ge50_gfac_","NW","HZ1CZ4_",3,525.40885900000001,"NA",4974.4274999999998,348.43650000000002,0.968943,0.294908,0.31279099999999999,0.48957600000000001,12967.886048,14993.053019999999,14993.053019999999,1.0868249999999999,479.76295399999998,999.46441300000004,2123.617917,2607.826125,766.59848799999997,42.616900000000001,6.5965220000000002,0,132.62065999999999,276.28150199999999,43689.808223,52034.096103999997,52034.096103999997,2449.9179720000002,1637.8284000000001,19732.684990000002,25012.540145999999,9202.6145209999995,0,0,0,73,1668.5092689999999,1244.583386,650.61394700000005,201.987461,55.334857,115.3587,"SF_2200_HZ1CZ4_cs_i2_1_ge50_gfac_","NWHZ1CZ4_3",0,0,0,69,64,74,78,1,2104.6240469999998,0,0,0,"FHCA",3,15,1,0,30,0,"Crawl",0.06,300,6.8302610699999997,"Attic",0.03,80,7.76,2200,18700,200,24.98505887,2210,11.09344939,1784,30.392214490000001,0.85,91.3,91.3,91.3,91.3,0.34,0.32,0.54,40,2.7959999999999998,1,1584,160,24.80505887,0,0,"N",0,0,0.75,1,1.75,2,0.65,2151.648862,17,"Exhaust",50,1,"Standard",5,0,4.5,4.5,1,45,1.1000000000000001,120,0,0,1,4,6,0.65]
["SF_2200_HZ1CZ4_cs_i2_1_ge50_efaf_","NW","HZ1CZ4_",3,526.567677,"NA",4974.4274999999998,348.43650000000002,0.968943,0.29249199999999997,0.31642399999999998,0.48409099999999999,12903.234149,14936.601591000001,14936.601591000001,1.082962,436.33846399999999,995.70124199999998,0,0,0,0,0,0,0,0,43693.403974000001,52006.069887999998,52006.069887999998,2446.8688729999999,1485.6935719999999,0,0,0,0,0,0,73,1658.60429,1246.9785019999999,642.01571200000001,198.98938699999999,55.334857,115.433849,"SF_2200_HZ1CZ4_cs_i2_1_ge50_efaf_","NWHZ1CZ4_3",0,0,0,69,64,74,78,1,2104.6240469999998,0,0,0,"FUR",3,15,1,0,30,0,"Crawl",0.06,300,6.8302610699999997,"Attic",0.03,80,7.76,2200,18700,200,24.98505887,2210,11.09344939,1784,30.392214490000001,0.85,91.3,91.3,91.3,91.3,0.34,0.32,0.54,40,2.7959999999999998,1,1584,160,24.80505887,0,0,"N",0,0,0.75,1,1.75,2,0.65,2151.648862,17,"Exhaust",50,1,"Standard",5,0,4.5,4.5,1,45,1.1000000000000001,120,0,0,1,4,6,0.65]
["SF_2200_HZ1CZ4_cs_i2_1_ge50_hp85_","NW","HZ1CZ4_",3,529.87092399999995,"NA",4974.4274999999998,348.43650000000002,0.968943,0.30571999999999999,0.32666299999999998,0.54067299999999996,12855.38478,15402.506933000001,5677.9690259999998,694.38434500000005,552.21733400000005,1710.9990809999999,2124.2555980000002,2608.5908399999998,771.42003099999999,42.887695999999998,6.5949400000000002,0,132.65902800000001,276.36143199999998,43407.074515,51761.416405999997,39549.671215000002,31498.409125999999,1102.0910080000001,19733.051143000001,25013.185827000001,9215.0445039999995,0,0,0,73,1668.492146,1244.5815540000001,650.59062200000005,201.966205,55.334857,115.358785,"SF_2200_HZ1CZ4_cs_i2_1_ge50_hp85_","NWHZ1CZ4_3",0,0,0,69,64,74,78,1,2104.6240469999998,0,0,0,"HSPF_8.5_SEER_13.0",3,15,1,0,30,0,"Crawl",0.06,300,6.8302610699999997,"Attic",0.03,80,7.76,2200,18700,200,24.98505887,2210,11.09344939,1784,30.392214490000001,0.85,91.3,91.3,91.3,91.3,0.34,0.32,0.54,40,2.7959999999999998,1,1584,160,24.80505887,0,0,"N",0,0,0.75,1,1.75,2,0.65,2151.648862,17,"Exhaust",50,1,"Standard",5,0,4.5,4.5,1,45,1.1000000000000001,120,0,0,1,4,6,0.65]
["SF_2200_HZ1CZ4_cs_i2_1_ge50_zonl_","NW","HZ1CZ4_",3,519.21070099999997,"NA",4974.4274999999998,348.43650000000002,0.968943,0.27523900000000001,0.29366100000000001,0.42324800000000001,13278.468142,13278.468142,13278.468142,0,387.87119200000001,885.23120900000004,0,0,0,0,0,0,0,0,44335.083382999997,44335.083382999997,44335.083382999997,0,1485.6935719999999,0,0,0,0,0,0,73,1658.566517,1246.843527,642.17190800000003,199.20019300000001,55.334857,115.433561,"SF_2200_HZ1CZ4_cs_i2_1_ge50_zonl_","NWHZ1CZ4_3",0,0,0,69,64,74,78,1,2104.6240469999998,0,0,0,"FUR",3,15,1,0,30,1,"Crawl",0.06,300,6.8302610699999997,"Attic",0.03,80,7.76,2200,18700,200,24.98505887,2210,11.09344939,1784,30.392214490000001,0.85,91.3,91.3,91.3,91.3,0.34,0.32,0.54,40,2.7959999999999998,1,1584,160,24.80505887,0,0,"N",0,0,0.75,1,1.75,2,0.65,2151.648862,17,"Exhaust",50,1,"Standard",5,0,4.5,4.5,1,45,1.1000000000000001,120,0,0,1,4,6,0.65]
["SF_2200_HZ1CZ4_cs_i2_1_ao60_gfnc_","NW","HZ1CZ4_",3,526.47829200000001,"NA",4974.4274999999998,348.43650000000002,0.968943,0.292547,0.316164,0.48408899999999999,12941.546845000001,14980.834105,14980.834105,1.2330000000000001,437.62206400000002,998.64007400000003,0,0,0,0,0,0,0,0,43899.254651000003,52215.931540999998,52215.931540999998,2661.3897390000002,1485.6935719999999,0,0,0,0,0,0,73,1663.2830550000001,1230.661758,541.63345100000004,0,55.334857,114.635498,"SF_2200_HZ1CZ4_cs_i2_1_ao60_gfnc_","NWHZ1CZ4_3",0,0,0,69,64,74,78,1,2104.6240469999998,0,0,0,"FUR",3,15,1,0,30,0,"Crawl",0.06,300,6.8302610699999997,"Attic",0.03,80,7.76,2200,18700,200,24.98505887,2210,11.09344939,1784,30.392214490000001,0.85,91.3,91.3,91.3,91.3,0.34,0.32,0.54,40,2.7959999999999998,1,1584,160,24.80505887,0,0,"N",0,0,0.75,1,1.75,2,0.65,2151.648862,17,"Exhaust",50,1,"Standard",5,0,4.5,4.5,1,57,1.2,120,0,0,1,4,6,0.65]
["SF_2200_HZ1CZ4_cs_i2_1_ao60_gfac_","NW","HZ1CZ4_",3,525.31291199999998,"NA",4974.4274999999998,348.43650000000002,0.968943,0.29495900000000003,0.31251600000000002,0.48957299999999998,13005.769813000001,15036.763596000001,15036.763596000001,1.237217,481.15693800000003,1002.368425,2126.4707910000002,2610.8870630000001,767.32347200000004,42.634115999999999,6.5920040000000002,0,132.77070699999999,276.594087,43895.537464000001,52243.495594,52243.495594,2663.976267,1637.8284000000001,19775.713689,25125.384796999999,9232.7727790000008,0,0,0,73,1676.443935,1228.513355,549.53491399999996,0,55.334857,114.56376,"SF_2200_HZ1CZ4_cs_i2_1_ao60_gfac_","NWHZ1CZ4_3",0,0,0,69,64,74,78,1,2104.6240469999998,0,0,0,"FHCA",3,15,1,0,30,0,"Crawl",0.06,300,6.8302610699999997,"Attic",0.03,80,7.76,2200,18700,200,24.98505887,2210,11.09344939,1784,30.392214490000001,0.85,91.3,91.3,91.3,91.3,0.34,0.32,0.54,40,2.7959999999999998,1,1584,160,24.80505887,0,0,"N",0,0,0.75,1,1.75,2,0.65,2151.648862,17,"Exhaust",50,1,"Standard",5,0,4.5,4.5,1,57,1.2,120,0,0,1,4,6,0.65]
["SF_2200_HZ1CZ4_cs_i2_1_ao60_efaf_","NW","HZ1CZ4_",3,526.47829200000001,"NA",4974.4274999999998,348.43650000000002,0.968943,0.292547,0.316164,0.48408899999999999,12941.546845000001,14980.834105,14980.834105,1.2330000000000001,437.62206400000002,998.64007400000003,0,0,0,0,0,0,0,0,43899.254651000003,52215.931540999998,52215.931540999998,2661.3897390000002,1485.6935719999999,0,0,0,0,0,0,73,1663.2830550000001,1230.661758,541.63345100000004,0,55.334857,114.635498,"SF_2200_HZ1CZ4_cs_i2_1_ao60_efaf_","NWHZ1CZ4_3",0,0,0,69,64,74,78,1,2104.6240469999998,0,0,0,"FUR",3,15,1,0,30,0,"Crawl",0.06,300,6.8302610699999997,"Attic",0.03,80,7.76,2200,18700,200,24.98505887,2210,11.09344939,1784,30.392214490000001,0.85,91.3,91.3,91.3,91.3,0.34,0.32,0.54,40,2.7959999999999998,1,1584,160,24.80505887,0,0,"N",0,0,0.75,1,1.75,2,0.65,2151.648862,17,"Exhaust",50,1,"Standard",5,0,4.5,4.5,1,57,1.2,120,0,0,1,4,6,0.65]
["SF_2200_HZ1CZ4_cs_i2_1_ao60_hp85_","NW","HZ1CZ4_",3,529.75948300000005,"NA",4974.4274999999998,348.43650000000002,0.968943,0.30575400000000003,0.32634299999999999,0.54063300000000003,12893.487198999999,15445.547257,5704.5079150000001,715.82331199999999,552.92445199999997,1713.179601,2127.1116219999999,2611.6557590000002,772.14901999999995,42.904848999999999,6.590497,0,132.80928399999999,276.67445300000003,43614.762750000002,51976.129612999997,39764.381720999998,31713.121349000001,1102.0910080000001,19776.069754,25126.027327,9244.943534,0,0,0,73,1676.4435350000001,1228.530021,549.53282400000001,0,55.334857,114.563964,"SF_2200_HZ1CZ4_cs_i2_1_ao60_hp85_","NWHZ1CZ4_3",0,0,0,69,64,74,78,1,2104.6240469999998,0,0,0,"HSPF_8.5_SEER_13.0",3,15,1,0,30,0,"Crawl",0.06,300,6.8302610699999997,"Attic",0.03,80,7.76,2200,18700,200,24.98505887,2210,11.09344939,1784,30.392214490000001,0.85,91.3,91.3,91.3,91.3,0.34,0.32,0.54,40,2.7959999999999998,1,1584,160,24.80505887,0,0,"N",0,0,0.75,1,1.75,2,0.65,2151.648862,17,"Exhaust",50,1,"Standard",5,0,4.5,4.5,1,57,1.2,120,0,0,1,4,6,0.65]
["SF_2200_HZ1CZ4_cs_i2_1_ao60_zonl_","NW","HZ1CZ4_",3,519.10948900000005,"NA",4974.4274999999998,348.43650000000002,0.968943,0.27524300000000002,0.29336099999999998,0.42325000000000002,13317.852236000001,13317.852236000001,13317.852236000001,1.7649000000000001E-2,389.01736699999998,887.855639,0,0,0,0,0,0,0,0,44552.130703000003,44552.130703000003,44552.130703000003,180.656218,1485.6935719999999,0,0,0,0,0,0,73,1663.199505,1230.4802340000001,541.61422000000005,0,55.334857,114.634145,"SF_2200_HZ1CZ4_cs_i2_1_ao60_zonl_","NWHZ1CZ4_3",0,0,0,69,64,74,78,1,2104.6240469999998,0,0,0,"FUR",3,15,1,0,30,1,"Crawl",0.06,300,6.8302610699999997,"Attic",0.03,80,7.76,2200,18700,200,24.98505887,2210,11.09344939,1784,30.392214490000001,0.85,91.3,91.3,91.3,91.3,0.34,0.32,0.54,40,2.7959999999999998,1,1584,160,24.80505887,0,0,"N",0,0,0.75,1,1.75,2,0.65,2151.648862,17,"Exhaust",50,1,"Standard",5,0,4.5,4.5,1,57,1.2,120,0,0,1,4,6,0.65]
["SF_2200_HZ1CZ4_cs_i2_1_ao80_gfnc_","NW","HZ1CZ4_",3,526.61509699999999,"NA",4974.4274999999998,348.43650000000002,0.968943,0.29253800000000002,0.31656899999999999,0.48412699999999997,12941.136857,14980.36838,14980.36838,1.224351,437.60983599999997,998.609602,0,0,0,0,0,0,0,0,43900.432043000001,52223.215499999998,52223.215499999998,2671.2568190000002,1485.6935719999999,0,0,0,0,0,0,73,1673.3858680000001,1241.1487830000001,550.09871799999996,0,55.334857,115.065697,"SF_2200_HZ1CZ4_cs_i2_1_ao80_gfnc_","NWHZ1CZ4_3",0,0,0,69,64,74,78,1,2104.6240469999998,0,0,0,"FUR",3,15,1,0,30,0,"Crawl",0.06,300,6.8302610699999997,"Attic",0.03,80,7.76,2200,18700,200,24.98505887,2210,11.09344939,1784,30.392214490000001,0.85,91.3,91.3,91.3,91.3,0.34,0.32,0.54,40,2.7959999999999998,1,1584,160,24.80505887,0,0,"N",0,0,0.75,1,1.75,2,0.65,2151.648862,17,"Exhaust",50,1,"Standard",5,0,4.5,4.5,1,75,1.2,120,0,0,1,4,6,0.65]
["SF_2200_HZ1CZ4_cs_i2_1_ao80_gfac_","NW","HZ1CZ4_",3,525.74431600000003,"NA",4974.4274999999998,348.43650000000002,0.968943,0.29494799999999999,0.31381700000000001,0.48961399999999999,13004.32847,15035.119283,15035.119283,1.228415,481.1046,1002.2593910000001,2121.502129,2605.1354729999998,765.63840600000003,42.608043000000002,6.6083280000000002,0,132.476845,275.9819,43896.732990999997,52250.785251000001,52250.785251000001,2673.8524729999999,1637.8284000000001,19791.022906999999,25145.801814999999,9240.1949189999996,0,0,0,73,1685.073414,1238.3524319999999,557.31527400000004,0,55.334857,114.970029,"SF_2200_HZ1CZ4_cs_i2_1_ao80_gfac_","NWHZ1CZ4_3",0,0,0,69,64,74,78,1,2104.6240469999998,0,0,0,"FHCA",3,15,1,0,30,0,"Crawl",0.06,300,6.8302610699999997,"Attic",0.03,80,7.76,2200,18700,200,24.98505887,2210,11.09344939,1784,30.392214490000001,0.85,91.3,91.3,91.3,91.3,0.34,0.32,0.54,40,2.7959999999999998,1,1584,160,24.80505887,0,0,"N",0,0,0.75,1,1.75,2,0.65,2151.648862,17,"Exhaust",50,1,"Standard",5,0,4.5,4.5,1,75,1.2,120,0,0,1,4,6,0.65]
["SF_2200_HZ1CZ4_cs_i2_1_ao80_efaf_","NW","HZ1CZ4_",3,526.61509699999999,"NA",4974.4274999999998,348.43650000000002,0.968943,0.29253800000000002,0.31656899999999999,0.48412699999999997,12941.136857,14980.36838,14980.36838,1.224351,437.60983599999997,998.609602,0,0,0,0,0,0,0,0,43900.432043000001,52223.215499999998,52223.215499999998,2671.2568190000002,1485.6935719999999,0,0,0,0,0,0,73,1673.3858680000001,1241.1487830000001,550.09871799999996,0,55.334857,115.065697,"SF_2200_HZ1CZ4_cs_i2_1_ao80_efaf_","NWHZ1CZ4_3",0,0,0,69,64,74,78,1,2104.6240469999998,0,0,0,"FUR",3,15,1,0,30,0,"Crawl",0.06,300,6.8302610699999997,"Attic",0.03,80,7.76,2200,18700,200,24.98505887,2210,11.09344939,1784,30.392214490000001,0.85,91.3,91.3,91.3,91.3,0.34,0.32,0.54,40,2.7959999999999998,1,1584,160,24.80505887,0,0,"N",0,0,0.75,1,1.75,2,0.65,2151.648862,17,"Exhaust",50,1,"Standard",5,0,4.5,4.5,1,75,1.2,120,0,0,1,4,6,0.65]
["SF_2200_HZ1CZ4_cs_i2_1_ao80_hp85_","NW","HZ1CZ4_",3,530.231629,"NA",4974.4274999999998,348.43650000000002,0.968943,0.30573800000000001,0.32776899999999998,0.54066700000000001,12892.042577,15443.729953,5705.3795110000001,717.60423900000001,552.79105800000002,1712.756787,2122.1426339999998,2605.9089859999999,770.45732499999997,42.880358999999999,6.6068790000000002,0,132.515593,276.06262299999997,43614.972409000002,51982.245553000001,39770.496730999999,31719.236972999999,1102.0910080000001,19791.372213999999,25146.423632000002,9252.2875170000007,0,0,0,73,1685.008137,1238.304826,557.28588500000001,0,55.334857,114.970135,"SF_2200_HZ1CZ4_cs_i2_1_ao80_hp85_","NWHZ1CZ4_3",0,0,0,69,64,74,78,1,2104.6240469999998,0,0,0,"HSPF_8.5_SEER_13.0",3,15,1,0,30,0,"Crawl",0.06,300,6.8302610699999997,"Attic",0.03,80,7.76,2200,18700,200,24.98505887,2210,11.09344939,1784,30.392214490000001,0.85,91.3,91.3,91.3,91.3,0.34,0.32,0.54,40,2.7959999999999998,1,1584,160,24.80505887,0,0,"N",0,0,0.75,1,1.75,2,0.65,2151.648862,17,"Exhaust",50,1,"Standard",5,0,4.5,4.5,1,75,1.2,120,0,0,1,4,6,0.65]
["SF_2200_HZ1CZ4_cs_i2_1_ao80_zonl_","NW","HZ1CZ4_",3,519.23110599999995,"NA",4974.4274999999998,348.43650000000002,0.968943,0.27523500000000001,0.29372300000000001,0.42325000000000002,13317.478555,13317.478555,13317.478555,1.8332999999999999E-2,389.007543,887.83068100000003,0,0,0,0,0,0,0,0,44551.130759,44551.130759,44551.130759,187.66070500000001,1485.6935719999999,0,0,0,0,0,0,73,1673.4274800000001,1241.0746409999999,550.14041899999995,0,55.334857,115.06483,"SF_2200_HZ1CZ4_cs_i2_1_ao80_zonl_","NWHZ1CZ4_3",0,0,0,69,64,74,78,1,2104.6240469999998,0,0,0,"FUR",3,15,1,0,30,1,"Crawl",0.06,300,6.8302610699999997,"Attic",0.03,80,7.76,2200,18700,200,24.98505887,2210,11.09344939,1784,30.392214490000001,0.85,91.3,91.3,91.3,91.3,0.34,0.32,0.54,40,2.7959999999999998,1,1584,160,24.80505887,0,0,"N",0,0,0.75,1,1.75,2,0.65,2151.648862,17,"Exhaust",50,1,"Standard",5,0,4.5,4.5,1,75,1.2,120,0,0,1,4,6,0.65]
["SF_2200_HZ1CZ4_cs_i2_2_ge50_gfnc_","NW","HZ1CZ4_",3,526.44051999999999,"NA",4974.4274999999998,348.43650000000002,0.968943,0.292458,0.31605,0.48438500000000001,13018.149077,15068.98842,15068.98842,1.106263,440.18552299999999,1004.525477,0,0,0,0,0,0,0,0,43809.767281,52134.058063999997,52134.058063999997,2576.3588030000001,1485.6935719999999,0,0,0,0,0,0,73,2300.7484279999999,1882.72137,914.33337300000005,316.886032,55.334857,116.57900600000001,"SF_2200_HZ1CZ4_cs_i2_2_ge50_gfnc_","NWHZ1CZ4_3",0,0,0,69,64,74,78,1,2104.6240469999998,0,0,0,"FUR",3,15,1,0,30,0,"Crawl",0.06,300,6.8302610699999997,"Attic",0.03,80,7.76,2200,18700,200,24.98505887,2210,11.09344939,1784,30.392214490000001,0.85,91.3,91.3,91.3,91.3,0.34,0.32,0.54,40,2.7959999999999998,1,1584,160,24.80505887,0,0,"N",0,0,0.75,1,1.75,2,0.65,2151.648862,17,"Exhaust",50,1,"Standard",5,0,4.5,4.5,1,45,1.1000000000000001,120,0,0,1,4,7,0.65]
["SF_2200_HZ1CZ4_cs_i2_2_ge50_gfac_","NW","HZ1CZ4_",3,525.08520299999998,"NA",4974.4274999999998,348.43650000000002,0.968943,0.29495500000000002,0.31182199999999999,0.489902,13082.657348000001,15125.072045000001,15125.072045000001,1.110187,483.98699199999999,1008.264124,2094.8693069999999,2574.088166,757.64470700000004,42.058824999999999,6.6020539999999999,0,130.94787600000001,272.79668299999997,43806.165193000001,52161.841925000001,52161.841925000001,2579.1760330000002,1637.8284000000001,19746.019560000001,25031.294409999999,9210.9210719999992,0,0,0,73,2310.5846270000002,1880.0219050000001,925.35825699999998,321.14775100000003,55.334857,116.524844,"SF_2200_HZ1CZ4_cs_i2_2_ge50_gfac_","NWHZ1CZ4_3",0,0,0,69,64,74,78,1,2104.6240469999998,0,0,0,"FHCA",3,15,1,0,30,0,"Crawl",0.06,300,6.8302610699999997,"Attic",0.03,80,7.76,2200,18700,200,24.98505887,2210,11.09344939,1784,30.392214490000001,0.85,91.3,91.3,91.3,91.3,0.34,0.32,0.54,40,2.7959999999999998,1,1584,160,24.80505887,0,0,"N",0,0,0.75,1,1.75,2,0.65,2151.648862,17,"Exhaust",50,1,"Standard",5,0,4.5,4.5,1,45,1.1000000000000001,120,0,0,1,4,7,0.65]
["SF_2200_HZ1CZ4_cs_i2_2_ge50_efaf_","NW","HZ1CZ4_",3,526.44051999999999,"NA",4974.4274999999998,348.43650000000002,0.968943,0.292458,0.31605,0.48438500000000001,13018.149077,15068.98842,15068.98842,1.106263,440.18552299999999,1004.525477,0,0,0,0,0,0,0,0,43809.767281,52134.058063999997,52134.058063999997,2576.3588030000001,1485.6935719999999,0,0,0,0,0,0,73,2300.7484279999999,1882.72137,914.33337300000005,316.886032,55.334857,116.57900600000001,"SF_2200_HZ1CZ4_cs_i2_2_ge50_efaf_","NWHZ1CZ4_3",0,0,0,69,64,74,78,1,2104.6240469999998,0,0,0,"FUR",3,15,1,0,30,0,"Crawl",0.06,300,6.8302610699999997,"Attic",0.03,80,7.76,2200,18700,200,24.98505887,2210,11.09344939,1784,30.392214490000001,0.85,91.3,91.3,91.3,91.3,0.34,0.32,0.54,40,2.7959999999999998,1,1584,160,24.80505887,0,0,"N",0,0,0.75,1,1.75,2,0.65,2151.648862,17,"Exhaust",50,1,"Standard",5,0,4.5,4.5,1,45,1.1000000000000001,120,0,0,1,4,7,0.65]
["SF_2200_HZ1CZ4_cs_i2_2_ge50_hp85_","NW","HZ1CZ4_",3,529.52805999999998,"NA",4974.4274999999998,348.43650000000002,0.968943,0.30581799999999998,0.32563700000000001,0.54015400000000002,12969.853869,15536.004814,5727.6608070000002,709.01045499999998,556.10011799999995,1723.004038,2095.493849,2574.8398360000001,762.40863000000002,42.326369999999997,6.6005219999999998,0,130.985602,272.87527499999999,43523.601951999997,51889.844725000003,39678.099190000001,31626.837329000002,1102.0910080000001,19746.383330000001,25031.942924999999,9223.3039239999998,0,0,0,73,2310.5986819999998,1880.0511590000001,925.34046599999999,321.12085000000002,55.334857,116.52498,"SF_2200_HZ1CZ4_cs_i2_2_ge50_hp85_","NWHZ1CZ4_3",0,0,0,69,64,74,78,1,2104.6240469999998,0,0,0,"HSPF_8.5_SEER_13.0",3,15,1,0,30,0,"Crawl",0.06,300,6.8302610699999997,"Attic",0.03,80,7.76,2200,18700,200,24.98505887,2210,11.09344939,1784,30.392214490000001,0.85,91.3,91.3,91.3,91.3,0.34,0.32,0.54,40,2.7959999999999998,1,1584,160,24.80505887,0,0,"N",0,0,0.75,1,1.75,2,0.65,2151.648862,17,"Exhaust",50,1,"Standard",5,0,4.5,4.5,1,45,1.1000000000000001,120,0,0,1,4,7,0.65]
["SF_2200_HZ1CZ4_cs_i2_2_ge50_zonl_","NW","HZ1CZ4_",3,519.049891,"NA",4974.4274999999998,348.43650000000002,0.968943,0.27505099999999999,0.293182,0.42324800000000001,13396.367792999999,13396.367792999999,13396.367792999999,9.4710000000000003E-3,391.29716100000002,893.09055499999999,0,0,0,0,0,0,0,0,44452.709433999997,44452.709433999997,44452.709433999997,96.944400000000002,1485.6935719999999,0,0,0,0,0,0,73,2300.7918759999998,1882.667717,914.42760399999997,316.95787000000001,55.334857,116.57835900000001,"SF_2200_HZ1CZ4_cs_i2_2_ge50_zonl_","NWHZ1CZ4_3",0,0,0,69,64,74,78,1,2104.6240469999998,0,0,0,"FUR",3,15,1,0,30,1,"Crawl",0.06,300,6.8302610699999997,"Attic",0.03,80,7.76,2200,18700,200,24.98505887,2210,11.09344939,1784,30.392214490000001,0.85,91.3,91.3,91.3,91.3,0.34,0.32,0.54,40,2.7959999999999998,1,1584,160,24.80505887,0,0,"N",0,0,0.75,1,1.75,2,0.65,2151.648862,17,"Exhaust",50,1,"Standard",5,0,4.5,4.5,1,45,1.1000000000000001,120,0,0,1,4,7,0.65]
["SF_2200_HZ1CZ4_cs_i2_2_ao60_gfnc_","NW","HZ1CZ4_",3,526.37486200000001,"NA",4974.4274999999998,348.43650000000002,0.968943,0.29264899999999999,0.31585000000000002,0.48434700000000003,13110.033106999999,15175.177482999999,15175.177482999999,1.2361530000000001,443.26143400000001,1011.596089,0,0,0,0,0,0,0,0,43873.651532999997,52203.630086999998,52203.630086999998,2653.4540259999999,1485.6935719999999,0,0,0,0,0,0,73,2301.6904909999998,1863.101007,742.84770500000002,0,55.334857,115.56244700000001,"SF_2200_HZ1CZ4_cs_i2_2_ao60_gfnc_","NWHZ1CZ4_3",0,0,0,69,64,74,78,1,2104.6240469999998,0,0,0,"FUR",3,15,1,0,30,0,"Crawl",0.06,300,6.8302610699999997,"Attic",0.03,80,7.76,2200,18700,200,24.98505887,2210,11.09344939,1784,30.392214490000001,0.85,91.3,91.3,91.3,91.3,0.34,0.32,0.54,40,2.7959999999999998,1,1584,160,24.80505887,0,0,"N",0,0,0.75,1,1.75,2,0.65,2151.648862,17,"Exhaust",50,1,"Standard",5,0,4.5,4.5,1,57,1.2,120,0,0,1,4,7,0.65]
["SF_2200_HZ1CZ4_cs_i2_2_ao60_gfac_","NW","HZ1CZ4_",3,524.76654900000005,"NA",4974.4274999999998,348.43650000000002,0.968943,0.29515400000000003,0.31083699999999997,0.48986299999999999,13180.379561,15237.688412,15237.688412,1.2403690000000001,487.58670000000001,1015.763203,2105.869956,2586.2812039999999,760.85585100000003,42.131228999999998,6.575698,0,131.554878,274.061216,43870.039677000001,52231.252629000002,52231.252629000002,2656.1261669999999,1637.8284000000001,19800.413840000001,25158.103601999999,9244.1290279999994,0,0,0,73,2312.8008869999999,1859.5507259999999,751.20342400000004,0,55.334857,115.48633,"SF_2200_HZ1CZ4_cs_i2_2_ao60_gfac_","NWHZ1CZ4_3",0,0,0,69,64,74,78,1,2104.6240469999998,0,0,0,"FHCA",3,15,1,0,30,0,"Crawl",0.06,300,6.8302610699999997,"Attic",0.03,80,7.76,2200,18700,200,24.98505887,2210,11.09344939,1784,30.392214490000001,0.85,91.3,91.3,91.3,91.3,0.34,0.32,0.54,40,2.7959999999999998,1,1584,160,24.80505887,0,0,"N",0,0,0.75,1,1.75,2,0.65,2151.648862,17,"Exhaust",50,1,"Standard",5,0,4.5,4.5,1,57,1.2,120,0,0,1,4,7,0.65]
["SF_2200_HZ1CZ4_cs_i2_2_ao60_efaf_","NW","HZ1CZ4_",3,526.37486200000001,"NA",4974.4274999999998,348.43650000000002,0.968943,0.29264899999999999,0.31585000000000002,0.48434700000000003,13110.033106999999,15175.177482999999,15175.177482999999,1.2361530000000001,443.26143400000001,1011.596089,0,0,0,0,0,0,0,0,43873.651532999997,52203.630086999998,52203.630086999998,2653.4540259999999,1485.6935719999999,0,0,0,0,0,0,73,2301.6904909999998,1863.101007,742.84770500000002,0,55.334857,115.56244700000001,"SF_2200_HZ1CZ4_cs_i2_2_ao60_efaf_","NWHZ1CZ4_3",0,0,0,69,64,74,78,1,2104.6240469999998,0,0,0,"FUR",3,15,1,0,30,0,"Crawl",0.06,300,6.8302610699999997,"Attic",0.03,80,7.76,2200,18700,200,24.98505887,2210,11.09344939,1784,30.392214490000001,0.85,91.3,91.3,91.3,91.3,0.34,0.32,0.54,40,2.7959999999999998,1,1584,160,24.80505887,0,0,"N",0,0,0.75,1,1.75,2,0.65,2151.648862,17,"Exhaust",50,1,"Standard",5,0,4.5,4.5,1,57,1.2,120,0,0,1,4,7,0.65]
["SF_2200_HZ1CZ4_cs_i2_2_ao60_hp85_","NW","HZ1CZ4_",3,529.16166899999996,"NA",4974.4274999999998,348.43650000000002,0.968943,0.30603000000000002,0.32450200000000001,0.54011799999999999,13067.605207000001,15649.044374999999,5778.0474960000001,736.08355400000005,558.97394999999995,1731.8888910000001,2106.5078250000001,2587.0434949999999,765.63241400000004,42.397255999999999,6.5739510000000001,0,131.593165,274.14097700000002,43588.193523000002,51960.918061999997,39749.168818999999,31697.909328000002,1102.0910080000001,19800.777785999999,25158.746394000002,9256.2037550000005,0,0,0,73,2312.7979099999998,1859.5655999999999,751.19968100000006,0,55.334857,115.48649500000001,"SF_2200_HZ1CZ4_cs_i2_2_ao60_hp85_","NWHZ1CZ4_3",0,0,0,69,64,74,78,1,2104.6240469999998,0,0,0,"HSPF_8.5_SEER_13.0",3,15,1,0,30,0,"Crawl",0.06,300,6.8302610699999997,"Attic",0.03,80,7.76,2200,18700,200,24.98505887,2210,11.09344939,1784,30.392214490000001,0.85,91.3,91.3,91.3,91.3,0.34,0.32,0.54,40,2.7959999999999998,1,1584,160,24.80505887,0,0,"N",0,0,0.75,1,1.75,2,0.65,2151.648862,17,"Exhaust",50,1,"Standard",5,0,4.5,4.5,1,57,1.2,120,0,0,1,4,7,0.65]
["SF_2200_HZ1CZ4_cs_i2_2_ao60_zonl_","NW","HZ1CZ4_",3,518.95297200000005,"NA",4974.4274999999998,348.43650000000002,0.968943,0.27511799999999997,0.29288500000000001,0.42325000000000002,13490.549693999999,13490.549693999999,13490.549693999999,1.6253E-2,394.02819599999998,899.36889599999995,0,0,0,0,0,0,0,0,44518.454532000003,44518.454532000003,44518.454532000003,166.36506900000001,1485.6935719999999,0,0,0,0,0,0,73,2301.6513719999998,1862.943577,742.85883200000001,0,55.334857,115.56159,"SF_2200_HZ1CZ4_cs_i2_2_ao60_zonl_","NWHZ1CZ4_3",0,0,0,69,64,74,78,1,2104.6240469999998,0,0,0,"FUR",3,15,1,0,30,1,"Crawl",0.06,300,6.8302610699999997,"Attic",0.03,80,7.76,2200,18700,200,24.98505887,2210,11.09344939,1784,30.392214490000001,0.85,91.3,91.3,91.3,91.3,0.34,0.32,0.54,40,2.7959999999999998,1,1584,160,24.80505887,0,0,"N",0,0,0.75,1,1.75,2,0.65,2151.648862,17,"Exhaust",50,1,"Standard",5,0,4.5,4.5,1,57,1.2,120,0,0,1,4,7,0.65]
["SF_2200_HZ1CZ4_cs_i2_2_ao80_gfnc_","NW","HZ1CZ4_",3,526.47968000000003,"NA",4974.4274999999998,348.43650000000002,0.968943,0.29262700000000003,0.316168,0.48429,13101.890584000001,15165.957446,15165.957446,1.1133820000000001,443.00877800000001,1010.989604,0,0,0,0,0,0,0,0,43754.055614999997,52046.391460999999,52046.391460999999,2483.773017,1485.6935719999999,0,0,0,0,0,0,73,2305.781301,1878.5138750000001,748.52461600000004,0,55.334857,115.92460800000001,"SF_2200_HZ1CZ4_cs_i2_2_ao80_gfnc_","NWHZ1CZ4_3",0,0,0,69,64,74,78,1,2104.6240469999998,0,0,0,"FUR",3,15,1,0,30,0,"Crawl",0.06,300,6.8302610699999997,"Attic",0.03,80,7.76,2200,18700,200,24.98505887,2210,11.09344939,1784,30.392214490000001,0.85,91.3,91.3,91.3,91.3,0.34,0.32,0.54,40,2.7959999999999998,1,1584,160,24.80505887,0,0,"N",0,0,0.75,1,1.75,2,0.65,2151.648862,17,"Exhaust",50,1,"Standard",5,0,4.5,4.5,1,75,1.2,120,0,0,1,4,7,0.65]
["SF_2200_HZ1CZ4_cs_i2_2_ao80_gfac_","NW","HZ1CZ4_",3,525.09459600000002,"NA",4974.4274999999998,348.43650000000002,0.968943,0.29514200000000002,0.31187500000000001,0.48979800000000001,13172.776977,15229.108668000001,15229.108668000001,1.1175379999999999,487.31606799999997,1015.1994089999999,2102.951125,2583.0373439999998,759.78840700000001,42.174427999999999,6.6016500000000002,0,131.38322600000001,273.70362399999999,43750.409270999997,52074.358283000001,52074.358283000001,2486.772747,1637.8284000000001,19797.083103000001,25187.872539,9252.0699430000004,0,0,0,73,2317.8464909999998,1875.6253589999999,757.44543599999997,0,55.334857,115.86173599999999,"SF_2200_HZ1CZ4_cs_i2_2_ao80_gfac_","NWHZ1CZ4_3",0,0,0,69,64,74,78,1,2104.6240469999998,0,0,0,"FHCA",3,15,1,0,30,0,"Crawl",0.06,300,6.8302610699999997,"Attic",0.03,80,7.76,2200,18700,200,24.98505887,2210,11.09344939,1784,30.392214490000001,0.85,91.3,91.3,91.3,91.3,0.34,0.32,0.54,40,2.7959999999999998,1,1584,160,24.80505887,0,0,"N",0,0,0.75,1,1.75,2,0.65,2151.648862,17,"Exhaust",50,1,"Standard",5,0,4.5,4.5,1,75,1.2,120,0,0,1,4,7,0.65]
["SF_2200_HZ1CZ4_cs_i2_2_ao80_efaf_","NW","HZ1CZ4_",3,526.47968000000003,"NA",4974.4274999999998,348.43650000000002,0.968943,0.29262700000000003,0.316168,0.48429,13101.890584000001,15165.957446,15165.957446,1.1133820000000001,443.00877800000001,1010.989604,0,0,0,0,0,0,0,0,43754.055614999997,52046.391460999999,52046.391460999999,2483.773017,1485.6935719999999,0,0,0,0,0,0,73,2305.781301,1878.5138750000001,748.52461600000004,0,55.334857,115.92460800000001,"SF_2200_HZ1CZ4_cs_i2_2_ao80_efaf_","NWHZ1CZ4_3",0,0,0,69,64,74,78,1,2104.6240469999998,0,0,0,"FUR",3,15,1,0,30,0,"Crawl",0.06,300,6.8302610699999997,"Attic",0.03,80,7.76,2200,18700,200,24.98505887,2210,11.09344939,1784,30.392214490000001,0.85,91.3,91.3,91.3,91.3,0.34,0.32,0.54,40,2.7959999999999998,1,1584,160,24.80505887,0,0,"N",0,0,0.75,1,1.75,2,0.65,2151.648862,17,"Exhaust",50,1,"Standard",5,0,4.5,4.5,1,75,1.2,120,0,0,1,4,7,0.65]
["SF_2200_HZ1CZ4_cs_i2_2_ao80_hp85_","NW","HZ1CZ4_",3,529.52051800000004,"NA",4974.4274999999998,348.43650000000002,0.968943,0.30599100000000001,0.32563999999999999,0.53949100000000005,13060.215976,15639.554948000001,5782.3500990000002,746.84377600000005,558.32432100000005,1729.8741460000001,2103.5956379999998,2583.8135240000001,764.57063900000003,42.443128000000002,6.6001250000000002,0,131.42212000000001,273.784649,43467.486772999997,51801.547268000002,39589.804668999997,31538.540935000001,1102.0910080000001,19797.439191000001,25188.503430000001,9264.1288179999992,0,0,0,73,2317.853936,1875.650738,757.44695300000001,0,55.334857,115.86192200000001,"SF_2200_HZ1CZ4_cs_i2_2_ao80_hp85_","NWHZ1CZ4_3",0,0,0,69,64,74,78,1,2104.6240469999998,0,0,0,"HSPF_8.5_SEER_13.0",3,15,1,0,30,0,"Crawl",0.06,300,6.8302610699999997,"Attic",0.03,80,7.76,2200,18700,200,24.98505887,2210,11.09344939,1784,30.392214490000001,0.85,91.3,91.3,91.3,91.3,0.34,0.32,0.54,40,2.7959999999999998,1,1584,160,24.80505887,0,0,"N",0,0,0.75,1,1.75,2,0.65,2151.648862,17,"Exhaust",50,1,"Standard",5,0,4.5,4.5,1,75,1.2,120,0,0,1,4,7,0.65]
["SF_2200_HZ1CZ4_cs_i2_2_ao80_zonl_","NW","HZ1CZ4_",3,519.05062099999998,"NA",4974.4274999999998,348.43650000000002,0.968943,0.27510699999999999,0.29318100000000002,0.42324699999999998,13482.280081999999,13482.280081999999,13482.280081999999,1.0460000000000001E-3,393.79854999999998,898.81860200000006,0,0,0,0,0,0,0,0,44397.281005999997,44397.281005999997,44397.281005999997,10.704556999999999,1485.6935719999999,0,0,0,0,0,0,73,2305.8352719999998,1878.4520150000001,748.56581300000005,0,55.334857,115.923665,"SF_2200_HZ1CZ4_cs_i2_2_ao80_zonl_","NWHZ1CZ4_3",0,0,0,69,64,74,78,1,2104.6240469999998,0,0,0,"FUR",3,15,1,0,30,1,"Crawl",0.06,300,6.8302610699999997,"Attic",0.03,80,7.76,2200,18700,200,24.98505887,2210,11.09344939,1784,30.392214490000001,0.85,91.3,91.3,91.3,91.3,0.34,0.32,0.54,40,2.7959999999999998,1,1584,160,24.80505887,0,0,"N",0,0,0.75,1,1.75,2,0.65,2151.648862,17,"Exhaust",50,1,"Standard",5,0,4.5,4.5,1,75,1.2,120,0,0,1,4,7,0.65]
["SF_2200_HZ1CZ4_cs_i2_3_ge50_gfnc_","NW","HZ1CZ4_",3,526.336995,"NA",4974.4274999999998,348.43650000000002,0.968943,0.29238199999999998,0.31574000000000002,0.48406100000000002,13129.545343,15196.791969,15196.791969,1.2122599999999999,443.87697400000002,1013.038647,0,0,0,0,0,0,0,0,43921.819046999997,52239.431385999997,52239.431385999997,2683.4887140000001,1485.6935719999999,0,0,0,0,0,0,73,3005.969454,2585.8366059999998,1257.090778,503.22145,55.334857,117.061894,"SF_2200_HZ1CZ4_cs_i2_3_ge50_gfnc_","NWHZ1CZ4_3",0,0,0,69,64,74,78,1,2104.6240469999998,0,0,0,"FUR",3,15,1,0,30,0,"Crawl",0.06,300,6.8302610699999997,"Attic",0.03,80,7.76,2200,18700,200,24.98505887,2210,11.09344939,1784,30.392214490000001,0.85,91.3,91.3,91.3,91.3,0.34,0.32,0.54,40,2.7959999999999998,1,1584,160,24.80505887,0,0,"N",0,0,0.75,1,1.75,2,0.65,2151.648862,17,"Exhaust",50,1,"Standard",5,0,4.5,4.5,1,45,1.1000000000000001,120,0,0,1,4,8,0.65]
["SF_2200_HZ1CZ4_cs_i2_3_ge50_gfac_","NW","HZ1CZ4_",3,525.15592300000003,"NA",4974.4274999999998,348.43650000000002,0.968943,0.294937,0.31202099999999999,0.489537,13192.334497,15250.747638000001,15250.747638000001,1.2162379999999999,488.00538499999999,1016.635427,2059.4547819999998,2532.5907320000001,746.05022699999995,41.710895000000001,6.6698430000000002,0,128.85933900000001,268.44574499999999,43918.228298000002,52266.789153999998,52266.789153999998,2685.8904600000001,1637.8284000000001,19596.091881,24938.807271999998,9158.5763129999996,0,0,0,73,3014.2151490000001,2581.79882,1268.9756219999999,507.14416999999997,55.334857,116.997056,"SF_2200_HZ1CZ4_cs_i2_3_ge50_gfac_","NWHZ1CZ4_3",0,0,0,69,64,74,78,1,2104.6240469999998,0,0,0,"FHCA",3,15,1,0,30,0,"Crawl",0.06,300,6.8302610699999997,"Attic",0.03,80,7.76,2200,18700,200,24.98505887,2210,11.09344939,1784,30.392214490000001,0.85,91.3,91.3,91.3,91.3,0.34,0.32,0.54,40,2.7959999999999998,1,1584,160,24.80505887,0,0,"N",0,0,0.75,1,1.75,2,0.65,2151.648862,17,"Exhaust",50,1,"Standard",5,0,4.5,4.5,1,45,1.1000000000000001,120,0,0,1,4,8,0.65]
["SF_2200_HZ1CZ4_cs_i2_3_ge50_efaf_","NW","HZ1CZ4_",3,526.336995,"NA",4974.4274999999998,348.43650000000002,0.968943,0.29238199999999998,0.31574000000000002,0.48406100000000002,13129.545343,15196.791969,15196.791969,1.2122599999999999,443.87697400000002,1013.038647,0,0,0,0,0,0,0,0,43921.819046999997,52239.431385999997,52239.431385999997,2683.4887140000001,1485.6935719999999,0,0,0,0,0,0,73,3005.969454,2585.8366059999998,1257.090778,503.22145,55.334857,117.061894,"SF_2200_HZ1CZ4_cs_i2_3_ge50_efaf_","NWHZ1CZ4_3",0,0,0,69,64,74,78,1,2104.6240469999998,0,0,0,"FUR",3,15,1,0,30,0,"Crawl",0.06,300,6.8302610699999997,"Attic",0.03,80,7.76,2200,18700,200,24.98505887,2210,11.09344939,1784,30.392214490000001,0.85,91.3,91.3,91.3,91.3,0.34,0.32,0.54,40,2.7959999999999998,1,1584,160,24.80505887,0,0,"N",0,0,0.75,1,1.75,2,0.65,2151.648862,17,"Exhaust",50,1,"Standard",5,0,4.5,4.5,1,45,1.1000000000000001,120,0,0,1,4,8,0.65]
["SF_2200_HZ1CZ4_cs_i2_3_ge50_hp85_","NW","HZ1CZ4_",3,529.61481100000003,"NA",4974.4274999999998,348.43650000000002,0.968943,0.30584099999999997,0.32588299999999998,0.54010100000000005,13079.264437,15662.702326000001,5777.7818049999996,726.936915,559.63968599999998,1733.9539070000001,2060.0748050000002,2533.3304950000002,750.76931200000001,41.976100000000002,6.6680250000000001,0,128.89654400000001,268.52325300000001,43638.544779000003,51999.518734999998,39789.059106000001,31737.042984,1102.0910080000001,19596.457582999999,24939.464257,9171.3418000000001,0,0,0,73,3014.2683000000002,2581.8669749999999,1268.9757059999999,507.12624299999999,55.334857,116.997232,"SF_2200_HZ1CZ4_cs_i2_3_ge50_hp85_","NWHZ1CZ4_3",0,0,0,69,64,74,78,1,2104.6240469999998,0,0,0,"HSPF_8.5_SEER_13.0",3,15,1,0,30,0,"Crawl",0.06,300,6.8302610699999997,"Attic",0.03,80,7.76,2200,18700,200,24.98505887,2210,11.09344939,1784,30.392214490000001,0.85,91.3,91.3,91.3,91.3,0.34,0.32,0.54,40,2.7959999999999998,1,1584,160,24.80505887,0,0,"N",0,0,0.75,1,1.75,2,0.65,2151.648862,17,"Exhaust",50,1,"Standard",5,0,4.5,4.5,1,45,1.1000000000000001,120,0,0,1,4,8,0.65]
["SF_2200_HZ1CZ4_cs_i2_3_ge50_zonl_","NW","HZ1CZ4_",3,518.90103599999998,"NA",4974.4274999999998,348.43650000000002,0.968943,0.27482800000000002,0.29273100000000002,0.42324800000000001,13510.612245,13510.612245,13510.612245,9.3720000000000001E-3,394.59966400000002,900.70685800000001,0,0,0,0,0,0,0,0,44564.397347999999,44564.397347999999,44564.397347999999,95.931516000000002,1485.6935719999999,0,0,0,0,0,0,73,3006.1070930000001,2585.8560769999999,1256.530921,502.27447100000001,55.334857,117.060286,"SF_2200_HZ1CZ4_cs_i2_3_ge50_zonl_","NWHZ1CZ4_3",0,0,0,69,64,74,78,1,2104.6240469999998,0,0,0,"FUR",3,15,1,0,30,1,"Crawl",0.06,300,6.8302610699999997,"Attic",0.03,80,7.76,2200,18700,200,24.98505887,2210,11.09344939,1784,30.392214490000001,0.85,91.3,91.3,91.3,91.3,0.34,0.32,0.54,40,2.7959999999999998,1,1584,160,24.80505887,0,0,"N",0,0,0.75,1,1.75,2,0.65,2151.648862,17,"Exhaust",50,1,"Standard",5,0,4.5,4.5,1,45,1.1000000000000001,120,0,0,1,4,8,0.65]
["SF_2200_HZ1CZ4_cs_i2_3_ao60_gfnc_","NW","HZ1CZ4_",3,526.36488399999996,"NA",4974.4274999999998,348.43650000000002,0.968943,0.29252800000000001,0.31582300000000002,0.48549199999999998,13236.248076,15320.567821000001,15320.567821000001,1.2736069999999999,447.497142,1021.286281,0,0,0,0,0,0,0,0,43998.240137000001,52322.603123000001,52322.603123000001,2773.6992439999999,1485.6935719999999,0,0,0,0,0,0,73,3000.0382519999998,2546.5494279999998,959.98428999999999,0,55.334857,115.636318,"SF_2200_HZ1CZ4_cs_i2_3_ao60_gfnc_","NWHZ1CZ4_3",0,0,0,69,64,74,78,1,2104.6240469999998,0,0,0,"FUR",3,15,1,0,30,0,"Crawl",0.06,300,6.8302610699999997,"Attic",0.03,80,7.76,2200,18700,200,24.98505887,2210,11.09344939,1784,30.392214490000001,0.85,91.3,91.3,91.3,91.3,0.34,0.32,0.54,40,2.7959999999999998,1,1584,160,24.80505887,0,0,"N",0,0,0.75,1,1.75,2,0.65,2151.648862,17,"Exhaust",50,1,"Standard",5,0,4.5,4.5,1,57,1.2,120,0,0,1,4,8,0.65]
["SF_2200_HZ1CZ4_cs_i2_3_ao60_gfac_","NW","HZ1CZ4_",3,525.41295400000001,"NA",4974.4274999999998,348.43650000000002,0.968943,0.29509200000000002,0.31281399999999998,0.49113000000000001,13299.945057999999,15375.404601,15375.404601,1.277677,491.99260800000002,1024.941795,2060.6269499999999,2533.4873600000001,746.56137899999999,41.535117999999997,6.638261,0,128.92402000000001,268.58049099999999,43994.641797999997,52349.826954999997,52349.826954999997,2775.9788760000001,1637.8284000000001,19716.566197,25045.452398000001,9158.6618479999997,0,0,0,73,3010.5215459999999,2542.5199459999999,970.24059099999999,0,55.334857,115.571335,"SF_2200_HZ1CZ4_cs_i2_3_ao60_gfac_","NWHZ1CZ4_3",0,0,0,69,64,74,78,1,2104.6240469999998,0,0,0,"FHCA",3,15,1,0,30,0,"Crawl",0.06,300,6.8302610699999997,"Attic",0.03,80,7.76,2200,18700,200,24.98505887,2210,11.09344939,1784,30.392214490000001,0.85,91.3,91.3,91.3,91.3,0.34,0.32,0.54,40,2.7959999999999998,1,1584,160,24.80505887,0,0,"N",0,0,0.75,1,1.75,2,0.65,2151.648862,17,"Exhaust",50,1,"Standard",5,0,4.5,4.5,1,57,1.2,120,0,0,1,4,8,0.65]
["SF_2200_HZ1CZ4_cs_i2_3_ao60_efaf_","NW","HZ1CZ4_",3,526.36488399999996,"NA",4974.4274999999998,348.43650000000002,0.968943,0.29252800000000001,0.31582300000000002,0.48549199999999998,13236.248076,15320.567821000001,15320.567821000001,1.2736069999999999,447.497142,1021.286281,0,0,0,0,0,0,0,0,43998.240137000001,52322.603123000001,52322.603123000001,2773.6992439999999,1485.6935719999999,0,0,0,0,0,0,73,3000.0382519999998,2546.5494279999998,959.98428999999999,0,55.334857,115.636318,"SF_2200_HZ1CZ4_cs_i2_3_ao60_efaf_","NWHZ1CZ4_3",0,0,0,69,64,74,78,1,2104.6240469999998,0,0,0,"FUR",3,15,1,0,30,0,"Crawl",0.06,300,6.8302610699999997,"Attic",0.03,80,7.76,2200,18700,200,24.98505887,2210,11.09344939,1784,30.392214490000001,0.85,91.3,91.3,91.3,91.3,0.34,0.32,0.54,40,2.7959999999999998,1,1584,160,24.80505887,0,0,"N",0,0,0.75,1,1.75,2,0.65,2151.648862,17,"Exhaust",50,1,"Standard",5,0,4.5,4.5,1,57,1.2,120,0,0,1,4,8,0.65]
["SF_2200_HZ1CZ4_cs_i2_3_ao60_hp85_","NW","HZ1CZ4_",3,529.905528,"NA",4974.4274999999998,348.43650000000002,0.968943,0.30601299999999998,0.32677899999999999,0.54168400000000005,13186.852299,15787.914665,5835.3369140000004,758.02058799999998,562.84124399999996,1743.8557820000001,2061.2407520000002,2534.223853,751.258601,41.798473000000001,6.636565,0,128.961028,268.65758799999998,43716.280713,52085.078623000001,39874.615364999998,31822.601556000001,1102.0910080000001,19716.932273999999,25046.097575,9170.7955720000009,0,0,0,73,3010.5605989999999,2542.5771519999998,970.25094100000001,0,55.334857,115.571478,"SF_2200_HZ1CZ4_cs_i2_3_ao60_hp85_","NWHZ1CZ4_3",0,0,0,69,64,74,78,1,2104.6240469999998,0,0,0,"HSPF_8.5_SEER_13.0",3,15,1,0,30,0,"Crawl",0.06,300,6.8302610699999997,"Attic",0.03,80,7.76,2200,18700,200,24.98505887,2210,11.09344939,1784,30.392214490000001,0.85,91.3,91.3,91.3,91.3,0.34,0.32,0.54,40,2.7959999999999998,1,1584,160,24.80505887,0,0,"N",0,0,0.75,1,1.75,2,0.65,2151.648862,17,"Exhaust",50,1,"Standard",5,0,4.5,4.5,1,57,1.2,120,0,0,1,4,8,0.65]
["SF_2200_HZ1CZ4_cs_i2_3_ao60_zonl_","NW","HZ1CZ4_",3,518.87737800000002,"NA",4974.4274999999998,348.43650000000002,0.968943,0.27483000000000002,0.292655,0.42325000000000002,13620.311213999999,13620.311213999999,13620.311213999999,1.3745E-2,397.80935799999997,908.01983099999995,0,0,0,0,0,0,0,0,44643.340020000003,44643.340020000003,44643.340020000003,140.69423499999999,1485.6935719999999,0,0,0,0,0,0,73,2999.9453749999998,2546.3404190000001,959.99182399999995,0,55.334857,115.63554499999999,"SF_2200_HZ1CZ4_cs_i2_3_ao60_zonl_","NWHZ1CZ4_3",0,0,0,69,64,74,78,1,2104.6240469999998,0,0,0,"FUR",3,15,1,0,30,1,"Crawl",0.06,300,6.8302610699999997,"Attic",0.03,80,7.76,2200,18700,200,24.98505887,2210,11.09344939,1784,30.392214490000001,0.85,91.3,91.3,91.3,91.3,0.34,0.32,0.54,40,2.7959999999999998,1,1584,160,24.80505887,0,0,"N",0,0,0.75,1,1.75,2,0.65,2151.648862,17,"Exhaust",50,1,"Standard",5,0,4.5,4.5,1,57,1.2,120,0,0,1,4,8,0.65]
["SF_2200_HZ1CZ4_cs_i2_3_ao80_gfnc_","NW","HZ1CZ4_",3,526.32999500000005,"NA",4974.4274999999998,348.43650000000002,0.968943,0.29253099999999999,0.31572499999999998,0.48555100000000001,13241.128805,15326.044979,15326.044979,1.2427980000000001,447.65762699999999,1021.6534789999999,0,0,0,0,0,0,0,0,44003.948069999999,52329.164466000002,52329.164466000002,2781.1563900000001,1485.6935719999999,0,0,0,0,0,0,73,3018.5315700000001,2576.4686750000001,975.75786500000004,0,55.334857,116.338284,"SF_2200_HZ1CZ4_cs_i2_3_ao80_gfnc_","NWHZ1CZ4_3",0,0,0,69,64,74,78,1,2104.6240469999998,0,0,0,"FUR",3,15,1,0,30,0,"Crawl",0.06,300,6.8302610699999997,"Attic",0.03,80,7.76,2200,18700,200,24.98505887,2210,11.09344939,1784,30.392214490000001,0.85,91.3,91.3,91.3,91.3,0.34,0.32,0.54,40,2.7959999999999998,1,1584,160,24.80505887,0,0,"N",0,0,0.75,1,1.75,2,0.65,2151.648862,17,"Exhaust",50,1,"Standard",5,0,4.5,4.5,1,75,1.2,120,0,0,1,4,8,0.65]
["SF_2200_HZ1CZ4_cs_i2_3_ao80_gfac_","NW","HZ1CZ4_",3,524.93472899999995,"NA",4974.4274999999998,348.43650000000002,0.968943,0.29507299999999997,0.311386,0.49119800000000002,13302.35788,15378.085080000001,15378.085080000001,1.2469349999999999,492.07937099999998,1025.122543,2061.7845349999998,2534.3846870000002,746.67848500000002,41.494104999999998,6.632339,0,128.96597299999999,268.66789,44000.366461999998,52356.419700999999,52356.419700999999,2783.4695149999998,1637.8284000000001,19775.875900999999,25129.288056000001,9233.3285899999992,0,0,0,73,3029.9632449999999,2573.3959920000002,986.57672500000001,0,55.334857,116.28028,"SF_2200_HZ1CZ4_cs_i2_3_ao80_gfac_","NWHZ1CZ4_3",0,0,0,69,64,74,78,1,2104.6240469999998,0,0,0,"FHCA",3,15,1,0,30,0,"Crawl",0.06,300,6.8302610699999997,"Attic",0.03,80,7.76,2200,18700,200,24.98505887,2210,11.09344939,1784,30.392214490000001,0.85,91.3,91.3,91.3,91.3,0.34,0.32,0.54,40,2.7959999999999998,1,1584,160,24.80505887,0,0,"N",0,0,0.75,1,1.75,2,0.65,2151.648862,17,"Exhaust",50,1,"Standard",5,0,4.5,4.5,1,75,1.2,120,0,0,1,4,8,0.65]
["SF_2200_HZ1CZ4_cs_i2_3_ao80_efaf_","NW","HZ1CZ4_",3,526.32999500000005,"NA",4974.4274999999998,348.43650000000002,0.968943,0.29253099999999999,0.31572499999999998,0.48555100000000001,13241.128805,15326.044979,15326.044979,1.2427980000000001,447.65762699999999,1021.6534789999999,0,0,0,0,0,0,0,0,44003.948069999999,52329.164466000002,52329.164466000002,2781.1563900000001,1485.6935719999999,0,0,0,0,0,0,73,3018.5315700000001,2576.4686750000001,975.75786500000004,0,55.334857,116.338284,"SF_2200_HZ1CZ4_cs_i2_3_ao80_efaf_","NWHZ1CZ4_3",0,0,0,69,64,74,78,1,2104.6240469999998,0,0,0,"FUR",3,15,1,0,30,0,"Crawl",0.06,300,6.8302610699999997,"Attic",0.03,80,7.76,2200,18700,200,24.98505887,2210,11.09344939,1784,30.392214490000001,0.85,91.3,91.3,91.3,91.3,0.34,0.32,0.54,40,2.7959999999999998,1,1584,160,24.80505887,0,0,"N",0,0,0.75,1,1.75,2,0.65,2151.648862,17,"Exhaust",50,1,"Standard",5,0,4.5,4.5,1,75,1.2,120,0,0,1,4,8,0.65]
["SF_2200_HZ1CZ4_cs_i2_3_ao80_hp85_","NW","HZ1CZ4_",3,529.38983299999995,"NA",4974.4274999999998,348.43650000000002,0.968943,0.30599700000000002,0.325241,0.54190799999999995,13189.156088,15790.851089,5834.5715419999997,755.27635699999996,563.06309599999997,1744.5443760000001,2062.4129819999998,2535.1293879999998,751.38082399999996,41.755045000000003,6.6303590000000003,0,129.00346099999999,268.74598700000001,43720.052626999997,52089.394252999999,39878.930515,31826.917012999998,1102.0910080000001,19776.231947,25129.920545000001,9245.485686,0,0,0,73,3030.003839,2573.4544729999998,986.58854299999996,0,55.334857,116.28043700000001,"SF_2200_HZ1CZ4_cs_i2_3_ao80_hp85_","NWHZ1CZ4_3",0,0,0,69,64,74,78,1,2104.6240469999998,0,0,0,"HSPF_8.5_SEER_13.0",3,15,1,0,30,0,"Crawl",0.06,300,6.8302610699999997,"Attic",0.03,80,7.76,2200,18700,200,24.98505887,2210,11.09344939,1784,30.392214490000001,0.85,91.3,91.3,91.3,91.3,0.34,0.32,0.54,40,2.7959999999999998,1,1584,160,24.80505887,0,0,"N",0,0,0.75,1,1.75,2,0.65,2151.648862,17,"Exhaust",50,1,"Standard",5,0,4.5,4.5,1,75,1.2,120,0,0,1,4,8,0.65]
["SF_2200_HZ1CZ4_cs_i2_3_ao80_zonl_","NW","HZ1CZ4_",3,518.85595499999999,"NA",4974.4274999999998,348.43650000000002,0.968943,0.27482800000000002,0.292597,0.42325000000000002,13625.325059999999,13625.325059999999,13625.325059999999,1.4012E-2,397.95515,908.35406999999998,0,0,0,0,0,0,0,0,44645.352782000002,44645.352782000002,44645.352782000002,143.42492300000001,1485.6935719999999,0,0,0,0,0,0,73,3018.662057,2576.4828280000002,975.85842300000002,0,55.334857,116.33780400000001,"SF_2200_HZ1CZ4_cs_i2_3_ao80_zonl_","NWHZ1CZ4_3",0,0,0,69,64,74,78,1,2104.6240469999998,0,0,0,"FUR",3,15,1,0,30,1,"Crawl",0.06,300,6.8302610699999997,"Attic",0.03,80,7.76,2200,18700,200,24.98505887,2210,11.09344939,1784,30.392214490000001,0.85,91.3,91.3,91.3,91.3,0.34,0.32,0.54,40,2.7959999999999998,1,1584,160,24.80505887,0,0,"N",0,0,0.75,1,1.75,2,0.65,2151.648862,17,"Exhaust",50,1,"Standard",5,0,4.5,4.5,1,75,1.2,120,0,0,1,4,8,0.65]
["SF_2200_HZ1CZ4_cs_i2_4_ge50_gfnc_","NW","HZ1CZ4_",3,526.35424999999998,"NA",4974.4274999999998,348.43650000000002,0.968943,0.29226799999999997,0.31578299999999998,0.48384100000000002,13050.119176,15104.099974999999,15104.099974999999,1.127313,441.173429,1006.8648439999999,0,0,0,0,0,0,0,0,44178.701440999997,52580.671322000002,52580.671322000002,2447.6124009999999,1485.6935719999999,0,0,0,0,0,0,73,3554.7987699999999,3140.6686279999999,1965.69685,1294.312711,55.334857,116.960639,"SF_2200_HZ1CZ4_cs_i2_4_ge50_gfnc_","NWHZ1CZ4_3",0,0,0,69,64,74,78,1,2104.6240469999998,0,0,0,"FUR",3,15,1,0,30,0,"Crawl",0.06,300,6.8302610699999997,"Attic",0.03,80,7.76,2200,18700,200,24.98505887,2210,11.09344939,1784,30.392214490000001,0.85,91.3,91.3,91.3,91.3,0.34,0.32,0.54,40,2.7959999999999998,1,1584,160,24.80505887,0,0,"N",0,0,0.75,1,1.75,2,0.65,2151.648862,17,"Exhaust",50,1,"Standard",5,0,4.5,4.5,1,45,1.1000000000000001,120,0,0,1,4,9,0.65]
["SF_2200_HZ1CZ4_cs_i2_4_ge50_gfac_","NW","HZ1CZ4_",3,525.05703000000005,"NA",4974.4274999999998,348.43650000000002,0.968943,0.29481600000000002,0.311726,0.48929899999999998,13111.643228000001,15156.672920999999,15156.672920999999,1.1314340000000001,484.99758200000002,1010.369433,2056.8803429999998,2528.9923720000002,744.63414399999999,41.855080999999998,6.7105569999999997,0,128.65891300000001,268.02820800000001,44175.030733,52608.970280000001,52608.970280000001,2450.6656830000002,1637.8284000000001,19684.120724,24960.164406,9125.9845320000004,0,0,0,73,3560.6657230000001,3134.541725,1986.0143029999999,1311.838868,55.334857,116.89490499999999,"SF_2200_HZ1CZ4_cs_i2_4_ge50_gfac_","NWHZ1CZ4_3",0,0,0,69,64,74,78,1,2104.6240469999998,0,0,0,"FHCA",3,15,1,0,30,0,"Crawl",0.06,300,6.8302610699999997,"Attic",0.03,80,7.76,2200,18700,200,24.98505887,2210,11.09344939,1784,30.392214490000001,0.85,91.3,91.3,91.3,91.3,0.34,0.32,0.54,40,2.7959999999999998,1,1584,160,24.80505887,0,0,"N",0,0,0.75,1,1.75,2,0.65,2151.648862,17,"Exhaust",50,1,"Standard",5,0,4.5,4.5,1,45,1.1000000000000001,120,0,0,1,4,9,0.65]
["SF_2200_HZ1CZ4_cs_i2_4_ge50_efaf_","NW","HZ1CZ4_",3,526.35424999999998,"NA",4974.4274999999998,348.43650000000002,0.968943,0.29226799999999997,0.31578299999999998,0.48384100000000002,13050.119176,15104.099974999999,15104.099974999999,1.127313,441.173429,1006.8648439999999,0,0,0,0,0,0,0,0,44178.701440999997,52580.671322000002,52580.671322000002,2447.6124009999999,1485.6935719999999,0,0,0,0,0,0,73,3554.7987699999999,3140.6686279999999,1965.69685,1294.312711,55.334857,116.960639,"SF_2200_HZ1CZ4_cs_i2_4_ge50_efaf_","NWHZ1CZ4_3",0,0,0,69,64,74,78,1,2104.6240469999998,0,0,0,"FUR",3,15,1,0,30,0,"Crawl",0.06,300,6.8302610699999997,"Attic",0.03,80,7.76,2200,18700,200,24.98505887,2210,11.09344939,1784,30.392214490000001,0.85,91.3,91.3,91.3,91.3,0.34,0.32,0.54,40,2.7959999999999998,1,1584,160,24.80505887,0,0,"N",0,0,0.75,1,1.75,2,0.65,2151.648862,17,"Exhaust",50,1,"Standard",5,0,4.5,4.5,1,45,1.1000000000000001,120,0,0,1,4,9,0.65]
["SF_2200_HZ1CZ4_cs_i2_4_ge50_hp85_","NW","HZ1CZ4_",3,529.50307799999996,"NA",4974.4274999999998,348.43650000000002,0.968943,0.30570900000000001,0.32555200000000001,0.53992099999999998,12998.616180999999,15568.14831,5730.5185140000003,698.49431000000004,557.24664399999995,1726.553277,2057.4976190000002,2529.7375499999998,749.35843599999998,42.124752999999998,6.7090839999999998,0,128.69629800000001,268.10608999999999,43887.720720999998,52289.086480999998,40077.483079999998,32026.131590000001,1102.0910080000001,19684.387205999999,24960.637881999999,9138.4048590000002,0,0,0,73,3560.6841939999999,3134.5751519999999,1985.9665070000001,1311.768824,55.334857,116.89487800000001,"SF_2200_HZ1CZ4_cs_i2_4_ge50_hp85_","NWHZ1CZ4_3",0,0,0,69,64,74,78,1,2104.6240469999998,0,0,0,"HSPF_8.5_SEER_13.0",3,15,1,0,30,0,"Crawl",0.06,300,6.8302610699999997,"Attic",0.03,80,7.76,2200,18700,200,24.98505887,2210,11.09344939,1784,30.392214490000001,0.85,91.3,91.3,91.3,91.3,0.34,0.32,0.54,40,2.7959999999999998,1,1584,160,24.80505887,0,0,"N",0,0,0.75,1,1.75,2,0.65,2151.648862,17,"Exhaust",50,1,"Standard",5,0,4.5,4.5,1,45,1.1000000000000001,120,0,0,1,4,9,0.65]
["SF_2200_HZ1CZ4_cs_i2_4_ge50_zonl_","NW","HZ1CZ4_",3,518.95943299999999,"NA",4974.4274999999998,348.43650000000002,0.968943,0.27482600000000001,0.29290300000000002,0.42324800000000001,13428.819732,13428.819732,13428.819732,0,392.21223300000003,895.25464899999997,0,0,0,0,0,0,0,0,44828.630408999998,44828.630408999998,44828.630408999998,0,1485.6935719999999,0,0,0,0,0,0,73,3554.573664,3140.3484159999998,1965.6513649999999,1294.2924929999999,55.334857,116.96011799999999,"SF_2200_HZ1CZ4_cs_i2_4_ge50_zonl_","NWHZ1CZ4_3",0,0,0,69,64,74,78,1,2104.6240469999998,0,0,0,"FUR",3,15,1,0,30,1,"Crawl",0.06,300,6.8302610699999997,"Attic",0.03,80,7.76,2200,18700,200,24.98505887,2210,11.09344939,1784,30.392214490000001,0.85,91.3,91.3,91.3,91.3,0.34,0.32,0.54,40,2.7959999999999998,1,1584,160,24.80505887,0,0,"N",0,0,0.75,1,1.75,2,0.65,2151.648862,17,"Exhaust",50,1,"Standard",5,0,4.5,4.5,1,45,1.1000000000000001,120,0,0,1,4,9,0.65]
["SF_2200_HZ1CZ4_cs_i2_4_ao60_gfnc_","NW","HZ1CZ4_",3,526.08093199999996,"NA",4974.4274999999998,348.43650000000002,0.968943,0.29261100000000001,0.31497000000000003,0.48524899999999999,13370.00504,15473.467406,15473.467406,1.3180229999999999,451.94091300000002,1031.4766259999999,0,0,0,0,0,0,0,0,43921.286010999997,52234.124694999999,52234.124694999999,2679.7751130000001,1485.6935719999999,0,0,0,0,0,0,73,3575.6039460000002,3124.0728629999999,1148.648244,31.404264999999999,55.334857,114.779839,"SF_2200_HZ1CZ4_cs_i2_4_ao60_gfnc_","NWHZ1CZ4_3",0,0,0,69,64,74,78,1,2104.6240469999998,0,0,0,"FUR",3,15,1,0,30,0,"Crawl",0.06,300,6.8302610699999997,"Attic",0.03,80,7.76,2200,18700,200,24.98505887,2210,11.09344939,1784,30.392214490000001,0.85,91.3,91.3,91.3,91.3,0.34,0.32,0.54,40,2.7959999999999998,1,1584,160,24.80505887,0,0,"N",0,0,0.75,1,1.75,2,0.65,2151.648862,17,"Exhaust",50,1,"Standard",5,0,4.5,4.5,1,57,1.2,120,0,0,1,4,9,0.65]
["SF_2200_HZ1CZ4_cs_i2_4_ao60_gfac_","NW","HZ1CZ4_",3,524.33010300000001,"NA",4974.4274999999998,348.43650000000002,0.968943,0.29521900000000001,0.309535,0.49084899999999998,13442.510461,15537.940850000001,15537.940850000001,1.322648,497.19254699999999,1035.774547,2057.232931,2527.421949,745.20338500000003,41.167974999999998,6.6110720000000001,0,128.65427299999999,268.01854100000003,43917.597304000003,52261.662151999997,52261.662151999997,2682.3767039999998,1637.8284000000001,19775.766939000001,25127.59892,9231.5431540000009,0,0,0,73,3587.4259729999999,3120.8950289999998,1159.508204,31.404266,55.334857,114.751852,"SF_2200_HZ1CZ4_cs_i2_4_ao60_gfac_","NWHZ1CZ4_3",0,0,0,69,64,74,78,1,2104.6240469999998,0,0,0,"FHCA",3,15,1,0,30,0,"Crawl",0.06,300,6.8302610699999997,"Attic",0.03,80,7.76,2200,18700,200,24.98505887,2210,11.09344939,1784,30.392214490000001,0.85,91.3,91.3,91.3,91.3,0.34,0.32,0.54,40,2.7959999999999998,1,1584,160,24.80505887,0,0,"N",0,0,0.75,1,1.75,2,0.65,2151.648862,17,"Exhaust",50,1,"Standard",5,0,4.5,4.5,1,57,1.2,120,0,0,1,4,9,0.65]
["SF_2200_HZ1CZ4_cs_i2_4_ao60_efaf_","NW","HZ1CZ4_",3,526.08093199999996,"NA",4974.4274999999998,348.43650000000002,0.968943,0.29261100000000001,0.31497000000000003,0.48524899999999999,13370.00504,15473.467406,15473.467406,1.3180229999999999,451.94091300000002,1031.4766259999999,0,0,0,0,0,0,0,0,43921.286010999997,52234.124694999999,52234.124694999999,2679.7751130000001,1485.6935719999999,0,0,0,0,0,0,73,3575.6039460000002,3124.0728629999999,1148.648244,31.404264999999999,55.334857,114.779839,"SF_2200_HZ1CZ4_cs_i2_4_ao60_efaf_","NWHZ1CZ4_3",0,0,0,69,64,74,78,1,2104.6240469999998,0,0,0,"FUR",3,15,1,0,30,0,"Crawl",0.06,300,6.8302610699999997,"Attic",0.03,80,7.76,2200,18700,200,24.98505887,2210,11.09344939,1784,30.392214490000001,0.85,91.3,91.3,91.3,91.3,0.34,0.32,0.54,40,2.7959999999999998,1,1584,160,24.80505887,0,0,"N",0,0,0.75,1,1.75,2,0.65,2151.648862,17,"Exhaust",50,1,"Standard",5,0,4.5,4.5,1,57,1.2,120,0,0,1,4,9,0.65]
["SF_2200_HZ1CZ4_cs_i2_4_ao60_hp85_","NW","HZ1CZ4_",3,528.68496600000003,"NA",4974.4274999999998,348.43650000000002,0.968943,0.30615100000000001,0.32307900000000001,0.54054899999999995,13329.434321000001,15950.377275000001,5905.2258680000004,790.71079699999996,566.91949799999998,1756.4593970000001,2057.8566089999999,2528.1614979999999,749.87679900000001,41.426316999999997,6.6090540000000004,0,128.69152600000001,268.09614900000003,43636.097161999998,51991.800886999998,39780.051657000004,31728.792150000001,1102.0910080000001,19776.143728999999,25128.259135,9243.7036110000008,0,0,0,73,3587.4154739999999,3120.9028990000002,1159.4981769999999,31.404163,55.334857,114.751937,"SF_2200_HZ1CZ4_cs_i2_4_ao60_hp85_","NWHZ1CZ4_3",0,0,0,69,64,74,78,1,2104.6240469999998,0,0,0,"HSPF_8.5_SEER_13.0",3,15,1,0,30,0,"Crawl",0.06,300,6.8302610699999997,"Attic",0.03,80,7.76,2200,18700,200,24.98505887,2210,11.09344939,1784,30.392214490000001,0.85,91.3,91.3,91.3,91.3,0.34,0.32,0.54,40,2.7959999999999998,1,1584,160,24.80505887,0,0,"N",0,0,0.75,1,1.75,2,0.65,2151.648862,17,"Exhaust",50,1,"Standard",5,0,4.5,4.5,1,57,1.2,120,0,0,1,4,9,0.65]
["SF_2200_HZ1CZ4_cs_i2_4_ao60_zonl_","NW","HZ1CZ4_",3,518.567995,"NA",4974.4274999999998,348.43650000000002,0.968943,0.27473999999999998,0.29172399999999998,0.42325000000000002,13757.290348,13757.290348,13757.290348,1.8995000000000001E-2,401.79078900000002,917.15142400000002,0,0,0,0,0,0,0,0,44572.516625999997,44572.516625999997,44572.516625999997,194.43053900000001,1485.6935719999999,0,0,0,0,0,0,73,3575.6360169999998,3123.9880459999999,1148.709382,31.402856,55.334857,114.779203,"SF_2200_HZ1CZ4_cs_i2_4_ao60_zonl_","NWHZ1CZ4_3",0,0,0,69,64,74,78,1,2104.6240469999998,0,0,0,"FUR",3,15,1,0,30,1,"Crawl",0.06,300,6.8302610699999997,"Attic",0.03,80,7.76,2200,18700,200,24.98505887,2210,11.09344939,1784,30.392214490000001,0.85,91.3,91.3,91.3,91.3,0.34,0.32,0.54,40,2.7959999999999998,1,1584,160,24.80505887,0,0,"N",0,0,0.75,1,1.75,2,0.65,2151.648862,17,"Exhaust",50,1,"Standard",5,0,4.5,4.5,1,57,1.2,120,0,0,1,4,9,0.65]
["SF_2200_HZ1CZ4_cs_i2_4_ao80_gfnc_","NW","HZ1CZ4_",3,526.09292800000003,"NA",4974.4274999999998,348.43650000000002,0.968943,0.292709,0.31501200000000001,0.48529899999999998,13396.481083999999,15503.984875,15503.984875,1.2719069999999999,452.82462099999998,1033.5141980000001,0,0,0,0,0,0,0,0,43902.989200000004,52222.330475000002,52222.330475000002,2671.1801209999999,1485.6935719999999,0,0,0,0,0,0,73,3610.3901190000001,3168.3085449999999,1160.131337,5.1944359999999996,55.334857,115.52461099999999,"SF_2200_HZ1CZ4_cs_i2_4_ao80_gfnc_","NWHZ1CZ4_3",0,0,0,69,64,74,78,1,2104.6240469999998,0,0,0,"FUR",3,15,1,0,30,0,"Crawl",0.06,300,6.8302610699999997,"Attic",0.03,80,7.76,2200,18700,200,24.98505887,2210,11.09344939,1784,30.392214490000001,0.85,91.3,91.3,91.3,91.3,0.34,0.32,0.54,40,2.7959999999999998,1,1584,160,24.80505887,0,0,"N",0,0,0.75,1,1.75,2,0.65,2151.648862,17,"Exhaust",50,1,"Standard",5,0,4.5,4.5,1,75,1.2,120,0,0,1,4,9,0.65]
["SF_2200_HZ1CZ4_cs_i2_4_ao80_gfac_","NW","HZ1CZ4_",3,524.27899000000002,"NA",4974.4274999999998,348.43650000000002,0.968943,0.295321,0.309365,0.49090600000000001,13472.612325,15572.494978000001,15572.494978000001,1.2764850000000001,498.299802,1038.0812330000001,2066.3952140000001,2537.5444699999998,747.85132599999997,41.216101000000002,6.5738139999999996,0,129.15410499999999,269.05981500000001,43899.302946000003,52249.880818999998,52249.880818999998,2673.7998170000001,1637.8284000000001,19770.628852000002,25121.651114,9230.9126820000001,0,0,0,73,3620.99235,3164.6158690000002,1169.645671,5.1944359999999996,55.334857,115.46559999999999,"SF_2200_HZ1CZ4_cs_i2_4_ao80_gfac_","NWHZ1CZ4_3",0,0,0,69,64,74,78,1,2104.6240469999998,0,0,0,"FHCA",3,15,1,0,30,0,"Crawl",0.06,300,6.8302610699999997,"Attic",0.03,80,7.76,2200,18700,200,24.98505887,2210,11.09344939,1784,30.392214490000001,0.85,91.3,91.3,91.3,91.3,0.34,0.32,0.54,40,2.7959999999999998,1,1584,160,24.80505887,0,0,"N",0,0,0.75,1,1.75,2,0.65,2151.648862,17,"Exhaust",50,1,"Standard",5,0,4.5,4.5,1,75,1.2,120,0,0,1,4,9,0.65]
["SF_2200_HZ1CZ4_cs_i2_4_ao80_efaf_","NW","HZ1CZ4_",3,526.09292800000003,"NA",4974.4274999999998,348.43650000000002,0.968943,0.292709,0.31501200000000001,0.48529899999999998,13396.481083999999,15503.984875,15503.984875,1.2719069999999999,452.82462099999998,1033.5141980000001,0,0,0,0,0,0,0,0,43902.989200000004,52222.330475000002,52222.330475000002,2671.1801209999999,1485.6935719999999,0,0,0,0,0,0,73,3610.3901190000001,3168.3085449999999,1160.131337,5.1944359999999996,55.334857,115.52461099999999,"SF_2200_HZ1CZ4_cs_i2_4_ao80_efaf_","NWHZ1CZ4_3",0,0,0,69,64,74,78,1,2104.6240469999998,0,0,0,"FUR",3,15,1,0,30,0,"Crawl",0.06,300,6.8302610699999997,"Attic",0.03,80,7.76,2200,18700,200,24.98505887,2210,11.09344939,1784,30.392214490000001,0.85,91.3,91.3,91.3,91.3,0.34,0.32,0.54,40,2.7959999999999998,1,1584,160,24.80505887,0,0,"N",0,0,0.75,1,1.75,2,0.65,2151.648862,17,"Exhaust",50,1,"Standard",5,0,4.5,4.5,1,75,1.2,120,0,0,1,4,9,0.65]
["SF_2200_HZ1CZ4_cs_i2_4_ao80_hp85_","NW","HZ1CZ4_",3,528.63673600000004,"NA",4974.4274999999998,348.43650000000002,0.968943,0.30627300000000002,0.32291500000000001,0.54054999999999997,13359.475023000001,15985.61722,5916.6719080000003,793.00495000000001,568.04150100000004,1759.932288,2067.025142,2538.28827,752.53802199999996,41.473232000000003,6.5716489999999999,0,129.19159400000001,269.13791300000003,43617.806334000001,51980.067274000001,39768.317126000002,31717.058205000001,1102.0910080000001,19771.008132999999,25122.315443,9243.0705190000008,0,0,0,73,3621.0174019999999,3164.6592390000001,1169.651719,5.1944249999999998,55.334857,115.46574099999999,"SF_2200_HZ1CZ4_cs_i2_4_ao80_hp85_","NWHZ1CZ4_3",0,0,0,69,64,74,78,1,2104.6240469999998,0,0,0,"HSPF_8.5_SEER_13.0",3,15,1,0,30,0,"Crawl",0.06,300,6.8302610699999997,"Attic",0.03,80,7.76,2200,18700,200,24.98505887,2210,11.09344939,1784,30.392214490000001,0.85,91.3,91.3,91.3,91.3,0.34,0.32,0.54,40,2.7959999999999998,1,1584,160,24.80505887,0,0,"N",0,0,0.75,1,1.75,2,0.65,2151.648862,17,"Exhaust",50,1,"Standard",5,0,4.5,4.5,1,75,1.2,120,0,0,1,4,9,0.65]
["SF_2200_HZ1CZ4_cs_i2_4_ao80_zonl_","NW","HZ1CZ4_",3,518.596227,"NA",4974.4274999999998,348.43650000000002,0.968943,0.27480100000000002,0.29181099999999999,0.42325000000000002,13784.333176,13784.333176,13784.333176,1.8242999999999999E-2,402.57259599999998,918.95432900000003,0,0,0,0,0,0,0,0,44554.079019999997,44554.079019999997,44554.079019999997,186.73849300000001,1485.6935719999999,0,0,0,0,0,0,73,3610.4360999999999,3168.235592,1160.1785829999999,5.1944629999999998,55.334857,115.52399800000001,"SF_2200_HZ1CZ4_cs_i2_4_ao80_zonl_","NWHZ1CZ4_3",0,0,0,69,64,74,78,1,2104.6240469999998,0,0,0,"FUR",3,15,1,0,30,1,"Crawl",0.06,300,6.8302610699999997,"Attic",0.03,80,7.76,2200,18700,200,24.98505887,2210,11.09344939,1784,30.392214490000001,0.85,91.3,91.3,91.3,91.3,0.34,0.32,0.54,40,2.7959999999999998,1,1584,160,24.80505887,0,0,"N",0,0,0.75,1,1.75,2,0.65,2151.648862,17,"Exhaust",50,1,"Standard",5,0,4.5,4.5,1,75,1.2,120,0,0,1,4,9,0.65]
["SF_2200_HZ1CZ4_cs_i2_5_ge50_gfnc_","NW","HZ1CZ4_",3,526.11222299999997,"NA",4974.4274999999998,348.43650000000002,0.968943,0.29200700000000002,0.31505899999999998,0.48469200000000001,13093.369466,15153.062029999999,15153.062029999999,1.056848,442.58686399999999,1010.133679,0,0,0,0,0,0,0,0,43725.487015999999,52041.147355000001,52041.147355000001,2484.413732,1485.6935719999999,0,0,0,0,0,0,73,5096.3696319999999,4685.798976,3276.7780280000002,2517.698586,55.334857,117.690562,"SF_2200_HZ1CZ4_cs_i2_5_ge50_gfnc_","NWHZ1CZ4_3",0,0,0,69,64,74,78,1,2104.6240469999998,0,0,0,"FUR",3,15,1,0,30,0,"Crawl",0.06,300,6.8302610699999997,"Attic",0.03,80,7.76,2200,18700,200,24.98505887,2210,11.09344939,1784,30.392214490000001,0.85,91.3,91.3,91.3,91.3,0.34,0.32,0.54,40,2.7959999999999998,1,1584,160,24.80505887,0,0,"N",0,0,0.75,1,1.75,2,0.65,2151.648862,17,"Exhaust",50,1,"Standard",5,0,4.5,4.5,1,45,1.1000000000000001,120,0,0,1,4,10,0.65]
["SF_2200_HZ1CZ4_cs_i2_5_ge50_gfac_","NW","HZ1CZ4_",3,525.06149900000003,"NA",4974.4274999999998,348.43650000000002,0.968943,0.29462699999999997,0.31174000000000002,0.490257,13153.340253,15203.732056999999,15203.732056999999,1.0604690000000001,486.505809,1013.511439,2001.9547700000001,2463.8859819999998,727.71161600000005,40.624412,6.6836539999999998,0,125.457472,261.35881699999999,43721.899166000003,52069.137659,52069.137659,2487.4415210000002,1637.8284000000001,19752.47651,25027.971246000001,9184.5631649999996,0,0,0,73,5103.3249599999999,4680.9646300000004,3298.784956,2533.8772279999998,55.334857,117.64659,"SF_2200_HZ1CZ4_cs_i2_5_ge50_gfac_","NWHZ1CZ4_3",0,0,0,69,64,74,78,1,2104.6240469999998,0,0,0,"FHCA",3,15,1,0,30,0,"Crawl",0.06,300,6.8302610699999997,"Attic",0.03,80,7.76,2200,18700,200,24.98505887,2210,11.09344939,1784,30.392214490000001,0.85,91.3,91.3,91.3,91.3,0.34,0.32,0.54,40,2.7959999999999998,1,1584,160,24.80505887,0,0,"N",0,0,0.75,1,1.75,2,0.65,2151.648862,17,"Exhaust",50,1,"Standard",5,0,4.5,4.5,1,45,1.1000000000000001,120,0,0,1,4,10,0.65]
["SF_2200_HZ1CZ4_cs_i2_5_ge50_efaf_","NW","HZ1CZ4_",3,526.11222299999997,"NA",4974.4274999999998,348.43650000000002,0.968943,0.29200700000000002,0.31505899999999998,0.48469200000000001,13093.369466,15153.062029999999,15153.062029999999,1.056848,442.58686399999999,1010.133679,0,0,0,0,0,0,0,0,43725.487015999999,52041.147355000001,52041.147355000001,2484.413732,1485.6935719999999,0,0,0,0,0,0,73,5096.3696319999999,4685.798976,3276.7780280000002,2517.698586,55.334857,117.690562,"SF_2200_HZ1CZ4_cs_i2_5_ge50_efaf_","NWHZ1CZ4_3",0,0,0,69,64,74,78,1,2104.6240469999998,0,0,0,"FUR",3,15,1,0,30,0,"Crawl",0.06,300,6.8302610699999997,"Attic",0.03,80,7.76,2200,18700,200,24.98505887,2210,11.09344939,1784,30.392214490000001,0.85,91.3,91.3,91.3,91.3,0.34,0.32,0.54,40,2.7959999999999998,1,1584,160,24.80505887,0,0,"N",0,0,0.75,1,1.75,2,0.65,2151.648862,17,"Exhaust",50,1,"Standard",5,0,4.5,4.5,1,45,1.1000000000000001,120,0,0,1,4,10,0.65]
["SF_2200_HZ1CZ4_cs_i2_5_ge50_hp85_","NW","HZ1CZ4_",3,529.531296,"NA",4974.4274999999998,348.43650000000002,0.968943,0.30557400000000001,0.32563900000000001,0.54151700000000003,13039.787861999999,15616.7991,5735.1066019999998,682.73568599999999,559.27520300000003,1732.8219099999999,2002.56951,2464.6101119999998,732.304531,40.879365999999997,6.6813750000000001,0,125.493996,261.43490600000001,43437.902922000001,51795.121814999999,39583.375830999998,31532.114258000001,1102.0910080000001,19752.738495000001,25028.587170999999,9196.8790310000004,0,0,0,73,5103.3497660000003,4681.0042350000003,3298.7832290000001,2533.8689589999999,55.334857,117.646659,"SF_2200_HZ1CZ4_cs_i2_5_ge50_hp85_","NWHZ1CZ4_3",0,0,0,69,64,74,78,1,2104.6240469999998,0,0,0,"HSPF_8.5_SEER_13.0",3,15,1,0,30,0,"Crawl",0.06,300,6.8302610699999997,"Attic",0.03,80,7.76,2200,18700,200,24.98505887,2210,11.09344939,1784,30.392214490000001,0.85,91.3,91.3,91.3,91.3,0.34,0.32,0.54,40,2.7959999999999998,1,1584,160,24.80505887,0,0,"N",0,0,0.75,1,1.75,2,0.65,2151.648862,17,"Exhaust",50,1,"Standard",5,0,4.5,4.5,1,45,1.1000000000000001,120,0,0,1,4,10,0.65]
["SF_2200_HZ1CZ4_cs_i2_5_ge50_zonl_","NW","HZ1CZ4_",3,518.71314700000005,"NA",4974.4274999999998,348.43650000000002,0.968943,0.27450999999999998,0.29215999999999998,0.42324800000000001,13473.024606000001,13473.024606000001,13473.024606000001,0,393.48648200000002,898.20164,0,0,0,0,0,0,0,0,44366.725813999998,44366.725813999998,44366.725813999998,0,1485.6935719999999,0,0,0,0,0,0,73,5096.4875830000001,4685.8219859999999,3276.909521,2517.7722239999998,55.334857,117.690234,"SF_2200_HZ1CZ4_cs_i2_5_ge50_zonl_","NWHZ1CZ4_3",0,0,0,69,64,74,78,1,2104.6240469999998,0,0,0,"FUR",3,15,1,0,30,1,"Crawl",0.06,300,6.8302610699999997,"Attic",0.03,80,7.76,2200,18700,200,24.98505887,2210,11.09344939,1784,30.392214490000001,0.85,91.3,91.3,91.3,91.3,0.34,0.32,0.54,40,2.7959999999999998,1,1584,160,24.80505887,0,0,"N",0,0,0.75,1,1.75,2,0.65,2151.648862,17,"Exhaust",50,1,"Standard",5,0,4.5,4.5,1,45,1.1000000000000001,120,0,0,1,4,10,0.65]
["SF_2200_HZ1CZ4_cs_i2_5_ao60_gfnc_","NW","HZ1CZ4_",3,526.12146700000005,"NA",4974.4274999999998,348.43650000000002,0.968943,0.29256300000000002,0.31509599999999999,0.48601499999999997,13710.930259999999,15863.659132000001,15863.659132000001,1.206833,463.284605,1057.4968200000001,0,0,0,0,0,0,0,0,43814.067805999999,52144.362679999998,52144.362679999998,2603.755936,1485.6935719999999,0,0,0,0,0,0,73,5037.3293880000001,4582.1196120000004,1613.7122139999999,81.320392999999996,55.334857,114.20720300000001,"SF_2200_HZ1CZ4_cs_i2_5_ao60_gfnc_","NWHZ1CZ4_3",0,0,0,69,64,74,78,1,2104.6240469999998,0,0,0,"FUR",3,15,1,0,30,0,"Crawl",0.06,300,6.8302610699999997,"Attic",0.03,80,7.76,2200,18700,200,24.98505887,2210,11.09344939,1784,30.392214490000001,0.85,91.3,91.3,91.3,91.3,0.34,0.32,0.54,40,2.7959999999999998,1,1584,160,24.80505887,0,0,"N",0,0,0.75,1,1.75,2,0.65,2151.648862,17,"Exhaust",50,1,"Standard",5,0,4.5,4.5,1,57,1.2,120,0,0,1,4,10,0.65]
["SF_2200_HZ1CZ4_cs_i2_5_ao60_gfac_","NW","HZ1CZ4_",3,524.89471200000003,"NA",4974.4274999999998,348.43650000000002,0.968943,0.295321,0.31125000000000003,0.49168200000000001,13778.34251,15921.579530999999,15921.579530999999,1.2106870000000001,509.47307999999998,1061.357923,1973.1876810000001,2428.3884710000002,718.77709000000004,39.639242000000003,6.616339,0,123.74238099999999,257.78586000000001,43810.355335,52171.945890000003,52171.945890000003,2606.456596,1637.8284000000001,19789.305462,25147.412929999999,9240.3983420000004,0,0,0,73,5046.9222730000001,4578.0228219999999,1627.4987860000001,81.402715000000001,55.334857,114.17948800000001,"SF_2200_HZ1CZ4_cs_i2_5_ao60_gfac_","NWHZ1CZ4_3",0,0,0,69,64,74,78,1,2104.6240469999998,0,0,0,"FHCA",3,15,1,0,30,0,"Crawl",0.06,300,6.8302610699999997,"Attic",0.03,80,7.76,2200,18700,200,24.98505887,2210,11.09344939,1784,30.392214490000001,0.85,91.3,91.3,91.3,91.3,0.34,0.32,0.54,40,2.7959999999999998,1,1584,160,24.80505887,0,0,"N",0,0,0.75,1,1.75,2,0.65,2151.648862,17,"Exhaust",50,1,"Standard",5,0,4.5,4.5,1,57,1.2,120,0,0,1,4,10,0.65]
["SF_2200_HZ1CZ4_cs_i2_5_ao60_efaf_","NW","HZ1CZ4_",3,526.12146700000005,"NA",4974.4274999999998,348.43650000000002,0.968943,0.29256300000000002,0.31509599999999999,0.48601499999999997,13710.930259999999,15863.659132000001,15863.659132000001,1.206833,463.284605,1057.4968200000001,0,0,0,0,0,0,0,0,43814.067805999999,52144.362679999998,52144.362679999998,2603.755936,1485.6935719999999,0,0,0,0,0,0,73,5037.3293880000001,4582.1196120000004,1613.7122139999999,81.320392999999996,55.334857,114.20720300000001,"SF_2200_HZ1CZ4_cs_i2_5_ao60_efaf_","NWHZ1CZ4_3",0,0,0,69,64,74,78,1,2104.6240469999998,0,0,0,"FUR",3,15,1,0,30,0,"Crawl",0.06,300,6.8302610699999997,"Attic",0.03,80,7.76,2200,18700,200,24.98505887,2210,11.09344939,1784,30.392214490000001,0.85,91.3,91.3,91.3,91.3,0.34,0.32,0.54,40,2.7959999999999998,1,1584,160,24.80505887,0,0,"N",0,0,0.75,1,1.75,2,0.65,2151.648862,17,"Exhaust",50,1,"Standard",5,0,4.5,4.5,1,57,1.2,120,0,0,1,4,10,0.65]
["SF_2200_HZ1CZ4_cs_i2_5_ao60_hp85_","NW","HZ1CZ4_",3,529.41597300000001,"NA",4974.4274999999998,348.43650000000002,0.968943,0.30653999999999998,0.32530399999999998,0.54159299999999999,13662.878694999999,16342.899982000001,6011.1980309999999,770.42511999999999,580.87813200000005,1799.6808040000001,1973.79152,2429.0844379999999,723.259413,39.880332000000003,6.6132049999999998,0,123.77770700000001,257.85945400000003,43522.289512000003,51894.043076000002,39637.103070999998,31585.161257,1102.0910080000001,19789.678965999999,25148.072826,9252.4833820000003,0,0,0,73,5046.902016,4578.0210200000001,1627.4833169999999,81.402538000000007,55.334857,114.17959,"SF_2200_HZ1CZ4_cs_i2_5_ao60_hp85_","NWHZ1CZ4_3",0,0,0,69,64,74,78,1,2104.6240469999998,0,0,0,"HSPF_8.5_SEER_13.0",3,15,1,0,30,0,"Crawl",0.06,300,6.8302610699999997,"Attic",0.03,80,7.76,2200,18700,200,24.98505887,2210,11.09344939,1784,30.392214490000001,0.85,91.3,91.3,91.3,91.3,0.34,0.32,0.54,40,2.7959999999999998,1,1584,160,24.80505887,0,0,"N",0,0,0.75,1,1.75,2,0.65,2151.648862,17,"Exhaust",50,1,"Standard",5,0,4.5,4.5,1,57,1.2,120,0,0,1,4,10,0.65]
["SF_2200_HZ1CZ4_cs_i2_5_ao60_zonl_","NW","HZ1CZ4_",3,518.42526299999997,"NA",4974.4274999999998,348.43650000000002,0.968943,0.27424799999999999,0.29128300000000001,0.42325000000000002,14106.686637000001,14106.686637000001,14106.686637000001,2.1150000000000001E-3,411.94477899999998,940.44563500000004,0,0,0,0,0,0,0,0,44474.468350000003,44474.468350000003,44474.468350000003,21.652584000000001,1485.6935719999999,0,0,0,0,0,0,73,5037.634024,4582.307804,1613.8992350000001,81.321275999999997,55.334857,114.20683699999999,"SF_2200_HZ1CZ4_cs_i2_5_ao60_zonl_","NWHZ1CZ4_3",0,0,0,69,64,74,78,1,2104.6240469999998,0,0,0,"FUR",3,15,1,0,30,1,"Crawl",0.06,300,6.8302610699999997,"Attic",0.03,80,7.76,2200,18700,200,24.98505887,2210,11.09344939,1784,30.392214490000001,0.85,91.3,91.3,91.3,91.3,0.34,0.32,0.54,40,2.7959999999999998,1,1584,160,24.80505887,0,0,"N",0,0,0.75,1,1.75,2,0.65,2151.648862,17,"Exhaust",50,1,"Standard",5,0,4.5,4.5,1,57,1.2,120,0,0,1,4,10,0.65]
["SF_2200_HZ1CZ4_cs_i2_5_ao80_gfnc_","NW","HZ1CZ4_",3,526.31950200000006,"NA",4974.4274999999998,348.43650000000002,0.968943,0.29261399999999999,0.31570999999999999,0.48605199999999998,13735.641683,15892.002022999999,15892.002022999999,1.1884980000000001,464.11005,1059.3875680000001,0,0,0,0,0,0,0,0,43781.858117999996,52108.541817999998,52108.541817999998,2569.3689629999999,1485.6935719999999,0,0,0,0,0,0,73,5128.6754570000003,4678.4625329999999,1625.6795480000001,18.449202,55.334857,115.255999,"SF_2200_HZ1CZ4_cs_i2_5_ao80_gfnc_","NWHZ1CZ4_3",0,0,0,69,64,74,78,1,2104.6240469999998,0,0,0,"FUR",3,15,1,0,30,0,"Crawl",0.06,300,6.8302610699999997,"Attic",0.03,80,7.76,2200,18700,200,24.98505887,2210,11.09344939,1784,30.392214490000001,0.85,91.3,91.3,91.3,91.3,0.34,0.32,0.54,40,2.7959999999999998,1,1584,160,24.80505887,0,0,"N",0,0,0.75,1,1.75,2,0.65,2151.648862,17,"Exhaust",50,1,"Standard",5,0,4.5,4.5,1,75,1.2,120,0,0,1,4,10,0.65]
["SF_2200_HZ1CZ4_cs_i2_5_ao80_gfac_","NW","HZ1CZ4_",3,524.86216100000001,"NA",4974.4274999999998,348.43650000000002,0.968943,0.29532599999999998,0.311164,0.49172199999999999,13803.083645000001,15949.914409999999,15949.914409999999,1.1923760000000001,510.38042000000002,1063.2481359999999,1978.8682240000001,2433.7213769999998,720.168047,39.673789999999997,6.6096190000000004,0,124.01264999999999,258.34889800000002,43778.142377999997,52136.166843999999,52136.166843999999,2572.1185850000002,1637.8284000000001,19793.176224999999,25151.399517000002,9241.6320820000001,0,0,0,73,5139.6582390000003,4675.549814,1639.2627629999999,18.449202,55.334857,115.23568299999999,"SF_2200_HZ1CZ4_cs_i2_5_ao80_gfac_","NWHZ1CZ4_3",0,0,0,69,64,74,78,1,2104.6240469999998,0,0,0,"FHCA",3,15,1,0,30,0,"Crawl",0.06,300,6.8302610699999997,"Attic",0.03,80,7.76,2200,18700,200,24.98505887,2210,11.09344939,1784,30.392214490000001,0.85,91.3,91.3,91.3,91.3,0.34,0.32,0.54,40,2.7959999999999998,1,1584,160,24.80505887,0,0,"N",0,0,0.75,1,1.75,2,0.65,2151.648862,17,"Exhaust",50,1,"Standard",5,0,4.5,4.5,1,75,1.2,120,0,0,1,4,10,0.65]
["SF_2200_HZ1CZ4_cs_i2_5_ao80_efaf_","NW","HZ1CZ4_",3,526.31950200000006,"NA",4974.4274999999998,348.43650000000002,0.968943,0.29261399999999999,0.31570999999999999,0.48605199999999998,13735.641683,15892.002022999999,15892.002022999999,1.1884980000000001,464.11005,1059.3875680000001,0,0,0,0,0,0,0,0,43781.858117999996,52108.541817999998,52108.541817999998,2569.3689629999999,1485.6935719999999,0,0,0,0,0,0,73,5128.6754570000003,4678.4625329999999,1625.6795480000001,18.449202,55.334857,115.255999,"SF_2200_HZ1CZ4_cs_i2_5_ao80_efaf_","NWHZ1CZ4_3",0,0,0,69,64,74,78,1,2104.6240469999998,0,0,0,"FUR",3,15,1,0,30,0,"Crawl",0.06,300,6.8302610699999997,"Attic",0.03,80,7.76,2200,18700,200,24.98505887,2210,11.09344939,1784,30.392214490000001,0.85,91.3,91.3,91.3,91.3,0.34,0.32,0.54,40,2.7959999999999998,1,1584,160,24.80505887,0,0,"N",0,0,0.75,1,1.75,2,0.65,2151.648862,17,"Exhaust",50,1,"Standard",5,0,4.5,4.5,1,75,1.2,120,0,0,1,4,10,0.65]
["SF_2200_HZ1CZ4_cs_i2_5_ao80_hp85_","NW","HZ1CZ4_",3,529.394318,"NA",4974.4274999999998,348.43650000000002,0.968943,0.30657299999999998,0.32525399999999999,0.54182399999999997,13687.385555000001,16372.215201999999,6017.828297,766.94827899999996,582.05905800000005,1803.339389,1979.4679570000001,2434.421343,724.65660800000001,39.917279999999998,6.6069240000000002,0,124.04809899999999,258.42274700000002,43489.863085999998,51857.971060999997,39617.363150999998,31566.106474,1102.0910080000001,19793.549283,25152.060971999999,9253.7107799999994,0,0,0,73,5139.5612300000003,4675.4714610000001,1639.2174660000001,18.449159999999999,55.334857,115.23571800000001,"SF_2200_HZ1CZ4_cs_i2_5_ao80_hp85_","NWHZ1CZ4_3",0,0,0,69,64,74,78,1,2104.6240469999998,0,0,0,"HSPF_8.5_SEER_13.0",3,15,1,0,30,0,"Crawl",0.06,300,6.8302610699999997,"Attic",0.03,80,7.76,2200,18700,200,24.98505887,2210,11.09344939,1784,30.392214490000001,0.85,91.3,91.3,91.3,91.3,0.34,0.32,0.54,40,2.7959999999999998,1,1584,160,24.80505887,0,0,"N",0,0,0.75,1,1.75,2,0.65,2151.648862,17,"Exhaust",50,1,"Standard",5,0,4.5,4.5,1,75,1.2,120,0,0,1,4,10,0.65]
["SF_2200_HZ1CZ4_cs_i2_5_ao80_zonl_","NW","HZ1CZ4_",3,518.622119,"NA",4974.4274999999998,348.43650000000002,0.968943,0.27426699999999998,0.29189100000000001,0.42325000000000002,14131.912614999999,14131.912614999999,14131.912614999999,5.9900000000000003E-4,412.67904900000002,942.12746800000002,0,0,0,0,0,0,0,0,44442.960084999999,44442.960084999999,44442.960084999999,6.1282310000000004,1485.6935719999999,0,0,0,0,0,0,73,5128.5972330000004,4678.2653749999999,1625.712102,18.449311999999999,55.334857,115.25566499999999,"SF_2200_HZ1CZ4_cs_i2_5_ao80_zonl_","NWHZ1CZ4_3",0,0,0,69,64,74,78,1,2104.6240469999998,0,0,0,"FUR",3,15,1,0,30,1,"Crawl",0.06,300,6.8302610699999997,"Attic",0.03,80,7.76,2200,18700,200,24.98505887,2210,11.09344939,1784,30.392214490000001,0.85,91.3,91.3,91.3,91.3,0.34,0.32,0.54,40,2.7959999999999998,1,1584,160,24.80505887,0,0,"N",0,0,0.75,1,1.75,2,0.65,2151.648862,17,"Exhaust",50,1,"Standard",5,0,4.5,4.5,1,75,1.2,120,0,0,1,4,10,0.65]
["SF_2200_HZ2CZ4_cg_ga_1_ge50_gfnc_","NW","HZ2CZ4_",3,535.03527699999995,"NA",6644.9655000000002,348.43650000000002,0.91800700000000002,0.329403,0.36122500000000002,0.55921699999999996,17834.428876000002,20851.158673999998,20851.158673999998,5.23163,637.639544,1389.72847,0,0,0,0,0,0,0,0,50092.273515000001,59943.342324999998,59943.342324999998,8763.3423249999996,1565.757906,0,0,0,0,0,0,73,1863.4089670000001,1323.375691,1145.233164,797.15375700000004,51.743043,115.93410299999999,"SF_2200_HZ2CZ4_cg_ga_1_ge50_gfnc_","NWHZ2CZ4_3",0,0,0,69,64,74,78,1,2104.6240469999998,0,0,0,"FUR",3,15,1,0,30,0,"Crawl",0.06,300,6.8302610699999997,"Attic",0.03,80,7.76,2200,18700,200,24.98505887,2210,11.09344939,1784,30.392214490000001,0.85,91.3,91.3,91.3,91.3,0.34,0.32,0.54,40,2.7959999999999998,1,1584,160,24.80505887,0,0,"N",0,0,0.75,1,1.75,2,0.65,2151.648862,17,"Exhaust",50,1,"Standard",5,0,4.5,4.5,1,45,1.1000000000000001,120,0,0,3,1,6,0]
["SF_2200_HZ2CZ4_cg_ga_1_ao60_gfnc_","NW","HZ2CZ4_",3,535.03527699999995,"NA",6644.9655000000002,348.43650000000002,0.91800700000000002,0.329403,0.36122500000000002,0.55921699999999996,17834.428876000002,20851.158673999998,20851.158673999998,5.23163,637.639544,1389.72847,0,0,0,0,0,0,0,0,50092.273515000001,59943.342324999998,59943.342324999998,8763.3423249999996,1565.757906,0,0,0,0,0,0,73,1847.770358,1253.1755499999999,763.03739299999995,139.64269100000001,51.743043,113.155841,"SF_2200_HZ2CZ4_cg_ga_1_ao60_gfnc_","NWHZ2CZ4_3",0,0,0,69,64,74,78,1,2104.6240469999998,0,0,0,"FUR",3,15,1,0,30,0,"Crawl",0.06,300,6.8302610699999997,"Attic",0.03,80,7.76,2200,18700,200,24.98505887,2210,11.09344939,1784,30.392214490000001,0.85,91.3,91.3,91.3,91.3,0.34,0.32,0.54,40,2.7959999999999998,1,1584,160,24.80505887,0,0,"N",0,0,0.75,1,1.75,2,0.65,2151.648862,17,"Exhaust",50,1,"Standard",5,0,4.5,4.5,1,57,1.2,120,0,0,3,1,6,0]
["SF_2200_HZ2CZ4_cg_ga_1_ao80_gfnc_","NW","HZ2CZ4_",3,535.03527699999995,"NA",6644.9655000000002,348.43650000000002,0.91800700000000002,0.329403,0.36122500000000002,0.55921699999999996,17834.428876000002,20851.158673999998,20851.158673999998,5.23163,637.639544,1389.72847,0,0,0,0,0,0,0,0,50092.273515000001,59943.342324999998,59943.342324999998,8763.3423249999996,1565.757906,0,0,0,0,0,0,73,1865.508079,1278.4651919999999,773.33068700000001,136.49695600000001,51.743043,113.91000099999999,"SF_2200_HZ2CZ4_cg_ga_1_ao80_gfnc_","NWHZ2CZ4_3",0,0,0,69,64,74,78,1,2104.6240469999998,0,0,0,"FUR",3,15,1,0,30,0,"Crawl",0.06,300,6.8302610699999997,"Attic",0.03,80,7.76,2200,18700,200,24.98505887,2210,11.09344939,1784,30.392214490000001,0.85,91.3,91.3,91.3,91.3,0.34,0.32,0.54,40,2.7959999999999998,1,1584,160,24.80505887,0,0,"N",0,0,0.75,1,1.75,2,0.65,2151.648862,17,"Exhaust",50,1,"Standard",5,0,4.5,4.5,1,75,1.2,120,0,0,3,1,6,0]
["SF_2200_HZ2CZ4_cg_ga_2_ge50_gfnc_","NW","HZ2CZ4_",3,535.03527699999995,"NA",6644.9655000000002,348.43650000000002,0.91800700000000002,0.329403,0.36122500000000002,0.55921699999999996,17834.428876000002,20851.158673999998,20851.158673999998,5.23163,637.639544,1389.72847,0,0,0,0,0,0,0,0,50092.273515000001,59943.342324999998,59943.342324999998,8763.3423249999996,1565.757906,0,0,0,0,0,0,73,2499.1323969999999,1954.4050010000001,1471.5024960000001,977.50613999999996,51.743043,115.96844,"SF_2200_HZ2CZ4_cg_ga_2_ge50_gfnc_","NWHZ2CZ4_3",0,0,0,69,64,74,78,1,2104.6240469999998,0,0,0,"FUR",3,15,1,0,30,0,"Crawl",0.06,300,6.8302610699999997,"Attic",0.03,80,7.76,2200,18700,200,24.98505887,2210,11.09344939,1784,30.392214490000001,0.85,91.3,91.3,91.3,91.3,0.34,0.32,0.54,40,2.7959999999999998,1,1584,160,24.80505887,0,0,"N",0,0,0.75,1,1.75,2,0.65,2151.648862,17,"Exhaust",50,1,"Standard",5,0,4.5,4.5,1,45,1.1000000000000001,120,0,0,3,1,7,0]
["SF_2200_HZ2CZ4_cg_ga_2_ao60_gfnc_","NW","HZ2CZ4_",3,535.03527699999995,"NA",6644.9655000000002,348.43650000000002,0.91800700000000002,0.329403,0.36122500000000002,0.55921699999999996,17834.428876000002,20851.158673999998,20851.158673999998,5.23163,637.639544,1389.72847,0,0,0,0,0,0,0,0,50092.273515000001,59943.342324999998,59943.342324999998,8763.3423249999996,1565.757906,0,0,0,0,0,0,73,2514.6937079999998,1923.0367140000001,1033.1388010000001,188.29014799999999,51.743043,114.543091,"SF_2200_HZ2CZ4_cg_ga_2_ao60_gfnc_","NWHZ2CZ4_3",0,0,0,69,64,74,78,1,2104.6240469999998,0,0,0,"FUR",3,15,1,0,30,0,"Crawl",0.06,300,6.8302610699999997,"Attic",0.03,80,7.76,2200,18700,200,24.98505887,2210,11.09344939,1784,30.392214490000001,0.85,91.3,91.3,91.3,91.3,0.34,0.32,0.54,40,2.7959999999999998,1,1584,160,24.80505887,0,0,"N",0,0,0.75,1,1.75,2,0.65,2151.648862,17,"Exhaust",50,1,"Standard",5,0,4.5,4.5,1,57,1.2,120,0,0,3,1,7,0]
["SF_2200_HZ2CZ4_cg_ga_2_ao80_gfnc_","NW","HZ2CZ4_",3,535.03527699999995,"NA",6644.9655000000002,348.43650000000002,0.91800700000000002,0.329403,0.36122500000000002,0.55921699999999996,17834.428876000002,20851.158673999998,20851.158673999998,5.23163,637.639544,1389.72847,0,0,0,0,0,0,0,0,50092.273515000001,59943.342324999998,59943.342324999998,8763.3423249999996,1565.757906,0,0,0,0,0,0,73,2526.3307749999999,1945.4601439999999,1058.3439189999999,216.450425,51.743043,115.047752,"SF_2200_HZ2CZ4_cg_ga_2_ao80_gfnc_","NWHZ2CZ4_3",0,0,0,69,64,74,78,1,2104.6240469999998,0,0,0,"FUR",3,15,1,0,30,0,"Crawl",0.06,300,6.8302610699999997,"Attic",0.03,80,7.76,2200,18700,200,24.98505887,2210,11.09344939,1784,30.392214490000001,0.85,91.3,91.3,91.3,91.3,0.34,0.32,0.54,40,2.7959999999999998,1,1584,160,24.80505887,0,0,"N",0,0,0.75,1,1.75,2,0.65,2151.648862,17,"Exhaust",50,1,"Standard",5,0,4.5,4.5,1,75,1.2,120,0,0,3,1,7,0]
["SF_2200_HZ2CZ4_cg_ga_3_ge50_gfnc_","NW","HZ2CZ4_",3,535.03527699999995,"NA",6644.9655000000002,348.43650000000002,0.91800700000000002,0.329403,0.36122500000000002,0.55921699999999996,17834.428876000002,20851.158673999998,20851.158673999998,5.23163,637.639544,1389.72847,0,0,0,0,0,0,0,0,50092.273515000001,59943.342324999998,59943.342324999998,8763.3423249999996,1565.757906,0,0,0,0,0,0,73,3243.2603720000002,2699.1504260000002,1923.9407839999999,1300.706805,51.743043,116.54620799999999,"SF_2200_HZ2CZ4_cg_ga_3_ge50_gfnc_","NWHZ2CZ4_3",0,0,0,69,64,74,78,1,2104.6240469999998,0,0,0,"FUR",3,15,1,0,30,0,"Crawl",0.06,300,6.8302610699999997,"Attic",0.03,80,7.76,2200,18700,200,24.98505887,2210,11.09344939,1784,30.392214490000001,0.85,91.3,91.3,91.3,91.3,0.34,0.32,0.54,40,2.7959999999999998,1,1584,160,24.80505887,0,0,"N",0,0,0.75,1,1.75,2,0.65,2151.648862,17,"Exhaust",50,1,"Standard",5,0,4.5,4.5,1,45,1.1000000000000001,120,0,0,3,1,8,0]
["SF_2200_HZ2CZ4_cg_ga_3_ao60_gfnc_","NW","HZ2CZ4_",3,535.03527699999995,"NA",6644.9655000000002,348.43650000000002,0.91800700000000002,0.329403,0.36122500000000002,0.55921699999999996,17834.428876000002,20851.158673999998,20851.158673999998,5.23163,637.639544,1389.72847,0,0,0,0,0,0,0,0,50092.273515000001,59943.342324999998,59943.342324999998,8763.3423249999996,1565.757906,0,0,0,0,0,0,73,3244.9735019999998,2638.7499200000002,1299.5346930000001,218.67450500000001,51.743043,114.748454,"SF_2200_HZ2CZ4_cg_ga_3_ao60_gfnc_","NWHZ2CZ4_3",0,0,0,69,64,74,78,1,2104.6240469999998,0,0,0,"FUR",3,15,1,0,30,0,"Crawl",0.06,300,6.8302610699999997,"Attic",0.03,80,7.76,2200,18700,200,24.98505887,2210,11.09344939,1784,30.392214490000001,0.85,91.3,91.3,91.3,91.3,0.34,0.32,0.54,40,2.7959999999999998,1,1584,160,24.80505887,0,0,"N",0,0,0.75,1,1.75,2,0.65,2151.648862,17,"Exhaust",50,1,"Standard",5,0,4.5,4.5,1,57,1.2,120,0,0,3,1,8,0]
["SF_2200_HZ2CZ4_cg_ga_3_ao80_gfnc_","NW","HZ2CZ4_",3,535.03527699999995,"NA",6644.9655000000002,348.43650000000002,0.91800700000000002,0.329403,0.36122500000000002,0.55921699999999996,17834.428876000002,20851.158673999998,20851.158673999998,5.23163,637.639544,1389.72847,0,0,0,0,0,0,0,0,50092.273515000001,59943.342324999998,59943.342324999998,8763.3423249999996,1565.757906,0,0,0,0,0,0,73,3273.4978919999999,2676.7668079999999,1315.804719,210.04384300000001,51.743043,115.786795,"SF_2200_HZ2CZ4_cg_ga_3_ao80_gfnc_","NWHZ2CZ4_3",0,0,0,69,64,74,78,1,2104.6240469999998,0,0,0,"FUR",3,15,1,0,30,0,"Crawl",0.06,300,6.8302610699999997,"Attic",0.03,80,7.76,2200,18700,200,24.98505887,2210,11.09344939,1784,30.392214490000001,0.85,91.3,91.3,91.3,91.3,0.34,0.32,0.54,40,2.7959999999999998,1,1584,160,24.80505887,0,0,"N",0,0,0.75,1,1.75,2,0.65,2151.648862,17,"Exhaust",50,1,"Standard",5,0,4.5,4.5,1,75,1.2,120,0,0,3,1,8,0]
["SF_2200_HZ2CZ4_cg_ga_4_ge50_gfnc_","NW","HZ2CZ4_",3,535.03527699999995,"NA",6644.9655000000002,348.43650000000002,0.91800700000000002,0.329403,0.36122500000000002,0.55921699999999996,17834.428876000002,20851.158673999998,20851.158673999998,5.23163,637.639544,1389.72847,0,0,0,0,0,0,0,0,50092.273515000001,59943.342324999998,59943.342324999998,8763.3423249999996,1565.757906,0,0,0,0,0,0,73,3844.987267,3305.533054,2664.3193350000001,2125.1985279999999,51.743043,116.668136,"SF_2200_HZ2CZ4_cg_ga_4_ge50_gfnc_","NWHZ2CZ4_3",0,0,0,69,64,74,78,1,2104.6240469999998,0,0,0,"FUR",3,15,1,0,30,0,"Crawl",0.06,300,6.8302610699999997,"Attic",0.03,80,7.76,2200,18700,200,24.98505887,2210,11.09344939,1784,30.392214490000001,0.85,91.3,91.3,91.3,91.3,0.34,0.32,0.54,40,2.7959999999999998,1,1584,160,24.80505887,0,0,"N",0,0,0.75,1,1.75,2,0.65,2151.648862,17,"Exhaust",50,1,"Standard",5,0,4.5,4.5,1,45,1.1000000000000001,120,0,0,3,1,9,0]
["SF_2200_HZ2CZ4_cg_ga_4_ao60_gfnc_","NW","HZ2CZ4_",3,535.03527699999995,"NA",6644.9655000000002,348.43650000000002,0.91800700000000002,0.329403,0.36122500000000002,0.55921699999999996,17834.428876000002,20851.158673999998,20851.158673999998,5.23163,637.639544,1389.72847,0,0,0,0,0,0,0,0,50092.273515000001,59943.342324999998,59943.342324999998,8763.3423249999996,1565.757906,0,0,0,0,0,0,73,3837.8025550000002,3232.8459459999999,1544.1058009999999,301.38087999999999,51.743043,114.159494,"SF_2200_HZ2CZ4_cg_ga_4_ao60_gfnc_","NWHZ2CZ4_3",0,0,0,69,64,74,78,1,2104.6240469999998,0,0,0,"FUR",3,15,1,0,30,0,"Crawl",0.06,300,6.8302610699999997,"Attic",0.03,80,7.76,2200,18700,200,24.98505887,2210,11.09344939,1784,30.392214490000001,0.85,91.3,91.3,91.3,91.3,0.34,0.32,0.54,40,2.7959999999999998,1,1584,160,24.80505887,0,0,"N",0,0,0.75,1,1.75,2,0.65,2151.648862,17,"Exhaust",50,1,"Standard",5,0,4.5,4.5,1,57,1.2,120,0,0,3,1,9,0]
["SF_2200_HZ2CZ4_cg_ga_4_ao80_gfnc_","NW","HZ2CZ4_",3,535.03527699999995,"NA",6644.9655000000002,348.43650000000002,0.91800700000000002,0.329403,0.36122500000000002,0.55921699999999996,17834.428876000002,20851.158673999998,20851.158673999998,5.23163,637.639544,1389.72847,0,0,0,0,0,0,0,0,50092.273515000001,59943.342324999998,59943.342324999998,8763.3423249999996,1565.757906,0,0,0,0,0,0,73,3885.2274670000002,3293.860545,1574.0782019999999,280.65700299999997,51.743043,115.03670200000001,"SF_2200_HZ2CZ4_cg_ga_4_ao80_gfnc_","NWHZ2CZ4_3",0,0,0,69,64,74,78,1,2104.6240469999998,0,0,0,"FUR",3,15,1,0,30,0,"Crawl",0.06,300,6.8302610699999997,"Attic",0.03,80,7.76,2200,18700,200,24.98505887,2210,11.09344939,1784,30.392214490000001,0.85,91.3,91.3,91.3,91.3,0.34,0.32,0.54,40,2.7959999999999998,1,1584,160,24.80505887,0,0,"N",0,0,0.75,1,1.75,2,0.65,2151.648862,17,"Exhaust",50,1,"Standard",5,0,4.5,4.5,1,75,1.2,120,0,0,3,1,9,0]
["SF_2200_HZ2CZ4_cg_ga_5_ge50_gfnc_","NW","HZ2CZ4_",3,535.03527699999995,"NA",6644.9655000000002,348.43650000000002,0.91800700000000002,0.329403,0.36122500000000002,0.55921699999999996,17834.428876000002,20851.158673999998,20851.158673999998,5.23163,637.639544,1389.72847,0,0,0,0,0,0,0,0,50092.273515000001,59943.342324999998,59943.342324999998,8763.3423249999996,1565.757906,0,0,0,0,0,0,73,5431.8861829999996,4898.141858,3998.130439,3357.072263,51.743043,117.51885,"SF_2200_HZ2CZ4_cg_ga_5_ge50_gfnc_","NWHZ2CZ4_3",0,0,0,69,64,74,78,1,2104.6240469999998,0,0,0,"FUR",3,15,1,0,30,0,"Crawl",0.06,300,6.8302610699999997,"Attic",0.03,80,7.76,2200,18700,200,24.98505887,2210,11.09344939,1784,30.392214490000001,0.85,91.3,91.3,91.3,91.3,0.34,0.32,0.54,40,2.7959999999999998,1,1584,160,24.80505887,0,0,"N",0,0,0.75,1,1.75,2,0.65,2151.648862,17,"Exhaust",50,1,"Standard",5,0,4.5,4.5,1,45,1.1000000000000001,120,0,0,3,1,10,0]
["SF_2200_HZ2CZ4_cg_ga_5_ao60_gfnc_","NW","HZ2CZ4_",3,535.03527699999995,"NA",6644.9655000000002,348.43650000000002,0.91800700000000002,0.329403,0.36122500000000002,0.55921699999999996,17834.428876000002,20851.158673999998,20851.158673999998,5.23163,637.639544,1389.72847,0,0,0,0,0,0,0,0,50092.273515000001,59943.342324999998,59943.342324999998,8763.3423249999996,1565.757906,0,0,0,0,0,0,73,5342.9880190000003,4748.0220660000005,2103.3088509999998,412.59727600000002,51.743043,113.647638,"SF_2200_HZ2CZ4_cg_ga_5_ao60_gfnc_","NWHZ2CZ4_3",0,0,0,69,64,74,78,1,2104.6240469999998,0,0,0,"FUR",3,15,1,0,30,0,"Crawl",0.06,300,6.8302610699999997,"Attic",0.03,80,7.76,2200,18700,200,24.98505887,2210,11.09344939,1784,30.392214490000001,0.85,91.3,91.3,91.3,91.3,0.34,0.32,0.54,40,2.7959999999999998,1,1584,160,24.80505887,0,0,"N",0,0,0.75,1,1.75,2,0.65,2151.648862,17,"Exhaust",50,1,"Standard",5,0,4.5,4.5,1,57,1.2,120,0,0,3,1,10,0]
["SF_2200_HZ2CZ4_cg_ga_5_ao80_gfnc_","NW","HZ2CZ4_",3,535.03527699999995,"NA",6644.9655000000002,348.43650000000002,0.91800700000000002,0.329403,0.36122500000000002,0.55921699999999996,17834.428876000002,20851.158673999998,20851.158673999998,5.23163,637.639544,1389.72847,0,0,0,0,0,0,0,0,50092.273515000001,59943.342324999998,59943.342324999998,8763.3423249999996,1565.757906,0,0,0,0,0,0,73,5470.4162409999999,4873.85383,2141.0921880000001,353.891527,51.743043,114.890878,"SF_2200_HZ2CZ4_cg_ga_5_ao80_gfnc_","NWHZ2CZ4_3",0,0,0,69,64,74,78,1,2104.6240469999998,0,0,0,"FUR",3,15,1,0,30,0,"Crawl",0.06,300,6.8302610699999997,"Attic",0.03,80,7.76,2200,18700,200,24.98505887,2210,11.09344939,1784,30.392214490000001,0.85,91.3,91.3,91.3,91.3,0.34,0.32,0.54,40,2.7959999999999998,1,1584,160,24.80505887,0,0,"N",0,0,0.75,1,1.75,2,0.65,2151.648862,17,"Exhaust",50,1,"Standard",5,0,4.5,4.5,1,75,1.2,120,0,0,3,1,10,0]
["SF_2200_HZ2CZ4_cg_bm_1_ge50_gfnc_","NW","HZ2CZ4_",3,535.03527699999995,"NA",6644.9655000000002,348.43650000000002,0.91800700000000002,0.329403,0.36122500000000002,0.55921699999999996,17834.428876000002,20851.158673999998,20851.158673999998,5.23163,637.639544,1389.72847,0,0,0,0,0,0,0,0,50092.273515000001,59943.342324999998,59943.342324999998,8763.3423249999996,1565.757906,0,0,0,0,0,0,73,1854.971348,1323.727547,896.986896,424.95680199999998,51.743043,116.10846100000001,"SF_2200_HZ2CZ4_cg_bm_1_ge50_gfnc_","NWHZ2CZ4_3",0,0,0,69,64,74,78,1,2104.6240469999998,0,0,0,"FUR",3,15,1,0,30,0,"Crawl",0.06,300,6.8302610699999997,"Attic",0.03,80,7.76,2200,18700,200,24.98505887,2210,11.09344939,1784,30.392214490000001,0.85,91.3,91.3,91.3,91.3,0.34,0.32,0.54,40,2.7959999999999998,1,1584,160,24.80505887,0,0,"N",0,0,0.75,1,1.75,2,0.65,2151.648862,17,"Exhaust",50,1,"Standard",5,0,4.5,4.5,1,45,1.1000000000000001,120,0,0,3,3,6,0]
["SF_2200_HZ2CZ4_cg_bm_1_ao60_gfnc_","NW","HZ2CZ4_",3,535.03527699999995,"NA",6644.9655000000002,348.43650000000002,0.91800700000000002,0.329403,0.36122500000000002,0.55921699999999996,17834.428876000002,20851.158673999998,20851.158673999998,5.23163,637.639544,1389.72847,0,0,0,0,0,0,0,0,50092.273515000001,59943.342324999998,59943.342324999998,8763.3423249999996,1565.757906,0,0,0,0,0,0,73,1842.452356,1257.4709539999999,658.15668300000004,0,51.743043,113.524947,"SF_2200_HZ2CZ4_cg_bm_1_ao60_gfnc_","NWHZ2CZ4_3",0,0,0,69,64,74,78,1,2104.6240469999998,0,0,0,"FUR",3,15,1,0,30,0,"Crawl",0.06,300,6.8302610699999997,"Attic",0.03,80,7.76,2200,18700,200,24.98505887,2210,11.09344939,1784,30.392214490000001,0.85,91.3,91.3,91.3,91.3,0.34,0.32,0.54,40,2.7959999999999998,1,1584,160,24.80505887,0,0,"N",0,0,0.75,1,1.75,2,0.65,2151.648862,17,"Exhaust",50,1,"Standard",5,0,4.5,4.5,1,57,1.2,120,0,0,3,3,6,0]
["SF_2200_HZ2CZ4_cg_bm_1_ao80_gfnc_","NW","HZ2CZ4_",3,535.03527699999995,"NA",6644.9655000000002,348.43650000000002,0.91800700000000002,0.329403,0.36122500000000002,0.55921699999999996,17834.428876000002,20851.158673999998,20851.158673999998,5.23163,637.639544,1389.72847,0,0,0,0,0,0,0,0,50092.273515000001,59943.342324999998,59943.342324999998,8763.3423249999996,1565.757906,0,0,0,0,0,0,73,1861.133055,1283.6429909999999,671.05683899999997,0,51.743043,114.21772199999999,"SF_2200_HZ2CZ4_cg_bm_1_ao80_gfnc_","NWHZ2CZ4_3",0,0,0,69,64,74,78,1,2104.6240469999998,0,0,0,"FUR",3,15,1,0,30,0,"Crawl",0.06,300,6.8302610699999997,"Attic",0.03,80,7.76,2200,18700,200,24.98505887,2210,11.09344939,1784,30.392214490000001,0.85,91.3,91.3,91.3,91.3,0.34,0.32,0.54,40,2.7959999999999998,1,1584,160,24.80505887,0,0,"N",0,0,0.75,1,1.75,2,0.65,2151.648862,17,"Exhaust",50,1,"Standard",5,0,4.5,4.5,1,75,1.2,120,0,0,3,3,6,0]
["SF_2200_HZ2CZ4_cg_bm_2_ge50_gfnc_","NW","HZ2CZ4_",3,535.03527699999995,"NA",6644.9655000000002,348.43650000000002,0.91800700000000002,0.329403,0.36122500000000002,0.55921699999999996,17834.428876000002,20851.158673999998,20851.158673999998,5.23163,637.639544,1389.72847,0,0,0,0,0,0,0,0,50092.273515000001,59943.342324999998,59943.342324999998,8763.3423249999996,1565.757906,0,0,0,0,0,0,73,2481.825077,1947.305809,1108.738746,434.285841,51.743043,115.88936,"SF_2200_HZ2CZ4_cg_bm_2_ge50_gfnc_","NWHZ2CZ4_3",0,0,0,69,64,74,78,1,2104.6240469999998,0,0,0,"FUR",3,15,1,0,30,0,"Crawl",0.06,300,6.8302610699999997,"Attic",0.03,80,7.76,2200,18700,200,24.98505887,2210,11.09344939,1784,30.392214490000001,0.85,91.3,91.3,91.3,91.3,0.34,0.32,0.54,40,2.7959999999999998,1,1584,160,24.80505887,0,0,"N",0,0,0.75,1,1.75,2,0.65,2151.648862,17,"Exhaust",50,1,"Standard",5,0,4.5,4.5,1,45,1.1000000000000001,120,0,0,3,3,7,0]
["SF_2200_HZ2CZ4_cg_bm_2_ao60_gfnc_","NW","HZ2CZ4_",3,535.03527699999995,"NA",6644.9655000000002,348.43650000000002,0.91800700000000002,0.329403,0.36122500000000002,0.55921699999999996,17834.428876000002,20851.158673999998,20851.158673999998,5.23163,637.639544,1389.72847,0,0,0,0,0,0,0,0,50092.273515000001,59943.342324999998,59943.342324999998,8763.3423249999996,1565.757906,0,0,0,0,0,0,73,2509.3000929999998,1927.2110709999999,892.42580799999996,0,51.743043,114.798171,"SF_2200_HZ2CZ4_cg_bm_2_ao60_gfnc_","NWHZ2CZ4_3",0,0,0,69,64,74,78,1,2104.6240469999998,0,0,0,"FUR",3,15,1,0,30,0,"Crawl",0.06,300,6.8302610699999997,"Attic",0.03,80,7.76,2200,18700,200,24.98505887,2210,11.09344939,1784,30.392214490000001,0.85,91.3,91.3,91.3,91.3,0.34,0.32,0.54,40,2.7959999999999998,1,1584,160,24.80505887,0,0,"N",0,0,0.75,1,1.75,2,0.65,2151.648862,17,"Exhaust",50,1,"Standard",5,0,4.5,4.5,1,57,1.2,120,0,0,3,3,7,0]
["SF_2200_HZ2CZ4_cg_bm_2_ao80_gfnc_","NW","HZ2CZ4_",3,535.03527699999995,"NA",6644.9655000000002,348.43650000000002,0.91800700000000002,0.329403,0.36122500000000002,0.55921699999999996,17834.428876000002,20851.158673999998,20851.158673999998,5.23163,637.639544,1389.72847,0,0,0,0,0,0,0,0,50092.273515000001,59943.342324999998,59943.342324999998,8763.3423249999996,1565.757906,0,0,0,0,0,0,73,2518.6701469999998,1947.897974,900.55173200000002,0,51.743043,115.257769,"SF_2200_HZ2CZ4_cg_bm_2_ao80_gfnc_","NWHZ2CZ4_3",0,0,0,69,64,74,78,1,2104.6240469999998,0,0,0,"FUR",3,15,1,0,30,0,"Crawl",0.06,300,6.8302610699999997,"Attic",0.03,80,7.76,2200,18700,200,24.98505887,2210,11.09344939,1784,30.392214490000001,0.85,91.3,91.3,91.3,91.3,0.34,0.32,0.54,40,2.7959999999999998,1,1584,160,24.80505887,0,0,"N",0,0,0.75,1,1.75,2,0.65,2151.648862,17,"Exhaust",50,1,"Standard",5,0,4.5,4.5,1,75,1.2,120,0,0,3,3,7,0]
["SF_2200_HZ2CZ4_cg_bm_3_ge50_gfnc_","NW","HZ2CZ4_",3,535.03527699999995,"NA",6644.9655000000002,348.43650000000002,0.91800700000000002,0.329403,0.36122500000000002,0.55921699999999996,17834.428876000002,20851.158673999998,20851.158673999998,5.23163,637.639544,1389.72847,0,0,0,0,0,0,0,0,50092.273515000001,59943.342324999998,59943.342324999998,8763.3423249999996,1565.757906,0,0,0,0,0,0,73,3211.2131039999999,2678.1753990000002,1457.1860300000001,605.16520600000001,51.743043,116.295889,"SF_2200_HZ2CZ4_cg_bm_3_ge50_gfnc_","NWHZ2CZ4_3",0,0,0,69,64,74,78,1,2104.6240469999998,0,0,0,"FUR",3,15,1,0,30,0,"Crawl",0.06,300,6.8302610699999997,"Attic",0.03,80,7.76,2200,18700,200,24.98505887,2210,11.09344939,1784,30.392214490000001,0.85,91.3,91.3,91.3,91.3,0.34,0.32,0.54,40,2.7959999999999998,1,1584,160,24.80505887,0,0,"N",0,0,0.75,1,1.75,2,0.65,2151.648862,17,"Exhaust",50,1,"Standard",5,0,4.5,4.5,1,45,1.1000000000000001,120,0,0,3,3,8,0]
["SF_2200_HZ2CZ4_cg_bm_3_ao60_gfnc_","NW","HZ2CZ4_",3,535.03527699999995,"NA",6644.9655000000002,348.43650000000002,0.91800700000000002,0.329403,0.36122500000000002,0.55921699999999996,17834.428876000002,20851.158673999998,20851.158673999998,5.23163,637.639544,1389.72847,0,0,0,0,0,0,0,0,50092.273515000001,59943.342324999998,59943.342324999998,8763.3423249999996,1565.757906,0,0,0,0,0,0,73,3241.490464,2643.2524960000001,1139.258259,0,51.743043,115.081891,"SF_2200_HZ2CZ4_cg_bm_3_ao60_gfnc_","NWHZ2CZ4_3",0,0,0,69,64,74,78,1,2104.6240469999998,0,0,0,"FUR",3,15,1,0,30,0,"Crawl",0.06,300,6.8302610699999997,"Attic",0.03,80,7.76,2200,18700,200,24.98505887,2210,11.09344939,1784,30.392214490000001,0.85,91.3,91.3,91.3,91.3,0.34,0.32,0.54,40,2.7959999999999998,1,1584,160,24.80505887,0,0,"N",0,0,0.75,1,1.75,2,0.65,2151.648862,17,"Exhaust",50,1,"Standard",5,0,4.5,4.5,1,57,1.2,120,0,0,3,3,8,0]
["SF_2200_HZ2CZ4_cg_bm_3_ao80_gfnc_","NW","HZ2CZ4_",3,535.03527699999995,"NA",6644.9655000000002,348.43650000000002,0.91800700000000002,0.329403,0.36122500000000002,0.55921699999999996,17834.428876000002,20851.158673999998,20851.158673999998,5.23163,637.639544,1389.72847,0,0,0,0,0,0,0,0,50092.273515000001,59943.342324999998,59943.342324999998,8763.3423249999996,1565.757906,0,0,0,0,0,0,73,3263.3586129999999,2676.416502,1158.5132490000001,0,51.743043,115.92399899999999,"SF_2200_HZ2CZ4_cg_bm_3_ao80_gfnc_","NWHZ2CZ4_3",0,0,0,69,64,74,78,1,2104.6240469999998,0,0,0,"FUR",3,15,1,0,30,0,"Crawl",0.06,300,6.8302610699999997,"Attic",0.03,80,7.76,2200,18700,200,24.98505887,2210,11.09344939,1784,30.392214490000001,0.85,91.3,91.3,91.3,91.3,0.34,0.32,0.54,40,2.7959999999999998,1,1584,160,24.80505887,0,0,"N",0,0,0.75,1,1.75,2,0.65,2151.648862,17,"Exhaust",50,1,"Standard",5,0,4.5,4.5,1,75,1.2,120,0,0,3,3,8,0]
["SF_2200_HZ2CZ4_cg_bm_4_ge50_gfnc_","NW","HZ2CZ4_",3,535.03527699999995,"NA",6644.9655000000002,348.43650000000002,0.91800700000000002,0.329403,0.36122500000000002,0.55921699999999996,17834.428876000002,20851.158673999998,20851.158673999998,5.23163,637.639544,1389.72847,0,0,0,0,0,0,0,0,50092.273515000001,59943.342324999998,59943.342324999998,8763.3423249999996,1565.757906,0,0,0,0,0,0,73,3781.47039,3253.9889509999998,2325.5819099999999,1640.631069,51.743043,116.463268,"SF_2200_HZ2CZ4_cg_bm_4_ge50_gfnc_","NWHZ2CZ4_3",0,0,0,69,64,74,78,1,2104.6240469999998,0,0,0,"FUR",3,15,1,0,30,0,"Crawl",0.06,300,6.8302610699999997,"Attic",0.03,80,7.76,2200,18700,200,24.98505887,2210,11.09344939,1784,30.392214490000001,0.85,91.3,91.3,91.3,91.3,0.34,0.32,0.54,40,2.7959999999999998,1,1584,160,24.80505887,0,0,"N",0,0,0.75,1,1.75,2,0.65,2151.648862,17,"Exhaust",50,1,"Standard",5,0,4.5,4.5,1,45,1.1000000000000001,120,0,0,3,3,9,0]
["SF_2200_HZ2CZ4_cg_bm_4_ao60_gfnc_","NW","HZ2CZ4_",3,535.03527699999995,"NA",6644.9655000000002,348.43650000000002,0.91800700000000002,0.329403,0.36122500000000002,0.55921699999999996,17834.428876000002,20851.158673999998,20851.158673999998,5.23163,637.639544,1389.72847,0,0,0,0,0,0,0,0,50092.273515000001,59943.342324999998,59943.342324999998,8763.3423249999996,1565.757906,0,0,0,0,0,0,73,3836.1484209999999,3238.7950289999999,1347.2078309999999,36.524932,51.743043,114.37228,"SF_2200_HZ2CZ4_cg_bm_4_ao60_gfnc_","NWHZ2CZ4_3",0,0,0,69,64,74,78,1,2104.6240469999998,0,0,0,"FUR",3,15,1,0,30,0,"Crawl",0.06,300,6.8302610699999997,"Attic",0.03,80,7.76,2200,18700,200,24.98505887,2210,11.09344939,1784,30.392214490000001,0.85,91.3,91.3,91.3,91.3,0.34,0.32,0.54,40,2.7959999999999998,1,1584,160,24.80505887,0,0,"N",0,0,0.75,1,1.75,2,0.65,2151.648862,17,"Exhaust",50,1,"Standard",5,0,4.5,4.5,1,57,1.2,120,0,0,3,3,9,0]
["SF_2200_HZ2CZ4_cg_bm_4_ao80_gfnc_","NW","HZ2CZ4_",3,535.03527699999995,"NA",6644.9655000000002,348.43650000000002,0.91800700000000002,0.329403,0.36122500000000002,0.55921699999999996,17834.428876000002,20851.158673999998,20851.158673999998,5.23163,637.639544,1389.72847,0,0,0,0,0,0,0,0,50092.273515000001,59943.342324999998,59943.342324999998,8763.3423249999996,1565.757906,0,0,0,0,0,0,73,3879.3971799999999,3296.690607,1361.5298620000001,0,51.743043,115.189003,"SF_2200_HZ2CZ4_cg_bm_4_ao80_gfnc_","NWHZ2CZ4_3",0,0,0,69,64,74,78,1,2104.6240469999998,0,0,0,"FUR",3,15,1,0,30,0,"Crawl",0.06,300,6.8302610699999997,"Attic",0.03,80,7.76,2200,18700,200,24.98505887,2210,11.09344939,1784,30.392214490000001,0.85,91.3,91.3,91.3,91.3,0.34,0.32,0.54,40,2.7959999999999998,1,1584,160,24.80505887,0,0,"N",0,0,0.75,1,1.75,2,0.65,2151.648862,17,"Exhaust",50,1,"Standard",5,0,4.5,4.5,1,75,1.2,120,0,0,3,3,9,0]
["SF_2200_HZ2CZ4_cg_bm_5_ge50_gfnc_","NW","HZ2CZ4_",3,535.03527699999995,"NA",6644.9655000000002,348.43650000000002,0.91800700000000002,0.329403,0.36122500000000002,0.55921699999999996,17834.428876000002,20851.158673999998,20851.158673999998,5.23163,637.639544,1389.72847,0,0,0,0,0,0,0,0,50092.273515000001,59943.342324999998,59943.342324999998,8763.3423249999996,1565.757906,0,0,0,0,0,0,73,5384.4498050000002,4862.8900659999999,3686.3898049999998,2897.2547530000002,51.743043,117.381575,"SF_2200_HZ2CZ4_cg_bm_5_ge50_gfnc_","NWHZ2CZ4_3",0,0,0,69,64,74,78,1,2104.6240469999998,0,0,0,"FUR",3,15,1,0,30,0,"Crawl",0.06,300,6.8302610699999997,"Attic",0.03,80,7.76,2200,18700,200,24.98505887,2210,11.09344939,1784,30.392214490000001,0.85,91.3,91.3,91.3,91.3,0.34,0.32,0.54,40,2.7959999999999998,1,1584,160,24.80505887,0,0,"N",0,0,0.75,1,1.75,2,0.65,2151.648862,17,"Exhaust",50,1,"Standard",5,0,4.5,4.5,1,45,1.1000000000000001,120,0,0,3,3,10,0]
["SF_2200_HZ2CZ4_cg_bm_5_ao60_gfnc_","NW","HZ2CZ4_",3,535.03527699999995,"NA",6644.9655000000002,348.43650000000002,0.91800700000000002,0.329403,0.36122500000000002,0.55921699999999996,17834.428876000002,20851.158673999998,20851.158673999998,5.23163,637.639544,1389.72847,0,0,0,0,0,0,0,0,50092.273515000001,59943.342324999998,59943.342324999998,8763.3423249999996,1565.757906,0,0,0,0,0,0,73,5338.5633289999996,4752.160355,1869.4544229999999,100.62051599999999,51.743043,113.801906,"SF_2200_HZ2CZ4_cg_bm_5_ao60_gfnc_","NWHZ2CZ4_3",0,0,0,69,64,74,78,1,2104.6240469999998,0,0,0,"FUR",3,15,1,0,30,0,"Crawl",0.06,300,6.8302610699999997,"Attic",0.03,80,7.76,2200,18700,200,24.98505887,2210,11.09344939,1784,30.392214490000001,0.85,91.3,91.3,91.3,91.3,0.34,0.32,0.54,40,2.7959999999999998,1,1584,160,24.80505887,0,0,"N",0,0,0.75,1,1.75,2,0.65,2151.648862,17,"Exhaust",50,1,"Standard",5,0,4.5,4.5,1,57,1.2,120,0,0,3,3,10,0]
["SF_2200_HZ2CZ4_cg_bm_5_ao80_gfnc_","NW","HZ2CZ4_",3,535.03527699999995,"NA",6644.9655000000002,348.43650000000002,0.91800700000000002,0.329403,0.36122500000000002,0.55921699999999996,17834.428876000002,20851.158673999998,20851.158673999998,5.23163,637.639544,1389.72847,0,0,0,0,0,0,0,0,50092.273515000001,59943.342324999998,59943.342324999998,8763.3423249999996,1565.757906,0,0,0,0,0,0,73,5466.5089639999997,4877.7999040000004,1889.2482660000001,13.127941,51.743043,114.929247,"SF_2200_HZ2CZ4_cg_bm_5_ao80_gfnc_","NWHZ2CZ4_3",0,0,0,69,64,74,78,1,2104.6240469999998,0,0,0,"FUR",3,15,1,0,30,0,"Crawl",0.06,300,6.8302610699999997,"Attic",0.03,80,7.76,2200,18700,200,24.98505887,2210,11.09344939,1784,30.392214490000001,0.85,91.3,91.3,91.3,91.3,0.34,0.32,0.54,40,2.7959999999999998,1,1584,160,24.80505887,0,0,"N",0,0,0.75,1,1.75,2,0.65,2151.648862,17,"Exhaust",50,1,"Standard",5,0,4.5,4.5,1,75,1.2,120,0,0,3,3,10,0]
["SF_2200_HZ2CZ4_cg_i2_1_ge50_gfnc_","NW","HZ2CZ4_",3,534.99055099999998,"NA",6644.9655000000002,348.43650000000002,0.91800700000000002,0.32950400000000002,0.36108000000000001,0.55978499999999998,18040.297742999999,21089.589659000001,21089.589659000001,5.4900690000000001,644.92552000000001,1405.6066390000001,0,0,0,0,0,0,0,0,50077.897771000004,59918.638948,59918.638948,8738.6389479999998,1565.757906,0,0,0,0,0,0,73,1720.450746,1310.260301,650.86052500000005,187.34479400000001,51.743043,115.45215899999999,"SF_2200_HZ2CZ4_cg_i2_1_ge50_gfnc_","NWHZ2CZ4_3",0,0,0,69,64,74,78,1,2104.6240469999998,0,0,0,"FUR",3,15,1,0,30,0,"Crawl",0.06,300,6.8302610699999997,"Attic",0.03,80,7.76,2200,18700,200,24.98505887,2210,11.09344939,1784,30.392214490000001,0.85,91.3,91.3,91.3,91.3,0.34,0.32,0.54,40,2.7959999999999998,1,1584,160,24.80505887,0,0,"N",0,0,0.75,1,1.75,2,0.65,2151.648862,17,"Exhaust",50,1,"Standard",5,0,4.5,4.5,1,45,1.1000000000000001,120,0,0,3,4,6,0.65]
["SF_2200_HZ2CZ4_cg_i2_1_ge50_gfac_","NW","HZ2CZ4_",3,533.02518599999996,"NA",6644.9655000000002,348.43650000000002,0.91800700000000002,0.33328099999999999,0.354711,0.56362800000000002,18130.312274,21184.191207,21184.191207,5.5083310000000001,677.74615700000004,1411.912192,2114.4283869999999,2596.8367210000001,763.54000699999995,42.504106,6.6071059999999999,0,132.06854200000001,275.131304,50071.653050000001,59929.293156,59929.293156,8749.2931559999997,1637.8284000000001,19732.724752999999,25012.33697,9202.6487739999993,0,0,0,73,1732.4727339999999,1306.452305,661.04033200000003,189.84984399999999,51.743043,115.324021,"SF_2200_HZ2CZ4_cg_i2_1_ge50_gfac_","NWHZ2CZ4_3",0,0,0,69,64,74,78,1,2104.6240469999998,0,0,0,"FHCA",3,15,1,0,30,0,"Crawl",0.06,300,6.8302610699999997,"Attic",0.03,80,7.76,2200,18700,200,24.98505887,2210,11.09344939,1784,30.392214490000001,0.85,91.3,91.3,91.3,91.3,0.34,0.32,0.54,40,2.7959999999999998,1,1584,160,24.80505887,0,0,"N",0,0,0.75,1,1.75,2,0.65,2151.648862,17,"Exhaust",50,1,"Standard",5,0,4.5,4.5,1,45,1.1000000000000001,120,0,0,3,4,6,0.65]
["SF_2200_HZ2CZ4_cg_i2_1_ge50_efaf_","NW","HZ2CZ4_",3,534.99055099999998,"NA",6644.9655000000002,348.43650000000002,0.91800700000000002,0.32950400000000002,0.36108000000000001,0.55978499999999998,18040.297742999999,21089.589659000001,21089.589659000001,5.4900690000000001,644.92552000000001,1405.6066390000001,0,0,0,0,0,0,0,0,50077.897771000004,59918.638948,59918.638948,8738.6389479999998,1565.757906,0,0,0,0,0,0,73,1720.450746,1310.260301,650.86052500000005,187.34479400000001,51.743043,115.45215899999999,"SF_2200_HZ2CZ4_cg_i2_1_ge50_efaf_","NWHZ2CZ4_3",0,0,0,69,64,74,78,1,2104.6240469999998,0,0,0,"FUR",3,15,1,0,30,0,"Crawl",0.06,300,6.8302610699999997,"Attic",0.03,80,7.76,2200,18700,200,24.98505887,2210,11.09344939,1784,30.392214490000001,0.85,91.3,91.3,91.3,91.3,0.34,0.32,0.54,40,2.7959999999999998,1,1584,160,24.80505887,0,0,"N",0,0,0.75,1,1.75,2,0.65,2151.648862,17,"Exhaust",50,1,"Standard",5,0,4.5,4.5,1,45,1.1000000000000001,120,0,0,3,4,6,0.65]
["SF_2200_HZ2CZ4_cg_i2_1_ge50_hp85_","NW","HZ2CZ4_",3,540.43830000000003,"NA",6644.9655000000002,348.43650000000002,0.91800700000000002,0.352543,0.37869700000000001,0.62796600000000002,17899.677295000001,21952.241982,9312.8215579999996,1992.616657,852.69995700000004,2640.9435600000002,2115.0637259999999,2597.6012270000001,768.34682499999997,42.775038000000002,6.6056340000000002,0,132.106887,275.21118799999999,49670.947657999997,59390.926547000003,51162.355206,43560.259865,1102.0910080000001,19733.095358999999,25012.990127000001,9215.0794150000002,0,0,0,73,1732.457662,1306.455256,661.01195399999995,189.821282,51.743043,115.324055,"SF_2200_HZ2CZ4_cg_i2_1_ge50_hp85_","NWHZ2CZ4_3",0,0,0,69,64,74,78,1,2104.6240469999998,0,0,0,"HSPF_8.5_SEER_13.0",3,15,1,0,30,0,"Crawl",0.06,300,6.8302610699999997,"Attic",0.03,80,7.76,2200,18700,200,24.98505887,2210,11.09344939,1784,30.392214490000001,0.85,91.3,91.3,91.3,91.3,0.34,0.32,0.54,40,2.7959999999999998,1,1584,160,24.80505887,0,0,"N",0,0,0.75,1,1.75,2,0.65,2151.648862,17,"Exhaust",50,1,"Standard",5,0,4.5,4.5,1,45,1.1000000000000001,120,0,0,3,4,6,0.65]
["SF_2200_HZ2CZ4_cg_i2_1_ge50_zonl_","NW","HZ2CZ4_",3,524.654855,"NA",6644.9655000000002,348.43650000000002,0.91800700000000002,0.30398199999999997,0.32763300000000001,0.47433799999999998,18655.643057000001,18655.643057000001,18655.643057000001,6.4654000000000003E-2,570.63936000000001,1243.7052269999999,0,0,0,0,0,0,0,0,51148.302565999998,51148.302565999998,51148.302565999998,198.80577,1565.757906,0,0,0,0,0,0,73,1720.4573109999999,1310.1701330000001,650.93103799999994,187.40741600000001,51.743043,115.451272,"SF_2200_HZ2CZ4_cg_i2_1_ge50_zonl_","NWHZ2CZ4_3",0,0,0,69,64,74,78,1,2104.6240469999998,0,0,0,"FUR",3,15,1,0,30,1,"Crawl",0.06,300,6.8302610699999997,"Attic",0.03,80,7.76,2200,18700,200,24.98505887,2210,11.09344939,1784,30.392214490000001,0.85,91.3,91.3,91.3,91.3,0.34,0.32,0.54,40,2.7959999999999998,1,1584,160,24.80505887,0,0,"N",0,0,0.75,1,1.75,2,0.65,2151.648862,17,"Exhaust",50,1,"Standard",5,0,4.5,4.5,1,45,1.1000000000000001,120,0,0,3,4,6,0.65]
["SF_2200_HZ2CZ4_cg_i2_1_ao60_gfnc_","NW","HZ2CZ4_",3,535.00065500000005,"NA",6644.9655000000002,348.43650000000002,0.91800700000000002,0.329567,0.36111300000000002,0.55970699999999995,18077.507052000001,21132.964384999999,21132.964384999999,6.4438250000000004,646.22312499999998,1408.434704,0,0,0,0,0,0,0,0,51183.662586999999,61143.776183000002,61143.776183000002,9963.7761829999999,1565.757906,0,0,0,0,0,0,73,1737.484606,1297.4148660000001,563.90974400000005,0,51.743043,114.85927700000001,"SF_2200_HZ2CZ4_cg_i2_1_ao60_gfnc_","NWHZ2CZ4_3",0,0,0,69,64,74,78,1,2104.6240469999998,0,0,0,"FUR",3,15,1,0,30,0,"Crawl",0.06,300,6.8302610699999997,"Attic",0.03,80,7.76,2200,18700,200,24.98505887,2210,11.09344939,1784,30.392214490000001,0.85,91.3,91.3,91.3,91.3,0.34,0.32,0.54,40,2.7959999999999998,1,1584,160,24.80505887,0,0,"N",0,0,0.75,1,1.75,2,0.65,2151.648862,17,"Exhaust",50,1,"Standard",5,0,4.5,4.5,1,57,1.2,120,0,0,3,4,6,0.65]
["SF_2200_HZ2CZ4_cg_i2_1_ao60_gfac_","NW","HZ2CZ4_",3,532.90068299999996,"NA",6644.9655000000002,348.43650000000002,0.91800700000000002,0.33333299999999999,0.35431299999999999,0.56354599999999999,18167.746005000001,21227.80863,21227.80863,6.4640839999999997,679.11138700000004,1414.7563029999999,2116.3393350000001,2599.3875680000001,763.99440800000002,42.634529999999998,6.6284539999999996,0,132.18296799999999,275.36968200000001,51177.127517000001,61151.914643999997,61151.914643999997,9971.9146440000004,1637.8284000000001,19795.869014,25147.092607999999,9241.3866899999994,0,0,0,73,1753.994267,1293.6480309999999,574.725145,0,51.743043,114.770061,"SF_2200_HZ2CZ4_cg_i2_1_ao60_gfac_","NWHZ2CZ4_3",0,0,0,69,64,74,78,1,2104.6240469999998,0,0,0,"FHCA",3,15,1,0,30,0,"Crawl",0.06,300,6.8302610699999997,"Attic",0.03,80,7.76,2200,18700,200,24.98505887,2210,11.09344939,1784,30.392214490000001,0.85,91.3,91.3,91.3,91.3,0.34,0.32,0.54,40,2.7959999999999998,1,1584,160,24.80505887,0,0,"N",0,0,0.75,1,1.75,2,0.65,2151.648862,17,"Exhaust",50,1,"Standard",5,0,4.5,4.5,1,57,1.2,120,0,0,3,4,6,0.65]
["SF_2200_HZ2CZ4_cg_i2_1_ao60_efaf_","NW","HZ2CZ4_",3,535.00065500000005,"NA",6644.9655000000002,348.43650000000002,0.91800700000000002,0.329567,0.36111300000000002,0.55970699999999995,18077.507052000001,21132.964384999999,21132.964384999999,6.4438250000000004,646.22312499999998,1408.434704,0,0,0,0,0,0,0,0,51183.662586999999,61143.776183000002,61143.776183000002,9963.7761829999999,1565.757906,0,0,0,0,0,0,73,1737.484606,1297.4148660000001,563.90974400000005,0,51.743043,114.85927700000001,"SF_2200_HZ2CZ4_cg_i2_1_ao60_efaf_","NWHZ2CZ4_3",0,0,0,69,64,74,78,1,2104.6240469999998,0,0,0,"FUR",3,15,1,0,30,0,"Crawl",0.06,300,6.8302610699999997,"Attic",0.03,80,7.76,2200,18700,200,24.98505887,2210,11.09344939,1784,30.392214490000001,0.85,91.3,91.3,91.3,91.3,0.34,0.32,0.54,40,2.7959999999999998,1,1584,160,24.80505887,0,0,"N",0,0,0.75,1,1.75,2,0.65,2151.648862,17,"Exhaust",50,1,"Standard",5,0,4.5,4.5,1,57,1.2,120,0,0,3,4,6,0.65]
["SF_2200_HZ2CZ4_cg_i2_1_ao60_hp85_","NW","HZ2CZ4_",3,540.28216299999997,"NA",6644.9655000000002,348.43650000000002,0.91800700000000002,0.35254000000000002,0.37819700000000001,0.62792700000000001,17937.745082000001,21993.805415999999,9351.6608290000004,2031.867669,852.71171700000002,2640.9778080000001,2116.98135,2600.1550990000001,768.80910800000004,42.905405999999999,6.6267990000000001,0,132.221532,275.45001999999999,50788.992754999999,60631.695398999997,52430.979219000001,44829.424960999997,1102.0910080000001,19796.224996000001,25147.733864000002,9253.4654289999999,0,0,0,73,1754.000939,1293.6743509999999,574.72493699999995,0,51.743043,114.770307,"SF_2200_HZ2CZ4_cg_i2_1_ao60_hp85_","NWHZ2CZ4_3",0,0,0,69,64,74,78,1,2104.6240469999998,0,0,0,"HSPF_8.5_SEER_13.0",3,15,1,0,30,0,"Crawl",0.06,300,6.8302610699999997,"Attic",0.03,80,7.76,2200,18700,200,24.98505887,2210,11.09344939,1784,30.392214490000001,0.85,91.3,91.3,91.3,91.3,0.34,0.32,0.54,40,2.7959999999999998,1,1584,160,24.80505887,0,0,"N",0,0,0.75,1,1.75,2,0.65,2151.648862,17,"Exhaust",50,1,"Standard",5,0,4.5,4.5,1,57,1.2,120,0,0,3,4,6,0.65]
["SF_2200_HZ2CZ4_cg_i2_1_ao60_zonl_","NW","HZ2CZ4_",3,524.645982,"NA",6644.9655000000002,348.43650000000002,0.91800700000000002,0.30399199999999998,0.32760400000000001,0.47433799999999998,18694.036690000001,18694.036690000001,18694.036690000001,0.16402,571.81067499999995,1246.258178,0,0,0,0,0,0,0,0,52279.701454000002,52279.701454000002,52279.701454000002,1201.0448730000001,1565.757906,0,0,0,0,0,0,73,1737.677328,1297.495257,564.01483499999995,0,51.743043,114.858949,"SF_2200_HZ2CZ4_cg_i2_1_ao60_zonl_","NWHZ2CZ4_3",0,0,0,69,64,74,78,1,2104.6240469999998,0,0,0,"FUR",3,15,1,0,30,1,"Crawl",0.06,300,6.8302610699999997,"Attic",0.03,80,7.76,2200,18700,200,24.98505887,2210,11.09344939,1784,30.392214490000001,0.85,91.3,91.3,91.3,91.3,0.34,0.32,0.54,40,2.7959999999999998,1,1584,160,24.80505887,0,0,"N",0,0,0.75,1,1.75,2,0.65,2151.648862,17,"Exhaust",50,1,"Standard",5,0,4.5,4.5,1,57,1.2,120,0,0,3,4,6,0.65]
["SF_2200_HZ2CZ4_cg_i2_1_ao80_gfnc_","NW","HZ2CZ4_",3,534.92932399999995,"NA",6644.9655000000002,348.43650000000002,0.91800700000000002,0.329571,0.36088300000000001,0.55982299999999996,18078.808530999999,21134.644941999999,21134.644941999999,6.1191430000000002,646.28466800000001,1408.568387,0,0,0,0,0,0,0,0,51152.381591999998,61109.357598000002,61109.357598000002,9929.3575980000005,1565.757906,0,0,0,0,0,0,73,1746.214107,1308.5661709999999,572.66049899999996,0,51.743043,115.308378,"SF_2200_HZ2CZ4_cg_i2_1_ao80_gfnc_","NWHZ2CZ4_3",0,0,0,69,64,74,78,1,2104.6240469999998,0,0,0,"FUR",3,15,1,0,30,0,"Crawl",0.06,300,6.8302610699999997,"Attic",0.03,80,7.76,2200,18700,200,24.98505887,2210,11.09344939,1784,30.392214490000001,0.85,91.3,91.3,91.3,91.3,0.34,0.32,0.54,40,2.7959999999999998,1,1584,160,24.80505887,0,0,"N",0,0,0.75,1,1.75,2,0.65,2151.648862,17,"Exhaust",50,1,"Standard",5,0,4.5,4.5,1,75,1.2,120,0,0,3,4,6,0.65]
["SF_2200_HZ2CZ4_cg_i2_1_ao80_gfac_","NW","HZ2CZ4_",3,533.05694600000004,"NA",6644.9655000000002,348.43650000000002,0.91800700000000002,0.33334799999999998,0.35481800000000002,0.56366700000000003,18170.92352,21231.588298999999,21231.588298999999,6.1383039999999998,679.24276699999996,1415.03,2115.9523949999998,2597.8990990000002,763.72364900000002,42.405639999999998,6.5877489999999996,0,132.12079600000001,275.24016399999999,51145.848628,61117.578641,61117.578641,9937.5786410000001,1637.8284000000001,19740.891315000001,25023.201155999999,9209.7095740000004,0,0,0,73,1760.6370429999999,1304.7258159999999,582.41612499999997,0,51.743043,115.16274,"SF_2200_HZ2CZ4_cg_i2_1_ao80_gfac_","NWHZ2CZ4_3",0,0,0,69,64,74,78,1,2104.6240469999998,0,0,0,"FHCA",3,15,1,0,30,0,"Crawl",0.06,300,6.8302610699999997,"Attic",0.03,80,7.76,2200,18700,200,24.98505887,2210,11.09344939,1784,30.392214490000001,0.85,91.3,91.3,91.3,91.3,0.34,0.32,0.54,40,2.7959999999999998,1,1584,160,24.80505887,0,0,"N",0,0,0.75,1,1.75,2,0.65,2151.648862,17,"Exhaust",50,1,"Standard",5,0,4.5,4.5,1,75,1.2,120,0,0,3,4,6,0.65]
["SF_2200_HZ2CZ4_cg_i2_1_ao80_efaf_","NW","HZ2CZ4_",3,534.92932399999995,"NA",6644.9655000000002,348.43650000000002,0.91800700000000002,0.329571,0.36088300000000001,0.55982299999999996,18078.808530999999,21134.644941999999,21134.644941999999,6.1191430000000002,646.28466800000001,1408.568387,0,0,0,0,0,0,0,0,51152.381591999998,61109.357598000002,61109.357598000002,9929.3575980000005,1565.757906,0,0,0,0,0,0,73,1746.214107,1308.5661709999999,572.66049899999996,0,51.743043,115.308378,"SF_2200_HZ2CZ4_cg_i2_1_ao80_efaf_","NWHZ2CZ4_3",0,0,0,69,64,74,78,1,2104.6240469999998,0,0,0,"FUR",3,15,1,0,30,0,"Crawl",0.06,300,6.8302610699999997,"Attic",0.03,80,7.76,2200,18700,200,24.98505887,2210,11.09344939,1784,30.392214490000001,0.85,91.3,91.3,91.3,91.3,0.34,0.32,0.54,40,2.7959999999999998,1,1584,160,24.80505887,0,0,"N",0,0,0.75,1,1.75,2,0.65,2151.648862,17,"Exhaust",50,1,"Standard",5,0,4.5,4.5,1,75,1.2,120,0,0,3,4,6,0.65]
["SF_2200_HZ2CZ4_cg_i2_1_ao80_hp85_","NW","HZ2CZ4_",3,540.46095300000002,"NA",6644.9655000000002,348.43650000000002,0.91800700000000002,0.35254999999999997,0.37877499999999997,0.62743099999999996,17940.962310999999,21997.363021000001,9355.042367,2035.2634149999999,852.67586400000005,2640.863691,2116.592427,2598.6593520000001,768.52642100000003,42.672840000000001,6.5858850000000002,0,132.15902399999999,275.31980099999998,50757.517405999999,60597.149060999996,52396.432971000002,44794.878661000002,1102.0910080000001,19741.258797999999,25023.864686000001,9222.0686029999997,0,0,0,73,1760.62889,1304.7372580000001,582.40955799999995,0,51.743043,115.16292900000001,"SF_2200_HZ2CZ4_cg_i2_1_ao80_hp85_","NWHZ2CZ4_3",0,0,0,69,64,74,78,1,2104.6240469999998,0,0,0,"HSPF_8.5_SEER_13.0",3,15,1,0,30,0,"Crawl",0.06,300,6.8302610699999997,"Attic",0.03,80,7.76,2200,18700,200,24.98505887,2210,11.09344939,1784,30.392214490000001,0.85,91.3,91.3,91.3,91.3,0.34,0.32,0.54,40,2.7959999999999998,1,1584,160,24.80505887,0,0,"N",0,0,0.75,1,1.75,2,0.65,2151.648862,17,"Exhaust",50,1,"Standard",5,0,4.5,4.5,1,75,1.2,120,0,0,3,4,6,0.65]
["SF_2200_HZ2CZ4_cg_i2_1_ao80_zonl_","NW","HZ2CZ4_",3,524.58940299999995,"NA",6644.9655000000002,348.43650000000002,0.91800700000000002,0.30399399999999999,0.32742100000000002,0.47433799999999998,18695.373528,18695.373528,18695.373528,0.15482399999999999,571.85204999999996,1246.3479139999999,0,0,0,0,0,0,0,0,52246.758852999999,52246.758852999999,52246.758852999999,1168.274193,1565.757906,0,0,0,0,0,0,73,1746.1483740000001,1308.394309,572.65171999999995,0,51.743043,115.30709299999999,"SF_2200_HZ2CZ4_cg_i2_1_ao80_zonl_","NWHZ2CZ4_3",0,0,0,69,64,74,78,1,2104.6240469999998,0,0,0,"FUR",3,15,1,0,30,1,"Crawl",0.06,300,6.8302610699999997,"Attic",0.03,80,7.76,2200,18700,200,24.98505887,2210,11.09344939,1784,30.392214490000001,0.85,91.3,91.3,91.3,91.3,0.34,0.32,0.54,40,2.7959999999999998,1,1584,160,24.80505887,0,0,"N",0,0,0.75,1,1.75,2,0.65,2151.648862,17,"Exhaust",50,1,"Standard",5,0,4.5,4.5,1,75,1.2,120,0,0,3,4,6,0.65]
["SF_2200_HZ2CZ4_cg_i2_2_ge50_gfnc_","NW","HZ2CZ4_",3,534.95854599999996,"NA",6644.9655000000002,348.43650000000002,0.91800700000000002,0.32950000000000002,0.36097800000000002,0.56010400000000005,18151.270963999999,21218.578205000002,21218.578205000002,5.6199709999999996,648.86732199999994,1414.197216,0,0,0,0,0,0,0,0,50706.879797000001,60619.853192000002,60619.853192000002,9439.8531920000005,1565.757906,0,0,0,0,0,0,73,2391.0606619999999,1975.4954519999999,961.92100500000004,351.38917700000002,51.743043,116.58032300000001,"SF_2200_HZ2CZ4_cg_i2_2_ge50_gfnc_","NWHZ2CZ4_3",0,0,0,69,64,74,78,1,2104.6240469999998,0,0,0,"FUR",3,15,1,0,30,0,"Crawl",0.06,300,6.8302610699999997,"Attic",0.03,80,7.76,2200,18700,200,24.98505887,2210,11.09344939,1784,30.392214490000001,0.85,91.3,91.3,91.3,91.3,0.34,0.32,0.54,40,2.7959999999999998,1,1584,160,24.80505887,0,0,"N",0,0,0.75,1,1.75,2,0.65,2151.648862,17,"Exhaust",50,1,"Standard",5,0,4.5,4.5,1,45,1.1000000000000001,120,0,0,3,4,7,0.65]
["SF_2200_HZ2CZ4_cg_i2_2_ge50_gfac_","NW","HZ2CZ4_",3,532.58788600000003,"NA",6644.9655000000002,348.43650000000002,0.91800700000000002,0.33333400000000002,0.35330099999999998,0.56396500000000005,18239.705591999998,21311.278984,21311.278984,5.6386539999999998,681.80896499999994,1420.3760219999999,2082.7573670000002,2559.8186380000002,753.72080100000005,41.912277000000003,6.6142000000000003,0,130.23177200000001,271.30486000000002,50700.527599000001,60629.245301000003,60629.245301000003,9449.2453010000008,1637.8284000000001,19791.168546000001,25147.957290999999,9240.3079899999993,0,0,0,73,2403.5202410000002,1971.869614,978.202136,359.32156300000003,51.743043,116.502855,"SF_2200_HZ2CZ4_cg_i2_2_ge50_gfac_","NWHZ2CZ4_3",0,0,0,69,64,74,78,1,2104.6240469999998,0,0,0,"FHCA",3,15,1,0,30,0,"Crawl",0.06,300,6.8302610699999997,"Attic",0.03,80,7.76,2200,18700,200,24.98505887,2210,11.09344939,1784,30.392214490000001,0.85,91.3,91.3,91.3,91.3,0.34,0.32,0.54,40,2.7959999999999998,1,1584,160,24.80505887,0,0,"N",0,0,0.75,1,1.75,2,0.65,2151.648862,17,"Exhaust",50,1,"Standard",5,0,4.5,4.5,1,45,1.1000000000000001,120,0,0,3,4,7,0.65]
["SF_2200_HZ2CZ4_cg_i2_2_ge50_efaf_","NW","HZ2CZ4_",3,534.95854599999996,"NA",6644.9655000000002,348.43650000000002,0.91800700000000002,0.32950000000000002,0.36097800000000002,0.56010400000000005,18151.270963999999,21218.578205000002,21218.578205000002,5.6199709999999996,648.86732199999994,1414.197216,0,0,0,0,0,0,0,0,50706.879797000001,60619.853192000002,60619.853192000002,9439.8531920000005,1565.757906,0,0,0,0,0,0,73,2391.0606619999999,1975.4954519999999,961.92100500000004,351.38917700000002,51.743043,116.58032300000001,"SF_2200_HZ2CZ4_cg_i2_2_ge50_efaf_","NWHZ2CZ4_3",0,0,0,69,64,74,78,1,2104.6240469999998,0,0,0,"FUR",3,15,1,0,30,0,"Crawl",0.06,300,6.8302610699999997,"Attic",0.03,80,7.76,2200,18700,200,24.98505887,2210,11.09344939,1784,30.392214490000001,0.85,91.3,91.3,91.3,91.3,0.34,0.32,0.54,40,2.7959999999999998,1,1584,160,24.80505887,0,0,"N",0,0,0.75,1,1.75,2,0.65,2151.648862,17,"Exhaust",50,1,"Standard",5,0,4.5,4.5,1,45,1.1000000000000001,120,0,0,3,4,7,0.65]
["SF_2200_HZ2CZ4_cg_i2_2_ge50_hp85_","NW","HZ2CZ4_",3,540.00169600000004,"NA",6644.9655000000002,348.43650000000002,0.91800700000000002,0.35262500000000002,0.37728899999999999,0.62724500000000005,18008.996684000002,22079.905529,9373.0725220000004,2023.575247,856.06327599999997,2651.3445820000002,2083.3890529999999,2560.578865,758.46636799999999,42.179158999999999,6.6126769999999997,0,130.26993100000001,271.38435600000003,50299.034326000001,60091.486902999997,51890.770602999997,44289.216416000003,1102.0910080000001,19791.525817000002,25148.590553999999,9252.4070069999998,0,0,0,73,2403.4527880000001,1971.8190010000001,978.17484300000001,359.32002,51.743043,116.50295699999999,"SF_2200_HZ2CZ4_cg_i2_2_ge50_hp85_","NWHZ2CZ4_3",0,0,0,69,64,74,78,1,2104.6240469999998,0,0,0,"HSPF_8.5_SEER_13.0",3,15,1,0,30,0,"Crawl",0.06,300,6.8302610699999997,"Attic",0.03,80,7.76,2200,18700,200,24.98505887,2210,11.09344939,1784,30.392214490000001,0.85,91.3,91.3,91.3,91.3,0.34,0.32,0.54,40,2.7959999999999998,1,1584,160,24.80505887,0,0,"N",0,0,0.75,1,1.75,2,0.65,2151.648862,17,"Exhaust",50,1,"Standard",5,0,4.5,4.5,1,45,1.1000000000000001,120,0,0,3,4,7,0.65]
["SF_2200_HZ2CZ4_cg_i2_2_ge50_zonl_","NW","HZ2CZ4_",3,524.62302599999998,"NA",6644.9655000000002,348.43650000000002,0.91800700000000002,0.30381900000000001,0.32752999999999999,0.47433799999999998,18769.936978000002,18769.936978000002,18769.936978000002,0.10892,574.13422400000002,1251.3218710000001,0,0,0,0,0,0,0,0,51777.237633999997,51777.237633999997,51777.237633999997,697.68688599999996,1565.757906,0,0,0,0,0,0,73,2391.2516529999998,1975.5904390000001,962.01831900000002,351.39815700000003,51.743043,116.579713,"SF_2200_HZ2CZ4_cg_i2_2_ge50_zonl_","NWHZ2CZ4_3",0,0,0,69,64,74,78,1,2104.6240469999998,0,0,0,"FUR",3,15,1,0,30,1,"Crawl",0.06,300,6.8302610699999997,"Attic",0.03,80,7.76,2200,18700,200,24.98505887,2210,11.09344939,1784,30.392214490000001,0.85,91.3,91.3,91.3,91.3,0.34,0.32,0.54,40,2.7959999999999998,1,1584,160,24.80505887,0,0,"N",0,0,0.75,1,1.75,2,0.65,2151.648862,17,"Exhaust",50,1,"Standard",5,0,4.5,4.5,1,45,1.1000000000000001,120,0,0,3,4,7,0.65]
["SF_2200_HZ2CZ4_cg_i2_2_ao60_gfnc_","NW","HZ2CZ4_",3,534.81432199999995,"NA",6644.9655000000002,348.43650000000002,0.91800700000000002,0.32969100000000001,0.36050900000000002,0.56010800000000005,18249.642490999999,21333.341246,21333.341246,5.9767530000000004,652.36722799999995,1421.8242990000001,0,0,0,0,0,0,0,0,51053.650723999999,61001.758950000003,61001.758950000003,9821.7589499999995,1565.757906,0,0,0,0,0,0,73,2404.200523,1963.0430260000001,773.17188299999998,0,51.743043,115.797856,"SF_2200_HZ2CZ4_cg_i2_2_ao60_gfnc_","NWHZ2CZ4_3",0,0,0,69,64,74,78,1,2104.6240469999998,0,0,0,"FUR",3,15,1,0,30,0,"Crawl",0.06,300,6.8302610699999997,"Attic",0.03,80,7.76,2200,18700,200,24.98505887,2210,11.09344939,1784,30.392214490000001,0.85,91.3,91.3,91.3,91.3,0.34,0.32,0.54,40,2.7959999999999998,1,1584,160,24.80505887,0,0,"N",0,0,0.75,1,1.75,2,0.65,2151.648862,17,"Exhaust",50,1,"Standard",5,0,4.5,4.5,1,57,1.2,120,0,0,3,4,7,0.65]
["SF_2200_HZ2CZ4_cg_i2_2_ao60_gfac_","NW","HZ2CZ4_",3,532.52986499999997,"NA",6644.9655000000002,348.43650000000002,0.91800700000000002,0.33355699999999999,0.35310399999999997,0.56396599999999997,18347.544448000001,21436.664605000002,21436.664605000002,5.9962819999999999,685.81002799999999,1428.7112219999999,2098.9344190000002,2577.4817360000002,758.84078899999997,41.848976999999998,6.5609320000000002,0,131.14112399999999,273.19926400000003,51047.259856999997,61010.412402000002,61010.412402000002,9830.4124019999999,1637.8284000000001,19801.504267,25159.698354,9244.4921799999993,0,0,0,73,2418.7185079999999,1958.5550069999999,784.43424000000005,0,51.743043,115.693926,"SF_2200_HZ2CZ4_cg_i2_2_ao60_gfac_","NWHZ2CZ4_3",0,0,0,69,64,74,78,1,2104.6240469999998,0,0,0,"FHCA",3,15,1,0,30,0,"Crawl",0.06,300,6.8302610699999997,"Attic",0.03,80,7.76,2200,18700,200,24.98505887,2210,11.09344939,1784,30.392214490000001,0.85,91.3,91.3,91.3,91.3,0.34,0.32,0.54,40,2.7959999999999998,1,1584,160,24.80505887,0,0,"N",0,0,0.75,1,1.75,2,0.65,2151.648862,17,"Exhaust",50,1,"Standard",5,0,4.5,4.5,1,57,1.2,120,0,0,3,4,7,0.65]
["SF_2200_HZ2CZ4_cg_i2_2_ao60_efaf_","NW","HZ2CZ4_",3,534.81432199999995,"NA",6644.9655000000002,348.43650000000002,0.91800700000000002,0.32969100000000001,0.36050900000000002,0.56010800000000005,18249.642490999999,21333.341246,21333.341246,5.9767530000000004,652.36722799999995,1421.8242990000001,0,0,0,0,0,0,0,0,51053.650723999999,61001.758950000003,61001.758950000003,9821.7589499999995,1565.757906,0,0,0,0,0,0,73,2404.200523,1963.0430260000001,773.17188299999998,0,51.743043,115.797856,"SF_2200_HZ2CZ4_cg_i2_2_ao60_efaf_","NWHZ2CZ4_3",0,0,0,69,64,74,78,1,2104.6240469999998,0,0,0,"FUR",3,15,1,0,30,0,"Crawl",0.06,300,6.8302610699999997,"Attic",0.03,80,7.76,2200,18700,200,24.98505887,2210,11.09344939,1784,30.392214490000001,0.85,91.3,91.3,91.3,91.3,0.34,0.32,0.54,40,2.7959999999999998,1,1584,160,24.80505887,0,0,"N",0,0,0.75,1,1.75,2,0.65,2151.648862,17,"Exhaust",50,1,"Standard",5,0,4.5,4.5,1,57,1.2,120,0,0,3,4,7,0.65]
["SF_2200_HZ2CZ4_cg_i2_2_ao60_hp85_","NW","HZ2CZ4_",3,539.82050300000003,"NA",6644.9655000000002,348.43650000000002,0.91800700000000002,0.352794,0.37669399999999997,0.62722599999999995,18117.643227,22203.262213000002,9453.4188470000008,2087.737619,858.02831700000002,2657.4209559999999,2099.582187,2578.2503940000001,763.59396000000004,42.111452999999997,6.55898,0,131.17978500000001,273.27980500000001,50648.989481999997,60477.741928000003,52277.025580000001,44675.471421000002,1102.0910080000001,19801.86853,25160.342359999999,9256.563623,0,0,0,73,2418.7059760000002,1958.566885,784.428179,0,51.743043,115.694408,"SF_2200_HZ2CZ4_cg_i2_2_ao60_hp85_","NWHZ2CZ4_3",0,0,0,69,64,74,78,1,2104.6240469999998,0,0,0,"HSPF_8.5_SEER_13.0",3,15,1,0,30,0,"Crawl",0.06,300,6.8302610699999997,"Attic",0.03,80,7.76,2200,18700,200,24.98505887,2210,11.09344939,1784,30.392214490000001,0.85,91.3,91.3,91.3,91.3,0.34,0.32,0.54,40,2.7959999999999998,1,1584,160,24.80505887,0,0,"N",0,0,0.75,1,1.75,2,0.65,2151.648862,17,"Exhaust",50,1,"Standard",5,0,4.5,4.5,1,57,1.2,120,0,0,3,4,7,0.65]
["SF_2200_HZ2CZ4_cg_i2_2_ao60_zonl_","NW","HZ2CZ4_",3,524.46929899999998,"NA",6644.9655000000002,348.43650000000002,0.91800700000000002,0.303871,0.32703100000000002,0.47433799999999998,18871.254446999999,18871.254446999999,18871.254446999999,0.14322299999999999,577.23264200000006,1258.0740820000001,0,0,0,0,0,0,0,0,52129.774517999998,52129.774517999998,52129.774517999998,1050.1975379999999,1565.757906,0,0,0,0,0,0,73,2404.111582,1962.837761,773.16382099999998,0,51.743043,115.796954,"SF_2200_HZ2CZ4_cg_i2_2_ao60_zonl_","NWHZ2CZ4_3",0,0,0,69,64,74,78,1,2104.6240469999998,0,0,0,"FUR",3,15,1,0,30,1,"Crawl",0.06,300,6.8302610699999997,"Attic",0.03,80,7.76,2200,18700,200,24.98505887,2210,11.09344939,1784,30.392214490000001,0.85,91.3,91.3,91.3,91.3,0.34,0.32,0.54,40,2.7959999999999998,1,1584,160,24.80505887,0,0,"N",0,0,0.75,1,1.75,2,0.65,2151.648862,17,"Exhaust",50,1,"Standard",5,0,4.5,4.5,1,57,1.2,120,0,0,3,4,7,0.65]
["SF_2200_HZ2CZ4_cg_i2_2_ao80_gfnc_","NW","HZ2CZ4_",3,535.13060900000005,"NA",6644.9655000000002,348.43650000000002,0.91800700000000002,0.329654,0.36153299999999999,0.55998300000000001,18239.192515999999,21321.338200999999,21321.338200999999,5.9403639999999998,652.00139899999999,1421.0265220000001,0,0,0,0,0,0,0,0,51003.401558999998,60943.800719999999,60943.800719999999,9763.8007199999993,1565.757906,0,0,0,0,0,0,73,2405.9107199999999,1975.675857,776.65511600000002,0,51.743043,116.108144,"SF_2200_HZ2CZ4_cg_i2_2_ao80_gfnc_","NWHZ2CZ4_3",0,0,0,69,64,74,78,1,2104.6240469999998,0,0,0,"FUR",3,15,1,0,30,0,"Crawl",0.06,300,6.8302610699999997,"Attic",0.03,80,7.76,2200,18700,200,24.98505887,2210,11.09344939,1784,30.392214490000001,0.85,91.3,91.3,91.3,91.3,0.34,0.32,0.54,40,2.7959999999999998,1,1584,160,24.80505887,0,0,"N",0,0,0.75,1,1.75,2,0.65,2151.648862,17,"Exhaust",50,1,"Standard",5,0,4.5,4.5,1,75,1.2,120,0,0,3,4,7,0.65]
["SF_2200_HZ2CZ4_cg_i2_2_ao80_gfac_","NW","HZ2CZ4_",3,532.870767,"NA",6644.9655000000002,348.43650000000002,0.91800700000000002,0.33351599999999998,0.35421200000000003,0.56384500000000004,18331.092619999999,21417.872074999999,21417.872074999999,5.9598050000000002,685.20980899999995,1427.460818,2091.281481,2568.655467,755.98624700000005,41.887388000000001,6.5777340000000004,0,130.67227299999999,272.222532,50996.808984000003,60952.215844999999,60952.215844999999,9772.2158450000006,1637.8284000000001,19801.603239,25159.318358,9244.301367,0,0,0,73,2420.618285,1971.964248,789.34432000000004,0,51.743043,115.992818,"SF_2200_HZ2CZ4_cg_i2_2_ao80_gfac_","NWHZ2CZ4_3",0,0,0,69,64,74,78,1,2104.6240469999998,0,0,0,"FHCA",3,15,1,0,30,0,"Crawl",0.06,300,6.8302610699999997,"Attic",0.03,80,7.76,2200,18700,200,24.98505887,2210,11.09344939,1784,30.392214490000001,0.85,91.3,91.3,91.3,91.3,0.34,0.32,0.54,40,2.7959999999999998,1,1584,160,24.80505887,0,0,"N",0,0,0.75,1,1.75,2,0.65,2151.648862,17,"Exhaust",50,1,"Standard",5,0,4.5,4.5,1,75,1.2,120,0,0,3,4,7,0.65]
["SF_2200_HZ2CZ4_cg_i2_2_ao80_efaf_","NW","HZ2CZ4_",3,535.13060900000005,"NA",6644.9655000000002,348.43650000000002,0.91800700000000002,0.329654,0.36153299999999999,0.55998300000000001,18239.192515999999,21321.338200999999,21321.338200999999,5.9403639999999998,652.00139899999999,1421.0265220000001,0,0,0,0,0,0,0,0,51003.401558999998,60943.800719999999,60943.800719999999,9763.8007199999993,1565.757906,0,0,0,0,0,0,73,2405.9107199999999,1975.675857,776.65511600000002,0,51.743043,116.108144,"SF_2200_HZ2CZ4_cg_i2_2_ao80_efaf_","NWHZ2CZ4_3",0,0,0,69,64,74,78,1,2104.6240469999998,0,0,0,"FUR",3,15,1,0,30,0,"Crawl",0.06,300,6.8302610699999997,"Attic",0.03,80,7.76,2200,18700,200,24.98505887,2210,11.09344939,1784,30.392214490000001,0.85,91.3,91.3,91.3,91.3,0.34,0.32,0.54,40,2.7959999999999998,1,1584,160,24.80505887,0,0,"N",0,0,0.75,1,1.75,2,0.65,2151.648862,17,"Exhaust",50,1,"Standard",5,0,4.5,4.5,1,75,1.2,120,0,0,3,4,7,0.65]
["SF_2200_HZ2CZ4_cg_i2_2_ao80_hp85_","NW","HZ2CZ4_",3,540.21443399999998,"NA",6644.9655000000002,348.43650000000002,0.91800700000000002,0.35272199999999998,0.377973,0.62724599999999997,18101.568778000001,22183.161392000002,9456.5496089999997,2101.7409389999998,856.94246899999996,2654.0623409999998,2091.9244100000001,2569.4222089999998,760.73298199999999,42.151446,6.5758999999999999,0,130.710779,272.30275,50612.548586999997,60436.490433999999,52235.771217000001,44634.218758000003,1102.0910080000001,19801.963761999999,25159.957382000001,9256.3768400000008,0,0,0,73,2420.6231360000002,1971.9905960000001,789.34165900000005,0,51.743043,115.992863,"SF_2200_HZ2CZ4_cg_i2_2_ao80_hp85_","NWHZ2CZ4_3",0,0,0,69,64,74,78,1,2104.6240469999998,0,0,0,"HSPF_8.5_SEER_13.0",3,15,1,0,30,0,"Crawl",0.06,300,6.8302610699999997,"Attic",0.03,80,7.76,2200,18700,200,24.98505887,2210,11.09344939,1784,30.392214490000001,0.85,91.3,91.3,91.3,91.3,0.34,0.32,0.54,40,2.7959999999999998,1,1584,160,24.80505887,0,0,"N",0,0,0.75,1,1.75,2,0.65,2151.648862,17,"Exhaust",50,1,"Standard",5,0,4.5,4.5,1,75,1.2,120,0,0,3,4,7,0.65]
["SF_2200_HZ2CZ4_cg_i2_2_ao80_zonl_","NW","HZ2CZ4_",3,524.71436400000005,"NA",6644.9655000000002,348.43650000000002,0.91800700000000002,0.303846,0.327824,0.47433799999999998,18860.603209000001,18860.603209000001,18860.603209000001,0.14089499999999999,576.90710000000001,1257.3641540000001,0,0,0,0,0,0,0,0,52105.431552000002,52105.431552000002,52105.431552000002,1026.218345,1565.757906,0,0,0,0,0,0,73,2406.4778660000002,1976.1241889999999,776.90779099999997,0,51.743043,116.10799900000001,"SF_2200_HZ2CZ4_cg_i2_2_ao80_zonl_","NWHZ2CZ4_3",0,0,0,69,64,74,78,1,2104.6240469999998,0,0,0,"FUR",3,15,1,0,30,1,"Crawl",0.06,300,6.8302610699999997,"Attic",0.03,80,7.76,2200,18700,200,24.98505887,2210,11.09344939,1784,30.392214490000001,0.85,91.3,91.3,91.3,91.3,0.34,0.32,0.54,40,2.7959999999999998,1,1584,160,24.80505887,0,0,"N",0,0,0.75,1,1.75,2,0.65,2151.648862,17,"Exhaust",50,1,"Standard",5,0,4.5,4.5,1,75,1.2,120,0,0,3,4,7,0.65]
["SF_2200_HZ2CZ4_cg_i2_3_ge50_gfnc_","NW","HZ2CZ4_",3,534.95216400000004,"NA",6644.9655000000002,348.43650000000002,0.91800700000000002,0.32946599999999998,0.36095500000000003,0.55974400000000002,18274.225336,21361.160499000001,21361.160499000001,6.0366609999999996,653.21572300000003,1423.674923,0,0,0,0,0,0,0,0,50802.889739999999,60706.337061999999,60706.337061999999,9526.3370620000005,1565.757906,0,0,0,0,0,0,73,3133.196817,2715.422176,1301.982998,518.04672700000003,51.743043,117.131832,"SF_2200_HZ2CZ4_cg_i2_3_ge50_gfnc_","NWHZ2CZ4_3",0,0,0,69,64,74,78,1,2104.6240469999998,0,0,0,"FUR",3,15,1,0,30,0,"Crawl",0.06,300,6.8302610699999997,"Attic",0.03,80,7.76,2200,18700,200,24.98505887,2210,11.09344939,1784,30.392214490000001,0.85,91.3,91.3,91.3,91.3,0.34,0.32,0.54,40,2.7959999999999998,1,1584,160,24.80505887,0,0,"N",0,0,0.75,1,1.75,2,0.65,2151.648862,17,"Exhaust",50,1,"Standard",5,0,4.5,4.5,1,45,1.1000000000000001,120,0,0,3,4,8,0.65]
["SF_2200_HZ2CZ4_cg_i2_3_ge50_gfac_","NW","HZ2CZ4_",3,532.80056100000002,"NA",6644.9655000000002,348.43650000000002,0.91800700000000002,0.33334999999999998,0.35398299999999999,0.56357999999999997,18362.694220000001,21453.832509,21453.832509,6.0547399999999998,686.35755300000005,1429.8518509999999,2037.472794,2506.6717709999998,738.89870699999994,41.426969,6.6925379999999999,0,127.558243,265.73524099999997,50796.651373000001,60715.443536999999,60715.443536999999,9535.4435369999992,1637.8284000000001,19564.885265000001,24897.443362000002,9142.7221530000006,0,0,0,73,3143.779505,2710.2975369999999,1319.7975309999999,525.77059299999996,51.743043,117.05519,"SF_2200_HZ2CZ4_cg_i2_3_ge50_gfac_","NWHZ2CZ4_3",0,0,0,69,64,74,78,1,2104.6240469999998,0,0,0,"FHCA",3,15,1,0,30,0,"Crawl",0.06,300,6.8302610699999997,"Attic",0.03,80,7.76,2200,18700,200,24.98505887,2210,11.09344939,1784,30.392214490000001,0.85,91.3,91.3,91.3,91.3,0.34,0.32,0.54,40,2.7959999999999998,1,1584,160,24.80505887,0,0,"N",0,0,0.75,1,1.75,2,0.65,2151.648862,17,"Exhaust",50,1,"Standard",5,0,4.5,4.5,1,45,1.1000000000000001,120,0,0,3,4,8,0.65]
["SF_2200_HZ2CZ4_cg_i2_3_ge50_efaf_","NW","HZ2CZ4_",3,534.95216400000004,"NA",6644.9655000000002,348.43650000000002,0.91800700000000002,0.32946599999999998,0.36095500000000003,0.55974400000000002,18274.225336,21361.160499000001,21361.160499000001,6.0366609999999996,653.21572300000003,1423.674923,0,0,0,0,0,0,0,0,50802.889739999999,60706.337061999999,60706.337061999999,9526.3370620000005,1565.757906,0,0,0,0,0,0,73,3133.196817,2715.422176,1301.982998,518.04672700000003,51.743043,117.131832,"SF_2200_HZ2CZ4_cg_i2_3_ge50_efaf_","NWHZ2CZ4_3",0,0,0,69,64,74,78,1,2104.6240469999998,0,0,0,"FUR",3,15,1,0,30,0,"Crawl",0.06,300,6.8302610699999997,"Attic",0.03,80,7.76,2200,18700,200,24.98505887,2210,11.09344939,1784,30.392214490000001,0.85,91.3,91.3,91.3,91.3,0.34,0.32,0.54,40,2.7959999999999998,1,1584,160,24.80505887,0,0,"N",0,0,0.75,1,1.75,2,0.65,2151.648862,17,"Exhaust",50,1,"Standard",5,0,4.5,4.5,1,45,1.1000000000000001,120,0,0,3,4,8,0.65]
["SF_2200_HZ2CZ4_cg_i2_3_ge50_hp85_","NW","HZ2CZ4_",3,540.18198099999995,"NA",6644.9655000000002,348.43650000000002,0.91800700000000002,0.35267399999999999,0.37786599999999998,0.62723399999999996,18131.789930999999,22223.192189000001,9445.1067590000002,2062.7944670000002,859.86302499999999,2663.1069859999998,2038.099234,2507.4179650000001,743.58621300000004,41.690579,6.6906160000000003,0,127.595777,265.81343299999997,50398.767898999999,60183.270506000001,51956.428413000001,44354.37126,1102.0910080000001,19565.254497000002,24898.104815999999,9155.6369009999999,0,0,0,73,3143.7724440000002,2710.3073239999999,1319.788348,525.76800400000002,51.743043,117.05535,"SF_2200_HZ2CZ4_cg_i2_3_ge50_hp85_","NWHZ2CZ4_3",0,0,0,69,64,74,78,1,2104.6240469999998,0,0,0,"HSPF_8.5_SEER_13.0",3,15,1,0,30,0,"Crawl",0.06,300,6.8302610699999997,"Attic",0.03,80,7.76,2200,18700,200,24.98505887,2210,11.09344939,1784,30.392214490000001,0.85,91.3,91.3,91.3,91.3,0.34,0.32,0.54,40,2.7959999999999998,1,1584,160,24.80505887,0,0,"N",0,0,0.75,1,1.75,2,0.65,2151.648862,17,"Exhaust",50,1,"Standard",5,0,4.5,4.5,1,45,1.1000000000000001,120,0,0,3,4,8,0.65]
["SF_2200_HZ2CZ4_cg_i2_3_ge50_zonl_","NW","HZ2CZ4_",3,524.55713600000001,"NA",6644.9655000000002,348.43650000000002,0.91800700000000002,0.30361300000000002,0.32731500000000002,0.47433799999999998,18896.520741,18896.520741,18896.520741,0.11668000000000001,578.00585999999998,1259.7602710000001,0,0,0,0,0,0,0,0,51874.214083999999,51874.214083999999,51874.214083999999,722.78527899999995,1565.757906,0,0,0,0,0,0,73,3133.0954280000001,2715.2253049999999,1302.0061479999999,518.06191200000001,51.743043,117.130904,"SF_2200_HZ2CZ4_cg_i2_3_ge50_zonl_","NWHZ2CZ4_3",0,0,0,69,64,74,78,1,2104.6240469999998,0,0,0,"FUR",3,15,1,0,30,1,"Crawl",0.06,300,6.8302610699999997,"Attic",0.03,80,7.76,2200,18700,200,24.98505887,2210,11.09344939,1784,30.392214490000001,0.85,91.3,91.3,91.3,91.3,0.34,0.32,0.54,40,2.7959999999999998,1,1584,160,24.80505887,0,0,"N",0,0,0.75,1,1.75,2,0.65,2151.648862,17,"Exhaust",50,1,"Standard",5,0,4.5,4.5,1,45,1.1000000000000001,120,0,0,3,4,8,0.65]
["SF_2200_HZ2CZ4_cg_i2_3_ao60_gfnc_","NW","HZ2CZ4_",3,535.16156000000001,"NA",6644.9655000000002,348.43650000000002,0.91800700000000002,0.32963199999999998,0.36163299999999998,0.56126799999999999,18381.570055,21486.511694000001,21486.511694000001,6.2240960000000003,657.044939,1432.0191729999999,0,0,0,0,0,0,0,0,50830.259927999999,60743.299718000002,60743.299718000002,9563.2997180000002,1565.757906,0,0,0,0,0,0,73,3140.2094619999998,2681.5083549999999,1002.112667,0,51.743043,115.94578300000001,"SF_2200_HZ2CZ4_cg_i2_3_ao60_gfnc_","NWHZ2CZ4_3",0,0,0,69,64,74,78,1,2104.6240469999998,0,0,0,"FUR",3,15,1,0,30,0,"Crawl",0.06,300,6.8302610699999997,"Attic",0.03,80,7.76,2200,18700,200,24.98505887,2210,11.09344939,1784,30.392214490000001,0.85,91.3,91.3,91.3,91.3,0.34,0.32,0.54,40,2.7959999999999998,1,1584,160,24.80505887,0,0,"N",0,0,0.75,1,1.75,2,0.65,2151.648862,17,"Exhaust",50,1,"Standard",5,0,4.5,4.5,1,57,1.2,120,0,0,3,4,8,0.65]
["SF_2200_HZ2CZ4_cg_i2_3_ao60_gfac_","NW","HZ2CZ4_",3,532.61655599999995,"NA",6644.9655000000002,348.43650000000002,0.91800700000000002,0.33350400000000002,0.35339100000000001,0.56518199999999996,18473.510044999999,21582.994329000001,21582.994329000001,6.2435530000000004,690.48486100000002,1438.4500519999999,2041.771272,2510.9692439999999,740.44282899999996,41.237153999999997,6.6533629999999997,0,127.801728,266.242481,50823.944282999997,60752.395615000001,60752.395615000001,9572.3956149999995,1637.8284000000001,19780.591473,25135.772974,9236.5745299999999,0,0,0,73,3155.2202790000001,2677.5543539999999,1016.582986,0,51.743043,115.879673,"SF_2200_HZ2CZ4_cg_i2_3_ao60_gfac_","NWHZ2CZ4_3",0,0,0,69,64,74,78,1,2104.6240469999998,0,0,0,"FHCA",3,15,1,0,30,0,"Crawl",0.06,300,6.8302610699999997,"Attic",0.03,80,7.76,2200,18700,200,24.98505887,2210,11.09344939,1784,30.392214490000001,0.85,91.3,91.3,91.3,91.3,0.34,0.32,0.54,40,2.7959999999999998,1,1584,160,24.80505887,0,0,"N",0,0,0.75,1,1.75,2,0.65,2151.648862,17,"Exhaust",50,1,"Standard",5,0,4.5,4.5,1,57,1.2,120,0,0,3,4,8,0.65]
["SF_2200_HZ2CZ4_cg_i2_3_ao60_efaf_","NW","HZ2CZ4_",3,535.16156000000001,"NA",6644.9655000000002,348.43650000000002,0.91800700000000002,0.32963199999999998,0.36163299999999998,0.56126799999999999,18381.570055,21486.511694000001,21486.511694000001,6.2240960000000003,657.044939,1432.0191729999999,0,0,0,0,0,0,0,0,50830.259927999999,60743.299718000002,60743.299718000002,9563.2997180000002,1565.757906,0,0,0,0,0,0,73,3140.2094619999998,2681.5083549999999,1002.112667,0,51.743043,115.94578300000001,"SF_2200_HZ2CZ4_cg_i2_3_ao60_efaf_","NWHZ2CZ4_3",0,0,0,69,64,74,78,1,2104.6240469999998,0,0,0,"FUR",3,15,1,0,30,0,"Crawl",0.06,300,6.8302610699999997,"Attic",0.03,80,7.76,2200,18700,200,24.98505887,2210,11.09344939,1784,30.392214490000001,0.85,91.3,91.3,91.3,91.3,0.34,0.32,0.54,40,2.7959999999999998,1,1584,160,24.80505887,0,0,"N",0,0,0.75,1,1.75,2,0.65,2151.648862,17,"Exhaust",50,1,"Standard",5,0,4.5,4.5,1,57,1.2,120,0,0,3,4,8,0.65]
["SF_2200_HZ2CZ4_cg_i2_3_ao60_hp85_","NW","HZ2CZ4_",3,539.93953599999998,"NA",6644.9655000000002,348.43650000000002,0.91800700000000002,0.35278399999999999,0.37708599999999998,0.62723099999999998,18243.341753000001,22350.431879,9524.8899290000008,2124.1211990000002,862.03243299999997,2669.8108940000002,2042.392505,2511.7125550000001,745.10336099999995,41.498140999999997,6.6516159999999998,0,127.83910400000001,266.32034299999998,50423.322113000002,60217.035013000001,52017.175803999999,44415.118864999997,1102.0910080000001,19780.961353999999,25136.422696000001,9248.6972210000004,0,0,0,73,3155.2665959999999,2677.620864,1016.597094,0,51.743043,115.879865,"SF_2200_HZ2CZ4_cg_i2_3_ao60_hp85_","NWHZ2CZ4_3",0,0,0,69,64,74,78,1,2104.6240469999998,0,0,0,"HSPF_8.5_SEER_13.0",3,15,1,0,30,0,"Crawl",0.06,300,6.8302610699999997,"Attic",0.03,80,7.76,2200,18700,200,24.98505887,2210,11.09344939,1784,30.392214490000001,0.85,91.3,91.3,91.3,91.3,0.34,0.32,0.54,40,2.7959999999999998,1,1584,160,24.80505887,0,0,"N",0,0,0.75,1,1.75,2,0.65,2151.648862,17,"Exhaust",50,1,"Standard",5,0,4.5,4.5,1,57,1.2,120,0,0,3,4,8,0.65]
["SF_2200_HZ2CZ4_cg_i2_3_ao60_zonl_","NW","HZ2CZ4_",3,524.67006800000001,"NA",6644.9655000000002,348.43650000000002,0.91800700000000002,0.30362800000000001,0.327681,0.47433799999999998,19007.416819999999,19007.416819999999,19007.416819999999,0.11673600000000001,581.39853400000004,1267.153339,0,0,0,0,0,0,0,0,51897.737379999999,51897.737379999999,51897.737379999999,717.73738000000003,1565.757906,0,0,0,0,0,0,73,3140.342611,2681.5242939999998,1002.2215660000001,0,51.743043,115.94526500000001,"SF_2200_HZ2CZ4_cg_i2_3_ao60_zonl_","NWHZ2CZ4_3",0,0,0,69,64,74,78,1,2104.6240469999998,0,0,0,"FUR",3,15,1,0,30,1,"Crawl",0.06,300,6.8302610699999997,"Attic",0.03,80,7.76,2200,18700,200,24.98505887,2210,11.09344939,1784,30.392214490000001,0.85,91.3,91.3,91.3,91.3,0.34,0.32,0.54,40,2.7959999999999998,1,1584,160,24.80505887,0,0,"N",0,0,0.75,1,1.75,2,0.65,2151.648862,17,"Exhaust",50,1,"Standard",5,0,4.5,4.5,1,57,1.2,120,0,0,3,4,8,0.65]
["SF_2200_HZ2CZ4_cg_i2_3_ao80_gfnc_","NW","HZ2CZ4_",3,535.17429900000002,"NA",6644.9655000000002,348.43650000000002,0.91800700000000002,0.32961600000000002,0.361674,0.56134600000000001,18382.641350999998,21488.181337999999,21488.181337999999,6.0205529999999996,657.10235399999999,1432.1440520000001,0,0,0,0,0,0,0,0,50740.705422999999,60644.673924000002,60644.673924000002,9464.6739240000006,1565.757906,0,0,0,0,0,0,73,3157.13544,2708.9295379999999,1017.160694,0,51.743043,116.626743,"SF_2200_HZ2CZ4_cg_i2_3_ao80_gfnc_","NWHZ2CZ4_3",0,0,0,69,64,74,78,1,2104.6240469999998,0,0,0,"FUR",3,15,1,0,30,0,"Crawl",0.06,300,6.8302610699999997,"Attic",0.03,80,7.76,2200,18700,200,24.98505887,2210,11.09344939,1784,30.392214490000001,0.85,91.3,91.3,91.3,91.3,0.34,0.32,0.54,40,2.7959999999999998,1,1584,160,24.80505887,0,0,"N",0,0,0.75,1,1.75,2,0.65,2151.648862,17,"Exhaust",50,1,"Standard",5,0,4.5,4.5,1,75,1.2,120,0,0,3,4,8,0.65]
["SF_2200_HZ2CZ4_cg_i2_3_ao80_gfac_","NW","HZ2CZ4_",3,532.67004399999996,"NA",6644.9655000000002,348.43650000000002,0.91800700000000002,0.33352599999999999,0.35356700000000002,0.56524300000000005,18474.929790999999,21585.047341000001,21585.047341000001,6.0393059999999998,690.557097,1438.6005359999999,2039.569123,2508.2900850000001,739.45970899999998,41.263263000000002,6.6632740000000004,0,127.652241,265.931062,50734.400909999997,60653.967819999998,60653.967819999998,9473.9678199999998,1637.8284000000001,19765.028793000001,25113.546848999998,9223.922466,0,0,0,73,3170.3200240000001,2704.1401890000002,1031.9309840000001,0,51.743043,116.529302,"SF_2200_HZ2CZ4_cg_i2_3_ao80_gfac_","NWHZ2CZ4_3",0,0,0,69,64,74,78,1,2104.6240469999998,0,0,0,"FHCA",3,15,1,0,30,0,"Crawl",0.06,300,6.8302610699999997,"Attic",0.03,80,7.76,2200,18700,200,24.98505887,2210,11.09344939,1784,30.392214490000001,0.85,91.3,91.3,91.3,91.3,0.34,0.32,0.54,40,2.7959999999999998,1,1584,160,24.80505887,0,0,"N",0,0,0.75,1,1.75,2,0.65,2151.648862,17,"Exhaust",50,1,"Standard",5,0,4.5,4.5,1,75,1.2,120,0,0,3,4,8,0.65]
["SF_2200_HZ2CZ4_cg_i2_3_ao80_efaf_","NW","HZ2CZ4_",3,535.17429900000002,"NA",6644.9655000000002,348.43650000000002,0.91800700000000002,0.32961600000000002,0.361674,0.56134600000000001,18382.641350999998,21488.181337999999,21488.181337999999,6.0205529999999996,657.10235399999999,1432.1440520000001,0,0,0,0,0,0,0,0,50740.705422999999,60644.673924000002,60644.673924000002,9464.6739240000006,1565.757906,0,0,0,0,0,0,73,3157.13544,2708.9295379999999,1017.160694,0,51.743043,116.626743,"SF_2200_HZ2CZ4_cg_i2_3_ao80_efaf_","NWHZ2CZ4_3",0,0,0,69,64,74,78,1,2104.6240469999998,0,0,0,"FUR",3,15,1,0,30,0,"Crawl",0.06,300,6.8302610699999997,"Attic",0.03,80,7.76,2200,18700,200,24.98505887,2210,11.09344939,1784,30.392214490000001,0.85,91.3,91.3,91.3,91.3,0.34,0.32,0.54,40,2.7959999999999998,1,1584,160,24.80505887,0,0,"N",0,0,0.75,1,1.75,2,0.65,2151.648862,17,"Exhaust",50,1,"Standard",5,0,4.5,4.5,1,75,1.2,120,0,0,3,4,8,0.65]
["SF_2200_HZ2CZ4_cg_i2_3_ao80_hp85_","NW","HZ2CZ4_",3,540.00083299999994,"NA",6644.9655000000002,348.43650000000002,0.91800700000000002,0.35278999999999999,0.37728800000000001,0.62720200000000004,18244.852728999998,22351.974654000001,9531.2272229999999,2132.4692810000001,861.85928100000001,2669.279798,2040.195616,2509.0398180000002,744.124233,41.525064999999998,6.6615830000000003,0,127.689902,266.00951900000001,50332.567646000003,60116.93649,51917.077292000002,44315.020346999998,1102.0910080000001,19765.390493999999,25114.188125000001,9236.1311920000007,0,0,0,73,3170.3810349999999,2704.221184,1031.9485970000001,0,51.743043,116.529346,"SF_2200_HZ2CZ4_cg_i2_3_ao80_hp85_","NWHZ2CZ4_3",0,0,0,69,64,74,78,1,2104.6240469999998,0,0,0,"HSPF_8.5_SEER_13.0",3,15,1,0,30,0,"Crawl",0.06,300,6.8302610699999997,"Attic",0.03,80,7.76,2200,18700,200,24.98505887,2210,11.09344939,1784,30.392214490000001,0.85,91.3,91.3,91.3,91.3,0.34,0.32,0.54,40,2.7959999999999998,1,1584,160,24.80505887,0,0,"N",0,0,0.75,1,1.75,2,0.65,2151.648862,17,"Exhaust",50,1,"Standard",5,0,4.5,4.5,1,75,1.2,120,0,0,3,4,8,0.65]
["SF_2200_HZ2CZ4_cg_i2_3_ao80_zonl_","NW","HZ2CZ4_",3,524.67519700000003,"NA",6644.9655000000002,348.43650000000002,0.91800700000000002,0.30360799999999999,0.32769799999999999,0.47433799999999998,19008.673360000001,19008.673360000001,19008.673360000001,0.107848,581.43737999999996,1267.237701,0,0,0,0,0,0,0,0,51805.443433,51805.443433,51805.443433,625.44343300000003,1565.757906,0,0,0,0,0,0,73,3157.3248450000001,2708.9856570000002,1017.31055,0,51.743043,116.627111,"SF_2200_HZ2CZ4_cg_i2_3_ao80_zonl_","NWHZ2CZ4_3",0,0,0,69,64,74,78,1,2104.6240469999998,0,0,0,"FUR",3,15,1,0,30,1,"Crawl",0.06,300,6.8302610699999997,"Attic",0.03,80,7.76,2200,18700,200,24.98505887,2210,11.09344939,1784,30.392214490000001,0.85,91.3,91.3,91.3,91.3,0.34,0.32,0.54,40,2.7959999999999998,1,1584,160,24.80505887,0,0,"N",0,0,0.75,1,1.75,2,0.65,2151.648862,17,"Exhaust",50,1,"Standard",5,0,4.5,4.5,1,75,1.2,120,0,0,3,4,8,0.65]
["SF_2200_HZ2CZ4_cg_i2_4_ge50_gfnc_","NW","HZ2CZ4_",3,534.88711599999999,"NA",6644.9655000000002,348.43650000000002,0.91800700000000002,0.32933200000000001,0.36074299999999998,0.55951099999999998,18189.359284999999,21261.045376999999,21261.045376999999,5.7986839999999997,650.16016999999999,1417.0164460000001,0,0,0,0,0,0,0,0,50240.996008000002,60098.831620999998,60098.831620999998,8918.8316209999994,1565.757906,0,0,0,0,0,0,73,3709.7741679999999,3299.0921239999998,2044.6690719999999,1348.467862,51.743043,117.041888,"SF_2200_HZ2CZ4_cg_i2_4_ge50_gfnc_","NWHZ2CZ4_3",0,0,0,69,64,74,78,1,2104.6240469999998,0,0,0,"FUR",3,15,1,0,30,0,"Crawl",0.06,300,6.8302610699999997,"Attic",0.03,80,7.76,2200,18700,200,24.98505887,2210,11.09344939,1784,30.392214490000001,0.85,91.3,91.3,91.3,91.3,0.34,0.32,0.54,40,2.7959999999999998,1,1584,160,24.80505887,0,0,"N",0,0,0.75,1,1.75,2,0.65,2151.648862,17,"Exhaust",50,1,"Standard",5,0,4.5,4.5,1,45,1.1000000000000001,120,0,0,3,4,9,0.65]
["SF_2200_HZ2CZ4_cg_i2_4_ge50_gfac_","NW","HZ2CZ4_",3,532.73896100000002,"NA",6644.9655000000002,348.43650000000002,0.91800700000000002,0.33320899999999998,0.35378300000000001,0.56335000000000002,18278.015299999999,21353.939170000001,21353.939170000001,5.8184950000000004,683.16839300000004,1423.2080450000001,2034.3046529999999,2502.2270450000001,737.19543699999997,41.564019000000002,6.7344419999999996,0,127.31277,265.223861,50234.737735000002,60109.173965000002,60109.173965000002,8929.173965,1637.8284000000001,19636.393603,24840.117236999999,9094.5809270000009,0,0,0,73,3717.894941,3291.661028,2065.731221,1362.096301,51.743043,116.945988,"SF_2200_HZ2CZ4_cg_i2_4_ge50_gfac_","NWHZ2CZ4_3",0,0,0,69,64,74,78,1,2104.6240469999998,0,0,0,"FHCA",3,15,1,0,30,0,"Crawl",0.06,300,6.8302610699999997,"Attic",0.03,80,7.76,2200,18700,200,24.98505887,2210,11.09344939,1784,30.392214490000001,0.85,91.3,91.3,91.3,91.3,0.34,0.32,0.54,40,2.7959999999999998,1,1584,160,24.80505887,0,0,"N",0,0,0.75,1,1.75,2,0.65,2151.648862,17,"Exhaust",50,1,"Standard",5,0,4.5,4.5,1,45,1.1000000000000001,120,0,0,3,4,9,0.65]
["SF_2200_HZ2CZ4_cg_i2_4_ge50_efaf_","NW","HZ2CZ4_",3,534.88711599999999,"NA",6644.9655000000002,348.43650000000002,0.91800700000000002,0.32933200000000001,0.36074299999999998,0.55951099999999998,18189.359284999999,21261.045376999999,21261.045376999999,5.7986839999999997,650.16016999999999,1417.0164460000001,0,0,0,0,0,0,0,0,50240.996008000002,60098.831620999998,60098.831620999998,8918.8316209999994,1565.757906,0,0,0,0,0,0,73,3709.7741679999999,3299.0921239999998,2044.6690719999999,1348.467862,51.743043,117.041888,"SF_2200_HZ2CZ4_cg_i2_4_ge50_efaf_","NWHZ2CZ4_3",0,0,0,69,64,74,78,1,2104.6240469999998,0,0,0,"FUR",3,15,1,0,30,0,"Crawl",0.06,300,6.8302610699999997,"Attic",0.03,80,7.76,2200,18700,200,24.98505887,2210,11.09344939,1784,30.392214490000001,0.85,91.3,91.3,91.3,91.3,0.34,0.32,0.54,40,2.7959999999999998,1,1584,160,24.80505887,0,0,"N",0,0,0.75,1,1.75,2,0.65,2151.648862,17,"Exhaust",50,1,"Standard",5,0,4.5,4.5,1,45,1.1000000000000001,120,0,0,3,4,9,0.65]
["SF_2200_HZ2CZ4_cg_i2_4_ge50_hp85_","NW","HZ2CZ4_",3,540.04062999999996,"NA",6644.9655000000002,348.43650000000002,0.91800700000000002,0.35257899999999998,0.37740899999999999,0.62725399999999998,18046.561409999998,22124.916978000001,9375.0681390000009,2004.236854,858.29796699999997,2658.263226,2034.9228169999999,2502.9732650000001,741.88837100000001,41.832642,6.7329569999999999,0,127.350206,265.301849,49835.352182000002,59572.312479,51370.971141000002,43769.409698000003,1102.0910080000001,19636.675498000001,24840.6165,9107.2775060000004,0,0,0,73,3717.9286969999998,3291.7113169999998,2065.7314500000002,1362.0882839999999,51.743043,116.94612100000001,"SF_2200_HZ2CZ4_cg_i2_4_ge50_hp85_","NWHZ2CZ4_3",0,0,0,69,64,74,78,1,2104.6240469999998,0,0,0,"HSPF_8.5_SEER_13.0",3,15,1,0,30,0,"Crawl",0.06,300,6.8302610699999997,"Attic",0.03,80,7.76,2200,18700,200,24.98505887,2210,11.09344939,1784,30.392214490000001,0.85,91.3,91.3,91.3,91.3,0.34,0.32,0.54,40,2.7959999999999998,1,1584,160,24.80505887,0,0,"N",0,0,0.75,1,1.75,2,0.65,2151.648862,17,"Exhaust",50,1,"Standard",5,0,4.5,4.5,1,45,1.1000000000000001,120,0,0,3,4,9,0.65]
["SF_2200_HZ2CZ4_cg_i2_4_ge50_zonl_","NW","HZ2CZ4_",3,524.54293900000005,"NA",6644.9655000000002,348.43650000000002,0.91800700000000002,0.30360500000000001,0.327268,0.47433799999999998,18808.760083000001,18808.760083000001,18808.760083000001,7.4945999999999999E-2,575.32223899999997,1253.9123420000001,0,0,0,0,0,0,0,0,51314.382616000003,51314.382616000003,51314.382616000003,234.82140000000001,1565.757906,0,0,0,0,0,0,73,3709.6242229999998,3298.8485310000001,2044.744091,1348.579706,51.743043,117.041175,"SF_2200_HZ2CZ4_cg_i2_4_ge50_zonl_","NWHZ2CZ4_3",0,0,0,69,64,74,78,1,2104.6240469999998,0,0,0,"FUR",3,15,1,0,30,1,"Crawl",0.06,300,6.8302610699999997,"Attic",0.03,80,7.76,2200,18700,200,24.98505887,2210,11.09344939,1784,30.392214490000001,0.85,91.3,91.3,91.3,91.3,0.34,0.32,0.54,40,2.7959999999999998,1,1584,160,24.80505887,0,0,"N",0,0,0.75,1,1.75,2,0.65,2151.648862,17,"Exhaust",50,1,"Standard",5,0,4.5,4.5,1,45,1.1000000000000001,120,0,0,3,4,9,0.65]
["SF_2200_HZ2CZ4_cg_i2_4_ao60_gfnc_","NW","HZ2CZ4_",3,534.93063400000005,"NA",6644.9655000000002,348.43650000000002,0.91800700000000002,0.32972000000000001,0.36088399999999998,0.56102700000000005,18520.184560000002,21646.175327000001,21646.175327000001,6.6042560000000003,661.91738999999995,1442.6380710000001,0,0,0,0,0,0,0,0,51200.504579,61162.137457999997,61162.137457999997,9982.1374579999992,1565.757906,0,0,0,0,0,0,73,3753.0891240000001,3292.0148680000002,1188.124487,17.121663000000002,51.743043,114.941669,"SF_2200_HZ2CZ4_cg_i2_4_ao60_gfnc_","NWHZ2CZ4_3",0,0,0,69,64,74,78,1,2104.6240469999998,0,0,0,"FUR",3,15,1,0,30,0,"Crawl",0.06,300,6.8302610699999997,"Attic",0.03,80,7.76,2200,18700,200,24.98505887,2210,11.09344939,1784,30.392214490000001,0.85,91.3,91.3,91.3,91.3,0.34,0.32,0.54,40,2.7959999999999998,1,1584,160,24.80505887,0,0,"N",0,0,0.75,1,1.75,2,0.65,2151.648862,17,"Exhaust",50,1,"Standard",5,0,4.5,4.5,1,57,1.2,120,0,0,3,4,9,0.65]
["SF_2200_HZ2CZ4_cg_i2_4_ao60_gfac_","NW","HZ2CZ4_",3,532.39304900000002,"NA",6644.9655000000002,348.43650000000002,0.91800700000000002,0.33367400000000003,0.352663,0.56493400000000005,18617.263588000002,21748.334040999998,21748.334040999998,6.626258,695.76370599999996,1449.4471860000001,2020.48199,2485.1061249999998,733.24214099999995,40.916193999999997,6.6803509999999999,0,126.50843,263.54822200000001,51194.058455999999,61170.408969999997,61170.408969999997,9990.4089700000004,1637.8284000000001,19712.985551999998,24987.490528999999,9180.0744570000006,0,0,0,73,3764.6445370000001,3285.1389960000001,1202.737877,17.121663000000002,51.743043,114.85511099999999,"SF_2200_HZ2CZ4_cg_i2_4_ao60_gfac_","NWHZ2CZ4_3",0,0,0,69,64,74,78,1,2104.6240469999998,0,0,0,"FHCA",3,15,1,0,30,0,"Crawl",0.06,300,6.8302610699999997,"Attic",0.03,80,7.76,2200,18700,200,24.98505887,2210,11.09344939,1784,30.392214490000001,0.85,91.3,91.3,91.3,91.3,0.34,0.32,0.54,40,2.7959999999999998,1,1584,160,24.80505887,0,0,"N",0,0,0.75,1,1.75,2,0.65,2151.648862,17,"Exhaust",50,1,"Standard",5,0,4.5,4.5,1,57,1.2,120,0,0,3,4,9,0.65]
["SF_2200_HZ2CZ4_cg_i2_4_ao60_efaf_","NW","HZ2CZ4_",3,534.93063400000005,"NA",6644.9655000000002,348.43650000000002,0.91800700000000002,0.32972000000000001,0.36088399999999998,0.56102700000000005,18520.184560000002,21646.175327000001,21646.175327000001,6.6042560000000003,661.91738999999995,1442.6380710000001,0,0,0,0,0,0,0,0,51200.504579,61162.137457999997,61162.137457999997,9982.1374579999992,1565.757906,0,0,0,0,0,0,73,3753.0891240000001,3292.0148680000002,1188.124487,17.121663000000002,51.743043,114.941669,"SF_2200_HZ2CZ4_cg_i2_4_ao60_efaf_","NWHZ2CZ4_3",0,0,0,69,64,74,78,1,2104.6240469999998,0,0,0,"FUR",3,15,1,0,30,0,"Crawl",0.06,300,6.8302610699999997,"Attic",0.03,80,7.76,2200,18700,200,24.98505887,2210,11.09344939,1784,30.392214490000001,0.85,91.3,91.3,91.3,91.3,0.34,0.32,0.54,40,2.7959999999999998,1,1584,160,24.80505887,0,0,"N",0,0,0.75,1,1.75,2,0.65,2151.648862,17,"Exhaust",50,1,"Standard",5,0,4.5,4.5,1,57,1.2,120,0,0,3,4,9,0.65]
["SF_2200_HZ2CZ4_cg_i2_4_ao60_hp85_","NW","HZ2CZ4_",3,539.658186,"NA",6644.9655000000002,348.43650000000002,0.91800700000000002,0.35292600000000002,0.37617,0.62724100000000005,18387.738044999998,22513.993696000001,9620.6251599999996,2190.830735,865.27483500000005,2679.8401739999999,2021.105575,2485.8484119999998,737.86972000000003,41.175486999999997,6.6783479999999997,0,126.54579099999999,263.62605500000001,50800.378491000003,60643.984500999999,52443.267625,44841.713777999998,1102.0910080000001,19713.371684999998,24988.169150000002,9192.6610110000001,0,0,0,73,3764.6846350000001,3285.198179,1202.749045,17.121614000000001,51.743043,114.855277,"SF_2200_HZ2CZ4_cg_i2_4_ao60_hp85_","NWHZ2CZ4_3",0,0,0,69,64,74,78,1,2104.6240469999998,0,0,0,"HSPF_8.5_SEER_13.0",3,15,1,0,30,0,"Crawl",0.06,300,6.8302610699999997,"Attic",0.03,80,7.76,2200,18700,200,24.98505887,2210,11.09344939,1784,30.392214490000001,0.85,91.3,91.3,91.3,91.3,0.34,0.32,0.54,40,2.7959999999999998,1,1584,160,24.80505887,0,0,"N",0,0,0.75,1,1.75,2,0.65,2151.648862,17,"Exhaust",50,1,"Standard",5,0,4.5,4.5,1,57,1.2,120,0,0,3,4,9,0.65]
["SF_2200_HZ2CZ4_cg_i2_4_ao60_zonl_","NW","HZ2CZ4_",3,524.43937000000005,"NA",6644.9655000000002,348.43650000000002,0.91800700000000002,0.30352600000000002,0.32693299999999997,0.47433799999999998,19149.937929,19149.937929,19149.937929,0.16251299999999999,585.75686299999995,1276.6516939999999,0,0,0,0,0,0,0,0,52286.602541,52286.602541,52286.602541,1207.7354949999999,1565.757906,0,0,0,0,0,0,73,3753.1599299999998,3291.9662880000001,1188.213769,17.121798999999999,51.743043,114.941147,"SF_2200_HZ2CZ4_cg_i2_4_ao60_zonl_","NWHZ2CZ4_3",0,0,0,69,64,74,78,1,2104.6240469999998,0,0,0,"FUR",3,15,1,0,30,1,"Crawl",0.06,300,6.8302610699999997,"Attic",0.03,80,7.76,2200,18700,200,24.98505887,2210,11.09344939,1784,30.392214490000001,0.85,91.3,91.3,91.3,91.3,0.34,0.32,0.54,40,2.7959999999999998,1,1584,160,24.80505887,0,0,"N",0,0,0.75,1,1.75,2,0.65,2151.648862,17,"Exhaust",50,1,"Standard",5,0,4.5,4.5,1,57,1.2,120,0,0,3,4,9,0.65]
["SF_2200_HZ2CZ4_cg_i2_4_ao80_gfnc_","NW","HZ2CZ4_",3,534.78554299999996,"NA",6644.9655000000002,348.43650000000002,0.91800700000000002,0.32983000000000001,0.36041499999999999,0.56102300000000005,18542.318673000002,21671.952198999999,21671.952198999999,6.5965030000000002,662.70656399999996,1444.3570460000001,0,0,0,0,0,0,0,0,51161.831026,61119.513324,61119.513324,9939.5133239999996,1565.757906,0,0,0,0,0,0,73,3780.9268219999999,3335.0109069999999,1205.83213,0,51.743043,115.847418,"SF_2200_HZ2CZ4_cg_i2_4_ao80_gfnc_","NWHZ2CZ4_3",0,0,0,69,64,74,78,1,2104.6240469999998,0,0,0,"FUR",3,15,1,0,30,0,"Crawl",0.06,300,6.8302610699999997,"Attic",0.03,80,7.76,2200,18700,200,24.98505887,2210,11.09344939,1784,30.392214490000001,0.85,91.3,91.3,91.3,91.3,0.34,0.32,0.54,40,2.7959999999999998,1,1584,160,24.80505887,0,0,"N",0,0,0.75,1,1.75,2,0.65,2151.648862,17,"Exhaust",50,1,"Standard",5,0,4.5,4.5,1,75,1.2,120,0,0,3,4,9,0.65]
["SF_2200_HZ2CZ4_cg_i2_4_ao80_gfac_","NW","HZ2CZ4_",3,532.18559000000005,"NA",6644.9655000000002,348.43650000000002,0.91800700000000002,0.33377800000000002,0.35199200000000003,0.56492299999999995,18649.352522000001,21785.325816,21785.325816,6.6180899999999996,696.94775400000003,1451.9138479999999,2040.1502620000001,2506.6489160000001,739.80228599999998,40.787863999999999,6.6011290000000002,0,127.634416,265.89392800000002,51155.396578,61127.87887,61127.87887,9947.8788700000005,1637.8284000000001,19764.684783000001,25114.795108999999,9228.1601719999999,0,0,0,73,3793.9007980000001,3329.6592340000002,1219.4251609999999,0,51.743043,115.777382,"SF_2200_HZ2CZ4_cg_i2_4_ao80_gfac_","NWHZ2CZ4_3",0,0,0,69,64,74,78,1,2104.6240469999998,0,0,0,"FHCA",3,15,1,0,30,0,"Crawl",0.06,300,6.8302610699999997,"Attic",0.03,80,7.76,2200,18700,200,24.98505887,2210,11.09344939,1784,30.392214490000001,0.85,91.3,91.3,91.3,91.3,0.34,0.32,0.54,40,2.7959999999999998,1,1584,160,24.80505887,0,0,"N",0,0,0.75,1,1.75,2,0.65,2151.648862,17,"Exhaust",50,1,"Standard",5,0,4.5,4.5,1,75,1.2,120,0,0,3,4,9,0.65]
["SF_2200_HZ2CZ4_cg_i2_4_ao80_efaf_","NW","HZ2CZ4_",3,534.78554299999996,"NA",6644.9655000000002,348.43650000000002,0.91800700000000002,0.32983000000000001,0.36041499999999999,0.56102300000000005,18542.318673000002,21671.952198999999,21671.952198999999,6.5965030000000002,662.70656399999996,1444.3570460000001,0,0,0,0,0,0,0,0,51161.831026,61119.513324,61119.513324,9939.5133239999996,1565.757906,0,0,0,0,0,0,73,3780.9268219999999,3335.0109069999999,1205.83213,0,51.743043,115.847418,"SF_2200_HZ2CZ4_cg_i2_4_ao80_efaf_","NWHZ2CZ4_3",0,0,0,69,64,74,78,1,2104.6240469999998,0,0,0,"FUR",3,15,1,0,30,0,"Crawl",0.06,300,6.8302610699999997,"Attic",0.03,80,7.76,2200,18700,200,24.98505887,2210,11.09344939,1784,30.392214490000001,0.85,91.3,91.3,91.3,91.3,0.34,0.32,0.54,40,2.7959999999999998,1,1584,160,24.80505887,0,0,"N",0,0,0.75,1,1.75,2,0.65,2151.648862,17,"Exhaust",50,1,"Standard",5,0,4.5,4.5,1,75,1.2,120,0,0,3,4,9,0.65]
["SF_2200_HZ2CZ4_cg_i2_4_ao80_hp85_","NW","HZ2CZ4_",3,539.403143,"NA",6644.9655000000002,348.43650000000002,0.91800700000000002,0.35303299999999999,0.37534400000000001,0.62723099999999998,18419.825772,22551.240773000001,9637.4145960000005,2199.4740710000001,866.25600299999996,2682.8760000000002,2040.7892489999999,2507.4046720000001,744.43425000000002,41.043018000000004,6.5990339999999996,0,127.672496,265.97325799999999,50760.981457000002,60600.472876,52399.755964000004,44798.202138000001,1102.0910080000001,19765.064941000001,25115.460392000001,9240.3294860000005,0,0,0,73,3793.9145819999999,3329.6932259999999,1219.4266439999999,0,51.743043,115.777511,"SF_2200_HZ2CZ4_cg_i2_4_ao80_hp85_","NWHZ2CZ4_3",0,0,0,69,64,74,78,1,2104.6240469999998,0,0,0,"HSPF_8.5_SEER_13.0",3,15,1,0,30,0,"Crawl",0.06,300,6.8302610699999997,"Attic",0.03,80,7.76,2200,18700,200,24.98505887,2210,11.09344939,1784,30.392214490000001,0.85,91.3,91.3,91.3,91.3,0.34,0.32,0.54,40,2.7959999999999998,1,1584,160,24.80505887,0,0,"N",0,0,0.75,1,1.75,2,0.65,2151.648862,17,"Exhaust",50,1,"Standard",5,0,4.5,4.5,1,75,1.2,120,0,0,3,4,9,0.65]
["SF_2200_HZ2CZ4_cg_i2_4_ao80_zonl_","NW","HZ2CZ4_",3,524.31789900000001,"NA",6644.9655000000002,348.43650000000002,0.91800700000000002,0.30360199999999998,0.32654100000000003,0.47433799999999998,19172.629690999998,19172.629690999998,19172.629690999998,0.158383,586.45145600000001,1278.1647539999999,0,0,0,0,0,0,0,0,52246.627277,52246.627277,52246.627277,1167.9793279999999,1565.757906,0,0,0,0,0,0,73,3781.3922670000002,3335.3558360000002,1206.0703249999999,0,51.743043,115.84723,"SF_2200_HZ2CZ4_cg_i2_4_ao80_zonl_","NWHZ2CZ4_3",0,0,0,69,64,74,78,1,2104.6240469999998,0,0,0,"FUR",3,15,1,0,30,1,"Crawl",0.06,300,6.8302610699999997,"Attic",0.03,80,7.76,2200,18700,200,24.98505887,2210,11.09344939,1784,30.392214490000001,0.85,91.3,91.3,91.3,91.3,0.34,0.32,0.54,40,2.7959999999999998,1,1584,160,24.80505887,0,0,"N",0,0,0.75,1,1.75,2,0.65,2151.648862,17,"Exhaust",50,1,"Standard",5,0,4.5,4.5,1,75,1.2,120,0,0,3,4,9,0.65]
["SF_2200_HZ2CZ4_cg_i2_5_ge50_gfnc_","NW","HZ2CZ4_",3,535.09965099999999,"NA",6644.9655000000002,348.43650000000002,0.91800700000000002,0.32915100000000003,0.361431,0.56068200000000001,18245.911677,21325.913488999999,21325.913488999999,5.2881559999999999,652.15950499999997,1421.3750219999999,0,0,0,0,0,0,0,0,50086.817059000001,59935.701544000003,59935.701544000003,8755.7015439999996,1565.757906,0,0,0,0,0,0,73,5330.9665500000001,4924.3340820000003,3402.2551279999998,2606.531152,51.743043,117.806839,"SF_2200_HZ2CZ4_cg_i2_5_ge50_gfnc_","NWHZ2CZ4_3",0,0,0,69,64,74,78,1,2104.6240469999998,0,0,0,"FUR",3,15,1,0,30,0,"Crawl",0.06,300,6.8302610699999997,"Attic",0.03,80,7.76,2200,18700,200,24.98505887,2210,11.09344939,1784,30.392214490000001,0.85,91.3,91.3,91.3,91.3,0.34,0.32,0.54,40,2.7959999999999998,1,1584,160,24.80505887,0,0,"N",0,0,0.75,1,1.75,2,0.65,2151.648862,17,"Exhaust",50,1,"Standard",5,0,4.5,4.5,1,45,1.1000000000000001,120,0,0,3,4,10,0.65]
["SF_2200_HZ2CZ4_cg_i2_5_ge50_gfac_","NW","HZ2CZ4_",3,532.49821499999996,"NA",6644.9655000000002,348.43650000000002,0.91800700000000002,0.33307900000000001,0.35301500000000002,0.56457800000000002,18329.554415999999,21413.037821000002,21413.037821000002,5.3053100000000004,685.07605100000001,1427.1821669999999,1992.602938,2453.2858460000002,724.542147,40.654885999999998,6.6927380000000003,0,124.901445,260.20047699999998,50080.503666999997,59946.397822999999,59946.397822999999,8766.3978229999993,1637.8284000000001,19635.55744,24887.665555,9129.8715869999996,0,0,0,73,5339.6706389999999,4917.8416740000002,3433.9713940000001,2630.7871399999999,51.743043,117.739183,"SF_2200_HZ2CZ4_cg_i2_5_ge50_gfac_","NWHZ2CZ4_3",0,0,0,69,64,74,78,1,2104.6240469999998,0,0,0,"FHCA",3,15,1,0,30,0,"Crawl",0.06,300,6.8302610699999997,"Attic",0.03,80,7.76,2200,18700,200,24.98505887,2210,11.09344939,1784,30.392214490000001,0.85,91.3,91.3,91.3,91.3,0.34,0.32,0.54,40,2.7959999999999998,1,1584,160,24.80505887,0,0,"N",0,0,0.75,1,1.75,2,0.65,2151.648862,17,"Exhaust",50,1,"Standard",5,0,4.5,4.5,1,45,1.1000000000000001,120,0,0,3,4,10,0.65]
["SF_2200_HZ2CZ4_cg_i2_5_ge50_efaf_","NW","HZ2CZ4_",3,535.09965099999999,"NA",6644.9655000000002,348.43650000000002,0.91800700000000002,0.32915100000000003,0.361431,0.56068200000000001,18245.911677,21325.913488999999,21325.913488999999,5.2881559999999999,652.15950499999997,1421.3750219999999,0,0,0,0,0,0,0,0,50086.817059000001,59935.701544000003,59935.701544000003,8755.7015439999996,1565.757906,0,0,0,0,0,0,73,5330.9665500000001,4924.3340820000003,3402.2551279999998,2606.531152,51.743043,117.806839,"SF_2200_HZ2CZ4_cg_i2_5_ge50_efaf_","NWHZ2CZ4_3",0,0,0,69,64,74,78,1,2104.6240469999998,0,0,0,"FUR",3,15,1,0,30,0,"Crawl",0.06,300,6.8302610699999997,"Attic",0.03,80,7.76,2200,18700,200,24.98505887,2210,11.09344939,1784,30.392214490000001,0.85,91.3,91.3,91.3,91.3,0.34,0.32,0.54,40,2.7959999999999998,1,1584,160,24.80505887,0,0,"N",0,0,0.75,1,1.75,2,0.65,2151.648862,17,"Exhaust",50,1,"Standard",5,0,4.5,4.5,1,45,1.1000000000000001,120,0,0,3,4,10,0.65]
["SF_2200_HZ2CZ4_cg_i2_5_ge50_hp85_","NW","HZ2CZ4_",3,539.881531,"NA",6644.9655000000002,348.43650000000002,0.91800700000000002,0.35252800000000001,0.37690600000000002,0.627305,18097.442013,22186.325543999999,9384.1870949999993,1988.794854,860.98293799999999,2666.56657,1993.2171579999999,2454.0126919999998,729.12688100000003,40.911332000000002,6.6906059999999998,0,124.938061,260.27675699999998,49675.476747000001,59402.513981999997,51201.797273999997,43600.243326999996,1102.0910080000001,19635.829989999998,24888.282712,9142.6911529999998,0,0,0,73,5339.6326870000003,4917.8201529999997,3433.9444979999998,2630.7740279999998,51.743043,117.739239,"SF_2200_HZ2CZ4_cg_i2_5_ge50_hp85_","NWHZ2CZ4_3",0,0,0,69,64,74,78,1,2104.6240469999998,0,0,0,"HSPF_8.5_SEER_13.0",3,15,1,0,30,0,"Crawl",0.06,300,6.8302610699999997,"Attic",0.03,80,7.76,2200,18700,200,24.98505887,2210,11.09344939,1784,30.392214490000001,0.85,91.3,91.3,91.3,91.3,0.34,0.32,0.54,40,2.7959999999999998,1,1584,160,24.80505887,0,0,"N",0,0,0.75,1,1.75,2,0.65,2151.648862,17,"Exhaust",50,1,"Standard",5,0,4.5,4.5,1,45,1.1000000000000001,120,0,0,3,4,10,0.65]
["SF_2200_HZ2CZ4_cg_i2_5_ge50_zonl_","NW","HZ2CZ4_",3,524.65806199999997,"NA",6644.9655000000002,348.43650000000002,0.91800700000000002,0.30334499999999998,0.32764100000000002,0.47433799999999998,18866.771073,18866.771073,18866.771073,5.8488999999999999E-2,577.09674600000005,1257.780839,0,0,0,0,0,0,0,0,51152.058024999998,51152.058024999998,51152.058024999998,181.51373699999999,1565.757906,0,0,0,0,0,0,73,5331.1041109999996,4924.3764730000003,3402.6290920000001,2606.914636,51.743043,117.806657,"SF_2200_HZ2CZ4_cg_i2_5_ge50_zonl_","NWHZ2CZ4_3",0,0,0,69,64,74,78,1,2104.6240469999998,0,0,0,"FUR",3,15,1,0,30,1,"Crawl",0.06,300,6.8302610699999997,"Attic",0.03,80,7.76,2200,18700,200,24.98505887,2210,11.09344939,1784,30.392214490000001,0.85,91.3,91.3,91.3,91.3,0.34,0.32,0.54,40,2.7959999999999998,1,1584,160,24.80505887,0,0,"N",0,0,0.75,1,1.75,2,0.65,2151.648862,17,"Exhaust",50,1,"Standard",5,0,4.5,4.5,1,45,1.1000000000000001,120,0,0,3,4,10,0.65]
["SF_2200_HZ2CZ4_cg_i2_5_ao60_gfnc_","NW","HZ2CZ4_",3,535.00786900000003,"NA",6644.9655000000002,348.43650000000002,0.91800700000000002,0.32980399999999999,0.36113299999999998,0.56170399999999998,18873.733388000001,22053.767490999999,22053.767490999999,5.788659,674.41129100000001,1469.8652549999999,0,0,0,0,0,0,0,0,50263.649342999997,60182.613942999997,60182.613942999997,9002.6139430000003,1565.757906,0,0,0,0,0,0,73,5274.7322750000003,4817.5340829999996,1675.219662,83.954745000000003,51.743043,114.38742999999999,"SF_2200_HZ2CZ4_cg_i2_5_ao60_gfnc_","NWHZ2CZ4_3",0,0,0,69,64,74,78,1,2104.6240469999998,0,0,0,"FUR",3,15,1,0,30,0,"Crawl",0.06,300,6.8302610699999997,"Attic",0.03,80,7.76,2200,18700,200,24.98505887,2210,11.09344939,1784,30.392214490000001,0.85,91.3,91.3,91.3,91.3,0.34,0.32,0.54,40,2.7959999999999998,1,1584,160,24.80505887,0,0,"N",0,0,0.75,1,1.75,2,0.65,2151.648862,17,"Exhaust",50,1,"Standard",5,0,4.5,4.5,1,57,1.2,120,0,0,3,4,10,0.65]
["SF_2200_HZ2CZ4_cg_i2_5_ao60_gfac_","NW","HZ2CZ4_",3,532.66303600000003,"NA",6644.9655000000002,348.43650000000002,0.91800700000000002,0.33381499999999997,0.35354099999999999,0.56564099999999995,18963.833204999999,22147.663125999999,22147.663125999999,5.8067799999999998,708.56899499999997,1476.123756,1929.5595330000001,2376.914252,704.50775199999998,39.038164999999999,6.654706,0,121.15440099999999,252.39446100000001,50256.839004000001,60192.120954999999,60192.120954999999,9012.1209550000003,1637.8284000000001,19771.745083000002,25044.239525000001,9198.0865250000006,0,0,0,73,5284.0390049999996,4809.9300130000001,1694.389099,84.139967999999996,51.743043,114.322687,"SF_2200_HZ2CZ4_cg_i2_5_ao60_gfac_","NWHZ2CZ4_3",0,0,0,69,64,74,78,1,2104.6240469999998,0,0,0,"FHCA",3,15,1,0,30,0,"Crawl",0.06,300,6.8302610699999997,"Attic",0.03,80,7.76,2200,18700,200,24.98505887,2210,11.09344939,1784,30.392214490000001,0.85,91.3,91.3,91.3,91.3,0.34,0.32,0.54,40,2.7959999999999998,1,1584,160,24.80505887,0,0,"N",0,0,0.75,1,1.75,2,0.65,2151.648862,17,"Exhaust",50,1,"Standard",5,0,4.5,4.5,1,57,1.2,120,0,0,3,4,10,0.65]
["SF_2200_HZ2CZ4_cg_i2_5_ao60_efaf_","NW","HZ2CZ4_",3,535.00786900000003,"NA",6644.9655000000002,348.43650000000002,0.91800700000000002,0.32980399999999999,0.36113299999999998,0.56170399999999998,18873.733388000001,22053.767490999999,22053.767490999999,5.788659,674.41129100000001,1469.8652549999999,0,0,0,0,0,0,0,0,50263.649342999997,60182.613942999997,60182.613942999997,9002.6139430000003,1565.757906,0,0,0,0,0,0,73,5274.7322750000003,4817.5340829999996,1675.219662,83.954745000000003,51.743043,114.38742999999999,"SF_2200_HZ2CZ4_cg_i2_5_ao60_efaf_","NWHZ2CZ4_3",0,0,0,69,64,74,78,1,2104.6240469999998,0,0,0,"FUR",3,15,1,0,30,0,"Crawl",0.06,300,6.8302610699999997,"Attic",0.03,80,7.76,2200,18700,200,24.98505887,2210,11.09344939,1784,30.392214490000001,0.85,91.3,91.3,91.3,91.3,0.34,0.32,0.54,40,2.7959999999999998,1,1584,160,24.80505887,0,0,"N",0,0,0.75,1,1.75,2,0.65,2151.648862,17,"Exhaust",50,1,"Standard",5,0,4.5,4.5,1,57,1.2,120,0,0,3,4,10,0.65]
["SF_2200_HZ2CZ4_cg_i2_5_ao60_hp85_","NW","HZ2CZ4_",3,540.04814699999997,"NA",6644.9655000000002,348.43650000000002,0.91800700000000002,0.35333799999999999,0.37743700000000002,0.62724500000000005,18732.192513999998,22921.422798,9763.4224040000008,2213.069047,879.23697100000004,2723.0486040000001,1930.162041,2377.6071379999998,708.91352600000005,39.275697000000001,6.6514239999999996,0,121.18959099999999,252.467771,49828.587703999998,59618.795032000002,51252.834547999999,43651.281238000003,1102.0910080000001,19772.022560000001,25044.884736,9210.4393830000008,0,0,0,73,5284.0224109999999,4809.9336229999999,1694.3747659999999,84.139764,51.743043,114.322794,"SF_2200_HZ2CZ4_cg_i2_5_ao60_hp85_","NWHZ2CZ4_3",0,0,0,69,64,74,78,1,2104.6240469999998,0,0,0,"HSPF_8.5_SEER_13.0",3,15,1,0,30,0,"Crawl",0.06,300,6.8302610699999997,"Attic",0.03,80,7.76,2200,18700,200,24.98505887,2210,11.09344939,1784,30.392214490000001,0.85,91.3,91.3,91.3,91.3,0.34,0.32,0.54,40,2.7959999999999998,1,1584,160,24.80505887,0,0,"N",0,0,0.75,1,1.75,2,0.65,2151.648862,17,"Exhaust",50,1,"Standard",5,0,4.5,4.5,1,57,1.2,120,0,0,3,4,10,0.65]
["SF_2200_HZ2CZ4_cg_i2_5_ao60_zonl_","NW","HZ2CZ4_",3,524.32234800000003,"NA",6644.9655000000002,348.43650000000002,0.91800700000000002,0.303116,0.32655400000000001,0.47433799999999998,19513.415263999999,19513.415263999999,19513.415263999999,6.3892000000000004E-2,596.87915699999996,1300.890091,0,0,0,0,0,0,0,0,51383.363943999997,51383.363943999997,51383.363943999997,238.65479099999999,1565.757906,0,0,0,0,0,0,73,5274.811541,4817.5008580000003,1675.3227010000001,83.955509000000006,51.743043,114.38688500000001,"SF_2200_HZ2CZ4_cg_i2_5_ao60_zonl_","NWHZ2CZ4_3",0,0,0,69,64,74,78,1,2104.6240469999998,0,0,0,"FUR",3,15,1,0,30,1,"Crawl",0.06,300,6.8302610699999997,"Attic",0.03,80,7.76,2200,18700,200,24.98505887,2210,11.09344939,1784,30.392214490000001,0.85,91.3,91.3,91.3,91.3,0.34,0.32,0.54,40,2.7959999999999998,1,1584,160,24.80505887,0,0,"N",0,0,0.75,1,1.75,2,0.65,2151.648862,17,"Exhaust",50,1,"Standard",5,0,4.5,4.5,1,57,1.2,120,0,0,3,4,10,0.65]
["SF_2200_HZ2CZ4_cg_i2_5_ao80_gfnc_","NW","HZ2CZ4_",3,535.19560000000001,"NA",6644.9655000000002,348.43650000000002,0.91800700000000002,0.32985999999999999,0.36174200000000001,0.56180300000000005,18902.230565000002,22086.997265999998,22086.997265999998,5.7062939999999998,675.43021599999997,1472.086065,0,0,0,0,0,0,0,0,50161.361729999997,60069.470032999998,60069.470032999998,8889.4700329999996,1565.757906,0,0,0,0,0,0,73,5379.3532859999996,4921.1144919999997,1680.743643,0.33944000000000002,51.743043,115.421131,"SF_2200_HZ2CZ4_cg_i2_5_ao80_gfnc_","NWHZ2CZ4_3",0,0,0,69,64,74,78,1,2104.6240469999998,0,0,0,"FUR",3,15,1,0,30,0,"Crawl",0.06,300,6.8302610699999997,"Attic",0.03,80,7.76,2200,18700,200,24.98505887,2210,11.09344939,1784,30.392214490000001,0.85,91.3,91.3,91.3,91.3,0.34,0.32,0.54,40,2.7959999999999998,1,1584,160,24.80505887,0,0,"N",0,0,0.75,1,1.75,2,0.65,2151.648862,17,"Exhaust",50,1,"Standard",5,0,4.5,4.5,1,75,1.2,120,0,0,3,4,10,0.65]
["SF_2200_HZ2CZ4_cg_i2_5_ao80_gfac_","NW","HZ2CZ4_",3,532.96609699999999,"NA",6644.9655000000002,348.43650000000002,0.91800700000000002,0.33383600000000002,0.35452099999999998,0.56573700000000005,18991.631304999999,22180.104155000001,22180.104155000001,5.7241429999999998,709.60979599999996,1478.292001,1933.2455299999999,2381.3696580000001,705.89452500000004,39.052968999999997,6.6290339999999999,0,121.385014,252.87488500000001,50154.545974000001,60079.155902999999,60079.155902999999,8899.1559030000008,1637.8284000000001,19790.222311000001,25148.42065,9240.8269349999991,0,0,0,73,5392.7170310000001,4916.9779339999995,1701.7093769999999,0.33944000000000002,51.743043,115.402424,"SF_2200_HZ2CZ4_cg_i2_5_ao80_gfac_","NWHZ2CZ4_3",0,0,0,69,64,74,78,1,2104.6240469999998,0,0,0,"FHCA",3,15,1,0,30,0,"Crawl",0.06,300,6.8302610699999997,"Attic",0.03,80,7.76,2200,18700,200,24.98505887,2210,11.09344939,1784,30.392214490000001,0.85,91.3,91.3,91.3,91.3,0.34,0.32,0.54,40,2.7959999999999998,1,1584,160,24.80505887,0,0,"N",0,0,0.75,1,1.75,2,0.65,2151.648862,17,"Exhaust",50,1,"Standard",5,0,4.5,4.5,1,75,1.2,120,0,0,3,4,10,0.65]
["SF_2200_HZ2CZ4_cg_i2_5_ao80_efaf_","NW","HZ2CZ4_",3,535.19560000000001,"NA",6644.9655000000002,348.43650000000002,0.91800700000000002,0.32985999999999999,0.36174200000000001,0.56180300000000005,18902.230565000002,22086.997265999998,22086.997265999998,5.7062939999999998,675.43021599999997,1472.086065,0,0,0,0,0,0,0,0,50161.361729999997,60069.470032999998,60069.470032999998,8889.4700329999996,1565.757906,0,0,0,0,0,0,73,5379.3532859999996,4921.1144919999997,1680.743643,0.33944000000000002,51.743043,115.421131,"SF_2200_HZ2CZ4_cg_i2_5_ao80_efaf_","NWHZ2CZ4_3",0,0,0,69,64,74,78,1,2104.6240469999998,0,0,0,"FUR",3,15,1,0,30,0,"Crawl",0.06,300,6.8302610699999997,"Attic",0.03,80,7.76,2200,18700,200,24.98505887,2210,11.09344939,1784,30.392214490000001,0.85,91.3,91.3,91.3,91.3,0.34,0.32,0.54,40,2.7959999999999998,1,1584,160,24.80505887,0,0,"N",0,0,0.75,1,1.75,2,0.65,2151.648862,17,"Exhaust",50,1,"Standard",5,0,4.5,4.5,1,75,1.2,120,0,0,3,4,10,0.65]
["SF_2200_HZ2CZ4_cg_i2_5_ao80_hp85_","NW","HZ2CZ4_",3,540.40452100000005,"NA",6644.9655000000002,348.43650000000002,0.91800700000000002,0.35337499999999999,0.37858900000000001,0.62723200000000001,18759.831223000001,22954.396564999999,9777.8711810000004,2218.8700990000002,880.32094600000005,2726.4057120000002,1933.8537960000001,2382.068503,710.30130399999996,39.289568000000003,6.6259129999999997,0,121.420525,252.94886199999999,49727.020855000002,59506.499055,51234.883377999999,43633.330105000001,1102.0910080000001,19790.598742999999,25149.085085999999,9252.9066280000006,0,0,0,73,5392.6363510000001,4916.9175340000002,1701.669488,0.33943899999999999,51.743043,115.402475,"SF_2200_HZ2CZ4_cg_i2_5_ao80_hp85_","NWHZ2CZ4_3",0,0,0,69,64,74,78,1,2104.6240469999998,0,0,0,"HSPF_8.5_SEER_13.0",3,15,1,0,30,0,"Crawl",0.06,300,6.8302610699999997,"Attic",0.03,80,7.76,2200,18700,200,24.98505887,2210,11.09344939,1784,30.392214490000001,0.85,91.3,91.3,91.3,91.3,0.34,0.32,0.54,40,2.7959999999999998,1,1584,160,24.80505887,0,0,"N",0,0,0.75,1,1.75,2,0.65,2151.648862,17,"Exhaust",50,1,"Standard",5,0,4.5,4.5,1,75,1.2,120,0,0,3,4,10,0.65]
["SF_2200_HZ2CZ4_cg_i2_5_ao80_zonl_","NW","HZ2CZ4_",3,524.45270500000004,"NA",6644.9655000000002,348.43650000000002,0.91800700000000002,0.30313400000000001,0.32697700000000002,0.47433799999999998,19542.749513999999,19542.749513999999,19542.749513999999,5.9707000000000003E-2,597.776522,1302.8459869999999,0,0,0,0,0,0,0,0,51282.137736999997,51282.137736999997,51282.137736999997,196.02733000000001,1565.757906,0,0,0,0,0,0,73,5379.2965270000004,4920.9424390000004,1680.794586,0.33944099999999999,51.743043,115.420671,"SF_2200_HZ2CZ4_cg_i2_5_ao80_zonl_","NWHZ2CZ4_3",0,0,0,69,64,74,78,1,2104.6240469999998,0,0,0,"FUR",3,15,1,0,30,1,"Crawl",0.06,300,6.8302610699999997,"Attic",0.03,80,7.76,2200,18700,200,24.98505887,2210,11.09344939,1784,30.392214490000001,0.85,91.3,91.3,91.3,91.3,0.34,0.32,0.54,40,2.7959999999999998,1,1584,160,24.80505887,0,0,"N",0,0,0.75,1,1.75,2,0.65,2151.648862,17,"Exhaust",50,1,"Standard",5,0,4.5,4.5,1,75,1.2,120,0,0,3,4,10,0.65]
["SF_2200_HZ3CZ4_wl_ga_1_ge50_gfnc_","NW","HZ3CZ4_",3,532.80651,"NA",7927.5,348.43650000000002,0.90101900000000001,0.33141799999999999,0.36096699999999998,0.59093799999999996,21646.572380000001,25462.154872999999,25462.154872999999,19.115796,793.02301899999998,1696.2026049999999,0,0,0,0,0,0,0,0,53280.346653000001,63905.899809000002,63905.899809000002,12725.899809,1595.207161,0,0,0,0,0,0,73,1953.8455329999999,1389.7482660000001,1342.0085999999999,1045.625166,48.387518999999998,116.023684,"SF_2200_HZ3CZ4_wl_ga_1_ge50_gfnc_","NWHZ3CZ4_3",0,0,0,69,64,74,78,1,2104.6240469999998,0,0,0,"FUR",3,15,1,0,30,0,"Crawl",0.06,300,6.8302610699999997,"Attic",0.03,80,7.76,2200,18700,200,24.98505887,2210,11.09344939,1784,30.392214490000001,0.85,91.3,91.3,91.3,91.3,0.34,0.32,0.54,40,2.7959999999999998,1,1584,160,24.80505887,0,0,"N",0,0,0.75,1,1.75,2,0.65,2151.648862,17,"Exhaust",50,1,"Standard",5,0,4.5,4.5,1,45,1.1000000000000001,120,0,0,4,1,6,0]
["SF_2200_HZ3CZ4_wl_ga_1_ao60_gfnc_","NW","HZ3CZ4_",3,532.80651,"NA",7927.5,348.43650000000002,0.90101900000000001,0.33141799999999999,0.36096699999999998,0.59093799999999996,21646.572380000001,25462.154872999999,25462.154872999999,19.115796,793.02301899999998,1696.2026049999999,0,0,0,0,0,0,0,0,53280.346653000001,63905.899809000002,63905.899809000002,12725.899809,1595.207161,0,0,0,0,0,0,73,1935.376972,1309.216899,939.02528400000006,358.43264599999998,48.387518999999998,112.815631,"SF_2200_HZ3CZ4_wl_ga_1_ao60_gfnc_","NWHZ3CZ4_3",0,0,0,69,64,74,78,1,2104.6240469999998,0,0,0,"FUR",3,15,1,0,30,0,"Crawl",0.06,300,6.8302610699999997,"Attic",0.03,80,7.76,2200,18700,200,24.98505887,2210,11.09344939,1784,30.392214490000001,0.85,91.3,91.3,91.3,91.3,0.34,0.32,0.54,40,2.7959999999999998,1,1584,160,24.80505887,0,0,"N",0,0,0.75,1,1.75,2,0.65,2151.648862,17,"Exhaust",50,1,"Standard",5,0,4.5,4.5,1,57,1.2,120,0,0,4,1,6,0]
["SF_2200_HZ3CZ4_wl_ga_1_ao80_gfnc_","NW","HZ3CZ4_",3,532.80651,"NA",7927.5,348.43650000000002,0.90101900000000001,0.33141799999999999,0.36096699999999998,0.59093799999999996,21646.572380000001,25462.154872999999,25462.154872999999,19.115796,793.02301899999998,1696.2026049999999,0,0,0,0,0,0,0,0,53280.346653000001,63905.899809000002,63905.899809000002,12725.899809,1595.207161,0,0,0,0,0,0,73,1960.776102,1336.869653,947.98269200000004,350.127137,48.387518999999998,113.777023,"SF_2200_HZ3CZ4_wl_ga_1_ao80_gfnc_","NWHZ3CZ4_3",0,0,0,69,64,74,78,1,2104.6240469999998,0,0,0,"FUR",3,15,1,0,30,0,"Crawl",0.06,300,6.8302610699999997,"Attic",0.03,80,7.76,2200,18700,200,24.98505887,2210,11.09344939,1784,30.392214490000001,0.85,91.3,91.3,91.3,91.3,0.34,0.32,0.54,40,2.7959999999999998,1,1584,160,24.80505887,0,0,"N",0,0,0.75,1,1.75,2,0.65,2151.648862,17,"Exhaust",50,1,"Standard",5,0,4.5,4.5,1,75,1.2,120,0,0,4,1,6,0]
["SF_2200_HZ3CZ4_wl_ga_2_ge50_gfnc_","NW","HZ3CZ4_",3,532.80651,"NA",7927.5,348.43650000000002,0.90101900000000001,0.33141799999999999,0.36096699999999998,0.59093799999999996,21646.572380000001,25462.154872999999,25462.154872999999,19.115796,793.02301899999998,1696.2026049999999,0,0,0,0,0,0,0,0,53280.346653000001,63905.899809000002,63905.899809000002,12725.899809,1595.207161,0,0,0,0,0,0,73,2615.115652,2046.7550289999999,1694.9541079999999,1254.2204079999999,48.387518999999998,115.963419,"SF_2200_HZ3CZ4_wl_ga_2_ge50_gfnc_","NWHZ3CZ4_3",0,0,0,69,64,74,78,1,2104.6240469999998,0,0,0,"FUR",3,15,1,0,30,0,"Crawl",0.06,300,6.8302610699999997,"Attic",0.03,80,7.76,2200,18700,200,24.98505887,2210,11.09344939,1784,30.392214490000001,0.85,91.3,91.3,91.3,91.3,0.34,0.32,0.54,40,2.7959999999999998,1,1584,160,24.80505887,0,0,"N",0,0,0.75,1,1.75,2,0.65,2151.648862,17,"Exhaust",50,1,"Standard",5,0,4.5,4.5,1,45,1.1000000000000001,120,0,0,4,1,7,0]
["SF_2200_HZ3CZ4_wl_ga_2_ao60_gfnc_","NW","HZ3CZ4_",3,532.80651,"NA",7927.5,348.43650000000002,0.90101900000000001,0.33141799999999999,0.36096699999999998,0.59093799999999996,21646.572380000001,25462.154872999999,25462.154872999999,19.115796,793.02301899999998,1696.2026049999999,0,0,0,0,0,0,0,0,53280.346653000001,63905.899809000002,63905.899809000002,12725.899809,1595.207161,0,0,0,0,0,0,73,2633.7364750000002,2008.4089719999999,1226.649629,414.09305899999998,48.387518999999998,114.39401599999999,"SF_2200_HZ3CZ4_wl_ga_2_ao60_gfnc_","NWHZ3CZ4_3",0,0,0,69,64,74,78,1,2104.6240469999998,0,0,0,"FUR",3,15,1,0,30,0,"Crawl",0.06,300,6.8302610699999997,"Attic",0.03,80,7.76,2200,18700,200,24.98505887,2210,11.09344939,1784,30.392214490000001,0.85,91.3,91.3,91.3,91.3,0.34,0.32,0.54,40,2.7959999999999998,1,1584,160,24.80505887,0,0,"N",0,0,0.75,1,1.75,2,0.65,2151.648862,17,"Exhaust",50,1,"Standard",5,0,4.5,4.5,1,57,1.2,120,0,0,4,1,7,0]
["SF_2200_HZ3CZ4_wl_ga_2_ao80_gfnc_","NW","HZ3CZ4_",3,532.80651,"NA",7927.5,348.43650000000002,0.90101900000000001,0.33141799999999999,0.36096699999999998,0.59093799999999996,21646.572380000001,25462.154872999999,25462.154872999999,19.115796,793.02301899999998,1696.2026049999999,0,0,0,0,0,0,0,0,53280.346653000001,63905.899809000002,63905.899809000002,12725.899809,1595.207161,0,0,0,0,0,0,73,2644.7081469999998,2035.7870250000001,1267.239141,457.77392600000002,48.387518999999998,114.859672,"SF_2200_HZ3CZ4_wl_ga_2_ao80_gfnc_","NWHZ3CZ4_3",0,0,0,69,64,74,78,1,2104.6240469999998,0,0,0,"FUR",3,15,1,0,30,0,"Crawl",0.06,300,6.8302610699999997,"Attic",0.03,80,7.76,2200,18700,200,24.98505887,2210,11.09344939,1784,30.392214490000001,0.85,91.3,91.3,91.3,91.3,0.34,0.32,0.54,40,2.7959999999999998,1,1584,160,24.80505887,0,0,"N",0,0,0.75,1,1.75,2,0.65,2151.648862,17,"Exhaust",50,1,"Standard",5,0,4.5,4.5,1,75,1.2,120,0,0,4,1,7,0]
["SF_2200_HZ3CZ4_wl_ga_3_ge50_gfnc_","NW","HZ3CZ4_",3,532.80651,"NA",7927.5,348.43650000000002,0.90101900000000001,0.33141799999999999,0.36096699999999998,0.59093799999999996,21646.572380000001,25462.154872999999,25462.154872999999,19.115796,793.02301899999998,1696.2026049999999,0,0,0,0,0,0,0,0,53280.346653000001,63905.899809000002,63905.899809000002,12725.899809,1595.207161,0,0,0,0,0,0,73,3400.5197320000002,2831.9095560000001,2200.5677700000001,1633.5656670000001,48.387518999999998,116.656575,"SF_2200_HZ3CZ4_wl_ga_3_ge50_gfnc_","NWHZ3CZ4_3",0,0,0,69,64,74,78,1,2104.6240469999998,0,0,0,"FUR",3,15,1,0,30,0,"Crawl",0.06,300,6.8302610699999997,"Attic",0.03,80,7.76,2200,18700,200,24.98505887,2210,11.09344939,1784,30.392214490000001,0.85,91.3,91.3,91.3,91.3,0.34,0.32,0.54,40,2.7959999999999998,1,1584,160,24.80505887,0,0,"N",0,0,0.75,1,1.75,2,0.65,2151.648862,17,"Exhaust",50,1,"Standard",5,0,4.5,4.5,1,45,1.1000000000000001,120,0,0,4,1,8,0]
["SF_2200_HZ3CZ4_wl_ga_3_ao60_gfnc_","NW","HZ3CZ4_",3,532.80651,"NA",7927.5,348.43650000000002,0.90101900000000001,0.33141799999999999,0.36096699999999998,0.59093799999999996,21646.572380000001,25462.154872999999,25462.154872999999,19.115796,793.02301899999998,1696.2026049999999,0,0,0,0,0,0,0,0,53280.346653000001,63905.899809000002,63905.899809000002,12725.899809,1595.207161,0,0,0,0,0,0,73,3397.631695,2751.5750050000001,1532.8908590000001,489.40836899999999,48.387518999999998,114.61404899999999,"SF_2200_HZ3CZ4_wl_ga_3_ao60_gfnc_","NWHZ3CZ4_3",0,0,0,69,64,74,78,1,2104.6240469999998,0,0,0,"FUR",3,15,1,0,30,0,"Crawl",0.06,300,6.8302610699999997,"Attic",0.03,80,7.76,2200,18700,200,24.98505887,2210,11.09344939,1784,30.392214490000001,0.85,91.3,91.3,91.3,91.3,0.34,0.32,0.54,40,2.7959999999999998,1,1584,160,24.80505887,0,0,"N",0,0,0.75,1,1.75,2,0.65,2151.648862,17,"Exhaust",50,1,"Standard",5,0,4.5,4.5,1,57,1.2,120,0,0,4,1,8,0]
["SF_2200_HZ3CZ4_wl_ga_3_ao80_gfnc_","NW","HZ3CZ4_",3,532.80651,"NA",7927.5,348.43650000000002,0.90101900000000001,0.33141799999999999,0.36096699999999998,0.59093799999999996,21646.572380000001,25462.154872999999,25462.154872999999,19.115796,793.02301899999998,1696.2026049999999,0,0,0,0,0,0,0,0,53280.346653000001,63905.899809000002,63905.899809000002,12725.899809,1595.207161,0,0,0,0,0,0,73,3430.2381620000001,2801.137909,1539.7800540000001,454.530057,48.387518999999998,115.80452699999999,"SF_2200_HZ3CZ4_wl_ga_3_ao80_gfnc_","NWHZ3CZ4_3",0,0,0,69,64,74,78,1,2104.6240469999998,0,0,0,"FUR",3,15,1,0,30,0,"Crawl",0.06,300,6.8302610699999997,"Attic",0.03,80,7.76,2200,18700,200,24.98505887,2210,11.09344939,1784,30.392214490000001,0.85,91.3,91.3,91.3,91.3,0.34,0.32,0.54,40,2.7959999999999998,1,1584,160,24.80505887,0,0,"N",0,0,0.75,1,1.75,2,0.65,2151.648862,17,"Exhaust",50,1,"Standard",5,0,4.5,4.5,1,75,1.2,120,0,0,4,1,8,0]
["SF_2200_HZ3CZ4_wl_ga_4_ge50_gfnc_","NW","HZ3CZ4_",3,532.80651,"NA",7927.5,348.43650000000002,0.90101900000000001,0.33141799999999999,0.36096699999999998,0.59093799999999996,21646.572380000001,25462.154872999999,25462.154872999999,19.115796,793.02301899999998,1696.2026049999999,0,0,0,0,0,0,0,0,53280.346653000001,63905.899809000002,63905.899809000002,12725.899809,1595.207161,0,0,0,0,0,0,73,4032.515703,3468.9381490000001,2981.4216379999998,2503.9173289999999,48.387518999999998,116.74345700000001,"SF_2200_HZ3CZ4_wl_ga_4_ge50_gfnc_","NWHZ3CZ4_3",0,0,0,69,64,74,78,1,2104.6240469999998,0,0,0,"FUR",3,15,1,0,30,0,"Crawl",0.06,300,6.8302610699999997,"Attic",0.03,80,7.76,2200,18700,200,24.98505887,2210,11.09344939,1784,30.392214490000001,0.85,91.3,91.3,91.3,91.3,0.34,0.32,0.54,40,2.7959999999999998,1,1584,160,24.80505887,0,0,"N",0,0,0.75,1,1.75,2,0.65,2151.648862,17,"Exhaust",50,1,"Standard",5,0,4.5,4.5,1,45,1.1000000000000001,120,0,0,4,1,9,0]
["SF_2200_HZ3CZ4_wl_ga_4_ao60_gfnc_","NW","HZ3CZ4_",3,532.80651,"NA",7927.5,348.43650000000002,0.90101900000000001,0.33141799999999999,0.36096699999999998,0.59093799999999996,21646.572380000001,25462.154872999999,25462.154872999999,19.115796,793.02301899999998,1696.2026049999999,0,0,0,0,0,0,0,0,53280.346653000001,63905.899809000002,63905.899809000002,12725.899809,1595.207161,0,0,0,0,0,0,73,4010.2572169999999,3372.4655739999998,1846.1314159999999,667.45207600000003,48.387518999999998,114.025493,"SF_2200_HZ3CZ4_wl_ga_4_ao60_gfnc_","NWHZ3CZ4_3",0,0,0,69,64,74,78,1,2104.6240469999998,0,0,0,"FUR",3,15,1,0,30,0,"Crawl",0.06,300,6.8302610699999997,"Attic",0.03,80,7.76,2200,18700,200,24.98505887,2210,11.09344939,1784,30.392214490000001,0.85,91.3,91.3,91.3,91.3,0.34,0.32,0.54,40,2.7959999999999998,1,1584,160,24.80505887,0,0,"N",0,0,0.75,1,1.75,2,0.65,2151.648862,17,"Exhaust",50,1,"Standard",5,0,4.5,4.5,1,57,1.2,120,0,0,4,1,9,0]
["SF_2200_HZ3CZ4_wl_ga_4_ao80_gfnc_","NW","HZ3CZ4_",3,532.80651,"NA",7927.5,348.43650000000002,0.90101900000000001,0.33141799999999999,0.36096699999999998,0.59093799999999996,21646.572380000001,25462.154872999999,25462.154872999999,19.115796,793.02301899999998,1696.2026049999999,0,0,0,0,0,0,0,0,53280.346653000001,63905.899809000002,63905.899809000002,12725.899809,1595.207161,0,0,0,0,0,0,73,4079.364865,3447.5800180000001,1892.571608,657.68451400000004,48.387518999999998,115.05178600000001,"SF_2200_HZ3CZ4_wl_ga_4_ao80_gfnc_","NWHZ3CZ4_3",0,0,0,69,64,74,78,1,2104.6240469999998,0,0,0,"FUR",3,15,1,0,30,0,"Crawl",0.06,300,6.8302610699999997,"Attic",0.03,80,7.76,2200,18700,200,24.98505887,2210,11.09344939,1784,30.392214490000001,0.85,91.3,91.3,91.3,91.3,0.34,0.32,0.54,40,2.7959999999999998,1,1584,160,24.80505887,0,0,"N",0,0,0.75,1,1.75,2,0.65,2151.648862,17,"Exhaust",50,1,"Standard",5,0,4.5,4.5,1,75,1.2,120,0,0,4,1,9,0]
["SF_2200_HZ3CZ4_wl_ga_5_ge50_gfnc_","NW","HZ3CZ4_",3,532.80651,"NA",7927.5,348.43650000000002,0.90101900000000001,0.33141799999999999,0.36096699999999998,0.59093799999999996,21646.572380000001,25462.154872999999,25462.154872999999,19.115796,793.02301899999998,1696.2026049999999,0,0,0,0,0,0,0,0,53280.346653000001,63905.899809000002,63905.899809000002,12725.899809,1595.207161,0,0,0,0,0,0,73,5693.0732939999998,5135.0998140000002,4472.6482580000002,3928.8593959999998,48.387518999999998,117.628666,"SF_2200_HZ3CZ4_wl_ga_5_ge50_gfnc_","NWHZ3CZ4_3",0,0,0,69,64,74,78,1,2104.6240469999998,0,0,0,"FUR",3,15,1,0,30,0,"Crawl",0.06,300,6.8302610699999997,"Attic",0.03,80,7.76,2200,18700,200,24.98505887,2210,11.09344939,1784,30.392214490000001,0.85,91.3,91.3,91.3,91.3,0.34,0.32,0.54,40,2.7959999999999998,1,1584,160,24.80505887,0,0,"N",0,0,0.75,1,1.75,2,0.65,2151.648862,17,"Exhaust",50,1,"Standard",5,0,4.5,4.5,1,45,1.1000000000000001,120,0,0,4,1,10,0]
["SF_2200_HZ3CZ4_wl_ga_5_ao60_gfnc_","NW","HZ3CZ4_",3,532.80651,"NA",7927.5,348.43650000000002,0.90101900000000001,0.33141799999999999,0.36096699999999998,0.59093799999999996,21646.572380000001,25462.154872999999,25462.154872999999,19.115796,793.02301899999998,1696.2026049999999,0,0,0,0,0,0,0,0,53280.346653000001,63905.899809000002,63905.899809000002,12725.899809,1595.207161,0,0,0,0,0,0,73,5578.7653280000004,4959.1143979999997,2524.5444219999999,925.77587400000004,48.387518999999998,113.47822600000001,"SF_2200_HZ3CZ4_wl_ga_5_ao60_gfnc_","NWHZ3CZ4_3",0,0,0,69,64,74,78,1,2104.6240469999998,0,0,0,"FUR",3,15,1,0,30,0,"Crawl",0.06,300,6.8302610699999997,"Attic",0.03,80,7.76,2200,18700,200,24.98505887,2210,11.09344939,1784,30.392214490000001,0.85,91.3,91.3,91.3,91.3,0.34,0.32,0.54,40,2.7959999999999998,1,1584,160,24.80505887,0,0,"N",0,0,0.75,1,1.75,2,0.65,2151.648862,17,"Exhaust",50,1,"Standard",5,0,4.5,4.5,1,57,1.2,120,0,0,4,1,10,0]
["SF_2200_HZ3CZ4_wl_ga_5_ao80_gfnc_","NW","HZ3CZ4_",3,532.80651,"NA",7927.5,348.43650000000002,0.90101900000000001,0.33141799999999999,0.36096699999999998,0.59093799999999996,21646.572380000001,25462.154872999999,25462.154872999999,19.115796,793.02301899999998,1696.2026049999999,0,0,0,0,0,0,0,0,53280.346653000001,63905.899809000002,63905.899809000002,12725.899809,1595.207161,0,0,0,0,0,0,73,5716.5305390000003,5091.9126530000003,2578.2228150000001,883.69390199999998,48.387518999999998,114.606927,"SF_2200_HZ3CZ4_wl_ga_5_ao80_gfnc_","NWHZ3CZ4_3",0,0,0,69,64,74,78,1,2104.6240469999998,0,0,0,"FUR",3,15,1,0,30,0,"Crawl",0.06,300,6.8302610699999997,"Attic",0.03,80,7.76,2200,18700,200,24.98505887,2210,11.09344939,1784,30.392214490000001,0.85,91.3,91.3,91.3,91.3,0.34,0.32,0.54,40,2.7959999999999998,1,1584,160,24.80505887,0,0,"N",0,0,0.75,1,1.75,2,0.65,2151.648862,17,"Exhaust",50,1,"Standard",5,0,4.5,4.5,1,75,1.2,120,0,0,4,1,10,0]
["SF_2200_HZ3CZ4_wl_bm_1_ge50_gfnc_","NW","HZ3CZ4_",3,532.80651,"NA",7927.5,348.43650000000002,0.90101900000000001,0.33141799999999999,0.36096699999999998,0.59093799999999996,21646.572380000001,25462.154872999999,25462.154872999999,19.115796,793.02301899999998,1696.2026049999999,0,0,0,0,0,0,0,0,53280.346653000001,63905.899809000002,63905.899809000002,12725.899809,1595.207161,0,0,0,0,0,0,73,1926.751358,1384.390326,952.300387,466.728069,48.387518999999998,116.134097,"SF_2200_HZ3CZ4_wl_bm_1_ge50_gfnc_","NWHZ3CZ4_3",0,0,0,69,64,74,78,1,2104.6240469999998,0,0,0,"FUR",3,15,1,0,30,0,"Crawl",0.06,300,6.8302610699999997,"Attic",0.03,80,7.76,2200,18700,200,24.98505887,2210,11.09344939,1784,30.392214490000001,0.85,91.3,91.3,91.3,91.3,0.34,0.32,0.54,40,2.7959999999999998,1,1584,160,24.80505887,0,0,"N",0,0,0.75,1,1.75,2,0.65,2151.648862,17,"Exhaust",50,1,"Standard",5,0,4.5,4.5,1,45,1.1000000000000001,120,0,0,4,3,6,0]
["SF_2200_HZ3CZ4_wl_bm_1_ao60_gfnc_","NW","HZ3CZ4_",3,532.80651,"NA",7927.5,348.43650000000002,0.90101900000000001,0.33141799999999999,0.36096699999999998,0.59093799999999996,21646.572380000001,25462.154872999999,25462.154872999999,19.115796,793.02301899999998,1696.2026049999999,0,0,0,0,0,0,0,0,53280.346653000001,63905.899809000002,63905.899809000002,12725.899809,1595.207161,0,0,0,0,0,0,73,1918.2517640000001,1317.5956590000001,692.60963600000002,0,48.387518999999998,113.490623,"SF_2200_HZ3CZ4_wl_bm_1_ao60_gfnc_","NWHZ3CZ4_3",0,0,0,69,64,74,78,1,2104.6240469999998,0,0,0,"FUR",3,15,1,0,30,0,"Crawl",0.06,300,6.8302610699999997,"Attic",0.03,80,7.76,2200,18700,200,24.98505887,2210,11.09344939,1784,30.392214490000001,0.85,91.3,91.3,91.3,91.3,0.34,0.32,0.54,40,2.7959999999999998,1,1584,160,24.80505887,0,0,"N",0,0,0.75,1,1.75,2,0.65,2151.648862,17,"Exhaust",50,1,"Standard",5,0,4.5,4.5,1,57,1.2,120,0,0,4,3,6,0]
["SF_2200_HZ3CZ4_wl_bm_1_ao80_gfnc_","NW","HZ3CZ4_",3,532.80651,"NA",7927.5,348.43650000000002,0.90101900000000001,0.33141799999999999,0.36096699999999998,0.59093799999999996,21646.572380000001,25462.154872999999,25462.154872999999,19.115796,793.02301899999998,1696.2026049999999,0,0,0,0,0,0,0,0,53280.346653000001,63905.899809000002,63905.899809000002,12725.899809,1595.207161,0,0,0,0,0,0,73,1944.389821,1344.267094,708.56267800000001,0,48.387518999999998,114.34837899999999,"SF_2200_HZ3CZ4_wl_bm_1_ao80_gfnc_","NWHZ3CZ4_3",0,0,0,69,64,74,78,1,2104.6240469999998,0,0,0,"FUR",3,15,1,0,30,0,"Crawl",0.06,300,6.8302610699999997,"Attic",0.03,80,7.76,2200,18700,200,24.98505887,2210,11.09344939,1784,30.392214490000001,0.85,91.3,91.3,91.3,91.3,0.34,0.32,0.54,40,2.7959999999999998,1,1584,160,24.80505887,0,0,"N",0,0,0.75,1,1.75,2,0.65,2151.648862,17,"Exhaust",50,1,"Standard",5,0,4.5,4.5,1,75,1.2,120,0,0,4,3,6,0]
["SF_2200_HZ3CZ4_wl_bm_2_ge50_gfnc_","NW","HZ3CZ4_",3,532.80651,"NA",7927.5,348.43650000000002,0.90101900000000001,0.33141799999999999,0.36096699999999998,0.59093799999999996,21646.572380000001,25462.154872999999,25462.154872999999,19.115796,793.02301899999998,1696.2026049999999,0,0,0,0,0,0,0,0,53280.346653000001,63905.899809000002,63905.899809000002,12725.899809,1595.207161,0,0,0,0,0,0,73,2581.1169770000001,2037.349798,1195.4877369999999,509.28220499999998,48.387518999999998,115.85353499999999,"SF_2200_HZ3CZ4_wl_bm_2_ge50_gfnc_","NWHZ3CZ4_3",0,0,0,69,64,74,78,1,2104.6240469999998,0,0,0,"FUR",3,15,1,0,30,0,"Crawl",0.06,300,6.8302610699999997,"Attic",0.03,80,7.76,2200,18700,200,24.98505887,2210,11.09344939,1784,30.392214490000001,0.85,91.3,91.3,91.3,91.3,0.34,0.32,0.54,40,2.7959999999999998,1,1584,160,24.80505887,0,0,"N",0,0,0.75,1,1.75,2,0.65,2151.648862,17,"Exhaust",50,1,"Standard",5,0,4.5,4.5,1,45,1.1000000000000001,120,0,0,4,3,7,0]
["SF_2200_HZ3CZ4_wl_bm_2_ao60_gfnc_","NW","HZ3CZ4_",3,532.80651,"NA",7927.5,348.43650000000002,0.90101900000000001,0.33141799999999999,0.36096699999999998,0.59093799999999996,21646.572380000001,25462.154872999999,25462.154872999999,19.115796,793.02301899999998,1696.2026049999999,0,0,0,0,0,0,0,0,53280.346653000001,63905.899809000002,63905.899809000002,12725.899809,1595.207161,0,0,0,0,0,0,73,2616.36888,2016.8987239999999,938.22385899999995,0,48.387518999999998,114.866443,"SF_2200_HZ3CZ4_wl_bm_2_ao60_gfnc_","NWHZ3CZ4_3",0,0,0,69,64,74,78,1,2104.6240469999998,0,0,0,"FUR",3,15,1,0,30,0,"Crawl",0.06,300,6.8302610699999997,"Attic",0.03,80,7.76,2200,18700,200,24.98505887,2210,11.09344939,1784,30.392214490000001,0.85,91.3,91.3,91.3,91.3,0.34,0.32,0.54,40,2.7959999999999998,1,1584,160,24.80505887,0,0,"N",0,0,0.75,1,1.75,2,0.65,2151.648862,17,"Exhaust",50,1,"Standard",5,0,4.5,4.5,1,57,1.2,120,0,0,4,3,7,0]
["SF_2200_HZ3CZ4_wl_bm_2_ao80_gfnc_","NW","HZ3CZ4_",3,532.80651,"NA",7927.5,348.43650000000002,0.90101900000000001,0.33141799999999999,0.36096699999999998,0.59093799999999996,21646.572380000001,25462.154872999999,25462.154872999999,19.115796,793.02301899999998,1696.2026049999999,0,0,0,0,0,0,0,0,53280.346653000001,63905.899809000002,63905.899809000002,12725.899809,1595.207161,0,0,0,0,0,0,73,2619.3681969999998,2036.5794209999999,945.86411699999996,0,48.387518999999998,115.165081,"SF_2200_HZ3CZ4_wl_bm_2_ao80_gfnc_","NWHZ3CZ4_3",0,0,0,69,64,74,78,1,2104.6240469999998,0,0,0,"FUR",3,15,1,0,30,0,"Crawl",0.06,300,6.8302610699999997,"Attic",0.03,80,7.76,2200,18700,200,24.98505887,2210,11.09344939,1784,30.392214490000001,0.85,91.3,91.3,91.3,91.3,0.34,0.32,0.54,40,2.7959999999999998,1,1584,160,24.80505887,0,0,"N",0,0,0.75,1,1.75,2,0.65,2151.648862,17,"Exhaust",50,1,"Standard",5,0,4.5,4.5,1,75,1.2,120,0,0,4,3,7,0]
["SF_2200_HZ3CZ4_wl_bm_3_ge50_gfnc_","NW","HZ3CZ4_",3,532.80651,"NA",7927.5,348.43650000000002,0.90101900000000001,0.33141799999999999,0.36096699999999998,0.59093799999999996,21646.572380000001,25462.154872999999,25462.154872999999,19.115796,793.02301899999998,1696.2026049999999,0,0,0,0,0,0,0,0,53280.346653000001,63905.899809000002,63905.899809000002,12725.899809,1595.207161,0,0,0,0,0,0,73,3349.0993229999999,2805.7687430000001,1556.5573469999999,677.498332,48.387518999999998,116.353066,"SF_2200_HZ3CZ4_wl_bm_3_ge50_gfnc_","NWHZ3CZ4_3",0,0,0,69,64,74,78,1,2104.6240469999998,0,0,0,"FUR",3,15,1,0,30,0,"Crawl",0.06,300,6.8302610699999997,"Attic",0.03,80,7.76,2200,18700,200,24.98505887,2210,11.09344939,1784,30.392214490000001,0.85,91.3,91.3,91.3,91.3,0.34,0.32,0.54,40,2.7959999999999998,1,1584,160,24.80505887,0,0,"N",0,0,0.75,1,1.75,2,0.65,2151.648862,17,"Exhaust",50,1,"Standard",5,0,4.5,4.5,1,45,1.1000000000000001,120,0,0,4,3,8,0]
["SF_2200_HZ3CZ4_wl_bm_3_ao60_gfnc_","NW","HZ3CZ4_",3,532.80651,"NA",7927.5,348.43650000000002,0.90101900000000001,0.33141799999999999,0.36096699999999998,0.59093799999999996,21646.572380000001,25462.154872999999,25462.154872999999,19.115796,793.02301899999998,1696.2026049999999,0,0,0,0,0,0,0,0,53280.346653000001,63905.899809000002,63905.899809000002,12725.899809,1595.207161,0,0,0,0,0,0,73,3381.1286089999999,2759.010585,1196.539857,0,48.387518999999998,115.10587,"SF_2200_HZ3CZ4_wl_bm_3_ao60_gfnc_","NWHZ3CZ4_3",0,0,0,69,64,74,78,1,2104.6240469999998,0,0,0,"FUR",3,15,1,0,30,0,"Crawl",0.06,300,6.8302610699999997,"Attic",0.03,80,7.76,2200,18700,200,24.98505887,2210,11.09344939,1784,30.392214490000001,0.85,91.3,91.3,91.3,91.3,0.34,0.32,0.54,40,2.7959999999999998,1,1584,160,24.80505887,0,0,"N",0,0,0.75,1,1.75,2,0.65,2151.648862,17,"Exhaust",50,1,"Standard",5,0,4.5,4.5,1,57,1.2,120,0,0,4,3,8,0]
["SF_2200_HZ3CZ4_wl_bm_3_ao80_gfnc_","NW","HZ3CZ4_",3,532.80651,"NA",7927.5,348.43650000000002,0.90101900000000001,0.33141799999999999,0.36096699999999998,0.59093799999999996,21646.572380000001,25462.154872999999,25462.154872999999,19.115796,793.02301899999998,1696.2026049999999,0,0,0,0,0,0,0,0,53280.346653000001,63905.899809000002,63905.899809000002,12725.899809,1595.207161,0,0,0,0,0,0,73,3408.0962909999998,2804.6353300000001,1222.143249,0,48.387518999999998,116.077107,"SF_2200_HZ3CZ4_wl_bm_3_ao80_gfnc_","NWHZ3CZ4_3",0,0,0,69,64,74,78,1,2104.6240469999998,0,0,0,"FUR",3,15,1,0,30,0,"Crawl",0.06,300,6.8302610699999997,"Attic",0.03,80,7.76,2200,18700,200,24.98505887,2210,11.09344939,1784,30.392214490000001,0.85,91.3,91.3,91.3,91.3,0.34,0.32,0.54,40,2.7959999999999998,1,1584,160,24.80505887,0,0,"N",0,0,0.75,1,1.75,2,0.65,2151.648862,17,"Exhaust",50,1,"Standard",5,0,4.5,4.5,1,75,1.2,120,0,0,4,3,8,0]
["SF_2200_HZ3CZ4_wl_bm_4_ge50_gfnc_","NW","HZ3CZ4_",3,532.80651,"NA",7927.5,348.43650000000002,0.90101900000000001,0.33141799999999999,0.36096699999999998,0.59093799999999996,21646.572380000001,25462.154872999999,25462.154872999999,19.115796,793.02301899999998,1696.2026049999999,0,0,0,0,0,0,0,0,53280.346653000001,63905.899809000002,63905.899809000002,12725.899809,1595.207161,0,0,0,0,0,0,73,3943.1319870000002,3406.5981320000001,2490.7133610000001,1805.6672619999999,48.387518999999998,116.47949300000001,"SF_2200_HZ3CZ4_wl_bm_4_ge50_gfnc_","NWHZ3CZ4_3",0,0,0,69,64,74,78,1,2104.6240469999998,0,0,0,"FUR",3,15,1,0,30,0,"Crawl",0.06,300,6.8302610699999997,"Attic",0.03,80,7.76,2200,18700,200,24.98505887,2210,11.09344939,1784,30.392214490000001,0.85,91.3,91.3,91.3,91.3,0.34,0.32,0.54,40,2.7959999999999998,1,1584,160,24.80505887,0,0,"N",0,0,0.75,1,1.75,2,0.65,2151.648862,17,"Exhaust",50,1,"Standard",5,0,4.5,4.5,1,45,1.1000000000000001,120,0,0,4,3,9,0]
["SF_2200_HZ3CZ4_wl_bm_4_ao60_gfnc_","NW","HZ3CZ4_",3,532.80651,"NA",7927.5,348.43650000000002,0.90101900000000001,0.33141799999999999,0.36096699999999998,0.59093799999999996,21646.572380000001,25462.154872999999,25462.154872999999,19.115796,793.02301899999998,1696.2026049999999,0,0,0,0,0,0,0,0,53280.346653000001,63905.899809000002,63905.899809000002,12725.899809,1595.207161,0,0,0,0,0,0,73,3995.8442890000001,3381.8814670000002,1410.9347270000001,39.392378000000001,48.387518999999998,114.370541,"SF_2200_HZ3CZ4_wl_bm_4_ao60_gfnc_","NWHZ3CZ4_3",0,0,0,69,64,74,78,1,2104.6240469999998,0,0,0,"FUR",3,15,1,0,30,0,"Crawl",0.06,300,6.8302610699999997,"Attic",0.03,80,7.76,2200,18700,200,24.98505887,2210,11.09344939,1784,30.392214490000001,0.85,91.3,91.3,91.3,91.3,0.34,0.32,0.54,40,2.7959999999999998,1,1584,160,24.80505887,0,0,"N",0,0,0.75,1,1.75,2,0.65,2151.648862,17,"Exhaust",50,1,"Standard",5,0,4.5,4.5,1,57,1.2,120,0,0,4,3,9,0]
["SF_2200_HZ3CZ4_wl_bm_4_ao80_gfnc_","NW","HZ3CZ4_",3,532.80651,"NA",7927.5,348.43650000000002,0.90101900000000001,0.33141799999999999,0.36096699999999998,0.59093799999999996,21646.572380000001,25462.154872999999,25462.154872999999,19.115796,793.02301899999998,1696.2026049999999,0,0,0,0,0,0,0,0,53280.346653000001,63905.899809000002,63905.899809000002,12725.899809,1595.207161,0,0,0,0,0,0,73,4064.1735039999999,3456.3150009999999,1439.766736,0,48.387518999999998,115.53024499999999,"SF_2200_HZ3CZ4_wl_bm_4_ao80_gfnc_","NWHZ3CZ4_3",0,0,0,69,64,74,78,1,2104.6240469999998,0,0,0,"FUR",3,15,1,0,30,0,"Crawl",0.06,300,6.8302610699999997,"Attic",0.03,80,7.76,2200,18700,200,24.98505887,2210,11.09344939,1784,30.392214490000001,0.85,91.3,91.3,91.3,91.3,0.34,0.32,0.54,40,2.7959999999999998,1,1584,160,24.80505887,0,0,"N",0,0,0.75,1,1.75,2,0.65,2151.648862,17,"Exhaust",50,1,"Standard",5,0,4.5,4.5,1,75,1.2,120,0,0,4,3,9,0]
["SF_2200_HZ3CZ4_wl_bm_5_ge50_gfnc_","NW","HZ3CZ4_",3,532.80651,"NA",7927.5,348.43650000000002,0.90101900000000001,0.33141799999999999,0.36096699999999998,0.59093799999999996,21646.572380000001,25462.154872999999,25462.154872999999,19.115796,793.02301899999998,1696.2026049999999,0,0,0,0,0,0,0,0,53280.346653000001,63905.899809000002,63905.899809000002,12725.899809,1595.207161,0,0,0,0,0,0,73,5617.5328159999999,5087.2373699999998,3979.120555,3212.5014179999998,48.387518999999998,117.438036,"SF_2200_HZ3CZ4_wl_bm_5_ge50_gfnc_","NWHZ3CZ4_3",0,0,0,69,64,74,78,1,2104.6240469999998,0,0,0,"FUR",3,15,1,0,30,0,"Crawl",0.06,300,6.8302610699999997,"Attic",0.03,80,7.76,2200,18700,200,24.98505887,2210,11.09344939,1784,30.392214490000001,0.85,91.3,91.3,91.3,91.3,0.34,0.32,0.54,40,2.7959999999999998,1,1584,160,24.80505887,0,0,"N",0,0,0.75,1,1.75,2,0.65,2151.648862,17,"Exhaust",50,1,"Standard",5,0,4.5,4.5,1,45,1.1000000000000001,120,0,0,4,3,10,0]
["SF_2200_HZ3CZ4_wl_bm_5_ao60_gfnc_","NW","HZ3CZ4_",3,532.80651,"NA",7927.5,348.43650000000002,0.90101900000000001,0.33141799999999999,0.36096699999999998,0.59093799999999996,21646.572380000001,25462.154872999999,25462.154872999999,19.115796,793.02301899999998,1696.2026049999999,0,0,0,0,0,0,0,0,53280.346653000001,63905.899809000002,63905.899809000002,12725.899809,1595.207161,0,0,0,0,0,0,73,5568.5112429999999,4972.9556599999996,1963.1603250000001,114.39802899999999,48.387518999999998,113.79764400000001,"SF_2200_HZ3CZ4_wl_bm_5_ao60_gfnc_","NWHZ3CZ4_3",0,0,0,69,64,74,78,1,2104.6240469999998,0,0,0,"FUR",3,15,1,0,30,0,"Crawl",0.06,300,6.8302610699999997,"Attic",0.03,80,7.76,2200,18700,200,24.98505887,2210,11.09344939,1784,30.392214490000001,0.85,91.3,91.3,91.3,91.3,0.34,0.32,0.54,40,2.7959999999999998,1,1584,160,24.80505887,0,0,"N",0,0,0.75,1,1.75,2,0.65,2151.648862,17,"Exhaust",50,1,"Standard",5,0,4.5,4.5,1,57,1.2,120,0,0,4,3,10,0]
["SF_2200_HZ3CZ4_wl_bm_5_ao80_gfnc_","NW","HZ3CZ4_",3,532.80651,"NA",7927.5,348.43650000000002,0.90101900000000001,0.33141799999999999,0.36096699999999998,0.59093799999999996,21646.572380000001,25462.154872999999,25462.154872999999,19.115796,793.02301899999998,1696.2026049999999,0,0,0,0,0,0,0,0,53280.346653000001,63905.899809000002,63905.899809000002,12725.899809,1595.207161,0,0,0,0,0,0,73,5700.7614210000002,5099.9415179999996,1971.8437429999999,0,48.387518999999998,114.798315,"SF_2200_HZ3CZ4_wl_bm_5_ao80_gfnc_","NWHZ3CZ4_3",0,0,0,69,64,74,78,1,2104.6240469999998,0,0,0,"FUR",3,15,1,0,30,0,"Crawl",0.06,300,6.8302610699999997,"Attic",0.03,80,7.76,2200,18700,200,24.98505887,2210,11.09344939,1784,30.392214490000001,0.85,91.3,91.3,91.3,91.3,0.34,0.32,0.54,40,2.7959999999999998,1,1584,160,24.80505887,0,0,"N",0,0,0.75,1,1.75,2,0.65,2151.648862,17,"Exhaust",50,1,"Standard",5,0,4.5,4.5,1,75,1.2,120,0,0,4,3,10,0]
["SF_2200_HZ3CZ4_wl_i2_1_ge50_gfnc_","NW","HZ3CZ4_",3,532.60146799999995,"NA",7927.5,348.43650000000002,0.90101900000000001,0.33153500000000002,0.36029099999999997,0.59101000000000004,21870.507809999999,25722.746984000001,25722.746984000001,20.926686,801.08885899999996,1713.4546869999999,0,0,0,0,0,0,0,0,53243.401123000003,63864.741956999998,63864.741956999998,12684.741957,1595.207161,0,0,0,0,0,0,73,1787.572191,1368.617647,675.06223599999998,190.02341999999999,48.387518999999998,115.333448,"SF_2200_HZ3CZ4_wl_i2_1_ge50_gfnc_","NWHZ3CZ4_3",0,0,0,69,64,74,78,1,2104.6240469999998,0,0,0,"FUR",3,15,1,0,30,0,"Crawl",0.06,300,6.8302610699999997,"Attic",0.03,80,7.76,2200,18700,200,24.98505887,2210,11.09344939,1784,30.392214490000001,0.85,91.3,91.3,91.3,91.3,0.34,0.32,0.54,40,2.7959999999999998,1,1584,160,24.80505887,0,0,"N",0,0,0.75,1,1.75,2,0.65,2151.648862,17,"Exhaust",50,1,"Standard",5,0,4.5,4.5,1,45,1.1000000000000001,120,0,0,4,4,6,0.65]
["SF_2200_HZ3CZ4_wl_i2_1_ge50_gfac_","NW","HZ3CZ4_",3,528.83819400000004,"NA",7927.5,348.43650000000002,0.90101900000000001,0.33288400000000001,0.34788200000000002,0.59336699999999998,21982.780574,25846.885805999998,25846.885805999998,20.938175000000001,826.46483999999998,1721.729842,2108.7747530000001,2589.8433869999999,761.64635599999997,42.392392000000001,6.6087009999999999,0,131.72179399999999,274.40894300000002,53231.909970000001,63863.555838,63863.555838,12683.555838,1637.8284000000001,19732.307304000002,25012.778543,9200.7316709999996,0,0,0,73,1794.1255940000001,1365.7693959999999,683.88285399999995,195.043184,48.387518999999998,115.24794,"SF_2200_HZ3CZ4_wl_i2_1_ge50_gfac_","NWHZ3CZ4_3",0,0,0,69,64,74,78,1,2104.6240469999998,0,0,0,"FHCA",3,15,1,0,30,0,"Crawl",0.06,300,6.8302610699999997,"Attic",0.03,80,7.76,2200,18700,200,24.98505887,2210,11.09344939,1784,30.392214490000001,0.85,91.3,91.3,91.3,91.3,0.34,0.32,0.54,40,2.7959999999999998,1,1584,160,24.80505887,0,0,"N",0,0,0.75,1,1.75,2,0.65,2151.648862,17,"Exhaust",50,1,"Standard",5,0,4.5,4.5,1,45,1.1000000000000001,120,0,0,4,4,6,0.65]
["SF_2200_HZ3CZ4_wl_i2_1_ge50_efaf_","NW","HZ3CZ4_",3,532.60146799999995,"NA",7927.5,348.43650000000002,0.90101900000000001,0.33153500000000002,0.36029099999999997,0.59101000000000004,21870.507809999999,25722.746984000001,25722.746984000001,20.926686,801.08885899999996,1713.4546869999999,0,0,0,0,0,0,0,0,53243.401123000003,63864.741956999998,63864.741956999998,12684.741957,1595.207161,0,0,0,0,0,0,73,1787.572191,1368.617647,675.06223599999998,190.02341999999999,48.387518999999998,115.333448,"SF_2200_HZ3CZ4_wl_i2_1_ge50_efaf_","NWHZ3CZ4_3",0,0,0,69,64,74,78,1,2104.6240469999998,0,0,0,"FUR",3,15,1,0,30,0,"Crawl",0.06,300,6.8302610699999997,"Attic",0.03,80,7.76,2200,18700,200,24.98505887,2210,11.09344939,1784,30.392214490000001,0.85,91.3,91.3,91.3,91.3,0.34,0.32,0.54,40,2.7959999999999998,1,1584,160,24.80505887,0,0,"N",0,0,0.75,1,1.75,2,0.65,2151.648862,17,"Exhaust",50,1,"Standard",5,0,4.5,4.5,1,45,1.1000000000000001,120,0,0,4,4,6,0.65]
["SF_2200_HZ3CZ4_wl_i2_1_ge50_hp85_","NW","HZ3CZ4_",3,537.13651400000003,"NA",7927.5,348.43650000000002,0.90101900000000001,0.35693399999999997,0.37524400000000002,0.64246099999999995,21670.702477999999,26838.665951999999,12679.241536,3945.6091099999999,1045.519548,3237.465733,2109.4104269999998,2590.609007,766.44147199999998,42.662903,6.6072259999999998,0,131.76017400000001,274.48889800000001,52820.777658999999,63314.558810000002,57316.532457000001,49987.523110000002,1102.0910080000001,19732.678963999999,25013.433325999998,9213.1153649999997,0,0,0,73,1794.214056,1365.850504,684.96312,196.561488,48.387518999999998,115.247379,"SF_2200_HZ3CZ4_wl_i2_1_ge50_hp85_","NWHZ3CZ4_3",0,0,0,69,64,74,78,1,2104.6240469999998,0,0,0,"HSPF_8.5_SEER_13.0",3,15,1,0,30,0,"Crawl",0.06,300,6.8302610699999997,"Attic",0.03,80,7.76,2200,18700,200,24.98505887,2210,11.09344939,1784,30.392214490000001,0.85,91.3,91.3,91.3,91.3,0.34,0.32,0.54,40,2.7959999999999998,1,1584,160,24.80505887,0,0,"N",0,0,0.75,1,1.75,2,0.65,2151.648862,17,"Exhaust",50,1,"Standard",5,0,4.5,4.5,1,45,1.1000000000000001,120,0,0,4,4,6,0.65]
["SF_2200_HZ3CZ4_wl_i2_1_ge50_zonl_","NW","HZ3CZ4_",3,520.59295499999996,"NA",7927.5,348.43650000000002,0.90101900000000001,0.29963000000000001,0.32069599999999998,0.49090099999999998,22681.720416,22681.720416,22681.720416,1.220645,706.918633,1512.033318,0,0,0,0,0,0,0,0,54542.457295,54542.457295,54542.457295,3362.4572950000002,1595.207161,0,0,0,0,0,0,73,1787.7262149999999,1368.697647,674.18100400000003,188.63645399999999,48.387518999999998,115.33452,"SF_2200_HZ3CZ4_wl_i2_1_ge50_zonl_","NWHZ3CZ4_3",0,0,0,69,64,74,78,1,2104.6240469999998,0,0,0,"FUR",3,15,1,0,30,1,"Crawl",0.06,300,6.8302610699999997,"Attic",0.03,80,7.76,2200,18700,200,24.98505887,2210,11.09344939,1784,30.392214490000001,0.85,91.3,91.3,91.3,91.3,0.34,0.32,0.54,40,2.7959999999999998,1,1584,160,24.80505887,0,0,"N",0,0,0.75,1,1.75,2,0.65,2151.648862,17,"Exhaust",50,1,"Standard",5,0,4.5,4.5,1,45,1.1000000000000001,120,0,0,4,4,6,0.65]
["SF_2200_HZ3CZ4_wl_i2_1_ao60_gfnc_","NW","HZ3CZ4_",3,532.43922499999996,"NA",7927.5,348.43650000000002,0.90101900000000001,0.33162399999999997,0.35975600000000002,0.59072499999999994,21912.0203,25771.462159999999,25771.462159999999,21.823070000000001,802.57930199999998,1716.6426059999999,0,0,0,0,0,0,0,0,53236.589741000003,63857.070748999999,63857.070748999999,12677.070749,1595.207161,0,0,0,0,0,0,73,1813.886583,1361.54186,590.50556900000004,0,48.387518999999998,114.89827200000001,"SF_2200_HZ3CZ4_wl_i2_1_ao60_gfnc_","NWHZ3CZ4_3",0,0,0,69,64,74,78,1,2104.6240469999998,0,0,0,"FUR",3,15,1,0,30,0,"Crawl",0.06,300,6.8302610699999997,"Attic",0.03,80,7.76,2200,18700,200,24.98505887,2210,11.09344939,1784,30.392214490000001,0.85,91.3,91.3,91.3,91.3,0.34,0.32,0.54,40,2.7959999999999998,1,1584,160,24.80505887,0,0,"N",0,0,0.75,1,1.75,2,0.65,2151.648862,17,"Exhaust",50,1,"Standard",5,0,4.5,4.5,1,57,1.2,120,0,0,4,4,6,0.65]
["SF_2200_HZ3CZ4_wl_i2_1_ao60_gfac_","NW","HZ3CZ4_",3,528.46588999999994,"NA",7927.5,348.43650000000002,0.90101900000000001,0.33296599999999998,0.34665499999999999,0.59306700000000001,22023.886444,25895.132996,25895.132996,21.833257,827.98017000000004,1724.886649,2109.4486099999999,2590.4266659999998,761.67466899999999,42.397173000000002,6.6072160000000002,0,131.74587600000001,274.459113,53225.103514000002,63855.897222,63855.897222,12675.897222,1637.8284000000001,19788.034281,25141.330139000002,9239.2747189999991,0,0,0,73,1822.5176779999999,1358.5472970000001,597.11498800000004,0,48.387518999999998,114.807564,"SF_2200_HZ3CZ4_wl_i2_1_ao60_gfac_","NWHZ3CZ4_3",0,0,0,69,64,74,78,1,2104.6240469999998,0,0,0,"FHCA",3,15,1,0,30,0,"Crawl",0.06,300,6.8302610699999997,"Attic",0.03,80,7.76,2200,18700,200,24.98505887,2210,11.09344939,1784,30.392214490000001,0.85,91.3,91.3,91.3,91.3,0.34,0.32,0.54,40,2.7959999999999998,1,1584,160,24.80505887,0,0,"N",0,0,0.75,1,1.75,2,0.65,2151.648862,17,"Exhaust",50,1,"Standard",5,0,4.5,4.5,1,57,1.2,120,0,0,4,4,6,0.65]
["SF_2200_HZ3CZ4_wl_i2_1_ao60_efaf_","NW","HZ3CZ4_",3,532.43922499999996,"NA",7927.5,348.43650000000002,0.90101900000000001,0.33162399999999997,0.35975600000000002,0.59072499999999994,21912.0203,25771.462159999999,25771.462159999999,21.823070000000001,802.57930199999998,1716.6426059999999,0,0,0,0,0,0,0,0,53236.589741000003,63857.070748999999,63857.070748999999,12677.070749,1595.207161,0,0,0,0,0,0,73,1813.886583,1361.54186,590.50556900000004,0,48.387518999999998,114.89827200000001,"SF_2200_HZ3CZ4_wl_i2_1_ao60_efaf_","NWHZ3CZ4_3",0,0,0,69,64,74,78,1,2104.6240469999998,0,0,0,"FUR",3,15,1,0,30,0,"Crawl",0.06,300,6.8302610699999997,"Attic",0.03,80,7.76,2200,18700,200,24.98505887,2210,11.09344939,1784,30.392214490000001,0.85,91.3,91.3,91.3,91.3,0.34,0.32,0.54,40,2.7959999999999998,1,1584,160,24.80505887,0,0,"N",0,0,0.75,1,1.75,2,0.65,2151.648862,17,"Exhaust",50,1,"Standard",5,0,4.5,4.5,1,57,1.2,120,0,0,4,4,6,0.65]
["SF_2200_HZ3CZ4_wl_i2_1_ao60_hp85_","NW","HZ3CZ4_",3,536.66908899999999,"NA",7927.5,348.43650000000002,0.90101900000000001,0.35696699999999998,0.37370300000000001,0.64245399999999997,21713.040380999999,26885.700738,12722.003461,3987.7392220000002,1045.7312690000001,3238.119858,2110.086687,2591.1916639999999,766.47155899999996,42.666719999999998,6.6056569999999999,0,131.78428299999999,274.53912300000002,52814.193252999998,63307.223388999999,57309.197029000003,49980.187685999997,1102.0910080000001,19788.392736000002,25141.97608,9251.3696240000008,0,0,0,73,1822.457723,1358.5112529999999,597.08777699999996,0,48.387518999999998,114.80780300000001,"SF_2200_HZ3CZ4_wl_i2_1_ao60_hp85_","NWHZ3CZ4_3",0,0,0,69,64,74,78,1,2104.6240469999998,0,0,0,"HSPF_8.5_SEER_13.0",3,15,1,0,30,0,"Crawl",0.06,300,6.8302610699999997,"Attic",0.03,80,7.76,2200,18700,200,24.98505887,2210,11.09344939,1784,30.392214490000001,0.85,91.3,91.3,91.3,91.3,0.34,0.32,0.54,40,2.7959999999999998,1,1584,160,24.80505887,0,0,"N",0,0,0.75,1,1.75,2,0.65,2151.648862,17,"Exhaust",50,1,"Standard",5,0,4.5,4.5,1,57,1.2,120,0,0,4,4,6,0.65]
["SF_2200_HZ3CZ4_wl_i2_1_ao60_zonl_","NW","HZ3CZ4_",3,520.44838400000003,"NA",7927.5,348.43650000000002,0.90101900000000001,0.29965900000000001,0.32021899999999998,0.49090099999999998,22723.892506,22723.892506,22723.892506,1.2602469999999999,708.23184200000003,1514.8421510000001,0,0,0,0,0,0,0,0,54535.952256999997,54535.952256999997,54535.952256999997,3355.9522569999999,1595.207161,0,0,0,0,0,0,73,1814.053396,1361.5931519999999,590.59759499999996,0,48.387518999999998,114.897465,"SF_2200_HZ3CZ4_wl_i2_1_ao60_zonl_","NWHZ3CZ4_3",0,0,0,69,64,74,78,1,2104.6240469999998,0,0,0,"FUR",3,15,1,0,30,1,"Crawl",0.06,300,6.8302610699999997,"Attic",0.03,80,7.76,2200,18700,200,24.98505887,2210,11.09344939,1784,30.392214490000001,0.85,91.3,91.3,91.3,91.3,0.34,0.32,0.54,40,2.7959999999999998,1,1584,160,24.80505887,0,0,"N",0,0,0.75,1,1.75,2,0.65,2151.648862,17,"Exhaust",50,1,"Standard",5,0,4.5,4.5,1,57,1.2,120,0,0,4,4,6,0.65]
["SF_2200_HZ3CZ4_wl_i2_1_ao80_gfnc_","NW","HZ3CZ4_",3,532.43199300000003,"NA",7927.5,348.43650000000002,0.90101900000000001,0.33160899999999999,0.359732,0.590893,21911.122947,25770.612906999999,25770.612906999999,21.305540000000001,802.56896300000005,1716.6204909999999,0,0,0,0,0,0,0,0,53234.880269000001,63855.168966999998,63855.168966999998,12675.168967,1595.207161,0,0,0,0,0,0,73,1826.548544,1372.022917,601.482305,0,48.387518999999998,115.426914,"SF_2200_HZ3CZ4_wl_i2_1_ao80_gfnc_","NWHZ3CZ4_3",0,0,0,69,64,74,78,1,2104.6240469999998,0,0,0,"FUR",3,15,1,0,30,0,"Crawl",0.06,300,6.8302610699999997,"Attic",0.03,80,7.76,2200,18700,200,24.98505887,2210,11.09344939,1784,30.392214490000001,0.85,91.3,91.3,91.3,91.3,0.34,0.32,0.54,40,2.7959999999999998,1,1584,160,24.80505887,0,0,"N",0,0,0.75,1,1.75,2,0.65,2151.648862,17,"Exhaust",50,1,"Standard",5,0,4.5,4.5,1,75,1.2,120,0,0,4,4,6,0.65]
["SF_2200_HZ3CZ4_wl_i2_1_ao80_gfac_","NW","HZ3CZ4_",3,528.76755100000003,"NA",7927.5,348.43650000000002,0.90101900000000001,0.332951,0.34765000000000001,0.59323599999999999,22023.308583000002,25894.626336000001,25894.626336000001,21.317283,827.98046799999997,1724.8872699999999,2112.9121679999998,2594.5108289999998,762.99876200000006,42.319164999999998,6.589569,0,131.96229199999999,274.90996000000001,53223.395479999999,63853.998974000002,63853.998974000002,12673.998974,1637.8284000000001,19779.093746999999,25130.678403999998,9235.1689810000007,0,0,0,73,1836.875213,1370.2616049999999,608.48142900000005,0,48.387518999999998,115.34942100000001,"SF_2200_HZ3CZ4_wl_i2_1_ao80_gfac_","NWHZ3CZ4_3",0,0,0,69,64,74,78,1,2104.6240469999998,0,0,0,"FHCA",3,15,1,0,30,0,"Crawl",0.06,300,6.8302610699999997,"Attic",0.03,80,7.76,2200,18700,200,24.98505887,2210,11.09344939,1784,30.392214490000001,0.85,91.3,91.3,91.3,91.3,0.34,0.32,0.54,40,2.7959999999999998,1,1584,160,24.80505887,0,0,"N",0,0,0.75,1,1.75,2,0.65,2151.648862,17,"Exhaust",50,1,"Standard",5,0,4.5,4.5,1,75,1.2,120,0,0,4,4,6,0.65]
["SF_2200_HZ3CZ4_wl_i2_1_ao80_efaf_","NW","HZ3CZ4_",3,532.43199300000003,"NA",7927.5,348.43650000000002,0.90101900000000001,0.33160899999999999,0.359732,0.590893,21911.122947,25770.612906999999,25770.612906999999,21.305540000000001,802.56896300000005,1716.6204909999999,0,0,0,0,0,0,0,0,53234.880269000001,63855.168966999998,63855.168966999998,12675.168967,1595.207161,0,0,0,0,0,0,73,1826.548544,1372.022917,601.482305,0,48.387518999999998,115.426914,"SF_2200_HZ3CZ4_wl_i2_1_ao80_efaf_","NWHZ3CZ4_3",0,0,0,69,64,74,78,1,2104.6240469999998,0,0,0,"FUR",3,15,1,0,30,0,"Crawl",0.06,300,6.8302610699999997,"Attic",0.03,80,7.76,2200,18700,200,24.98505887,2210,11.09344939,1784,30.392214490000001,0.85,91.3,91.3,91.3,91.3,0.34,0.32,0.54,40,2.7959999999999998,1,1584,160,24.80505887,0,0,"N",0,0,0.75,1,1.75,2,0.65,2151.648862,17,"Exhaust",50,1,"Standard",5,0,4.5,4.5,1,75,1.2,120,0,0,4,4,6,0.65]
["SF_2200_HZ3CZ4_wl_i2_1_ao80_hp85_","NW","HZ3CZ4_",3,537.01587900000004,"NA",7927.5,348.43650000000002,0.90101900000000001,0.35693599999999998,0.37484600000000001,0.64244900000000005,21712.601176,26884.619221000001,12725.042626,3992.2353720000001,1045.454939,3237.2647980000002,2113.542809,2595.2635270000001,767.78938700000003,42.586478999999997,6.5877869999999996,0,132.000135,274.98879799999997,52812.414793999997,63305.230959,57307.204586,49978.195249999997,1102.0910080000001,19779.451303999998,25131.323235,9247.3130139999994,0,0,0,73,1836.828129,1370.2402830000001,608.45651199999998,0,48.387518999999998,115.34957,"SF_2200_HZ3CZ4_wl_i2_1_ao80_hp85_","NWHZ3CZ4_3",0,0,0,69,64,74,78,1,2104.6240469999998,0,0,0,"HSPF_8.5_SEER_13.0",3,15,1,0,30,0,"Crawl",0.06,300,6.8302610699999997,"Attic",0.03,80,7.76,2200,18700,200,24.98505887,2210,11.09344939,1784,30.392214490000001,0.85,91.3,91.3,91.3,91.3,0.34,0.32,0.54,40,2.7959999999999998,1,1584,160,24.80505887,0,0,"N",0,0,0.75,1,1.75,2,0.65,2151.648862,17,"Exhaust",50,1,"Standard",5,0,4.5,4.5,1,75,1.2,120,0,0,4,4,6,0.65]
["SF_2200_HZ3CZ4_wl_i2_1_ao80_zonl_","NW","HZ3CZ4_",3,520.44190500000002,"NA",7927.5,348.43650000000002,0.90101900000000001,0.29964600000000002,0.32019799999999998,0.49090099999999998,22723.130471,22723.130471,22723.130471,1.1412979999999999,708.21179800000004,1514.799278,0,0,0,0,0,0,0,0,54534.245996999998,54534.245996999998,54534.245996999998,3354.245997,1595.207161,0,0,0,0,0,0,73,1826.6917089999999,1372.0443330000001,601.57321899999999,0,48.387518999999998,115.426068,"SF_2200_HZ3CZ4_wl_i2_1_ao80_zonl_","NWHZ3CZ4_3",0,0,0,69,64,74,78,1,2104.6240469999998,0,0,0,"FUR",3,15,1,0,30,1,"Crawl",0.06,300,6.8302610699999997,"Attic",0.03,80,7.76,2200,18700,200,24.98505887,2210,11.09344939,1784,30.392214490000001,0.85,91.3,91.3,91.3,91.3,0.34,0.32,0.54,40,2.7959999999999998,1,1584,160,24.80505887,0,0,"N",0,0,0.75,1,1.75,2,0.65,2151.648862,17,"Exhaust",50,1,"Standard",5,0,4.5,4.5,1,75,1.2,120,0,0,4,4,6,0.65]
["SF_2200_HZ3CZ4_wl_i2_2_ge50_gfnc_","NW","HZ3CZ4_",3,532.66785700000003,"NA",7927.5,348.43650000000002,0.90101900000000001,0.33157300000000001,0.36051,0.59197100000000002,21994.491595,25867.662257,25867.662257,20.405557999999999,805.62190299999997,1723.150447,0,0,0,0,0,0,0,0,53243.143406000003,63863.776055000002,63863.776055000002,12683.776055,1595.207161,0,0,0,0,0,0,73,2489.9036430000001,2066.953865,991.72842200000002,349.35752500000001,48.387518999999998,116.561573,"SF_2200_HZ3CZ4_wl_i2_2_ge50_gfnc_","NWHZ3CZ4_3",0,0,0,69,64,74,78,1,2104.6240469999998,0,0,0,"FUR",3,15,1,0,30,0,"Crawl",0.06,300,6.8302610699999997,"Attic",0.03,80,7.76,2200,18700,200,24.98505887,2210,11.09344939,1784,30.392214490000001,0.85,91.3,91.3,91.3,91.3,0.34,0.32,0.54,40,2.7959999999999998,1,1584,160,24.80505887,0,0,"N",0,0,0.75,1,1.75,2,0.65,2151.648862,17,"Exhaust",50,1,"Standard",5,0,4.5,4.5,1,45,1.1000000000000001,120,0,0,4,4,7,0.65]
["SF_2200_HZ3CZ4_wl_i2_2_ge50_gfac_","NW","HZ3CZ4_",3,528.59502399999997,"NA",7927.5,348.43650000000002,0.90101900000000001,0.33294099999999999,0.34708099999999997,0.59433999999999998,22100.474653000001,25984.581321999998,25984.581321999998,20.419955999999999,830.88786400000004,1730.9440910000001,2074.4086000000002,2549.867471,751.01969499999996,41.779286999999997,6.6189840000000002,0,129.73558299999999,270.27117700000002,53231.645743000001,63862.579001999999,63862.579001999999,12682.579002,1637.8284000000001,19789.910833999998,25146.710816999999,9239.8823520000005,0,0,0,73,2497.408214,2064.461413,1000.163489,351.25392699999998,48.387518999999998,116.500221,"SF_2200_HZ3CZ4_wl_i2_2_ge50_gfac_","NWHZ3CZ4_3",0,0,0,69,64,74,78,1,2104.6240469999998,0,0,0,"FHCA",3,15,1,0,30,0,"Crawl",0.06,300,6.8302610699999997,"Attic",0.03,80,7.76,2200,18700,200,24.98505887,2210,11.09344939,1784,30.392214490000001,0.85,91.3,91.3,91.3,91.3,0.34,0.32,0.54,40,2.7959999999999998,1,1584,160,24.80505887,0,0,"N",0,0,0.75,1,1.75,2,0.65,2151.648862,17,"Exhaust",50,1,"Standard",5,0,4.5,4.5,1,45,1.1000000000000001,120,0,0,4,4,7,0.65]
["SF_2200_HZ3CZ4_wl_i2_2_ge50_efaf_","NW","HZ3CZ4_",3,532.66785700000003,"NA",7927.5,348.43650000000002,0.90101900000000001,0.33157300000000001,0.36051,0.59197100000000002,21994.491595,25867.662257,25867.662257,20.405557999999999,805.62190299999997,1723.150447,0,0,0,0,0,0,0,0,53243.143406000003,63863.776055000002,63863.776055000002,12683.776055,1595.207161,0,0,0,0,0,0,73,2489.9036430000001,2066.953865,991.72842200000002,349.35752500000001,48.387518999999998,116.561573,"SF_2200_HZ3CZ4_wl_i2_2_ge50_efaf_","NWHZ3CZ4_3",0,0,0,69,64,74,78,1,2104.6240469999998,0,0,0,"FUR",3,15,1,0,30,0,"Crawl",0.06,300,6.8302610699999997,"Attic",0.03,80,7.76,2200,18700,200,24.98505887,2210,11.09344939,1784,30.392214490000001,0.85,91.3,91.3,91.3,91.3,0.34,0.32,0.54,40,2.7959999999999998,1,1584,160,24.80505887,0,0,"N",0,0,0.75,1,1.75,2,0.65,2151.648862,17,"Exhaust",50,1,"Standard",5,0,4.5,4.5,1,45,1.1000000000000001,120,0,0,4,4,7,0.65]
["SF_2200_HZ3CZ4_wl_i2_2_ge50_hp85_","NW","HZ3CZ4_",3,536.80400199999997,"NA",7927.5,348.43650000000002,0.90101900000000001,0.356964,0.37414799999999998,0.64262300000000006,21789.557626000002,26975.504572999998,12762.043159999999,4004.9238230000001,1048.160566,3245.6362490000001,2075.0341920000001,2550.6192510000001,755.74745700000005,42.044964999999998,6.617432,0,129.773335,270.34982300000001,52821.619180000002,63315.095524999997,57317.068829999997,49988.059673000003,1102.0910080000001,19790.268312,25147.344385,9251.9832389999992,0,0,0,73,2497.399672,2064.4744569999998,1000.134291,351.22553799999997,48.387518999999998,116.50032899999999,"SF_2200_HZ3CZ4_wl_i2_2_ge50_hp85_","NWHZ3CZ4_3",0,0,0,69,64,74,78,1,2104.6240469999998,0,0,0,"HSPF_8.5_SEER_13.0",3,15,1,0,30,0,"Crawl",0.06,300,6.8302610699999997,"Attic",0.03,80,7.76,2200,18700,200,24.98505887,2210,11.09344939,1784,30.392214490000001,0.85,91.3,91.3,91.3,91.3,0.34,0.32,0.54,40,2.7959999999999998,1,1584,160,24.80505887,0,0,"N",0,0,0.75,1,1.75,2,0.65,2151.648862,17,"Exhaust",50,1,"Standard",5,0,4.5,4.5,1,45,1.1000000000000001,120,0,0,4,4,7,0.65]
["SF_2200_HZ3CZ4_wl_i2_2_ge50_zonl_","NW","HZ3CZ4_",3,520.59004700000003,"NA",7927.5,348.43650000000002,0.90101900000000001,0.299485,0.32068600000000003,0.49090099999999998,22808.982286999999,22808.982286999999,22808.982286999999,1.1439060000000001,710.88759500000003,1520.522559,0,0,0,0,0,0,0,0,54544.748873999997,54544.748873999997,54544.748873999997,3364.7488739999999,1595.207161,0,0,0,0,0,0,73,2490.0941269999998,2067.0426360000001,991.88782600000002,349.443603,48.387518999999998,116.561035,"SF_2200_HZ3CZ4_wl_i2_2_ge50_zonl_","NWHZ3CZ4_3",0,0,0,69,64,74,78,1,2104.6240469999998,0,0,0,"FUR",3,15,1,0,30,1,"Crawl",0.06,300,6.8302610699999997,"Attic",0.03,80,7.76,2200,18700,200,24.98505887,2210,11.09344939,1784,30.392214490000001,0.85,91.3,91.3,91.3,91.3,0.34,0.32,0.54,40,2.7959999999999998,1,1584,160,24.80505887,0,0,"N",0,0,0.75,1,1.75,2,0.65,2151.648862,17,"Exhaust",50,1,"Standard",5,0,4.5,4.5,1,45,1.1000000000000001,120,0,0,4,4,7,0.65]
["SF_2200_HZ3CZ4_wl_i2_2_ao60_gfnc_","NW","HZ3CZ4_",3,532.20012599999995,"NA",7927.5,348.43650000000002,0.90101900000000001,0.33174799999999999,0.35896800000000001,0.59184400000000004,22090.604073999999,25980.570736000001,25980.570736000001,21.435451,809.10899800000004,1730.609019,0,0,0,0,0,0,0,0,53242.290449,63862.540989000001,63862.540989000001,12682.540988999999,1595.207161,0,0,0,0,0,0,73,2508.8169640000001,2051.044367,808.19962799999996,0,48.387518999999998,115.849918,"SF_2200_HZ3CZ4_wl_i2_2_ao60_gfnc_","NWHZ3CZ4_3",0,0,0,69,64,74,78,1,2104.6240469999998,0,0,0,"FUR",3,15,1,0,30,0,"Crawl",0.06,300,6.8302610699999997,"Attic",0.03,80,7.76,2200,18700,200,24.98505887,2210,11.09344939,1784,30.392214490000001,0.85,91.3,91.3,91.3,91.3,0.34,0.32,0.54,40,2.7959999999999998,1,1584,160,24.80505887,0,0,"N",0,0,0.75,1,1.75,2,0.65,2151.648862,17,"Exhaust",50,1,"Standard",5,0,4.5,4.5,1,57,1.2,120,0,0,4,4,7,0.65]
["SF_2200_HZ3CZ4_wl_i2_2_ao60_gfac_","NW","HZ3CZ4_",3,527.935923,"NA",7927.5,348.43650000000002,0.90101900000000001,0.33316699999999999,0.34490700000000002,0.59421199999999996,22209.557819000001,26112.137005,26112.137005,21.451032999999999,834.93682000000001,1739.3790650000001,2086.3164959999999,2562.8741610000002,754.80761199999995,41.695988,6.5737050000000004,0,130.40647799999999,271.66881599999999,53230.788979999998,63861.338671999998,63861.338671999998,12681.338672,1637.8284000000001,19800.795321000001,25159.322561000001,9244.3722660000003,0,0,0,73,2517.1047899999999,2047.5253660000001,815.62335399999995,0,48.387518999999998,115.770338,"SF_2200_HZ3CZ4_wl_i2_2_ao60_gfac_","NWHZ3CZ4_3",0,0,0,69,64,74,78,1,2104.6240469999998,0,0,0,"FHCA",3,15,1,0,30,0,"Crawl",0.06,300,6.8302610699999997,"Attic",0.03,80,7.76,2200,18700,200,24.98505887,2210,11.09344939,1784,30.392214490000001,0.85,91.3,91.3,91.3,91.3,0.34,0.32,0.54,40,2.7959999999999998,1,1584,160,24.80505887,0,0,"N",0,0,0.75,1,1.75,2,0.65,2151.648862,17,"Exhaust",50,1,"Standard",5,0,4.5,4.5,1,57,1.2,120,0,0,4,4,7,0.65]
["SF_2200_HZ3CZ4_wl_i2_2_ao60_efaf_","NW","HZ3CZ4_",3,532.20012599999995,"NA",7927.5,348.43650000000002,0.90101900000000001,0.33174799999999999,0.35896800000000001,0.59184400000000004,22090.604073999999,25980.570736000001,25980.570736000001,21.435451,809.10899800000004,1730.609019,0,0,0,0,0,0,0,0,53242.290449,63862.540989000001,63862.540989000001,12682.540988999999,1595.207161,0,0,0,0,0,0,73,2508.8169640000001,2051.044367,808.19962799999996,0,48.387518999999998,115.849918,"SF_2200_HZ3CZ4_wl_i2_2_ao60_efaf_","NWHZ3CZ4_3",0,0,0,69,64,74,78,1,2104.6240469999998,0,0,0,"FUR",3,15,1,0,30,0,"Crawl",0.06,300,6.8302610699999997,"Attic",0.03,80,7.76,2200,18700,200,24.98505887,2210,11.09344939,1784,30.392214490000001,0.85,91.3,91.3,91.3,91.3,0.34,0.32,0.54,40,2.7959999999999998,1,1584,160,24.80505887,0,0,"N",0,0,0.75,1,1.75,2,0.65,2151.648862,17,"Exhaust",50,1,"Standard",5,0,4.5,4.5,1,57,1.2,120,0,0,4,4,7,0.65]
["SF_2200_HZ3CZ4_wl_i2_2_ao60_hp85_","NW","HZ3CZ4_",3,535.95938999999998,"NA",7927.5,348.43650000000002,0.90101900000000001,0.357095,0.371363,0.64244900000000005,21899.964596000002,27099.493769000001,12853.974157000001,4085.29792,1049.4970169999999,3249.7692910000001,2086.960771,2563.639968,759.53803900000003,41.957873999999997,6.5718030000000001,0,130.44498899999999,271.74904299999997,52821.624857000003,63315.058294000002,57317.031564999997,49988.022427999997,1102.0910080000001,19801.156686999999,25159.963092999998,9256.4424820000004,0,0,0,73,2517.0547729999998,2047.5021099999999,815.59687599999995,0,48.387518999999998,115.77045099999999,"SF_2200_HZ3CZ4_wl_i2_2_ao60_hp85_","NWHZ3CZ4_3",0,0,0,69,64,74,78,1,2104.6240469999998,0,0,0,"HSPF_8.5_SEER_13.0",3,15,1,0,30,0,"Crawl",0.06,300,6.8302610699999997,"Attic",0.03,80,7.76,2200,18700,200,24.98505887,2210,11.09344939,1784,30.392214490000001,0.85,91.3,91.3,91.3,91.3,0.34,0.32,0.54,40,2.7959999999999998,1,1584,160,24.80505887,0,0,"N",0,0,0.75,1,1.75,2,0.65,2151.648862,17,"Exhaust",50,1,"Standard",5,0,4.5,4.5,1,57,1.2,120,0,0,4,4,7,0.65]
["SF_2200_HZ3CZ4_wl_i2_2_ao60_zonl_","NW","HZ3CZ4_",3,520.19161999999994,"NA",7927.5,348.43650000000002,0.90101900000000001,0.29951800000000001,0.31937300000000002,0.49090099999999998,22908.022111999999,22908.022111999999,22908.022111999999,1.1414150000000001,713.974602,1527.12538,0,0,0,0,0,0,0,0,54544.884521,54544.884521,54544.884521,3364.8845209999999,1595.207161,0,0,0,0,0,0,73,2508.6075209999999,2050.712368,808.14808600000003,0,48.387518999999998,115.84889099999999,"SF_2200_HZ3CZ4_wl_i2_2_ao60_zonl_","NWHZ3CZ4_3",0,0,0,69,64,74,78,1,2104.6240469999998,0,0,0,"FUR",3,15,1,0,30,1,"Crawl",0.06,300,6.8302610699999997,"Attic",0.03,80,7.76,2200,18700,200,24.98505887,2210,11.09344939,1784,30.392214490000001,0.85,91.3,91.3,91.3,91.3,0.34,0.32,0.54,40,2.7959999999999998,1,1584,160,24.80505887,0,0,"N",0,0,0.75,1,1.75,2,0.65,2151.648862,17,"Exhaust",50,1,"Standard",5,0,4.5,4.5,1,57,1.2,120,0,0,4,4,7,0.65]
["SF_2200_HZ3CZ4_wl_i2_2_ao80_gfnc_","NW","HZ3CZ4_",3,532.08975199999998,"NA",7927.5,348.43650000000002,0.90101900000000001,0.33182299999999998,0.35860399999999998,0.59129500000000002,22087.343991999998,25976.974602999999,25976.974602999999,21.922371999999999,808.98173499999996,1730.3368149999999,0,0,0,0,0,0,0,0,53238.939463000002,63858.871920999998,63858.871920999998,12678.871921,1595.207161,0,0,0,0,0,0,73,2508.2826399999999,2065.4332760000002,814.42894899999999,0,48.387518999999998,116.113073,"SF_2200_HZ3CZ4_wl_i2_2_ao80_gfnc_","NWHZ3CZ4_3",0,0,0,69,64,74,78,1,2104.6240469999998,0,0,0,"FUR",3,15,1,0,30,0,"Crawl",0.06,300,6.8302610699999997,"Attic",0.03,80,7.76,2200,18700,200,24.98505887,2210,11.09344939,1784,30.392214490000001,0.85,91.3,91.3,91.3,91.3,0.34,0.32,0.54,40,2.7959999999999998,1,1584,160,24.80505887,0,0,"N",0,0,0.75,1,1.75,2,0.65,2151.648862,17,"Exhaust",50,1,"Standard",5,0,4.5,4.5,1,75,1.2,120,0,0,4,4,7,0.65]
["SF_2200_HZ3CZ4_wl_i2_2_ao80_gfac_","NW","HZ3CZ4_",3,527.86200199999996,"NA",7927.5,348.43650000000002,0.90101900000000001,0.33324399999999998,0.34466400000000003,0.59364799999999995,22211.556851000001,26114.45955,26114.45955,21.936536,834.99560799999995,1739.501534,2095.3963389999999,2572.608373,757.39119000000005,41.798833999999999,6.5619490000000003,0,130.89335800000001,272.683108,53227.439697000002,63857.675150000003,63857.675150000003,12677.675149999999,1637.8284000000001,19796.367122,25153.203294999999,9242.7441429999999,0,0,0,73,2517.735893,2063.2549469999999,821.55517599999996,0,48.387518999999998,116.031462,"SF_2200_HZ3CZ4_wl_i2_2_ao80_gfac_","NWHZ3CZ4_3",0,0,0,69,64,74,78,1,2104.6240469999998,0,0,0,"FHCA",3,15,1,0,30,0,"Crawl",0.06,300,6.8302610699999997,"Attic",0.03,80,7.76,2200,18700,200,24.98505887,2210,11.09344939,1784,30.392214490000001,0.85,91.3,91.3,91.3,91.3,0.34,0.32,0.54,40,2.7959999999999998,1,1584,160,24.80505887,0,0,"N",0,0,0.75,1,1.75,2,0.65,2151.648862,17,"Exhaust",50,1,"Standard",5,0,4.5,4.5,1,75,1.2,120,0,0,4,4,7,0.65]
["SF_2200_HZ3CZ4_wl_i2_2_ao80_efaf_","NW","HZ3CZ4_",3,532.08975199999998,"NA",7927.5,348.43650000000002,0.90101900000000001,0.33182299999999998,0.35860399999999998,0.59129500000000002,22087.343991999998,25976.974602999999,25976.974602999999,21.922371999999999,808.98173499999996,1730.3368149999999,0,0,0,0,0,0,0,0,53238.939463000002,63858.871920999998,63858.871920999998,12678.871921,1595.207161,0,0,0,0,0,0,73,2508.2826399999999,2065.4332760000002,814.42894899999999,0,48.387518999999998,116.113073,"SF_2200_HZ3CZ4_wl_i2_2_ao80_efaf_","NWHZ3CZ4_3",0,0,0,69,64,74,78,1,2104.6240469999998,0,0,0,"FUR",3,15,1,0,30,0,"Crawl",0.06,300,6.8302610699999997,"Attic",0.03,80,7.76,2200,18700,200,24.98505887,2210,11.09344939,1784,30.392214490000001,0.85,91.3,91.3,91.3,91.3,0.34,0.32,0.54,40,2.7959999999999998,1,1584,160,24.80505887,0,0,"N",0,0,0.75,1,1.75,2,0.65,2151.648862,17,"Exhaust",50,1,"Standard",5,0,4.5,4.5,1,75,1.2,120,0,0,4,4,7,0.65]
["SF_2200_HZ3CZ4_wl_i2_2_ao80_hp85_","NW","HZ3CZ4_",3,535.84008700000004,"NA",7927.5,348.43650000000002,0.90101900000000001,0.35711399999999999,0.37096899999999999,0.64245600000000003,21902.760030000001,27099.629491,12870.844402999999,4111.8666130000001,1048.377166,3246.2975769999998,2096.0488030000001,2573.3844319999998,762.13658899999996,42.061627000000001,6.56006,0,130.93237199999999,272.76438300000001,52818.485961999999,63311.697303000001,57313.670685999998,49984.661486999998,1102.0910080000001,19796.742815000001,25153.8613,9254.8237530000006,0,0,0,73,2517.7574330000002,2063.3022390000001,821.56203600000003,0,48.387518999999998,116.031699,"SF_2200_HZ3CZ4_wl_i2_2_ao80_hp85_","NWHZ3CZ4_3",0,0,0,69,64,74,78,1,2104.6240469999998,0,0,0,"HSPF_8.5_SEER_13.0",3,15,1,0,30,0,"Crawl",0.06,300,6.8302610699999997,"Attic",0.03,80,7.76,2200,18700,200,24.98505887,2210,11.09344939,1784,30.392214490000001,0.85,91.3,91.3,91.3,91.3,0.34,0.32,0.54,40,2.7959999999999998,1,1584,160,24.80505887,0,0,"N",0,0,0.75,1,1.75,2,0.65,2151.648862,17,"Exhaust",50,1,"Standard",5,0,4.5,4.5,1,75,1.2,120,0,0,4,4,7,0.65]
["SF_2200_HZ3CZ4_wl_i2_2_ao80_zonl_","NW","HZ3CZ4_",3,520.12307399999997,"NA",7927.5,348.43650000000002,0.90101900000000001,0.29959799999999998,0.31914700000000001,0.49090099999999998,22904.616839999999,22904.616839999999,22904.616839999999,1.141103,713.86847399999999,1526.8983820000001,0,0,0,0,0,0,0,0,54541.300507,54541.300507,54541.300507,3361.3005069999999,1595.207161,0,0,0,0,0,0,73,2508.3308320000001,2065.3572629999999,814.48458800000003,0,48.387518999999998,116.112539,"SF_2200_HZ3CZ4_wl_i2_2_ao80_zonl_","NWHZ3CZ4_3",0,0,0,69,64,74,78,1,2104.6240469999998,0,0,0,"FUR",3,15,1,0,30,1,"Crawl",0.06,300,6.8302610699999997,"Attic",0.03,80,7.76,2200,18700,200,24.98505887,2210,11.09344939,1784,30.392214490000001,0.85,91.3,91.3,91.3,91.3,0.34,0.32,0.54,40,2.7959999999999998,1,1584,160,24.80505887,0,0,"N",0,0,0.75,1,1.75,2,0.65,2151.648862,17,"Exhaust",50,1,"Standard",5,0,4.5,4.5,1,75,1.2,120,0,0,4,4,7,0.65]
["SF_2200_HZ3CZ4_wl_i2_3_ge50_gfnc_","NW","HZ3CZ4_",3,532.32590400000004,"NA",7927.5,348.43650000000002,0.90101900000000001,0.33153899999999997,0.35938199999999998,0.59179800000000005,22117.132293999999,26009.796579000002,26009.796579000002,22.494948000000001,809.98690199999999,1732.4867750000001,0,0,0,0,0,0,0,0,53812.693545000002,64345.623528999997,64345.623528999997,13165.623529,1595.207161,0,0,0,0,0,0,73,3268.2746630000001,2841.5157650000001,1379.3730989999999,566.05944,48.387518999999998,117.192449,"SF_2200_HZ3CZ4_wl_i2_3_ge50_gfnc_","NWHZ3CZ4_3",0,0,0,69,64,74,78,1,2104.6240469999998,0,0,0,"FUR",3,15,1,0,30,0,"Crawl",0.06,300,6.8302610699999997,"Attic",0.03,80,7.76,2200,18700,200,24.98505887,2210,11.09344939,1784,30.392214490000001,0.85,91.3,91.3,91.3,91.3,0.34,0.32,0.54,40,2.7959999999999998,1,1584,160,24.80505887,0,0,"N",0,0,0.75,1,1.75,2,0.65,2151.648862,17,"Exhaust",50,1,"Standard",5,0,4.5,4.5,1,45,1.1000000000000001,120,0,0,4,4,8,0.65]
["SF_2200_HZ3CZ4_wl_i2_3_ge50_gfac_","NW","HZ3CZ4_",3,528.17141400000003,"NA",7927.5,348.43650000000002,0.90101900000000001,0.33294400000000002,0.34568399999999999,0.59412100000000001,22226.807184000001,26130.877665,26130.877665,22.506208999999998,835.50277900000003,1740.5580970000001,2029.2104300000001,2496.637988,736.07099200000005,41.314543999999998,6.6968449999999997,0,127.05202199999999,264.68065899999999,53803.346823,64344.118635999999,64344.118635999999,13164.118635999999,1637.8284000000001,19523.058698000001,24822.448810000002,9128.3164379999998,0,0,0,73,3275.2150280000001,2838.474631,1384.737785,561.328169,48.387518999999998,117.139697,"SF_2200_HZ3CZ4_wl_i2_3_ge50_gfac_","NWHZ3CZ4_3",0,0,0,69,64,74,78,1,2104.6240469999998,0,0,0,"FHCA",3,15,1,0,30,0,"Crawl",0.06,300,6.8302610699999997,"Attic",0.03,80,7.76,2200,18700,200,24.98505887,2210,11.09344939,1784,30.392214490000001,0.85,91.3,91.3,91.3,91.3,0.34,0.32,0.54,40,2.7959999999999998,1,1584,160,24.80505887,0,0,"N",0,0,0.75,1,1.75,2,0.65,2151.648862,17,"Exhaust",50,1,"Standard",5,0,4.5,4.5,1,45,1.1000000000000001,120,0,0,4,4,8,0.65]
["SF_2200_HZ3CZ4_wl_i2_3_ge50_efaf_","NW","HZ3CZ4_",3,532.32590400000004,"NA",7927.5,348.43650000000002,0.90101900000000001,0.33153899999999997,0.35938199999999998,0.59179800000000005,22117.132293999999,26009.796579000002,26009.796579000002,22.494948000000001,809.98690199999999,1732.4867750000001,0,0,0,0,0,0,0,0,53812.693545000002,64345.623528999997,64345.623528999997,13165.623529,1595.207161,0,0,0,0,0,0,73,3268.2746630000001,2841.5157650000001,1379.3730989999999,566.05944,48.387518999999998,117.192449,"SF_2200_HZ3CZ4_wl_i2_3_ge50_efaf_","NWHZ3CZ4_3",0,0,0,69,64,74,78,1,2104.6240469999998,0,0,0,"FUR",3,15,1,0,30,0,"Crawl",0.06,300,6.8302610699999997,"Attic",0.03,80,7.76,2200,18700,200,24.98505887,2210,11.09344939,1784,30.392214490000001,0.85,91.3,91.3,91.3,91.3,0.34,0.32,0.54,40,2.7959999999999998,1,1584,160,24.80505887,0,0,"N",0,0,0.75,1,1.75,2,0.65,2151.648862,17,"Exhaust",50,1,"Standard",5,0,4.5,4.5,1,45,1.1000000000000001,120,0,0,4,4,8,0.65]
["SF_2200_HZ3CZ4_wl_i2_3_ge50_hp85_","NW","HZ3CZ4_",3,536.30941800000005,"NA",7927.5,348.43650000000002,0.90101900000000001,0.356987,0.37251699999999999,0.64237999999999995,21915.408414000001,27122.090207000001,12838.606082,4047.9080859999999,1051.9935170000001,3257.4957629999999,2029.835206,2497.3816790000001,740.74490900000001,41.577463999999999,6.6948670000000003,0,127.089443,264.75861600000002,53420.695153000001,63839.781109000003,57308.047744000003,49979.038786999998,1102.0910080000001,19523.428656,24823.109656000001,9141.5406480000001,0,0,0,73,3275.1839669999999,2838.465318,1384.715731,561.324926,48.387518999999998,117.139861,"SF_2200_HZ3CZ4_wl_i2_3_ge50_hp85_","NWHZ3CZ4_3",0,0,0,69,64,74,78,1,2104.6240469999998,0,0,0,"HSPF_8.5_SEER_13.0",3,15,1,0,30,0,"Crawl",0.06,300,6.8302610699999997,"Attic",0.03,80,7.76,2200,18700,200,24.98505887,2210,11.09344939,1784,30.392214490000001,0.85,91.3,91.3,91.3,91.3,0.34,0.32,0.54,40,2.7959999999999998,1,1584,160,24.80505887,0,0,"N",0,0,0.75,1,1.75,2,0.65,2151.648862,17,"Exhaust",50,1,"Standard",5,0,4.5,4.5,1,45,1.1000000000000001,120,0,0,4,4,8,0.65]
["SF_2200_HZ3CZ4_wl_i2_3_ge50_zonl_","NW","HZ3CZ4_",3,520.14713300000005,"NA",7927.5,348.43650000000002,0.90101900000000001,0.29927900000000002,0.31922600000000001,0.49090099999999998,22935.449200999999,22935.449200999999,22935.449200999999,1.305677,714.82434499999999,1528.942902,0,0,0,0,0,0,0,0,55128.190006999997,55128.190006999997,55128.190006999997,3948.1900070000002,1595.207161,0,0,0,0,0,0,73,3268.433149,2841.5728199999999,1379.529618,566.13333599999999,48.387518999999998,117.191765,"SF_2200_HZ3CZ4_wl_i2_3_ge50_zonl_","NWHZ3CZ4_3",0,0,0,69,64,74,78,1,2104.6240469999998,0,0,0,"FUR",3,15,1,0,30,1,"Crawl",0.06,300,6.8302610699999997,"Attic",0.03,80,7.76,2200,18700,200,24.98505887,2210,11.09344939,1784,30.392214490000001,0.85,91.3,91.3,91.3,91.3,0.34,0.32,0.54,40,2.7959999999999998,1,1584,160,24.80505887,0,0,"N",0,0,0.75,1,1.75,2,0.65,2151.648862,17,"Exhaust",50,1,"Standard",5,0,4.5,4.5,1,45,1.1000000000000001,120,0,0,4,4,8,0.65]
["SF_2200_HZ3CZ4_wl_i2_3_ao60_gfnc_","NW","HZ3CZ4_",3,532.26693899999998,"NA",7927.5,348.43650000000002,0.90101900000000001,0.33169100000000001,0.35918800000000001,0.59170800000000001,22236.403407999998,26150.009791,26150.009791,22.910523999999999,814.34419400000002,1741.8066180000001,0,0,0,0,0,0,0,0,53235.536930000002,63854.845246999997,63854.845246999997,12674.845246999999,1595.207161,0,0,0,0,0,0,73,3283.196085,2801.5926669999999,1048.5086180000001,0,48.387518999999998,115.989485,"SF_2200_HZ3CZ4_wl_i2_3_ao60_gfnc_","NWHZ3CZ4_3",0,0,0,69,64,74,78,1,2104.6240469999998,0,0,0,"FUR",3,15,1,0,30,0,"Crawl",0.06,300,6.8302610699999997,"Attic",0.03,80,7.76,2200,18700,200,24.98505887,2210,11.09344939,1784,30.392214490000001,0.85,91.3,91.3,91.3,91.3,0.34,0.32,0.54,40,2.7959999999999998,1,1584,160,24.80505887,0,0,"N",0,0,0.75,1,1.75,2,0.65,2151.648862,17,"Exhaust",50,1,"Standard",5,0,4.5,4.5,1,57,1.2,120,0,0,4,4,8,0.65]
["SF_2200_HZ3CZ4_wl_i2_3_ao60_gfac_","NW","HZ3CZ4_",3,528.48478899999998,"NA",7927.5,348.43650000000002,0.90101900000000001,0.33316699999999999,0.346717,0.59416500000000005,22343.210792000002,26267.78141,26267.78141,22.930230999999999,839.87031300000001,1749.656745,2025.2315619999999,2492.1858000000002,735.52890100000002,40.873742,6.6330390000000001,0,126.868483,264.29829999999998,53224.050582000003,63853.669032999998,63853.669032999998,12673.669033,1637.8284000000001,19784.442870999999,25140.228757000001,9237.3906910000005,0,0,0,73,3291.7058080000002,2798.2687120000001,1059.1071219999999,0,48.387518999999998,115.947427,"SF_2200_HZ3CZ4_wl_i2_3_ao60_gfac_","NWHZ3CZ4_3",0,0,0,69,64,74,78,1,2104.6240469999998,0,0,0,"FHCA",3,15,1,0,30,0,"Crawl",0.06,300,6.8302610699999997,"Attic",0.03,80,7.76,2200,18700,200,24.98505887,2210,11.09344939,1784,30.392214490000001,0.85,91.3,91.3,91.3,91.3,0.34,0.32,0.54,40,2.7959999999999998,1,1584,160,24.80505887,0,0,"N",0,0,0.75,1,1.75,2,0.65,2151.648862,17,"Exhaust",50,1,"Standard",5,0,4.5,4.5,1,57,1.2,120,0,0,4,4,8,0.65]
["SF_2200_HZ3CZ4_wl_i2_3_ao60_efaf_","NW","HZ3CZ4_",3,532.26693899999998,"NA",7927.5,348.43650000000002,0.90101900000000001,0.33169100000000001,0.35918800000000001,0.59170800000000001,22236.403407999998,26150.009791,26150.009791,22.910523999999999,814.34419400000002,1741.8066180000001,0,0,0,0,0,0,0,0,53235.536930000002,63854.845246999997,63854.845246999997,12674.845246999999,1595.207161,0,0,0,0,0,0,73,3283.196085,2801.5926669999999,1048.5086180000001,0,48.387518999999998,115.989485,"SF_2200_HZ3CZ4_wl_i2_3_ao60_efaf_","NWHZ3CZ4_3",0,0,0,69,64,74,78,1,2104.6240469999998,0,0,0,"FUR",3,15,1,0,30,0,"Crawl",0.06,300,6.8302610699999997,"Attic",0.03,80,7.76,2200,18700,200,24.98505887,2210,11.09344939,1784,30.392214490000001,0.85,91.3,91.3,91.3,91.3,0.34,0.32,0.54,40,2.7959999999999998,1,1584,160,24.80505887,0,0,"N",0,0,0.75,1,1.75,2,0.65,2151.648862,17,"Exhaust",50,1,"Standard",5,0,4.5,4.5,1,57,1.2,120,0,0,4,4,8,0.65]
["SF_2200_HZ3CZ4_wl_i2_3_ao60_hp85_","NW","HZ3CZ4_",3,536.62349400000005,"NA",7927.5,348.43650000000002,0.90101900000000001,0.35714200000000002,0.37355300000000002,0.64258199999999999,22034.028528999999,27255.452186999999,12941.916052,4140.7778969999999,1053.213405,3261.2636980000002,2025.85346,2492.924618,740.15717400000005,41.13082,6.6310079999999996,0,126.905687,264.37580700000001,52814.159849999996,63306.384157,57308.357110999998,49979.348147999997,1102.0910080000001,19784.804844999999,25140.869942000001,9249.5074550000008,0,0,0,73,3291.539996,2798.1277559999999,1059.0305760000001,0,48.387518999999998,115.947453,"SF_2200_HZ3CZ4_wl_i2_3_ao60_hp85_","NWHZ3CZ4_3",0,0,0,69,64,74,78,1,2104.6240469999998,0,0,0,"HSPF_8.5_SEER_13.0",3,15,1,0,30,0,"Crawl",0.06,300,6.8302610699999997,"Attic",0.03,80,7.76,2200,18700,200,24.98505887,2210,11.09344939,1784,30.392214490000001,0.85,91.3,91.3,91.3,91.3,0.34,0.32,0.54,40,2.7959999999999998,1,1584,160,24.80505887,0,0,"N",0,0,0.75,1,1.75,2,0.65,2151.648862,17,"Exhaust",50,1,"Standard",5,0,4.5,4.5,1,57,1.2,120,0,0,4,4,8,0.65]
["SF_2200_HZ3CZ4_wl_i2_3_ao60_zonl_","NW","HZ3CZ4_",3,520.18093199999998,"NA",7927.5,348.43650000000002,0.90101900000000001,0.29925400000000002,0.31933699999999998,0.49090099999999998,23058.634151999999,23058.634151999999,23058.634151999999,1.2580910000000001,718.66532600000005,1537.158404,0,0,0,0,0,0,0,0,54538.829033000002,54538.829033000002,54538.829033000002,3358.829033,1595.207161,0,0,0,0,0,0,73,3283.2226390000001,2801.498744,1048.5732129999999,0,48.387518999999998,115.988642,"SF_2200_HZ3CZ4_wl_i2_3_ao60_zonl_","NWHZ3CZ4_3",0,0,0,69,64,74,78,1,2104.6240469999998,0,0,0,"FUR",3,15,1,0,30,1,"Crawl",0.06,300,6.8302610699999997,"Attic",0.03,80,7.76,2200,18700,200,24.98505887,2210,11.09344939,1784,30.392214490000001,0.85,91.3,91.3,91.3,91.3,0.34,0.32,0.54,40,2.7959999999999998,1,1584,160,24.80505887,0,0,"N",0,0,0.75,1,1.75,2,0.65,2151.648862,17,"Exhaust",50,1,"Standard",5,0,4.5,4.5,1,57,1.2,120,0,0,4,4,8,0.65]
["SF_2200_HZ3CZ4_wl_i2_3_ao80_gfnc_","NW","HZ3CZ4_",3,532.63324699999998,"NA",7927.5,348.43650000000002,0.90101900000000001,0.33172299999999999,0.36039599999999999,0.59173500000000001,22239.075669999998,26153.325437,26153.325437,22.390160000000002,814.46375699999999,1742.0623519999999,0,0,0,0,0,0,0,0,53226.699359999999,63844.779717999998,63844.779717999998,12664.779718,1595.207161,0,0,0,0,0,0,73,3298.082664,2835.4876509999999,1067.467911,0,48.387518999999998,116.745842,"SF_2200_HZ3CZ4_wl_i2_3_ao80_gfnc_","NWHZ3CZ4_3",0,0,0,69,64,74,78,1,2104.6240469999998,0,0,0,"FUR",3,15,1,0,30,0,"Crawl",0.06,300,6.8302610699999997,"Attic",0.03,80,7.76,2200,18700,200,24.98505887,2210,11.09344939,1784,30.392214490000001,0.85,91.3,91.3,91.3,91.3,0.34,0.32,0.54,40,2.7959999999999998,1,1584,160,24.80505887,0,0,"N",0,0,0.75,1,1.75,2,0.65,2151.648862,17,"Exhaust",50,1,"Standard",5,0,4.5,4.5,1,75,1.2,120,0,0,4,4,8,0.65]
["SF_2200_HZ3CZ4_wl_i2_3_ao80_gfac_","NW","HZ3CZ4_",3,528.81412899999998,"NA",7927.5,348.43650000000002,0.90101900000000001,0.33313999999999999,0.34780299999999997,0.59410399999999997,22350.297026,26276.073175000001,26276.073175000001,22.405715000000001,840.15244600000005,1750.2444969999999,2030.0820100000001,2495.75693,736.03660600000001,41.005364,6.6578840000000001,0,127.03647100000001,264.64826099999999,53215.210167999998,63843.608287000003,63843.608287000003,12663.608286999999,1637.8284000000001,19681.437698999998,24953.177734000001,9140.8792319999993,0,0,0,73,3306.2641589999998,2832.2834790000002,1076.869064,0,48.387518999999998,116.676175,"SF_2200_HZ3CZ4_wl_i2_3_ao80_gfac_","NWHZ3CZ4_3",0,0,0,69,64,74,78,1,2104.6240469999998,0,0,0,"FHCA",3,15,1,0,30,0,"Crawl",0.06,300,6.8302610699999997,"Attic",0.03,80,7.76,2200,18700,200,24.98505887,2210,11.09344939,1784,30.392214490000001,0.85,91.3,91.3,91.3,91.3,0.34,0.32,0.54,40,2.7959999999999998,1,1584,160,24.80505887,0,0,"N",0,0,0.75,1,1.75,2,0.65,2151.648862,17,"Exhaust",50,1,"Standard",5,0,4.5,4.5,1,75,1.2,120,0,0,4,4,8,0.65]
["SF_2200_HZ3CZ4_wl_i2_3_ao80_efaf_","NW","HZ3CZ4_",3,532.63324699999998,"NA",7927.5,348.43650000000002,0.90101900000000001,0.33172299999999999,0.36039599999999999,0.59173500000000001,22239.075669999998,26153.325437,26153.325437,22.390160000000002,814.46375699999999,1742.0623519999999,0,0,0,0,0,0,0,0,53226.699359999999,63844.779717999998,63844.779717999998,12664.779718,1595.207161,0,0,0,0,0,0,73,3298.082664,2835.4876509999999,1067.467911,0,48.387518999999998,116.745842,"SF_2200_HZ3CZ4_wl_i2_3_ao80_efaf_","NWHZ3CZ4_3",0,0,0,69,64,74,78,1,2104.6240469999998,0,0,0,"FUR",3,15,1,0,30,0,"Crawl",0.06,300,6.8302610699999997,"Attic",0.03,80,7.76,2200,18700,200,24.98505887,2210,11.09344939,1784,30.392214490000001,0.85,91.3,91.3,91.3,91.3,0.34,0.32,0.54,40,2.7959999999999998,1,1584,160,24.80505887,0,0,"N",0,0,0.75,1,1.75,2,0.65,2151.648862,17,"Exhaust",50,1,"Standard",5,0,4.5,4.5,1,75,1.2,120,0,0,4,4,8,0.65]
["SF_2200_HZ3CZ4_wl_i2_3_ao80_hp85_","NW","HZ3CZ4_",3,537.01468699999998,"NA",7927.5,348.43650000000002,0.90101900000000001,0.357068,0.37484200000000001,0.64245399999999997,22041.146124999999,27262.370132,12951.911687,4152.6556380000002,1052.935712,3260.4065810000002,2030.699799,2496.4902710000001,740.67301899999995,41.263629000000002,6.6558780000000004,0,127.073404,264.72520200000002,52806.249251000001,63297.537550000001,57299.510441999999,49970.501514000003,1102.0910080000001,19681.820153000001,24953.851647,9153.2385300000005,0,0,0,73,3306.272637,2832.3165530000001,1076.8644409999999,0,48.387518999999998,116.676339,"SF_2200_HZ3CZ4_wl_i2_3_ao80_hp85_","NWHZ3CZ4_3",0,0,0,69,64,74,78,1,2104.6240469999998,0,0,0,"HSPF_8.5_SEER_13.0",3,15,1,0,30,0,"Crawl",0.06,300,6.8302610699999997,"Attic",0.03,80,7.76,2200,18700,200,24.98505887,2210,11.09344939,1784,30.392214490000001,0.85,91.3,91.3,91.3,91.3,0.34,0.32,0.54,40,2.7959999999999998,1,1584,160,24.80505887,0,0,"N",0,0,0.75,1,1.75,2,0.65,2151.648862,17,"Exhaust",50,1,"Standard",5,0,4.5,4.5,1,75,1.2,120,0,0,4,4,8,0.65]
["SF_2200_HZ3CZ4_wl_i2_3_ao80_zonl_","NW","HZ3CZ4_",3,520.464021,"NA",7927.5,348.43650000000002,0.90101900000000001,0.29928199999999999,0.32027099999999997,0.49090099999999998,23061.543693,23061.543693,23061.543693,1.2605660000000001,718.75593500000002,1537.352208,0,0,0,0,0,0,0,0,54531.318625,54531.318625,54531.318625,3351.3186249999999,1595.207161,0,0,0,0,0,0,73,3298.3419279999998,2835.5967900000001,1067.6439499999999,0,48.387518999999998,116.745639,"SF_2200_HZ3CZ4_wl_i2_3_ao80_zonl_","NWHZ3CZ4_3",0,0,0,69,64,74,78,1,2104.6240469999998,0,0,0,"FUR",3,15,1,0,30,1,"Crawl",0.06,300,6.8302610699999997,"Attic",0.03,80,7.76,2200,18700,200,24.98505887,2210,11.09344939,1784,30.392214490000001,0.85,91.3,91.3,91.3,91.3,0.34,0.32,0.54,40,2.7959999999999998,1,1584,160,24.80505887,0,0,"N",0,0,0.75,1,1.75,2,0.65,2151.648862,17,"Exhaust",50,1,"Standard",5,0,4.5,4.5,1,75,1.2,120,0,0,4,4,8,0.65]
["SF_2200_HZ3CZ4_wl_i2_4_ge50_gfnc_","NW","HZ3CZ4_",3,531.83421199999998,"NA",7927.5,348.43650000000002,0.90101900000000001,0.33142899999999997,0.357761,0.59148599999999996,22042.701641,25921.583865000001,25921.583865000001,21.979028,807.25351899999998,1726.640322,0,0,0,0,0,0,0,0,53447.549047,63947.893859000003,63947.893859000003,12767.893859,1595.207161,0,0,0,0,0,0,73,3865.6342500000001,3447.415571,2118.8832560000001,1385.7214509999999,48.387518999999998,116.975194,"SF_2200_HZ3CZ4_wl_i2_4_ge50_gfnc_","NWHZ3CZ4_3",0,0,0,69,64,74,78,1,2104.6240469999998,0,0,0,"FUR",3,15,1,0,30,0,"Crawl",0.06,300,6.8302610699999997,"Attic",0.03,80,7.76,2200,18700,200,24.98505887,2210,11.09344939,1784,30.392214490000001,0.85,91.3,91.3,91.3,91.3,0.34,0.32,0.54,40,2.7959999999999998,1,1584,160,24.80505887,0,0,"N",0,0,0.75,1,1.75,2,0.65,2151.648862,17,"Exhaust",50,1,"Standard",5,0,4.5,4.5,1,45,1.1000000000000001,120,0,0,4,4,9,0.65]
["SF_2200_HZ3CZ4_wl_i2_4_ge50_gfac_","NW","HZ3CZ4_",3,528.05666399999996,"NA",7927.5,348.43650000000002,0.90101900000000001,0.33289999999999997,0.345306,0.59409500000000004,22154.595752000001,26045.157794999999,26045.157794999999,21.995899000000001,832.77596000000005,1734.8774599999999,2021.2580869999999,2486.788012,732.91537400000004,41.393942000000003,6.7493730000000003,0,126.53723100000001,263.60822200000001,53438.298518000003,63947.874215000003,63947.874215000003,12767.874215,1637.8284000000001,19591.949530000002,24794.336248,9078.6082920000008,0,0,0,73,3870.7012989999998,3442.8637269999999,2130.9747170000001,1392.1395219999999,48.387518999999998,116.90861200000001,"SF_2200_HZ3CZ4_wl_i2_4_ge50_gfac_","NWHZ3CZ4_3",0,0,0,69,64,74,78,1,2104.6240469999998,0,0,0,"FHCA",3,15,1,0,30,0,"Crawl",0.06,300,6.8302610699999997,"Attic",0.03,80,7.76,2200,18700,200,24.98505887,2210,11.09344939,1784,30.392214490000001,0.85,91.3,91.3,91.3,91.3,0.34,0.32,0.54,40,2.7959999999999998,1,1584,160,24.80505887,0,0,"N",0,0,0.75,1,1.75,2,0.65,2151.648862,17,"Exhaust",50,1,"Standard",5,0,4.5,4.5,1,45,1.1000000000000001,120,0,0,4,4,9,0.65]
["SF_2200_HZ3CZ4_wl_i2_4_ge50_efaf_","NW","HZ3CZ4_",3,531.83421199999998,"NA",7927.5,348.43650000000002,0.90101900000000001,0.33142899999999997,0.357761,0.59148599999999996,22042.701641,25921.583865000001,25921.583865000001,21.979028,807.25351899999998,1726.640322,0,0,0,0,0,0,0,0,53447.549047,63947.893859000003,63947.893859000003,12767.893859,1595.207161,0,0,0,0,0,0,73,3865.6342500000001,3447.415571,2118.8832560000001,1385.7214509999999,48.387518999999998,116.975194,"SF_2200_HZ3CZ4_wl_i2_4_ge50_efaf_","NWHZ3CZ4_3",0,0,0,69,64,74,78,1,2104.6240469999998,0,0,0,"FUR",3,15,1,0,30,0,"Crawl",0.06,300,6.8302610699999997,"Attic",0.03,80,7.76,2200,18700,200,24.98505887,2210,11.09344939,1784,30.392214490000001,0.85,91.3,91.3,91.3,91.3,0.34,0.32,0.54,40,2.7959999999999998,1,1584,160,24.80505887,0,0,"N",0,0,0.75,1,1.75,2,0.65,2151.648862,17,"Exhaust",50,1,"Standard",5,0,4.5,4.5,1,45,1.1000000000000001,120,0,0,4,4,9,0.65]
["SF_2200_HZ3CZ4_wl_i2_4_ge50_hp85_","NW","HZ3CZ4_",3,536.22141299999998,"NA",7927.5,348.43650000000002,0.90101900000000001,0.35710500000000001,0.37222699999999997,0.64281900000000003,21843.199801999999,27041.536258,12762.491816,3972.543647,1051.8723279999999,3257.1193760000001,2021.8820639999999,2487.532361,737.58869900000002,41.659691000000002,6.7475889999999996,0,126.57466599999999,263.68620900000002,53047.184018,63427.520450999997,57412.005526000001,50082.850951,1102.0910080000001,19592.242085999998,24794.849990999999,9091.3652849999999,0,0,0,73,3870.699392,3442.8823670000002,2130.943154,1392.1077419999999,48.387518999999998,116.908749,"SF_2200_HZ3CZ4_wl_i2_4_ge50_hp85_","NWHZ3CZ4_3",0,0,0,69,64,74,78,1,2104.6240469999998,0,0,0,"HSPF_8.5_SEER_13.0",3,15,1,0,30,0,"Crawl",0.06,300,6.8302610699999997,"Attic",0.03,80,7.76,2200,18700,200,24.98505887,2210,11.09344939,1784,30.392214490000001,0.85,91.3,91.3,91.3,91.3,0.34,0.32,0.54,40,2.7959999999999998,1,1584,160,24.80505887,0,0,"N",0,0,0.75,1,1.75,2,0.65,2151.648862,17,"Exhaust",50,1,"Standard",5,0,4.5,4.5,1,45,1.1000000000000001,120,0,0,4,4,9,0.65]
["SF_2200_HZ3CZ4_wl_i2_4_ge50_zonl_","NW","HZ3CZ4_",3,519.93618100000003,"NA",7927.5,348.43650000000002,0.90101900000000001,0.29928100000000002,0.31852999999999998,0.49090099999999998,22858.325205000001,22858.325205000001,22858.325205000001,1.3865479999999999,712.41797999999994,1523.79591,0,0,0,0,0,0,0,0,54747.847032999998,54747.847032999998,54747.847032999998,3567.847033,1595.207161,0,0,0,0,0,0,73,3865.7075060000002,3447.3906179999999,2119.0368199999998,1385.8413439999999,48.387518999999998,116.97458399999999,"SF_2200_HZ3CZ4_wl_i2_4_ge50_zonl_","NWHZ3CZ4_3",0,0,0,69,64,74,78,1,2104.6240469999998,0,0,0,"FUR",3,15,1,0,30,1,"Crawl",0.06,300,6.8302610699999997,"Attic",0.03,80,7.76,2200,18700,200,24.98505887,2210,11.09344939,1784,30.392214490000001,0.85,91.3,91.3,91.3,91.3,0.34,0.32,0.54,40,2.7959999999999998,1,1584,160,24.80505887,0,0,"N",0,0,0.75,1,1.75,2,0.65,2151.648862,17,"Exhaust",50,1,"Standard",5,0,4.5,4.5,1,45,1.1000000000000001,120,0,0,4,4,9,0.65]
["SF_2200_HZ3CZ4_wl_i2_4_ao60_gfnc_","NW","HZ3CZ4_",3,531.85650599999997,"NA",7927.5,348.43650000000002,0.90101900000000001,0.33182800000000001,0.35783500000000001,0.59170199999999995,22380.168086999998,26316.312806999998,26316.312806999998,25.381312000000001,819.45060899999999,1752.728766,0,0,0,0,0,0,0,0,53232.477580999999,63850.857994999998,63850.857994999998,12670.857995,1595.207161,0,0,0,0,0,0,73,3912.5300739999998,3435.8408749999999,1243.6785199999999,27.684273999999998,48.387518999999998,115.017404,"SF_2200_HZ3CZ4_wl_i2_4_ao60_gfnc_","NWHZ3CZ4_3",0,0,0,69,64,74,78,1,2104.6240469999998,0,0,0,"FUR",3,15,1,0,30,0,"Crawl",0.06,300,6.8302610699999997,"Attic",0.03,80,7.76,2200,18700,200,24.98505887,2210,11.09344939,1784,30.392214490000001,0.85,91.3,91.3,91.3,91.3,0.34,0.32,0.54,40,2.7959999999999998,1,1584,160,24.80505887,0,0,"N",0,0,0.75,1,1.75,2,0.65,2151.648862,17,"Exhaust",50,1,"Standard",5,0,4.5,4.5,1,57,1.2,120,0,0,4,4,9,0.65]
["SF_2200_HZ3CZ4_wl_i2_4_ao60_gfac_","NW","HZ3CZ4_",3,527.88847099999998,"NA",7927.5,348.43650000000002,0.90101900000000001,0.33335399999999998,0.34475099999999997,0.59426500000000004,22498.859181,26447.452120000002,26447.452120000002,25.404914999999999,845.54082300000005,1761.469814,1999.754815,2460.5127210000001,726.15645700000005,40.727516999999999,6.720097,0,125.258343,260.943983,53220.986119000001,63849.675526999999,63849.675526999999,12669.675526999999,1637.8284000000001,19691.733444000001,24918.491974,9153.7678610000003,0,0,0,73,3920.1453670000001,3431.9198670000001,1254.518165,27.684273000000001,48.387518999999998,114.985775,"SF_2200_HZ3CZ4_wl_i2_4_ao60_gfac_","NWHZ3CZ4_3",0,0,0,69,64,74,78,1,2104.6240469999998,0,0,0,"FHCA",3,15,1,0,30,0,"Crawl",0.06,300,6.8302610699999997,"Attic",0.03,80,7.76,2200,18700,200,24.98505887,2210,11.09344939,1784,30.392214490000001,0.85,91.3,91.3,91.3,91.3,0.34,0.32,0.54,40,2.7959999999999998,1,1584,160,24.80505887,0,0,"N",0,0,0.75,1,1.75,2,0.65,2151.648862,17,"Exhaust",50,1,"Standard",5,0,4.5,4.5,1,57,1.2,120,0,0,4,4,9,0.65]
["SF_2200_HZ3CZ4_wl_i2_4_ao60_efaf_","NW","HZ3CZ4_",3,531.85650599999997,"NA",7927.5,348.43650000000002,0.90101900000000001,0.33182800000000001,0.35783500000000001,0.59170199999999995,22380.168086999998,26316.312806999998,26316.312806999998,25.381312000000001,819.45060899999999,1752.728766,0,0,0,0,0,0,0,0,53232.477580999999,63850.857994999998,63850.857994999998,12670.857995,1595.207161,0,0,0,0,0,0,73,3912.5300739999998,3435.8408749999999,1243.6785199999999,27.684273999999998,48.387518999999998,115.017404,"SF_2200_HZ3CZ4_wl_i2_4_ao60_efaf_","NWHZ3CZ4_3",0,0,0,69,64,74,78,1,2104.6240469999998,0,0,0,"FUR",3,15,1,0,30,0,"Crawl",0.06,300,6.8302610699999997,"Attic",0.03,80,7.76,2200,18700,200,24.98505887,2210,11.09344939,1784,30.392214490000001,0.85,91.3,91.3,91.3,91.3,0.34,0.32,0.54,40,2.7959999999999998,1,1584,160,24.80505887,0,0,"N",0,0,0.75,1,1.75,2,0.65,2151.648862,17,"Exhaust",50,1,"Standard",5,0,4.5,4.5,1,57,1.2,120,0,0,4,4,9,0.65]
["SF_2200_HZ3CZ4_wl_i2_4_ao60_hp85_","NW","HZ3CZ4_",3,535.89903200000003,"NA",7927.5,348.43650000000002,0.90101900000000001,0.357325,0.37116399999999999,0.64275400000000005,22190.687904999999,27434.070909999999,13045.826357,4211.7168389999997,1056.97596,3272.9009449999999,2000.378982,2461.2498460000002,730.75865999999996,40.984994999999998,6.7178399999999998,0,125.295509,261.02140800000001,52812.129414000003,63303.814085999998,57305.786774,49976.777958999999,1102.0910080000001,19692.012615,24919.172270999999,9166.3876369999998,0,0,0,73,3920.1484089999999,3431.9472259999998,1254.5106900000001,27.684153999999999,48.387518999999998,114.985934,"SF_2200_HZ3CZ4_wl_i2_4_ao60_hp85_","NWHZ3CZ4_3",0,0,0,69,64,74,78,1,2104.6240469999998,0,0,0,"HSPF_8.5_SEER_13.0",3,15,1,0,30,0,"Crawl",0.06,300,6.8302610699999997,"Attic",0.03,80,7.76,2200,18700,200,24.98505887,2210,11.09344939,1784,30.392214490000001,0.85,91.3,91.3,91.3,91.3,0.34,0.32,0.54,40,2.7959999999999998,1,1584,160,24.80505887,0,0,"N",0,0,0.75,1,1.75,2,0.65,2151.648862,17,"Exhaust",50,1,"Standard",5,0,4.5,4.5,1,57,1.2,120,0,0,4,4,9,0.65]
["SF_2200_HZ3CZ4_wl_i2_4_ao60_zonl_","NW","HZ3CZ4_",3,519.81651899999997,"NA",7927.5,348.43650000000002,0.90101900000000001,0.29918699999999998,0.31813599999999997,0.49090099999999998,23206.751637000001,23206.751637000001,23206.751637000001,1.2159489999999999,723.28324899999996,1547.035713,0,0,0,0,0,0,0,0,54537.938596,54537.938596,54537.938596,3357.938596,1595.207161,0,0,0,0,0,0,73,3912.4170429999999,3435.6086150000001,1243.695058,27.684422999999999,48.387518999999998,115.01661900000001,"SF_2200_HZ3CZ4_wl_i2_4_ao60_zonl_","NWHZ3CZ4_3",0,0,0,69,64,74,78,1,2104.6240469999998,0,0,0,"FUR",3,15,1,0,30,1,"Crawl",0.06,300,6.8302610699999997,"Attic",0.03,80,7.76,2200,18700,200,24.98505887,2210,11.09344939,1784,30.392214490000001,0.85,91.3,91.3,91.3,91.3,0.34,0.32,0.54,40,2.7959999999999998,1,1584,160,24.80505887,0,0,"N",0,0,0.75,1,1.75,2,0.65,2151.648862,17,"Exhaust",50,1,"Standard",5,0,4.5,4.5,1,57,1.2,120,0,0,4,4,9,0.65]
["SF_2200_HZ3CZ4_wl_i2_4_ao80_gfnc_","NW","HZ3CZ4_",3,531.878333,"NA",7927.5,348.43650000000002,0.90101900000000001,0.331895,0.35790699999999998,0.59177100000000005,22402.827402999999,26343.205978000002,26343.205978000002,24.901567,820.30378399999995,1754.553627,0,0,0,0,0,0,0,0,53230.249569,63848.359604999998,63848.359604999998,12668.359605,1595.207161,0,0,0,0,0,0,73,3964.614165,3495.1939400000001,1268.829056,0,48.387518999999998,116.23685500000001,"SF_2200_HZ3CZ4_wl_i2_4_ao80_gfnc_","NWHZ3CZ4_3",0,0,0,69,64,74,78,1,2104.6240469999998,0,0,0,"FUR",3,15,1,0,30,0,"Crawl",0.06,300,6.8302610699999997,"Attic",0.03,80,7.76,2200,18700,200,24.98505887,2210,11.09344939,1784,30.392214490000001,0.85,91.3,91.3,91.3,91.3,0.34,0.32,0.54,40,2.7959999999999998,1,1584,160,24.80505887,0,0,"N",0,0,0.75,1,1.75,2,0.65,2151.648862,17,"Exhaust",50,1,"Standard",5,0,4.5,4.5,1,75,1.2,120,0,0,4,4,9,0.65]
["SF_2200_HZ3CZ4_wl_i2_4_ao80_gfac_","NW","HZ3CZ4_",3,527.698937,"NA",7927.5,348.43650000000002,0.90101900000000001,0.33341900000000002,0.34412599999999999,0.59414100000000003,22531.675873,26485.818372000002,26485.818372000002,24.918298,846.78416600000003,1764.060005,2011.325656,2473.3441619999999,730.47869400000002,40.517859999999999,6.6459960000000002,0,125.95164200000001,262.38829600000003,53218.758948000002,63847.180264000002,63847.180264000002,12667.180264000001,1637.8284000000001,19757.664945,25105.520425999999,9221.1442490000009,0,0,0,73,3972.5511879999999,3491.5447239999999,1279.193786,0,48.387518999999998,116.19027800000001,"SF_2200_HZ3CZ4_wl_i2_4_ao80_gfac_","NWHZ3CZ4_3",0,0,0,69,64,74,78,1,2104.6240469999998,0,0,0,"FHCA",3,15,1,0,30,0,"Crawl",0.06,300,6.8302610699999997,"Attic",0.03,80,7.76,2200,18700,200,24.98505887,2210,11.09344939,1784,30.392214490000001,0.85,91.3,91.3,91.3,91.3,0.34,0.32,0.54,40,2.7959999999999998,1,1584,160,24.80505887,0,0,"N",0,0,0.75,1,1.75,2,0.65,2151.648862,17,"Exhaust",50,1,"Standard",5,0,4.5,4.5,1,75,1.2,120,0,0,4,4,9,0.65]
["SF_2200_HZ3CZ4_wl_i2_4_ao80_efaf_","NW","HZ3CZ4_",3,531.878333,"NA",7927.5,348.43650000000002,0.90101900000000001,0.331895,0.35790699999999998,0.59177100000000005,22402.827402999999,26343.205978000002,26343.205978000002,24.901567,820.30378399999995,1754.553627,0,0,0,0,0,0,0,0,53230.249569,63848.359604999998,63848.359604999998,12668.359605,1595.207161,0,0,0,0,0,0,73,3964.614165,3495.1939400000001,1268.829056,0,48.387518999999998,116.23685500000001,"SF_2200_HZ3CZ4_wl_i2_4_ao80_efaf_","NWHZ3CZ4_3",0,0,0,69,64,74,78,1,2104.6240469999998,0,0,0,"FUR",3,15,1,0,30,0,"Crawl",0.06,300,6.8302610699999997,"Attic",0.03,80,7.76,2200,18700,200,24.98505887,2210,11.09344939,1784,30.392214490000001,0.85,91.3,91.3,91.3,91.3,0.34,0.32,0.54,40,2.7959999999999998,1,1584,160,24.80505887,0,0,"N",0,0,0.75,1,1.75,2,0.65,2151.648862,17,"Exhaust",50,1,"Standard",5,0,4.5,4.5,1,75,1.2,120,0,0,4,4,9,0.65]
["SF_2200_HZ3CZ4_wl_i2_4_ao80_hp85_","NW","HZ3CZ4_",3,535.54044999999996,"NA",7927.5,348.43650000000002,0.90101900000000001,0.35735099999999997,0.369981,0.64246400000000004,22222.848593999999,27471.559479,13065.567999999999,4223.9740700000002,1057.853061,3275.616657,2011.9576529999999,2474.0892610000001,735.07198500000004,40.771704999999997,6.6437179999999998,0,125.989227,262.46659399999999,52809.965558000004,63301.411826000003,57303.384517999999,49974.375700999997,1102.0910080000001,19758.040670999999,25106.185033999998,9233.3521330000003,0,0,0,73,3972.557323,3491.5759680000001,1279.1883720000001,0,48.387518999999998,116.190432,"SF_2200_HZ3CZ4_wl_i2_4_ao80_hp85_","NWHZ3CZ4_3",0,0,0,69,64,74,78,1,2104.6240469999998,0,0,0,"HSPF_8.5_SEER_13.0",3,15,1,0,30,0,"Crawl",0.06,300,6.8302610699999997,"Attic",0.03,80,7.76,2200,18700,200,24.98505887,2210,11.09344939,1784,30.392214490000001,0.85,91.3,91.3,91.3,91.3,0.34,0.32,0.54,40,2.7959999999999998,1,1584,160,24.80505887,0,0,"N",0,0,0.75,1,1.75,2,0.65,2151.648862,17,"Exhaust",50,1,"Standard",5,0,4.5,4.5,1,75,1.2,120,0,0,4,4,9,0.65]
["SF_2200_HZ3CZ4_wl_i2_4_ao80_zonl_","NW","HZ3CZ4_",3,519.82533899999999,"NA",7927.5,348.43650000000002,0.90101900000000001,0.29921999999999999,0.31816499999999998,0.49090099999999998,23230.147227000001,23230.147227000001,23230.147227000001,1.2110609999999999,724.012609,1548.595744,0,0,0,0,0,0,0,0,54535.770745000002,54535.770745000002,54535.770745000002,3355.7707449999998,1595.207161,0,0,0,0,0,0,73,3965.007662,3495.4464549999998,1269.085343,0,48.387518999999998,116.23675,"SF_2200_HZ3CZ4_wl_i2_4_ao80_zonl_","NWHZ3CZ4_3",0,0,0,69,64,74,78,1,2104.6240469999998,0,0,0,"FUR",3,15,1,0,30,1,"Crawl",0.06,300,6.8302610699999997,"Attic",0.03,80,7.76,2200,18700,200,24.98505887,2210,11.09344939,1784,30.392214490000001,0.85,91.3,91.3,91.3,91.3,0.34,0.32,0.54,40,2.7959999999999998,1,1584,160,24.80505887,0,0,"N",0,0,0.75,1,1.75,2,0.65,2151.648862,17,"Exhaust",50,1,"Standard",5,0,4.5,4.5,1,75,1.2,120,0,0,4,4,9,0.65]
["SF_2200_HZ3CZ4_wl_i2_5_ge50_gfnc_","NW","HZ3CZ4_",3,532.50222199999996,"NA",7927.5,348.43650000000002,0.90101900000000001,0.33128200000000002,0.35996400000000001,0.591858,22086.99137,25973.030728999998,25973.030728999998,19.940508000000001,808.92058199999997,1730.206015,0,0,0,0,0,0,0,0,53507.070145999998,64155.075190000003,64155.075190000003,12975.07519,1595.207161,0,0,0,0,0,0,73,5558.1923740000002,5145.1085940000003,3627.3062190000001,2829.073402,48.387518999999998,117.84307099999999,"SF_2200_HZ3CZ4_wl_i2_5_ge50_gfnc_","NWHZ3CZ4_3",0,0,0,69,64,74,78,1,2104.6240469999998,0,0,0,"FUR",3,15,1,0,30,0,"Crawl",0.06,300,6.8302610699999997,"Attic",0.03,80,7.76,2200,18700,200,24.98505887,2210,11.09344939,1784,30.392214490000001,0.85,91.3,91.3,91.3,91.3,0.34,0.32,0.54,40,2.7959999999999998,1,1584,160,24.80505887,0,0,"N",0,0,0.75,1,1.75,2,0.65,2151.648862,17,"Exhaust",50,1,"Standard",5,0,4.5,4.5,1,45,1.1000000000000001,120,0,0,4,4,10,0.65]
["SF_2200_HZ3CZ4_wl_i2_5_ge50_gfac_","NW","HZ3CZ4_",3,529.04468799999995,"NA",7927.5,348.43650000000002,0.90101900000000001,0.33279900000000001,0.34856300000000001,0.594468,22183.399849000001,26078.999071999999,26078.999071999999,19.959363,833.92409799999996,1737.2693139999999,1999.5842399999999,2461.5664489999999,726.67336899999998,40.819215,6.694064,0,125.306422,261.04414300000002,53495.579728999997,64153.601674999998,64153.601674999998,12973.601675,1637.8284000000001,19634.548382000001,24890.444105999999,9132.0689289999991,0,0,0,73,5562.6095800000003,5140.1404929999999,3673.7745049999999,2881.809992,48.387518999999998,117.811246,"SF_2200_HZ3CZ4_wl_i2_5_ge50_gfac_","NWHZ3CZ4_3",0,0,0,69,64,74,78,1,2104.6240469999998,0,0,0,"FHCA",3,15,1,0,30,0,"Crawl",0.06,300,6.8302610699999997,"Attic",0.03,80,7.76,2200,18700,200,24.98505887,2210,11.09344939,1784,30.392214490000001,0.85,91.3,91.3,91.3,91.3,0.34,0.32,0.54,40,2.7959999999999998,1,1584,160,24.80505887,0,0,"N",0,0,0.75,1,1.75,2,0.65,2151.648862,17,"Exhaust",50,1,"Standard",5,0,4.5,4.5,1,45,1.1000000000000001,120,0,0,4,4,10,0.65]
["SF_2200_HZ3CZ4_wl_i2_5_ge50_efaf_","NW","HZ3CZ4_",3,532.50222199999996,"NA",7927.5,348.43650000000002,0.90101900000000001,0.33128200000000002,0.35996400000000001,0.591858,22086.99137,25973.030728999998,25973.030728999998,19.940508000000001,808.92058199999997,1730.206015,0,0,0,0,0,0,0,0,53507.070145999998,64155.075190000003,64155.075190000003,12975.07519,1595.207161,0,0,0,0,0,0,73,5558.1923740000002,5145.1085940000003,3627.3062190000001,2829.073402,48.387518999999998,117.84307099999999,"SF_2200_HZ3CZ4_wl_i2_5_ge50_efaf_","NWHZ3CZ4_3",0,0,0,69,64,74,78,1,2104.6240469999998,0,0,0,"FUR",3,15,1,0,30,0,"Crawl",0.06,300,6.8302610699999997,"Attic",0.03,80,7.76,2200,18700,200,24.98505887,2210,11.09344939,1784,30.392214490000001,0.85,91.3,91.3,91.3,91.3,0.34,0.32,0.54,40,2.7959999999999998,1,1584,160,24.80505887,0,0,"N",0,0,0.75,1,1.75,2,0.65,2151.648862,17,"Exhaust",50,1,"Standard",5,0,4.5,4.5,1,45,1.1000000000000001,120,0,0,4,4,10,0.65]
["SF_2200_HZ3CZ4_wl_i2_5_ge50_hp85_","NW","HZ3CZ4_",3,537.43014500000004,"NA",7927.5,348.43650000000002,0.90101900000000001,0.35702699999999998,0.37621199999999999,0.64280999999999999,21871.792697000001,27076.062040000001,12775.784478,3974.6550480000001,1053.135133,3261.0245,2000.1998490000001,2462.3031150000002,731.27811899999995,41.079245999999998,6.6923209999999997,0,125.34344400000001,261.12126999999998,53084.585113000001,63605.629301000001,57607.602499000001,50278.593399999998,1102.0910080000001,19634.820919999998,24891.060197999999,9144.8749169999992,0,0,0,73,5562.6835819999997,5140.2350299999998,3673.7548579999998,2881.758883,48.387518999999998,117.81137,"SF_2200_HZ3CZ4_wl_i2_5_ge50_hp85_","NWHZ3CZ4_3",0,0,0,69,64,74,78,1,2104.6240469999998,0,0,0,"HSPF_8.5_SEER_13.0",3,15,1,0,30,0,"Crawl",0.06,300,6.8302610699999997,"Attic",0.03,80,7.76,2200,18700,200,24.98505887,2210,11.09344939,1784,30.392214490000001,0.85,91.3,91.3,91.3,91.3,0.34,0.32,0.54,40,2.7959999999999998,1,1584,160,24.80505887,0,0,"N",0,0,0.75,1,1.75,2,0.65,2151.648862,17,"Exhaust",50,1,"Standard",5,0,4.5,4.5,1,45,1.1000000000000001,120,0,0,4,4,10,0.65]
["SF_2200_HZ3CZ4_wl_i2_5_ge50_zonl_","NW","HZ3CZ4_",3,520.418542,"NA",7927.5,348.43650000000002,0.90101900000000001,0.29906899999999997,0.32012099999999999,0.49090099999999998,22903.996853000001,22903.996853000001,22903.996853000001,1.169497,713.84826499999997,1526.855157,0,0,0,0,0,0,0,0,54808.202087999998,54808.202087999998,54808.202087999998,3628.202088,1595.207161,0,0,0,0,0,0,73,5558.5892469999999,5145.4059209999996,3627.6594719999998,2829.319074,48.387518999999998,117.84267199999999,"SF_2200_HZ3CZ4_wl_i2_5_ge50_zonl_","NWHZ3CZ4_3",0,0,0,69,64,74,78,1,2104.6240469999998,0,0,0,"FUR",3,15,1,0,30,1,"Crawl",0.06,300,6.8302610699999997,"Attic",0.03,80,7.76,2200,18700,200,24.98505887,2210,11.09344939,1784,30.392214490000001,0.85,91.3,91.3,91.3,91.3,0.34,0.32,0.54,40,2.7959999999999998,1,1584,160,24.80505887,0,0,"N",0,0,0.75,1,1.75,2,0.65,2151.648862,17,"Exhaust",50,1,"Standard",5,0,4.5,4.5,1,45,1.1000000000000001,120,0,0,4,4,10,0.65]
["SF_2200_HZ3CZ4_wl_i2_5_ao60_gfnc_","NW","HZ3CZ4_",3,531.81170799999995,"NA",7927.5,348.43650000000002,0.90101900000000001,0.332009,0.35768699999999998,0.59256699999999995,22773.282553000001,26772.367902999998,26772.367902999998,21.469214999999998,833.78712700000005,1783.3932460000001,0,0,0,0,0,0,0,0,53880.191865000001,64563.268966000003,64563.268966000003,13383.268966,1595.207161,0,0,0,0,0,0,73,5501.6177319999997,5036.6604479999996,1743.958363,86.527546999999998,48.387518999999998,114.228076,"SF_2200_HZ3CZ4_wl_i2_5_ao60_gfnc_","NWHZ3CZ4_3",0,0,0,69,64,74,78,1,2104.6240469999998,0,0,0,"FUR",3,15,1,0,30,0,"Crawl",0.06,300,6.8302610699999997,"Attic",0.03,80,7.76,2200,18700,200,24.98505887,2210,11.09344939,1784,30.392214490000001,0.85,91.3,91.3,91.3,91.3,0.34,0.32,0.54,40,2.7959999999999998,1,1584,160,24.80505887,0,0,"N",0,0,0.75,1,1.75,2,0.65,2151.648862,17,"Exhaust",50,1,"Standard",5,0,4.5,4.5,1,57,1.2,120,0,0,4,4,10,0.65]
["SF_2200_HZ3CZ4_wl_i2_5_ao60_gfac_","NW","HZ3CZ4_",3,528.63620500000002,"NA",7927.5,348.43650000000002,0.90101900000000001,0.33363900000000002,0.34721600000000002,0.59519500000000003,22880.596936999998,26890.222624000002,26890.222624000002,21.491599000000001,859.83530199999996,1791.2487349999999,1899.9626109999999,2341.3265929999998,694.78711199999998,38.557901999999999,6.6705709999999998,0,119.378758,248.69535999999999,53868.685066999999,64561.354746999998,64561.354746999998,13381.354746999999,1637.8284000000001,19769.431298,25044.321373999999,9190.3746190000002,0,0,0,73,5507.0473810000003,5031.7673119999999,1756.720141,86.528293000000005,48.387518999999998,114.182068,"SF_2200_HZ3CZ4_wl_i2_5_ao60_gfac_","NWHZ3CZ4_3",0,0,0,69,64,74,78,1,2104.6240469999998,0,0,0,"FHCA",3,15,1,0,30,0,"Crawl",0.06,300,6.8302610699999997,"Attic",0.03,80,7.76,2200,18700,200,24.98505887,2210,11.09344939,1784,30.392214490000001,0.85,91.3,91.3,91.3,91.3,0.34,0.32,0.54,40,2.7959999999999998,1,1584,160,24.80505887,0,0,"N",0,0,0.75,1,1.75,2,0.65,2151.648862,17,"Exhaust",50,1,"Standard",5,0,4.5,4.5,1,57,1.2,120,0,0,4,4,10,0.65]
["SF_2200_HZ3CZ4_wl_i2_5_ao60_efaf_","NW","HZ3CZ4_",3,531.81170799999995,"NA",7927.5,348.43650000000002,0.90101900000000001,0.332009,0.35768699999999998,0.59256699999999995,22773.282553000001,26772.367902999998,26772.367902999998,21.469214999999998,833.78712700000005,1783.3932460000001,0,0,0,0,0,0,0,0,53880.191865000001,64563.268966000003,64563.268966000003,13383.268966,1595.207161,0,0,0,0,0,0,73,5501.6177319999997,5036.6604479999996,1743.958363,86.527546999999998,48.387518999999998,114.228076,"SF_2200_HZ3CZ4_wl_i2_5_ao60_efaf_","NWHZ3CZ4_3",0,0,0,69,64,74,78,1,2104.6240469999998,0,0,0,"FUR",3,15,1,0,30,0,"Crawl",0.06,300,6.8302610699999997,"Attic",0.03,80,7.76,2200,18700,200,24.98505887,2210,11.09344939,1784,30.392214490000001,0.85,91.3,91.3,91.3,91.3,0.34,0.32,0.54,40,2.7959999999999998,1,1584,160,24.80505887,0,0,"N",0,0,0.75,1,1.75,2,0.65,2151.648862,17,"Exhaust",50,1,"Standard",5,0,4.5,4.5,1,57,1.2,120,0,0,4,4,10,0.65]
["SF_2200_HZ3CZ4_wl_i2_5_ao60_hp85_","NW","HZ3CZ4_",3,536.85056199999997,"NA",7927.5,348.43650000000002,0.90101900000000001,0.35775200000000001,0.37430099999999999,0.64283500000000005,22572.249157999999,27879.624306999998,13253.050089,4309.9901179999997,1069.445279,3311.4660640000002,1900.5572159999999,2342.0143370000001,699.13096599999994,38.793094000000004,6.6675000000000004,0,119.413664,248.76807600000001,53463.541299999997,64022.585143999997,58024.556721000001,50695.548523999998,1102.0910080000001,19769.712907000001,25044.972189,9202.6344840000002,0,0,0,73,5507.004175,5031.7483840000004,1756.689451,86.528053,48.387518999999998,114.182166,"SF_2200_HZ3CZ4_wl_i2_5_ao60_hp85_","NWHZ3CZ4_3",0,0,0,69,64,74,78,1,2104.6240469999998,0,0,0,"HSPF_8.5_SEER_13.0",3,15,1,0,30,0,"Crawl",0.06,300,6.8302610699999997,"Attic",0.03,80,7.76,2200,18700,200,24.98505887,2210,11.09344939,1784,30.392214490000001,0.85,91.3,91.3,91.3,91.3,0.34,0.32,0.54,40,2.7959999999999998,1,1584,160,24.80505887,0,0,"N",0,0,0.75,1,1.75,2,0.65,2151.648862,17,"Exhaust",50,1,"Standard",5,0,4.5,4.5,1,57,1.2,120,0,0,4,4,10,0.65]
["SF_2200_HZ3CZ4_wl_i2_5_ao60_zonl_","NW","HZ3CZ4_",3,519.60370499999999,"NA",7927.5,348.43650000000002,0.90101900000000001,0.29880400000000001,0.31743399999999999,0.49090099999999998,23612.116543,23612.116543,23612.116543,1.203702,735.918274,1574.0608560000001,0,0,0,0,0,0,0,0,55194.220714000003,55194.220714000003,55194.220714000003,4014.220714,1595.207161,0,0,0,0,0,0,73,5501.6797850000003,5036.6057849999997,1744.0722840000001,86.528339000000003,48.387518999999998,114.22746600000001,"SF_2200_HZ3CZ4_wl_i2_5_ao60_zonl_","NWHZ3CZ4_3",0,0,0,69,64,74,78,1,2104.6240469999998,0,0,0,"FUR",3,15,1,0,30,1,"Crawl",0.06,300,6.8302610699999997,"Attic",0.03,80,7.76,2200,18700,200,24.98505887,2210,11.09344939,1784,30.392214490000001,0.85,91.3,91.3,91.3,91.3,0.34,0.32,0.54,40,2.7959999999999998,1,1584,160,24.80505887,0,0,"N",0,0,0.75,1,1.75,2,0.65,2151.648862,17,"Exhaust",50,1,"Standard",5,0,4.5,4.5,1,57,1.2,120,0,0,4,4,10,0.65]
["SF_2200_HZ3CZ4_wl_i2_5_ao80_gfnc_","NW","HZ3CZ4_",3,531.81718999999998,"NA",7927.5,348.43650000000002,0.90101900000000001,0.33201900000000001,0.357705,0.59259300000000004,22804.489519999999,26809.100865,26809.100865,21.024248,834.94590900000003,1785.871774,0,0,0,0,0,0,0,0,53705.930385,64370.620067000003,64370.620067000003,13190.620067,1595.207161,0,0,0,0,0,0,73,5616.1236269999999,5145.3288030000003,1754.4197180000001,0,48.387518999999998,115.522301,"SF_2200_HZ3CZ4_wl_i2_5_ao80_gfnc_","NWHZ3CZ4_3",0,0,0,69,64,74,78,1,2104.6240469999998,0,0,0,"FUR",3,15,1,0,30,0,"Crawl",0.06,300,6.8302610699999997,"Attic",0.03,80,7.76,2200,18700,200,24.98505887,2210,11.09344939,1784,30.392214490000001,0.85,91.3,91.3,91.3,91.3,0.34,0.32,0.54,40,2.7959999999999998,1,1584,160,24.80505887,0,0,"N",0,0,0.75,1,1.75,2,0.65,2151.648862,17,"Exhaust",50,1,"Standard",5,0,4.5,4.5,1,75,1.2,120,0,0,4,4,10,0.65]
["SF_2200_HZ3CZ4_wl_i2_5_ao80_gfac_","NW","HZ3CZ4_",3,528.90121299999998,"NA",7927.5,348.43650000000002,0.90101900000000001,0.33361000000000002,0.34809000000000001,0.59498200000000001,22911.972792,26927.189055999999,26927.189055999999,21.03614,861.03285200000005,1793.743528,1900.971841,2342.9253490000001,695.56064100000003,38.386704999999999,6.629213,0,119.475026,248.89590899999999,53694.417635999998,64368.885884000003,64368.885884000003,13188.885883999999,1637.8284000000001,19786.771954,25144.778016,9239.5892719999993,0,0,0,73,5624.1511350000001,5142.8426440000003,1769.1046799999999,0,48.387518999999998,115.499769,"SF_2200_HZ3CZ4_wl_i2_5_ao80_gfac_","NWHZ3CZ4_3",0,0,0,69,64,74,78,1,2104.6240469999998,0,0,0,"FHCA",3,15,1,0,30,0,"Crawl",0.06,300,6.8302610699999997,"Attic",0.03,80,7.76,2200,18700,200,24.98505887,2210,11.09344939,1784,30.392214490000001,0.85,91.3,91.3,91.3,91.3,0.34,0.32,0.54,40,2.7959999999999998,1,1584,160,24.80505887,0,0,"N",0,0,0.75,1,1.75,2,0.65,2151.648862,17,"Exhaust",50,1,"Standard",5,0,4.5,4.5,1,75,1.2,120,0,0,4,4,10,0.65]
["SF_2200_HZ3CZ4_wl_i2_5_ao80_efaf_","NW","HZ3CZ4_",3,531.81718999999998,"NA",7927.5,348.43650000000002,0.90101900000000001,0.33201900000000001,0.357705,0.59259300000000004,22804.489519999999,26809.100865,26809.100865,21.024248,834.94590900000003,1785.871774,0,0,0,0,0,0,0,0,53705.930385,64370.620067000003,64370.620067000003,13190.620067,1595.207161,0,0,0,0,0,0,73,5616.1236269999999,5145.3288030000003,1754.4197180000001,0,48.387518999999998,115.522301,"SF_2200_HZ3CZ4_wl_i2_5_ao80_efaf_","NWHZ3CZ4_3",0,0,0,69,64,74,78,1,2104.6240469999998,0,0,0,"FUR",3,15,1,0,30,0,"Crawl",0.06,300,6.8302610699999997,"Attic",0.03,80,7.76,2200,18700,200,24.98505887,2210,11.09344939,1784,30.392214490000001,0.85,91.3,91.3,91.3,91.3,0.34,0.32,0.54,40,2.7959999999999998,1,1584,160,24.80505887,0,0,"N",0,0,0.75,1,1.75,2,0.65,2151.648862,17,"Exhaust",50,1,"Standard",5,0,4.5,4.5,1,75,1.2,120,0,0,4,4,10,0.65]
["SF_2200_HZ3CZ4_wl_i2_5_ao80_hp85_","NW","HZ3CZ4_",3,537.14852599999995,"NA",7927.5,348.43650000000002,0.90101900000000001,0.35766999999999999,0.37528400000000001,0.64248000000000005,22602.897453000001,27915.068801000001,13275.358448000001,4326.4754519999997,1070.131793,3313.5945139999999,1901.579761,2343.6202509999998,699.90339300000005,38.618116999999998,6.6258189999999999,0,119.51038200000001,248.96956499999999,53290.230365000003,63830.844693999999,57832.816138000002,50503.808014000002,1102.0910080000001,19787.150883999999,25145.44585,9251.6748079999998,0,0,0,73,5624.1124879999998,5142.828751,1769.075245,0,48.387518999999998,115.49984600000001,"SF_2200_HZ3CZ4_wl_i2_5_ao80_hp85_","NWHZ3CZ4_3",0,0,0,69,64,74,78,1,2104.6240469999998,0,0,0,"HSPF_8.5_SEER_13.0",3,15,1,0,30,0,"Crawl",0.06,300,6.8302610699999997,"Attic",0.03,80,7.76,2200,18700,200,24.98505887,2210,11.09344939,1784,30.392214490000001,0.85,91.3,91.3,91.3,91.3,0.34,0.32,0.54,40,2.7959999999999998,1,1584,160,24.80505887,0,0,"N",0,0,0.75,1,1.75,2,0.65,2151.648862,17,"Exhaust",50,1,"Standard",5,0,4.5,4.5,1,75,1.2,120,0,0,4,4,10,0.65]
["SF_2200_HZ3CZ4_wl_i2_5_ao80_zonl_","NW","HZ3CZ4_",3,519.59189500000002,"NA",7927.5,348.43650000000002,0.90101900000000001,0.29876599999999998,0.31739499999999998,0.49090099999999998,23644.335568999999,23644.335568999999,23644.335568999999,1.186437,736.92303300000003,1576.209942,0,0,0,0,0,0,0,0,55021.535810000001,55021.535810000001,55021.535810000001,3841.5358099999999,1595.207161,0,0,0,0,0,0,73,5616.4714290000002,5145.5556100000003,1754.6489879999999,0,48.387518999999998,115.522126,"SF_2200_HZ3CZ4_wl_i2_5_ao80_zonl_","NWHZ3CZ4_3",0,0,0,69,64,74,78,1,2104.6240469999998,0,0,0,"FUR",3,15,1,0,30,1,"Crawl",0.06,300,6.8302610699999997,"Attic",0.03,80,7.76,2200,18700,200,24.98505887,2210,11.09344939,1784,30.392214490000001,0.85,91.3,91.3,91.3,91.3,0.34,0.32,0.54,40,2.7959999999999998,1,1584,160,24.80505887,0,0,"N",0,0,0.75,1,1.75,2,0.65,2151.648862,17,"Exhaust",50,1,"Standard",5,0,4.5,4.5,1,75,1.2,120,0,0,4,4,10,0.65]

{"sheet":"setpointschedule_heat","index":22,"n_rows":130,"n_cols":8,"rows_kept":130,"cut":false,"hidden":false,"merged":[]}
["1-SCHEDULE NAME"]
["Hour","Monday","Tuesday","Wednesday","Thursday","Friday","Saturday","Sunday"]
[1,0,0,0,0,0,0,0]
[2,0,0,0,0,0,0,0]
[3,0,0,0,0,0,0,0]
[4,0,0,0,0,0,0,0]
[5,0,0,0,0,0,0,0]
[6,1,1,1,1,1,1,1]
[7,1,1,1,1,1,1,1]
[8,1,1,1,1,1,1,1]
[9,1,1,1,1,1,1,1]
[10,1,1,1,1,1,1,1]
[11,1,1,1,1,1,1,1]
[12,1,1,1,1,1,1,1]
[13,1,1,1,1,1,1,1]
[14,1,1,1,1,1,1,1]
[15,1,1,1,1,1,1,1]
[16,1,1,1,1,1,1,1]
[17,1,1,1,1,1,1,1]
[18,1,1,1,1,1,1,1]
[19,1,1,1,1,1,1,1]
[20,1,1,1,1,1,1,1]
[21,1,1,1,1,1,1,1]
[22,1,1,1,1,1,1,1]
[23,0,0,0,0,0,0,0]
[24,0,0,0,0,0,0,0]
["2-SCHEDULE NAME"]
["Hour","Monday","Tuesday","Wednesday","Thursday","Friday","Saturday","Sunday"]
[1,0,0,0,0,0,0,0]
[2,0,0,0,0,0,0,0]
[3,0,0,0,0,0,0,0]
[4,0,0,0,0,0,0,0]
[5,0,0,0,0,0,0,0]
[6,1,1,1,1,1,1,1]
[7,1,1,1,1,1,1,1]
[8,1,1,1,1,1,1,1]
[9,1,1,1,1,1,1,1]
[10,0,0,0,0,0,0,0]
[11,0,0,0,0,0,0,0]
[12,0,0,0,0,0,0,0]
[13,0,0,0,0,0,0,0]
[14,0,0,0,0,0,0,0]
[15,0,0,0,0,0,0,0]
[16,0,0,0,0,0,0,0]
[17,1,1,1,1,1,1,1]
[18,1,1,1,1,1,1,1]
[19,1,1,1,1,1,1,1]
[20,1,1,1,1,1,1,1]
[21,1,1,1,1,1,1,1]
[22,1,1,1,1,1,1,1]
[23,0,0,0,0,0,0,0]
[24,0,0,0,0,0,0,0]
["3-SCHEDULE NAME"]
["Hour","Monday","Tuesday","Wednesday","Thursday","Friday","Saturday","Sunday"]
[1,0,0,0,0,0,0,0]
[2,0,0,0,0,0,0,0]
[3,0,0,0,0,0,0,0]
[4,0,0,0,0,0,0,0]
[5,0,0,0,0,0,0,0]
[6,1,1,1,1,1,1,1]
[7,1,1,1,1,1,1,1]
[8,1,1,1,1,1,1,1]
[9,1,1,1,1,1,1,1]
[10,0,0,0,0,0,0,0]
[11,0,0,0,0,0,0,0]
[12,0,0,0,0,0,0,0]
[13,0,0,0,0,0,0,0]
[14,0,0,0,0,0,0,0]
[15,0,0,0,0,0,0,0]
[16,0,0,0,0,0,0,0]
[17,1,1,1,1,1,1,1]
[18,1,1,1,1,1,1,1]
[19,1,1,1,1,1,1,1]
[20,1,1,1,1,1,1,1]
[21,1,1,1,1,1,1,1]
[22,1,1,1,1,1,1,1]
[23,0,0,0,0,0,0,0]
[24,0,0,0,0,0,0,0]
["4-SCHEDULE NAME"]
["Hour","Monday","Tuesday","Wednesday","Thursday","Friday","Saturday","Sunday"]
[1,0,0,0,0,0,0,0]
[2,0,0,0,0,0,0,0]
[3,0,0,0,0,0,0,0]
[4,0,0,0,0,0,0,0]
[5,0,0,0,0,0,0,0]
[6,1,1,1,1,1,1,1]
[7,1,1,1,1,1,1,1]
[8,1,1,1,1,1,1,1]
[9,1,1,1,1,1,1,1]
[10,0,0,0,0,0,0,0]
[11,0,0,0,0,0,0,0]
[12,0,0,0,0,0,0,0]
[13,0,0,0,0,0,0,0]
[14,0,0,0,0,0,0,0]
[15,0,0,0,0,0,0,0]
[16,0,0,0,0,0,0,0]
[17,1,1,1,1,1,1,1]
[18,1,1,1,1,1,1,1]
[19,1,1,1,1,1,1,1]
[20,1,1,1,1,1,1,1]
[21,1,1,1,1,1,1,1]
[22,1,1,1,1,1,1,1]
[23,0,0,0,0,0,0,0]
[24,0,0,0,0,0,0,0]
["5-SCHEDULE NAME"]
["Hour","Monday","Tuesday","Wednesday","Thursday","Friday","Saturday","Sunday"]
[1,0,0,0,0,0,0,0]
[2,0,0,0,0,0,0,0]
[3,0,0,0,0,0,0,0]
[4,0,0,0,0,0,0,0]
[5,0,0,0,0,0,0,0]
[6,1,1,1,1,1,1,1]
[7,1,1,1,1,1,1,1]
[8,1,1,1,1,1,1,1]
[9,1,1,1,1,1,1,1]
[10,0,0,0,0,0,0,0]
[11,0,0,0,0,0,0,0]
[12,0,0,0,0,0,0,0]
[13,0,0,0,0,0,0,0]
[14,0,0,0,0,0,0,0]
[15,0,0,0,0,0,0,0]
[16,0,0,0,0,0,0,0]
[17,1,1,1,1,1,1,1]
[18,1,1,1,1,1,1,1]
[19,1,1,1,1,1,1,1]
[20,1,1,1,1,1,1,1]
[21,1,1,1,1,1,1,1]
[22,1,1,1,1,1,1,1]
[23,0,0,0,0,0,0,0]
[24,0,0,0,0,0,0,0]

{"sheet":"setpointschedule_cool","index":23,"n_rows":130,"n_cols":8,"rows_kept":130,"cut":false,"hidden":false,"merged":[]}
["1-SCHEDULE NAME"]
["Hour","Monday","Tuesday","Wednesday","Thursday","Friday","Saturday","Sunday"]
[1,0,0,0,0,0,0,0]
[2,0,0,0,0,0,0,0]
[3,0,0,0,0,0,0,0]
[4,0,0,0,0,0,0,0]
[5,0,0,0,0,0,0,0]
[6,1,1,1,1,1,1,1]
[7,1,1,1,1,1,1,1]
[8,1,1,1,1,1,1,1]
[9,1,1,1,1,1,1,1]
[10,1,1,1,1,1,1,1]
[11,1,1,1,1,1,1,1]
[12,1,1,1,1,1,1,1]
[13,1,1,1,1,1,1,1]
[14,1,1,1,1,1,1,1]
[15,1,1,1,1,1,1,1]
[16,1,1,1,1,1,1,1]
[17,1,1,1,1,1,1,1]
[18,1,1,1,1,1,1,1]
[19,1,1,1,1,1,1,1]
[20,1,1,1,1,1,1,1]
[21,1,1,1,1,1,1,1]
[22,1,1,1,1,1,1,1]
[23,0,0,0,0,0,0,0]
[24,0,0,0,0,0,0,0]
["2-SCHEDULE NAME"]
["Hour","Monday","Tuesday","Wednesday","Thursday","Friday","Saturday","Sunday"]
[1,0,0,0,0,0,0,0]
[2,0,0,0,0,0,0,0]
[3,0,0,0,0,0,0,0]
[4,0,0,0,0,0,0,0]
[5,0,0,0,0,0,0,0]
[6,1,1,1,1,1,1,1]
[7,1,1,1,1,1,1,1]
[8,1,1,1,1,1,1,1]
[9,1,1,1,1,1,1,1]
[10,0,0,0,0,0,0,0]
[11,0,0,0,0,0,0,0]
[12,0,0,0,0,0,0,0]
[13,0,0,0,0,0,0,0]
[14,0,0,0,0,0,0,0]
[15,0,0,0,0,0,0,0]
[16,0,0,0,0,0,0,0]
[17,1,1,1,1,1,1,1]
[18,1,1,1,1,1,1,1]
[19,1,1,1,1,1,1,1]
[20,1,1,1,1,1,1,1]
[21,1,1,1,1,1,1,1]
[22,1,1,1,1,1,1,1]
[23,0,0,0,0,0,0,0]
[24,0,0,0,0,0,0,0]
["3-SCHEDULE NAME"]
["Hour","Monday","Tuesday","Wednesday","Thursday","Friday","Saturday","Sunday"]
[1,0,0,0,0,0,0,0]
[2,0,0,0,0,0,0,0]
[3,0,0,0,0,0,0,0]
[4,0,0,0,0,0,0,0]
[5,0,0,0,0,0,0,0]
[6,1,1,1,1,1,1,1]
[7,1,1,1,1,1,1,1]
[8,1,1,1,1,1,1,1]
[9,1,1,1,1,1,1,1]
[10,0,0,0,0,0,0,0]
[11,0,0,0,0,0,0,0]
[12,0,0,0,0,0,0,0]
[13,0,0,0,0,0,0,0]
[14,0,0,0,0,0,0,0]
[15,0,0,0,0,0,0,0]
[16,0,0,0,0,0,0,0]
[17,1,1,1,1,1,1,1]
[18,1,1,1,1,1,1,1]
[19,1,1,1,1,1,1,1]
[20,1,1,1,1,1,1,1]
[21,1,1,1,1,1,1,1]
[22,1,1,1,1,1,1,1]
[23,0,0,0,0,0,0,0]
[24,0,0,0,0,0,0,0]
["4-SCHEDULE NAME"]
["Hour","Monday","Tuesday","Wednesday","Thursday","Friday","Saturday","Sunday"]
[1,0,0,0,0,0,0,0]
[2,0,0,0,0,0,0,0]
[3,0,0,0,0,0,0,0]
[4,0,0,0,0,0,0,0]
[5,0,0,0,0,0,0,0]
[6,1,1,1,1,1,1,1]
[7,1,1,1,1,1,1,1]
[8,1,1,1,1,1,1,1]
[9,1,1,1,1,1,1,1]
[10,0,0,0,0,0,0,0]
[11,0,0,0,0,0,0,0]
[12,0,0,0,0,0,0,0]
[13,0,0,0,0,0,0,0]
[14,0,0,0,0,0,0,0]
[15,0,0,0,0,0,0,0]
[16,0,0,0,0,0,0,0]
[17,1,1,1,1,1,1,1]
[18,1,1,1,1,1,1,1]
[19,1,1,1,1,1,1,1]
[20,1,1,1,1,1,1,1]
[21,1,1,1,1,1,1,1]
[22,1,1,1,1,1,1,1]
[23,0,0,0,0,0,0,0]
[24,0,0,0,0,0,0,0]
["5-SCHEDULE NAME"]
["Hour","Monday","Tuesday","Wednesday","Thursday","Friday","Saturday","Sunday"]
[1,0,0,0,0,0,0,0]
[2,0,0,0,0,0,0,0]
[3,0,0,0,0,0,0,0]
[4,0,0,0,0,0,0,0]
[5,0,0,0,0,0,0,0]
[6,1,1,1,1,1,1,1]
[7,1,1,1,1,1,1,1]
[8,1,1,1,1,1,1,1]
[9,1,1,1,1,1,1,1]
[10,0,0,0,0,0,0,0]
[11,0,0,0,0,0,0,0]
[12,0,0,0,0,0,0,0]
[13,0,0,0,0,0,0,0]
[14,0,0,0,0,0,0,0]
[15,0,0,0,0,0,0,0]
[16,0,0,0,0,0,0,0]
[17,1,1,1,1,1,1,1]
[18,1,1,1,1,1,1,1]
[19,1,1,1,1,1,1,1]
[20,1,1,1,1,1,1,1]
[21,1,1,1,1,1,1,1]
[22,1,1,1,1,1,1,1]
[23,0,0,0,0,0,0,0]
[24,0,0,0,0,0,0,0]

{"sheet":"Qgains_schedule","index":24,"n_rows":130,"n_cols":8,"rows_kept":130,"cut":false,"hidden":false,"merged":[]}
["1-SCHEDULE NAME"]
["Hour","Monday","Tuesday","Wednesday","Thursday","Friday","Saturday","Sunday"]
[1,0.5,0.5,0.5,0.5,0.5,0.5,0.5]
[2,0.5,0.5,0.5,0.5,0.5,0.5,0.5]
[3,0.5,0.5,0.5,0.5,0.5,0.5,0.5]
[4,0.5,0.5,0.5,0.5,0.5,0.5,0.5]
[5,0.5,0.5,0.5,0.5,0.5,0.5,0.5]
[6,2,2,2,2,2,2,2]
[7,2,2,2,2,2,2,2]
[8,2,2,2,2,2,2,2]
[9,2,2,2,2,2,2,2]
[10,2,2,2,2,2,2,2]
[11,2,2,2,2,2,2,2]
[12,2,2,2,2,2,2,2]
[13,2,2,2,2,2,2,2]
[14,2,2,2,2,2,2,2]
[15,2,2,2,2,2,2,2]
[16,2,2,2,2,2,2,2]
[17,2,2,2,2,2,2,2]
[18,2,2,2,2,2,2,2]
[19,2,2,2,2,2,2,2]
[20,2,2,2,2,2,2,2]
[21,2,2,2,2,2,2,2]
[22,0.5,0.5,0.5,0.5,0.5,0.5,0.5]
[23,0.5,0.5,0.5,0.5,0.5,0.5,0.5]
[24,0.5,0.5,0.5,0.5,0.5,0.5,0.5]
["2-SCHEDULE NAME"]
["Hour","Monday","Tuesday","Wednesday","Thursday","Friday","Saturday","Sunday"]
[1,0.5,0.5,0.5,0.5,0.5,0.5,0.5]
[2,0.5,0.5,0.5,0.5,0.5,0.5,0.5]
[3,0.5,0.5,0.5,0.5,0.5,0.5,0.5]
[4,0.5,0.5,0.5,0.5,0.5,0.5,0.5]
[5,0.5,0.5,0.5,0.5,0.5,0.5,0.5]
[6,2,2,2,2,2,2,2]
[7,2,2,2,2,2,2,2]
[8,2,2,2,2,2,2,2]
[9,0.5,0.5,0.5,0.5,0.5,0.5,0.5]
[10,0.5,0.5,0.5,0.5,0.5,0.5,0.5]
[11,0.5,0.5,0.5,0.5,0.5,0.5,0.5]
[12,0.5,0.5,0.5,0.5,0.5,0.5,0.5]
[13,0.5,0.5,0.5,0.5,0.5,0.5,0.5]
[14,0.5,0.5,0.5,0.5,0.5,0.5,0.5]
[15,0.5,0.5,0.5,0.5,0.5,0.5,0.5]
[16,0.5,0.5,0.5,0.5,0.5,0.5,0.5]
[17,2,2,2,2,2,2,2]
[18,2,2,2,2,2,2,2]
[19,2,2,2,2,2,2,2]
[20,2,2,2,2,2,2,2]
[21,2,2,2,2,2,2,2]
[22,0.5,0.5,0.5,0.5,0.5,0.5,0.5]
[23,0.5,0.5,0.5,0.5,0.5,0.5,0.5]
[24,0.5,0.5,0.5,0.5,0.5,0.5,0.5]
["3-SCHEDULE NAME"]
["Hour","Monday","Tuesday","Wednesday","Thursday","Friday","Saturday","Sunday"]
[1,0.2,0.2,0.2,0.2,0.2,0.2,0.2]
[2,0.2,0.2,0.2,0.2,0.2,0.2,0.2]
[3,0.2,0.2,0.2,0.2,0.2,0.2,0.2]
[4,0.2,0.2,0.2,0.2,0.2,0.2,0.2]
[5,0.2,0.2,0.2,0.2,0.2,0.2,0.2]
[6,0.2,0.2,0.2,0.2,0.2,0.2,0.2]
[7,1.8,1.8,1.8,1.8,1.8,1.8,1.8]
[8,1.8,1.8,1.8,1.8,1.8,1.8,1.8]
[9,1.8,1.8,1.8,1.8,1.8,1.8,1.8]
[10,1.8,1.8,1.8,1.8,1.8,1.8,1.8]
[11,1.8,1.8,1.8,1.8,1.8,1.8,1.8]
[12,1.8,1.8,1.8,1.8,1.8,1.8,1.8]
[13,1.8,1.8,1.8,1.8,1.8,1.8,1.8]
[14,1.8,1.8,1.8,1.8,1.8,1.8,1.8]
[15,1.8,1.8,1.8,1.8,1.8,1.8,1.8]
[16,1.8,1.8,1.8,1.8,1.8,1.8,1.8]
[17,1.8,1.8,1.8,1.8,1.8,1.8,1.8]
[18,1.8,1.8,1.8,1.8,1.8,1.8,1.8]
[19,1.8,1.8,1.8,1.8,1.8,1.8,1.8]
[20,1.8,1.8,1.8,1.8,1.8,1.8,1.8]
[21,0.2,0.2,0.2,0.2,0.2,0.2,0.2]
[22,0.2,0.2,0.2,0.2,0.2,0.2,0.2]
[23,0.2,0.2,0.2,0.2,0.2,0.2,0.2]
[24,0.2,0.2,0.2,0.2,0.2,0.2,0.2]
["4-SCHEDULE NAME"]
["Hour","Monday","Tuesday","Wednesday","Thursday","Friday","Saturday","Sunday"]
[1,1.4,1.4,1.4,1.4,1.4,1.4,1.4]
[2,1.4,1.4,1.4,1.4,1.4,1.4,1.4]
[3,1.4,1.4,1.4,1.4,1.4,1.4,1.4]
[4,1.4,1.4,1.4,1.4,1.4,1.4,1.4]
[5,0.75,0.75,0.75,0.75,0.75,0.75,0.75]
[6,0.75,0.75,0.75,0.75,0.75,0.75,0.75]
[7,0.75,0.75,0.75,0.75,0.75,0.75,0.75]
[8,0.75,0.75,0.75,0.75,0.75,0.75,0.75]
[9,0.75,0.75,0.75,0.75,0.75,0.75,0.75]
[10,0.75,0.75,0.75,0.75,0.75,0.75,0.75]
[11,0.75,0.75,0.75,0.75,0.75,0.75,0.75]
[12,0.75,0.75,0.75,0.75,0.75,0.75,0.75]
[13,0.75,0.75,0.75,0.75,0.75,0.75,0.75]
[14,0.75,0.75,0.75,0.75,0.75,0.75,0.75]
[15,1.4,1.4,1.4,1.4,1.4,1.4,1.4]
[16,1.4,1.4,1.4,1.4,1.4,1.4,1.4]
[17,1.4,1.4,1.4,1.4,1.4,1.4,1.4]
[18,1.4,1.4,1.4,1.4,1.4,1.4,1.4]
[19,1.4,1.4,1.4,1.4,1.4,1.4,1.4]
[20,1.4,1.4,1.4,1.4,1.4,1.4,1.4]
[21,1.4,1.4,1.4,1.4,1.4,1.4,1.4]
[22,1.4,1.4,1.4,1.4,1.4,1.4,1.4]
[23,1.4,1.4,1.4,1.4,1.4,1.4,1.4]
[24,1.4,1.4,1.4,1.4,1.4,1.4,1.4]
["5-SCHEDULE NAME"]
["Hour","Monday","Tuesday","Wednesday","Thursday","Friday","Saturday","Sunday"]
[1,0.5,0.5,0.5,0.5,0.5,0.5,0.5]
[2,0.5,0.5,0.5,0.5,0.5,0.5,0.5]
[3,0.5,0.5,0.5,0.5,0.5,0.5,0.5]
[4,0.5,0.5,0.5,0.5,0.5,0.5,0.5]
[5,0.5,0.5,0.5,0.5,0.5,0.5,0.5]
[6,2,2,2,2,2,2,2]
[7,2,2,2,2,2,2,2]
[8,2,2,2,2,2,2,2]
[9,2,2,2,2,2,2,2]
[10,2,2,2,2,2,2,2]
[11,2,2,2,2,2,2,2]
[12,2,2,2,2,2,2,2]
[13,2,2,2,2,2,2,2]
[14,2,2,2,2,2,2,2]
[15,2,2,2,2,2,2,2]
[16,0.5,0.5,0.5,0.5,0.5,0.5,0.5]
[17,0.5,0.5,0.5,0.5,0.5,0.5,0.5]
[18,0.5,0.5,0.5,0.5,0.5,0.5,0.5]
[19,0.5,0.5,0.5,0.5,0.5,0.5,0.5]
[20,0.5,0.5,0.5,0.5,0.5,0.5,0.5]
[21,0.5,0.5,0.5,0.5,0.5,0.5,0.5]
[22,0.5,0.5,0.5,0.5,0.5,0.5,0.5]
[23,0.5,0.5,0.5,0.5,0.5,0.5,0.5]
[24,0.5,0.5,0.5,0.5,0.5,0.5,0.5]

{"sheet":"Wgains_schedule","index":25,"n_rows":130,"n_cols":8,"rows_kept":130,"cut":false,"hidden":false,"merged":[]}
["1-SCHEDULE NAME"]
["Hour","Monday","Tuesday","Wednesday","Thursday","Friday","Saturday","Sunday"]
[1,0.5,0.5,0.5,0.5,0.5,0.5,0.5]
[2,0.5,0.5,0.5,0.5,0.5,0.5,0.5]
[3,0.5,0.5,0.5,0.5,0.5,0.5,0.5]
[4,0.5,0.5,0.5,0.5,0.5,0.5,0.5]
[5,0.5,0.5,0.5,0.5,0.5,0.5,0.5]
[6,2,2,2,2,2,2,2]
[7,2,2,2,2,2,2,2]
[8,2,2,2,2,2,2,2]
[9,2,2,2,2,2,2,2]
[10,2,2,2,2,2,2,2]
[11,2,2,2,2,2,2,2]
[12,2,2,2,2,2,2,2]
[13,2,2,2,2,2,2,2]
[14,2,2,2,2,2,2,2]
[15,2,2,2,2,2,2,2]
[16,2,2,2,2,2,2,2]
[17,2,2,2,2,2,2,2]
[18,2,2,2,2,2,2,2]
[19,2,2,2,2,2,2,2]
[20,2,2,2,2,2,2,2]
[21,2,2,2,2,2,2,2]
[22,0.5,0.5,0.5,0.5,0.5,0.5,0.5]
[23,0.5,0.5,0.5,0.5,0.5,0.5,0.5]
[24,0.5,0.5,0.5,0.5,0.5,0.5,0.5]
["2-SCHEDULE NAME"]
["Hour","Monday","Tuesday","Wednesday","Thursday","Friday","Saturday","Sunday"]
[1,0.5,0.5,0.5,0.5,0.5,0.5,0.5]
[2,0.5,0.5,0.5,0.5,0.5,0.5,0.5]
[3,0.5,0.5,0.5,0.5,0.5,0.5,0.5]
[4,0.5,0.5,0.5,0.5,0.5,0.5,0.5]
[5,0.5,0.5,0.5,0.5,0.5,0.5,0.5]
[6,2,2,2,2,2,2,2]
[7,2,2,2,2,2,2,2]
[8,2,2,2,2,2,2,2]
[9,0.5,0.5,0.5,0.5,0.5,0.5,0.5]
[10,0.5,0.5,0.5,0.5,0.5,0.5,0.5]
[11,0.5,0.5,0.5,0.5,0.5,0.5,0.5]
[12,0.5,0.5,0.5,0.5,0.5,0.5,0.5]
[13,0.5,0.5,0.5,0.5,0.5,0.5,0.5]
[14,0.5,0.5,0.5,0.5,0.5,0.5,0.5]
[15,0.5,0.5,0.5,0.5,0.5,0.5,0.5]
[16,0.5,0.5,0.5,0.5,0.5,0.5,0.5]
[17,2,2,2,2,2,2,2]
[18,2,2,2,2,2,2,2]
[19,2,2,2,2,2,2,2]
[20,2,2,2,2,2,2,2]
[21,2,2,2,2,2,2,2]
[22,0.5,0.5,0.5,0.5,0.5,0.5,0.5]
[23,0.5,0.5,0.5,0.5,0.5,0.5,0.5]
[24,0.5,0.5,0.5,0.5,0.5,0.5,0.5]
["3-SCHEDULE NAME"]
["Hour","Monday","Tuesday","Wednesday","Thursday","Friday","Saturday","Sunday"]
[1,0.2,0.2,0.2,0.2,0.2,0.2,0.2]
[2,0.2,0.2,0.2,0.2,0.2,0.2,0.2]
[3,0.2,0.2,0.2,0.2,0.2,0.2,0.2]
[4,0.2,0.2,0.2,0.2,0.2,0.2,0.2]
[5,0.2,0.2,0.2,0.2,0.2,0.2,0.2]
[6,0.2,0.2,0.2,0.2,0.2,0.2,0.2]
[7,1.8,1.8,1.8,1.8,1.8,1.8,1.8]
[8,1.8,1.8,1.8,1.8,1.8,1.8,1.8]
[9,1.8,1.8,1.8,1.8,1.8,1.8,1.8]
[10,1.8,1.8,1.8,1.8,1.8,1.8,1.8]
[11,1.8,1.8,1.8,1.8,1.8,1.8,1.8]
[12,1.8,1.8,1.8,1.8,1.8,1.8,1.8]
[13,1.8,1.8,1.8,1.8,1.8,1.8,1.8]
[14,1.8,1.8,1.8,1.8,1.8,1.8,1.8]
[15,1.8,1.8,1.8,1.8,1.8,1.8,1.8]
[16,1.8,1.8,1.8,1.8,1.8,1.8,1.8]
[17,1.8,1.8,1.8,1.8,1.8,1.8,1.8]
[18,1.8,1.8,1.8,1.8,1.8,1.8,1.8]
[19,1.8,1.8,1.8,1.8,1.8,1.8,1.8]
[20,1.8,1.8,1.8,1.8,1.8,1.8,1.8]
[21,0.2,0.2,0.2,0.2,0.2,0.2,0.2]
[22,0.2,0.2,0.2,0.2,0.2,0.2,0.2]
[23,0.2,0.2,0.2,0.2,0.2,0.2,0.2]
[24,0.2,0.2,0.2,0.2,0.2,0.2,0.2]
["4-SCHEDULE NAME"]
["Hour","Monday","Tuesday","Wednesday","Thursday","Friday","Saturday","Sunday"]
[1,1.4,1.4,1.4,1.4,1.4,1.4,1.4]
[2,1.4,1.4,1.4,1.4,1.4,1.4,1.4]
[3,1.4,1.4,1.4,1.4,1.4,1.4,1.4]
[4,1.4,1.4,1.4,1.4,1.4,1.4,1.4]
[5,0.75,0.75,0.75,0.75,0.75,0.75,0.75]
[6,0.75,0.75,0.75,0.75,0.75,0.75,0.75]
[7,0.75,0.75,0.75,0.75,0.75,0.75,0.75]
[8,0.75,0.75,0.75,0.75,0.75,0.75,0.75]
[9,0.75,0.75,0.75,0.75,0.75,0.75,0.75]
[10,0.75,0.75,0.75,0.75,0.75,0.75,0.75]
[11,0.75,0.75,0.75,0.75,0.75,0.75,0.75]
[12,0.75,0.75,0.75,0.75,0.75,0.75,0.75]
[13,0.75,0.75,0.75,0.75,0.75,0.75,0.75]
[14,0.75,0.75,0.75,0.75,0.75,0.75,0.75]
[15,1.4,1.4,1.4,1.4,1.4,1.4,1.4]
[16,1.4,1.4,1.4,1.4,1.4,1.4,1.4]
[17,1.4,1.4,1.4,1.4,1.4,1.4,1.4]
[18,1.4,1.4,1.4,1.4,1.4,1.4,1.4]
[19,1.4,1.4,1.4,1.4,1.4,1.4,1.4]
[20,1.4,1.4,1.4,1.4,1.4,1.4,1.4]
[21,1.4,1.4,1.4,1.4,1.4,1.4,1.4]
[22,1.4,1.4,1.4,1.4,1.4,1.4,1.4]
[23,1.4,1.4,1.4,1.4,1.4,1.4,1.4]
[24,1.4,1.4,1.4,1.4,1.4,1.4,1.4]
["5-SCHEDULE NAME"]
["Hour","Monday","Tuesday","Wednesday","Thursday","Friday","Saturday","Sunday"]
[1,0.5,0.5,0.5,0.5,0.5,0.5,0.5]
[2,0.5,0.5,0.5,0.5,0.5,0.5,0.5]
[3,0.5,0.5,0.5,0.5,0.5,0.5,0.5]
[4,0.5,0.5,0.5,0.5,0.5,0.5,0.5]
[5,0.5,0.5,0.5,0.5,0.5,0.5,0.5]
[6,2,2,2,2,2,2,2]
[7,2,2,2,2,2,2,2]
[8,2,2,2,2,2,2,2]
[9,2,2,2,2,2,2,2]
[10,2,2,2,2,2,2,2]
[11,2,2,2,2,2,2,2]
[12,2,2,2,2,2,2,2]
[13,2,2,2,2,2,2,2]
[14,2,2,2,2,2,2,2]
[15,2,2,2,2,2,2,2]
[16,0.5,0.5,0.5,0.5,0.5,0.5,0.5]
[17,0.5,0.5,0.5,0.5,0.5,0.5,0.5]
[18,0.5,0.5,0.5,0.5,0.5,0.5,0.5]
[19,0.5,0.5,0.5,0.5,0.5,0.5,0.5]
[20,0.5,0.5,0.5,0.5,0.5,0.5,0.5]
[21,0.5,0.5,0.5,0.5,0.5,0.5,0.5]
[22,0.5,0.5,0.5,0.5,0.5,0.5,0.5]
[23,0.5,0.5,0.5,0.5,0.5,0.5,0.5]
[24,0.5,0.5,0.5,0.5,0.5,0.5,0.5]

{"sheet":"fanschedule","index":26,"n_rows":130,"n_cols":8,"rows_kept":130,"cut":false,"hidden":false,"merged":[]}
["1-SCHEDULE NAME"]
["Hour","Monday","Tuesday","Wednesday","Thursday","Friday","Saturday","Sunday"]
[1,0,0,0,0,0,0,0]
[2,0,0,0,0,0,0,0]
[3,0,0,0,0,0,0,0]
[4,0,0,0,0,0,0,0]
[5,0,0,0,0,0,0,0]
[6,0,0,0,0,0,0,0]
[7,1,1,1,1,1,1,1]
[8,1,1,1,1,1,1,1]
[9,0,0,0,0,0,0,0]
[10,0,0,0,0,0,0,0]
[11,0,0,0,0,0,0,0]
[12,0,0,0,0,0,0,0]
[13,0,0,0,0,0,0,0]
[14,0,0,0,0,0,0,0]
[15,0,0,0,0,0,0,0]
[16,0,0,0,0,0,0,0]
[17,0,0,0,0,0,0,0]
[18,1,1,1,1,1,1,1]
[19,1,1,1,1,1,1,1]
[20,0,0,0,0,0,0,0]
[21,0,0,0,0,0,0,0]
[22,0,0,0,0,0,0,0]
[23,0,0,0,0,0,0,0]
[24,0,0,0,0,0,0,0]
["2-SCHEDULE NAME"]
["Hour","Monday","Tuesday","Wednesday","Thursday","Friday","Saturday","Sunday"]
[1,1,1,1,1,1,1,1]
[2,0,0,0,0,0,0,0]
[3,0,0,0,0,0,0,0]
[4,1,1,1,1,1,1,1]
[5,0,0,0,0,0,0,0]
[6,0,0,0,0,0,0,0]
[7,1,1,1,1,1,1,1]
[8,0,0,0,0,0,0,0]
[9,0,0,0,0,0,0,0]
[10,1,1,1,1,1,1,1]
[11,0,0,0,0,0,0,0]
[12,0,0,0,0,0,0,0]
[13,1,1,1,1,1,1,1]
[14,0,0,0,0,0,0,0]
[15,0,0,0,0,0,0,0]
[16,1,1,1,1,1,1,1]
[17,0,0,0,0,0,0,0]
[18,0,0,0,0,0,0,0]
[19,1,1,1,1,1,1,1]
[20,0,0,0,0,0,0,0]
[21,0,0,0,0,0,0,0]
[22,1,1,1,1,1,1,1]
[23,0,0,0,0,0,0,0]
[24,0,0,0,0,0,0,0]
["3-SCHEDULE NAME"]
["Hour","Monday","Tuesday","Wednesday","Thursday","Friday","Saturday","Sunday"]
[1,0,0,0,0,0,0,0]
[2,0,0,0,0,0,0,0]
[3,0,0,0,0,0,0,0]
[4,0,0,0,0,0,0,0]
[5,0,0,0,0,0,0,0]
[6,0,0,0,0,0,0,0]
[7,1,1,1,1,1,1,1]
[8,1,1,1,1,1,1,1]
[9,1,1,1,1,1,1,1]
[10,1,1,1,1,1,1,1]
[11,1,1,1,1,1,1,1]
[12,1,1,1,1,1,1,1]
[13,1,1,1,1,1,1,1]
[14,1,1,1,1,1,1,1]
[15,1,1,1,1,1,1,1]
[16,1,1,1,1,1,1,1]
[17,1,1,1,1,1,1,1]
[18,0,0,0,0,0,0,0]
[19,0,0,0,0,0,0,0]
[20,0,0,0,0,0,0,0]
[21,0,0,0,0,0,0,0]
[22,0,0,0,0,0,0,0]
[23,0,0,0,0,0,0,0]
[24,0,0,0,0,0,0,0]
["4-SCHEDULE NAME"]
["Hour","Monday","Tuesday","Wednesday","Thursday","Friday","Saturday","Sunday"]
[1,0,0,0,0,0,0,0]
[2,0,0,0,0,0,0,0]
[3,0,0,0,0,0,0,0]
[4,0,0,0,0,0,0,0]
[5,0,0,0,0,0,0,0]
[6,0,0,0,0,0,0,0]
[7,1,1,1,1,1,1,1]
[8,1,1,1,1,1,1,1]
[9,1,1,1,1,1,1,1]
[10,1,1,1,1,1,1,1]
[11,1,1,1,1,1,1,1]
[12,1,1,1,1,1,1,1]
[13,1,1,1,1,1,1,1]
[14,1,1,1,1,1,1,1]
[15,1,1,1,1,1,1,1]
[16,1,1,1,1,1,1,1]
[17,1,1,1,1,1,1,1]
[18,0,0,0,0,0,0,0]
[19,0,0,0,0,0,0,0]
[20,0,0,0,0,0,0,0]
[21,0,0,0,0,0,0,0]
[22,0,0,0,0,0,0,0]
[23,0,0,0,0,0,0,0]
[24,0,0,0,0,0,0,0]
["5-SCHEDULE NAME"]
["Hour","Monday","Tuesday","Wednesday","Thursday","Friday","Saturday","Sunday"]
[1,0,0,0,0,0,0,0]
[2,0,0,0,0,0,0,0]
[3,0,0,0,0,0,0,0]
[4,0,0,0,0,0,0,0]
[5,0,0,0,0,0,0,0]
[6,0,0,0,0,0,0,0]
[7,1,1,1,1,1,1,1]
[8,1,1,1,1,1,1,1]
[9,1,1,1,1,1,1,1]
[10,1,1,1,1,1,1,1]
[11,1,1,1,1,1,1,1]
[12,1,1,1,1,1,1,1]
[13,1,1,1,1,1,1,1]
[14,1,1,1,1,1,1,1]
[15,1,1,1,1,1,1,1]
[16,1,1,1,1,1,1,1]
[17,1,1,1,1,1,1,1]
[18,0,0,0,0,0,0,0]
[19,0,0,0,0,0,0,0]
[20,0,0,0,0,0,0,0]
[21,0,0,0,0,0,0,0]
[22,0,0,0,0,0,0,0]
[23,0,0,0,0,0,0,0]
[24,0,0,0,0,0,0,0]

{"sheet":"draw_schedule","index":27,"n_rows":10082,"n_cols":11,"rows_kept":4500,"cut":true,"hidden":false,"merged":[],"bounds":{"rows_first":2000,"rows_last":500,"rows_between":2000,"halvings":0}}
["minutes per schedule:",1440,1440,1440,1440,1440,10080,10080,10080,10080,10080]
["minutes","Daily_1","Daily_2","Daily_3","Daily_4","Daily_5","Weekly_1","Weekly_2","Weekly_3","Weekly_4","Weekly_5"]
[1,0,0,0,0,0,0,0,0,0,0]
[2,0,0,0,0,0,0,0,0,0,0]
[3,0,0,0,0,0,0,0,0,0,0]
[4,0,0,0,0,0,0,0,0,0,0]
[5,0,0,0,0,0,0,0,0,0,0]
[6,0,0,0,0,0,0,0,0,0,0]
[7,0,0,0,0,0,0,0,0,0,0]
[8,0,0,0,0,0,0,0,0,0,0]
[9,0,0,0,0,0,0,0,0,0,0]
[10,0,0,0,0,0,0,0,0,0,0]
[11,0,0,0,0,0,0,0,0,0,0]
[12,0,0,0,0,0,0,0,0,0,0]
[13,0,0,0,0,0,0,0,0,0,0]
[14,0,0,0,0,0,0,0,0,0,0]
[15,0,0,0,0,0,0,0,0,0,0]
[16,0,0,0,0,0,0,0,0,0,0]
[17,0,0,0,0,0,0,0,0,0,0]
[18,0,0,0,0,0,0,0,0,0,0]
[19,0,0,0,0,0,0,0,0,0,0]
[20,0,0,0,0,0,0,0,0,0,0]
[21,0,0,0,0,0,0,0,0,0,0]
[22,0,0,0,0,0,0,0,0,0,0]
[23,0,0,0,0,0,0,0,0,0,0]
[24,0,0,0,0,0,0,0,0,0,0]
[25,0,0,0,0,0,0,0,0,0,0]
[26,0,0,0,0,0,0,0,0,0,0]
[27,0,0,0,0,0,0,0,0,0,0]
[28,0,0,0,0,0,0,0,0,0,0]
[29,0,0,0,0,0,0,0,0,0,0]
[30,0,0,0,0,0,0,0,0,0,0]
[31,0,0,0,0,0,0,0,0,0,0]
[32,0,0,0,0,0,0,0,0,0,0]
[33,0,0,0,0,0,0,0,0,0,0]
[34,0,0,0,0,0,0,0,0,0,0]
[35,0,0,0,0,0,0,0,0,0,0]
[36,0,0,0,0,0,0,0,0,0,0]
[37,0,0,0,0,0,0,0,0,0,0]
[38,0,0,0,0,0,0,0,0,0,0]
[39,0,0,0,0,0,0,0,0,0,0]
[40,0,0,0,0,0,0,0,0,0,0]
[41,0,0,0,0,0,0,0,0,0,0]
[42,0,0,0,0,0,0,0,0,0,0]
[43,0,0,0,0,0,0,0,0,0,0]
[44,0,0,0,0,0,0,0,0,0,0]
[45,0,0,0,0,0,0,0,0,0,0]
[46,0,0,0,0,0,0,0,0,0,0]
[47,0,0,0,0,0,0,0,0,0,0]
[48,0,0,0,0,0,0,0,0,0,0]
[49,0,0,0,0,0,0,0,0,0,0]
[50,0,0,0,0,0,0,0,0,0,0]
[51,0,0,0,0,0,0,0,0,0,0]
[52,0,0,0,0,0,0,0,0,0,0]
[53,0,0,0,0,0,0,0,0,0,0]
[54,0,0,0,0,0,0,0,0,0,0]
[55,0,0,0,0,0,0,0,0,0,0]
[56,0,0,0,0,0,0,0,0,0,0]
[57,0,0,0,0,0,0,0,0,0,0]
[58,0,0,0,0,0,0,0,0,0,0]
[59,0,0,0,0,0,0,0,0,0,0]
[60,0,0,0,0,0,0,0,0,0,0]
[61,0,0,0,0,0,0,0,0,0,0]
[62,0,0,0,0,0,0,0,0,0,0]
[63,0,0,0,0,0,0,0,0,0,0]
[64,0,0,0,0,0,0,0,0,0,0]
[65,0,0,0,0,0,0,0,0,0,0]
[66,0,0,0,0,0,0,0,0,0,0]
[67,0,0,0,0,0,0,0,0,0,0]
[68,0,0,0,0,0,0,0,0,0,0]
[69,0,0,0,0,0,0,0,0,0,0]
[70,0,0,0,0,0,0,0,0,0,0]
[71,0,0,0,0,0,0,0,0,0,0]
[72,0,0,0,0,0,0,0,0,0,0]
[73,0,0,0,0,0,0,0,0,0,0]
[74,0,0,0,0,0,0,0,0,0,0]
[75,0,0,0,0,0,0,0,0,0,0]
[76,0,0,0,0,0,0,0,0,0,0]
[77,0,0,0,0,0,0,0,0,0,0]
[78,0,0,0,0,0,0,0,0,0,0]
[79,0,0,0,0,0,0,0,0,0,0]
[80,0,0,0,0,0,0,0,0,0,0]
[81,0,0,0,0,0,0,0,0,0,0]
[82,0,0,0,0,0,0,0,0,0,0]
[83,0,0,0,0,0,0,0,0,0,0]
[84,0,0,0,0,0,0,0,0,0,0]
[85,0,0,0,0,0,0,0,0,0,0]
[86,0,0,0,0,0,0,0,0,0,0]
[87,0,0,0,0,0,0,0,0,0,0]
[88,0,0,0,0,0,0,0,0,0,0]
[89,0,0,0,0,0,0,0,0,0,0]
[90,0,0,0,0,0,0,0,0,0,0]
[91,0,0,0,0,0,0,0,0,0,0]
[92,0,0,0,0,0,0,0,0,0,0]
[93,0,0,0,0,0,0,0,0,0,0]
[94,0,0,0,0,0,0,0,0,0,0]
[95,0,0,0,0,0,0,0,0,0,0]
[96,0,0,0,0,0,0,0,0,0,0]
[97,0,0,0,0,0,0,0,0,0,0]
[98,0,0,0,0,0,0,0,0,0,0]
[99,0,0,0,0,0,0,0,0,0,0]
[100,0,0,0,0,0,0,0,0,0,0]
[101,0,0,0,0,0,0,0,0,0,0]
[102,0,0,0,0,0,0,0,0,0,0]
[103,0,0,0,0,0,0,0,0,0,0]
[104,0,0,0,0,0,0,0,0,0,0]
[105,0,0,0,0,0,0,0,0,0,0]
[106,0,0,0,0,0,0,0,0,0,0]
[107,0,0,0,0,0,0,0,0,0,0]
[108,0,0,0,0,0,0,0,0,0,0]
[109,0,0,0,0,0,0,0,0,0,0]
[110,0,0,0,0,0,0,0,0,0,0]
[111,0,0,0,0,0,0,0,0,0,0]
[112,0,0,0,0,0,0,0,0,0,0]
[113,0,0,0,0,0,0,0,0,0,0]
[114,0,0,0,0,0,0,0,0,0,0]
[115,0,0,0,0,0,0,0,0,0,0]
[116,0,0,0,0,0,0,0,0,0,0]
[117,0,0,0,0,0,0,0,0,0,0]
[118,0,0,0,0,0,0,0,0,0,0]
[119,0,0,0,0,0,0,0,0,0,0]
[120,0,0,0,0,0,0,0,0,0,0]
[121,0,0,0,0,0,0,0,0,0,0]
[122,0,0,0,0,0,0,0,0,0,0]
[123,0,0,0,0,0,0,0,0,0,0]
[124,0,0,0,0,0,0,0,0,0,0]
[125,0,0,0,0,0,0,0,0,0,0]
[126,0,0,0,0,0,0,0,0,0,0]
[127,0,0,0,0,0,0,0,0,0,0]
[128,0,0,0,0,0,0,0,0,0,0]
[129,0,0,0,0,0,0,0,0,0,0]
[130,0,0,0,0,0,0,0,0,0,0]
[131,0,0,0,0,0,0,0,0,0,0]
[132,0,0,0,0,0,0,0,0,0,0]
[133,0,0,0,0,0,0,0,0,0,0]
[134,0,0,0,0,0,0,0,0,0,0]
[135,0,0,0,0,0,0,0,0,0,0]
[136,0,0,0,0,0,0,0,0,0,0]
[137,0,0,0,0,0,0,0,0,0,0]
[138,0,0,0,0,0,0,0,0,0,0]
[139,0,0,0,0,0,0,0,0,0,0]
[140,0,0,0,0,0,0,0,0,0,0]
[141,0,0,0,0,0,0,0,0,0,0]
[142,0,0,0,0,0,0,0,0,0,0]
[143,0,0,0,0,0,0,0,0,0,0]
[144,0,0,0,0,0,0,0,0,0,0]
[145,0,0,0,0,0,0,0,0,0,0]
[146,0,0,0,0,0,0,0,0,0,0]
[147,0,0,0,0,0,0,0,0,0,0]
[148,0,0,0,0,0,0,0,0,0,0]
[149,0,0,0,0,0,0,0,0,0,0]
[150,0,0,0,0,0,0,0,0,0,0]
[151,0,0,0,0,0,0,0,0,0,0]
[152,0,0,0,0,0,0,0,0,0,0]
[153,0,0,0,0,0,0,0,0,0,0]
[154,0,0,0,0,0,0,0,0,0,0]
[155,0,0,0,0,0,0,0,0,0,0]
[156,0,0,0,0,0,0,0,0,0,0]
[157,0,0,0,0,0,0,0,0,0,0]
[158,0,0,0,0,0,0,0,0,0,0]
[159,0,0,0,0,0,0,0,0,0,0]
[160,0,0,0,0,0,0,0,0,0,0]
[161,0,0,0,0,0,0,0,0,0,0]
[162,0,0,0,0,0,0,0,0,0,0]
[163,0,0,0,0,0,0,0,0,0,0]
[164,0,0,0,0,0,0,0,0,0,0]
[165,0,0,0,0,0,0,0,0,0,0]
[166,0,0,0,0,0,0,0,0,0,0]
[167,0,0,0,0,0,0,0,0,0,0]
[168,0,0,0,0,0,0,0,0,0,0]
[169,0,0,0,0,0,0,0,0,0,0]
[170,0,0,0,0,0,0,0,0,0,0]
[171,0,0,0,0,0,0,0,0,0,0]
[172,0,0,0,0,0,0,0,0,0,0]
[173,0,0,0,0,0,0,0,0,0,0]
[174,0,0,0,0,0,0,0,0,0,0]
[175,0,0,0,0,0,0,0,0,0,0]
[176,0,0,0,0,0,0,0,0,0,0]
[177,0,0,0,0,0,0,0,0,0,0]
[178,0,0,0,0,0,0,0,0,0,0]
[179,0,0,0,0,0,0,0,0,0,0]
[180,0,0,0,0,0,0,0,0,0,0]
[181,0,0,0,0,0,0,0,0,0,0]
[182,0,0,0,0,0,0,0,0,0,0]
[183,0,0,0,0,0,0,0,0,0,0]
[184,0,0,0,0,0,0,0,0,0,0]
[185,0,0,0,0,0,0,0,0,0,0]
[186,0,0,0,0,0,0,0,0,0,0]
[187,0,0,0,0,0,0,0,0,0,0]
[188,0,0,0,0,0,0,0,0,0,0]
[189,0,0,0,0,0,0,0,0,0,0]
[190,0,0,0,0,0,0,0,0,0,0]
[191,0,0,0,0,0,0,0,0,0,0]
[192,0,0,0,0,0,0,0,0,0,0]
[193,0,0,0,0,0,0,0,0,0,0]
[194,0,0,0,0,0,0,0,0,0,0]
[195,0,0,0,0,0,0,0,0,0,0]
[196,0,0,0,0,0,0,0,0,0,0]
[197,0,0,0,0,0,0,0,0,0,0]
[198,0,0,0,0,0,0,0,0,0,0]
[199,0,0,0,0,0,0,0,0,0,0]
[200,0,0,0,0,0,0,0,0,0,0]
[201,0,0,0,0,0,0,0,0,0,0]
[202,0,0,0,0,0,0,0,0,0,0]
[203,0,0,0,0,0,0,0,0,0,0]
[204,0,0,0,0,0,0,0,0,0,0]
[205,0,0,0,0,0,0,0,0,0,0]
[206,0,0,0,0,0,0,0,0,0,0]
[207,0,0,0,0,0,0,0,0,0,0]
[208,0,0,0,0,0,0,0,0,0,0]
[209,0,0,0,0,0,0,0,0,0,0]
[210,0,0,0,0,0,0,0,0,0,0]
[211,0,0,0,0,0,0,0,0,0,0]
[212,0,0,0,0,0,0,0,0,0,0]
[213,0,0,0,0,0,0,0,0,0,0]
[214,0,0,0,0,0,0,0,0,0,0]
[215,0,0,0,0,0,0,0,0,0,0]
[216,0,0,0,0,0,0,0,0,0,0]
[217,0,0,0,0,0,0,0,0,0,0]
[218,0,0,0,0,0,0,0,0,0,0]
[219,0,0,0,0,0,0,0,0,0,0]
[220,0,0,0,0,0,0,0,0,0,0]
[221,0,0,0,0,0,0,0,0,0,0]
[222,0,0,0,0,0,0,0,0,0,0]
[223,0,0,0,0,0,0,0,0,0,0]
[224,0,0,0,0,0,0,0,0,0,0]
[225,0,0,0,0,0,0,0,0,0,0]
[226,0,0,0,0,0,0,0,0,0,0]
[227,0,0,0,0,0,0,0,0,0,0]
[228,0,0,0,0,0,0,0,0,0,0]
[229,0,0,0,0,0,0,0,0,0,0]
[230,0,0,0,0,0,0,0,0,0,0]
[231,0,0,0,0,0,0,0,0,0,0]
[232,0,0,0,0,0,0,0,0,0,0]
[233,0,0,0,0,0,0,0,0,0,0]
[234,0,0,0,0,0,0,0,0,0,0]
[235,0,0,0,0,0,0,0,0,0,0]
[236,0,0,0,0,0,0,0,0,0,0]
[237,0,0,0,0,0,0,0,0,0,0]
[238,0,0,0,0,0,0,0,0,0,0]
[239,0,0,0,0,0,0,0,0,0,0]
[240,0,0,0,0,0,0,0,0,0,0]
[241,0,0,0,0,0,0,0,0,0,0]
[242,0,0,0,0,0,0,0,0,0,0]
[243,0,0,0,0,0,0,0,0,0,0]
[244,0,0,0,0,0,0,0,0,0,0]
[245,0,0,0,0,0,0,0,0,0,0]
[246,0,0,0,0,0,0,0,0,0,0]
[247,0,0,0,0,0,0,0,0,0,0]
[248,0,0,0,0,0,0,0,0,0,0]
[249,0,0,0,0,0,0,0,0,0,0]
[250,0,0,0,0,0,0,0,0,0,0]
[251,0,0,0,0,0,0,0,0,0,0]
[252,0,0,0,0,0,0,0,0,0,0]
[253,0,0,0,0,0,0,0,0,0,0]
[254,0,0,0,0,0,0,0,0,0,0]
[255,0,0,0,0,0,0,0,0,0,0]
[256,0,0,0,0,0,0,0,0,0,0]
[257,0,0,0,0,0,0,0,0,0,0]
[258,0,0,0,0,0,0,0,0,0,0]
[259,0,0,0,0,0,0,0,0,0,0]
[260,0,0,0,0,0,0,0,0,0,0]
[261,0,0,0,0,0,0,0,0,0,0]
[262,0,0,0,0,0,0,0,0,0,0]
[263,0,0,0,0,0,0,0,0,0,0]
[264,0,0,0,0,0,0,0,0,0,0]
[265,0,0,0,0,0,0,0,0,0,0]
[266,0,0,0,0,0,0,0,0,0,0]
[267,0,0,0,0,0,0,0,0,0,0]
[268,0,0,0,0,0,0,0,0,0,0]
[269,0,0,0,0,0,0,0,0,0,0]
[270,0,0,0,0,0,0,0,0,0,0]
[271,0,0,0,0,0,0,0,0,4,0]
[272,0,0,0,0,0,0,0,0,0,0]
[273,0,0,0,0,0,0,0,0,0,0]
[274,0,0,0,0,0,0,0,0,0,0]
[275,0,0,0,0,0,0,0,0,0,0]
[276,0,0,0,0,0,0,0,0,0,0]
[277,0,0,0,0,0,0,0,0,0,0]
[278,0,0,0,0,0,0,0,0,0,0]
[279,0,0,0,0,0,0,0,0,0,0]
[280,0,0,0,0,0,0,0,0,0,0]
[281,0,0,0,0,0,0,0,0,0,0]
[282,0,0,0,0,0,0,0,0,0,0]
[283,0,0,0,0,0,0,0,0,0,0]
[284,0,0,0,0,0,0,0,0,0,0]
[285,0,0,0,0,0,0,0,0,0,0]
[286,0,0,0,0,0,0,0,0,0,0]
[287,0,0,0,0,0,0,0,0,0,0]
[288,0,0,0,0,0,0,0,0,0,0]
[289,0,0,0,0,0,0,0,0,0,0]
[290,0,0,0,0,0,0,0,0,0,0]
[291,0,0,0,0,0,0,0,0,0,0]
[292,0,0,0,0,0,0,0,0,1,0]
[293,0,0,0,0,0,0,0,0,0,0]
[294,0,0,0,0,0,0,0,0,0,0]
[295,0,0,0,0,0,0,0,0,0,0]
[296,0,0,0,0,0,0,0,0,0,0]
[297,0,0,0,0,0,0,0,0,0,0]
[298,0,0,0,0,0,0,0,0,0,0]
[299,0,0,0,0,0,0,0,0,1,0]
[300,0,0,0,0,0,0,0,0,0,0]
[301,0,0,0,0,0,0,0,0,0,0]
[302,0,0,0,0,0,0,0,0,0,0]
[303,0,0,0,0,0,0,0,0,0,0]
[304,0,0,0,0,0,0,0,0,0,0]
[305,0,0,0,0,0,0,0,0,0,0]
[306,0,0,0,0,0,0,0,0,0,0]
[307,0,0,0,0,0,0,0,0,0,0]
[308,0,0,0,0,0,0,0,0,1,0]
[309,0,0,0,0,0,0,0,0,0,0]
[310,0,0,0,0,0,0,0,0,0,0]
[311,0,0,0,0,0,0,0,0,0,0]
[312,0,0,0,0,0,0,0,0,0,0]
[313,0,0,0,0,0,0,0,0,0,0]
[314,0,0,0,0,0,0,0,0,0,0]
[315,0,0,0,0,0,0,0,0,0,0]
[316,0,0,0,0,0,0,0,0,0,0]
[317,0,0,0,0,0,0,0,0,1,0]
[318,0,0,0,0,0,0,0,0,0,0]
[319,0,0,0,0,0,0,0,0,1,0]
[320,0,0,0,0,0,0,0,0,0,0]
[321,0,0,0,0,0,0,0,0,0,0]
[322,0,0,0,0,0,0,0,0,0,0]
[323,0,0,0,0,0,0,0,0,0,0]
[324,0,0,0,0,0,0,0,0,0,0]
[325,0,0,0,0,0,0,0,0,1,0]
[326,0,0,0,0,0,0,1,0,0,0]
[327,0,0,0,0,0,0,0,0,0,0]
[328,0,0,0,0,0,0,0,0,0,0]
[329,0,0,0,0,0,0,0,0,1,0]
[330,0,0,0,0,0,0,0,0,0,0]
[331,0,0,0,0,0,0,0,0,0,0]
[332,0,0,0,0,0,0,0,0,0,0]
[333,0,0,0,0,0,0,0,0,0,0]
[334,0,0,0,0,0,0,0,0,0,0]
[335,0,0,0,0,0,0,0,0,0,0]
[336,0,0,0,0,0,0,0,0,0,0]
[337,0,0,0,0,0,0,0,0,0,1]
[338,0,0,0,0,0,0,0,0,0,0]
[339,0,0,0,0,0,0,0,0,0,0]
[340,0,0,0,0,0,0,0,0,0,0]
[341,0,0,0,0,0,0,0,0,0,0]
[342,0,0,0,0,0,0,0,0,0,0]
[343,0,0,0,0,0,0,0,0,0,0]
[344,0,0,0,0,0,0,0,0,0,0]
[345,0,0,0,0,0,0,0,0,0,0]
[346,0,0,0,0,0,0,1,0,0,0]
[347,0,0,0,0,0,0,0,0,4,0]
[348,0,0,0,0,0,0,0,0,3,0]
[349,0,0,0,0,0,0,0,0,3,0]
[350,0,0,0,0,0,0,0,0,3,0]
[351,0,0,0,0,0,0,0,0,3,3]
[352,0,0,0,0,0,0,0,0,3,4]
[353,0,0,0,0,0,0,0,0,3,0]
[354,0,0,0,0,0,0,4,0,3,0]
[355,0,0,0,0,0,0,0,0,3,0]
[356,0,0,0,0,0,0,0,0,0,0]
[357,0,0,0,0,0,0,0,0,0,0]
[358,0,0,0,0,0,0,0,0,0,0]
[359,0,0,0,0,0,0,0,0,0,0]
[360,0,0,0,0,0,0,0,0,0,0]
[361,0,0,0,0,0,0,0,0,0,0]
[362,0,0,0,0,0,0,0,0,0,0]
[363,0,0,0,0,0,0,0,0,0,0]
[364,0,0,0,0,0,0,0,0,0,0]
[365,0,0,0,0,0,0,3,0,0,0]
[366,0,0,0,0,0,0,3,0,0,0]
[367,0,0,0,0,0,0,3,0,0,0]
[368,0,0,0,0,0,0,2,0,0,0]
[369,0,0,0,0,0,0,0,0,0,0]
[370,0,0,0,0,0,0,0,0,0,0]
[371,0,0,0,0,0,0,0,0,0,0]
[372,0,0,0,0,0,0,0,0,0,0]
[373,0,0,0,0,0,0,0,0,0,0]
[374,0,0,0,0,0,0,0,0,0,0]
[375,0,0,0,0,0,0,0,0,0,0]
[376,0,0,0,0,0,0,0,0,0,0]
[377,0,0,0,0,0,0,0,0,0,0]
[378,0,0,0,0,0,0,0,0,0,0]
[379,0,0,0,0,0,0,0,0,0,0]
[380,0,0,0,0,0,0,0,0,0,0]
[381,0,0,0,0,0,0,0,0,0,0]
[382,0,0,0,0,0,0,0,0,0,0]
[383,0,0,0,0,0,0,0,0,0,0]
[384,0,3,0,0,0,0,0,0,0,0]
[385,0,3,0,0,0,0,0,0,0,0]
[386,0,0,0,0,0,0,0,0,0,1]
[387,0,0,0,0,0,0,0,0,0,0]
[388,0,0,0,0,0,0,0,0,0,0]
[389,0,0,0,0,0,0,0,0,0,0]
[390,0,0,0,0,0,0,0,0,0,1]
[391,0,0,0,0,0,0,0,0,0,0]
[392,0,0,0,0,0,0,0,0,0,1]
[393,0,0,0,0,0,0,0,0,0,0]
[394,2,0,0,0,0,0,0,0,0,0]
[395,0,0,0,0,0,0,0,1,0,0]
[396,0,0,0,0,0,0,0,0,0,0]
[397,0,0,0,0,0,0,0,0,0,0]
[398,0,0,0,0,0,0,0,0,0,0]
[399,0,0,0,0,0,0,0,0,0,0]
[400,0,0,0,0,0,0,0,0,0,0]
[401,0,0,0,0,0,0,0,0,0,0]
[402,0,0,0,0,0,0,0,0,0,0]
[403,0,0,0,0,0,0,0,0,0,0]
[404,0,2,0,0,0,0,1,0,0,0]
[405,0,0,0,0,0,0,0,0,0,0]
[406,0,0,0,0,0,0,0,0,0,0]
[407,0,0,0,0,0,0,0,0,0,0]
[408,2,0,0,0,0,0,0,0,0,0]
[409,0,0,0,0,0,0,0,0,0,0]
[410,0,0,0,0,3,0,0,0,0,0]
[411,0,0,0,0,2,0,0,0,0,0]
[412,0,0,0,0,0,0,0,0,0,0]
[413,0,0,0,0,0,0,0,0,0,0]
[414,0,0,0,0,0,0,0,0,0,0]
[415,0,0,0,2,2,0,0,0,0,0]
[416,0,0,0,0,0,0,0,0,0,1]
[417,0,0,0,0,0,0,0,0,0,0]
[418,0,0,2,0,0,0,0,0,0,0]
[419,0,0,0,0,0,0,0,0,0,0]
[420,0,0,0,0,0,0,0,0,0,0]
[421,0,0,0,3,0,0,0,0,0,0]
[422,0,0,0,3,3,0,0,3,0,0]
[423,0,0,0,0,3,0,0,3,0,3]
[424,0,0,0,0,4,0,0,3,0,3]
[425,0,0,0,0,0,0,0,3,0,3]
[426,0,0,0,0,0,0,0,4,0,3]
[427,0,0,2,0,0,0,0,0,0,2]
[428,0,0,3,0,0,0,0,0,0,0]
[429,0,0,4,0,0,0,0,0,0,0]
[430,3,0,0,0,0,0,0,0,0,0]
[431,3,0,0,0,0,0,0,0,0,0]
[432,4,0,0,0,0,0,0,0,0,3]
[433,0,0,0,0,0,0,0,0,0,3]
[434,0,0,0,0,0,0,0,0,0,3]
[435,0,0,0,0,0,0,0,0,0,3]
[436,0,0,0,0,0,0,0,0,0,2]
[437,0,0,0,0,0,0,0,0,0,0]
[438,0,0,0,2,0,0,0,0,0,0]
[439,0,0,0,0,0,0,0,0,0,0]
[440,0,0,0,0,0,0,0,0,0,0]
[441,0,0,0,0,0,0,0,0,0,0]
[442,0,0,0,0,0,0,0,0,0,0]
[443,0,0,0,0,0,0,0,0,0,0]
[444,0,0,0,3,0,0,0,0,0,0]
[445,0,0,0,3,0,0,0,0,0,0]
[446,0,0,0,4,0,0,0,0,0,0]
[447,0,0,0,0,0,0,0,0,0,0]
[448,0,0,0,0,0,0,0,0,0,0]
[449,0,0,0,0,0,0,0,0,0,0]
[450,0,0,0,0,0,0,0,0,0,0]
[451,0,0,0,0,0,0,0,0,0,0]
[452,0,0,0,0,0,0,0,0,0,0]
[453,0,0,0,0,0,0,0,0,0,0]
[454,0,0,0,0,0,0,0,0,0,0]
[455,0,0,0,0,0,0,0,0,0,0]
[456,0,0,0,0,0,0,0,0,0,0]
[457,0,0,0,0,0,0,0,0,0,0]
[458,0,0,0,0,0,0,0,1,0,0]
[459,0,0,0,0,0,0,0,0,0,0]
[460,0,0,0,0,0,0,0,0,0,0]
[461,0,0,0,0,0,0,0,0,0,0]
[462,0,0,0,0,0,0,0,0,0,0]
[463,0,0,0,0,0,0,0,3,0,0]
[464,0,0,0,0,0,0,0,2,0,0]
[465,0,0,0,0,0,0,0,0,0,0]
[466,0,0,0,0,0,0,0,0,0,0]
[467,0,0,0,0,0,0,0,0,0,0]
[468,0,0,0,0,0,0,0,0,0,0]
[469,0,0,0,0,0,0,0,0,0,0]
[470,0,0,0,0,0,0,0,0,0,0]
[471,0,0,0,0,0,0,0,0,0,0]
[472,0,0,0,0,0,0,0,1,0,0]
[473,0,0,0,0,0,0,0,0,0,0]
[474,0,0,0,0,0,0,0,0,0,0]
[475,0,0,0,0,0,0,0,0,0,0]
[476,0,0,0,0,0,0,0,0,0,0]
[477,0,0,0,0,0,0,0,0,0,0]
[478,0,0,0,0,0,0,0,0,0,0]
[479,0,0,0,0,0,0,0,0,0,0]
[480,0,0,0,0,0,0,0,0,0,0]
[481,0,0,0,0,0,0,0,0,0,0]
[482,0,0,0,0,0,0,0,0,0,0]
[483,0,0,0,0,0,0,0,0,0,0]
[484,0,0,0,0,0,0,0,0,0,0]
[485,0,0,0,0,0,0,0,1,0,0]
[486,0,0,0,0,0,0,0,0,0,0]
[487,0,0,0,0,0,0,0,0,0,0]
[488,0,0,0,0,0,0,0,0,0,0]
[489,0,0,0,0,0,0,0,1,0,0]
[490,0,0,0,0,0,0,0,0,0,0]
[491,0,0,0,0,0,0,0,1,0,0]
[492,0,0,0,0,0,0,0,0,0,0]
[493,0,0,0,0,0,0,0,0,0,0]
[494,0,0,0,0,0,0,0,0,0,0]
[495,0,0,0,0,0,0,0,0,0,0]
[496,0,0,0,0,0,0,0,0,0,0]
[497,0,0,0,0,0,0,0,0,0,0]
[498,0,0,0,0,0,0,0,0,0,0]
[499,0,0,0,0,0,0,0,0,0,0]
[500,0,0,0,0,0,0,0,3,0,0]
[501,0,0,0,0,0,0,0,2,0,0]
[502,0,0,0,0,0,0,0,0,0,0]
[503,0,0,0,0,0,0,0,0,0,0]
[504,0,0,0,0,0,0,0,0,0,0]
[505,0,0,0,0,0,0,0,0,0,0]
[506,0,0,0,0,0,0,0,0,0,0]
[507,0,0,0,0,0,0,0,0,0,0]
[508,0,0,0,0,0,0,0,0,0,0]
[509,0,0,0,0,0,0,0,0,0,0]
[510,0,0,0,0,0,0,0,0,0,0]
[511,0,0,0,0,0,0,0,0,0,0]
[512,0,0,0,0,0,0,0,0,0,0]
[513,0,0,0,0,0,0,0,0,0,0]
[514,0,0,0,0,0,0,0,1,0,0]
[515,0,0,0,0,0,0,0,0,0,0]
[516,0,0,0,0,0,0,0,0,0,0]
[517,0,0,0,0,0,0,0,0,0,0]
[518,0,0,0,0,0,0,0,0,0,0]
[519,0,0,0,0,0,0,0,0,0,0]
[520,0,0,0,0,0,0,0,0,0,0]
[521,0,0,0,0,0,0,0,0,0,0]
[522,0,0,0,0,0,0,0,0,0,0]
[523,0,0,0,0,0,0,0,0,0,0]
[524,0,0,0,0,0,0,0,1,0,0]
[525,0,0,0,0,0,0,0,0,0,0]
[526,0,0,0,0,0,0,0,0,0,0]
[527,0,0,0,0,0,0,0,0,0,0]
[528,0,0,0,0,0,0,0,1,0,0]
[529,0,0,0,0,0,0,0,0,0,0]
[530,0,0,0,0,0,0,0,0,0,0]
[531,0,0,0,0,0,0,0,0,0,0]
[532,0,0,0,0,0,0,0,0,0,0]
[533,0,0,0,0,0,0,0,0,0,0]
[534,0,0,0,0,0,0,0,0,0,0]
[535,0,0,0,0,0,0,0,0,0,0]
[536,0,0,0,0,0,0,0,0,0,0]
[537,0,0,0,0,0,0,0,0,0,0]
[538,0,0,0,0,0,0,0,0,0,0]
[539,0,0,0,0,0,0,0,0,0,0]
[540,0,0,0,0,0,0,0,0,0,0]
[541,0,0,0,0,0,0,0,0,0,0]
[542,0,0,0,0,0,0,0,0,0,0]
[543,0,0,0,0,0,0,0,0,0,0]
[544,0,0,0,0,0,0,0,0,0,0]
[545,0,0,0,0,0,0,0,0,0,0]
[546,0,0,0,0,0,0,0,0,0,0]
[547,0,0,0,0,0,0,0,0,0,0]
[548,0,0,0,0,0,0,0,0,0,0]
[549,0,0,0,0,0,0,0,0,0,0]
[550,0,0,0,0,0,0,0,0,0,0]
[551,0,0,0,0,0,0,0,0,0,0]
[552,0,0,0,0,0,0,0,0,0,0]
[553,0,0,0,0,0,0,0,0,0,0]
[554,0,0,0,0,0,0,0,0,0,0]
[555,0,2,0,0,0,0,0,0,0,0]
[556,0,0,0,0,0,0,0,0,0,0]
[557,0,0,0,0,2,0,0,0,0,0]
[558,0,0,0,0,0,0,0,0,0,0]
[559,0,0,0,0,0,0,0,0,0,0]
[560,0,0,0,0,0,0,0,0,0,0]
[561,0,0,0,0,0,0,0,0,0,0]
[562,0,0,0,0,0,0,0,0,0,0]
[563,0,0,0,0,0,0,0,0,0,0]
[564,0,0,0,0,0,0,0,0,0,0]
[565,0,0,0,0,0,0,0,0,0,0]
[566,0,0,0,0,0,0,0,0,0,0]
[567,0,0,0,0,0,0,0,0,0,0]
[568,0,0,0,0,0,0,0,0,0,0]
[569,0,2,0,0,0,0,0,0,0,0]
[570,0,0,0,0,0,0,0,0,0,0]
[571,0,3,0,0,0,0,0,0,0,0]
[572,0,3,0,0,0,0,0,0,0,0]
[573,0,0,0,0,0,0,0,0,0,0]
[574,0,0,0,0,0,0,0,0,0,0]
[575,0,0,0,0,0,0,0,0,0,0]
[576,0,0,0,0,0,0,0,0,0,0]
[577,0,0,0,0,0,0,0,0,0,0]
[578,0,0,0,0,0,0,0,0,0,0]
[579,0,0,0,0,0,0,0,0,0,0]
[580,0,0,0,0,0,0,0,0,0,0]
[581,0,0,0,0,0,0,0,0,0,0]
[582,0,0,0,0,0,0,0,0,0,0]
[583,0,0,0,0,2,0,0,0,0,0]
[584,0,0,0,0,0,0,0,0,0,0]
[585,0,0,0,0,0,0,0,0,0,0]
[586,0,0,0,0,0,0,0,0,0,0]
[587,0,0,0,0,0,0,0,0,0,0]
[588,0,0,0,0,0,0,0,0,0,0]
[589,0,0,0,0,0,0,0,0,0,0]
[590,0,0,0,0,0,0,0,0,0,0]
[591,0,0,0,0,0,0,0,0,0,0]
[592,0,0,0,0,3,0,0,0,0,0]
[593,0,0,0,0,3,0,0,0,0,0]
[594,0,0,0,0,0,0,0,0,0,0]
[595,0,0,0,0,0,0,0,0,0,0]
[596,0,0,0,0,0,0,0,0,0,0]
[597,0,0,0,0,0,0,0,0,0,0]
[598,0,0,0,0,0,0,0,0,0,0]
[599,0,0,0,0,0,0,0,0,0,0]
[600,0,0,0,0,0,0,0,0,0,0]
[601,0,0,0,0,3,0,0,0,0,0]
[602,0,0,0,0,3,0,0,0,0,0]
[603,0,0,3,0,4,0,0,0,0,0]
[604,0,0,2,0,0,0,0,0,0,0]
[605,0,0,0,0,0,0,0,0,0,0]
[606,0,0,0,0,0,0,0,0,0,0]
[607,0,0,0,0,0,0,0,0,0,0]
[608,0,0,0,0,0,0,0,0,0,0]
[609,0,0,0,0,0,0,0,0,0,0]
[610,0,0,0,0,0,0,0,0,0,0]
[611,0,0,0,0,0,0,0,0,0,0]
[612,0,0,0,0,0,0,0,0,0,0]
[613,0,0,0,0,0,0,0,0,0,0]
[614,0,0,2,0,0,0,0,0,0,0]
[615,0,0,0,2,0,0,0,0,0,0]
[616,0,0,0,0,0,0,0,0,0,0]
[617,0,0,0,0,0,0,0,0,0,0]
[618,0,0,0,0,0,0,0,0,0,0]
[619,0,0,0,0,0,0,0,0,0,0]
[620,0,0,0,0,0,0,0,0,0,0]
[621,0,0,0,0,0,0,0,0,0,0]
[622,0,0,0,0,0,0,0,0,0,0]
[623,0,0,0,0,0,0,0,0,0,0]
[624,0,0,0,0,0,0,0,0,0,0]
[625,0,0,0,0,0,0,0,0,0,0]
[626,0,0,0,0,0,0,0,0,0,0]
[627,0,0,0,0,0,0,0,0,0,0]
[628,0,0,0,0,0,0,0,0,0,0]
[629,0,0,0,0,0,0,0,0,0,0]
[630,0,0,2,3,0,0,0,0,0,0]
[631,0,0,0,3,0,0,0,0,0,0]
[632,0,0,0,2,0,0,0,0,0,0]
[633,0,0,0,0,0,0,0,0,0,0]
[634,0,0,0,0,0,0,0,0,0,0]
[635,0,0,0,0,0,0,0,0,0,0]
[636,0,0,0,0,0,0,0,0,0,0]
[637,0,0,0,0,0,0,0,0,0,0]
[638,0,0,0,0,0,0,0,0,0,0]
[639,0,0,0,0,0,0,0,0,0,0]
[640,0,0,0,0,0,0,0,0,0,0]
[641,0,0,0,0,0,0,0,0,0,0]
[642,0,0,0,0,0,1,0,0,0,0]
[643,0,0,0,0,0,0,0,0,0,0]
[644,0,0,0,0,0,0,0,0,0,0]
[645,0,0,0,0,0,0,0,0,0,0]
[646,0,0,0,0,0,0,0,0,0,0]
[647,0,0,0,0,0,0,0,0,0,0]
[648,0,0,0,0,0,0,0,0,0,0]
[649,0,0,0,0,0,0,0,0,0,0]
[650,0,0,0,0,0,0,0,0,0,0]
[651,0,0,0,2,0,0,0,0,0,0]
[652,0,0,0,0,0,0,0,0,0,0]
[653,0,0,0,0,0,0,0,0,0,0]
[654,0,0,0,0,0,0,0,0,0,0]
[655,0,0,0,0,0,0,0,0,0,0]
[656,0,0,0,0,0,0,0,0,0,0]
[657,0,0,0,0,0,0,0,0,0,0]
[658,0,0,0,0,0,0,0,0,0,0]
[659,0,0,0,0,0,0,0,0,0,0]
[660,0,0,0,0,0,0,0,0,0,0]
[661,0,0,0,0,0,0,0,0,0,0]
[662,0,0,0,0,0,0,0,0,0,0]
[663,0,0,0,0,0,0,0,0,0,0]
[664,0,0,0,0,0,0,0,0,0,0]
[665,0,0,0,0,0,0,0,0,0,0]
[666,0,0,0,0,0,0,0,0,0,0]
[667,0,0,0,0,0,0,0,0,0,0]
[668,0,0,0,0,0,0,0,0,0,0]
[669,0,0,0,0,0,0,0,0,0,0]
[670,0,0,0,0,0,0,0,0,0,0]
[671,0,0,0,0,0,0,0,0,0,0]
[672,0,0,0,0,0,0,0,0,0,0]
[673,0,0,0,0,0,0,0,0,0,0]
[674,0,0,0,0,0,0,0,0,0,0]
[675,0,0,0,0,0,4,0,0,0,0]
[676,0,0,0,0,0,0,0,0,0,0]
[677,0,0,0,0,0,0,0,0,0,0]
[678,0,0,0,0,0,0,0,0,0,0]
[679,0,0,0,0,0,0,0,0,0,0]
[680,0,0,0,0,0,0,0,0,0,0]
[681,0,0,0,0,0,0,0,0,0,0]
[682,0,0,0,0,0,0,0,0,0,0]
[683,0,0,0,0,0,0,0,0,0,0]
[684,0,0,0,0,0,0,0,0,0,0]
[685,0,0,0,0,0,0,0,0,0,0]
[686,0,0,0,0,0,4,0,0,0,0]
[687,0,0,0,0,0,0,0,0,0,0]
[688,0,0,0,0,0,0,0,0,0,0]
[689,0,0,0,0,0,0,0,0,0,0]
[690,0,0,0,0,0,1,0,0,0,0]
[691,0,0,0,0,0,0,0,0,0,0]
[692,0,0,0,0,0,0,0,0,0,0]
[693,0,0,0,0,0,0,0,0,0,0]
[694,0,0,0,0,0,0,0,0,0,0]
[695,0,0,0,0,0,0,0,0,0,0]
[696,0,0,0,0,0,0,0,0,0,0]
[697,0,0,0,0,0,0,0,0,0,0]
[698,0,0,0,0,0,1,0,0,0,0]
[699,0,0,0,0,0,0,0,0,0,0]
[700,0,0,0,0,0,0,0,0,0,0]
[701,0,0,0,0,0,0,0,0,0,0]
[702,0,0,0,0,0,0,0,0,0,0]
[703,0,0,0,0,0,0,0,0,0,0]
[704,0,0,0,0,0,0,0,0,0,0]
[705,0,0,0,0,0,0,0,0,0,0]
[706,0,0,0,0,0,0,0,0,0,0]
[707,0,0,0,0,0,0,0,0,0,0]
[708,0,0,0,0,0,0,0,0,0,0]
[709,0,0,0,0,0,0,0,0,0,0]
[710,0,0,0,0,0,0,0,0,0,0]
[711,0,0,0,0,0,0,0,0,0,0]
[712,0,0,0,0,0,0,0,0,0,0]
[713,0,0,0,0,0,0,0,0,0,0]
[714,0,0,0,0,0,0,0,0,0,0]
[715,0,0,0,0,0,0,0,0,0,0]
[716,0,0,0,0,0,0,0,0,0,0]
[717,0,0,0,0,0,0,0,0,0,0]
[718,0,0,0,0,0,0,0,0,0,0]
[719,0,0,0,0,0,0,0,0,0,0]
[720,0,0,0,0,0,0,0,0,0,0]
[721,0,0,0,0,0,0,0,0,0,0]
[722,0,0,0,0,0,0,0,0,0,0]
[723,0,0,0,0,0,0,0,0,0,0]
[724,0,0,0,0,0,0,0,0,0,0]
[725,0,0,0,0,0,0,0,0,0,0]
[726,0,0,0,0,0,0,0,0,0,0]
[727,0,0,0,0,0,0,0,0,0,0]
[728,0,0,0,0,0,0,0,0,0,0]
[729,0,0,0,0,0,0,0,0,0,0]
[730,0,0,0,0,0,1,0,0,0,0]
[731,0,0,0,0,0,0,0,0,0,0]
[732,0,0,0,0,0,0,0,0,0,0]
[733,0,0,0,0,0,0,0,0,0,0]
[734,0,0,0,0,0,0,0,0,0,0]
[735,0,0,0,0,0,0,0,0,0,0]
[736,0,0,0,0,0,0,0,0,0,0]
[737,0,0,0,0,0,0,0,0,0,0]
[738,0,0,0,0,0,0,0,0,0,0]
[739,0,0,0,0,0,0,0,0,0,0]
[740,0,0,0,0,0,0,0,0,0,0]
[741,0,0,0,0,0,0,0,0,0,0]
[742,0,0,0,0,0,0,0,0,0,0]
[743,0,0,0,0,0,0,0,0,0,0]
[744,0,0,0,0,0,0,0,0,0,0]
[745,0,0,0,0,0,0,0,0,0,0]
[746,0,0,0,0,0,0,0,0,0,0]
[747,0,0,0,0,0,0,0,0,0,0]
[748,0,0,0,0,0,0,0,0,0,0]
[749,0,0,0,0,0,0,0,0,0,0]
[750,0,0,0,0,0,0,0,0,0,0]
[751,0,0,0,0,0,0,0,0,0,0]
[752,0,0,0,0,0,0,0,0,0,0]
[753,0,0,0,0,0,0,0,0,0,0]
[754,0,0,0,0,0,0,0,0,0,0]
[755,0,0,0,0,0,0,0,0,0,0]
[756,0,0,0,0,0,0,0,0,0,0]
[757,0,0,0,0,0,0,0,0,0,0]
[758,0,0,0,0,0,1,0,0,0,0]
[759,0,0,0,0,0,0,0,0,0,0]
[760,0,0,0,0,0,0,0,0,0,0]
[761,0,0,0,0,0,0,0,0,0,0]
[762,0,0,0,0,0,0,0,0,0,0]
[763,0,0,0,0,0,0,0,0,0,0]
[764,0,0,0,0,0,0,0,0,0,0]
[765,0,0,0,0,0,0,0,0,0,0]
[766,0,0,0,0,0,0,0,0,0,0]
[767,0,0,0,0,0,0,0,0,0,0]
[768,0,0,0,0,0,0,0,0,0,0]
[769,0,0,0,0,0,0,0,0,0,0]
[770,0,0,0,0,0,0,0,0,0,0]
[771,0,0,0,0,0,0,0,0,0,0]
[772,0,0,0,0,0,0,0,0,0,0]
[773,0,0,0,0,0,0,0,0,0,0]
[774,0,0,0,0,0,0,0,0,0,0]
[775,0,0,0,0,0,0,0,0,0,0]
[776,0,0,0,0,0,0,0,0,0,0]
[777,0,0,0,0,0,0,0,0,0,0]
[778,0,0,0,0,0,0,0,0,0,0]
[779,0,0,0,0,0,0,0,0,0,0]
[780,0,0,0,0,0,0,0,0,0,0]
[781,0,0,0,0,0,0,0,0,0,0]
[782,0,0,0,0,0,0,0,0,0,0]
[783,0,0,0,0,0,0,0,0,0,0]
[784,0,0,0,0,0,0,0,0,0,0]
[785,0,0,0,0,0,1,0,0,0,0]
[786,0,0,0,0,0,0,0,0,0,0]
[787,0,0,0,0,0,0,0,0,0,0]
[788,0,0,0,0,0,0,0,0,0,0]
[789,0,0,0,0,0,0,0,0,0,0]
[790,0,0,0,0,0,0,0,0,0,0]
[791,0,0,0,0,0,0,0,0,0,0]
[792,0,0,0,0,0,0,0,0,0,0]
[793,0,0,0,0,0,0,0,0,0,0]
[794,0,0,0,0,0,0,0,0,0,0]
[795,0,0,0,0,0,0,0,0,0,0]
[796,0,0,0,0,0,0,0,0,0,0]
[797,0,0,0,0,0,3,0,0,0,0]
[798,0,3,0,0,0,3,0,0,0,0]
[799,0,0,0,0,0,4,0,0,0,0]
[800,0,2,0,0,0,0,0,0,0,0]
[801,0,0,0,0,0,0,0,0,0,0]
[802,0,0,0,0,0,0,0,0,0,0]
[803,0,0,0,0,2,0,0,0,0,0]
[804,0,0,0,0,0,0,0,0,0,0]
[805,0,0,0,0,0,0,0,0,0,0]
[806,0,0,0,0,0,0,0,0,0,0]
[807,0,0,0,0,0,0,0,0,0,0]
[808,0,0,0,0,0,0,0,0,0,0]
[809,0,0,0,0,0,0,0,0,0,0]
[810,0,0,0,0,0,0,0,0,0,0]
[811,0,0,0,0,0,0,0,0,0,0]
[812,0,0,0,0,0,0,0,0,0,0]
[813,0,0,0,0,0,0,0,0,0,0]
[814,0,0,0,0,0,0,0,0,0,0]
[815,0,0,0,0,0,0,0,0,0,0]
[816,0,0,0,0,0,0,0,0,0,0]
[817,0,0,0,0,0,0,0,0,0,0]
[818,0,0,0,0,0,0,0,0,0,0]
[819,0,0,0,0,0,0,0,0,0,0]
[820,0,0,0,0,0,0,0,0,0,0]
[821,0,0,0,0,0,0,0,0,0,0]
[822,0,0,0,0,0,0,0,0,0,0]
[823,0,0,0,0,0,0,0,0,0,0]
[824,0,0,0,0,0,0,0,0,0,0]
[825,0,0,0,0,0,0,0,0,0,0]
[826,0,0,0,0,0,0,0,0,0,0]
[827,0,0,0,0,0,0,0,0,0,0]
[828,0,0,0,0,0,0,0,0,0,0]
[829,0,0,0,0,0,0,0,0,0,0]
[830,0,0,0,0,0,0,0,0,0,0]
[831,0,0,0,0,0,0,0,0,0,0]
[832,0,0,0,0,2,0,0,0,0,0]
[833,0,0,0,0,0,0,0,0,0,0]
[834,0,0,0,0,0,0,0,0,0,0]
[835,3,0,0,0,0,0,0,0,0,0]
[836,0,0,0,0,0,0,0,0,0,0]
[837,0,0,0,0,0,0,0,0,0,0]
[838,0,0,0,0,0,0,0,0,0,0]
[839,0,0,0,0,0,0,0,0,0,0]
[840,0,0,0,0,0,0,0,0,0,0]
[841,0,0,0,0,0,0,0,0,0,0]
[842,0,0,0,0,0,0,0,0,0,0]
[843,0,0,0,0,0,0,0,0,0,0]
[844,2,0,0,0,0,0,0,0,0,3]
[845,0,0,0,0,0,0,0,0,0,2]
[846,0,0,0,0,0,0,0,0,0,0]
[847,0,0,0,0,0,0,0,0,0,0]
[848,0,0,0,0,0,0,0,0,0,0]
[849,0,0,0,0,0,0,0,0,0,0]
[850,0,0,0,0,0,0,0,0,0,0]
[851,0,0,0,0,0,0,0,0,0,3]
[852,0,0,0,0,0,0,0,0,0,3]
[853,0,0,0,0,0,0,0,0,0,3]
[854,0,0,0,0,0,0,0,0,0,2]
[855,0,0,0,0,2,0,0,0,0,0]
[856,0,0,0,0,0,0,0,0,0,0]
[857,0,0,0,0,0,0,0,0,0,1]
[858,0,0,0,0,0,0,0,0,0,1]
[859,0,0,0,0,0,0,0,0,0,0]
[860,0,0,0,0,0,0,0,0,0,0]
[861,0,0,0,0,0,0,0,0,0,0]
[862,0,0,0,0,3,0,0,0,0,0]
[863,0,0,0,0,4,0,0,0,0,0]
[864,0,0,0,0,0,0,0,0,0,0]
[865,0,0,0,0,0,0,0,0,0,0]
[866,0,0,0,0,0,0,0,0,0,0]
[867,0,0,0,0,0,0,0,0,0,0]
[868,0,0,0,0,0,0,0,0,0,1]
[869,0,0,0,0,0,0,0,0,0,0]
[870,0,0,0,0,0,0,0,0,0,0]
[871,0,0,0,0,0,0,0,0,0,0]
[872,0,0,0,0,0,0,0,0,0,0]
[873,0,0,0,0,0,0,0,0,1,0]
[874,0,0,0,0,0,0,0,0,0,0]
[875,0,0,0,0,0,0,0,0,0,0]
[876,0,0,0,0,0,0,0,4,0,0]
[877,0,0,0,0,0,0,0,0,0,0]
[878,0,0,0,0,0,0,0,0,0,0]
[879,0,0,0,0,0,0,0,0,0,0]
[880,0,0,0,0,0,0,0,0,0,0]
[881,0,0,0,0,0,0,0,0,0,0]
[882,0,0,0,0,0,0,0,0,0,0]
[883,0,0,0,0,0,0,0,0,0,0]
[884,0,0,0,0,0,0,0,0,3,0]
[885,0,0,0,0,0,0,0,0,3,0]
[886,0,0,0,0,0,0,0,0,0,0]
[887,0,0,0,0,0,0,0,0,0,0]
[888,0,0,0,0,0,0,0,0,0,0]
[889,0,0,0,0,0,0,0,0,0,0]
[890,0,0,0,0,0,0,0,0,0,0]
[891,0,0,0,0,0,0,0,0,0,0]
[892,0,0,0,0,0,0,0,1,0,0]
[893,0,0,0,0,0,0,0,0,0,0]
[894,0,0,0,0,0,0,0,0,1,0]
[895,0,0,0,0,0,0,0,0,0,0]
[896,0,0,0,0,0,0,0,0,0,0]
[897,0,0,0,0,0,0,0,0,0,0]
[898,0,0,0,0,0,0,0,0,0,0]
[899,0,0,0,0,0,0,0,0,0,0]
[900,0,0,0,0,0,0,0,0,0,0]
[901,0,0,0,0,0,0,0,0,0,0]
[902,0,0,0,0,0,0,0,0,0,0]
[903,0,0,0,0,0,0,0,0,0,0]
[904,0,0,0,0,0,0,0,0,0,0]
[905,0,0,0,0,0,0,0,0,1,0]
[906,0,0,0,0,0,0,0,0,0,0]
[907,0,0,0,0,0,0,0,0,0,0]
[908,0,0,0,0,0,0,0,0,0,0]
[909,0,0,0,0,0,0,0,0,0,0]
[910,0,0,0,0,0,0,0,0,0,0]
[911,0,0,0,0,0,0,0,0,0,0]
[912,0,0,0,0,0,0,0,0,0,0]
[913,0,0,0,0,0,0,0,0,0,0]
[914,0,0,0,0,0,0,0,0,0,0]
[915,0,0,0,0,0,0,0,0,0,0]
[916,0,0,0,0,0,0,0,0,0,0]
[917,0,0,0,0,0,0,0,0,0,0]
[918,0,0,0,0,0,0,0,0,0,0]
[919,0,0,2,0,0,0,0,0,0,0]
[920,0,0,0,0,0,0,0,0,0,0]
[921,0,0,0,0,0,0,0,0,0,0]
[922,0,0,0,0,0,0,0,0,0,0]
[923,0,0,0,0,0,0,0,0,0,0]
[924,0,0,0,3,0,0,0,0,0,0]
[925,0,0,3,2,0,0,0,0,0,0]
[926,0,0,0,0,0,0,0,0,0,0]
[927,0,0,0,0,0,0,0,0,0,0]
[928,0,0,0,0,0,0,0,0,0,0]
[929,0,0,0,0,0,0,0,0,0,1]
[930,0,0,0,0,0,0,0,0,3,0]
[931,0,0,0,0,0,0,0,0,3,0]
[932,0,0,0,0,0,0,0,0,3,0]
[933,0,0,0,2,0,0,0,1,4,0]
[934,0,0,2,0,0,0,0,0,0,0]
[935,0,0,0,0,0,0,0,0,0,0]
[936,0,0,0,0,0,0,0,0,0,0]
[937,0,0,0,0,0,0,0,0,0,0]
[938,0,0,0,0,0,0,0,0,0,0]
[939,0,0,0,0,0,0,0,0,0,0]
[940,0,0,0,0,0,0,0,0,0,0]
[941,0,0,0,0,0,0,0,0,1,0]
[942,0,0,0,0,0,0,0,0,0,0]
[943,0,0,0,0,0,0,0,0,0,0]
[944,0,0,0,0,0,0,0,0,0,0]
[945,0,0,0,0,0,0,0,0,0,0]
[946,0,0,0,0,0,0,0,0,0,0]
[947,0,0,0,2,0,0,0,0,0,0]
[948,0,0,0,0,0,0,0,0,0,0]
[949,0,0,0,0,0,0,0,0,0,0]
[950,0,0,0,0,0,0,0,0,0,1]
[951,0,0,0,0,0,0,0,1,0,0]
[952,0,0,0,0,0,0,0,0,0,0]
[953,0,0,0,0,0,0,0,0,1,0]
[954,0,0,0,0,0,0,0,0,0,0]
[955,0,0,0,0,0,0,0,0,0,0]
[956,0,0,0,0,0,0,0,0,0,0]
[957,0,0,0,0,0,0,0,0,0,0]
[958,0,0,0,0,0,0,0,0,0,0]
[959,0,0,0,0,0,0,0,0,0,0]
[960,0,0,0,0,0,0,0,0,0,0]
[961,0,0,0,0,0,0,0,0,0,0]
[962,0,0,0,0,0,0,0,0,0,0]
[963,0,0,0,0,0,0,0,0,0,0]
[964,0,0,0,0,0,0,0,0,0,0]
[965,0,0,0,0,0,0,0,0,0,0]
[966,0,0,0,0,0,0,0,0,0,0]
[967,0,0,0,0,0,0,0,0,0,0]
[968,0,0,0,0,0,0,0,0,0,0]
[969,0,0,0,0,0,0,0,0,0,0]
[970,0,0,0,0,0,0,0,0,0,0]
[971,0,0,0,0,0,0,0,1,1,0]
[972,0,0,0,0,0,0,0,0,0,0]
[973,0,0,0,0,0,0,0,0,0,0]
[974,0,0,0,0,0,0,0,0,0,0]
[975,0,0,0,0,0,0,0,1,0,0]
[976,0,0,0,0,0,0,0,1,0,0]
[977,0,0,0,0,0,0,0,0,0,0]
[978,0,0,0,0,0,0,0,0,0,0]
[979,0,0,0,0,0,0,0,0,0,0]
[980,0,0,0,0,0,0,0,0,0,0]
[981,0,0,0,0,0,0,0,0,0,0]
[982,0,0,0,0,0,0,0,0,0,0]
[983,0,0,0,0,0,0,0,0,0,0]
[984,0,0,0,0,0,0,0,0,0,0]
[985,0,0,0,0,0,0,0,1,0,0]
[986,0,0,0,0,0,0,0,0,0,0]
[987,0,0,0,0,0,0,0,0,0,0]
[988,0,0,0,0,0,0,0,0,0,0]
[989,0,0,0,0,0,0,0,0,0,0]
[990,0,0,0,0,0,0,0,0,0,0]
[991,0,0,0,0,0,0,3,0,0,0]
[992,0,0,0,0,0,0,2,0,0,0]
[993,0,0,0,0,0,0,0,0,0,0]
[994,0,0,0,0,0,0,0,0,0,0]
[995,0,0,0,0,0,0,0,0,0,0]
[996,0,0,0,0,0,0,0,0,0,0]
[997,0,0,0,0,0,0,0,0,0,0]
[998,0,0,0,0,0,0,0,0,0,0]
[999,0,0,0,0,0,0,0,0,0,0]
[1000,0,0,0,0,0,0,0,0,0,0]
[1001,0,0,0,0,0,0,0,0,0,0]
[1002,0,0,0,0,0,0,0,0,0,0]
[1003,0,0,0,0,0,0,0,0,0,0]
[1004,0,0,0,0,0,0,0,0,0,0]
[1005,0,0,0,0,0,0,0,0,0,0]
[1006,0,0,0,0,0,0,2,0,0,0]
[1007,0,0,0,0,0,0,0,0,0,0]
[1008,0,0,0,0,0,0,0,4,0,0]
[1009,0,0,0,0,0,0,0,0,0,0]
[1010,0,0,0,0,0,0,0,0,0,0]
[1011,0,0,0,0,0,0,0,0,0,0]
[1012,0,0,0,0,0,0,0,0,0,0]
[1013,0,0,0,0,0,0,0,0,0,0]
[1014,0,0,0,0,0,0,0,0,0,0]
[1015,0,0,0,0,0,0,0,0,0,0]
[1016,0,0,0,0,0,0,0,0,0,0]
[1017,0,0,0,0,0,0,0,0,0,0]
[1018,0,0,0,0,0,0,0,0,0,0]
[1019,0,0,0,0,0,0,0,0,0,0]
[1020,0,0,0,0,0,0,0,0,0,0]
[1021,0,0,0,0,0,0,0,0,0,0]
[1022,0,0,0,0,0,0,0,0,0,0]
[1023,0,0,0,0,0,0,0,0,0,0]
[1024,0,0,0,0,0,0,0,0,0,0]
[1025,0,0,0,0,0,0,0,0,0,0]
[1026,0,0,0,0,0,0,0,0,0,0]
[1027,0,0,0,0,0,0,0,0,0,0]
[1028,0,0,0,0,0,0,0,0,0,0]
[1029,0,0,0,0,0,0,0,1,0,0]
[1030,0,0,0,0,0,0,0,0,0,0]
[1031,0,0,0,0,0,0,0,0,0,0]
[1032,0,0,0,0,0,0,0,0,0,0]
[1033,0,0,0,0,0,0,0,0,0,0]
[1034,0,0,0,0,0,0,0,0,0,0]
[1035,0,0,0,0,0,0,0,0,1,0]
[1036,0,0,0,0,0,0,0,0,0,0]
[1037,0,0,0,0,0,0,0,0,0,0]
[1038,0,0,0,0,0,0,0,0,0,0]
[1039,0,0,0,0,0,0,0,0,0,0]
[1040,0,0,0,0,0,0,0,0,0,0]
[1041,0,0,0,0,0,0,0,3,0,0]
[1042,0,0,0,0,0,0,0,3,0,0]
[1043,0,0,0,0,0,0,0,3,0,0]
[1044,0,0,0,0,0,0,0,3,0,0]
[1045,0,0,0,0,0,0,0,3,0,0]
[1046,0,0,0,0,0,0,0,3,0,0]
[1047,0,0,0,0,0,0,0,3,0,0]
[1048,0,0,0,0,0,0,0,3,0,0]
[1049,0,0,0,0,0,0,2,0,0,0]
[1050,0,0,0,0,0,0,0,0,0,0]
[1051,0,0,0,0,0,0,0,0,0,0]
[1052,0,0,0,0,0,0,0,0,0,0]
[1053,0,0,0,0,0,0,0,0,0,0]
[1054,0,0,0,0,0,0,0,0,0,0]
[1055,0,0,0,0,0,0,0,0,0,0]
[1056,0,0,0,0,0,0,0,0,0,0]
[1057,0,0,0,0,0,0,0,0,0,0]
[1058,0,0,0,0,0,0,0,0,0,0]
[1059,0,0,0,0,0,0,0,0,0,0]
[1060,0,0,0,0,0,0,0,0,0,0]
[1061,0,0,0,0,0,0,0,0,0,0]
[1062,0,0,0,0,0,0,0,0,0,0]
[1063,0,0,0,0,0,0,0,0,0,0]
[1064,0,0,0,0,0,0,0,0,0,0]
[1065,0,0,0,0,2,0,0,0,0,0]
[1066,0,0,0,0,0,0,0,0,0,0]
[1067,0,0,0,0,0,0,0,0,0,0]
[1068,0,0,0,0,0,0,0,0,0,0]
[1069,0,0,0,0,0,0,0,0,0,0]
[1070,0,0,0,0,0,0,0,0,0,0]
[1071,0,0,0,0,0,0,0,0,0,0]
[1072,0,0,0,0,0,0,0,0,0,0]
[1073,0,0,0,0,0,0,0,0,0,0]
[1074,0,0,0,0,0,0,0,0,0,0]
[1075,0,0,0,0,0,0,2,0,0,0]
[1076,0,0,0,0,2,0,0,0,0,0]
[1077,0,0,0,0,0,0,0,0,0,0]
[1078,0,0,0,0,0,0,0,0,0,0]
[1079,0,0,0,0,0,0,0,0,0,0]
[1080,0,0,0,0,0,0,0,0,0,0]
[1081,0,0,0,0,0,0,0,1,0,0]
[1082,0,0,0,0,0,0,0,0,0,0]
[1083,0,0,0,0,0,0,0,0,0,0]
[1084,0,0,0,0,0,0,0,0,0,0]
[1085,0,0,0,0,0,0,0,0,0,0]
[1086,0,0,0,0,0,0,0,0,0,0]
[1087,0,0,0,0,0,0,0,0,0,0]
[1088,0,0,0,0,0,0,0,0,0,0]
[1089,0,0,0,0,0,0,0,0,0,0]
[1090,0,0,0,0,0,0,0,0,0,0]
[1091,0,2,0,0,3,0,0,0,0,0]
[1092,0,0,0,0,2,0,0,0,0,0]
[1093,0,0,0,0,0,0,0,0,0,0]
[1094,0,0,0,0,0,0,0,0,0,0]
[1095,0,0,0,0,0,0,0,0,0,0]
[1096,0,0,0,0,0,0,0,0,0,0]
[1097,0,0,0,0,0,0,0,0,0,0]
[1098,0,0,0,0,0,0,2,0,0,0]
[1099,0,0,0,0,0,0,0,0,0,0]
[1100,0,0,0,0,2,0,0,0,0,0]
[1101,0,0,0,0,0,0,0,0,0,0]
[1102,0,0,0,0,0,0,0,0,0,0]
[1103,0,0,0,0,0,0,0,0,0,0]
[1104,0,0,0,0,0,0,0,0,0,0]
[1105,0,0,0,0,0,0,0,0,0,0]
[1106,0,0,0,0,0,0,0,0,0,0]
[1107,0,0,0,0,0,0,0,0,0,0]
[1108,0,0,0,0,0,0,0,0,0,0]
[1109,0,0,0,0,0,0,0,0,0,0]
[1110,0,0,0,0,0,0,0,0,0,0]
[1111,0,0,0,0,0,0,0,0,0,0]
[1112,0,3,0,0,0,0,0,0,0,0]
[1113,0,2,0,0,0,0,0,0,0,0]
[1114,0,0,0,0,0,0,0,0,0,0]
[1115,0,0,0,0,0,0,0,0,0,0]
[1116,0,0,0,0,0,0,0,0,0,0]
[1117,0,0,0,2,0,0,0,0,0,0]
[1118,0,0,0,0,0,0,0,0,0,0]
[1119,0,0,0,0,0,0,0,0,0,0]
[1120,0,0,0,0,0,0,0,0,0,0]
[1121,0,0,0,0,0,0,0,0,0,0]
[1122,0,0,0,0,0,0,0,0,0,0]
[1123,0,0,0,0,0,0,0,0,0,0]
[1124,0,0,0,0,0,0,0,0,0,0]
[1125,0,0,0,0,0,0,0,0,0,0]
[1126,0,0,0,0,0,0,0,0,0,0]
[1127,0,0,0,3,0,0,0,0,0,0]
[1128,0,0,0,3,0,0,0,0,0,0]
[1129,0,0,0,0,0,0,0,0,0,2]
[1130,0,0,0,0,0,0,0,0,0,0]
[1131,0,0,0,0,0,0,0,0,0,0]
[1132,0,0,0,0,0,0,0,0,0,0]
[1133,0,0,0,0,0,0,0,0,0,0]
[1134,0,0,0,0,0,0,0,0,0,0]
[1135,0,0,0,0,0,0,0,0,0,0]
[1136,0,0,0,0,0,0,0,0,0,0]
[1137,0,0,0,2,0,0,0,0,0,3]
[1138,0,0,0,0,0,0,0,0,0,3]
[1139,0,0,0,0,0,0,0,0,0,0]
[1140,0,0,0,0,0,0,0,0,0,0]
[1141,0,0,2,0,0,0,0,0,0,0]
[1142,0,0,0,0,0,0,0,0,0,0]
[1143,0,0,2,0,0,0,0,0,0,0]
[1144,0,0,0,0,0,0,0,0,0,0]
[1145,0,0,0,0,0,0,0,0,0,0]
[1146,0,0,0,0,0,0,0,0,0,0]
[1147,0,0,0,0,0,0,0,0,0,0]
[1148,0,0,0,0,0,0,0,0,0,3]
[1149,0,0,0,0,0,0,0,0,0,3]
[1150,0,0,0,0,0,0,0,0,0,4]
[1151,0,0,3,0,0,0,0,0,0,0]
[1152,0,0,4,0,0,0,0,0,0,0]
[1153,0,0,0,0,3,0,0,0,0,0]
[1154,0,0,0,0,3,0,0,0,0,0]
[1155,0,0,0,0,4,0,0,0,0,0]
[1156,0,0,0,0,0,0,0,0,0,0]
[1157,0,0,0,0,0,0,0,0,0,0]
[1158,0,0,0,2,0,0,0,0,0,0]
[1159,0,0,0,0,0,0,0,0,0,0]
[1160,0,0,0,0,0,0,0,0,0,0]
[1161,0,0,0,0,0,0,0,0,0,0]
[1162,0,0,2,0,0,0,0,0,0,0]
[1163,0,0,0,0,0,0,0,0,0,0]
[1164,0,0,0,0,0,0,0,0,0,0]
[1165,0,0,0,0,0,0,0,0,0,0]
[1166,0,0,0,0,0,0,0,0,0,0]
[1167,0,0,0,0,0,0,0,0,0,0]
[1168,0,0,0,0,0,0,0,0,0,0]
[1169,0,0,0,0,0,0,0,0,0,0]
[1170,0,0,0,0,0,0,0,0,0,0]
[1171,0,0,0,0,0,0,0,0,0,0]
[1172,0,0,0,0,0,0,0,0,0,2]
[1173,0,0,0,0,0,0,0,0,0,0]
[1174,0,0,0,0,0,0,0,0,0,0]
[1175,0,0,0,0,0,0,0,0,0,0]
[1176,0,0,0,0,0,0,0,0,0,0]
[1177,0,0,0,0,0,0,0,0,0,0]
[1178,0,0,0,0,0,0,0,0,0,0]
[1179,0,0,0,0,0,0,0,0,0,0]
[1180,0,0,0,0,0,0,0,0,0,0]
[1181,0,0,0,0,0,0,0,0,0,0]
[1182,0,0,0,0,0,0,0,0,0,0]
[1183,0,0,0,0,0,0,0,0,0,0]
[1184,0,0,0,0,0,0,0,0,0,0]
[1185,0,0,0,0,0,0,0,0,0,0]
[1186,0,0,0,0,0,0,0,0,0,0]
[1187,0,0,0,0,0,0,0,0,0,0]
[1188,0,0,0,0,0,0,0,0,0,0]
[1189,0,0,0,0,0,0,0,0,0,0]
[1190,0,0,0,0,0,0,0,0,0,0]
[1191,0,0,0,0,0,0,0,0,0,0]
[1192,0,0,0,0,0,0,0,0,0,0]
[1193,0,0,0,0,0,0,0,0,0,0]
[1194,0,0,0,0,0,0,0,0,0,0]
[1195,0,0,0,0,0,0,0,0,0,0]
[1196,0,0,0,0,0,0,0,0,0,0]
[1197,0,0,0,0,0,0,0,0,0,2]
[1198,0,0,0,0,0,0,0,0,0,0]
[1199,3,0,0,0,0,0,0,0,0,0]
[1200,0,0,0,0,0,0,0,0,0,0]
[1201,0,0,0,0,0,0,0,0,0,0]
[1202,2,0,0,0,0,0,0,0,0,0]
[1203,0,0,0,0,0,0,0,0,0,0]
[1204,0,0,0,0,0,0,0,0,0,0]
[1205,0,0,0,0,0,0,0,0,0,0]
[1206,0,0,0,0,0,0,0,0,0,0]
[1207,0,0,0,0,0,0,0,0,0,0]
[1208,0,0,0,0,0,0,0,0,0,0]
[1209,0,0,0,0,0,0,0,0,0,0]
[1210,0,0,0,0,0,0,0,0,0,0]
[1211,0,0,0,0,0,0,0,0,0,0]
[1212,0,0,0,0,0,0,0,0,0,0]
[1213,0,0,0,0,0,0,0,0,0,0]
[1214,0,0,0,0,0,0,0,0,0,0]
[1215,0,0,0,0,0,0,0,0,0,0]
[1216,0,0,0,0,0,0,0,0,0,0]
[1217,0,0,0,0,0,0,0,0,0,0]
[1218,0,0,0,0,0,0,0,0,0,0]
[1219,0,0,0,0,0,0,0,0,0,0]
[1220,0,0,0,0,0,0,0,0,0,0]
[1221,0,0,0,0,0,0,0,0,0,0]
[1222,0,0,0,0,0,0,0,0,0,0]
[1223,0,0,0,0,0,0,0,0,0,0]
[1224,0,0,0,0,0,0,0,0,0,0]
[1225,0,0,0,0,0,0,0,0,0,0]
[1226,0,0,0,0,0,0,0,0,0,0]
[1227,0,0,0,0,0,0,0,0,0,0]
[1228,0,0,0,0,0,0,0,0,0,0]
[1229,0,0,0,0,0,0,0,0,0,0]
[1230,0,0,0,0,0,0,0,0,0,0]
[1231,0,0,0,0,0,0,0,0,0,0]
[1232,0,0,0,0,0,0,0,0,0,0]
[1233,0,0,0,0,0,0,0,0,0,0]
[1234,0,0,0,0,0,0,0,0,0,0]
[1235,0,0,0,0,0,0,0,0,0,0]
[1236,0,0,0,0,0,0,0,0,0,0]
[1237,0,0,0,0,0,0,0,0,0,0]
[1238,0,0,0,0,0,0,0,0,0,0]
[1239,0,0,0,0,0,0,0,0,0,0]
[1240,0,0,0,0,0,0,0,0,0,0]
[1241,0,0,0,0,0,0,0,0,0,0]
[1242,0,0,0,0,0,0,0,0,0,0]
[1243,0,0,0,0,0,0,0,0,0,0]
[1244,0,0,0,0,0,0,0,0,0,0]
[1245,0,0,0,0,0,0,0,0,0,0]
[1246,0,0,0,0,0,0,0,0,0,0]
[1247,0,0,0,0,0,0,0,0,0,0]
[1248,0,0,0,0,0,0,0,0,0,0]
[1249,0,0,0,0,0,0,0,0,0,0]
[1250,0,0,0,0,0,0,0,0,0,0]
[1251,0,0,0,0,0,0,0,0,0,0]
[1252,0,0,0,0,0,0,0,0,0,0]
[1253,0,0,0,0,0,0,0,0,0,0]
[1254,0,0,0,0,0,0,0,0,0,0]
[1255,0,0,0,0,0,0,0,0,0,0]
[1256,0,0,0,0,0,0,0,0,0,0]
[1257,0,0,0,0,0,0,0,0,0,0]
[1258,0,0,0,0,0,0,0,0,0,0]
[1259,0,0,0,0,0,0,0,0,0,0]
[1260,0,0,0,0,0,0,0,0,0,0]
[1261,0,0,0,0,0,0,0,0,0,0]
[1262,0,0,0,0,0,0,0,0,0,0]
[1263,0,0,0,0,0,0,0,0,0,0]
[1264,0,0,0,0,3,0,0,0,0,0]
[1265,0,0,0,0,3,0,0,0,0,0]
[1266,0,0,0,0,4,0,0,0,0,0]
[1267,0,0,0,0,0,0,0,0,0,0]
[1268,0,0,0,0,0,0,0,0,0,0]
[1269,0,0,0,0,0,0,0,0,0,0]
[1270,0,0,0,0,0,0,0,0,0,0]
[1271,0,0,0,0,0,0,0,0,0,0]
[1272,0,0,0,0,0,0,0,0,0,0]
[1273,0,0,0,0,0,0,0,0,0,0]
[1274,0,0,0,0,0,0,0,0,0,0]
[1275,0,0,0,0,0,0,0,0,0,0]
[1276,0,0,0,0,0,0,0,0,0,0]
[1277,0,0,0,0,0,0,0,0,0,0]
[1278,0,0,0,0,0,0,0,0,0,0]
[1279,0,0,0,0,0,0,0,0,0,0]
[1280,0,0,0,0,0,0,0,0,0,0]
[1281,0,0,0,0,0,0,0,0,0,0]
[1282,0,0,0,0,2,0,0,0,0,0]
[1283,0,0,0,0,0,0,0,0,0,0]
[1284,0,0,0,0,0,0,0,0,0,0]
[1285,0,0,0,0,0,0,0,0,0,0]
[1286,0,0,0,0,0,0,0,0,0,0]
[1287,0,0,0,0,0,0,0,0,0,0]
[1288,0,0,0,0,0,0,0,0,0,0]
[1289,0,0,0,0,0,0,0,0,0,0]
[1290,0,0,0,0,0,0,0,0,0,0]
[1291,0,0,0,0,0,0,0,0,0,0]
[1292,0,0,0,0,0,0,0,0,0,0]
[1293,0,0,0,0,0,0,0,0,0,0]
[1294,0,0,0,0,0,0,0,0,0,0]
[1295,0,0,0,0,0,0,0,0,0,0]
[1296,0,0,0,0,0,0,0,0,0,0]
[1297,0,0,0,0,0,0,0,0,0,0]
[1298,0,0,0,0,0,0,0,0,0,0]
[1299,0,0,0,0,0,0,0,0,0,0]
[1300,0,0,0,0,0,0,0,0,0,0]
[1301,0,0,0,0,0,0,0,0,0,0]
[1302,0,0,0,0,0,0,0,0,0,0]
[1303,0,0,0,0,0,0,0,0,0,0]
[1304,0,0,0,0,0,0,0,0,0,0]
[1305,0,0,0,0,0,0,0,0,0,0]
[1306,0,3,0,0,0,0,0,0,0,0]
[1307,0,0,0,0,0,0,0,0,0,0]
[1308,0,0,0,0,0,0,0,0,0,0]
[1309,0,1,0,0,2,0,0,0,0,0]
[1310,0,0,0,1,0,0,0,0,0,0]
[1311,0,0,0,0,0,0,0,0,0,0]
[1312,0,0,0,0,0,0,0,0,0,0]
[1313,0,0,0,0,0,0,0,0,0,0]
[1314,0,0,0,0,0,0,0,0,0,0]
[1315,0,0,0,0,0,0,0,0,0,0]
[1316,0,0,0,0,0,0,0,0,0,0]
[1317,0,0,0,0,0,0,0,0,0,0]
[1318,0,0,0,3,0,0,0,0,0,0]
[1319,0,0,0,0,0,0,0,0,0,0]
[1320,0,0,0,0,0,0,0,0,0,0]
[1321,0,0,0,0,0,0,0,0,0,0]
[1322,0,0,0,0,0,0,0,0,0,0]
[1323,0,0,0,0,0,0,0,0,0,0]
[1324,0,0,0,0,0,0,0,0,0,0]
[1325,0,0,0,0,0,0,0,0,0,0]
[1326,0,0,0,0,0,0,0,0,0,0]
[1327,0,0,0,0,0,0,0,0,0,0]
[1328,0,0,0,0,0,0,0,0,0,0]
[1329,0,0,0,0,0,0,0,0,0,0]
[1330,0,0,0,0,0,0,0,0,0,0]
[1331,0,0,0,0,0,0,0,0,0,0]
[1332,0,0,0,0,0,0,0,0,0,0]
[1333,0,0,4,0,0,0,0,0,0,0]
[1334,0,0,0,0,0,0,0,0,0,0]
[1335,0,0,0,0,0,0,0,0,0,0]
[1336,0,0,0,0,0,0,0,0,0,0]
[1337,0,0,0,0,0,0,0,0,0,0]
[1338,0,0,0,0,0,0,0,0,0,0]
[1339,0,0,0,0,0,0,0,0,0,0]
[1340,0,0,0,0,0,0,0,0,0,0]
[1341,0,0,0,0,0,0,0,0,0,0]
[1342,0,0,0,0,0,0,0,0,0,0]
[1343,0,0,2,0,0,0,0,0,0,0]
[1344,0,0,0,0,0,0,0,0,0,0]
[1345,0,0,0,0,0,0,0,0,0,0]
[1346,0,0,0,0,0,0,0,0,0,0]
[1347,0,0,0,0,0,0,0,0,0,0]
[1348,0,0,0,0,0,0,0,0,0,0]
[1349,0,0,0,0,0,0,0,0,0,0]
[1350,0,0,0,0,0,0,0,0,0,0]
[1351,0,0,0,0,0,0,0,0,0,0]
[1352,0,0,0,0,0,0,0,0,0,0]
[1353,0,0,0,0,0,0,0,0,0,0]
[1354,0,0,0,0,0,0,0,0,0,0]
[1355,0,0,0,0,0,0,0,0,0,0]
[1356,0,0,0,0,0,0,0,0,0,0]
[1357,0,0,0,0,0,0,0,0,0,0]
[1358,0,0,0,0,0,0,0,0,0,0]
[1359,0,0,0,0,0,0,0,0,0,0]
[1360,0,0,0,0,0,0,0,0,0,0]
[1361,0,0,0,0,0,0,0,0,0,0]
[1362,0,0,0,0,0,0,0,0,0,0]
[1363,0,0,0,0,0,0,0,0,0,0]
[1364,0,0,0,0,0,0,0,0,0,0]
[1365,0,0,0,0,0,0,0,0,0,0]
[1366,0,0,0,0,0,0,0,0,0,0]
[1367,0,0,0,0,0,0,0,0,0,0]
[1368,0,0,0,0,0,0,0,0,0,0]
[1369,0,0,0,0,0,0,0,0,0,0]
[1370,0,0,0,0,0,0,0,0,0,0]
[1371,0,0,0,0,0,0,0,0,0,0]
[1372,0,0,0,0,0,0,0,0,0,0]
[1373,0,0,0,0,0,0,0,0,0,0]
[1374,0,0,0,0,0,0,0,0,0,0]
[1375,0,0,0,0,0,0,0,0,0,0]
[1376,0,0,0,0,0,0,0,0,0,0]
[1377,0,0,0,0,0,0,0,0,0,0]
[1378,0,0,0,0,0,0,0,0,0,0]
[1379,0,0,0,0,0,0,0,0,0,0]
[1380,0,0,0,0,0,0,0,0,0,0]
[1381,0,0,0,0,0,0,0,0,0,0]
[1382,0,0,0,0,0,0,0,0,0,0]
[1383,0,0,0,0,0,0,0,0,0,0]
[1384,0,0,0,0,0,0,0,0,0,0]
[1385,0,0,0,0,0,0,0,0,0,0]
[1386,0,0,0,0,0,0,0,0,0,0]
[1387,0,0,0,0,0,0,0,0,0,0]
[1388,0,0,0,0,0,0,0,0,0,0]
[1389,0,0,0,0,0,0,0,0,0,0]
[1390,0,0,0,0,0,0,0,0,0,0]
[1391,0,0,0,0,0,0,0,0,0,0]
[1392,0,0,0,0,0,0,0,0,0,0]
[1393,0,0,0,0,0,0,0,0,0,0]
[1394,0,0,0,0,0,0,0,0,0,0]
[1395,0,0,0,0,0,0,0,0,0,0]
[1396,0,0,0,0,0,0,0,0,0,0]
[1397,0,0,0,0,0,0,0,0,0,0]
[1398,0,0,0,0,0,0,0,0,0,0]
[1399,0,0,0,0,0,0,0,0,0,0]
[1400,0,0,0,0,0,0,0,0,0,0]
[1401,0,0,0,0,0,0,0,0,0,0]
[1402,0,0,0,0,0,0,0,0,0,0]
[1403,0,0,0,0,0,0,0,0,0,0]
[1404,0,0,0,0,0,0,0,0,0,0]
[1405,0,0,0,0,0,0,0,0,0,0]
[1406,0,0,0,0,0,0,0,0,0,0]
[1407,0,0,0,0,0,0,0,0,0,0]
[1408,0,0,0,0,0,0,0,0,0,0]
[1409,0,0,0,0,0,0,0,0,0,0]
[1410,0,0,0,0,0,0,0,0,0,0]
[1411,0,0,0,0,0,0,0,0,0,0]
[1412,0,0,0,0,0,0,0,0,0,0]
[1413,0,0,0,0,0,0,0,0,0,0]
[1414,0,0,0,0,0,0,0,0,0,0]
[1415,0,0,0,0,0,0,0,0,0,0]
[1416,0,0,0,0,0,0,0,0,0,0]
[1417,0,0,0,0,0,0,0,0,0,0]
[1418,0,0,0,0,0,0,0,0,0,0]
[1419,0,0,0,0,0,0,0,0,0,0]
[1420,0,0,0,0,0,0,0,0,0,0]
[1421,0,0,0,0,0,0,0,0,0,0]
[1422,0,0,0,0,0,0,0,0,0,0]
[1423,0,0,0,0,0,0,0,0,0,0]
[1424,0,0,0,0,0,0,0,0,0,0]
[1425,0,0,0,0,0,0,0,0,0,0]
[1426,0,0,0,0,0,0,0,0,0,0]
[1427,0,0,0,0,0,0,0,0,0,0]
[1428,0,0,0,0,0,0,0,0,0,0]
[1429,0,0,0,0,0,0,0,0,0,0]
[1430,0,0,0,0,0,0,0,0,0,0]
[1431,0,0,0,0,0,0,0,0,0,0]
[1432,0,0,0,0,0,0,0,0,0,0]
[1433,0,0,0,0,0,0,0,0,0,0]
[1434,0,0,0,0,0,0,0,0,0,0]
[1435,0,0,0,0,0,0,0,0,0,0]
[1436,0,0,0,0,0,0,0,0,0,0]
[1437,0,0,0,0,0,0,0,0,0,0]
[1438,0,0,0,0,0,0,0,0,0,0]
[1439,0,0,0,0,0,0,0,0,0,0]
[1440,0,0,0,0,0,0,0,0,0,0]
[1441,null,null,null,null,null,0,0,0,0,0]
[1442,null,null,null,null,null,0,0,0,0,0]
[1443,null,null,null,null,null,0,0,0,0,0]
[1444,null,null,null,null,null,0,0,0,0,0]
[1445,null,null,null,null,null,0,0,0,0,0]
[1446,null,null,null,null,null,0,0,0,0,0]
[1447,null,null,null,null,null,0,0,0,0,0]
[1448,null,null,null,null,null,0,0,0,0,0]
[1449,null,null,null,null,null,0,0,0,0,0]
[1450,null,null,null,null,null,0,0,0,0,0]
[1451,null,null,null,null,null,0,0,0,0,0]
[1452,null,null,null,null,null,0,0,0,0,0]
[1453,null,null,null,null,null,0,0,0,0,0]
[1454,null,null,null,null,null,0,0,0,0,0]
[1455,null,null,null,null,null,0,0,0,0,0]
[1456,null,null,null,null,null,0,0,0,0,0]
[1457,null,null,null,null,null,0,0,0,0,0]
[1458,null,null,null,null,null,0,0,0,0,0]
[1459,null,null,null,null,null,0,0,0,0,0]
[1460,null,null,null,null,null,0,0,0,0,0]
[1461,null,null,null,null,null,0,0,0,0,0]
[1462,null,null,null,null,null,0,0,0,0,0]
[1463,null,null,null,null,null,0,0,0,0,0]
[1464,null,null,null,null,null,0,0,0,0,0]
[1465,null,null,null,null,null,0,0,0,0,0]
[1466,null,null,null,null,null,0,0,0,0,0]
[1467,null,null,null,null,null,0,0,0,0,0]
[1468,null,null,null,null,null,0,0,0,0,0]
[1469,null,null,null,null,null,0,0,0,0,0]
[1470,null,null,null,null,null,0,0,0,0,0]
[1471,null,null,null,null,null,0,0,0,0,0]
[1472,null,null,null,null,null,0,0,0,0,0]
[1473,null,null,null,null,null,0,0,0,0,0]
[1474,null,null,null,null,null,0,0,0,0,0]
[1475,null,null,null,null,null,0,0,0,0,0]
[1476,null,null,null,null,null,0,0,0,0,0]
[1477,null,null,null,null,null,0,0,0,0,0]
[1478,null,null,null,null,null,0,0,0,0,0]
[1479,null,null,null,null,null,0,0,0,0,0]
[1480,null,null,null,null,null,0,0,0,0,0]
[1481,null,null,null,null,null,0,0,0,0,0]
[1482,null,null,null,null,null,0,0,0,0,0]
[1483,null,null,null,null,null,0,0,0,0,0]
[1484,null,null,null,null,null,0,0,0,0,0]
[1485,null,null,null,null,null,0,0,0,0,0]
[1486,null,null,null,null,null,0,0,0,0,0]
[1487,null,null,null,null,null,0,0,0,0,0]
[1488,null,null,null,null,null,0,0,0,0,0]
[1489,null,null,null,null,null,0,0,0,0,0]
[1490,null,null,null,null,null,0,0,0,0,0]
[1491,null,null,null,null,null,0,0,0,0,0]
[1492,null,null,null,null,null,0,0,0,0,0]
[1493,null,null,null,null,null,0,0,0,0,0]
[1494,null,null,null,null,null,0,0,0,0,0]
[1495,null,null,null,null,null,0,0,0,0,0]
[1496,null,null,null,null,null,0,0,0,0,0]
[1497,null,null,null,null,null,0,0,0,0,0]
[1498,null,null,null,null,null,0,0,0,0,0]
[1499,null,null,null,null,null,0,0,0,0,0]
[1500,null,null,null,null,null,0,0,0,0,0]
[1501,null,null,null,null,null,0,0,0,0,0]
[1502,null,null,null,null,null,0,0,0,0,0]
[1503,null,null,null,null,null,0,0,0,0,0]
[1504,null,null,null,null,null,0,0,0,0,0]
[1505,null,null,null,null,null,0,0,0,0,0]
[1506,null,null,null,null,null,0,0,0,0,0]
[1507,null,null,null,null,null,0,0,0,0,0]
[1508,null,null,null,null,null,0,0,0,0,0]
[1509,null,null,null,null,null,0,0,0,0,0]
[1510,null,null,null,null,null,0,0,0,0,0]
[1511,null,null,null,null,null,0,0,0,0,0]
[1512,null,null,null,null,null,0,0,0,0,0]
[1513,null,null,null,null,null,0,0,0,0,0]
[1514,null,null,null,null,null,0,0,0,0,0]
[1515,null,null,null,null,null,0,0,0,0,0]
[1516,null,null,null,null,null,0,0,0,0,0]
[1517,null,null,null,null,null,0,0,0,0,0]
[1518,null,null,null,null,null,0,0,0,0,0]
[1519,null,null,null,null,null,0,0,0,0,0]
[1520,null,null,null,null,null,0,0,0,0,0]
[1521,null,null,null,null,null,0,0,0,0,0]
[1522,null,null,null,null,null,0,0,0,0,0]
[1523,null,null,null,null,null,0,0,0,0,0]
[1524,null,null,null,null,null,0,0,0,0,0]
[1525,null,null,null,null,null,0,0,0,0,0]
[1526,null,null,null,null,null,0,0,0,0,0]
[1527,null,null,null,null,null,0,0,0,0,0]
[1528,null,null,null,null,null,0,0,0,0,0]
[1529,null,null,null,null,null,0,0,0,0,0]
[1530,null,null,null,null,null,0,0,0,0,0]
[1531,null,null,null,null,null,0,0,0,0,0]
[1532,null,null,null,null,null,0,0,0,0,0]
[1533,null,null,null,null,null,0,0,0,0,0]
[1534,null,null,null,null,null,0,0,0,0,0]
[1535,null,null,null,null,null,0,0,0,0,0]
[1536,null,null,null,null,null,0,0,0,0,0]
[1537,null,null,null,null,null,0,0,0,0,0]
[1538,null,null,null,null,null,0,0,0,0,0]
[1539,null,null,null,null,null,0,0,0,0,0]
[1540,null,null,null,null,null,0,0,0,0,0]
[1541,null,null,null,null,null,0,0,0,0,0]
[1542,null,null,null,null,null,0,0,0,0,0]
[1543,null,null,null,null,null,0,0,0,0,0]
[1544,null,null,null,null,null,0,0,0,0,0]
[1545,null,null,null,null,null,0,0,0,0,0]
[1546,null,null,null,null,null,0,0,0,0,0]
[1547,null,null,null,null,null,0,0,0,0,0]
[1548,null,null,null,null,null,0,0,0,0,0]
[1549,null,null,null,null,null,0,0,0,0,0]
[1550,null,null,null,null,null,0,0,0,0,0]
[1551,null,null,null,null,null,0,0,0,0,0]
[1552,null,null,null,null,null,0,0,0,0,0]
[1553,null,null,null,null,null,0,0,0,0,0]
[1554,null,null,null,null,null,0,0,0,0,0]
[1555,null,null,null,null,null,0,0,0,0,0]
[1556,null,null,null,null,null,0,0,0,0,0]
[1557,null,null,null,null,null,0,0,0,0,0]
[1558,null,null,null,null,null,0,0,0,0,0]
[1559,null,null,null,null,null,0,0,0,0,0]
[1560,null,null,null,null,null,0,0,0,0,0]
[1561,null,null,null,null,null,0,0,0,0,0]
[1562,null,null,null,null,null,0,0,0,0,0]
[1563,null,null,null,null,null,0,0,0,0,0]
[1564,null,null,null,null,null,0,0,0,0,0]
[1565,null,null,null,null,null,0,0,0,0,0]
[1566,null,null,null,null,null,0,0,0,0,0]
[1567,null,null,null,null,null,0,0,0,0,0]
[1568,null,null,null,null,null,0,0,0,0,0]
[1569,null,null,null,null,null,0,0,0,0,0]
[1570,null,null,null,null,null,0,0,0,0,0]
[1571,null,null,null,null,null,0,0,0,0,0]
[1572,null,null,null,null,null,0,0,0,0,0]
[1573,null,null,null,null,null,0,0,0,0,0]
[1574,null,null,null,null,null,0,0,0,0,0]
[1575,null,null,null,null,null,0,0,0,0,0]
[1576,null,null,null,null,null,0,0,0,0,0]
[1577,null,null,null,null,null,0,0,0,0,0]
[1578,null,null,null,null,null,0,0,0,0,0]
[1579,null,null,null,null,null,0,0,0,0,0]
[1580,null,null,null,null,null,0,0,0,0,0]
[1581,null,null,null,null,null,0,0,0,0,0]
[1582,null,null,null,null,null,1,0,0,0,0]
[1583,null,null,null,null,null,0,0,0,0,0]
[1584,null,null,null,null,null,0,0,0,0,0]
[1585,null,null,null,null,null,0,0,0,0,0]
[1586,null,null,null,null,null,0,0,0,0,0]
[1587,null,null,null,null,null,0,0,0,0,0]
[1588,null,null,null,null,null,0,0,0,0,0]
[1589,null,null,null,null,null,0,0,0,0,0]
[1590,null,null,null,null,null,0,0,0,0,0]
[1591,null,null,null,null,null,0,0,0,0,0]
[1592,null,null,null,null,null,0,0,0,0,0]
[1593,null,null,null,null,null,0,0,0,0,0]
[1594,null,null,null,null,null,0,0,0,0,0]
[1595,null,null,null,null,null,0,0,0,0,0]
[1596,null,null,null,null,null,0,0,0,0,0]
[1597,null,null,null,null,null,0,0,0,0,0]
[1598,null,null,null,null,null,0,0,0,0,0]
[1599,null,null,null,null,null,0,0,0,0,0]
[1600,null,null,null,null,null,0,0,0,0,0]
[1601,null,null,null,null,null,0,0,0,0,0]
[1602,null,null,null,null,null,0,0,0,0,0]
[1603,null,null,null,null,null,0,0,0,0,0]
[1604,null,null,null,null,null,0,0,0,0,0]
[1605,null,null,null,null,null,0,0,0,0,0]
[1606,null,null,null,null,null,0,0,0,0,0]
[1607,null,null,null,null,null,0,0,0,0,0]
[1608,null,null,null,null,null,0,0,0,0,0]
[1609,null,null,null,null,null,0,0,0,0,0]
[1610,null,null,null,null,null,0,0,0,0,0]
[1611,null,null,null,null,null,0,0,0,0,0]
[1612,null,null,null,null,null,0,0,0,0,0]
[1613,null,null,null,null,null,0,0,0,0,0]
[1614,null,null,null,null,null,0,0,0,0,0]
[1615,null,null,null,null,null,0,0,0,0,0]
[1616,null,null,null,null,null,0,0,0,0,0]
[1617,null,null,null,null,null,0,0,0,0,0]
[1618,null,null,null,null,null,0,0,0,0,0]
[1619,null,null,null,null,null,0,0,0,0,0]
[1620,null,null,null,null,null,0,0,0,0,0]
[1621,null,null,null,null,null,0,0,0,0,0]
[1622,null,null,null,null,null,0,0,0,0,0]
[1623,null,null,null,null,null,0,0,0,0,0]
[1624,null,null,null,null,null,0,0,0,0,0]
[1625,null,null,null,null,null,0,0,0,0,0]
[1626,null,null,null,null,null,0,0,0,0,0]
[1627,null,null,null,null,null,0,0,0,0,0]
[1628,null,null,null,null,null,0,0,0,0,0]
[1629,null,null,null,null,null,0,0,0,0,0]
[1630,null,null,null,null,null,0,0,0,0,0]
[1631,null,null,null,null,null,0,0,0,0,0]
[1632,null,null,null,null,null,0,0,0,0,0]
[1633,null,null,null,null,null,0,0,0,0,0]
[1634,null,null,null,null,null,0,0,0,0,0]
[1635,null,null,null,null,null,0,0,0,0,0]
[1636,null,null,null,null,null,0,0,0,0,0]
[1637,null,null,null,null,null,0,0,0,0,0]
[1638,null,null,null,null,null,0,0,0,0,0]
[1639,null,null,null,null,null,0,0,0,0,0]
[1640,null,null,null,null,null,0,0,0,0,0]
[1641,null,null,null,null,null,0,0,0,0,0]
[1642,null,null,null,null,null,0,0,0,0,0]
[1643,null,null,null,null,null,0,0,0,0,0]
[1644,null,null,null,null,null,1,0,0,0,0]
[1645,null,null,null,null,null,0,0,0,0,0]
[1646,null,null,null,null,null,0,0,0,0,0]
[1647,null,null,null,null,null,0,0,0,0,0]
[1648,null,null,null,null,null,0,0,0,0,0]
[1649,null,null,null,null,null,0,0,0,0,0]
[1650,null,null,null,null,null,0,0,0,0,0]
[1651,null,null,null,null,null,0,0,0,0,0]
[1652,null,null,null,null,null,0,0,0,0,0]
[1653,null,null,null,null,null,0,0,0,0,0]
[1654,null,null,null,null,null,0,0,0,0,0]
[1655,null,null,null,null,null,0,0,0,0,0]
[1656,null,null,null,null,null,0,0,0,0,0]
[1657,null,null,null,null,null,0,0,0,0,0]
[1658,null,null,null,null,null,0,0,0,0,0]
[1659,null,null,null,null,null,3,0,0,0,0]
[1660,null,null,null,null,null,2,0,0,0,0]
[1661,null,null,null,null,null,0,0,0,0,0]
[1662,null,null,null,null,null,0,0,0,0,0]
[1663,null,null,null,null,null,1,0,0,0,0]
[1664,null,null,null,null,null,0,0,0,0,0]
[1665,null,null,null,null,null,0,0,0,0,0]
[1666,null,null,null,null,null,0,0,0,0,0]
[1667,null,null,null,null,null,0,0,0,0,0]
[1668,null,null,null,null,null,0,0,0,0,0]
[1669,null,null,null,null,null,0,0,0,0,0]
[1670,null,null,null,null,null,0,0,0,0,0]
[1671,null,null,null,null,null,0,0,0,0,0]
[1672,null,null,null,null,null,0,0,0,0,0]
[1673,null,null,null,null,null,0,0,0,0,0]
[1674,null,null,null,null,null,0,0,0,0,0]
[1675,null,null,null,null,null,0,0,0,0,0]
[1676,null,null,null,null,null,0,0,0,0,0]
[1677,null,null,null,null,null,0,0,0,0,0]
[1678,null,null,null,null,null,0,0,0,0,0]
[1679,null,null,null,null,null,0,0,0,0,0]
[1680,null,null,null,null,null,0,0,0,0,0]
[1681,null,null,null,null,null,0,0,0,0,0]
[1682,null,null,null,null,null,0,0,0,0,0]
[1683,null,null,null,null,null,0,0,0,0,0]
[1684,null,null,null,null,null,0,0,0,0,0]
[1685,null,null,null,null,null,0,0,0,0,0]
[1686,null,null,null,null,null,0,0,0,0,0]
[1687,null,null,null,null,null,0,0,0,0,0]
[1688,null,null,null,null,null,0,0,0,0,0]
[1689,null,null,null,null,null,0,0,0,0,0]
[1690,null,null,null,null,null,0,0,0,0,0]
[1691,null,null,null,null,null,0,0,0,0,0]
[1692,null,null,null,null,null,0,0,0,0,0]
[1693,null,null,null,null,null,0,0,0,0,0]
[1694,null,null,null,null,null,0,0,0,0,0]
[1695,null,null,null,null,null,1,0,0,0,0]
[1696,null,null,null,null,null,0,0,0,0,0]
[1697,null,null,null,null,null,0,0,0,0,0]
[1698,null,null,null,null,null,3,0,0,0,0]
[1699,null,null,null,null,null,3,0,0,0,0]
[1700,null,null,null,null,null,3,0,0,0,0]
[1701,null,null,null,null,null,3,0,0,0,0]
[1702,null,null,null,null,null,3,0,0,0,0]
[1703,null,null,null,null,null,2,0,0,0,0]
[1704,null,null,null,null,null,0,0,0,0,0]
[1705,null,null,null,null,null,0,0,0,0,0]
[1706,null,null,null,null,null,0,0,0,0,0]
[1707,null,null,null,null,null,0,0,0,0,0]
[1708,null,null,null,null,null,0,0,0,0,0]
[1709,null,null,null,null,null,0,0,0,0,0]
[1710,null,null,null,null,null,0,0,0,0,0]
[1711,null,null,null,null,null,0,0,0,0,0]
[1712,null,null,null,null,null,1,0,0,0,0]
[1713,null,null,null,null,null,0,0,0,0,0]
[1714,null,null,null,null,null,0,0,0,3,0]
[1715,null,null,null,null,null,0,0,0,3,0]
[1716,null,null,null,null,null,0,0,0,3,0]
[1717,null,null,null,null,null,0,0,0,3,0]
[1718,null,null,null,null,null,0,0,4,3,0]
[1719,null,null,null,null,null,0,0,0,2,0]
[1720,null,null,null,null,null,0,0,0,0,0]
[1721,null,null,null,null,null,0,3,0,0,0]
[1722,null,null,null,null,null,0,3,0,0,0]
[1723,null,null,null,null,null,0,4,0,0,0]
[1724,null,null,null,null,null,0,0,0,0,0]
[1725,null,null,null,null,null,0,0,0,0,0]
[1726,null,null,null,null,null,0,0,1,0,0]
[1727,null,null,null,null,null,0,0,0,0,0]
[1728,null,null,null,null,null,0,0,0,1,0]
[1729,null,null,null,null,null,0,0,0,0,0]
[1730,null,null,null,null,null,0,0,0,0,0]
[1731,null,null,null,null,null,0,0,0,0,0]
[1732,null,null,null,null,null,0,0,0,0,0]
[1733,null,null,null,null,null,0,0,0,0,0]
[1734,null,null,null,null,null,0,0,0,0,0]
[1735,null,null,null,null,null,0,0,0,0,0]
[1736,null,null,null,null,null,0,0,0,0,0]
[1737,null,null,null,null,null,0,0,0,0,0]
[1738,null,null,null,null,null,0,0,0,0,0]
[1739,null,null,null,null,null,0,0,0,0,0]
[1740,null,null,null,null,null,0,0,0,0,0]
[1741,null,null,null,null,null,0,0,0,1,0]
[1742,null,null,null,null,null,0,0,1,0,0]
[1743,null,null,null,null,null,0,0,0,0,0]
[1744,null,null,null,null,null,0,0,0,0,0]
[1745,null,null,null,null,null,0,0,0,0,0]
[1746,null,null,null,null,null,0,0,0,1,0]
[1747,null,null,null,null,null,0,0,0,0,0]
[1748,null,null,null,null,null,0,0,0,0,0]
[1749,null,null,null,null,null,0,0,0,0,0]
[1750,null,null,null,null,null,0,0,3,0,0]
[1751,null,null,null,null,null,0,0,3,0,0]
[1752,null,null,null,null,null,0,0,4,0,0]
[1753,null,null,null,null,null,0,0,0,0,0]
[1754,null,null,null,null,null,0,0,0,0,0]
[1755,null,null,null,null,null,0,0,0,0,0]
[1756,null,null,null,null,null,0,0,0,0,0]
[1757,null,null,null,null,null,0,0,0,0,0]
[1758,null,null,null,null,null,1,1,0,0,0]
[1759,null,null,null,null,null,0,0,0,0,0]
[1760,null,null,null,null,null,0,0,0,0,0]
[1761,null,null,null,null,null,0,0,0,0,0]
[1762,null,null,null,null,null,0,0,1,0,0]
[1763,null,null,null,null,null,0,0,0,0,0]
[1764,null,null,null,null,null,0,0,0,0,0]
[1765,null,null,null,null,null,0,0,0,0,0]
[1766,null,null,null,null,null,0,0,0,0,0]
[1767,null,null,null,null,null,0,0,0,0,0]
[1768,null,null,null,null,null,0,1,0,0,0]
[1769,null,null,null,null,null,0,0,0,0,0]
[1770,null,null,null,null,null,0,0,0,0,0]
[1771,null,null,null,null,null,0,0,0,3,0]
[1772,null,null,null,null,null,0,0,0,2,0]
[1773,null,null,null,null,null,0,0,0,0,1]
[1774,null,null,null,null,null,0,0,0,0,0]
[1775,null,null,null,null,null,0,0,0,0,0]
[1776,null,null,null,null,null,0,0,0,0,0]
[1777,null,null,null,null,null,0,0,0,0,0]
[1778,null,null,null,null,null,0,0,0,0,0]
[1779,null,null,null,null,null,0,0,0,0,0]
[1780,null,null,null,null,null,0,0,0,0,0]
[1781,null,null,null,null,null,0,0,0,0,0]
[1782,null,null,null,null,null,0,0,0,0,0]
[1783,null,null,null,null,null,0,0,0,0,0]
[1784,null,null,null,null,null,0,0,0,0,0]
[1785,null,null,null,null,null,0,0,0,0,0]
[1786,null,null,null,null,null,0,0,0,0,0]
[1787,null,null,null,null,null,0,0,0,0,0]
[1788,null,null,null,null,null,0,0,0,0,0]
[1789,null,null,null,null,null,0,0,0,0,0]
[1790,null,null,null,null,null,0,0,0,0,0]
[1791,null,null,null,null,null,0,0,0,0,0]
[1792,null,null,null,null,null,0,0,0,0,0]
[1793,null,null,null,null,null,0,0,0,0,0]
[1794,null,null,null,null,null,0,0,0,0,0]
[1795,null,null,null,null,null,0,0,0,0,0]
[1796,null,null,null,null,null,0,0,0,0,0]
[1797,null,null,null,null,null,0,0,0,0,0]
[1798,null,null,null,null,null,0,0,0,0,0]
[1799,null,null,null,null,null,0,0,0,0,0]
[1800,null,null,null,null,null,0,0,0,0,0]
[1801,null,null,null,null,null,0,0,0,0,0]
[1802,null,null,null,null,null,0,0,0,0,0]
[1803,null,null,null,null,null,0,0,0,0,0]
[1804,null,null,null,null,null,0,0,0,0,0]
[1805,null,null,null,null,null,0,0,0,0,0]
[1806,null,null,null,null,null,0,0,0,0,0]
[1807,null,null,null,null,null,0,0,0,0,0]
[1808,null,null,null,null,null,0,0,0,0,0]
[1809,null,null,null,null,null,0,0,0,0,0]
[1810,null,null,null,null,null,0,0,0,0,0]
[1811,null,null,null,null,null,0,0,0,0,0]
[1812,null,null,null,null,null,0,0,0,0,1]
[1813,null,null,null,null,null,0,0,0,0,0]
[1814,null,null,null,null,null,0,0,0,0,0]
[1815,null,null,null,null,null,0,0,0,0,0]
[1816,null,null,null,null,null,0,0,0,0,0]
[1817,null,null,null,null,null,0,0,0,0,0]
[1818,null,null,null,null,null,0,0,0,0,0]
[1819,null,null,null,null,null,0,0,0,0,0]
[1820,null,null,null,null,null,0,0,0,0,0]
[1821,null,null,null,null,null,0,0,0,0,0]
[1822,null,null,null,null,null,0,0,0,0,0]
[1823,null,null,null,null,null,0,0,0,0,0]
[1824,null,null,null,null,null,0,0,0,0,0]
[1825,null,null,null,null,null,0,0,0,0,0]
[1826,null,null,null,null,null,0,0,0,0,0]
[1827,null,null,null,null,null,0,0,0,0,0]
[1828,null,null,null,null,null,0,0,0,0,1]
[1829,null,null,null,null,null,0,0,0,0,0]
[1830,null,null,null,null,null,0,0,0,0,0]
[1831,null,null,null,null,null,0,0,0,0,0]
[1832,null,null,null,null,null,0,0,0,0,0]
[1833,null,null,null,null,null,0,0,0,0,0]
[1834,null,null,null,null,null,0,0,0,0,0]
[1835,null,null,null,null,null,0,0,0,0,0]
[1836,null,null,null,null,null,0,0,0,0,0]
[1837,null,null,null,null,null,0,0,0,0,0]
[1838,null,null,null,null,null,0,0,0,0,0]
[1839,null,null,null,null,null,0,0,0,0,0]
[1840,null,null,null,null,null,0,0,0,0,0]
[1841,null,null,null,null,null,0,0,0,0,0]
[1842,null,null,null,null,null,0,0,0,0,0]
[1843,null,null,null,null,null,0,0,0,0,0]
[1844,null,null,null,null,null,0,0,0,0,0]
[1845,null,null,null,null,null,0,0,0,0,0]
[1846,null,null,null,null,null,0,0,0,0,0]
[1847,null,null,null,null,null,0,0,0,0,0]
[1848,null,null,null,null,null,0,0,0,0,0]
[1849,null,null,null,null,null,0,0,0,0,0]
[1850,null,null,null,null,null,0,0,0,0,0]
[1851,null,null,null,null,null,0,0,0,0,0]
[1852,null,null,null,null,null,0,0,0,0,0]
[1853,null,null,null,null,null,0,0,0,0,0]
[1854,null,null,null,null,null,0,0,0,0,0]
[1855,null,null,null,null,null,0,0,0,0,3]
[1856,null,null,null,null,null,0,0,0,0,3]
[1857,null,null,null,null,null,0,0,0,0,3]
[1858,null,null,null,null,null,0,0,0,0,3]
[1859,null,null,null,null,null,0,0,0,0,3]
[1860,null,null,null,null,null,0,0,0,0,3]
[1861,null,null,null,null,null,0,0,0,0,3]
[1862,null,null,null,null,null,0,0,0,0,4]
[1863,null,null,null,null,null,0,0,0,0,0]
[1864,null,null,null,null,null,0,0,0,0,0]
[1865,null,null,null,null,null,0,0,0,0,0]
[1866,null,null,null,null,null,0,0,0,0,0]
[1867,null,null,null,null,null,0,0,0,0,0]
[1868,null,null,null,null,null,0,0,0,0,0]
[1869,null,null,null,null,null,0,0,0,0,0]
[1870,null,null,null,null,null,0,0,0,0,0]
[1871,null,null,null,null,null,0,0,0,0,0]
[1872,null,null,null,null,null,0,0,0,0,0]
[1873,null,null,null,null,null,0,0,0,0,0]
[1874,null,null,null,null,null,0,0,0,0,0]
[1875,null,null,null,null,null,0,0,0,0,1]
[1876,null,null,null,null,null,0,0,0,0,0]
[1877,null,null,null,null,null,0,0,0,0,0]
[1878,null,null,null,null,null,0,0,0,0,0]
[1879,null,null,null,null,null,0,0,0,0,0]
[1880,null,null,null,null,null,0,0,0,0,0]
[1881,null,null,null,null,null,0,0,0,0,0]
[1882,null,null,null,null,null,0,0,0,0,0]
[1883,null,null,null,null,null,0,0,0,0,0]
[1884,null,null,null,null,null,0,0,0,0,0]
[1885,null,null,null,null,null,0,0,0,0,0]
[1886,null,null,null,null,null,0,0,0,0,0]
[1887,null,null,null,null,null,0,0,0,0,0]
[1888,null,null,null,null,null,0,0,0,0,0]
[1889,null,null,null,null,null,0,0,0,0,0]
[1890,null,null,null,null,null,0,0,0,0,0]
[1891,null,null,null,null,null,0,0,0,0,0]
[1892,null,null,null,null,null,0,0,0,0,1]
[1893,null,null,null,null,null,0,0,0,0,0]
[1894,null,null,null,null,null,0,0,0,0,0]
[1895,null,null,null,null,null,0,0,0,0,0]
[1896,null,null,null,null,null,0,0,0,0,0]
[1897,null,null,null,null,null,0,0,0,0,0]
[1898,null,null,null,null,null,0,0,0,0,0]
[1899,null,null,null,null,null,0,0,0,0,0]
[1900,null,null,null,null,null,0,0,0,0,0]
[1901,null,null,null,null,null,0,0,0,0,0]
[1902,null,null,null,null,null,0,0,0,0,1]
[1903,null,null,null,null,null,0,0,0,0,0]
[1904,null,null,null,null,null,0,0,0,0,0]
[1905,null,null,null,null,null,0,0,0,0,0]
[1906,null,null,null,null,null,0,0,0,0,0]
[1907,null,null,null,null,null,0,0,0,0,0]
[1908,null,null,null,null,null,0,0,0,0,0]
[1909,null,null,null,null,null,0,0,0,0,0]
[1910,null,null,null,null,null,0,0,0,0,0]
[1911,null,null,null,null,null,0,0,0,0,0]
[1912,null,null,null,null,null,0,0,0,0,0]
[1913,null,null,null,null,null,0,0,0,0,0]
[1914,null,null,null,null,null,0,0,0,0,0]
[1915,null,null,null,null,null,0,0,0,0,0]
[1916,null,null,null,null,null,0,0,0,0,0]
[1917,null,null,null,null,null,0,0,0,0,0]
[1918,null,null,null,null,null,0,0,0,0,0]
[1919,null,null,null,null,null,0,0,0,0,1]
[1920,null,null,null,null,null,0,0,0,0,0]
[1921,null,null,null,null,null,0,0,0,0,0]
[1922,null,null,null,null,null,0,0,0,0,3]
[1923,null,null,null,null,null,0,0,0,0,2]
[1924,null,null,null,null,null,0,0,0,0,0]
[1925,null,null,null,null,null,0,0,0,0,0]
[1926,null,null,null,null,null,0,0,0,0,0]
[1927,null,null,null,null,null,0,0,0,0,0]
[1928,null,null,null,null,null,0,0,0,0,0]
[1929,null,null,null,null,null,0,0,0,0,0]
[1930,null,null,null,null,null,0,0,0,0,0]
[1931,null,null,null,null,null,0,0,0,0,0]
[1932,null,null,null,null,null,0,0,0,0,0]
[1933,null,null,null,null,null,0,0,0,0,0]
[1934,null,null,null,null,null,0,0,0,0,0]
[1935,null,null,null,null,null,0,0,0,0,0]
[1936,null,null,null,null,null,0,0,0,0,0]
[1937,null,null,null,null,null,0,0,0,0,0]
[1938,null,null,null,null,null,0,0,0,0,0]
[1939,null,null,null,null,null,0,0,0,0,0]
[1940,null,null,null,null,null,0,0,0,0,0]
[1941,null,null,null,null,null,0,0,0,0,3]
[1942,null,null,null,null,null,0,0,0,0,2]
[1943,null,null,null,null,null,0,0,0,0,0]
[1944,null,null,null,null,null,0,0,0,0,0]
[1945,null,null,null,null,null,0,0,0,0,3]
[1946,null,null,null,null,null,0,0,0,0,3]
[1947,null,null,null,null,null,0,0,0,0,3]
[1948,null,null,null,null,null,0,0,0,0,3]
[1949,null,null,null,null,null,0,0,0,0,3]
[1950,null,null,null,null,null,0,0,0,0,3]
[1951,null,null,null,null,null,0,0,0,0,3]
[1952,null,null,null,null,null,0,0,0,0,4]
[1953,null,null,null,null,null,0,0,0,0,0]
[1954,null,null,null,null,null,0,0,0,0,0]
[1955,null,null,null,null,null,0,0,0,0,0]
[1956,null,null,null,null,null,0,0,0,0,0]
[1957,null,null,null,null,null,0,0,0,0,0]
[1958,null,null,null,null,null,0,0,0,0,0]
[1959,null,null,null,null,null,0,0,0,0,0]
[1960,null,null,null,null,null,0,0,0,0,0]
[1961,null,null,null,null,null,0,0,0,0,0]
[1962,null,null,null,null,null,0,0,0,0,0]
[1963,null,null,null,null,null,0,0,0,0,0]
[1964,null,null,null,null,null,0,0,0,0,0]
[1965,null,null,null,null,null,0,0,0,0,0]
[1966,null,null,null,null,null,0,0,0,0,0]
[1967,null,null,null,null,null,0,0,0,0,0]
[1968,null,null,null,null,null,0,0,0,0,0]
[1969,null,null,null,null,null,0,3,0,0,0]
[1970,null,null,null,null,null,0,2,0,0,0]
[1971,null,null,null,null,null,0,0,0,0,0]
[1972,null,null,null,null,null,0,0,0,0,0]
[1973,null,null,null,null,null,0,0,0,0,0]
[1974,null,null,null,null,null,0,0,0,0,0]
[1975,null,null,null,null,null,0,0,0,0,0]
[1976,null,null,null,null,null,0,0,0,0,0]
[1977,null,null,null,null,null,0,0,0,0,0]
[1978,null,null,null,null,null,0,0,0,0,0]
[1979,null,null,null,null,null,0,0,0,0,0]
[1980,null,null,null,null,null,0,0,0,0,0]
[1981,null,null,null,null,null,0,0,0,0,0]
[1982,null,null,null,null,null,0,0,0,0,0]
[1983,null,null,null,null,null,0,0,0,0,0]
[1984,null,null,null,null,null,0,0,0,0,0]
[1985,null,null,null,null,null,0,0,0,0,0]
[1986,null,null,null,null,null,0,0,0,0,0]
[1987,null,null,null,null,null,0,0,0,0,0]
[1988,null,null,null,null,null,0,0,0,0,0]
[1989,null,null,null,null,null,0,0,0,0,0]
[1990,null,null,null,null,null,0,0,0,0,0]
[1991,null,null,null,null,null,0,0,0,0,0]
[1992,null,null,null,null,null,0,0,0,0,0]
[1993,null,null,null,null,null,0,0,0,0,0]
[1994,null,null,null,null,null,0,0,0,0,0]
[1995,null,null,null,null,null,0,0,0,0,0]
[1996,null,null,null,null,null,0,0,0,0,0]
[1997,null,null,null,null,null,0,0,0,0,0]
[1998,null,null,null,null,null,0,0,0,0,0]
[1999,null,null,null,null,null,0,0,0,0,0]
[2004,null,null,null,null,null,0,0,0,0,0]
[2009,null,null,null,null,null,0,0,0,0,0]
[2010,null,null,null,null,null,0,0,0,0,0]
[2016,null,null,null,null,null,0,0,0,0,0]
[2019,null,null,null,null,null,0,0,0,0,0]
[2024,null,null,null,null,null,0,0,0,0,0]
[2025,null,null,null,null,null,0,0,0,0,0]
[2030,null,null,null,null,null,0,0,0,0,0]
[2034,null,null,null,null,null,0,0,0,0,0]
[2039,null,null,null,null,null,0,0,0,0,0]
[2040,null,null,null,null,null,0,0,0,0,0]
[2045,null,null,null,null,null,0,0,0,0,0]
[2050,null,null,null,null,null,0,0,0,0,0]
[2052,null,null,null,null,null,0,0,0,0,0]
[2055,null,null,null,null,null,0,0,0,0,0]
[2060,null,null,null,null,null,0,0,0,0,0]
[2065,null,null,null,null,null,0,0,0,0,0]
[2070,null,null,null,null,null,0,0,0,0,0]
[2073,null,null,null,null,null,0,0,0,0,0]
[2075,null,null,null,null,null,0,0,0,0,0]
[2080,null,null,null,null,null,0,0,0,0,0]
[2085,null,null,null,null,null,0,0,0,0,0]
[2086,null,null,null,null,null,0,0,0,0,0]
[2090,null,null,null,null,null,0,0,0,0,0]
[2095,null,null,null,null,null,0,0,0,0,0]
[2100,null,null,null,null,null,0,0,0,0,0]
[2101,null,null,null,null,null,0,0,0,0,0]
[2107,null,null,null,null,null,0,0,0,0,0]
[2110,null,null,null,null,null,0,0,0,0,0]
[2115,null,null,null,null,null,0,0,0,0,0]
[2116,null,null,null,null,null,0,0,0,0,0]
[2121,null,null,null,null,null,0,0,0,0,0]
[2125,null,null,null,null,null,0,0,0,0,0]
[2130,null,null,null,null,null,0,0,0,0,0]
[2131,null,null,null,null,null,0,0,0,0,0]
[2136,null,null,null,null,null,0,0,0,0,0]
[2141,null,null,null,null,null,0,0,0,0,0]
[2143,null,null,null,null,null,0,0,0,0,0]
[2146,null,null,null,null,null,0,0,0,0,0]
[2151,null,null,null,null,null,0,0,0,0,0]
[2156,null,null,null,null,null,0,0,2,3,0]
[2161,null,null,null,null,null,0,0,0,0,0]
[2164,null,null,null,null,null,0,0,0,0,0]
[2166,null,null,null,null,null,0,0,0,0,0]
[2171,null,null,null,null,null,0,0,0,0,0]
[2176,null,null,null,null,null,0,0,0,0,0]
[2177,null,null,null,null,null,0,0,0,0,0]
[2181,null,null,null,null,null,0,0,0,0,0]
[2186,null,null,null,null,null,0,0,0,0,0]
[2191,null,null,null,null,null,0,0,0,0,0]
[2192,null,null,null,null,null,0,0,0,0,0]
[2198,null,null,null,null,null,0,0,0,0,0]
[2201,null,null,null,null,null,0,0,0,0,0]
[2206,null,null,null,null,null,0,0,0,0,0]
[2207,null,null,null,null,null,0,0,0,0,0]
[2212,null,null,null,null,null,0,0,0,0,0]
[2216,null,null,null,null,null,0,0,0,0,0]
[2221,null,null,null,null,null,0,0,0,0,0]
[2222,null,null,null,null,null,0,0,0,0,0]
[2227,null,null,null,null,null,0,0,0,0,0]
[2232,null,null,null,null,null,0,0,0,0,0]
[2234,null,null,null,null,null,0,0,0,0,0]
[2237,null,null,null,null,null,0,0,0,0,0]
[2242,null,null,null,null,null,0,0,0,0,0]
[2247,null,null,null,null,null,0,0,0,0,0]
[2251,null,null,null,null,null,0,0,0,0,0]
[2252,null,null,null,null,null,0,0,0,0,0]
[2257,null,null,null,null,null,0,0,0,0,0]
[2262,null,null,null,null,null,0,0,0,0,0]
[2267,null,null,null,null,null,0,0,0,0,0]
[2269,null,null,null,null,null,0,0,0,0,0]
[2272,null,null,null,null,null,0,0,0,0,0]
[2277,null,null,null,null,null,0,0,0,0,0]
[2282,null,null,null,null,null,0,0,0,0,0]
[2283,null,null,null,null,null,0,0,0,0,0]
[2287,null,null,null,null,null,0,0,0,0,0]
[2292,null,null,null,null,null,0,0,0,0,0]
[2297,null,null,null,null,null,0,0,0,0,0]
[2298,null,null,null,null,null,0,0,0,0,0]
[2303,null,null,null,null,null,0,0,0,0,0]
[2307,null,null,null,null,null,0,0,0,0,0]
[2312,null,null,null,null,null,0,0,0,0,0]
[2313,null,null,null,null,null,0,0,0,0,0]
[2318,null,null,null,null,null,0,0,0,0,0]
[2323,null,null,null,null,null,0,0,0,0,0]
[2325,null,null,null,null,null,0,0,0,0,0]
[2328,null,null,null,null,null,0,0,0,0,0]
[2333,null,null,null,null,null,0,0,0,0,0]
[2338,null,null,null,null,null,0,0,0,0,0]
[2342,null,null,null,null,null,0,0,0,0,0]
[2343,null,null,null,null,null,0,0,0,0,0]
[2348,null,null,null,null,null,0,0,0,0,0]
[2353,null,null,null,null,null,0,0,0,0,0]
[2358,null,null,null,null,null,0,0,0,0,0]
[2360,null,null,null,null,null,0,0,0,0,0]
[2363,null,null,null,null,null,0,0,0,0,0]
[2368,null,null,null,null,null,0,0,0,0,0]
[2373,null,null,null,null,null,0,0,0,0,0]
[2374,null,null,null,null,null,0,0,0,0,0]
[2378,null,null,null,null,null,0,0,0,2,0]
[2383,null,null,null,null,null,2,0,0,0,0]
[2388,null,null,null,null,null,0,0,0,0,0]
[2389,null,null,null,null,null,0,0,0,0,0]
[2394,null,null,null,null,null,0,0,0,0,0]
[2399,null,null,null,null,null,0,0,0,0,0]
[2403,null,null,null,null,null,0,0,0,0,0]
[2404,null,null,null,null,null,0,0,0,0,0]
[2409,null,null,null,null,null,0,0,0,0,0]
[2414,null,null,null,null,null,0,0,0,0,3]
[2417,null,null,null,null,null,0,0,0,0,0]
[2419,null,null,null,null,null,0,0,0,0,0]
[2424,null,null,null,null,null,0,0,0,0,0]
[2429,null,null,null,null,null,0,0,0,0,0]
[2433,null,null,null,null,null,0,0,2,0,1]
[2434,null,null,null,null,null,0,0,0,0,0]
[2439,null,null,null,null,null,0,0,0,3,0]
[2444,null,null,null,null,null,0,0,0,0,1]
[2449,null,null,null,null,null,0,0,0,2,0]
[2451,null,null,null,null,null,0,0,0,0,0]
[2454,null,null,null,null,null,4,0,0,0,0]
[2459,null,null,null,null,null,0,0,0,0,0]
[2464,null,null,null,null,null,0,0,0,0,1]
[2465,null,null,null,null,null,0,0,0,0,0]
[2469,null,null,null,null,null,0,0,0,0,0]
[2474,null,null,null,null,null,0,0,0,0,0]
[2479,null,null,null,null,null,0,2,0,0,0]
[2480,null,null,null,null,null,0,0,0,0,0]
[2485,null,null,null,null,null,0,0,0,0,3]
[2490,null,null,null,null,null,0,0,0,0,3]
[2494,null,null,null,null,null,0,0,0,0,0]
[2495,null,null,null,null,null,0,0,0,0,0]
[2500,null,null,null,null,null,0,0,0,0,0]
[2503,null,null,null,null,null,0,0,0,0,0]
[2509,null,null,null,null,null,0,0,0,0,0]
[2510,null,null,null,null,null,0,0,3,0,0]
[2515,null,null,null,null,null,0,0,0,0,0]
[2520,null,null,null,null,null,0,0,0,0,0]
[2524,null,null,null,null,null,0,2,2,0,0]
[2525,null,null,null,null,null,0,0,0,0,0]
[2530,null,null,null,null,null,0,0,0,0,0]
[2535,null,null,null,null,null,0,0,0,0,0]
[2540,null,null,null,null,null,0,0,0,0,0]
[2542,null,null,null,null,null,0,0,0,0,0]
[2545,null,null,null,null,null,0,0,0,0,0]
[2550,null,null,null,null,null,0,0,0,0,0]
[2555,null,null,null,null,null,0,0,0,0,0]
[2556,null,null,null,null,null,0,0,0,0,0]
[2560,null,null,null,null,null,0,0,0,0,0]
[2565,null,null,null,null,null,0,0,0,0,0]
[2570,null,null,null,null,null,0,0,0,0,0]
[2571,null,null,null,null,null,0,0,0,0,0]
[2576,null,null,null,null,null,0,0,0,0,0]
[2581,null,null,null,null,null,0,0,0,0,0]
[2585,null,null,null,null,null,0,0,0,0,0]
[2586,null,null,null,null,null,0,0,0,0,0]
[2591,null,null,null,null,null,0,0,0,0,0]
[2594,null,null,null,null,null,0,0,0,0,0]
[2600,null,null,null,null,null,0,0,0,0,0]
[2601,null,null,null,null,null,0,0,0,0,0]
[2606,null,null,null,null,null,0,0,0,0,0]
[2611,null,null,null,null,null,0,0,0,0,0]
[2615,null,null,null,null,null,0,0,0,0,0]
[2616,null,null,null,null,null,0,0,0,0,0]
[2621,null,null,null,null,null,0,0,0,0,0]
[2626,null,null,null,null,null,0,0,0,0,0]
[2631,null,null,null,null,null,0,0,0,0,0]
[2633,null,null,null,null,null,0,0,0,0,0]
[2636,null,null,null,null,null,0,0,0,0,0]
[2641,null,null,null,null,null,0,0,0,0,0]
[2646,null,null,null,null,null,0,0,0,0,0]
[2647,null,null,null,null,null,0,0,0,0,0]
[2651,null,null,null,null,null,0,0,0,0,0]
[2656,null,null,null,null,null,0,0,0,0,0]
[2661,null,null,null,null,null,0,0,0,0,0]
[2662,null,null,null,null,null,0,0,0,0,0]
[2667,null,null,null,null,null,0,0,0,0,0]
[2672,null,null,null,null,null,0,0,0,0,0]
[2676,null,null,null,null,null,0,0,0,0,0]
[2677,null,null,null,null,null,0,0,0,0,0]
[2682,null,null,null,null,null,0,0,0,0,0]
[2686,null,null,null,null,null,0,0,0,0,0]
[2691,null,null,null,null,null,0,0,0,0,0]
[2692,null,null,null,null,null,0,0,0,0,0]
[2697,null,null,null,null,null,0,0,0,0,0]
[2702,null,null,null,null,null,0,0,0,0,0]
[2704,null,null,null,null,null,0,0,0,0,0]
[2707,null,null,null,null,null,0,0,0,0,0]
[2712,null,null,null,null,null,0,0,0,0,0]
[2717,null,null,null,null,null,0,0,0,0,0]
[2722,null,null,null,null,null,0,0,0,0,0]
[2724,null,null,null,null,null,0,0,0,0,0]
[2727,null,null,null,null,null,0,0,0,0,0]
[2732,null,null,null,null,null,0,0,0,0,0]
[2737,null,null,null,null,null,0,0,0,0,0]
[2738,null,null,null,null,null,0,0,0,0,0]
[2742,null,null,null,null,null,0,0,0,0,0]
[2747,null,null,null,null,null,0,0,0,0,0]
[2752,null,null,null,null,null,0,0,0,0,0]
[2753,null,null,null,null,null,0,0,0,0,0]
[2759,null,null,null,null,null,0,0,0,0,0]
[2762,null,null,null,null,null,0,0,0,0,0]
[2767,null,null,null,null,null,0,0,0,0,0]
[2768,null,null,null,null,null,0,0,0,0,0]
[2773,null,null,null,null,null,0,0,0,0,0]
[2777,null,null,null,null,null,0,0,0,0,0]
[2782,null,null,null,null,null,0,0,0,0,0]
[2783,null,null,null,null,null,0,0,0,0,0]
[2788,null,null,null,null,null,0,0,0,0,0]
[2793,null,null,null,null,null,0,0,0,0,0]
[2795,null,null,null,null,null,0,0,0,0,0]
[2798,null,null,null,null,null,0,0,0,0,0]
[2803,null,null,null,null,null,0,0,0,0,0]
[2808,null,null,null,null,null,0,0,0,0,0]
[2813,null,null,null,null,null,0,0,0,0,0]
[2816,null,null,null,null,null,0,0,0,0,0]
[2818,null,null,null,null,null,0,0,0,0,0]
[2823,null,null,null,null,null,0,0,0,0,0]
[2828,null,null,null,null,null,0,0,0,0,0]
[2829,null,null,null,null,null,0,0,0,0,0]
[2834,null,null,null,null,null,0,0,0,0,0]
[2838,null,null,null,null,null,0,0,0,0,0]
[2843,null,null,null,null,null,0,0,0,0,0]
[2844,null,null,null,null,null,0,0,0,0,0]
[2850,null,null,null,null,null,0,0,0,0,0]
[2853,null,null,null,null,null,0,0,0,0,0]
[2858,null,null,null,null,null,0,0,0,0,0]
[2859,null,null,null,null,null,0,0,0,0,0]
[2864,null,null,null,null,null,0,0,0,0,0]
[2868,null,null,null,null,null,0,0,0,0,0]
[2873,null,null,null,null,null,0,0,0,0,0]
[2874,null,null,null,null,null,0,0,0,0,0]
[2879,null,null,null,null,null,0,0,0,0,0]
[2884,null,null,null,null,null,0,0,0,0,0]
[2886,null,null,null,null,null,0,0,0,0,0]
[2889,null,null,null,null,null,0,0,0,0,0]
[2894,null,null,null,null,null,0,0,0,0,0]
[2899,null,null,null,null,null,0,0,0,0,0]
[2904,null,null,null,null,null,0,0,0,0,0]
[2907,null,null,null,null,null,0,0,0,0,0]
[2909,null,null,null,null,null,0,0,0,0,0]
[2914,null,null,null,null,null,0,0,0,0,0]
[2919,null,null,null,null,null,0,0,0,0,0]
[2920,null,null,null,null,null,0,0,0,0,0]
[2925,null,null,null,null,null,0,0,0,0,0]
[2929,null,null,null,null,null,0,0,0,0,0]
[2934,null,null,null,null,null,0,0,0,0,0]
[2935,null,null,null,null,null,0,0,0,0,0]
[2941,null,null,null,null,null,0,0,0,0,0]
[2944,null,null,null,null,null,0,0,0,0,0]
[2949,null,null,null,null,null,0,0,0,0,0]
[2950,null,null,null,null,null,0,0,0,0,0]
[2955,null,null,null,null,null,0,0,0,0,0]
[2959,null,null,null,null,null,0,0,0,0,0]
[2964,null,null,null,null,null,0,0,0,0,0]
[2965,null,null,null,null,null,0,0,0,0,0]
[2970,null,null,null,null,null,0,0,0,0,0]
[2975,null,null,null,null,null,0,0,0,0,0]
[2977,null,null,null,null,null,0,0,0,0,0]
[2980,null,null,null,null,null,0,0,0,0,0]
[2985,null,null,null,null,null,0,0,0,0,0]
[2990,null,null,null,null,null,0,0,0,0,0]
[2995,null,null,null,null,null,0,0,0,0,0]
[2998,null,null,null,null,null,0,0,0,0,0]
[3000,null,null,null,null,null,0,0,0,0,0]
[3005,null,null,null,null,null,0,0,0,0,0]
[3010,null,null,null,null,null,0,0,0,0,0]
[3011,null,null,null,null,null,0,0,0,0,0]
[3015,null,null,null,null,null,0,0,0,0,0]
[3020,null,null,null,null,null,0,0,0,0,0]
[3025,null,null,null,null,null,0,0,0,0,0]
[3026,null,null,null,null,null,0,0,0,0,0]
[3032,null,null,null,null,null,0,0,0,0,0]
[3035,null,null,null,null,null,0,0,0,0,0]
[3040,null,null,null,null,null,0,0,0,0,0]
[3041,null,null,null,null,null,0,0,0,0,0]
[3046,null,null,null,null,null,0,0,0,0,0]
[3050,null,null,null,null,null,0,0,0,0,0]
[3055,null,null,null,null,null,0,0,0,0,0]
[3056,null,null,null,null,null,0,0,0,0,0]
[3061,null,null,null,null,null,0,0,0,0,0]
[3066,null,null,null,null,null,0,0,0,0,0]
[3068,null,null,null,null,null,0,0,0,0,0]
[3071,null,null,null,null,null,0,0,0,0,0]
[3076,null,null,null,null,null,0,0,0,0,0]
[3081,null,null,null,null,null,0,0,0,0,0]
[3086,null,null,null,null,null,0,0,0,0,0]
[3089,null,null,null,null,null,0,0,0,0,0]
[3091,null,null,null,null,null,0,0,0,0,0]
[3096,null,null,null,null,null,0,0,0,0,0]
[3101,null,null,null,null,null,0,0,0,0,0]
[3103,null,null,null,null,null,0,0,0,0,0]
[3106,null,null,null,null,null,0,0,0,0,0]
[3111,null,null,null,null,null,0,0,0,0,0]
[3116,null,null,null,null,null,0,0,0,0,0]
[3117,null,null,null,null,null,0,0,0,0,0]
[3121,null,null,null,null,null,0,0,0,0,0]
[3126,null,null,null,null,null,0,0,0,0,0]
[3131,null,null,null,null,null,0,0,0,0,0]
[3132,null,null,null,null,null,0,0,0,0,0]
[3137,null,null,null,null,null,0,0,0,0,0]
[3141,null,null,null,null,null,0,0,0,0,0]
[3146,null,null,null,null,null,0,0,0,0,0]
[3147,null,null,null,null,null,0,0,0,0,0]
[3152,null,null,null,null,null,0,0,0,0,0]
[3157,null,null,null,null,null,0,0,0,0,0]
[3159,null,null,null,null,null,0,0,0,0,0]
[3162,null,null,null,null,null,3,0,0,3,0]
[3167,null,null,null,null,null,0,0,0,0,0]
[3172,null,null,null,null,null,0,0,0,0,0]
[3177,null,null,null,null,null,0,0,0,0,0]
[3180,null,null,null,null,null,0,0,0,0,0]
[3182,null,null,null,null,null,0,0,0,0,0]
[3187,null,null,null,null,null,0,0,0,0,0]
[3192,null,null,null,null,null,0,0,0,0,0]
[3194,null,null,null,null,null,0,0,0,0,0]
[3197,null,null,null,null,null,0,0,0,0,0]
[3202,null,null,null,null,null,0,0,0,0,0]
[3207,null,null,null,null,null,0,0,0,3,0]
[3208,null,null,null,null,null,0,0,0,3,0]
[3212,null,null,null,null,null,0,0,0,0,0]
[3217,null,null,null,null,null,0,0,0,0,0]
[3222,null,null,null,null,null,0,0,0,0,0]
[3223,null,null,null,null,null,0,0,1,0,0]
[3228,null,null,null,null,null,0,0,0,0,0]
[3233,null,null,null,null,null,0,0,0,0,0]
[3237,null,null,null,null,null,0,0,0,0,0]
[3238,null,null,null,null,null,0,0,1,0,0]
[3243,null,null,null,null,null,0,0,0,0,0]
[3248,null,null,null,null,null,0,0,0,0,0]
[3251,null,null,null,null,null,0,0,0,0,0]
[3253,null,null,null,null,null,0,0,0,0,0]
[3258,null,null,null,null,null,0,0,0,0,0]
[3263,null,null,null,null,null,0,0,4,0,3]
[3267,null,null,null,null,null,0,0,0,0,0]
[3268,null,null,null,null,null,0,0,0,0,0]
[3273,null,null,null,null,null,0,0,0,0,0]
[3278,null,null,null,null,null,0,0,0,0,0]
[3283,null,null,null,null,null,0,0,1,0,0]
[3285,null,null,null,null,null,0,0,0,0,0]
[3288,null,null,null,null,null,0,0,0,0,0]
[3293,null,null,null,null,null,0,0,0,0,0]
[3298,null,null,null,null,null,0,0,0,0,0]
[3299,null,null,null,null,null,0,0,0,0,0]
[3303,null,null,null,null,null,0,0,0,0,0]
[3308,null,null,null,null,null,0,0,0,0,3]
[3313,null,null,null,null,null,0,0,0,0,0]
[3314,null,null,null,null,null,0,0,0,0,0]
[3319,null,null,null,null,null,0,0,0,0,0]
[3324,null,null,null,null,null,0,0,0,0,0]
[3328,null,null,null,null,null,0,0,0,0,0]
[3329,null,null,null,null,null,0,0,0,0,0]
[3334,null,null,null,null,null,0,0,0,0,0]
[3339,null,null,null,null,null,0,0,0,0,0]
[3342,null,null,null,null,null,0,0,0,0,0]
[3344,null,null,null,null,null,0,0,0,0,0]
[3349,null,null,null,null,null,0,0,0,0,3]
[3354,null,null,null,null,null,0,0,0,0,0]
[3358,null,null,null,null,null,0,0,0,0,0]
[3359,null,null,null,null,null,0,0,0,0,0]
[3364,null,null,null,null,null,0,0,0,0,0]
[3369,null,null,null,null,null,0,0,0,0,0]
[3374,null,null,null,null,null,0,0,0,0,0]
[3376,null,null,null,null,null,0,0,0,0,0]
[3379,null,null,null,null,null,0,0,0,0,0]
[3384,null,null,null,null,null,0,0,0,0,0]
[3389,null,null,null,null,null,0,0,0,0,0]
[3390,null,null,null,null,null,0,0,0,0,0]
[3394,null,null,null,null,null,0,0,0,0,0]
[3399,null,null,null,null,null,0,0,0,0,0]
[3404,null,null,null,null,null,0,0,0,0,0]
[3405,null,null,null,null,null,0,0,0,0,0]
[3410,null,null,null,null,null,0,0,0,0,0]
[3415,null,null,null,null,null,0,0,0,0,0]
[3419,null,null,null,null,null,0,0,0,0,0]
[3420,null,null,null,null,null,0,0,0,0,0]
[3425,null,null,null,null,null,0,0,0,0,0]
[3429,null,null,null,null,null,0,0,0,0,0]
[3434,null,null,null,null,null,0,0,0,0,0]
[3435,null,null,null,null,null,0,0,0,0,0]
[3440,null,null,null,null,null,0,0,0,0,0]
[3445,null,null,null,null,null,0,0,0,0,0]
[3449,null,null,null,null,null,0,0,0,0,0]
[3450,null,null,null,null,null,0,0,0,0,0]
[3455,null,null,null,null,null,0,0,0,0,0]
[3460,null,null,null,null,null,0,0,0,0,0]
[3465,null,null,null,null,null,0,0,0,0,0]
[3467,null,null,null,null,null,0,0,0,0,0]
[3470,null,null,null,null,null,0,0,0,0,0]
[3475,null,null,null,null,null,0,0,0,0,0]
[3480,null,null,null,null,null,0,0,0,0,0]
[3481,null,null,null,null,null,0,0,0,0,0]
[3485,null,null,null,null,null,0,0,0,0,0]
[3490,null,null,null,null,null,0,0,0,0,0]
[3495,null,null,null,null,null,0,0,0,0,0]
[3496,null,null,null,null,null,0,0,0,0,0]
[3501,null,null,null,null,null,0,0,0,0,0]
[3506,null,null,null,null,null,0,0,0,0,0]
[3510,null,null,null,null,null,0,0,0,0,0]
[3511,null,null,null,null,null,0,0,0,0,0]
[3516,null,null,null,null,null,0,0,0,0,0]
[3520,null,null,null,null,null,0,0,0,0,0]
[3525,null,null,null,null,null,0,0,0,0,0]
[3526,null,null,null,null,null,0,0,0,0,0]
[3531,null,null,null,null,null,0,0,0,0,0]
[3536,null,null,null,null,null,0,0,0,0,0]
[3538,null,null,null,null,null,0,0,0,0,0]
[3541,null,null,null,null,null,0,0,0,0,0]
[3546,null,null,null,null,null,0,0,0,0,0]
[3551,null,null,null,null,null,0,0,0,0,0]
[3556,null,null,null,null,null,0,0,0,0,0]
[3558,null,null,null,null,null,0,0,0,0,0]
[3561,null,null,null,null,null,0,0,0,0,0]
[3566,null,null,null,null,null,0,0,0,0,0]
[3571,null,null,null,null,null,0,0,0,0,0]
[3572,null,null,null,null,null,0,0,0,0,0]
[3576,null,null,null,null,null,0,0,0,0,0]
[3581,null,null,null,null,null,0,0,0,0,0]
[3586,null,null,null,null,null,0,0,0,0,0]
[3587,null,null,null,null,null,0,0,0,0,0]
[3592,null,null,null,null,null,0,0,0,0,0]
[3597,null,null,null,null,null,0,0,0,0,0]
[3601,null,null,null,null,null,0,0,0,0,0]
[3602,null,null,null,null,null,0,0,0,0,0]
[3607,null,null,null,null,null,0,0,0,0,0]
[3611,null,null,null,null,null,0,0,0,0,0]
[3616,null,null,null,null,null,0,0,0,0,0]
[3617,null,null,null,null,null,0,0,0,0,0]
[3622,null,null,null,null,null,0,0,0,0,0]
[3627,null,null,null,null,null,0,0,0,0,0]
[3629,null,null,null,null,null,0,0,0,0,0]
[3632,null,null,null,null,null,0,0,0,0,0]
[3637,null,null,null,null,null,0,0,0,0,0]
[3642,null,null,null,null,null,0,0,0,0,0]
[3647,null,null,null,null,null,0,0,0,0,0]
[3650,null,null,null,null,null,0,0,0,0,0]
[3652,null,null,null,null,null,0,0,0,0,0]
[3657,null,null,null,null,null,0,0,0,0,0]
[3662,null,null,null,null,null,0,0,0,0,0]
[3663,null,null,null,null,null,0,0,0,0,0]
[3668,null,null,null,null,null,0,0,0,0,0]
[3672,null,null,null,null,null,0,0,0,0,0]
[3677,null,null,null,null,null,0,0,0,0,0]
[3678,null,null,null,null,null,0,0,0,0,0]
[3684,null,null,null,null,null,0,0,0,0,2]
[3687,null,null,null,null,null,0,0,0,0,0]
[3692,null,null,null,null,null,0,0,0,0,0]
[3693,null,null,null,null,null,0,0,0,0,0]
[3698,null,null,null,null,null,0,0,0,0,0]
[3702,null,null,null,null,null,0,0,0,0,0]
[3707,null,null,null,null,null,0,0,0,0,0]
[3708,null,null,null,null,null,0,0,0,0,0]
[3713,null,null,null,null,null,0,0,0,0,0]
[3718,null,null,null,null,null,0,0,0,0,0]
[3720,null,null,null,null,null,0,0,0,0,0]
[3723,null,null,null,null,null,0,0,0,0,3]
[3728,null,null,null,null,null,0,0,0,0,0]
[3733,null,null,null,null,null,0,0,0,0,0]
[3738,null,null,null,null,null,0,0,0,0,0]
[3741,null,null,null,null,null,0,0,0,0,0]
[3743,null,null,null,null,null,0,0,0,0,0]
[3748,null,null,null,null,null,0,0,0,1,0]
[3753,null,null,null,null,null,0,0,0,0,0]
[3754,null,null,null,null,null,0,0,0,3,0]
[3759,null,null,null,null,null,0,0,0,0,0]
[3763,null,null,null,null,null,0,0,0,0,0]
[3768,null,null,null,null,null,0,0,0,0,0]
[3769,null,null,null,null,null,0,0,0,0,0]
[3775,null,null,null,null,null,0,0,0,0,0]
[3778,null,null,null,null,null,0,0,0,0,0]
[3783,null,null,null,null,null,0,0,0,0,0]
[3784,null,null,null,null,null,0,0,0,0,0]
[3789,null,null,null,null,null,0,0,0,0,0]
[3793,null,null,null,null,null,0,0,0,0,0]
[3798,null,null,null,null,null,0,0,0,0,0]
[3799,null,null,null,null,null,0,0,0,0,0]
[3804,null,null,null,null,null,0,0,0,0,0]
[3809,null,null,null,null,null,0,0,0,0,0]
[3811,null,null,null,null,null,0,0,0,0,0]
[3814,null,null,null,null,null,0,0,0,0,0]
[3819,null,null,null,null,null,0,0,0,0,0]
[3824,null,null,null,null,null,0,0,0,0,0]
[3829,null,null,null,null,null,0,0,0,0,0]
[3832,null,null,null,null,null,0,0,0,0,0]
[3834,null,null,null,null,null,0,0,0,0,0]
[3839,null,null,null,null,null,0,0,0,0,0]
[3844,null,null,null,null,null,0,0,0,0,0]
[3845,null,null,null,null,null,0,0,0,0,0]
[3850,null,null,null,null,null,0,0,0,0,0]
[3854,null,null,null,null,null,0,0,0,0,0]
[3859,null,null,null,null,null,0,0,0,0,0]
[3860,null,null,null,null,null,0,0,0,0,0]
[3866,null,null,null,null,null,0,0,0,0,0]
[3869,null,null,null,null,null,0,2,0,0,0]
[3874,null,null,null,null,null,0,0,0,0,0]
[3875,null,null,null,null,null,0,0,0,0,0]
[3880,null,null,null,null,null,0,0,0,0,0]
[3884,null,null,null,null,null,0,0,0,0,0]
[3889,null,null,null,null,null,0,0,0,0,0]
[3890,null,null,null,null,null,0,0,1,0,0]
[3895,null,null,null,null,null,0,0,0,0,0]
[3900,null,null,null,null,null,0,0,0,0,0]
[3902,null,null,null,null,null,0,0,0,0,0]
[3905,null,null,null,null,null,0,0,0,0,0]
[3910,null,null,null,null,null,0,0,1,0,0]
[3915,null,null,null,null,null,0,0,0,0,0]
[3920,null,null,null,null,null,0,0,0,0,0]
[3923,null,null,null,null,null,0,0,0,0,0]
[3925,null,null,null,null,null,0,0,0,0,0]
[3930,null,null,null,null,null,0,0,0,0,0]
[3935,null,null,null,null,null,0,0,0,0,0]
[3937,null,null,null,null,null,0,0,0,0,0]
[3940,null,null,null,null,null,0,0,0,0,0]
[3945,null,null,null,null,null,0,0,0,0,0]
[3950,null,null,null,null,null,0,0,0,0,0]
[3951,null,null,null,null,null,0,0,0,0,0]
[3955,null,null,null,null,null,0,0,0,0,0]
[3960,null,null,null,null,null,0,0,0,0,0]
[3965,null,null,null,null,null,0,0,0,0,0]
[3966,null,null,null,null,null,0,0,0,0,0]
[3971,null,null,null,null,null,0,0,0,0,0]
[3976,null,null,null,null,null,0,0,0,0,0]
[3980,null,null,null,null,null,0,0,0,0,0]
[3981,null,null,null,null,null,0,0,0,0,0]
[3986,null,null,null,null,null,0,0,0,0,0]
[3991,null,null,null,null,null,0,0,0,0,0]
[3993,null,null,null,null,null,0,0,0,0,0]
[3996,null,null,null,null,null,0,0,0,0,0]
[4001,null,null,null,null,null,0,0,0,0,0]
[4006,null,null,null,null,null,0,0,0,0,0]
[4011,null,null,null,null,null,0,0,0,0,0]
[4014,null,null,null,null,null,0,0,0,0,0]
[4016,null,null,null,null,null,0,0,0,0,0]
[4021,null,null,null,null,null,0,0,0,0,0]
[4026,null,null,null,null,null,0,0,0,0,0]
[4028,null,null,null,null,null,0,0,0,0,0]
[4031,null,null,null,null,null,0,0,0,0,0]
[4036,null,null,null,null,null,0,0,0,0,0]
[4041,null,null,null,null,null,0,0,0,0,0]
[4042,null,null,null,null,null,0,0,0,0,0]
[4046,null,null,null,null,null,0,0,0,0,0]
[4051,null,null,null,null,null,0,0,0,0,0]
[4056,null,null,null,null,null,0,0,0,0,0]
[4057,null,null,null,null,null,0,0,0,0,0]
[4062,null,null,null,null,null,0,0,0,0,0]
[4067,null,null,null,null,null,0,0,0,0,0]
[4071,null,null,null,null,null,0,0,0,0,0]
[4072,null,null,null,null,null,0,0,0,0,0]
[4077,null,null,null,null,null,0,0,0,0,0]
[4082,null,null,null,null,null,0,0,0,0,0]
[4085,null,null,null,null,null,0,0,0,0,0]
[4087,null,null,null,null,null,0,0,0,0,0]
[4092,null,null,null,null,null,0,0,0,0,0]
[4097,null,null,null,null,null,0,0,0,0,0]
[4102,null,null,null,null,null,0,0,0,0,0]
[4105,null,null,null,null,null,0,0,0,0,0]
[4107,null,null,null,null,null,0,0,0,0,0]
[4112,null,null,null,null,null,0,0,0,0,0]
[4117,null,null,null,null,null,0,0,0,0,0]
[4119,null,null,null,null,null,0,0,0,0,0]
[4122,null,null,null,null,null,0,0,0,0,0]
[4127,null,null,null,null,null,0,0,0,0,0]
[4132,null,null,null,null,null,0,0,0,0,0]
[4133,null,null,null,null,null,0,0,0,0,0]
[4137,null,null,null,null,null,0,0,0,0,0]
[4142,null,null,null,null,null,0,0,0,0,0]
[4147,null,null,null,null,null,0,0,0,0,0]
[4148,null,null,null,null,null,0,0,0,0,0]
[4153,null,null,null,null,null,0,0,0,0,0]
[4158,null,null,null,null,null,0,0,0,0,0]
[4162,null,null,null,null,null,0,0,0,0,0]
[4163,null,null,null,null,null,0,0,0,0,0]
[4168,null,null,null,null,null,0,0,0,0,0]
[4173,null,null,null,null,null,0,0,0,0,0]
[4176,null,null,null,null,null,0,0,0,0,0]
[4178,null,null,null,null,null,0,0,0,0,0]
[4183,null,null,null,null,null,0,0,0,0,0]
[4188,null,null,null,null,null,0,0,0,0,0]
[4192,null,null,null,null,null,0,0,0,0,0]
[4193,null,null,null,null,null,0,0,0,0,0]
[4198,null,null,null,null,null,0,0,0,0,0]
[4203,null,null,null,null,null,0,0,0,0,0]
[4208,null,null,null,null,null,0,0,0,0,0]
[4210,null,null,null,null,null,0,0,0,0,0]
[4213,null,null,null,null,null,0,0,0,0,0]
[4218,null,null,null,null,null,0,0,0,0,0]
[4223,null,null,null,null,null,0,0,0,0,0]
[4224,null,null,null,null,null,0,0,0,0,0]
[4228,null,null,null,null,null,0,0,0,0,0]
[4233,null,null,null,null,null,0,0,0,0,0]
[4238,null,null,null,null,null,0,0,0,0,0]
[4239,null,null,null,null,null,0,0,0,0,0]
[4244,null,null,null,null,null,0,0,0,0,0]
[4249,null,null,null,null,null,0,0,0,0,0]
[4253,null,null,null,null,null,0,0,0,0,0]
[4254,null,null,null,null,null,0,0,0,0,0]
[4259,null,null,null,null,null,0,0,0,0,0]
[4264,null,null,null,null,null,0,0,0,0,0]
[4267,null,null,null,null,null,0,0,0,0,0]
[4269,null,null,null,null,null,0,0,0,0,0]
[4274,null,null,null,null,null,0,0,0,0,0]
[4279,null,null,null,null,null,0,0,0,0,0]
[4283,null,null,null,null,null,0,0,0,0,0]
[4284,null,null,null,null,null,0,0,0,0,0]
[4289,null,null,null,null,null,0,0,0,0,0]
[4294,null,null,null,null,null,0,0,0,0,0]
[4299,null,null,null,null,null,0,0,0,0,0]
[4301,null,null,null,null,null,0,0,0,0,0]
[4304,null,null,null,null,null,0,0,0,0,0]
[4309,null,null,null,null,null,0,0,0,0,0]
[4314,null,null,null,null,null,0,0,0,0,0]
[4315,null,null,null,null,null,0,0,0,0,0]
[4319,null,null,null,null,null,0,0,0,0,0]
[4324,null,null,null,null,null,0,0,0,0,0]
[4329,null,null,null,null,null,0,0,0,0,0]
[4330,null,null,null,null,null,0,0,0,0,0]
[4335,null,null,null,null,null,0,0,0,0,0]
[4340,null,null,null,null,null,0,0,0,0,0]
[4344,null,null,null,null,null,0,0,0,0,0]
[4345,null,null,null,null,null,0,0,0,0,0]
[4350,null,null,null,null,null,0,0,0,0,0]
[4355,null,null,null,null,null,0,0,0,0,0]
[4358,null,null,null,null,null,0,0,0,0,0]
[4360,null,null,null,null,null,0,0,0,0,0]
[4365,null,null,null,null,null,0,0,0,0,0]
[4370,null,null,null,null,null,0,0,0,0,0]
[4372,null,null,null,null,null,0,0,0,0,0]
[4375,null,null,null,null,null,0,0,0,0,0]
[4380,null,null,null,null,null,0,0,0,0,0]
[4385,null,null,null,null,null,0,0,0,0,0]
[4390,null,null,null,null,null,0,0,0,0,0]
[4393,null,null,null,null,null,0,0,0,0,0]
[4395,null,null,null,null,null,0,0,0,0,0]
[4400,null,null,null,null,null,0,0,0,0,0]
[4405,null,null,null,null,null,0,0,0,0,0]
[4406,null,null,null,null,null,0,0,0,0,0]
[4410,null,null,null,null,null,0,0,0,0,0]
[4415,null,null,null,null,null,0,0,0,0,0]
[4420,null,null,null,null,null,0,0,0,0,0]
[4421,null,null,null,null,null,0,0,0,0,0]
[4426,null,null,null,null,null,0,0,0,0,0]
[4431,null,null,null,null,null,0,0,0,0,0]
[4435,null,null,null,null,null,0,0,0,0,0]
[4436,null,null,null,null,null,0,0,0,0,0]
[4441,null,null,null,null,null,0,0,0,0,0]
[4445,null,null,null,null,null,0,0,0,0,0]
[4450,null,null,null,null,null,0,0,0,0,0]
[4451,null,null,null,null,null,0,0,0,0,0]
[4456,null,null,null,null,null,0,0,0,0,0]
[4461,null,null,null,null,null,0,0,0,0,0]
[4463,null,null,null,null,null,0,0,0,0,0]
[4466,null,null,null,null,null,0,0,0,0,0]
[4471,null,null,null,null,null,0,0,0,0,0]
[4476,null,null,null,null,null,0,0,0,0,0]
[4481,null,null,null,null,null,0,0,0,0,0]
[4484,null,null,null,null,null,0,0,0,0,0]
[4486,null,null,null,null,null,0,0,0,0,0]
[4491,null,null,null,null,null,0,0,0,0,0]
[4496,null,null,null,null,null,0,0,0,0,0]
[4497,null,null,null,null,null,0,0,0,0,0]
[4502,null,null,null,null,null,0,0,0,0,0]
[4506,null,null,null,null,null,0,0,0,0,0]
[4511,null,null,null,null,null,0,0,0,0,0]
[4512,null,null,null,null,null,0,0,0,0,0]
[4517,null,null,null,null,null,0,0,0,0,0]
[4520,null,null,null,null,null,0,0,0,0,0]
[4526,null,null,null,null,null,0,0,0,0,0]
[4527,null,null,null,null,null,0,0,0,0,0]
[4532,null,null,null,null,null,0,0,0,0,0]
[4536,null,null,null,null,null,0,0,0,0,0]
[4541,null,null,null,null,null,0,0,0,0,0]
[4542,null,null,null,null,null,0,0,0,0,0]
[4547,null,null,null,null,null,0,0,0,0,0]
[4552,null,null,null,null,null,0,0,0,0,0]
[4554,null,null,null,null,null,0,0,0,0,0]
[4557,null,null,null,null,null,0,0,0,0,0]
[4562,null,null,null,null,null,0,0,0,0,0]
[4567,null,null,null,null,null,0,0,0,0,0]
[4572,null,null,null,null,null,0,0,0,3,0]
[4575,null,null,null,null,null,0,0,0,3,0]
[4577,null,null,null,null,null,0,0,0,3,0]
[4582,null,null,null,null,null,0,0,0,0,0]
[4587,null,null,null,null,null,0,0,0,0,0]
[4588,null,null,null,null,null,0,0,0,0,0]
[4593,null,null,null,null,null,0,0,0,0,0]
[4597,null,null,null,null,null,0,0,0,0,0]
[4602,null,null,null,null,null,0,0,0,0,0]
[4603,null,null,null,null,null,0,0,0,0,0]
[4609,null,null,null,null,null,0,0,0,0,0]
[4612,null,null,null,null,null,0,0,0,0,0]
[4617,null,null,null,null,null,0,0,0,0,0]
[4618,null,null,null,null,null,0,0,0,0,0]
[4623,null,null,null,null,null,0,0,0,0,0]
[4627,null,null,null,null,null,0,0,0,0,0]
[4632,null,null,null,null,null,0,0,0,0,0]
[4633,null,null,null,null,null,0,0,0,0,0]
[4638,null,null,null,null,null,0,0,0,0,0]
[4643,null,null,null,null,null,0,0,3,0,0]
[4645,null,null,null,null,null,0,0,0,0,0]
[4648,null,null,null,null,null,0,0,0,0,0]
[4653,null,null,null,null,null,0,0,0,0,0]
[4658,null,null,null,null,null,0,0,0,0,0]
[4663,null,null,null,null,null,0,0,0,0,0]
[4666,null,null,null,null,null,0,0,0,0,0]
[4668,null,null,null,null,null,0,0,0,0,0]
[4673,null,null,null,null,null,0,0,0,0,0]
[4678,null,null,null,null,null,0,0,0,0,0]
[4679,null,null,null,null,null,0,0,0,1,0]
[4684,null,null,null,null,null,0,0,0,0,0]
[4688,null,null,null,null,null,0,0,0,0,0]
[4693,null,null,null,null,null,0,0,0,0,0]
[4694,null,null,null,null,null,0,0,0,0,0]
[4700,null,null,null,null,null,0,0,0,0,0]
[4703,null,null,null,null,null,0,0,0,0,0]
[4708,null,null,null,null,null,0,0,0,0,0]
[4709,null,null,null,null,null,0,0,0,0,0]
[4714,null,null,null,null,null,1,0,0,0,0]
[4718,null,null,null,null,null,0,0,0,0,0]
[4723,null,null,null,null,null,0,0,0,0,0]
[4724,null,null,null,null,null,0,0,0,0,0]
[4729,null,null,null,null,null,0,3,0,0,0]
[4734,null,null,null,null,null,0,3,0,0,0]
[4736,null,null,null,null,null,0,0,0,0,0]
[4739,null,null,null,null,null,0,0,0,0,0]
[4744,null,null,null,null,null,0,1,0,0,3]
[4749,null,null,null,null,null,0,0,0,0,3]
[4754,null,null,null,null,null,0,0,0,0,0]
[4757,null,null,null,null,null,0,0,0,0,0]
[4759,null,null,null,null,null,0,0,0,0,0]
[4764,null,null,null,null,null,0,0,0,0,0]
[4769,null,null,null,null,null,0,0,0,0,0]
[4770,null,null,null,null,null,0,0,0,0,0]
[4775,null,null,null,null,null,0,0,0,0,0]
[4779,null,null,null,null,null,0,0,0,0,0]
[4784,null,null,null,null,null,0,0,0,0,0]
[4785,null,null,null,null,null,0,0,0,0,0]
[4789,null,null,null,null,null,0,0,0,0,0]
[4794,null,null,null,null,null,0,0,0,0,0]
[4799,null,null,null,null,null,0,0,0,0,0]
[4800,null,null,null,null,null,0,0,0,0,0]
[4805,null,null,null,null,null,0,0,0,0,0]
[4810,null,null,null,null,null,0,0,0,0,0]
[4814,null,null,null,null,null,0,0,0,0,0]
[4815,null,null,null,null,null,0,0,0,0,0]
[4820,null,null,null,null,null,0,0,0,0,0]
[4825,null,null,null,null,null,0,0,0,0,0]
[4827,null,null,null,null,null,0,0,0,0,0]
[4830,null,null,null,null,null,0,0,0,0,0]
[4835,null,null,null,null,null,0,0,0,0,0]
[4840,null,null,null,null,null,0,0,0,0,0]
[4845,null,null,null,null,null,0,0,0,0,0]
[4848,null,null,null,null,null,0,0,0,0,0]
[4850,null,null,null,null,null,0,0,0,0,0]
[4855,null,null,null,null,null,0,0,0,0,0]
[4860,null,null,null,null,null,0,0,0,0,0]
[4862,null,null,null,null,null,0,0,0,0,0]
[4865,null,null,null,null,null,0,0,0,0,0]
[4870,null,null,null,null,null,0,0,0,0,0]
[4875,null,null,null,null,null,0,0,0,0,0]
[4876,null,null,null,null,null,0,0,0,0,0]
[4880,null,null,null,null,null,0,0,0,0,0]
[4885,null,null,null,null,null,0,0,0,0,0]
[4890,null,null,null,null,null,0,0,0,0,0]
[4891,null,null,null,null,null,0,0,0,0,0]
[4896,null,null,null,null,null,0,0,0,0,0]
[4901,null,null,null,null,null,0,0,0,0,0]
[4905,null,null,null,null,null,0,0,0,0,0]
[4906,null,null,null,null,null,0,0,0,0,0]
[4911,null,null,null,null,null,0,0,0,0,0]
[4916,null,null,null,null,null,0,0,0,0,0]
[4919,null,null,null,null,null,0,0,0,0,0]
[4921,null,null,null,null,null,0,0,0,0,0]
[4926,null,null,null,null,null,0,0,0,0,0]
[4931,null,null,null,null,null,0,0,0,0,0]
[4936,null,null,null,null,null,0,0,0,0,0]
[4937,null,null,null,null,null,0,0,0,0,0]
[4941,null,null,null,null,null,0,0,0,0,0]
[4946,null,null,null,null,null,0,0,0,0,0]
[4951,null,null,null,null,null,0,0,0,0,0]
[4953,null,null,null,null,null,0,0,0,0,0]
[4956,null,null,null,null,null,0,0,0,0,0]
[4961,null,null,null,null,null,0,0,0,0,0]
[4966,null,null,null,null,null,0,0,0,0,0]
[4967,null,null,null,null,null,0,0,0,0,0]
[4971,null,null,null,null,null,0,0,0,0,0]
[4976,null,null,null,null,null,0,0,0,0,0]
[4981,null,null,null,null,null,0,0,0,0,0]
[4982,null,null,null,null,null,0,0,0,0,0]
[4987,null,null,null,null,null,0,0,0,0,0]
[4992,null,null,null,null,null,0,0,0,0,0]
[4996,null,null,null,null,null,0,0,0,0,0]
[4997,null,null,null,null,null,0,0,0,0,0]
[5002,null,null,null,null,null,0,0,0,0,0]
[5007,null,null,null,null,null,0,0,0,0,0]
[5010,null,null,null,null,null,0,0,0,0,0]
[5012,null,null,null,null,null,0,0,0,0,0]
[5017,null,null,null,null,null,0,0,0,0,0]
[5022,null,null,null,null,null,0,0,0,0,0]
[5027,null,null,null,null,null,0,0,0,0,0]
[5028,null,null,null,null,null,0,0,0,0,0]
[5032,null,null,null,null,null,0,0,0,0,0]
[5037,null,null,null,null,null,0,0,0,0,0]
[5042,null,null,null,null,null,0,0,0,0,0]
[5044,null,null,null,null,null,0,2,0,0,0]
[5047,null,null,null,null,null,0,0,0,0,0]
[5052,null,null,null,null,null,0,0,0,0,0]
[5057,null,null,null,null,null,0,0,0,0,0]
[5058,null,null,null,null,null,0,0,0,0,0]
[5062,null,null,null,null,null,0,0,0,0,0]
[5067,null,null,null,null,null,0,0,0,0,0]
[5072,null,null,null,null,null,0,0,0,0,0]
[5073,null,null,null,null,null,0,0,0,0,0]
[5078,null,null,null,null,null,0,0,0,0,0]
[5083,null,null,null,null,null,0,0,0,0,0]
[5087,null,null,null,null,null,0,0,0,0,0]
[5088,null,null,null,null,null,0,0,0,0,0]
[5093,null,null,null,null,null,0,0,0,0,0]
[5098,null,null,null,null,null,0,0,0,0,0]
[5101,null,null,null,null,null,0,0,0,0,0]
[5103,null,null,null,null,null,0,0,2,0,0]
[5108,null,null,null,null,null,0,0,0,0,0]
[5113,null,null,null,null,null,0,0,0,0,0]
[5117,null,null,null,null,null,0,0,0,0,0]
[5118,null,null,null,null,null,0,0,0,0,0]
[5123,null,null,null,null,null,0,0,0,0,0]
[5128,null,null,null,null,null,0,0,0,0,0]
[5133,null,null,null,null,null,0,0,0,0,0]
[5135,null,null,null,null,null,0,0,0,0,0]
[5138,null,null,null,null,null,0,0,0,0,0]
[5143,null,null,null,null,null,0,0,0,0,0]
[5148,null,null,null,null,null,0,0,0,0,0]
[5149,null,null,null,null,null,0,0,0,0,0]
[5153,null,null,null,null,null,0,0,0,0,0]
[5158,null,null,null,null,null,0,0,0,0,0]
[5163,null,null,null,null,null,0,0,0,0,0]
[5164,null,null,null,null,null,0,0,0,0,0]
[5169,null,null,null,null,null,0,0,0,0,0]
[5174,null,null,null,null,null,0,0,0,0,0]
[5178,null,null,null,null,null,0,0,0,0,0]
[5179,null,null,null,null,null,0,0,0,0,0]
[5184,null,null,null,null,null,0,0,0,0,0]
[5189,null,null,null,null,null,0,0,0,0,0]
[5192,null,null,null,null,null,0,0,0,0,0]
[5194,null,null,null,null,null,0,0,0,0,0]
[5199,null,null,null,null,null,0,0,0,0,0]
[5204,null,null,null,null,null,0,0,0,0,0]
[5206,null,null,null,null,null,0,0,0,0,0]
[5209,null,null,null,null,null,0,0,0,0,0]
[5214,null,null,null,null,null,0,0,0,0,0]
[5219,null,null,null,null,null,0,0,0,0,0]
[5224,null,null,null,null,null,0,0,0,0,0]
[5227,null,null,null,null,null,0,0,0,0,0]
[5229,null,null,null,null,null,0,0,0,0,0]
[5234,null,null,null,null,null,0,0,0,0,0]
[5239,null,null,null,null,null,0,0,0,0,0]
[5240,null,null,null,null,null,0,0,0,0,0]
[5244,null,null,null,null,null,0,0,0,0,0]
[5249,null,null,null,null,null,0,0,0,0,0]
[5254,null,null,null,null,null,0,0,0,0,0]
[5255,null,null,null,null,null,0,0,0,0,0]
[5260,null,null,null,null,null,0,0,0,0,0]
[5265,null,null,null,null,null,0,0,0,0,0]
[5269,null,null,null,null,null,0,0,0,0,0]
[5270,null,null,null,null,null,0,0,0,0,0]
[5275,null,null,null,null,null,0,0,0,0,0]
[5280,null,null,null,null,null,0,0,0,0,0]
[5283,null,null,null,null,null,0,0,0,0,0]
[5285,null,null,null,null,null,0,0,0,0,0]
[5290,null,null,null,null,null,0,0,0,0,0]
[5295,null,null,null,null,null,0,0,0,0,0]
[5297,null,null,null,null,null,0,0,0,0,0]
[5300,null,null,null,null,null,0,0,0,0,0]
[5305,null,null,null,null,null,0,0,0,0,0]
[5310,null,null,null,null,null,0,0,0,0,0]
[5315,null,null,null,null,null,0,0,0,0,0]
[5318,null,null,null,null,null,0,0,0,0,0]
[5320,null,null,null,null,null,0,0,0,0,0]
[5325,null,null,null,null,null,0,0,0,0,0]
[5330,null,null,null,null,null,0,0,0,0,0]
[5331,null,null,null,null,null,0,0,0,0,1]
[5336,null,null,null,null,null,0,0,0,0,0]
[5340,null,null,null,null,null,0,0,0,0,1]
[5345,null,null,null,null,null,0,0,0,0,0]
[5346,null,null,null,null,null,0,0,0,0,0]
[5351,null,null,null,null,null,0,0,0,0,0]
[5354,null,null,null,null,null,0,0,0,0,0]
[5360,null,null,null,null,null,0,0,0,0,1]
[5361,null,null,null,null,null,0,0,0,2,0]
[5366,null,null,null,null,null,0,0,0,0,0]
[5370,null,null,null,null,null,0,0,0,0,0]
[5375,null,null,null,null,null,0,0,2,0,0]
[5376,null,null,null,null,null,0,0,0,0,0]
[5381,null,null,null,null,null,0,0,0,0,0]
[5386,null,null,null,null,null,0,0,0,0,0]
[5388,null,null,null,null,null,0,0,0,0,0]
[5391,null,null,null,null,null,0,0,0,0,0]
[5396,null,null,null,null,null,0,0,0,0,0]
[5401,null,null,null,null,null,0,0,0,0,0]
[5406,null,null,null,null,null,0,0,0,0,0]
[5409,null,null,null,null,null,0,0,0,0,0]
[5411,null,null,null,null,null,0,0,3,0,0]
[5416,null,null,null,null,null,0,0,0,0,0]
[5421,null,null,null,null,null,0,0,0,0,3]
[5422,null,null,null,null,null,0,0,0,0,3]
[5427,null,null,null,null,null,0,4,0,0,3]
[5431,null,null,null,null,null,0,0,0,0,0]
[5436,null,null,null,null,null,0,0,0,0,0]
[5437,null,null,null,null,null,0,0,0,0,4]
[5442,null,null,null,null,null,0,0,0,0,0]
[5445,null,null,null,null,null,0,0,0,0,0]
[5451,null,null,null,null,null,0,0,0,0,0]
[5452,null,null,null,null,null,0,0,0,0,0]
[5457,null,null,null,null,null,0,0,0,0,0]
[5461,null,null,null,null,null,0,0,0,0,0]
[5466,null,null,null,null,null,0,0,0,0,0]
[5467,null,null,null,null,null,0,0,0,0,0]
[5472,null,null,null,null,null,0,0,0,0,0]
[5477,null,null,null,null,null,0,0,0,0,0]
[5479,null,null,null,null,null,0,0,0,0,0]
[5482,null,null,null,null,null,0,0,0,0,0]
[5487,null,null,null,null,null,0,0,0,0,0]
[5492,null,null,null,null,null,0,0,0,0,0]
[5497,null,null,null,null,null,0,0,0,0,0]
[5500,null,null,null,null,null,0,0,0,0,0]
[5502,null,null,null,null,null,0,0,0,0,0]
[5507,null,null,null,null,null,0,0,0,0,0]
[5512,null,null,null,null,null,0,0,0,0,0]
[5513,null,null,null,null,null,0,0,0,0,0]
[5518,null,null,null,null,null,0,0,0,0,0]
[5522,null,null,null,null,null,0,0,0,0,0]
[5527,null,null,null,null,null,0,0,0,0,0]
[5528,null,null,null,null,null,0,0,0,0,0]
[5533,null,null,null,null,null,0,0,0,0,0]
[5536,null,null,null,null,null,0,0,0,0,0]
[5542,null,null,null,null,null,0,0,0,0,0]
[5543,null,null,null,null,null,0,0,0,0,0]
[5548,null,null,null,null,null,0,0,0,0,0]
[5552,null,null,null,null,null,0,0,0,0,0]
[5557,null,null,null,null,null,0,0,0,0,0]
[5558,null,null,null,null,null,0,0,0,0,0]
[5563,null,null,null,null,null,0,0,0,0,0]
[5568,null,null,null,null,null,0,0,0,0,0]
[5570,null,null,null,null,null,0,0,0,0,0]
[5573,null,null,null,null,null,0,0,0,0,0]
[5578,null,null,null,null,null,0,0,0,0,0]
[5583,null,null,null,null,null,0,0,0,0,0]
[5588,null,null,null,null,null,0,0,0,0,0]
[5591,null,null,null,null,null,0,0,0,0,0]
[5593,null,null,null,null,null,0,0,0,0,0]
[5598,null,null,null,null,null,0,0,0,0,0]
[5603,null,null,null,null,null,0,0,0,0,0]
[5604,null,null,null,null,null,0,0,0,0,0]
[5609,null,null,null,null,null,0,0,0,0,0]
[5613,null,null,null,null,null,0,0,0,0,0]
[5618,null,null,null,null,null,0,0,0,0,0]
[5619,null,null,null,null,null,0,0,0,0,0]
[5623,null,null,null,null,null,0,0,0,0,0]
[5628,null,null,null,null,null,0,0,0,0,0]
[5633,null,null,null,null,null,0,0,0,0,0]
[5634,null,null,null,null,null,0,0,0,0,0]
[5639,null,null,null,null,null,0,0,0,0,0]
[5644,null,null,null,null,null,0,0,0,0,0]
[5648,null,null,null,null,null,0,0,0,0,0]
[5649,null,null,null,null,null,0,0,0,0,0]
[5654,null,null,null,null,null,0,0,0,0,0]
[5659,null,null,null,null,null,0,0,0,0,0]
[5661,null,null,null,null,null,0,0,0,0,0]
[5664,null,null,null,null,null,0,0,0,0,0]
[5669,null,null,null,null,null,0,0,0,0,0]
[5674,null,null,null,null,null,0,0,0,0,0]
[5679,null,null,null,null,null,0,0,0,0,0]
[5682,null,null,null,null,null,0,0,0,0,0]
[5684,null,null,null,null,null,0,0,0,0,0]
[5689,null,null,null,null,null,0,0,0,0,0]
[5694,null,null,null,null,null,0,0,0,0,0]
[5695,null,null,null,null,null,0,0,0,0,0]
[5700,null,null,null,null,null,0,0,0,0,0]
[5704,null,null,null,null,null,0,0,0,0,0]
[5709,null,null,null,null,null,0,0,0,0,0]
[5710,null,null,null,null,null,0,0,0,0,0]
[5714,null,null,null,null,null,0,0,0,0,0]
[5719,null,null,null,null,null,0,0,0,0,0]
[5724,null,null,null,null,null,0,0,0,0,0]
[5725,null,null,null,null,null,0,0,0,0,0]
[5730,null,null,null,null,null,0,0,0,0,0]
[5735,null,null,null,null,null,0,0,0,0,0]
[5739,null,null,null,null,null,0,0,0,0,0]
[5740,null,null,null,null,null,0,0,0,0,0]
[5745,null,null,null,null,null,0,0,0,0,0]
[5750,null,null,null,null,null,0,0,0,0,0]
[5753,null,null,null,null,null,0,0,0,0,0]
[5755,null,null,null,null,null,0,0,0,0,0]
[5760,null,null,null,null,null,0,0,0,0,0]
[5765,null,null,null,null,null,0,0,0,0,0]
[5770,null,null,null,null,null,0,0,0,0,0]
[5771,null,null,null,null,null,0,0,0,0,0]
[5775,null,null,null,null,null,0,0,0,0,0]
[5780,null,null,null,null,null,0,0,0,0,0]
[5785,null,null,null,null,null,0,0,0,0,0]
[5786,null,null,null,null,null,0,0,0,0,0]
[5791,null,null,null,null,null,0,0,0,0,0]
[5795,null,null,null,null,null,0,0,0,0,0]
[5800,null,null,null,null,null,0,0,0,0,0]
[5801,null,null,null,null,null,0,0,0,0,0]
[5805,null,null,null,null,null,0,0,0,0,0]
[5810,null,null,null,null,null,0,0,0,0,0]
[5815,null,null,null,null,null,0,0,0,0,0]
[5816,null,null,null,null,null,0,0,0,0,0]
[5821,null,null,null,null,null,0,0,0,0,0]
[5826,null,null,null,null,null,0,0,0,0,0]
[5830,null,null,null,null,null,0,0,0,0,0]
[5831,null,null,null,null,null,0,0,0,0,0]
[5836,null,null,null,null,null,0,0,0,0,0]
[5841,null,null,null,null,null,0,0,0,0,0]
[5844,null,null,null,null,null,0,0,0,0,0]
[5846,null,null,null,null,null,0,0,0,0,0]
[5851,null,null,null,null,null,0,0,0,0,0]
[5856,null,null,null,null,null,0,0,0,0,0]
[5861,null,null,null,null,null,0,0,0,0,0]
[5862,null,null,null,null,null,0,0,0,0,0]
[5866,null,null,null,null,null,0,0,0,0,0]
[5871,null,null,null,null,null,0,0,0,0,0]
[5876,null,null,null,null,null,0,0,0,0,0]
[5878,null,null,null,null,null,0,0,0,0,0]
[5881,null,null,null,null,null,0,0,0,0,0]
[5886,null,null,null,null,null,0,0,0,0,0]
[5891,null,null,null,null,null,0,0,0,0,0]
[5892,null,null,null,null,null,0,0,0,0,0]
[5896,null,null,null,null,null,0,0,0,0,0]
[5901,null,null,null,null,null,0,0,0,0,0]
[5906,null,null,null,null,null,0,0,0,0,0]
[5907,null,null,null,null,null,0,0,0,0,0]
[5912,null,null,null,null,null,0,0,0,0,0]
[5917,null,null,null,null,null,0,0,0,0,0]
[5921,null,null,null,null,null,0,0,0,0,0]
[5922,null,null,null,null,null,0,0,0,0,0]
[5927,null,null,null,null,null,0,0,0,0,0]
[5932,null,null,null,null,null,0,0,0,0,0]
[5935,null,null,null,null,null,0,0,0,0,0]
[5937,null,null,null,null,null,0,0,0,0,0]
[5942,null,null,null,null,null,0,0,0,0,0]
[5947,null,null,null,null,null,0,0,0,0,0]
[5952,null,null,null,null,null,0,0,0,0,0]
[5953,null,null,null,null,null,0,0,0,0,0]
[5957,null,null,null,null,null,0,0,0,0,0]
[5962,null,null,null,null,null,0,0,0,0,0]
[5967,null,null,null,null,null,0,0,0,0,0]
[5969,null,null,null,null,null,0,0,0,0,0]
[5972,null,null,null,null,null,0,0,0,0,0]
[5977,null,null,null,null,null,0,0,0,0,0]
[5982,null,null,null,null,null,0,0,0,0,0]
[5983,null,null,null,null,null,0,0,0,0,0]
[5987,null,null,null,null,null,0,0,0,0,0]
[5992,null,null,null,null,null,0,0,0,0,0]
[5997,null,null,null,null,null,0,0,0,0,0]
[5998,null,null,null,null,null,0,0,0,0,0]
[6003,null,null,null,null,null,0,0,0,0,0]
[6008,null,null,null,null,null,0,0,0,0,0]
[6012,null,null,null,null,null,0,0,0,0,0]
[6013,null,null,null,null,null,0,0,0,0,0]
[6018,null,null,null,null,null,0,0,0,0,0]
[6023,null,null,null,null,null,0,0,0,0,0]
[6026,null,null,null,null,null,0,0,0,0,0]
[6028,null,null,null,null,null,0,0,0,0,0]
[6033,null,null,null,null,null,0,0,0,0,0]
[6038,null,null,null,null,null,0,0,2,0,0]
[6040,null,null,null,null,null,0,0,0,0,0]
[6043,null,null,null,null,null,0,0,0,0,0]
[6048,null,null,null,null,null,0,0,0,0,0]
[6053,null,null,null,null,null,0,0,0,0,0]
[6058,null,null,null,null,null,0,0,0,0,0]
[6061,null,null,null,null,null,0,0,0,0,0]
[6063,null,null,null,null,null,0,0,0,0,0]
[6068,null,null,null,null,null,0,0,0,0,0]
[6073,null,null,null,null,null,0,0,0,3,0]
[6074,null,null,null,null,null,0,0,1,4,0]
[6078,null,null,null,null,null,0,0,0,0,0]
[6083,null,null,null,null,null,0,0,0,0,0]
[6088,null,null,null,null,null,0,0,3,0,0]
[6089,null,null,null,null,null,0,0,3,0,0]
[6094,null,null,null,null,null,0,0,0,0,0]
[6099,null,null,null,null,null,0,0,0,0,0]
[6103,null,null,null,null,null,0,0,0,0,0]
[6104,null,null,null,null,null,0,0,0,1,0]
[6109,null,null,null,null,null,0,0,0,0,0]
[6114,null,null,null,null,null,3,0,0,1,0]
[6117,null,null,null,null,null,2,0,0,0,0]
[6119,null,null,null,null,null,0,0,0,0,0]
[6124,null,null,null,null,null,0,0,0,3,1]
[6129,null,null,null,null,null,0,0,0,0,3]
[6131,null,null,null,null,null,0,0,0,0,0]
[6134,null,null,null,null,null,0,0,0,0,0]
[6139,null,null,null,null,null,0,0,0,0,0]
[6144,null,null,null,null,null,0,0,0,0,0]
[6149,null,null,null,null,null,0,0,0,0,0]
[6152,null,null,null,null,null,0,0,0,0,0]
[6154,null,null,null,null,null,0,0,0,0,0]
[6159,null,null,null,null,null,0,0,0,0,0]
[6164,null,null,null,null,null,0,2,0,0,0]
[6165,null,null,null,null,null,0,0,0,0,0]
[6170,null,null,null,null,null,0,0,0,0,0]
[6174,null,null,null,null,null,0,0,0,0,0]
[6179,null,null,null,null,null,0,0,0,0,0]
[6180,null,null,null,null,null,0,0,0,0,0]
[6185,null,null,null,null,null,0,0,0,0,0]
[6188,null,null,null,null,null,0,0,0,0,3]
[6194,null,null,null,null,null,0,0,0,0,0]
[6195,null,null,null,null,null,0,0,0,0,0]
[6200,null,null,null,null,null,0,0,0,0,0]
[6205,null,null,null,null,null,0,0,0,0,0]
[6208,null,null,null,null,null,0,0,0,0,0]
[6210,null,null,null,null,null,0,0,0,0,0]
[6215,null,null,null,null,null,0,0,0,0,0]
[6220,null,null,null,null,null,0,0,0,0,0]
[6222,null,null,null,null,null,0,0,0,0,0]
[6225,null,null,null,null,null,0,0,0,0,0]
[6230,null,null,null,null,null,0,3,0,0,0]
[6235,null,null,null,null,null,0,0,0,0,0]
[6240,null,null,null,null,null,0,0,0,0,0]
[6243,null,null,null,null,null,0,0,0,0,0]
[6245,null,null,null,null,null,0,0,0,0,0]
[6250,null,null,null,null,null,0,0,0,0,0]
[6255,null,null,null,null,null,0,0,0,0,0]
[6256,null,null,null,null,null,0,0,0,0,0]
[6261,null,null,null,null,null,0,0,0,0,0]
[6265,null,null,null,null,null,0,0,0,0,0]
[6270,null,null,null,null,null,0,0,0,0,0]
[6271,null,null,null,null,null,0,0,0,0,0]
[6276,null,null,null,null,null,0,0,0,0,0]
[6279,null,null,null,null,null,0,0,0,0,0]
[6285,null,null,null,null,null,0,2,0,0,0]
[6286,null,null,null,null,null,0,0,0,0,0]
[6291,null,null,null,null,null,0,0,0,0,0]
[6295,null,null,null,null,null,0,0,0,0,0]
[6300,null,null,null,null,null,0,0,0,0,0]
[6301,null,null,null,null,null,0,0,0,0,0]
[6306,null,null,null,null,null,0,0,0,0,0]
[6311,null,null,null,null,null,0,0,0,0,0]
[6313,null,null,null,null,null,0,0,0,0,0]
[6316,null,null,null,null,null,0,0,0,0,0]
[6321,null,null,null,null,null,0,0,0,0,0]
[6326,null,null,null,null,null,0,0,0,0,0]
[6331,null,null,null,null,null,0,0,0,0,0]
[6334,null,null,null,null,null,0,0,0,0,0]
[6336,null,null,null,null,null,0,0,0,0,0]
[6341,null,null,null,null,null,0,0,0,0,0]
[6346,null,null,null,null,null,0,0,0,0,0]
[6347,null,null,null,null,null,0,0,0,0,0]
[6352,null,null,null,null,null,0,0,0,0,0]
[6356,null,null,null,null,null,0,0,0,0,0]
[6361,null,null,null,null,null,0,0,0,0,0]
[6362,null,null,null,null,null,0,0,0,0,0]
[6367,null,null,null,null,null,0,0,0,0,0]
[6370,null,null,null,null,null,0,0,0,0,0]
[6376,null,null,null,null,null,0,0,0,0,0]
[6377,null,null,null,null,null,0,0,0,0,0]
[6382,null,null,null,null,null,0,0,0,0,0]
[6386,null,null,null,null,null,0,0,0,0,0]
[6391,null,null,null,null,null,0,0,0,0,0]
[6392,null,null,null,null,null,0,0,0,0,0]
[6397,null,null,null,null,null,0,0,0,0,0]
[6402,null,null,null,null,null,0,0,0,0,0]
[6404,null,null,null,null,null,0,0,0,0,0]
[6407,null,null,null,null,null,0,0,0,0,0]
[6412,null,null,null,null,null,0,0,0,0,0]
[6417,null,null,null,null,null,0,0,0,0,0]
[6422,null,null,null,null,null,0,0,0,0,0]
[6425,null,null,null,null,null,0,0,0,0,0]
[6427,null,null,null,null,null,0,0,0,0,0]
[6432,null,null,null,null,null,0,0,0,0,0]
[6437,null,null,null,null,null,0,0,0,0,0]
[6438,null,null,null,null,null,0,0,0,0,0]
[6443,null,null,null,null,null,0,0,0,0,0]
[6447,null,null,null,null,null,0,0,0,0,0]
[6452,null,null,null,null,null,0,0,0,0,0]
[6453,null,null,null,null,null,0,0,0,0,0]
[6458,null,null,null,null,null,0,0,0,0,0]
[6461,null,null,null,null,null,0,0,0,0,0]
[6467,null,null,null,null,null,0,0,0,0,0]
[6468,null,null,null,null,null,0,0,0,0,0]
[6473,null,null,null,null,null,0,0,0,0,0]
[6478,null,null,null,null,null,0,0,0,0,0]
[6482,null,null,null,null,null,0,0,0,0,0]
[6483,null,null,null,null,null,0,0,0,0,0]
[6488,null,null,null,null,null,0,0,0,0,0]
[6493,null,null,null,null,null,0,0,0,0,0]
[6496,null,null,null,null,null,0,0,0,0,0]
[6498,null,null,null,null,null,0,0,0,0,0]
[6503,null,null,null,null,null,0,0,0,0,0]
[6508,null,null,null,null,null,0,0,0,0,0]
[6513,null,null,null,null,null,0,0,0,0,0]
[6516,null,null,null,null,null,0,0,0,0,0]
[6518,null,null,null,null,null,0,0,0,0,0]
[6523,null,null,null,null,null,0,0,0,0,0]
[6528,null,null,null,null,null,0,0,0,0,0]
[6529,null,null,null,null,null,0,0,0,0,0]
[6534,null,null,null,null,null,0,0,0,0,0]
[6538,null,null,null,null,null,0,0,0,0,0]
[6543,null,null,null,null,null,0,0,0,0,0]
[6544,null,null,null,null,null,0,0,0,0,0]
[6548,null,null,null,null,null,0,0,0,0,0]
[6553,null,null,null,null,null,0,0,0,0,0]
[6558,null,null,null,null,null,0,0,0,0,0]
[6559,null,null,null,null,null,0,0,0,0,0]
[6564,null,null,null,null,null,0,0,0,0,0]
[6569,null,null,null,null,null,0,0,0,0,0]
[6573,null,null,null,null,null,0,0,0,0,0]
[6574,null,null,null,null,null,0,0,0,0,0]
[6579,null,null,null,null,null,0,0,0,0,0]
[6584,null,null,null,null,null,0,0,0,0,0]
[6587,null,null,null,null,null,0,0,0,0,0]
[6589,null,null,null,null,null,0,0,0,0,0]
[6594,null,null,null,null,null,0,0,0,0,0]
[6599,null,null,null,null,null,0,0,0,0,0]
[6604,null,null,null,null,null,0,0,0,0,0]
[6605,null,null,null,null,null,0,0,0,0,0]
[6609,null,null,null,null,null,0,0,0,0,0]
[6614,null,null,null,null,null,0,0,0,0,0]
[6619,null,null,null,null,null,0,0,0,0,0]
[6620,null,null,null,null,null,0,0,0,0,0]
[6625,null,null,null,null,null,0,0,0,0,0]
[6629,null,null,null,null,null,0,0,0,0,0]
[6634,null,null,null,null,null,0,0,0,2,0]
[6635,null,null,null,null,null,0,0,0,0,0]
[6639,null,null,null,null,null,0,0,0,0,0]
[6644,null,null,null,null,null,0,0,0,0,0]
[6649,null,null,null,null,null,0,0,0,0,0]
[6650,null,null,null,null,null,0,0,0,0,0]
[6655,null,null,null,null,null,0,0,0,0,0]
[6660,null,null,null,null,null,0,0,2,0,0]
[6664,null,null,null,null,null,0,0,0,0,0]
[6665,null,null,null,null,null,0,0,0,0,0]
[6670,null,null,null,null,null,0,0,0,0,0]
[6675,null,null,null,null,null,0,0,0,0,0]
[6678,null,null,null,null,null,0,0,0,0,0]
[6680,null,null,null,null,null,0,0,0,0,0]
[6685,null,null,null,null,null,0,0,0,0,0]
[6690,null,null,null,null,null,0,0,0,0,0]
[6695,null,null,null,null,null,0,0,0,0,0]
[6696,null,null,null,null,null,0,0,0,2,0]
[6700,null,null,null,null,null,0,0,0,0,0]
[6705,null,null,null,null,null,0,0,0,0,0]
[6710,null,null,null,null,null,0,0,0,0,0]
[6711,null,null,null,null,null,0,0,0,0,0]
[6717,null,null,null,null,null,0,0,0,0,0]
[6720,null,null,null,null,null,0,0,0,0,0]
[6725,null,null,null,null,null,0,0,0,0,0]
[6726,null,null,null,null,null,0,0,0,0,0]
[6730,null,null,null,null,null,0,0,0,0,0]
[6735,null,null,null,null,null,0,0,0,0,0]
[6740,null,null,null,null,null,0,0,0,0,0]
[6741,null,null,null,null,null,0,0,2,0,0]
[6746,null,null,null,null,null,0,0,0,0,0]
[6751,null,null,null,null,null,0,0,0,2,0]
[6755,null,null,null,null,null,0,0,0,0,0]
[6756,null,null,null,null,null,0,0,0,0,0]
[6761,null,null,null,null,null,0,0,0,0,0]
[6766,null,null,null,null,null,0,0,0,0,0]
[6769,null,null,null,null,null,0,0,0,0,0]
[6771,null,null,null,null,null,0,0,0,0,0]
[6776,null,null,null,null,null,0,0,0,0,0]
[6781,null,null,null,null,null,0,2,0,0,0]
[6786,null,null,null,null,null,0,0,2,0,0]
[6787,null,null,null,null,null,0,0,0,0,0]
[6791,null,null,null,null,null,0,2,0,0,0]
[6796,null,null,null,null,null,0,0,0,0,0]
[6801,null,null,null,null,null,0,0,0,0,0]
[6803,null,null,null,null,null,0,0,0,0,0]
[6806,null,null,null,null,null,0,0,0,0,0]
[6811,null,null,null,null,null,0,0,0,0,0]
[6816,null,null,null,null,null,0,0,0,0,0]
[6817,null,null,null,null,null,0,0,0,0,0]
[6821,null,null,null,null,null,0,0,0,0,0]
[6826,null,null,null,null,null,0,0,0,0,0]
[6831,null,null,null,null,null,0,0,0,0,0]
[6832,null,null,null,null,null,0,0,0,0,0]
[6837,null,null,null,null,null,0,0,0,0,0]
[6842,null,null,null,null,null,0,0,0,0,0]
[6846,null,null,null,null,null,0,0,0,0,0]
[6847,null,null,null,null,null,0,0,0,0,0]
[6852,null,null,null,null,null,0,0,0,0,0]
[6857,null,null,null,null,null,0,0,0,0,0]
[6860,null,null,null,null,null,0,0,0,0,1]
[6862,null,null,null,null,null,0,0,0,0,0]
[6867,null,null,null,null,null,0,0,0,0,0]
[6872,null,null,null,null,null,0,0,0,0,0]
[6877,null,null,null,null,null,0,0,0,0,0]
[6878,null,null,null,null,null,0,0,0,0,0]
[6882,null,null,null,null,null,0,0,0,0,0]
[6887,null,null,null,null,null,0,0,0,0,0]
[6892,null,null,null,null,null,0,0,0,0,0]
[6895,null,null,null,null,null,0,0,0,0,0]
[6897,null,null,null,null,null,0,0,0,0,4]
[6902,null,null,null,null,null,0,0,0,0,0]
[6907,null,null,null,null,null,0,0,0,0,3]
[6908,null,null,null,null,null,0,0,0,0,4]
[6913,null,null,null,null,null,0,0,0,0,0]
[6917,null,null,null,null,null,0,0,0,0,0]
[6922,null,null,null,null,null,0,0,0,0,0]
[6923,null,null,null,null,null,0,0,0,0,0]
[6928,null,null,null,null,null,0,0,0,0,0]
[6933,null,null,null,null,null,0,0,0,0,0]
[6937,null,null,null,null,null,0,0,0,0,0]
[6938,null,null,null,null,null,0,0,0,0,0]
[6943,null,null,null,null,null,0,0,0,0,0]
[6948,null,null,null,null,null,0,0,0,0,1]
[6951,null,null,null,null,null,0,0,0,0,0]
[6953,null,null,null,null,null,0,0,0,0,0]
[6958,null,null,null,null,null,0,0,0,0,0]
[6963,null,null,null,null,null,0,0,0,0,0]
[6968,null,null,null,null,null,0,0,0,0,0]
[6969,null,null,null,null,null,0,0,0,0,0]
[6973,null,null,null,null,null,0,0,0,0,0]
[6978,null,null,null,null,null,0,0,0,0,0]
[6983,null,null,null,null,null,0,0,0,0,0]
[6986,null,null,null,null,null,0,0,0,0,0]
[6988,null,null,null,null,null,0,0,0,0,0]
[6993,null,null,null,null,null,0,0,0,0,0]
[6998,null,null,null,null,null,0,0,0,0,0]
[6999,null,null,null,null,null,0,0,0,0,0]
[7004,null,null,null,null,null,0,0,0,0,0]
[7008,null,null,null,null,null,0,0,0,0,0]
[7013,null,null,null,null,null,0,0,0,0,0]
[7014,null,null,null,null,null,0,0,0,0,0]
[7019,null,null,null,null,null,0,0,0,0,0]
[7022,null,null,null,null,null,0,0,0,0,0]
[7028,null,null,null,null,null,0,0,0,0,0]
[7029,null,null,null,null,null,0,0,0,0,0]
[7034,null,null,null,null,null,0,0,0,0,0]
[7039,null,null,null,null,null,0,0,0,0,0]
[7043,null,null,null,null,null,0,0,0,0,0]
[7044,null,null,null,null,null,0,0,0,0,0]
[7049,null,null,null,null,null,0,0,0,0,0]
[7054,null,null,null,null,null,0,0,0,0,0]
[7056,null,null,null,null,null,0,0,0,0,0]
[7059,null,null,null,null,null,0,0,0,0,0]
[7064,null,null,null,null,null,0,0,0,0,0]
[7069,null,null,null,null,null,0,0,0,0,0]
[7074,null,null,null,null,null,0,0,0,0,0]
[7077,null,null,null,null,null,0,0,0,0,0]
[7079,null,null,null,null,null,0,0,0,0,0]
[7084,null,null,null,null,null,0,0,0,0,0]
[7089,null,null,null,null,null,0,0,0,0,0]
[7090,null,null,null,null,null,0,0,0,0,0]
[7095,null,null,null,null,null,0,0,0,0,0]
[7099,null,null,null,null,null,0,0,0,0,0]
[7104,null,null,null,null,null,0,0,0,0,0]
[7105,null,null,null,null,null,0,0,0,0,0]
[7110,null,null,null,null,null,0,0,0,0,0]
[7113,null,null,null,null,null,0,0,0,0,0]
[7119,null,null,null,null,null,0,0,0,0,0]
[7120,null,null,null,null,null,0,0,0,0,0]
[7125,null,null,null,null,null,0,0,0,0,0]
[7130,null,null,null,null,null,0,0,0,0,0]
[7134,null,null,null,null,null,0,0,0,0,0]
[7135,null,null,null,null,null,0,0,0,0,0]
[7140,null,null,null,null,null,0,0,0,0,0]
[7145,null,null,null,null,null,0,0,0,0,0]
[7147,null,null,null,null,null,0,0,0,0,0]
[7150,null,null,null,null,null,0,0,0,0,0]
[7155,null,null,null,null,null,0,0,0,0,0]
[7160,null,null,null,null,null,0,0,0,0,0]
[7165,null,null,null,null,null,0,0,0,0,0]
[7168,null,null,null,null,null,0,0,0,0,0]
[7170,null,null,null,null,null,0,0,0,0,0]
[7175,null,null,null,null,null,0,0,0,0,0]
[7180,null,null,null,null,null,0,0,0,0,0]
[7181,null,null,null,null,null,0,0,0,0,0]
[7186,null,null,null,null,null,0,0,0,0,0]
[7190,null,null,null,null,null,0,0,0,0,0]
[7195,null,null,null,null,null,0,0,0,0,0]
[7196,null,null,null,null,null,0,0,0,0,0]
[7201,null,null,null,null,null,0,0,0,0,0]
[7204,null,null,null,null,null,0,0,0,0,0]
[7210,null,null,null,null,null,0,0,0,0,0]
[7211,null,null,null,null,null,0,0,0,0,0]
[7216,null,null,null,null,null,0,0,0,0,0]
[7220,null,null,null,null,null,0,0,0,0,0]
[7225,null,null,null,null,null,0,0,0,0,0]
[7226,null,null,null,null,null,0,0,0,0,0]
[7231,null,null,null,null,null,0,0,0,0,0]
[7236,null,null,null,null,null,0,0,0,0,0]
[7238,null,null,null,null,null,0,0,0,0,0]
[7241,null,null,null,null,null,0,0,0,0,0]
[7246,null,null,null,null,null,0,0,0,0,0]
[7251,null,null,null,null,null,0,0,0,0,0]
[7256,null,null,null,null,null,0,0,0,0,0]
[7259,null,null,null,null,null,0,0,0,0,0]
[7261,null,null,null,null,null,0,0,0,0,0]
[7266,null,null,null,null,null,0,0,0,0,0]
[7271,null,null,null,null,null,0,0,0,0,0]
[7272,null,null,null,null,null,0,0,0,0,0]
[7277,null,null,null,null,null,0,0,0,0,0]
[7281,null,null,null,null,null,0,0,0,0,0]
[7286,null,null,null,null,null,0,0,0,0,0]
[7287,null,null,null,null,null,0,0,0,0,0]
[7292,null,null,null,null,null,0,0,0,0,0]
[7295,null,null,null,null,null,0,0,0,0,0]
[7301,null,null,null,null,null,0,0,0,0,0]
[7302,null,null,null,null,null,0,0,0,0,0]
[7307,null,null,null,null,null,0,0,0,0,0]
[7312,null,null,null,null,null,0,0,0,0,0]
[7316,null,null,null,null,null,0,0,0,0,0]
[7317,null,null,null,null,null,0,0,0,0,0]
[7322,null,null,null,null,null,0,0,0,0,0]
[7327,null,null,null,null,null,0,0,0,0,0]
[7330,null,null,null,null,null,0,0,0,0,0]
[7332,null,null,null,null,null,0,0,0,0,0]
[7337,null,null,null,null,null,0,0,0,0,0]
[7342,null,null,null,null,null,0,0,0,0,0]
[7347,null,null,null,null,null,0,0,0,0,0]
[7350,null,null,null,null,null,0,0,0,0,0]
[7352,null,null,null,null,null,0,0,0,0,0]
[7357,null,null,null,null,null,0,0,0,0,0]
[7362,null,null,null,null,null,0,0,0,0,0]
[7363,null,null,null,null,null,0,0,0,0,0]
[7368,null,null,null,null,null,0,0,0,0,0]
[7372,null,null,null,null,null,0,0,0,0,0]
[7377,null,null,null,null,null,0,0,0,0,0]
[7378,null,null,null,null,null,0,0,0,0,0]
[7383,null,null,null,null,null,0,0,0,0,0]
[7386,null,null,null,null,null,0,0,0,0,0]
[7392,null,null,null,null,null,0,0,0,0,0]
[7393,null,null,null,null,null,0,0,0,0,0]
[7398,null,null,null,null,null,0,0,0,0,0]
[7403,null,null,null,null,null,0,0,0,0,0]
[7407,null,null,null,null,null,0,0,0,0,0]
[7408,null,null,null,null,null,0,0,0,0,0]
[7413,null,null,null,null,null,0,0,0,0,0]
[7418,null,null,null,null,null,0,0,0,0,0]
[7421,null,null,null,null,null,0,0,0,0,0]
[7423,null,null,null,null,null,0,0,0,0,0]
[7428,null,null,null,null,null,0,0,0,0,0]
[7433,null,null,null,null,null,0,0,0,0,0]
[7438,null,null,null,null,null,0,0,0,0,0]
[7439,null,null,null,null,null,0,0,0,0,0]
[7443,null,null,null,null,null,0,0,0,0,0]
[7448,null,null,null,null,null,0,0,0,0,0]
[7453,null,null,null,null,null,0,0,0,0,0]
[7454,null,null,null,null,null,0,0,0,0,0]
[7460,null,null,null,null,null,0,0,3,0,0]
[7463,null,null,null,null,null,0,0,0,0,0]
[7468,null,null,null,null,null,0,0,0,0,0]
[7469,null,null,null,null,null,0,0,0,0,0]
[7473,null,null,null,null,null,0,0,0,0,0]
[7478,null,null,null,null,null,0,0,0,0,0]
[7483,null,null,null,null,null,0,0,0,0,0]
[7484,null,null,null,null,null,0,0,0,0,0]
[7489,null,null,null,null,null,0,0,0,0,0]
[7494,null,null,null,null,null,0,0,0,0,0]
[7498,null,null,null,null,null,0,0,0,0,0]
[7499,null,null,null,null,null,0,0,0,0,0]
[7504,null,null,null,null,null,0,0,4,0,0]
[7509,null,null,null,null,null,0,0,0,0,0]
[7512,null,null,null,null,null,0,0,0,0,0]
[7514,null,null,null,null,null,0,0,0,0,0]
[7519,null,null,null,null,null,0,0,0,0,0]
[7524,null,null,null,null,null,0,0,0,0,0]
[7529,null,null,null,null,null,0,0,0,0,0]
[7530,null,null,null,null,null,0,0,0,0,0]
[7534,null,null,null,null,null,0,0,0,0,0]
[7539,null,null,null,null,null,0,4,0,0,0]
[7544,null,null,null,null,null,0,0,0,0,0]
[7545,null,null,null,null,null,0,0,0,0,0]
[7551,null,null,null,null,null,0,0,0,0,0]
[7554,null,null,null,null,null,0,0,0,0,0]
[7559,null,null,null,null,null,0,3,0,0,3]
[7560,null,null,null,null,null,0,3,0,0,2]
[7564,null,null,null,null,null,0,0,0,0,0]
[7569,null,null,null,null,null,0,0,0,0,0]
[7574,null,null,null,null,null,0,0,0,0,0]
[7575,null,null,null,null,null,0,0,0,0,0]
[7580,null,null,null,null,null,0,0,0,0,0]
[7585,null,null,null,null,null,0,0,0,0,0]
[7589,null,null,null,null,null,0,0,0,0,0]
[7590,null,null,null,null,null,0,0,0,0,0]
[7595,null,null,null,null,null,0,0,0,0,0]
[7600,null,null,null,null,null,0,0,0,0,0]
[7603,null,null,null,null,null,0,0,0,0,0]
[7605,null,null,null,null,null,0,1,0,0,1]
[7610,null,null,null,null,null,0,0,0,0,0]
[7615,null,null,null,null,null,0,0,0,3,0]
[7620,null,null,null,null,null,0,0,0,1,0]
[7621,null,null,null,null,null,0,0,0,0,0]
[7625,null,null,null,null,null,0,0,0,0,0]
[7630,null,null,null,null,null,0,0,0,0,0]
[7635,null,null,null,null,null,0,0,0,0,0]
[7636,null,null,null,null,null,0,0,0,0,0]
[7642,null,null,null,null,null,0,0,0,0,3]
[7645,null,null,null,null,null,0,0,0,0,3]
[7650,null,null,null,null,null,0,0,0,0,0]
[7651,null,null,null,null,null,0,0,0,0,0]
[7655,null,null,null,null,null,0,0,0,0,2]
[7660,null,null,null,null,null,0,0,0,0,0]
[7665,null,null,null,null,null,0,0,0,0,0]
[7666,null,null,null,null,null,0,0,0,0,0]
[7671,null,null,null,null,null,0,0,0,0,0]
[7676,null,null,null,null,null,2,0,0,0,0]
[7680,null,null,null,null,null,0,0,0,0,0]
[7681,null,null,null,null,null,0,0,0,0,0]
[7686,null,null,null,null,null,0,0,0,0,0]
[7691,null,null,null,null,null,0,0,0,0,0]
[7694,null,null,null,null,null,0,0,0,0,0]
[7696,null,null,null,null,null,0,0,0,0,0]
[7701,null,null,null,null,null,0,0,0,0,0]
[7706,null,null,null,null,null,0,0,0,0,0]
[7711,null,null,null,null,null,0,0,0,0,0]
[7712,null,null,null,null,null,0,0,0,0,0]
[7716,null,null,null,null,null,0,0,0,0,0]
[7721,null,null,null,null,null,0,0,0,0,0]
[7726,null,null,null,null,null,0,0,0,0,0]
[7729,null,null,null,null,null,0,0,0,0,0]
[7731,null,null,null,null,null,0,0,0,0,0]
[7736,null,null,null,null,null,0,0,0,0,0]
[7741,null,null,null,null,null,0,0,0,0,0]
[7742,null,null,null,null,null,0,0,0,0,0]
[7747,null,null,null,null,null,0,0,0,0,0]
[7751,null,null,null,null,null,0,0,0,0,0]
[7756,null,null,null,null,null,0,0,0,0,0]
[7757,null,null,null,null,null,0,0,0,0,0]
[7762,null,null,null,null,null,0,0,0,0,0]
[7767,null,null,null,null,null,0,0,0,0,0]
[7771,null,null,null,null,null,0,0,0,0,0]
[7772,null,null,null,null,null,0,0,0,0,0]
[7777,null,null,null,null,null,0,0,0,0,0]
[7782,null,null,null,null,null,0,0,0,0,0]
[7785,null,null,null,null,null,0,0,0,0,0]
[7787,null,null,null,null,null,0,0,0,0,0]
[7792,null,null,null,null,null,0,0,0,0,0]
[7797,null,null,null,null,null,0,0,0,0,0]
[7802,null,null,null,null,null,0,0,0,0,0]
[7803,null,null,null,null,null,0,0,0,0,0]
[7807,null,null,null,null,null,0,0,0,0,0]
[7812,null,null,null,null,null,0,0,0,0,0]
[7817,null,null,null,null,null,0,0,0,0,0]
[7820,null,null,null,null,null,0,0,0,0,0]
[7822,null,null,null,null,null,0,0,0,0,0]
[7827,null,null,null,null,null,0,0,0,0,0]
[7832,null,null,null,null,null,0,0,0,0,0]
[7833,null,null,null,null,null,0,0,0,0,0]
[7838,null,null,null,null,null,0,0,0,0,0]
[7842,null,null,null,null,null,0,0,0,0,0]
[7847,null,null,null,null,null,0,0,0,0,0]
[7848,null,null,null,null,null,0,0,0,0,0]
[7853,null,null,null,null,null,0,0,0,0,0]
[7856,null,null,null,null,null,0,0,0,0,0]
[7862,null,null,null,null,null,0,0,0,0,0]
[7863,null,null,null,null,null,0,0,0,0,0]
[7868,null,null,null,null,null,0,0,0,0,0]
[7873,null,null,null,null,null,0,0,0,0,0]
[7877,null,null,null,null,null,0,0,0,0,0]
[7878,null,null,null,null,null,0,0,0,0,0]
[7883,null,null,null,null,null,0,0,0,0,0]
[7888,null,null,null,null,null,0,0,0,0,0]
[7893,null,null,null,null,null,0,0,0,0,0]
[7894,null,null,null,null,null,0,0,0,0,0]
[7898,null,null,null,null,null,0,0,0,0,0]
[7903,null,null,null,null,null,0,0,0,0,0]
[7908,null,null,null,null,null,0,0,0,0,0]
[7911,null,null,null,null,null,0,0,0,0,0]
[7913,null,null,null,null,null,0,0,0,0,0]
[7918,null,null,null,null,null,0,0,0,0,0]
[7923,null,null,null,null,null,0,0,0,0,0]
[7924,null,null,null,null,null,0,0,0,0,0]
[7929,null,null,null,null,null,0,0,0,0,0]
[7933,null,null,null,null,null,0,0,0,0,0]
[7938,null,null,null,null,null,0,0,0,0,0]
[7939,null,null,null,null,null,0,0,0,0,0]
[7944,null,null,null,null,null,0,0,0,0,0]
[7947,null,null,null,null,null,0,0,0,0,0]
[7953,null,null,null,null,null,0,0,0,0,0]
[7954,null,null,null,null,null,0,0,0,0,0]
[7959,null,null,null,null,null,0,0,0,0,0]
[7964,null,null,null,null,null,0,0,0,0,0]
[7968,null,null,null,null,null,0,0,0,0,0]
[7969,null,null,null,null,null,0,0,0,0,0]
[7974,null,null,null,null,null,0,0,0,0,0]
[7979,null,null,null,null,null,0,0,0,0,0]
[7981,null,null,null,null,null,0,0,0,0,0]
[7984,null,null,null,null,null,0,0,0,0,0]
[7989,null,null,null,null,null,0,0,0,0,0]
[7994,null,null,null,null,null,0,0,2,0,0]
[7999,null,null,null,null,null,0,0,0,0,0]
[8002,null,null,null,null,null,0,0,0,3,0]
[8004,null,null,null,null,null,0,0,0,0,0]
[8009,null,null,null,null,null,0,0,0,0,0]
[8014,null,null,null,null,null,0,0,0,0,0]
[8015,null,null,null,null,null,0,0,0,0,0]
[8020,null,null,null,null,null,0,0,0,0,0]
[8024,null,null,null,null,null,0,0,0,0,0]
[8029,null,null,null,null,null,0,0,0,0,0]
[8030,null,null,null,null,null,0,0,0,0,0]
[8035,null,null,null,null,null,0,0,0,0,0]
[8038,null,null,null,null,null,0,0,0,0,0]
[8044,null,null,null,null,null,0,0,0,0,0]
[8045,null,null,null,null,null,0,0,0,0,0]
[8050,null,null,null,null,null,0,0,0,0,0]
[8055,null,null,null,null,null,0,3,0,0,0]
[8059,null,null,null,null,null,0,0,0,0,0]
[8060,null,null,null,null,null,0,0,0,0,0]
[8065,null,null,null,null,null,0,0,0,0,0]
[8070,null,null,null,null,null,0,0,0,0,0]
[8072,null,null,null,null,null,0,0,0,0,0]
[8075,null,null,null,null,null,0,0,0,0,0]
[8080,null,null,null,null,null,0,0,2,0,0]
[8085,null,null,null,null,null,0,0,0,0,0]
[8090,null,null,null,null,null,0,0,0,0,0]
[8093,null,null,null,null,null,0,0,0,0,0]
[8095,null,null,null,null,null,0,0,0,0,0]
[8100,null,null,null,null,null,0,0,0,0,0]
[8105,null,null,null,null,null,0,0,0,0,0]
[8106,null,null,null,null,null,0,0,0,0,0]
[8111,null,null,null,null,null,0,0,0,0,0]
[8115,null,null,null,null,null,0,0,0,0,0]
[8120,null,null,null,null,null,0,0,0,0,0]
[8121,null,null,null,null,null,0,0,0,0,0]
[8126,null,null,null,null,null,0,0,0,0,0]
[8129,null,null,null,null,null,0,0,0,0,0]
[8135,null,null,null,null,null,0,0,0,0,3]
[8136,null,null,null,null,null,0,0,0,0,2]
[8141,null,null,null,null,null,0,0,0,0,0]
[8146,null,null,null,null,null,0,0,0,0,0]
[8150,null,null,null,null,null,0,0,0,0,0]
[8151,null,null,null,null,null,0,0,0,0,0]
[8156,null,null,null,null,null,0,0,0,0,0]
[8161,null,null,null,null,null,0,0,0,0,0]
[8164,null,null,null,null,null,0,0,0,0,0]
[8166,null,null,null,null,null,0,0,0,0,0]
[8171,null,null,null,null,null,0,0,0,0,0]
[8176,null,null,null,null,null,0,0,0,0,0]
[8181,null,null,null,null,null,0,0,0,0,0]
[8184,null,null,null,null,null,0,0,0,0,0]
[8186,null,null,null,null,null,0,0,0,0,0]
[8191,null,null,null,null,null,0,0,0,0,0]
[8196,null,null,null,null,null,0,0,0,0,0]
[8197,null,null,null,null,null,0,0,0,0,0]
[8202,null,null,null,null,null,0,0,0,0,0]
[8206,null,null,null,null,null,0,0,0,0,0]
[8211,null,null,null,null,null,0,0,0,0,0]
[8212,null,null,null,null,null,0,0,0,0,0]
[8217,null,null,null,null,null,0,0,0,0,0]
[8220,null,null,null,null,null,0,0,0,0,3]
[8226,null,null,null,null,null,0,0,0,0,3]
[8227,null,null,null,null,null,0,0,0,0,2]
[8232,null,null,null,null,null,0,0,0,0,0]
[8237,null,null,null,null,null,0,0,0,0,0]
[8241,null,null,null,null,null,0,0,0,0,0]
[8242,null,null,null,null,null,0,0,0,0,0]
[8247,null,null,null,null,null,0,0,0,0,0]
[8252,null,null,null,null,null,0,0,0,0,0]
[8255,null,null,null,null,null,0,0,0,0,0]
[8257,null,null,null,null,null,0,0,0,0,0]
[8262,null,null,null,null,null,0,0,0,0,0]
[8267,null,null,null,null,null,0,0,0,0,0]
[8272,null,null,null,null,null,0,0,0,0,0]
[8273,null,null,null,null,null,0,0,0,0,0]
[8277,null,null,null,null,null,0,0,0,0,0]
[8282,null,null,null,null,null,0,0,0,0,0]
[8287,null,null,null,null,null,0,0,0,0,0]
[8288,null,null,null,null,null,0,0,0,0,0]
[8294,null,null,null,null,null,0,0,0,0,0]
[8297,null,null,null,null,null,0,0,0,0,0]
[8302,null,null,null,null,null,0,0,0,0,0]
[8303,null,null,null,null,null,0,0,0,0,0]
[8308,null,null,null,null,null,0,0,0,0,0]
[8311,null,null,null,null,null,0,0,0,0,0]
[8317,null,null,null,null,null,0,0,0,0,0]
[8318,null,null,null,null,null,0,0,0,0,0]
[8323,null,null,null,null,null,0,0,0,0,0]
[8328,null,null,null,null,null,0,0,0,0,0]
[8332,null,null,null,null,null,0,0,3,0,0]
[8333,null,null,null,null,null,0,0,0,0,0]
[8338,null,null,null,null,null,0,0,0,0,0]
[8343,null,null,null,null,null,0,0,0,0,0]
[8346,null,null,null,null,null,0,0,0,0,0]
[8348,null,null,null,null,null,0,0,0,0,0]
[8353,null,null,null,null,null,0,0,0,0,0]
[8358,null,null,null,null,null,0,0,0,0,0]
[8363,null,null,null,null,null,0,0,0,0,0]
[8364,null,null,null,null,null,0,0,0,0,0]
[8368,null,null,null,null,null,0,0,0,0,0]
[8373,null,null,null,null,null,0,0,0,0,0]
[8378,null,null,null,null,null,0,0,0,0,0]
[8379,null,null,null,null,null,0,0,0,0,0]
[8385,null,null,null,null,null,0,0,0,0,0]
[8388,null,null,null,null,null,0,0,0,0,0]
[8393,null,null,null,null,null,0,0,0,0,0]
[8394,null,null,null,null,null,0,0,0,0,0]
[8398,null,null,null,null,null,0,0,0,0,0]
[8403,null,null,null,null,null,0,0,0,0,0]
[8408,null,null,null,null,null,0,0,0,0,0]
[8409,null,null,null,null,null,0,0,0,0,0]
[8414,null,null,null,null,null,0,0,0,0,0]
[8419,null,null,null,null,null,0,0,0,0,0]
[8423,null,null,null,null,null,0,0,0,0,0]
[8424,null,null,null,null,null,0,0,0,0,0]
[8429,null,null,null,null,null,0,0,0,0,0]
[8434,null,null,null,null,null,0,0,0,0,0]
[8437,null,null,null,null,null,0,0,0,0,0]
[8439,null,null,null,null,null,0,0,0,0,0]
[8444,null,null,null,null,null,0,0,0,0,0]
[8449,null,null,null,null,null,0,0,0,0,0]
[8454,null,null,null,null,null,0,0,0,0,0]
[8455,null,null,null,null,null,0,0,0,0,0]
[8459,null,null,null,null,null,0,0,0,0,0]
[8464,null,null,null,null,null,0,0,0,0,0]
[8469,null,null,null,null,null,0,0,0,0,0]
[8470,null,null,null,null,null,0,0,0,0,0]
[8476,null,null,null,null,null,0,0,0,0,0]
[8479,null,null,null,null,null,0,0,0,0,0]
[8484,null,null,null,null,null,0,0,0,0,0]
[8485,null,null,null,null,null,0,0,0,0,0]
[8489,null,null,null,null,null,0,0,0,0,0]
[8494,null,null,null,null,null,0,0,0,0,0]
[8499,null,null,null,null,null,0,0,0,0,0]
[8500,null,null,null,null,null,0,0,0,0,0]
[8505,null,null,null,null,null,0,0,0,0,0]
[8510,null,null,null,null,null,0,0,0,0,0]
[8514,null,null,null,null,null,0,0,0,0,0]
[8515,null,null,null,null,null,0,0,0,0,0]
[8520,null,null,null,null,null,0,0,0,0,0]
[8525,null,null,null,null,null,0,0,0,0,0]
[8528,null,null,null,null,null,0,0,0,0,0]
[8530,null,null,null,null,null,0,0,0,0,0]
[8535,null,null,null,null,null,0,0,0,0,0]
[8540,null,null,null,null,null,0,0,0,0,0]
[8545,null,null,null,null,null,0,0,0,0,0]
[8546,null,null,null,null,null,0,0,0,0,0]
[8550,null,null,null,null,null,0,0,0,0,0]
[8555,null,null,null,null,null,0,0,0,0,0]
[8560,null,null,null,null,null,0,0,0,0,0]
[8561,null,null,null,null,null,0,0,0,0,0]
[8567,null,null,null,null,null,0,0,0,0,0]
[8570,null,null,null,null,null,0,0,0,0,0]
[8575,null,null,null,null,null,0,0,0,0,0]
[8576,null,null,null,null,null,0,0,0,0,0]
[8581,null,null,null,null,null,0,0,0,0,0]
[8585,null,null,null,null,null,0,0,0,0,0]
[8590,null,null,null,null,null,0,0,0,0,0]
[8591,null,null,null,null,null,0,0,0,0,0]
[8596,null,null,null,null,null,0,0,0,0,0]
[8599,null,null,null,null,null,0,0,0,0,0]
[8605,null,null,null,null,null,0,0,0,0,0]
[8606,null,null,null,null,null,0,0,0,0,0]
[8611,null,null,null,null,null,0,0,0,0,0]
[8616,null,null,null,null,null,0,0,0,0,0]
[8619,null,null,null,null,null,0,0,0,0,0]
[8621,null,null,null,null,null,0,0,0,0,0]
[8626,null,null,null,null,null,0,0,0,0,0]
[8631,null,null,null,null,null,0,0,0,0,0]
[8636,null,null,null,null,null,0,0,0,0,0]
[8637,null,null,null,null,null,0,0,0,0,0]
[8641,null,null,null,null,null,0,0,0,0,0]
[8646,null,null,null,null,null,0,0,0,0,0]
[8651,null,null,null,null,null,0,0,0,0,0]
[8654,null,null,null,null,null,0,0,0,0,0]
[8656,null,null,null,null,null,0,0,0,0,0]
[8661,null,null,null,null,null,0,0,0,0,0]
[8666,null,null,null,null,null,0,0,0,0,0]
[8667,null,null,null,null,null,0,0,0,0,0]
[8672,null,null,null,null,null,0,0,0,0,0]
[8676,null,null,null,null,null,0,0,0,0,0]
[8681,null,null,null,null,null,0,0,0,0,0]
[8682,null,null,null,null,null,0,0,0,0,0]
[8687,null,null,null,null,null,0,0,0,0,0]
[8690,null,null,null,null,null,0,0,0,0,0]
[8696,null,null,null,null,null,0,0,0,0,0]
[8697,null,null,null,null,null,0,0,0,0,0]
[8702,null,null,null,null,null,0,0,0,0,0]
[8707,null,null,null,null,null,0,0,0,0,0]
[8711,null,null,null,null,null,0,0,0,0,0]
[8712,null,null,null,null,null,0,0,0,0,0]
[8717,null,null,null,null,null,0,0,0,0,0]
[8722,null,null,null,null,null,0,0,0,0,0]
[8727,null,null,null,null,null,0,0,0,0,0]
[8728,null,null,null,null,null,0,0,0,0,0]
[8732,null,null,null,null,null,0,0,0,0,0]
[8737,null,null,null,null,null,0,0,0,0,0]
[8742,null,null,null,null,null,0,0,0,0,0]
[8745,null,null,null,null,null,0,0,0,0,0]
[8747,null,null,null,null,null,0,0,0,0,0]
[8752,null,null,null,null,null,0,0,0,0,0]
[8757,null,null,null,null,null,0,0,0,0,0]
[8758,null,null,null,null,null,0,0,0,0,0]
[8763,null,null,null,null,null,0,0,0,0,0]
[8767,null,null,null,null,null,0,0,0,0,0]
[8772,null,null,null,null,null,0,0,0,0,0]
[8773,null,null,null,null,null,0,0,0,0,0]
[8778,null,null,null,null,null,0,0,0,0,0]
[8781,null,null,null,null,null,0,0,0,0,0]
[8787,null,null,null,null,null,0,0,0,0,0]
[8788,null,null,null,null,null,0,0,0,0,0]
[8793,null,null,null,null,null,0,0,0,0,0]
[8798,null,null,null,null,null,0,0,0,0,0]
[8802,null,null,null,null,null,0,0,0,0,0]
[8803,null,null,null,null,null,0,0,0,0,0]
[8808,null,null,null,null,null,0,0,0,0,0]
[8813,null,null,null,null,null,0,0,0,0,0]
[8818,null,null,null,null,null,0,0,0,0,0]
[8820,null,null,null,null,null,0,0,0,0,0]
[8823,null,null,null,null,null,0,0,0,0,0]
[8828,null,null,null,null,null,0,0,0,0,0]
[8833,null,null,null,null,null,0,0,0,0,0]
[8836,null,null,null,null,null,0,0,0,0,0]
[8838,null,null,null,null,null,0,0,0,0,0]
[8843,null,null,null,null,null,0,0,0,0,0]
[8848,null,null,null,null,null,0,0,0,0,0]
[8849,null,null,null,null,null,0,0,0,0,0]
[8854,null,null,null,null,null,0,0,0,0,0]
[8858,null,null,null,null,null,0,0,0,0,0]
[8863,null,null,null,null,null,0,0,0,0,0]
[8864,null,null,null,null,null,0,0,0,0,0]
[8869,null,null,null,null,null,0,0,0,0,0]
[8872,null,null,null,null,null,0,0,0,0,0]
[8878,null,null,null,null,null,0,0,0,0,0]
[8879,null,null,null,null,null,0,0,0,0,0]
[8884,null,null,null,null,null,0,0,0,0,0]
[8889,null,null,null,null,null,0,0,0,0,0]
[8893,null,null,null,null,null,0,0,0,0,0]
[8894,null,null,null,null,null,0,0,0,0,0]
[8899,null,null,null,null,null,0,0,0,0,0]
[8904,null,null,null,null,null,0,0,0,0,0]
[8906,null,null,null,null,null,0,0,0,0,0]
[8909,null,null,null,null,null,0,0,0,0,0]
[8914,null,null,null,null,null,0,0,0,0,0]
[8919,null,null,null,null,null,0,0,0,0,0]
[8924,null,null,null,null,null,0,0,0,0,0]
[8927,null,null,null,null,null,0,0,0,0,0]
[8929,null,null,null,null,null,0,0,0,0,0]
[8934,null,null,null,null,null,0,0,0,0,0]
[8939,null,null,null,null,null,0,0,0,0,0]
[8940,null,null,null,null,null,0,0,0,0,0]
[8945,null,null,null,null,null,0,0,0,0,0]
[8949,null,null,null,null,null,0,0,0,0,1]
[8954,null,null,null,null,null,0,0,0,0,3]
[8955,null,null,null,null,null,0,0,0,0,3]
[8960,null,null,null,null,null,0,0,0,0,0]
[8963,null,null,null,null,null,0,0,0,0,0]
[8969,null,null,null,null,null,0,0,0,0,0]
[8970,null,null,null,null,null,0,0,0,0,1]
[8975,null,null,null,null,null,0,0,0,0,0]
[8980,null,null,null,null,null,0,0,0,0,0]
[8984,null,null,null,null,null,0,2,0,0,0]
[8985,null,null,null,null,null,0,0,0,0,0]
[8990,null,null,null,null,null,0,0,1,0,0]
[8995,null,null,null,null,null,0,0,0,0,0]
[8998,null,null,null,null,null,0,0,0,0,0]
[9000,null,null,null,null,null,0,0,0,0,0]
[9005,null,null,null,null,null,0,0,0,0,0]
[9010,null,null,null,null,null,0,0,0,4,0]
[9015,null,null,null,null,null,0,0,0,0,0]
[9016,null,null,null,null,null,0,0,0,0,0]
[9020,null,null,null,null,null,0,0,0,0,0]
[9025,null,null,null,null,null,0,0,0,0,0]
[9030,null,null,null,null,null,3,0,0,0,0]
[9031,null,null,null,null,null,2,0,0,0,0]
[9036,null,null,null,null,null,0,0,0,0,0]
[9040,null,null,null,null,null,0,0,1,0,0]
[9045,null,null,null,null,null,0,0,0,0,0]
[9046,null,null,null,null,null,0,0,0,0,0]
[9051,null,null,null,null,null,0,0,3,0,0]
[9054,null,null,null,null,null,0,1,0,0,0]
[9060,null,null,null,null,null,0,0,0,0,0]
[9061,null,null,null,null,null,0,0,0,2,0]
[9066,null,null,null,null,null,0,0,0,0,0]
[9071,null,null,null,null,null,0,0,0,0,0]
[9075,null,null,null,null,null,2,0,3,0,0]
[9076,null,null,null,null,null,0,0,3,0,0]
[9081,null,null,null,null,null,0,0,0,0,0]
[9086,null,null,null,null,null,0,0,0,0,0]
[9089,null,null,null,null,null,0,0,0,0,0]
[9091,null,null,null,null,null,0,0,0,0,0]
[9096,null,null,null,null,null,0,0,0,0,0]
[9101,null,null,null,null,null,0,0,0,3,0]
[9106,null,null,null,null,null,0,0,0,3,0]
[9107,null,null,null,null,null,0,0,0,3,0]
[9111,null,null,null,null,null,0,0,0,0,0]
[9116,null,null,null,null,null,0,0,0,0,0]
[9121,null,null,null,null,null,0,0,0,0,0]
[9122,null,null,null,null,null,0,0,0,0,0]
[9128,null,null,null,null,null,0,0,0,0,0]
[9131,null,null,null,null,null,0,0,0,0,0]
[9136,null,null,null,null,null,0,0,0,0,0]
[9137,null,null,null,null,null,0,0,0,0,0]
[9142,null,null,null,null,null,0,0,0,0,0]
[9146,null,null,null,null,null,0,0,0,0,0]
[9151,null,null,null,null,null,0,0,0,0,0]
[9152,null,null,null,null,null,0,0,1,0,0]
[9157,null,null,null,null,null,0,0,0,0,0]
[9162,null,null,null,null,null,0,0,0,0,0]
[9166,null,null,null,null,null,0,0,0,0,0]
[9167,null,null,null,null,null,0,0,0,0,0]
[9172,null,null,null,null,null,0,0,0,0,0]
[9177,null,null,null,null,null,0,0,0,0,0]
[9180,null,null,null,null,null,0,0,0,0,0]
[9182,null,null,null,null,null,0,0,0,0,0]
[9187,null,null,null,null,null,0,0,0,0,0]
[9192,null,null,null,null,null,0,0,0,0,0]
[9197,null,null,null,null,null,0,0,0,0,0]
[9198,null,null,null,null,null,0,0,0,0,0]
[9202,null,null,null,null,null,0,0,0,0,0]
[9207,null,null,null,null,null,0,0,0,0,0]
[9212,null,null,null,null,null,0,0,0,0,0]
[9213,null,null,null,null,null,0,0,0,0,4]
[9219,null,null,null,null,null,0,0,0,0,0]
[9222,null,null,null,null,null,0,0,0,0,0]
[9227,null,null,null,null,null,0,0,0,0,0]
[9228,null,null,null,null,null,0,0,0,0,0]
[9233,null,null,null,null,null,0,0,0,0,0]
[9237,null,null,null,null,null,0,0,0,0,0]
[9242,null,null,null,null,null,0,0,0,0,0]
[9243,null,null,null,null,null,0,0,0,0,0]
[9248,null,null,null,null,null,0,0,0,0,0]
[9253,null,null,null,null,null,0,0,0,0,0]
[9257,null,null,null,null,null,0,0,0,0,0]
[9258,null,null,null,null,null,0,0,0,0,0]
[9263,null,null,null,null,null,0,0,0,0,0]
[9268,null,null,null,null,null,0,0,0,0,0]
[9271,null,null,null,null,null,0,0,0,0,1]
[9273,null,null,null,null,null,0,0,0,0,0]
[9278,null,null,null,null,null,0,0,0,0,0]
[9283,null,null,null,null,null,0,0,0,0,0]
[9288,null,null,null,null,null,0,0,0,0,0]
[9289,null,null,null,null,null,0,0,0,0,0]
[9293,null,null,null,null,null,0,0,0,0,0]
[9298,null,null,null,null,null,0,0,0,0,0]
[9303,null,null,null,null,null,0,0,0,0,0]
[9304,null,null,null,null,null,0,0,0,0,0]
[9310,null,null,null,null,null,0,0,0,0,0]
[9313,null,null,null,null,null,0,0,0,0,0]
[9318,null,null,null,null,null,0,0,0,0,0]
[9319,null,null,null,null,null,0,0,0,0,0]
[9324,null,null,null,null,null,0,0,0,0,0]
[9328,null,null,null,null,null,0,0,0,0,0]
[9333,null,null,null,null,null,0,0,0,0,0]
[9334,null,null,null,null,null,0,0,0,0,0]
[9339,null,null,null,null,null,0,0,0,0,0]
[9344,null,null,null,null,null,0,0,0,0,0]
[9348,null,null,null,null,null,0,0,0,0,0]
[9349,null,null,null,null,null,0,0,0,0,0]
[9354,null,null,null,null,null,0,0,0,0,0]
[9359,null,null,null,null,null,0,0,0,0,0]
[9362,null,null,null,null,null,0,0,0,0,0]
[9364,null,null,null,null,null,0,0,0,0,0]
[9369,null,null,null,null,null,0,0,0,0,0]
[9374,null,null,null,null,null,0,0,0,0,0]
[9379,null,null,null,null,null,0,0,0,0,0]
[9380,null,null,null,null,null,0,0,0,0,0]
[9384,null,null,null,null,null,0,0,0,0,0]
[9389,null,null,null,null,null,0,0,0,0,0]
[9394,null,null,null,null,null,0,0,0,0,0]
[9395,null,null,null,null,null,0,0,0,0,0]
[9401,null,null,null,null,null,0,0,0,0,0]
[9404,null,null,null,null,null,0,0,0,0,0]
[9409,null,null,null,null,null,0,0,0,0,0]
[9410,null,null,null,null,null,0,0,0,0,0]
[9415,null,null,null,null,null,0,0,0,0,0]
[9419,null,null,null,null,null,0,0,0,0,0]
[9424,null,null,null,null,null,0,0,0,0,0]
[9425,null,null,null,null,null,0,0,0,0,0]
[9430,null,null,null,null,null,0,0,0,0,0]
[9433,null,null,null,null,null,0,0,0,0,0]
[9439,null,null,null,null,null,0,0,0,0,0]
[9440,null,null,null,null,null,0,0,0,0,0]
[9445,null,null,null,null,null,0,0,0,0,0]
[9450,null,null,null,null,null,0,0,0,0,0]
[9453,null,null,null,null,null,0,0,0,0,0]
[9455,null,null,null,null,null,0,0,0,0,0]
[9460,null,null,null,null,null,0,0,0,0,0]
[9465,null,null,null,null,null,0,0,0,0,0]
[9470,null,null,null,null,null,0,0,0,0,0]
[9471,null,null,null,null,null,0,0,0,0,0]
[9475,null,null,null,null,null,0,0,0,0,0]
[9480,null,null,null,null,null,0,0,0,0,0]
[9485,null,null,null,null,null,0,0,0,0,0]
[9486,null,null,null,null,null,0,0,0,1,0]
[9492,null,null,null,null,null,0,0,0,0,0]
[9495,null,null,null,null,null,0,0,0,0,0]
[9500,null,null,null,null,null,0,0,0,0,0]
[9501,null,null,null,null,null,0,0,0,0,0]
[9506,null,null,null,null,null,0,0,0,0,0]
[9510,null,null,null,null,null,0,0,0,0,0]
[9515,null,null,null,null,null,0,0,0,0,0]
[9516,null,null,null,null,null,0,0,0,0,0]
[9521,null,null,null,null,null,0,0,0,0,0]
[9524,null,null,null,null,null,0,0,0,0,0]
[9530,null,null,null,null,null,0,0,0,0,0]
[9531,null,null,null,null,null,0,0,0,0,0]
[9536,null,null,null,null,null,0,0,0,0,0]
[9541,null,null,null,null,null,2,0,0,0,0]
[9545,null,null,null,null,null,0,0,0,0,0]
[9546,null,null,null,null,null,0,0,0,0,0]
[9551,null,null,null,null,null,0,0,0,0,0]
[9556,null,null,null,null,null,0,0,0,0,0]
[9561,null,null,null,null,null,0,0,0,0,0]
[9563,null,null,null,null,null,0,0,0,0,0]
[9566,null,null,null,null,null,0,0,0,0,3]
[9571,null,null,null,null,null,0,0,0,0,0]
[9576,null,null,null,null,null,0,0,0,0,0]
[9577,null,null,null,null,null,0,0,0,0,0]
[9581,null,null,null,null,null,0,0,0,0,0]
[9582,null,null,null,null,null,0,0,0,0,0]
[9583,null,null,null,null,null,0,0,0,0,0]
[9584,null,null,null,null,null,0,0,0,1,0]
[9585,null,null,null,null,null,0,0,0,0,0]
[9586,null,null,null,null,null,2,0,0,0,0]
[9587,null,null,null,null,null,0,0,0,0,0]
[9588,null,null,null,null,null,0,0,0,0,0]
[9589,null,null,null,null,null,0,0,0,0,0]
[9590,null,null,null,null,null,0,0,0,0,0]
[9591,null,null,null,null,null,0,0,0,1,0]
[9592,null,null,null,null,null,0,0,0,0,0]
[9593,null,null,null,null,null,0,0,0,0,0]
[9594,null,null,null,null,null,0,0,0,0,0]
[9595,null,null,null,null,null,0,0,0,0,0]
[9596,null,null,null,null,null,0,0,0,0,0]
[9597,null,null,null,null,null,0,0,0,0,0]
[9598,null,null,null,null,null,0,0,0,0,0]
[9599,null,null,null,null,null,0,0,0,0,0]
[9600,null,null,null,null,null,0,0,0,0,0]
[9601,null,null,null,null,null,0,0,0,0,0]
[9602,null,null,null,null,null,0,0,0,0,0]
[9603,null,null,null,null,null,0,0,0,0,0]
[9604,null,null,null,null,null,0,0,0,0,0]
[9605,null,null,null,null,null,0,0,0,0,0]
[9606,null,null,null,null,null,0,0,0,0,0]
[9607,null,null,null,null,null,0,0,0,0,0]
[9608,null,null,null,null,null,0,0,0,0,3]
[9609,null,null,null,null,null,0,0,0,0,2]
[9610,null,null,null,null,null,0,0,2,0,0]
[9611,null,null,null,null,null,0,0,0,0,0]
[9612,null,null,null,null,null,0,0,0,0,0]
[9613,null,null,null,null,null,0,0,0,0,0]
[9614,null,null,null,null,null,0,0,0,0,0]
[9615,null,null,null,null,null,0,0,0,0,0]
[9616,null,null,null,null,null,0,0,0,0,0]
[9617,null,null,null,null,null,0,0,0,1,0]
[9618,null,null,null,null,null,0,0,0,0,0]
[9619,null,null,null,null,null,0,0,0,0,1]
[9620,null,null,null,null,null,0,0,0,0,0]
[9621,null,null,null,null,null,0,0,0,0,1]
[9622,null,null,null,null,null,0,0,2,0,0]
[9623,null,null,null,null,null,0,0,2,0,0]
[9624,null,null,null,null,null,0,0,0,0,0]
[9625,null,null,null,null,null,0,0,0,0,0]
[9626,null,null,null,null,null,0,0,0,3,0]
[9627,null,null,null,null,null,0,0,0,3,0]
[9628,null,null,null,null,null,0,0,0,3,0]
[9629,null,null,null,null,null,0,0,0,3,0]
[9630,null,null,null,null,null,0,0,0,0,0]
[9631,null,null,null,null,null,0,0,0,0,0]
[9632,null,null,null,null,null,0,0,0,0,0]
[9633,null,null,null,null,null,0,0,0,0,0]
[9634,null,null,null,null,null,0,0,0,0,0]
[9635,null,null,null,null,null,0,0,0,0,0]
[9636,null,null,null,null,null,0,0,0,0,1]
[9637,null,null,null,null,null,0,0,0,0,0]
[9638,null,null,null,null,null,0,0,2,0,0]
[9639,null,null,null,null,null,0,0,0,0,0]
[9640,null,null,null,null,null,0,0,0,0,0]
[9641,null,null,null,null,null,0,0,0,0,0]
[9642,null,null,null,null,null,0,0,0,0,0]
[9643,null,null,null,null,null,0,0,0,0,0]
[9644,null,null,null,null,null,0,0,2,0,1]
[9645,null,null,null,null,null,0,0,0,0,0]
[9646,null,null,null,null,null,3,0,0,0,0]
[9647,null,null,null,null,null,2,0,0,0,0]
[9648,null,null,null,null,null,0,0,0,0,0]
[9649,null,null,null,null,null,0,0,0,0,0]
[9650,null,null,null,null,null,0,0,0,0,0]
[9651,null,null,null,null,null,0,0,0,0,0]
[9652,null,null,null,null,null,0,0,0,0,0]
[9653,null,null,null,null,null,0,0,0,0,1]
[9654,null,null,null,null,null,0,0,0,0,0]
[9655,null,null,null,null,null,0,0,0,0,0]
[9656,null,null,null,null,null,0,0,0,0,0]
[9657,null,null,null,null,null,0,0,0,0,0]
[9658,null,null,null,null,null,0,0,0,0,0]
[9659,null,null,null,null,null,0,0,0,0,0]
[9660,null,null,null,null,null,0,2,0,0,0]
[9661,null,null,null,null,null,0,0,0,0,0]
[9662,null,null,null,null,null,0,0,0,0,0]
[9663,null,null,null,null,null,0,0,0,0,0]
[9664,null,null,null,null,null,0,0,0,0,1]
[9665,null,null,null,null,null,0,0,0,0,0]
[9666,null,null,null,null,null,0,0,0,0,0]
[9667,null,null,null,null,null,0,0,0,4,0]
[9668,null,null,null,null,null,0,0,0,0,0]
[9669,null,null,null,null,null,0,0,0,0,0]
[9670,null,null,null,null,null,0,0,0,0,0]
[9671,null,null,null,null,null,0,0,0,0,0]
[9672,null,null,null,null,null,0,0,0,0,0]
[9673,null,null,null,null,null,0,2,0,0,0]
[9674,null,null,null,null,null,0,0,0,0,0]
[9675,null,null,null,null,null,0,0,3,0,0]
[9676,null,null,null,null,null,0,0,4,0,0]
[9677,null,null,null,null,null,0,0,0,0,0]
[9678,null,null,null,null,null,0,0,0,0,0]
[9679,null,null,null,null,null,0,0,0,0,1]
[9680,null,null,null,null,null,0,0,0,0,0]
[9681,null,null,null,null,null,0,0,0,0,0]
[9682,null,null,null,null,null,0,0,0,0,0]
[9683,null,null,null,null,null,0,0,0,0,0]
[9684,null,null,null,null,null,0,0,0,0,0]
[9685,null,null,null,null,null,0,0,0,0,0]
[9686,null,null,null,null,null,0,0,0,0,0]
[9687,null,null,null,null,null,0,0,0,0,0]
[9688,null,null,null,null,null,0,0,0,0,0]
[9689,null,null,null,null,null,0,4,0,0,0]
[9690,null,null,null,null,null,0,0,0,0,0]
[9691,null,null,null,null,null,0,0,0,0,0]
[9692,null,null,null,null,null,0,0,0,0,0]
[9693,null,null,null,null,null,0,0,0,0,0]
[9694,null,null,null,null,null,0,0,0,0,0]
[9695,null,null,null,null,null,0,0,0,0,0]
[9696,null,null,null,null,null,0,0,0,0,0]
[9697,null,null,null,null,null,0,0,0,0,0]
[9698,null,null,null,null,null,0,0,0,0,0]
[9699,null,null,null,null,null,0,0,0,0,0]
[9700,null,null,null,null,null,0,0,0,0,0]
[9701,null,null,null,null,null,0,0,0,0,0]
[9702,null,null,null,null,null,0,2,0,0,0]
[9703,null,null,null,null,null,0,0,0,0,0]
[9704,null,null,null,null,null,0,0,0,0,0]
[9705,null,null,null,null,null,0,0,0,0,0]
[9706,null,null,null,null,null,0,0,0,0,0]
[9707,null,null,null,null,null,0,0,0,0,0]
[9708,null,null,null,null,null,0,0,0,0,0]
[9709,null,null,null,null,null,0,0,0,0,0]
[9710,null,null,null,null,null,0,0,0,0,0]
[9711,null,null,null,null,null,0,0,0,0,0]
[9712,null,null,null,null,null,0,0,0,0,0]
[9713,null,null,null,null,null,0,0,0,0,0]
[9714,null,null,null,null,null,0,0,2,0,0]
[9715,null,null,null,null,null,0,0,0,0,0]
[9716,null,null,null,null,null,0,0,0,0,0]
[9717,null,null,null,null,null,0,0,0,0,0]
[9718,null,null,null,null,null,0,0,0,0,0]
[9719,null,null,null,null,null,0,0,0,0,0]
[9720,null,null,null,null,null,0,0,0,0,0]
[9721,null,null,null,null,null,0,0,0,0,0]
[9722,null,null,null,null,null,0,0,0,0,0]
[9723,null,null,null,null,null,0,0,0,0,0]
[9724,null,null,null,null,null,0,0,0,0,0]
[9725,null,null,null,null,null,0,0,0,0,1]
[9726,null,null,null,null,null,0,0,0,0,0]
[9727,null,null,null,null,null,0,0,0,0,0]
[9728,null,null,null,null,null,0,0,0,0,0]
[9729,null,null,null,null,null,0,0,0,0,0]
[9730,null,null,null,null,null,0,0,0,0,0]
[9731,null,null,null,null,null,0,0,0,0,0]
[9732,null,null,null,null,null,0,0,0,0,0]
[9733,null,null,null,null,null,0,0,0,0,0]
[9734,null,null,null,null,null,0,0,0,0,0]
[9735,null,null,null,null,null,0,2,0,0,0]
[9736,null,null,null,null,null,0,0,0,0,0]
[9737,null,null,null,null,null,0,0,0,0,0]
[9738,null,null,null,null,null,0,0,0,0,0]
[9739,null,null,null,null,null,0,0,0,0,0]
[9740,null,null,null,null,null,0,0,0,0,0]
[9741,null,null,null,null,null,0,0,0,0,0]
[9742,null,null,null,null,null,0,0,0,0,0]
[9743,null,null,null,null,null,0,0,0,0,0]
[9744,null,null,null,null,null,0,0,0,0,0]
[9745,null,null,null,null,null,0,0,0,0,0]
[9746,null,null,null,null,null,0,0,0,0,0]
[9747,null,null,null,null,null,0,0,0,0,0]
[9748,null,null,null,null,null,0,0,0,0,0]
[9749,null,null,null,null,null,0,0,0,0,0]
[9750,null,null,null,null,null,0,0,0,0,0]
[9751,null,null,null,null,null,0,0,0,0,0]
[9752,null,null,null,null,null,0,0,0,0,0]
[9753,null,null,null,null,null,0,0,0,0,0]
[9754,null,null,null,null,null,0,0,0,0,0]
[9755,null,null,null,null,null,0,0,0,0,0]
[9756,null,null,null,null,null,0,0,0,0,0]
[9757,null,null,null,null,null,0,0,0,0,0]
[9758,null,null,null,null,null,0,0,0,0,0]
[9759,null,null,null,null,null,0,0,0,0,0]
[9760,null,null,null,null,null,0,0,0,0,0]
[9761,null,null,null,null,null,0,0,0,0,0]
[9762,null,null,null,null,null,0,0,0,0,0]
[9763,null,null,null,null,null,0,0,0,0,0]
[9764,null,null,null,null,null,0,0,0,0,0]
[9765,null,null,null,null,null,0,0,0,0,0]
[9766,null,null,null,null,null,0,0,0,0,0]
[9767,null,null,null,null,null,0,0,0,0,0]
[9768,null,null,null,null,null,0,0,0,0,0]
[9769,null,null,null,null,null,0,0,0,0,0]
[9770,null,null,null,null,null,0,0,0,0,0]
[9771,null,null,null,null,null,0,0,0,0,0]
[9772,null,null,null,null,null,0,0,0,0,0]
[9773,null,null,null,null,null,0,0,0,0,0]
[9774,null,null,null,null,null,0,0,0,0,0]
[9775,null,null,null,null,null,0,0,0,0,0]
[9776,null,null,null,null,null,0,0,0,0,0]
[9777,null,null,null,null,null,0,0,0,0,0]
[9778,null,null,null,null,null,0,0,0,0,0]
[9779,null,null,null,null,null,0,0,0,0,0]
[9780,null,null,null,null,null,0,0,0,0,0]
[9781,null,null,null,null,null,0,0,0,0,0]
[9782,null,null,null,null,null,0,0,0,0,3]
[9783,null,null,null,null,null,0,0,0,0,3]
[9784,null,null,null,null,null,0,0,0,0,3]
[9785,null,null,null,null,null,0,0,0,0,3]
[9786,null,null,null,null,null,0,0,0,0,3]
[9787,null,null,null,null,null,0,0,0,0,3]
[9788,null,null,null,null,null,0,0,0,0,3]
[9789,null,null,null,null,null,0,0,0,0,2]
[9790,null,null,null,null,null,0,0,0,0,0]
[9791,null,null,null,null,null,0,0,0,0,0]
[9792,null,null,null,null,null,0,0,0,0,0]
[9793,null,null,null,null,null,0,0,0,0,0]
[9794,null,null,null,null,null,0,0,0,0,0]
[9795,null,null,null,null,null,0,0,0,0,0]
[9796,null,null,null,null,null,0,0,0,0,0]
[9797,null,null,null,null,null,0,0,0,0,0]
[9798,null,null,null,null,null,0,0,0,0,0]
[9799,null,null,null,null,null,0,0,0,0,0]
[9800,null,null,null,null,null,0,0,0,0,0]
[9801,null,null,null,null,null,0,0,0,0,0]
[9802,null,null,null,null,null,0,0,0,0,0]
[9803,null,null,null,null,null,0,0,0,0,0]
[9804,null,null,null,null,null,0,0,0,0,0]
[9805,null,null,null,null,null,0,0,0,0,0]
[9806,null,null,null,null,null,0,0,0,0,0]
[9807,null,null,null,null,null,0,0,0,0,0]
[9808,null,null,null,null,null,0,0,0,0,0]
[9809,null,null,null,null,null,0,0,0,0,0]
[9810,null,null,null,null,null,0,0,0,0,0]
[9811,null,null,null,null,null,0,0,0,0,0]
[9812,null,null,null,null,null,0,0,0,0,0]
[9813,null,null,null,null,null,0,0,0,0,0]
[9814,null,null,null,null,null,0,0,0,0,0]
[9815,null,null,null,null,null,0,0,0,0,0]
[9816,null,null,null,null,null,0,0,0,0,0]
[9817,null,null,null,null,null,0,0,0,0,0]
[9818,null,null,null,null,null,0,0,0,0,0]
[9819,null,null,null,null,null,0,0,0,0,0]
[9820,null,null,null,null,null,0,0,0,0,0]
[9821,null,null,null,null,null,0,0,0,0,0]
[9822,null,null,null,null,null,0,0,0,0,0]
[9823,null,null,null,null,null,0,0,0,0,0]
[9824,null,null,null,null,null,0,0,0,0,0]
[9825,null,null,null,null,null,0,0,0,0,0]
[9826,null,null,null,null,null,0,0,0,0,0]
[9827,null,null,null,null,null,0,0,0,0,0]
[9828,null,null,null,null,null,0,0,0,0,0]
[9829,null,null,null,null,null,0,0,0,0,0]
[9830,null,null,null,null,null,0,0,0,0,0]
[9831,null,null,null,null,null,0,0,0,0,0]
[9832,null,null,null,null,null,0,0,0,0,0]
[9833,null,null,null,null,null,0,0,0,0,0]
[9834,null,null,null,null,null,0,0,0,0,0]
[9835,null,null,null,null,null,0,0,0,0,0]
[9836,null,null,null,null,null,0,0,0,0,0]
[9837,null,null,null,null,null,0,0,0,0,0]
[9838,null,null,null,null,null,0,0,0,0,0]
[9839,null,null,null,null,null,0,0,0,0,0]
[9840,null,null,null,null,null,0,0,0,0,0]
[9841,null,null,null,null,null,0,0,0,0,0]
[9842,null,null,null,null,null,0,0,0,0,0]
[9843,null,null,null,null,null,0,0,0,0,0]
[9844,null,null,null,null,null,0,0,0,0,0]
[9845,null,null,null,null,null,0,0,0,0,0]
[9846,null,null,null,null,null,0,0,0,0,0]
[9847,null,null,null,null,null,0,0,0,0,0]
[9848,null,null,null,null,null,0,0,0,0,0]
[9849,null,null,null,null,null,0,0,0,0,0]
[9850,null,null,null,null,null,0,0,0,0,0]
[9851,null,null,null,null,null,0,0,0,0,0]
[9852,null,null,null,null,null,0,0,0,0,0]
[9853,null,null,null,null,null,0,0,0,0,0]
[9854,null,null,null,null,null,0,0,0,0,0]
[9855,null,null,null,null,null,0,0,0,0,0]
[9856,null,null,null,null,null,0,0,0,0,0]
[9857,null,null,null,null,null,0,0,0,0,0]
[9858,null,null,null,null,null,0,0,0,0,0]
[9859,null,null,null,null,null,0,0,0,0,0]
[9860,null,null,null,null,null,0,0,0,0,0]
[9861,null,null,null,null,null,0,0,0,0,0]
[9862,null,null,null,null,null,0,0,0,0,0]
[9863,null,null,null,null,null,0,0,0,0,0]
[9864,null,null,null,null,null,0,0,0,0,0]
[9865,null,null,null,null,null,0,0,0,0,0]
[9866,null,null,null,null,null,0,0,0,0,0]
[9867,null,null,null,null,null,0,0,0,0,0]
[9868,null,null,null,null,null,0,0,0,0,0]
[9869,null,null,null,null,null,0,0,0,0,0]
[9870,null,null,null,null,null,0,0,0,0,0]
[9871,null,null,null,null,null,0,0,0,0,0]
[9872,null,null,null,null,null,0,0,0,0,0]
[9873,null,null,null,null,null,0,0,0,0,0]
[9874,null,null,null,null,null,0,0,0,0,0]
[9875,null,null,null,null,null,0,0,0,0,0]
[9876,null,null,null,null,null,0,0,0,0,0]
[9877,null,null,null,null,null,0,0,0,0,0]
[9878,null,null,null,null,null,0,0,0,0,0]
[9879,null,null,null,null,null,0,0,0,0,0]
[9880,null,null,null,null,null,0,0,0,0,0]
[9881,null,null,null,null,null,0,0,0,0,0]
[9882,null,null,null,null,null,0,0,0,0,0]
[9883,null,null,null,null,null,0,0,0,0,0]
[9884,null,null,null,null,null,0,0,0,0,0]
[9885,null,null,null,null,null,0,0,0,0,0]
[9886,null,null,null,null,null,0,0,0,0,0]
[9887,null,null,null,null,null,0,0,0,0,0]
[9888,null,null,null,null,null,0,0,0,0,0]
[9889,null,null,null,null,null,0,0,0,0,0]
[9890,null,null,null,null,null,0,0,0,0,0]
[9891,null,null,null,null,null,0,0,0,0,0]
[9892,null,null,null,null,null,0,0,0,0,0]
[9893,null,null,null,null,null,0,0,0,0,0]
[9894,null,null,null,null,null,0,0,0,0,0]
[9895,null,null,null,null,null,0,0,0,0,0]
[9896,null,null,null,null,null,0,0,0,0,0]
[9897,null,null,null,null,null,0,0,0,0,0]
[9898,null,null,null,null,null,0,0,0,0,0]
[9899,null,null,null,null,null,0,0,0,0,0]
[9900,null,null,null,null,null,0,0,0,0,0]
[9901,null,null,null,null,null,0,0,0,0,0]
[9902,null,null,null,null,null,0,0,0,0,0]
[9903,null,null,null,null,null,0,0,0,0,0]
[9904,null,null,null,null,null,0,0,0,0,0]
[9905,null,null,null,null,null,0,0,0,0,0]
[9906,null,null,null,null,null,0,0,0,0,0]
[9907,null,null,null,null,null,0,0,0,0,0]
[9908,null,null,null,null,null,0,0,0,0,0]
[9909,null,null,null,null,null,0,0,0,0,0]
[9910,null,null,null,null,null,0,0,0,0,0]
[9911,null,null,null,null,null,0,0,0,0,0]
[9912,null,null,null,null,null,0,0,0,0,0]
[9913,null,null,null,null,null,0,0,0,0,0]
[9914,null,null,null,null,null,0,0,0,0,0]
[9915,null,null,null,null,null,0,0,0,0,0]
[9916,null,null,null,null,null,0,0,0,0,0]
[9917,null,null,null,null,null,0,0,0,0,0]
[9918,null,null,null,null,null,0,0,0,0,0]
[9919,null,null,null,null,null,0,0,0,0,0]
[9920,null,null,null,null,null,0,0,0,0,0]
[9921,null,null,null,null,null,0,0,0,0,0]
[9922,null,null,null,null,null,0,0,0,0,0]
[9923,null,null,null,null,null,0,0,0,0,0]
[9924,null,null,null,null,null,0,0,0,0,0]
[9925,null,null,null,null,null,0,0,0,0,0]
[9926,null,null,null,null,null,0,0,0,0,0]
[9927,null,null,null,null,null,0,0,0,0,0]
[9928,null,null,null,null,null,0,0,0,0,0]
[9929,null,null,null,null,null,0,0,0,0,0]
[9930,null,null,null,null,null,0,0,0,0,0]
[9931,null,null,null,null,null,0,0,0,0,0]
[9932,null,null,null,null,null,0,0,0,0,0]
[9933,null,null,null,null,null,0,0,0,0,0]
[9934,null,null,null,null,null,0,0,0,0,0]
[9935,null,null,null,null,null,0,0,0,0,0]
[9936,null,null,null,null,null,0,0,0,0,0]
[9937,null,null,null,null,null,0,0,0,0,0]
[9938,null,null,null,null,null,0,0,0,0,0]
[9939,null,null,null,null,null,0,0,0,0,0]
[9940,null,null,null,null,null,0,0,0,0,0]
[9941,null,null,null,null,null,0,0,0,0,0]
[9942,null,null,null,null,null,0,0,0,0,0]
[9943,null,null,null,null,null,0,0,0,0,0]
[9944,null,null,null,null,null,0,0,0,0,0]
[9945,null,null,null,null,null,0,0,0,0,0]
[9946,null,null,null,null,null,0,0,0,0,0]
[9947,null,null,null,null,null,0,0,0,0,0]
[9948,null,null,null,null,null,0,0,0,0,0]
[9949,null,null,null,null,null,0,0,0,0,0]
[9950,null,null,null,null,null,0,0,0,0,0]
[9951,null,null,null,null,null,0,0,0,0,0]
[9952,null,null,null,null,null,0,0,0,0,0]
[9953,null,null,null,null,null,0,0,0,0,0]
[9954,null,null,null,null,null,0,0,0,0,0]
[9955,null,null,null,null,null,0,0,0,0,0]
[9956,null,null,null,null,null,0,0,0,0,0]
[9957,null,null,null,null,null,0,0,0,0,0]
[9958,null,null,null,null,null,0,0,0,0,0]
[9959,null,null,null,null,null,0,0,0,0,0]
[9960,null,null,null,null,null,0,0,0,0,0]
[9961,null,null,null,null,null,0,0,0,0,0]
[9962,null,null,null,null,null,0,0,0,0,0]
[9963,null,null,null,null,null,0,0,0,0,0]
[9964,null,null,null,null,null,0,0,0,0,0]
[9965,null,null,null,null,null,0,0,0,0,0]
[9966,null,null,null,null,null,0,0,0,0,0]
[9967,null,null,null,null,null,0,0,0,0,0]
[9968,null,null,null,null,null,0,0,0,0,0]
[9969,null,null,null,null,null,0,0,0,0,0]
[9970,null,null,null,null,null,0,0,0,0,0]
[9971,null,null,null,null,null,0,0,0,0,0]
[9972,null,null,null,null,null,0,0,0,0,0]
[9973,null,null,null,null,null,0,0,0,0,0]
[9974,null,null,null,null,null,0,0,0,0,0]
[9975,null,null,null,null,null,0,0,0,0,0]
[9976,null,null,null,null,null,0,0,0,0,0]
[9977,null,null,null,null,null,0,0,0,0,0]
[9978,null,null,null,null,null,0,0,0,0,0]
[9979,null,null,null,null,null,0,0,0,0,0]
[9980,null,null,null,null,null,0,0,0,0,0]
[9981,null,null,null,null,null,0,0,0,0,0]
[9982,null,null,null,null,null,0,0,0,0,0]
[9983,null,null,null,null,null,0,0,0,0,0]
[9984,null,null,null,null,null,0,0,0,0,0]
[9985,null,null,null,null,null,0,0,0,0,0]
[9986,null,null,null,null,null,0,0,0,0,0]
[9987,null,null,null,null,null,0,0,0,0,0]
[9988,null,null,null,null,null,0,0,0,0,0]
[9989,null,null,null,null,null,0,0,0,0,0]
[9990,null,null,null,null,null,0,0,0,0,0]
[9991,null,null,null,null,null,0,0,0,0,0]
[9992,null,null,null,null,null,0,0,0,0,0]
[9993,null,null,null,null,null,0,0,0,0,0]
[9994,null,null,null,null,null,0,0,0,0,0]
[9995,null,null,null,null,null,0,0,0,0,0]
[9996,null,null,null,null,null,0,0,0,0,0]
[9997,null,null,null,null,null,0,0,0,0,0]
[9998,null,null,null,null,null,0,0,0,0,0]
[9999,null,null,null,null,null,0,0,0,0,0]
[10000,null,null,null,null,null,0,0,0,0,0]
[10001,null,null,null,null,null,0,0,0,0,0]
[10002,null,null,null,null,null,0,0,0,0,0]
[10003,null,null,null,null,null,0,0,0,0,0]
[10004,null,null,null,null,null,0,0,0,0,0]
[10005,null,null,null,null,null,0,0,0,0,0]
[10006,null,null,null,null,null,0,0,0,0,0]
[10007,null,null,null,null,null,0,0,0,0,0]
[10008,null,null,null,null,null,0,0,0,0,0]
[10009,null,null,null,null,null,0,0,0,0,0]
[10010,null,null,null,null,null,0,0,0,0,0]
[10011,null,null,null,null,null,0,0,0,0,0]
[10012,null,null,null,null,null,0,0,0,0,0]
[10013,null,null,null,null,null,0,0,0,0,0]
[10014,null,null,null,null,null,0,0,0,0,0]
[10015,null,null,null,null,null,0,0,0,0,0]
[10016,null,null,null,null,null,0,0,0,0,0]
[10017,null,null,null,null,null,0,0,0,0,0]
[10018,null,null,null,null,null,0,0,0,0,0]
[10019,null,null,null,null,null,0,0,0,0,0]
[10020,null,null,null,null,null,0,0,0,0,0]
[10021,null,null,null,null,null,0,0,0,0,0]
[10022,null,null,null,null,null,0,0,0,0,0]
[10023,null,null,null,null,null,0,0,0,0,0]
[10024,null,null,null,null,null,0,0,0,0,0]
[10025,null,null,null,null,null,0,0,0,0,0]
[10026,null,null,null,null,null,0,0,0,0,0]
[10027,null,null,null,null,null,0,0,0,0,0]
[10028,null,null,null,null,null,0,0,0,0,0]
[10029,null,null,null,null,null,0,0,0,0,0]
[10030,null,null,null,null,null,0,0,0,0,0]
[10031,null,null,null,null,null,0,0,0,0,0]
[10032,null,null,null,null,null,0,0,0,0,0]
[10033,null,null,null,null,null,0,0,0,0,0]
[10034,null,null,null,null,null,0,0,0,0,0]
[10035,null,null,null,null,null,0,0,0,0,0]
[10036,null,null,null,null,null,0,0,0,0,0]
[10037,null,null,null,null,null,0,0,0,0,0]
[10038,null,null,null,null,null,0,0,0,0,0]
[10039,null,null,null,null,null,0,0,0,0,0]
[10040,null,null,null,null,null,0,0,0,0,0]
[10041,null,null,null,null,null,0,0,0,0,0]
[10042,null,null,null,null,null,0,0,0,0,0]
[10043,null,null,null,null,null,0,0,0,0,0]
[10044,null,null,null,null,null,0,0,0,0,0]
[10045,null,null,null,null,null,0,0,0,0,0]
[10046,null,null,null,null,null,0,0,0,0,0]
[10047,null,null,null,null,null,0,0,0,0,0]
[10048,null,null,null,null,null,0,0,0,0,0]
[10049,null,null,null,null,null,0,0,0,0,0]
[10050,null,null,null,null,null,0,0,0,0,0]
[10051,null,null,null,null,null,0,0,0,0,0]
[10052,null,null,null,null,null,0,0,0,0,0]
[10053,null,null,null,null,null,0,0,0,0,0]
[10054,null,null,null,null,null,0,0,0,0,0]
[10055,null,null,null,null,null,0,0,0,0,0]
[10056,null,null,null,null,null,0,0,0,0,0]
[10057,null,null,null,null,null,0,0,0,0,0]
[10058,null,null,null,null,null,0,0,0,0,0]
[10059,null,null,null,null,null,0,0,0,0,0]
[10060,null,null,null,null,null,0,0,0,0,0]
[10061,null,null,null,null,null,0,0,0,0,0]
[10062,null,null,null,null,null,0,0,0,0,0]
[10063,null,null,null,null,null,0,0,0,0,0]
[10064,null,null,null,null,null,0,0,0,0,0]
[10065,null,null,null,null,null,0,0,0,0,0]
[10066,null,null,null,null,null,0,0,0,0,0]
[10067,null,null,null,null,null,0,0,0,0,0]
[10068,null,null,null,null,null,0,0,0,0,0]
[10069,null,null,null,null,null,0,0,0,0,0]
[10070,null,null,null,null,null,0,0,0,0,0]
[10071,null,null,null,null,null,0,0,0,0,0]
[10072,null,null,null,null,null,0,0,0,0,0]
[10073,null,null,null,null,null,0,0,0,0,0]
[10074,null,null,null,null,null,0,0,0,0,0]
[10075,null,null,null,null,null,0,0,0,0,0]
[10076,null,null,null,null,null,0,0,0,0,0]
[10077,null,null,null,null,null,0,0,0,0,0]
[10078,null,null,null,null,null,0,0,0,0,0]
[10079,null,null,null,null,null,0,0,0,0,0]
[10080,null,null,null,null,null,0,0,0,0,0]

{"sheet":"Reference","index":28,"n_rows":213,"n_cols":4,"rows_kept":213,"cut":false,"hidden":false,"merged":[[155,1,155,3]]}
["SEEM Simulation Model Version 0.96"]
["Documentation of Inputs and Outputs"]
["2014-04-21"]
[]
["INPUTS"]
["Variable Name \n($ indicates a string variable)","Units or Allowed Values","Descriptions","Comments"]
["Run Parameters"]
["RunLabel$","(any)","Descriptive simulation name of your choice","Characters not allowed include * . \" / \\ [ ] : ; | = ,"]
["Wname$","(City or NWHZ#CZ#_3)","Climate, in correct format: Two capital letter state postal abbrev. followed by full city name followed by 1, 2, or 3 for TMY dataset. Capitalize first letter in each word of city names, remove spaces.","Weather data is read in TMY 2 format. The weather files must be stored in the directory indicated by Weather Directory on the SEEM sheet. Character restrictions as found in RunLabel$ also apply. \nEx: IDBoise3, WASpokane2, ORPortland1, or NWHZ1CZ1_3, NWHZ2CZ2_3."]
["HourlyOut","(1 or 0)","1= print hourly outout including \".SEEM\" & \"_all.csv\" files for the run. 0= do not print hourly output","Causes printing of an hourly output file (.SEEM file) for the Winter and Summer design days and user-selected day and the \"_all.csv\" file of hourly output for entire year."]
["OutputMonth","(0 to 12)","Month for an additional set of hourly output. 0 is default and suppresses output of additional day.","Causes hourly output (.SEEM file) to include an additional day specified by the OutputMonth and OutputDay variables."]
["OutputDay","(0 to 31)","Day for an additional set of hourly output. 0 is default and suppresses output of additional day.","Causes hourly output (.SEEM file) to include an additional day specified by the OutputMonth and OutputDay variables. Note - user must be careful to enter a valid day (e.g. Feb 30 is not a valid input)."]
["Occupancy Parameters"]
["Theathi","(F)","Heat setpoint, higher T","Heating and cooling set point have two inputs (high and low) for set-back or set-up. "]
["Theatlo","(F)","Heat setpoint, lower T"]
["Tcoollo","(F)","Cool setpoint, lower T"]
["Tcoolhi","(F)","Cool setpoint, higher T"]
["Tschedule","(0 to 5)","0 is no setback. 1-5 are schedules from setpointschedule_heat tab.","0 uses constant Theathi and Tcoollo. Schedules use Theathi, Theatlo, Tcoollo, and Tcoolhi. Schedules may be modified on the setpointschedule_heat tab."]
["Qgains","(Btu/hr)","Average internal gains","Includes all heat gains to space from appliances, lighting, occupants, etc. Does not include solar. See *** below for a default calculation method."]
["Qgainsschedule","(0 to 5)","0 is no schedule. 1-5 are schedules from Qgains_schedule tab.","The values found in the schedule are multipliers for the Qgains value for a given hour. Selecting 0 means the Qgains value is constant at every hour."]
["Wgains","(lb/hr)","Average internal moisture gains","Includes all water gains to space from occupants, etc. Does not include infiltration. Recommended default: 0.5 lb per hour"]
["Wgainsschedule","(0 to 5)","0 is no schedule. 1-5 are schedules from Wgains_schedule tab.","The values found in the schedule are multipliers for the Wgains value for a given hour. Selecting 0 means the Wgains value is constant at every hour."]
["Equipment Parameters"]
["Equiptype$","(FUR, YKC, HPA3, HCA3, YSA, VNA, FYKC, FYSA, FHPA, FHCA, DHP1, DHP2, DHP3, GSHP20, ZONL, HSPF_#_SEER_#)","Heating and/cooling equipment. HSPF_#_SEER_#_ will simulate a heat pump with the specified HSPF and SEER instead of using a specific equipment performance model, i.e., HSPF_8.5_SEER_13.2.","See Equipment Type notes below for key."]
["Tons","(tons)","Heat pump, DHP, GSHP, or A/C size","Input ignored if no HP or cooling specified"]
["Furnsize","(kW)","Size of electric Furn","Primary impact is on FUR system airflow. 1kW≈70cfm with 45F dT across furnace."]
["CFMmult","(.7 to 1.3)","Multiplier for rated CFM"," "]
["HPcntrl","(0-4, 100-103)","HP control strategy","see Heat Pump Control notes below for key"]
["Tcntrl","(F)","Cutoff temperature for control strategies","The control strategies must often be combined to simulate actual controls setting used in heat pump installations."]
["Duct Parameters"]
["Perfect","(1 or 0)","1=perfect ducts, 0=imperfect","A toggle of convenience. If 0, uses duct leakage and insulation entered. If 1, ignores settings and uses no leakage and R-infinity insulation"]
["SDloc$","(Crawl, Attic, Out, In)","Supply duct location","Case sensitive, capitalize first letter"]
["SDLF","(0 to 1)","Supply duct leak fraction","Fraction of the air handler flow"]
["SDarea","(ft²)","Supply duct area","Area in the buffer zone (or outside) only. Area in the heated shell should not be included."]
["SDRval","(R-value)","Supply duct R-value","Value entered here should be the real value. The user must make any adjustments for round duct insulation or any compression or gaps that may exist."]
["RDloc$","(Crawl, Attic, Out, In)","Return duct location","Case sensitive, capitalize first letter"]
["RDLF","(0 to 1)","Return duct leak fraction","Fraction of the air handler flow"]
["RDarea","(ft²)","Return duct area","Area in the buffer zone (or outside) only. Area in the heated shell should not be included."]
["RDRval","(R-value)","Return duct R-value","Value entered here should be the real value. The user must make any adjustments for round duct insulation or any compression or gaps that may exist."]
["Envelope Parameters"]
["Afloorcond","(ft²)","Conditioned floor area including heated basement"]
["Volume","(ft³)","Volume of house including heated basement","Volume of house is used to calculate infiltration heat loss"]
["Afloorext","(ft²)","Area of floor component above grade not in contact with buffers (i.e., area above garage, cantilevers, etc.)","Effective floor area of building components not in contact with crawl space or other ground contact buffers. SEEM treats the input as heat loss to the exterior."]
["Rfloorext","(R-value)","Overall, air-to-air, external floor R-value","Will be ignored if Afloorext is not specified. R-value should include surface coefficients. Must be nonzero if Afloorext is nonzero."]
["Aextwall","(ft²)","Gross exterior wall area","Should include all exterior walls, walls and floor to other buffer spaces (such as a garage)"]
["Rextwall","(R-value)","Overall, air-to-air, R-value of external walls","Should include cavity insulation, rigid insulation, and surface coefficients. Must be nonzero."]
["Aceiling","(ft²)","Full ceiling area","Ceiling area between attic and conditioned floor spaces. Can be larger than Afloor."]
["Rceiling","(R-value)","Overall, air-to-air, R-value of ceiling from house to attic","Should include cavity insulation, rigid insulation and surface coefficients. Must be nonzero."]
["ABSroof","(0 to 1)","Roof solar absorbtivity","Recommend: 0.8 to 0.95 depending on color"]
["AwinN","(ft²)","North window area","All window areas on north face including frames"]
["AwinE","(ft²)","East window area","All window areas on east face including frames"]
["AwinS","(ft²)","South window area","All window areas on south face including frames"]
["AwinW","(ft²)","West window area","All window areas on west face including frames"]
["Uwindow","(U-value)","Overall, air-to-air, u-val of window including frame","NFRC value for entire window assembly"]
["SHGC","(0 to 1)","Solar heat gain coef incl frame","NFRC value for entire window assembly"]
["Shading","(0 to 1)","Multiplies SHGC to account for both internal and external shading of window","Accounts for trees, landscaping, adjacent buildings, etc. and curtains, blinds, furnishings, etc. which block the window. A reasonable value is 0.5-0.65."]
["Adoor","(ft²)","Total door area"]
["Rdoor","(R-value)","Overall, air-to-air, R-value ","Effective R-value of all doors. Should include surface coefficients. Must be nonzero if Adoor nonzero."]
["Foundation Parameters"]
["Foundtype","(1, 2, 3, 4)","Foundation type: 1=crawl, 2=slab, 3=unheated basement, 4=basement","Only one foundation type permitted per simulation. Multiple types can be simulated with multiple runs."]
["Afootprint","(ft²)","Footprint, NOT true floor area","Footprint in contact with ground. Exclusive of garage or other unconditioned space."]
["Pfloor","(ft)","Perimeter of footprint","Perimeter in contact with ground. Exclusive of garage or other unconditioned space."]
["Rfloor","(R-value)","Overall, air-to-air, R-value of wood floor between house and crawlspace or unheated basement","Should include cavity insulation, rigid insulation and surface coefficients. Excludes carpet, tile, etc. Applies only to crawl or unheated basement floortypes. This is not slab insulation. For heated basements, floor will not be used in model calculations. Must be nonzero if not slab."]
["Rslabins","(R-value)","Overall R-value of full slab area insulation","Insulation exterior to slab. Does not include carpet, padding, or other construction on top of slab. Does not include perimeter insulation placed at the slab edge. Applies to insulation used in all slabs, including basement, crawl, heated or unheated. May be zero."]
["Rcarpet","(R-value)","Overall R-Value of carpet and pad on slab, basement, or crawlspace floor or on top of wood floor","Insulation interior to slab. Does not include surface coefficients. Also used for insulation on bottom of crawl space. May be zero."]
["Edgetype$","(H, V, N)","H=Horizontal insulation, edge to top of slab included; V=vertical insulation to top of slab; N=No edge insulation","Specifies orientation of insulation for EdgeDepth input"]
["EdgeDepth","(ft)","Depth for vertical perimeter slab insulation or width for horizontal perimeter slab insulation ","For vertical slab insulation this is the depth below ground level (total distance from outside surface to bottom of edge insulation). Recommended default: 2 ft. For fully insulated slabs, edge depth should be at least slab thickness plus slab insulation thickness."]
["Redgeins","(R-value)","R-value of the perimeter insulation","Specified and calculated separately from Rslabins. Must be nonzero if Edgetype$ is H or V."]
["SoilCond","(Btu/ft-F-hr)","Average soil conductivity","Typical value of soil conductivity: 0.7 to 0.8"]
["HeightAG","(ft)","Average distance from finish grade to finish floor"]
["RwallAG","(R-value)","Overall, air-to-air, R-value of crawl or basement side wall above finish grade and below finish floor","Should include cavity insulation, rigid insulation and surface coefficients. Must be nonzero if HeightAG nonzero."]
["HeightBG","(ft)","Average distance from finish grade to crawlspace or basement floor"]
["RwallBG","(R-value)","Overall R-value of crawl or basement side wall below finish grade","R-value of external foam and/or furred-out wall including internal surface coefficient. Include concrete but not soil. Must be nonzero if HeightBG nonzero."]
["Infiltration Parameters"]
["CFM50","(CFM)","Blower door measured infiltration flow rate at 50 Pa","If you don't have this info and don't have any good guesses, use 0.35*Vhse/3"]
["Stack Height","(ft)","Average height of conditioned space above ground level","This is usually just the height of the house, unless there is a heated basement. The below grade height of the basement does not contribute to stack effect."]
["FanType","(Exhaust, Supply, HRV, or None","Input the fan type","Exhaust, Supply, Heat Recovery Ventilator, or None for no fan. Note that if you enter \"None\" you should enter zeros in the following 5 fields."]
["FanCFM","(CFM)","Fan CFM","If FanType=None, enter zero"]
["FanSched","(0 to 5)","0 is no schedule (continuous run)","0 is no schedule. 1-5 are found and may be edited in the fanschedule tab."]
["FanEquip","(USR, Estar, EstarNW, Standard)","USR=user specified, Estar=energy star, EstarNW=energy star NW, Standard=base case equipment","Enter 0 if there is no fan (just enter something as a placeholder)"]
["FanEff****","(CFM/W)","Fan efficiency in CFM/Watt","This only applies if you selected USR for FanEquip. Otherwise put a 0 in this field"]
["HRVEff****","(decimal percent)","HRV sensible recovery efficiency expressed as a decimal percent like 0.71","This only applies if you selected USR for FanEquip and HRV for FanType. Otherwise put a 0 in this field. Note that sensible recovery efficiency does not include fan heat."]
["AchAttic†††","(1/hr)","Attic air change rate per hour","Suggested: 4.5 for ventilated attic. 0.35 for sealed attic."]
["AchCrawl†††","(1/hr)","Crawlspace or unheated basement air change rate per hour","Suggested: 4.5 for ventilated crawl space. 0.35 for sealed crawl. 0.5 for unheated basement."]
["HPWH Parameters"]
["HPWH","(1 or 0)","Is there a heat pump water heater","1=yes, 0=no"]
["HPWH_size","gallons","Tank size in gallons"]
["HPWH_performance","[tier].[type]","Signifies which heat pump prototype to use","The tiers are 1, 2, and 3 as per the NEEA Northern Climate Spec. The types are 1 and 2, where 1 is R-134a and 2 is R-410a. All of the options are then {1.1, 1.2, 2.1, 2.2, 3.1, 3.2}. Bonus: enter \"4\" for a resistance tank. Also, if you only enter one number it is treated as the tier and uses type \"2\" as default"]
["HPWH_setpoint","(F)","Water heater setpoint"]
["ducted","(1 or 0)","Is the water heater exhaust ducted to outside","1=yes, 0=no"]
["HPWH_fan","(CFM)","Evaporator fan flow in CFM"]
[]
["OUTPUTS"]
["Variable Name \n($ indicates a string variable)","Units","Descriptions","Comments"]
["RunLabel$","any","Echos input RunLabel$"]
["State$",null,"Two letter state abbreviation"]
["City$",null,"City name"]
["wtype$",null,"Weather file type","1=TMY1, 2=TMY2, 3=TMY3, 4=Canadian, 5=CA zone"]
["UATotal","(Btu/hr/F)","Calculated UA","Total heat loss to outside and ground. Includes air infiltration using the ACHheating value."]
["balance_pt","(F)","Temperature at which heating starts","This is sort of an average balance point pulled out of the simulation, as the balance point changes with solar and infiltration. Reads NA if there is mechanical ventilation or a HPWH."]
["HDD65","#","Heating Degree Days Base 65","Heating degree days for input climate"]
["CDD65","#","Cooling Degree Days Base 65","Cooling degree days for input climate"]
["Pressure","atm","Site pressue in std atmospheres","Can be used to correct for altitude effects on mass flow"]
["ACHave","(1/hr)","Average annual infiltration","This is output from the infiltration model and includes all air crossing the envelope over the year"]
["ACHheating","(1/hr)","Average infiltration when equipment is in heating mode","Includes all air crossing the envelope in heating"]
["ACHdesign","(1/hr)","Average infiltration on heating design day"]
["RoomHeatkWh","(kWh)","Annual house heating load","Heat which must be delivered to house (conditioned zone) without considering duct losses or equip efficiency"]
["EquipHeatkWh","(kWh)","Annual heating equipment output","What must be delivered by the equipment to deliver roomheat at the registers. Includes the effects of duct losses and fan heat. Includes all auxheat."]
["InHeatkWh","(kWh)","Annual heating equipment input","Fuel required to produce equipheat. Includes the effects of equip. eff., duct losses, and fan energy. Includes all auxheat."]
["AuxHeatkWh","(kWh)","Annual electric strip heat used for heat pumps or furnaces","If auxheat>0 for furnace runs, the furnace is too small to meet the load, it must be resized and the runs rerun"]
["FanHeatkWh","(kWh)","Amount of energy used by the fan","This heat is included in equipheat. The fanheat is equal to the fan input power. See FanMax."]
["FanHeathrs","(hr)","Total fan run time in heating mode","Equals the equipment runtime in heating mode"]
["RoomCoolkWh †","(kWh)","Annual house sensible cooling load","Cool which must be delivered to house (conditioned zone) without considering ducts or equip efficiency"]
["EquipCoolkWh †","(kWh)","Annual cooling equipment output","What must be delivered by the equipment to deliver roomcool at the registers. Includes the effects of duct losses and fan heat."]
["InCoolkWh †","(kWh)","Annual cooling equipment input","Fuel required to produce equipheat. Includes effects of equip. eff., duct losses, and fan energy"]
["QLatentkWh †","(kWh)","Annual latent load in cooling mode","Amount of input energy used in cooling mode to meet latent load"]
["LatentPct","%","Percent of cooling due to latent load"]
["hrcoolsetptmissed","(hr)","Hours cooling setpoint not met within 1°F","Be careful to only compare simulations which have few to no missed set point hrs. To miss fewer hours, increase cooling capacity or decrease load. Recovery from setback may also increase number of missed hrs."]
["FanCoolkWh","(kWh)","Amount of energy used by the fan in cooling mode","This heat is included in equip output (equipheat) and adds to cooling load (equipcool). See FanMax."]
["FanCoolhrs","(hr)","Total fan run time in cooling mode","Equals the equipment runtime in cooling mode"]
["RoomHeatMax","(Btuh)","Maximum room heating load"]
["EquipHeatMax","(Btuh)","Maximum heating equipment load","Includes all auxheat and fan heat"]
["InHeatMax","(Btuh)","Maximum heating equipment input","Includes all auxheat and fan heat"]
["QAuxHeatMax","(Btuh)","Maximum auxiliary heat"]
["FanMax ††","(Btuh)","Fan power and heat generation rate","Used to calculate FanHeatkWh and FanCoolkWh"]
["RoomCoolMax †","(Btuh)","Maximum room cooling load"]
["EquipCoolMax †","(Btuh)","Maximum cooling equipment load","Includes the effects of fan heat"]
["InCoolMax †","(Btuh)","Maximum cooling equipment input","Includes the effects of fan heat"]
["hrheatsetptmissed","(hr)","Hours heating setpoint missed","Be careful to only compare simulations which have few to no missed set point hrs. To miss fewer hours, increase heating capacity or decrease load. Recovery from setback may also increase number of missed hrs."]
["gshplooppumpkWh","(kWh)","Annual GSHP loop pumping energy"]
["gshpdesupkWh","(kWh)","Annual GSHP desuperheat energy output"]
["VentFankWh","(kWh)","Annual fan energy use","Fan or HRV, depending on what was selected"]
["HPWHadded","(kWh)","Energy added to the water by the water heater"]
["HPWHuseful","(kWh)","Energy delivered by the water heater to the piping system","HPWHadded-HPWHuseful = standby losses"]
["HPWHinput_e","(kWh)","Input energy drawn by the water heater","HPWHadded/HPWHinput_e = effective annual efficiency"]
["T_ave","(hrs)","Average temperature of top third of tank during draws","This is a proxy for average outlet temp. The true average outlet temperature would be slightly higher. This is used as a check on differing results for HPWHadded. Simulations with different T_ave outputs need to be compared with caution."]
[]
["NOTES"]
["† Cooling loads are given as positive values"]
["†† YSA 183W/1000CFM. All others (including FUR) 400W/1000CFM. Based on laboratory measurements."]
["††† If ACH set to zero, program internally models the flow at 0.01 lbs/hr"]
["*Equipment Types"]
["FUR","Electric furnace, no cooling"]
["For Gas Furnace, use FUR and apply AFUE to output"]
["ZONL","Zonal electric heat with COP=1 and no distribution losses (ignores all duct inputs)"]
["YKC","HSPF 7.2 / SEER 10.0"]
["YSA","HSPF 9.0 / SEER 14.5"]
["HPA3","HSPF 8.0 / SEER 13.0 (deprecated - use HCA3 instead)"]
["HCA3","HSPF 7.9 / SEER 13.0"]
["VNA","HSPF 12.0 / SEER 18.0 (currently in testing)"]
["HSPF_#_SEER_#","Custom HSPF/SEER (i.e., HSPF_8.5_SEER_13.2)"]
["FYKC","FUR + YKC cool"]
["FYSA","FUR + YSA cool"]
["FHPA","FUR + HPA cool"]
["FHCA","FUR + HCA cool"]
["GSHP20","Ground source heat pump. Specifiy as \"GSHP20_TL_WPT_DESUP\" where TL = ground loop design "]
[null,"temperature in F, WPT = loop pump Watts/ton, DESUP=\"desup\" or \"nodesup\" for desuperheater."]
[null,"See RTF workbook for more details. http://rtf.nwcouncil.org/measures/res/ResGSHP_v2_2.xlsm"]
["DHP1","HSPF Range >=11.4"]
["DHP2","HSPF Range 9.4-11.3"]
["DHP3","HSPF Range 7.7-9.3"]
[null,"DHPs may be set to heat a variable fraction of the house dependent on heat loss rate"]
[null,"and outdoor temperature (use HPcntrl 10) or a user-determined, fixed house heating"]
[null,"fraction (use any HPcntrl but 10). Fixed heating fraction specified by entering"]
[null,"DHP2.100 for 100% DHP, DHP3.30 for 30% DHP, etc. in the EquipType input."]
["Equipment Air Handler Flows"]
["FUR",70,"CFM/kW"]
["YKC",400,"CFM/ton"]
["HPA3",400,"CFM/ton"]
["HCA3",400,"CFM/ton"]
["YSA",350,"CFM/ton"]
["If furnace and A/C combination selected, SEEM uses airflow from the A/C unit."]
["**HP Control Strategies"]
[0,"Strip heat runs as needed if Tin >3F below setpoint or compressor output doesn't meet load"]
[1,"Compressor lockout if Tout < Tcntrl"]
[2,"Strip heat lockout if Tout > Tcntrl"]
[3,"Strip heat on with compressor if Tout < Tcntrl"]
[4,"Locks out strip heat if Tout > Tcntrl and locks out compressor if Tout <= Tcntrl"]
[10,"For DHP equipment only. Simulates house heating fraction based on outdoor temperature "]
[null,"and heat loss rate.  If not 10, runs with the fixed, user-input heating fraction."]
[100,"Five-part base case: Runs five different control strategies and weights them accordingly:"]
[null,"Weight","HPControl","TControl"]
[null,0.4,0,"NA"]
[null,0.15,1,30]
[null,0.05,2,40]
[null,0.15,3,30]
[null,0.25,3,50]
[101,"Two-part efficient case: Runs 2 different control strategies, weighted as so"]
[null,"Weight","HPControl","TControl"]
[null,0.1,0,30]
[null,0.9,2,40]
[102,"Four-part alternative case: Runs an alternate base case with only four parts"]
[null,"Weight","HPControl","TControl"]
[null,0.05,1,30]
[null,0.65,2,40]
[null,0.1,3,30]
[null,0.2,3,50]
[103,"Four-part alternative case with 0.8 flow multiplier"]
[null,"Uses the same HPControl and Tcontrol settings as 102, but set cfmmult to 0.8"]
["***Simple Internal Heat Gains Estimate"]
["Gains (Btu/hr)","805 + 367*people + LPD(W/ft^2)*Floor Area(ft^2)*1.8 hrs/day * 1day/24hrs * 3.412Btu/hr/W"]
["Based loosely on Building America Benchmark as interpreted by the RTF for Northwest use:"]
[" http://rtf.nwcouncil.org/meetings/2013/05/SEEMCalibration21May2013_rev2.pptx"]
["Hendron, Robert. \"Building America Research Benchmark Definition, Updated December 20, 2007.\" "]
[" NREL/USDOE EERE. January 2008. NREL/TP-550-42662 http://www.nrel.gov/docs/fy08osti/42662.pdf"]
["****Default Fan Efficiencies"]
["ENERGY STAR",1.2,"CFM/W"]
["ENERGY STAR NW",1.33,"CFM/W"]
["Standard",0.86,"CFM/W"]
["****Default HRV Efficiencies"]
["ENERGY STAR",0.65]
["ENERGY STAR NW",0.7]
["Standard",0.46]

{"sheet":"About","index":29,"n_rows":56,"n_cols":11,"rows_kept":56,"cut":false,"hidden":false,"merged":[]}
[]
[]
[null,null,null,null,null,null,null,null,null,null,"Ecotope, Inc."]
[null,null,null,null,null,null,null,null,null,null,"4056 9th Avenue NE"]
[null,null,null,null,null,null,null,null,null,null,"Seattle, WA 98105"]
[null,null,null,null,null,null,null,null,null,null,"(206) 322-3753"]
[null,null,null,null,null,null,null,null,null,null,"www.ecotope.com"]
[]
[]
[]
[]
["Simple Energy and Enthalpy Model (SEEM)"]
[]
["The SEEM program is designed to model residential building energy use. The program "]
["conducts concurrent hourly simulations of heat transfer, moisture (humidity), and infiltration. "]
["These simulations interact with each other as well as duct specifications, equipment, and "]
["weather parameters to calculate the annual heating and cooling energy requirements of the "]
["building. It is based on algorithms consistent with current American Society of Heating, "]
["Refrigeration, and Air-Conditioning Engineers (ASHRAE), American Heating and Refrigeration "]
["Institute (AHRI), and International Organization for Standards (ISO) calculation standards. "]
[]
["SEEM, written at Ecotope, was developed by and for the Northwest Power and "]
["Conservation Council (NPCC) and the Northwest Energy Efficiency Alliance (NEEA). SEEM is "]
["used extensively in the Northwest to estimate conservation measure savings for regional energy "]
["utility policy planners. It is the simulation engine used to provide heating and cooling energy "]
["savings estimates for the residential sector in the Northwest Power Plan, for the Performance "]
["Tested Comfort System (PTCS) incentive program, the Northwest EnergyStar for Homes "]
["program, as well as numerous other utility program offerings. SEEM is also used to support "]
["state building energy code revisions including the Washington and Oregon state energy codes. "]
[]
["SEEM has been calibrated against several residential data sources. This step is "]
["required by the Regional Technical Forum (RTF) as part of the vetting of savings and "]
["performance estimates used for regional conservation planning. These data sources include "]
["sub metered data from the RSDP and RCDP programs as well as billing analysis from the "]
["NEEM program and from the PTCS heat pump program. This set of data represents most of "]
["the long term end use data currently available in the region. "]
[]
["SEEM offers a number of advantages over other simulation programs. The step-by-step "]
["hourly thermal calculations accurately model both air temperature and mean radiant "]
["temperature using a highly efficient forward difference algorithm. Next, the infiltration "]
["simulation realistically allows airflow to fluctuate with changing weather and mechanical "]
["ventilation. A numerical algorithm solves equations similar to those used in the widely recognized "]
["AIM-2 infiltration model, only generalized to include the effects of exhaust fans and duct leakage. "]
["Further, heat pumps and air-conditioners are modeled on real performance data from "]
["manufactures’ catalogues. SEEM provides the capability to use multiple control strategies and "]
["thermostat setups for the equipment, and closely tracks duct losses to user specified zones "]
["(inside, outside, crawl, attic). Additionally, SEEM contains a comprehensive below-grade heat "]
["loss algorithm to model building ground contact through slabs, crawl spaces, and basements. "]
["Lastly, weather data for the simulation comes from the widely used Typical Meteorological Year "]
["(TMY) datasets. "]
[]
["Ecotope, Inc."]
["www.ecotope.com"]
[]
["Credits"]
["Larry Palmiter, David Baylon, Erin Kruse, Ben Larson, Michael Logsdon, Nick Kvaltine, and Ben Hannas"]

{"sheet":"ProCost 6th Plan Inputs","index":30,"n_rows":72,"n_cols":13,"rows_kept":72,"cut":false,"hidden":false,"merged":[[53,2,53,3],[53,4,53,5]]}
[1,2,3,4,5,6,7,8,9,10,11]
["Residential Sector ProCost Input Assumptions",{"$f":"40%+12%","v":0.52}]
["Sponsor Parameters","Customer","Wholesale Electric","Retail Electric","Natural Gas",null,null,null,"Program Parameters","Program"]
["Real After-Tax Cost of Capital",3.9E-2,4.3999999999999997E-2,4.9000000000000002E-2,0.05,null,null,null,"Program Life (yrs)",20]
["Financial Life (years)",15,1,1,1,null,null,null,"Program Start Date",2010]
["Sponsor Share of Initial Capital Cost ",0.35,0.2,0.45,0,null,null,null,"Present Value Time Zero",2010]
["Sponsor Share of Annual O&M",1,0,0,0,null,null,null,"Input Cost Reference Year",2006]
["Sponsor Share of Periodic Replacement Cost",1,0,0,0,null,null,null,"Real Discount Rate",0.05]
["Sponsor Share of Administrative Cost",0,0.5,0.5,0,null,null,null,"Capital Real Escalation Rate",0]
["Last Year of Non-Customer O&M & Period Replacement",null,20,null,null,null,null,null,"Admin Cost (As % of Initial Capital Cost)",0.2]
[null,null,null,null,null,null,null,null,"Regional Act Conservation Credit (%)",0.1]
["Commercial Sector ProCost Assumptions",{"$f":"22%+4%+7%","v":0.33},null,null,null,null,null,null,"Report Annual Carbon Saved for Year",2020]
["Sponsor Parameters","Customer","Wholesale Electric","Retail Electric","Natural Gas"]
["Real After-Tax Cost of Capital",6.7000000000000004E-2,4.3999999999999997E-2,4.9000000000000002E-2,0.05,null,null,null,"Utility System Parameters","Electric","Gas"]
["Financial Life (years)",20,1,1,1,null,null,null,"Bulk System T&D Loss Factor by Time Segment","WECCTrans","Flat1.0"]
["Sponsor Share of Initial Capital Cost ",0.35,0.1,0.55000000000000004,0,null,null,null,"Bulk System T&D Credit ($/kw-yr)($/dailytherm-yr)",0,0]
["Sponsor Share of Annual O&M",1,0,0,0,null,null,null,"Local System Dist Loss Factor by Time Segment","Flat5.0","NoLoss"]
["Sponsor Share of Periodic Replacement Cost",1,0,0,0,null,null,null,"Local System Dist Credit ($/kw-yr)($/dailytherm-yr)",23,0]
["Sponsor Share of Admin Cost",0,0.5,0.5,0,null,null,null,"Risk-Mitigation Credit (mills/kWh)(mills/therm)(SC)",0,0,null,"For Supply Curve Development - No Risk Credit"]
["Last Year of Non-Customer O&M & Period Replacement",null,20,null,null,null,null,null,"Risk-Mitigation Credit (mills/kWh)(mills/therm)(LO)",58,0,null,"For Lost Opp measures"]
[null,null,null,null,null,null,null,null,"Risk-Mitigation Credit (mills/kWh)(mills/therm)(NLO)",43,0,null,"For Retrofit measures"]
["Industrial Sector ProCost Assumptions",{"$f":"13%","v":0.13}]
["Sponsor Parameters","Customer","Wholesale Electric","Retail Electric","Natural Gas",null,null,null,"Price Deflator Year 2000 to Year 2006$"]
["Real After-Tax Cost of Capital",7.5999999999999998E-2,4.3999999999999997E-2,4.9000000000000002E-2,0.05,null,null,null,{"$f":"116.567/100","v":1.16567}]
["Financial Life (years)",20,1,1,1]
["Sponsor Share of Initial Capital Cost ",0.35,0.1,0.55000000000000004,0]
["Sponsor Share of Annual O&M",1,0,0,0]
["Sponsor Share of Periodic Replacement Cost",1,0,0,0]
["Sponsor Share of Admin Cost",0,0.5,0.5,0]
["Last Year of Non-Customer O&M & Period Replacement",null,20]
[]
["Agricultural Sector ProCost Assumptions",0.02]
["Sponsor Parameters","Customer","Wholesale Electric","Retail Electric","Natural Gas",null,null,null,"MC_AND_LOADSHAPE_6P.xls worksheet tab names"]
["Real After-Tax Cost of Capital",7.5999999999999998E-2,4.3999999999999997E-2,4.9000000000000002E-2,0.05,null,null,null,"6P MidC Final (with carbon)"]
["Financial Life (years)",5,1,1,1,null,null,null,"Conservation Load Shapes"]
["Sponsor Share of Initial Capital Cost ",0.35,0.1,0.55000000000000004,0,null,null,null,"6P_Gas_Final"]
["Sponsor Share of Annual O&M",1,0,0,0,null,null,null,"Conservation Load Shapes"]
["Sponsor Share of Periodic Replacement Cost",1,0,0,0,null,null,null,"6P CO2 lbs per kWh Hcap"]
["Sponsor Share of Admin Cost",0,0.5,0.5,0,null,null,null,"CO2 lbs per therm"]
["Last Year of Non-Customer O&M & Period Replacement",null,20,null,null,null,null,null,"Zero Dollars per ton CO2"]
[null,null,null,null,null,null,null,null,"LineLossShapes"]
["Melded ProCost Assumptions (weighted by savings potential)"]
["Sponsor Parameters","Customer","Wholesale Electric","Retail Electric","Natural Gas"]
["Real After-Tax Cost of Capital",{"$f":"$B$2*B4+$B$12*B14+$B$22*B24+$B$32*B34","v":5.3789999999999998E-2},4.4000000000000004E-2,4.9000000000000009E-2,0.05]
["Financial Life (years)",17.100000000000005,1,1,1]
["Sponsor Share of Initial Capital Cost ",0.35,0.1,0.55000000000000004,0]
["Sponsor Share of Annual O&M",1,0,0,0]
["Sponsor Share of Periodic Replacement Cost",1,0,0,0]
["Sponsor Share of Admin Cost",0,0.5,0.5,0]
["Last Year of Non-Customer O&M & Period Replacement",null,20]
[]
[]
[]
[null,null,"Start",null,"End"]
[null,"Sheet","Text to search for","row","Text to search for ","row","Range"]
["Input Range","Measure_InputOutput","Category Name",{"$f":"MATCH(C56,Measure_InputOutput!A:A,0)+1","v":8},"ProCost Results",{"$f":"MATCH(E56,Measure_InputOutput!A:A,0)-4","v":448},{"$f":"\"'\"&B56&\"'!A\"&D56&\":DA\"&F56","v":"'Measure_InputOutput'!A8:DA448"}]
["Measure Results Range","Measure_InputOutput","Measure Results; Sorted in same order as input",{"$f":"MATCH(C57,Measure_InputOutput!A:A,0)+3","v":477},"Category Results; Sorted by TRC Levelized Cost",{"$f":"MATCH(E57,Measure_InputOutput!A:A,0)-3","v":917},{"$f":"\"'\"&B57&\"'!A\"&D57&\":DA\"&F57","v":"'Measure_InputOutput'!A477:DA917"}]
["Output Range","Measure_InputOutput","Category Results; Sorted by TRC Levelized Cost",{"$f":"MATCH(C58,Measure_InputOutput!A:A,0)","v":920},"Supply Curve Results; Categories sorted by TRC Net Levelized Cost",{"$f":"MATCH(E58,Measure_InputOutput!A:A,0)","v":1072},{"$f":"\"'\"&B58&\"'!A\"&D58&\":DA\"&F58","v":"'Measure_InputOutput'!A920:DA1072"}]
[]
[]
[null,"Savings","Life","Capital Cost","Annual O&M","Shape Pointer","Gas Savings"]
["input column","C","D","E","F","G","O"]
["measure results column","D","C","F","G","I","E"]
["input range",{"$f":"\"'Measure_InputOutput'!\"&B62&$D$56&\":\"&B62&$F$56","v":"'Measure_InputOutput'!C8:C448"},"'Measure_InputOutput'!D8:D448","'Measure_InputOutput'!E8:E448","'Measure_InputOutput'!F8:F448","'Measure_InputOutput'!G8:G448","'Measure_InputOutput'!O8:O448"]
["measure results range",{"$f":"\"'Measure_InputOutput'!\"&B63&$D$57&\":\"&B63&$F$57","v":"'Measure_InputOutput'!D477:D917"},"'Measure_InputOutput'!C477:C917","'Measure_InputOutput'!F477:F917","'Measure_InputOutput'!G477:G917","'Measure_InputOutput'!I477:I917","'Measure_InputOutput'!E477:E917"]
["sum check",{"$f":"SUM(INDIRECT(B64))=SUM(INDIRECT(B65))","v":{"$error":"#N/A"}},{"$f":"SUM(INDIRECT(C64))=SUM(INDIRECT(C65))","v":true},{"$f":"ROUND(SUM(INDIRECT(D64)),0)=ROUND(SUM(INDIRECT(D65)),0)","v":{"$error":"#N/A"}},{"$f":"ROUND(SUM(INDIRECT(E64)),2)=ROUND(SUM(INDIRECT(E65)),2)","v":true},{"$f":"AND((INDIRECT(F64))=(INDIRECT(F65)))","v":{"$error":"#N/A"}},{"$f":"ROUND(SUM(INDIRECT(G64)),2)=ROUND(SUM(INDIRECT(G65)),2)","v":{"$error":"#N/A"}}]
["1st value input",{"$f":"\"'Measure_InputOutput'!\"&B62&$D56","v":"'Measure_InputOutput'!C8"},"'Measure_InputOutput'!D8","'Measure_InputOutput'!E8","'Measure_InputOutput'!F8","'Measure_InputOutput'!G8","'Measure_InputOutput'!O8"]
["1st value measure results","'Measure_InputOutput'!D477","'Measure_InputOutput'!C477","'Measure_InputOutput'!F477","'Measure_InputOutput'!G477","'Measure_InputOutput'!I477","'Measure_InputOutput'!E477"]
["1st value check",{"$f":"INDIRECT(B67)=INDIRECT(B68)","v":false},true,{"$f":"ROUND(INDIRECT(D67),0)=ROUND(INDIRECT(D68),0)","v":false},{"$f":"ROUND(INDIRECT(E67),2)=ROUND(INDIRECT(E68),2)","v":true},{"$error":"#N/A"},true]
["last value input ",{"$f":"\"'Measure_InputOutput'!\"&B62&$F56","v":"'Measure_InputOutput'!C448"},"'Measure_InputOutput'!D448","'Measure_InputOutput'!E448","'Measure_InputOutput'!F448","'Measure_InputOutput'!G448","'Measure_InputOutput'!O448"]
["last value measure results","'Measure_InputOutput'!D917","'Measure_InputOutput'!C917","'Measure_InputOutput'!F917","'Measure_InputOutput'!G917","'Measure_InputOutput'!I917","'Measure_InputOutput'!E917"]
["last value check",{"$f":"INDIRECT(B70)=INDIRECT(B71)","v":{"$error":"#N/A"}},true,{"$f":"ROUND(INDIRECT(D70),0)=ROUND(INDIRECT(D71),0)","v":true},{"$f":"ROUND(INDIRECT(E70),2)=ROUND(INDIRECT(E71),2)","v":true},{"$error":"#VALUE!"},true]

{"sheet":"Levelized Cost Note","index":31,"n_rows":0,"n_cols":0,"rows_kept":0,"cut":false,"hidden":false,"merged":[]}

{"sheet":"Problems","index":32,"n_rows":29,"n_cols":12,"rows_kept":29,"cut":false,"hidden":false,"merged":[]}
[]
[null,null,null,null,null,null,null,null,null,null,null,"For Excel 2010 or 2013, if you experience ProCost run errors, particularly one along the lines of \"Can't find Project or Library\", odds are that this may do the trick."]
[null,null,null,null,null,null,null,null,null,null,null,"1) In the VBA Editor, go to Tools & References.  You should see a screen pop up like the one shown in Step 2."]
[]
[]
[]
[]
[]
[]
[]
[]
[]
[]
[]
[]
[]
[]
[]
[]
[]
[]
[]
[]
[]
[]
[]
[]
[]
[null,null,null,null,null,null,null,null,null,null,null,"2) De-select the “MISSING” reference check box. This should (hopefully) solve your run error."]

{"sheet":"(QGains)","index":33,"n_rows":138,"n_cols":24,"rows_kept":138,"cut":false,"hidden":false,"merged":[[104,10,104,11],[106,10,106,11],[116,10,116,11],[94,0,94,12],[97,0,97,4],[97,5,97,8],[97,10,97,11],[98,5,98,6],[98,7,98,8],[99,10,99,11],[3,0,4,0],[35,12,35,14],[35,15,35,17],[3,1,4,1],[3,2,4,2],[3,3,4,3],[3,4,3,6],[21,0,22,0],[5,0,7,0],[8,0,10,0],[11,0,13,0],[14,0,16,0],[35,18,35,20],[35,21,35,23],[34,18,34,23],[20,12,20,17],[21,1,21,4],[35,6,35,8],[35,9,35,11],[21,15,21,17],[21,12,21,14],[34,12,34,17]]}
[]
["Single Family"]
[]
["Lighting Power Density Category","Prototype (ft2)","Average # People","Average Lighting Power Density (W/sqft)","Internal Gains (Btu/hr)"]
[null,null,null,null,"Non-Lighting","Lighting","Total"]
["RBSA\n(~30% CFL)",1344,2.3918495297805644,1.3684141335936335,{"$f":"'(QGains)'!$B$30+'(QGains)'!$E$30*C6","v":1681.685992415654},{"$f":"D6*1.5*365*3.412/8760*B6","v":392.19843800100415},{"$f":"F6+E6","v":2073.8844304166582}]
[null,2200,2.7944162436548226,1.3491654040301657,{"$f":"'(QGains)'!$B$30+'(QGains)'!$E$30*C7","v":1829.2690853475651},632.96094930075219,2462.2300346483171]
[null,2688,2.946236559139785,1.3922936863758986,{"$f":"'(QGains)'!$B$30+'(QGains)'!$E$30*C8","v":1884.9272184145925},798.08501772964712,2683.0122361442395]
["50% CFL",1344,{"$f":"C6","v":2.3918495297805644},{"$f":"(0.5*65+0.5*17)*1.75/65","v":1.1038461538461539},{"$f":"'(QGains)'!$B$30+'(QGains)'!$E$30*C9","v":1681.685992415654},316.37113846153846,1998.0571308771925]
[null,2200,2.7944162436548226,{"$f":"(0.5*65+0.5*17)*1.75/65","v":1.1038461538461539},{"$f":"'(QGains)'!$B$30+'(QGains)'!$E$30*C10","v":1829.2690853475651},517.86942307692311,2347.1385084244885]
[null,2688,2.946236559139785,{"$f":"(0.5*65+0.5*17)*1.75/65","v":1.1038461538461539},{"$f":"'(QGains)'!$B$30+'(QGains)'!$E$30*C11","v":1884.9272184145925},632.74227692307693,2517.6694953376696]
["80% CFL",1344,2.3918495297805644,{"$f":"(0.2*65+0.8*17)*1.75/65","v":0.71615384615384625},{"$f":"'(QGains)'!$B$30+'(QGains)'!$E$30*C12","v":1681.685992415654},205.25542153846155,1886.9414139541157]
[null,2200,2.7944162436548226,{"$f":"(0.2*65+0.8*17)*1.75/65","v":0.71615384615384625},{"$f":"'(QGains)'!$B$30+'(QGains)'!$E$30*C13","v":1829.2690853475651},335.98357692307695,2165.2526622706418]
[null,2688,2.946236559139785,{"$f":"(0.2*65+0.8*17)*1.75/65","v":0.71615384615384625},{"$f":"'(QGains)'!$B$30+'(QGains)'!$E$30*C14","v":1884.9272184145925},410.51084307692309,2295.4380614915158]
["90% CFL",1344,2.3918495297805644,{"$f":"(0.1*65+0.9*17)*1.75/65","v":0.58692307692307688},{"$f":"'(QGains)'!$B$30+'(QGains)'!$E$30*C15","v":1681.685992415654},168.21684923076921,1849.9028416464232]
[null,2200,2.7944162436548226,{"$f":"(0.1*65+0.9*17)*1.75/65","v":0.58692307692307688},{"$f":"'(QGains)'!$B$30+'(QGains)'!$E$30*C16","v":1829.2690853475651},275.35496153846151,2104.6240468860265]
[null,2688,2.946236559139785,{"$f":"(0.1*65+0.9*17)*1.75/65","v":0.58692307692307688},{"$f":"'(QGains)'!$B$30+'(QGains)'!$E$30*C17","v":1884.9272184145925},336.43369846153843,2221.3609168761309]
[]
[]
[]
[null,null,null,null,null,null,null,null,null,null,null,null,"Sensible"]
["People, Appliances, and MEL's","Combined Sensible (Electric & Gas) Btu/hr",null,null,null,null,null,null,null,null,null,null,"Electricity (kWh/yr)",null,null,"Gas (therms/yr)"]
[null,"Constant","Nbr Factor","FFA Factor","People Factor",null,null,null,null,null,null,null,"Constant","Nbr Factor","FFA Factor","Constant","Nbr Factor","FFA Factor"]
["(Electric Dryer, Electric Range)",{"$f":"M24*3412/8760+P24/8760*100000","v":779.46672602739727},101.46805022831052,0.10430359360730594,{"$f":"$B$69*16.5/24","v":151.25},null,null,null,null,null,null,null,{"$f":"M38+M39+M40+M42+M43+M46+M48","v":2001.21},260.51000000000005,0.26779000000000003,0,0,0]
["(Electric Dryer, Gas Range)",809.52023744292239,111.4835205479452,0.10430169406392695,{"$f":"$B$69*16.5/24","v":151.25},null,null,null,null,null,null,null,{"$f":"M38+M39+M40+M42+M44+M46+M47","v":1858.44},216.47,0.26207000000000003,7.5039999999999996,2.38,1.9500000000000002E-4]
["(Gas Dryer, Electric Range)",800.14731506849307,108.40555251141555,0.10430169406392695,{"$f":"$B$69*16.5/24","v":151.25},null,null,null,null,null,null,null,{"$f":"M38+M39+M41+M42+M43+M46+M47","v":1954.54},248.72000000000003,0.26207000000000003,3.4040000000000004,1.0100000000000002,1.9500000000000002E-4]
["(Gas Dryer, Gas Range)",830.15078538812793,118.35477625570778,0.10430169406392695,{"$f":"$B$69*16.5/24","v":151.25},null,null,null,null,null,null,null,{"$f":"M38+M39+M41+M42+M44+M46+M47","v":1833.7400000000002},208.32000000000002,0.26207000000000003,10.154,3.26,1.9500000000000002E-4]
["Straight Average",{"$f":"AVERAGE(B24:B27)","v":804.82126598173511},{"$f":"AVERAGE(C24:C27)","v":109.92797488584475},{"$f":"AVERAGE(D24:D27)","v":0.10430216894977171},{"$f":"AVERAGE(E24:E27)","v":151.25}]
[null,null,{"$f":"C28*3","v":329.78392465753427},{"$f":"D28*2000","v":208.60433789954342},{"$f":"E28*2.5","v":378.125}]
["Baylon Alternative Method",{"$f":"B28","v":804.82126598173511},0,0,{"$f":"SUM(C29:E29)/2.5","v":366.60530502283109}]
[]
[]
[]
["Source: Hendron, Robert. \"Building America Research Benchmark Definition, Updated December 20, 2007.\"  NREL/USDOE EERE.  January 2008.  NREL/TP-550-42662 "]
[null,null,null,null,null,null,null,null,null,null,null,null,"Sensible",null,null,null,null,null,"Latent"]
["Table 12.  Annual Appliance and Miscellaneous Electric Loads for the Benchmark",null,null,null,null,null,"Electricity (kWh/yr)",null,null,"Gas (therms/yr)",null,null,"Electricity (kWh/yr)",null,null,"Gas (therms/yr)",null,null,"Electricity (kWh/yr)",null,null,"Gas (therms/yr)"]
["Appliance","Electricity\n(kWh/yr)","Natural Gas\n(therms/yr)","Sensible Load\nFraction","Latent Load\nFraction",null,"Constant","Nbr Factor","FFA Factor","Constant","Nbr Factor","FFA Factor","Constant","Nbr Factor","FFA Factor","Constant","Nbr Factor","FFA Factor","Constant","Nbr Factor","FFA Factor","Constant","Nbr Factor","FFA Factor"]
["Refrigerator",669,null,1,0,null,669,0,0,0,0,0,{"$f":"G38*$D38","v":669},0,0,0,0,0,{"$f":"G38*$E38","v":0},0,0,0,0,0]
["Clothes Washer (3 ft3 drum)","52.5 + 17.5 x Nbr",null,0.8,0,null,52.5,17.5,0,0,0,0,42,14,0,0,0,0,0,0,0,0,0,0]
["Clothes Dryer (Electric)","418 + 139 x Nbr",null,0.15,0.05,null,418,139,0,0,0,0,62.699999999999996,20.849999999999998,0,0,0,0,20.900000000000002,6.95,0,0,0,0]
["Clothes Dryer (Gas)","38 + 12.7 x Nbr","26.5 + 8.8 x Nbr","1.00 (Electric)\n0.10 (Gas)","0.00 (Electric)\n0.05 (Gas)",null,38,12.7,0,26.5,8.8000000000000007,0,{"$f":"G41*1","v":38},{"$f":"H41*1","v":12.7},{"$f":"I41*1","v":0},{"$f":"J41*0.1","v":2.6500000000000004},{"$f":"K41*0.1","v":0.88000000000000012},{"$f":"L41*0.1","v":0},{"$f":"G41*0","v":0},{"$f":"H41*0","v":0},{"$f":"I41*0","v":0},{"$f":"J41*0.05","v":1.3250000000000002},{"$f":"K41*0.05","v":0.44000000000000006},{"$f":"L41*0.05","v":0}]
["Dishwasher (8 place\nsettings)","103 + 34.3 x Nbr",null,0.6,0.15,null,103,34.299999999999997,0,0,0,0,{"$f":"G42*$D42","v":61.8},20.58,0,0,0,0,{"$f":"G42*$E42","v":15.45},5.1449999999999996,0,0,0,0]
["Range (Electric)","302 + 101 x Nbr",null,0.4,0.3,null,302,101,0,0,0,0,120.80000000000001,40.400000000000006,0,0,0,0,90.6,30.299999999999997,0,0,0,0]
["Range (Gas)",null,"22.5 + 7.5 x Nbr",0.3,0.2,null,0,0,0,22.5,7.5,0,0,0,0,6.75,2.25,0,0,0,0,4.5,1.5,0]
["Plug-In Lighting","0.2*(FFA * 0.8 + 455)]",null,1,0,null,null,null,null,null,null,null,0,0,0,0,0,0,0,0,0,0,0,0]
["Variable Miscellaneous\nElectric Loads (MELs)","(1231 +194 x Nbr+ 0.316 x FFA) x Fs",null,0.81,0.02,null,1234,194,0.316,0,0,0,999.54000000000008,157.14000000000001,0.25596000000000002,0,0,0,24.68,3.88,6.3200000000000001E-3,0,0,0]
["Fixed Miscellaneous Loads\n(Gas/Electric)","(180 + 30 x Nbr+\n0.047 x FFA) x Fs","(5.8 + 1.0 x Nbr+\n0.0015 x FFA) x Fs",0.13,0.25,null,180,30,4.7E-2,5.8,1,1.5E-3,23.400000000000002,3.9000000000000004,6.11E-3,0.754,0.13,1.9500000000000002E-4,45,7.5,1.175E-2,1.45,0.25,3.7500000000000001E-4]
["Fixed Miscellaneous Loads\n(All-Electric)","(349 + 58 x Nbr+\n0.091 x FFA) x Fs",null,0.13,0.25,null,349,58,9.0999999999999998E-2,0,0,0,45.370000000000005,7.54,1.183E-2,0,0,0,87.25,14.5,2.2749999999999999E-2,0,0,0]
[]
["Table 13. Plug load multipliers for four most poulated states (Fs)."]
["State","Multiplier (Fs)"]
["New York",0.82]
["California",0.77]
["Florida",0.94]
["Texas",1.1100000000000001]
["All other states and territories",1]
[]
["Nbr = Number of bedrooms"]
["FFA = Finished floor area (ft2)"]
[]
[]
["Table 15.  Peak Sensible and Latent Heat Gain from Occupants (ASHRAE 2001)"]
["Multiple Zones","Internal Load\n(Btu/person/hr)"]
["Living Area Sensible Load",230]
["Living Area Latent Load",190]
["Bedroom Area Sensible Load",210]
["Bedroom Area Latent Load",140]
["Single Zone","Internal Load\n(Btu/person/hr)"]
["Sensible Load",220]
["Latent Load",164]
[]
[]
[]
[]
[]
[]
[]
[]
[]
[]
[]
[]
[]
[]
[]
[]
[]
[]
[]
[]
[]
["Multifamily"]
[]
[]
["SEEM MF Calibration Internal Gains Calculator",null,null,null,null,null,null,null,null,null,null,null,null,null,null,null,null,"Variables: DO NOT CHANGE"]
[null,"Inputs","Calculated","Assumed NREL Values (can change if known)",null,null,null,null,null,null,null,null,null,null,null,null,null,"Single Family"]
[null,null,null,null,null,null,null,null,null,null,null,null,null,null,null,null,null,"Townhome"]
["Outputs:",null,null,null,null,"Appliance Energy Usage",null,null,null,null,"Inputs:",null,null,null,null,null,null,"Midrise"]
[null,null,null,null,null,"Electric",null,"Gas",null,null,null,null,null,null,null,null,null,"Woody Walk Up"]
["Appliance","Electricity (kWh/yr)","Natural Gas (therms/yr)","Sensible Load Fraction","Latent Load Fraction","Base usage (kWh/yr)","Occupant Usage (kWh/yr)*","Base usage (kWh/yr)","Occupant Usage (kWh/yr)*",null,"Unit Dimensions"]
["Refrigerator",{"$f":"F101*$L$103*$L$122","v":2676},null,1,0,669," -----"," ----- "," ----- ",null,"Heated Floor Area",6000,"sf",null,null,null,null,"Existing"]
["Clothes Washer (3ft³ drum)",{"$f":"IF($L$109=\"No\",0,(F102*$L$103+G102*$L$102)*$L$122)","v":420},null,0.8,0,52.5,17.5," -----"," ----- ",null,"Number of Bedrooms",12,null,null,null,null,null,"New"]
["Clothes Dryer",{"$f":"IF($L$109=\"yes, electric\",(F103*$L$103+G103*$L$102),IF($L$109=\"yes, gas\",(38*$L$103+12.7*$L$102),0))","v":3340},{"$f":"IF($L$109=\"yes, gas\",(H103*$L$103+I103*$L$102),0)","v":0},0.15,0.05,418,139,26.5,8.8000000000000007,null,"Number of Units",4,null,null,null,null,null,"Energy Star 1"]
["Dishwasher (8 place settings)",{"$f":"(F104*$L$103+G104*$L$102)*$L$122","v":823.59999999999991},null,0.6,0.15,103,34.299999999999997," -----"," ----- ",null,"Number of People**",{"$f":"$L$103+(5/8)*$L$102","v":11.5},null,null,null,null,null,"Energy Star 2"]
["Range",{"$f":"IF($L$111=\"yes, electric\",(F105*$L$103+G105*$L$102)*$L$122,0)","v":2420},{"$f":"IF($L$111=\"yes, gas\",(H105*$L$103+I105*$L$102)*L122,0)","v":0},{"$f":"IF(L111=\"yes, electric\", 40%,IF(L111=\"yes, gas\", 30%,0%))","v":0.4},{"$f":"IF(L111=\"yes, electric\",30%,IF(L111=\"yes, gas\",20%,0%))","v":0.3},302,101,22.5,7.5,null,null,null,null,null,null,null,null,"Yes"]
["Plug-in Lighting",{"$f":"(0.2*(0.8*$L$101+455))","v":1051},null,1,0," -----"," ----- "," -----"," ----- ",null,null,null,null,null,null,null,null,"No"]
["Variable Miscellaneous Loads (MELs)",{"$f":"(F107*$L$103+G107*$L$102+0.316*$L$101)*$L$120","v":7318.4000000000005},null,0.81,0.02,1231,194," -----"," ----- ",null,"Appliances",null,null,null,null,null,null,"Yes, Gas"]
["Pool, Hot tub pumps etc",0,0,{"$f":"IF(L114=\"gas-electric\",13%,IF(L114=\"all-electric\",25%,0%))","v":0.25},{"$f":"IF(L114=\"none\",0,25%)","v":0.25}," -----"," ----- "," -----"," ----- ",null,"Appliance Levels","Existing",null,null,null,null,null,"Yes, Electric"]
["Lights ",{"$f":"$L$101*$L$118*730/1000","v":4818.0000000000009},null,0.9,0," -----"," ----- "," -----"," ----- ",null,"In-unit Laundry?","Yes, Electric",null,null,null,null,null,"In-unit"]
["Electric Water Heater Standby",{"$f":"IF(L112=\"In-unit\",F110*$L$103,0)","v":2496},null,1,0,624," ----- "," ----- "," ----- ",null,null,null,null,null,null,null,null,"Central"]
[null,null,null,null,null,null,null,null,null,null,"Cooking Appliances?","Yes, Electric",null,null,null,null,null,0.6]
["All Electric","Total","kWh/yr/unit","Sensible","Latent",null,null,null,null,null,"In-unit Water Heating?","In-unit",null,null,null,null,null,0.9]
["Appliances (Electric) [kWh/yr]",{"$f":"SUM(B101:B105)","v":9679.6},{"$f":"B113/$L$103","v":2419.9},{"$f":"B101*D101+B102*D102+B103*D103+B104*D104+B105*D105","v":4975.16},{"$f":"B101*E101+B102*E102+B103*E103+B104*E104+B105*E105","v":1016.54},null,null,null,null,null,null,null,null,null,null,null,null,1.1000000000000001]
["MELs [kWh/yr]",{"$f":"SUM(B106,B107,B108)","v":8369.4000000000015},{"$f":"B114/$L$103","v":2092.3500000000004},{"$f":"B107*D107+B106*D106+B108*D108","v":6978.9040000000005},{"$f":"B107*E107+B106*E106+B108*E108","v":146.36800000000002},null,null,null,null,null,"Fixed Miscellaneous Loads","All-Electric",null,null,null,null,null,1.4]
["Lights [KWh/yr]",{"$f":"B109","v":4818.0000000000009},{"$f":"B115/$L$103","v":1204.5000000000002},{"$f":"B109*D109","v":4336.2000000000007},0,null,null,null,null,null,null,null,null,null,null,null,null,"None"]
["Water Heater",{"$f":"B110","v":2496},{"$f":"B116/$L$103","v":624},{"$f":"D110*B110","v":2496},{"$f":"E110","v":0},null,null,null,null,null,null,null,null,null,null,null,null,"Gas-Electric"]
[null,null,null,null,null,null,null,null,null,null,"Lighting",null,null,null,null,null,null,"All-Electric"]
["GAINS","Total",null,"Sensible","Latent",null,null,null,null,null,"Power Density",1.1000000000000001,"W/sf",null,null,null,null,1]
["People [kWatts]",{"$f":"($L$104)*120*0.6/1000","v":0.82799999999999996},null,{"$f":"($L$104)*65*0.6/1000","v":0.44850000000000001},{"$f":"($L$104)*55*0.6/1000","v":0.3795},null,null,null,null,null,null,null,null,null,null,null,null,0.8]
["Lights (KWatts)",{"$f":"B109/8760","v":0.55000000000000016},null,{"$f":"(D115)/8760","v":0.49500000000000011},0,null,null,null,null,null,"Regional Factor",0.8,null,null,null,null,null,0.7]
["MEL + Appliance (KWatts)",{"$f":"(B113+B114+B116)/8760","v":2.3453196347031962},null,{"$f":"(D113+D114+D116)/8760","v":1.6495506849315069},{"$f":"(E113+E114+E116)/8760","v":0.13275205479452054},null,null,null,null,null,null,null,null,null,null,null,null,0.8]
[null,null,null,null,null,null,null,null,null,null,"Appliance Level Factor",{"$f":"IF(L108=\"existing\",1,IF(L108=\"New\",0.9,IF(L108=\"Energy Star 1\",0.8, IF(L108=\"Energy Star 2\", 0.68,1))))","v":1}]
["gain [kW]",{"$f":"B121+B120+B119","v":3.7233196347031963},null,{"$f":"D121+D120+D119","v":2.5930506849315069},{"$f":"E121+E120+E119","v":0.51225205479452052}]
["gain [kBtu/h]",{"$f":"B123*3.412","v":12.703966593607305},null,{"$f":"D123*3.412","v":8.8474889369863021},{"$f":"E123*3.412","v":1.7478040109589039}]
["SEEM H2O gain [lbs/hr]",null,null,null,{"$f":"(1/(2260/2.2))*E123*3600","v":1.7951487937931869}]
[]
[null,null,"SEEM Input: Internal Gains (Qgains) BTU/hr",{"$f":"$D$123*3412","v":8847.4889369863013}]
[null,null,"SEEM Input: W Gains lbs/hr",{"$f":"E125","v":1.7951487937931869}]
[null,null,"Lights/MELs EUI (kBTU/sf/yr)",{"$f":"(SUM($B$113:$B$115)/$L$101)*3.413","v":13.007511833333334}]
[]
[null,null,null,null,null,null,"*Occupant usage factor is multiplied by number of the bedrooms in the building"]
[null,null,null,null,null,null,"**Townhomes generally have more occupants than bedrooms. This variable only affects the gains from humans. It does not change appliance energy usage"]
[]
[]
[]
["Developed based on the following:"]
["–Hendron, R. January 2008. Building America Research Benchmark Definition. National Renewable Energy Lab. Contract # DE-AC36-99-GO10337."]
["•http://www.nrel.gov/docs/fy08osti/42662.pdf "]

{"sheet":"(Tons) (Furnsize)","index":34,"n_rows":113,"n_cols":16,"rows_kept":113,"cut":false,"hidden":false,"merged":[[13,0,13,1]]}
["Standard Practice Undersizing: Based on 2005 NEEA Heat Pump Market Research report, table 25 (with duct losses)"]
[null,"ratio: \nnominal hp capacity\n/\nheat loss rate at design","ratio:\nheat loss rate at design\n/\nnominal hp capacity","ratio: \nheat loss rate at 30\n/\nheat loss rate at design","ratio:\nhp capacity at 30\n/\nnominal hp capacity","ratio: \nheat loss rate at 30\n/\nhp capacity at 30","ratio: \ndesired nominal hp capacity\n/\nnominal hp capacity installed","undersized by",null,"size","nominal hp capacity (at 47)","hp capacity at 30 deg","Ratio:\nhp capacity at 30\n/\nnominal hp capacity",null,"hp capacity at 30 deg (using Lennox)","Ratio:\nhp capacity at 30\n/\nnominal hp capacity"]
["Bend",0.77,{"$f":"1/B3","v":1.2987012987012987},{"$f":"(70-30)/70","v":0.5714285714285714},{"$f":"$M$10","v":0.68483560090702955},{"$f":"C3*D3/E3","v":1.0836396747575918},{"$f":"F3","v":1.0836396747575918},{"$f":"(G3-1)/G3","v":7.7184027777777567E-2},null,"5.0 ton",60,41,{"$f":"L3/K3","v":0.68333333333333335},null,{"$f":"(B29*30+D29)/1000","v":42.140042437102153},{"$f":"O3/K3","v":0.70233404061836924}]
["Clark",1.03,{"$f":"1/B4","v":0.970873786407767},{"$f":"(70-30)/50","v":0.8},{"$f":"$M$10","v":0.68483560090702955},{"$f":"C4*D4/E4","v":1.1341393877560042},{"$f":"F4","v":1.1341393877560042},{"$f":"(G4-1)/G4","v":0.11827416383219962},null,"4.0 ton",48,34,0.70833333333333337,null,{"$f":"(B28*30+D28)/1000","v":33.266310160427814},0.69304812834224616]
["Kitsap",0.91,{"$f":"1/B5","v":1.0989010989010988},{"$f":"(70-30)/50","v":0.8},{"$f":"$M$10","v":0.68483560090702955},{"$f":"C5*D5/E5","v":1.283696230097455},{"$f":"F5","v":1.283696230097455},{"$f":"(G5-1)/G5","v":0.22099950396825385},null,"3.5 ton",42,28.5,0.6785714285714286,null,{"$f":"(B27*30+D27)/1000","v":29.940835266821345},0.71287703016241299]
["Yakima",0.63,{"$f":"1/B6","v":1.5873015873015872},{"$f":"(70-30)/70","v":0.5714285714285714},{"$f":"$M$10","v":0.68483560090702955},{"$f":"C6*D6/E6","v":1.32444849137039},{"$f":"F6","v":1.32444849137039},{"$f":"(G6-1)/G6","v":0.24496874999999982},null,"3.0 ton",36,24.7,0.68611111111111112,null,{"$f":"(B26*30+D26)/1000","v":24.645892351274785},0.68460812086874401]
["average",null,null,null,null,{"$f":"AVERAGE(F3:F6)","v":1.2064809459953603},{"$f":"F7","v":1.2064809459953603},{"$f":"(G7-1)/G7","v":0.17114314708469033},null,"2.5 ton",30,20.5,0.68333333333333335,null,{"$f":"(B25*30+D25)/1000","v":20.405982905982903},0.68019943019943008]
[null,null,null,null,null,null,null,null,null,"2.0 ton",24,16.5,0.6875,null,{"$f":"(B24*30+D24)/1000","v":16.769010043041604},0.6987087517934002]
[null,null,null,null,null,null,null,null,null,"1.5 ton",18,12,0.66666666666666663,null,{"$f":"(B23*30+D23)/1000","v":12.411940298507464},0.68955223880597016]
[null,null,null,null,null,null,null,null,null,null,null,null,{"$f":"AVERAGE(M3:M9)","v":0.68483560090702955},null,null,{"$f":"AVERAGE(P3:P9)","v":0.69447539154151039}]
[]
[]
[]
["PTCS Sizing",null,null,"Heating Zone","Design Temp (deg F)"]
["Heat Pump Balance Point",30,"degF",1,17]
[null,null,null,2,0]
[null,null,null,3,-25]
[]
[]
["From Lennox Balance Point Worksheet (normalized for generic nominal capacities)"]
["Capacity Equation (only applies between 25 and 35 deg)"]
["Tons","slope","x ODT +","intercept","= Capacity"]
[1.5,118.20895522388031,"x ODT +",8865.6716417910538,"= Capacity"]
[2,117.07317073170707,"x ODT +",13256.81492109039,"= Capacity"]
[2.5,175.21367521367549,"x ODT +",15149.572649572638,"= Capacity"]
[3,220.96317280453439,"x ODT +",18016.997167138754,"= Capacity"]
[3.5,224.12993039443089,"x ODT +",23216.937354988419,"= Capacity"]
[4,205.34759358288855,"x ODT +",27105.882352941157,"= Capacity"]
[5,236.43528341921726,"x ODT +",35046.983934525633,"= Capacity"]
[]
[]
[]
[]
[]
[]
["Tons","ODT","Capacity",null,"SUMMARY OUTPUT"]
[1.5,25,{"$f":"VLOOKUP(A37,$A$23:$D$29,2,FALSE)*B37+VLOOKUP(A37,$A$23:$D$29,4,FALSE)","v":11820.895522388062}]
[1.5,26,11939.104477611942,null,"Regression Statistics"]
[1.5,27,12057.313432835823,null,"Multiple R",0.99918468585599451]
[1.5,28,12175.522388059702,null,"R Square",0.99837003644914246]
[1.5,29,12293.731343283584,null,"Adjusted R Square",0.9983259833802004]
[1.5,30,12411.940298507463,null,"Standard Error",4.5949979993890659E-2]
[1.5,31,12530.149253731342,null,"Observations",77]
[1.5,32,12648.358208955224]
[1.5,33,12766.567164179105,null,"ANOVA"]
[1.5,34,12884.776119402984,null,null,"df","SS","MS","F","Significance F"]
[1.5,35,13002.985074626864,null,"Regression",2,95.700899208196319,47.850449604098159,22662.894105322172,7.0889519937054316E-104]
[2,25,16183.644189383067,null,"Residual",74,0.15624364894648246,2.111400661438952E-3]
[2,26,16300.717360114773,null,"Total",76,95.857142857142804]
[2,27,16417.79053084648]
[2,28,16534.86370157819,null,null,"Coefficients","Standard Error","t Stat","P-value","Lower 95%","Upper 95%","Lower 95.0%","Upper 95.0%"]
[2,29,16651.936872309896,null,"Intercept",0.71216966419910444,5.1167311873481704E-2,13.91844984860731,2.3503954693396244E-22,0.61021656975970429,0.81412275863850458,0.61021656975970429,0.81412275863850458]
[2,30,16769.010043041602,null,"ODT",-2.1760704805273947E-2,1.659073836968039E-3,-13.116176218559195,5.4434097458424093E-21,-2.5066481587149487E-2,-1.8454928023398407E-2,-2.5066481587149487E-2,-1.8454928023398407E-2]
[2,31,16886.083213773309,null,"Capacity",1.1741039525002275E-4,5.5148520703787524E-7,212.89853970998567,6.5581896638000488E-105,1.1631153698805093E-4,1.1850925351199457E-4,1.1631153698805093E-4,1.1850925351199457E-4]
[2,32,17003.156384505015]
[2,33,17120.229555236725]
[2,34,17237.302725968431,null,"Tons = Intercept + Codt * ODT + Ccapacity * Capacity"]
[2,35,17354.375896700138]
[2.5,25,19529.914529914524]
[2.5,26,19705.1282051282]
[2.5,27,19880.341880341875]
[2.5,28,20055.555555555551]
[2.5,29,20230.769230769227]
[2.5,30,20405.982905982903]
[2.5,31,20581.196581196578]
[2.5,32,20756.410256410254]
[2.5,33,20931.62393162393]
[2.5,34,21106.837606837602]
[2.5,35,{"$f":"VLOOKUP(A69,$A$23:$D$29,2,FALSE)*B69+VLOOKUP(A69,$A$23:$D$29,4,FALSE)","v":21282.051282051281}]
[3,25,23541.076487252114]
[3,26,23762.039660056649]
[3,27,23983.002832861181]
[3,28,24203.966005665716]
[3,29,24424.929178470251]
[3,30,24645.892351274786]
[3,31,24866.855524079321]
[3,32,25087.818696883856]
[3,33,25308.781869688388]
[3,34,25529.745042492923]
[3,35,25750.708215297458]
[3.5,25,28820.18561484919]
[3.5,26,29044.315545243622]
[3.5,27,29268.445475638051]
[3.5,28,29492.575406032483]
[3.5,29,29716.705336426916]
[3.5,30,29940.835266821345]
[3.5,31,30164.965197215777]
[3.5,32,30389.095127610206]
[3.5,33,30613.225058004638]
[3.5,34,30837.354988399071]
[3.5,35,31061.4849187935]
[4,25,32239.572192513369]
[4,26,32444.919786096259]
[4,27,32650.26737967915]
[4,28,32855.61497326204]
[4,29,33060.962566844923]
[4,30,33266.310160427813]
[4,31,33471.657754010703]
[4,32,33677.005347593593]
[4,33,33882.352941176476]
[4,34,{"$f":"VLOOKUP(A101,$A$23:$D$29,2,FALSE)*B101+VLOOKUP(A101,$A$23:$D$29,4,FALSE)","v":34087.700534759366}]
[4,35,34293.048128342256]
[5,25,40957.866020006062]
[5,26,41194.30130342528]
[5,27,41430.736586844498]
[5,28,41667.171870263715]
[5,29,41903.607153682933]
[5,30,42140.042437102151]
[5,31,42376.477720521369]
[5,32,42612.913003940586]
[5,33,42849.348287359804]
[5,34,43085.783570779022]
[5,35,43322.21885419824]

{"sheet":"(CFMmult) (HPcntrl) (Tcntrl)","index":35,"n_rows":176,"n_cols":27,"rows_kept":176,"cut":false,"hidden":false,"merged":[[169,26,170,26],[174,26,175,26],[169,25,170,25],[169,24,170,24],[169,23,170,23],[0,0,1,0],[0,1,1,1],[0,6,1,6],[12,0,12,2],[169,21,169,22],[169,20,170,20],[0,2,0,3],[0,4,0,5],[5,6,6,6]]}
["Control Description","Control","SEEM Inputs",null,"Weightings",null,"Notes"]
[null,null,"HPcntl","Tcntrl","Standard","PTCS"]
["ARI standard control, if you aren't meeting setpoint within 3 degF, turn on auxilliary electric.","c1",0,30,{"$f":"1-E4-E5-E6-E7","v":0.14999999999999991},0,"For the baseline, this is the agreed-upon \"catch-all\" default where another control strategy isn't identified."]
["Compressor lockout if outside temp is below temp(Tcntrl), turn on electric only.","c2",1,30,0.05,0,"NEAA 2005 HP study didn't report any (Section 5, 1st bullet, p. 55), but Ben Larson and Bob Davis see this occasionally."]
["Auxilliary heat lockout, compressor runs at reduced capacity (Tout<Tcntrl).","c3",2,40,0.65,1,"NEEA 2005 HP study reported 35% (Section 5.5, 2nd bullet (p.56), but a more recent survey by Ecotope has seen higher fractions (nearly all contractors in PSE area)."]
["Strip heat on with compressor if Tout<Tcntrl (30 deg.)","c4",3,30,7.4999999999999997E-2,0,"15% of T-stats brought on resistance heat w/1st stage heat call.  Section 5.5, 5th bullet (p.56).  \"Median time the element stayed on was 5 minutes.\"  This isn't a perfect match to the SEEM control logic, but it should be close.  Weighting split between 30 and 50 degree strategies equally."]
["Strip heat on with compressor if Tout<Tcntrl (50 deg.)","c5",3,50,7.4999999999999997E-2,0]
[]
[]
[]
[]
[]
["Data"]
["System airflow from 2005 NEEA HP study (p.57)",327,"CFM/ton"]
["Manufacturer's suggested airflow",400,"CFM/ton"]
[]
[]
[]
["SEEM Input","CFMmult"]
["PTCS (professional judgment)",1]
["Standard",{"$f":"B14/B15","v":0.8175}]
[]
[]
[]
[]
[]
[]
[]
[]
[]
[]
[]
[]
[]
[]
[]
[]
[]
[]
[]
[]
[]
[]
[]
[]
[]
[]
[]
[]
[]
[]
[]
[]
[]
[]
[]
[]
[]
[]
[]
[]
[]
[]
[]
[]
[]
[]
[]
[]
[]
[]
[]
[]
[]
[]
[]
[]
[]
[]
[]
[]
[]
[]
[]
[]
[]
[]
[]
[]
[]
[]
[]
[]
[]
[]
[]
[]
[]
[]
[]
[]
[]
[]
[]
[]
[]
[]
[]
[]
[]
[]
[]
[]
[]
[]
[]
[]
[]
[]
[]
[]
[]
[]
[]
[]
[]
[]
[]
[]
[]
[]
[]
[]
[]
[]
[]
[]
[]
[]
[]
[]
[]
[]
[]
[]
[]
[]
[]
[]
[]
[]
[]
[]
[]
[]
[]
[]
[null,null,null,null,null,null,null,null,null,null,null,null,null,null,null,null,null,null,null,null,null,"Ben's Proposal on 5/4/2012"]
[null,null,null,null,null,null,null,null,null,null,null,null,null,null,null,null,null,null,null,null,null,"Base","Alternate","PTCS","Control","Description","Notes"]
[null,null,null,null,null,null,null,null,null,null,null,null,null,null,null,null,null,null,null,null,null,0.4,0,0.1,"c1","AHRI Standard","This is kind of a catch all default but, in practice it is quite similar to c3"]
[null,null,null,null,null,null,null,null,null,null,null,null,null,null,null,null,null,null,null,null,null,0.15,0.05,null,"c2","Compressor lockout for T< 30","Should be no more than 10%.  In PSE service terriroty this is a small effect anyway because few T bins below 30.  Some installs done in Sequim and Kitsap County like this. Bob's HVAC installer friend Andy's company did it this way."]
[null,null,null,null,null,null,null,null,null,null,null,null,null,null,null,null,null,null,null,null,null,0.05,0.65,0.9,"c3","Aux Heat Lockout for T > 40","20-25% of all installs had ODT in 2005. Subsequent 2010 survey suggests this is a higher fraction (~nearly all of PSE preferred contractors)"]
[null,null,null,null,null,null,null,null,null,null,null,null,null,null,null,null,null,null,null,null,null,0.15,0.1,null,"c4","Aux Heat on with Compressor for T < 30.","Hmmm. No notes here."]
[null,null,null,null,null,null,null,null,null,null,null,null,null,null,null,null,null,null,null,null,null,0.25,0.2,null,"c5","Aux Heat on with Compressor for T < 50.","2005 study notes at least 15% of all T-stats turn on elements with compressor for 5 minutes of heating cycle.  We also need to include some fraction of broken compressors here. That would dramatically increase heating energy use."]
[]
[]
[]
[]
[null,null,null,null,null,null,null,null,null,null,null,null,null,null,null,null,null,null,null,null,"Adam's Proposal on 5/4/2012"]
[null,null,null,null,null,null,null,null,null,null,null,null,null,null,null,null,null,null,null,null,"Control Description","SEEM Inputs",null,"PTCS","Current Baseline","Proposed Revised Baseline","Notes on Proposed Revision - Based on 2005 NEEA HP Report"]
[null,null,null,null,null,null,null,null,null,null,null,null,null,null,null,null,null,null,null,null,null,"HPcntl","Tcntrl"]
[null,null,null,null,null,null,null,null,null,null,null,null,null,null,null,null,null,null,null,null,"ARI standard control, if you aren't meeting setpoint within 3 degF, turn on auxilliary electric.",0,30,0.1,0.4,0.5,"Is this the appropriate catch-all control strategy?"]
[null,null,null,null,null,null,null,null,null,null,null,null,null,null,null,null,null,null,null,null,"Compressor lockout if outside temp is below temp(Tcntrl), turn on electric only.",1,30,0,0.15,0,"Remove low ambient cutout from mix (Section 5, 1st bullet, p. 55)"]
[null,null,null,null,null,null,null,null,null,null,null,null,null,null,null,null,null,null,null,null,"Auxilliary heat lockout, compressor runs at reduced capacity (Tout<Tcntrl).",2,40,0.9,0.05,0.35,"35%, average 40 degrees.  Section 5.5, 2nd bullet (p.56)"]
[null,null,null,null,null,null,null,null,null,null,null,null,null,null,null,null,null,null,null,null,"Strip heat on with compressor if Tout<Tcntrl (30 deg.)",3,30,0,0.15,0.15,"15% of T-stats brought on resistance heat w/1st stage heat call.  Section 5.5, 5th bullet (p.56).  But, \"median time the element stayed on was 5 minutes.\"  I'm assuming SEEM keeps it on until the heating load is satisfied.  So, zeroed out 50 degree setting.  This isn't perfect, but does it get close enough?"]
[null,null,null,null,null,null,null,null,null,null,null,null,null,null,null,null,null,null,null,null,"Strip heat on with compressor if Tout<Tcntrl (50 deg.)",3,50,0,0.25,0]

{"sheet":"(SDLeak)(RDLeak)","index":36,"n_rows":32,"n_cols":17,"rows_kept":32,"cut":false,"hidden":false,"merged":[[25,13,26,13],[25,14,25,16],[2,0,5,0],[6,0,9,0],[0,2,0,6],[0,7,0,9],[0,10,0,13],[16,13,17,13],[16,14,16,16]]}
[null,null,"Single Family",null,null,null,null,"Manufactured Home",null,null,"MultiFamily"]
[null,"Label","1344c","1344s","2200c","2200s","2688b",924,1568,2352,"1500c","1500s",1000,952]
["SDLeak","Standard existing",{"$f":"O23","v":0.13500000000000001},{"$f":"C3","v":0.13500000000000001},0.13500000000000001,0.13500000000000001,0.03,0.15,{"$f":"H3","v":0.15},0.15,{"$f":"C3","v":0.13500000000000001},{"$f":"K3","v":0.13500000000000001},0,{"$f":"L3","v":0.13500000000000001}]
[null,"Standard new",{"$f":"0.22*0.55","v":0.12100000000000001},0.12100000000000001,0.12100000000000001,0.12100000000000001,0.03,0.12,0.12,0.12,0.12100000000000001,0.12100000000000001,0,0.12100000000000001]
[null,"PTCS",0.06,0.06,0.06,0.06,0.01,{"$f":"H3-0.045","v":0.105},0.105,0.105,0.06,0.06,0,0.06]
[null,"Ducts Inside",0.01,{"$f":"C6","v":0.01},0.01,0.01,{"$f":"G3*F6/F3","v":2.2222222222222218E-3},{"$f":"H3/10","v":1.4999999999999999E-2},{"$f":"I3/10","v":1.4999999999999999E-2},{"$f":"J3/10","v":1.4999999999999999E-2},0.01,0.01,0,0.01]
["RDLeak","Standard existing",{"$f":"O32","v":0.191},0.191,0.191,0.191,0.05,0,0,0,0.191,0.191,0,0.191]
[null,"Standard new",{"$f":"0.22*0.45","v":9.9000000000000005E-2},9.9000000000000005E-2,9.9000000000000005E-2,9.9000000000000005E-2,0.05,0,0,0,9.9000000000000005E-2,9.9000000000000005E-2,0,9.9000000000000005E-2]
[null,"PTCS existing",0.03,0.03,0.03,0.03,0.02,0,0,0,0.03,0.03,0,0.03]
[null,"Ducts Inside",5.0000000000000001E-3,{"$f":"C10","v":5.0000000000000001E-3},{"$f":"D10","v":5.0000000000000001E-3},{"$f":"E10","v":5.0000000000000001E-3},{"$f":"F10","v":5.0000000000000001E-3},0,0,0,5.0000000000000001E-3,5.0000000000000001E-3,0,5.0000000000000001E-3]
[]
[]
[]
[]
[null,null,"Double-click to read full document.",null,null,null,null,null,null,null,null,null,null,"Source: RBSA Single Family. 2012"]
[null,null,null,null,null,null,null,null,null,null,null,null,null,"Table 71: Supply Duct Leakage Fraction by State"]
[null,null,null,null,null,null,null,null,null,null,null,null,null,"State","Supply Duct Leakage Fraction\n(Half Plenum Pressure)"]
[null,null,null,null,null,null,null,null,null,null,null,null,null,null,"%","EB","n"]
[null,null,null,null,null,null,null,null,null,null,null,null,null,"ID",9.7000000000000003E-2,"3.0%",24]
[null,null,null,null,null,null,null,null,null,null,null,null,null,"MT",0.125,"7.7%",9]
[null,null,null,null,null,null,null,null,null,null,null,null,null,"OR",0.127,"2.7%",55]
[null,null,null,null,null,null,null,null,null,null,null,null,null,"WA",0.15,"2.9%",78]
[null,null,null,null,null,null,null,null,null,null,null,null,null,"Region",0.13500000000000001,"1.8%",166]
[]
[null,null,null,null,null,null,null,null,null,null,null,null,null,"Table 72: Return Duct Leakage Fraction by State"]
[null,null,null,null,null,null,null,null,null,null,null,null,null,"State","Return Duct Leakage Percentage\n(Half Plenum Pressure)"]
[null,null,null,null,null,null,null,null,null,null,null,null,null,null,"%","EB","n"]
[null,null,null,null,null,null,null,null,null,null,null,null,null,"ID",0.17499999999999999,"4.6%",24]
[null,null,null,null,null,null,null,null,null,null,null,null,null,"MT",0.114,"5.6%",9]
[null,null,null,null,null,null,null,null,null,null,null,null,null,"OR",0.184,"4.2%",56]
[null,null,null,null,null,null,null,null,null,null,null,null,null,"WA",0.20399999999999999,"3.4%",75]
[null,null,null,null,null,null,null,null,null,null,null,null,null,"Region",0.191,"2.3%",164]

{"sheet":"(SDRval) (RDRval)","index":37,"n_rows":104,"n_cols":21,"rows_kept":104,"cut":false,"hidden":false,"merged":[[15,7,15,8],[15,9,15,10],[16,12,16,15],[40,0,41,0],[40,1,41,1],[40,2,41,2],[40,3,41,3],[40,4,41,4],[41,6,42,6],[41,7,41,8],[41,9,41,10],[15,0,16,0],[15,1,16,1],[15,2,16,2],[15,3,15,4],[15,5,15,6]]}
["Single Family"]
["Source: RBSA Dataset","Average Duct R-value for houses with 50% or more of ducts in unconditioned space"]
["Supply",{"$f":"F62","v":{"$error":"#VALUE!"}}]
["Return",{"$f":"I62","v":{"$error":"#VALUE!"}}]
[]
[]
[]
[]
[]
[]
[]
[]
["Source: Larry Palmiter and Erin Kurse, Ecotope, Inc.  \"True R-Values of Round Residential Ductwork\". ACEEE Summer Study 2006"]
[]
[" Table 1. R-Values and Internal Film Resistance for 4 Nominal Insulation Levels R-2.8 per inch, 0” duct diameter oversize  "]
[" Nom. Duct Dia. (in)  "," Actual Duct Area (ft2 per ft length)  "," Rin  "," Rnominal: 4.2 \nThickness: 1.50 in  ",null," Rnominal: 6 \nThickness: 2.14 in  ",null," Rnominal: 8 \nThickness: 2.86 in  ",null," Rnominal: 11 \nThickness: 3.93 in  ",null,null," Rnominal: 4.2 \nThickness: 1.50 in  "," Rnominal: 6 \nThickness: 2.14 in  "," Rnominal: 8 \nThickness: 2.86 in  "," Rnominal: 11 \nThickness: 3.93 in  "]
[null,null,null," Ractual ","  Rtotal ","  Ractual ","  Rtotal ","  Ractual ","  Rtotal ","  Ractual ","  Rtotal  ",null,"u-actual"]
[4,1.05,0.45,3.13,3.97,4.08,4.8499999999999996,4.97,5.69,6.09,6.76,null,{"$f":"1/E18","v":0.25188916876574308},{"$f":"1/G18","v":0.2061855670103093},{"$f":"1/I18","v":0.17574692442882248},{"$f":"1/K18","v":0.14792899408284024}]
[5,1.31,0.47,3.29,4.18,4.33,5.16,5.33,6.12,6.61,7.34,null,0.23923444976076558,0.19379844961240308,0.16339869281045752,0.13623978201634879]
[6,1.57,0.49,3.41,4.34,4.53,5.4,5.62,6.45,7.03,7.81,null,0.2304147465437788,0.18518518518518517,0.15503875968992248,0.12804097311139565]
[7,1.83,0.5,3.5,4.47,4.68,5.6,5.85,6.72,7.38,8.19,null,0.2237136465324385,0.17857142857142858,0.14880952380952381,0.12210012210012211]
[8,2.09,0.52,3.57,4.57,4.8,5.76,6.04,6.94,7.66,8.52,null,0.21881838074398249,0.1736111111111111,0.14409221902017291,0.11737089201877934]
[9,2.36,0.53,3.62,4.6500000000000004,4.91,5.89,6.19,7.13,7.91,8.7899999999999991,null,0.21505376344086019,0.16977928692699493,0.14025245441795231,0.11376564277588169]
[10,2.62,0.54,3.67,4.7300000000000004,4.99,6,6.33,7.29,8.1199999999999992,9.0299999999999994,null,0.21141649048625791,0.16666666666666666,0.13717421124828533,0.11074197120708749]
[12,3.14,0.56000000000000005,3.75,4.84,5.13,6.18,6.54,7.56,8.4600000000000009,9.43,null,0.20661157024793389,0.16181229773462785,0.1322751322751323,0.10604453870625663]
[14,3.67,0.57999999999999996,3.81,4.93,5.23,6.32,6.71,7.76,8.73,9.74,null,0.20283975659229211,0.15822784810126581,0.12886597938144331,0.10266940451745379]
[16,4.1900000000000004,0.59,3.85,5.01,5.32,6.44,6.84,7.93,8.9499999999999993,9.99,null,0.19960079840319361,0.15527950310559005,0.12610340479192939,0.10010010010010009]
[18,4.71,0.61,3.88,5.0599999999999996,5.38,6.53,6.95,8.06,9.1300000000000008,10.199999999999999,null,0.19762845849802374,0.15313935681470137,0.12406947890818858,9.8039215686274522E-2]
[20,5.24,0.62,3.91,5.1100000000000003,5.44,6.61,7.04,8.18,9.2799999999999994,10.38,null,0.19569471624266144,0.15128593040847199,0.12224938875305624,9.6339113680154131E-2]
[24,6.28,0.64,3.96,5.19,5.52,6.73,7.18,8.36,9.52,10.66,null,0.19267822736030826,0.14858841010401189,0.11961722488038279,9.3808630393996242E-2]
[28,7.33,0.66,3.99,5.26,5.58,6.83,7.28,8.5,9.6999999999999993,10.88,null,0.19011406844106465,0.14641288433382138,0.11764705882352941,9.1911764705882346E-2]
[" Note: All R-values are in h-ft2-F/Btu. Rin is the internal film resistance, Ractual is the actual R-value of the insulation layer only and Rtotal is the overall R-value including the internal film and R-0.667 for the external film  "]
[]
[null,"Average Rtotal of \"average\" House"]
[null,null,"Area","R0","Rnominal 4.2","Rnominal 6","Rnominal 8","Rnominal 11"]
[null,"Supply duct",{"$f":"SUM(C43:C56)*(1-A39)","v":280.24499999999995},2,{"$f":"SUM($B$43:$B$56)/SUMPRODUCT(M18:M31,$B$43:$B$56)","v":4.5188339476858355},{"$f":"SUM($B$43:$B$56)/SUMPRODUCT(N18:N31,$B$43:$B$56)","v":5.6755664198252838},{"$f":"SUM($B$43:$B$56)/SUMPRODUCT(O18:O31,$B$43:$B$56)","v":6.8302610704536599},{"$f":"SUM($B$43:$B$56)/SUMPRODUCT(P18:P31,$B$43:$B$56)","v":8.357344014645836}]
[null,"Return duct",{"$f":"SUM(E43:E56)*(1-A39)","v":64.224999999999994},2,{"$f":"SUM($D$43:$D$56)/SUMPRODUCT(M18:M31,$D$43:$D$56)","v":4.93},{"$f":"SUM($D$43:$D$56)/SUMPRODUCT(N18:N31,$D$43:$D$56)","v":6.32},{"$f":"SUM($D$43:$D$56)/SUMPRODUCT(O18:O31,$D$43:$D$56)","v":7.7599999999999989},{"$f":"SUM($D$43:$D$56)/SUMPRODUCT(P18:P31,$D$43:$D$56)","v":9.74}]
[]
[0.3,"% ducts in contact w/ floor or attic insulation"]
[]
[" Nom. Duct Dia. (in)  ","Assumed \"Average House\" linear feet of supply duct in unconditioned space","Duct Areasqft","Assumed \"Average House\" linear feet of return duct in unconditioned space","Duct Areasqft"]
[null,null,null,null,null,null,"Nominal Duct Dia. (in)","Supply Duct in Unconditioned Space",null,"Return Duct in Unconditioned Space"]
[4,0,{"$f":"B43*B18","v":0},0,{"$f":"D43*B18","v":0},null,null,"lin. Feet","sq. feet","lin. Feet","sq. feet"]
[5,0,0,0,0,null,6,{"$f":"B45/SUM($B$45:$B$55)","v":0.48648648648648651},{"$f":"C45/SUM($C$45:$C$54)","v":0.35294117647058831},{"$f":"D45/SUM($D$45:$D$54)","v":0},{"$f":"E45/SUM($E$45:$E$54)","v":0},null,null,null,null,null,"R0","R11","combined U-value","Combined R-value"]
[6,{"$f":"10*15-B47","v":90},141.30000000000001,0,0,null,8,{"$f":"B47/SUM($B$45:$B$55)","v":0.32432432432432434},{"$f":"C47/SUM($C$45:$C$54)","v":0.31322592731360061},{"$f":"D47/SUM($D$45:$D$54)","v":0},{"$f":"E47/SUM($E$45:$E$54)","v":0},null,null,null,1.95,8.4,0,{"$f":"1-Q45","v":1},{"$f":"Q45/$O$45+R45/$P$45","v":0.11904761904761904},{"$f":"1/S45","v":8.4}]
[7,0,0,0,0,null,14,{"$f":"B51/SUM($B$45:$B$55)","v":0.16216216216216217},{"$f":"C51/SUM($C$45:$C$54)","v":0.27500936680404647},{"$f":"D51/SUM($D$45:$D$54)","v":1},{"$f":"E51/SUM($E$45:$E$54)","v":1},null,null,null,null,null,0.25,{"$f":"1-Q46","v":0.75},{"$f":"Q46/$O$45+R46/$P$45","v":0.2174908424908425},{"$f":"1/S46","v":4.5978947368421048},{"$f":"S46-S45","v":9.8443223443223454E-2}]
[8,{"$f":"4*15","v":60},125.39999999999999,0,0,null,18,{"$f":"B53/SUM($B$45:$B$55)","v":2.7027027027027029E-2},{"$f":"C53/SUM($C$45:$C$54)","v":5.8823529411764712E-2},{"$f":"D53/SUM($D$45:$D$54)","v":0},{"$f":"E53/SUM($E$45:$E$54)","v":0},null,null,null,null,null,0.5,{"$f":"1-Q47","v":0.5},{"$f":"Q47/$O$45+R47/$P$45","v":0.31593406593406598},{"$f":"1/S47","v":3.1652173913043473},{"$f":"S47-S46","v":9.8443223443223482E-2}]
[9,0,0,0,0,null,null,null,null,null,null,null,null,null,null,null,0.75,{"$f":"1-Q48","v":0.25},{"$f":"Q48/$O$45+R48/$P$45","v":0.4143772893772894},{"$f":"1/S48","v":2.413259668508287},{"$f":"S48-S47","v":9.8443223443223427E-2}]
[10,0,0,0,0,null,null,null,null,null,null,null,null,null,null,null,1,{"$f":"1-Q49","v":0},{"$f":"Q49/$O$45+R49/$P$45","v":0.51282051282051289},{"$f":"1/S49","v":1.9499999999999997},{"$f":"S49-S48","v":9.8443223443223482E-2}]
[12,0,0,0,0]
[14,30,110.1,25,91.75]
[16,0,0,0,0]
[18,5,23.55,0,0]
[20,0,0,0,0]
[24,0,0,0,0]
[28,0,0,0,0]
[]
["ratio: duct linear feet to duct area"]
["supply",{"$f":"SUM(B43:B56)/(SUM(C43:C56)*(1-A39))","v":0.66013666613142086},null,null,null,null,null,null,null,null,{"$f":"1.55/0.61","v":2.540983606557377}]
["return",{"$f":"SUM(D43:D56)/(SUM(E43:E56)*(1-A39))","v":0.3892565200467108}]
["total",{"$f":"SUM(B43:B56,D43:D56)/(SUM(C43:C56,E43:E56)*(1-A39))","v":0.60963218857955703}]
[null,null,null,null,null,{"$f":"1/(SUMPRODUCT(J65:J87,L65:L87)/SUM(J65:J87))","v":{"$error":"#VALUE!"}},{"$f":"1/F62","v":{"$error":"#VALUE!"}},null,{"$f":"1/(SUMPRODUCT(K65:K87,M65:M87)/SUM(K65:K87))","v":{"$error":"#VALUE!"}},{"$f":"1/I62","v":{"$error":"#VALUE!"}}]
[null,null,null,2,2,"average",3,3,"average"]
["RBSA Definitions","Component1","Component2","Comp1-Supply","Com2-Supply","Supply Duct R-Value","Comp1-Return","Comp2-Return","Return Duct R-Value","count RBSA supply","count RBSA return","u-valuesupply","u-valuereturn",null,"Supply","Return"]
["1\" Ductboard",{"$f":"IF(ISERR(FIND(\";\",$A65)),$A65,LEFT(A65,FIND(\";\",$A65)-1))","v":"1\" Ductboard"},{"$f":"IF(ISERR(FIND(\";\",$A65)),$A65,MID(A65,FIND(\";\",$A65)+2,80))","v":"1\" Ductboard"},{"$f":"VLOOKUP($B65,$N$65:$P$75,D$63)","v":2.8},{"$f":"VLOOKUP($C65,$N$65:$P$75,E$63)","v":2.8},{"$f":"1/(AVERAGE(1/D65,1/E65))","v":2.8},{"$f":"VLOOKUP($B65,$N$65:$P$75,G$63)","v":2.8},{"$f":"VLOOKUP($C65,$N$65:$P$75,H$63)","v":2.8},{"$f":"1/(AVERAGE(1/G65,1/H65))","v":2.8},{"$error":"#VALUE!"},{"$error":"#VALUE!"},{"$f":"1/F65","v":0.35714285714285715},{"$f":"1/I65","v":0.35714285714285715},"1\" Ductboard",2.8,{"$f":"O65","v":2.8}]
["1\" Ductboard; R4 Flex","1\" Ductboard","R4 Flex",2.8,3.6594169738429176,3.1725363351684264,2.8,3.8649999999999998,3.247411852963241,{"$error":"#VALUE!"},{"$error":"#VALUE!"},0.31520521574953408,0.30793753465163554,"2\" Ductboard",{"$f":"E36","v":4.5188339476858355},{"$f":"E37","v":4.93}]
["1\" Ductboard; R6 Flex","1\" Ductboard","R6 Flex",2.8,3.6594169738429176,3.1725363351684264,2.8,3.8649999999999998,3.247411852963241,{"$error":"#VALUE!"},{"$error":"#VALUE!"},0.31520521574953408,0.30793753465163554,"R4 Flex",4,4]
["1\" Ductboard; R8 Flex","1\" Ductboard","R8 Flex",2.8,7.5938025425497475,4.0914087086213327,2.8,8.75,4.2424242424242422,{"$error":"#VALUE!"},{"$error":"#VALUE!"},0.24441459438965862,0.23571428571428574,"R6 Flex",6,6]
["2\" Ductboard","2\" Ductboard","2\" Ductboard",4.5188339476858355,4.5188339476858355,4.5188339476858355,4.93,4.93,4.93,{"$error":"#VALUE!"},{"$error":"#VALUE!"},0.22129602715588065,0.20283975659229211,"R8 Flex",8,8]
["2\" Ductboard; R4 Flex","2\" Ductboard","R4 Flex",4.5188339476858355,3.6594169738429176,4.0439692567045942,4.93,3.8649999999999998,4.3330187606594652,{"$error":"#VALUE!"},{"$error":"#VALUE!"},0.24728180075604578,0.23078598437635306,"R0",0.5,0.5]
["2\" Ductboard; R6 Flex","2\" Ductboard","R6 Flex",4.5188339476858355,3.6594169738429176,4.0439692567045942,4.93,3.8649999999999998,4.3330187606594652,{"$error":"#VALUE!"},{"$error":"#VALUE!"},0.24728180075604578,0.23078598437635306,"R0 Metal",0.5,0.5]
["R0","R0","R0",0.5,0.5,0.5,0.5,0.5,0.5,{"$error":"#VALUE!"},{"$error":"#VALUE!"},2,2,"R2-R4",{"$f":"AVERAGE(O65,O66)","v":3.6594169738429176},{"$f":"AVERAGE(P65,P66)","v":3.8649999999999998}]
["R0 Metal; R4 Flex","R0 Metal","R4 Flex",0.5,3.6594169738429176,0.87979084493227755,0.5,3.8649999999999998,0.88545246277205047,{"$error":"#VALUE!"},{"$error":"#VALUE!"},1.1366337871781056,1.1293661060802069,"R2-R4 Metal",{"$f":"O72","v":3.6594169738429176},{"$f":"P72","v":3.8649999999999998}]
["R0 Metal; R6 Flex","R0 Metal","R6 Flex",0.5,3.6594169738429176,0.87979084493227755,0.5,3.8649999999999998,0.88545246277205047,{"$error":"#VALUE!"},{"$error":"#VALUE!"},1.1366337871781056,1.1293661060802069,"R7-R11",{"$f":"AVERAGE(G36,H36)","v":7.5938025425497475},{"$f":"AVERAGE(G37,H37)","v":8.75}]
["R0 Metal; R8 Flex","R0 Metal","R8 Flex",0.5,7.5938025425497475,0.93822433925568827,0.5,8.75,0.94594594594594594,{"$error":"#VALUE!"},{"$error":"#VALUE!"},1.0658431658182301,1.0571428571428572,"R7-R11 Metal",{"$f":"O74","v":7.5938025425497475},{"$f":"P74","v":8.75}]
["R2-R4","R2-R4","R2-R4",3.6594169738429176,3.6594169738429176,3.6594169738429176,3.8649999999999998,3.8649999999999998,3.8649999999999998,{"$error":"#VALUE!"},{"$error":"#VALUE!"},0.27326757435621096,0.25873221216041398]
["R2-R4 Metal; R4 Flex","R2-R4 Metal","R4 Flex",3.6594169738429176,3.6594169738429176,3.6594169738429176,3.8649999999999998,3.8649999999999998,3.8649999999999998,{"$error":"#VALUE!"},{"$error":"#VALUE!"},0.27326757435621096,0.25873221216041398]
["R2-R4 Metal; R6 Flex","R2-R4 Metal","R6 Flex",3.6594169738429176,3.6594169738429176,3.6594169738429176,3.8649999999999998,3.8649999999999998,3.8649999999999998,{"$error":"#VALUE!"},{"$error":"#VALUE!"},0.27326757435621096,0.25873221216041398]
["R2-R4 Metal; R8 Flex","R2-R4 Metal","R8 Flex",3.6594169738429176,7.5938025425497475,4.9388337052765614,3.8649999999999998,8.75,5.361672611969877,{"$error":"#VALUE!"},{"$error":"#VALUE!"},0.20247695299633553,0.18650896322306412]
["R4 Flex","R4 Flex","R4 Flex",3.6594169738429176,3.6594169738429176,3.6594169738429176,3.8649999999999998,3.8649999999999998,3.8649999999999998,{"$error":"#VALUE!"},{"$error":"#VALUE!"},0.27326757435621096,0.25873221216041398]
["R6 Flex","R6 Flex","R6 Flex",3.6594169738429176,3.6594169738429176,3.6594169738429176,3.8649999999999998,3.8649999999999998,3.8649999999999998,{"$error":"#VALUE!"},{"$error":"#VALUE!"},0.27326757435621096,0.25873221216041398]
["R7-R11","R7-R11","R7-R11",7.5938025425497475,7.5938025425497475,7.5938025425497484,8.75,8.75,8.75,{"$error":"#VALUE!"},{"$error":"#VALUE!"},0.1316863316364601,0.11428571428571428]
["R7-R11 Metal; R4 Flex","R7-R11 Metal","R4 Flex",7.5938025425497475,3.6594169738429176,4.9388337052765614,8.75,3.8649999999999998,5.361672611969877,{"$error":"#VALUE!"},{"$error":"#VALUE!"},0.20247695299633553,0.18650896322306412]
["R7-R11 Metal; R6 Flex","R7-R11 Metal","R6 Flex",7.5938025425497475,3.6594169738429176,4.9388337052765614,8.75,3.8649999999999998,5.361672611969877,{"$error":"#VALUE!"},{"$error":"#VALUE!"},0.20247695299633553,0.18650896322306412]
["R7-R11 Metal; R8 Flex","R7-R11 Metal","R8 Flex",7.5938025425497475,7.5938025425497475,7.5938025425497484,8.75,8.75,8.75,{"$error":"#VALUE!"},{"$error":"#VALUE!"},0.1316863316364601,0.11428571428571428]
["R8 Flex","R8 Flex","R8 Flex",7.5938025425497475,7.5938025425497475,7.5938025425497484,8.75,8.75,8.75,{"$error":"#VALUE!"},{"$error":"#VALUE!"},0.1316863316364601,0.11428571428571428]
["R8 Flex, R2-R4","R8 Flex, R2-R4","R8 Flex, R2-R4",7.5938025425497475,{"$f":"O72","v":3.6594169738429176},4.9388337052765614,8.75,{"$f":"P72","v":3.8649999999999998},5.361672611969877,{"$error":"#VALUE!"},{"$error":"#VALUE!"},0.20247695299633553,0.18650896322306412]
[]
[]
[]
[]
[]
[null,null,null,null,null,null,null,null,null,null,null,null,"Histogram Range","Supply Count","Return Count"]
[null,null,null,null,null,null,null,null,null,null,null,0,"< 0.2",{"$f":"SUMIFS($J$65:$J$87,$L$65:$L$87,\"<=\"&L95)","v":{"$error":"#VALUE!"}},{"$f":"SUMIFS($K$65:$K$87,$M$65:$M$87,\"<=\"&L95)","v":{"$error":"#VALUE!"}}]
[null,null,null,null,null,null,null,null,null,null,null,0.2,{"$f":"L95&\" to \"&L96","v":"0.2 to 0.4"},{"$f":"SUMIFS($J$65:$J$87,$L$65:$L$87,\"<=\"&L96,$L$65:$L$87,\">\"&L95)","v":{"$error":"#VALUE!"}},{"$f":"SUMIFS($K$65:$K$87,$M$65:$M$87,\"<=\"&L96,$M$65:$M$87,\">\"&L95)","v":{"$error":"#VALUE!"}}]
[null,null,null,null,null,null,null,null,null,null,null,0.4,"0.4 to 0.6",0,0]
[null,null,null,null,null,null,null,null,null,null,null,0.6,"0.6 to 0.8",0,0]
[null,null,null,null,null,null,null,null,null,null,null,0.8,"0.8 to 1",0,0]
[null,null,null,null,null,null,null,null,null,null,null,1,"1 to 1.2",{"$error":"#VALUE!"},{"$error":"#VALUE!"}]
[null,null,null,null,null,null,null,null,null,null,null,1.2,"1.2 to 1.4",0,0]
[null,null,null,null,null,null,null,null,null,null,null,1.4,"1.4 to 1.6",0,0]
[null,null,null,null,null,null,null,null,null,null,null,1.6,"1.6 to 1.8",0,0]
[null,null,null,null,null,null,null,null,null,null,null,1.8,"1.8 to 2",{"$error":"#VALUE!"},{"$error":"#VALUE!"}]
[null,null,null,null,null,null,null,null,null,null,null,2,null,0,0]

{"sheet":"(Rfloor)","index":38,"n_rows":83,"n_cols":12,"rows_kept":83,"cut":false,"hidden":false,"merged":[[12,10,12,11],[13,10,13,11],[53,6,53,7],[54,6,54,7],[67,6,67,7],[68,6,68,7],[81,6,81,7],[82,6,82,7],[11,6,11,7],[12,6,12,7],[25,6,25,7],[26,6,26,7],[39,6,39,7],[40,6,40,7]]}
["Floor","U-value","Rfloor","Rfloorext",null,"R0 Floor",null,null,null,"R0 Exterior Floor"]
["R0 Floor",{"$f":"G12","v":0.2635859300999745},{"$f":"1/B2","v":3.7938292063643679},{"$f":"K14","v":5.235626282505498},null,"Parallel Path Analysis","Path A","Path B",null,"Parallel Path Analysis","Path A","Path B"]
["R11 Floor",{"$f":"G26","v":7.0839376596854922E-2},14.116442691061136,null,null,"Inside Air Film",{"$f":"Constants!$E$35","v":0.92},{"$f":"G3","v":0.92},null,"Inside Air Film",{"$f":"Constants!$E$35","v":0.92},{"$f":"K3","v":0.92}]
["R19 Floor",{"$f":"G40","v":5.0428432384779377E-2},19.830083004956272,{"$f":"C4+Constants!$E$20+Constants!$E$37-Constants!$E$35","v":20.010083004956272},null,"Hardwood Flooring",{"$f":"0.75/Constants!$D$30","v":0.63291139240506322},{"$f":"G4","v":0.63291139240506322},null,"Hardwood Flooring",{"$f":"0.75/Constants!$D$30","v":0.63291139240506322},{"$f":"K4","v":0.63291139240506322}]
["R25 Floor",{"$f":"G54","v":4.0314357053400265E-2},24.805058869608246,{"$f":"C5+Constants!$E$20+Constants!$E$37-Constants!$E$35","v":24.985058869608245},null,"3/4\" plywood subfloor",{"$f":"Constants!$E$21","v":1.08},{"$f":"G5","v":1.08},null,"3/4\" plywood subfloor",{"$f":"Constants!$E$21","v":1.08},{"$f":"K5","v":1.08}]
["R30 Floor",{"$f":"G68","v":3.4237523798355242E-2},29.207719748939308,{"$f":"C6+Constants!$E$20+Constants!$E$37-Constants!$E$35","v":29.387719748939308},null,"2x8 Joist",{"$f":"7.25/Constants!$D$29","v":7.3979591836734695},null,null,"2x8 Joist",{"$f":"7.25/Constants!$D$29","v":7.3979591836734695}]
["R38 Floor",{"$f":"G82","v":2.8056643287546035E-2},35.64218248602414,{"$f":"C7+Constants!$E$20+Constants!$E$37-Constants!$E$35","v":35.82218248602414},null,"Fiberglass Insulation",null,0,null,"7.25\" Air Space",null,{"$f":"Constants!E57","v":1.23}]
[null,null,null,null,null,"Bottom Air Film",{"$f":"G3","v":0.92},{"$f":"G8","v":0.92},null,"5/8\" plywood",{"$f":"Constants!$E$20","v":0.85},{"$f":"K8","v":0.85}]
[null,null,null,null,null,"Path R-value",{"$f":"SUM(G3:G8)","v":10.950870576078533},{"$f":"SUM(H3:H8)","v":3.552911392405063},null,"Bottom Air Film",{"$f":"Constants!$E$37","v":0.25},{"$f":"K9","v":0.25}]
[null,null,null,null,null,"Path U-value",{"$f":"1/G9","v":9.131694079048247E-2},{"$f":"1/H9","v":0.28145931309676503},null,"Path R-value",{"$f":"SUM(K3:K9)","v":11.130870576078532},{"$f":"SUM(L3:L9)","v":4.9629113924050632}]
[null,null,null,null,null,"Weighting Factor",9.4E-2,{"$f":"1-G11","v":0.90600000000000003},null,"Path U-value",{"$f":"1/K10","v":8.9840232456669666E-2},{"$f":"1/L10","v":0.20149463106077997}]
[null,null,null,null,null,"u-value of section",{"$f":"SUMPRODUCT(G11:H11,G10:H10)","v":0.2635859300999745},null,null,"Weighting Factor",9.4E-2,{"$f":"1-K12","v":0.90600000000000003}]
[null,null,null,null,null,"R-value of section",{"$f":"1/G12","v":3.7938292063643679},null,null,"u-value of section",{"$f":"SUMPRODUCT(K12:L12,K11:L11)","v":0.19099911759199362}]
[null,null,null,null,null,null,null,null,null,"R-value of section",{"$f":"1/K13","v":5.235626282505498}]
[null,null,null,null,null,"R11 Floor"]
[null,null,null,null,null,"Parallel Path Analysis","Path A","Path B"]
[null,null,null,null,null,"Inside Air Film",{"$f":"Constants!$E$35","v":0.92},{"$f":"G17","v":0.92}]
[null,null,null,null,null,"Hardwood Flooring",{"$f":"0.75/Constants!$D$30","v":0.63291139240506322},{"$f":"G18","v":0.63291139240506322}]
[null,null,null,null,null,"3/4\" plywood subfloor",{"$f":"Constants!$E$21","v":1.08},{"$f":"G19","v":1.08}]
[null,null,null,null,null,"2x8 Joist",{"$f":"7.25/Constants!$D$29","v":7.3979591836734695}]
[null,null,null,null,null,"Fiberglass Insulation",null,11]
[null,null,null,null,null,"Bottom Air Film",{"$f":"G17","v":0.92},{"$f":"G22","v":0.92}]
[null,null,null,null,null,"Path R-value",{"$f":"SUM(G17:G22)","v":10.950870576078533},{"$f":"SUM(H17:H22)","v":14.552911392405063}]
[null,null,null,null,null,"Path U-value",{"$f":"1/G23","v":9.131694079048247E-2},{"$f":"1/H23","v":6.8714772806346108E-2}]
[null,null,null,null,null,"Weighting Factor",9.4E-2,{"$f":"1-G25","v":0.90600000000000003}]
[null,null,null,null,null,"u-value of section",{"$f":"SUMPRODUCT(G25:H25,G24:H24)","v":7.0839376596854922E-2}]
[null,null,null,null,null,"R-value of section",{"$f":"1/G26","v":14.116442691061136}]
[]
[null,null,null,null,null,"R19 Floor"]
[null,null,null,null,null,"Parallel Path Analysis","Path A","Path B"]
[null,null,null,null,null,"Inside Air Film",{"$f":"Constants!$E$35","v":0.92},{"$f":"G31","v":0.92}]
[null,null,null,null,null,"Hardwood Flooring",{"$f":"0.75/Constants!$D$30","v":0.63291139240506322},{"$f":"G32","v":0.63291139240506322}]
[null,null,null,null,null,"3/4\" plywood subfloor",{"$f":"Constants!$E$21","v":1.08},{"$f":"G33","v":1.08}]
[null,null,null,null,null,"2x6 Joist",{"$f":"5.5/Constants!$D$29","v":5.6122448979591839}]
[null,null,null,null,null,"Fiberglass Insulation",null,19]
[null,null,null,null,null,"Bottom Air Film",{"$f":"G31","v":0.92},{"$f":"G36","v":0.92}]
[null,null,null,null,null,"Path R-value",{"$f":"SUM(G31:G36)","v":9.1651562903642461},{"$f":"SUM(H31:H36)","v":22.552911392405065}]
[null,null,null,null,null,"Path U-value",{"$f":"1/G37","v":0.10910888677930636},{"$f":"1/H37","v":4.4340173319563553E-2}]
[null,null,null,null,null,"Weighting Factor",9.4E-2,{"$f":"1-G39","v":0.90600000000000003}]
[null,null,null,null,null,"u-value of section",{"$f":"SUMPRODUCT(G39:H39,G38:H38)","v":5.0428432384779377E-2}]
[null,null,null,null,null,"R-value of section",{"$f":"1/G40","v":19.830083004956272}]
[]
[null,null,null,null,null,"R25 Floor"]
[null,null,null,null,null,"Parallel Path Analysis","Path A","Path B"]
[null,null,null,null,null,"Inside Air Film",{"$f":"Constants!$E$35","v":0.92},{"$f":"G45","v":0.92}]
[null,null,null,null,null,"Hardwood Flooring",{"$f":"0.75/Constants!$D$30","v":0.63291139240506322},{"$f":"G46","v":0.63291139240506322}]
[null,null,null,null,null,"3/4\" plywood subfloor",{"$f":"Constants!$E$21","v":1.08},{"$f":"G47","v":1.08}]
[null,null,null,null,null,"2x8 Joist",{"$f":"7.25/Constants!$D$29","v":7.3979591836734695}]
[null,null,null,null,null,"Fiberglass Insulation",null,25]
[null,null,null,null,null,"Bottom Air Film",{"$f":"G45","v":0.92},{"$f":"G50","v":0.92}]
[null,null,null,null,null,"Path R-value",{"$f":"SUM(G45:G50)","v":10.950870576078533},{"$f":"SUM(H45:H50)","v":28.552911392405065}]
[null,null,null,null,null,"Path U-value",{"$f":"1/G51","v":9.131694079048247E-2},{"$f":"1/H51","v":3.5022698255071642E-2}]
[null,null,null,null,null,"Weighting Factor",9.4E-2,{"$f":"1-G53","v":0.90600000000000003}]
[null,null,null,null,null,"u-value of section",{"$f":"SUMPRODUCT(G53:H53,G52:H52)","v":4.0314357053400265E-2}]
[null,null,null,null,null,"R-value of section",{"$f":"1/G54","v":24.805058869608246}]
[]
[null,null,null,null,null,"R30 Floor"]
[null,null,null,null,null,"Parallel Path Analysis","Path A","Path B"]
[null,null,null,null,null,"Inside Air Film",{"$f":"Constants!$E$35","v":0.92},{"$f":"G59","v":0.92}]
[null,null,null,null,null,"Hardwood Flooring",{"$f":"0.75/Constants!$D$30","v":0.63291139240506322},{"$f":"G60","v":0.63291139240506322}]
[null,null,null,null,null,"3/4\" plywood subfloor",{"$f":"Constants!$E$21","v":1.08},{"$f":"G61","v":1.08}]
[null,null,null,null,null,"2x10 Joist",{"$f":"9.25/Constants!$D$29","v":9.4387755102040813}]
[null,null,null,null,null,"Fiberglass Insulation",null,30]
[null,null,null,null,null,"Bottom Air Film",{"$f":"G59","v":0.92},{"$f":"G64","v":0.92}]
[null,null,null,null,null,"Path R-value",{"$f":"SUM(G59:G64)","v":12.991686902609144},{"$f":"SUM(H59:H64)","v":33.552911392405065}]
[null,null,null,null,null,"Path U-value",{"$f":"1/G65","v":7.6972298324028132E-2},{"$f":"1/H65","v":2.980367301975342E-2}]
[null,null,null,null,null,"Weighting Factor",9.4E-2,{"$f":"1-G67","v":0.90600000000000003}]
[null,null,null,null,null,"u-value of section",{"$f":"SUMPRODUCT(G67:H67,G66:H66)","v":3.4237523798355242E-2}]
[null,null,null,null,null,"R-value of section",{"$f":"1/G68","v":29.207719748939308}]
[]
[null,null,null,null,null,"R38 Floor"]
[null,null,null,null,null,"Parallel Path Analysis","Path A","Path B"]
[null,null,null,null,null,"Inside Air Film",{"$f":"Constants!$E$35","v":0.92},{"$f":"G73","v":0.92}]
[null,null,null,null,null,"Hardwood Flooring",{"$f":"0.75/Constants!$D$30","v":0.63291139240506322},{"$f":"G74","v":0.63291139240506322}]
[null,null,null,null,null,"3/4\" plywood subfloor",{"$f":"Constants!$E$21","v":1.08},{"$f":"G75","v":1.08}]
[null,null,null,null,null,"2x12 Joist",{"$f":"11.25/Constants!$D$29","v":11.479591836734695}]
[null,null,null,null,null,"Fiberglass Insulation",null,38]
[null,null,null,null,null,"Bottom Air Film",{"$f":"G73","v":0.92},{"$f":"G78","v":0.92}]
[null,null,null,null,null,"Path R-value",{"$f":"SUM(G73:G78)","v":15.032503229139758},{"$f":"SUM(H73:H78)","v":41.552911392405065}]
[null,null,null,null,null,"Path U-value",{"$f":"1/G79","v":6.652252021882489E-2},{"$f":"1/H79","v":2.406570241388134E-2}]
[null,null,null,null,null,"Weighting Factor",9.4E-2,{"$f":"1-G81","v":0.90600000000000003}]
[null,null,null,null,null,"u-value of section",{"$f":"SUMPRODUCT(G81:H81,G80:H80)","v":2.8056643287546035E-2}]
[null,null,null,null,null,"R-value of section",{"$f":"1/G82","v":35.64218248602414}]

{"sheet":"(Rextwall)","index":39,"n_rows":125,"n_cols":13,"rows_kept":125,"cut":false,"hidden":false,"merged":[[51,10,51,12],[106,10,106,12],[123,10,123,12],[124,10,124,12],[69,10,69,12],[70,10,70,12],[87,10,87,12],[88,10,88,12],[105,10,105,12],[52,10,52,12],[43,6,43,7],[12,6,12,7],[13,6,13,7],[27,6,27,7],[34,10,34,12],[15,10,15,12],[16,10,16,12],[33,10,33,12],[28,6,28,7],[42,6,42,7]]}
["Wall","U-value","Rextwall",null,null,{"$f":"A2","v":"R0   2x4 Wall"},null,null,null,{"$f":"A5","v":"R19 2x6 STD Wall"}]
["R0   2x4 Wall",{"$f":"G13","v":0.23279492459014864},{"$f":"1/B2","v":4.2956262975258941},null,null,"Parallel Path Analysis","Path A","Path B",null,"Parallel Path Analysis","Path A","Path B","Path C"]
["R11 2X4 Wall",{"$f":"G28","v":9.0143287671540173E-2},11.093449394077489,null,null,"Inside Air Film",{"$f":"Constants!$E$33","v":0.68},{"$f":"G3","v":0.68},null,"Inside Air Film",{"$f":"Constants!$E$33","v":0.68},{"$f":"K3","v":0.68},{"$f":"L3","v":0.68}]
["R13 2X4 Wall",{"$f":"G43","v":8.3254035607586402E-2},12.011429748744535,null,null,"1/2\" wallboard",{"$f":"0.5/Constants!$D$16","v":0.45454545454545453},{"$f":"G4","v":0.45454545454545453},null,"1/2\" wallboard",{"$f":"0.5/Constants!$D$16","v":0.45454545454545453},{"$f":"K4","v":0.45454545454545453},{"$f":"L4","v":0.45454545454545453}]
["R19 2x6 STD Wall",{"$f":"K16","v":6.2880633990815588E-2},15.903147543742341,null,null,"2x4 framing",{"$f":"3.5/Constants!$D$29","v":3.5714285714285716},null,null,"2x6 framing",{"$f":"5.5/Constants!$D$29","v":5.6122448979591839}]
["R19 2x6 ADV Wall",{"$f":"K34","v":5.5337277727805077E-2},18.071000979101914,null,null,"3.5\" air space",null,{"$f":"Constants!$E$51","v":0.91},null,"5.5\" fiberglass insulation",null,19]
["R21 2x6 STD Wall",{"$f":"K52","v":5.9960036297848587E-2},16.677775093940042,null,null,"1/2\" plywood sheathing",{"$f":"Constants!$E$19","v":0.79},{"$f":"G7","v":0.79},null,"2.5\" Dead Air Space",null,null,{"$f":"AVERAGE(Constants!$E$50:$E$51)","v":0.90500000000000003}]
["R21 2x6 ADV Wall",{"$f":"K70","v":5.5482298201090324E-2},18.023766722416489,null,null,"1/2\" lapped wood siding",{"$f":"Constants!$E$24","v":0.81},{"$f":"G8","v":0.81},null,"Double 2x Header",null,null,{"$f":"1.5*2/Constants!$D$29","v":3.0612244897959182}]
["R21 2x6 STD + R5 Foam Wall",{"$f":"K88","v":4.3886832307184216E-2},22.785877846013992,null,null,"Ouside Air Film",{"$f":"Constants!$E$37","v":0.25},{"$f":"G9","v":0.25}]
["R21 2x6 ADV + R5 Foam Wall",{"$f":"K106","v":4.1544094852283969E-2},24.070809667550694,null,null,"Path R-value",{"$f":"SUM(G3:G9)","v":6.5559740259740256},{"$f":"SUM(H3:H9)","v":3.8945454545454545},null,"1/2\" plywood sheathing",{"$f":"Constants!$E$19","v":0.79},{"$f":"K10","v":0.79},0.79]
["R21 2x6 ADV + R6.25 Foam Wall",{"$f":"K124","v":3.9238269179123826E-2},25.48532391770318,null,null,"Path U-value",{"$f":"1/G10","v":0.15253263604128287},{"$f":"1/H10","v":0.25676937441643322},null,"1/2\" lapped wood siding",{"$f":"Constants!$E$24","v":0.81},0.81,0.81]
["MH R21 ADV Wall",null,null,null,null,"Weighting Factor",{"$f":"$G$84+$G$82","v":0.23},{"$f":"1-G12","v":0.77},null,"Ouside Air Film",{"$f":"Constants!$E$37","v":0.25},0.25,0.25]
[null,null,null,null,null,"u-value of section",{"$f":"SUMPRODUCT(G12:H12,G11:H11)","v":0.23279492459014864},null,null,"Path R-value",{"$f":"SUM(K3:K12)","v":8.5967903525046392},{"$f":"SUM(L3:L12)","v":21.984545454545451},{"$f":"SUM(M3:M12)","v":6.9507699443413724}]
[null,null,null,null,null,"R-value of section",{"$f":"1/G13","v":4.2956262975258941},null,null,"Path U-value",{"$f":"1/K13","v":0.11632248304259905},{"$f":"1/L13","v":4.5486498780134811E-2},{"$f":"1/M13","v":0.14386895380044923}]
[null,null,null,null,null,null,null,null,null,"Weighting Factor",{"$f":"$G$82","v":0.19},{"$f":"$G$83","v":0.77},{"$f":"$G$84","v":0.04}]
[null,null,null,null,null,{"$f":"A3","v":"R11 2X4 Wall"},null,null,null,"u-value of section",{"$f":"SUMPRODUCT(K15:M15,K14:M14)","v":6.2880633990815588E-2}]
[null,null,null,null,null,"Parallel Path Analysis","Path A","Path B",null,"R-value of section",{"$f":"1/K16","v":15.903147543742341}]
[null,null,null,null,null,"Inside Air Film",{"$f":"Constants!$E$33","v":0.68},{"$f":"G18","v":0.68}]
[null,null,null,null,null,"1/2\" wallboard",{"$f":"0.5/Constants!$D$16","v":0.45454545454545453},{"$f":"G19","v":0.45454545454545453},null,{"$f":"A6","v":"R19 2x6 ADV Wall"}]
[null,null,null,null,null,"2x4 framing",{"$f":"3.5/Constants!$D$29","v":3.5714285714285716},null,null,"Parallel Path Analysis","Path A","Path B","Path C"]
[null,null,null,null,null,"3.5\" Insulation",null,11,null,"Inside Air Film",{"$f":"Constants!$E$33","v":0.68},{"$f":"K21","v":0.68},{"$f":"L21","v":0.68}]
[null,null,null,null,null,"1/2\" plywood sheathing",{"$f":"Constants!$E$19","v":0.79},{"$f":"G22","v":0.79},null,"1/2\" wallboard",{"$f":"0.5/Constants!$D$16","v":0.45454545454545453},{"$f":"K22","v":0.45454545454545453},{"$f":"L22","v":0.45454545454545453}]
[null,null,null,null,null,"1/2\" lapped wood siding",{"$f":"Constants!$E$24","v":0.81},{"$f":"G23","v":0.81},null,"2x6 framing",{"$f":"5.5/Constants!$D$29","v":5.6122448979591839}]
[null,null,null,null,null,"Ouside Air Film",{"$f":"Constants!$E$37","v":0.25},{"$f":"G24","v":0.25},null,"5.5\" fiberglass insulation",null,19]
[null,null,null,null,null,"Path R-value",{"$f":"SUM(G18:G24)","v":6.5559740259740256},{"$f":"SUM(H18:H24)","v":13.984545454545456},null,"2.5\" Insulation",null,null,{"$f":"2.5/Constants!D6","v":10.204081632653061}]
[null,null,null,null,null,"Path U-value",{"$f":"1/G25","v":0.15253263604128287},{"$f":"1/H25","v":7.150750828837027E-2},null,"Double 2x Header",null,null,{"$f":"1.5*2/Constants!$D$29","v":3.0612244897959182}]
[null,null,null,null,null,"Weighting Factor",{"$f":"$G$84+$G$82","v":0.23},{"$f":"1-G27","v":0.77}]
[null,null,null,null,null,"u-value of section",{"$f":"SUMPRODUCT(G27:H27,G26:H26)","v":9.0143287671540173E-2},null,null,"1/2\" plywood sheathing",{"$f":"Constants!$E$19","v":0.79},{"$f":"K28","v":0.79},0.79]
[null,null,null,null,null,"R-value of section",{"$f":"1/G28","v":11.093449394077489},null,null,"1/2\" lapped wood siding",{"$f":"Constants!$E$24","v":0.81},0.81,0.81]
[null,null,null,null,null,null,null,null,null,"Ouside Air Film",{"$f":"Constants!$E$37","v":0.25},0.25,0.25]
[null,null,null,null,null,{"$f":"A4","v":"R13 2X4 Wall"},null,null,null,"Path R-value",{"$f":"SUM(K21:K30)","v":8.5967903525046392},{"$f":"SUM(L21:L30)","v":21.984545454545451},{"$f":"SUM(M21:M30)","v":16.249851576994438}]
[null,null,null,null,null,"Parallel Path Analysis","Path A","Path B",null,"Path U-value",{"$f":"1/K31","v":0.11632248304259905},{"$f":"1/L31","v":4.5486498780134811E-2},{"$f":"1/M31","v":6.1539023618882763E-2}]
[null,null,null,null,null,"Inside Air Film",{"$f":"Constants!$E$33","v":0.68},{"$f":"G33","v":0.68},null,"Weighting Factor",{"$f":"$H$82","v":0.13},{"$f":"$H$83","v":0.83},{"$f":"$H$84","v":0.04}]
[null,null,null,null,null,"1/2\" wallboard",{"$f":"0.5/Constants!$D$16","v":0.45454545454545453},{"$f":"G34","v":0.45454545454545453},null,"u-value of section",{"$f":"SUMPRODUCT(K33:M33,K32:M32)","v":5.5337277727805077E-2}]
[null,null,null,null,null,"2x4 framing",{"$f":"3.5/Constants!$D$29","v":3.5714285714285716},null,null,"R-value of section",{"$f":"1/K34","v":18.071000979101914}]
[null,null,null,null,null,"3.5\" Insulation",null,13]
[null,null,null,null,null,"1/2\" plywood sheathing",{"$f":"Constants!$E$19","v":0.79},{"$f":"G37","v":0.79},null,{"$f":"A7","v":"R21 2x6 STD Wall"}]
[null,null,null,null,null,"1/2\" lapped wood siding",{"$f":"Constants!$E$24","v":0.81},{"$f":"G38","v":0.81},null,"Parallel Path Analysis","Path A","Path B","Path C"]
[null,null,null,null,null,"Ouside Air Film",{"$f":"Constants!$E$37","v":0.25},{"$f":"G39","v":0.25},null,"Inside Air Film",{"$f":"Constants!$E$33","v":0.68},{"$f":"K39","v":0.68},{"$f":"L39","v":0.68}]
[null,null,null,null,null,"Path R-value",{"$f":"SUM(G33:G39)","v":6.5559740259740256},{"$f":"SUM(H33:H39)","v":15.984545454545456},null,"1/2\" wallboard",{"$f":"0.5/Constants!$D$16","v":0.45454545454545453},{"$f":"K40","v":0.45454545454545453},{"$f":"L40","v":0.45454545454545453}]
[null,null,null,null,null,"Path U-value",{"$f":"1/G40","v":0.15253263604128287},{"$f":"1/H40","v":6.2560427685832906E-2},null,"2x6 framing",{"$f":"5.5/Constants!$D$29","v":5.6122448979591839}]
[null,null,null,null,null,"Weighting Factor",{"$f":"$G$84+$G$82","v":0.23},{"$f":"1-G42","v":0.77},null,"5.5\" fiberglass insulation",null,21]
[null,null,null,null,null,"u-value of section",{"$f":"SUMPRODUCT(G42:H42,G41:H41)","v":8.3254035607586402E-2},null,null,"2.5\" Dead Air Space",null,null,{"$f":"AVERAGE(Constants!$E$50:$E$51)","v":0.90500000000000003}]
[null,null,null,null,null,"R-value of section",{"$f":"1/G43","v":12.011429748744535},null,null,"Double 2x Header",null,null,{"$f":"1.5*2/Constants!$D$29","v":3.0612244897959182}]
[]
[null,null,null,null,null,null,null,null,null,"1/2\" plywood sheathing",{"$f":"Constants!$E$19","v":0.79},{"$f":"K46","v":0.79},0.79]
[null,null,null,null,null,null,null,null,null,"1/2\" lapped wood siding",{"$f":"Constants!$E$24","v":0.81},0.81,0.81]
[null,null,null,null,null,null,null,null,null,"Ouside Air Film",{"$f":"Constants!$E$37","v":0.25},0.25,0.25]
[null,null,null,null,null,null,null,null,null,"Path R-value",{"$f":"SUM(K39:K48)","v":8.5967903525046392},{"$f":"SUM(L39:L48)","v":23.984545454545451},{"$f":"SUM(M39:M48)","v":6.9507699443413724}]
[null,null,null,null,null,null,null,null,null,"Path U-value",{"$f":"1/K49","v":0.11632248304259905},{"$f":"1/L49","v":4.1693514763294554E-2},{"$f":"1/M49","v":0.14386895380044923}]
[null,null,null,null,null,null,null,null,null,"Weighting Factor",{"$f":"$G$82","v":0.19},{"$f":"$G$83","v":0.77},{"$f":"$G$84","v":0.04}]
[null,null,null,null,null,null,null,null,null,"u-value of section",{"$f":"SUMPRODUCT(K51:M51,K50:M50)","v":5.9960036297848587E-2}]
[null,null,null,null,null,null,null,null,null,"R-value of section",{"$f":"1/K52","v":16.677775093940042}]
[]
[null,null,null,null,null,null,null,null,null,{"$f":"A8","v":"R21 2x6 ADV Wall"}]
[null,null,null,null,null,null,null,null,null,"Parallel Path Analysis","Path A","Path B","Path C"]
[null,null,null,null,null,null,null,null,null,"Inside Air Film",{"$f":"Constants!$E$33","v":0.68},{"$f":"K57","v":0.68},{"$f":"L57","v":0.68}]
[null,null,null,null,null,null,null,null,null,"1/2\" wallboard",{"$f":"0.5/Constants!$D$16","v":0.45454545454545453},{"$f":"K58","v":0.45454545454545453},{"$f":"L58","v":0.45454545454545453}]
[null,null,null,null,null,null,null,null,null,"2x6 framing",{"$f":"5.5/Constants!$D$29","v":5.6122448979591839}]
[null,null,null,null,null,null,null,null,null,"5.5\" fiberglass insulation",null,21]
[null,null,null,null,null,null,null,null,null,"2.5\" Dead Air Space",null,null,{"$f":"AVERAGE(Constants!$E$50:$E$51)","v":0.90500000000000003}]
[null,null,null,null,null,null,null,null,null,"Double 2x Header",null,null,{"$f":"1.5*2/Constants!$D$29","v":3.0612244897959182}]
[]
[null,null,null,null,null,null,null,null,null,"1/2\" plywood sheathing",{"$f":"Constants!$E$19","v":0.79},{"$f":"K64","v":0.79},0.79]
[null,null,null,null,null,null,null,null,null,"1/2\" lapped wood siding",{"$f":"Constants!$E$24","v":0.81},0.81,0.81]
[null,null,null,null,null,null,null,null,null,"Ouside Air Film",{"$f":"Constants!$E$37","v":0.25},0.25,0.25]
[null,null,null,null,null,null,null,null,null,"Path R-value",{"$f":"SUM(K57:K66)","v":8.5967903525046392},{"$f":"SUM(L57:L66)","v":23.984545454545451},{"$f":"SUM(M57:M66)","v":6.9507699443413724}]
[null,null,null,null,null,null,null,null,null,"Path U-value",{"$f":"1/K67","v":0.11632248304259905},{"$f":"1/L67","v":4.1693514763294554E-2},{"$f":"1/M67","v":0.14386895380044923}]
[null,null,null,null,null,null,null,null,null,"Weighting Factor",{"$f":"$H$82","v":0.13},{"$f":"$H$83","v":0.83},{"$f":"$H$84","v":0.04}]
[null,null,null,null,null,null,null,null,null,"u-value of section",{"$f":"SUMPRODUCT(K69:M69,K68:M68)","v":5.5482298201090324E-2}]
[null,null,null,null,null,null,null,null,null,"R-value of section",{"$f":"1/K70","v":18.023766722416489}]
[]
[null,null,null,null,null,null,null,null,null,{"$f":"A9","v":"R21 2x6 STD + R5 Foam Wall"}]
[null,null,null,null,null,null,null,null,null,"Parallel Path Analysis","Path A","Path B","Path C"]
[null,null,null,null,null,null,null,null,null,"Inside Air Film",{"$f":"Constants!$E$33","v":0.68},{"$f":"K75","v":0.68},{"$f":"L75","v":0.68}]
[null,null,null,null,null,null,null,null,null,"1/2\" wallboard",{"$f":"0.5/Constants!$D$16","v":0.45454545454545453},{"$f":"K76","v":0.45454545454545453},{"$f":"L76","v":0.45454545454545453}]
[null,null,null,null,null,null,null,null,null,"2x6 framing",{"$f":"5.5/Constants!$D$29","v":5.6122448979591839}]
[null,null,null,null,null,null,null,null,null,"5.5\" fiberglass insulation",null,21]
[null,null,null,null,null,"Source: Super Good Cents Heat Loss Reference Manual, Volume 1, Table 7",null,null,null,"2.5\" Dead Air Space",null,null,{"$f":"AVERAGE(Constants!$E$50:$E$51)","v":0.90500000000000003}]
[null,null,null,null,null,"Wall Framing Factors",null,null,null,"Double 2x Header",null,null,{"$f":"1.5*2/Constants!$D$29","v":3.0612244897959182}]
[null,null,null,null,null,"Path","Standard Framing","Advanced Framing",null,"R-5 Foam Sheathing",5,5,5]
[null,null,null,null,null,"Studs (Path A)",0.19,0.13,null,"1/2\" plywood sheathing",{"$f":"Constants!$E$19","v":0.79},{"$f":"K82","v":0.79},0.79]
[null,null,null,null,null,"Cavity (Path B)",0.77,0.83,null,"1/2\" lapped wood siding",{"$f":"Constants!$E$24","v":0.81},0.81,0.81]
[null,null,null,null,null,"Header (Path C)",0.04,0.04,null,"Ouside Air Film",{"$f":"Constants!$E$37","v":0.25},0.25,0.25]
[null,null,null,null,null,null,null,null,null,"Path R-value",{"$f":"SUM(K75:K84)","v":13.596790352504639},{"$f":"SUM(L75:L84)","v":28.984545454545451},{"$f":"SUM(M75:M84)","v":11.950769944341372}]
[null,null,null,null,null,null,null,null,null,"Path U-value",{"$f":"1/K85","v":7.3546769059051637E-2},{"$f":"1/L85","v":3.4501144810714181E-2},{"$f":"1/M85","v":8.3676617042862153E-2}]
[null,null,null,null,null,null,null,null,null,"Weighting Factor",{"$f":"$G$82","v":0.19},{"$f":"$G$83","v":0.77},{"$f":"$G$84","v":0.04}]
[null,null,null,null,null,null,null,null,null,"u-value of section",{"$f":"SUMPRODUCT(K87:M87,K86:M86)","v":4.3886832307184216E-2}]
[null,null,null,null,null,null,null,null,null,"R-value of section",{"$f":"1/K88","v":22.785877846013992}]
[]
[null,null,null,null,null,null,null,null,null,{"$f":"A10","v":"R21 2x6 ADV + R5 Foam Wall"}]
[null,null,null,null,null,null,null,null,null,"Parallel Path Analysis","Path A","Path B","Path C"]
[null,null,null,null,null,null,null,null,null,"Inside Air Film",{"$f":"Constants!$E$33","v":0.68},{"$f":"K93","v":0.68},{"$f":"L93","v":0.68}]
[null,null,null,null,null,null,null,null,null,"1/2\" wallboard",{"$f":"0.5/Constants!$D$16","v":0.45454545454545453},{"$f":"K94","v":0.45454545454545453},{"$f":"L94","v":0.45454545454545453}]
[null,null,null,null,null,null,null,null,null,"2x6 framing",{"$f":"5.5/Constants!$D$29","v":5.6122448979591839}]
[null,null,null,null,null,null,null,null,null,"5.5\" fiberglass insulation",null,21]
[null,null,null,null,null,null,null,null,null,"2.5\" Dead Air Space",null,null,{"$f":"AVERAGE(Constants!$E$50:$E$51)","v":0.90500000000000003}]
[null,null,null,null,null,null,null,null,null,"Double 2x Header",null,null,{"$f":"1.5*2/Constants!$D$29","v":3.0612244897959182}]
[null,null,null,null,null,null,null,null,null,"R-5 Foam Sheathing",5,5,5]
[null,null,null,null,null,null,null,null,null,"1/2\" plywood sheathing",{"$f":"Constants!$E$19","v":0.79},{"$f":"K100","v":0.79},0.79]
[null,null,null,null,null,null,null,null,null,"1/2\" lapped wood siding",{"$f":"Constants!$E$24","v":0.81},0.81,0.81]
[null,null,null,null,null,null,null,null,null,"Ouside Air Film",{"$f":"Constants!$E$37","v":0.25},0.25,0.25]
[null,null,null,null,null,null,null,null,null,"Path R-value",{"$f":"SUM(K93:K102)","v":13.596790352504639},{"$f":"SUM(L93:L102)","v":28.984545454545451},{"$f":"SUM(M93:M102)","v":11.950769944341372}]
[null,null,null,null,null,null,null,null,null,"Path U-value",{"$f":"1/K103","v":7.3546769059051637E-2},{"$f":"1/L103","v":3.4501144810714181E-2},{"$f":"1/M103","v":8.3676617042862153E-2}]
[null,null,null,null,null,null,null,null,null,"Weighting Factor",{"$f":"$H$82","v":0.13},{"$f":"$H$83","v":0.83},{"$f":"$H$84","v":0.04}]
[null,null,null,null,null,null,null,null,null,"u-value of section",{"$f":"SUMPRODUCT(K105:M105,K104:M104)","v":4.1544094852283969E-2}]
[null,null,null,null,null,null,null,null,null,"R-value of section",{"$f":"1/K106","v":24.070809667550694}]
[]
[null,null,null,null,null,null,null,null,null,{"$f":"A11","v":"R21 2x6 ADV + R6.25 Foam Wall"}]
[null,null,null,null,null,null,null,null,null,"Parallel Path Analysis","Path A","Path B","Path C"]
[null,null,null,null,null,null,null,null,null,"Inside Air Film",{"$f":"Constants!$E$33","v":0.68},{"$f":"K111","v":0.68},{"$f":"L111","v":0.68}]
[null,null,null,null,null,null,null,null,null,"1/2\" wallboard",{"$f":"0.5/Constants!$D$16","v":0.45454545454545453},{"$f":"K112","v":0.45454545454545453},{"$f":"L112","v":0.45454545454545453}]
[null,null,null,null,null,null,null,null,null,"2x6 framing",{"$f":"5.5/Constants!$D$29","v":5.6122448979591839}]
[null,null,null,null,null,null,null,null,null,"5.5\" fiberglass insulation",null,21]
[null,null,null,null,null,null,null,null,null,"2.5\" Dead Air Space",null,null,{"$f":"AVERAGE(Constants!$E$50:$E$51)","v":0.90500000000000003}]
[null,null,null,null,null,null,null,null,null,"Double 2x Header",null,null,{"$f":"1.5*2/Constants!$D$29","v":3.0612244897959182}]
[null,null,null,null,null,null,null,null,null,"R-5 Foam Sheathing",6.25,6.25,6.25]
[null,null,null,null,null,null,null,null,null,"1/2\" plywood sheathing",{"$f":"Constants!$E$19","v":0.79},{"$f":"K118","v":0.79},0.79]
[null,null,null,null,null,null,null,null,null,"1/2\" lapped wood siding",{"$f":"Constants!$E$24","v":0.81},0.81,0.81]
[null,null,null,null,null,null,null,null,null,"Ouside Air Film",{"$f":"Constants!$E$37","v":0.25},0.25,0.25]
[null,null,null,null,null,null,null,null,null,"Path R-value",{"$f":"SUM(K111:K120)","v":14.846790352504639},{"$f":"SUM(L111:L120)","v":30.234545454545451},{"$f":"SUM(M111:M120)","v":13.200769944341372}]
[null,null,null,null,null,null,null,null,null,"Path U-value",{"$f":"1/K121","v":6.7354625225869172E-2},{"$f":"1/L121","v":3.3074748932587654E-2},{"$f":"1/M121","v":7.575315714282703E-2}]
[null,null,null,null,null,null,null,null,null,"Weighting Factor",{"$f":"$H$82","v":0.13},{"$f":"$H$83","v":0.83},{"$f":"$H$84","v":0.04}]
[null,null,null,null,null,null,null,null,null,"u-value of section",{"$f":"SUMPRODUCT(K123:M123,K122:M122)","v":3.9238269179123826E-2}]
[null,null,null,null,null,null,null,null,null,"R-value of section",{"$f":"1/K124","v":25.48532391770318}]

{"sheet":"(Rceiling)","index":40,"n_rows":51,"n_cols":18,"rows_kept":51,"cut":false,"hidden":false,"merged":[[49,6,49,8],[50,6,50,8],[10,6,10,8],[11,6,11,8],[36,6,36,8],[37,6,37,8],[23,6,23,8],[24,6,24,8]]}
["Attic","U-value","Rceiling",null,null,"R60 Adv Attic"]
["R0 Std Attic",{"$f":"1/((Constants!$E$31+3.5/Constants!$D$29+5/8/Constants!$D$16+Constants!$E$31)*$P$25+(Constants!$E$31+5/8/Constants!$D$16+Constants!$E$31)*(1-$P$25))","v":0.49442368738938675},{"$f":"1/B2","v":2.0225568181818181},null,null,"Parallel Path Analysis","Path A","Path B","Path C"]
[{"$f":"L4","v":"R11 Std Attic"},{"$f":"L27","v":8.3623380712739837E-2},11.958378045431644,null,null,"Inside Air Film",{"$f":"Constants!$E$31","v":0.61},{"$f":"G3","v":0.61},{"$f":"H3","v":0.61},null,null,"Calculation method for standard framed attics based on Super Good Cents Heat Loss Reference Manual."]
[{"$f":"M4","v":"R19 Std Attic"},{"$f":"M27","v":5.3224735534531692E-2},18.788256812496694,null,null,"5/8\" wallboard",{"$f":"5/8/Constants!$D$16","v":0.56818181818181812},{"$f":"G4","v":0.56818181818181812},{"$f":"H4","v":0.56818181818181812},null,null,"R11 Std Attic","R19 Std Attic","R30 Std Attic","R38 Std Attic","R49 Std Attic","R60 Std Attic","Variable"]
[{"$f":"N4","v":"R30 Std Attic"},{"$f":"N27","v":3.811145266225785E-2},26.238831903416528,null,null,"2x4 Truss",{"$f":"3.5/Constants!$D$29","v":3.5714285714285716},null,null,null,null,11,19,30,38,49,60,"Nominal insulation level"]
[{"$f":"O4","v":"R38 Std Attic"},{"$f":"O27","v":3.290316341304822E-2},30.39221449459281,null,null,"Insulation",{"$f":"(H6*Constants!$D$4-3.5)/Constants!$D$4","v":50.54054054054054},60,null,null,null,{"$f":"12*30/2","v":180},180,180,180,180,180,"Xc=horizontal distance from peak of roof to edge"]
[{"$f":"P4","v":"R49 Std Attic"},{"$f":"P27","v":2.8853406376559108E-2},34.657952927610424,null,null,"Attic Air Film",{"$f":"Constants!$E$31","v":0.61},{"$f":"G7","v":0.61},{"$f":"H7","v":0.61},null,null,{"$f":"4/12","v":0.33333333333333331},0.33333333333333331,0.33333333333333331,0.33333333333333331,0.33333333333333331,0.33333333333333331,"P=Pitch of roof"]
[{"$f":"Q4","v":"R60 Std Attic"},{"$f":"Q27","v":2.6600405336802958E-2},37.593412105508456,null,null,"Path R-value",{"$f":"SUM(G3:G7)","v":55.900150930150929},{"$f":"SUM(H3:H7)","v":61.788181818181819},{"$f":"SUM(I3:I7)","v":1.7881818181818181},null,null,{"$f":"1/Constants!$D$4","v":2.7027027027027026},{"$f":"1/Constants!$D$4","v":2.7027027027027026},{"$f":"1/Constants!$D$4","v":2.7027027027027026},{"$f":"1/Constants!$D$4","v":2.7027027027027026},{"$f":"1/Constants!$D$4","v":2.7027027027027026},{"$f":"1/Constants!$D$4","v":2.7027027027027026},"Kins=thermal conductivity of insulation"]
[{"$f":"F40","v":"R30 Adv Attic"},{"$f":"G50","v":3.2983092622843886E-2},30.318563860424845,null,null,"Path U-value",{"$f":"1/G8","v":1.7889039356074957E-2},{"$f":"1/H8","v":1.6184324745832535E-2},{"$f":"1/I8","v":0.55922724961870873},null,null,{"$f":"L5/L8","v":4.07},7.03,11.1,14.06,18.13,22.2,"Yins=depth of insulation required for nominal R-value (Rnom/Kins)"]
[{"$f":"F27","v":"R38 Adv Attic"},{"$f":"G37","v":2.6487752441726232E-2},37.753297574040189,null,null,"Weighting Factor",{"$f":"$P$25","v":6.5625000000000003E-2},{"$f":"1-G10-I10","v":0.93237499999999995},2E-3,null,null,{"$f":"3.5-1.25","v":2.25},2.25,2.25,2.25,2.25,2.25,"Yedge=minimum depth of insulation, at edge of ceiling"]
[{"$f":"F14","v":"R49 Adv Attic"},{"$f":"G24","v":2.0938140316434751E-2},47.759733428430636,null,null,"u-value of section",{"$f":"SUMPRODUCT(G10:I10,G9:I9)","v":1.7382282491875446E-2},null,null,null,null,{"$f":"L10*L8+Constants!$E$31*2+Constants!$D$16*5/8","v":7.9885810810810804},{"$f":"M10*M8+Constants!$E$31*2+Constants!$D$16*5/8","v":7.9885810810810804},{"$f":"N10*N8+Constants!$E$31*2+Constants!$D$16*5/8","v":7.9885810810810804},{"$f":"O10*O8+Constants!$E$31*2+Constants!$D$16*5/8","v":7.9885810810810804},{"$f":"P10*P8+Constants!$E$31*2+Constants!$D$16*5/8","v":7.9885810810810804},{"$f":"Q10*Q8+Constants!$E$31*2+Constants!$D$16*5/8","v":7.9885810810810804},"R1=R-value of insulation at edge of ceiling (Yedge*Kins) plus the R-value of the top and bottom air film and ceiling board"]
[{"$f":"F1","v":"R60 Adv Attic"},{"$f":"G11","v":1.7382282491875446E-2},57.529843993008647,null,null,"R-value of section",{"$f":"1/G11","v":57.529843993008647},null,null,null,null,{"$f":"L6*L7-(L9-L10)-SQRT(L6^2*L7^2-2*L6*L7*(L9-L10))","v":2.8473794748947512E-2},0.20727419950907233,0.77143312876000181,1.4695547966417521,2.956909736998611,5.3224892916293243,"H=extra depth of insulation due to piling effect"]
[null,null,null,null,null,null,null,null,null,null,null,{"$f":"3.5/L7","v":10.5},10.5,10.5,10.5,10.5,10.5,"Xw=horizontal distance from the edge to point where insulation is on top of framing member"]
[null,null,null,null,null,"R49 Adv Attic",null,null,null,null,null,{"$f":"(L12+L9)/L7","v":12.295421384246843},21.71182259852722,35.61429938628001,46.588664389925263,63.260729210995834,82.567467874887981,"X1=horizontal distance from edge of ceiling to full depth insulation on top of framing member"]
[null,null,null,null,null,"Parallel Path Analysis","Path A","Path B","Path C",null,null,{"$f":"Constants!$D$29","v":0.98},{"$f":"Constants!$D$29","v":0.98},{"$f":"Constants!$D$29","v":0.98},{"$f":"Constants!$D$29","v":0.98},{"$f":"Constants!$D$29","v":0.98},{"$f":"Constants!$D$29","v":0.98},"Kw=thermal conductivity of wood framing member"]
[null,null,null,null,null,"Inside Air Film",{"$f":"Constants!$E$31","v":0.61},{"$f":"G16","v":0.61},{"$f":"H16","v":0.61},null,null,{"$f":"3.5/Constants!$D$29+Constants!$E$31*2+5/8/Constants!$D$16","v":5.3596103896103902},{"$f":"3.5/Constants!$D$29+Constants!$E$31*2+5/8/Constants!$D$16","v":5.3596103896103902},{"$f":"3.5/Constants!$D$29+Constants!$E$31*2+5/8/Constants!$D$16","v":5.3596103896103902},{"$f":"3.5/Constants!$D$29+Constants!$E$31*2+5/8/Constants!$D$16","v":5.3596103896103902},{"$f":"3.5/Constants!$D$29+Constants!$E$31*2+5/8/Constants!$D$16","v":5.3596103896103902},{"$f":"3.5/Constants!$D$29+Constants!$E$31*2+5/8/Constants!$D$16","v":5.3596103896103902},"R2=sum of R-values of framing member, air films, and ceiling board"]
[null,null,null,null,null,"5/8\" wallboard",{"$f":"5/8/Constants!$D$16","v":0.56818181818181812},{"$f":"G17","v":0.56818181818181812},{"$f":"H17","v":0.56818181818181812},null,null,{"$f":"L16+(L9+L12-3.5)*L8","v":6.9771071321751137},15.460351469364641,27.985105332204988,37.871920650804313,52.89179886798501,70.285257123743705,"Rtruss=total R-value of heat flow path through framing member at maximum insulation depth"]
[null,null,null,null,null,"2x4 Truss",{"$f":"3.5/Constants!$D$29","v":3.5714285714285716},null,null,null,null,{"$f":"((L9+L12)-L10)/L7","v":5.5454213842468434},14.961822598527219,28.864299386280006,39.838664389925263,56.510729210995834,75.817467874887981,"Xins=horizontal distance from edge of ceiling to full depth of insulation on top of ceiling board"]
[null,null,null,null,null,"Insulation",{"$f":"(H19*Constants!$D$4-3.5)/Constants!$D$4","v":39.54054054054054},49,null,null,null,{"$f":"(1/(L6*L7*L8))*LN(1+L8*(L9+L12)/L11)+((1-(L9+L12)/(L6*L7))/(L11+L8*(L9-L10+L12)))","v":7.7118611938441967E-2},4.8596871490683306E-2,3.3542673567107398E-2,2.8196048289393413E-2,2.3936984854127527E-2,2.1483337884466429E-2,"Uins=Overall U-value of the ceiling assembly between truss framing members"]
[null,null,null,null,null,"Attic Air Film",{"$f":"Constants!$E$31","v":0.61},{"$f":"G20","v":0.61},{"$f":"H20","v":0.61},null,null,{"$f":"1/L19","v":12.967038369391625},20.577456312012057,29.812769635054362,35.465962809269726,41.776355965215352,46.547701543299375,"Rinspath"]
[null,null,null,null,null,"Path R-value",{"$f":"SUM(G16:G20)","v":44.900150930150929},{"$f":"SUM(H16:H20)","v":50.788181818181819},{"$f":"SUM(I16:I20)","v":1.7881818181818181},null,null,{"$f":"(LN(L10*L15+L13*L7*L15)-LN(L10*L15))/(L6*L7*L15)+\n(LN(L16+L10*L15-L13*L7*L8+L18*L7*L8)-LN(L16+L10*L15))/(L6*L7*L15)+\n(LN(L17)-LN(L17-L10*(L8-L15)))/(L6*L10*(L8-L15)/(L14-L18))+\n(1-L14/L6)/L17","v":0.14217201925211714},8.2876740782441893E-2,6.5775214275006044E-2,6.2129204648580141E-2,6.0735071980559177E-2,6.115194226890406E-2,"Utruss=overall u-value of the ceiling assembly at the framing members where the insulation value is reduced due to the higher thermal conductivity of the wood."]
[null,null,null,null,null,"Path U-value",{"$f":"1/G21","v":2.227164005652572E-2},{"$f":"1/H21","v":1.9689619990334185E-2},{"$f":"1/I21","v":0.55922724961870873},null,null,{"$f":"1/L21","v":7.0337328347758454},12.066111559877582,15.203295208115962,16.095490126684783,16.464951261111409,16.352710362046881,"Rtrusspath"]
[null,null,null,null,null,"Weighting Factor",{"$f":"$P$25","v":6.5625000000000003E-2},{"$f":"1-G23-I23","v":0.93237499999999995},{"$f":"I10","v":2E-3},null,null,{"$f":"1/L24","v":0.52424639580602883},0.52424639580602883,0.52424639580602883,0.52424639580602883,0.52424639580602883,0.52424639580602883,"Uvoid=overall u-value of ceiling asembly where no insulation"]
[null,null,null,null,null,"u-value of section",{"$f":"SUMPRODUCT(G23:I23,G22:I22)","v":2.0938140316434751E-2},null,null,null,null,{"$f":"Constants!$E$31*2+Constants!$D$16*5/8","v":1.9075},{"$f":"Constants!$E$31*2+Constants!$D$16*5/8","v":1.9075},{"$f":"Constants!$E$31*2+Constants!$D$16*5/8","v":1.9075},{"$f":"Constants!$E$31*2+Constants!$D$16*5/8","v":1.9075},{"$f":"Constants!$E$31*2+Constants!$D$16*5/8","v":1.9075},{"$f":"Constants!$E$31*2+Constants!$D$16*5/8","v":1.9075},"Rvoidpath"]
[null,null,null,null,null,"R-value of section",{"$f":"1/G24","v":47.759733428430636},null,null,null,null,{"$f":"M25","v":6.5625000000000003E-2},{"$f":"O25","v":6.5625000000000003E-2},{"$f":"O25","v":6.5625000000000003E-2},{"$f":"P25","v":6.5625000000000003E-2},{"$f":"(40/2+1)*1.5/(40*12)","v":6.5625000000000003E-2},{"$f":"(40/2+1)*1.5/(40*12)","v":6.5625000000000003E-2},"Truss Framing Fraction (Assumes 24\" OC spacing, 40' structure length)"]
[null,null,null,null,null,null,null,null,null,null,null,{"$f":"M26","v":5.0000000000000001E-3},{"$f":"O26","v":5.0000000000000001E-3},{"$f":"O26","v":5.0000000000000001E-3},{"$f":"P26","v":5.0000000000000001E-3},{"$f":"AVERAGE(0.002,0.008)","v":5.0000000000000001E-3},{"$f":"AVERAGE(0.002,0.008)","v":5.0000000000000001E-3},"Void Fraction, average of with and without baffles (Assumptions from Super Good Cents Heat Loss Reference Manual Volume I, page 11.)"]
[null,null,null,null,null,"R38 Adv Attic",null,null,null,null,null,{"$f":"L19*(1-L25-L26)+L21*L25+L23*L26","v":8.3623380712739837E-2},5.3224735534531692E-2,3.811145266225785E-2,3.290316341304822E-2,2.8853406376559108E-2,2.6600405336802958E-2,"Utotal=average overall u-value of ceiling assembly"]
[null,null,null,null,null,"Parallel Path Analysis","Path A","Path B","Path C",null,null,{"$f":"1/L27","v":11.958378045431644},18.788256812496694,26.238831903416528,30.39221449459281,34.657952927610424,37.593412105508456,"Rtotal"]
[null,null,null,null,null,"Inside Air Film",{"$f":"Constants!$E$31","v":0.61},{"$f":"G29","v":0.61},{"$f":"H29","v":0.61}]
[null,null,null,null,null,"5/8\" wallboard",{"$f":"5/8/Constants!$D$16","v":0.56818181818181812},{"$f":"G30","v":0.56818181818181812},{"$f":"H30","v":0.56818181818181812}]
[null,null,null,null,null,"2x4 Truss",{"$f":"3.5/Constants!$D$29","v":3.5714285714285716}]
[null,null,null,null,null,"Insulation",{"$f":"(H32*Constants!$D$4-3.5)/Constants!$D$4","v":28.540540540540544},38]
[null,null,null,null,null,"Attic Air Film",{"$f":"Constants!$E$31","v":0.61},{"$f":"G33","v":0.61},{"$f":"H33","v":0.61}]
[null,null,null,null,null,"Path R-value",{"$f":"SUM(G29:G33)","v":33.900150930150936},{"$f":"SUM(H29:H33)","v":39.788181818181819},{"$f":"SUM(I29:I33)","v":1.7881818181818181}]
[null,null,null,null,null,"Path U-value",{"$f":"1/G34","v":2.9498393740500898E-2},{"$f":"1/H34","v":2.5133091141727786E-2},{"$f":"1/I34","v":0.55922724961870873}]
[null,null,null,null,null,"Weighting Factor",{"$f":"$P$25","v":6.5625000000000003E-2},{"$f":"1-G36-I36","v":0.93237499999999995},{"$f":"I23","v":2E-3}]
[null,null,null,null,null,"u-value of section",{"$f":"SUMPRODUCT(G36:I36,G35:I35)","v":2.6487752441726232E-2}]
[null,null,null,null,null,"R-value of section",{"$f":"1/G37","v":37.753297574040189}]
[]
[null,null,null,null,null,"R30 Adv Attic"]
[null,null,null,null,null,"Parallel Path Analysis","Path A","Path B","Path C"]
[null,null,null,null,null,"Inside Air Film",{"$f":"Constants!$E$31","v":0.61},{"$f":"G42","v":0.61},{"$f":"H42","v":0.61}]
[null,null,null,null,null,"5/8\" wallboard",{"$f":"5/8/Constants!$D$16","v":0.56818181818181812},{"$f":"G43","v":0.56818181818181812},{"$f":"H43","v":0.56818181818181812}]
[null,null,null,null,null,"2x4 Truss",{"$f":"3.5/Constants!$D$29","v":3.5714285714285716}]
[null,null,null,null,null,"Insulation",{"$f":"(H45*Constants!$D$4-3.5)/Constants!$D$4","v":20.54054054054054},30]
[null,null,null,null,null,"Attic Air Film",{"$f":"Constants!$E$31","v":0.61},{"$f":"G46","v":0.61},{"$f":"H46","v":0.61}]
[null,null,null,null,null,"Path R-value",{"$f":"SUM(G42:G46)","v":25.900150930150929},{"$f":"SUM(H42:H46)","v":31.788181818181819},{"$f":"SUM(I42:I46)","v":1.7881818181818181}]
[null,null,null,null,null,"Path U-value",{"$f":"1/G47","v":3.8609813614478912E-2},{"$f":"1/H47","v":3.1458232047358939E-2},{"$f":"1/I47","v":0.55922724961870873}]
[null,null,null,null,null,"Weighting Factor",{"$f":"$P$25","v":6.5625000000000003E-2},{"$f":"1-G49-I49","v":0.93237499999999995},{"$f":"I36","v":2E-3}]
[null,null,null,null,null,"u-value of section",{"$f":"SUMPRODUCT(G49:I49,G48:I48)","v":3.2983092622843886E-2}]
[null,null,null,null,null,"R-value of section",{"$f":"1/G50","v":30.318563860424845}]

{"sheet":"(Uwindow)(SHGC)","index":41,"n_rows":10,"n_cols":3,"rows_kept":10,"cut":false,"hidden":false,"merged":[]}
["Windows","Uwindow","SHGC"]
["Single Pane Window",1.09489051094891,0.75]
["U85 Window",0.85,0.75]
["Double Pane Window",0.804640718562874,0.75]
["U50 Window",0.48099999999999998,0.65]
["U40 Window",0.38800000000000001,0.4]
["U35 Window",0.34,0.32]
["U30 Window",0.29299999999999998,0.3]
["U25 Window",0.245,0.26]
["U22 Window",0.22,0.26]

{"sheet":"(CFM50)","index":42,"n_rows":471,"n_cols":13,"rows_kept":471,"cut":false,"hidden":false,"merged":[[3,11,3,12],[1,0,3,0],[1,1,1,5],[0,0,0,5]]}
["CFM50"]
["Description","Prototype"]
[null,"1344c","1344s","2200c","2200s","2688b",null,null,null,null,null,"RBSA SF - Relationship of CFM50 to vintage, square footage, and basement"]
[null,1344,1344,2200,2200,2688,null,null,null,null,null,"Coefficient"]
["Standard Practice",{"$f":"$M$5+$M$6*1972+$M$7*B4+$M$8*0","v":2037.7820179112534},{"$f":"$M$5+$M$6*1972+$M$7*C4+$M$8*0","v":2037.7820179112534},{"$f":"$M$5+$M$6*1972+$M$7*D4+$M$8*0","v":2834.8751320549536},{"$f":"$M$5+$M$6*1972+$M$7*E4+$M$8*0","v":2834.8751320549536},{"$f":"$M$5+$M$6*1972+$M$7*F4+$M$8*1","v":2378.163296530196},null,null,null,null,null,"Intercept",49679.803330627452]
["Std. Practice Effective ACHn",0.57650983763442143,0.61248855018623527,0.4611376482817714,0.48991623593333222,0.35491155352952414,null,null,null,null,null,"Vintage",-24.793880322822197]
["0.50 ACHn",1767.3436643100783,1663.5266220826811,3073.7840887833395,2893.2243148201396,3350.3604952837404,null,null,null,null,null,"Square Footage",0.93118354456039709]
["0.35 ACHn",1237.1405650170548,1164.4686354578769,2151.6488621483377,2025.2570203740975,2345.2523466986181,null,null,null,null,null,"Basement",-911.12940527023102]
["0.35 ACHn",883.67183215503917,831.76331104134056,1536.8920443916697,1446.6121574100698,1675.1802476418702]
[]
[]
[]
[]
[]
[]
[]
[]
[]
[]
["Source: RBSA Dataset"]
[]
["siteid","ACH50","ACH622",null,"Foundation Type"]
[10016,10.345879999999999,0.52625379999999999,{"$f":"B23/C23","v":19.659487494437094},1,null,null,"crawl",{"$f":"AVERAGEIFS($D$23:$D$471,$E$23:$E$471,1)","v":19.724817682032125}]
[10062,11.533200000000001,0.74924760000000001,15.393042300035397,1,null,null,"basement",{"$f":"AVERAGEIFS($D$23:$D$471,$E$23:$E$471,4)","v":17.596431172708719}]
[10083,18.251110000000001,0.910717,20.040374781628103,1,null,null,"slab",{"$f":"AVERAGEIFS($D$23:$D$471,$D$23:$D$471,\">0\",$E$23:$E$471,2)","v":18.56614533574421}]
[10178,18.33183,0.79261619999999999,23.128255516352052,1]
[10211,19.969280000000001,0.66393259999999998,30.077269891552248,1]
[10244,15.170730000000001,0.69758310000000001,21.747559538067939,1]
[10245,20.49888,0.79246570000000005,25.867214189838119,"FLAG"]
[10292,11.71251,1.4812350000000001,7.9072598203526105,"FLAG"]
[10306,9.0234649999999998,0.44210959999999999,20.410018239821078,1]
[10352,17.660620000000002,1.1157170000000001,15.828942285543736,1]
[10388,10.516690000000001,0.57225110000000001,18.377754101302735,1]
[10398,15.919119999999999,0.98186980000000001,16.213066131578749,1]
[10408,5.5090219999999999,0.25586989999999998,21.53055908490995,1]
[10486,21.121949999999998,0.68962679999999998,30.628087539521374,4]
[10516,9.6455310000000001,0.42301919999999998,22.801638790863393,"FLAG"]
[10518,7.1652269999999998,0.39636779999999999,18.077217675098733,4]
[10540,4.7874569999999999,0.2468516,19.39406914923784,"FLAG"]
[10552,8.0822669999999999,0.41218440000000001,19.608376736237471,4]
[10561,9.9403220000000001,0.4153712,23.931177703220637,1]
[10567,4.2356319999999998,0.21606040000000001,19.603925568961269,1]
[10579,13.849259999999999,0.4008504,34.549697343447825,4]
[10605,13.286239999999999,0.76388630000000002,17.39295494630549,"FLAG"]
[10627,12.48643,0.73556290000000002,16.975339566473512,1]
[10629,8.0139370000000003,0.31133719999999998,25.740377314371688,1]
[10649,10.35432,0.42158889999999999,24.560229171119069,1]
[10661,25.468170000000001,1.63975,15.531739594450373,1]
[10664,12.868180000000001,0.9246529,13.91676811915044,4]
[10690,20.18234,1.0057320000000001,20.067314155262036,"FLAG"]
[10709,12.39967,0.93632070000000001,13.242973267599446,"FLAG"]
[10710,10.602790000000001,0.59330170000000004,17.870823562447235,"FLAG"]
[10713,13.083019999999999,0.67003449999999998,19.525890084764292,"FLAG"]
[10752,5.0752360000000003,0.23206280000000001,21.87009723230091,1]
[10801,7.0201479999999998,0.30197499999999999,{"$f":"B55/C55","v":23.247447636393741},"FLAG"]
[10809,5.4394739999999997,0.29431940000000001,18.481534006932602,1]
[10811,23.893000000000001,1.3422719999999999,17.800416011061841,1]
[10840,6.8745649999999996,0.40968070000000001,16.780299877441138,"FLAG"]
[10866,5.8756380000000004,0.32886140000000003,17.86660885102356,1]
[10887,14.3538,0.73058060000000002,19.647113542297728,"FLAG"]
[10965,12.9498,0.56686709999999996,22.844507998435613,"FLAG"]
[10990,22.900860000000002,1.3971530000000001,16.391089594339345,2]
[10995,7.4905710000000001,0.4575996,16.369269116493982,2]
[11048,13.42296,0.70128520000000005,19.140515157028837,"FLAG"]
[11051,10.57948,0.54072359999999997,19.565411977579675,1]
[11089,10.551220000000001,0.77660949999999995,13.586261821417329,"FLAG"]
[11145,7.8443610000000001,0.31609150000000003,24.816741354955763,1]
[11154,13.25911,0.99998290000000001,13.259336734658163,"FLAG"]
[11210,18.324249999999999,0.95826149999999999,19.122389869571091,"FLAG"]
[11233,6.3873030000000002,0.38456689999999999,16.609081540819037,1]
[11273,19.860240000000001,0.84319809999999995,23.553468633290329,4]
[11282,8.8015790000000003,0.4815623,18.277134651113677,4]
[11283,19.581299999999999,1.218809,16.065929936519996,4]
[11332,8.9117510000000006,0.47273100000000001,18.85163232366822,1]
[11346,8.1418800000000005,0.30907790000000002,26.342485179302695,1]
[11349,6.0027100000000004,0.42747220000000002,14.042340063283648,1]
[11352,14.58103,0.49292989999999998,29.580331807829065,1]
[11375,9.2020730000000004,0.63193370000000004,14.561769691978762,"FLAG"]
[11414,22.980899999999998,1.3015330000000001,17.656793949903687,"FLAG"]
[11418,8.1061689999999995,0.3226774,25.121588930616149,1]
[11439,10.42179,0.33389849999999999,31.212449292225031,1]
[11452,8.7355529999999995,0.56156030000000001,15.555859272815402,"FLAG"]
[11475,8.1258820000000007,0.32852300000000001,24.734590881003768,"FLAG"]
[11504,8.8913530000000005,0.49766189999999999,17.866252168389824,1]
[11531,7.2601310000000003,0.30258289999999999,23.993857551104178,2]
[11552,13.29147,0.6226429,21.346858688985293,"FLAG"]
[11653,4.8030629999999999,0.2983962,{"$f":"B87/C87","v":16.096260609216873},1]
[11679,10.868740000000001,0.43192190000000003,25.163669635644776,"FLAG"]
[11713,9.9550389999999993,0.49143100000000001,20.257246693839011,1]
[11732,11.97842,0.68240239999999996,17.553308722243649,4]
[11766,8.4958639999999992,0.38564710000000002,22.030151400075351,1]
[11774,10.2163,0.39753670000000002,25.699010934084829,"FLAG"]
[11775,13.697839999999999,0.57026949999999998,24.019941448736081,1]
[11802,10.81072,0.670072,16.133669217636314,1]
[11808,18.895219999999998,1.0290919999999999,18.36106004127911,4]
[11815,13.190390000000001,0.85416009999999998,15.442526524008791,1]
[11842,10.617419999999999,0.46437450000000002,22.863916946343949,4]
[11871,7.1358290000000002,0.42669580000000001,16.723457320179858,2]
[11900,14.944599999999999,0.41077619999999998,36.381367761812882,1]
[11914,11.874560000000001,0.67573000000000005,17.572935935950749,1]
[11925,7.4601860000000002,0.28022619999999998,26.622014643884121,1]
[11943,9.0299150000000008,0.43486639999999999,20.764802707222266,"FLAG"]
[11958,17.29777,0.74122529999999998,23.336723665530574,"FLAG"]
[11967,10.024929999999999,0.38783430000000002,25.848487356585014,1]
[11992,13.705640000000001,0.98078410000000005,13.974166179896269,4]
[12039,8.3187569999999997,0.33568900000000002,24.781142664787943,1]
[12054,12.862,0.99918479999999998,12.872493656829047,4]
[12062,9.9041250000000005,0.33905180000000001,29.211244417519683,1]
[12063,12.38791,0.57288830000000002,21.623604461812189,1]
[12131,20.417490000000001,0.81715349999999998,24.986113380166643,1]
[12144,10.38167,0.426423,24.345942878315661,1]
[12146,12.933820000000001,0.94295260000000003,13.716299207404488,"FLAG"]
[12148,14.164429999999999,0.64493049999999996,21.962723115126359,4]
[12186,11.280760000000001,0.7203541,15.660020537121953,4]
[12197,8.2463010000000008,0.36473709999999998,22.608890074522172,4]
[12207,8.8518740000000005,0.51762350000000001,17.100989425711933,1]
[12230,9.4104189999999992,0.50822160000000005,18.516369630885421,"FLAG"]
[12274,8.8755830000000007,0.49223990000000001,18.031010895297193,1]
[12295,6.6243489999999996,0.35395949999999998,{"$f":"B119/C119","v":18.714991404383834},1]
[12320,4.1790250000000002,0.23386219999999999,17.86960440806595,"FLAG"]
[12370,8.1130030000000009,0.3231155,25.108677856679734,4]
[12376,19.537780000000001,1.1708719999999999,16.686520815255641,1]
[12377,17.860309999999998,1.0597780000000001,16.852878621749081,1]
[]
[12399,13.22836,0.69563430000000004,{"$f":"B125/C125","v":19.016256098930143},3]
[12408,9.7639320000000005,0.57238109999999998,17.058445850151237,1]
[12427,8.0239150000000006,0.41323090000000001,19.417509678003267,4]
[12507,8.8084910000000001,0.43583899999999998,20.210424032727683,"FLAG"]
[12514,11.967219999999999,0.64246329999999996,18.627087337128827,4]
[12556,4.901573,0.22596569999999999,21.69166824876519,1]
[12561,18.841889999999999,0.77288060000000003,24.378785028373073,"FLAG"]
[12572,25.493690000000001,1.0838099999999999,23.522287116745556,1]
[12614,8.8244880000000006,0.60508890000000004,14.583787605424591,4]
[12643,7.6610180000000003,0.48557810000000001,15.777107740237874,"FLAG"]
[12657,9.716939,0.56244419999999995,17.27627202840744,"FLAG"]
[12669,7.7080390000000003,0.39570070000000002,19.479467688583821,"FLAG"]
[12737,24.296320000000001,2.1919749999999998,11.084214007915238,1]
[12743,10.37846,0.66760220000000003,15.545874474350144,1]
[12773,12.82644,0.51998580000000005,24.666904365465363,1]
[12889,8.6023949999999996,0.65823319999999996,13.06891691272941,1]
[12906,6.5540500000000002,0.28404059999999998,23.074342189109586,4]
[12944,15.170920000000001,0.9326757,16.266018295534021,"FLAG"]
[12956,5.7455860000000003,0.23960529999999999,23.979377751660753,"FLAG"]
[12975,7.7800419999999999,0.32392949999999998,24.01770138255392,1]
[12977,6.9501030000000004,0.32695109999999999,21.257316461085466,2]
[12994,10.09751,0.6826894,14.790781869470948,4]
[13017,null,null,{"$error":"#DIV/0!"},"FLAG"]
[13019,8.5930119999999999,0.29998710000000001,28.644605051350542,"FLAG"]
[13041,12.927250000000001,0.60291709999999998,21.441173255825721,1]
[13051,6.1034819999999996,0.46685189999999999,13.073700674667919,1]
[13055,4.969951,0.19852810000000001,25.033992669047855,"FLAG"]
[13094,8.4276970000000002,0.39822269999999999,21.163276227096045,"FLAG"]
[13127,6.3851440000000004,0.32170019999999999,19.848119460292533,1]
[13129,11.546060000000001,0.7574552,15.243224945844982,1]
[13222,7.4201379999999997,0.41492410000000002,17.883121274469232,4]
[13246,9.2360900000000008,0.57244090000000003,16.134573892256824,4]
[13248,7.8422780000000003,0.30220760000000002,25.949969491170968,1]
[13261,5.7239190000000004,0.29579450000000002,19.35099875082194,4]
[13265,5.8445010000000002,0.31223400000000001,18.71833624781414,2]
[13292,17.275549999999999,0.72184199999999998,23.932591896841689,1]
[13336,10.0723,0.57194009999999995,17.610760287659495,"FLAG"]
[13347,18.23208,1.000041,18.231332515366869,1]
[13400,10.652990000000001,0.389874,27.324186788552201,1]
[13401,20.186419999999998,0.79845250000000001,25.281929732826935,1]
[13427,6.5912649999999999,0.38759710000000003,17.005454891174367,"FLAG"]
[13445,5.0893620000000004,0.32392500000000002,15.711544338967354,1]
[13451,10.571949999999999,0.49577850000000001,21.323938008606664,1]
[13505,15.63284,0.95662879999999995,16.341594566251821,1]
[13514,6.6446050000000003,0.25254840000000001,26.310224099618132,1]
[13554,4.5787940000000003,0.21271409999999999,21.5255782291818,1]
[13691,8.2268260000000009,0.49819400000000003,16.513298032493367,1]
[13713,19.838080000000001,1.0505800000000001,18.882978925926633,"FLAG"]
[13817,9.6179290000000002,0.36987890000000001,26.002913385975788,"FLAG"]
[13880,6.3729789999999999,0.37344850000000002,17.065215150147878,1]
[13895,16.376919999999998,0.74465389999999998,21.992659945781522,1]
[13903,10.121230000000001,0.52282569999999995,19.358707882952199,"FLAG"]
[13912,14.359260000000001,0.70388410000000001,20.400034607970262,1]
[13948,23.761620000000001,1.303965,18.22259033026193,"FLAG"]
[13956,11.82419,0.60392330000000005,19.578959778501673,"FLAG"]
[13970,15.308439999999999,1.093043,14.005341052456307,"FLAG"]
[13974,10.6617,0.3518192,30.304485940505806,1]
[13975,4.8191740000000003,0.31981199999999999,15.068771653346342,1]
[14000,16.34299,0.94416429999999996,17.30947675102734,4]
[14012,3.0391300000000001,0.1579255,19.244073946259473,1]
[14015,4.640415,0.24388489999999999,19.02706973658476,1]
[14037,24.439879999999999,1.472631,16.59606513783833,"FLAG"]
[14073,11.67177,0.74913560000000001,15.580316834495651,4]
[14102,13.314030000000001,0.74381629999999999,17.899621183348632,1]
[14122,17.8231,0.69864479999999995,{"$f":"B189/C189","v":25.510960648386707},"FLAG"]
[14140,5.336411,0.3135347,17.020160766894382,"FLAG"]
[14150,15.550610000000001,0.93274020000000002,16.671962889559172,1]
[14153,10.20248,0.59251240000000005,17.219015163226963,1]
[14174,8.7170769999999997,0.4064603,21.446318373528729,"FLAG"]
[14181,20.63654,1.3161970000000001,15.678914326654748,4]
[14211,8.419943,0.41469990000000001,20.303701544176885,4]
[14222,11.79054,0.78977960000000003,14.928899151104941,"FLAG"]
[14264,9.054354,0.4675069,19.36731628987722,"FLAG"]
[14273,7.9260760000000001,0.43537809999999999,18.205040630201658,"FLAG"]
[14277,6.6329900000000004,0.29128589999999999,22.771407747508551,1]
[14284,8.1172160000000009,0.43049599999999999,18.855496915186205,4]
[14285,13.7867,0.72509089999999998,19.013753999670939,"FLAG"]
[14300,17.081910000000001,0.68059689999999995,25.098424632848022,1]
[14329,7.3058339999999999,0.33614699999999997,21.734044926773109,1]
[14331,7.5684519999999997,0.27988980000000002,27.040828211674736,"FLAG"]
[14423,10.56109,0.62996410000000003,16.764590236173774,"FLAG"]
[14508,5.48705,0.33433410000000002,16.411876622815321,4]
[14542,7.7339760000000002,0.4562908,16.949664556024359,1]
[14545,9.9061920000000008,0.4418685,22.418868962145979,1]
[14560,6.4629779999999997,0.3352696,19.276958006332812,1]
[14577,11.29546,0.43175819999999998,26.161541344206089,"FLAG"]
[14646,10.575609999999999,0.55003919999999995,19.227011456637999,1]
[14674,12.396610000000001,0.5550813,22.332962756987133,1]
[20016,12.338620000000001,0.65369929999999998,18.875069928941336,1]
[20020,9.0701610000000006,0.40635529999999997,22.320764611658813,1]
[20051,11.245939999999999,0.56086990000000003,20.050888806833811,1]
[20065,20.670459999999999,0.92585660000000003,22.325768374929766,1]
[20080,4.4015120000000003,0.30593029999999999,14.387303251753751,4]
[20095,5.9029550000000004,0.36159720000000001,16.324670102533979,2]
[20108,7.5330899999999996,0.35893209999999998,20.987507107890323,1]
[20152,2.8657629999999998,0.15363689999999999,18.652830146924337,4]
[20182,9.8266010000000001,0.50131119999999996,19.60179824428419,1]
[20185,6.8972499999999997,0.4338767,15.896797408111567,2]
[20200,9.652908,0.51013500000000001,18.922261754241525,1]
[20215,5.0097149999999999,0.23492060000000001,21.325141345629117,"FLAG"]
[20230,8.8875069999999994,0.74122710000000003,11.990261823940326,4]
[20340,9.1239240000000006,0.44073830000000003,20.701454808896798,4]
[20374,10.759320000000001,0.54546399999999995,19.725078098646293,1]
[20395,25.98771,1.9673609999999999,13.209426231383055,3]
[20448,6.2086560000000004,0.27280450000000001,22.758627515308582,1]
[20457,11.930009999999999,0.48677049999999999,24.508490140630954,1]
[20469,2.2644739999999999,0.10958080000000001,20.664879248919515,4]
[20477,5.48048,0.22926959999999999,23.904084972451649,1]
[20485,4.3743689999999997,0.21883820000000001,19.989055841256231,"FLAG"]
[20553,18.206890000000001,1.179592,15.434904611085868,"FLAG"]
[20559,11.85402,0.62676480000000001,18.913027662051221,1]
[20565,6.5602049999999998,0.41420420000000002,15.83809386771066,1]
[20601,7.6563999999999997,0.43957289999999999,17.417816248453896,4]
[20613,5.4939169999999997,0.34553159999999999,15.899897433404064,4]
[20635,6.7614890000000001,0.57512209999999997,11.756614812750197,4]
[20650,14.155049999999999,0.71964510000000004,19.669487084675485,1]
[20671,13.205030000000001,0.71330479999999996,18.51246479765733,1]
[20685,7.2497790000000002,0.35253479999999998,20.564718717130905,1]
[20702,9.1700979999999994,0.58416639999999997,15.697749819229589,4]
[20707,4.5948140000000004,0.2890528,15.896106178525171,4]
[20716,6.3403359999999997,0.38839509999999999,16.324448995365803,2]
[20753,12.569470000000001,0.60128610000000005,20.904308281864491,4]
[20775,5.5483149999999997,0.41993989999999998,13.212164407335431,4]
[20792,12.391260000000001,0.79788709999999996,15.530091914006382,3]
[20807,5.5315240000000001,0.36105799999999999,15.320319727024467,"FLAG"]
[20809,13.467169999999999,0.62023879999999998,21.712878975001242,1]
[20825,10.982100000000001,0.39585310000000001,27.742867240398017,1]
[20863,13.24643,0.70912260000000005,18.680027966955219,2]
[20878,9.4703459999999993,0.44013910000000001,{"$f":"B253/C253","v":21.51671142145744},1]
[20902,11.834680000000001,0.90026550000000005,13.145766443343659,1]
[20905,14.73625,0.65036669999999996,22.658371038984622,1]
[20930,7.2061019999999996,0.38743309999999997,18.59960338959165,"FLAG"]
[20936,6.5028839999999999,0.56565500000000002,11.496201748415553,"FLAG"]
[20941,10.702170000000001,0.47856929999999998,22.362842748166255,4]
[20946,3.2058330000000002,0.1535579,20.877030748662232,4]
[20958,7.9785279999999998,0.50481810000000005,15.804758189137829,1]
[20995,9.0641130000000008,0.44903209999999999,20.185890941872533,1]
[20998,5.4862770000000003,0.37253069999999999,14.727046656825868,"FLAG"]
[21021,19.201560000000001,0.93275339999999995,20.585891190533321,1]
[21026,6.3008129999999998,0.25688689999999997,24.527576143431215,2]
[21049,6.845898,0.39545330000000001,17.311520728237696,4]
[21085,4.3740920000000001,0.29219319999999999,14.969862406106646,2]
[21107,11.965529999999999,0.65632690000000005,18.231052239364253,1]
[21137,4.1991990000000001,0.27468160000000003,15.287514707938207,4]
[21143,6.3207509999999996,0.33451019999999998,18.895540405045946,1]
[21155,5.0420179999999997,0.35451389999999999,14.222342198712095,"FLAG"]
[21203,17.792899999999999,1.0684260000000001,16.653376087815158,1]
[21214,3.54792,0.19584289999999999,18.116153304510913,4]
[21219,8.3356030000000008,0.55166360000000003,15.109938375488252,1]
[21228,7.3241430000000003,0.67658629999999997,10.825142335870533,"FLAG"]
[21233,7.2738290000000001,0.43215049999999999,16.831703307065478,1]
[21252,6.802187,0.26213160000000002,25.949511619354553,1]
[21264,8.8704199999999993,0.59777150000000001,14.839148403696059,"FLAG"]
[21296,29.0276,1.3994329999999999,20.742400672272272,"FLAG"]
[21298,6.9458250000000001,0.46779799999999999,14.84791512575941,"FLAG"]
[21316,26.04759,1.3773409999999999,18.911504122798931,1]
[21319,3.845405,0.19600090000000001,19.61932317657725,"FLAG"]
[21334,16.75348,1.171708,14.298340542182865,1]
[21343,10.449479999999999,0.44511149999999999,23.476095315443434,"FLAG"]
[21345,7.3893899999999997,0.36929869999999998,20.009249964865838,"FLAG"]
[21350,14.08014,1.255968,11.210588167851411,1]
[21355,6.9804539999999999,0.31988909999999998,21.821481257098164,1]
[21366,4.9045930000000002,0.31444729999999999,15.597503937861767,1]
[21367,32.284190000000002,0.95666839999999997,33.746478926240279,"FLAG"]
[21390,9.0209259999999993,0.45556410000000003,19.801661281035969,"FLAG"]
[21391,3.0829230000000001,0.14531330000000001,21.215697393149835,1]
[21403,4.4503529999999998,0.33769519999999997,13.178608994146201,4]
[21405,9.5375390000000007,0.60869399999999996,15.668856601182206,"FLAG"]
[21414,6.2723399999999998,0.3175248,19.75385859624193,1]
[21419,16.521709999999999,1.364174,12.111145645643443,1]
[21431,6.0164439999999999,0.38160119999999997,15.7663131038372,4]
[21437,4.7021189999999997,0.2433524,19.322262693936857,"FLAG"]
[21452,8.5515810000000005,0.45457989999999998,18.812052622652256,1]
[21456,9.5818820000000002,0.45640619999999998,20.9941977124763,1]
[21460,5.4625170000000001,0.27112619999999998,20.147506954326069,4]
[21471,12.395440000000001,0.44179000000000002,28.057312297698001,1]
[21484,6.9605670000000002,0.2723933,25.553370806110134,4]
[21487,13.12785,0.83752709999999997,15.674537576157238,4]
[21494,13.15795,1.0799620000000001,12.183715723331005,"FLAG"]
[21499,13.263,0.73456290000000002,18.055635535091685,"FLAG"]
[21504,21.133959999999998,0.96762700000000001,21.84101931839438,4]
[21531,6.6456759999999999,0.3016123,22.033836153233803,1]
[21566,6.2789219999999997,0.44596469999999999,14.079414805700988,4]
[21588,4.4091089999999999,0.2074367,21.255202189390786,2]
[21598,8.0005880000000005,0.54606060000000001,14.65146542343469,1]
[21615,8.2698879999999999,0.45249040000000001,18.276383322165508,1]
[21668,5.4162270000000001,0.2882788,18.788155771426826,1]
[21678,7.4470190000000001,0.42560910000000002,17.497320898448834,2]
[21680,13.78866,1.3770450000000001,10.01322396871562,"FLAG"]
[21692,14.216939999999999,0.86008439999999997,16.529703363995441,1]
[21700,25.05847,1.678755,14.926817790565032,1]
[21703,8.2233160000000005,0.61154739999999996,13.446735281680539,1]
[21708,8.9962590000000002,0.50082340000000003,{"$f":"B317/C317","v":17.962936635947919},1]
[21719,6.9755320000000003,0.47336070000000002,14.736187435923599,4]
[21720,6.2258069999999996,0.35562660000000001,17.506584153153895,1]
[21722,4.1326169999999998,0.25356000000000001,16.29837908187411,4]
[21733,3.6521520000000001,0.22008800000000001,16.5940532877758,4]
[21746,7.6951219999999996,0.4982473,15.444382739254181,1]
[21768,15.64902,0.82594939999999994,18.946705451932043,1]
[21777,4.7025410000000001,0.3726295,12.619883825623038,4]
[21783,8.083259,0.50934120000000005,15.870027792764455,2]
[21787,8.7272210000000001,0.4444554,19.635763228436421,1]
[21791,6.7216100000000001,0.25963350000000002,25.888839460239144,1]
[21799,8.2134929999999997,0.45257750000000002,18.148257480762961,4]
[21818,4.8485180000000003,0.46844799999999998,10.350173338342785,2]
[21828,7.5477290000000004,0.46706700000000001,16.159842163972193,2]
[21898,5.6745200000000002,0.52709740000000005,10.765600437414413,4]
[21905,5.0061679999999997,0.30150769999999999,16.603781594964239,4]
[21922,5.6957079999999998,0.206536,27.577313398148505,2]
[21936,9.4926820000000003,0.43644899999999998,21.74980811045506,2]
[22024,4.2603650000000002,0.20916509999999999,20.368431444825166,4]
[22041,4.2755369999999999,0.24633550000000001,17.356560463270618,4]
[22047,2.5526409999999999,0.14361280000000001,17.774467178413065,4]
[22059,9.7948520000000006,0.57215190000000005,17.119320935576724,1]
[22084,3.2310669999999999,0.1471691,21.954792140469703,4]
[22095,19.83644,1.5931770000000001,12.450870179521797,"FLAG"]
[22125,34.756140000000002,1.8093919999999999,19.208739731357277,1]
[22131,10.13021,0.47774709999999998,21.204126618455664,1]
[22138,5.6833869999999997,0.45896690000000001,12.382999732660458,1]
[22144,8.3356069999999995,0.39739380000000002,20.9756845728343,1]
[22172,6.5669029999999999,0.39308080000000001,16.706242075420626,1]
[22177,6.2560969999999996,0.4282357,14.60900387333424,"FLAG"]
[22179,13.08442,0.60813859999999997,21.515522941645212,1]
[22181,17.143599999999999,1.365451,12.555265622860139,1]
[22191,7.035647,0.4703677,14.957759642084268,1]
[22215,4.0539360000000002,0.18911169999999999,21.436727605959867,1]
[22222,11.2075,0.48442269999999998,23.135786163612895,1]
[22232,3.1557439999999999,0.14441760000000001,21.851519482389957,4]
[22245,8.4237179999999992,0.33552769999999998,25.10587948476385,2]
[22280,16.697040000000001,1.122968,14.86866945451696,"FLAG"]
[22284,4.2026560000000002,0.21874560000000001,19.212528160566428,2]
[22306,3.8951310000000001,0.23765069999999999,16.390151596439651,4]
[22369,18.261559999999999,1.4830939999999999,12.313150751065004,1]
[22445,5.1056910000000002,0.2264727,22.5443993911849,1]
[22458,4.8369150000000003,0.28847850000000003,16.766986101217249,4]
[22493,4.6827750000000004,0.31246750000000001,14.98643858961332,"FLAG"]
[22509,32.812240000000003,1.801034,18.218556673555302,"FLAG"]
[22514,5.8952989999999996,0.47139910000000002,12.505961509048277,1]
[22515,9.9036200000000001,0.2868424,34.526346174763567,1]
[22546,8.9151129999999998,0.51188909999999999,17.416102433124674,"FLAG"]
[22557,7.0209510000000002,0.30389539999999998,23.103182871474857,1]
[22576,7.7645549999999997,0.38992729999999998,19.912827339865661,1]
[22580,18.46077,1.342217,13.753938446614818,1]
[22597,10.41164,0.47465420000000003,21.935210938826621,1]
[22607,10.50562,0.43933759999999999,23.912408134427832,1]
[22612,4.3300650000000003,0.2142887,20.206688453474218,1]
[22615,6.4551220000000002,0.33515790000000001,19.259942850817481,1]
[22618,24.027539999999998,1.68899,14.225981207704011,1]
[22641,3.2910699999999999,0.24506230000000001,13.429523839448173,4]
[22673,4.1636879999999996,0.21419769999999999,19.438528051421653,4]
[22681,4.6766639999999997,0.3499294,13.364592972182388,4]
[22693,12.44318,0.62844840000000002,19.799843551196883,1]
[22699,10.68459,0.57791570000000003,18.488146281542445,1]
[22702,8.5075079999999996,0.38451259999999998,22.1254336008755,1]
[22705,5.2939249999999998,0.36020669999999999,14.696908747116586,4]
[22721,9.8261660000000006,0.51810840000000002,18.965463597965215,1]
[22787,7.1825070000000002,0.42711270000000001,{"$f":"B381/C381","v":16.816421052335837},"FLAG"]
[22822,9.7150069999999999,0.489037,19.865586857436146,3]
[22833,2.1591779999999998,8.7413679999999994E-2,24.700687581165784,4]
[22878,3.9175779999999998,0.34850769999999998,11.24100844830688,4]
[22890,5.3355540000000001,0.35503010000000002,15.028455333787191,"FLAG"]
[22903,5.2478040000000004,0.23664080000000001,22.176243488020663,1]
[22919,7.7641400000000003,0.37301499999999999,20.814551693631625,1]
[22938,8.0213439999999991,0.49694339999999998,16.141363382630697,4]
[22965,5.8038460000000001,0.3124326,18.576313739347302,1]
[22977,6.1399109999999997,0.48616169999999997,12.629359737716895,1]
[22993,4.4106719999999999,0.2824219,15.617315795977579,2]
[23021,13.56573,0.72658069999999997,18.670644568456058,"FLAG"]
[23028,6.4922950000000004,0.41923300000000002,15.486125853642246,4]
[23029,11.439410000000001,0.67847029999999997,16.860590655184172,"FLAG"]
[23049,9.1237580000000005,0.6075469,15.017372321379634,4]
[23110,5.3819689999999998,0.2049598,26.258656575582137,"FLAG"]
[23138,6.1165269999999996,0.29360130000000001,20.832765386256803,4]
[23145,4.5750159999999997,0.2281695,20.050953348278362,1]
[23151,7.3862209999999999,0.4605957,16.036235249265246,1]
[23178,2.8047499999999999,0.17812140000000001,15.746283152950738,4]
[23185,0.45396150000000002,3.773642E-2,12.029797739160207,4]
[23192,3.2201439999999999,0.17241790000000001,18.676390328382375,1]
[23196,8.3381720000000001,0.53259690000000004,15.6556900725483,1]
[23267,4.6492279999999999,0.23830689999999999,19.509414121034684,4]
[23278,8.4579769999999996,0.36141879999999998,23.402150081844109,1]
[23282,3.9012899999999999,0.20592079999999999,18.94558490448755,4]
[23345,5.9107589999999997,0.49333189999999999,11.981303053785899,1]
[23380,8.6982300000000006,0.38754549999999999,22.444409753177371,"FLAG"]
[23384,15.817019999999999,0.84831140000000005,18.645299355873323,"FLAG"]
[23387,3.7332869999999998,0.2191661,17.034053167894122,"FLAG"]
[23391,6.6589239999999998,0.3519796,18.918494140001293,1]
[23400,16.257680000000001,1.03468,15.712761433486682,"FLAG"]
[23403,11.36214,0.44239299999999998,25.683362982687342,"FLAG"]
[23424,5.0505019999999998,0.42576900000000001,11.86207074728315,2]
[23427,4.8163530000000003,0.32822869999999998,14.673771672007964,4]
[23444,5.814127,0.25588929999999999,22.721258763066686,1]
[23449,9.6429299999999998,0.5006794,19.259689933318608,1]
[23489,7.1327379999999998,0.61101910000000004,11.67351069712878,1]
[23501,20.368569999999998,1.186944,17.160514733635285,"FLAG"]
[23511,5.1942690000000002,0.2571561,20.198894756920019,2]
[23538,9.3495930000000005,0.43284889999999998,21.600131131209992,1]
[23556,19.289010000000001,1.0664819999999999,18.086578113835959,1]
[23559,25.507470000000001,1.979673,12.884688531893904,1]
[23564,13.756539999999999,1.029914,13.356979320603466,4]
[23618,4.190798,0.15962560000000001,26.253921676723532,1]
[23624,2.4203250000000001,0.1390757,17.402932359858696,1]
[23714,16.12407,0.71845579999999998,22.442674970401796,"FLAG"]
[23721,3.5830609999999998,0.16973679999999999,21.109511903134734,4]
[23724,8.654102,0.48987849999999999,17.665813053644936,1]
[23734,12.149100000000001,0.53374339999999998,22.762061320102507,2]
[23746,21.457360000000001,1.2682070000000001,16.919446115657774,"FLAG"]
[23762,8.2888719999999996,0.50846639999999999,16.30171039816987,1]
[23835,12.164,0.64712230000000004,18.797065098822895,"FLAG"]
[23857,1.9623170000000001,0.20704629999999999,9.4776723853553531,1]
[23860,16.03388,0.94224799999999997,17.016624073492331,"FLAG"]
[23910,4.6102499999999997,0.25498029999999999,18.080808595801322,"FLAG"]
[23913,4.743017,0.2405784,19.715057544650726,"FLAG"]
[23914,2.4726309999999998,0.19805500000000001,12.484567418141424,"FLAG"]
[23932,7.6231239999999998,0.48079070000000002,15.855389881709442,1]
[23936,4.9965580000000003,0.3019017,16.550281101431363,4]
[23939,6.9123299999999999,0.68373980000000001,10.109591397195249,"FLAG"]
[23946,7.4575779999999998,0.38028729999999999,19.610378784671482,1]
[23986,5.1377839999999999,0.32581789999999999,15.768881942950342,"FLAG"]
[23995,8.0448330000000006,0.51087269999999996,15.747236053130264,"FLAG"]
[24016,4.285863,0.1816498,{"$f":"B445/C445","v":23.594096993225428},4]
[24048,4.828354,0.2978904,16.20849144517581,2]
[24196,8.9592410000000005,0.80173410000000001,11.174828412562221,"FLAG"]
[24203,4.8655629999999999,0.28201140000000002,17.253072038931759,1]
[24209,null,null,{"$error":"#DIV/0!"},2]
[24296,4.0804159999999996,0.18446380000000001,22.12041603826875,4]
[24342,13.43052,0.66759780000000002,20.117681634061704,"FLAG"]
[24375,4.8728259999999999,0.24757419999999999,19.682285149260302,2]
[24378,5.0430970000000004,0.2499092,20.17971727331367,4]
[24400,6.495228,0.41725689999999999,15.566496323967321,4]
[24401,8.2455580000000008,0.53174410000000005,15.506628094228033,4]
[24418,7.7766970000000004,0.60414920000000005,12.872146483021082,"FLAG"]
[24451,8.568892,0.3805521,22.517000957293362,1]
[24456,3.2858719999999999,0.24048990000000001,13.663243238073616,1]
[24462,9.9281550000000003,0.55702390000000002,17.823570945519574,"FLAG"]
[24495,6.3070570000000004,0.28290710000000002,22.293738828046379,1]
[24536,2.281698,0.1384843,16.476221492255799,4]
[24550,16.09187,0.6325461,25.439837507495501,1]
[24551,6.8713059999999997,0.63912219999999997,10.75116151496537,4]
[24622,37.637920000000001,3.5788760000000002,10.516687362177398,4]
[24672,5.5418560000000001,0.34932079999999999,15.864660793173497,4]
[24684,11.13294,0.54872569999999998,20.288716201920195,"FLAG"]
[24696,11.01938,0.49324020000000002,22.340798661585165,"FLAG"]
[24770,6.1103820000000004,0.43187809999999999,14.148395114269514,1]
[24808,11.1548,0.62636179999999997,17.808876594964765,1]
[24822,4.5704650000000004,0.42488120000000001,10.757042203797203,4]
[24866,11.623860000000001,0.45350089999999998,25.63139345478697,"FLAG"]

{"sheet":"Constants","index":43,"n_rows":104,"n_cols":7,"rows_kept":104,"cut":false,"hidden":false,"merged":[[37,0,56,0],[2,0,13,0],[14,0,24,0],[26,0,27,0],[28,0,29,0],[30,0,36,0]]}
["Material R- and U- Values"]
["Type","Material","Density (lb/ft3)","Conductivity k (Btu*in/h*ft2*degF)","Resistance, R (h*ft2*degF/Btu)","Source"]
["Insulation","Glass-fiber batts",{"$f":"AVERAGE(0.47,0.51)","v":0.49},{"$f":"AVERAGE(0.32,0.33)","v":0.32500000000000001},null,"ASHRAE Handbook - Fundamentals - 2013, page 26.7, Table 1"]
[null,"Glass fiber, attics 4 to 12\"",{"$f":"AVERAGE(0.4,0.5)","v":0.45},{"$f":"AVERAGE(0.36,0.38)","v":0.37},null,"ASHRAE Handbook - Fundamentals - 2013, page 26.8, Table 1"]
[null,"Glass fiber, attics 12 to 22\"",{"$f":"AVERAGE(0.5,0.6)","v":0.55000000000000004},{"$f":"AVERAGE(0.34,0.36)","v":0.35},null,"ASHRAE Handbook - Fundamentals - 2013, page 26.8, Table 1"]
[null,"Glass fiber, closed attic or wall cavity",{"$f":"AVERAGE(1.8,2.3)","v":2.0499999999999998},{"$f":"AVERAGE(0.24,0.25)","v":0.245},null,"ASHRAE Handbook - Fundamentals - 2013, page 26.8, Table 1"]
[null,"Cellulose fiber, loose fill, attic application up to 4\"",{"$f":"AVERAGE(1,1.2)","v":1.1000000000000001},{"$f":"AVERAGE(0.31,0.32)","v":0.315},null,"ASHRAE Handbook - Fundamentals - 2013, page 26.8, Table 1"]
[null,"Cellulose fiber, loose fill, attic application over 4\"",{"$f":"AVERAGE(1.2,1.6)","v":1.4},{"$f":"AVERAGE(0.27,0.28)","v":0.27500000000000002},null,"ASHRAE Handbook - Fundamentals - 2013, page 26.8, Table 1"]
[null,"Cellulose fiber, loose fill, wall application, densely packed",3.5,{"$f":"AVERAGE(0.27,0.28)","v":0.27500000000000002},null,"ASHRAE Handbook - Fundamentals - 2013, page 26.8, Table 1"]
[null,"Extruded polystyrene, smooth skin",{"$f":"AVERAGE(1.4,3.6)","v":2.5},0.2,null,"ASHRAE Handbook - Fundamentals - 2013, page 26.7, Table 1"]
[null,"Expanded polystyrene, molded beads",{"$f":"AVERAGE(1,1.8)","v":1.4},{"$f":"AVERAGE(0.23,0.26)","v":0.245},null,"ASHRAE Handbook - Fundamentals - 2013, page 26.7, Table 1"]
[null,"Polyisocyanurate, unfaced",{"$f":"AVERAGE(1.6,2.3)","v":1.95},{"$f":"AVERAGE(0.16,0.17)","v":0.16500000000000001},null,"ASHRAE Handbook - Fundamentals - 2013, page 26.7, Table 1"]
[null,"Polyurethane foam, low density, open cell",{"$f":"AVERAGE(0.45,0.65)","v":0.55000000000000004},{"$f":"AVERAGE(0.26,0.29)","v":0.27500000000000002},null,"ASHRAE Handbook - Fundamentals - 2013, page 26.8, Table 1"]
[null,"Polyurethane foam, medium density, closed cell",{"$f":"AVERAGE(1.9,3.2)","v":2.5499999999999998},{"$f":"AVERAGE(0.14,0.2)","v":0.17},null,"ASHRAE Handbook - Fundamentals - 2013, page 26.8, Table 1"]
["Buidling Board and Siding","Fiber/cement board",88,1.7,null,"ASHRAE Handbook - Fundamentals - 2013, page 26.8, Table 1"]
[null,"Gypsum or plaster board",40,1.1000000000000001,null,"ASHRAE Handbook - Fundamentals - 2013, page 26.8, Table 1"]
[null,"Oriented strand board (OSB) 7/16\"",41,null,0.62,"ASHRAE Handbook - Fundamentals - 2013, page 26.8, Table 1"]
[null,"Oriented strand board (OSB) 1/2\"",41,null,0.68,"ASHRAE Handbook - Fundamentals - 2013, page 26.8, Table 1"]
[null,"Plywood (douglas fir) 1/2\"",29,null,0.79,"ASHRAE Handbook - Fundamentals - 2013, page 26.8, Table 1"]
[null,"Plywood (douglas fir) 5/8\"",34,null,0.85,"ASHRAE Handbook - Fundamentals - 2013, page 26.8, Table 1"]
[null,"Plywood 3/4\"",28,null,1.08,"ASHRAE Handbook - Fundamentals - 2013, page 26.8, Table 1"]
[null,"Siding, T-111 1/2\"",null,null,0.62,"Super Good Cents Heat Loss Reference Manual, Volume I, Table 2"]
[null,"Siding, Hardboard 7/16\"",null,null,0.15,"ASHRAE Handbook - Fundamentals - 2013, page 26.9, Table 1"]
[null,"Siding, Wood bevel 8\" lapped 1/2\"",null,null,0.81,"ASHRAE Handbook - Fundamentals - 2013, page 26.9, Table 1"]
[null,"Siding, Wood bevel 10\" lapped 3/4\"",null,null,1.05,"ASHRAE Handbook - Fundamentals - 2013, page 26.9, Table 1"]
["Roofing","Asphalt shingles",70,null,0.44,"ASHRAE Handbook - Fundamentals - 2013, page 26.9, Table 1"]
["Masonry Materials","Brick, fired clay",120,{"$f":"AVERAGE(5.6,6.8)","v":6.1999999999999993},null,"ASHRAE Handbook - Fundamentals - 2013, page 26.9, Table 1"]
[null,"Concrete",130,{"$f":"AVERAGE(7,13)","v":10},null,"ASHRAE Handbook - Fundamentals - 2013, page 26.10, Table 1"]
["Wood","Douglas fir",{"$f":"AVERAGE(34,36)","v":35},{"$f":"AVERAGE(0.95,1.01)","v":0.98},null,"ASHRAE Handbook - Fundamentals - 2013, page 26.11, Table 1"]
[null,"Oak",{"$f":"AVERAGE(41,47)","v":44},{"$f":"AVERAGE(1.12,1.25)","v":1.1850000000000001},null,"ASHRAE Handbook - Fundamentals - 2013, page 26.11, Table 1"]
["Surface Air Film Coefficients","Indoor Horizonal Surface with Upward heat flow (ε=0.90)",null,null,0.61,"ASHRAE Handbook Fundamentals 2013, page 26.20, Table 10"]
[null,"Indoor Sloping at 45° Surface with Upward heat flow (ε=0.90)",null,null,0.62,"ASHRAE Handbook Fundamentals 2013, page 26.20, Table 10"]
[null,"Indoor Vertical Surface with Horizonal heat flow (ε=0.90)",null,null,0.68,"ASHRAE Handbook Fundamentals 2013, page 26.20, Table 10"]
[null,"Indoor Sloping at 45° Surface with Downward heat flow (ε=0.90)",null,null,0.76,"ASHRAE Handbook Fundamentals 2013, page 26.20, Table 10"]
[null,"Indoor Horizonal Surface with Downward heat flow (ε=0.90)",null,null,0.92,"ASHRAE Handbook Fundamentals 2013, page 26.20, Table 10"]
[null,"Outdoor Surface with Any direction of heat flow, 15 mph wind",null,null,0.17,"ASHRAE Handbook Fundamentals 2013, page 26.20, Table 10"]
[null,"Outdoor Surface with Any direction of heat flow, 7.5 mph wind",null,null,0.25,"ASHRAE Handbook Fundamentals 2013, page 26.20, Table 10"]
["Air Spaces \n\n(50 degF Mean Temp, 30 degF Temp Diff, 0.82 Effective Emittance)","0.5\" Horizontal Air Space with heat flow Up",null,null,0.75,"ASHRAE Handbook Fundamentals 2013, page 26.13&14, Table 3"]
[null,"0.75\" Horizontal Air Space with heat flow Up",null,null,0.77,"ASHRAE Handbook Fundamentals 2013, page 26.13&14, Table 3"]
[null,"1.5\" Horizontal Air Space with heat flow Up",null,null,0.8,"ASHRAE Handbook Fundamentals 2013, page 26.13&14, Table 3"]
[null,"3.5\" Horizontal Air Space with heat flow Up",null,null,0.84,"ASHRAE Handbook Fundamentals 2013, page 26.13&14, Table 3"]
[null,"5.5\" Horizontal Air Space with heat flow Up",null,null,0.86,"ASHRAE Handbook Fundamentals 2013, page 26.13&14, Table 3"]
[null,"0.5\" 45° Air Space with heat flow Up",null,null,0.83,"ASHRAE Handbook Fundamentals 2013, page 26.13&14, Table 3"]
[null,"0.75\" 45° Air Space with heat flow Up",null,null,0.82,"ASHRAE Handbook Fundamentals 2013, page 26.13&14, Table 3"]
[null,"1.5\" 45° Air Space with heat flow Up",null,null,0.84,"ASHRAE Handbook Fundamentals 2013, page 26.13&14, Table 3"]
[null,"3.5\" 45° Air Space with heat flow Up",null,null,0.86,"ASHRAE Handbook Fundamentals 2013, page 26.13&14, Table 3"]
[null,"5.5\" 45° Air Space with heat flow Up",null,null,0.85,"ASHRAE Handbook Fundamentals 2013, page 26.13&14, Table 3"]
[null,"0.5\" Vertical Air Space with heat flow Horizontal",null,null,0.9,"ASHRAE Handbook Fundamentals 2013, page 26.13&14, Table 3"]
[null,"0.75\" Vertical Air Space with heat flow Horizontal",null,null,0.94,"ASHRAE Handbook Fundamentals 2013, page 26.13&14, Table 3"]
[null,"1.5\" Vertical Air Space with heat flow Horizontal",null,null,0.9,"ASHRAE Handbook Fundamentals 2013, page 26.13&14, Table 3"]
[null,"3.5\" Vertical Air Space with heat flow Horizontal",null,null,0.91,"ASHRAE Handbook Fundamentals 2013, page 26.13&14, Table 3"]
[null,"5.5\" Vertical Air Space with heat flow Horizontal",null,null,0.93,"ASHRAE Handbook Fundamentals 2013, page 26.13&14, Table 3"]
[null,"0.5\" Horizontal Air Space with heat flow Down",null,null,0.91,"ASHRAE Handbook Fundamentals 2013, page 26.13&14, Table 3"]
[null,"0.75\" Horizontal Air Space with heat flow Down",null,null,1.02,"ASHRAE Handbook Fundamentals 2013, page 26.13&14, Table 3"]
[null,"1.5\" Horizontal Air Space with heat flow Down",null,null,1.1399999999999999,"ASHRAE Handbook Fundamentals 2013, page 26.13&14, Table 3"]
[null,"3.5\" Horizontal Air Space with heat flow Down",null,null,1.22,"ASHRAE Handbook Fundamentals 2013, page 26.13&14, Table 3"]
[null,"5.5\" Horizontal Air Space with heat flow Down",null,null,1.23,"ASHRAE Handbook Fundamentals 2013, page 26.13&14, Table 3"]
[]
[]
[]
[]
[]
["The following two tables are used in the \"uoseem\" function."]
[]
[null,null,null,null,"Slab-on-grade Floors (Source: Super Good Cents Heat Loss Reference: Volume II, page 13)"]
["Rslabins","Edgetype$","EdgeDepth","RedgeIns","Insulation Strategy","F-value (Btu/hr/degF/ft)"]
[0,"N",0,0,"Uninsulated Slab",0.73,"Slope"]
[10,"N",0,0,"R-10 Fully Insulated Slab",0.36,{"$f":"(F67-F68)/A68","v":3.6999999999999998E-2}]
[0,"H",2,5,"R-5 Horizontal Insulation (2ft) no tb",0.7]
[0,"H",2,10,"R-10 Horizontal Insulation (2ft) no tb",0.7]
[0,"H",2,15,"R-15 Horizontal Insulation (2ft) no tb",0.69]
[0,"H",4,5,"R-5 Horizontal Insulation (4ft) no tb",0.67]
[0,"H",4,10,"R-10 Horizontal Insulation (4ft) no tb",0.64]
[0,"H",4,15,"R-15 Horizontal Insulation (4ft) no tb",0.63]
[0,"V",2,5,"R-5 Vertical Insulation (2ft)",0.57999999999999996]
[0,"V",2,10,"R-10 Vertical Insulation (2ft)",0.54]
[0,"V",2,15,"R-15 Vertical Insulation (2ft)",0.52]
[0,"V",4,5,"R-5 Vertical Insulation (4ft)",0.54]
[0,"V",4,10,"R-10 Vertical Insulation (4ft)",0.48]
[0,"V",4,15,"R-15 Vertical Insulation (4ft)",0.45]
[]
[]
[]
[]
["Below Grade Wall U-values and Slab F-values (Source: Super Good Cents Reference Manual Volume II.  Page 17.)"]
["Insulation Strategy","Depth Below Grade","Wall U-Value","Floor F-Value"]
["Uninsulated",2,0.35,0.59]
["Interior R-11 Furred Walls",2,6.6000000000000003E-2,0.68]
["Interior R-11 Furred Walls with R-5 T.B.",2,7.0000000000000007E-2,0.6]
["Interior R-19 Furred Walls",2,4.2999999999999997E-2,0.69]
["Interior R-19 Furred Walls w/R-5 T.B.",2,4.4999999999999998E-2,0.61]
["R-10 Exterior Insulation",2,7.0000000000000007E-2,0.6]
["Uninsulated",3.5,0.27800000000000002,0.53]
["Interior R-11 Furred Walls",3.5,6.2E-2,0.63]
["Interior R-11 Furred Walls with R-5 T.B.",3.5,6.4000000000000001E-2,0.56999999999999995]
["Interior R-19 Furred Walls",3.5,4.1000000000000002E-2,0.64]
["Interior R-19 Furred Walls w/R-5 T.B.",3.5,4.2000000000000003E-2,0.56999999999999995]
["R-10 Exterior Insulation",3.5,6.4000000000000001E-2,0.56999999999999995]
["Uninsulated",7,0.193,0.46]
["Interior R-11 Furred Walls",7,5.3999999999999999E-2,0.56000000000000005]
["Interior R-11 Furred Walls with R-5 T.B.",7,5.6000000000000001E-2,0.42]
["Interior R-19 Furred Walls",7,3.6999999999999998E-2,0.56999999999999995]
["Interior R-19 Furred Walls w/R-5 T.B.",7,3.7999999999999999E-2,0.43]
["R-10 Exterior Insulation",7,5.6000000000000001E-2,0.42]

{"sheet":"RTF Guide to SEEM","index":44,"n_rows":80,"n_cols":19,"rows_kept":80,"cut":false,"hidden":false,"merged":[[1,3,1,7],[1,8,1,10],[1,11,1,14]]}
["This worksheet provides, for each SEEM input, the typical values used by the RTF and/or the source of the values."]
[null,null,null,"Single Family",null,null,null,null,"Manufactured Home",null,null,"MultiFamily"]
["SEEM Input Parameter","RTF Input Type","RTF Data Source/Further Description","1344c","1344s","2200c","2200s","2688b",924,1568,2352,"1500c","1500s",1000,952,"Units or Possible Values","Descriptions","Comments","SEEM Input Order"]
["RunLabel$","User",{"$f":"Q4","v":"Descriptive simulation name of your choice"},"(user)","(user)","(user)","(user)","(user)","(user)","(user)","(user)","(user)","(user)","(user)",null,null,"Descriptive simulation name of your choice","Characters not allowed include * . \" / \\ [ ] : ; | = ,",1]
["Wname$","User","Weather files are typically based on TMY3 data.  The RTF uses weightings of the following climate data to represent the three heating zones and the three cooling zones: WASeattle3, ORPortland3, WASpokane3, IDBoise3, and MTKalispell3.  SEEM has these weightings built-in to its weather files.  For example, NWHZ1CZ1_3 represents the weighted weather for heating zone 1, cooling zone 1.","(user)","(user)","(user)","(user)","(user)","(user)","(user)","(user)","(user)","(user)","(user)",null,"(City)","Climate, in correct format: Two capital letter state postal abbrev. followed by full city name followed by 1, 2, or 3 for TMY dataset. Capitalize first letter in each word of city names, remove spaces.","Weather data is read in TMY 2 format. The weather files must be stored in the directory indicated by Weather Directory on the SEEM sheet. Character restrictions as found in RunLabel$ also apply. \nEx: IDBoise3, WASpokane2, ORPortland1, or NWHZ1CZ1_3, NWHZ2CZ2_3.",2]
["HourlyOut","Constant","SEEM",0,0,0,0,0,0,0,0,0,0,0,0,"(1 or 0)","1= print hourly outout including \".SEEM\" & \"_all.csv\" files for the run. 0= do not print hourly output","Causes printing of an hourly output file (.SEEM file) for the Winter and Summer design days and user-selected day and the \"_all.csv\" file of hourly output for entire year.",3]
["OutputMonth","Constant","SEEM",0,0,0,0,0,0,0,0,0,0,0,0,"(0 to 12)","Month for an additional set of hourly output. 0 is default and suppresses output of additional day.","Causes hourly output (.SEEM file) to include an additional day specified by the OutputMonth and OutputDay variables.",4]
["OutputDay","Constant","SEEM",0,0,0,0,0,0,0,0,0,0,0,0,"(0 to 31)","Day for an additional set of hourly output. 0 is default and suppresses output of additional day.","Causes hourly output (.SEEM file) to include an additional day specified by the OutputMonth and OutputDay variables. Note - user must be careful to enter a valid day (e.g. Feb 30 is not a valid input).",5]
["Theathi","Constant","RBSA (and tied to Calibration)",69,69,69,69,69,69.400000000000006,69.400000000000006,69.400000000000006,66,66,68,68,"(F)","Heat setpoint, higher T","Heating and cooling set point have two inputs (high and low) for set-back or set-up. ",6]
["Theatlo","Constant","RBSA (and tied to Calibration)",64,64,64,64,64,61.6,61.6,61.6,66,66,68,68,"(F)","Heat setpoint, lower T",0,7]
["Tcoollo","Constant","Professional Judgment",74,74,74,74,74,74,74,74,74,74,74,74,"(F)","Cool setpoint, lower T",0,8]
["Tcoolhi","Constant","Professional Judgment",78,78,78,78,78,78,78,78,78,78,78,78,"(F)","Cool setpoint, higher T",0,9]
["Tschedule","Constant","Professional Judgment (and tied to Calibration)",1,1,1,1,1,1,1,1,1,1,1,1,"(0 to 5)","0 is no setback. 1-5 are schedules from setpointschedule_heat tab.","0 uses constant Theathi and Tcoollo. Schedules use Theathi, Theatlo, Tcoollo, and Tcoolhi. Schedules may be modified on the setpointschedule_heat tab.",10]
["QGains","Prototype Parameter/User","For Single Family: Internal gains are calculated as:  805  +  (# People) x 367  +  (Lighting Power Density) x (Floor Area) x 1.5 hrs/day x 365.25 days/year x 3.412/8760.  # People is based on RBSA data, divvied into each prototype.  Lighting Power Density depends on the needs of the user.  See \"QGains\" tab for more information on derivation of non-lighting portion of equation.\nFor Multifamily: See interal gains calculator on (QGains) tab.\nFor Manufactured Home: ",{"$f":"'(QGains)'!G6","v":2073.8844304166582},{"$f":"D14","v":2073.8844304166582},{"$f":"'(QGains)'!G7","v":2462.2300346483171},{"$f":"F14","v":2462.2300346483171},{"$f":"'(QGains)'!G8","v":2683.0122361442395},"(user)","(user)","(user)","(user)","(user)","(user)","(user)","(Btu/hr)","Average internal gains","Includes all heat gains to space from appliances, lighting, occupants, etc. Does not include solar. See *** below for a default calculation method.",11]
["Qgainsschedule","Constant","RBSA (and tied to Calibration)",0,0,0,0,0,0,0,0,0,0,0,0,"(0 to 5)","0 is no schedule. 1-5 are schedules from Qgains_schedule tab.","The values found in the schedule are multipliers for the Qgains value for a given hour. Selecting 0 means the Qgains value is constant at every hour.",12]
["Wgains","Constant","Professional Judgement (primary concern in PNW is heating, so latent load is ignored)",0,0,0,0,0,0,0,0,0,0,0,0,"(lb/hr)","Average internal moisture gains","Includes all water gains to space from occupants, etc. Does not include infiltration. Recommended default: 0.5 lb per hour",13]
["Wgainsschedule","Constant","Professional Judgment",0,0,0,0,0,0,0,0,0,0,0,0,"(0 to 5)","0 is no schedule. 1-5 are schedules from Wgains_schedule tab.","The values found in the schedule are multipliers for the Wgains value for a given hour. Selecting 0 means the Wgains value is constant at every hour.",14]
["Equiptype$","User","FUR assumes 100% heating efficiency.","(user)","(user)","(user)","(user)","(user)","(user)","(user)","(user)","(user)","(user)","(user)",null,"(YKC,YSA,HPA3,HCA3,FYKC,FYSA,FHPA,FHCA,FUR)","Heating and/cooling equipment. HSPF_#_SEER_#_ will simulate a heat pump with the specified HSPF and SEER instead of using a specific equipment performance model, i.e., HSPF_8.5_SEER_13.2.","See Equipment Type notes below for key.",15]
["Tons","User","The RTF uses sizing assumptions for \"PTCS\" and \"standard\" based on findings from the 2005 NEEA heat pump study.  This is an iterative input.  After the first SEEM run, the \"AdjustedOutputsSF\" tab can be used to calculate sizing based on house UA output.","(user)","(user)","(user)","(user)","(user)","(user)","(user)","(user)","(user)","(user)","(user)",null,"(tons)","Heat pump, DHP, GSHP, or A/C size","Input ignored if no HP or cooling specified",16]
["Furnsize","User","Furnace size should be selected based on expected selection by the contractor.  The RTF typically uses professional judgment here, based on \"typical\" sizing practices.  This is an iterative input.  After the first SEEM run, the \"AdjustedOutputsSF\" tab can be used to calculate sizing based on house UA output.","(user)","(user)","(user)","(user)","(user)","(user)","(user)","(user)","(user)","(user)","(user)",null,"(Kw)","Size of electric Furn","Primary impact is on FUR system airflow. 1kW≈70cfm with 45F dT across furnace.",17]
["CFMmult","User","SEEM has the capability to de-rate the efficiency of heat pumps with inadequate airflow.  The de-rating is based on lab testing results.","(user)","(user)","(user)","(user)","(user)","(user)","(user)","(user)","(user)","(user)","(user)","(user)","(0.7 to 1.3)","Multiplier for rated CFM"," ",18]
["HPcntrl","User","The RTF uses  5 underlying control strategies.  They are weighted (all 5) for the \"standard\" and (2) for the \"PTCS\" cases.  Weightings are roughly tied to the NEEA 2005 heat pump study.","(user)","(user)","(user)","(user)","(user)","(user)","(user)","(user)","(user)","(user)","(user)",null,"(0-3)","HP control strategy","see Heat Pump Control notes below for key",19]
["Tcntrl","User","The RTF uses  5 underlying control strategies.  They are weighted (all 5) for the \"standard\" and (2) for the \"PTCS\" cases.  Weightings are roughly tied to the NEEA 2005 heat pump study.","(user)","(user)","(user)","(user)","(user)","(user)","(user)","(user)","(user)","(user)","(user)",null,"(F)","Cutoff temperature for control strategies","The control strategies must often be combined to simulate actual controls setting used in heat pump installations.",20]
["Perfect","User","The RTF uses the perfect duct case for zonal electric heated houses; otherwise, it uses \"imperfect\", even for ducts inside.",0,{"$f":"D24","v":0},0,{"$f":"F24","v":0},0,0,0,0,0,0,0,null,"(1 or 0)","1=perfect ducts, 0=imperfect","A toggle of convenience. If 0, uses duct leakage and insulation entered. If 1, ignores settings and uses no leakage and R-infinity insulation",21]
["SDloc$","Prototype Parameter/User","Prototypes have default duct locations, but users are able to adjust those defaults depending on the needs of their analysis.","Crawl","Attic","Crawl","Attic","In","Crawl","Crawl","Crawl","Crawl","Attic","In",null,"(Crawl, Attic, Out, In)","Supply duct location","Case sensitive, capitalize first letter",22]
["SDleak","User","This is a user input.  Supply leakage fraction is the fraction of supply \"leakage to exterior\" to air handler flow rate, at operating conditions. ","(user)","(user)","(user)","(user)","(user)","(user)","(user)","(user)","(user)","(user)","(user)",null,"(0 to 1)",{"$error":"#N/A"},{"$error":"#N/A"},23]
["SDArea","Prototype Parameter","Prototype",{"$f":"INDEX('RTF Prototypes'!$B$3:$Y$13,MATCH(D$3,'RTF Prototypes'!$B$3:$B$13,0),MATCH($A27,'RTF Prototypes'!$B$3:$Y$3,0))","v":240},{"$f":"D27","v":240},{"$f":"INDEX('RTF Prototypes'!$B$3:$Y$13,MATCH(F$3,'RTF Prototypes'!$B$3:$B$13,0),MATCH($A27,'RTF Prototypes'!$B$3:$Y$3,0))","v":300},{"$f":"F27","v":300},{"$f":"INDEX('RTF Prototypes'!$B$3:$Y$13,MATCH(H$3,'RTF Prototypes'!$B$3:$B$13,0),MATCH($A27,'RTF Prototypes'!$B$3:$Y$3,0))","v":0},{"$f":"INDEX('RTF Prototypes'!$B$3:$Y$13,MATCH(I$3,'RTF Prototypes'!$B$3:$B$13,0),MATCH($A27,'RTF Prototypes'!$B$3:$Y$3,0))","v":150},{"$f":"INDEX('RTF Prototypes'!$B$3:$Y$13,MATCH(J$3,'RTF Prototypes'!$B$3:$B$13,0),MATCH($A27,'RTF Prototypes'!$B$3:$Y$3,0))","v":200},{"$f":"INDEX('RTF Prototypes'!$B$3:$Y$13,MATCH(K$3,'RTF Prototypes'!$B$3:$B$13,0),MATCH($A27,'RTF Prototypes'!$B$3:$Y$3,0))","v":250},{"$f":"INDEX('RTF Prototypes'!$B$3:$Y$13,MATCH(L$3,'RTF Prototypes'!$B$3:$B$13,0),MATCH($A27,'RTF Prototypes'!$B$3:$Y$3,0))","v":100},{"$f":"INDEX('RTF Prototypes'!$B$3:$Y$13,MATCH(M$3,'RTF Prototypes'!$B$3:$B$13,0),MATCH($A27,'RTF Prototypes'!$B$3:$Y$3,0))","v":20},{"$f":"INDEX('RTF Prototypes'!$B$3:$Y$13,MATCH(N$3,'RTF Prototypes'!$B$3:$B$13,0),MATCH($A27,'RTF Prototypes'!$B$3:$Y$3,0))","v":0},{"$f":"INDEX('RTF Prototypes'!$B$3:$Y$13,MATCH(O$3,'RTF Prototypes'!$B$3:$B$13,0),MATCH($A27,'RTF Prototypes'!$B$3:$Y$3,0))","v":280},"(ft^2)","Supply duct area","Area in the buffer zone (or outside) only. Area in the heated shell should not be included.",24]
["SDRval","User","Calculated effective R-value.","(user)","(user)","(user)","(user)","(user)","(user)","(user)","(user)","(user)","(user)",555,null,"(R-value)","Supply duct R-value","Value entered here should be the real value. The user must make any adjustments for round duct insulation or any compression or gaps that may exist.",25]
["RDloc$","Prototype Parameter/User","Prototypes have default duct locations, but users are able to adjust those defaults depending on the needs of their analysis.","Attic","Attic","Attic","Attic","Attic","In","In","In","Attic","Attic","In",null,"(Crawl, Attic, Out, In)","Return duct location","Case sensitive, capitalize first letter",26]
["RDleak","User","This is a user input.  Return leakage fraction is the fraction of return \"leakage to exterior\" to air handler flow rate, at operating conditions. ","(user)","(user)","(user)","(user)","(user)","(user)","(user)","(user)","(user)","(user)","(user)",null,"(0 to 1)",{"$error":"#N/A"},{"$error":"#N/A"},27]
["RDArea","Prototype Parameter","Prototype",{"$f":"INDEX('RTF Prototypes'!$B$3:$Y$13,MATCH(D$3,'RTF Prototypes'!$B$3:$B$13,0),MATCH($A31,'RTF Prototypes'!$B$3:$Y$3,0))","v":50},{"$f":"D31","v":50},{"$f":"INDEX('RTF Prototypes'!$B$3:$Y$13,MATCH(F$3,'RTF Prototypes'!$B$3:$B$13,0),MATCH($A31,'RTF Prototypes'!$B$3:$Y$3,0))","v":80},{"$f":"F31","v":80},{"$f":"INDEX('RTF Prototypes'!$B$3:$Y$13,MATCH(H$3,'RTF Prototypes'!$B$3:$B$13,0),MATCH($A31,'RTF Prototypes'!$B$3:$Y$3,0))","v":40},{"$f":"INDEX('RTF Prototypes'!$B$3:$Y$13,MATCH(I$3,'RTF Prototypes'!$B$3:$B$13,0),MATCH($A31,'RTF Prototypes'!$B$3:$Y$3,0))","v":0},{"$f":"INDEX('RTF Prototypes'!$B$3:$Y$13,MATCH(J$3,'RTF Prototypes'!$B$3:$B$13,0),MATCH($A31,'RTF Prototypes'!$B$3:$Y$3,0))","v":0},{"$f":"INDEX('RTF Prototypes'!$B$3:$Y$13,MATCH(K$3,'RTF Prototypes'!$B$3:$B$13,0),MATCH($A31,'RTF Prototypes'!$B$3:$Y$3,0))","v":0},{"$f":"INDEX('RTF Prototypes'!$B$3:$Y$13,MATCH(L$3,'RTF Prototypes'!$B$3:$B$13,0),MATCH($A31,'RTF Prototypes'!$B$3:$Y$3,0))","v":50},{"$f":"INDEX('RTF Prototypes'!$B$3:$Y$13,MATCH(M$3,'RTF Prototypes'!$B$3:$B$13,0),MATCH($A31,'RTF Prototypes'!$B$3:$Y$3,0))","v":50},{"$f":"INDEX('RTF Prototypes'!$B$3:$Y$13,MATCH(N$3,'RTF Prototypes'!$B$3:$B$13,0),MATCH($A31,'RTF Prototypes'!$B$3:$Y$3,0))","v":0},{"$f":"INDEX('RTF Prototypes'!$B$3:$Y$13,MATCH(O$3,'RTF Prototypes'!$B$3:$B$13,0),MATCH($A31,'RTF Prototypes'!$B$3:$Y$3,0))","v":70},"(ft^2)","Return duct area","Area in the buffer zone (or outside) only. Area in the heated shell should not be included.",28]
["RDRval","User","Calculated effective R-value.","(user)","(user)","(user)","(user)","(user)",555,555,555,"(user)","(user)",555,null,"(R-value)","Return duct R-value","Value entered here should be the real value. The user must make any adjustments for round duct insulation or any compression or gaps that may exist.",29]
["Afloorcond","Prototype Parameter","Prototype",{"$f":"INDEX('RTF Prototypes'!$B$3:$Y$13,MATCH(D$3,'RTF Prototypes'!$B$3:$B$13,0),MATCH($A33,'RTF Prototypes'!$B$3:$Y$3,0))","v":1344},{"$f":"D33","v":1344},{"$f":"INDEX('RTF Prototypes'!$B$3:$Y$13,MATCH(F$3,'RTF Prototypes'!$B$3:$B$13,0),MATCH($A33,'RTF Prototypes'!$B$3:$Y$3,0))","v":2200},{"$f":"F33","v":2200},{"$f":"INDEX('RTF Prototypes'!$B$3:$Y$13,MATCH(H$3,'RTF Prototypes'!$B$3:$B$13,0),MATCH($A33,'RTF Prototypes'!$B$3:$Y$3,0))","v":2688},{"$f":"INDEX('RTF Prototypes'!$B$3:$Y$13,MATCH(I$3,'RTF Prototypes'!$B$3:$B$13,0),MATCH($A33,'RTF Prototypes'!$B$3:$Y$3,0))","v":924},{"$f":"INDEX('RTF Prototypes'!$B$3:$Y$13,MATCH(J$3,'RTF Prototypes'!$B$3:$B$13,0),MATCH($A33,'RTF Prototypes'!$B$3:$Y$3,0))","v":1568},{"$f":"INDEX('RTF Prototypes'!$B$3:$Y$13,MATCH(K$3,'RTF Prototypes'!$B$3:$B$13,0),MATCH($A33,'RTF Prototypes'!$B$3:$Y$3,0))","v":2352},{"$f":"INDEX('RTF Prototypes'!$B$3:$Y$13,MATCH(L$3,'RTF Prototypes'!$B$3:$B$13,0),MATCH($A33,'RTF Prototypes'!$B$3:$Y$3,0))","v":1500},{"$f":"INDEX('RTF Prototypes'!$B$3:$Y$13,MATCH(M$3,'RTF Prototypes'!$B$3:$B$13,0),MATCH($A33,'RTF Prototypes'!$B$3:$Y$3,0))","v":1500},{"$f":"INDEX('RTF Prototypes'!$B$3:$Y$13,MATCH(N$3,'RTF Prototypes'!$B$3:$B$13,0),MATCH($A33,'RTF Prototypes'!$B$3:$Y$3,0))","v":26400},{"$f":"INDEX('RTF Prototypes'!$B$3:$Y$13,MATCH(O$3,'RTF Prototypes'!$B$3:$B$13,0),MATCH($A33,'RTF Prototypes'!$B$3:$Y$3,0))","v":7616},"(ft^2)","Conditioned floor area including heated basement",0,30]
["Volume","Prototype Parameter","Prototype",{"$f":"INDEX('RTF Prototypes'!$B$3:$Y$13,MATCH(D$3,'RTF Prototypes'!$B$3:$B$13,0),MATCH($A34,'RTF Prototypes'!$B$3:$Y$3,0))","v":10752},{"$f":"D34","v":10752},{"$f":"INDEX('RTF Prototypes'!$B$3:$Y$13,MATCH(F$3,'RTF Prototypes'!$B$3:$B$13,0),MATCH($A34,'RTF Prototypes'!$B$3:$Y$3,0))","v":18700},{"$f":"F34","v":18700},{"$f":"INDEX('RTF Prototypes'!$B$3:$Y$13,MATCH(H$3,'RTF Prototypes'!$B$3:$B$13,0),MATCH($A34,'RTF Prototypes'!$B$3:$Y$3,0))","v":22848},{"$f":"INDEX('RTF Prototypes'!$B$3:$Y$13,MATCH(I$3,'RTF Prototypes'!$B$3:$B$13,0),MATCH($A34,'RTF Prototypes'!$B$3:$Y$3,0))","v":7392},{"$f":"INDEX('RTF Prototypes'!$B$3:$Y$13,MATCH(J$3,'RTF Prototypes'!$B$3:$B$13,0),MATCH($A34,'RTF Prototypes'!$B$3:$Y$3,0))","v":12544},{"$f":"INDEX('RTF Prototypes'!$B$3:$Y$13,MATCH(K$3,'RTF Prototypes'!$B$3:$B$13,0),MATCH($A34,'RTF Prototypes'!$B$3:$Y$3,0))","v":18816},{"$f":"INDEX('RTF Prototypes'!$B$3:$Y$13,MATCH(L$3,'RTF Prototypes'!$B$3:$B$13,0),MATCH($A34,'RTF Prototypes'!$B$3:$Y$3,0))","v":14250},{"$f":"INDEX('RTF Prototypes'!$B$3:$Y$13,MATCH(M$3,'RTF Prototypes'!$B$3:$B$13,0),MATCH($A34,'RTF Prototypes'!$B$3:$Y$3,0))","v":14250},{"$f":"INDEX('RTF Prototypes'!$B$3:$Y$13,MATCH(N$3,'RTF Prototypes'!$B$3:$B$13,0),MATCH($A34,'RTF Prototypes'!$B$3:$Y$3,0))","v":237600},{"$f":"INDEX('RTF Prototypes'!$B$3:$Y$13,MATCH(O$3,'RTF Prototypes'!$B$3:$B$13,0),MATCH($A34,'RTF Prototypes'!$B$3:$Y$3,0))","v":64736},"(ft^3)","Volume of house including heated basement","Volume of house is used to calculate infiltration heat loss",31]
["Afloorext","Prototype Parameter","Prototype",{"$f":"INDEX('RTF Prototypes'!$B$3:$Y$13,MATCH(D$3,'RTF Prototypes'!$B$3:$B$13,0),MATCH($A35,'RTF Prototypes'!$B$3:$Y$3,0))","v":0},{"$f":"D35","v":0},{"$f":"INDEX('RTF Prototypes'!$B$3:$Y$13,MATCH(F$3,'RTF Prototypes'!$B$3:$B$13,0),MATCH($A35,'RTF Prototypes'!$B$3:$Y$3,0))","v":200},{"$f":"F35","v":200},{"$f":"INDEX('RTF Prototypes'!$B$3:$Y$13,MATCH(H$3,'RTF Prototypes'!$B$3:$B$13,0),MATCH($A35,'RTF Prototypes'!$B$3:$Y$3,0))","v":0},{"$f":"INDEX('RTF Prototypes'!$B$3:$Y$13,MATCH(I$3,'RTF Prototypes'!$B$3:$B$13,0),MATCH($A35,'RTF Prototypes'!$B$3:$Y$3,0))","v":0},{"$f":"INDEX('RTF Prototypes'!$B$3:$Y$13,MATCH(J$3,'RTF Prototypes'!$B$3:$B$13,0),MATCH($A35,'RTF Prototypes'!$B$3:$Y$3,0))","v":0},{"$f":"INDEX('RTF Prototypes'!$B$3:$Y$13,MATCH(K$3,'RTF Prototypes'!$B$3:$B$13,0),MATCH($A35,'RTF Prototypes'!$B$3:$Y$3,0))","v":0},{"$f":"INDEX('RTF Prototypes'!$B$3:$Y$13,MATCH(L$3,'RTF Prototypes'!$B$3:$B$13,0),MATCH($A35,'RTF Prototypes'!$B$3:$Y$3,0))","v":0},{"$f":"INDEX('RTF Prototypes'!$B$3:$Y$13,MATCH(M$3,'RTF Prototypes'!$B$3:$B$13,0),MATCH($A35,'RTF Prototypes'!$B$3:$Y$3,0))","v":0},{"$f":"INDEX('RTF Prototypes'!$B$3:$Y$13,MATCH(N$3,'RTF Prototypes'!$B$3:$B$13,0),MATCH($A35,'RTF Prototypes'!$B$3:$Y$3,0))","v":0},{"$f":"INDEX('RTF Prototypes'!$B$3:$Y$13,MATCH(O$3,'RTF Prototypes'!$B$3:$B$13,0),MATCH($A35,'RTF Prototypes'!$B$3:$Y$3,0))","v":0},"(ft^2)","Area of floor component above grade not in contact with buffers (i.e., area above garage, cantilevers, etc.)","Effective floor area of building components not in contact with crawl space or other ground contact buffers. SEEM treats the input as heat loss to the exterior.",32]
["Rfloorext","User","Reminder: this is R-value of a cantilevered floor, or over a garage.  It is not the R-value of a floor over a crawlspace.",0,0,"(user)","(user)",0,0,0,0,0,0,0,null,"(R-value)","Overall, air-to-air, external floor R-value","Will be ignored if Afloorext is not specified. R-value should include surface coefficients. Must be nonzero if Afloorext is nonzero.",33]
["Aextwall","Prototype Parameter","Prototype",{"$f":"INDEX('RTF Prototypes'!$B$3:$Y$13,MATCH(D$3,'RTF Prototypes'!$B$3:$B$13,0),MATCH($A37,'RTF Prototypes'!$B$3:$Y$3,0))","v":1184},{"$f":"D37","v":1184},{"$f":"INDEX('RTF Prototypes'!$B$3:$Y$13,MATCH(F$3,'RTF Prototypes'!$B$3:$B$13,0),MATCH($A37,'RTF Prototypes'!$B$3:$Y$3,0))","v":2210},{"$f":"F37","v":2210},{"$f":"INDEX('RTF Prototypes'!$B$3:$Y$13,MATCH(H$3,'RTF Prototypes'!$B$3:$B$13,0),MATCH($A37,'RTF Prototypes'!$B$3:$Y$3,0))","v":1480},{"$f":"INDEX('RTF Prototypes'!$B$3:$Y$13,MATCH(I$3,'RTF Prototypes'!$B$3:$B$13,0),MATCH($A37,'RTF Prototypes'!$B$3:$Y$3,0))","v":1280},{"$f":"INDEX('RTF Prototypes'!$B$3:$Y$13,MATCH(J$3,'RTF Prototypes'!$B$3:$B$13,0),MATCH($A37,'RTF Prototypes'!$B$3:$Y$3,0))","v":1344},{"$f":"INDEX('RTF Prototypes'!$B$3:$Y$13,MATCH(K$3,'RTF Prototypes'!$B$3:$B$13,0),MATCH($A37,'RTF Prototypes'!$B$3:$Y$3,0))","v":1568},{"$f":"INDEX('RTF Prototypes'!$B$3:$Y$13,MATCH(L$3,'RTF Prototypes'!$B$3:$B$13,0),MATCH($A37,'RTF Prototypes'!$B$3:$Y$3,0))","v":1258.75},{"$f":"INDEX('RTF Prototypes'!$B$3:$Y$13,MATCH(M$3,'RTF Prototypes'!$B$3:$B$13,0),MATCH($A37,'RTF Prototypes'!$B$3:$Y$3,0))","v":1258.75},{"$f":"INDEX('RTF Prototypes'!$B$3:$Y$13,MATCH(N$3,'RTF Prototypes'!$B$3:$B$13,0),MATCH($A37,'RTF Prototypes'!$B$3:$Y$3,0))","v":10152},{"$f":"INDEX('RTF Prototypes'!$B$3:$Y$13,MATCH(O$3,'RTF Prototypes'!$B$3:$B$13,0),MATCH($A37,'RTF Prototypes'!$B$3:$Y$3,0))","v":6528},"(ft^2)","Gross exterior wall area","Should include all exterior walls, walls and floor to other buffer spaces (such as a garage)",34]
["Rextwall","User","Calculated effective R-value of the wall assembly.","(user)","(user)","(user)","(user)","(user)","(user)","(user)","(user)","(user)","(user)","(user)",null,"(R-value)","Overall, air-to-air, R-value of external walls","Should include cavity insulation, rigid insulation, and surface coefficients. Must be nonzero.",35]
["Aceiling","Prototype Parameter","Prototype",{"$f":"INDEX('RTF Prototypes'!$B$3:$Y$13,MATCH(D$3,'RTF Prototypes'!$B$3:$B$13,0),MATCH($A39,'RTF Prototypes'!$B$3:$Y$3,0))","v":1344},{"$f":"D39","v":1344},{"$f":"INDEX('RTF Prototypes'!$B$3:$Y$13,MATCH(F$3,'RTF Prototypes'!$B$3:$B$13,0),MATCH($A39,'RTF Prototypes'!$B$3:$Y$3,0))","v":1784},{"$f":"F39","v":1784},{"$f":"INDEX('RTF Prototypes'!$B$3:$Y$13,MATCH(H$3,'RTF Prototypes'!$B$3:$B$13,0),MATCH($A39,'RTF Prototypes'!$B$3:$Y$3,0))","v":1344},{"$f":"INDEX('RTF Prototypes'!$B$3:$Y$13,MATCH(I$3,'RTF Prototypes'!$B$3:$B$13,0),MATCH($A39,'RTF Prototypes'!$B$3:$Y$3,0))","v":924},{"$f":"INDEX('RTF Prototypes'!$B$3:$Y$13,MATCH(J$3,'RTF Prototypes'!$B$3:$B$13,0),MATCH($A39,'RTF Prototypes'!$B$3:$Y$3,0))","v":1568},{"$f":"INDEX('RTF Prototypes'!$B$3:$Y$13,MATCH(K$3,'RTF Prototypes'!$B$3:$B$13,0),MATCH($A39,'RTF Prototypes'!$B$3:$Y$3,0))","v":2352},{"$f":"INDEX('RTF Prototypes'!$B$3:$Y$13,MATCH(L$3,'RTF Prototypes'!$B$3:$B$13,0),MATCH($A39,'RTF Prototypes'!$B$3:$Y$3,0))","v":500},{"$f":"INDEX('RTF Prototypes'!$B$3:$Y$13,MATCH(M$3,'RTF Prototypes'!$B$3:$B$13,0),MATCH($A39,'RTF Prototypes'!$B$3:$Y$3,0))","v":500},{"$f":"INDEX('RTF Prototypes'!$B$3:$Y$13,MATCH(N$3,'RTF Prototypes'!$B$3:$B$13,0),MATCH($A39,'RTF Prototypes'!$B$3:$Y$3,0))","v":8800},{"$f":"INDEX('RTF Prototypes'!$B$3:$Y$13,MATCH(O$3,'RTF Prototypes'!$B$3:$B$13,0),MATCH($A39,'RTF Prototypes'!$B$3:$Y$3,0))","v":3808},"(ft^2)","Full ceiling area","Ceiling area between attic and conditioned floor spaces. Can be larger than Afloor.",36]
["Rceiling","User","Calculated effective R-value of the ceiling assembly (not including an adjustment for attic/roof buffering effects).","(user)","(user)","(user)","(user)","(user)","(user)","(user)","(user)","(user)","(user)","(user)",null,"(R-value)","Overall, air-to-air, R-value of ceiling from house to attic","Should include cavity insulation, rigid insulation and surface coefficients. Must be nonzero.",37]
["Absroof","Constant","Professional Judgment (and tied to Calibration)",0.85,0.85,0.85,0.85,0.85,0.85,0.85,0.85,0.85,0.85,0.85,0.85,"(0 to 1)","Roof solar absorbtivity","Recommend: 0.8 to 0.95 depending on color",38]
["AwinN","Prototype Parameter","Prototype",{"$f":"INDEX('RTF Prototypes'!$B$3:$Y$13,MATCH(D$3,'RTF Prototypes'!$B$3:$B$13,0),MATCH(\"Awin/4\",'RTF Prototypes'!$B$3:$Y$3,0))","v":43.68},{"$f":"D42","v":43.68},{"$f":"INDEX('RTF Prototypes'!$B$3:$Y$13,MATCH(F$3,'RTF Prototypes'!$B$3:$B$13,0),MATCH(\"Awin/4\",'RTF Prototypes'!$B$3:$Y$3,0))","v":91.300000000000011},{"$f":"F42","v":91.300000000000011},{"$f":"INDEX('RTF Prototypes'!$B$3:$Y$13,MATCH(H$3,'RTF Prototypes'!$B$3:$B$13,0),MATCH(\"Awin/4\",'RTF Prototypes'!$B$3:$Y$3,0))","v":94.080000000000013},{"$f":"INDEX('RTF Prototypes'!$B$3:$Y$13,MATCH(I$3,'RTF Prototypes'!$B$3:$B$13,0),MATCH(\"Awin/4\",'RTF Prototypes'!$B$3:$Y$3,0))","v":28.875},{"$f":"INDEX('RTF Prototypes'!$B$3:$Y$13,MATCH(J$3,'RTF Prototypes'!$B$3:$B$13,0),MATCH(\"Awin/4\",'RTF Prototypes'!$B$3:$Y$3,0))","v":49},{"$f":"INDEX('RTF Prototypes'!$B$3:$Y$13,MATCH(K$3,'RTF Prototypes'!$B$3:$B$13,0),MATCH(\"Awin/4\",'RTF Prototypes'!$B$3:$Y$3,0))","v":73.5},{"$f":"INDEX('RTF Prototypes'!$B$3:$Y$13,MATCH(L$3,'RTF Prototypes'!$B$3:$B$13,0),MATCH(\"Awin/4\",'RTF Prototypes'!$B$3:$Y$3,0))","v":48.75},{"$f":"INDEX('RTF Prototypes'!$B$3:$Y$13,MATCH(M$3,'RTF Prototypes'!$B$3:$B$13,0),MATCH(\"Awin/4\",'RTF Prototypes'!$B$3:$Y$3,0))","v":48.75},{"$f":"INDEX('RTF Prototypes'!$B$3:$Y$13,MATCH(N$3,'RTF Prototypes'!$B$3:$B$13,0),MATCH(\"Awin/4\",'RTF Prototypes'!$B$3:$Y$3,0))","v":990},{"$f":"INDEX('RTF Prototypes'!$B$3:$Y$13,MATCH(O$3,'RTF Prototypes'!$B$3:$B$13,0),MATCH(\"Awin/4\",'RTF Prototypes'!$B$3:$Y$3,0))","v":285.59999999999997},"(ft^2)","North window area","All window areas on north face including frames",39]
["AwinE","Prototype Parameter","Prototype",{"$f":"D42","v":43.68},{"$f":"D43","v":43.68},{"$f":"F42","v":91.300000000000011},{"$f":"F43","v":91.300000000000011},{"$f":"H42","v":94.080000000000013},28.875,49,73.5,48.75,48.75,990,285.59999999999997,"(ft^2)","East window area","All window areas on east face including frames",40]
["AwinS","Prototype Parameter","Prototype",{"$f":"D43","v":43.68},{"$f":"D44","v":43.68},{"$f":"F43","v":91.300000000000011},{"$f":"F44","v":91.300000000000011},94.080000000000013,28.875,49,73.5,48.75,48.75,990,285.59999999999997,"(ft^2)","South window area","All window areas on south face including frames",41]
["AwinW","Prototype Parameter","Prototype",{"$f":"D44","v":43.68},{"$f":"D45","v":43.68},{"$f":"F44","v":91.300000000000011},{"$f":"F45","v":91.300000000000011},94.080000000000013,28.875,49,73.5,48.75,48.75,990,285.59999999999997,"(ft^2)","West window area","All window areas on west face including frames",42]
["Uwindow","User","NFRC-rated window u-value.","(user)","(user)","(user)","(user)","(user)","(user)","(user)","(user)","(user)","(user)","(user)",null,"(U-value)","Overall, air-to-air, u-val of window including frame","NFRC value for entire window assembly",43]
["SHGC","User","NFRC-rated window heat gain coefficient.","(user)","(user)","(user)","(user)","(user)","(user)","(user)","(user)","(user)","(user)","(user)",null,"(0 to 1)","Solar heat gain coef incl frame","NFRC value for entire window assembly",44]
["Shading","Prototype Parameter","Prototype",0.54,0.54,0.54,0.54,0.54,0.54,0.54,0.54,0.54,0.54,0.54,0.54,"(0 to 1)","Multiplies SHGC to account for both internal and external shading of window","Accounts for trees, landscaping, adjacent buildings, etc. and curtains, blinds, furnishings, etc. which block the window. A reasonable value is 0.5-0.65.",45]
["Adoor","Prototype Parameter","Prototype",{"$f":"INDEX('RTF Prototypes'!$B$3:$Y$13,MATCH(D$3,'RTF Prototypes'!$B$3:$B$13,0),MATCH($A49,'RTF Prototypes'!$B$3:$Y$3,0))","v":40},{"$f":"D49","v":40},{"$f":"INDEX('RTF Prototypes'!$B$3:$Y$13,MATCH(F$3,'RTF Prototypes'!$B$3:$B$13,0),MATCH($A49,'RTF Prototypes'!$B$3:$Y$3,0))","v":40},{"$f":"F49","v":40},{"$f":"INDEX('RTF Prototypes'!$B$3:$Y$13,MATCH(H$3,'RTF Prototypes'!$B$3:$B$13,0),MATCH($A49,'RTF Prototypes'!$B$3:$Y$3,0))","v":40},{"$f":"INDEX('RTF Prototypes'!$B$3:$Y$13,MATCH(I$3,'RTF Prototypes'!$B$3:$B$13,0),MATCH($A49,'RTF Prototypes'!$B$3:$Y$3,0))","v":40},{"$f":"INDEX('RTF Prototypes'!$B$3:$Y$13,MATCH(J$3,'RTF Prototypes'!$B$3:$B$13,0),MATCH($A49,'RTF Prototypes'!$B$3:$Y$3,0))","v":40},{"$f":"INDEX('RTF Prototypes'!$B$3:$Y$13,MATCH(K$3,'RTF Prototypes'!$B$3:$B$13,0),MATCH($A49,'RTF Prototypes'!$B$3:$Y$3,0))","v":40},{"$f":"INDEX('RTF Prototypes'!$B$3:$Y$13,MATCH(L$3,'RTF Prototypes'!$B$3:$B$13,0),MATCH($A49,'RTF Prototypes'!$B$3:$Y$3,0))","v":40},{"$f":"INDEX('RTF Prototypes'!$B$3:$Y$13,MATCH(M$3,'RTF Prototypes'!$B$3:$B$13,0),MATCH($A49,'RTF Prototypes'!$B$3:$Y$3,0))","v":40},{"$f":"INDEX('RTF Prototypes'!$B$3:$Y$13,MATCH(N$3,'RTF Prototypes'!$B$3:$B$13,0),MATCH($A49,'RTF Prototypes'!$B$3:$Y$3,0))","v":84},{"$f":"INDEX('RTF Prototypes'!$B$3:$Y$13,MATCH(O$3,'RTF Prototypes'!$B$3:$B$13,0),MATCH($A49,'RTF Prototypes'!$B$3:$Y$3,0))","v":160},"(ft^2)","Total door area",0,46]
["Rdoor","User","Calculated effective R-value for door opening (usually professional judgment).","(user)","(user)","(user)","(user)","(user)","(user)","(user)","(user)","(user)","(user)","(user)",null,"(R-value)","Overall, air-to-air, R-value ","Effective R-value of all doors. Should include surface coefficients. Must be nonzero if Adoor nonzero.",47]
["Foundtype","Prototype Parameter","Prototype",{"$f":"INDEX('RTF Prototypes'!$B$3:$Y$13,MATCH(D$3,'RTF Prototypes'!$B$3:$B$13,0),MATCH($A51,'RTF Prototypes'!$B$3:$Y$3,0))","v":1},2,{"$f":"INDEX('RTF Prototypes'!$B$3:$Y$13,MATCH(F$3,'RTF Prototypes'!$B$3:$B$13,0),MATCH($A51,'RTF Prototypes'!$B$3:$Y$3,0))","v":1},2,{"$f":"INDEX('RTF Prototypes'!$B$3:$Y$13,MATCH(H$3,'RTF Prototypes'!$B$3:$B$13,0),MATCH($A51,'RTF Prototypes'!$B$3:$Y$3,0))","v":4},{"$f":"INDEX('RTF Prototypes'!$B$3:$Y$13,MATCH(I$3,'RTF Prototypes'!$B$3:$B$13,0),MATCH($A51,'RTF Prototypes'!$B$3:$Y$3,0))","v":1},{"$f":"INDEX('RTF Prototypes'!$B$3:$Y$13,MATCH(J$3,'RTF Prototypes'!$B$3:$B$13,0),MATCH($A51,'RTF Prototypes'!$B$3:$Y$3,0))","v":1},{"$f":"INDEX('RTF Prototypes'!$B$3:$Y$13,MATCH(K$3,'RTF Prototypes'!$B$3:$B$13,0),MATCH($A51,'RTF Prototypes'!$B$3:$Y$3,0))","v":1},{"$f":"INDEX('RTF Prototypes'!$B$3:$Y$13,MATCH(L$3,'RTF Prototypes'!$B$3:$B$13,0),MATCH($A51,'RTF Prototypes'!$B$3:$Y$3,0))","v":1},{"$f":"INDEX('RTF Prototypes'!$B$3:$Y$13,MATCH(M$3,'RTF Prototypes'!$B$3:$B$13,0),MATCH($A51,'RTF Prototypes'!$B$3:$Y$3,0))","v":2},{"$f":"INDEX('RTF Prototypes'!$B$3:$Y$13,MATCH(N$3,'RTF Prototypes'!$B$3:$B$13,0),MATCH($A51,'RTF Prototypes'!$B$3:$Y$3,0))","v":1},{"$f":"INDEX('RTF Prototypes'!$B$3:$Y$13,MATCH(O$3,'RTF Prototypes'!$B$3:$B$13,0),MATCH($A51,'RTF Prototypes'!$B$3:$Y$3,0))","v":1},"(1, 2, 3, 4)","Foundation type: 1=crawl, 2=slab, 3=unheated basement, 4=basement","Only one foundation type permitted per simulation. Multiple types can be simulated with multiple runs.",48]
["Afootprint","Prototype Parameter","Prototype",{"$f":"INDEX('RTF Prototypes'!$B$3:$Y$13,MATCH(D$3,'RTF Prototypes'!$B$3:$B$13,0),MATCH($A52,'RTF Prototypes'!$B$3:$Y$3,0))","v":1344},{"$f":"D52","v":1344},{"$f":"INDEX('RTF Prototypes'!$B$3:$Y$13,MATCH(F$3,'RTF Prototypes'!$B$3:$B$13,0),MATCH($A52,'RTF Prototypes'!$B$3:$Y$3,0))","v":1584},{"$f":"F52","v":1584},{"$f":"INDEX('RTF Prototypes'!$B$3:$Y$13,MATCH(H$3,'RTF Prototypes'!$B$3:$B$13,0),MATCH($A52,'RTF Prototypes'!$B$3:$Y$3,0))","v":1344},{"$f":"INDEX('RTF Prototypes'!$B$3:$Y$13,MATCH(I$3,'RTF Prototypes'!$B$3:$B$13,0),MATCH($A52,'RTF Prototypes'!$B$3:$Y$3,0))","v":924},{"$f":"INDEX('RTF Prototypes'!$B$3:$Y$13,MATCH(J$3,'RTF Prototypes'!$B$3:$B$13,0),MATCH($A52,'RTF Prototypes'!$B$3:$Y$3,0))","v":1568},{"$f":"INDEX('RTF Prototypes'!$B$3:$Y$13,MATCH(K$3,'RTF Prototypes'!$B$3:$B$13,0),MATCH($A52,'RTF Prototypes'!$B$3:$Y$3,0))","v":2352},{"$f":"INDEX('RTF Prototypes'!$B$3:$Y$13,MATCH(L$3,'RTF Prototypes'!$B$3:$B$13,0),MATCH($A52,'RTF Prototypes'!$B$3:$Y$3,0))","v":500},{"$f":"INDEX('RTF Prototypes'!$B$3:$Y$13,MATCH(M$3,'RTF Prototypes'!$B$3:$B$13,0),MATCH($A52,'RTF Prototypes'!$B$3:$Y$3,0))","v":500},{"$f":"INDEX('RTF Prototypes'!$B$3:$Y$13,MATCH(N$3,'RTF Prototypes'!$B$3:$B$13,0),MATCH($A52,'RTF Prototypes'!$B$3:$Y$3,0))","v":8800},{"$f":"INDEX('RTF Prototypes'!$B$3:$Y$13,MATCH(O$3,'RTF Prototypes'!$B$3:$B$13,0),MATCH($A52,'RTF Prototypes'!$B$3:$Y$3,0))","v":3808},"(ft^2)","Footprint, NOT true floor area","Footprint in contact with ground. Exclusive of garage or other unconditioned space.",49]
["Pfootprint","Prototype Parameter","Prototype",{"$f":"INDEX('RTF Prototypes'!$B$3:$Y$13,MATCH(D$3,'RTF Prototypes'!$B$3:$B$13,0),MATCH($A53,'RTF Prototypes'!$B$3:$Y$3,0))","v":148},{"$f":"D53","v":148},{"$f":"INDEX('RTF Prototypes'!$B$3:$Y$13,MATCH(F$3,'RTF Prototypes'!$B$3:$B$13,0),MATCH($A53,'RTF Prototypes'!$B$3:$Y$3,0))","v":160},{"$f":"F53","v":160},{"$f":"INDEX('RTF Prototypes'!$B$3:$Y$13,MATCH(H$3,'RTF Prototypes'!$B$3:$B$13,0),MATCH($A53,'RTF Prototypes'!$B$3:$Y$3,0))","v":148},{"$f":"INDEX('RTF Prototypes'!$B$3:$Y$13,MATCH(I$3,'RTF Prototypes'!$B$3:$B$13,0),MATCH($A53,'RTF Prototypes'!$B$3:$Y$3,0))","v":160},{"$f":"INDEX('RTF Prototypes'!$B$3:$Y$13,MATCH(J$3,'RTF Prototypes'!$B$3:$B$13,0),MATCH($A53,'RTF Prototypes'!$B$3:$Y$3,0))","v":168},{"$f":"INDEX('RTF Prototypes'!$B$3:$Y$13,MATCH(K$3,'RTF Prototypes'!$B$3:$B$13,0),MATCH($A53,'RTF Prototypes'!$B$3:$Y$3,0))","v":196},{"$f":"INDEX('RTF Prototypes'!$B$3:$Y$13,MATCH(L$3,'RTF Prototypes'!$B$3:$B$13,0),MATCH($A53,'RTF Prototypes'!$B$3:$Y$3,0))","v":44.166666666666664},{"$f":"INDEX('RTF Prototypes'!$B$3:$Y$13,MATCH(M$3,'RTF Prototypes'!$B$3:$B$13,0),MATCH($A53,'RTF Prototypes'!$B$3:$Y$3,0))","v":44.166666666666664},{"$f":"INDEX('RTF Prototypes'!$B$3:$Y$13,MATCH(N$3,'RTF Prototypes'!$B$3:$B$13,0),MATCH($A53,'RTF Prototypes'!$B$3:$Y$3,0))","v":376},{"$f":"INDEX('RTF Prototypes'!$B$3:$Y$13,MATCH(O$3,'RTF Prototypes'!$B$3:$B$13,0),MATCH($A53,'RTF Prototypes'!$B$3:$Y$3,0))","v":384},"(ft)",{"$error":"#N/A"},{"$error":"#N/A"},50]
["Rfloor","User","Calculated effective R-value for floor above crawlspace (not including an adjustment for crawlspace buffer effects).","(user)","(user)","(user)","(user)","(user)","(user)","(user)","(user)","(user)","(user)","(user)",null,"(R-value)","Overall, air-to-air, R-value of wood floor between house and crawlspace or unheated basement","Should include cavity insulation, rigid insulation and surface coefficients. Excludes carpet, tile, etc. Applies only to crawl or unheated basement floortypes. This is not slab insulation. For heated basements, floor will not be used in model calculations. Must be nonzero if not slab.",51]
["Rslabins","User","Slab insulation R-value.",0,"(user)",0,"(user)","(user)",0,0,0,0,"(user)","(user)",null,"(R-value)","Overall R-value of full slab area insulation","Insulation exterior to slab. Does not include carpet, padding, or other construction on top of slab. Does not include perimeter insulation placed at the slab edge. Applies to insulation used in all slabs, including basement, crawl, heated or unheated. May be zero.",52]
["Rcarpet","Constant","Not typically used.",0,0,0,0,0,0,0,0,0,0,0,0,"(R-value)","Overall R-Value of carpet and pad on slab, basement, or crawlspace floor or on top of wood floor","Insulation interior to slab. Does not include surface coefficients. Also used for insulation on bottom of crawl space. May be zero.",53]
["Edgetype$","User","Edge insulation parameter.","N","(user)","N","(user)","(user)","N","N","N","N","(user)","(user)",null,"(H, V, N)","H=Horizontal insulation, edge to top of slab included; V=vertical insulation to top of slab; N=No edge insulation","Specifies orientation of insulation for EdgeDepth input",54]
["EdgeDepth","User","Edge insulation parameter.",0,"(user)",0,"(user)","(user)",0,0,0,0,"(user)","(user)",null,"(ft)","Depth for vertical perimeter slab insulation or width for horizontal perimeter slab insulation ","For vertical slab insulation this is the depth below ground level (total distance from outside surface to bottom of edge insulation). Recommended default: 2 ft. For fully insulated slabs, edge depth should be at least slab thickness plus slab insulation thickness.",55]
["RedgeIns","User","Edge insulation parameter.",0,"(user)",0,"(user)","(user)",0,0,0,0,"(user)","(user)",null,"(R-Value)","R-value of the perimeter insulation","Specified and calculated separately from Rslabins. Must be nonzero if Edgetype$ is H or V.",56]
["Soilcond","Constant","Professional Judgment (and tied to Calibration)",0.75,0.75,0.75,0.75,0.75,0.75,0.75,0.75,0.75,0.75,0.75,0.75,"(Btu/ft-F-hr)","Average soil conductivity","Typical value of soil conductivity: 0.7 to 0.8",57]
["HeightAG","Prototype Parameter","Prototype",{"$f":"INDEX('RTF Prototypes'!$B$3:$Y$13,MATCH(D$3,'RTF Prototypes'!$B$3:$B$13,0),MATCH($A61,'RTF Prototypes'!$B$3:$Y$3,0))","v":1},0,{"$f":"INDEX('RTF Prototypes'!$B$3:$Y$13,MATCH(F$3,'RTF Prototypes'!$B$3:$B$13,0),MATCH($A61,'RTF Prototypes'!$B$3:$Y$3,0))","v":1},0,{"$f":"INDEX('RTF Prototypes'!$B$3:$Y$13,MATCH(H$3,'RTF Prototypes'!$B$3:$B$13,0),MATCH($A61,'RTF Prototypes'!$B$3:$Y$3,0))","v":0.5},{"$f":"INDEX('RTF Prototypes'!$B$3:$Y$13,MATCH(I$3,'RTF Prototypes'!$B$3:$B$13,0),MATCH($A61,'RTF Prototypes'!$B$3:$Y$3,0))","v":2},{"$f":"INDEX('RTF Prototypes'!$B$3:$Y$13,MATCH(J$3,'RTF Prototypes'!$B$3:$B$13,0),MATCH($A61,'RTF Prototypes'!$B$3:$Y$3,0))","v":2},{"$f":"INDEX('RTF Prototypes'!$B$3:$Y$13,MATCH(K$3,'RTF Prototypes'!$B$3:$B$13,0),MATCH($A61,'RTF Prototypes'!$B$3:$Y$3,0))","v":2},{"$f":"INDEX('RTF Prototypes'!$B$3:$Y$13,MATCH(L$3,'RTF Prototypes'!$B$3:$B$13,0),MATCH($A61,'RTF Prototypes'!$B$3:$Y$3,0))","v":1},{"$f":"INDEX('RTF Prototypes'!$B$3:$Y$13,MATCH(M$3,'RTF Prototypes'!$B$3:$B$13,0),MATCH($A61,'RTF Prototypes'!$B$3:$Y$3,0))","v":0},{"$f":"INDEX('RTF Prototypes'!$B$3:$Y$13,MATCH(N$3,'RTF Prototypes'!$B$3:$B$13,0),MATCH($A61,'RTF Prototypes'!$B$3:$Y$3,0))","v":1},{"$f":"INDEX('RTF Prototypes'!$B$3:$Y$13,MATCH(O$3,'RTF Prototypes'!$B$3:$B$13,0),MATCH($A61,'RTF Prototypes'!$B$3:$Y$3,0))","v":1},"(ft)","Average distance from finish grade to finish floor",0,58]
["RwallAG","User","Calculated effective R-value for the above grade portion of the foundation wall assembly.  Uninsulated values shown here, user-defined values assuming insulation can be used.",1.75,0,1.75,0,1.75,1.75,1.75,1.75,1.75,0,1.75,null,"(R-value)","Overall, air-to-air, R-value of crawl or basement side wall above finish grade and below finish floor","Should include cavity insulation, rigid insulation and surface coefficients. Must be nonzero if HeightAG nonzero.",59]
["HeightBG","Prototype Parameter","Prototype",{"$f":"INDEX('RTF Prototypes'!$B$3:$Y$13,MATCH(D$3,'RTF Prototypes'!$B$3:$B$13,0),MATCH($A63,'RTF Prototypes'!$B$3:$Y$3,0))","v":2},0,{"$f":"INDEX('RTF Prototypes'!$B$3:$Y$13,MATCH(F$3,'RTF Prototypes'!$B$3:$B$13,0),MATCH($A63,'RTF Prototypes'!$B$3:$Y$3,0))","v":2},0,{"$f":"INDEX('RTF Prototypes'!$B$3:$Y$13,MATCH(H$3,'RTF Prototypes'!$B$3:$B$13,0),MATCH($A63,'RTF Prototypes'!$B$3:$Y$3,0))","v":6.5},{"$f":"INDEX('RTF Prototypes'!$B$3:$Y$13,MATCH(I$3,'RTF Prototypes'!$B$3:$B$13,0),MATCH($A63,'RTF Prototypes'!$B$3:$Y$3,0))","v":1},{"$f":"INDEX('RTF Prototypes'!$B$3:$Y$13,MATCH(J$3,'RTF Prototypes'!$B$3:$B$13,0),MATCH($A63,'RTF Prototypes'!$B$3:$Y$3,0))","v":1},{"$f":"INDEX('RTF Prototypes'!$B$3:$Y$13,MATCH(K$3,'RTF Prototypes'!$B$3:$B$13,0),MATCH($A63,'RTF Prototypes'!$B$3:$Y$3,0))","v":1},{"$f":"INDEX('RTF Prototypes'!$B$3:$Y$13,MATCH(L$3,'RTF Prototypes'!$B$3:$B$13,0),MATCH($A63,'RTF Prototypes'!$B$3:$Y$3,0))","v":2},{"$f":"INDEX('RTF Prototypes'!$B$3:$Y$13,MATCH(M$3,'RTF Prototypes'!$B$3:$B$13,0),MATCH($A63,'RTF Prototypes'!$B$3:$Y$3,0))","v":0},{"$f":"INDEX('RTF Prototypes'!$B$3:$Y$13,MATCH(N$3,'RTF Prototypes'!$B$3:$B$13,0),MATCH($A63,'RTF Prototypes'!$B$3:$Y$3,0))","v":2},{"$f":"INDEX('RTF Prototypes'!$B$3:$Y$13,MATCH(O$3,'RTF Prototypes'!$B$3:$B$13,0),MATCH($A63,'RTF Prototypes'!$B$3:$Y$3,0))","v":2},"(ft)","Average distance from finish grade to crawlspace or basement floor",0,60]
["RwallBG","User","Calculated effective R-value for the below grade portion of the foundation wall assembly.  Uninsulated values shown here, user-defined values assuming insulation can be used.",0.65,0,0.65,0,0.65,0.65,0.65,0.65,0.65,0,0.65,null,"(R-value)","Overall R-value of crawl or basement side wall below finish grade","R-value of external foam and/or furred-out wall including internal surface coefficient. Include concrete but not soil. Must be nonzero if HeightBG nonzero.",61]
["CFM50","User","Air flow through the house when the house is pressurized to 50 Pa using a blower door.  Data source will be specified.","(user)","(user)","(user)","(user)","(user)","(user)","(user)","(user)","(user)","(user)","(user)",null,"CFM","Blower door measured infiltration flow rate at 50 Pa","If you don't have this info and don't have any good guesses, use 0.35*Vhse/3",62]
["Stack Height","Prototype Parameter","Prototype",{"$f":"'RTF Prototypes'!H4","v":8},{"$f":"D66","v":8},{"$f":"'RTF Prototypes'!H5","v":17},{"$f":"F66","v":17},{"$f":"'RTF Prototypes'!F6","v":10},{"$f":"'RTF Prototypes'!H11","v":8},{"$f":"'RTF Prototypes'!H12","v":8},{"$f":"'RTF Prototypes'!H13","v":8},{"$f":"'RTF Prototypes'!H7","v":28.5},{"$f":"'RTF Prototypes'!H8","v":28.5},{"$f":"'RTF Prototypes'!H9","v":27},{"$f":"'RTF Prototypes'!H10","v":17},"(ft)","Average height of conditioned space above ground level","This is usually just the height of the house, unless there is a heated basement. The below grade height of the basement does not contribute to stack effect.",63]
["FanType","User","Either specification, or professional judgment.  Calibration assumed Exhaust.","Exhaust","Exhaust","Exhaust","Exhaust","Exhaust","Exhaust","Exhaust","Exhaust","Exhaust","Exhaust","Exhaust",null,"(Exhaust, Supply, HRV, or None)","Input the fan type","Exhaust, Supply, Heat Recovery Ventilator, or None for no fan. Note that if you enter \"None\" you should enter zeros in the following 5 fields.",64]
["FanCFM","User","Either based on measure specification, or professional judgment.  Calibration assumed 50 cfm",50,50,50,50,50,50,50,50,50,50,50,null,"CFM","Fan CFM","If FanType=None, enter zero",65]
["FanSched","User","Professional judgment.  Calibration assumed 1 hour of operation at 7:00 and 18:00, otherwise off.",4,4,4,4,4,4,4,4,4,4,4,null,"(0 to 5)","0 is no schedule (continuous run)","0 is no schedule. 1-5 are found and may be edited in the fanschedule tab.",66]
["FanEquip","User","Professional judgment or based on measure specification.  Calibration used \"Standard\".","Standard","Standard","Standard","Standard","Standard","Standard","Standard","Standard","Standard","Standard","Standard",null,"(USR, Estar, EstarNW,Standard)","USR=user specified, Estar=energy star, EstarNW=energy star NW, Standard=base case equipment","Enter 0 if there is no fan (just enter something as a placeholder)",67]
["FanEff","User","Measure-specific entry.",5,5,5,5,5,5,5,5,5,5,5,null,"(CFM/W)",{"$error":"#N/A"},{"$error":"#N/A"},68]
["HRVEff","User","Measure-specific entry.  Values shown here (0) assume no HRV.",0,0,0,0,0,0,0,0,0,0,0,null,"(0 to 1)",{"$error":"#N/A"},{"$error":"#N/A"},69]
["achattic","Prototype Parameter","Prototype",{"$f":"INDEX('RTF Prototypes'!$B$3:$AA$13,MATCH(D$3,'RTF Prototypes'!$B$3:$B$13,0),MATCH($A73,'RTF Prototypes'!$B$3:$AA$3,0))","v":4.5},{"$f":"D73","v":4.5},{"$f":"INDEX('RTF Prototypes'!$B$3:$AA$13,MATCH(F$3,'RTF Prototypes'!$B$3:$B$13,0),MATCH($A73,'RTF Prototypes'!$B$3:$AA$3,0))","v":4.5},{"$f":"F73","v":4.5},{"$f":"INDEX('RTF Prototypes'!$B$3:$AA$13,MATCH(H$3,'RTF Prototypes'!$B$3:$B$13,0),MATCH($A73,'RTF Prototypes'!$B$3:$AA$3,0))","v":4.5},{"$f":"INDEX('RTF Prototypes'!$B$3:$AA$13,MATCH(I$3,'RTF Prototypes'!$B$3:$B$13,0),MATCH($A73,'RTF Prototypes'!$B$3:$AA$3,0))","v":4.5},{"$f":"INDEX('RTF Prototypes'!$B$3:$AA$13,MATCH(J$3,'RTF Prototypes'!$B$3:$B$13,0),MATCH($A73,'RTF Prototypes'!$B$3:$AA$3,0))","v":4.5},{"$f":"INDEX('RTF Prototypes'!$B$3:$AA$13,MATCH(K$3,'RTF Prototypes'!$B$3:$B$13,0),MATCH($A73,'RTF Prototypes'!$B$3:$AA$3,0))","v":4.5},{"$f":"INDEX('RTF Prototypes'!$B$3:$AA$13,MATCH(L$3,'RTF Prototypes'!$B$3:$B$13,0),MATCH($A73,'RTF Prototypes'!$B$3:$AA$3,0))","v":4.5},{"$f":"INDEX('RTF Prototypes'!$B$3:$AA$13,MATCH(M$3,'RTF Prototypes'!$B$3:$B$13,0),MATCH($A73,'RTF Prototypes'!$B$3:$AA$3,0))","v":4.5},{"$f":"INDEX('RTF Prototypes'!$B$3:$AA$13,MATCH(N$3,'RTF Prototypes'!$B$3:$B$13,0),MATCH($A73,'RTF Prototypes'!$B$3:$AA$3,0))","v":4.5},{"$f":"INDEX('RTF Prototypes'!$B$3:$AA$13,MATCH(O$3,'RTF Prototypes'!$B$3:$B$13,0),MATCH($A73,'RTF Prototypes'!$B$3:$AA$3,0))","v":4.5},"(1/hr)",{"$error":"#N/A"},{"$error":"#N/A"},70]
["achcrawl","Prototype Parameter","Prototype",{"$f":"INDEX('RTF Prototypes'!$B$3:$AA$13,MATCH(D$3,'RTF Prototypes'!$B$3:$B$13,0),MATCH($A74,'RTF Prototypes'!$B$3:$AA$3,0))","v":4.5},{"$f":"D74","v":4.5},{"$f":"INDEX('RTF Prototypes'!$B$3:$AA$13,MATCH(F$3,'RTF Prototypes'!$B$3:$B$13,0),MATCH($A74,'RTF Prototypes'!$B$3:$AA$3,0))","v":4.5},{"$f":"F74","v":4.5},{"$f":"INDEX('RTF Prototypes'!$B$3:$AA$13,MATCH(H$3,'RTF Prototypes'!$B$3:$B$13,0),MATCH($A74,'RTF Prototypes'!$B$3:$AA$3,0))","v":4.5},{"$f":"INDEX('RTF Prototypes'!$B$3:$AA$13,MATCH(I$3,'RTF Prototypes'!$B$3:$B$13,0),MATCH($A74,'RTF Prototypes'!$B$3:$AA$3,0))","v":4.5},{"$f":"INDEX('RTF Prototypes'!$B$3:$AA$13,MATCH(J$3,'RTF Prototypes'!$B$3:$B$13,0),MATCH($A74,'RTF Prototypes'!$B$3:$AA$3,0))","v":4.5},{"$f":"INDEX('RTF Prototypes'!$B$3:$AA$13,MATCH(K$3,'RTF Prototypes'!$B$3:$B$13,0),MATCH($A74,'RTF Prototypes'!$B$3:$AA$3,0))","v":4.5},{"$f":"INDEX('RTF Prototypes'!$B$3:$AA$13,MATCH(L$3,'RTF Prototypes'!$B$3:$B$13,0),MATCH($A74,'RTF Prototypes'!$B$3:$AA$3,0))","v":4.5},{"$f":"INDEX('RTF Prototypes'!$B$3:$AA$13,MATCH(M$3,'RTF Prototypes'!$B$3:$B$13,0),MATCH($A74,'RTF Prototypes'!$B$3:$AA$3,0))","v":4.5},{"$f":"INDEX('RTF Prototypes'!$B$3:$AA$13,MATCH(N$3,'RTF Prototypes'!$B$3:$B$13,0),MATCH($A74,'RTF Prototypes'!$B$3:$AA$3,0))","v":4.5},{"$f":"INDEX('RTF Prototypes'!$B$3:$AA$13,MATCH(O$3,'RTF Prototypes'!$B$3:$B$13,0),MATCH($A74,'RTF Prototypes'!$B$3:$AA$3,0))","v":4.5},"(1/hr)",{"$error":"#N/A"},{"$error":"#N/A"},71]
["HPWH","User","Measure-specific entry.  Values shown here (0) assume no water heater interaction.",0,0,0,0,0,0,0,0,0,0,0,null,"(1 or 0)","Is there a heat pump water heater","1=yes, 0=no",72]
["HPWH_size","User","Measure-specific entry.  Values shown here (0) assume no water heater interaction.",0,0,0,0,0,0,0,0,0,0,0,null,"gallons","Tank size in gallons",0,73]
["HPWH_performance","User","Measure-specific entry.  Values shown here (0) assume no water heater interaction.",0,0,0,0,0,0,0,0,0,0,0,null,"(1, 2, 3, 50)","Signifies which heat pump prototype to use","The tiers are 1, 2, and 3 as per the NEEA Northern Climate Spec. The types are 1 and 2, where 1 is R-134a and 2 is R-410a. All of the options are then {1.1, 1.2, 2.1, 2.2, 3.1, 3.2}. Bonus: enter \"4\" for a resistance tank. Also, if you only enter one number it is treated as the tier and uses type \"2\" as default",74]
["HPWH_setpoint","User","Measure-specific entry.  Values shown here (0) assume no water heater interaction.",0,0,0,0,0,0,0,0,0,0,0,null,"(F)","Water heater setpoint",0,75]
["ducted","User","Measure-specific entry.  Values shown here (0) assume no water heater interaction.",0,0,0,0,0,0,0,0,0,0,0,null,"(1 or 0)","Is the water heater exhaust ducted to outside","1=yes, 0=no",76]
["HPWH_fan","User","Measure-specific entry.  Values shown here (0) assume no water heater interaction.",0,0,0,0,0,0,0,0,0,0,0,null,"(CFM)","Evaporator fan flow in CFM",0,77]

{"sheet":"RTF Prototypes","index":45,"n_rows":13,"n_cols":27,"rows_kept":13,"cut":false,"hidden":false,"merged":[]}
[null,"ENVELOPE DIMENSIONS"]
[]
[null,"Code","Description","SF/Unit","Units per building","height per floor","floors per building","Total Height","Glazing % of HFA","Perim Width","Perim Length","Afloorcond","Volume","Afloorext","Aextwall","Aceiling","Awin/4","Adoor","SDArea","RDArea","Foundtype","Afootprint","Pfootprint","HeightAG","HeightBG","achattic","achcrawl"]
[null,"1344c","Single Family 1344 Crawl",1344,1,8,1,{"$f":"G4*F4","v":8},0.13,32,42,{"$f":"D4","v":1344},{"$f":"L4*F4","v":10752},0,{"$f":"W4*H4","v":1184},{"$f":"D4/G4","v":1344},{"$f":"L4*I4/4","v":43.68},40,240,50,1,{"$f":"J4*K4","v":1344},{"$f":"2*J4+2*K4","v":148},1,2,4.5,4.5]
[null,"2200c","Single Family 2200 Crawl",2200,1,8.5,2,{"$f":"G5*F5","v":17},0.16600000000000001,36,44,{"$f":"D5","v":2200},{"$f":"L5*F5","v":18700},200,{"$f":"(44+36)*2*8.5+(30+20)*2*8.5","v":2210},{"$f":"V5+200","v":1784},91.300000000000011,40,300,80,1,{"$f":"J5*K5","v":1584},{"$f":"2*J5+2*K5","v":160},1,2,4.5,4.5]
[null,"2688b","Single Family 2688 Basement",2688,1,10,2,{"$f":"X6+Y6+F6","v":17},0.14000000000000001,32,42,{"$f":"D6","v":2688},{"$f":"L6*(F6+X6+Y6)/2","v":22848},0,{"$f":"W6*F6","v":1480},{"$f":"D6/G6","v":1344},94.080000000000013,40,0,40,4,{"$f":"P6","v":1344},{"$f":"2*J6+2*K6","v":148},0.5,6.5,4.5,4.5]
[null,"1500c","Multi Family Townhome Crawl",1500,12,9.5,3,{"$f":"G7*F7","v":28.5},0.13,20,25,{"$f":"D7","v":1500},{"$f":"L7*F7","v":14250},0,{"$f":"W7*H7","v":1258.75},{"$f":"D7/G7","v":500},48.75,40,100,50,1,500,{"$f":"J7*2+K7*(2/12)","v":44.166666666666664},1,2,4.5,4.5]
[null,"1500s","Multi Family Townhome Slab",1500,12,{"$f":"F7","v":9.5},{"$f":"G7","v":3},28.5,0.13,20,25,{"$f":"D8","v":1500},14250,0,{"$f":"W8*H8","v":1258.75},{"$f":"D8/G8","v":500},48.75,40,20,50,2,500,{"$f":"J8*2+K8*(2/12)","v":44.166666666666664},0,0,4.5,4.5]
[null,1000,"Multi Family Apartment Dbl Loaded",1000,24,9,3,27,0.15,88,100,26400,237600,0,{"$f":"W9*H9","v":10152},{"$f":"J9*K9","v":8800},990,84,0,0,1,8800,{"$f":"2*J9+2*K9","v":376},1,2,4.5,4.5]
[null,952,"Multi Family Woody Walk-up",952,8,8.5,2,17,{"$f":"0.175*6528/7616","v":0.15},{"$f":"25*4","v":100},42,7616,64736,0,{"$f":"G10*F10*W10","v":6528},{"$f":"L10/2","v":3808},285.59999999999997,160,280,70,1,3808,{"$f":"42*2+25*8+25*4","v":384},1,2,4.5,4.5]
[null,924,"Manufactured Home 924",924,1,8,1,8,0.125,14,{"$f":"D11/J11","v":66},{"$f":"D11","v":924},7392,0,{"$f":"W11*H11","v":1280},{"$f":"D11/G11","v":924},28.875,40,150,0,1,924,{"$f":"2*J11+2*K11","v":160},2,1,4.5,4.5]
[null,1568,"Manufactured Home 1568",1568,1,{"$f":"F11","v":8},1,8,0.125,28,{"$f":"D12/J12","v":56},{"$f":"D12","v":1568},12544,0,{"$f":"W12*H12","v":1344},{"$f":"D12/G12","v":1568},49,40,200,0,1,1568,{"$f":"2*J12+2*K12","v":168},2,1,4.5,4.5]
[null,2352,"Manufactured Home 2352",2352,1,{"$f":"F12","v":8},1,8,0.125,42,{"$f":"D13/J13","v":56},{"$f":"D13","v":2352},18816,0,{"$f":"W13*H13","v":1568},{"$f":"D13/G13","v":2352},73.5,40,250,0,1,2352,{"$f":"2*J13+2*K13","v":196},2,1,4.5,4.5]