## Note
This workbook is used for several purposes for the 7P and other analysis.
Contains key data and inputs for a varitiety of lighting and plan analyses.
Is updated periodically as additioanl information is required.
Some tables in this workbook feed other 7P workbooks

## Flyover
Parse CBSA Lilghitng Data to Energy Use by Building Type
Source CBSA 2014 (October 31, 2014 Dataset)
Does not include Hospitals and Universities
[7 empty] | Indoor Lighting |  |  |  |  | Outdoor Lighting
| Building Type | Electric EUI from CBSA (WT by SF) |  |  |  |  | Calculated Lighting Indoor (exclude parking) EUI from CBSA (WT by SF) | Calculated Lighting Indoor EUI from CBSA (include parking) (WT by SF) |  | Indoor Lighting as Fraction Electric EUI | Calculated Lighting Hours per Year |  | Outdoor Lighting per Indoor SF | [12 empty] | Includes Indoor Parking |  |  | 40% | 20%
| building_type | elec.eui.n.mean | n | eb | Upper | Lower | mean | mean | n | % | hrs | building_type | lpd.o.mean | n | eb | Outdoor Lighting Hours | Outdoor Lighting: kWh/SF indoor space | Building Type | Indoor Lighting EUI kWh/SF | Outdoor Lighting: kWh/SF indoor space | Indoor plus Outdoor Lighting EUI | Lighting as Fraction of Total EUI (%) | Building Type | Total Floor Area 2014 (million SF) | Total Site Energy 2014 in aMW | Indoor Lighting Site Energy 2014 in aMW | Outdoor Lighting Site Energy 2014 in aMW | Total Site Lighting Energy 2014 in aMW | Savings @ 40% in aMW | Savings @ 20% in aMW
| Assembly | 12.6567 | 105 | 3.1687 | 15.8254 | 9.488 | 3.0445 | 2.9822 | 105 | 24.05% | 2967.8627 | Assembly | 0.15772 | 102 | 0.053642 | 4300 | 0.67821 | Assembly | 2.9822 | 0.67821 | 3.6604 | 28.92% | Assembly | 368.8721 | 532.9552 | 125.5778 | 28.5585 | 154.1363 | 61.6545 | 30.8273
| Food Service | 45.7942 | 43 | 6.1561 | 51.9503 | 39.6381 | 6.3315 | 6.3315 | 43 | 13.83% | 5405.8685 | Food Service | 0.43664 | 43 | 0.2015 | 4300 | 1.8776 | Food Service | 6.3315 | 1.8776 | 8.2091 | 17.93% | Food Service | 53.0367 | 277.2575 | 38.3336 | 11.3675 | 49.7011 | 19.8805 | 9.9402
| Grocery | 56.9718 | 74 | 4.232 | 61.2038 | 52.7398 | 8.2847 | 8.2847 | 74 | 14.54% | 7180.9531 | Grocery | 0.26032 | 74 | 0.11904 | 4300 | 1.1194 | Grocery | 8.2847 | 1.1194 | 9.4041 | 16.51% | Grocery | 77.1208 | 501.5654 | 72.9363 | 9.8548 | 82.7911 | 33.1164 | 16.5582
| Lodging | 14.29 | 72 | 1.3982 | 15.6882 | 12.8917 | 2.697 | 2.6463 | 73 | 18.87% | 2924.0725 | Lodging | 0.1026 | 71 | 0.019362 | 4300 | 0.44117 | Lodging | 2.6463 | 0.44117 | 3.0875 | 21.61% | Lodging | 171.0409 | 279.0149 | 51.67 | 8.614 | 60.284 | 24.1136 | 12.0568
| Office | 15.9836 | 117 | 1.4895 | 17.4731 | 14.4941 | 2.9923 | 2.729 | 117 | 18.72% | 2996.9298 | Office | 0.13694 | 114 | 0.039622 | 4300 | 0.58885 | Office | 2.729 | 0.58885 | 3.3178 | 20.76% | Office | 734.3581 | 1339.921 | 228.7715 | 49.3638 | 278.1354 | 111.2541 | 55.6271
| Residential Care | 15.2525 | 70 | 1.686 | 16.9384 | 13.5665 | 6.4134 | 6.2876 | 70 | 42.05% | 5629.1089 | Residential Care | 0.070372 | 67 | 0.014525 | 4300 | 0.3026 | Residential Care | 6.2876 | 0.3026 | 6.5902 | 43.21% | Residential Care | 125.1606 | 217.9231 | 89.8349 | 4.3235 | 94.1584 | 37.6634 | 18.8317
| Retail | 12.7625 | 132 | 1.0992 | 13.8617 | 11.6634 | 5.0235 | 5.0268 | 131 | 39.36% | 4224.9019 | Retail | 0.28432 | 130 | 0.082288 | 4300 | 1.2226 | Retail | 5.0268 | 1.2226 | 6.2493 | 48.97% | Retail | 570.9295 | 831.793 | 327.6188 | 79.6798 | 407.2986 | 162.9194 | 81.4597
| School | 9.5809 | 75 | 0.81003 | 10.3909 | 8.7709 | 2.5447 | 2.5102 | 75 | 26.56% | 2683.5985 | School | 0.10641 | 74 | 0.020666 | 4300 | 0.45757 | School | 2.5102 | 0.45757 | 2.9678 | 30.98% | School | 245.3532 | 268.3457 | 70.3078 | 12.8158 | 83.1235 | 33.2494 | 16.6247
| Warehouse | 6.0495 | 43 | 2.2844 | 8.3339 | 3.7651 | 1.559 | 1.559 | 43 | 25.77% | 2669.816 | Warehouse | 0.083533 | 43 | 0.022923 | 4300 | 0.35919 | Warehouse | 1.559 | 0.35919 | 1.9182 | 31.71% | Warehouse | 442.2241 | 305.393 | 78.7029 | 18.1327 | 96.8357 | 38.7343 | 19.3671
| Other | 12.8875 | 81 | 1.4056 | 14.2931 | 11.482 | 3.8716 | 3.4105 | 81 | 30.04% | 4049.7798 | Other | 0.14553 | 78 | 0.035074 | 4300 | 0.62577 | Other | 3.4105 | 0.62577 | 4.0362 | 31.32% | Other | 333.4345 | 490.5423 | 129.813 | 23.8187 | 153.6317 | 61.4527 | 30.7263
| All | 14.1571 | 812 | 0.81519 | 14.9722 | 13.3419 | 3.5 | 3.4 | 812 | 24.72% | 3505.4325 | All | 0.16122 | 796 | 0.020182 | 4300 | 0.69323 | All | 3.4 | 0.69323 | 4.0932 | 28.91% | All | 3121.5305 | 5044.7111 | 1213.5668 | 246.529 | 1460.0958 | 584.0383 | 292.0192
| Hospital | [16 empty] | Hospital | [7 empty] | 24.06% | 4.887% | 28.94%
| Univeristy | [16 empty] | University |  |  |  |  | Lighting Indoor | 1200
[23 empty] | Lighting Outdoor | 250
[23 empty] | Other Site Energy | 3600
| building_type | msf.pnw.tot | n: msf.pnw.frac
| Assembly | 368.8721 | n: 11.82%
| Food Service | 53.0367 | n: 1.699%
| Grocery | 77.1208 | n: 2.471%
| Lodging | 171.0409 | n: 5.479%
| Office | 734.3581 | n: 23.53%
| Residential Care | 125.1606 | n: 4.01%
| Retail | 570.9295 | n: 18.29%
| School | 245.3532 | n: 7.86%
| Warehouse | 442.2241 | n: 14.17%
| Other | 333.4345 | n: 10.68%
| All | 3121.5305 | n: 100%
87.5
From CBSA Site Database
Values | bar: n to Upper
| Row Labels | Sum of _Sf_PNW | n: Sum of Sf_PNW_Electric_EUI_Normalized; eb: Sum of Sf_PNW_Lighting_EUI_IndPark; Upper: Lighting EUI Weighted
| Assembly | 368872052 | n: 4668687505.2414; eb: 1100061899.755; Upper: 2.9822
| Grocery | 77120838 | n: 4393713121.4449; eb: 638922062.463; Upper: 8.2847
| Lodging | 171040928 | n: 2444170253.7682; eb: 452629373.1228; Upper: 2.6463
| Office | 734358126 | n: 11737708048.5887; eb: 2004038597.2214; Upper: 2.729
| Other | 333434465 | n: 4297150431.9265; eb: 1137162058.8059; Upper: 3.4105
| Residential Care | 125160636 | n: 1909006704.809; eb: 786953866.6738; Upper: 6.2876
| Restaurant | 53036739 | n: 2428775287.5817; eb: 335802376.9639; Upper: 6.3315
| Retail/Service | 570929488 | n: 7286506717.5294; eb: 2869940756.7632; Upper: 5.0268
| School K-12 | 245353161 | n: 2350708502.6035; eb: 615895981.1257; Upper: 2.5102
| Warehouse | 442224054 | n: 2675242807.9275; eb: 689437821.8152; Upper: 1.559
| Grand Total | 3121530487 | n: 44191669381.4206; eb: 10630844794.7099; Upper: 3.4057
Values | bar: n to Upper
| Row Labels | Sum of _Sf_PNW | n: Sum of Sf_PNW_Annual Lighting Hours; Upper: Lighting Hours Weighted
| Assembly | 368872052 | n: 1.0948e+12; Upper: 2967.8627
| Grocery | 77120838 | n: 553801118359.5459; Upper: 7180.9531
| Lodging | 171040928 | n: 500136070929.4784; Upper: 2924.0725
| Office | 734358126 | n: 2.2008e+12; Upper: 2996.9298
| Other | 333434465 | n: 1.3503e+12; Upper: 4049.7798
| Residential Care | 125160636 | n: 704542851935.8994; Upper: 5629.1089
| Restaurant | 53036739 | n: 286709637275.7175; Upper: 5405.8685
| Retail/Service | 570929488 | n: 2.4121e+12; Upper: 4224.9019
| School K-12 | 245353161 | n: 658429386690.9611; Upper: 2683.5985
| Warehouse | 442224054 | n: 1.1807e+12; Upper: 2669.816
| Grand Total | 3121530487 | n: 1.0942e+13; Upper: 3505.4325
Note on R9: Charlie Grist: 4300 placeholder. Check CBSA for subspace lighting hours estimate for outdoor by Btype

## LPDExist
Assign Indoor Lighing Power to Base System Fixture and Lamp Type |  |  |  |  | Existing
|  |  |  | Step 1: Start with existing stock in 2013 before adjustment for standards, all vintages | [5 empty] | From CBSA Detailed Lighting |  | GRISTv1_CBSA Public Detailed Lighting Table 2014-10-31.xlsx
Watts per SF Non-Park
Column Labels
[5 empty] | Office | Retail | School | Warehouse | Grocery | Food Service | Lodging | Residential Care | Assembly | Other | All
|  |  |  | Sum of msf.pnw.tot | 734.3581 | 570.9295 | 245.3532 | 442.2241 | 77.1208 | 53.0367 | 171.0409 | 125.1606 | 368.8721 | 333.4345 | 3121.5305
|  |  |  | Non-Park SF | 650.54 | 564.9112 | 242.2008 | 442.2241 | 77.1208 | 53.0367 | 162.4554 | 121.6317 | 361.0533 | 298.9709 | 2974.145
Watts per KSF
|  |  |  | Row Labels | Office | Retail/Service | School K-12 | Warehouse | Grocery | Restaurant | Lodging | Residential Care | Assembly | Other | Grand Total | Row Labels | Office | Retail/Service | School K-12 | Warehouse | Grocery | Restaurant | Lodging | Residential Care | Assembly | Other | Grand Total
|  |  |  | Linear Fluorescent | 0.89265 | 0.8004 | 0.79658 | 0.34259 | 0.91887 | 0.48271 | 0.17397 | 0.45317 | 0.543 | 0.60658 | 0.65045 | Linear Fluorescent | 892.6521 | 800.3954 | 796.5847 | 342.5943 | 918.8702 | 482.7054 | 173.9684 | 453.1744 | 543.0049 | 606.5786 | 650.4544
|  |  |  | Fluorescent T12 | 0.10993 | 0.12776 | 0.070797 | 0.12374 | 0.043155 | 0.21313 | 0.022181 | 0.1869 | 0.12833 | 0.081024 | 0.10997 | Fluorescent T12 | 109.9331 | 127.7554 | 70.7967 | 123.7423 | 43.1546 | 213.1325 | 22.1809 | 186.8997 | 128.327 | 81.0236 | 109.9745
|  |  |  | Fluorescent T5 | 0.074251 | 0.03124 | 0.10329 | 0.035155 | 0.00017114 | 0.0012972 | 0.0059593 | 0.010137 | 0.047075 | 0.082118 | 0.05055 | Fluorescent T5 | 74.251 | 31.2401 | 103.2856 | 35.1552 | 0.17114 | 1.2972 | 5.9593 | 10.1365 | 47.0755 | 82.118 | 50.5504
|  |  |  | Fluorescent T8 | 0.70847 | 0.6414 | 0.6225 | 0.1837 | 0.87554 | 0.26828 | 0.14583 | 0.25614 | 0.3676 | 0.44344 | 0.48993 | Fluorescent T8 | 708.468 | 641.3998 | 622.5024 | 183.6968 | 875.5445 | 268.2757 | 145.8282 | 256.1382 | 367.6025 | 443.4371 | 489.9296
|  |  |  | Recessed Can | 0.076034 | 0.039643 | 0.026787 | 0.0012473 | 0.0038736 | 0.26536 | 0.15909 | 0.092887 | 0.10387 | 0.069004 | 0.063394 | Recessed Can | 76.0338 | 39.6425 | 26.7872 | 1.2473 | 3.8736 | 265.3618 | 159.0857 | 92.8868 | 103.8669 | 69.0039 | 63.3942
|  |  |  | CFL | 0.056236 | 0.019601 | 0.024242 | 0.00093532 | 0.0027809 | 0.057377 | 0.06118 | 0.043996 | 0.04742 | 0.030073 | 0.033153 | CFL | 56.2363 | 19.6005 | 24.2422 | 0.93532 | 2.7809 | 57.3768 | 61.1804 | 43.9958 | 47.4195 | 30.0729 | 33.1529
|  |  |  | HID | 0.00015083 | 0.0015194 | 0 | 0 | 0 | 0 | 0.0016042 | 0 | 0.00079187 | 0.015992 | 0.0021129 | HID | 0.15083 | 1.5194 | 0 | 0 | 0 | 0 | 1.6042 | 0 | 0.79187 | 15.9917 | 2.1129
|  |  |  | Incandescent | 0.018949 | 0.018038 | 0.0011736 | 0.00029227 | 0.0007927 | 0.20638 | 0.093476 | 0.048891 | 0.051441 | 0.021964 | 0.026969 | Incandescent | 18.9488 | 18.0379 | 1.1736 | 0.29227 | 0.7927 | 206.376 | 93.4765 | 48.891 | 51.441 | 21.9643 | 26.9688
|  |  |  | LED | 0.00069786 | 0.00048463 | 0.0013714 | 1.9709e-05 | 0.0003 | 0.001609 | 0.0028246 | 0 | 0.0042145 | 0.00097497 | 0.0011597 | LED | 0.69786 | 0.48463 | 1.3714 | 0.019709 | 0.3 | 1.609 | 2.8246 | 0 | 4.2145 | 0.97497 | 1.1597
|  |  |  | Display Track/Surface Mount | 0.0071825 | 0.099047 | 0.0028814 | 0.0047848 | 0.070648 | 0.085635 | 0.028417 | 0.019736 | 0.066455 | 0.030211 | 0.038153 | Display Track/Surface Mount | 7.1825 | 99.0467 | 2.8814 | 4.7848 | 70.6477 | 85.6349 | 28.4174 | 19.7363 | 66.4548 | 30.211 | 38.1529
|  |  |  | CFL | 0.00073485 | 0.016969 | 0.00014085 | 7.2499e-05 | 0.003084 | 0.014554 | 0.00059979 | 0.0012051 | 0.0054107 | 0.00086061 | 0.004571 | CFL | 0.73485 | 16.9688 | 0.14085 | 0.072499 | 3.084 | 14.5542 | 0.59979 | 1.2051 | 5.4107 | 0.86061 | 4.571
|  |  |  | Fluorescent T12 | 0 | 0.0016766 | 3.8787e-05 | 0 | 0 | 0.00087735 | 0 | 0 | 0 | 0 | 0.00033726 | Fluorescent T12 | 0 | 1.6766 | 0.038787 | 0 | 0 | 0.87735 | 0 | 0 | 0 | 0 | 0.33726
|  |  |  | Fluorescent T5 | 0 | 0.0033781 | 0 | 0 | 0 | 0 | 0 | 0 | 0 | 0 | 0.00064165 | Fluorescent T5 | 0 | 3.3781 | 0 | 0 | 0 | 0 | 0 | 0 | 0 | 0 | 0.64165
|  |  |  | Fluorescent T8 | 0 | 0.017504 | 0 | 0 | 0.00024206 | 0 | 0 | 0 | 0 | 0 | 0.0033309 | Fluorescent T8 | 0 | 17.5036 | 0 | 0 | 0.24206 | 0 | 0 | 0 | 0 | 0 | 3.3309
|  |  |  | HID | 0.00034188 | 0.0022517 | 0 | 0 | 0.014589 | 0.014568 | 0 | 0 | 0.0053663 | 0 | 0.001792 | HID | 0.34188 | 2.2517 | 0 | 0 | 14.5895 | 14.5685 | 0 | 0 | 5.3663 | 0 | 1.792
|  |  |  | Incandescent | 0.0053825 | 0.050148 | 0.0025133 | 0.0047123 | 0.051513 | 0.050377 | 0.027627 | 0.018458 | 0.051455 | 0.029346 | 0.025302 | Incandescent | 5.3825 | 50.1482 | 2.5133 | 4.7123 | 51.5128 | 50.3772 | 27.6274 | 18.4578 | 51.455 | 29.3462 | 25.3024
|  |  |  | LED | 0.00072328 | 0.0064733 | 0.00018844 | 0 | 0.0011756 | 0.00046159 | 0.00019013 | 7.3467e-05 | 0.0042228 | 4.2362e-06 | 0.0019683 | LED | 0.72328 | 6.4733 | 0.18844 | 0 | 1.1756 | 0.46159 | 0.19013 | 0.073467 | 4.2228 | 0.0042362 | 1.9683
|  |  |  | Misc | 0 | 0.00013149 | 0 | 0 | 4.3704e-05 | 0.0047961 | 0 | 0 | 0 | 0 | 0.00011163 | Misc | 0 | 0.13149 | 0 | 0 | 0.043704 | 4.7961 | 0 | 0 | 0 | 0 | 0.11163
|  |  |  | Other Fluorescent | 0 | 0.00051484 | 0 | 0 | 0 | 0 | 0 | 0 | 0 | 0 | 9.7789e-05 | Other Fluorescent | 0 | 0.51484 | 0 | 0 | 0 | 0 | 0 | 0 | 0 | 0 | 0.097789
|  |  |  | High/Low Bay | 0.012877 | 0.21475 | 0.11454 | 0.16583 | 0.052538 | 0 | 0.0049254 | 0.009379 | 0.12758 | 0.086595 | 0.1038 | High/Low Bay | 12.8766 | 214.751 | 114.5374 | 165.8251 | 52.5377 | 0 | 4.9254 | 9.379 | 127.5754 | 86.5947 | 103.7974
|  |  |  | CFL | 0 | 0 | 0.029257 | 0 | 0 | 0 | 0.00065691 | 0.0034101 | 0.017583 | 0.0064037 | 0.0053361 | CFL | 0 | 0 | 29.2571 | 0 | 0 | 0 | 0.65691 | 3.4101 | 17.5826 | 6.4037 | 5.3361
|  |  |  | Fluorescent T5 | 0 | 0.077794 | 0.017498 | 0.086339 | 0.0036693 | 0 | 0.0031139 | 0 | 0.023649 | 0.034317 | 0.035625 | Fluorescent T5 | 0 | 77.7938 | 17.4981 | 86.3387 | 3.6693 | 0 | 3.1139 | 0 | 23.649 | 34.3173 | 35.6247
|  |  |  | Fluorescent T8 | 0.001475 | 0.074185 | 0.031888 | 0.027847 | 0.047258 | 0 | 0.00035934 | 0 | 0.010142 | 0.0077067 | 0.024402 | Fluorescent T8 | 1.475 | 74.185 | 31.8878 | 27.8466 | 47.2579 | 0 | 0.35934 | 0 | 10.1419 | 7.7067 | 24.4016
|  |  |  | HID | 0.011389 | 0.062772 | 0.035894 | 0.05164 | 0.0016105 | 0 | 0.00079528 | 0.0059689 | 0.074345 | 0.037699 | 0.03816 | HID | 11.3895 | 62.7723 | 35.8944 | 51.6399 | 1.6105 | 0 | 0.79528 | 5.9689 | 74.3451 | 37.6987 | 38.1598
|  |  |  | LED | 1.2223e-05 | 0 | 0 | 0 | 0 | 0 | 0 | 0 | 0.0018568 | 0.00046832 | 0.00027517 | LED | 0.012223 | 0 | 0 | 0 | 0 | 0 | 0 | 0 | 1.8568 | 0.46832 | 0.27517
|  |  |  | Other | 0.076968 | 0.043797 | 0.046133 | 0.065182 | 0.10238 | 0.34047 | 0.52753 | 0.52604 | 0.18065 | 0.13908 | 0.13357 | Other | 76.9681 | 43.7968 | 46.1334 | 65.182 | 102.3846 | 340.4739 | 527.5266 | 526.042 | 180.6518 | 139.0837 | 133.5692
|  |  |  | CFL | 0.027861 | 0.011471 | 0.024267 | 0.017239 | 0.0074519 | 0.070042 | 0.25622 | 0.15769 | 0.035814 | 0.085637 | 0.047655 | CFL | 27.8614 | 11.4711 | 24.2667 | 17.2387 | 7.4519 | 70.0421 | 256.2187 | 157.686 | 35.8143 | 85.6367 | 47.655
|  |  |  | HID | 0.011547 | 0.0035635 | 0.0060445 | 0.0064479 | 0.050747 | 0.045641 | 0.0079481 | 0.0041611 | 0.022232 | 0.015361 | 0.011631 | HID | 11.5466 | 3.5635 | 6.0445 | 6.4479 | 50.7475 | 45.6405 | 7.9481 | 4.1611 | 22.2321 | 15.3606 | 11.6306
|  |  |  | Incandescent | 0.034558 | 0.025284 | 0.014414 | 0.041101 | 0.029507 | 0.21834 | 0.22269 | 0.35932 | 0.1168 | 0.029674 | 0.068326 | Incandescent | 34.5579 | 25.2835 | 14.4135 | 41.1015 | 29.5074 | 218.3384 | 222.6943 | 359.3158 | 116.8016 | 29.6736 | 68.3262
|  |  |  | LED | 0.0017988 | 0.0033513 | 0.00088015 | 5.325e-05 | 0.011387 | 0.0048417 | 0.016019 | 0.0036366 | 0.0023467 | 0.0054433 | 0.003347 | LED | 1.7988 | 3.3513 | 0.88015 | 0.05325 | 11.3867 | 4.8417 | 16.0195 | 3.6366 | 2.3467 | 5.4433 | 3.347
|  |  |  | Misc | 0.00018027 | 8.7605e-05 | 0.00012722 | 0.00034065 | 0.0032911 | 0.0010967 | 0.0025252 | 3.9372e-05 | 0.0024723 | 0.00039614 | 0.00070147 | Misc | 0.18027 | 0.087605 | 0.12722 | 0.34065 | 3.2911 | 1.0967 | 2.5252 | 0.039372 | 2.4723 | 0.39614 | 0.70147
|  |  |  | Other Fluorescent | 0.0010231 | 3.9756e-05 | 0.00040125 | 0 | 0 | 0.0005144 | 0.022121 | 0.0012031 | 0.00098492 | 0.0025734 | 0.0019089 | Other Fluorescent | 1.0231 | 0.039756 | 0.40125 | 0 | 0 | 0.5144 | 22.1209 | 1.2031 | 0.98492 | 2.5734 | 1.9089
|  |  |  | Grand Total | 1.0657 | 1.1976 | 0.98692 | 0.57963 | 1.1483 | 1.1742 | 0.89392 | 1.1012 | 1.0216 | 0.93147 | 0.98937 | Grand Total | 1065.7131 | 1197.6325 | 986.924 | 579.6335 | 1148.3138 | 1174.176 | 893.9235 | 1101.2185 | 1021.5539 | 931.4719 | 989.3681
|  |  |  | Total Watt/Total SF | 1.0657 | 1.1976 | 0.98692 | 0.57963 | 1.1483 | 1.1742 | 0.89392 | 1.1012 | 1.0216 | 0.93147 | 0.98937
|  |  |  | From Chris Newton | 1.0658 | 1.1977 | 0.98692 | 0.57963 | 1.1483 | 1.1741 | 0.90066 | 1.1012 | 1.0215 | 0.93152 | 0.98976
Step 2: Collapse to Analysis Bins. This step combines some lamp types and removes some connected Watts from potential assessment. For example Watts altready LED.
Watts per SF Non-Park
|  |  |  | Row Labels | Office | Retail/Service | School K-12 | Warehouse | Grocery | Restaurant | Lodging | Residential Care | Assembly | Other | Grand Total | Row Labels | Office | Retail/Service | School K-12 | Warehouse | Grocery | Restaurant | Lodging | Residential Care | Assembly | Other | Grand Total
|  |  |  | Linear Fluorescent | [11 empty] | Linear Fluorescent
|  |  |  | Linear Fluorescent | 0.89265 | 0.8004 | 0.79658 | 0.34259 | 0.91887 | 0.48271 | 0.17397 | 0.45317 | 0.543 | 0.60658 | 0.65045 | Linear Fluorescent | 892.6521 | 800.3954 | 796.5847 | 342.5943 | 918.8702 | 482.7054 | 173.9684 | 453.1744 | 543.0049 | 606.5786 | 650.4544
|  |  |  | Recessed Can | [11 empty] | Recessed Can
|  |  |  | CFL | 0.056387 | 0.02112 | 0.024242 | 0.00093532 | 0.0027809 | 0.057377 | 0.062785 | 0.043996 | 0.048211 | 0.046065 | 0.035266 | CFL | 56.3871 | 21.12 | 24.2422 | 0.93532 | 2.7809 | 57.3768 | 62.7846 | 43.9958 | 48.2114 | 46.0646 | 35.2658
|  |  |  | Incandescent | 0.018949 | 0.018038 | 0.0011736 | 0.00029227 | 0.0007927 | 0.20638 | 0.093476 | 0.048891 | 0.051441 | 0.021964 | 0.026969 | Incandescent | 18.9488 | 18.0379 | 1.1736 | 0.29227 | 0.7927 | 206.376 | 93.4765 | 48.891 | 51.441 | 21.9643 | 26.9688
|  |  |  | Display Track/Surface Mount | [11 empty] | Display Track/Surface Mount
|  |  |  | CFL | 0.00073485 | 0.040042 | 0.00017963 | 7.2499e-05 | 0.0033261 | 0.015432 | 0.00059979 | 0.0012051 | 0.0054107 | 0.00086061 | 0.0089786 | CFL | 0.73485 | 40.0421 | 0.17963 | 0.072499 | 3.3261 | 15.4315 | 0.59979 | 1.2051 | 5.4107 | 0.86061 | 8.9786
|  |  |  | Incandescent | 0.0053825 | 0.050148 | 0.0025133 | 0.0047123 | 0.051513 | 0.050377 | 0.027627 | 0.018458 | 0.051455 | 0.029346 | 0.025302 | Incandescent | 5.3825 | 50.1482 | 2.5133 | 4.7123 | 51.5128 | 50.3772 | 27.6274 | 18.4578 | 51.455 | 29.3462 | 25.3024
|  |  |  | High/Low Bay | [11 empty] | High/Low Bay
|  |  |  | Linear Fluorescent | 0.001475 | 0.15198 | 0.078643 | 0.11419 | 0.050927 | 0 | 0.0041302 | 0.0034101 | 0.051374 | 0.048428 | 0.065362 | Linear Fluorescent | 1.475 | 151.9787 | 78.643 | 114.1852 | 50.9272 | 0 | 4.1302 | 3.4101 | 51.3735 | 48.4277 | 65.3624
|  |  |  | HID | 0.011389 | 0.062772 | 0.035894 | 0.05164 | 0.0016105 | 0 | 0.00079528 | 0.0059689 | 0.074345 | 0.037699 | 0.03816 | HID | 11.3895 | 62.7723 | 35.8944 | 51.6399 | 1.6105 | 0 | 0.79528 | 5.9689 | 74.3451 | 37.6987 | 38.1598
|  |  |  | Other | [11 empty] | Other
|  |  |  | CFL | 0.040611 | 0.015162 | 0.03084 | 0.024027 | 0.06149 | 0.11729 | 0.28881 | 0.16309 | 0.061504 | 0.10397 | 0.061896 | CFL | 40.6114 | 15.162 | 30.8397 | 24.0272 | 61.4904 | 117.2938 | 288.8129 | 163.0896 | 61.5035 | 103.9668 | 61.896
|  |  |  | Incandescent | 0.034558 | 0.025284 | 0.014414 | 0.041101 | 0.029507 | 0.21834 | 0.22269 | 0.35932 | 0.1168 | 0.029674 | 0.068326 | Incandescent | 34.5579 | 25.2835 | 14.4135 | 41.1015 | 29.5074 | 218.3384 | 222.6943 | 359.3158 | 116.8016 | 29.6736 | 68.3262
Step 3: Adjustment for impact of federal standards. From Navigant Lighting Model for 2013 (CBSA) baseline - no shift.
|  |  |  | Linear Fluorescent Adjust | 91.43%
|  |  |  | Incandescent Adjust | 81.67%
|  |  |  | Adjust for Prog Accomp 2014-15 | 99.99%
Watts per SF Non-Park
| Fixt ID | Base Lamp Type | Base System Spec Lookup ID | Row Labels | Office | Retail/Service | School K-12 | Warehouse | Grocery | Restaurant | Lodging | Residential Care | Assembly | Other | Grand Total
| LF |  |  | Linear Fluorescent
| LF | LF2018 | LF_LF2018 | Linear Fluorescent | 0.81607 | 0.73173 | 0.72824 | 0.3132 | 0.84004 | 0.44129 | 0.15904 | 0.4143 | 0.49642 | 0.55454 | 0.59465
| CAN |  |  | Recessed Can
| CAN | CFL | CAN_CFL | CFL | 0.056384 | 0.021119 | 0.024241 | 0.00093527 | 0.0027808 | 0.057374 | 0.062781 | 0.043994 | 0.048209 | 0.046062 | 0.035264
| CAN | INC_HAL | CAN_INC_HAL | Incandescent | 0.015475 | 0.014732 | 0.00095845 | 0.00023869 | 0.0006474 | 0.16855 | 0.076342 | 0.039929 | 0.042012 | 0.017938 | 0.022025
| DISP |  |  | Display Track/Surface Mount
| DISP | CFL | DISP_CFL | CFL | 0.056384 | 0.021119 | 0.024241 | 0.00093527 | 0.0027808 | 0.057374 | 0.062781 | 0.043994 | 0.048209 | 0.046062 | 0.035264
| DISP | INC_HAL | DISP_INC_HAL | Incandescent | 0.0043959 | 0.040956 | 0.0020526 | 0.0038486 | 0.04207 | 0.041143 | 0.022563 | 0.015074 | 0.042023 | 0.023967 | 0.020664
| HIGHBAY |  |  | High/Low Bay
| HIGHBAY | LF2018 | HIGHBAY_LF2018 | Linear Fluorescent | 0.0013484 | 0.13894 | 0.071896 | 0.10439 | 0.046558 | 0 | 0.0037758 | 0.0031175 | 0.046966 | 0.044273 | 0.059755
| HIGHBAY | HID | HIGHBAY_HID | HID | 0.011389 | 0.062769 | 0.035893 | 0.051637 | 0.0016105 | 0 | 0.00079524 | 0.0059686 | 0.074341 | 0.037697 | 0.038158
| OTHER |  |  | Other
| OTHER | CFL | OTHER_CFL | CFL | 0.040609 | 0.015161 | 0.030838 | 0.024026 | 0.061487 | 0.11729 | 0.2888 | 0.16308 | 0.0615 | 0.10396 | 0.061893
| OTHER | INC_HAL | OTHER_INC_HAL | Incandescent | 0.028223 | 0.020649 | 0.011772 | 0.033568 | 0.024099 | 0.17832 | 0.18187 | 0.29345 | 0.095392 | 0.024234 | 0.055802
Step 4: Parse to 7P Btypes and add Hospital and University
[5 empty] | Linear Fluorescent | Recessed Can | Recessed Can | Display Track/Surface Mount | Display Track/Surface Mount | High/Low Bay | High/Low Bay | Other | Other
[5 empty] | Linear Fluorescent | CFL | Incandescent | CFL | Incandescent | Linear Fluorescent | HID | CFL | Incandescent
[16 empty] | EXISTING | 1000
|  |  |  | LPD by Base System Spec Lookup ID in W/SF for Existing Buildings | [11 empty] | LPD by Base System Spec Lookup ID in W/KSF for Existing Buildings
|  |  |  | Building Type | LF_LF2018 | CAN_CFL | CAN_INC_HAL | DISP_CFL | DISP_INC_HAL | HIGHBAY_LF2018 | HIGHBAY_HID | OTHER_CFL | OTHER_INC_HAL |  |  | Building Type | LF_LF2018 | CAN_CFL | CAN_INC_HAL | DISP_CFL | DISP_INC_HAL | HIGHBAY_LF2018 | HIGHBAY_HID | OTHER_CFL | OTHER_INC_HAL
|  |  | Office | Large Off | 0.81607 | 0.056384 | 0.015475 | 0.056384 | 0.0043959 | 0.0013484 | 0.011389 | 0.040609 | 0.028223 |  |  | Large Off | 816.0701 | 56.3843 | 15.4755 | 56.3843 | 4.3959 | 1.3484 | 11.3889 | 40.6093 | 28.2235
|  |  | Office | Medium Off | 0.81607 | 0.056384 | 0.015475 | 0.056384 | 0.0043959 | 0.0013484 | 0.011389 | 0.040609 | 0.028223 |  |  | Medium Off | 816.0701 | 56.3843 | 15.4755 | 56.3843 | 4.3959 | 1.3484 | 11.3889 | 40.6093 | 28.2235
|  |  | Office | Small Off | 0.81607 | 0.056384 | 0.015475 | 0.056384 | 0.0043959 | 0.0013484 | 0.011389 | 0.040609 | 0.028223 |  |  | Small Off | 816.0701 | 56.3843 | 15.4755 | 56.3843 | 4.3959 | 1.3484 | 11.3889 | 40.6093 | 28.2235
|  |  | Retail/Service | Xlarge Ret | 0.73173 | 0.021119 | 0.014732 | 0.021119 | 0.040956 | 0.13894 | 0.062769 | 0.015161 | 0.020649 |  |  | Xlarge Ret | 731.7282 | 21.1189 | 14.7316 | 21.1189 | 40.956 | 138.9403 | 62.7691 | 15.1612 | 20.649
|  |  | Retail/Service | Large Ret | 0.73173 | 0.021119 | 0.014732 | 0.021119 | 0.040956 | 0.13894 | 0.062769 | 0.015161 | 0.020649 |  |  | Large Ret | 731.7282 | 21.1189 | 14.7316 | 21.1189 | 40.956 | 138.9403 | 62.7691 | 15.1612 | 20.649
|  |  | Retail/Service | Medium Ret | 0.73173 | 0.021119 | 0.014732 | 0.021119 | 0.040956 | 0.13894 | 0.062769 | 0.015161 | 0.020649 |  |  | Medium Ret | 731.7282 | 21.1189 | 14.7316 | 21.1189 | 40.956 | 138.9403 | 62.7691 | 15.1612 | 20.649
|  |  | Retail/Service | Small Ret | 0.73173 | 0.021119 | 0.014732 | 0.021119 | 0.040956 | 0.13894 | 0.062769 | 0.015161 | 0.020649 |  |  | Small Ret | 731.7282 | 21.1189 | 14.7316 | 21.1189 | 40.956 | 138.9403 | 62.7691 | 15.1612 | 20.649
|  |  | School K-12 | School K-12 | 0.72824 | 0.024241 | 0.00095845 | 0.024241 | 0.0020526 | 0.071896 | 0.035893 | 0.030838 | 0.011772 |  |  | School K-12 | 728.2444 | 24.241 | 0.95845 | 24.241 | 2.0526 | 71.8961 | 35.8925 | 30.8381 | 11.7715
|  | 1 | Grand Total | University | 0.59465 | 0.035264 | 0.022025 | 0.035264 | 0.020664 | 0.059755 | 0.038158 | 0.061893 | 0.055802 |  |  | University | 594.6509 | 35.264 | 22.0254 | 35.264 | 20.6644 | 59.7548 | 38.1579 | 61.8928 | 55.802
|  |  | Warehouse | Warehouse | 0.3132 | 0.00093527 | 0.00023869 | 0.00093527 | 0.0038486 | 0.10439 | 0.051637 | 0.024026 | 0.033568 |  |  | Warehouse | 313.2026 | 0.93527 | 0.23869 | 0.93527 | 3.8486 | 104.3891 | 51.6373 | 24.026 | 33.5676
|  |  | Grocery | Supermarket | 0.84004 | 0.0027808 | 0.0006474 | 0.0027808 | 0.04207 | 0.046558 | 0.0016105 | 0.061487 | 0.024099 |  |  | Supermarket | 840.0389 | 2.7808 | 0.6474 | 2.7808 | 42.0704 | 46.5581 | 1.6105 | 61.4873 | 24.0987
|  |  | Grocery | MiniMart | 0.84004 | 0.0027808 | 0.0006474 | 0.0027808 | 0.04207 | 0.046558 | 0.0016105 | 0.061487 | 0.024099 |  |  | MiniMart | 840.0389 | 2.7808 | 0.6474 | 2.7808 | 42.0704 | 46.5581 | 1.6105 | 61.4873 | 24.0987
|  |  | Restaurant | Restaurant | 0.44129 | 0.057374 | 0.16855 | 0.057374 | 0.041143 | 0 | 0 | 0.11729 | 0.17832 |  |  | Restaurant | 441.2934 | 57.3739 | 168.5472 | 57.3739 | 41.1431 | 0 | 0 | 117.2878 | 178.3169
|  |  | Lodging | Lodging | 0.15904 | 0.062781 | 0.076342 | 0.062781 | 0.022563 | 0.0037758 | 0.00079524 | 0.2888 | 0.18187 |  |  | Lodging | 159.0434 | 62.7814 | 76.3422 | 62.7814 | 22.5633 | 3.7758 | 0.79524 | 288.7981 | 181.8743
|  | 1.1 | Grand Total | Hospital | 0.65412 | 0.03879 | 0.024228 | 0.03879 | 0.022731 | 0.06573 | 0.041974 | 0.068082 | 0.061382 |  |  | Hospital | 654.116 | 38.7904 | 24.2279 | 38.7904 | 22.7309 | 65.7303 | 41.9737 | 68.0821 | 61.3822
|  |  | Residential Care | Residential Care | 0.4143 | 0.043994 | 0.039929 | 0.043994 | 0.015074 | 0.0031175 | 0.0059686 | 0.16308 | 0.29345 |  |  | Residential Care | 414.2959 | 43.9935 | 39.9293 | 43.9935 | 15.0744 | 3.1175 | 5.9686 | 163.0812 | 293.453
|  |  | Assembly | Assembly | 0.49642 | 0.048209 | 0.042012 | 0.048209 | 0.042023 | 0.046966 | 0.074341 | 0.0615 | 0.095392 |  |  | Assembly | 496.4197 | 48.209 | 42.0119 | 48.209 | 42.0233 | 46.9661 | 74.3413 | 61.5004 | 95.3918
|  |  | Other | Other | 0.55454 | 0.046062 | 0.017938 | 0.046062 | 0.023967 | 0.044273 | 0.037697 | 0.10396 | 0.024234 |  |  | Other | 554.5393 | 46.0622 | 17.9382 | 46.0622 | 23.967 | 44.273 | 37.6967 | 103.9615 | 24.2344
|  |  | Grand Total | Weighted Avg Bldg | 0.59465 | 0.035264 | 0.022025 | 0.035264 | 0.020664 | 0.059755 | 0.038158 | 0.061893 | 0.055802 |  |  | Weighted Avg Bldg | 594.6509 | 35.264 | 22.0254 | 35.264 | 20.6644 | 59.7548 | 38.1579 | 61.8928 | 55.802
Note on C105: Charlie Grist: Ratio of University LPD to average LPD.
Note on C111: Charlie Grist: Ratio of Hospital LPD to average building LPD

## Pre_2014
Pre _2014 Indoor Lighting Characteristics
|  |  | Office |  |  | Retail |  |  |  | School |  | Warehouse | Grocery |  | Restaurant | Lodging | Health |  | Assembly | Other |  | All |  |  |  |  | From Grist CBSA State Case Weights 2014-12-19.xlsx |  |  | Pasted Values | Pasted Values | Pasted Values | Pasted Values | Pasted Values |  |  |  | Pasted Values | Pasted Values | Pasted Values |  | Pre2014 LPD Post Standards and Code Excludes LED
Item | Variable | Look Up Name | Large Off | Medium Off | Small Off | Xlarge Ret | Large Ret | Medium Ret | Small Ret | School K-12 | University | Warehouse | Supermarket | MiniMart | Restaurant | Lodging | Hospital | Residential Care | Assembly | Other |  | Sumproduct with Floor Area |  |  |  |  | Row Labels | Sum of Sf_State |  |  | Hours | Mean LPD for Stock | Lower Quartile | Target LPD | Interior Lighting kWh/Year | Embedded Parking kWh/Year | Exterior Lighting kWh/Year |  | Hours | Mean LPD for Stock |  | Row Labels | Office | Retail/Service | School K-12 | Warehouse | Grocery | Restaurant | Lodging | Residential Care | Assembly | Other | Grand Total
| Hours | HOURSLght | 3300 | 2800 | 2600 | 6200 | 3800 | 3800 | 2800 | 2700 | 3600 | 2700 | 7300 | 6800 | 5400 | 3000 | 6400 | 5700 | 3000 | 4100 |  | 3625.7987 |  |  |  |  | Assembly | 368872051.459 | 368.8721 | Large Off | 3300 | 0.86 | 0.67 | 0.65 | 2.838 |  | 0.6 | Large Off | 3300 | 0.86 |  | Linear Fluorescent
| LPD Adjustment | LPDAdjust | 1 | 1 | 1 | 1 | 1 | 1 | 1 | 1 | 1 | 1 | 1 | 1 | 1 | 1 | 1 | 1 | 1 | 1
| Mean LPD for Stock |  | 0.86 | 1.13 | 1.42 | 1.2 | 1.1 | 1.24 | 1.44 | 0.98 | 0.98 | 0.58 | 1.15 | 1.15 | 1.2 | 0.9 | 1.1 | 0.95 | 1 | 1 |  | 0.99059 |  |  |  |  | Grocery | 77120837.6874 | 77.1208 | Medium Off | 2800 | 1.13 | 0.9 | 0.75 | 3.164 |  | 0.6 | Medium Off | 2800 | 1.13 |  | Linear Fluorescent | 0.81611 | 0.73177 | 0.72828 | 0.31322 | 0.84008 | 0.44132 | 0.15905 | 0.41432 | 0.49645 | 0.55457 | 0.59468
| Lower Quartile |  | 0.67 | 0.9 | 1.1 | 0.8 | 0.7 | 0.9 | 1.16 | 0.75 |  | 0.4 | 0.98 | 0.98 | 0.79 | 0.64 |  | 0.75 | 0.81 | 0.73 | [6 empty] | Hospital | 103754035 | 103.754 | Small Off | 2600 | 1.42 | 1.1 | 0.8 | 3.692 |  | 0.6 | Small Off | 2600 | 1.42 |  | Recessed Can
| Upper Quartile |  | 1.06 | 1.4 | 1.8 | 1.6 | 1.4 | 1.5 | 1.8 | 1.1 |  | 0.93 | 1.3 | 1.3 | 1.5 | 1.1 |  | 1.3 | 1.3 | 1.1 | [6 empty] | Lodging | 171040928.8844 | 171.0409 | Xlarge Retail | 6200 | 1.2 | 0.8 | 0.8 | 7.44 |  | 1.2 | Xlarge Retail | 6200 | 1.2 |  | CFL | 0.056387 | 0.02112 | 0.024242 | 0.00093532 | 0.0027809 | 0.057377 | 0.062785 | 0.043996 | 0.048211 | 0.046065 | 0.035266
| Median LPD |  | 0.83 | 1.1 | 1.3 | 1.2 | 1 | 1.3 | 1.45 | 0.97 | 0.98 | 0.58 | 1.1 | 1.1 | 1.1 | 0.78 | 1.1 | 0.95 | 0.98 | 0.87 | [6 empty] | Office | 734358126.135 | 734.3581 | Large Retail | 3800 | 1.1 | 0.7 | 0.7 | 4.18 |  | 1.2 | Large Retail | 3800 | 1.1 |  | Incandescent | 0.015476 | 0.014732 | 0.0009585 | 0.00023871 | 0.00064743 | 0.16856 | 0.076346 | 0.039931 | 0.042014 | 0.017939 | 0.022027
| n |  | 34 | 50 | 33 | 37 | 38 | 26 | 31 | 75 | 0 | 43 | 36 | 38 | 43 | 72 | 0 | 70 | 105 | 81 | [6 empty] | Other | 333434464.106 | 333.4345 | Medium Retail | 3800 | 1.24 | 0.9 | 0.9 | 4.712 |  | 1.2 | Medium Retail | 3800 | 1.24 |  | Display Track/Surface Mount
[27 empty] | Residential Care | 125160635.4336 | 125.1606 | Small Retail | 2800 | 1.44 | 1.16 | 0.9 | 4.032 |  | 1.2 | Small Retail | 2800 | 1.44 |  | CFL | 0.056387 | 0.02112 | 0.024242 | 0.00093532 | 0.0027809 | 0.057377 | 0.062785 | 0.043996 | 0.048211 | 0.046065 | 0.035266
| Calc kWh/sf (from Mean) |  | 2.838 | 3.164 | 3.692 | 7.44 | 4.18 | 4.712 | 4.032 | 2.646 | 3.528 | 1.566 | 8.395 | 7.82 | 6.48 | 2.7 | 7.04 | 5.415 | 3 | 4.1 |  | 3.6701 |  |  |  |  | Restaurant | 53036739.082 | 53.0367 | K-12 | 2700 | 0.98 | 0.75 | 0.7 | 2.646 |  | 0.46 | K-12 | 2700 | 0.98 |  | Incandescent | 0.0043961 | 0.040958 | 0.0020527 | 0.0038488 | 0.042073 | 0.041145 | 0.022564 | 0.015075 | 0.042025 | 0.023968 | 0.020666
| Calc kWh/sf (from Median) |  | 2.739 | 3.08 | 3.38 | 7.44 | 3.8 | 4.94 | 4.06 | 2.619 | 3.528 | 1.566 | 8.03 | 7.48 | 5.94 | 2.34 | 7.04 | 5.415 | 2.94 | 3.567 |  | 3.5384 |  |  |  |  | Retail/Service | 570929487.823 | 570.9295 | University | 3600 | 0.98 |  | 0.7 | 3.528 |  | 0.6 | University | 3600 | 0.98 |  | High/Low Bay
| Whole Building Electric EUI from CBSA |  | 17.7318 | 14.3719 | 15.4141 | 17.0098 | 10.1716 | 12.3331 | 12.8754 | 9.5809 | 17.2 | 6.0495 | 53.0936 | 78.9021 | 45.7942 | 14.29 | 26.4 | 15.2525 | 12.6567 | 12.8875 |  | 14.6552 |  |  |  |  | School K-12 | 245353161.738 | 245.3532 | Warehouse | 2700 | 0.58 | 0.4 | 0.4 | 1.566 |  | 0.36 | Warehouse | 2700 | 0.58 |  | Linear Fluorescent | 0.0013485 | 0.13895 | 0.0719 | 0.10439 | 0.04656 | 0 | 0.003776 | 0.0031177 | 0.046969 | 0.044275 | 0.059758
| Whole Building Gas & Electric EUI CBSA | [25 empty] | University | 123989126 | 123.9891 | Supermarket | 7300 | 1.15 | 0.98 | 0.9 | 8.395 |  | 1.1 | Supermarket | 7300 | 1.15 |  | HID | 0.011389 | 0.062772 | 0.035894 | 0.05164 | 0.0016105 | 0 | 0.00079528 | 0.0059689 | 0.074345 | 0.037699 | 0.03816
[27 empty] | Warehouse | 442224054.61 | 442.2241 | MiniMart | 6800 | 1.15 | 0.98 | 0.9 | 7.82 |  | 1.1 | MiniMart | 6800 | 1.15 |  | Other
[27 empty] | Grand Total | 3349273647.9584 | 3349.2736 | Restaurant | 5400 | 1.2 | 0.79 | 0.8 | 6.48 |  | 1.9 | Restaurant | 5400 | 1.2 |  | CFL | 0.040611 | 0.015162 | 0.03084 | 0.024027 | 0.06149 | 0.11729 | 0.28881 | 0.16309 | 0.061504 | 0.10397 | 0.061896
| Target LPD |  | 0.5 | 0.5 | 0.7 | 0.8 | 0.8 | 0.9 | 0.9 | 0.7 | 0.7 | 0.4 | 0.9 | 0.9 | 0.7 | 0.65 | 0.85 | 0.7 | 0.8 | 0.7 |  | 0.66427 | [7 empty] | Lodging | 3000 | 0.9 | 0.64 | 0.65 | 2.7 |  | 0.44 | Lodging | 3000 | 0.9 |  | Incandescent | 0.028225 | 0.02065 | 0.011772 | 0.033569 | 0.0241 | 0.17833 | 0.18188 | 0.29347 | 0.095397 | 0.024236 | 0.055805
[30 empty] | Hospital | 6400 | 1.1 |  | 0.8 | 7.04 |  | 1.2 | Hospital | 6400 | 1.1 |  | Sum | 1.0303 | 1.0672 | 0.93018 | 0.53281 | 1.0221 | 1.0614 | 0.8588 | 1.023 | 0.95512 | 0.89878 | 0.92352
Code to Target | Code Baseline LPD (OR Whole Building) |  | 0.91 | 0.91 | 0.91 | 1.32 | 1.32 | 1.32 | 1.32 | 1.01 | 1.01 | 0.66 | 1.32 | 1.32 | 0.9 | 1 | 1.08 | 1 | 1 | 1 | [9 empty] | Res Care | 5700 | 0.95 | 0.75 | 0.7 | 5.415 |  | 0.3 | Res Care | 5700 | 0.95
| Code to Target Savings in w/SF |  | 0.41 | 0.41 | 0.21 | 0.52 | 0.52 | 0.42 | 0.42 | 0.31 | 0.31 | 0.26 | 0.42 | 0.42 | 0.2 | 0.35 | 0.23 | 0.3 | 0.2 | 0.3 | [9 empty] | Assembly | 3000 | 1 | 0.81 | 0.8 | 3 |  | 0.7 | Assembly | 3000 | 1 |  | LPD Reduction by Lixture Class
| Savings as Fracion of Code Minimum |  | 45.05% | 45.05% | 23.08% | 39.39% | 39.39% | 31.82% | 31.82% | 30.69% | 30.69% | 39.39% | 31.82% | 31.82% | 22.22% | 35% | 21.3% | 30% | 20% | 30% |  | 33.85% | [7 empty] | Other | 4100 | 1 | 0.73 | 0.7 | 4.1 |  | 0.6 | Other | 4100 | 1 |  | Row Labels | Office | Retail/Service | School K-12 | Warehouse | Grocery | Restaurant | Lodging | Residential Care | Assembly | Other | Grand Total
| Delta in kWh/sf |  | 1.353 | 1.148 | 0.546 | 3.224 | 1.976 | 1.596 | 1.176 | 0.837 | 1.116 | 0.702 | 3.066 | 2.856 | 1.08 | 1.05 | 1.472 | 1.71 | 0.6 | 1.23 |  | 1.2403 | [19 empty] | Linear Fluorescent
[41 empty] | 33% | Linear Fluorescent | 0.26932 | 0.24148 | 0.24033 | 0.10336 | 0.27723 | 0.14563 | 0.052487 | 0.13672 | 0.16383 | 0.18301 | 0.19624
Recessed Can
Existing Mean to Target | LPD Delta Mean to Target |  | 0.36 | 0.63 | 0.72 | 0.4 | 0.3 | 0.34 | 0.54 | 0.28 | 0.28 | 0.18 | 0.25 | 0.25 | 0.5 | 0.25 | 0.25 | 0.25 | 0.2 | 0.3 | [20 empty] | 60% | CFL | 0.033832 | 0.012672 | 0.014545 | 0.00056119 | 0.0016686 | 0.034426 | 0.037671 | 0.026397 | 0.028927 | 0.027639 | 0.021159
| Savings as Fracion of Existing LPD |  | 41.86% | 55.75% | 50.7% | 33.33% | 27.27% | 27.42% | 37.5% | 28.57% | 28.57% | 31.03% | 21.74% | 21.74% | 41.67% | 27.78% | 22.73% | 26.32% | 20% | 30% |  | 32.53% | [18 empty] | 90% | Incandescent | 0.013929 | 0.013259 | 0.00086265 | 0.00021484 | 0.00058269 | 0.1517 | 0.068711 | 0.035938 | 0.037813 | 0.016145 | 0.019824
| Delta in kWh/sf |  | 1.188 | 1.764 | 1.872 | 2.48 | 1.14 | 1.292 | 1.512 | 0.756 | 1.008 | 0.486 | 1.825 | 1.7 | 2.7 | 0.75 | 1.6 | 1.425 | 0.6 | 1.23 |  | 1.1685 | [19 empty] | Display Track/Surface Mount
[41 empty] | 17% | CFL | 0.0095858 | 0.0035904 | 0.0041212 | 0.000159 | 0.00047276 | 0.0097541 | 0.010673 | 0.0074793 | 0.0081959 | 0.007831 | 0.0059952
[41 empty] | 67% | Incandescent | 0.0029454 | 0.027442 | 0.0013753 | 0.0025787 | 0.028189 | 0.027567 | 0.015118 | 0.0101 | 0.028157 | 0.016059 | 0.013846
| Floor Area 2013 from CBSA |  | 324 | 316 | 95 | 135 | 191 | 186 | 59 | 245 | 124 | 442 | 65 | 12 | 53 | 171 | 104 | 125 | 369 | 333 |  | 3349 | MSF | [18 empty] | High/Low Bay
Initial Assessment | Max Savings in aMW |  | 43.9397 | 63.6329 | 20.3014 | 38.2192 | 24.8562 | 27.4329 | 10.1836 | 21.1438 | 14.2685 | 24.5219 | 13.5417 | 2.3288 | 16.3356 | 14.6404 | 18.9954 | 20.3339 | 25.274 | 46.7568 |  | 446.7066 | aMW Savings | [17 empty] | 37% | Linear Fluorescent | 0.00049894 | 0.051411 | 0.026603 | 0.038626 | 0.017227 | 0 | 0.0013971 | 0.0011535 | 0.017378 | 0.016382 | 0.02211
[22 empty] | 446.7066 | [18 empty] | 60% | HID | 0.0068337 | 0.037663 | 0.021537 | 0.030984 | 0.00096632 | 0 | 0.00047717 | 0.0035814 | 0.044607 | 0.022619 | 0.022896
Other
Post EE Case | EECase LPD (w/sf) |  | 0.5 | 0.5 | 0.7 | 0.8 | 0.8 | 0.9 | 0.9 | 0.7 | 0.7 | 0.4 | 0.9 | 0.9 | 0.7 | 0.65 | 0.85 | 0.7 | 0.8 | 0.7 | [20 empty] | 37% | CFL | 0.015026 | 0.0056099 | 0.011411 | 0.0088901 | 0.022751 | 0.043399 | 0.10686 | 0.060343 | 0.022756 | 0.038468 | 0.022902
| EECase Lighting EUI (kWh/sf) |  | 1.65 | 1.4 | 1.82 | 4.96 | 3.04 | 3.42 | 2.52 | 1.89 | 2.52 | 1.08 | 6.57 | 6.12 | 3.78 | 1.95 | 5.44 | 3.99 | 2.4 | 2.87 |  | 2.5016 | [19 empty] | Sum | 0.35197 | 0.39313 | 0.32079 | 0.18538 | 0.34908 | 0.41248 | 0.2934 | 0.28172 | 0.35166 | 0.32815 | 0.32498
[42 empty] | Remainder | 0.67836 | 0.6741 | 0.6094 | 0.34743 | 0.67304 | 0.64891 | 0.5654 | 0.74124 | 0.60346 | 0.57063 | 0.59855
[42 empty] | Hours | 3000 | 4200 | 2700 | 2800 | 7200 | 5400 | 3000 | 5700 | 3000 | 4000 | 3600
|  |  | 42.91% |  |  | 45.83% |  |  |  | 42.69% |  | 47.93%
[42 empty] | Baseline kWh/sf (Pre) | 3.091 | 4.4824 | 2.5115 | 1.4919 | 7.3593 | 5.7315 | 2.5764 | 5.8309 | 2.8654 | 3.5951 | 3.3247
[42 empty] | Savings kWh/sf (Post) | 2.0351 | 2.8312 | 1.6454 | 0.97281 | 4.8459 | 3.5041 | 1.6962 | 4.2251 | 1.8104 | 2.2825 | 2.1548
[42 empty] | EE Case Use kWh/sf (Post) | 1.0559 | 1.6511 | 0.86613 | 0.51905 | 2.5134 | 2.2274 | 0.88019 | 1.6058 | 1.055 | 1.3126 | 1.1699
[42 empty] | Savings (%) | 34.16% | 36.84% | 34.49% | 34.79% | 34.15% | 38.86% | 34.16% | 27.54% | 36.82% | 36.51% | 35.19%
| Floor Area 2013 from CBSA |  | 324 | 316 | 95 | 135 | 191 | 186 | 59 | 245 | 124 | 442 | 65 | 12 | 53 | 171 | 104 | 125 | 369 | 333 |  | 3349
| aMW |  | 104.9671 | 114.1352 | 40.0388 | 114.6575 | 91.1393 | 100.0493 | 27.1562 | 74.0034 | 49.9397 | 79.0151 | 62.2917 | 10.7123 | 39.2055 | 52.7055 | 83.5799 | 77.2688 | 126.3699 | 155.8562 |  | 1403.0913
|  |  | Office | Office | Office | Retail | Retail | Retail | Retail | School | Retail | Warehouse | Grocery | Grocery | Food Service | Lodging | Retail | Residential Care | Assembly | Other
Exterior | Source: CBSA Report Lighitng Tables 2014-11-26.xlsx |  | Office |  |  | Retail |  |  |  | School |  | Warehouse | Grocery |  | Restaurant | Lodging | Health |  | Assembly | Other |  | All
Look Up Name | Variable |  | Large Off | Medium Off | Small Off | Xlarge Retail | Large Retail | Medium Retail | Small Retail | K-12 | University | Warehouse | Supermarket | MiniMart | Restaurant | Lodging | Hospital | Res Care | Assembly | Other |  | All
| LPD_Out_IndoorSF |  | 0.13694 | 0.13694 | 0.13694 | 0.28432 | 0.28432 | 0.28432 | 0.28432 | 0.10641 | 0.28432 | 0.083533 | 0.26032 | 0.26032 | 0.43664 | 0.1026 | 0.28432 | 0.070372 | 0.15772 | 0.14553 |  | 0.1693
| LPD_Out_Facade_IndoorSF |  | Use "All" values at right for 7P analysis for Exterior | [18 empty] | 0.038395
| LPD_ExteriorSales_IndoorSF |  | Use "All" values at right for 7P analysis for Exterior | [18 empty] | 0.0060132
| LPD_Out_ParkingLot_IndoorSF |  | Use "All" values at right for 7P analysis for Exterior | [18 empty] | 0.075024
| LPD_Out_Signage_IndoorSF |  | Use "All" values at right for 7P analysis for Exterior | [18 empty] | 0.0016357
| LPD_Out_SportingField_IndoorSF |  | Use "All" values at right for 7P analysis for Exterior | [18 empty] | 0.0041931
| LPD_Out_Walkway_IndoorSF |  | Use "All" values at right for 7P analysis for Exterior | [18 empty] | 0.03006
| LPD_Out_Other_IndoorSF |  | Use "All" values at right for 7P analysis for Exterior | [18 empty] | 0.0087481
| Out_ParkingLot_HID_PercentWatt |  | Use "All" values at right for 7P analysis for Exterior | [18 empty] | 0.95
| Out_ParkingLot_LF_PercentWatt |  | Use "All" values at right for 7P analysis for Exterior | [18 empty] | 0.03
| Out_ParkingLot_LED_PercentWatt |  | Use "All" values at right for 7P analysis for Exterior | [18 empty] | 0.02
| Out_Facade_HID_PercentWatt |  | Use "All" values at right for 7P analysis for Exterior | [18 empty] | 0.68
| Out_Facade_CFL_PercentWatt |  | Use "All" values at right for 7P analysis for Exterior | [18 empty] | 0.15
| Out_Facade_INC_PercentWatt |  | Use "All" values at right for 7P analysis for Exterior | [18 empty] | 0.15
| Out_Facade_LED_PercentWatt |  | Use "All" values at right for 7P analysis for Exterior | [18 empty] | 0.02
| Out_Walkway_HID_PercentWatt |  | Use "All" values at right for 7P analysis for Exterior | [18 empty] | 0.68
| Out_Walkway_CFL_PercentWatt |  | Use "All" values at right for 7P analysis for Exterior | [18 empty] | 0.15
| Out_Walkway_INC_PercentWatt |  | Use "All" values at right for 7P analysis for Exterior | [18 empty] | 0.15
| Out_Walkway_LED_PercentWatt |  | Use "All" values at right for 7P analysis for Exterior | [18 empty] | 0.02
| Source: CBSA Report Lighitng Tables 2014-11-26.xlsx | [11 empty] | Source: CBSA Report Lighitng Tables 2014-11-26.xlsx | [6 empty] | Column Labels
| Sum of kw.pnw.frac |  | Column Labels | [16 empty] | Sum of kw.pnw.frac
| Row Labels |  | CFL | Fluorescent T12 | Fluorescent T8/T5 | HID | Incandescent | LED | Other |  |  |  | building_type | lpd.o.mean | n | eb |  |  | Row Labels | CFL | Fluorescent T12 | Fluorescent T8/T5 | HID | Incandescent | LED | Other
| Building Facade |  | 10.89% | 0.8559% | 1.768% | 66.83% | 17.79% | 1.525% | 0.3348% |  |  |  | All | 0.16122 | 796 | 0.020182 |  |  | All | 5.304% | 0.8407% | 3.777% | 79.35% | 8.281% | 2.051% | 0.3922%
| Exterior Sales |  | 0.4973% | 0.2703% | 7.367% | 84.56% | 2.582% | 4.56% | 0.1592% |  |  |  | Assembly | 0.15772 | 102 | 0.053642 |  |  | Assembly | 6.255% | 0.0519% | 0.07263% | 77.02% | 15.13% | 1.271% | 0.2015%
| Other |  | 0.1953% | 2.256% | 8.783% | 78.81% | 8.13% | 0.6865% | 1.142% |  |  |  | Food Service | 0.43664 | 43 | 0.2015 |  |  | Food Service | 7.064% | 4.975% | 5.448% | 56.23% | 25.38% | 0.9082% | 0%
| Parking Lot |  | 0.3582% | 0.2726% | 3.404% | 91.83% | 1.849% | 1.88% | 0.4027% |  |  |  | Grocery | 0.26032 | 74 | 0.11904 |  |  | Grocery | 2.799% | 6.601% | 4.474% | 74.71% | 4.86% | 6.353% | 0.2033%
| Signage |  | 3.565% | 5.361% | 32.55% | 44.02% | 10.04% | 3.879% | 0.5906% |  |  |  | Lodging | 0.1026 | 71 | 0.019362 |  |  | Lodging | 11.66% | 1.006% | 0.8939% | 74.1% | 11.99% | 0.2866% | 0.05505%
| Sporting Field |  | 0.5627% | 0% | 0.06999% | 80.32% | 19.05% | 0% | 0% |  |  |  | Office | 0.13694 | 114 | 0.039622 |  |  | Office | 6.852% | 0% | 0.7726% | 83.21% | 8.156% | 0.9625% | 0.04564%
| Walkway/ Area |  | 13.77% | 1.851% | 4.171% | 64.53% | 12.02% | 3.325% | 0.329% |  |  |  | Residential Care | 0.070372 | 67 | 0.014525 |  |  | Other | 7.673% | 0.01727% | 1.496% | 74.62% | 6.217% | 9.974% | 0%
| Grand Total |  | 29.84% | 10.87% | 58.11% | 510.9% | 71.46% | 15.85% | 2.958% |  |  |  | Retail | 0.28432 | 130 | 0.082288 |  |  | Residential Care | 12.01% | 0% | 1.228% | 57.2% | 26.83% | 0.1862% | 2.545%
[13 empty] | School | 0.10641 | 74 | 0.020666 |  |  | Retail | 2.887% | 0.7861% | 7.758% | 83.46% | 3.694% | 0.46% | 0.9531%
[13 empty] | Warehouse | 0.083533 | 43 | 0.022923 |  |  | School | 5.506% | 0.6076% | 3.016% | 80.4% | 6.066% | 4.37% | 0.03995%
[13 empty] | Other | 0.14553 | 78 | 0.035074 |  |  | Warehouse | 2.895% | 0% | 4.143% | 85.16% | 7.383% | 0.4176% | 0%
|  |  | Values | [15 empty] | Distribution of Outdoor Watts
| Row Labels |  | Sum of Sf_PNW | Sum of Sf_PNW_Electric_EUI_Normalized | Sum of Sf_PNW_Gas_EUI_Normalized | Sf_PNW Weather Normalized Electric EUI | Sf_PNW Weather Normalized Gas EUI |  | building_type | elec.eui.n.mean | n | eb | [6 empty] | Row Labels | CFL | Fluorescent T12 | Fluorescent T8/T5 | HID | Incandescent | LED | Other | Sum Check
| Assembly |  | 368872052 | 4668687505.2414 | 138548253.4769 | 12.6567 | 0.3756 |  | All | 14.1571 | 812 | 0.81519 |  |  |  | Grand Total | 3349.2736 |  | All | 0.0085505 | 0.0013554 | 0.0060888 | 0.12793 | 0.01335 | 0.0033071 | 0.00063224 | 0.16122
| Grocery |  | 77120838 | 4393713121.4449 | 41976355.4386 | 56.9718 | 0.54429 |  | Assembly | 12.6567 | 105 | 3.1687 |  |  |  | Assembly | 368.8721 |  | Assembly | 0.0098651 | 8.1863e-05 | 0.00011455 | 0.12148 | 0.023856 | 0.0020049 | 0.00031782 | 0.15772
| Lodging |  | 171040928 | 2444170253.7682 | 66886297.8003 | 14.29 | 0.39105 |  | Food Service | 45.7942 | 43 | 6.1561 |  |  |  | Restaurant | 53.0367 |  | Food Service | 0.030844 | 0.021722 | 0.02379 | 0.24551 | 0.11081 | 0.0039655 | 0 | 0.43664
| Office |  | 734358126 | 11737708048.5887 | 146202183.9629 | 15.9836 | 0.19909 |  | Grocery | 56.9718 | 74 | 4.232 |  |  |  | Grocery | 77.1208 |  | Grocery | 0.0072867 | 0.017183 | 0.011646 | 0.19449 | 0.012652 | 0.016539 | 0.00052914 | 0.26032
| Other |  | 333434465 | 4297150431.9265 | 95460630.6219 | 12.8875 | 0.2863 |  | Lodging | 14.29 | 72 | 1.3982 |  |  |  | Lodging | 171.0409 |  | Lodging | 0.011967 | 0.0010321 | 0.00091717 | 0.076026 | 0.012306 | 0.00029407 | 5.6477e-05 | 0.1026
| Residential Care |  | 125160636 | 1909006704.809 | 53667797.9844 | 15.2525 | 0.42879 |  | Office | 15.9836 | 117 | 1.4895 |  |  |  | Office | 734.3581 |  | Office | 0.0093827 | 0 | 0.0010581 | 0.11395 | 0.011169 | 0.0013181 | 6.2505e-05 | 0.13694
| Restaurant |  | 53036739 | 2428775287.5817 | 110495990.5684 | 45.7942 | 2.0834 |  | Residential Care | 15.2525 | 70 | 1.686 |  |  |  | Other | 333.4345 |  | Other | 0.0053997 | 1.2156e-05 | 0.0010527 | 0.052513 | 0.0043751 | 0.0070189 | 0 | 0.070372
| Retail/Service |  | 570929488 | 7286506717.5294 | 128809160.8527 | 12.7625 | 0.22561 |  | Retail | 12.7625 | 132 | 1.0992 |  |  |  | Residential Care | 125.1606 |  | Residential Care | 0.034147 | 0 | 0.0034913 | 0.16262 | 0.076288 | 0.00052939 | 0.0072367 | 0.28432
| School K-12 |  | 245353161 | 2350708502.6035 | 80427804.1846 | 9.5809 | 0.3278 |  | School | 9.5809 | 75 | 0.81003 |  |  |  | Retail/Service | 570.9295 |  | Retail | 0.0030722 | 0.0008365 | 0.0082555 | 0.088813 | 0.003931 | 0.00048949 | 0.0010142 | 0.10641
| Warehouse |  | 442224054 | 2675242807.9275 | 49040454.3928 | 6.0495 | 0.1109 |  | Warehouse | 6.0495 | 43 | 2.2844 |  |  |  | School K-12 | 245.3532 |  | School | 0.004599 | 0.00050757 | 0.0025191 | 0.067157 | 0.0050668 | 0.00365 | 3.337e-05 | 0.083533
| Grand Total |  | 3121530487 | 44191669381.4206 | 911514929.2834 | 14.1571 | 0.29201 |  | Other | 12.8875 | 81 | 1.4056 |  |  |  | Warehouse | 442.2241 |  | Warehouse | 0.0042136 | 0 | 0.0060287 | 0.12393 | 0.010745 | 0.00060778 | 0 | 0.14553
| Univeristy |  |  | (from initial December Data) |  | 17.2 | [13 empty] | 0.0081991 | 0.001054 | 0.0038191 | 0.10552 | 0.014482 | 0.0022726 | 0.00054671 | 1.9456
| Hospital |  |  | (from initial December Data) |  | 26.4
| Grand Total with Hosp and Univ |  |  | (from initial December Data) |  | 14.6
Values
| Row Labels |  | Sum of Sf_PNW | Sum of Sf_PNW_Electric_EUI_Normalized | Sum of Sf_PNW_Gas_EUI_Normalized | Sf_PNW Weather Normalized Electric EUI | Sf_PNW Weather Normalized Gas EUI
| Office |  | 734358126 | 11737708048.5887 | 146202183.9629 | 15.9836 | 0.19909
| <5,001 |  | 95458311.5269 | 1471405165.5109 | 24934309.2249 | 15.4141 | 0.26121
| 5,001-20,000 |  | 179770297.4731 | 2257194501.9066 | 23555227.4274 | 12.556 | 0.13103 |  |  | 18.6684
| 20,001-50,000 |  | 136471707.7598 | 2287802910.7335 | 38104349.1803 | 16.7639 | 0.27921
| 50,001-100,000 |  | 121007363.2402 | 2782252978.041 | 30335759.9465 | 22.9924 | 0.25069
| 100,001+ |  | 201650446 | 2939052492.3967 | 29272538.1839 | 14.575 | 0.14516
| Retail/Service |  | 570929488 | 7286506717.5294 | 128809160.8527 | 12.7625 | 0.22561
| <5,001 |  | 59224380.5544 | 762539769.5625 | 18631593.1514 | 12.8754 | 0.31459
| 5,001-20,000 |  | 186496889.4456 | 2300078045.389 | 31684681.4627 | 12.3331 | 0.16989
| 20,001-50,000 |  | 159704133.0892 | 1625090281.1279 | 44256885.1186 | 10.1756 | 0.27712
| 50,001-100,000 |  | 31550759.9108 | 320274812.8324 | 7346901.8182 | 10.1511 | 0.23286
| 100,001+ |  | 133953325 | 2278523808.6177 | 26889099.3017 | 17.0098 | 0.20073
Values
| Row Labels |  | Sum of Sf_PNW | Sum of Sf_PNW_Electric_EUI_Normalized | Sum of Sf_PNW_Gas_EUI_Normalized | Sf_PNW Weather Normalized Electric EUI | Sf_PNW Weather Normalized Gas EUI
| Assembly |  | 368872052 | 4668687505.2414 | 138548253.4769 | 12.6567 | 0.3756
| <5,001 |  | 14436299.7851 | 79357411.7886 | 3196290.3434 | 5.4971 | 0.22141
| 5,001-20,000 |  | 147586110.2149 | 1285177138.152 | 51376441.2136 | 8.708 | 0.34811
| 20,001-50,000 |  | 80094222.7497 | 614746584.8319 | 28084793.2066 | 7.6753 | 0.35065
| 50,001-100,000 |  | 60145976.2503 | 910321533.7714 | 30101403.7008 | 15.1352 | 0.50047
| 100,001+ |  | 66609443 | 1779084836.6974 | 25789325.0124 | 26.7092 | 0.38717
| Grocery |  | 77120838 | 4393713121.4449 | 41976355.4386 | 56.9718 | 0.54429
| <5,001 |  | 11691088 | 922451916.9658 | 5813240.4172 | 78.9021 | 0.49724 |  |  | 78.9021
| 5,001-20,000 |  | 20538489.2162 | 1059031438.908 | 9333977.3771 | 51.5633 | 0.45446 |  |  | 53.0936
| 20,001-50,000 |  | 26316120.6689 | 1385785320.503 | 16224433.4198 | 52.6592 | 0.61652
| 50,001-100,000 |  | 18575140.1149 | 1026444445.068 | 10604704.2245 | 55.259 | 0.57091
| Bldg_Type |  | Office
| HeatSys_Primary_PrimFuel |  | (All)
Values
| Row Labels |  | Count of Bldg_Name | Sum of Sf_PNW (New Data) | Sum of Chiller_Qty | Average of LPD_Ind | WT Average of LPD_Ind |  | WT Average of Annual Hrs_Light |  | Average of HeatSys_ Electricity_Pct | WT Average of HeatSys_ Electricity_Pct | Average of Hrs_Occupied | New EUIs
| <5,001 |  | 32 | 95458311.5269 | 0 | 1.446 | 1.4196 |  | 2605.1532 | 2605.1532 | 55.871 | 62.6416 | 51.0781 | 15.4141 |  | Office | Small | 15.4141
| 5,001-20,000 |  | 21 | 179770297.4731 | 1 | 1.1349 | 1.1353 | 1.1271 | 2621.0311 | 2810.532 | 54.0655 | 52.1289 | 53.381 | 12.556 |  | Office | Medium | 14.3719
| 20,001-50,000 |  | 29 | 136471707.7598 | 4 | 1.1522 | 1.1212 |  | 3060.1561 |  | 37.1817 | 34.7355 | 59.1379 | 16.7639 |  | Office | Large | 17.7318
| 50,001-100,000 |  | 10 | 121007363.2402 | 13 | 0.82889 | 0.8373 | 0.86082 | 3222.7884 | 3295.5284 | 33.8061 | 24.2234 | 61.1 | 22.9924
| 100,001+ |  | 24 | 201650446 | 35 | 0.88098 | 0.87062 |  | 3339.1785 |  | 49.7901 | 55.116 | 61.9583 | 14.575
| Grand Total |  | 116 | 734358126 | 53 | 1.1461 | 1.0478 |  | 2996.9298 |  | 47.762 | 46.485 | 56.625 |  |  |  |  | 15.9836
| Bldg_Type |  | Retail/Service
| HeatSys_Primary_PrimFuel |  | (All)
Values
| Row Labels |  | Count of Bldg_Name | Sum of Sf_PNW (New Data) | Sum of Chiller_Qty | Average of LPD_Ind | WT Average of LPD_Ind |  | WT Average of Annual Hrs_Light |  | Average of HeatSys_Electricity_Pct | WT Average of HeatSys_ Electricity_Pct | Average of Hrs_Occupied | New EUIs
| <5,001 |  | 30 | 59224380.5544 | 0 | 1.5273 | 1.437 |  | 2762.1188 |  | 43.7857 | 33.0516 | 55.1 | 12.8754 |  |  | Small | 12.8754
| 5,001-20,000 |  | 25 | 186496889.4456 | 0 | 1.2664 | 1.2388 |  | 3795.0045 |  | 37.4078 | 23.1583 | 76.34 | 12.3331 |  |  | Medium | 12.3331
| 20,001-50,000 |  | 34 | 159704133.0892 | 0 | 1.0958 | 1.0865 | 1.0778 | 3667.5346 | 3692.2255 | 13.0374 | 11.6463 | 72.3235 | 10.1756 |  |  | Large | 10.1716
| 50,001-100,000 |  | 4 | 31550759.9108 | 0 | 0.98225 | 1.0043 |  | 3817.2063 |  | 1.8511 | 1.5704 | 77.25 | 10.1511 |  |  | Xlarge | 17.0098
| 100,001+ |  | 34 | 133953325 | 6 | 1.1931 | 1.1905 |  | 6230.7046 |  | 12.3759 | 8.4571 | 128.5929 | 17.0098
| Grand Total |  | 127 | 570929488 | 6 | 1.2533 | 1.1925 |  | 4224.9019 |  | 24.0474 | 16.3221 | 84.6113
| Variable |  | Hours | Mean LPD for Stock | Lower Quartile | Upper Quartile | Median LPD | n |  | Calc kWh/sf (from Mean) | Calc kWh/sf (from Median) | Whole Building Electric EUI from CBSA |  | Floor Area 2013 from CBSA
| Large Off |  | 3300 | 0.86 | 0.67 | 1.06 | 0.83 | 34 |  | 2.838 | 2.739 | 17.7318 |  | 324
| Medium Off |  | 2800 | 1.13 | 0.9 | 1.4 | 1.1 | 50 |  | 3.164 | 3.08 | 14.3719 |  | 316
| Small Off |  | 2600 | 1.42 | 1.1 | 1.8 | 1.3 | 33 |  | 3.692 | 3.38 | 15.4141 |  | 95
| Xlarge Ret |  | 6200 | 1.2 | 0.8 | 1.6 | 1.2 | 37 |  | 7.44 | 7.44 | 17.0098 |  | 135
| Large Ret |  | 3800 | 1.1 | 0.7 | 1.4 | 1 | 38 |  | 4.18 | 3.8 | 10.1716 |  | 191
| Medium Ret |  | 3800 | 1.24 | 0.9 | 1.5 | 1.3 | 26 |  | 4.712 | 4.94 | 12.3331 |  | 186
| Small Ret |  | 2800 | 1.44 | 1.16 | 1.8 | 1.45 | 31 |  | 4.032 | 4.06 | 12.8754 |  | 59
| School K-12 |  | 2700 | 0.98 | 0.75 | 1.1 | 0.97 | 75 |  | 2.646 | 2.619 | 9.5809 |  | 245
| University |  | 3600 | 0.98 |  |  | 0.98 | 0 |  | 3.528 | 3.528 | 17.2 |  | 124
| Warehouse |  | 2700 | 0.58 | 0.4 | 0.93 | 0.58 | 43 |  | 1.566 | 1.566 | 6.0495 |  | 442
| Supermarket |  | 7300 | 1.15 | 0.98 | 1.3 | 1.1 | 36 |  | 8.395 | 8.03 | 53.0936 |  | 65
| MiniMart |  | 6800 | 1.15 | 0.98 | 1.3 | 1.1 | 38 |  | 7.82 | 7.48 | 78.9021 |  | 12
| Restaurant |  | 5400 | 1.2 | 0.79 | 1.5 | 1.1 | 43 |  | 6.48 | 5.94 | 45.7942 |  | 53
| Lodging |  | 3000 | 0.9 | 0.64 | 1.1 | 0.78 | 72 |  | 2.7 | 2.34 | 14.29 |  | 171
| Hospital |  | 6400 | 1.1 |  |  | 1.1 | 0 |  | 7.04 | 7.04 | 26.4 |  | 104
| Residential Care |  | 5700 | 0.95 | 0.75 | 1.3 | 0.95 | 70 |  | 5.415 | 5.415 | 15.2525 |  | 125
| Assembly |  | 3000 | 1 | 0.81 | 1.3 | 0.98 | 105 |  | 3 | 2.94 | 12.6567 |  | 369
| Other |  | 4100 | 1 | 0.73 | 1.1 | 0.87 | 81 |  | 4.1 | 3.567 | 12.8875 |  | 333
| Sumproduct with Floor Area |  | 3625.7987 | 0.99059 | 0.68873 | 1.1592 | 0.95454 |  |  | 3.6701 | 3.5384 | 14.6552 |  | 3349
Note on L6: Charlie Grist: University estimates from other data sources. No data in CBSA 2014.
Note on R6: Charlie Grist: Hospital estimates from other data sources. No data in CBSA 2014.
Note on AH6: Charlie Grist: Source CBSA 2014, All vintages, all sizes, urban & rural
Note on AI6: Charlie Grist: Source CBSA 2014, All vintages, all sizes, urban & rural
Note on AJ6: Charlie Grist: Source CBSA 2014, All vintages, all sizes, urban & rural
Note on AQ6: Charlie Grist: Source CBSA 2014, All vintages, all sizes, urban & rural
Note on AR6: Charlie Grist: Source CBSA 2014, All vintages, all sizes, urban & rural
Note on B7: Charlie Grist: Source CBSA 2014, All vintages, all sizes, urban & rural
Note on B9: Charlie Grist: Source CBSA 2014, All vintages, all sizes, urban & rural
Note on B10: Charlie Grist: Source CBSA 2014, All vintages, all sizes, urban & rural
Note on B11: Charlie Grist: Source CBSA 2014, All vintages, all sizes, urban & rural
Note on B12: Charlie Grist: Source CBSA 2014, All vintages, all sizes, urban & rural
Note on B21: Charlie Grist: Based on same ending LPD as New Buildings.
Note on S23: Charlie Grist: No single whole-building code level applies. Use 1.0 as placeholder
Note on T23: Charlie Grist: No single whole-building code level applies. Use 1.0 as placeholder
Note on U23: Charlie Grist: No single whole-building code level applies. Use 1.0 as placeholder
Note on L65: Charlie Grist: University estimates from other data sources. No data in CBSA 2014.
Note on R65: Charlie Grist: Hospital estimates from other data sources. No data in CBSA 2014.
Note on W66: Charlie Grist: Value includes estimate for University and Hospital so is different than reported in CBSA
Note on D203: Charlie Grist: Source CBSA 2014, All vintages, all sizes, urban & rural
Note on E203: Charlie Grist: Source CBSA 2014, All vintages, all sizes, urban & rural
Note on F203: Charlie Grist: Source CBSA 2014, All vintages, all sizes, urban & rural
Note on G203: Charlie Grist: Source CBSA 2014, All vintages, all sizes, urban & rural
Note on H203: Charlie Grist: Source CBSA 2014, All vintages, all sizes, urban & rural
Note on B212: Charlie Grist: University estimates from other data sources. No data in CBSA 2014.
Note on B218: Charlie Grist: Hospital estimates from other data sources. No data in CBSA 2014.

## LPDNew
Assign Indoor Lighing Power to Base System Fixture and Lamp Type |  |  |  |  | New
|  |  |  | Step 1: Start with existing stock in 2013 before adjustment for standards, NEW vintages (2004-2014) | [5 empty] | From CBSA Detailed Lighting |  | GRISTv1_CBSA Public Detailed Lighting Table 2014-10-31.xlsx
Watts per SF Non-Park
Column Labels
[5 empty] | Office | Retail | School | Warehouse | Grocery | Food Service | Lodging | Residential Care | Assembly | Other | All
|  |  |  | Sum of msf.pnw.tot | 299.4733 | 209.8549 | 113.5657 | 123.338 | 26.1809 | 16.0799 | 71.4842 | 53.9667 | 165.9077 | 157.2139 | 1237.0652
|  |  |  | Non-Park SF | 265.292 | 207.6428 | 112.1066 | 123.338 | 26.1809 | 16.0799 | 67.896 | 52.4451 | 162.3911 | 140.9644 | 1178.6562
Watts per KSF
|  |  |  | Row Labels | Office | Retail/Service | School K-12 | Warehouse | Grocery | Restaurant | Lodging | Residential Care | Assembly | Other | Grand Total | Row Labels | Office | Retail/Service | School K-12 | Warehouse | Grocery | Restaurant | Lodging | Residential Care | Assembly | Other | Grand Total
|  |  |  | Linear Fluorescent | 0.65942 | 0.6962 | 0.73769 | 0.32651 | 0.67889 | 0.38589 | 0.19314 | 0.28071 | 0.47824 | 0.58424 | 0.54097 | Linear Fluorescent | 659.4169 | 696.2035 | 737.6879 | 326.5135 | 678.8913 | 385.8879 | 193.137 | 280.71 | 478.2409 | 584.2353 | 540.9702
|  |  |  | Fluorescent T12 | 0.01295 | 0.0063432 | 0.0018372 | 0.023694 | 0.025369 | 0.026021 | 0.0061361 | 0.0074058 | 0.020107 | 0.057975 | 0.017992 | Fluorescent T12 | 12.95 | 6.3432 | 1.8372 | 23.6937 | 25.369 | 26.0207 | 6.1361 | 7.4058 | 20.107 | 57.9749 | 17.9918
|  |  |  | Fluorescent T5 | 0.13217 | 0.045601 | 0.21647 | 0.10017 | 0 | 0.0042787 | 0.011894 | 0.022852 | 0.077642 | 0.10213 | 0.093527 | Fluorescent T5 | 132.1722 | 45.6009 | 216.474 | 100.1695 | 0 | 4.2787 | 11.8937 | 22.852 | 77.6423 | 102.1346 | 93.5271
|  |  |  | Fluorescent T8 | 0.51429 | 0.65168 | 0.52898 | 0.20265 | 0.65352 | 0.35559 | 0.18531 | 0.2586 | 0.39085 | 0.49147 | 0.45626 | Fluorescent T8 | 514.2947 | 651.6764 | 528.9782 | 202.6503 | 653.5224 | 355.5885 | 185.3143 | 258.5965 | 390.8481 | 491.473 | 456.2593
|  |  |  | Recessed Can | 0.12766 | 0.065309 | 0.046274 | 0.0016227 | 0.0083806 | 0.19563 | 0.15613 | 0.10361 | 0.13809 | 0.061347 | 0.087631 | Recessed Can | 127.6593 | 65.3092 | 46.2735 | 1.6227 | 8.3806 | 195.6277 | 156.1275 | 103.61 | 138.0879 | 61.3472 | 87.6312
|  |  |  | CFL | 0.091885 | 0.037103 | 0.043178 | 0.00057478 | 0.0059633 | 0.10329 | 0.070193 | 0.06276 | 0.06806 | 0.037939 | 0.053677 | CFL | 91.8847 | 37.1032 | 43.1778 | 0.57478 | 5.9633 | 103.2868 | 70.1931 | 62.7595 | 68.0602 | 37.9395 | 53.6769
|  |  |  | HID | 0.00011439 | 0.0022541 | 0 | 0 | 0 | 0 | 0.00065914 | 0 | 0.0002257 | 0 | 0.00049191 | HID | 0.11439 | 2.2541 | 0 | 0 | 0 | 0 | 0.65914 | 0 | 0.2257 | 0 | 0.49191
|  |  |  | Incandescent | 0.034955 | 0.024907 | 0.00032661 | 0.0010479 | 0.0023351 | 0.087382 | 0.083598 | 0.04085 | 0.062007 | 0.02268 | 0.031529 | Incandescent | 34.9555 | 24.907 | 0.32661 | 1.0479 | 2.3351 | 87.3821 | 83.5978 | 40.8504 | 62.0074 | 22.6796 | 31.5292
|  |  |  | LED | 0.00070467 | 0.0010449 | 0.0027692 | 0 | 8.2194e-05 | 0.0049588 | 0.0016775 | 0 | 0.0077946 | 0.0007281 | 0.0019332 | LED | 0.70467 | 1.0449 | 2.7692 | 0 | 0.082194 | 4.9588 | 1.6775 | 0 | 7.7946 | 0.7281 | 1.9332
|  |  |  | Display Track/Surface Mount | 0.00076343 | 0.089065 | 0.0030239 | 0.00025994 | 0.12428 | 0.10623 | 0.010588 | 0.0068117 | 0.065055 | 0.0016632 | 0.030462 | Display Track/Surface Mount | 0.76343 | 89.0649 | 3.0239 | 0.25994 | 124.2846 | 106.2276 | 10.5881 | 6.8117 | 65.0551 | 1.6632 | 30.462
|  |  |  | CFL | 7.4773e-05 | 0.02477 | 0 | 0.00025994 | 0 | 0.0002966 | 0 | 0.0024847 | 0.0076619 | 0 | 0.0055779 | CFL | 0.074773 | 24.7697 | 0 | 0.25994 | 0 | 0.2966 | 0 | 2.4847 | 7.6619 | 0 | 5.5779
|  |  |  | Fluorescent T12 | 0 | 0.0003233 | 0 | 0 | 0 | 0.0028938 | 0 | 0 | 0 | 0 | 9.6434e-05 | Fluorescent T12 | 0 | 0.3233 | 0 | 0 | 0 | 2.8938 | 0 | 0 | 0 | 0 | 0.096434
|  |  |  | Fluorescent T5 | 0 | 0.0081635 | 0 | 0 | 0 | 0 | 0 | 0 | 0 | 0 | 0.0014382 | Fluorescent T5 | 0 | 8.1635 | 0 | 0 | 0 | 0 | 0 | 0 | 0 | 0 | 1.4382
|  |  |  | Fluorescent T8 | 0 | 0.02448 | 0 | 0 | 0.00071304 | 0 | 0 | 0 | 0 | 0 | 0.0043284 | Fluorescent T8 | 0 | 24.4798 | 0 | 0 | 0.71304 | 0 | 0 | 0 | 0 | 0 | 4.3284
|  |  |  | HID | 0 | 0.00040463 | 0 | 0 | 0.025276 | 0 | 0 | 0 | 0.0034085 | 0 | 0.0011023 | HID | 0 | 0.40463 | 0 | 0 | 25.2763 | 0 | 0 | 0 | 3.4085 | 0 | 1.1023
|  |  |  | Incandescent | 0.00063634 | 0.023751 | 0.0030239 | 0 | 0.097354 | 0.085696 | 0.010565 | 0.004327 | 0.046279 | 0.0016632 | 0.015323 | Incandescent | 0.63634 | 23.7515 | 3.0239 | 0 | 97.3538 | 85.6958 | 10.5648 | 4.327 | 46.2795 | 1.6632 | 15.3229
|  |  |  | LED | 5.2319e-05 | 0.0068148 | 0 | 0 | 0.0009414 | 0.0015225 | 2.3261e-05 | 0 | 0.0077052 | 0 | 0.0023169 | LED | 0.052319 | 6.8148 | 0 | 0 | 0.9414 | 1.5225 | 0.023261 | 0 | 7.7052 | 0 | 2.3169
|  |  |  | Misc | 0 | 0.00035773 | 0 | 0 | 0 | 0.015819 | 0 | 0 | 0 | 0 | 0.00027883 | Misc | 0 | 0.35773 | 0 | 0 | 0 | 15.8189 | 0 | 0 | 0 | 0 | 0.27883
|  |  |  | Other Fluorescent | 0 | 0 | 0 | 0 | 0 | 0 | 0 | 0 | 0 | 0 | 0 | Other Fluorescent | 0 | 0 | 0 | 0 | 0 | 0 | 0 | 0 | 0 | 0 | 0
|  |  |  | High/Low Bay | 0.007734 | 0.29954 | 0.12045 | 0.23328 | 0.12379 | 0 | 0.0013178 | 0.0018291 | 0.15877 | 0.086427 | 0.1255 | High/Low Bay | 7.734 | 299.5374 | 120.4545 | 233.2806 | 123.7908 | 0 | 1.3178 | 1.8291 | 158.7724 | 86.4267 | 125.4966
|  |  |  | CFL | 0 | 0 | 0.063209 | 0 | 0 | 0 | 0.0013178 | 0.0018291 | 0.027415 | 0.008218 | 0.010929 | CFL | 0 | 0 | 63.2086 | 0 | 0 | 0 | 1.3178 | 1.8291 | 27.415 | 8.218 | 10.9293
|  |  |  | Fluorescent T5 | 0 | 0.15628 | 0.017915 | 0.098294 | 0.010809 | 0 | 0 | 0 | 0.031074 | 0.044903 | 0.049413 | Fluorescent T5 | 0 | 156.277 | 17.9153 | 98.2937 | 10.8086 | 0 | 0 | 0 | 31.074 | 44.9031 | 49.4126
|  |  |  | Fluorescent T8 | 0 | 0.063544 | 0.013998 | 0.068378 | 0.11298 | 0 | 0 | 0 | 0.0028017 | 0.012641 | 0.024089 | Fluorescent T8 | 0 | 63.5441 | 13.9979 | 68.3782 | 112.9822 | 0 | 0 | 0 | 2.8017 | 12.6409 | 24.0886
|  |  |  | HID | 0.007704 | 0.079716 | 0.025333 | 0.066609 | 0 | 0 | 0 | 0 | 0.095304 | 0.020665 | 0.040759 | HID | 7.704 | 79.7163 | 25.3326 | 66.6087 | 0 | 0 | 0 | 0 | 95.3035 | 20.6647 | 40.7592
|  |  |  | LED | 2.9972e-05 | 0 | 0 | 0 | 0 | 0 | 0 | 0 | 0.0021782 | 0 | 0.00030685 | LED | 0.029972 | 0 | 0 | 0 | 0 | 0 | 0 | 0 | 2.1782 | 0 | 0.30685
|  |  |  | Other | 0.0778 | 0.026317 | 0.072888 | 0.041974 | 0.20629 | 0.54067 | 0.58327 | 0.59551 | 0.18248 | 0.16165 | 0.15 | Other | 77.8005 | 26.317 | 72.8875 | 41.9742 | 206.2918 | 540.6729 | 583.27 | 595.5116 | 182.4768 | 161.6459 | 150.0011
|  |  |  | CFL | 0.027022 | 0.0079048 | 0.038907 | 0.014905 | 0.013165 | 0.073308 | 0.34706 | 0.18727 | 0.042913 | 0.12319 | 0.062998 | CFL | 27.0225 | 7.9048 | 38.907 | 14.9053 | 13.1648 | 73.3081 | 347.0578 | 187.2663 | 42.9128 | 123.1944 | 62.9985
|  |  |  | HID | 0.016625 | 0.0011234 | 0.011299 | 0.0061453 | 0.14455 | 0 | 0.011192 | 0.0053888 | 0.015999 | 0.013485 | 0.01357 | HID | 16.6248 | 1.1234 | 11.2987 | 6.1453 | 144.5489 | 0 | 11.1917 | 5.3888 | 15.9994 | 13.4846 | 13.5699
|  |  |  | Incandescent | 0.03034 | 0.012592 | 0.022415 | 0.020908 | 0.041358 | 0.44891 | 0.17002 | 0.39514 | 0.11506 | 0.012732 | 0.065161 | Incandescent | 30.34 | 12.5919 | 22.4151 | 20.9078 | 41.3584 | 448.9137 | 170.021 | 395.1414 | 115.0602 | 12.7321 | 65.1615
|  |  |  | LED | 0.0021989 | 0.0043941 | 0.0002667 | 1.5757e-05 | 0.0072197 | 0.014834 | 0.024298 | 0.0054555 | 0.002348 | 0.011395 | 0.0049875 | LED | 2.1989 | 4.3941 | 0.2667 | 0.015757 | 7.2197 | 14.8337 | 24.2983 | 5.4555 | 2.348 | 11.3946 | 4.9875
|  |  |  | Misc | 0.00033163 | 0.00023834 | 0 | 0 | 0 | 0.0036174 | 0.0005941 | 0 | 0.0054967 | 0.00084018 | 0.001058 | Misc | 0.33163 | 0.23834 | 0 | 0 | 0 | 3.6174 | 0.5941 | 0 | 5.4967 | 0.84018 | 1.058
|  |  |  | Other Fluorescent | 0.0012827 | 6.4457e-05 | 0 | 0 | 0 | 0 | 0.030107 | 0.0022596 | 0.00065962 | 0 | 0.0022258 | Other Fluorescent | 1.2827 | 0.064457 | 0 | 0 | 0 | 0 | 30.107 | 2.2596 | 0.65962 | 0 | 2.2258
|  |  |  | Grand Total | 0.87337 | 1.1838 | 0.98993 | 0.60365 | 1.1416 | 1.2284 | 0.95465 | 0.99662 | 1.033 | 0.96267 | 0.96137 | Grand Total | 873.3741 | 1183.849 | 989.9288 | 603.6509 | 1141.639 | 1228.4161 | 954.6474 | 996.6166 | 1032.9896 | 962.6654 | 961.3691
|  |  |  | Total Watt/Total SF | 0.87337 | 1.1838 | 0.98993 | 0.60365 | 1.1416 | 1.2284 | 0.95465 | 0.99662 | 1.033 | 0.96267 | 0.96137
Step 2: Collapse to Analysis Bins. This step combines some lamp types and removes some connected Watts from potential assessment. For example Watts altready LED.
Watts per SF Non-Park
|  |  |  | Row Labels | Office | Retail/Service | School K-12 | Warehouse | Grocery | Restaurant | Lodging | Residential Care | Assembly | Other | Grand Total | Row Labels | Office | Retail/Service | School K-12 | Warehouse | Grocery | Restaurant | Lodging | Residential Care | Assembly | Other | Grand Total
|  |  |  | Linear Fluorescent | [11 empty] | Linear Fluorescent
|  |  |  | Linear Fluorescent | 0.65942 | 0.6962 | 0.73769 | 0.32651 | 0.67889 | 0.38589 | 0.19314 | 0.28071 | 0.47824 | 0.58424 | 0.54097 | Linear Fluorescent | 659.4169 | 696.2035 | 737.6879 | 326.5135 | 678.8913 | 385.8879 | 193.137 | 280.71 | 478.2409 | 584.2353 | 540.9702
|  |  |  | Recessed Can | [11 empty] | Recessed Can
|  |  |  | CFL | 0.091999 | 0.039357 | 0.043178 | 0.00057478 | 0.0059633 | 0.10329 | 0.070852 | 0.06276 | 0.068286 | 0.037939 | 0.054169 | CFL | 91.9991 | 39.3573 | 43.1778 | 0.57478 | 5.9633 | 103.2868 | 70.8523 | 62.7595 | 68.2859 | 37.9395 | 54.1688
|  |  |  | Incandescent | 0.034955 | 0.024907 | 0.00032661 | 0.0010479 | 0.0023351 | 0.087382 | 0.083598 | 0.04085 | 0.062007 | 0.02268 | 0.031529 | Incandescent | 34.9555 | 24.907 | 0.32661 | 1.0479 | 2.3351 | 87.3821 | 83.5978 | 40.8504 | 62.0074 | 22.6796 | 31.5292
|  |  |  | Display Track/Surface Mount | [11 empty] | Display Track/Surface Mount
|  |  |  | CFL | 7.4773e-05 | 0.057736 | 0 | 0.00025994 | 0.00071304 | 0.0031904 | 0 | 0.0024847 | 0.0076619 | 0 | 0.011441 | CFL | 0.074773 | 57.7363 | 0 | 0.25994 | 0.71304 | 3.1904 | 0 | 2.4847 | 7.6619 | 0 | 11.4409
|  |  |  | Incandescent | 0.00063634 | 0.023751 | 0.0030239 | 0 | 0.097354 | 0.085696 | 0.010565 | 0.004327 | 0.046279 | 0.0016632 | 0.015323 | Incandescent | 0.63634 | 23.7515 | 3.0239 | 0 | 97.3538 | 85.6958 | 10.5648 | 4.327 | 46.2795 | 1.6632 | 15.3229
|  |  |  | High/Low Bay | [11 empty] | High/Low Bay
|  |  |  | Linear Fluorescent | 0 | 0.21982 | 0.095122 | 0.16667 | 0.12379 | 0 | 0.0013178 | 0.0018291 | 0.061291 | 0.065762 | 0.084431 | Linear Fluorescent | 0 | 219.8212 | 95.1218 | 166.6719 | 123.7908 | 0 | 1.3178 | 1.8291 | 61.2907 | 65.762 | 84.4305
|  |  |  | HID | 0.007704 | 0.079716 | 0.025333 | 0.066609 | 0 | 0 | 0 | 0 | 0.095304 | 0.020665 | 0.040759 | HID | 7.704 | 79.7163 | 25.3326 | 66.6087 | 0 | 0 | 0 | 0 | 95.3035 | 20.6647 | 40.7592
|  |  |  | Other | [11 empty] | Other
|  |  |  | CFL | 0.045262 | 0.009331 | 0.050206 | 0.021051 | 0.15771 | 0.076926 | 0.38895 | 0.19491 | 0.065069 | 0.13752 | 0.079852 | CFL | 45.2616 | 9.331 | 50.2058 | 21.0506 | 157.7137 | 76.9255 | 388.9506 | 194.9147 | 65.0686 | 137.5192 | 79.8521
|  |  |  | Incandescent | 0.03034 | 0.012592 | 0.022415 | 0.020908 | 0.041358 | 0.44891 | 0.17002 | 0.39514 | 0.11506 | 0.012732 | 0.065161 | Incandescent | 30.34 | 12.5919 | 22.4151 | 20.9078 | 41.3584 | 448.9137 | 170.021 | 395.1414 | 115.0602 | 12.7321 | 65.1615
Step 3: Adjustment for impact of federal standards AND Building Codes. From Navigant Lighting Model for 2013 (CBSA) baseline - no shift. AND NEEA Code analysis by Mike Kennedy.
|  |  |  | Linear Fluorescent Adjust | 98.46% |  | Incandescent Adjust | 95.52%
|  |  |  | Building Code Adjustment | 0.9 | 1 | 0.9 | 0.9 | 1 | 1 | 1 | 1 | 1 | 1 | 0.95736
Watts per SF Non-Park
| Fixt ID | Base Lamp Type | Base System Spec Lookup ID | Row Labels | Office | Retail/Service | School K-12 | Warehouse | Grocery | Restaurant | Lodging | Residential Care | Assembly | Other | Grand Total
| LF |  |  | Linear Fluorescent
| LF | LF2018 | LF_LF2018 | Linear Fluorescent | 0.58435 | 0.6855 | 0.65371 | 0.28934 | 0.66845 | 0.37996 | 0.19017 | 0.27639 | 0.47089 | 0.57525 | 0.50994
| CAN |  |  | Recessed Can
| CAN | CFL | CAN_CFL | CFL | 0.082799 | 0.039357 | 0.03886 | 0.0005173 | 0.0059633 | 0.10329 | 0.070852 | 0.06276 | 0.068286 | 0.037939 | 0.051859
| CAN | INC_HAL | CAN_INC_HAL | Incandescent | 0.030049 | 0.02379 | 0.00028076 | 0.00090082 | 0.0022303 | 0.083463 | 0.079849 | 0.039018 | 0.059226 | 0.021662 | 0.028831
| DISP |  |  | Display Track/Surface Mount
| DISP | CFL | DISP_CFL | CFL | 0.082799 | 0.039357 | 0.03886 | 0.0005173 | 0.0059633 | 0.10329 | 0.070852 | 0.06276 | 0.068286 | 0.037939 | 0.051859
| DISP | INC_HAL | DISP_INC_HAL | Incandescent | 0.00054702 | 0.022686 | 0.0025994 | 0 | 0.092988 | 0.081852 | 0.010091 | 0.004133 | 0.044204 | 0.0015886 | 0.014012
| HIGHBAY |  |  | High/Low Bay
| HIGHBAY | LF2018 | HIGHBAY_LF2018 | Linear Fluorescent | 0 | 0.21644 | 0.093659 | 0.16411 | 0.12189 | 0 | 0.0012975 | 0.001801 | 0.060348 | 0.064751 | 0.083132
| HIGHBAY | HID | HIGHBAY_HID | HID | 0.0069336 | 0.079716 | 0.022799 | 0.059948 | 0 | 0 | 0 | 0 | 0.095304 | 0.020665 | 0.039021
| OTHER |  |  | Other
| OTHER | CFL | OTHER_CFL | CFL | 0.040735 | 0.009331 | 0.045185 | 0.018946 | 0.15771 | 0.076926 | 0.38895 | 0.19491 | 0.065069 | 0.13752 | 0.076447
| OTHER | INC_HAL | OTHER_INC_HAL | Incandescent | 0.026081 | 0.012027 | 0.019269 | 0.017973 | 0.039503 | 0.42878 | 0.1624 | 0.37742 | 0.1099 | 0.012161 | 0.059585
Step 4: Parse to 7P Btypes and add Hospital and University
[5 empty] | Linear Fluorescent | Recessed Can | Recessed Can | Display Track/Surface Mount | Display Track/Surface Mount | High/Low Bay | High/Low Bay | Other | Other
[5 empty] | Linear Fluorescent | CFL | Incandescent | CFL | Incandescent | Linear Fluorescent | HID | CFL | Incandescent
[16 empty] | NEW | 1000
|  |  |  | LPD by Base System Spec Lookup ID in W/SF for NEW Buildings | [11 empty] | LPD by Base System Spec Lookup ID in W/KSF for NEW Buildings
|  |  |  | Building Type | LF_LF2018 | CAN_CFL | CAN_INC_HAL | DISP_CFL | DISP_INC_HAL | HIGHBAY_LF2018 | HIGHBAY_HID | OTHER_CFL | OTHER_INC_HAL |  |  | Building Type | LF_LF2018 | CAN_CFL | CAN_INC_HAL | DISP_CFL | DISP_INC_HAL | HIGHBAY_LF2018 | HIGHBAY_HID | OTHER_CFL | OTHER_INC_HAL
|  |  | Office | Large Off | 0.58435 | 0.082799 | 0.030049 | 0.082799 | 0.00054702 | 0 | 0.0069336 | 0.040735 | 0.026081 |  |  | Large Off | 584.3511 | 82.7992 | 30.049 | 82.7992 | 0.54702 | 0 | 6.9336 | 40.7354 | 26.0814
|  |  | Office | Medium Off | 0.58435 | 0.082799 | 0.030049 | 0.082799 | 0.00054702 | 0 | 0.0069336 | 0.040735 | 0.026081 |  |  | Medium Off | 584.3511 | 82.7992 | 30.049 | 82.7992 | 0.54702 | 0 | 6.9336 | 40.7354 | 26.0814
|  |  | Office | Small Off | 0.58435 | 0.082799 | 0.030049 | 0.082799 | 0.00054702 | 0 | 0.0069336 | 0.040735 | 0.026081 |  |  | Small Off | 584.3511 | 82.7992 | 30.049 | 82.7992 | 0.54702 | 0 | 6.9336 | 40.7354 | 26.0814
|  |  | Retail/Service | Xlarge Ret | 0.6855 | 0.039357 | 0.02379 | 0.039357 | 0.022686 | 0.21644 | 0.079716 | 0.009331 | 0.012027 |  |  | Xlarge Ret | 685.5 | 39.3573 | 23.7899 | 39.3573 | 22.6863 | 216.4416 | 79.7163 | 9.331 | 12.0272
|  |  | Retail/Service | Large Ret | 0.6855 | 0.039357 | 0.02379 | 0.039357 | 0.022686 | 0.21644 | 0.079716 | 0.009331 | 0.012027 |  |  | Large Ret | 685.5 | 39.3573 | 23.7899 | 39.3573 | 22.6863 | 216.4416 | 79.7163 | 9.331 | 12.0272
|  |  | Retail/Service | Medium Ret | 0.6855 | 0.039357 | 0.02379 | 0.039357 | 0.022686 | 0.21644 | 0.079716 | 0.009331 | 0.012027 |  |  | Medium Ret | 685.5 | 39.3573 | 23.7899 | 39.3573 | 22.6863 | 216.4416 | 79.7163 | 9.331 | 12.0272
|  |  | Retail/Service | Small Ret | 0.6855 | 0.039357 | 0.02379 | 0.039357 | 0.022686 | 0.21644 | 0.079716 | 0.009331 | 0.012027 |  |  | Small Ret | 685.5 | 39.3573 | 23.7899 | 39.3573 | 22.6863 | 216.4416 | 79.7163 | 9.331 | 12.0272
|  |  | School K-12 | School K-12 | 0.65371 | 0.03886 | 0.00028076 | 0.03886 | 0.0025994 | 0.093659 | 0.022799 | 0.045185 | 0.019269 |  |  | School K-12 | 653.712 | 38.86 | 0.28076 | 38.86 | 2.5994 | 93.6594 | 22.7994 | 45.1852 | 19.2688
|  | 1 | Grand Total | University | 0.50994 | 0.051859 | 0.028831 | 0.051859 | 0.014012 | 0.083132 | 0.039021 | 0.076447 | 0.059585 |  |  | University | 509.9409 | 51.8591 | 28.831 | 51.8591 | 14.0117 | 83.1325 | 39.0212 | 76.4472 | 59.5852
|  |  | Warehouse | Warehouse | 0.28934 | 0.0005173 | 0.00090082 | 0.0005173 | 0 | 0.16411 | 0.059948 | 0.018946 | 0.017973 |  |  | Warehouse | 289.3443 | 0.5173 | 0.90082 | 0.5173 | 0 | 164.1095 | 59.9478 | 18.9455 | 17.9731
|  |  | Grocery | Supermarket | 0.66845 | 0.0059633 | 0.0022303 | 0.0059633 | 0.092988 | 0.12189 | 0 | 0.15771 | 0.039503 |  |  | Supermarket | 668.454 | 5.9633 | 2.2303 | 5.9633 | 92.9876 | 121.8876 | 0 | 157.7137 | 39.5035
|  |  | Grocery | MiniMart | 0.66845 | 0.0059633 | 0.0022303 | 0.0059633 | 0.092988 | 0.12189 | 0 | 0.15771 | 0.039503 |  |  | MiniMart | 668.454 | 5.9633 | 2.2303 | 5.9633 | 92.9876 | 121.8876 | 0 | 157.7137 | 39.5035
|  |  | Restaurant | Restaurant | 0.37996 | 0.10329 | 0.083463 | 0.10329 | 0.081852 | 0 | 0 | 0.076926 | 0.42878 |  |  | Restaurant | 379.9552 | 103.2868 | 83.4631 | 103.2868 | 81.8524 | 0 | 0 | 76.9255 | 428.7804
|  |  | Lodging | Lodging | 0.19017 | 0.070852 | 0.079849 | 0.070852 | 0.010091 | 0.0012975 | 0 | 0.38895 | 0.1624 |  |  | Lodging | 190.1677 | 70.8523 | 79.8485 | 70.8523 | 10.091 | 1.2975 | 0 | 388.9506 | 162.3958
|  | 1.1 | Grand Total | Hospital | 0.56094 | 0.057045 | 0.031714 | 0.057045 | 0.015413 | 0.091446 | 0.042923 | 0.084092 | 0.065544 |  |  | Hospital | 560.935 | 57.045 | 31.7141 | 57.045 | 15.4128 | 91.4457 | 42.9234 | 84.092 | 65.5437
|  |  | Residential Care | Residential Care | 0.27639 | 0.06276 | 0.039018 | 0.06276 | 0.004133 | 0.001801 | 0 | 0.19491 | 0.37742 |  |  | Residential Care | 276.3943 | 62.7595 | 39.0183 | 62.7595 | 4.133 | 1.801 | 0 | 194.9147 | 377.4197
|  |  | Assembly | Assembly | 0.47089 | 0.068286 | 0.059226 | 0.068286 | 0.044204 | 0.060348 | 0.095304 | 0.065069 | 0.1099 |  |  | Assembly | 470.8884 | 68.2859 | 59.2264 | 68.2859 | 44.2039 | 60.3484 | 95.3035 | 65.0686 | 109.8998
|  |  | Other | Other | 0.57525 | 0.037939 | 0.021662 | 0.037939 | 0.0015886 | 0.064751 | 0.020665 | 0.13752 | 0.012161 |  |  | Other | 575.2532 | 37.9395 | 21.6624 | 37.9395 | 1.5886 | 64.751 | 20.6647 | 137.5192 | 12.1611
|  |  | Grand Total | Weighted Avg Bldg | 0.50994 | 0.051859 | 0.028831 | 0.051859 | 0.014012 | 0.083132 | 0.039021 | 0.076447 | 0.059585 |  |  | Weighted Avg Bldg | 509.9409 | 51.8591 | 28.831 | 51.8591 | 14.0117 | 83.1325 | 39.0212 | 76.4472 | 59.5852
Note on E71: Charlie Grist: From NEEA study by Mike Kennedy. Kennedy codeLPD and UASF and WinU_7PBaseline.xlsm
Note on C104: Charlie Grist: Ratio of University LPD to average LPD.
Note on C110: Charlie Grist: Ratio of Hospital LPD to average building LPD

## Post 2014
Post_2014 Indoor Lighting Characteristics
New Stock |  |  | Office |  |  | Retail |  |  |  | School |  | Warehouse | Grocery |  | Restaurant | Lodging | Health |  | Assembly | Other |  |  |  | From CBSA | [5 empty] | From CBSA
Item | Variable | Look Up Name | Large Off | Medium Off | Small Off | Xlarge Ret | Large Ret | Medium Ret | Small Ret | School K-12 | University | Warehouse | Supermarket | MiniMart | Restaurant | Lodging | Hospital | Residential Care | Assembly | Other | Sumproduct with Floor Area | Total Savings Potential |  | Pre-2004 | [5 empty] | Post 2004
| Hours | HOURSLght | 3300 | 2800 | 2600 | 6200 | 3800 | 3800 | 2800 | 2700 | 3600 | 2700 | 7300 | 6800 | 5400 | 3000 | 6400 | 5700 | 3000 | 4100 | 3716.2348 |  |  | Raw_Vintage_Detailed | (Multiple Items) |  |  |  |  | Raw_Vintage_Detailed | 2004-2013
| LPD Adjustment | LPDAdjust | 1 | 1 | 1 | 1 | 1 | 1 | 1 | 1 | 1 | 1 | 1 | 1 | 1 | 1 | 1 | 1 | 1 | 1
Mean LPD for Stock | Mean LPD for Stock (V2004-2014) |  | 0.6 | 0.81 | 1.4 | 1.2 | 1.2 | 1.2 | 1.2 | 0.98 | 1 | 0.6 | 1.4 | 1 | 1.2 | 0.9 | 1.1 | 0.95 | 1 | 0.9
| Lower Quartile | [23 empty] | Values | [5 empty] | Values
| Upper Quartile | [22 empty] | Row Labels | Sum of Sf_PNW | Sum of Sf_PNW_LPD_IndPark | Pre-2004 | 2004-2013 |  | Row Labels | Sum of Sf_PNW | Sum of Sf_PNW_LPD_IndPark | Count of Sf_PNW_LPD_IndPark2 | Indoor LPD Non-Park
| Median LPD | [22 empty] | Assembly | 202964359 | 201539246.5004 | 0.99298 | 1.0317 |  | Grocery | 26180914 | 29899541.6745 | 21 | 1.142
| n |  | 9 | 26 | 12 | 0 | 13 | 15 | 10 | [14 empty] | Grocery | 50939924 | 58685961.4831 | 1.1521 | 1.142 |  | <5,001 | 3519090 | 3568811.3 | 11 | 1.0141
| Simple Lighting EUI (V2004-2014) |  | 1.98 | 2.268 | 3.64 | 7.44 | 4.56 | 4.56 | 3.36 | 2.646 | 3.6 | 1.62 | 10.22 | 6.8 | 6.48 | 2.7 | 7.04 | 5.415 | 3 | 3.69
[24 empty] | Lodging | 99556760 | 82291196.7741 | 0.82658 | 0.93423 |  | 5,001-20,000 | 4873991.1952 | 4477422.5767 | 6 | 0.91864
[24 empty] | Office | 434884820 | 474373924.885 | 1.0908 | 0.796 | Statistically Significant | 20,001-50,000 | 11467754.2742 | 14000324.0287 | 3 | 1.2208
Target LPD | Target LPD |  | 0.5 | 0.5 | 0.7 | 0.8 | 0.8 | 0.9 | 0.9 | 0.7 | 0.7 | 0.4 | 0.9 | 0.9 | 0.7 | 0.65 | 0.85 | 0.7 | 0.8 | 0.7 |  |  |  | Other | 176220553 | 146414672.7052 | 0.83086 | 0.8645 |  | 50,001-100,000 | 6320078.5305 | 7852983.769 | 1 | 1.2425
[24 empty] | Residential Care | 71193896 | 82912286.2959 | 1.1646 | 0.97735 |  | Office | 299473306 | 238380602.0072 | 47 | 0.796
Code LPD | Code Baseline LPD (OR&WA Max allowed) |  | 0.91 | 0.91 | 0.91 | 1.36 | 1.36 | 1.36 | 1.36 | 1.01 | 1.01 | 0.68 | 1.32 | 1.32 | 0.9 | 1 | 1.08 | 1 | 1 | 1 |  |  |  | Restaurant | 36956808 | 42521622.5755 | 1.1506 | 1.2284 |  | <5,001 | 23029482.2142 | 32550953.4483 | 12 | 1.4134
| Code to Target Savings in w/SF |  | 0.41 | 0.41 | 0.21 | 0.56 | 0.56 | 0.46 | 0.46 | 0.31 | 0.31 | 0.28 | 0.42 | 0.42 | 0.2 | 0.35 | 0.23 | 0.3 | 0.2 | 0.3 |  |  |  | Retail/Service | 361074608 | 430763890.3007 | 1.193 | 1.1931 |  | 5,001-20,000 | 85725023.7858 | 84443684.7923 | 13 | 0.98505 | 0.8143
| Savings as Fracion of Code Minimum |  | 45.05% | 45.05% | 23.08% | 41.18% | 41.18% | 33.82% | 33.82% | 30.69% | 30.69% | 41.18% | 31.82% | 31.82% | 22.22% | 35% | 21.3% | 30% | 20% | 30% | 34.39% |  |  | School K-12 | 131787452 | 128143914.3369 | 0.97235 | 0.98068 |  | 20,001-50,000 | 41872639.9012 | 36827400.1787 | 8 | 0.87951
| Savings Delta in kWh/sf Code to Target |  | 1.353 | 1.148 | 0.546 | 3.472 | 2.128 | 1.748 | 1.288 | 0.837 | 1.116 | 0.756 | 3.066 | 2.856 | 1.08 | 1.05 | 1.472 | 1.71 | 0.6 | 1.23 | 1.2374 | 129.3859 | aMW | Warehouse | 318886067 | 181874798.9167 | 0.57034 | 0.60365 |  | 50,001-100,000 | 63929821.0988 | 34690194.4148 | 5 | 0.54263
| Simple Lighting EUI Code (kWh/sf) |  | 3.003 | 2.548 | 2.366 | 8.432 | 5.168 | 5.168 | 3.808 | 2.727 | 3.636 | 1.836 | 9.636 | 8.976 | 4.86 | 3 | 6.912 | 5.7 | 3 | 4.1 | 3.7287
| Simple Lighting EUI Target (kWh/sf) |  | 1.65 | 1.4 | 1.82 | 4.96 | 3.04 | 3.42 | 2.52 | 1.89 | 2.52 | 1.08 | 6.57 | 6.12 | 3.78 | 1.95 | 5.44 | 3.99 | 2.4 | 2.87 | 2.4914 |  |  | Grand Total | 1884465247 | 1829521514.7734 | 0.97084 | 0.9303 | Statistically Significant | 100,001+ | 84916339 | 49868369.1731 | 9 | 0.58726
[30 empty] | Retail/Service | 209854880 | 250384208.7447 | 50 | 1.1931
Existing Mean to Target | LPD Delta Mean to Target |  | 0.1 | 0.31 | 0.7 | 0.4 | 0.4 | 0.3 | 0.3 | 0.28 | 0.3 | 0.2 | 0.5 | 0.1 | 0.5 | 0.25 | 0.25 | 0.25 | 0.2 | 0.2 | [9 empty] | <5,001 | 9866053.8742 | 12213725.013 | 10 | 1.238
| Savings as Fracion of Code Minimum |  | 16.67% | 38.27% | 50% | 33.33% | 33.33% | 25% | 25% | 28.57% | 30% | 33.33% | 35.71% | 10% | 41.67% | 27.78% | 22.73% | 26.32% | 20% | 22.22% | 26.72% | [8 empty] | 5,001-20,000 | 68116175.1258 | 87770257.386 | 15 | 1.2885
| Delta in kWh/sf |  | 0.33 | 0.868 | 1.82 | 2.48 | 1.52 | 1.14 | 0.84 | 0.756 | 1.08 | 0.54 | 3.65 | 0.68 | 2.7 | 0.75 | 1.6 | 1.425 | 0.6 | 0.82 | 0.9122 | 95.3858 | aMW | [6 empty] | 20,001-50,000 | 72646954 | 75484940.237 | 13 | 1.0391
Existing Mean to Code | Delta Stock Mean LPD to Code (W/sf) |  | -0.31 | -0.1 | 0.49 | -0.16 | -0.16 | -0.16 | -0.16 | -0.03 | -0.01 | -0.08 | 0.08 | -0.32 | 0.3 | -0.1 | 0.02 | -0.05 | 0 | -0.1
| Delta Stock Mean LPD to Code (%) |  | 65.93% | 89.01% | 153.8% | 88.24% | 88.24% | 88.24% | 88.24% | 97.03% | 99.01% | 88.24% | 106.1% | 75.76% | 133.3% | 90% | 101.9% | 95% | 100% | 90%
-0.14314
| FloorA%REG |  | 15.07% | 12.01% | 3.154% | 2.682% | 1.084% | 4.089% | 1.302% | 3.089% | 2.233% | 10.09% | 0.6168% | 0.2548% | 1.169% | 2.396% | 4.497% | 5.828% | 9.098% | 21.33% | [9 empty] | Grand Total | 535509100 | 518664352.4263 | 118 | 0.96854
| New Floor Area 2035 from 7P Forecast |  | 138.0713 | 110.0416 | 28.8894 | 24.5679 | 9.9291 | 37.4589 | 11.9228 | 28.2924 | 20.4505 | 92.3987 | 5.6494 | 2.3338 | 10.7113 | 21.945 | 41.188 | 53.3821 | 83.3417 | 195.426 | 916
Initial Assessment | Max Savings in aMW |  | 5.2013 | 10.9037 | 6.0021 | 6.9553 | 1.7229 | 4.8748 | 1.1433 | 2.4417 | 2.5213 | 5.6958 | 2.3539 | 0.18116 | 3.3014 | 1.8789 | 7.5229 | 8.6837 | 5.7083 | 18.2933 | 95.3858 |  | aMW
Post EE Case Target | EECase LPD (w/sf) |  | 0.5 | 0.5 | 0.7 | 0.8 | 0.8 | 0.9 | 0.9 | 0.7 | 0.7 | 0.4 | 0.9 | 0.9 | 0.7 | 0.65 | 0.85 | 0.7 | 0.8 | 0.7
| EECase Lighting EUI (kWh/sf) |  | 1.65 | 1.4 | 1.82 | 4.96 | 3.04 | 3.42 | 2.52 | 1.89 | 2.52 | 1.08 | 6.57 | 6.12 | 3.78 | 1.95 | 5.44 | 3.99 | 2.4 | 2.87
Post EE Case Fixt | EECase LPD (w/sf)
EECase Lighting EUI (kWh/sf)
| Pasted Values | [5 empty] | Calc | Calc | Import
|  |  | Hours | Mean LPD for Stock | Code LPD | Target LPD | Interior Lighting kWh/Year | Embedded Parking kWh/Year | Exterior Lighting kWh/Year |  |  | LPD Post 2004 Stock/Code
| Large Off |  | #N/A | 0.6 | 0.91 | 0.5 | #N/A |  | 0.6 |  |  | 65.93%
| Medium Off |  | #N/A | 0.81 | 0.91 | 0.5 | #N/A |  | 0.6 |  |  | 89.01%
| Small Off |  | #N/A | 1.4 | 0.91 | 0.7 | #N/A |  | 0.6 |  |  | 153.8%
| Xlarge Ret |  | #N/A | 1.2 | 1.36 | 0.8 | #N/A |  | 1.2 |  |  | 88.24%
| Large Ret |  | #N/A | 1.2 | 1.36 | 0.8 | #N/A |  | 1.2 |  |  | 88.24%
| Medium Ret |  | #N/A | 1.2 | 1.36 | 0.9 | #N/A |  | 1.2 |  |  | 88.24%
| Small Ret |  | #N/A | 1.2 | 1.36 | 0.9 | #N/A |  | 1.2 |  |  | 88.24%
| School K-12 |  | #N/A | 0.98 | 1.01 | 0.7 | #N/A |  | 0.46 |  |  | 97.03%
| University |  | #N/A | 1 | 1.01 | 0.7 | #N/A |  | 0.6 |  |  | 99.01%
| Warehouse |  | #N/A | 0.6 | 0.68 | 0.4 | #N/A |  | 0.36 |  |  | 88.24%
| Supermarket |  | #N/A | 1.4 | 1.32 | 0.9 | #N/A |  | 1.1 |  |  | 106.1%
| MiniMart |  | #N/A | 1 | 1.32 | 0.9 | #N/A |  | 1.1 |  |  | 75.76%
| Restaurant |  | #N/A | 1.2 | 0.9 | 0.7 | #N/A |  | 1.9 |  |  | 133.3%
| Lodging |  | #N/A | 0.9 | 1 | 0.65 | #N/A |  | 0.44 |  |  | 90%
| Hospital |  | #N/A | 1.1 | 1.08 | 0.85 | #N/A |  | 1.2 |  |  | 101.9%
| Residential Care |  | #N/A | 0.95 | 1 | 0.7 | #N/A |  | 0.3 |  |  | 95%
| Assembly |  | #N/A | 1 | 1 | 0.8 | #N/A |  | 0.7 |  |  | 100%
| Other |  | #N/A | 0.9 | 1 | 0.7 | #N/A |  | 0.6 |  |  | 90%
LPD from CBSA 2004-2014 cohort
| Row Labels |  | Grand Total | Total Watt/Total SF
| Office |  | 0.87337 | 0.87337
| Retail/Service |  | 1.1838 | 1.1838
| School K-12 |  | 0.98993 | 0.98993
| Warehouse |  | 0.60365 | 0.60365
| Grocery |  | 1.1416 | 1.1416
| Restaurant |  | 1.2284 | 1.2284
| Lodging |  | 0.95465 | 0.95465
| Residential Care |  | 0.99662 | 0.99662
| Assembly |  | 1.033 | 1.033
| Other |  | 0.96267 | 0.96267
| Grand Total |  | 0.96137 | 0.96137
Note on L6: Charlie Grist: No CBSA data. Use estimate from 6P
Note on R6: Charlie Grist: No CBSA data. Use estimate from 2002-2004 and Kennedy code analysis
Note on B9: Charlie Grist: From CBSA 2004-2014 vintage cohort as proxy

## DOE2014 Sales Pen
This table also embeeded in Com-LightInterior
| DOE 2014 SSL Assessment | 1 | 2 | 3 | 4 | 5 | 6
Sales Penetration Estimates for Solid State Lighting
|  | Lookup Value | Type | Sub Type | DOE Forecast for 2015 | NEEA/BPA Sales Estimates 2014 | Council FC Forecast Baseline (2016) | Notes
|  | LED_OMNI | General Service | All | 19% | ? | 25%
|  |  | Decorative | All | 3% | ? | 8%
|  |  | Directional | All | 13% | ? | 20%
|  | DISP_LED_PAR_MR | Directional | PAR Lamp | 25% | ? | 30%
|  |  | Directional | MR Lamp | 25% | ? | 30%
|  | DISP_LED_FIX_KIT | Directional | PAR Fixture | 4% | ? | 5%
|  |  | Directional | MR Fixture | 4% | ? | 5%
|  | DISP_LED_PAR_MR | Downlight | DL Lamp | 5% | ? | 8%
|  | CAN_LED_FIX_KIT | Downlight | DL Luminaire | 2% | ? | 5%
|  | LF_LED_FIX_KIT | Linear Fluorescent Fixture | Commercial | 8% | ? | 10%
|  |  | Linear Fluorescent Fixture | Industrtial | 5% | ? | 10%
|  | HIGHBAY_LED_FIX_KIT | Low/High Bay | Commercial | 4% | ? | 8%
|  |  | Low/High Bay | Industrtial | 9% | ? | 15%
|  |  | Street & Roadway | All | 31% | ? | 50%
|  |  | Parking | Lot | 20% | ? | 30%
|  |  | Parking | Garage | 13% | ? | 20%
|  |  | Exterior | All | 17% | ? | 25%
|  | HIGHBAY_LF2018 |  |  |  |  | 10%
|  | LF_LF2018 |  |  |  |  | 10%
|  | LF_TLED_PIN_DIRECT_LINE_V |  |  |  |  | 10%
|  | LF_TLED_PIN_OVER_BALLAST |  |  |  |  | 10%
|  | CAN_LED_CAN_LAMP |  |  |  |  | 8%
|  | DISP_HID_CMH |  |  |  |  | 20%
|  | OTHER_CFL |  |  |  |  | 30%

## Applic
| 1 | 2 | 3 | 4 | 5 | 6 | 7 | 8 | 9 | 10 | 11 | 12 | 13 | 14 | 15 | 16 | 17 | 18 | 19 | 20 | 21 | 22 | 23 | 24 | 25 | 26 | 27 | 28 | 29 | 30 | 31 | 32 | 33 | 34 | 35
This table moved to Com-Lighting Interior
[18 empty] | Weighted Avg Bldg | Weighted Avg Bldg
| MOPP Measure Name | IDX | MOPP | FIX/LAMP | Fixt ID | Base Lamp Type | Base System Spec Lookup ID | EE Measure | EE System Spec Lookup ID | Redux | Sales Pen | Feas | Turnover Rate | Measrure Overlap | MOverlap | NRShare | RetroShare | Base Applicable LPD New (W/KSF) | Base Applicable LPD NR/Retro (W/KSF)
| New_LF_FIX_REPL_from LF2018 to LED_FIX_KIT | 1 | New | FIX_REPL | LF | LF2018 | LF_LF2018 | LED_FIX_KIT | LF_LED_FIX_KIT |  | 10% | 1 |  |  | 1 |  |  | 509.9409 | 594.6509
| New_CAN_FIX_REPL_from CFL to LED_FIX_KIT | 2 | New | FIX_REPL | CAN | CFL | CAN_CFL | LED_FIX_KIT | CAN_LED_FIX_KIT |  | 5% | 1 |  |  | 1 |  |  | 51.8591 | 35.264
| New_CAN_FIX_REPL_from INC_HAL to LED_FIX_KIT | 3 | New | FIX_REPL | CAN | INC_HAL | CAN_INC_HAL | LED_FIX_KIT | CAN_LED_FIX_KIT |  | 5% | 1 |  |  | 1 |  |  | 28.831 | 22.0254
| New_DISP_FIX_REPL_from CFL to LED_FIX_KIT | 4 | New | FIX_REPL | DISP | CFL | DISP_CFL | LED_FIX_KIT | DISP_LED_FIX_KIT |  | 5% | 1 |  |  | 1 |  |  | 51.8591 | 35.264
| New_DISP_FIX_REPL_from INC_HAL to LED_FIX_KIT | 5 | New | FIX_REPL | DISP | INC_HAL | DISP_INC_HAL | LED_FIX_KIT | DISP_LED_FIX_KIT |  | 5% | 1 |  |  | 1 |  |  | 14.0117 | 20.6644
| New_HIGHBAY_FIX_REPL_from HID to LED_FIX_KIT | 6 | New | FIX_REPL | HIGHBAY | HID | HIGHBAY_HID | LED_FIX_KIT | HIGHBAY_LED_FIX_KIT |  | 8% | 1 |  | x | 80% |  |  | 39.0212 | 38.1579
| New_HIGHBAY_FIX_REPL_from HID to LF2018 | 7 | New | FIX_REPL | HIGHBAY | HID | HIGHBAY_HID | LF2018 | HIGHBAY_LF2018 |  | 10% | 1 |  | x | 20% |  |  | 39.0212 | 38.1579
| New_HIGHBAY_FIX_REPL_from LF2018 to LED_FIX_KIT | 8 | New | FIX_REPL | HIGHBAY | LF2018 | HIGHBAY_LF2018 | LED_FIX_KIT | HIGHBAY_LED_FIX_KIT |  | 8% | 1 |  |  | 1 |  |  | 83.1325 | 59.7548
| NR_LF_FIX_REPL_from LF2018 to LED_FIX_KIT | 9 | NR | FIX_REPL | LF | LF2018 | LF_LF2018 | LED_FIX_KIT | LF_LED_FIX_KIT |  | 10% | 80% | 5% | x | 30% | 80% |  | 509.9409 | 594.6509
| NR_LF_FIX_REPL_from LF2018 to LED_FIX_KIT_RDX | 10 | NR | FIX_REPL | LF | LF2018 | LF_LF2018 | LED_FIX_KIT_RDX | LF_LED_FIX_KIT | Redux | 10% | 80% | 5% | x | 15% | 80% |  | 509.9409 | 594.6509
| NR_LF_FIX_REPL_from LF2018 to LF_FIX_KIT_RDX | 11 | NR | FIX_REPL | LF | LF2018 | LF_LF2018 | LF_FIX_KIT_RDX | LF_LF2018 | Redux | 10% | 80% | 5% | x | 10% | 80% |  | 509.9409 | 594.6509
| NR_LF_FIX_REPL_from LF2018 to TLED_PIN | 12 | NR | FIX_REPL | LF | LF2018 | LF_LF2018 | TLED_PIN | LF_TLED_PIN_DIRECT_LINE_V |  | 10% | 80% | 5% | x | 30% | 80% |  | 509.9409 | 594.6509
| NR_LF_FIX_REPL_from LF2018 to TLED_PIN_RDX | 13 | NR | FIX_REPL | LF | LF2018 | LF_LF2018 | TLED_PIN_RDX | LF_TLED_PIN_DIRECT_LINE_V | Redux | 10% | 80% | 5% | x | 15% | 80% |  | 509.9409 | 594.6509
| NR_CAN_FIX_REPL_from CFL to LED_FIX_KIT | 14 | NR | FIX_REPL | CAN | CFL | CAN_CFL | LED_FIX_KIT | CAN_LED_FIX_KIT |  | 5% | 80% | 5% |  | 1 | 80% |  | 51.8591 | 35.264
| NR_CAN_FIX_REPL_from INC_HAL to LED_FIX_KIT | 15 | NR | FIX_REPL | CAN | INC_HAL | CAN_INC_HAL | LED_FIX_KIT | CAN_LED_FIX_KIT |  | 5% | 80% | 5% |  | 1 | 80% |  | 28.831 | 22.0254
| NR_DISP_FIX_REPL_from CFL to LED_FIX_KIT | 16 | NR | FIX_REPL | DISP | CFL | DISP_CFL | LED_FIX_KIT | DISP_LED_FIX_KIT |  | 5% | 20% | 5% |  | 1 | 20% |  | 51.8591 | 35.264
| NR_DISP_FIX_REPL_from INC_HAL to LED_FIX_KIT | 17 | NR | FIX_REPL | DISP | INC_HAL | DISP_INC_HAL | LED_FIX_KIT | DISP_LED_FIX_KIT |  | 5% | 20% | 5% |  | 1 | 20% |  | 14.0117 | 20.6644
| NR_HIGHBAY_FIX_REPL_from HID to LED_FIX_KIT | 18 | NR | FIX_REPL | HIGHBAY | HID | HIGHBAY_HID | LED_FIX_KIT | HIGHBAY_LED_FIX_KIT |  | 8% | 70% | 5% | x | 90% | 70% |  | 39.0212 | 38.1579
| NR_HIGHBAY_FIX_REPL_from HID to LF2018 | 19 | NR | FIX_REPL | HIGHBAY | HID | HIGHBAY_HID | LF2018 | HIGHBAY_LF2018 |  | 10% | 70% | 5% | x | 10% | 70% |  | 39.0212 | 38.1579
| NR_HIGHBAY_FIX_REPL_from LF2018 to LED_FIX_KIT | 20 | NR | FIX_REPL | HIGHBAY | LF2018 | HIGHBAY_LF2018 | LED_FIX_KIT | HIGHBAY_LED_FIX_KIT |  | 8% | 70% | 5% |  | 1 | 70% |  | 83.1325 | 59.7548
| Retro_LF_FIX_REPL_from LF2018 to LED_FIX_KIT | 21 | Retro | FIX_REPL | LF | LF2018 | LF_LF2018 | LED_FIX_KIT | LF_LED_FIX_KIT |  | 10% | 20% | 1 | x | 0% |  | 20% | 509.9409 | 594.6509
| Retro_LF_FIX_REPL_from LF2018 to LED_FIX_KIT_RDX | 22 | Retro | FIX_REPL | LF | LF2018 | LF_LF2018 | LED_FIX_KIT_RDX | LF_LED_FIX_KIT | Redux | 10% | 20% | 1 | x | 0% |  | 20% | 509.9409 | 594.6509
| Retro_LF_FIX_REPL_from LF2018 to LF_FIX_KIT_RDX | 23 | Retro | FIX_REPL | LF | LF2018 | LF_LF2018 | LF_FIX_KIT_RDX | LF_LF2018 | Redux | 10% | 20% | 1 | x | 0% |  | 20% | 509.9409 | 594.6509
| Retro_CAN_FIX_REPL_from CFL to LED_FIX_KIT | 24 | Retro | FIX_REPL | CAN | CFL | CAN_CFL | LED_FIX_KIT | CAN_LED_FIX_KIT |  | 5% | 20% | 1 |  | 60% |  | 20% | 51.8591 | 35.264
| Retro_CAN_FIX_REPL_from INC_HAL to LED_FIX_KIT | 25 | Retro | FIX_REPL | CAN | INC_HAL | CAN_INC_HAL | LED_FIX_KIT | CAN_LED_FIX_KIT |  | 5% | 20% | 1 |  | 10% |  | 20% | 28.831 | 22.0254
| Retro_DISP_FIX_REPL_from CFL to LED_FIX_KIT | 26 | Retro | FIX_REPL | DISP | CFL | DISP_CFL | LED_FIX_KIT | DISP_LED_FIX_KIT |  | 5% | 80% | 1 |  | 1 |  | 80% | 51.8591 | 35.264
| Retro_DISP_FIX_REPL_from INC_HAL to LED_FIX_KIT | 27 | Retro | FIX_REPL | DISP | INC_HAL | DISP_INC_HAL | LED_FIX_KIT | DISP_LED_FIX_KIT |  | 5% | 80% | 1 |  | 1 |  | 80% | 14.0117 | 20.6644
| Retro_HIGHBAY_FIX_REPL_from HID to LED_FIX_KIT | 28 | Retro | FIX_REPL | HIGHBAY | HID | HIGHBAY_HID | LED_FIX_KIT | HIGHBAY_LED_FIX_KIT |  | 8% | 30% | 1 | x | 90% |  | 30% | 39.0212 | 38.1579
| Retro_HIGHBAY_FIX_REPL_from HID to LF2018 | 29 | Retro | FIX_REPL | HIGHBAY | HID | HIGHBAY_HID | LF2018 | HIGHBAY_LF2018 |  | 10% | 30% | 1 | x | 10% |  | 30% | 39.0212 | 38.1579
| Retro_HIGHBAY_FIX_REPL_from LF2018 to LED_FIX_KIT | 30 | Retro | FIX_REPL | HIGHBAY | LF2018 | HIGHBAY_LF2018 | LED_FIX_KIT | HIGHBAY_LED_FIX_KIT |  | 8% | 30% | 1 |  | 1 |  | 30% | 83.1325 | 59.7548
| Retro_LF_LAMP_REPL_from LF2018 to TLED_PIN | 31 | Retro | LAMP_REPL | LF | LF2018 | LF_LF2018 | TLED_PIN | LF_TLED_PIN_OVER_BALLAST |  | 10% | 20% | 1 | x | 0% |  | 20% | 509.9409 | 594.6509
| Retro_LF_LAMP_REPL_from LF2018 to TLED_PIN_RDX | 32 | Retro | LAMP_REPL | LF | LF2018 | LF_LF2018 | TLED_PIN_RDX | LF_TLED_PIN_OVER_BALLAST | Redux | 10% | 20% | 1 | x | 100% |  | 20% | 509.9409 | 594.6509
| Retro_CAN_LAMP_REPL_from CFL to LED_CAN_LAMP | 33 | Retro | LAMP_REPL | CAN | CFL | CAN_CFL | LED_CAN_LAMP | CAN_LED_CAN_LAMP |  | 8% | 20% | 1 |  | 40% |  | 20% | 51.8591 | 35.264
| Retro_CAN_LAMP_REPL_from INC_HAL to LED_CAN_LAMP | 34 | Retro | LAMP_REPL | CAN | INC_HAL | CAN_INC_HAL | LED_CAN_LAMP | CAN_LED_CAN_LAMP |  | 8% | 20% | 1 |  | 90% |  | 20% | 28.831 | 22.0254
| Retro_DISP_LAMP_REPL_from CFL to LED_PAR_MR | 35 | Retro | LAMP_REPL | DISP | CFL | DISP_CFL | LED_PAR_MR | DISP_LED_PAR_MR |  | 30% | 80% | 1 |  | 1 |  | 80% | 51.8591 | 35.264
| Retro_DISP_LAMP_REPL_from INC_HAL to LED_PAR_MR | 36 | Retro | LAMP_REPL | DISP | INC_HAL | DISP_INC_HAL | LED_PAR_MR | DISP_LED_PAR_MR |  | 30% | 80% | 1 | x | 80% |  | 80% | 14.0117 | 20.6644
| Retro_DISP_LAMP_REPL_from INC_HAL to HID_CMH | 37 | Retro | LAMP_REPL | DISP | INC_HAL | DISP_INC_HAL | HID_CMH | DISP_HID_CMH |  | 20% | 80% | 1 | x | 20% |  | 80% | 14.0117 | 20.6644
| Retro_DISP_LAMP_REPL_from HID_CMH to LED_PAR_MR | 38 | Retro | LAMP_REPL | DISP | HID_CMH | DISP_HID_CMH | LED_PAR_MR | DISP_LED_PAR_MR |  | 30% | 0 | 1 |  | 1 |  | 0% | #N/A | #N/A |  | <= measure not used
| Retro_OTHER_LAMP_REPL_from CFL to LED_OMNI | 39 | Retro | LAMP_REPL | OTHER | CFL | OTHER_CFL | LED_OMNI | LED_OMNI |  | 25% | 1 | 1 |  | 1 |  | 100% | 76.4472 | 61.8928
| Retro_OTHER_LAMP_REPL_from INC_HAL to LED_OMNI | 40 | Retro | LAMP_REPL | OTHER | INC_HAL | OTHER_INC_HAL | LED_OMNI | LED_OMNI |  | 25% | 1 | 1 | x | 80% |  | 100% | 59.5852 | 55.802
| Retro_OTHER_LAMP_REPL_from INC_HAL to CFL_OMNI | 41 | Retro | LAMP_REPL | OTHER | INC_HAL | OTHER_INC_HAL | CFL_OMNI | OTHER_CFL |  | 30% | 1 | 1 | x | 20% |  | 100% | 59.5852 | 55.802
| Retro_OTHER_LAMP_REPL_from HID to LED_OMNI | 42 | Retro | LAMP_REPL | OTHER | HID | OTHER_HID | LED_OMNI | LED_OMNI |  | 25% | 0 | 1 |  | 1 |  | 0% | #N/A | #N/A |  | <= measure not used
Note on M9: Charlie Grist: Use to assign existing stock to NR or Retrofit Pool.

## ApplicNotes
deltaW
Applicability
Fixture Class |  |  | Measure | Measure Competes | Lamp & Fitxure Compete? | Levelized Cost | Delat W | Measure Overlap | NR_Retro Overlap | M Overlap Note | NR/Retro Split Note | Feasibility | Feasibility Note
Linear Fluorescent | New | FIX_REPL | LED Fixt |  |  | 42.4304 | 37.41% | 100% | 100% |  | Retro is expensive | 100% | No limit in New
Linear Fluorescent | NR | FIX_REPL | LED Fixt | x |  | 77.5871 | 37.41% | 30% | 80% | Split with line V TLED | Retro is expensive | 90% | [13 empty] | From CBSA: GRISTv1_CBSA Public Detailed Lighting Table 2014-10-31.xlsx | [8 empty] | Fixture Renovation data | [11 empty] | Ballast Renovation data
Linear Fluorescent | NR | FIX_REPL | LED Fixt, Rdx | x |  | 30.7935 | 49.93% | 15% | 80% | Limit Redux to 30% of applications | Retro is expensive | 90% | [12 empty] | http://apps1.eere.energy.gov/buildings/publications/pdfs/ssl/led_troffer-upgrades_fs.pdf | Four foot linear fluorescent fixtures comprose about 83% of connected LF Watts. | [8 empty] | From: Fixture Ballast Ren Tables.xlsx | [11 empty] | From: Fixture Ballast Ren Tables.xlsx
Linear Fluorescent | NR | FIX_REPL | LF Fixt, Rdx | x |  | 61.5651 | 20% | 10% | 80% | Limit Redux to 30% of applications | Retro is expensive | 90% | [13 empty] | Four foot LF: Pendant 18%, Recessed 38%, 24% Surface. Surface direct about 20%. Some of those are bare strip with high fixture efficacy.
Linear Fluorescent | NR | FIX_REPL | TLED | x |  | 95.2754 | 22.71% | 30% | 80% | Line-V TLED, Split with Fixt | Retro is expensive | 90% | [12 empty] | Luminaires favored for most applications | 4 ft x 1 ft, Pendant | 1367441.8449 | 0.0729% | Pendant |  | 4 ft x 1 ft Linear Fluorescent | 30.57% | 12.99% | Pendants |  | Weighted by Floor Area | [10 empty] | Weighted by Floor Area
Linear Fluorescent | NR | FIX_REPL | TLED, Rdx | x |  | 37.8016 | 38.17% | 15% | 80% | Limit Redux to 30% of applications | Retro is expensive | 90% | [12 empty] | Ceiling access a significant limitation in NR cases so those favor kits or Line-V tubes | 4 ft x 1 ft, Pendant-Both | 60653691.9176 | 3.234% | Pendant-Both
Linear Fluorescent | Retro | FIX_REPL | LED Fixt | x | x | 184.0126 | 37.41% | 0% | 20% | Drop due to cost | Retro is expensive | 90% | [12 empty] | Line V tubes limited by fixture efficacy and lumen output | 4 ft x 1 ft, Pendant-Direct | 167727380.9093 | 8.942% | Pendant-Direct | [6 empty] | Assembly | Grocery | Lodging | Office | Other | Residential Ca | Restaurant | Retail/Service | School K-12 | Warehouse | Total | Ren_Ballast_YearsAgo | 1981-2003 | 2004-2013 | Pre-1980 | Total
Linear Fluorescent | Retro | FIX_REPL | LED Fixt, Rdx | x | x | 110.5367 | 49.93% | 0% | 20% | Drop due to cost | Retro is expensive | 90% | [13 empty] | 4 ft x 1 ft, Pendant-Indirect | 13842565.9909 | 0.738% | Pendant-Indirect | [5 empty] | 0 | 0.7476% | 0.2135% | 3.985% | 2.442% | 0.8315% | 2.823% | 1.572% | 0.8366% | 0.7677% | 0% | 1.329% | 0 | 3.312% | 0.4535% | 1.323% | 1.533%
Linear Fluorescent | Retro | FIX_REPL | LF Fixt, Rdx | x | x | 529.7401 | 20% | 0% | 20% | Drop due to cost | Retro is expensive | 90% | [13 empty] | 4 ft x 1 ft, Recessed | 3616632.3458 | 0.1928% | Recessed |  |  |  | 4.616% | Recessed | 1 | 11.28% | 6.476% | 16.77% | 11.42% | 14.08% | 2.381% | 5.089% | 9.596% | 1.216% | 10.35% | 10.1% | 1 | 12.35% | 4.418% | 8.987% | 8.114%
Linear Fluorescent | Retro | LAMP_REPL | TLED | x | x | 190.7232 | 14.59% | 0% | 20% | Drop due to cost | Retro is expensive | 90% | [13 empty] | 4 ft x 1 ft, Recessed-Both | 4672527.393 | 0.2491% | Recessed-Both | [5 empty] | 2 | 4.851% | 13.5% | 4.427% | 13.01% | 3.575% | 1.085% | 1.185% | 5.466% | 13.48% | 0% | 6.714% | 2 | 7.251% | 4.777% | 7.502% | 6.352%
Linear Fluorescent | Retro | LAMP_REPL | TLED, Rdx | x | x | 62.7311 | 31.68% | 100% | 20% | Lamp over ballst. Limit to newer ballast | Retro is expensive | 90% |  | CBSA Recessed Can with CFL | [11 empty] | 4 ft x 1 ft, Recessed-Direct | 67415165.0947 | 3.594% | Recessed-Direct | [5 empty] | 3 | 4.755% | 0% | 1.887% | 1.035% | 4.836% | 1.704% | 2.954% | 7.416% | 0.1335% | 3.742% | 3.441% | 3 | 3.518% | 0.791% | 5.825% | 3.187%
Recessed Can | New | FIX_REPL | LED Fixt, INC Base |  |  | -83.6441 | 89.95% | 100% | 100% |  |  | 100% | No limit in New | About 80% Pin Based | [6 empty] | CBSA Recessed Can with CFL |  |  |  |  | 4 ft x 1 ft, Recessed-Indirect | 10878405.3562 | 0.5799% | Recessed-Indirect | [5 empty] | 4 | 1.546% | 0% | 4.579% | 4.04% | 1.634% | 5.001% | 0% | 3.827% | 0.6271% | 0% | 2.508% | 4 | 2.371% | 2.125% | 3.71% | 2.709%
Recessed Can | New | FIX_REPL | LED Fixt, CFL Base |  |  | -17.9375 | 62.81% | 100% | 100% |  |  | 100% | No limit in New | Fixture_Type | (All) | [5 empty] | About 10% of pin based is greater than 32W |  |  |  |  | 4 ft x 1 ft, Surface | 1646954.5291 | 0.0878% | Surface |  |  |  | 11.54% | Surface | 5 | 3.023% | 5.312% | 3.062% | 2.566% | 7.428% | 0.3816% | 7.277% | 1.326% | 4.904% | 0% | 2.82% | 5 | 4.287% | 0.2931% | 3.534% | 2.46%
Recessed Can | NR | FIX_REPL | LED Fixt, INC Base |  |  | -75.7042 | 89.95% | 100% | 50% |  | Split with retro | 85% | Limited product for high lumen applications | Location | Indoor | [5 empty] | Pin Based |  |  |  |  | 4 ft x 1 ft, Surface-Both | 27867414.3887 | 1.486% | Surface-Both
Recessed Can | NR | FIX_REPL | LED Fixt, CFL Base |  |  | 24.1402 | 62.81% | 100% | 80% |  |  | 85% | Limited product for high lumen applications | [12 empty] | 4 ft x 1 ft, Surface-Direct | 170051960.1444 | 9.066% | Surface-Direct
Recessed Can | Retro | FIX_REPL | LED Fixt, INC Base |  | x | -61.2335 | 89.95% | 10% | 50% | Most to lamp replace |  | 85% | Limited product for high lumen applications |  | Column Labels | [6 empty] | CFL |  |  |  | 4 ft x 1 ft, Surface-Indirect | 16850509.8392 | 0.8983% | Surface-Indirect | [5 empty] | Average Over Years | [11 empty] | Average Over Years
Recessed Can | Retro | FIX_REPL | LED Fixt, CFL Base |  | x | 76.1188 | 62.81% | 60% | 20% |  | Retro expensive | 85% | Limited product for high lumen applications |  | CFL | [5 empty] | Row Labels | Sum of Wt_PNW_Site_Watts | Sum of Wt_PNW_Site_Watts2 | Sum of Wt_PNW_Calc_Site_Lamps |  | 4 ft x 1 ft, Unknown Mount | 26905063.4991 | 1.434% | Unknown Mount |  |  |  | 1.434% | Unknown | Year_1&2_Ago | 8.064% | 9.99% | 10.6% | 12.22% | 8.829% | 1.733% | 3.137% | 7.531% | 7.347% | 5.175% | 8.408% | Year_1&2_Ago | 9.802% | 4.597% | 8.244% | 7.233%
Recessed Can | Retro | LAMP_REPL | LED Lamp, INC Base |  | x | -76.449 | 89.03% | 90% | 50% |  |  | 85% | Limited product for high lumen applications | Row Labels | Sum of Wt_PNW_Site_Watts | Sum of Wt_PNW_Site_Watts2 | Sum of Wt_PNW_Calc_Site_Lamps |  |  |  | Recessed Can | 72989753.8532 | 100% | 2812111.5654 |  | 4 ft x 2 ft, Pendant | 101515.4417 | 0.005412% | Pendant |  | 4 ft x 2 ft Linear Fluorescent | 51.99% | 2.902% | Pendants | Year_1&2&3_Ago | 6.961% | 6.66% | 7.695% | 8.488% | 7.498% | 1.723% | 3.076% | 7.493% | 4.943% | 4.697% | 6.752% | Year_1&2&3_Ago | 7.707% | 3.328% | 7.438% | 5.884%
Recessed Can | Retro | LAMP_REPL | LED Lamp, CFL Base |  | x | -0.40802 | 59.42% | 40% | 20% | Helen Lamp' Limit to newer ballast (60%), lower wattages (90%), pin based (80%) |  | 85% | Limited product for high lumen applications | Recessed Can | 93324774.2596 | 100% | 3666462.5121 |  |  |  | P | 72989753.8532 | 100% | 2812111.5654 |  | 4 ft x 2 ft, Pendant-Both | 14641045.9472 | 0.7805% | Pendant-Both | [5 empty] | Year_1thru5_Ago | 5.091% | 5.058% | 6.145% | 6.414% | 6.311% | 2.11% | 3.301% | 5.526% | 4.072% | 2.818% | 5.117% | Year_1thru5_Ago | 5.956% | 2.481% | 5.911% | 4.564%
Display or Track Lighting | New | FIX_REPL | LED Fixt, INC Base |  |  | -38.0511 | 66.69% | 100% | 100% |  |  | 100% | No limit in New | P | 72989753.8532 | 78.21% | 2812111.5654 |  |  |  | 9 | 290038.2614 | 0.3974% | 24530.0352 |  | 4 ft x 2 ft, Pendant-Direct | 36555010.2167 | 1.949% | Pendant-Direct
Display or Track Lighting | New | FIX_REPL | LED Fixt, CFL Base |  |  | 102.3382 | 17.1% | 100% | 100% |  |  | 100% | No limit in New | S | 20335020.4065 | 21.79% | 854350.9467 |  |  |  | 13 | 7703300.9426 | 10.55% | 499039.5036 |  | 4 ft x 2 ft, Pendant-Indirect | 3137207.915 | 0.1673% | Pendant-Indirect | [5 empty] | Year_0&1&2_Ago | 5.625% | 6.731% | 8.394% | 8.957% | 6.163% | 2.096% | 2.615% | 5.3% | 5.154% | 3.45% | 6.048% | Year_0&1&2_Ago | 7.638% | 3.216% | 5.937% | 5.333%
Display or Track Lighting | NR | FIX_REPL | LED Fixt, INC Base |  |  | -13.6428 | 66.69% | 100% | 20% |  | Most is retrofit market now | 90% |  | Grand Total | 93324774.2596 | 100% | 3666462.5121 |  |  |  | 14 | 736706.0898 | 1.009% | 44045.5369 |  | 4 ft x 2 ft, Recessed | 3306229.4029 | 0.1763% | Recessed |  |  |  | 33.46% | Recessed
Display or Track Lighting | NR | FIX_REPL | LED Fixt, CFL Base |  |  | 339.264 | 17.1% | 100% | 20% |  | Most is retrofit market now | 90% | [8 empty] | 15 | 1445049.8026 | 1.98% | 72245.8347 |  | 4 ft x 2 ft, Recessed-Both | 46442814.6401 | 2.476% | Recessed-Both
Display or Track Lighting | Retro | FIX_REPL | LED Fixt, INC Base |  | x | 9.2462 | 66.69% | 100% | 80% |  | Most is retrofit market now | 90% | [8 empty] | 16 | 628883.281 | 0.8616% | 34974.8092 |  | 4 ft x 2 ft, Recessed-Direct | 501779484.1748 | 26.75% | Recessed-Direct | [5 empty] | Fixtures Impacted | [11 empty] | Ballasts Impacted
Display or Track Lighting | Retro | FIX_REPL | LED Fixt, CFL Base |  |  | 601.6637 | 17.1% | 100% | 80% |  | Most is retrofit market now | 90% | [8 empty] | 17 | 115196.6957 | 0.1578% | 5759.8348 |  | 4 ft x 2 ft, Recessed-Indirect | 76033208.8623 | 4.053% | Recessed-Indirect | [5 empty] | 70% | 4.873% | 4.662% | 5.386% | 5.942% | 5.249% | 1.206% | 2.153% | 5.245% | 3.46% | 3.288% | 4.727% | 80% | 6.166% | 2.663% | 5.95% | 4.707%
Display or Track Lighting | Retro | LAMP_REPL | LED Lamp, CFL Base |  |  | 46.7369 | 21.19% | 100% | 80% |  | Most is retrofit market now | 90% |  | CBSA 'Other' Incandescent | [6 empty] | 18 | 2987815.3774 | 4.093% | 151999.3228 |  | 4 ft x 2 ft, Surface | 1416595.3014 | 0.07552% | Surface |  |  |  | 12.37% | Surface
Display or Track Lighting | Retro | LAMP_REPL | LED Lamp, INC Base | x | x | -45.6469 | 68.33% | 80% | 80% |  | Most is retrofit market now | 90% |  | About 10% of incandescent is decorative | [6 empty] | 19 | 634373.5138 | 0.8691% | 28494.9333 |  | 4 ft x 2 ft, Surface-Both | 1411924.9371 | 0.07527% | Surface-Both
Display or Track Lighting | Retro | LAMP_REPL | CMH Lamp, INC Base | x |  | -6.3417 | 61.54% | 20% | 80% | Preserve some for CMH applications | Most is retrofit market now | 90% |  | Location | Indoor | [5 empty] | 20 | 1161783.3196 | 1.592% | 50512.3182 |  | 4 ft x 2 ft, Surface-Direct | 192034674.2568 | 10.24% | Surface-Direct
Display or Track Lighting | Retro | LAMP_REPL | LED Lamp, CMH Base |  |  | 85.7193 | 17.65% | 100% | 80% |  | Most is retrofit market now | 90% |  | Fixture_Category | Other | [5 empty] | 22 | 275970.9674 | 0.3781% | 11668.7926 |  | 4 ft x 2 ft, Surface-Indirect | 37114565.5458 | 1.979% | Surface-Indirect
High Bay | New | FIX_REPL | LED Fixt, HID Base | x |  | 20.3921 | 65.91% | 80% | 100% | Favor LED due to delta W |  | 100% | No limit in New | Fixture_Type | (All) | [5 empty] | 23 | 5326501.5886 | 7.298% | 202106.4954 |  | 4 ft x 2 ft, Unknown Mount | 61241036.4967 | 3.265% | Unknown Mount |  |  |  | 3.265% | Unknown
High Bay | New | FIX_REPL | HO LF Fixt, HID Base | x |  | 78.867 | 36.65% | 20% | 100% |  |  | 100% | No limit in New | [7 empty] | 24 | 748998.8181 | 1.026% | 34772.1348
High Bay | New | FIX_REPL | LED Fixt, HO LF Base |  |  | 15.1314 | 46.18% | 100% | 100% |  |  | 100% | No limit in New |  | Values | [5 empty] | 26 | 21608243.3756 | 29.6% | 821627.9125
High Bay | NR | FIX_REPL | LED Fixt, HID Base | x |  | 22.973 | 65.91% | 90% | 70% | Favor LED due to delta W | Favor NR due to cost | 90% |  | Row Labels | Sum of Wt_PNW_Site_Watts | Sum of Wt_PNW_Site_Watts2 | Sum of Wt_PNW_Site_Fixture_Qty | Sum of Wt_PNW_Site_Fixture_Qty2 | Sum of Wt_PNW_Calc_Site_Lamps | Sum of Wt_PNW_Calc_Site_Lamps2 | 27 | 225062.5503 | 0.3083% | 8153.6354 |  |  |  | Share | Type | Fixture Efficacy Estimate
High Bay | NR | FIX_REPL | HO LF Fixt, HID Base | x |  | 93.0268 | 36.65% | 10% | 70% |  | Favor NR due to cost | 90% |  | Incandescent | 203212132.7038 | 100% | 2007771.1463 | 100% | 3121215.4418 | 100% | 28 | 2648761.221 | 3.629% | 91338.6714 |  |  |  | 0.07831% | Pendant | 80%
High Bay | NR | FIX_REPL | LED Fixt, HO LF Base |  |  | 20.9459 | 46.18% | 100% | 70% |  | Favor NR due to cost | 90% |  | D | 11441876.5502 | 5.631% | 109919.6041 | 5.475% | 291421.1643 | 9.337% | 30 | 639042.2841 | 0.8755% | 17628.7527 |  |  |  | 4.014% | Pendant-Both | 80%
High Bay | Retro | FIX_REPL | LED Fixt, HID Base | x |  | 33.3472 | 65.91% | 90% | 30% |  |  | 90% |  | G | 148003732.5728 | 72.83% | 1467381.0362 | 73.09% | 2301467.1199 | 73.74% | 32 | 19049023.0396 | 26.1% | 565112.1484 |  |  |  | 10.89% | Pendant-Direct | 85%
High Bay | Retro | FIX_REPL | HO LF Fixt, HID Base | x |  | 149.9421 | 36.65% | 10% | 30% |  |  | 90% |  | H-D | 2100433.2902 | 1.034% | 41679.6317 | 2.076% | 43576.6732 | 1.396% | 35 | 339196.99 | 0.4647% | 8017.0711 |  |  |  | 0.9052% | Pendant-Indirect | 75%
High Bay | Retro | FIX_REPL | LED Fixt, HO LF Base |  |  | 80.714 | 46.18% | 100% | 30% |  |  | 90% |  | H-G | 11861168.2896 | 5.837% | 124839.4666 | 6.218% | 149240.2306 | 4.781% | 36 | 31555 | 0.04323% | 860.5909 |  |  |  | 0.3691% | Recessed | 65%
Other | Retro | LAMP_REPL | LED Lamp, CFL Base |  |  | -12.1564 | 37.05% | 100% | 100% |  | Lamps all Retro | 90% |  | H-R | 11575107.466 | 5.696% | 106707.0903 | 5.315% | 126846.0294 | 4.064% | 40 | 1197935.0248 | 1.641% | 26192.6804 |  |  |  | 2.725% | Recessed-Both | 65%
Other | Retro | LAMP_REPL | LED Lamp, INC Base | x |  | -102.3832 | 84.32% | 80% | 100% |  | Lamps all Retro | 85% | Exclude half of decorative incadescent | R | 8798597.8741 | 4.33% | 65968.6684 | 3.286% | 77549.4662 | 2.485% | 41 | 508839.8571 | 0.6971% | 11183.2936 |  |  |  | 30.34% | Recessed-Direct | 70%
Other | Retro | LAMP_REPL | CFL Lamp, INC Base | x |  | -90.0928 | 75.09% | 20% | 100% | Preserve some for CFL applications | Lamps all Retro | 85% | Exclude half of decorative incadescent | Un | 9431216.6608 | 4.641% | 91275.649 | 4.546% | 131114.7582 | 4.201% | 42 | 4681276.4109 | 6.414% | 101735.6992 |  |  |  | 4.633% | Recessed-Indirect | 65%
Other | Retro | LAMP_REPL | LED Lamp, HID Base |  |  | 38.0826 | 45.25% | 100% | 100% |  | Lamps all Retro | 90% |  | Grand Total | 203212132.7038 | 100% | 2007771.1463 | 100% | 3121215.4418 | 100% | 46 | 6199.4419 | 0.008494% | 111.5581 |  |  |  | 0.1633% | Surface | 80%
[21 empty] | Grand Total | 72989753.8532 | 100% | 2812111.5654 |  |  |  | 1.561% | Surface-Both | 75%
[28 empty] | 19.3% | Surface-Direct | 85%
[28 empty] | 2.877% | Surface-Indirect | 75%
[28 empty] | 4.699% | Unknown Mount | 75%
[29 empty] | Weighted Average | 76.14%
Builidings that renovated fixtures one, two or three years ago, renovated 71% of the fixtures. From Building_Renovation_History
Builidings that renovated ballasts one, two or three years ago, renovated 81% of the ballasts. From Building_Renovation_History
Note on O9: Charlie Grist: Method: For all, assume 10% specialty and niche applications where EE products are limited. For some additional removals due

## CBSA Tables
CBSA Lighting Tables
Source: CBSA Lighting Tables 2014-11-26 from Chris Newton from Navigant
| Sum of mw.pnw.frac | Column Labels
| Row Labels | All | Office | Retail | School | Warehouse | Grocery | Food Service | Lodging | Residential Care | Assembly | Other
| Fluorescent T8/T5 | 61.08% | 73.59% | 70.6% | 78.54% | 57.46% | 80.72% | 22.95% | 17.29% | 24.18% | 43.9% | 60.94%
| Fluorescent T12 | 11.15% | 10.31% | 10.81% | 7.177% | 21.35% | 3.758% | 18.23% | 2.463% | 16.97% | 12.56% | 8.698%
| CFL | 9.172% | 7.96% | 4.011% | 7.894% | 3.148% | 1.16% | 12.09% | 35.52% | 18.73% | 10.4% | 13.2%
| Incandescent | 12.21% | 5.526% | 7.804% | 1.834% | 7.954% | 7.125% | 40.46% | 38.74% | 38.75% | 21.51% | 8.694%
| HID | 5.425% | 2.198% | 5.853% | 4.249% | 10.02% | 5.83% | 5.128% | 1.149% | 0.9199% | 10.06% | 7.413%
| LED | 0.682% | 0.3033% | 0.8607% | 0.2472% | 0.01259% | 1.12% | 0.5887% | 2.113% | 0.3369% | 1.237% | 0.7397%
| Other | 0.2849% | 0.1129% | 0.0646% | 0.05355% | 0.05877% | 0.2904% | 0.5457% | 2.736% | 0.1128% | 0.3384% | 0.3188%
| Grand Total | 100% | 100% | 100% | 100% | 100% | 100% | 100% | 100% | 100% | 100% | 100%
| Sum of kw.pnw.frac | Column Labels
| Row Labels | All | Office | Retail | School | Warehouse | Grocery | Food Service | Lodging | Residential Care | Assembly | Other
| HP-25W | 1.941% | 1.907% | 4.148% | 0.2374% | 0% | 0.08418% | 0% | 5.57% | 0% | 0% | 2.567%
| HP-28W | 3.787% | 3.42% | 8.883% | 1.933% | 0% | 1.071% | 3.66% | 0% | 0.02703% | 0.7607% | 1.943%
| HP-30W | 0.195% | 0% | 0.7631% | 0% | 0% | 0.168% | 0% | 0% | 0% | 0% | 0%
| HP-32W | 8.498% | 13.02% | 6.695% | 13.76% | 2.464% | 1.574% | 3.635% | 2.807% | 3.552% | 3.643% | 6.767%
| SP-32W | 85.58% | 81.65% | 79.51% | 84.07% | 97.54% | 97.1% | 92.71% | 91.62% | 96.42% | 95.6% | 88.72%
| Grand Total | 100% | 100% | 100% | 100% | 100% | 100% | 100% | 100% | 100% | 100% | 100%
| Sum of kw.pnw.frac | Column Labels
| Row Labels | All | Office | Retail | School | Warehouse | Grocery | Food Service | Lodging | Residential Care | Assembly | Other
| Halogen - Decorative | 1.561% | 2.862% | 1.12% | 0% | 0% | 0% | 1.161% | 0.7557% | 0.007551% | 3.791% | 0.666%
| Halogen - General | 10.11% | 2.779% | 17.44% | 4.055% | 2.732% | 32.42% | 13.65% | 11.43% | 0.9568% | 8.403% | 25.51%
| Halogen - Reflector | 16.01% | 6.575% | 23.01% | 16.06% | 12.69% | 57.91% | 13.67% | 4.266% | 6.735% | 25.13% | 26.3%
| Incand - Decorative | 3.945% | 1.607% | 0.5548% | 15.89% | 0.3283% | 0% | 9.375% | 10.39% | 0.9575% | 2.061% | 9.438%
| Incand - General | 56.16% | 74.01% | 16.98% | 56.2% | 83.99% | 8.212% | 53.34% | 64.79% | 86.36% | 55.36% | 25.32%
| Incand - Reflector | 12.22% | 12.17% | 40.89% | 7.8% | 0.2614% | 1.459% | 8.814% | 8.365% | 4.986% | 5.256% | 12.77%
| Grand Total | 100% | 100% | 100% | 100% | 100% | 100% | 100% | 100% | 100% | 100% | 100%
| Decorative | 5.506% | 4.47% | 1.675% | 15.89% | 0.3283% | 0% | 10.54% | 11.15% | 0.965% | 5.853% | 10.1%
| General | 66.27% | 76.79% | 34.42% | 60.25% | 86.72% | 40.63% | 66.98% | 76.22% | 87.31% | 63.76% | 50.82%
| Reflector | 28.23% | 18.74% | 63.91% | 23.86% | 12.95% | 59.37% | 22.48% | 12.63% | 11.72% | 30.38% | 39.07%
| Halogen | 27.68% | 12.22% | 41.57% | 20.12% | 15.42% | 90.33% | 28.47% | 16.45% | 7.7% | 37.32% | 52.47%
| Incand | 72.32% | 87.78% | 58.43% | 79.88% | 84.58% | 9.671% | 71.53% | 83.55% | 92.3% | 62.68% | 47.53%
|  | All | Office | Retail | School | Warehouse | Grocery | Food Service | Lodging | Residential Care | Assembly | Other
| LF_T8_SP | 52.27% | 60.08% | 56.13% | 66.03% | 56.04% | 78.38% | 21.28% | 15.84% | 23.31% | 41.97% | 54.06%
| LF_ T8_HP | 8.808% | 13.5% | 14.46% | 12.51% | 1.416% | 2.339% | 1.675% | 1.448% | 0.8653% | 1.933% | 6.871%
| LF_T12 | 11.15% | 10.31% | 10.81% | 7.177% | 21.35% | 3.758% | 18.23% | 2.463% | 16.97% | 12.56% | 8.698%
| CFL | 9.172% | 7.96% | 4.011% | 7.894% | 3.148% | 1.16% | 12.09% | 35.52% | 18.73% | 10.4% | 13.2%
Decorative | D_INC | 0.6724% | 0.247% | 0.1307% | 0.2914% | 0.02612% | 0% | 4.263% | 4.318% | 0.3739% | 1.259% | 0.8784%
General | G_INC | 8.093% | 4.243% | 2.686% | 1.105% | 6.898% | 2.895% | 27.1% | 29.53% | 33.83% | 13.71% | 4.419%
Reflector | R_INC | 3.447% | 1.036% | 4.987% | 0.4376% | 1.03% | 4.23% | 9.096% | 4.893% | 4.541% | 6.535% | 3.397%
| HID | 5.425% | 2.198% | 5.853% | 4.249% | 10.02% | 5.83% | 5.128% | 1.149% | 0.9199% | 10.06% | 7.413%
| LED | 0.682% | 0.3033% | 0.8607% | 0.2472% | 0.01259% | 1.12% | 0.5887% | 2.113% | 0.3369% | 1.237% | 0.7397%
| OTH | 0.2849% | 0.1129% | 0.0646% | 0.05355% | 0.05877% | 0.2904% | 0.5457% | 2.736% | 0.1128% | 0.3384% | 0.3188%
| Sum | 100% | 100% | 100% | 100% | 100% | 100% | 100% | 100% | 100% | 100% | 100%
| Sum of mw.pnw.frac | Column Labels
| Row Labels | All | Office | Retail | School | Warehouse | Grocery | Food Service | Residential Care | Lodging | Assembly | Other
| Linear Fluorescent | 65.72% | 83.76% | 66.83% | 80.71% | 59.11% | 80.02% | 41.11% | 41.15% | 19.36% | 53.15% | 65.12%
| High/Low Bay | 10.49% | 1.208% | 17.93% | 11.61% | 28.61% | 4.575% | 0% | 0.8517% | 0.5469% | 12.49% | 9.296%
| Display Track/ Surface Mount | 3.856% | 0.6739% | 8.276% | 0.292% | 0.8255% | 6.152% | 7.294% | 1.792% | 3.155% | 6.505% | 3.243%
| Recessed Can | 6.436% | 7.134% | 3.31% | 2.714% | 0.2152% | 0.3373% | 22.6% | 8.435% | 18.28% | 10.17% | 7.408%
| Other | 13.5% | 7.222% | 3.657% | 4.674% | 11.25% | 8.916% | 29% | 47.77% | 58.65% | 17.68% | 14.93%
| Grand Total | 100% | 100% | 100% | 100% | 100% | 100% | 100% | 100% | 100% | 100% | 100%
| Fixture_Type |  | (All)
| Location |  | Indoor
| Sum of Wt_PNW_Site_Watts |  | Column Labels
| Row Labels | Grand Total | Office | Retail/Service | School K-12 | Warehouse | Grocery | Restaurant | Lodging | Residential Care | Assembly | Other
| Display Track/Surface Mount | 100% | 100% | 100% | 100% | 100% | 100% | 100% | 100% | 100% | 100% | 100%
| CFL | 11.98% | 10.23% | 17.13% | 4.888% | 1.515% | 4.365% | 17% | 2.111% | 6.106% | 8.142% | 2.849%
| Fluorescent T12 | 0.884% | 0% | 1.693% | 1.346% | 0% | 0% | 1.025% | 0% | 0% | 0% | 0%
| Fluorescent T5 | 1.682% | 0% | 3.411% | 0% | 0% | 0% | 0% | 0% | 0% | 0% | 0%
| Fluorescent T8 | 8.73% | 0% | 17.67% | 0% | 0% | 0.3426% | 0% | 0% | 0% | 0% | 0%
| HID | 4.697% | 4.76% | 2.273% | 0% | 0% | 20.65% | 17.01% | 0% | 0% | 8.075% | 0%
| Incandescent | 66.32% | 74.94% | 50.63% | 87.23% | 98.48% | 72.92% | 58.83% | 97.22% | 93.52% | 77.43% | 97.14%
| LED | 5.159% | 10.07% | 6.536% | 6.54% | 0% | 1.664% | 0.539% | 0.6691% | 0.3722% | 6.354% | 0.01402%
| Misc | 0.2926% | 0% | 0.1328% | 0% | 0% | 0.06186% | 5.601% | 0% | 0% | 0% | 0%
| Other Fluorescent | 0.2563% | 0% | 0.5198% | 0% | 0% | 0% | 0% | 0% | 0% | 0% | 0%
| Grand Total | 100% | 100% | 100% | 100% | 100% | 100% | 100% | 100% | 100% | 100% | 100%
| Fixture_Type |  | (All) | [9 empty] | Fixture_Type | (All)
| Location |  | Indoor | [9 empty] | Location | Indoor
| Sum of Wt_PNW_Site_Watts |  | Column Labels | [9 empty] | Sum of Wt_PNW_Site_Watts | Column Labels
| Row Labels | Grand Total | Office | Retail/Service | School K-12 | Warehouse | Grocery | Restaurant | Lodging | Residential Care | Assembly | Other | Row Labels | Office | Retail/Service | School K-12 | Warehouse | Grocery | Lodging | Residential Care | Assembly | Other | Grand Total
| High/Low Bay | 100% | 100% | 100% | 100% | 100% | 100% |  | 100% | 100% | 100% | 100% | High/Low Bay | 8376762.7773 | 121315276.0946 | 27741036.4634 | 73331862.401 | 4051754.8893 | 800163.4087 | 1140781.5639 | 46061534.2652 | 25889287.0343 | 308708458.8977
| CFL | 5.141% | 0% | 0% | 25.54% | 0% | 0% |  | 13.34% | 36.36% | 13.78% | 7.395% | CFL |  |  | 7086101.7932 |  |  | 106718.1778 | 414771.9498 | 6348266.4299 | 1914533.6046 | 15870391.9554
| Fluorescent T5 | 34.32% | 0% | 36.23% | 15.28% | 52.07% | 6.984% |  | 63.22% | 0% | 18.54% | 39.63% | Fluorescent T5 |  | 43946584.1377 | 4238049.3329 | 38181044.9153 | 282978.1984 | 505871.2958 |  | 8538563.1372 | 10259872.2856 | 105952963.3029
| Fluorescent T8 | 23.51% | 11.45% | 34.54% | 27.84% | 16.79% | 89.95% |  | 7.296% | 0% | 7.95% | 8.9% | Fluorescent T8 | 959514.8982 | 41907914.9385 | 7723237.9916 | 12314416.6851 | 3644571.0809 | 58377.0436 |  | 3661750.987 | 2304064.5643 | 72573848.1892
| HID | 36.76% | 88.45% | 29.23% | 31.34% | 31.14% | 3.065% |  | 16.15% | 63.64% | 58.28% | 43.53% | HID | 7409296.4469 | 35460777.0184 | 8693647.3457 | 22836400.8005 | 124205.6101 | 129196.8915 | 726009.6142 | 26842533.5769 | 11270802.4808 | 113492869.7849
| LED | 0.2651% | 0.09492% | 0% | 0% | 0% | 0% |  | 0% | 0% | 1.455% | 0.5408% | LED | 7951.4322 | [6 empty] | 670420.1341 | 140014.099 | 818385.6654
| Grand Total | 100% | 100% | 100% | 100% | 100% | 100% |  | 100% | 100% | 100% | 100% | Grand Total | 8376762.7773 | 121315276.0946 | 27741036.4634 | 73331862.401 | 4051754.8893 | 800163.4087 | 1140781.5639 | 46061534.2652 | 25889287.0343 | 308708458.8977
| Fixture_Type | (All) | [10 empty] | Fixture_Type | (All)
| Location | Indoor | [10 empty] | Location | Indoor
| Sum of Wt_PNW_Site_Watts | Column Labels | [10 empty] | Sum of Wt_PNW_Site_Watts | Column Labels
| Row Labels | Grand Total | Office | Retail/Service | School K-12 | Warehouse | Grocery | Restaurant | Lodging | Residential Care | Assembly | Other | Row Labels | Office | Retail/Service | School K-12 | Warehouse | Grocery | Restaurant | Lodging | Residential Care | Assembly | Other | Grand Total
| Recessed Can | 100% | 100% | 100% | 100% | 100% | 100% | 100% | 100% | 100% | 100% | 100% | Recessed Can | 49463016.5994 | 22394508.1951 | 6487882.3391 | 551584.5856 | 298736.888 | 14073923.4823 | 25844328.7005 | 11297980.3574 | 37501498.9643 | 20630146.5335 | 188543606.6454
| CFL | 52.3% | 73.96% | 49.44% | 90.5% | 74.99% | 71.79% | 21.62% | 38.46% | 47.36% | 45.65% | 43.58% | CFL | 36583971.6067 | 11072568.5587 | 5871478.0492 | 413621.3861 | 214466.819 | 3043078.5803 | 9939083.0327 | 5351279.455 | 17120981.6565 | 8990929.885 | 98601459.0292
| HID | 3.333% | 0.1984% | 3.833% | 0% | 0% | 0% | 0% | 1.008% | 0% | 0.7624% | 23.18% | HID | 98121.8546 | 858342.9793 |  |  |  |  | 260618.1922 |  | 285908.8832 | 4781038.2327 | 6284030.142
| Incandescent | 42.54% | 24.92% | 45.5% | 4.381% | 23.43% | 20.46% | 77.77% | 58.76% | 52.64% | 49.53% | 31.83% | Incandescent | 12326937.7978 | 10189825.1574 | 284238.8288 | 129247.5493 | 61133.9681 | 10945509.7816 | 15185759.3253 | 5946700.9024 | 18572958.2854 | 6566691.0134 | 80209002.6097
| LED | 1.829% | 0.9178% | 1.222% | 5.12% | 1.58% | 7.745% | 0.6063% | 1.776% | 0% | 4.058% | 1.413% | LED | 453985.3402 | 273771.4997 | 332165.461 | 8715.6502 | 23136.1009 | 85335.1204 | 458868.1504 |  | 1521650.1392 | 291487.4024 | 3449114.8645
| Grand Total | 100% | 100% | 100% | 100% | 100% | 100% | 100% | 100% | 100% | 100% | 100% | Grand Total | 49463016.5994 | 22394508.1951 | 6487882.3391 | 551584.5856 | 298736.888 | 14073923.4823 | 25844328.7005 | 11297980.3574 | 37501498.9643 | 20630146.5335 | 188543606.6454
| Fixture_Type | (All) | [10 empty] | Fixture_Type | (All)
| Location | Indoor | [10 empty] | Location | Indoor
| Sum of Wt_PNW_Site_Watts | Column Labels | [10 empty] | Sum of Wt_PNW_Site_Watts | Column Labels
| Row Labels | Grand Total | Office | Retail/Service | School K-12 | Warehouse | Grocery | Restaurant | Lodging | Residential Care | Assembly | Other | Row Labels | Office | Retail/Service | School K-12 | Warehouse | Grocery | Restaurant | Lodging | Residential Care | Assembly | Other | Grand Total
| Other | 100% | 100% | 100% | 100% | 100% | 100% | 100% | 100% | 100% | 100% | 100% | Other | 50070823.8602 | 24741322.639 | 11173541.0172 | 28825035.3194 | 7895986.8119 | 18057626.9007 | 85699557.0682 | 63983382.2781 | 65224942.6527 | 41581962.5409 | 397254181.0884
| CFL | 35.68% | 36.2% | 26.19% | 52.6% | 26.45% | 7.278% | 20.57% | 48.57% | 29.98% | 19.83% | 61.57% | CFL | 18124944.4124 | 6480129.1456 | 5877417.6554 | 7623348.5457 | 574694.8135 | 3714806.6871 | 41624112.0455 | 19179614.9006 | 12930867.073 | 25602867.7066 | 141732802.9854
| HID | 8.708% | 15% | 8.137% | 13.1% | 9.892% | 49.57% | 13.41% | 1.507% | 0.791% | 12.31% | 11.04% | HID | 7511538.1387 | 2013084.0097 | 1463991.1797 | 2851422.6052 | 3913685.9459 | 2420625.8615 | 1291212.0145 | 506119.7563 | 8026967.307 | 4592376.1788 | 34591022.9973
| Incandescent | 51.15% | 44.9% | 57.73% | 31.24% | 63.06% | 28.82% | 64.13% | 42.21% | 68.31% | 64.66% | 21.34% | Incandescent | 22481327.7454 | 14282949.3638 | 3490965.1702 | 18176070.9858 | 2275639.0376 | 11579958.4815 | 36177893.1691 | 43704191.3064 | 42171600.8491 | 8871536.595 | 203212132.7038
| LED | 2.506% | 2.337% | 7.652% | 1.908% | 0.08169% | 11.12% | 1.422% | 3.037% | 0.6913% | 1.299% | 3.914% | LED | 1170175.197 | 1893212.463 | 213172.2198 | 23548.2947 | 878153.4564 | 256785.8856 | 2602449.059 | 442327.6839 | 847282.7451 | 1627373.9557 | 9954480.9603
| Misc | 0.5252% | 0.2342% | 0.2% | 0.2758% | 0.5226% | 3.214% | 0.3221% | 0.4787% | 0.007485% | 1.369% | 0.2848% | Misc | 117274.3821 | 49489.1133 | 30812.7277 | 150644.8881 | 253813.5584 | 58167.9889 | 410230.9652 | 4788.8652 | 892615.3149 | 118435.5727 | 2086273.3765
| Other Fluorescent | 1.429% | 1.329% | 0.09077% | 0.8698% | 0% | 0% | 0.1511% | 4.193% | 0.2287% | 0.5452% | 1.85% | Other Fluorescent | 665563.9847 | 22458.5436 | 97182.0645 |  |  | 27281.9962 | 3593659.8149 | 146339.7657 | 355609.3635 | 769372.5321 | 5677468.0651
| Grand Total | 100% | 100% | 100% | 100% | 100% | 100% | 100% | 100% | 100% | 100% | 100% | Grand Total | 50070823.8602 | 24741322.639 | 11173541.0172 | 28825035.3194 | 7895986.8119 | 18057626.9007 | 85699557.0682 | 63983382.2781 | 65224942.6527 | 41581962.5409 | 397254181.0884
| Fixture_Type | (All)
| Location | Indoor
| Sum of Wt_PNW_Site_Watts | Column Labels
| Row Labels | CFL | Fluorescent T12 | Fluorescent T5 | Fluorescent T8 | HID | Incandescent | LED | Misc | Other Fluorescent | Grand Total
| Display Track/Surface Mount | 11.98% | 0.884% | 1.682% | 8.73% | 4.697% | 66.32% | 5.159% | 0.2926% | 0.2563% | 100%
| High/Low Bay | 5.141% | 0% | 34.32% | 23.51% | 36.76% | 0% | 0.2651% | 0% | 0% | 100%
| Linear Fluorescent | 0% | 16.91% | 7.772% | 75.32% | 0% | 0% | 0% | 0% | 0% | 100%
| Other | 35.68% | 0% | 0% | 0% | 8.708% | 51.15% | 2.506% | 0.5252% | 1.429% | 100%
| Recessed Can | 52.3% | 0% | 0% | 0% | 3.333% | 42.54% | 1.829% | 0% | 0% | 100%
| Grand Total | 9.169% | 11.15% | 8.775% | 52.32% | 5.427% | 12.19% | 0.6823% | 0.08218% | 0.2028% | 100%

## CBSA Hrs_Plus
Supporting data from CBSA Oct 31 Dataset. Derrived from pivot tablers on Site file and Detailed Lighitng file.
Hours of Lighitng Operation | [8 empty] | Other data
Data from CBSA Detailed Site Database Oct 31 Version
|  | Values | [7 empty] | Indoor Watts per SF Non-Park | [7 empty] | http://apps1.eere.energy.gov/buildings/publications/pdfs/ssl/led_troffer-upgrades_fs.pdf
| Row Labels | Sum of _Sf_PNW | Sum of Sf_PNW_Annual Lighting Hours | Sf_PNW Annual Hrs_Lighting |  |  |  | Use in 7P |  | Pre-2004 | [8 empty] | From Six Going on Seven Database |  |  |  |  | Forecast
| Assembly | 368872052 | 1.0948e+12 | 2967.8627 |  |  | Assembly | 3000 |  | Raw_Vintage_Detailed | (Multiple Items) | [8 empty] | Year
| Grocery | 77120838 | 553801118359.5459 | 7180.9531 |  |  | Grocery | 7200 | [11 empty] | Achieved aMW (Busbar)
| Lodging | 171040928 | 500136070929.4784 | 2924.0725 |  |  | Lodging | 3000 |  |  | Values |  | n=517 | n=295 |  |  |  |  | Sector and End Use | 2010 | 2011 | 2012 | 2013 | 2014 | 2015
| Office | 734358126 | 2.2008e+12 | 2996.9298 |  |  | Office | 3000 |  | Row Labels | Sum of Sf_PNW | Sum of Sf_PNW_LPD_IndPark | Pre-2004 | 2004-2013 |  | Pre Count | Post Count |  | Commercial
| Other | 333434465 | 1.3165e+12 | 3948.2944 |  |  | Other | 4000 |  | Assembly | 202964359 | 201539246.5004 | 0.99298 | 1.0317 |  | 67 | 38 |  | Lighting 9 (aMW) | 41.099 | 43.6783 | 37.5038 | 37.4342 | 35 | 35
| Residential Care | 125160636 | 714226258461.0334 | 5706.4767 |  |  | Residential Care | 5700 |  | Grocery | 50939924 | 58685961.4831 | 1.1521 | 1.142 |  | 53 | 21 |  | Floor Area | 3.217 | 3.261 | 3.305 | 3.349 | 3.36 | 3.371
| Restaurant | 53036739 | 286709637275.7175 | 5405.8685 |  |  | Restaurant | 5400 |  | Lodging | 99556760 | 82291196.7741 | 0.82658 | 0.93423 |  | 47 | 25 |  | million kWh | 360027214.0742 | 382622324.7032 | 328533708.2609 | 327923452.9243 | 306600000 | 306600000
| Retail/Service | 570929488 | 2.4121e+12 | 4224.9019 |  |  | Retail/Service | 4200 |  | Office | 434884820 | 474373924.885 | 1.0908 | 0.796 | Statistically Significant | 70 | 47 |  | kWh/sf | 0.11191 | 0.11733 | 0.099405 | 0.097917 | 0.09125 | 0.090952
| School K-12 | 245353161 | 658429386690.9611 | 2683.5985 |  |  | School K-12 | 2700 |  | Other | 176220553 | 146414672.7052 | 0.83086 | 0.8645 |  | 53 | 28 |  | Hours | 3600 | 3601 | 3602 | 3603 | 3604 | 3605
| Warehouse | 442224054 | 1.2322e+12 | 2786.3409 |  |  | Warehouse | 2800 |  | Residential Care | 71193896 | 82912286.2959 | 1.1646 | 0.97735 |  | 46 | 24 |  | Change in Base LPD (W/Ksf) | 0.031087 | 0.032583 | 0.027597 | 0.027176 | 0.025319 | 0.025229
| Grand Total | 3121530487 | 1.097e+13 | 3514.2022 |  |  | Grand Total | 3600 |  | Restaurant | 36956808 | 42521622.5755 | 1.1506 | 1.2284 |  | 24 | 19
[10 empty] | Retail/Service | 361074608 | 430763890.3007 | 1.193 | 1.1931 |  | 82 | 50
[10 empty] | School K-12 | 131787452 | 128143914.3369 | 0.97235 | 0.98068 |  | 52 | 23
[10 empty] | Warehouse | 318886067 | 181874798.9167 | 0.57034 | 0.60365 |  | 23 | 20
[10 empty] | Grand Total | 1884465247 | 1829521514.7734 | 0.97084 | 0.9303 | Statistically Significant | 517 | 295
Values
| Row Labels | Count of Sf_PNW_Annual Lighting Hours2 | Sum of _Sf_PNW | Sum of Sf_PNW_Annual Lighting Hours |  |  |  | Use in 7P
| Office | 117 | 734358126 | 2.2008e+12 | 2996.9298 |  |  | 3000
| <5,001 | 33 | 95458311.5269 | 248683524689.0937 | 2605.1532 |  |  | 2600
| 5,001-20,000 | 21 | 179770297.4731 | 471183542908.5762 | 2621.0311 |  |  | 2600 |  | CBSA Recessed Can with CFL
| 20,001-50,000 | 29 | 136471707.7598 | 417624731215.2839 | 3060.1561 |  |  | 3100 |  | Fixture_Type | (All)
| 50,001-100,000 | 10 | 121007363.2402 | 389981130644.0829 | 3222.7884 |  |  | 3200 |  | Location | Indoor
| 100,001+ | 24 | 201650446 | 673346834414.9403 | 3339.1785 |  |  | 3300
| Grand Total | 117 | 734358126 | 2.2008e+12 | 2996.9298 |  |  | 3000 |  |  | Column Labels
CFL
|  | Values | [7 empty] | Row Labels | Sum of Wt_PNW_Site_Watts | Sum of Wt_PNW_Site_Watts2 | Sum of Wt_PNW_Calc_Site_Lamps
| Row Labels | Count of Sf_PNW_LPD_Ind2 | Sum of _Sf_PNW | Sum of Sf_PNW_LPD_Ind |  |  |  | Use in 7P |  | Recessed Can | 93324774.2596 | 100% | 3666462.5121
| Office | 117 | 734358126 | 769497122.0416 | 1.0478 |  |  | 1.0478 |  | P | 72989753.8532 | 78.21% | 2812111.5654
| <5,001 | 33 | 95458311.5269 | 135513033.4406 | 1.4196 |  |  | 1.4196 |  | S | 20335020.4065 | 21.79% | 854350.9467
| 5,001-20,000 | 21 | 179770297.4731 | 204089879.0896 | 1.1353 |  |  | 1.1353 |  | Grand Total | 93324774.2596 | 100% | 3666462.5121
| 20,001-50,000 | 29 | 136471707.7598 | 153013393.8789 | 1.1212 |  |  | 1.1212
| 50,001-100,000 | 10 | 121007363.2402 | 101319077.954 | 0.8373 |  |  | 0.8373
| 100,001+ | 24 | 201650446 | 175561737.6784 | 0.87062 |  |  | 0.87062
| Grand Total | 117 | 734358126 | 769497122.0416 | 1.0478 |  |  | 1.0478
CBSA 'Other' Incandescent
|  | Values | [7 empty] | Location | Indoor
| Row Labels | Count of Sf_PNW_LPD_Ind2 | Sum of _Sf_PNW | Sum of Sf_PNW_HeatSys_Electricity_Pct | [5 empty] | Fixture_Category | Other
| Office | 117 | 734358126 | 34136670975.4511 | 46.485 |  |  |  |  | Fixture_Type | (All)
| <5,001 | 33 | 95458311.5269 | 5979659694.8475 | 62.6416
| 5,001-20,000 | 21 | 179770297.4731 | 9371223833.542 | 52.1289 | [5 empty] | Values
| 20,001-50,000 | 29 | 136471707.7598 | 4740414093.021 | 34.7355 |  |  |  |  | Row Labels | Sum of Wt_PNW_Site_Watts | Sum of Wt_PNW_Site_Watts2 | Sum of Wt_PNW_Site_Fixture_Qty | Sum of Wt_PNW_Site_Fixture_Qty2 | Sum of Wt_PNW_Calc_Site_Lamps | Sum of Wt_PNW_Calc_Site_Lamps2
| 50,001-100,000 | 10 | 121007363.2402 | 2931209401.4807 | 24.2234 |  |  |  |  | Incandescent | 203212132.7038 | 100% | 2007771.1463 | 100% | 3121215.4418 | 100%
| 100,001+ | 24 | 201650446 | 11114163952.5599 | 55.116 |  |  |  |  | D | 11441876.5502 | 5.631% | 109919.6041 | 5.475% | 291421.1643 | 9.337%
| Grand Total | 117 | 734358126 | 34136670975.4511 | 46.485 |  |  |  |  | G | 148003732.5728 | 72.83% | 1467381.0362 | 73.09% | 2301467.1199 | 73.74%
[10 empty] | H-D | 2100433.2902 | 1.034% | 41679.6317 | 2.076% | 43576.6732 | 1.396%
|  | Values | [7 empty] | H-G | 11861168.2896 | 5.837% | 124839.4666 | 6.218% | 149240.2306 | 4.781%
| Row Labels | Sum of _Sf_PNW | Sum of Sf_PNW_Annual Lighting Hours | Count of Sf_PNW_Annual Lighting Hours2 |  |  |  | Use in 7P |  | H-R | 11575107.466 | 5.696% | 106707.0903 | 5.315% | 126846.0294 | 4.064%
| Retail/Service | 570929488 | 2.4121e+12 | 132 | 4224.9019 |  |  | 4200 |  | R | 8798597.8741 | 4.33% | 65968.6684 | 3.286% | 77549.4662 | 2.485%
| <5,001 | 59224380.5544 | 163584774744.4599 | 31 | 2762.1188 |  |  | 2800 |  | Un | 9431216.6608 | 4.641% | 91275.649 | 4.546% | 131114.7582 | 4.201%
| 5,001-20,000 | 186496889.4456 | 707756531452.6957 | 26 | 3795.0045 |  |  | 3800 |  | Grand Total | 203212132.7038 | 100% | 2007771.1463 | 100% | 3121215.4418 | 100%
| 20,001-50,000 | 159704133.0892 | 585720430864.6681 | 34 | 3667.5346 |  |  | 3700
| 50,001-100,000 | 31550759.9108 | 120435758131.3296 | 4 | 3817.2063 |  |  | 3800
| 100,001+ | 133953325 | 834623596295.0792 | 37 | 6230.7046 |  |  | 6200
| Grand Total | 570929488 | 2.4121e+12 | 132 | 4224.9019 |  |  | 4200
|  | Values | [7 empty] | CBSA Recessed Can with CFL Pin based
| Row Labels | Sum of _Sf_PNW | Sum of Sf_PNW_LPD_Ind | Count of Sf_PNW_LPD_Ind2 |  |  |  | Use in 7P |  | Pin Based
| Retail/Service | 570929488 | 680808943.7947 | 132 | 1.1925 |  |  | 1.1925
| <5,001 | 59224380.5544 | 85104825.2286 | 31 | 1.437 |  |  | 1.437 |  |  | CFL
| 5,001-20,000 | 186496889.4456 | 231038448.2877 | 26 | 1.2388 |  |  | 1.2388 |  | Row Labels | Sum of Wt_PNW_Site_Watts | Sum of Wt_PNW_Site_Watts2 | Sum of Wt_PNW_Calc_Site_Lamps
| 20,001-50,000 | 159704133.0892 | 173510643.4665 | 34 | 1.0865 |  |  | 1.0865 |  | Recessed Can | 72989753.8532 | 100% | 2812111.5654
| 50,001-100,000 | 31550759.9108 | 31685104.8743 | 4 | 1.0043 |  |  | 1.0043 |  | P | 72989753.8532 | 100% | 2812111.5654
| 100,001+ | 133953325 | 159469921.9377 | 37 | 1.1905 |  |  | 1.1905 |  | 9 | 290038.2614 | 0.3974% | 24530.0352
| Grand Total | 570929488 | 680808943.7947 | 132 | 1.1925 |  |  | 1.1925 |  | 13 | 7703300.9426 | 10.55% | 499039.5036
[10 empty] | 14 | 736706.0898 | 1.009% | 44045.5369
|  | Values | [7 empty] | 15 | 1445049.8026 | 1.98% | 72245.8347
| Row Labels | Count of Sf_PNW_LPD_Ind2 | Sum of _Sf_PNW | Sum of Sf_PNW_Electric_EUI_Normalized |  |  |  | Use in 7P |  | 16 | 628883.281 | 0.8616% | 34974.8092
| Retail/Service | 132 | 570929488 | 7286506717.5294 | 12.7625 |  |  |  |  | 17 | 115196.6957 | 0.1578% | 5759.8348
| <5,001 | 31 | 59224380.5544 | 762539769.5625 | 12.8754 |  |  |  |  | 18 | 2987815.3774 | 4.093% | 151999.3228
| 5,001-20,000 | 26 | 186496889.4456 | 2300078045.389 | 12.3331 |  |  |  |  | 19 | 634373.5138 | 0.8691% | 28494.9333
| 20,001-50,000 | 34 | 159704133.0892 | 1625090281.1279 | 10.1756 |  |  |  |  | 20 | 1161783.3196 | 1.592% | 50512.3182
| 50,001-100,000 | 4 | 31550759.9108 | 320274812.8324 | 10.1511 |  |  |  |  | 22 | 275970.9674 | 0.3781% | 11668.7926
| 100,001+ | 37 | 133953325 | 2278523808.6177 | 17.0098 |  |  |  |  | 23 | 5326501.5886 | 7.298% | 202106.4954
| Grand Total | 132 | 570929488 | 7286506717.5294 | 12.7625 |  |  |  |  | 24 | 748998.8181 | 1.026% | 34772.1348
[10 empty] | 26 | 21608243.3756 | 29.6% | 821627.9125
|  | Values | [7 empty] | 27 | 225062.5503 | 0.3083% | 8153.6354
| Row Labels | Count of Sf_PNW_LPD_Ind2 | Sum of _Sf_PNW | Sum of Sf_PNW_HeatSys_Electricity_Pct |  |  |  | Use in 7P |  | 28 | 2648761.221 | 3.629% | 91338.6714
| Retail/Service | 132 | 570929488 | 9318768185.4902 | 16.3221 |  |  |  |  | 30 | 639042.2841 | 0.8755% | 17628.7527
| <5,001 | 31 | 59224380.5544 | 1957462776.9986 | 33.0516 |  |  |  |  | 32 | 19049023.0396 | 26.1% | 565112.1484
| 5,001-20,000 | 26 | 186496889.4456 | 4318944619.5769 | 23.1583 |  |  |  |  | 35 | 339196.99 | 0.4647% | 8017.0711
| 20,001-50,000 | 34 | 159704133.0892 | 1859960425.3522 | 11.6463 |  |  |  |  | 36 | 31555 | 0.04323% | 860.5909
| 50,001-100,000 | 4 | 31550759.9108 | 49546379.8524 | 1.5704 |  |  |  |  | 40 | 1197935.0248 | 1.641% | 26192.6804
| 100,001+ | 37 | 133953325 | 1132853983.7101 | 8.4571 |  |  |  |  | 41 | 508839.8571 | 0.6971% | 11183.2936
| Grand Total | 132 | 570929488 | 9318768185.4902 | 16.3221 |  |  |  |  | 42 | 4681276.4109 | 6.414% | 101735.6992
[10 empty] | 46 | 6199.4419 | 0.008494% | 111.5581
[10 empty] | Grand Total | 72989753.8532 | 100% | 2812111.5654
Values
| Row Labels | Sum of _Sf_PNW | Sum of Sf_PNW_Annual Lighting Hours | Count of Sf_PNW_Annual Lighting Hours2 |  |  |  | Use in 7P
| Grocery | 77120838 | 553801118359.5458 | 74 |  | 7180.9531
| <5,001 | 11691088 | 79695433476.6157 | 38 |  | 6816.7679
| 5,001-20,000 | 20538489.2162 | 114811684724.1936 | 24 |  | 5590.0745 | 7246.0262
| 20,001-50,000 | 26316120.6689 | 197021576115.0278 | 8 |  | 7486.7257
| 50,001-100,000 | 18575140.1149 | 162272424043.7087 | 4 |  | 8736
| Grand Total | 77120838 | 553801118359.5458 | 74 |  | 7180.9531
Values
| Row Labels | Sum of _Sf_PNW | Sum of Sf_PNW_LPD_Ind | Count of Sf_PNW_LPD_Ind2 |  |  |  | Use in 7P
| Grocery | 77120838 | 88585503.1576 | 74
| <5,001 | 11691088 | 13314112.5442 | 38
| 5,001-20,000 | 20538489.2162 | 22680804.2045 | 24
| 20,001-50,000 | 26316120.6689 | 30412742.1591 | 8
| 50,001-100,000 | 18575140.1149 | 22177844.2498 | 4
| Grand Total | 77120838 | 88585503.1576 | 74
Values
| Row Labels | Count of Sf_PNW_LPD_Ind2 | Sum of _Sf_PNW | Sum of Sf_PNW_Electric_EUI_Normalized |  |  |  | Use in 7P
| Grocery | 74 | 77120838 | 4393713121.4449
| <5,001 | 38 | 11691088 | 922451916.9658
| 5,001-20,000 | 24 | 20538489.2162 | 1059031438.908
| 20,001-50,000 | 8 | 26316120.6689 | 1385785320.503
| 50,001-100,000 | 4 | 18575140.1149 | 1026444445.068
| Grand Total | 74 | 77120838 | 4393713121.4449
Values
| Row Labels | Count of Sf_PNW_LPD_Ind2 | Sum of _Sf_PNW | Sum of Sf_PNW_HeatSys_Electricity_Pct |  |  |  | Use in 7P
| Grocery | 74 | 77120838 | 1328637617.9241
| <5,001 | 38 | 11691088 | 541435000.9917
| 5,001-20,000 | 24 | 20538489.2162 | 397277008.7202
| 20,001-50,000 | 8 | 26316120.6689 | 83832221.695
| 50,001-100,000 | 4 | 18575140.1149 | 306093386.5173
| Grand Total | 74 | 77120838 | 1328637617.9241

## CBSA LPD Dist t53
LPD Distributions from CBSA
Frequency
Table of LPD_Ind by Bldg_Type
LPD_Ind | Bldg_Type
| Assembly | Grocery | Lodging | Office | Other | Residential Ca | Restaurant | Retail/Service | School K-12 | Warehouse | Total
0-<0.1 | 0 | 0 | 0 | 0 | 3110094 | 0 | 0 | 0 | 0 | 0 | 3110094
0.1-<0.2 | 4511607 | 0 | 0 | 0 | 0 | 0 | 0 | 0 | 0 | 5968018 | 10479625
0.2-<0.3 | 0 | 344806 | 0 | 0 | 0 | 0 | 0 | 0 | 0 | 171648061 | 171992867
0.3-<0.4 | 6595771 | 0 | 5119776 | 0 | 8214482 | 0 | 0 | 0 | 0 | 5141736 | 25071766
0.4-<0.5 | 13978488 | 392222 | 21588151 | 2965716 | 1010392 | 1622167 | 3095787 | 19440711 | 0 | 34305257 | 98398889
0.5-<0.6 | 11087516 | 1564526 | 11333402 | 72921834 | 19138633 | 11006764 | 2921668 | 27649250 | 8627946 | 39727831 | 205979369
0.6-<0.7 | 31932019 | 8116751 | 12312725 | 70048364 | 48476502 | 14165606 | 5686683 | 34137639 | 42576288 | 29298237 | 296750813
0.7-<0.8 | 18360443 | 1782677 | 38910968 | 57902292 | 27425754 | 7585638 | 1566684 | 41084934 | 19767222 | 20746985 | 235133599
0.8-<0.9 | 42197616 | 2149610 | 5831103 | 96544583 | 84354750 | 8492260 | 2469778 | 50016274 | 36400016 | 6499045 | 334955035
0.9-<1 | 65309041 | 6014668 | 13289610 | 58590185 | 22312505 | 22093673 | 6174203 | 60064125 | 22906614 | 68783829 | 345538454
1-<1.1 | 46969122 | 20803441 | 14820541 | 68575526 | 19782676 | 8752443 | 4888768 | 22545609 | 50224696 | 31936004 | 289298826
1.1-<1.2 | 21445927 | 6437400 | 9942913 | 78029467 | 44256009 | 7948437 | 2506918 | 32999880 | 15958314 | 2444272 | 221969537
1.2-<1.3 | 35837881 | 9647290 | 8326739 | 72581758 | 2279929 | 8423381 | 2814574 | 21412024 | 29842143 | 25724780 | 216890499
1.3-<1.4 | 10239709 | 3383069 | 12738155 | 32018153 | 4812803 | 10420888 | 2115924 | 71410016 | 6076366 | 0 | 153215081
1.4-<1.5 | 14540072 | 2505863 | 4304101 | 38028100 | 6740129 | 211183 | 5850478 | 58037360 | 2222270 | 0 | 132439557
1.5-<1.6 | 11168187 | 9856092 | 4931948 | 31101876 | 1671006 | 6028610 | 2722406 | 33340646 | 3521733 | 0 | 104342503
1.6-<1.7 | 11147798 | 359848 | 2443009 | 2516632 | 3283907 | 1008285 | 2359712 | 45751152 | 0 | 0 | 68870343
1.7-<1.8 | 13334162 | 735944 | 2998606 | 14023648 | 6092630 | 1710465 | 1339875 | 11466445 | 2007387 | 0 | 53709162
1.8-<1.9 | 2992349 | 739728 | 952798 | 17591078 | 1919234 | 7984515 | 4272298 | 12266345 | 0 | 0 | 48718344
1.9-<2 | 3185265 | 1709238 | 0 | 11996760 | 1857784 | 0 | 0 | 11831516 | 530072 | 0 | 31110635
2-<2.1 | 0 | 577664 | 636431 | 3959348 | 4573417 | 2306027 | 0 | 2301347 | 0 | 0 | 14354234
2.1-<2.2 | 4039080 | 0 | 304462 | 4962807 | 15690162 | 2468055 | 2250983 | 7106909 | 0 | 0 | 36822460
2.2-<2.3 | 0 | 0 | 0 | 0 | 0 | 2932238 | 0 | 1401075 | 0 | 0 | 4333313
2.3-<2.4 | 0 | 0 | 0 | 0 | 6431668 | 0 | 0 | 0 | 0 | 0 | 6431668
2.4-<2.5 | 0 | 0 | 0 | 0 | 0 | 0 | 0 | 1391919 | 4692094 | 0 | 6084013
2.6-<2.7 | 0 | 0 | 255488 | 0 | 0 | 0 | 0 | 3901608 | 0 | 0 | 4157096
3.2+ | 0 | 0 | 0 | 0 | 0 | 0 | 0 | 1372704 | 0 | 0 | 1372704
Total | 368872052 | 77120838 | 171040928 | 734358126 | 333434465 | 125160636 | 53036739 | 570929488 | 245353161 | 442224054 | 3121530487
Frequency
Table of LPD_Ind by Bldg_Type
LPD_Ind | Bldg_Type
| Assembly | Grocery | Lodging | Office | Other | Residential Ca | Restaurant | Retail/Service | School K-12 | Warehouse | Total
0-<0.1 | 0% | 0% | 0% | 0% | 0.9327% | 0% | 0% | 0% | 0% | 0% | 0.09963%
0.1-<0.2 | 1.223% | 0% | 0% | 0% | 0% | 0% | 0% | 0% | 0% | 1.35% | 0.3357%
0.2-<0.3 | 0% | 0.4471% | 0% | 0% | 0% | 0% | 0% | 0% | 0% | 38.81% | 5.51%
0.3-<0.4 | 1.788% | 0% | 2.993% | 0% | 2.464% | 0% | 0% | 0% | 0% | 1.163% | 0.8032%
0.4-<0.5 | 3.79% | 0.5086% | 12.62% | 0.4039% | 0.303% | 1.296% | 5.837% | 3.405% | 0% | 7.757% | 3.152%
0.5-<0.6 | 3.006% | 2.029% | 6.626% | 9.93% | 5.74% | 8.794% | 5.509% | 4.843% | 3.517% | 8.984% | 6.599%
0.6-<0.7 | 8.657% | 10.52% | 7.199% | 9.539% | 14.54% | 11.32% | 10.72% | 5.979% | 17.35% | 6.625% | 9.507%
0.7-<0.8 | 4.977% | 2.312% | 22.75% | 7.885% | 8.225% | 6.061% | 2.954% | 7.196% | 8.057% | 4.692% | 7.533%
0.8-<0.9 | 11.44% | 2.787% | 3.409% | 13.15% | 25.3% | 6.785% | 4.657% | 8.76% | 14.84% | 1.47% | 10.73%
0.9-<1 | 17.71% | 7.799% | 7.77% | 7.978% | 6.692% | 17.65% | 11.64% | 10.52% | 9.336% | 15.55% | 11.07%
1-<1.1 | 12.73% | 26.98% | 8.665% | 9.338% | 5.933% | 6.993% | 9.218% | 3.949% | 20.47% | 7.222% | 9.268%
1.1-<1.2 | 5.814% | 8.347% | 5.813% | 10.63% | 13.27% | 6.351% | 4.727% | 5.78% | 6.504% | 0.5527% | 7.111%
1.2-<1.3 | 9.716% | 12.51% | 4.868% | 9.884% | 0.6838% | 6.73% | 5.307% | 3.75% | 12.16% | 5.817% | 6.948%
1.3-<1.4 | 2.776% | 4.387% | 7.447% | 4.36% | 1.443% | 8.326% | 3.99% | 12.51% | 2.477% | 0% | 4.908%
1.4-<1.5 | 3.942% | 3.249% | 2.516% | 5.178% | 2.021% | 0.1687% | 11.03% | 10.17% | 0.9057% | 0% | 4.243%
1.5-<1.6 | 3.028% | 12.78% | 2.883% | 4.235% | 0.5011% | 4.817% | 5.133% | 5.84% | 1.435% | 0% | 3.343%
1.6-<1.7 | 3.022% | 0.4666% | 1.428% | 0.3427% | 0.9849% | 0.8056% | 4.449% | 8.013% | 0% | 0% | 2.206%
1.7-<1.8 | 3.615% | 0.9543% | 1.753% | 1.91% | 1.827% | 1.367% | 2.526% | 2.008% | 0.8182% | 0% | 1.721%
1.8-<1.9 | 0.8112% | 0.9592% | 0.5571% | 2.395% | 0.5756% | 6.379% | 8.055% | 2.148% | 0% | 0% | 1.561%
1.9-<2 | 0.8635% | 2.216% | 0% | 1.634% | 0.5572% | 0% | 0% | 2.072% | 0.216% | 0% | 0.9966%
2-<2.1 | 0% | 0.749% | 0.3721% | 0.5392% | 1.372% | 1.842% | 0% | 0.4031% | 0% | 0% | 0.4598%
2.1-<2.2 | 1.095% | 0% | 0.178% | 0.6758% | 4.706% | 1.972% | 4.244% | 1.245% | 0% | 0% | 1.18%
2.2-<2.3 | 0% | 0% | 0% | 0% | 0% | 2.343% | 0% | 0.2454% | 0% | 0% | 0.1388%
2.3-<2.4 | 0% | 0% | 0% | 0% | 1.929% | 0% | 0% | 0% | 0% | 0% | 0.206%
2.4-<2.5 | 0% | 0% | 0% | 0% | 0% | 0% | 0% | 0.2438% | 1.912% | 0% | 0.1949%
2.6-<2.7 | 0% | 0% | 0.1494% | 0% | 0% | 0% | 0% | 0.6834% | 0% | 0% | 0.1332%
3.2+ | 0% | 0% | 0% | 0% | 0% | 0% | 0% | 0.2404% | 0% | 0% | 0.04398%
Total | 100% | 100% | 100% | 100% | 100% | 100% | 100% | 100% | 100% | 100% | 100%
Mean
Lower Q | 0.7 | 0.9 | 0.5 | 0.7 | 0.6 | 0.7 | 0.7 | 0.7 | 0.6 | 0.2 | 0.6
Upper Q | 1.2 | 1.3 | 1.2 | 1.3 | 1.1 | 1.3 | 1.4 | 1.4 | 1.1 | 1 | 1.3
Office by Size |  |  |  | Small Office LPD | [5 empty] | Medium Office LPD | [6 empty] | Large Office LPD | [20 empty] | Pre-2004 | [6 empty] | Post-2004
_Bldg_Type | _Size_Group | _Wt_PNW | _Sf_PNW | Raw_LPD_Ind |  | _Bldg_Type | _Size_Group | _Wt_PNW | _Sf_PNW | Raw_LPD_Ind |  |  | _Bldg_Type | _Size_Group | _Wt_PNW | _Sf_PNW | Raw_LPD_Ind |  |  | _Bldg_Type | _Wt_PNW | _Sf_PNW | Raw_Year_Majority_Built | Raw_Vintage_Detailed | Raw_LPD_Out | _Bldg_Type | _Wt_PNW | _Sf_PNW | Raw_Year_Majority_Built | Raw_Vintage_Detailed | Raw_LPD_Out |  | _Bldg_Type | _Wt_PNW | _Sf_PNW | Raw_Year_Majority_Built | Raw_Vintage_Detailed | Raw_LPD_Ind |  | _Bldg_Type | _Wt_PNW | _Sf_PNW | Raw_Year_Majority_Built | Raw_Vintage_Detailed | Raw_LPD_Ind |  |  | Pre_2004_Office | Post_2004_Office
Office | <5,001 | 1117.4977 | 2229407.9821 | 0.65572 |  | Office | 20,001-50,000 | 111.9138 | 2965715.7938 | 0.45817 |  |  | Office | 50,001-100,000 | 120.8606 | 9454320.7937 | 0.50659 |  |  | Office | 702.0541 | 10530812.2188 | 2007 | 2004-2013 | 0.016 | Office | 1117.4977 | 2346745.2444 | 1974 | Pre-1980 | 0 | 1 | Office | 1117.4977 | 4962807.443 | 1982 | 1981-2003 | 2.1242 |  | Office | 702.0541 | 821403.3531 | 2006 | 2004-2013 | 2.0812 |  | 0.4 | 0 | 0
Office | <5,001 | 1117.4977 | 5224301.9131 | 0.69775 |  | Office | 20,001-50,000 | 120.8606 | 3315206.3838 | 0.60165 |  |  | Office | 100,001+ | 26.3949 | 10827059.3611 | 0.53225 |  |  | Office | 702.0541 | 3836725.9184 | 2005 | 2004-2013 | 0.075755 | Office | 1568.9723 | 16099224.7931 | 1975 | Pre-1980 | 0.19326 | 2 | Office | 1568.9723 | 3137944.6045 | 1989 | 1981-2003 | 2.0875 |  | Office | 702.0541 | 1310735.0942 | 2006 | 2004-2013 | 1.9423 |  | 0.5 | 1 | 0
Office | <5,001 | 1568.9723 | 6296285.8488 | 0.77755 |  | Office | 20,001-50,000 | 158.3019 | 6012305.5726 | 0.6639 |  |  | Office | 100,001+ | 31.3255 | 24413408.6972 | 0.54691 |  |  | Office | 31.3255 | 3223081.4309 | 2006 | 2004-2013 | 0.22216 | Office | 1568.9723 | 2471131.376 | 1975 | Pre-1980 | 0.093968 | 3 | Office | 1117.4977 | 2346745.2444 | 1974 | Pre-1980 | 1.9848 |  | Office | 702.0541 | 2403131.3483 | 2006 | 2004-2013 | 1.9059 |  | 0.6 | 3 | 3
Office | <5,001 | 1117.4977 | 2142243.1588 | 0.80879 |  | Office | 5,001-20,000 | 702.0541 | 5616433.1834 | 0.68075 |  |  | Office | 50,001-100,000 | 158.3019 | 13515814.8971 | 0.56715 |  |  | Office | 120.8606 | 4485137.0362 | 2008 | 2004-2013 | 0.10876 | Office | 1117.4977 | 2229407.9821 | 1959 | Pre-1980 | 0.26135 | 4 | Office | 1117.4977 | 5936147.9705 | 1976 | Pre-1980 | 1.9529 |  | Office | 702.0541 | 1008851.8106 | 2007 | 2004-2013 | 1.7731 |  | 0.7 | 6 | 3
Office | <5,001 | 1117.4977 | 2544542.3435 | 0.85689 |  | Office | 20,001-50,000 | 158.3019 | 8149381.0131 | 0.69985 |  |  | Office | 100,001+ | 22.7863 | 6712675.5407 | 0.56815 |  |  | Office | 120.8606 | 11872862.3521 | 2007 | 2004-2013 | 0.083492 | Office | 22.7863 | 8052740.6089 | 1992 | 1981-2003 | 0.020617 | 5 | Office | 1117.4977 | 1234834.9976 | 1973 | Pre-1980 | 1.8679 |  | Office | 702.0541 | 2404535.4566 | 2006 | 2004-2013 | 1.7219 |  | 0.8 | 3 | 3
Office | <5,001 | 702.0541 | 2609535.2678 | 0.99565 |  | Office | 5,001-20,000 | 702.0541 | 13386768.4925 | 0.7429 |  |  | Office | 50,001-100,000 | 120.8606 | 7998554.8115 | 0.5985 |  |  | Office | 31.3255 | 10793234.8149 | 2009 | 2004-2013 | 0.0070505 | Office | 22.7863 | 4897378.4192 | 1969 | Pre-1980 | 0.00021905 | 6 | Office | 1568.9723 | 7844861.5111 | 1983 | 1981-2003 | 1.8607 |  | Office | 702.0541 | 4248831.7032 | 2007 | 2004-2013 | 1.4531 |  | 0.9 | 6 | 9
Office | <5,001 | 702.0541 | 857910.1688 | 1.0894 |  | Office | 5,001-20,000 | 702.0541 | 3836725.9184 | 0.816 |  |  | Office | 50,001-100,000 | 120.8606 | 23688678.4989 | 0.63424 |  |  | Office | 31.3255 | 7885914.496 | 2008 | 2004-2013 | 0.014187 | Office | 22.7863 | 7000148.0947 | 1991 | 1981-2003 | 0.0077085 | 7 | Office | 158.3019 | 3482641.4586 | 1979 | Pre-1980 | 1.8239 |  | Office | 702.0541 | 2451573.0845 | 2008 | 2004-2013 | 1.3815 |  | 1 | 3 | 6
Office | <5,001 | 702.0541 | 2768901.5594 | 1.1227 |  | Office | 20,001-50,000 | 120.8606 | 4898117.7221 | 0.83332 |  |  | Office | 50,001-100,000 | 111.9138 | 7612936.4858 | 0.66838 |  |  | Office | 120.8606 | 9454320.7937 | 2011 | 2004-2013 | 0.31495 | Office | 22.7863 | 8658811.8669 | 1973 | Pre-1980 | 0.044138 | 8 | Office | 1117.4977 | 5028739.8094 | 1985 | 1981-2003 | 1.8067 |  | Office | 120.8606 | 4485137.0362 | 2008 | 2004-2013 | 1.3248 |  | 1.1 | 8 | 4
Office | <5,001 | 702.0541 | 1847806.5173 | 1.1236 |  | Office | 5,001-20,000 | 702.0541 | 10530812.2188 | 0.84133 |  |  | Office | 100,001+ | 22.7863 | 8199712.5471 | 0.6753 |  |  | Office | 120.8606 | 2903796.8858 | 2008 | 2004-2013 | 0.13818 | Office | 158.3019 | 4963397.2861 | 1994 | 1981-2003 | 0.17478 | 9 | Office | 111.9138 | 4719069.3539 | 1947 | Pre-1980 | 1.7691 |  | Office | 702.0541 | 5584138.6925 | 2006 | 2004-2013 | 1.324 |  | 1.2 | 6 | 8
Office | <5,001 | 702.0541 | 1034827.814 | 1.198 |  | Office | 5,001-20,000 | 1117.4977 | 9386980.9775 | 0.86896 |  |  | Office | 100,001+ | 22.7863 | 8869813.4403 | 0.70897 |  |  | Office | 702.0541 | 1034827.814 | 2006 | 2004-2013 | 0 | Office | 1568.9723 | 5648300.288 | 1960 | Pre-1980 | 0.36944 | 10 | Office | 1568.9723 | 1969060.2393 | 1920 | Pre-1980 | 1.7418 |  | Office | 702.0541 | 3510270.7396 | 2009 | 2004-2013 | 1.2655 |  | 1.3 | 8 | 2
Office | <5,001 | 1117.4977 | 4062104.2682 | 1.2072 |  | Office | 5,001-20,000 | 702.0541 | 7582184.7975 | 0.89809 |  |  | Office | 100,001+ | 31.3255 | 5588470.476 | 0.72687 |  |  | Office | 120.8606 | 4305054.7354 | 2007 | 2004-2013 | 0.30474 | Office | 1568.9723 | 7844861.5111 | 1983 | 1981-2003 | 0.088 | 11 | Office | 111.9138 | 3922131.1589 | 1976 | Pre-1980 | 1.7378 |  | Office | 120.8606 | 2903796.8858 | 2008 | 2004-2013 | 1.2314 |  | 1.4 | 4 | 3
Office | <5,001 | 1568.9723 | 2471131.376 | 1.2438 |  | Office | 20,001-50,000 | 120.8606 | 4305054.7354 | 0.92427 |  |  | Office | 100,001+ | 31.3255 | 14424362.3019 | 0.77024 |  |  | Office | 702.0541 | 2609535.2678 | 2006 | 2004-2013 | 0.27603 | Office | 26.3949 | 3513769.3617 | 1976 | Pre-1980 | 0.088043 | 12 | Office | 1568.9723 | 2516631.5728 | 1973 | Pre-1980 | 1.6646 |  | Office | 702.0541 | 1034827.814 | 2006 | 2004-2013 | 1.198 |  | 1.5 | 6 | 1
Office | <5,001 | 702.0541 | 3510270.7396 | 1.2655 |  | Office | 20,001-50,000 | 158.3019 | 8598166.8556 | 0.93448 |  |  | Office | 100,001+ | 22.7863 | 9336591.7589 | 0.77625 |  |  | Office | 702.0541 | 2451573.0845 | 2008 | 2004-2013 | 1.4731 | Office | 1117.4977 | 5224301.9131 | 1990 | 1981-2003 | 0 | 13 | Office | 1117.4977 | 1480684.4994 | 1953 | Pre-1980 | 1.5422 |  | Office | 31.3255 | 7885914.496 | 2008 | 2004-2013 | 1.1828 |  | 1.6 | 4 | 0
Office | <5,001 | 1117.4977 | 3486592.9345 | 1.2873 |  | Office | 5,001-20,000 | 702.0541 | 4379413.7747 | 0.97727 |  |  | Office | 100,001+ | 31.3255 | 10793234.8149 | 0.80078 |  |  | Office | 702.0541 | 4549310.8785 | 2005 | 2004-2013 | 0.018629 | Office | 158.3019 | 3482641.4586 | 1979 | Pre-1980 | 0.048091 | 14 | Office | 1568.9723 | 2628028.6062 | 1956 | Pre-1980 | 1.5372 |  | Office | 702.0541 | 5914104.1421 | 2005 | 2004-2013 | 1.1593 |  | 1.7 | 1 | 0
Office | <5,001 | 1117.4977 | 1408047.1466 | 1.316 |  | Office | 20,001-50,000 | 120.8606 | 4841796.6803 | 0.98644 |  |  | Office | 100,001+ | 31.3255 | 7906777.2838 | 0.81253 |  |  | Office | 702.0541 | 1310735.0942 | 2006 | 2004-2013 | 0.051208 | Office | 158.3019 | 4817759.5523 | 1981 | 1981-2003 | 0.0076412 | 15 | Office | 22.7863 | 17946526.9114 | 1993 | 1981-2003 | 1.5295 |  | Office | 702.0541 | 4549310.8785 | 2005 | 2004-2013 | 1.1252 |  | 1.8 | 3 | 2
Office | <5,001 | 1568.9723 | 5648300.288 | 1.3393 |  | Office | 20,001-50,000 | 111.9138 | 2659071.9721 | 1.003 |  |  | Office | 100,001+ | 26.3949 | 3139938.2772 | 0.83481 |  |  | Office | 702.0541 | 2768901.5594 | 2009 | 2004-2013 | 0.59888 | Office | 158.3019 | 6332075.3793 | 1984 | 1981-2003 | 0.036 | 16 | Office | 158.3019 | 9046636.0944 | 1980 | Pre-1980 | 1.5198 |  | Office | 702.0541 | 1847806.5173 | 2006 | 2004-2013 | 1.1236 |  | 1.9 | 4 | 0
Office | <5,001 | 702.0541 | 2451573.0845 | 1.3815 |  | Office | 20,001-50,000 | 158.3019 | 4305811.2579 | 1.007 |  |  | Office | 100,001+ | 31.3255 | 6586219.2043 | 0.84253 |  |  | Office | 702.0541 | 8494855.1898 | 2007 | 2004-2013 | 0.13867 | Office | 158.3019 | 8598166.8556 | 1981 | 1981-2003 | NA | 17 | Office | 1117.4977 | 6146237.5448 | 1982 | 1981-2003 | 1.4698 |  | Office | 702.0541 | 2768901.5594 | 2009 | 2004-2013 | 1.1227 |  | 2 | 2 | 2
Office | <5,001 | 1568.9723 | 3765533.5253 | 1.4558 |  | Office | 5,001-20,000 | 1568.9723 | 11980672.4998 | 1.0111 |  |  | Office | 100,001+ | 31.3255 | 3223081.4309 | 0.86502 |  |  | Office | 702.0541 | 5616433.1834 | 2006 | 2004-2013 | 0.319 | Office | 158.3019 | 8149381.0131 | 1913 | Pre-1980 | 0 | 18 | Office | 111.9138 | 2851004.1452 | 1910 | Pre-1980 | 1.4603 |  | Office | 702.0541 | 8494855.1898 | 2007 | 2004-2013 | 1.1208 |  | 2.1 | 1 | 1
Office | <5,001 | 1568.9723 | 2628028.6062 | 1.5372 |  | Office | 20,001-50,000 | 158.3019 | 4817759.5523 | 1.0378 |  |  | Office | 100,001+ | 22.7863 | 8052740.6089 | 0.87524 |  |  | Office | 702.0541 | 2404535.4566 | 2006 | 2004-2013 | 0.18102 | Office | 22.7863 | 6712675.5407 | 1959 | Pre-1980 | 0.011424 | 19 | Office | 1568.9723 | 3765533.5253 | 1977 | Pre-1980 | 1.4558 |  | Office | 702.0541 | 5669087.2444 | 2004 | 2004-2013 | 1.1116 |  | 2.2 | 1 | 0
Office | <5,001 | 1117.4977 | 1480684.4994 | 1.5422 |  | Office | 20,001-50,000 | 120.8606 | 11872862.3521 | 1.0437 |  |  | Office | 100,001+ | 31.3255 | 4094870.295 | 0.87857 |  |  | Office | 702.0541 | 5914104.1421 | 2005 | 2004-2013 | 0.083333 | Office | 22.7863 | 11826114.1024 | 1986 | 1981-2003 | 0.0020571 | 20 | Office | 1568.9723 | 16099224.7931 | 1975 | Pre-1980 | 1.4548 |  | Office | 702.0541 | 857910.1688 | 2006 | 2004-2013 | 1.0894
Office | <5,001 | 1568.9723 | 2516631.5728 | 1.6646 |  | Office | 20,001-50,000 | 158.3019 | 6145437.4575 | 1.0463 |  |  | Office | 100,001+ | 22.7863 | 11826114.1024 | 0.89149 |  |  | Office | 702.0541 | 2403131.3483 | 2006 | 2004-2013 | 0.06135 | Office | 158.3019 | 3541213.1559 | 2002 | 1981-2003 | 0.16459 | 21 | Office | 111.9138 | 2566071.6014 | NA | Pre-1980 | 1.4537 |  | Office | 120.8606 | 5250668.1056 | 2005 | 2004-2013 | 1.0753
Office | <5,001 | 702.0541 | 2404535.4566 | 1.7219 |  | Office | 5,001-20,000 | 702.0541 | 5932357.5499 | 1.0503 |  |  | Office | 100,001+ | 26.3949 | 3513769.3617 | 0.92309 |  |  | Office | 702.0541 | 3510270.7396 | 2009 | 2004-2013 | 0.043 | Office | 158.3019 | 4305811.2579 | 1998 | 1981-2003 | 0.06636 | 22 | Office | 111.9138 | 2351197.0986 | 1980 | Pre-1980 | 1.412 |  | Office | 702.0541 | 5932357.5499 | 2006 | 2004-2013 | 1.0503
Office | <5,001 | 1568.9723 | 1969060.2393 | 1.7418 |  | Office | 20,001-50,000 | 120.8606 | 5250668.1056 | 1.0753 |  |  | Office | 50,001-100,000 | 111.9138 | 7554181.739 | 0.92727 |  |  | Office | 120.8606 | 5250668.1056 | 2005 | 2004-2013 | 0.10317 | Office | 22.7863 | 8199712.5471 | 1981 | 1981-2003 | NA | 23 | Office | 111.9138 | 2245774.2956 | 1977 | Pre-1980 | 1.3898 |  | Office | 120.8606 | 11872862.3521 | 2007 | 2004-2013 | 1.0437
Office | <5,001 | 702.0541 | 1008851.8106 | 1.7731 |  | Office | 20,001-50,000 | 158.3019 | 4963397.2861 | 1.1025 |  |  | Office | 50,001-100,000 | 120.8606 | 13125461.658 | 0.94588 |  |  | Office | 702.0541 | 821403.3531 | 2006 | 2004-2013 | 4.3985 | Office | 158.3019 | 18587807.2759 | 1984 | 1981-2003 | 0.012008 | 24 | Office | 1568.9723 | 10195182.0199 | 2003 | 1981-2003 | 1.3424 |  | Office | 120.8606 | 9662805.3366 | 2005 | 2004-2013 | 0.99648
Office | <5,001 | 1117.4977 | 5028739.8094 | 1.8067 |  | Office | 5,001-20,000 | 702.0541 | 5669087.2444 | 1.1116 |  |  | Office | 50,001-100,000 | 120.8606 | 9662805.3366 | 0.99648 |  |  | Office | 120.8606 | 9662805.3366 | 2005 | 2004-2013 | 0.024246 | Office | 1568.9723 | 3765533.5253 | 1977 | Pre-1980 | 0.15667 | 25 | Office | 1568.9723 | 5648300.288 | 1960 | Pre-1980 | 1.3393 |  | Office | 702.0541 | 2609535.2678 | 2006 | 2004-2013 | 0.99565
Office | <5,001 | 1568.9723 | 7844861.5111 | 1.8607 |  | Office | 5,001-20,000 | 702.0541 | 8494855.1898 | 1.1208 |  |  | Office | 100,001+ | 22.7863 | 2739830.3655 | 1.033 |  |  | Office | 31.3255 | 4094870.295 | 2005 | 2004-2013 | 0.016463 | Office | 1568.9723 | 16420864.1151 | 1997 | 1981-2003 | 0.45433 | 26 | Office | 1117.4977 | 1408047.1466 | 1967 | Pre-1980 | 1.316 |  | Office | 120.8606 | 4841796.6803 | 2008 | 2004-2013 | 0.98644
Office | <5,001 | 1117.4977 | 1234834.9976 | 1.8679 |  | Office | 5,001-20,000 | 702.0541 | 4549310.8785 | 1.1252 |  |  | Office | 100,001+ | 22.7863 | 5012996.344 | 1.0578 |  |  | Office | 702.0541 | 1008851.8106 | 2007 | 2004-2013 | 0.11134 | Office | 158.3019 | 9806801.7437 | 1908 | Pre-1980 | 0.04429 | 27 | Office | 1117.4977 | 3486592.9345 | 1911 | Pre-1980 | 1.2873 |  | Office | 702.0541 | 4379413.7747 | 2007 | 2004-2013 | 0.97727
Office | <5,001 | 702.0541 | 2403131.3483 | 1.9059 |  | Office | 5,001-20,000 | 702.0541 | 5914104.1421 | 1.1593 |  |  | Office | 100,001+ | 22.7863 | 7000148.0947 | 1.0914 |  |  | Office | 31.3255 | 6586219.2043 | 2005 | 2004-2013 | 0.069946 | Office | 1568.9723 | 1969060.2393 | 1920 | Pre-1980 | 0.068526 | 28 | Office | 158.3019 | 3541213.1559 | 2002 | 1981-2003 | 1.2701 |  | Office | 120.8606 | 13125461.658 | 2012 | 2004-2013 | 0.94588
Office | <5,001 | 702.0541 | 1310735.0942 | 1.9423 |  | Office | 20,001-50,000 | 111.9138 | 2350189.8743 | 1.175 |  |  | Office | 100,001+ | 22.7863 | 8658811.8669 | 1.1131 |  |  | Office | 702.0541 | 4379413.7747 | 2007 | 2004-2013 | 1.5237 | Office | 1117.4977 | 6146237.5448 | 1982 | 1981-2003 | 0 | 29 | Office | 158.3019 | 9806801.7437 | 1908 | Pre-1980 | 1.2462 |  | Office | 120.8606 | 4305054.7354 | 2007 | 2004-2013 | 0.92427
Office | <5,001 | 1117.4977 | 2346745.2444 | 1.9848 |  | Office | 20,001-50,000 | 111.9138 | 2574017.4814 | 1.1906 |  |  | Office | 100,001+ | 22.7863 | 4897378.4192 | 1.1725 |  |  | Office | 702.0541 | 4248831.7032 | 2007 | 2004-2013 | 0.24798 | Office | 22.7863 | 2739830.3655 | 1988 | 1981-2003 | 0.042216 | 30 | Office | 1568.9723 | 2471131.376 | 1975 | Pre-1980 | 1.2438 |  | Office | 702.0541 | 7582184.7975 | 2008 | 2004-2013 | 0.89809
Office | <5,001 | 702.0541 | 821403.3531 | 2.0812 |  | Office | 5,001-20,000 | 1568.9723 | 16420864.1151 | 1.1978 |  |  | Office | 100,001+ | 31.3255 | 7885914.496 | 1.1828 |  |  | Office | 702.0541 | 1847806.5173 | 2006 | 2004-2013 | 0.31599 | Office | 1568.9723 | 10195182.0199 | 2003 | 1981-2003 | 0.14138 | 31 | Office | 1117.4977 | 17879963.7666 | 2003 | 1981-2003 | 1.2289 |  | Office | 31.3255 | 4094870.295 | 2005 | 2004-2013 | 0.87857
Office | <5,001 | 1568.9723 | 3137944.6045 | 2.0875 |  | Office | 20,001-50,000 | 158.3019 | 6332075.3793 | 1.2175 |  |  | Office | 50,001-100,000 | 158.3019 | 18587807.2759 | 1.2209 |  |  | Office | 702.0541 | 5932357.5499 | 2006 | 2004-2013 | 0.37598 | Office | 158.3019 | 6012305.5726 | 1909 | Pre-1980 | 0.0021064 | 32 | Office | 158.3019 | 18587807.2759 | 1984 | 1981-2003 | 1.2209 |  | Office | 31.3255 | 3223081.4309 | 2006 | 2004-2013 | 0.86502
Office | <5,001 | 1117.4977 | 4962807.443 | 2.1242 |  | Office | 5,001-20,000 | 1117.4977 | 17879963.7666 | 1.2289 |  |  | Office | 50,001-100,000 | 158.3019 | 9806801.7437 | 1.2462 |  |  | Office | 120.8606 | 23688678.4989 | 2004 | 2004-2013 | 0.012063 | Office | 111.9138 | 2245774.2956 | 1977 | Pre-1980 | 0.45495 | 33 | Office | 158.3019 | 6332075.3793 | 1984 | 1981-2003 | 1.2175 |  | Office | 31.3255 | 6586219.2043 | 2005 | 2004-2013 | 0.84253
[6 empty] | Office | 20,001-50,000 | 120.8606 | 2903796.8858 | 1.2314 |  |  | Office | 100,001+ | 22.7863 | 17946526.9114 | 1.5295 |  |  | Office | 702.0541 | 857910.1688 | 2006 | 2004-2013 | 0.050736 | Office | 111.9138 | 2350189.8743 | 1970 | Pre-1980 | 0.092095 | 34 | Office | 1117.4977 | 4062104.2682 | 1994 | 1981-2003 | 1.2072 |  | Office | 702.0541 | 10530812.2188 | 2007 | 2004-2013 | 0.84133
[6 empty] | Office | 20,001-50,000 | 158.3019 | 3541213.1559 | 1.2701 | [9 empty] | Office | 702.0541 | 13386768.4925 | 2008 | 2004-2013 | 0.15897 | Office | 1568.9723 | 2516631.5728 | 1973 | Pre-1980 | 0.40087 | 35 | Office | 1568.9723 | 16420864.1151 | 1997 | 1981-2003 | 1.1978 |  | Office | 120.8606 | 4898117.7221 | 2009 | 2004-2013 | 0.83332
[6 empty] | Office | 5,001-20,000 | 702.0541 | 5584138.6925 | 1.324 | [6 empty] | 0.85813 |  |  | Office | 702.0541 | 5584138.6925 | 2006 | 2004-2013 | 0.13022 | Office | 1568.9723 | 11980672.4998 | 1967 | Pre-1980 | NA | 36 | Office | 111.9138 | 2574017.4814 | 1999 | 1981-2003 | 1.1906 |  | Office | 702.0541 | 3836725.9184 | 2005 | 2004-2013 | 0.816
[6 empty] | Office | 20,001-50,000 | 120.8606 | 4485137.0362 | 1.3248 | [9 empty] | Office | 702.0541 | 5669087.2444 | 2004 | 2004-2013 | 0.73127 | Office | 1117.4977 | 1480684.4994 | 1953 | Pre-1980 | 0.1988 | 37 | Office | 111.9138 | 2350189.8743 | 1970 | Pre-1980 | 1.175 |  | Office | 31.3255 | 7906777.2838 | 2008 | 2004-2013 | 0.81253
[6 empty] | Office | 5,001-20,000 | 1568.9723 | 10195182.0199 | 1.3424 | [9 empty] | Office | 702.0541 | 7582184.7975 | 2008 | 2004-2013 | 0.22065 | Office | 111.9138 | 2851004.1452 | 1910 | Pre-1980 | 0.049963 | 38 | Office | 22.7863 | 4897378.4192 | 1969 | Pre-1980 | 1.1725 |  | Office | 31.3255 | 10793234.8149 | 2009 | 2004-2013 | 0.80078
[6 empty] | Office | 20,001-50,000 | 111.9138 | 2245774.2956 | 1.3898 | [9 empty] | Office | 120.8606 | 7998554.8115 | 2008 | 2004-2013 | 0.053946 | Office | 1117.4977 | 4962807.443 | 1982 | 1981-2003 | 0.43549 | 39 | Office | 22.7863 | 8658811.8669 | 1973 | Pre-1980 | 1.1131 |  | Office | 31.3255 | 14424362.3019 | 2011 | 2004-2013 | 0.77024
[6 empty] | Office | 20,001-50,000 | 111.9138 | 2351197.0986 | 1.412 | [9 empty] | Office | 120.8606 | 4898117.7221 | 2009 | 2004-2013 | 0.028444 | Office | 1117.4977 | 1408047.1466 | 1967 | Pre-1980 | 0.26508 | 40 | Office | 158.3019 | 4963397.2861 | 1994 | 1981-2003 | 1.1025 |  | Office | 702.0541 | 13386768.4925 | 2008 | 2004-2013 | 0.7429
[6 empty] | Office | 5,001-20,000 | 702.0541 | 4248831.7032 | 1.4531 | [9 empty] | Office | 31.3255 | 5588470.476 | 2008 | 2004-2013 | 0.28649 | Office | 1117.4977 | 3486592.9345 | 1911 | Pre-1980 | 0.14423 | 41 | Office | 22.7863 | 7000148.0947 | 1991 | 1981-2003 | 1.0914 |  | Office | 31.3255 | 5588470.476 | 2008 | 2004-2013 | 0.72687
[6 empty] | Office | 20,001-50,000 | 111.9138 | 2566071.6014 | 1.4537 | [9 empty] | Office | 31.3255 | 7906777.2838 | 2008 | 2004-2013 | 0.18745 | Office | 158.3019 | 9046636.0944 | 1980 | Pre-1980 | 0.11233 | 42 | Office | 22.7863 | 5012996.344 | 1973 | Pre-1980 | 1.0578 |  | Office | 702.0541 | 5616433.1834 | 2006 | 2004-2013 | 0.68075
[6 empty] | Office | 5,001-20,000 | 1568.9723 | 16099224.7931 | 1.4548 | [9 empty] | Office | 31.3255 | 24413408.6972 | 2009 | 2004-2013 | 0.0044167 | Office | 1117.4977 | 5936147.9705 | 1976 | Pre-1980 | 0.22214 | 43 | Office | 158.3019 | 6145437.4575 | 2002 | 1981-2003 | 1.0463 |  | Office | 120.8606 | 23688678.4989 | 2004 | 2004-2013 | 0.63424
[6 empty] | Office | 20,001-50,000 | 111.9138 | 2851004.1452 | 1.4603 | [9 empty] | Office | 120.8606 | 4841796.6803 | 2008 | 2004-2013 | 0.034323 | Office | 1568.9723 | 6296285.8488 | 2000 | 1981-2003 | 0.24612 | 44 | Office | 158.3019 | 4817759.5523 | 1981 | 1981-2003 | 1.0378 |  | Office | 120.8606 | 3315206.3838 | 2005 | 2004-2013 | 0.60165
[6 empty] | Office | 5,001-20,000 | 1117.4977 | 6146237.5448 | 1.4698 | [9 empty] | Office | 31.3255 | 14424362.3019 | 2011 | 2004-2013 | 0 | Office | 1117.4977 | 5028739.8094 | 1985 | 1981-2003 | 0.06 | 45 | Office | 22.7863 | 2739830.3655 | 1988 | 1981-2003 | 1.033 |  | Office | 120.8606 | 7998554.8115 | 2008 | 2004-2013 | 0.5985
[6 empty] | Office | 20,001-50,000 | 158.3019 | 9046636.0944 | 1.5198 | [9 empty] | Office | 120.8606 | 13125461.658 | 2012 | 2004-2013 | 0.023404 | Office | 1117.4977 | 2142243.1588 | 1895 | Pre-1980 | 0.14085 | 46 | Office | 1568.9723 | 11980672.4998 | 1967 | Pre-1980 | 1.0111 |  | Office | 31.3255 | 24413408.6972 | 2009 | 2004-2013 | 0.54691
[6 empty] | Office | 20,001-50,000 | 111.9138 | 3922131.1589 | 1.7378 | [9 empty] | Office | 120.8606 | 3315206.3838 | 2005 | 2004-2013 | 0.062195 | Office | 1568.9723 | 2628028.6062 | 1956 | Pre-1980 | 0.92179 | 47 | Office | 158.3019 | 4305811.2579 | 1998 | 1981-2003 | 1.007 |  | Office | 120.8606 | 9454320.7937 | 2011 | 2004-2013 | 0.50659
[6 empty] | Office | 20,001-50,000 | 111.9138 | 4719069.3539 | 1.7691 | [15 empty] | Office | 22.7863 | 9336591.7589 | 1991 | 1981-2003 | 0.084287 | 48 | Office | 111.9138 | 2659071.9721 | 1980 | Pre-1980 | 1.003
[6 empty] | Office | 20,001-50,000 | 158.3019 | 3482641.4586 | 1.8239 | [15 empty] | Office | 158.3019 | 6145437.4575 | 2002 | 1981-2003 | 0.89877 | 49 | Office | 158.3019 | 8598166.8556 | 1981 | 1981-2003 | 0.93448 | [5 empty] | Mean | 0.90452
[6 empty] | Office | 5,001-20,000 | 1117.4977 | 5936147.9705 | 1.9529 | [15 empty] | Office | 158.3019 | 13515814.8971 | 1996 | 1981-2003 | 0.02941 | 50 | Office | 111.9138 | 7554181.739 | 1990 | 1981-2003 | 0.92727 | [5 empty] | Median | 0.99648 | Post-2004
[26 empty] | Office | 111.9138 | 2965715.7938 | 1914 | Pre-1980 | 0.01434 | 51 | Office | 26.3949 | 3513769.3617 | 1976 | Pre-1980 | 0.92309
[10 empty] | 1.1292 | [15 empty] | Office | 1117.4977 | 1234834.9976 | 1973 | Pre-1980 | 0 | 52 | Office | 22.7863 | 11826114.1024 | 1986 | 1981-2003 | 0.89149
[26 empty] | Office | 26.3949 | 10827059.3611 | 1993 | 1981-2003 | 0.022082 | 53 | Office | 22.7863 | 8052740.6089 | 1992 | 1981-2003 | 0.87524
[26 empty] | Office | 111.9138 | 2574017.4814 | 1999 | 1981-2003 | 0.31526 | 54 | Office | 1117.4977 | 9386980.9775 | 1928 | Pre-1980 | 0.86896
[26 empty] | Office | 111.9138 | 2659071.9721 | 1980 | Pre-1980 | 0.14053 | 55 | Office | 1117.4977 | 2544542.3435 | 1995 | 1981-2003 | 0.85689
[26 empty] | Office | 1568.9723 | 3137944.6045 | 1989 | 1981-2003 | 0.0325 | 56 | Office | 26.3949 | 3139938.2772 | 1929 | Pre-1980 | 0.83481
[26 empty] | Office | 1117.4977 | 2544542.3435 | 1995 | 1981-2003 | 0.14712 | 57 | Office | 1117.4977 | 2142243.1588 | 1895 | Pre-1980 | 0.80879
[26 empty] | Office | 111.9138 | 3922131.1589 | 1976 | Pre-1980 | 0.07747 | 58 | Office | 1568.9723 | 6296285.8488 | 2000 | 1981-2003 | 0.77755
[26 empty] | Office | 1117.4977 | 4062104.2682 | 1994 | 1981-2003 | 0.11004 | 59 | Office | 22.7863 | 9336591.7589 | 1991 | 1981-2003 | 0.77625
[26 empty] | Office | 111.9138 | 7554181.739 | 1990 | 1981-2003 | 0.10019 | 60 | Office | 22.7863 | 8869813.4403 | 1979 | Pre-1980 | 0.70897
[26 empty] | Office | 111.9138 | 7612936.4858 | 1979 | Pre-1980 | 0.01443 | 61 | Office | 158.3019 | 8149381.0131 | 1913 | Pre-1980 | 0.69985
[26 empty] | Office | 22.7863 | 5012996.344 | 1973 | Pre-1980 | 0.1251 | 62 | Office | 1117.4977 | 5224301.9131 | 1990 | 1981-2003 | 0.69775
[26 empty] | Office | 111.9138 | 4719069.3539 | 1947 | Pre-1980 | 0 | 63 | Office | 22.7863 | 8199712.5471 | 1981 | 1981-2003 | 0.6753
[26 empty] | Office | 1117.4977 | 9386980.9775 | 1928 | Pre-1980 | 0.0071429 | 64 | Office | 111.9138 | 7612936.4858 | 1979 | Pre-1980 | 0.66838
[26 empty] | Office | 111.9138 | 2351197.0986 | 1980 | Pre-1980 | 0.080891 | 65 | Office | 158.3019 | 6012305.5726 | 1909 | Pre-1980 | 0.6639
[26 empty] | Office | 26.3949 | 3139938.2772 | 1929 | Pre-1980 | 0.016299 | 66 | Office | 1117.4977 | 2229407.9821 | 1959 | Pre-1980 | 0.65572
[26 empty] | Office | 1117.4977 | 17879963.7666 | 2003 | 1981-2003 | 0.28296 | 67 | Office | 22.7863 | 6712675.5407 | 1959 | Pre-1980 | 0.56815
[26 empty] | Office | 22.7863 | 17946526.9114 | 1993 | 1981-2003 | 0.0065515 | 68 | Office | 158.3019 | 13515814.8971 | 1996 | 1981-2003 | 0.56715
[26 empty] | Office | 111.9138 | 2566071.6014 | NA | Pre-1980 | 0.14873 | 69 | Office | 26.3949 | 10827059.3611 | 1993 | 1981-2003 | 0.53225
[26 empty] | Office | 22.7863 | 8869813.4403 | 1979 | Pre-1980 | 0.0051585 | 70 | Office | 111.9138 | 2965715.7938 | 1914 | Pre-1980 | 0.45817
[37 empty] | Mean | 1.1465
[37 empty] | Median | 1.1942 | Pre-2004
Retail by Size
_Bldg_Type | _Size_Group | _Wt_PNW | _Sf_PNW | Raw_LPD_Ind |  | _Bldg_Type | _Size_Group | _Wt_PNW | _Sf_PNW | Raw_LPD_Ind |  | _Bldg_Type | _Size_Group | _Wt_PNW | _Sf_PNW | Raw_LPD_Ind |  | _Bldg_Type | _Size_Group | _Wt_PNW | _Sf_PNW | Raw_LPD_Ind
Retail/Service | <5,001 | 334.4652 | 1444889.5768 | 0.48204 |  | Retail/Service | 5,001-20,000 | 1200.9658 | 8166567.253 | 0.55947 |  | Retail/Service | 20,001-50,000 | 118.5791 | 2673721.5567 | 0.41323 |  | Retail/Service | 100,001+ | 11.7918 | 1413388.8587 | 0.52722
Retail/Service | <5,001 | 334.4652 | 1036842.0574 | 0.64129 |  | Retail/Service | 5,001-20,000 | 334.4652 | 4031643.2775 | 0.57039 |  | Retail/Service | 20,001-50,000 | 173.8459 | 3737687.1764 | 0.45202 |  | Retail/Service | 100,001+ | 21.1752 | 2559127.9261 | 0.56757
Retail/Service | <5,001 | 907.6653 | 4529249.6265 | 0.80381 |  | Retail/Service | 5,001-20,000 | 334.4652 | 9343284.7982 | 0.67283 |  | Retail/Service | 50,001-100,000 | 118.5791 | 6403271.4236 | 0.46147 |  | Retail/Service | 100,001+ | 21.1752 | 3711672.4951 | 0.59541
Retail/Service | <5,001 | 334.4652 | 1254244.4243 | 0.83709 |  | Retail/Service | 5,001-20,000 | 1200.9658 | 8872735.1273 | 0.72328 |  | Retail/Service | 20,001-50,000 | 177.2846 | 5181140.9908 | 0.48012 |  | Retail/Service | 100,001+ | 29.6855 | 4274716.8282 | 0.60124
Retail/Service | <5,001 | 1200.9658 | 2541243.5746 | 0.87609 |  | Retail/Service | 5,001-20,000 | 334.4652 | 2508488.8486 | 0.90986 |  | Retail/Service | 20,001-50,000 | 177.2846 | 5063246.7647 | 0.55915 |  | Retail/Service | 100,001+ | 11.7918 | 2228650.4005 | 0.70116
Retail/Service | <5,001 | 1200.9658 | 1395522.2277 | 0.95355 |  | Retail/Service | 5,001-20,000 | 907.6653 | 8317844.4042 | 0.9253 |  | Retail/Service | 20,001-50,000 | 118.5791 | 2703603.49 | 0.58206 |  | Retail/Service | 100,001+ | 11.7918 | 3195071.04 | 0.7262
Retail/Service | <5,001 | 907.6653 | 1525785.295 | 1.157 |  | Retail/Service | 5,001-20,000 | 334.4652 | 4947074.4747 | 0.93992 |  | Retail/Service | 20,001-50,000 | 177.2846 | 7162650.4127 | 0.60219 |  | Retail/Service | 100,001+ | 21.1752 | 3430381.234 | 0.77252
Retail/Service | <5,001 | 334.4652 | 1003395.5394 | 1.1677 |  | Retail/Service | 5,001-20,000 | 334.4652 | 1679684.133 | 0.94744 |  | Retail/Service | 20,001-50,000 | 118.5791 | 2372174.9043 | 0.62627 |  | Retail/Service | 100,001+ | 21.1752 | 2903796.5394 | 0.77793
Retail/Service | <5,001 | 907.6653 | 3888437.9559 | 1.1929 |  | Retail/Service | 5,001-20,000 | 1200.9658 | 21221065.2002 | 0.96487 |  | Retail/Service | 20,001-50,000 | 118.5791 | 3023767.0612 | 0.68128 |  | Retail/Service | 100,001+ | 21.1752 | 4149448.4311 | 0.79861
Retail/Service | <5,001 | 907.6653 | 3267594.9209 | 1.194 |  | Retail/Service | 5,001-20,000 | 334.4652 | 3026909.8773 | 1.0889 |  | Retail/Service | 20,001-50,000 | 177.2846 | 6924202.6921 | 0.69181 |  | Retail/Service | 100,001+ | 29.6855 | 4596923.6091 | 0.80757
Retail/Service | <5,001 | 334.4652 | 1371307.2372 | 1.2014 |  | Retail/Service | 5,001-20,000 | 334.4652 | 5806984.452 | 1.1735 |  | Retail/Service | 20,001-50,000 | 118.5791 | 4707590.2874 | 0.73503 |  | Retail/Service | 100,001+ | 21.1752 | 3860237.6478 | 0.80932
Retail/Service | <5,001 | 1200.9658 | 1957574.2092 | 1.215 |  | Retail/Service | 5,001-20,000 | 907.6653 | 4992158.9069 | 1.176 |  | Retail/Service | 20,001-50,000 | 173.8459 | 6627875.5163 | 0.78399 |  | Retail/Service | 100,001+ | 21.1752 | 3176278.9203 | 0.81391
Retail/Service | <5,001 | 1200.9658 | 3843090.472 | 1.3033 |  | Retail/Service | 5,001-20,000 | 907.6653 | 6550620.1512 | 1.3227 |  | Retail/Service | 20,001-50,000 | 173.8459 | 4969385.4855 | 0.79319 |  | Retail/Service | 100,001+ | 21.1752 | 4334096.1124 | 0.85892
Retail/Service | <5,001 | 1200.9658 | 1295842.0685 | 1.39 |  | Retail/Service | 5,001-20,000 | 334.4652 | 4776162.7678 | 1.3262 |  | Retail/Service | 20,001-50,000 | 177.2846 | 7595224.7161 | 0.81105 |  | Retail/Service | 100,001+ | 29.6855 | 5747445.8321 | 0.87511
Retail/Service | <5,001 | 907.6653 | 1814422.8464 | 1.453 |  | Retail/Service | 5,001-20,000 | 1200.9658 | 6459994.8903 | 1.3439 |  | Retail/Service | 20,001-50,000 | 173.8459 | 7605758.7892 | 0.81166 |  | Retail/Service | 100,001+ | 29.6855 | 4775571.1499 | 0.88308
Retail/Service | <5,001 | 1200.9658 | 2142522.9381 | 1.4946 |  | Retail/Service | 5,001-20,000 | 907.6653 | 13415292.4808 | 1.3483 |  | Retail/Service | 20,001-50,000 | 173.8459 | 4280434.1236 | 0.93946 |  | Retail/Service | 100,001+ | 21.1752 | 4362089.7173 | 1.0274
Retail/Service | <5,001 | 907.6653 | 3695105.2564 | 1.5217 |  | Retail/Service | 5,001-20,000 | 907.6653 | 9076652.5581 | 1.381 |  | Retail/Service | 20,001-50,000 | 177.2846 | 5283256.8919 | 0.95064 |  | Retail/Service | 100,001+ | 21.1752 | 3593536.0945 | 1.1446
Retail/Service | <5,001 | 334.4652 | 1259930.3324 | 1.5229 |  | Retail/Service | 5,001-20,000 | 1200.9658 | 21870787.6831 | 1.4811 |  | Retail/Service | 50,001-100,000 | 173.8459 | 10430754.9109 | 0.98127 |  | Retail/Service | 100,001+ | 29.6855 | 4749685.3646 | 1.1627
Retail/Service | <5,001 | 907.6653 | 522815.1873 | 1.5599 |  | Retail/Service | 5,001-20,000 | 334.4652 | 4640704.3699 | 1.528 |  | Retail/Service | 20,001-50,000 | 177.2846 | 3722975.5623 | 1.0077 |  | Retail/Service | 100,001+ | 29.6855 | 4782339.4515 | 1.2016
Retail/Service | <5,001 | 1200.9658 | 2057254.3683 | 1.6064 |  | Retail/Service | 5,001-20,000 | 334.4652 | 5599616.0405 | 1.5496 |  | Retail/Service | 50,001-100,000 | 118.5791 | 6690470.0049 | 1.0395 |  | Retail/Service | 100,001+ | 29.6855 | 4066918.0935 | 1.2154
Retail/Service | <5,001 | 907.6653 | 1199933.4682 | 1.6745 |  | Retail/Service | 5,001-20,000 | 334.4652 | 3324583.8874 | 1.6668 |  | Retail/Service | 20,001-50,000 | 118.5791 | 4743164.0175 | 1.085 |  | Retail/Service | 100,001+ | 11.7918 | 1188507.4207 | 1.2206
Retail/Service | <5,001 | 1200.9658 | 3786645.0807 | 1.7583 |  | Retail/Service | 5,001-20,000 | 334.4652 | 4956773.9649 | 1.6859 |  | Retail/Service | 20,001-50,000 | 173.8459 | 4172301.9644 | 1.1804 |  | Retail/Service | 100,001+ | 11.7918 | 1236370.3412 | 1.244
Retail/Service | <5,001 | 334.4652 | 294998.2886 | 1.7805 |  | Retail/Service | 5,001-20,000 | 334.4652 | 4657093.1638 | 1.7163 |  | Retail/Service | 20,001-50,000 | 118.5791 | 2780679.9053 | 1.2978 |  | Retail/Service | 100,001+ | 29.6855 | 4028326.8999 | 1.2644
Retail/Service | <5,001 | 334.4652 | 799371.7798 | 1.7925 |  | Retail/Service | 5,001-20,000 | 334.4652 | 4337009.9867 | 1.8274 |  | Retail/Service | 20,001-50,000 | 177.2846 | 7343126.0852 | 1.3319 |  | Retail/Service | 100,001+ | 29.6855 | 3105552.0901 | 1.3296
Retail/Service | <5,001 | 1200.9658 | 3449173.6986 | 1.819 |  | Retail/Service | 5,001-20,000 | 334.4652 | 4480161.0836 | 1.8508 |  | Retail/Service | 20,001-50,000 | 118.5791 | 3509941.373 | 1.3374 |  | Retail/Service | 100,001+ | 11.7918 | 3773376.3394 | 1.3853
Retail/Service | <5,001 | 907.6653 | 1179964.8326 | 1.9629 |  | Retail/Service | 5,001-20,000 | 907.6653 | 9436995.6646 | 1.9304 |  | Retail/Service | 20,001-50,000 | 118.5791 | 3139500.2632 | 1.3402 |  | Retail/Service | 100,001+ | 21.1752 | 4117833.8683 | 1.421
Retail/Service | <5,001 | 907.6653 | 2501525.445 | 2.1254 | [7 empty] | Retail/Service | 20,001-50,000 | 177.2846 | 5120864.2436 | 1.3679 |  | Retail/Service | 100,001+ | 21.1752 | 2256428.545 | 1.4306
Retail/Service | <5,001 | 334.4652 | 968276.6956 | 2.21 |  |  |  |  | mean | 1.2388 |  | Retail/Service | 20,001-50,000 | 177.2846 | 3746554.4075 | 1.4016 |  | Retail/Service | 100,001+ | 21.1752 | 2161373.1045 | 1.5821
Retail/Service | <5,001 | 334.4652 | 432797.9427 | 2.2332 | [7 empty] | Retail/Service | 20,001-50,000 | 173.8459 | 4137532.7813 | 1.4301 |  | Retail/Service | 100,001+ | 11.7918 | 6596592.933 | 1.5906
Retail/Service | <5,001 | 1200.9658 | 1391919.3303 | 2.4422 | [7 empty] | Retail/Service | 50,001-100,000 | 118.5791 | 8026263.5713 | 1.4378 |  | Retail/Service | 100,001+ | 11.7918 | 1637126.4921 | 1.6123
Retail/Service | <5,001 | 1200.9658 | 1372703.878 | 3.3835 | [7 empty] | Retail/Service | 20,001-50,000 | 173.8459 | 4180994.2601 | 1.4674 |  | Retail/Service | 100,001+ | 29.6855 | 3208679.6336 | 1.6278
[12 empty] | Retail/Service | 20,001-50,000 | 177.2846 | 5744019.4389 | 1.473 |  | Retail/Service | 100,001+ | 21.1752 | 3398004.3642 | 1.6717
[12 empty] | Retail/Service | 20,001-50,000 | 177.2846 | 3554732.5238 | 1.5563 |  | Retail/Service | 100,001+ | 29.6855 | 11284154.0616 | 1.6868
|  |  |  | Warehouse | [7 empty] | Retail/Service | 20,001-50,000 | 173.8459 | 5309775.7874 | 1.5673 |  | Retail/Service | 100,001+ | 11.7918 | 1928336.8111 | 1.7387
_Bldg_Type | _Size_Group | _Wt_PNW | _Sf_PNW | Raw_LPD_Ind |  | 0.1 | 0 |  |  |  |  | Retail/Service | 20,001-50,000 | 173.8459 | 3959688.4101 | 1.6031 |  | Retail/Service | 100,001+ | 11.7918 | 1214555.5093 | 1.9232
Warehouse | 5,001-20,000 | 852.574 | 5968018.2422 | 0.16286 |  | 0.2 | 1 |  |  |  |  | Retail/Service | 20,001-50,000 | 177.2846 | 6204959.2704 | 1.6276 |  | Retail/Service | 100,001+ | 11.7918 | 2301346.854 | 2.0851
Warehouse | 20,001-50,000 | 194.7627 | 8374797.9797 | 0.21247 |  | 0.3 | 8 |  |  |  |  | Retail/Service | 20,001-50,000 | 173.8459 | 4519993.7947 | 1.676 |  | Retail/Service | 100,001+ | 29.6855 | 4605383.9861 | 2.1051
Warehouse | 50,001-100,000 | 722.1161 | 40438499.4251 | 0.21361 |  | 0.4 | 2 |  |  |  |  | Retail/Service | 20,001-50,000 | 118.5791 | 3901608.1417 | 2.6758
Warehouse | 20,001-50,000 | 852.574 | 18893040.6066 | 0.21711 |  | 0.5 | 3 | [14 empty] | 1.1905
Warehouse | 20,001-50,000 | 194.7627 | 7035804.1167 | 0.224 |  | 0.6 | 5 | [8 empty] | 1.0881
Warehouse | 50,001-100,000 | 194.7627 | 11685764.6228 | 0.24575 |  | 0.7 | 4
Warehouse | 20,001-50,000 | 194.7627 | 4869068.5929 | 0.26984 |  | 0.8 | 3
Warehouse | 50,001-100,000 | 722.1161 | 61452076.805 | 0.28703 |  | 0.9 | 1
Warehouse | 20,001-50,000 | 852.574 | 18899008.6248 | 0.2888 |  | 1 | 4
Warehouse | <5,001 | 194.7627 | 856956.0723 | 0.35282 |  | 1.1 | 7
Warehouse | 20,001-50,000 | 194.7627 | 4284780.3617 | 0.35941 |  | 1.2 | 1
Warehouse | 20,001-50,000 | 722.1161 | 22566126.9114 | 0.40701 |  | 1.3 | 4
Warehouse | 20,001-50,000 | 194.7627 | 5422389.5477 | 0.44233 |  | 1.4 | 0
Warehouse | 20,001-50,000 | 194.7627 | 6316740.0669 | 0.47248 |  | 1.5 | 0
Warehouse | 5,001-20,000 | 194.7627 | 2775369.0979 | 0.53804 |  | 1.6 | 0
Warehouse | <5,001 | 194.7627 | 583509.1802 | 0.54502 |  | 1.7 | 0
Warehouse | 5,001-20,000 | 852.574 | 7922117.9294 | 0.57525 |  | 1.8 | 0
Warehouse | 20,001-50,000 | 194.7627 | 7291722.3619 | 0.57838 |  | 1.9 | 0
Warehouse | 20,001-50,000 | 722.1161 | 21155112.1278 | 0.58729 |  | 2 | 0
Warehouse | <5,001 | 852.574 | 3589336.6856 | 0.6025
Warehouse | 50,001-100,000 | 194.7627 | 10460706.9649 | 0.60279
Warehouse | 5,001-20,000 | 722.1161 | 12091111.3281 | 0.68781
Warehouse | <5,001 | 852.574 | 3157081.6501 | 0.69428
Warehouse | 50,001-100,000 | 194.7627 | 13282819.1213 | 0.70252
Warehouse | <5,001 | 852.574 | 4016476.277 | 0.74193
Warehouse | 5,001-20,000 | 194.7627 | 3447690.0892 | 0.78751
Warehouse | 5,001-20,000 | 722.1161 | 6499044.5505 | 0.80601
Warehouse | 100,001+ | 194.7627 | 28824886.0697 | 0.9274
Warehouse | 5,001-20,000 | 852.574 | 12260014.6175 | 0.9579
Warehouse | 20,001-50,000 | 722.1161 | 17192139.1842 | 0.96925
Warehouse | 5,001-20,000 | 722.1161 | 10506788.6899 | 0.98911
Warehouse | <5,001 | 194.7627 | 878379.9742 | 1.0063
Warehouse | 5,001-20,000 | 722.1161 | 6499044.5505 | 1.0113
Warehouse | 5,001-20,000 | 194.7627 | 1947627.4371 | 1.0122
Warehouse | 5,001-20,000 | 722.1161 | 13359147.1315 | 1.0321
Warehouse | <5,001 | 852.574 | 2498041.9214 | 1.0704
Warehouse | 5,001-20,000 | 194.7627 | 1512137.9422 | 1.0788
Warehouse | 5,001-20,000 | 852.574 | 5241625.1647 | 1.0908
Warehouse | 5,001-20,000 | 194.7627 | 2444272.4336 | 1.12
Warehouse | 20,001-50,000 | 722.1161 | 14570857.8822 | 1.2249
Warehouse | 5,001-20,000 | 722.1161 | 4177441.4138 | 1.2433
Warehouse | 5,001-20,000 | 852.574 | 5933915.2808 | 1.25
Warehouse | 5,001-20,000 | 194.7627 | 1042564.9671 | 1.2943
_Bldg_Type | _Size_Group | _Wt_PNW | _Sf_PNW | Raw_LPD_Ind |  | _Bldg_Type | _Size_Group | _Wt_PNW | _Sf_PNW | Raw_LPD_Ind
Grocery | <5,001 | 86.2015 | 344805.9965 | 0.26681 |  | Grocery | 5,001-20,000 | 97.8143 | 949190.4425 | 0.51309
Grocery | <5,001 | 86.2015 | 227571.9577 | 0.41716 |  | Grocery | 5,001-20,000 | 59.7384 | 1075290.493 | 0.62139
Grocery | <5,001 | 105.0061 | 164649.5785 | 0.41798 |  | Grocery | 50,001-100,000 | 59.7384 | 3060933.8652 | 0.65372
Grocery | <5,001 | 105.0061 | 352820.5255 | 0.50129 |  | Grocery | 20,001-50,000 | 92.6545 | 2053595.3925 | 0.69191
Grocery | <5,001 | 105.0061 | 262515.2719 | 0.5032 |  | Grocery | 5,001-20,000 | 59.7384 | 370377.8365 | 0.69298
Grocery | <5,001 | 105.0061 | 257264.9665 | 0.63775 |  | Grocery | 5,001-20,000 | 59.7384 | 519305.5698 | 0.74352
Grocery | <5,001 | 115.5328 | 415918.1632 | 0.6562 |  | Grocery | 5,001-20,000 | 59.7384 | 349529.1486 | 0.75577
Grocery | <5,001 | 86.2015 | 425663.0026 | 0.66172 |  | Grocery | 5,001-20,000 | 59.7384 | 716860.3287 | 0.86322
Grocery | <5,001 | 105.0061 | 242354.099 | 0.67135 |  | Grocery | 5,001-20,000 | 97.8143 | 1185509.9096 | 0.87921
Grocery | <5,001 | 115.5328 | 215353.1823 | 0.68625 |  | Grocery | 5,001-20,000 | 97.8143 | 495723.1206 | 0.919
Grocery | <5,001 | 105.0061 | 403223.4577 | 0.77748 |  | Grocery | 50,001-100,000 | 59.7384 | 3368287.7311 | 0.94179
Grocery | <5,001 | 86.2015 | 258604.4974 | 0.78991 |  | Grocery | 5,001-20,000 | 59.7384 | 716860.3287 | 0.95982
Grocery | <5,001 | 105.0061 | 252014.661 | 0.79026 |  | Grocery | 5,001-20,000 | 97.8143 | 503450.4542 | 0.97835
Grocery | <5,001 | 115.5328 | 247240.2415 | 0.81606 |  | Grocery | 5,001-20,000 | 92.6545 | 873547.0746 | 1.0182
Grocery | <5,001 | 86.2015 | 297395.172 | 0.95159 |  | Grocery | 20,001-50,000 | 92.6545 | 3520872.808 | 1.0461
Grocery | <5,001 | 86.2015 | 416008.4347 | 0.98876 |  | Grocery | 5,001-20,000 | 59.7384 | 896075.4109 | 1.0705
Grocery | <5,001 | 105.0061 | 216942.6207 | 0.99666 |  | Grocery | 20,001-50,000 | 97.8143 | 3625391.0305 | 1.0735
Grocery | <5,001 | 86.2015 | 322393.6067 | 1.0043 |  | Grocery | 20,001-50,000 | 97.8143 | 4614489.7274 | 1.0768
Grocery | <5,001 | 105.0061 | 397448.1217 | 1.011 |  | Grocery | 5,001-20,000 | 92.6545 | 1621454.5826 | 1.0862
Grocery | <5,001 | 115.5328 | 233722.9012 | 1.0555 |  | Grocery | 20,001-50,000 | 92.6545 | 4368661.9183 | 1.0965
Grocery | <5,001 | 115.5328 | 329384.0787 | 1.0555 |  | Grocery | 5,001-20,000 | 59.7384 | 940222.0594 | 1.1336
Grocery | <5,001 | 115.5328 | 277394.3083 | 1.1557 |  | Grocery | 5,001-20,000 | 97.8143 | 1158121.8919 | 1.1488
Grocery | <5,001 | 105.0061 | 249494.5144 | 1.1653 |  | Grocery | 5,001-20,000 | 97.8143 | 581995.3764 | 1.1503
Grocery | <5,001 | 86.2015 | 383424.2681 | 1.2336 |  | Grocery | 5,001-20,000 | 92.6545 | 926545.4758 | 1.1512
Grocery | <5,001 | 105.0061 | 257579.9848 | 1.3903 |  | Grocery | 5,001-20,000 | 59.7384 | 661602.345 | 1.1695
Grocery | <5,001 | 115.5328 | 479923.3472 | 1.3909 |  | Grocery | 5,001-20,000 | 92.6545 | 1642023.8922 | 1.1753
Grocery | <5,001 | 86.2015 | 284464.9471 | 1.4287 |  | Grocery | 50,001-100,000 | 97.8143 | 6320078.5305 | 1.2425
Grocery | <5,001 | 115.5328 | 259948.852 | 1.4857 |  | Grocery | 20,001-50,000 | 59.7384 | 2943786.9398 | 1.281
Grocery | <5,001 | 115.5328 | 352952.7746 | 1.5035 |  | Grocery | 5,001-20,000 | 92.6545 | 487084.9566 | 1.3061
Grocery | <5,001 | 105.0061 | 449426.1455 | 1.5769 |  | Grocery | 5,001-20,000 | 92.6545 | 703803.9434 | 1.3453
Grocery | <5,001 | 86.2015 | 218089.7928 | 1.6369 |  | Grocery | 5,001-20,000 | 92.6545 | 1454676.397 | 1.3464
Grocery | <5,001 | 105.0061 | 141758.2468 | 1.648 |  | Grocery | 20,001-50,000 | 59.7384 | 1961449.336 | 1.4004
Grocery | <5,001 | 115.5328 | 412452.1785 | 1.7096 |  | Grocery | 50,001-100,000 | 92.6545 | 5825839.9881 | 1.5709
Grocery | <5,001 | 115.5328 | 323491.9047 | 1.7779 |  | Grocery | 20,001-50,000 | 97.8143 | 3227873.5163 | 1.5924
Grocery | <5,001 | 115.5328 | 161745.9524 | 1.8286 |  | Grocery | 5,001-20,000 | 59.7384 | 597383.6072 | 1.936
Grocery | <5,001 | 105.0061 | 237313.8058 | 1.8452 |  | Grocery | 5,001-20,000 | 92.6545 | 1111854.5709 | 1.9584
Grocery | <5,001 | 86.2015 | 340668.3245 | 1.8828
Grocery | <5,001 | 115.5328 | 577664.1156 | 2.0481

## 6PResults
From Pivot Map in PC-LPD-Package-6p-D16
Average of Total Levelized Cost | Proxy Measure Name
BType | CFL to LED DL | F96T12 to T8HP | INC to CFL | INC to CMH35 | Inc-PAR-IRL to CMH25 | Inc-PAR-IRL to Inc-PAR-HIR | Inc-R to LED DL | Large MH to T5HO | Med MH to T5HO | Med MH to T8HP | None | Small MH to CF-R | T12-3 to T8HP-2 | T8-2 to T8HP-2 | T8-2 to T8HP-2 & Adv Pendant | T8-2 to T8HP-2 & Adv Troffer | T8-3 to T8HP-2 | T8-4 to T8HP-3 | T8-4 to T8HP-4 | Grand Total
Anchor |  | -31.2394 |  | 65.0462 |  | 17.8747 |  |  |  | -34.0546 |  |  |  | 22.3697 |  | 37.5533 |  |  |  | 12.925
Assembly |  | -24.6112 |  |  |  | 12.6513 |  | 7.2121 | -17.7772 |  |  |  |  | 16.1495 |  | 28.6092 |  |  |  | 4.0853
Big Box |  | -28.3397 |  | 67.2028 |  | 14.5068 |  | 6.0998 | [6 empty] | 54.8276 |  |  |  | 25.261 | 23.2597
High End |  |  |  |  | 174.1899 | 22.5293 | [5 empty] | -78.562 | -23.5977 |  |  | 22.7375 | -17.3578 |  |  | 16.6565
Hospital | 356.0021 | -49.7803 |  |  |  | 30.9782 | 96.3432 |  |  | -54.8605 | [5 empty] | 20.4709 |  |  |  | 66.5256
K-12 |  | -33.8477 | -22.9017 |  |  |  |  | 6.6021 |  | -33.6273 |  |  |  | 21.3282 | 59.5205 |  |  |  |  | -0.48766
Large Off |  | -26.228 | -19.1516 |  |  |  | 61.5966 |  |  |  | 0 |  |  | 14.0975 |  | 21.1026 |  |  |  | 8.5695
Lodging | 237.243 | -31.2062 | -21.9366 | [7 empty] | 9999 | -71.1462 |  | 16.7897 | [5 empty] | 1688.124
Medium Off |  | -31.5599 | -17.8154 |  |  | 14.1773 |  |  |  |  | 0 |  |  | 4.423 |  | 15.863 |  |  |  | -2.4854
MIniMart |  | -30.3263 |  | 53.8778 | [5 empty] | -30.6666 | 0 |  |  | 9.649 | 30.3471 |  |  |  |  | 5.4802
Other |  | -34.1278 |  | 59.3925 |  |  |  | 5.61 | -15.9481 |  |  |  |  | 4.7829 | 37.1676 |  |  |  |  | 9.4795
OtherHealth |  | -32.5712 |  |  |  | 17.7663 | 79.0169 |  |  | -31.2714 |  |  |  | 4.6504 | 36.1381 |  |  |  |  | 12.216
Restaurant | 273.8271 | -41.2414 | -24.1118 | [7 empty] | 9999 | -109.8025 |  | 26.1718 | [5 empty] | 1687.3072
Small Box |  | -34.172 |  | 70.057 |  | 19.2364 |  |  |  | -37.2515 |  |  |  | 24.4697 | 77.6384 |  |  |  |  | 19.9963
Small Off |  |  | -20.0462 |  |  | 15.9524 |  |  |  |  | 0 |  | -12.4451 |  |  | 17.8492 | -7.8514 |  |  | -1.0902
Supermarket |  | -37.0463 |  |  |  |  | 103.4493 |  |  | -28.7646 |  | -65.0403 |  | 15.3247 | 47.4563 |  |  |  |  | 5.8965
University |  | -37.0395 | -18.6378 |  |  |  |  | 5.6662 |  | -35.5064 |  |  |  | 17.4348 | 58.6369 |  |  |  |  | -1.5743
Warehouse |  | -39.9806 | -23.7884 |  |  |  |  | 5.4411 |  | -38.6457 |  |  |  |  | 40.7967 |  |  | -11.3545 |  | -11.2553
Grand Total | 289.0241 | -34.1232 | -21.0487 | 63.1153 | 174.1899 | 18.4081 | 85.1015 | 6.1052 | -16.9933 | -36.2567 | 3333 | -81.1378 | -18.0214 | 15.2031 | 49.1699 | 23.4551 | -12.6046 | -11.3545 | 25.261 | 196.8683
From 6P analysis.
These are total sponsor levelized costs. Cost variance by Btype is relatively narrow range. Measure cost is the major driver of levelized cost.
For 7P consider bundling by measure rather than by Btype for supply curve buildout.

## 6P New
|  |  | Office |  |  | Retail |  |  |  | School |  | Warehouse | Grocery |  | Restaurant | Lodging | Health |  | Assembly | Other
Look Up Name | Variable | Measure LPD Delta | Large Off | Medium Off | Small Off | Big Box | Small Box | High End | Anchor | K-12 | University | Warehouse | Supermarket | MIniMart | Restaurant | Lodging | Hospital | OtherHealth | Assembly | Other | Vacant
HOURSLght | Hours |  | 4300 | 3800 | 3800 | 4800 | 3900 | 3400 | 4000 | 2900 | 3000 | 3800 | 5800 | 5800 | 5100 | 4200 | 6400 | 3600 | 2800 | 3600 |  | NEEA New Building Baseline 2002-2004 New Construction
| Mean LPD for New |  | 1.03 | 1.03 | 1.03 | 1.47 | 1.37 | 1.9 | 1.5 | 1.07 | 1.17 | 0.59 | 1.6 | 1.6 | 1.5 | 1.3 | 1.27 | 1.4 | 1.1 | 1.1
| Target LPD |  | 0.75 | 0.75 | 0.75 | 1.1 | 1.1 | 1.5 | 1.2 | 0.75 | 0.8 | 0.4 | 1.15 | 1.1 | 0.95 | 0.65 | 1 | 1.1 | 0.9 | 0.75
CostMatrix | Weighted ILPD above Target |  | 1.1 | 1.1 | 1.1 | 1.6 | 1.5 | 2.2 | 1.6 | 1.1 | 1.2 | 0.85 | 1.6 | 1.5 | 1.5 | 1.4 | 1.4 | 1.5 | 1.2 | 1.1
Baseline Fraction Below Target | Baseline Fraction Below Target |  | 10% | 10% | 3% | 25% | 20% | 5% | 5% | 15% | 10% | 50% | 10% | 10% | 15% | 20% | 25% | 20% | 5% | 15%
| Fraction Above Target |  | 90% | 90% | 97% | 75% | 80% | 95% | 95% | 85% | 90% | 50% | 90% | 90% | 85% | 80% | 75% | 80% | 95% | 85% | 100%
| Total Distribution Check |  | 100% | 100% | 100% | 100% | 100% | 100% | 100% | 100% | 100% | 100% | 100% | 100% | 100% | 100% | 100% | 100% | 100% | 100%
LPDDeltaAPPLIC | LPD Delta Mean to Target |  | 0.28 | 0.28 | 0.28 | 0.37 | 0.27 | 0.4 | 0.3 | 0.32 | 0.37 | 0.19 | 0.45 | 0.5 | 0.55 | 0.65 | 0.27 | 0.3 | 0.2 | 0.35
| LPD Delta Target Population to Target |  | 0.35 | 0.35 | 0.35 | 0.5 | 0.4 | 0.7 | 0.4 | 0.35 | 0.4 | 0.45 | 0.45 | 0.4 | 0.55 | 0.75 | 0.4 | 0.4 | 0.3 | 0.35
IFT12_WPCT | Indoor Percent T12 by Watts |  | 1e-05% | 1e-05% | 1% | 2% | 2% | 2% | 2% | 1e-05% | 1e-05% | 2% | 1e-05% | 1% | 2% | 1e-05% | 1e-05% | 1e-05% | 2% | 2%
IFT8_WPCT | Indoor Percent T8 by Watts |  | 78% | 78% | 77% | 51% | 55% | 55% | 51% | 75% | 58% | 33% | 64% | 74% | 55% | 25% | 70% | 70% | 65% | 65%
IFOTH_WPCT | Indoor Percent CFL by Watts |  | 10% | 10% | 10% | 4% | 8% | 8% | 4% | 10% | 15% | 0.9595% | 1% | 1% | 15% | 15% | 16% | 12% | 13% | 13%
II_WPCT | Indoor Percent Incandescent by Watts |  | 10% | 10% | 10% | 10% | 30% | 30% | 10% | 5% | 15% | 4% | 15% | 10% | 27% | 55% | 12% | 13% | 15% | 15%
IMISC_WPCT | Indoor Percent Misc by Watts |  | 1% | 1% | 1% | 1e-05% | 1e-05% | 1e-05% | 1e-05% | 1e-05% | 1e-05% | 2% | 1e-05% | 2% | 1e-05% | 1e-05% | 1% | 1e-05% | 1e-05% | 1e-05%
IHID_WPCT | Indoor Percent HID by Watts |  | 1% | 1% | 1% | 33% | 5% | 5% | 33% | 10% | 12% | 58% | 20% | 12% | 1% | 5% | 1% | 5% | 5% | 5%
| Indoor Watts Check |  | 100% | 100% | 100% | 100% | 100% | 100% | 100% | 100% | 100% | 99.96% | 100% | 100% | 100% | 100% | 100% | 100% | 100% | 100%
FloorA%TYP | POST2006 |  | 50.53% | 22.76% | 26.71% | 23.81% | 43.97% | 10.99% | 21.23% | 65.23% | 34.77% | 100% | 50.26% | 49.74% | 100% | 100% | 28.34% | 71.66% | 100% | 100%
| Indoor Percent T12 by Watts |  | 0.2671% |  |  | 2% | [6 empty] | 0.4974%
| Indoor Percent T8 by Watts |  | 77.73% |  |  | 53.2% | [6 empty] | 68.97%
| Indoor Percent CFL by Watts |  | 10% |  |  | 6.199% | [6 empty] | 1%
| Indoor Percent Incandescent by Watts |  | 10% |  |  | 20.99% | [6 empty] | 12.51%
| Indoor Percent Misc by Watts |  | 1% |  |  | 1e-05% | [6 empty] | 0.9948%
| Indoor Percent HID by Watts |  | 1% |  |  | 17.61% | [6 empty] | 16.02%
|  |  | 100% | [9 empty] | 100%
| From Kennedy |  | ..\Measure Data\Lighting\CBSA 2008 New Supplemental Data\LPD and LampProfile-New.xls
| nppclamp |  | Office | Big Box | Small Box | K-12 | Universit | Warehouse | Grocery | Restauran | Lodging | Hospital | OtherHeal | Other | Total
| T12 |  | 0.07 | 2.85 | 2.64 | 0.31 | 0.04 | 2.31 | 0.82 | 1.9 | 0.88 | 0.34 | 0.15 | 0 | 1.19
| T8 |  | 70.28 | 33.52 | 53.73 | 68.2 | 50.78 | 25.1 | 68.09 | 53.19 | 20.25 | 61.46 | 60.9 | 53.36 | 48.2
| T5/HPT8 |  | 8.39 | 17.75 | 0.92 | 6.75 | 6.6 | 7.45 | 0.24 | 0 | 1.24 | 7.44 | 8.43 | 11.85 | 8.31
| CFL |  | 9.94 | 3.99 | 7.93 | 12.78 | 13.74 | 0.78 | 1.29 | 14.75 | 14.91 | 16.63 | 11.82 | 13.26 | 9.12
| INC |  | 9.18 | 6.69 | 31.03 | 3.1 | 16.51 | 3.75 | 11.97 | 28.21 | 55.38 | 11.63 | 13.02 | 15.47 | 15.01
| MISC |  | 0.07 | 0.62 | 0.15 | 0.09 | 0.09 | 2.32 | 0.91 | 0.93 | 6.78 | 1.27 | 0.29 | 0.28 | 1.12
| HID-CMH |  | 0.07 | 4.17 | 0.34 | 0.03 | 0.51 | 34 | 1.49 | 0 | 0 | 0.11 | 0 | 0.66 | 0.97
| HID-MH |  | 2 | 30.38 | 3.25 | 8.71 | 11.69 | 23 | 15.2 | 1.03 | 0.55 | 1.11 | 5.1 | 4.75 | 13.29
| Sum |  | 100 | 99.97 | 99.99 | 99.97 | 99.96 | 98.71 | 100.01 | 100.01 | 99.99 | 99.99 | 99.71 | 99.63 | 97.21
| T8 |  | 78.67 | 51.27 | 54.65 | 74.95 | 57.38 | 32.55 | 68.33 | 53.19 | 21.49 | 68.9 | 69.33 | 65.21 | 56.51
| HPT8 BASELINE |  | 10.66% | 34.62% | 1.683% | 9.006% | 11.5% | 22.89% | 0.3512% | 0% | 5.77% | 10.8% | 12.16% | 18.17% | 14.71%
| HID |  | 2.07 | 34.55 | 3.59 | 8.74 | 12.2 | 57 | 16.69 | 1.03 | 0.55 | 1.22 | 5.1 | 5.41 | 14.26
| HID-CMH BASELINE |  | 3.382% | 12.07% | 9.471% | 0.3432% | 4.18% | 59.65% | 8.928% | 0% | 0% | 9.016% | 0% | 12.2% | 6.802%