## Scenario ID
Yellow Highlighted scenarios are the one we used in the write-ups for the 7plan
1A | Scenario 1A - Existing Policy, No Uncertainty
1B | Scenario 1B - Existing Policy, No Carbon Risk
2B | Scenario 2B - Carbon Reduction - Social Cost of Carbon
2C | Scenario 2C - Carbon Risk
3A | Scenario 3A - Maximum Carbon Reduction, Existing Technology
4A | Scenario 4A - Unplanned Loss of Major Non-GHG Emitting Resource
4B | Scenario 4B - Planned Loss of Major Non-GHG Emitting Resource
4C | Scenario 4C - Faster Near-Term Pace of Conservation Deployment
4D | Scenario 4D - Slower Near-Term Pace of Conservation Deployment
5B | Scenario 5B - Increased Reliance on External Market
S1 | Sensitivity S1 - Scenario 1B_No Coal Retirements
S2 | Sensitivity S2 - Scenario 1B_Low Gas Prices
S2.1 | Sensitivity S2.1 - Scenario 2C_Low Gas Prices
S3 | Sensitivity S3 - Scenario 1B_No Demand Response
S3.1 | Sensitivity S3.1 - Scenario 2C_No Demand Response
S5 | Sensitivity S5 - Scenario 1B_35% RPS
S6 | Sensitivity S6 - Scenario 2B_95th Percentile SCC
S7 | Sensitivity S7 - Scenario 2B_No Conservation
S8 | Sensitivity S8 - Scenario 2B_95th Percentile SCC w/No Conservation
S9 | Sensitivity S9 - Scenario 1B_No Transmission and Distribution Cost Deferral Credit
S10 | Sensitivity S10 - Scenario 1B_Lower Conservation (zero adder)
1B | Scenario 1B - Existing Policy, No Carbon Risk
2B | Scenario 2B - Carbon Reduction - Social Cost of Carbon
3A | Scenario 3A - Maximum Carbon Reduction, Existing Technology
4A | Scenario 4A - Unplanned Loss of Major Non-GHG Emitting Resource
4B | Scenario 4B - Planned Loss of Major Non-GHG Emitting Resource
5B | Scenario 5B - Increased Reliance on External Market
S5 | Sensitivity S5 - Scenario 1B_35% RPS

## RPM Rev. Req. per MWh (2) (hidden)
This is with Penalty
Scenario 1A - No Uncertainty, No Carbon Cost | 2016 | 2017 | 2018 | 2019 | 2020 | 2021 | 2022 | 2023 | 2024 | 2025 | 2026 | 2027 | 2028 | 2029 | 2030 | 2031 | 2032 | 2033 | 2034 | 2035
Average Revenue Requirement/MWh (2012$) | 73.21 | 76.7 | 83.74 | 73.09 | 73.43 | 73.9 | 74.43 | 74.83 | 75.25 | 75.59 | 76.06 | 76.82 | 77.3 | 77.48 | 77.43 | 77.26 | 77.02 | 76.84 | 76.66 | 76.69
Scenario 1B - Existing Policy, No Carbon Risk
Revenue Requirements ($/MWH) | 2016 | 2017 | 2018 | 2019 | 2020 | 2021 | 2022 | 2023 | 2024 | 2025 | 2026 | 2027 | 2028 | 2029 | 2030 | 2031 | 2032 | 2033 | 2034 | 2035
10% Percentile | 70 | 72.228 | 71.48 | 70.737 | 70.699 | 71.518 | 71.717 | 71.89 | 72.4 | 72.797 | 73.729 | 74.395 | 74.897 | 75.119 | 74.778 | 75 | 75.079 | 74.709 | 74.579 | 74.67
First Quartile | 71.07 | 73.835 | 73.81 | 72.2 | 72.0675 | 73.09 | 73.3025 | 73.62 | 74.12 | 74.7675 | 75.4675 | 76.1325 | 76.8325 | 77.34 | 77.2975 | 77.47 | 77.26 | 77.0275 | 77.0675 | 77.015
Median | 72.96 | 76.43 | 76.965 | 74.265 | 73.995 | 75.31 | 75.385 | 75.955 | 76.57 | 77.18 | 78.26 | 78.62 | 79.68 | 80.12 | 80.065 | 80.32 | 80.345 | 80.35 | 80.395 | 80.215
Third Quartile | 75.5325 | 79.8125 | 80.07 | 77.135 | 76.88 | 78.2525 | 78.1925 | 78.9725 | 79.5475 | 79.94 | 81.2525 | 82.41 | 83.19 | 83.3575 | 84.125 | 84.11 | 83.99 | 84.29 | 84.09 | 84.6825
90% Percentile | 77.453 | 82.7 | 82.711 | 79.841 | 79.372 | 80.883 | 81.05 | 81.114 | 81.985 | 83.081 | 84.722 | 85.462 | 86.381 | 86.524 | 87.313 | 87.565 | 87.634 | 88.434 | 88.131 | 88.475
Average | 73.3703 | 77.0863 | 77.065 | 74.9022 | 74.6222 | 75.8293 | 75.8659 | 76.2819 | 76.9207 | 77.5213 | 78.8863 | 79.5254 | 80.3634 | 80.5708 | 80.8808 | 81.1245 | 81.012 | 81.0543 | 80.9243 | 81.2307
10% Percentile | 70 | 72.228 | 71.48 | 70.737 | 70.699 | 71.518 | 71.717 | 71.89 | 72.4 | 72.797 | 73.729 | 74.395 | 74.897 | 75.119 | 74.778 | 75 | 75.079 | 74.709 | 74.579 | 74.67
20% Percentile | 70.71 | 73.238 | 73.072 | 71.758 | 71.604 | 72.65 | 72.748 | 73.09 | 73.67 | 74.21 | 74.908 | 75.576 | 76.42 | 76.61 | 76.39 | 76.84 | 76.706 | 76.258 | 76.116 | 76.348
30% Percentile | 71.447 | 74.37 | 74.547 | 72.634 | 72.52 | 73.54 | 73.64 | 74.097 | 74.571 | 75.321 | 75.897 | 76.641 | 77.34 | 77.777 | 77.85 | 78.024 | 77.797 | 77.59 | 77.617 | 77.604
40% Percentile | 72.2 | 75.456 | 75.756 | 73.426 | 73.278 | 74.436 | 74.41 | 74.922 | 75.508 | 76.27 | 77.016 | 77.666 | 78.462 | 78.826 | 79.196 | 79.176 | 79.058 | 78.86 | 78.882 | 78.902
50% Percentile | 72.96 | 76.43 | 76.965 | 74.265 | 73.995 | 75.31 | 75.385 | 75.955 | 76.57 | 77.18 | 78.26 | 78.62 | 79.68 | 80.12 | 80.065 | 80.32 | 80.345 | 80.35 | 80.395 | 80.215
60% Percentile | 73.864 | 77.71 | 78.11 | 75.254 | 74.928 | 76.324 | 76.474 | 76.794 | 77.658 | 78.104 | 79.478 | 79.96 | 80.884 | 81.534 | 81.408 | 81.888 | 81.77 | 81.97 | 81.864 | 82.044
70% Percentile | 74.83 | 79.025 | 79.483 | 76.43 | 76.253 | 77.72 | 77.603 | 78.153 | 78.763 | 79.046 | 80.67 | 81.602 | 82.373 | 82.93 | 83.293 | 83.279 | 83.355 | 83.546 | 83.26 | 84.03
80% Percentile | 75.852 | 80.758 | 80.75 | 77.836 | 77.46 | 78.806 | 78.84 | 79.54 | 80.3 | 80.834 | 82.282 | 83.13 | 83.932 | 84.398 | 85.054 | 85.324 | 85.08 | 85.17 | 85.348 | 85.884
90% Percentile | 77.453 | 82.7 | 82.711 | 79.841 | 79.372 | 80.883 | 81.05 | 81.114 | 81.985 | 83.081 | 84.722 | 85.462 | 86.381 | 86.524 | 87.313 | 87.565 | 87.634 | 88.434 | 88.131 | 88.475
100% Percentile | 80.98 | 93.43 | 87.79 | 89.57 | 94.68 | 88.29 | 89 | 89.08 | 92.96 | 89.59 | 108.5 | 120 | 131.3 | 97.01 | 123.6 | 128.6 | 114.2 | 122.7 | 121 | 113.6
Scenario 2B - Social Cost of Carbon (3% Discount Rate)
Revenue Requirements ($/MWH) | 2016 | 2017 | 2018 | 2019 | 2020 | 2021 | 2022 | 2023 | 2024 | 2025 | 2026 | 2027 | 2028 | 2029 | 2030 | 2031 | 2032 | 2033 | 2034 | 2035
10% Percentile | 72.912 | 73.287 | 73.828 | 74 | 74.064 | 74.893 | 75.496 | 75.74 | 76.528 | 76.889 | 77.519 | 78.269 | 79.107 | 79.629 | 80.003 | 80.019 | 80.519 | 80.35 | 80.369 | 81.107
First Quartile | 75.5625 | 76.7925 | 77.15 | 77.01 | 77.53 | 77.895 | 78.2825 | 79.0725 | 79.645 | 80.12 | 80.89 | 81.61 | 82.7975 | 83.225 | 83.4375 | 84.1775 | 84.1575 | 84.1875 | 84.3975 | 84.9775
Median | 79.38 | 80.95 | 81.545 | 80.975 | 81.615 | 81.99 | 82.63 | 83.14 | 84 | 84.545 | 85.47 | 86.455 | 87.405 | 87.97 | 88.335 | 88.99 | 89.335 | 89.7 | 89.97 | 90.455
Third Quartile | 84.4375 | 86.7725 | 86.8925 | 86.215 | 87.5 | 88.11 | 88.3725 | 89.3225 | 90.2475 | 90.48 | 91.56 | 92.91 | 93.89 | 94.715 | 95.415 | 95.91 | 95.9225 | 96.8925 | 97.3925 | 98.4125
90% Percentile | 88.124 | 90.624 | 91.557 | 91.058 | 92.312 | 92.513 | 93.61 | 93.664 | 94.832 | 96.419 | 97.517 | 98.329 | 99.29 | 99.656 | 101.3 | 102.21 | 102.22 | 103.41 | 103.11 | 104.7
Average | 80.0011 | 81.7542 | 82.127 | 81.7586 | 82.4372 | 82.9408 | 83.5302 | 84.1782 | 84.9435 | 85.5407 | 86.4409 | 87.5202 | 88.3929 | 88.9932 | 89.6462 | 90.2062 | 90.48 | 90.9668 | 91.143 | 91.8668
10% Percentile | 72.912 | 73.287 | 73.828 | 74 | 74.064 | 74.893 | 75.496 | 75.74 | 76.528 | 76.889 | 77.519 | 78.269 | 79.107 | 79.629 | 80.003 | 80.019 | 80.519 | 80.35 | 80.369 | 81.107
20% Percentile | 74.596 | 75.828 | 76.24 | 75.85 | 76.26 | 76.696 | 77.262 | 77.876 | 78.446 | 78.88 | 79.928 | 80.626 | 81.584 | 82.228 | 82.506 | 83.068 | 83.188 | 83.264 | 83.384 | 83.84
30% Percentile | 76.28 | 77.577 | 77.977 | 77.714 | 78.377 | 78.827 | 79.057 | 79.975 | 80.624 | 81.207 | 81.77 | 82.481 | 83.59 | 84.156 | 84.237 | 85.11 | 85.118 | 85.27 | 85.344 | 86.414
40% Percentile | 77.798 | 79.102 | 79.736 | 79.096 | 79.742 | 80.272 | 80.898 | 81.486 | 82.27 | 82.826 | 83.346 | 84.31 | 85.036 | 85.99 | 86.2 | 86.702 | 87.2 | 87.256 | 87.706 | 88.302
50% Percentile | 79.38 | 80.95 | 81.545 | 80.975 | 81.615 | 81.99 | 82.63 | 83.14 | 84 | 84.545 | 85.47 | 86.455 | 87.405 | 87.97 | 88.335 | 88.99 | 89.335 | 89.7 | 89.97 | 90.455
60% Percentile | 81.226 | 83.068 | 83.364 | 83.082 | 83.584 | 83.954 | 84.554 | 85.308 | 85.892 | 86.716 | 87.84 | 88.812 | 89.414 | 90.494 | 90.784 | 91.842 | 91.512 | 92.188 | 92.534 | 93.016
70% Percentile | 83.278 | 85.742 | 85.599 | 84.947 | 86.133 | 86.405 | 87.083 | 88.059 | 88.763 | 89.013 | 90.013 | 91.543 | 92.54 | 93.475 | 93.823 | 94.356 | 94.365 | 95.403 | 95.583 | 96.318
80% Percentile | 85.332 | 88.112 | 88.308 | 87.762 | 88.454 | 89.284 | 89.502 | 90.466 | 91.466 | 92.08 | 93.106 | 94.55 | 95.21 | 96.122 | 97.106 | 97.31 | 97.792 | 98.864 | 98.908 | 100.1
90% Percentile | 88.124 | 90.624 | 91.557 | 91.058 | 92.312 | 92.513 | 93.61 | 93.664 | 94.832 | 96.419 | 97.517 | 98.329 | 99.29 | 99.656 | 101.3 | 102.21 | 102.22 | 103.41 | 103.11 | 104.7
100% Percentile | 94.84 | 100.1 | 99.96 | 100.1 | 108.8 | 101.9 | 100.7 | 105.2 | 103.2 | 104.8 | 106.7 | 112 | 130.1 | 114 | 129.6 | 133.7 | 121 | 127.8 | 129.3 | 120.9
Scenario 2C - Carbon Risk
Revenue Requirements ($/MWH) | 2016 | 2017 | 2018 | 2019 | 2020 | 2021 | 2022 | 2023 | 2024 | 2025 | 2026 | 2027 | 2028 | 2029 | 2030 | 2031 | 2032 | 2033 | 2034 | 2035
10% Percentile | 69.848 | 70.586 | 71.237 | 71.149 | 71.698 | 72.769 | 73.43 | 73.59 | 74.898 | 75.268 | 75.999 | 76.913 | 78.214 | 78.018 | 78.33 | 78.609 | 78.557 | 78.294 | 78.509 | 78.75
First Quartile | 70.91 | 72.485 | 73.1475 | 73.105 | 73.925 | 74.7325 | 75.635 | 76.76 | 77.3525 | 78.1575 | 78.8075 | 79.675 | 80.635 | 81.355 | 81.3725 | 81.83 | 81.7275 | 81.84 | 81.72 | 82.2575
Median | 72.815 | 75.65 | 76.57 | 75.87 | 77.055 | 78.195 | 79.545 | 80.305 | 81.225 | 82.255 | 83.01 | 83.895 | 84.815 | 85.955 | 86.2 | 86.81 | 87.195 | 87.215 | 87.445 | 88
Third Quartile | 75.32 | 78.74 | 79.94 | 79.825 | 81.31 | 83.3025 | 84.54 | 85.985 | 86.77 | 87.81 | 89.1025 | 91.0475 | 91.68 | 92.0525 | 92.57 | 93.935 | 93.35 | 94.635 | 94.37 | 94.9975
90% Percentile | 77.324 | 82.628 | 83.371 | 84.727 | 87.891 | 90.691 | 90.227 | 92.681 | 94.039 | 94.938 | 95.886 | 97.772 | 98.641 | 98.503 | 99.911 | 101.41 | 101.22 | 102.11 | 102.61 | 103.8
Average | 73.2263 | 76.053 | 77.0177 | 77.0352 | 78.4786 | 80.0225 | 80.9497 | 81.969 | 82.9566 | 83.8344 | 84.8796 | 86.1047 | 86.837 | 87.4013 | 87.8399 | 88.5539 | 88.7206 | 89.1101 | 89.1028 | 89.6667
10% Percentile | 69.848 | 70.586 | 71.237 | 71.149 | 71.698 | 72.769 | 73.43 | 73.59 | 74.898 | 75.268 | 75.999 | 76.913 | 78.214 | 78.018 | 78.33 | 78.609 | 78.557 | 78.294 | 78.509 | 78.75
20% Percentile | 70.538 | 71.81 | 72.546 | 72.578 | 73.318 | 74.308 | 74.818 | 75.882 | 76.498 | 77.304 | 78.098 | 78.89 | 79.758 | 80.456 | 80.57 | 80.732 | 80.748 | 80.974 | 81.13 | 81.042
30% Percentile | 71.337 | 73 | 73.77 | 73.628 | 74.35 | 75.457 | 76.294 | 77.391 | 77.976 | 78.848 | 79.52 | 80.454 | 81.35 | 82.404 | 82.381 | 82.815 | 82.761 | 83.067 | 82.594 | 83.427
40% Percentile | 72.04 | 74.38 | 75.204 | 74.672 | 75.606 | 76.85 | 77.686 | 78.836 | 79.512 | 80.68 | 81.302 | 81.988 | 83.112 | 84.03 | 84.094 | 84.582 | 85.14 | 85.35 | 84.86 | 85.836
50% Percentile | 72.815 | 75.65 | 76.57 | 75.87 | 77.055 | 78.195 | 79.545 | 80.305 | 81.225 | 82.255 | 83.01 | 83.895 | 84.815 | 85.955 | 86.2 | 86.81 | 87.195 | 87.215 | 87.445 | 88
60% Percentile | 73.594 | 76.788 | 77.914 | 77.144 | 78.594 | 79.616 | 81.374 | 82.186 | 83.394 | 84.11 | 85.348 | 86.184 | 87.114 | 88.294 | 88.436 | 88.986 | 89.434 | 90.07 | 90.262 | 90.314
70% Percentile | 74.843 | 78.003 | 79.259 | 78.722 | 80.248 | 82.015 | 83.08 | 84.266 | 85.586 | 86.426 | 87.58 | 88.953 | 89.783 | 90.843 | 91.143 | 92.093 | 92.083 | 92.689 | 92.683 | 93.369
80% Percentile | 75.764 | 79.71 | 80.968 | 80.916 | 82.64 | 85.522 | 86.328 | 87.462 | 88.706 | 89.594 | 90.942 | 93.142 | 93.274 | 93.85 | 94.05 | 95.536 | 96 | 96.998 | 96.076 | 96.652
90% Percentile | 77.324 | 82.628 | 83.371 | 84.727 | 87.891 | 90.691 | 90.227 | 92.681 | 94.039 | 94.938 | 95.886 | 97.772 | 98.641 | 98.503 | 99.911 | 101.41 | 101.22 | 102.11 | 102.61 | 103.8
100% Percentile | 81.21 | 90.63 | 95.13 | 100.1 | 109.8 | 111.6 | 111.3 | 111.8 | 113.8 | 112.4 | 113.9 | 123 | 132.8 | 120.5 | 130.1 | 133.4 | 120.9 | 128.1 | 129.6 | 128.2
Scenario 3A - Maximum CO2 Reduction, Existing Technology
Revenue Requirements ($/MWH) | 2016 | 2017 | 2018 | 2019 | 2020 | 2021 | 2022 | 2023 | 2024 | 2025 | 2026 | 2027 | 2028 | 2029 | 2030 | 2031 | 2032 | 2033 | 2034 | 2035
10% Percentile | 69.748 | 70.249 | 70.539 | 70.64 | 71.07 | 71.639 | 72.167 | 74.2 | 75.307 | 75.848 | 78.6 | 79.956 | 80.43 | 81.074 | 81.229 | 81.75 | 81.917 | 81.512 | 81.02 | 81.289
First Quartile | 70.795 | 71.615 | 72.19 | 72.01 | 72.4275 | 73.1775 | 73.79 | 75.6 | 76.6975 | 77.435 | 82.03 | 82.3875 | 82.4 | 83.225 | 83.51 | 84.2425 | 84.1675 | 83.595 | 83.8075 | 83.8775
Median | 72.63 | 74.08 | 74.51 | 73.91 | 74.305 | 75.175 | 75.91 | 77.635 | 78.7 | 79.45 | 86.505 | 87.155 | 85.635 | 86.185 | 86.295 | 87.24 | 87.31 | 87.425 | 87.105 | 87.215
Third Quartile | 75.22 | 77.4675 | 77.605 | 76.4475 | 77.165 | 78.2625 | 78.71 | 80.5425 | 81.6625 | 82.08 | 92.005 | 91.9525 | 90.385 | 90.405 | 91.2425 | 91.495 | 91.415 | 91.9275 | 91.6425 | 92.325
90% Percentile | 77.16 | 80.821 | 79.97 | 78.753 | 79.58 | 80.554 | 81.396 | 82.769 | 84.092 | 85.08 | 97.448 | 96.853 | 95.433 | 94.222 | 95.045 | 96.19 | 95.941 | 97.273 | 96.129 | 96.723
Average | 73.0893 | 74.8695 | 74.9951 | 74.3399 | 74.8919 | 75.7693 | 76.381 | 78.1589 | 79.2522 | 79.9402 | 87.4312 | 87.7713 | 86.8872 | 87.0283 | 87.5861 | 88.3793 | 88.2333 | 88.6302 | 87.9588 | 88.3923
10% Percentile | 69.748 | 70.249 | 70.539 | 70.64 | 71.07 | 71.639 | 72.167 | 74.2 | 75.307 | 75.848 | 78.6 | 79.956 | 80.43 | 81.074 | 81.229 | 81.75 | 81.917 | 81.512 | 81.02 | 81.289
20% Percentile | 70.41 | 71.208 | 71.714 | 71.524 | 72.008 | 72.784 | 73.282 | 75.158 | 76.298 | 76.938 | 80.938 | 81.72 | 81.834 | 82.59 | 82.838 | 83.516 | 83.566 | 83.14 | 82.958 | 83.208
30% Percentile | 71.134 | 71.997 | 72.59 | 72.357 | 72.927 | 73.584 | 74.27 | 76.057 | 77.15 | 77.817 | 83.095 | 83.277 | 82.981 | 83.75 | 84.15 | 84.837 | 84.744 | 84.301 | 84.377 | 84.624
40% Percentile | 71.928 | 73.036 | 73.486 | 73.15 | 73.632 | 74.35 | 74.95 | 76.846 | 77.806 | 78.65 | 84.622 | 85.004 | 84.21 | 84.894 | 85.252 | 86.094 | 85.932 | 85.822 | 85.78 | 85.88
50% Percentile | 72.63 | 74.08 | 74.51 | 73.91 | 74.305 | 75.175 | 75.91 | 77.635 | 78.7 | 79.45 | 86.505 | 87.155 | 85.635 | 86.185 | 86.295 | 87.24 | 87.31 | 87.425 | 87.105 | 87.215
60% Percentile | 73.554 | 75.35 | 75.726 | 74.704 | 75.252 | 76.108 | 76.994 | 78.594 | 79.69 | 80.41 | 88.732 | 88.722 | 87.374 | 87.75 | 88.028 | 88.974 | 88.644 | 89.03 | 88.602 | 88.838
70% Percentile | 74.616 | 76.71 | 76.98 | 75.79 | 76.502 | 77.353 | 78.11 | 79.893 | 80.94 | 81.393 | 90.844 | 90.472 | 89.33 | 89.56 | 90.06 | 90.775 | 90.126 | 90.751 | 90.403 | 91
80% Percentile | 75.582 | 78.51 | 78.282 | 77.302 | 77.682 | 78.864 | 79.38 | 81.226 | 82.22 | 82.846 | 93.542 | 93.39 | 91.55 | 91.41 | 92.452 | 92.662 | 92.804 | 93.244 | 92.882 | 93.532
90% Percentile | 77.16 | 80.821 | 79.97 | 78.753 | 79.58 | 80.554 | 81.396 | 82.769 | 84.092 | 85.08 | 97.448 | 96.853 | 95.433 | 94.222 | 95.045 | 96.19 | 95.941 | 97.273 | 96.129 | 96.723
100% Percentile | 80.72 | 88.8 | 86.26 | 85.25 | 93.89 | 97.04 | 86.12 | 90.37 | 95.11 | 92.78 | 113.2 | 112 | 112.5 | 109.7 | 128.2 | 132.7 | 117.4 | 162.9 | 125.4 | 117.6
Scenario 4A - Unplanned Loss of Major Non-GHG Emitting Repsource
Revenue Requirements ($/MWH) | 2016 | 2017 | 2018 | 2019 | 2020 | 2021 | 2022 | 2023 | 2024 | 2025 | 2026 | 2027 | 2028 | 2029 | 2030 | 2031 | 2032 | 2033 | 2034 | 2035
10% Percentile | 72.912 | 73.299 | 73.859 | 74.187 | 74.55 | 75.003 | 75.629 | 75.846 | 76.61 | 77.075 | 77.68 | 78.458 | 79.269 | 79.775 | 80.035 | 80.194 | 80.696 | 81.066 | 80.805 | 81.709
First Quartile | 75.555 | 76.8075 | 77.2425 | 77.3925 | 77.79 | 78.2075 | 78.5075 | 79.2775 | 79.96 | 80.48 | 81.24 | 81.825 | 83.1825 | 83.81 | 84.0475 | 84.6675 | 84.84 | 84.9975 | 85.2625 | 85.9775
Median | 79.315 | 80.97 | 81.945 | 82.015 | 81.935 | 82.58 | 83.465 | 83.525 | 84.61 | 85.175 | 86.325 | 86.93 | 88.23 | 88.96 | 89.4 | 89.995 | 90.505 | 91.115 | 91.27 | 92.215
Third Quartile | 84.435 | 86.85 | 87.6425 | 87.67 | 88.27 | 89.095 | 89.39 | 90.1725 | 90.995 | 91.25 | 92.925 | 94.2975 | 95.1575 | 95.8575 | 96.5775 | 97.405 | 97.485 | 98.66 | 99.21 | 100.425
90% Percentile | 88.112 | 90.864 | 92.802 | 92.653 | 93.803 | 94.402 | 95.589 | 94.797 | 95.963 | 97.201 | 99.125 | 100.13 | 101.61 | 101.21 | 103.21 | 104.1 | 104.22 | 106.32 | 105.6 | 107.64
Average | 79.9923 | 81.9875 | 83.1723 | 83.4613 | 84.0303 | 84.3567 | 85.4691 | 85.1527 | 85.7383 | 86.3255 | 87.9073 | 88.9735 | 89.8334 | 89.9203 | 90.6741 | 91.5396 | 91.6139 | 92.547 | 92.5299 | 93.7244
10% Percentile | 72.912 | 73.299 | 73.859 | 74.187 | 74.55 | 75.003 | 75.629 | 75.846 | 76.61 | 77.075 | 77.68 | 78.458 | 79.269 | 79.775 | 80.035 | 80.194 | 80.696 | 81.066 | 80.805 | 81.709
20% Percentile | 74.562 | 75.77 | 76.288 | 76.242 | 76.55 | 77.028 | 77.592 | 78.008 | 78.812 | 79.158 | 80.29 | 80.858 | 82.07 | 82.42 | 83.014 | 83.332 | 83.55 | 84.23 | 84.362 | 84.588
30% Percentile | 76.268 | 77.597 | 78.117 | 78.041 | 78.624 | 79.11 | 79.8 | 80.314 | 81.147 | 81.631 | 82.277 | 82.955 | 84.037 | 84.707 | 84.947 | 85.98 | 85.927 | 86.127 | 86.512 | 87.47
40% Percentile | 77.798 | 79.16 | 79.986 | 79.858 | 79.988 | 80.636 | 81.724 | 81.846 | 82.726 | 83.31 | 84.066 | 84.796 | 85.906 | 86.99 | 86.922 | 87.616 | 88.256 | 88.496 | 88.99 | 89.952
50% Percentile | 79.315 | 80.97 | 81.945 | 82.015 | 81.935 | 82.58 | 83.465 | 83.525 | 84.61 | 85.175 | 86.325 | 86.93 | 88.23 | 88.96 | 89.4 | 89.995 | 90.505 | 91.115 | 91.27 | 92.215
60% Percentile | 81.186 | 83.14 | 83.674 | 83.882 | 84.466 | 84.686 | 85.582 | 85.994 | 86.59 | 87.322 | 89.096 | 89.812 | 90.464 | 91.484 | 92.04 | 93.504 | 93.144 | 93.734 | 94.118 | 95.15
70% Percentile | 83.313 | 85.973 | 86.122 | 85.884 | 86.976 | 87.741 | 88.352 | 88.976 | 89.583 | 89.757 | 91.485 | 92.882 | 93.941 | 94.236 | 94.903 | 96.172 | 95.929 | 96.986 | 97.326 | 98.32
80% Percentile | 85.346 | 88.122 | 89.476 | 89.058 | 89.522 | 90.544 | 90.934 | 91.542 | 92.452 | 92.928 | 94.646 | 96.334 | 97.034 | 97.67 | 98.674 | 99.244 | 99.464 | 100.9 | 101.12 | 102.62
90% Percentile | 88.112 | 90.864 | 92.802 | 92.653 | 93.803 | 94.402 | 95.589 | 94.797 | 95.963 | 97.201 | 99.125 | 100.13 | 101.61 | 101.21 | 103.21 | 104.1 | 104.22 | 106.32 | 105.6 | 107.64
100% Percentile | 94.78 | 122.8 | 124.2 | 138.6 | 185 | 149 | 194.3 | 189.6 | 158.9 | 153.7 | 198.6 | 206.3 | 193.2 | 121.5 | 140.3 | 134.4 | 118.5 | 126.2 | 122 | 136.7
Scenario 4B - Planned Loss of Major Non-GHG Emitting Resource
Revenue Requirements ($/MWH) | 2016 | 2017 | 2018 | 2019 | 2020 | 2021 | 2022 | 2023 | 2024 | 2025 | 2026 | 2027 | 2028 | 2029 | 2030 | 2031 | 2032 | 2033 | 2034 | 2035
10% Percentile | 72.937 | 73.057 | 73.566 | 73.989 | 74.168 | 74.829 | 75.374 | 75.828 | 76.403 | 76.919 | 77.509 | 78.24 | 78.929 | 79.66 | 79.785 | 80.019 | 80.629 | 80.724 | 80.567 | 81.352
First Quartile | 75.6025 | 76.24 | 76.5325 | 77 | 77.725 | 77.8725 | 78.44 | 79.3025 | 79.895 | 80.315 | 81.225 | 81.8575 | 83.0275 | 83.405 | 83.6975 | 84.41 | 84.73 | 84.6375 | 84.9575 | 85.675
Median | 79.45 | 80.23 | 80.515 | 81.16 | 81.97 | 82.37 | 82.945 | 83.64 | 84.445 | 85.06 | 86.345 | 86.795 | 88.065 | 88.655 | 89.005 | 89.705 | 90.31 | 90.96 | 90.925 | 91.485
Third Quartile | 84.525 | 85.5825 | 85.6275 | 86.5225 | 88.1025 | 88.5575 | 88.965 | 89.975 | 90.9025 | 91.2075 | 92.975 | 93.87 | 95.1925 | 95.74 | 96.44 | 96.88 | 97.29 | 97.8925 | 98.78 | 99.6775
90% Percentile | 88.304 | 89.432 | 90.497 | 91.431 | 93.308 | 93.101 | 94.527 | 94.467 | 95.523 | 97.432 | 98.904 | 100.2 | 101.3 | 100.91 | 102.7 | 103.41 | 103.9 | 105.11 | 105.11 | 106.5
Average | 80.0896 | 80.8461 | 81.3009 | 81.9218 | 83.0749 | 83.3168 | 83.9106 | 84.6704 | 85.4473 | 86.1528 | 87.2486 | 88.2893 | 89.1789 | 89.6291 | 90.3661 | 91.012 | 91.4325 | 91.9424 | 92.1482 | 92.9486
10% Percentile | 72.937 | 73.057 | 73.566 | 73.989 | 74.168 | 74.829 | 75.374 | 75.828 | 76.403 | 76.919 | 77.509 | 78.24 | 78.929 | 79.66 | 79.785 | 80.019 | 80.629 | 80.724 | 80.567 | 81.352
20% Percentile | 74.582 | 75.132 | 75.434 | 75.936 | 76.492 | 76.7 | 77.416 | 77.976 | 78.54 | 78.962 | 79.93 | 80.806 | 81.652 | 82.15 | 82.556 | 83.16 | 83.302 | 84.08 | 83.918 | 84.15
30% Percentile | 76.364 | 77.08 | 77.354 | 77.861 | 78.54 | 78.987 | 79.407 | 80.194 | 81.087 | 81.71 | 82.111 | 82.981 | 84.095 | 84.53 | 84.841 | 85.607 | 85.727 | 85.838 | 86.17 | 87.113
40% Percentile | 77.86 | 78.496 | 78.868 | 79.426 | 80.03 | 80.59 | 81.35 | 81.902 | 82.798 | 83.38 | 83.94 | 84.776 | 85.642 | 86.594 | 86.7 | 87.522 | 88.116 | 88.166 | 88.608 | 89.45
50% Percentile | 79.45 | 80.23 | 80.515 | 81.16 | 81.97 | 82.37 | 82.945 | 83.64 | 84.445 | 85.06 | 86.345 | 86.795 | 88.065 | 88.655 | 89.005 | 89.705 | 90.31 | 90.96 | 90.925 | 91.485
60% Percentile | 81.224 | 82.25 | 82.57 | 83.224 | 84.102 | 84.214 | 85.01 | 85.836 | 86.634 | 87.288 | 89.09 | 89.898 | 90.434 | 91.198 | 91.714 | 92.99 | 92.832 | 93.25 | 93.712 | 94.444
70% Percentile | 83.383 | 83.943 | 84.639 | 85.043 | 86.672 | 86.803 | 87.456 | 88.699 | 89.491 | 89.673 | 91.393 | 92.583 | 93.583 | 94.013 | 94.699 | 95.43 | 95.933 | 96.513 | 96.871 | 97.743
80% Percentile | 85.454 | 86.664 | 86.886 | 88.116 | 89.048 | 89.736 | 90.22 | 91.18 | 92.292 | 92.968 | 94.484 | 95.916 | 96.97 | 97.438 | 98.344 | 98.666 | 99.402 | 100.32 | 100.6 | 101.72
90% Percentile | 88.304 | 89.432 | 90.497 | 91.431 | 93.308 | 93.101 | 94.527 | 94.467 | 95.523 | 97.432 | 98.904 | 100.2 | 101.3 | 100.91 | 102.7 | 103.41 | 103.9 | 105.11 | 105.11 | 106.5
100% Percentile | 95.04 | 97.17 | 99.24 | 100.7 | 137.1 | 109 | 101.9 | 107.9 | 105.6 | 107 | 110.5 | 113.7 | 131.9 | 117.3 | 128.5 | 119.3 | 118.9 | 122.8 | 120.4 | 123.7
Scenario 4C - Option to Develop Conservation Faster in the Near Term
Revenue Requirements ($/MWH) | 2016 | 2017 | 2018 | 2019 | 2020 | 2021 | 2022 | 2023 | 2024 | 2025 | 2026 | 2027 | 2028 | 2029 | 2030 | 2031 | 2032 | 2033 | 2034 | 2035
10% Percentile | 69.807 | 70.378 | 71.085 | 71.16 | 71.788 | 72.69 | 73.497 | 73.687 | 74.939 | 75.31 | 76.059 | 77.008 | 78.258 | 78.208 | 78.64 | 78.684 | 78.728 | 78.615 | 78.656 | 78.82
First Quartile | 70.8775 | 71.88 | 72.905 | 73.0375 | 73.955 | 74.715 | 75.73 | 76.885 | 77.5175 | 78.3 | 78.965 | 79.87 | 80.735 | 81.54 | 81.5675 | 82.02 | 81.87 | 82.0275 | 81.9525 | 82.43
Median | 72.74 | 75.08 | 76.17 | 75.815 | 77.09 | 78.125 | 79.56 | 80.485 | 81.41 | 82.39 | 83.23 | 84.035 | 84.935 | 86.025 | 86.34 | 86.94 | 87.33 | 87.395 | 87.59 | 88.12
Third Quartile | 75.2725 | 78.4525 | 79.6125 | 79.6325 | 81.2925 | 83.3 | 84.6975 | 86.0475 | 86.9075 | 87.94 | 89.095 | 91.11 | 91.89 | 92.235 | 92.7625 | 94.0425 | 93.52 | 94.8875 | 94.465 | 95.065
90% Percentile | 77.228 | 82.191 | 82.807 | 84.245 | 87.953 | 90.37 | 90.31 | 92.721 | 94.253 | 95.118 | 95.808 | 97.921 | 98.712 | 98.682 | 100.21 | 101.6 | 101.32 | 102.32 | 102.71 | 104.11
Average | 73.1749 | 75.6619 | 76.6722 | 76.9713 | 78.5066 | 79.9366 | 81.0277 | 82.0713 | 83.078 | 83.9677 | 84.9245 | 86.2113 | 86.9377 | 87.5708 | 88.0111 | 88.7257 | 88.8782 | 89.2541 | 89.2712 | 89.8084
10% Percentile | 69.807 | 70.378 | 71.085 | 71.16 | 71.788 | 72.69 | 73.497 | 73.687 | 74.939 | 75.31 | 76.059 | 77.008 | 78.258 | 78.208 | 78.64 | 78.684 | 78.728 | 78.615 | 78.656 | 78.82
20% Percentile | 70.5 | 71.468 | 72.378 | 72.586 | 73.324 | 74.19 | 74.988 | 75.906 | 76.584 | 77.45 | 78.156 | 78.996 | 79.886 | 80.716 | 80.75 | 80.92 | 80.922 | 81.144 | 81.198 | 81.19
30% Percentile | 71.261 | 72.537 | 73.47 | 73.564 | 74.457 | 75.317 | 76.357 | 77.434 | 78.164 | 78.965 | 79.75 | 80.627 | 81.55 | 82.454 | 82.548 | 83.033 | 83.014 | 83.238 | 82.804 | 83.6
40% Percentile | 72.016 | 73.662 | 74.766 | 74.622 | 75.63 | 76.766 | 77.796 | 78.946 | 79.64 | 80.872 | 81.634 | 82.246 | 83.278 | 84.288 | 84.322 | 84.806 | 85.26 | 85.516 | 85.176 | 86.012
50% Percentile | 72.74 | 75.08 | 76.17 | 75.815 | 77.09 | 78.125 | 79.56 | 80.485 | 81.41 | 82.39 | 83.23 | 84.035 | 84.935 | 86.025 | 86.34 | 86.94 | 87.33 | 87.395 | 87.59 | 88.12
60% Percentile | 73.578 | 76.394 | 77.594 | 77.084 | 78.644 | 79.584 | 81.482 | 82.256 | 83.464 | 84.288 | 85.396 | 86.384 | 87.214 | 88.464 | 88.568 | 89.078 | 89.6 | 90.09 | 90.438 | 90.402
70% Percentile | 74.823 | 77.549 | 78.843 | 78.77 | 80.251 | 82.019 | 83.209 | 84.36 | 85.679 | 86.516 | 87.448 | 89.08 | 89.876 | 91.073 | 91.256 | 92.129 | 92.152 | 92.793 | 92.792 | 93.445
80% Percentile | 75.71 | 79.48 | 80.278 | 80.906 | 82.66 | 85.456 | 86.368 | 87.458 | 88.898 | 89.766 | 90.512 | 93.232 | 93.314 | 94.018 | 94.256 | 95.91 | 96.044 | 97.162 | 96.266 | 96.888
90% Percentile | 77.228 | 82.191 | 82.807 | 84.245 | 87.953 | 90.37 | 90.31 | 92.721 | 94.253 | 95.118 | 95.808 | 97.921 | 98.712 | 98.682 | 100.21 | 101.6 | 101.32 | 102.32 | 102.71 | 104.11
100% Percentile | 81.15 | 90.63 | 95.13 | 100.1 | 109.8 | 111.6 | 110.2 | 111.9 | 113.8 | 112.4 | 114 | 117 | 130.5 | 120.5 | 130.1 | 133.9 | 121.6 | 128.2 | 130.3 | 128.2
Scenario 4D - Slower Maximum Near Term Conservation Development
Revenue Requirements ($/MWH) | 2016 | 2017 | 2018 | 2019 | 2020 | 2021 | 2022 | 2023 | 2024 | 2025 | 2026 | 2027 | 2028 | 2029 | 2030 | 2031 | 2032 | 2033 | 2034 | 2035
10% Percentile | 69.807 | 70.398 | 71.077 | 71.188 | 71.759 | 72.844 | 73.496 | 73.679 | 74.889 | 75.25 | 76.044 | 76.828 | 78.209 | 77.919 | 78.267 | 78.52 | 78.439 | 78.308 | 78.439 | 78.718
First Quartile | 70.8775 | 71.9975 | 72.94 | 73.05 | 73.9475 | 74.815 | 75.7175 | 76.82 | 77.355 | 78.1675 | 78.85 | 79.6775 | 80.5925 | 81.2825 | 81.2925 | 81.7275 | 81.5425 | 81.775 | 81.62 | 82.125
Median | 72.78 | 75.15 | 76.22 | 75.81 | 77.1 | 78.255 | 79.545 | 80.365 | 81.185 | 82.26 | 83.055 | 83.925 | 84.77 | 85.845 | 86.095 | 86.685 | 87.025 | 87.14 | 87.32 | 87.94
Third Quartile | 75.31 | 78.595 | 79.5925 | 79.6975 | 81.2825 | 83.4125 | 84.6575 | 85.9925 | 86.75 | 87.74 | 89.0825 | 90.97 | 91.705 | 91.96 | 92.465 | 93.795 | 93.27 | 94.5825 | 94.22 | 94.89
90% Percentile | 77.228 | 82.057 | 82.804 | 84.377 | 87.917 | 90.822 | 90.252 | 92.661 | 94.136 | 94.968 | 95.966 | 97.774 | 98.593 | 98.407 | 99.865 | 101.4 | 101.21 | 102.1 | 102.32 | 103.7
Average | 73.1859 | 75.6898 | 76.682 | 76.987 | 78.5066 | 80.077 | 80.9823 | 81.9909 | 82.9691 | 83.8393 | 84.9338 | 86.1119 | 86.8383 | 87.3438 | 87.7633 | 88.4693 | 88.6304 | 89.0162 | 89.0053 | 89.6049
10% Percentile | 69.807 | 70.398 | 71.077 | 71.188 | 71.759 | 72.844 | 73.496 | 73.679 | 74.889 | 75.25 | 76.044 | 76.828 | 78.209 | 77.919 | 78.267 | 78.52 | 78.439 | 78.308 | 78.439 | 78.718
20% Percentile | 70.508 | 71.528 | 72.37 | 72.576 | 73.336 | 74.36 | 74.92 | 75.878 | 76.524 | 77.356 | 78.108 | 78.878 | 79.708 | 80.412 | 80.508 | 80.692 | 80.686 | 80.866 | 81.018 | 80.86
30% Percentile | 71.287 | 72.727 | 73.447 | 73.622 | 74.441 | 75.497 | 76.297 | 77.4 | 78 | 78.837 | 79.571 | 80.498 | 81.327 | 82.321 | 82.284 | 82.734 | 82.71 | 83 | 82.534 | 83.378
40% Percentile | 72.026 | 73.782 | 74.74 | 74.63 | 75.644 | 76.856 | 77.722 | 78.85 | 79.522 | 80.678 | 81.34 | 81.99 | 83.1 | 84.048 | 84.008 | 84.57 | 85.026 | 85.3 | 84.854 | 85.798
50% Percentile | 72.78 | 75.15 | 76.22 | 75.81 | 77.1 | 78.255 | 79.545 | 80.365 | 81.185 | 82.26 | 83.055 | 83.925 | 84.77 | 85.845 | 86.095 | 86.685 | 87.025 | 87.14 | 87.32 | 87.94
60% Percentile | 73.594 | 76.41 | 77.618 | 77.084 | 78.644 | 79.728 | 81.42 | 82.222 | 83.406 | 84.078 | 85.364 | 86.152 | 87.06 | 88.192 | 88.288 | 88.87 | 89.418 | 89.986 | 90.12 | 90.184
70% Percentile | 74.84 | 77.591 | 78.833 | 78.77 | 80.241 | 82.016 | 83.105 | 84.242 | 85.593 | 86.396 | 87.602 | 88.968 | 89.722 | 90.796 | 91.073 | 92.069 | 92.02 | 92.586 | 92.593 | 93.238
80% Percentile | 75.714 | 79.414 | 80.412 | 80.904 | 82.632 | 85.55 | 86.366 | 87.418 | 88.72 | 89.49 | 90.942 | 93.106 | 93.144 | 93.802 | 93.998 | 95.44 | 95.904 | 96.94 | 96.036 | 96.652
90% Percentile | 77.228 | 82.057 | 82.804 | 84.377 | 87.917 | 90.822 | 90.252 | 92.661 | 94.136 | 94.968 | 95.966 | 97.774 | 98.593 | 98.407 | 99.865 | 101.4 | 101.21 | 102.1 | 102.32 | 103.7
100% Percentile | 81.15 | 89.88 | 95.14 | 100.1 | 109.8 | 111.5 | 112.3 | 111.8 | 113.7 | 112.4 | 113.8 | 126.1 | 133.5 | 120.3 | 129.6 | 133.2 | 120.5 | 128.2 | 129.2 | 128.2
Scenario 5B - Increased Reliance on External Market
Revenue Requirements ($/MWH) | 2016 | 2017 | 2018 | 2019 | 2020 | 2021 | 2022 | 2023 | 2024 | 2025 | 2026 | 2027 | 2028 | 2029 | 2030 | 2031 | 2032 | 2033 | 2034 | 2035
10% Percentile | 69.6 | 70.2 | 69.738 | 69.86 | 70.008 | 70.659 | 71.009 | 71.118 | 71.534 | 71.926 | 72.936 | 73.539 | 73.959 | 73.869 | 73.473 | 73.744 | 73.729 | 73.367 | 73.197 | 73.519
First Quartile | 70.69 | 72.135 | 71.2075 | 71.2275 | 71.475 | 72.3175 | 72.6625 | 72.93 | 73.395 | 73.98 | 74.5675 | 75.1925 | 75.9175 | 76.01 | 75.87 | 76.2275 | 76.105 | 75.6675 | 75.655 | 75.77
Median | 72.57 | 75.215 | 73.255 | 73.145 | 73.335 | 74.38 | 74.85 | 75.225 | 75.825 | 76.405 | 77.555 | 77.74 | 78.68 | 78.935 | 78.8 | 79.025 | 79.17 | 79.125 | 79.05 | 78.94
Third Quartile | 75.185 | 79.6175 | 75.95 | 75.6925 | 76.2425 | 77.51 | 77.7325 | 78.3 | 78.8525 | 79.1925 | 80.755 | 81.52 | 82.2625 | 82.34 | 82.82 | 82.77 | 82.7075 | 82.98 | 82.8775 | 83.57
90% Percentile | 77.214 | 84.059 | 78.632 | 78.012 | 78.651 | 80.07 | 80.572 | 80.53 | 81.372 | 82.376 | 84.492 | 84.877 | 85.647 | 85.41 | 86.244 | 86.596 | 86.57 | 87.135 | 86.836 | 87.373
Average | 73.0322 | 76.2222 | 73.8778 | 73.6098 | 73.9113 | 74.9917 | 75.3839 | 75.666 | 76.2318 | 76.7547 | 78.3372 | 78.8572 | 79.6188 | 79.3829 | 79.618 | 79.8248 | 79.7226 | 79.7879 | 79.6063 | 80.0041
10% Percentile | 69.6 | 70.2 | 69.738 | 69.86 | 70.008 | 70.659 | 71.009 | 71.118 | 71.534 | 71.926 | 72.936 | 73.539 | 73.959 | 73.869 | 73.473 | 73.744 | 73.729 | 73.367 | 73.197 | 73.519
20% Percentile | 70.308 | 71.5 | 70.75 | 70.728 | 71.066 | 71.868 | 72.208 | 72.29 | 72.79 | 73.35 | 74.078 | 74.618 | 75.388 | 75.378 | 75.278 | 75.466 | 75.382 | 74.89 | 74.908 | 75.044
30% Percentile | 71.137 | 72.56 | 71.567 | 71.634 | 71.981 | 72.701 | 73.037 | 73.374 | 73.787 | 74.42 | 75.084 | 75.71 | 76.45 | 76.487 | 76.56 | 76.841 | 76.514 | 76.197 | 76.391 | 76.37
40% Percentile | 71.796 | 73.792 | 72.202 | 72.4 | 72.676 | 73.526 | 73.87 | 74.232 | 74.83 | 75.462 | 76.234 | 76.828 | 77.486 | 77.606 | 77.836 | 77.912 | 77.746 | 77.506 | 77.562 | 77.584
50% Percentile | 72.57 | 75.215 | 73.255 | 73.145 | 73.335 | 74.38 | 74.85 | 75.225 | 75.825 | 76.405 | 77.555 | 77.74 | 78.68 | 78.935 | 78.8 | 79.025 | 79.17 | 79.125 | 79.05 | 78.94
60% Percentile | 73.528 | 76.83 | 74.202 | 73.922 | 74.268 | 75.298 | 75.9 | 76.188 | 76.924 | 77.308 | 78.66 | 79.12 | 80.02 | 80.362 | 80.166 | 80.388 | 80.264 | 80.606 | 80.478 | 80.506
70% Percentile | 74.56 | 78.613 | 75.33 | 75.093 | 75.576 | 76.962 | 77.123 | 77.426 | 78.126 | 78.296 | 80.023 | 80.806 | 81.41 | 81.72 | 82.113 | 81.943 | 81.873 | 82.153 | 81.959 | 82.51
80% Percentile | 75.612 | 80.944 | 76.788 | 76.49 | 76.83 | 78.184 | 78.488 | 79.008 | 79.51 | 80.084 | 81.952 | 82.376 | 83.114 | 83.098 | 83.916 | 83.94 | 83.724 | 84.012 | 84.078 | 84.696
90% Percentile | 77.214 | 84.059 | 78.632 | 78.012 | 78.651 | 80.07 | 80.572 | 80.53 | 81.372 | 82.376 | 84.492 | 84.877 | 85.647 | 85.41 | 86.244 | 86.596 | 86.57 | 87.135 | 86.836 | 87.373
100% Percentile | 80.58 | 95.27 | 94.69 | 90.51 | 84.1 | 91.92 | 113.7 | 115.2 | 104.6 | 99.98 | 112.7 | 121.3 | 133.9 | 95.64 | 120.2 | 122.1 | 111.3 | 113 | 117.8 | 118.7
Sensitivity Study S3.1 - Scenario 1B_No Demand Response
Revenue Requirements ($/MWH) | 2016 | 2017 | 2018 | 2019 | 2020 | 2021 | 2022 | 2023 | 2024 | 2025 | 2026 | 2027 | 2028 | 2029 | 2030 | 2031 | 2032 | 2033 | 2034 | 2035
10% Percentile | 69.49 | 91.545 | 75.204 | 72.599 | 71.367 | 71.697 | 72.149 | 72.788 | 73.219 | 73.775 | 74.429 | 75.258 | 75.81 | 75.948 | 75.92 | 75.899 | 75.937 | 75.66 | 75.508 | 75.536
First Quartile | 70.5575 | 105.5 | 90.48 | 75.8975 | 72.7475 | 73.18 | 73.7625 | 74.2925 | 74.9675 | 75.625 | 76.05 | 76.8 | 77.5875 | 78.1575 | 78.1975 | 78.4625 | 78.1775 | 77.9975 | 77.9525 | 77.83
Median | 72.46 | 108.5 | 120.35 | 96.33 | 74.83 | 75.125 | 75.77 | 76.5 | 77.165 | 77.86 | 78.79 | 79.315 | 80.195 | 80.99 | 81.005 | 81.27 | 81.25 | 81.175 | 81.33 | 81.07
Third Quartile | 75.0275 | 111.3 | 142.5 | 129.8 | 78.4775 | 78.2425 | 78.51 | 79.45 | 80.09 | 80.5725 | 81.7025 | 82.76 | 83.695 | 84.26 | 84.94 | 85.2125 | 85.155 | 85.14 | 85.3725 | 85.57
90% Percentile | 76.921 | 113.71 | 146.8 | 161.65 | 82.842 | 80.522 | 81.255 | 81.587 | 82.525 | 83.604 | 84.892 | 85.824 | 86.697 | 87.33 | 87.984 | 88.267 | 88.565 | 89.19 | 88.972 | 89.284
Average | 72.8754 | 105.8265 | 116.1159 | 105.959 | 78.7458 | 75.8567 | 76.2745 | 76.86 | 77.5843 | 78.2677 | 79.1554 | 80.0221 | 80.7816 | 81.4925 | 81.8519 | 82.096 | 81.9514 | 82.0016 | 81.8923 | 82.1123
10% Percentile | 69.49 | 91.545 | 75.204 | 72.599 | 71.367 | 71.697 | 72.149 | 72.788 | 73.219 | 73.775 | 74.429 | 75.258 | 75.81 | 75.948 | 75.92 | 75.899 | 75.937 | 75.66 | 75.508 | 75.536
20% Percentile | 70.198 | 104.1 | 84.158 | 74.712 | 72.346 | 72.76 | 73.316 | 73.778 | 74.468 | 75.086 | 75.638 | 76.338 | 77.08 | 77.58 | 77.498 | 77.764 | 77.508 | 77.144 | 77.116 | 77.218
30% Percentile | 70.91 | 106.2 | 97.64 | 77.215 | 73.16 | 73.55 | 74.16 | 74.73 | 75.37 | 76.05 | 76.477 | 77.34 | 78.117 | 78.69 | 78.77 | 78.997 | 78.807 | 78.53 | 78.667 | 78.494
40% Percentile | 71.696 | 107.4 | 109.82 | 82.36 | 73.87 | 74.286 | 74.886 | 75.612 | 76.166 | 77.062 | 77.516 | 78.47 | 79.196 | 79.816 | 80.166 | 80.158 | 80.062 | 79.774 | 79.82 | 79.796
50% Percentile | 72.46 | 108.5 | 120.35 | 96.33 | 74.83 | 75.125 | 75.77 | 76.5 | 77.165 | 77.86 | 78.79 | 79.315 | 80.195 | 80.99 | 81.005 | 81.27 | 81.25 | 81.175 | 81.33 | 81.07
60% Percentile | 73.324 | 109.5 | 132.1 | 109.84 | 76.266 | 75.984 | 76.854 | 77.342 | 78.284 | 78.794 | 79.84 | 80.554 | 81.514 | 82.36 | 82.5 | 82.794 | 82.634 | 82.772 | 82.664 | 82.98
70% Percentile | 74.452 | 110.7 | 140.6 | 121.39 | 77.583 | 77.436 | 77.91 | 78.656 | 79.489 | 79.85 | 81.146 | 81.985 | 82.792 | 83.675 | 84.068 | 84.186 | 84.333 | 84.516 | 84.405 | 84.772
80% Percentile | 75.434 | 111.92 | 143.9 | 137.04 | 79.442 | 78.852 | 79.134 | 80.11 | 80.812 | 81.612 | 82.536 | 83.688 | 84.454 | 85.162 | 86.032 | 86.246 | 85.992 | 86.054 | 86.39 | 86.764
90% Percentile | 76.921 | 113.71 | 146.8 | 161.65 | 82.842 | 80.522 | 81.255 | 81.587 | 82.525 | 83.604 | 84.892 | 85.824 | 86.697 | 87.33 | 87.984 | 88.267 | 88.565 | 89.19 | 88.972 | 89.284
100% Percentile | 80.64 | 119 | 154.6 | 187.9 | 189.6 | 107.9 | 87.81 | 88.85 | 94.97 | 92.44 | 90.5 | 107.7 | 110.6 | 100.2 | 126.9 | 133.4 | 119.3 | 128.1 | 127.4 | 118
Sensitivity Study S2.2 - Scenario 2C_NoDemandResponse
Revenue Requirements ($/MWH) | 2016 | 2017 | 2018 | 2019 | 2020 | 2021 | 2022 | 2023 | 2024 | 2025 | 2026 | 2027 | 2028 | 2029 | 2030 | 2031 | 2032 | 2033 | 2034 | 2035
10% Percentile | 69.599 | 91.847 | 77.302 | 73.417 | 71.959 | 72.943 | 73.488 | 73.628 | 74.87 | 74.979 | 75.926 | 76.538 | 77.671 | 77.767 | 77.95 | 78.159 | 78.159 | 77.927 | 78.098 | 78.043
First Quartile | 70.6275 | 106.1 | 93 | 78.33 | 74.0175 | 74.9175 | 75.51 | 76.5775 | 77.1925 | 77.895 | 78.6825 | 79.37 | 80.2575 | 81 | 81.0825 | 81.44 | 81.14 | 81.6 | 81.4 | 81.8375
Median | 72.55 | 109.4 | 121.8 | 99.515 | 77.215 | 78.26 | 79.3 | 80.345 | 81.055 | 82.16 | 82.92 | 83.495 | 84.285 | 85.51 | 85.78 | 86.305 | 86.96 | 87.205 | 86.965 | 87.55
Third Quartile | 75.125 | 112.4 | 144.6 | 134.025 | 81.4925 | 83.4925 | 84.5525 | 85.765 | 86.75 | 87.58 | 88.67 | 90.45 | 90.975 | 91.55 | 92.145 | 93.625 | 93.52 | 94.5025 | 93.77 | 94.5225
90% Percentile | 77.09 | 115 | 149.71 | 166.43 | 88.598 | 90.938 | 90.012 | 92.684 | 93.933 | 94.897 | 95.725 | 97.247 | 98.03 | 97.998 | 99.368 | 100.9 | 101.1 | 102.6 | 101.75 | 102.92
Average | 72.9736 | 106.8848 | 118.4224 | 109.4328 | 79.3309 | 80.2153 | 80.8849 | 81.8805 | 82.8447 | 83.7078 | 84.6475 | 85.6392 | 86.204 | 87.0028 | 87.4214 | 88.2728 | 88.4997 | 88.9902 | 88.6284 | 89.1393
10% Percentile | 69.599 | 91.847 | 77.302 | 73.417 | 71.959 | 72.943 | 73.488 | 73.628 | 74.87 | 74.979 | 75.926 | 76.538 | 77.671 | 77.767 | 77.95 | 78.159 | 78.159 | 77.927 | 78.098 | 78.043
20% Percentile | 70.28 | 105.08 | 87 | 76.536 | 73.486 | 74.23 | 74.868 | 75.794 | 76.472 | 77.27 | 77.896 | 78.47 | 79.306 | 80.076 | 80.088 | 80.436 | 80.456 | 80.39 | 80.568 | 80.406
30% Percentile | 71.007 | 106.9 | 99.376 | 80.715 | 74.504 | 75.46 | 76.317 | 77.334 | 77.92 | 78.617 | 79.337 | 80.118 | 80.964 | 81.825 | 81.921 | 82.324 | 82.6 | 82.792 | 82.267 | 82.968
40% Percentile | 71.82 | 108.3 | 111.76 | 86.938 | 75.91 | 76.858 | 77.756 | 78.816 | 79.436 | 80.466 | 81.146 | 81.71 | 82.55 | 83.64 | 83.688 | 84.28 | 84.838 | 85.06 | 84.312 | 85.358
50% Percentile | 72.55 | 109.4 | 121.8 | 99.515 | 77.215 | 78.26 | 79.3 | 80.345 | 81.055 | 82.16 | 82.92 | 83.495 | 84.285 | 85.51 | 85.78 | 86.305 | 86.96 | 87.205 | 86.965 | 87.55
60% Percentile | 73.378 | 110.5 | 135.14 | 113.5 | 79.014 | 79.754 | 81.268 | 82.144 | 83.17 | 83.938 | 85.014 | 85.658 | 86.53 | 87.898 | 87.94 | 88.842 | 89.26 | 89.976 | 89.868 | 89.934
70% Percentile | 74.6 | 111.9 | 142.26 | 125.09 | 80.636 | 82.193 | 83.085 | 84.239 | 85.383 | 86.29 | 87.327 | 88.411 | 89.155 | 90.439 | 90.616 | 91.897 | 91.623 | 92.84 | 92.419 | 92.812
80% Percentile | 75.55 | 113.3 | 146.4 | 141.88 | 83.502 | 85.56 | 86.182 | 87.18 | 88.544 | 89.338 | 90.362 | 92.564 | 92.522 | 93.212 | 93.626 | 95.482 | 95.51 | 97.04 | 95.798 | 96.156
90% Percentile | 77.09 | 115 | 149.71 | 166.43 | 88.598 | 90.938 | 90.012 | 92.684 | 93.933 | 94.897 | 95.725 | 97.247 | 98.03 | 97.998 | 99.368 | 100.9 | 101.1 | 102.6 | 101.75 | 102.92
100% Percentile | 80.89 | 125.5 | 163.2 | 206.1 | 154.4 | 112.4 | 111.7 | 111.5 | 114.3 | 112.1 | 113.5 | 116.1 | 116.3 | 119.6 | 128.6 | 133.3 | 125.1 | 150.2 | 129 | 125.8
Sensitivity Study S5_Scenario 1B_35% RPS
Revenue Requirements ($/MWH) | 2016 | 2017 | 2018 | 2019 | 2020 | 2021 | 2022 | 2023 | 2024 | 2025 | 2026 | 2027 | 2028 | 2029 | 2030 | 2031 | 2032 | 2033 | 2034 | 2035
10% Percentile | 70.149 | 73.197 | 72.059 | 71.06 | 71.718 | 76.269 | 78.119 | 80.038 | 82.209 | 85.7 | 86.85 | 86.527 | 86.279 | 86.134 | 85.789 | 85.788 | 85.368 | 84.373 | 83.338 | 83.026
First Quartile | 71.2625 | 75.5175 | 75.015 | 72.61 | 73.015 | 77.495 | 79.5475 | 81.6025 | 83.93 | 87.225 | 88.7275 | 88.8425 | 89.2075 | 89.3975 | 88.8675 | 88.5025 | 88.2225 | 87.8075 | 86.82 | 86.1625
Median | 73.135 | 78.215 | 79.145 | 74.915 | 74.875 | 79.405 | 81.625 | 83.865 | 86.045 | 89.175 | 92.065 | 92.25 | 92.845 | 93.015 | 93.04 | 92.7 | 92.41 | 91.81 | 90.685 | 90.485
Third Quartile | 75.71 | 81.455 | 82.5725 | 78.25 | 77.71 | 82.225 | 83.74 | 86.16 | 88.515 | 92.01 | 95.69 | 96.6975 | 97.8775 | 98.9925 | 98.0425 | 98.1925 | 97.6125 | 97.095 | 96.01 | 95.815
90% Percentile | 77.62 | 84.47 | 84.924 | 82.722 | 80.373 | 84.428 | 85.991 | 87.843 | 90.532 | 94.627 | 101.94 | 105.91 | 106.3 | 108.31 | 108.32 | 108.2 | 106.6 | 106.31 | 106.2 | 105.24
Average | 73.5459 | 78.6303 | 78.8538 | 75.9812 | 75.5939 | 80.0063 | 81.7806 | 83.9715 | 86.5134 | 90.1385 | 93.472 | 94.4124 | 95.1311 | 95.7897 | 95.369 | 95.3809 | 94.8179 | 94.3067 | 93.0759 | 92.9059
10% Percentile | 70.149 | 73.197 | 72.059 | 71.06 | 71.718 | 76.269 | 78.119 | 80.038 | 82.209 | 85.7 | 86.85 | 86.527 | 86.279 | 86.134 | 85.789 | 85.788 | 85.368 | 84.373 | 83.338 | 83.026
20% Percentile | 70.89 | 74.76 | 73.96 | 72.136 | 72.546 | 77.16 | 79.038 | 81.128 | 83.296 | 86.718 | 88.114 | 88.07 | 88.44 | 88.438 | 87.864 | 87.828 | 87.154 | 86.548 | 85.802 | 85.318
30% Percentile | 71.664 | 76.027 | 75.81 | 73.107 | 73.407 | 77.88 | 79.877 | 82.04 | 84.47 | 87.625 | 89.407 | 89.548 | 90.041 | 90 | 89.674 | 89.231 | 88.937 | 88.645 | 87.628 | 86.947
40% Percentile | 72.376 | 76.996 | 77.54 | 74.02 | 74.12 | 78.55 | 80.64 | 82.992 | 85.3 | 88.44 | 90.744 | 90.81 | 91.37 | 91.51 | 91.31 | 91.04 | 90.748 | 90.26 | 89.236 | 88.724
50% Percentile | 73.135 | 78.215 | 79.145 | 74.915 | 74.875 | 79.405 | 81.625 | 83.865 | 86.045 | 89.175 | 92.065 | 92.25 | 92.845 | 93.015 | 93.04 | 92.7 | 92.41 | 91.81 | 90.685 | 90.485
60% Percentile | 74.014 | 79.336 | 80.478 | 76.03 | 75.87 | 80.434 | 82.41 | 84.76 | 86.914 | 90.282 | 93.294 | 93.96 | 94.33 | 94.642 | 94.698 | 94.578 | 93.82 | 93.598 | 92.324 | 92.518
70% Percentile | 75.133 | 80.716 | 81.716 | 77.44 | 77.143 | 81.613 | 83.273 | 85.743 | 88.023 | 91.403 | 94.712 | 95.546 | 96.509 | 97.184 | 96.946 | 96.611 | 96.158 | 95.629 | 94.396 | 94.576
80% Percentile | 76.09 | 82.352 | 83.376 | 79.164 | 78.282 | 82.86 | 84.304 | 86.542 | 89.124 | 92.698 | 97.382 | 98.072 | 99.834 | 101.4 | 100.3 | 100.36 | 99.988 | 98.912 | 97.836 | 97.746
90% Percentile | 77.62 | 84.47 | 84.924 | 82.722 | 80.373 | 84.428 | 85.991 | 87.843 | 90.532 | 94.627 | 101.94 | 105.91 | 106.3 | 108.31 | 108.32 | 108.2 | 106.6 | 106.31 | 106.2 | 105.24
100% Percentile | 81.15 | 93.44 | 90.67 | 93.29 | 99.26 | 95.32 | 91.11 | 100.6 | 117.7 | 124.5 | 131.5 | 153.8 | 158.4 | 148.5 | 173 | 184.2 | 162.9 | 175.4 | 169.6 | 163.7

## NPV Frequency Distributions (2) (hidden)
this is with penalty and CO2 costs
NPV Distribution Across Futures | [19 empty] | NPV Cumulative Distribution Across Futures
NPV Bin (millions -2012$ | Scenario 1B | Scenario 2B | Scenario 2C | Scenario 3A | Scenario 4A | Scenario 4B | Scenario 4C | Scenario 4D | Scenario 5B | Sensitivity S1 - Scenario 1B_No Coal Retirement | Senssitivity S2 - Scenario 1B_Low Gas Prices | Sensitivity S2.1 - Scenario 2C_Low Gas Prices | Sensitivity S3 - Scenario 1B_No DR | Sensitivity S3.1 - Scenario 2C_NoDR | Sensitivity S5 - Scenario 1B_RPS at 35% | Sensitivity S6 - Scenario 2B_SCC at 95% | Sensitivity S7 - Scenario 2B_No Coneservation | Sensitivity S8 - Scenario 2B_SCC at 95% w/o Conservation | Sensitivity S9 - Scenario 1B_No Transmission and Distribution Deferral Credit | NPV Bin (millions -2012$ | Scenario 1B | Scenario 2B | Scenario 2C | Scenario 3A | Scenario 4A | Scenario 4B | Scenario 4C | Scenario 4D | Scenario 5B | Sensitivity S1 - Scenario 1B_No Coal Retirement | Senssitivity S2 - Scenario 1B_Low Gas Prices | Sensitivity S2.1 - Scenario 2C_Low Gas Prices | Sensitivity S3 - Scenario 1B_No DR | Sensitivity S3.1 - Scenario 2C_NoDR | Sensitivity S5 - Scenario 1B_RPS at 35% | Sensitivity S6 - Scenario 2B_SCC at 95% | Sensitivity S7 - Scenario 2B_No Coneservation | Sensitivity S8 - Scenario 2B_SCC at 95% w/o Conservation | Sensitivity S9 - Scenario 1B_No Transmission and Distribution Deferral Credit
45000 | 0% | 0% | 0% | 0% | 0% | 0% | 0% | 0% | 0% | 0% | 0% | 0% | 0% | 0% | 0% | 0% | 0% | 0% | 0% | 45000 | 0% | 0% | 0% | 0% | 0% | 0% | 0% | 0% | 0% | 0% | 0% | 0% | 0% | 0% | 0% | 0% | 0% | 0% | 0%
46000 | 0.125% | 0% | 0% | 0% | 0% | 0% | 0% | 0% | 0.125% | 0% | 0% | 0% | 0% | 0% | 0% | 0% | 0% | 0% | 0% | 46000 | 0.125% | 0% | 0% | 0% | 0% | 0% | 0% | 0% | 0.125% | 0% | 0% | 0% | 0% | 0% | 0% | 0% | 0% | 0% | 0%
47000 | 0% | 0% | 0% | 0% | 0% | 0% | 0% | 0% | 0% | 0% | 0% | 0% | 0% | 0% | 0% | 0% | 0% | 0% | 0% | 47000 | 0.125% | 0% | 0% | 0% | 0% | 0% | 0% | 0% | 0.125% | 0% | 0% | 0% | 0% | 0% | 0% | 0% | 0% | 0% | 0%
48000 | 0% | 0% | 0.125% | 0% | 0% | 0% | 0% | 0% | 0% | 0% | 0.125% | 0% | 0% | 0% | 0% | 0% | 0% | 0% | 0% | 48000 | 0.125% | 0.125% | 0.125% | 0% | 0% | 0% | 0% | 0% | 0.125% | 0.125% | 0.125% | 0% | 0% | 0% | 0% | 0% | 0% | 0% | 0%
49000 | 0% | 0% | 0% | 0.125% | 0% | 0% | 0% | 0% | 0% | 0% | 0% | 0.125% | 0% | 0% | 0% | 0% | 0% | 0% | 0% | 49000 | 0.125% | 0% | 0.125% | 0.125% | 0% | 0% | 0% | 0% | 0.125% | 0% | 0.125% | 0.125% | 0% | 0% | 0% | 0% | 0% | 0% | 0%
50000 | 0.125% | 0% | 0% | 0% | 0% | 0% | 0% | 0% | 0.25% | 0.125% | 0.125% | 0% | 0% | 0% | 0% | 0% | 0% | 0% | 0% | 50000 | 0.125% | 0% | 0% | 0% | 0% | 0% | 0% | 0% | 0.375% | 0.125% | 0.25% | 0.125% | 0% | 0% | 0% | 0% | 0% | 0% | 0%
51000 | 0% | 0% | 0% | 0% | 0% | 0% | 0% | 0% | 0% | 0% | 0.25% | 0.125% | 0% | 0% | 0% | 0% | 0% | 0% | 0% | 51000 | 0.125% | 0% | 0% | 0% | 0% | 0% | 0% | 0% | 0.375% | 0.125% | 0.5% | 0.25% | 0% | 0% | 0% | 0% | 0% | 0% | 0%
52000 | 0% | 0% | 0% | 0.125% | 0.125% | 0% | 0% | 0% | 0.625% | 0% | 0.375% | 0% | 0% | 0.125% | 0% | 0% | 0% | 0% | 0% | 52000 | 0.125% | 0% | 0% | 0.125% | 0.125% | 0% | 0% | 0% | 1% | 0.125% | 0.875% | 0.25% | 0% | 0.125% | 0% | 0% | 0% | 0% | 0%
53000 | 0.25% | 0% | 0% | 0.125% | 0% | 0.125% | 0% | 0.125% | 0.375% | 0.125% | 0.75% | 0.25% | 0.125% | 0.125% | 0% | 0% | 0% | 0% | 0% | 53000 | 0.375% | 0% | 0% | 0.25% | 0.125% | 0.125% | 0% | 0.125% | 1.375% | 0.25% | 1.625% | 0.5% | 0.125% | 0.25% | 0% | 0% | 0% | 0% | 0%
54000 | 0% | 0% | 0.25% | 0% | 0% | 0% | 0.125% | 0.125% | 0.25% | 0.125% | 0.625% | 0% | 0% | 0% | 0% | 0.25% | 0% | 0% | 0% | 54000 | 0.375% | 0.375% | 0.25% | 0.25% | 0.125% | 0.125% | 0.125% | 0.25% | 1.625% | 0.375% | 2.25% | 0.5% | 0.125% | 0.25% | 0% | 0.25% | 0% | 0% | 0%
55000 | 0.625% | 0% | 0% | 0% | 0.125% | 0% | 0% | 0% | 0.875% | 0.25% | 1.5% | 0.375% | 0% | 0% | 0% | 0% | 0% | 0% | 0.125% | 55000 | 1% | 0% | 0.25% | 0.25% | 0.25% | 0.125% | 0.125% | 0.25% | 2.5% | 0.625% | 3.75% | 0.875% | 0.125% | 0.25% | 0% | 0.25% | 0% | 0% | 0.125%
56000 | 0% | 0.125% | 0% | 0.25% | 0% | 0.125% | 0.125% | 0% | 0.375% | 0.5% | 1.25% | 0.25% | 0.25% | 0% | 0% | 0% | 0% | 0% | 0% | 56000 | 1% | 0.125% | 0.25% | 0.5% | 0.25% | 0.25% | 0.25% | 0.25% | 2.875% | 1.125% | 5% | 1.125% | 0.375% | 0.25% | 0% | 0.25% | 0% | 0% | 0.125%
57000 | 0.625% | 0% | 0% | 0% | 0% | 0% | 0% | 0% | 0.625% | 0.375% | 1.25% | 0.25% | 0.5% | 0.125% | 0% | 0% | 0% | 0% | 0% | 57000 | 1.625% | 0.125% | 0.25% | 0.5% | 0.25% | 0.25% | 0.25% | 0.25% | 3.5% | 1.5% | 6.25% | 1.375% | 0.875% | 0.375% | 0% | 0.25% | 0% | 0% | 0.125%
58000 | 0.125% | 0% | 0% | 0% | 0% | 0% | 0% | 0.125% | 1% | 0.5% | 2.625% | 0.75% | 0.375% | 0.375% | 0% | 0% | 0% | 0% | 0.125% | 58000 | 1.75% | 0.125% | 0.25% | 0.5% | 0.25% | 0.25% | 0.25% | 0.375% | 4.5% | 2% | 8.875% | 2.125% | 1.25% | 0.75% | 0% | 0.25% | 0% | 0% | 0.25%
59000 | 1% | 0% | 0.375% | 0% | 0% | 0% | 0.375% | 0.25% | 1% | 0.875% | 2% | 0.25% | 0.5% | 0% | 0% | 0.375% | 0% | 0% | 0.25% | 59000 | 2.75% | 0.125% | 0.625% | 0.5% | 0.25% | 0.25% | 0.625% | 0.625% | 5.5% | 2.875% | 10.88% | 2.375% | 1.75% | 0.75% | 0% | 0.625% | 0% | 0% | 0.5%
60000 | 0.625% | 0% | 0.125% | 0.375% | 0.125% | 0.125% | 0.125% | 0.125% | 1.625% | 0.625% | 3% | 0.875% | 0.625% | 0.125% | 0% | 0.125% | 0% | 0% | 0.125% | 60000 | 3.375% | 0.125% | 0.75% | 0.875% | 0.375% | 0.375% | 0.75% | 0.75% | 7.125% | 3.5% | 13.87% | 3.25% | 2.375% | 0.875% | 0% | 0.75% | 0% | 0% | 0.625%
61000 | 1.25% | 0.125% | 0.25% | 0.375% | 0% | 0% | 0% | 0.125% | 2.125% | 1.375% | 2.125% | 0.625% | 0.25% | 0.125% | 0% | 0.25% | 0% | 0% | 0.25% | 61000 | 4.625% | 0.25% | 1% | 1.25% | 0.375% | 0.375% | 0.75% | 0.875% | 9.25% | 4.875% | 16% | 3.875% | 2.625% | 1% | 0% | 1% | 0% | 0% | 0.875%
62000 | 0.875% | 0% | 0% | 0.375% | 0% | 0% | 0.125% | 0.125% | 1.5% | 0.75% | 2.5% | 1.125% | 1.375% | 0.25% | 0% | 0% | 0% | 0% | 0.25% | 62000 | 5.5% | 0.25% | 1% | 1.625% | 0.375% | 0.375% | 0.875% | 1% | 10.75% | 5.625% | 18.5% | 5% | 4% | 1.25% | 0% | 1% | 0% | 0% | 1.125%
63000 | 1.5% | 0% | 0% | 0.25% | 0.125% | 0.125% | 0.125% | 0.125% | 1.625% | 2.5% | 2.875% | 1.125% | 0.875% | 0.375% | 0% | 0% | 0% | 0% | 0.375% | 63000 | 7% | 0.25% | 1% | 1.875% | 0.5% | 0.5% | 1% | 1.125% | 12.38% | 8.125% | 21.37% | 6.125% | 4.875% | 1.625% | 0% | 1% | 0% | 0% | 1.5%
64000 | 2.125% | 0% | 0.25% | 0.5% | 0% | 0.125% | 0.25% | 0.25% | 1.25% | 1.875% | 4.625% | 1.125% | 1.5% | 0.875% | 0% | 0.25% | 0% | 0% | 0.375% | 64000 | 9.125% | 0.25% | 1.25% | 2.375% | 0.5% | 0.625% | 1.25% | 1.375% | 13.63% | 10% | 26% | 7.25% | 6.375% | 2.5% | 0% | 1.25% | 0% | 0% | 1.875%
65000 | 1.5% | 0.125% | 0.875% | 0.25% | 0.25% | 0.125% | 0.5% | 0.875% | 1.25% | 1.25% | 3.875% | 1.625% | 1.75% | 0.5% | 0% | 0.875% | 0% | 0% | 0.875% | 65000 | 10.63% | 0.375% | 2.125% | 2.625% | 0.75% | 0.75% | 1.75% | 2.25% | 14.88% | 11.25% | 29.87% | 8.875% | 8.125% | 3% | 0% | 2.125% | 0% | 0% | 2.75%
66000 | 2.125% | 0.5% | 0.625% | 0.75% | 0.25% | 0% | 0.5% | 0.5% | 2.125% | 2.125% | 4.625% | 1.375% | 1.875% | 0.75% | 0% | 0.625% | 0% | 0% | 1% | 66000 | 12.75% | 0.875% | 2.75% | 3.375% | 1% | 0.75% | 2.25% | 2.75% | 17% | 13.38% | 34.5% | 10.25% | 10% | 3.75% | 0% | 2.75% | 0% | 0% | 3.75%
67000 | 1.5% | 0% | 0.625% | 0.75% | 0% | 0.25% | 1% | 0.75% | 2.125% | 1.75% | 3% | 1% | 2% | 0.625% | 0% | 0.625% | 0% | 0% | 0.75% | 67000 | 14.25% | 0.875% | 3.375% | 4.125% | 1% | 1% | 3.25% | 3.5% | 19.12% | 15.12% | 37.5% | 11.25% | 12% | 4.375% | 0% | 3.375% | 0% | 0% | 4.5%
68000 | 1.625% | 0% | 0.5% | 0.25% | 0.125% | 0.25% | 0.375% | 0.5% | 2% | 1.625% | 3.125% | 1% | 1.375% | 0% | 0% | 0.5% | 0% | 0% | 0.75% | 68000 | 15.88% | 0.875% | 3.875% | 4.375% | 1.125% | 1.25% | 3.625% | 4% | 21.12% | 16.75% | 40.62% | 12.25% | 13.38% | 4.375% | 0% | 3.875% | 0% | 0% | 5.25%
69000 | 1.25% | 0.5% | 0.5% | 0.25% | 0.25% | 0.25% | 0.375% | 0.375% | 2.25% | 1.875% | 3.25% | 1.375% | 1.5% | 0.625% | 0% | 0.5% | 0% | 0% | 2.125% | 69000 | 17.12% | 1.375% | 4.375% | 4.625% | 1.375% | 1.5% | 4% | 4.375% | 23.38% | 18.62% | 43.88% | 13.62% | 14.88% | 5% | 0% | 4.375% | 0% | 0% | 7.375%
70000 | 2.625% | 0.25% | 0.25% | 1% | 0.125% | 0.125% | 0.625% | 0.25% | 2.625% | 3.5% | 3.125% | 1.375% | 2.5% | 0.625% | 0% | 0.25% | 0% | 0% | 1.5% | 70000 | 19.75% | 1.625% | 4.625% | 5.625% | 1.5% | 1.625% | 4.625% | 4.625% | 26% | 22.12% | 47% | 15% | 17.38% | 5.625% | 0% | 4.625% | 0% | 0% | 8.875%
71000 | 2.375% | 0% | 0.5% | 0.25% | 0.375% | 0.125% | 0.25% | 0.625% | 3.375% | 2.125% | 3.125% | 0.625% | 2.25% | 0.625% | 0% | 0.5% | 0% | 0% | 1.375% | 71000 | 22.12% | 1.625% | 5.125% | 5.875% | 1.875% | 1.75% | 4.875% | 5.25% | 29.38% | 24.25% | 50.12% | 15.62% | 19.62% | 6.25% | 0% | 5.125% | 0% | 0% | 10.25%
72000 | 3.375% | 0.25% | 0.625% | 0.375% | 0.125% | 0.5% | 1% | 0.75% | 2.5% | 3.25% | 2.25% | 1.5% | 1.875% | 1.875% | 0% | 0.625% | 0% | 0% | 1.375% | 72000 | 25.5% | 1.875% | 5.75% | 6.25% | 2% | 2.25% | 5.875% | 6% | 31.88% | 27.5% | 52.37% | 17.12% | 21.5% | 8.125% | 0% | 5.75% | 0% | 0% | 11.62%
73000 | 2.375% | 0.25% | 1.125% | 0.75% | 0.25% | 0.625% | 0.75% | 1.125% | 2.75% | 2.75% | 2.375% | 1.375% | 3.125% | 1% | 0% | 1.125% | 0% | 0% | 1.625% | 73000 | 27.88% | 2.125% | 6.875% | 7% | 2.25% | 2.875% | 6.625% | 7.125% | 34.63% | 30.25% | 54.75% | 18.5% | 24.62% | 9.125% | 0% | 6.875% | 0% | 0% | 13.25%
74000 | 1.625% | 0.5% | 1.375% | 1% | 0.625% | 0% | 1.375% | 1.375% | 2.5% | 2.5% | 2.25% | 2% | 2.25% | 1.25% | 0% | 1.375% | 0% | 0% | 1.625% | 74000 | 29.5% | 2.625% | 8.25% | 8% | 2.875% | 2.875% | 8% | 8.5% | 37.13% | 32.75% | 57% | 20.5% | 26.88% | 10.38% | 0% | 8.25% | 0% | 0% | 14.88%
75000 | 3.125% | 0.125% | 1.5% | 1.625% | 0.125% | 0.25% | 1.5% | 1.375% | 2.25% | 2.375% | 2.625% | 1.25% | 3.125% | 0.75% | 0% | 1.5% | 0% | 0% | 1.5% | 75000 | 32.62% | 2.75% | 9.75% | 9.625% | 3% | 3.125% | 9.5% | 9.875% | 39.38% | 35.12% | 59.62% | 21.75% | 30% | 11.12% | 0% | 9.75% | 0% | 0% | 16.38%
76000 | 2.25% | 0.125% | 0.875% | 1% | 0.25% | 0.125% | 1% | 1% | 2% | 2.75% | 3.5% | 1.875% | 3.125% | 1% | 0% | 0.875% | 0% | 0% | 1.75% | 76000 | 34.88% | 2.875% | 10.62% | 10.62% | 3.25% | 3.25% | 10.5% | 10.87% | 41.38% | 37.88% | 63.12% | 23.62% | 33.12% | 12.12% | 0% | 10.62% | 0% | 0% | 18.13%
77000 | 2.25% | 0.375% | 0.625% | 1.25% | 0.125% | 0.25% | 0.625% | 0.625% | 1.625% | 2.375% | 1.625% | 1.375% | 2% | 1% | 0% | 0.625% | 0% | 0% | 2.25% | 77000 | 37.12% | 3.25% | 11.25% | 11.88% | 3.375% | 3.5% | 11.12% | 11.5% | 43% | 40.25% | 64.75% | 25% | 35.12% | 13.12% | 0% | 11.25% | 0% | 0% | 20.38%
78000 | 3.25% | 0.125% | 1.75% | 0.75% | 0.125% | 0.25% | 1.25% | 1.375% | 2.5% | 3% | 2.125% | 2.125% | 2.375% | 0.625% | 0% | 1.75% | 0% | 0% | 2.625% | 78000 | 40.38% | 3.375% | 13% | 12.62% | 3.5% | 3.75% | 12.38% | 12.88% | 45.5% | 43.25% | 66.88% | 27.12% | 37.5% | 13.75% | 0% | 13% | 0% | 0% | 23%
79000 | 2% | 0.625% | 0.375% | 1.25% | 0.125% | 0.25% | 0.625% | 0.625% | 2% | 2.625% | 1.5% | 1.875% | 2.375% | 0.875% | 0% | 0.375% | 0% | 0% | 2.625% | 79000 | 42.38% | 4% | 13.38% | 13.88% | 3.625% | 4% | 13% | 13.5% | 47.5% | 45.88% | 68.38% | 29% | 39.88% | 14.62% | 0% | 13.38% | 0% | 0% | 25.63%
80000 | 2% | 0.5% | 0.75% | 1.125% | 0.875% | 0.5% | 1.125% | 0.75% | 2% | 2% | 1.5% | 1.25% | 1.75% | 1.125% | 0% | 0.75% | 0% | 0% | 1.875% | 80000 | 44.38% | 4.5% | 14.13% | 15% | 4.5% | 4.5% | 14.13% | 14.25% | 49.5% | 47.88% | 69.88% | 30.25% | 41.62% | 15.75% | 0% | 14.13% | 0% | 0% | 27.5%
81000 | 2.125% | 0.5% | 0.875% | 0.875% | 0.375% | 0.5% | 0.625% | 0.75% | 1.625% | 1.875% | 1% | 1.25% | 2.25% | 1.25% | 0% | 0.875% | 0% | 0% | 2.125% | 81000 | 46.5% | 5% | 15% | 15.88% | 4.875% | 5% | 14.75% | 15% | 51.13% | 49.75% | 70.88% | 31.5% | 43.88% | 17% | 0% | 15% | 0% | 0% | 29.62%
82000 | 2.25% | 0.375% | 1.5% | 0.875% | 0.375% | 0.625% | 1% | 1.625% | 1.75% | 2.25% | 2% | 1.625% | 3% | 1.25% | 0% | 1.5% | 0% | 0% | 2.25% | 82000 | 48.75% | 5.375% | 16.5% | 16.75% | 5.25% | 5.625% | 15.75% | 16.62% | 52.88% | 52% | 72.88% | 33.12% | 46.88% | 18.25% | 0% | 16.5% | 0% | 0% | 31.88%
83000 | 1.5% | 1% | 1.25% | 1.25% | 0.75% | 0.5% | 1.625% | 1.125% | 2.25% | 2.125% | 1.875% | 1.625% | 2.125% | 1.625% | 0% | 1.25% | 0% | 0% | 2.25% | 83000 | 50.25% | 6.375% | 17.75% | 18% | 6% | 6.125% | 17.38% | 17.75% | 55.13% | 54.12% | 74.75% | 34.75% | 49% | 19.88% | 0% | 17.75% | 0% | 0% | 34.13%
84000 | 1.375% | 1.375% | 1.625% | 1.5% | 0.75% | 0.625% | 1.5% | 1.75% | 1% | 1.875% | 2.5% | 1.625% | 1.125% | 0.875% | 0% | 1.625% | 0.125% | 0% | 2.875% | 84000 | 51.63% | 7.75% | 19.38% | 19.5% | 6.75% | 6.75% | 18.88% | 19.5% | 56.13% | 56% | 77.25% | 36.37% | 50.12% | 20.75% | 0% | 19.38% | 0.125% | 0% | 37%
85000 | 2.25% | 0.5% | 1.125% | 1.625% | 0.75% | 0.75% | 1.25% | 0.875% | 1.375% | 1.625% | 1.25% | 1.375% | 1.75% | 1.5% | 0% | 1.125% | 0% | 0% | 2.625% | 85000 | 53.88% | 8.25% | 20.5% | 21.13% | 7.5% | 7.5% | 20.13% | 20.38% | 57.5% | 57.63% | 78.5% | 37.75% | 51.87% | 22.25% | 0% | 20.5% | 0.125% | 0% | 39.63%
86000 | 2% | 1% | 1.375% | 1% | 0.125% | 1% | 0.875% | 1.5% | 2.25% | 1.625% | 1.25% | 2.125% | 2.125% | 1.375% | 0% | 1.375% | 0% | 0% | 1.5% | 86000 | 55.88% | 9.25% | 21.88% | 22.13% | 7.625% | 8.5% | 21% | 21.88% | 59.75% | 59.25% | 79.75% | 39.87% | 54% | 23.63% | 0% | 21.88% | 0.125% | 0% | 41.13%
87000 | 1% | 0.75% | 1.25% | 1.625% | 1.625% | 1.125% | 1.75% | 1.5% | 2.125% | 2.625% | 1.625% | 1% | 1.625% | 1.125% | 0% | 1.25% | 0.125% | 0% | 2.25% | 87000 | 56.88% | 10% | 23.13% | 23.75% | 9.25% | 9.625% | 22.75% | 23.38% | 61.88% | 61.88% | 81.38% | 40.87% | 55.62% | 24.75% | 0% | 23.13% | 0.25% | 0% | 43.38%
88000 | 2% | 1% | 1.625% | 1.375% | 0.875% | 0.75% | 1.375% | 1.375% | 1.5% | 1.875% | 1.75% | 1.75% | 1.875% | 1.125% | 0% | 1.625% | 0% | 0% | 2.125% | 88000 | 58.88% | 11% | 24.75% | 25.13% | 10.12% | 10.38% | 24.13% | 24.75% | 63.38% | 63.75% | 83.12% | 42.62% | 57.5% | 25.88% | 0% | 24.75% | 0.25% | 0% | 45.5%
89000 | 1.75% | 0.875% | 0.375% | 1.625% | 0.75% | 0.75% | 0.75% | 0.5% | 1.5% | 2% | 1.25% | 1.25% | 1.375% | 1% | 0% | 0.375% | 0% | 0% | 2.125% | 89000 | 60.63% | 11.87% | 25.13% | 26.75% | 10.88% | 11.13% | 24.88% | 25.25% | 64.88% | 65.75% | 84.37% | 43.88% | 58.88% | 26.88% | 0% | 25.13% | 0.25% | 0% | 47.63%
90000 | 1.5% | 1% | 1% | 1.625% | 0.875% | 0.625% | 0.75% | 1% | 1.5% | 1.875% | 1.625% | 1.75% | 2% | 1% | 0% | 1% | 0% | 0% | 1.625% | 90000 | 62.13% | 12.87% | 26.13% | 28.38% | 11.75% | 11.75% | 25.63% | 26.25% | 66.38% | 67.63% | 86% | 45.62% | 60.88% | 27.88% | 0% | 26.13% | 0.25% | 0% | 49.25%
91000 | 2% | 0.5% | 1.5% | 1.125% | 0.75% | 1.25% | 1.625% | 1.375% | 1.625% | 1.25% | 1.5% | 1.625% | 1.5% | 0.75% | 0% | 1.5% | 0% | 0% | 1.5% | 91000 | 64.13% | 13.37% | 27.63% | 29.5% | 12.5% | 13% | 27.25% | 27.62% | 68% | 68.88% | 87.5% | 47.25% | 62.38% | 28.63% | 0% | 27.63% | 0.25% | 0% | 50.75%
92000 | 1.875% | 0.5% | 1.375% | 1.875% | 0.75% | 0.5% | 1.5% | 1.625% | 1% | 1.25% | 0.375% | 2% | 2.25% | 1.125% | 0% | 1.375% | 0% | 0% | 1.5% | 92000 | 66% | 13.87% | 29% | 31.37% | 13.25% | 13.5% | 28.75% | 29.25% | 69% | 70.12% | 87.87% | 49.25% | 64.62% | 29.75% | 0% | 29% | 0.25% | 0% | 52.25%
93000 | 1.75% | 0.875% | 0.75% | 1.875% | 0.75% | 0.5% | 1% | 0.875% | 0.5% | 1.25% | 1% | 2.125% | 2% | 1.5% | 0% | 0.75% | 0% | 0% | 1.375% | 93000 | 67.75% | 14.75% | 29.75% | 33.25% | 14% | 14% | 29.75% | 30.12% | 69.5% | 71.38% | 88.88% | 51.38% | 66.62% | 31.25% | 0% | 29.75% | 0.25% | 0% | 53.63%
94000 | 1.125% | 0.875% | 1% | 2% | 0.375% | 0.25% | 0.75% | 0.625% | 1.75% | 1% | 1% | 1.625% | 1.125% | 0.75% | 0% | 1% | 0.125% | 0% | 2.25% | 94000 | 68.88% | 15.62% | 30.75% | 35.25% | 14.38% | 14.25% | 30.5% | 30.75% | 71.25% | 72.38% | 89.88% | 53% | 67.75% | 32% | 0% | 30.75% | 0.375% | 0% | 55.88%
95000 | 0.125% | 1.25% | 1.125% | 1.5% | 0.75% | 0.625% | 1.125% | 1.625% | 1.25% | 1.25% | 0.5% | 1.625% | 0.75% | 1.5% | 0% | 1.125% | 0% | 0% | 1.25% | 95000 | 69% | 16.88% | 31.88% | 36.75% | 15.13% | 14.88% | 31.63% | 32.37% | 72.5% | 73.62% | 90.38% | 54.62% | 68.5% | 33.5% | 0% | 31.88% | 0.375% | 0% | 57.12%
96000 | 0.875% | 1.5% | 1.625% | 1.625% | 0.75% | 1.125% | 1.375% | 1.25% | 1.125% | 1.5% | 0.75% | 0.75% | 0.625% | 2.125% | 0.125% | 1.625% | 0% | 0% | 1.75% | 96000 | 69.88% | 18.38% | 33.5% | 38.38% | 15.88% | 16% | 33% | 33.62% | 73.62% | 75.12% | 91.12% | 55.38% | 69.12% | 35.63% | 0.125% | 33.5% | 0.375% | 0% | 58.88%
97000 | 1.75% | 0.125% | 1.5% | 1.625% | 0.875% | 0.875% | 1.625% | 1.75% | 1% | 1.375% | 0.875% | 1.875% | 1.375% | 1.125% | 0% | 1.5% | 0.125% | 0% | 1.5% | 97000 | 71.62% | 18.5% | 35% | 40% | 16.75% | 16.88% | 34.62% | 35.37% | 74.63% | 76.5% | 92% | 57.25% | 70.5% | 36.75% | 0.125% | 35% | 0.5% | 0% | 60.38%
98000 | 1.25% | 1.25% | 1.5% | 1.125% | 1.375% | 0.875% | 1.625% | 1.125% | 1.25% | 1.25% | 1% | 1.5% | 1% | 1.625% | 0% | 1.5% | 0.125% | 0% | 1.5% | 98000 | 72.88% | 19.75% | 36.5% | 41.12% | 18.13% | 17.75% | 36.25% | 36.5% | 75.88% | 77.75% | 93% | 58.75% | 71.5% | 38.38% | 0.125% | 36.5% | 0.625% | 0% | 61.88%
99000 | 1.375% | 1.875% | 1.875% | 1.875% | 0.375% | 1% | 1.75% | 2.125% | 0.875% | 2% | 0.375% | 1.5% | 1.5% | 1.25% | 0% | 1.875% | 0% | 0% | 2% | 99000 | 74.25% | 21.63% | 38.38% | 43% | 18.5% | 18.75% | 38% | 38.62% | 76.75% | 79.75% | 93.38% | 60.25% | 73% | 39.63% | 0.125% | 38.38% | 0.625% | 0% | 63.88%
100000 | 0.875% | 0.875% | 1.5% | 1.625% | 0.75% | 0.75% | 1.625% | 1.625% | 1.125% | 0.625% | 0.75% | 1.25% | 1.125% | 1.5% | 0.375% | 1.5% | 0% | 0% | 2% | 100000 | 75.13% | 22.5% | 39.88% | 44.62% | 19.25% | 19.5% | 39.62% | 40.25% | 77.88% | 80.38% | 94.12% | 61.5% | 74.12% | 41.13% | 0.5% | 39.88% | 0.625% | 0% | 65.88%
101000 | 0.875% | 1% | 1.375% | 2.25% | 1% | 1% | 1.125% | 1.375% | 1.25% | 1.125% | 0.375% | 1.125% | 1.5% | 1.25% | 0.5% | 1.375% | 0% | 0% | 1.625% | 101000 | 76% | 23.5% | 41.25% | 46.87% | 20.25% | 20.5% | 40.75% | 41.62% | 79.12% | 81.5% | 94.5% | 62.62% | 75.62% | 42.38% | 1% | 41.25% | 0.625% | 0% | 67.5%
102000 | 1.375% | 1.625% | 1.125% | 1.375% | 1.25% | 1.5% | 1.375% | 0.875% | 1.25% | 1.5% | 0.375% | 1.375% | 0.625% | 1.25% | 0.75% | 1.125% | 0% | 0% | 0.625% | 102000 | 77.38% | 25.13% | 42.38% | 48.25% | 21.5% | 22% | 42.12% | 42.5% | 80.38% | 83% | 94.88% | 64% | 76.25% | 43.63% | 1.75% | 42.38% | 0.625% | 0% | 68.12%
103000 | 0.625% | 1.75% | 1.25% | 2.25% | 1.75% | 1.125% | 1.375% | 1.375% | 1.75% | 1% | 0.5% | 1% | 0.75% | 1.375% | 0.75% | 1.25% | 0% | 0% | 0.875% | 103000 | 78% | 26.88% | 43.62% | 50.5% | 23.25% | 23.13% | 43.5% | 43.87% | 82.12% | 84% | 95.38% | 65% | 77% | 45% | 2.5% | 43.62% | 0.625% | 0% | 69%
104000 | 1.75% | 1.25% | 0.625% | 1.125% | 0.875% | 1% | 0.75% | 0.5% | 1% | 1.5% | 0.125% | 1.375% | 1.25% | 1% | 1.75% | 0.625% | 0% | 0% | 0.5% | 104000 | 79.75% | 28.13% | 44.25% | 51.62% | 24.13% | 24.13% | 44.25% | 44.37% | 83.12% | 85.5% | 95.5% | 66.38% | 78.25% | 46% | 4.25% | 44.25% | 0.625% | 0% | 69.5%
105000 | 1% | 2.25% | 1.5% | 1% | 1.25% | 1.5% | 1.125% | 1.5% | 1% | 0.5% | 0.625% | 0.5% | 0.875% | 0.625% | 1.375% | 1.5% | 0% | 0% | 1.25% | 105000 | 80.75% | 30.38% | 45.75% | 52.62% | 25.38% | 25.63% | 45.37% | 45.87% | 84.12% | 86% | 96.12% | 66.88% | 79.12% | 46.63% | 5.625% | 45.75% | 0.625% | 0% | 70.75%
106000 | 1.5% | 1.25% | 1.125% | 0.875% | 1% | 1% | 1.125% | 1.375% | 0.5% | 0.75% | 0.5% | 1.125% | 1.375% | 0.75% | 3.125% | 1.125% | 0% | 0.125% | 1% | 106000 | 82.25% | 31.63% | 46.88% | 53.5% | 26.38% | 26.63% | 46.5% | 47.25% | 84.62% | 86.75% | 96.62% | 68% | 80.5% | 47.38% | 8.75% | 46.88% | 0.625% | 0.125% | 71.75%
107000 | 1.125% | 1.25% | 1.375% | 1.125% | 1.25% | 1.5% | 1.625% | 1.125% | 1% | 0.875% | 0.375% | 1.25% | 1% | 0.875% | 2.125% | 1.375% | 0.125% | 0% | 1.5% | 107000 | 83.38% | 32.88% | 48.25% | 54.62% | 27.63% | 28.13% | 48.12% | 48.37% | 85.62% | 87.62% | 97% | 69.25% | 81.5% | 48.25% | 10.88% | 48.25% | 0.75% | 0.125% | 73.25%
108000 | 1% | 1.375% | 0.625% | 1.375% | 1.75% | 1.375% | 0.5% | 0.75% | 0.625% | 0.625% | 0.25% | 1.25% | 1.375% | 2% | 1.375% | 0.625% | 0% | 0% | 1.125% | 108000 | 84.38% | 34.25% | 48.87% | 56% | 29.38% | 29.5% | 48.62% | 49.12% | 86.25% | 88.25% | 97.25% | 70.5% | 82.88% | 50.25% | 12.25% | 48.87% | 0.75% | 0.125% | 74.38%
109000 | 1% | 1% | 1.25% | 1.375% | 1.25% | 1.375% | 1.375% | 1.25% | 0.625% | 0.875% | 0.5% | 0.875% | 1.375% | 1.125% | 3.5% | 1.25% | 0.125% | 0% | 1% | 109000 | 85.38% | 35.25% | 50.12% | 57.38% | 30.63% | 30.88% | 50% | 50.37% | 86.87% | 89.12% | 97.75% | 71.38% | 84.25% | 51.38% | 15.75% | 50.12% | 0.875% | 0.125% | 75.38%
110000 | 0.25% | 1.75% | 1.625% | 1.75% | 1.625% | 1.375% | 1.5% | 1.5% | 0.75% | 0.75% | 0% | 1.125% | 0.875% | 1.25% | 4.25% | 1.625% | 0.125% | 0% | 1.125% | 110000 | 85.62% | 37% | 51.75% | 59.12% | 32.25% | 32.25% | 51.5% | 51.87% | 87.62% | 89.88% | 97.75% | 72.5% | 85.12% | 52.62% | 20% | 51.75% | 1% | 0.125% | 76.5%
111000 | 0.625% | 1% | 1.5% | 1.125% | 1.125% | 1.25% | 1.375% | 1.375% | 1% | 0.875% | 0.25% | 1.25% | 0.75% | 1.25% | 4.75% | 1.5% | 0.125% | 0% | 1% | 111000 | 86.25% | 38% | 53.25% | 60.25% | 33.38% | 33.5% | 52.87% | 53.25% | 88.62% | 90.75% | 98% | 73.75% | 85.88% | 53.87% | 24.75% | 53.25% | 1.125% | 0.125% | 77.5%
112000 | 0.875% | 1.125% | 0.75% | 1.375% | 1% | 2% | 1.125% | 1.125% | 0.5% | 0.625% | 0.125% | 1.125% | 1% | 1.25% | 3.25% | 0.75% | 0.25% | 0% | 0.75% | 112000 | 87.13% | 39.13% | 54% | 61.62% | 34.38% | 35.5% | 54% | 54.37% | 89.12% | 91.38% | 98.12% | 74.87% | 86.88% | 55.12% | 28% | 54% | 1.375% | 0.125% | 78.25%
113000 | 0.875% | 0.5% | 1.25% | 1.375% | 1.875% | 0.875% | 1.125% | 1% | 1.125% | 1.125% | 0.25% | 1% | 0.5% | 0.625% | 3% | 1.25% | 0.25% | 0% | 1.625% | 113000 | 88% | 39.63% | 55.25% | 63% | 36.25% | 36.38% | 55.12% | 55.37% | 90.25% | 92.5% | 98.37% | 75.87% | 87.38% | 55.75% | 31% | 55.25% | 1.625% | 0.125% | 79.88%
114000 | 0.5% | 1.375% | 1.375% | 1.5% | 0.875% | 1.25% | 0.875% | 1.375% | 0.625% | 0.25% | 0.125% | 1% | 0.5% | 1% | 4.875% | 1.375% | 0.375% | 0% | 0.875% | 114000 | 88.5% | 41% | 56.62% | 64.5% | 37.13% | 37.63% | 56% | 56.75% | 90.87% | 92.75% | 98.5% | 76.88% | 87.88% | 56.75% | 35.88% | 56.62% | 2% | 0.125% | 80.75%
115000 | 1% | 1.125% | 0.75% | 0.625% | 0.5% | 0.25% | 1.125% | 0.75% | 0.25% | 0.5% | 0.125% | 1.25% | 0.75% | 0.75% | 3.5% | 0.75% | 0.125% | 0% | 1.75% | 115000 | 89.5% | 42.13% | 57.37% | 65.12% | 37.63% | 37.88% | 57.12% | 57.5% | 91.12% | 93.25% | 98.62% | 78.12% | 88.62% | 57.5% | 39.38% | 57.37% | 2.125% | 0.125% | 82.5%
116000 | 0.625% | 1.125% | 1.625% | 1.125% | 1% | 1.25% | 1.25% | 1.75% | 1.125% | 0.375% | 0.25% | 1.375% | 0.875% | 1.375% | 3.875% | 1.625% | 0.125% | 0.125% | 0.625% | 116000 | 90.13% | 43.25% | 59% | 66.25% | 38.63% | 39.13% | 58.37% | 59.25% | 92.25% | 93.62% | 98.87% | 79.5% | 89.5% | 58.87% | 43.25% | 59% | 2.25% | 0.25% | 83.12%
117000 | 0.875% | 1.125% | 0.625% | 1.5% | 1.125% | 0.625% | 1.25% | 0.75% | 0.5% | 0.25% | 0.125% | 0.875% | 0.5% | 1.625% | 3.125% | 0.625% | 0.25% | 0% | 1.25% | 117000 | 91% | 44.38% | 59.62% | 67.75% | 39.75% | 39.75% | 59.62% | 60% | 92.75% | 93.87% | 99% | 80.38% | 90% | 60.5% | 46.38% | 59.62% | 2.5% | 0.25% | 84.37%
118000 | 0.5% | 1.375% | 1.25% | 0.625% | 1.25% | 1.125% | 1.25% | 1% | 0.5% | 0.125% | 0% | 1% | 0.5% | 1.5% | 3.125% | 1.25% | 0.125% | 0% | 1% | 118000 | 91.5% | 45.75% | 60.87% | 68.38% | 41% | 40.88% | 60.87% | 61% | 93.25% | 94% | 99% | 81.38% | 90.5% | 62% | 49.5% | 60.87% | 2.625% | 0.25% | 85.37%
119000 | 0.625% | 1.375% | 1% | 1.625% | 0.75% | 1.25% | 1% | 1.125% | 0.25% | 0.75% | 0.125% | 0.75% | 0.75% | 0.75% | 3% | 1% | 0.375% | 0% | 0.375% | 119000 | 92.13% | 47.12% | 61.87% | 70% | 41.75% | 42.13% | 61.87% | 62.12% | 93.5% | 94.75% | 99.12% | 82.12% | 91.25% | 62.75% | 52.5% | 61.87% | 3% | 0.25% | 85.75%
120000 | 0.625% | 0.625% | 1.125% | 1.125% | 1.25% | 1% | 1% | 1% | 0.375% | 0.375% | 0.375% | 0.5% | 0.375% | 0.5% | 3.25% | 1.125% | 0% | 0% | 0.75% | 120000 | 92.75% | 47.75% | 63% | 71.12% | 43% | 43.13% | 62.87% | 63.12% | 93.87% | 95.12% | 99.5% | 82.62% | 91.62% | 63.25% | 55.75% | 63% | 3% | 0.25% | 86.5%
121000 | 0.375% | 1.25% | 0.625% | 0.875% | 0.625% | 1.25% | 0.75% | 1% | 0.125% | 0.25% | 0.125% | 0.5% | 1.125% | 1.125% | 2.875% | 0.625% | 0.125% | 0% | 0.75% | 121000 | 93.13% | 49% | 63.62% | 72% | 43.63% | 44.38% | 63.62% | 64.12% | 94% | 95.37% | 99.62% | 83.12% | 92.75% | 64.37% | 58.63% | 63.62% | 3.125% | 0.25% | 87.25%
122000 | 0.625% | 1.375% | 1.125% | 0.875% | 1.5% | 1% | 1.125% | 0.625% | 0.5% | 0.25% | 0% | 0.625% | 0.375% | 0.75% | 2.5% | 1.125% | 0% | 0% | 1% | 122000 | 93.75% | 50.38% | 64.75% | 72.88% | 45.13% | 45.38% | 64.75% | 64.75% | 94.5% | 95.62% | 99.62% | 83.75% | 93.12% | 65.12% | 61.13% | 64.75% | 3.125% | 0.25% | 88.25%
123000 | 0% | 1.25% | 0.5% | 0.75% | 0.875% | 1% | 0.5% | 0.5% | 0.375% | 0.25% | 0.125% | 0.5% | 0.25% | 0.5% | 2.875% | 0.5% | 0.625% | 0% | 0.375% | 123000 | 93.75% | 51.62% | 65.25% | 73.62% | 46% | 46.38% | 65.25% | 65.25% | 94.87% | 95.87% | 99.75% | 84.25% | 93.38% | 65.62% | 64% | 65.25% | 3.75% | 0.25% | 88.62%
124000 | 0.375% | 1.125% | 0.75% | 0.75% | 1.375% | 1% | 0.5% | 1% | 0.5% | 0.125% | 0% | 0.375% | 0.25% | 0.875% | 2.75% | 0.75% | 0.125% | 0.125% | 0.5% | 124000 | 94.13% | 52.75% | 66% | 74.37% | 47.38% | 47.38% | 65.75% | 66.25% | 95.37% | 96% | 99.75% | 84.62% | 93.62% | 66.5% | 66.75% | 66% | 3.875% | 0.375% | 89.12%
125000 | 0.25% | 1.125% | 1.625% | 0.75% | 1% | 1.125% | 1.625% | 1.625% | 0.375% | 0.375% | 0% | 0.25% | 0.25% | 1.25% | 1.875% | 1.625% | 0.375% | 0% | 0.875% | 125000 | 94.38% | 53.87% | 67.62% | 75.12% | 48.38% | 48.5% | 67.37% | 67.87% | 95.75% | 96.37% | 99.75% | 84.87% | 93.87% | 67.75% | 68.63% | 67.62% | 4.25% | 0.375% | 90%
126000 | 0.75% | 1.5% | 0.875% | 1.25% | 0.375% | 1.25% | 1.125% | 0.75% | 0% | 0% | 0.125% | 0.75% | 0.375% | 1% | 1.625% | 0.875% | 0.375% | 0% | 0.75% | 126000 | 95.12% | 55.38% | 68.5% | 76.37% | 48.75% | 49.75% | 68.5% | 68.62% | 95.75% | 96.37% | 99.87% | 85.62% | 94.25% | 68.75% | 70.25% | 68.5% | 4.625% | 0.375% | 90.75%
127000 | 0.375% | 0.625% | 1.25% | 1.375% | 2% | 1.125% | 1.125% | 1.125% | 0% | 0.25% | 0% | 0.875% | 0% | 1.375% | 1.75% | 1.25% | 0.125% | 0% | 0.375% | 127000 | 95.5% | 56% | 69.75% | 77.75% | 50.75% | 50.88% | 69.62% | 69.75% | 95.75% | 96.62% | 99.87% | 86.5% | 94.25% | 70.12% | 72% | 69.75% | 4.75% | 0.375% | 91.12%
128000 | 0% | 1% | 1% | 0.375% | 1.125% | 0.625% | 1.125% | 1.25% | 0.25% | 0.375% | 0% | 1% | 0.75% | 0.875% | 1.625% | 1% | 0.25% | 0% | 0.75% | 128000 | 95.5% | 57% | 70.75% | 78.12% | 51.88% | 51.5% | 70.75% | 71% | 96% | 97% | 99.87% | 87.5% | 95% | 71% | 73.62% | 70.75% | 5% | 0.375% | 91.87%
129000 | 0.25% | 1.75% | 1.125% | 1.25% | 1.375% | 0.875% | 1.125% | 1% | 0.375% | 0% | 0% | 0.25% | 0.375% | 1% | 1.875% | 1.125% | 0.125% | 0% | 0.75% | 129000 | 95.75% | 58.75% | 71.87% | 79.37% | 53.25% | 52.38% | 71.87% | 72% | 96.37% | 97% | 99.87% | 87.75% | 95.37% | 72% | 75.5% | 71.87% | 5.125% | 0.375% | 92.62%
130000 | 0% | 1% | 0.875% | 1.5% | 0.25% | 1.25% | 0.75% | 0.75% | 0% | 0.25% | 0% | 0.625% | 0.125% | 0.625% | 2.5% | 0.875% | 0.625% | 0% | 0.375% | 130000 | 95.75% | 59.75% | 72.75% | 80.87% | 53.5% | 53.63% | 72.62% | 72.75% | 96.37% | 97.25% | 99.87% | 88.37% | 95.5% | 72.62% | 78% | 72.75% | 5.75% | 0.375% | 93%
131000 | 0.25% | 0.875% | 0.375% | 1.375% | 1.625% | 1% | 0.375% | 0.625% | 0.125% | 0.25% | 0% | 0.5% | 0.375% | 0.375% | 1.5% | 0.375% | 0.375% | 0% | 0.25% | 131000 | 96% | 60.62% | 73.12% | 82.25% | 55.12% | 54.63% | 73% | 73.37% | 96.5% | 97.5% | 99.87% | 88.87% | 95.87% | 73% | 79.5% | 73.12% | 6.125% | 0.375% | 93.25%
132000 | 0.125% | 0.625% | 0.75% | 0.375% | 0.875% | 0.875% | 0.75% | 0.5% | 0.25% | 0.375% | 0% | 0.5% | 0.125% | 1% | 1.25% | 0.75% | 0.125% | 0% | 0.625% | 132000 | 96.12% | 61.25% | 73.87% | 82.62% | 56% | 55.5% | 73.75% | 73.87% | 96.75% | 97.87% | 99.87% | 89.37% | 96% | 74% | 80.75% | 73.87% | 6.25% | 0.375% | 93.87%
133000 | 0.25% | 0.75% | 1% | 0.875% | 1.125% | 1.375% | 0.875% | 1% | 0.125% | 0.25% | 0.125% | 1% | 0% | 0.875% | 1.75% | 1% | 0.75% | 0.125% | 0.125% | 133000 | 96.37% | 62% | 74.87% | 83.5% | 57.12% | 56.88% | 74.62% | 74.87% | 96.87% | 98.12% | 100% | 90.37% | 96% | 74.87% | 82.5% | 74.87% | 7% | 0.5% | 94%
134000 | 0.125% | 0.875% | 0.875% | 0.875% | 1% | 1.375% | 0.875% | 0.875% | 0.25% | 0.125% | 0% | 0% | 0.5% | 1.125% | 1.125% | 0.875% | 0.875% | 0% | 0.25% | 134000 | 96.5% | 62.87% | 75.75% | 84.38% | 58.13% | 58.25% | 75.5% | 75.75% | 97.12% | 98.25% | 100% | 90.37% | 96.5% | 76% | 83.62% | 75.75% | 7.875% | 0.5% | 94.25%
135000 | 0.375% | 0.375% | 0.75% | 0.75% | 1.125% | 1% | 0.875% | 0.875% | 0.125% | 0.375% | 0% | 0.25% | 0.125% | 0.75% | 0.875% | 0.75% | 0.375% | 0% | 0.25% | 135000 | 96.87% | 63.25% | 76.5% | 85.12% | 59.25% | 59.25% | 76.37% | 76.62% | 97.25% | 98.62% | 100% | 90.62% | 96.62% | 76.75% | 84.5% | 76.5% | 8.25% | 0.5% | 94.5%
136000 | 0% | 0.875% | 1.375% | 0.625% | 1.375% | 1% | 1.25% | 1.5% | 0.125% | 0% | 0% | 0.25% | 0.25% | 1.25% | 1.5% | 1.375% | 0.25% | 0% | 0.5% | 136000 | 96.87% | 64.12% | 77.87% | 85.75% | 60.63% | 60.25% | 77.62% | 78.12% | 97.37% | 98.62% | 100% | 90.87% | 96.87% | 78% | 86% | 77.87% | 8.5% | 0.5% | 95%
137000 | 0.125% | 0.625% | 0.75% | 0.625% | 0.75% | 1.125% | 0.875% | 0.5% | 0.25% | 0.375% | 0% | 0.375% | 0.125% | 0.875% | 1.625% | 0.75% | 0.5% | 0% | 0.75% | 137000 | 97% | 64.75% | 78.62% | 86.37% | 61.38% | 61.38% | 78.5% | 78.62% | 97.62% | 99% | 100% | 91.25% | 97% | 78.87% | 87.63% | 78.62% | 9% | 0.5% | 95.75%
138000 | 0.375% | 1.375% | 1% | 0.75% | 1% | 0.75% | 0.875% | 1% | 0.375% | 0% | 0% | 0.25% | 0.25% | 0.375% | 1% | 1% | 0.625% | 0% | 0% | 138000 | 97.37% | 66.12% | 79.62% | 87.12% | 62.38% | 62.13% | 79.37% | 79.62% | 98% | 99% | 100% | 91.5% | 97.25% | 79.25% | 88.63% | 79.62% | 9.625% | 0.5% | 95.75%
139000 | 0.25% | 1.375% | 0.125% | 0.625% | 0.875% | 0.875% | 0.25% | 0.375% | 0.25% | 0% | 0% | 0.125% | 0.25% | 0.875% | 0.625% | 0.125% | 0.5% | 0% | 0.125% | 139000 | 97.62% | 67.5% | 79.75% | 87.75% | 63.25% | 63% | 79.62% | 80% | 98.25% | 99% | 100% | 91.62% | 97.5% | 80.12% | 89.25% | 79.75% | 10.13% | 0.5% | 95.87%
140000 | 0.25% | 1.375% | 0.375% | 0.875% | 0.375% | 0.375% | 0.5% | 0.125% | 0.375% | 0% | 0% | 0.25% | 0.25% | 0.25% | 1% | 0.375% | 0.75% | 0% | 0% | 140000 | 97.87% | 68.88% | 80.12% | 88.62% | 63.63% | 63.38% | 80.12% | 80.12% | 98.62% | 99% | 100% | 91.87% | 97.75% | 80.37% | 90.25% | 80.12% | 10.88% | 0.5% | 95.87%
141000 | 0% | 0.875% | 0.25% | 0.5% | 1% | 0.625% | 0.25% | 0.25% | 0% | 0.125% | 0% | 0.25% | 0.125% | 0.25% | 1% | 0.25% | 0.875% | 0.125% | 0.375% | 141000 | 97.87% | 69.75% | 80.37% | 89.12% | 64.63% | 64% | 80.37% | 80.37% | 98.62% | 99.12% | 100% | 92.12% | 97.87% | 80.62% | 91.25% | 80.37% | 11.75% | 0.625% | 96.25%
142000 | 0.125% | 0.5% | 0.625% | 0.375% | 0.25% | 0.25% | 0.625% | 0.75% | 0.25% | 0.125% | 0% | 0.375% | 0.25% | 1.125% | 0.625% | 0.625% | 0.375% | 0% | 0% | 142000 | 98% | 70.25% | 81% | 89.5% | 64.88% | 64.25% | 81% | 81.12% | 98.87% | 99.25% | 100% | 92.5% | 98.12% | 81.75% | 91.88% | 81% | 12.13% | 0.625% | 96.25%
143000 | 0.625% | 1% | 1.125% | 1.125% | 0.875% | 0.75% | 1.125% | 1.25% | 0.125% | 0% | 0% | 0.375% | 0.25% | 0.375% | 0.75% | 1.125% | 0.125% | 0% | 0.375% | 143000 | 98.62% | 71.25% | 82.12% | 90.62% | 65.75% | 65% | 82.12% | 82.37% | 99% | 99.25% | 100% | 92.87% | 98.37% | 82.12% | 92.62% | 82.12% | 12.25% | 0.625% | 96.62%
144000 | 0.125% | 0.375% | 0.5% | 0.5% | 1.125% | 1.25% | 0.5% | 0.25% | 0% | 0.125% | 0% | 0.375% | 0.125% | 0.125% | 0.625% | 0.5% | 0.25% | 0% | 0.125% | 144000 | 98.75% | 71.63% | 82.62% | 91.12% | 66.88% | 66.25% | 82.62% | 82.62% | 99% | 99.37% | 100% | 93.25% | 98.5% | 82.25% | 93.25% | 82.62% | 12.5% | 0.625% | 96.75%
145000 | 0.125% | 0.375% | 0.375% | 0.25% | 0.75% | 1% | 0.5% | 0.5% | 0% | 0% | 0% | 0.25% | 0.375% | 0.5% | 0.5% | 0.375% | 0.25% | 0% | 0.25% | 145000 | 98.87% | 72% | 83% | 91.37% | 67.62% | 67.25% | 83.12% | 83.12% | 99% | 99.37% | 100% | 93.5% | 98.87% | 82.75% | 93.75% | 83% | 12.75% | 0.625% | 97%
146000 | 0.125% | 1.125% | 0.375% | 0.375% | 1.375% | 1.625% | 0% | 0.25% | 0% | 0% | 0% | 0.5% | 0.125% | 0.5% | 0.5% | 0.375% | 0.125% | 0% | 0% | 146000 | 99% | 73.13% | 83.37% | 91.75% | 69% | 68.88% | 83.12% | 83.37% | 99% | 99.37% | 100% | 94% | 99% | 83.25% | 94.25% | 83.37% | 12.88% | 0.625% | 97%
147000 | 0% | 1.125% | 0.5% | 0.875% | 0.75% | 0.875% | 0.625% | 0.5% | 0.125% | 0.125% | 0% | 0.125% | 0% | 0.625% | 0.25% | 0.5% | 0.5% | 0% | 0.125% | 147000 | 99% | 74.25% | 83.87% | 92.62% | 69.75% | 69.75% | 83.75% | 83.87% | 99.12% | 99.5% | 100% | 94.12% | 99% | 83.87% | 94.5% | 83.87% | 13.38% | 0.625% | 97.12%
148000 | 0% | 0.875% | 0.5% | 0.25% | 0.5% | 0.75% | 0.625% | 0.625% | 0.125% | 0.125% | 0% | 0.25% | 0% | 0.5% | 0.5% | 0.5% | 0.375% | 0.125% | 0.25% | 148000 | 99% | 75.13% | 84.37% | 92.87% | 70.25% | 70.5% | 84.37% | 84.5% | 99.25% | 99.62% | 100% | 94.37% | 99% | 84.37% | 95% | 84.37% | 13.75% | 0.75% | 97.37%
149000 | 0.125% | 0.75% | 0.375% | 0.625% | 0.75% | 0.375% | 0.375% | 0.25% | 0% | 0% | 0% | 0.5% | 0% | 0.25% | 0.125% | 0.375% | 0.875% | 0% | 0.375% | 149000 | 99.12% | 75.88% | 84.75% | 93.5% | 71% | 70.88% | 84.75% | 84.75% | 99.25% | 99.62% | 100% | 94.87% | 99% | 84.62% | 95.12% | 84.75% | 14.63% | 0.75% | 97.75%
150000 | 0% | 1.25% | 0.75% | 0.625% | 0.75% | 1% | 0.625% | 0.75% | 0% | 0% | 0% | 0.5% | 0.125% | 0.75% | 0.625% | 0.75% | 0.5% | 0% | 0.125% | 150000 | 99.12% | 77.13% | 85.5% | 94.12% | 71.75% | 71.88% | 85.37% | 85.5% | 99.25% | 99.62% | 100% | 95.37% | 99.12% | 85.37% | 95.75% | 85.5% | 15.13% | 0.75% | 97.87%
151000 | 0.125% | 0.625% | 0.375% | 0% | 0.25% | 0.375% | 0.5% | 0.5% | 0.25% | 0.125% | 0% | 0.25% | 0% | 0.25% | 0.375% | 0.375% | 1% | 0% | 0% | 151000 | 99.25% | 77.75% | 85.87% | 94.12% | 72% | 72.25% | 85.87% | 86% | 99.5% | 99.75% | 100% | 95.62% | 99.12% | 85.62% | 96.12% | 85.87% | 16.13% | 0.75% | 97.87%
152000 | 0% | 1.125% | 0.75% | 0.25% | 0.75% | 0.375% | 0.5% | 0.625% | 0% | 0% | 0% | 0% | 0.125% | 0.75% | 0.125% | 0.75% | 0.5% | 0.125% | 0.375% | 152000 | 99.25% | 78.88% | 86.62% | 94.37% | 72.75% | 72.63% | 86.37% | 86.62% | 99.5% | 99.75% | 100% | 95.62% | 99.25% | 86.37% | 96.25% | 86.62% | 16.63% | 0.875% | 98.25%
153000 | 0% | 0.5% | 0.5% | 0.5% | 0.875% | 1.125% | 0.75% | 0.5% | 0% | 0% | 0% | 0.25% | 0% | 1% | 0.5% | 0.5% | 1.125% | 0% | 0.5% | 153000 | 99.25% | 79.38% | 87.12% | 94.87% | 73.62% | 73.75% | 87.12% | 87.12% | 99.5% | 99.75% | 100% | 95.87% | 99.25% | 87.37% | 96.75% | 87.12% | 17.75% | 0.875% | 98.75%
154000 | 0.25% | 0.5% | 0.25% | 0.5% | 1.375% | 1% | 0.25% | 0.375% | 0% | 0% | 0% | 0.5% | 0.125% | 0.5% | 0.125% | 0.25% | 1% | 0.375% | 0% | 154000 | 99.5% | 79.88% | 87.37% | 95.37% | 75% | 74.75% | 87.37% | 87.5% | 99.5% | 99.75% | 100% | 96.37% | 99.37% | 87.87% | 96.87% | 87.37% | 18.75% | 1.25% | 98.75%
155000 | 0% | 0.375% | 0.875% | 0% | 0.5% | 0.875% | 0.875% | 0.75% | 0.25% | 0% | 0% | 0.25% | 0.125% | 0.5% | 0.125% | 0.875% | 1.125% | 0% | 0.25% | 155000 | 99.5% | 80.25% | 88.25% | 95.37% | 75.5% | 75.63% | 88.25% | 88.25% | 99.75% | 99.75% | 100% | 96.62% | 99.5% | 88.37% | 97% | 88.25% | 19.88% | 1.25% | 99%
156000 | 0% | 0.5% | 0.375% | 0.125% | 1.125% | 0.375% | 0.375% | 0.375% | 0% | 0% | 0% | 0.25% | 0.125% | 0.5% | 0.125% | 0.375% | 0.875% | 0.125% | 0% | 156000 | 99.5% | 80.75% | 88.62% | 95.5% | 76.62% | 76% | 88.62% | 88.62% | 99.75% | 99.75% | 100% | 96.87% | 99.62% | 88.87% | 97.12% | 88.62% | 20.75% | 1.375% | 99%
157000 | 0% | 0.625% | 0.5% | 0.125% | 0.625% | 1.125% | 0.5% | 0.5% | 0% | 0% | 0% | 0% | 0% | 0.25% | 0.5% | 0.5% | 0.875% | 0.125% | 0% | 157000 | 99.5% | 81.38% | 89.12% | 95.62% | 77.25% | 77.13% | 89.12% | 89.12% | 99.75% | 99.75% | 100% | 96.87% | 99.62% | 89.12% | 97.62% | 89.12% | 21.63% | 1.5% | 99%
158000 | 0% | 1% | 0.375% | 0.25% | 0.75% | 1% | 0.375% | 0.375% | 0% | 0.125% | 0% | 0.125% | 0% | 0.25% | 0.25% | 0.375% | 0.75% | 0% | 0% | 158000 | 99.5% | 82.38% | 89.5% | 95.87% | 78% | 78.13% | 89.5% | 89.5% | 99.75% | 99.87% | 100% | 97% | 99.62% | 89.37% | 97.87% | 89.5% | 22.38% | 1.5% | 99%
159000 | 0.25% | 0.75% | 0.125% | 0.25% | 0.875% | 0.75% | 0.125% | 0.125% | 0% | 0.125% | 0% | 0.25% | 0% | 0.25% | 0.25% | 0.125% | 0.375% | 0.125% | 0.125% | 159000 | 99.75% | 83.12% | 89.62% | 96.12% | 78.87% | 78.88% | 89.62% | 89.62% | 99.75% | 100% | 100% | 97.25% | 99.62% | 89.62% | 98.12% | 89.62% | 22.75% | 1.625% | 99.12%
160000 | 0% | 0.625% | 0% | 0% | 0.5% | 0.625% | 0% | 0% | 0% | 0% | 0% | 0.25% | 0.125% | 0.125% | 0.125% | 0% | 1.375% | 0.125% | 0.125% | 160000 | 99.75% | 83.75% | 89.62% | 96.12% | 79.37% | 79.5% | 89.62% | 89.62% | 99.75% | 100% | 100% | 97.5% | 99.75% | 89.75% | 98.25% | 89.62% | 24.13% | 1.75% | 99.25%
161000 | 0% | 0.5% | 0.25% | 0.125% | 0.875% | 0.625% | 0.25% | 0.25% | 0% | 0% | 0% | 0.125% | 0% | 0.5% | 0.25% | 0.25% | 0.875% | 0.125% | 0% | 161000 | 99.75% | 84.25% | 89.87% | 96.25% | 80.25% | 80.13% | 89.87% | 89.87% | 99.75% | 100% | 100% | 97.62% | 99.75% | 90.25% | 98.5% | 89.87% | 25% | 1.875% | 99.25%
162000 | 0% | 1.125% | 0.375% | 0.625% | 0.375% | 0.375% | 0.5% | 0.625% | 0% | 0% | 0% | 0% | 0% | 0.25% | 0.375% | 0.375% | 0.5% | 0.25% | 0% | 162000 | 99.75% | 85.38% | 90.25% | 96.87% | 80.62% | 80.5% | 90.37% | 90.5% | 99.75% | 100% | 100% | 97.62% | 99.75% | 90.5% | 98.87% | 90.25% | 25.5% | 2.125% | 99.25%
163000 | 0% | 1% | 0.5% | 0% | 0.5% | 0.375% | 0.25% | 0.375% | 0% | 0% | 0% | 0.375% | 0% | 0.125% | 0% | 0.5% | 1.375% | 0.125% | 0.125% | 163000 | 99.75% | 86.38% | 90.75% | 96.87% | 81.12% | 80.88% | 90.62% | 90.87% | 99.75% | 100% | 100% | 98% | 99.75% | 90.62% | 98.87% | 90.75% | 26.88% | 2.25% | 99.37%
164000 | 0% | 0.625% | 0.25% | 0.125% | 0.5% | 0.625% | 0.375% | 0.125% | 0% | 0% | 0% | 0.125% | 0% | 0.375% | 0.125% | 0.25% | 0.75% | 0.25% | 0.125% | 164000 | 99.75% | 87% | 91% | 97% | 81.62% | 81.5% | 91% | 91% | 99.75% | 100% | 100% | 98.12% | 99.75% | 91% | 99% | 91% | 27.63% | 2.5% | 99.5%
165000 | 0% | 0.375% | 0.125% | 0.125% | 0.5% | 0.75% | 0.125% | 0.125% | 0% | 0% | 0% | 0% | 0.125% | 0.125% | 0.25% | 0.125% | 0.5% | 0.125% | 0% | 165000 | 99.75% | 87.38% | 91.12% | 97.12% | 82.12% | 82.25% | 91.12% | 91.12% | 99.75% | 100% | 100% | 98.12% | 99.87% | 91.12% | 99.25% | 91.12% | 28.13% | 2.625% | 99.5%
166000 | 0% | 0.125% | 0.5% | 0.125% | 0.75% | 0.625% | 0.5% | 0.625% | 0% | 0% | 0% | 0% | 0% | 0.25% | 0% | 0.5% | 1.5% | 0.375% | 0% | 166000 | 99.75% | 87.5% | 91.62% | 97.25% | 82.87% | 82.88% | 91.62% | 91.75% | 99.75% | 100% | 100% | 98.12% | 99.87% | 91.37% | 99.25% | 91.62% | 29.63% | 3% | 99.5%
167000 | 0% | 0.25% | 0.375% | 0.25% | 1.125% | 1% | 0.375% | 0.25% | 0.125% | 0% | 0% | 0.25% | 0.125% | 0.5% | 0% | 0.375% | 1.75% | 0% | 0.125% | 167000 | 99.75% | 87.75% | 92% | 97.5% | 84% | 83.88% | 92% | 92% | 99.87% | 100% | 100% | 98.37% | 100% | 91.87% | 99.25% | 92% | 31.38% | 3% | 99.62%
168000 | 0% | 0.375% | 0.125% | 0.25% | 0.75% | 0.75% | 0.125% | 0.125% | 0.125% | 0% | 0% | 0% | 0% | 0.25% | 0.125% | 0.125% | 1% | 0.125% | 0% | 168000 | 99.75% | 88.12% | 92.12% | 97.75% | 84.75% | 84.62% | 92.12% | 92.12% | 100% | 100% | 100% | 98.37% | 100% | 92.12% | 99.37% | 92.12% | 32.38% | 3.125% | 99.62%
169000 | 0% | 0.375% | 0.375% | 0.125% | 1% | 0.75% | 0% | 0.5% | 0% | 0% | 0% | 0% | 0% | 0.125% | 0% | 0.375% | 1.375% | 0% | 0.125% | 169000 | 99.75% | 88.5% | 92.5% | 97.87% | 85.75% | 85.38% | 92.12% | 92.62% | 100% | 100% | 100% | 98.37% | 100% | 92.25% | 99.37% | 92.5% | 33.75% | 3.125% | 99.75%
170000 | 0.125% | 0.75% | 0.125% | 0.25% | 0.5% | 0.875% | 0.5% | 0% | 0% | 0% | 0% | 0.125% | 0% | 0.25% | 0% | 0.125% | 0.625% | 0% | 0% | 170000 | 99.87% | 89.25% | 92.62% | 98.12% | 86.25% | 86.25% | 92.62% | 92.62% | 100% | 100% | 100% | 98.5% | 100% | 92.5% | 99.37% | 92.62% | 34.38% | 3.125% | 99.75%
171000 |  | 0.125% | 0% | 0.125% | 0.625% | 0.5% | 0% | 0% | 0% | 0% | 0% | 0.125% |  | 0.375% | 0.125% | 0% | 0.5% | 0.125% | 0% | 171000 |  | 89.38% | 92.62% | 98.25% | 86.87% | 86.75% | 92.62% | 92.62% | 100% | 100% | 100% | 98.62% |  | 92.87% | 99.5% | 92.62% | 34.88% | 3.25% | 99.75%
172000 |  | 0.625% | 0.25% | 0.25% | 0.125% | 0.5% | 0.25% | 0.25% | 0% | 0% | 0% | 0.125% |  | 0.125% | 0% | 0.25% | 0.5% | 0.125% | 0% | 172000 |  | 90% | 92.87% | 98.5% | 87% | 87.25% | 92.87% | 92.87% | 100% | 100% | 100% | 98.75% |  | 93% | 99.5% | 92.87% | 35.38% | 3.375% | 99.75%
173000 |  | 0.625% | 0.125% | 0% | 0% | 0.375% | 0% | 0.125% | 0% | 0% | 0% | 0% |  | 0.125% | 0% | 0.125% | 1% | 0% | 0% | 173000 |  | 90.62% | 93% | 98.5% | 87% | 87.63% | 92.87% | 93% | 100% | 100% | 100% | 98.75% |  | 93.12% | 99.5% | 93% | 36.38% | 3.375% | 99.75%
174000 |  | 0.375% | 0.25% | 0.125% | 0.875% | 0.25% | 0.375% | 0.375% | 0% | 0% | 0% | 0% |  | 0.125% | 0.125% | 0.25% | 1.125% | 0.25% | 0% | 174000 |  | 91% | 93.25% | 98.62% | 87.87% | 87.88% | 93.25% | 93.37% | 100% | 100% | 100% | 98.75% |  | 93.25% | 99.62% | 93.25% | 37.5% | 3.625% | 99.75%
175000 |  | 0.5% | 0.125% | 0.125% | 0.375% | 0.375% | 0% | 0.125% | 0% | 0% | 0% | 0% |  | 0.625% | 0% | 0.125% | 0.75% | 0% | 0% | 175000 |  | 91.5% | 93.37% | 98.75% | 88.25% | 88.25% | 93.25% | 93.5% | 100% | 100% | 100% | 98.75% |  | 93.87% | 99.62% | 93.37% | 38.25% | 3.625% | 99.75%
176000 |  | 0.625% | 0.25% | 0.125% | 0.625% | 0.625% | 0.375% | 0.125% | 0% | 0% | 0% | 0% |  | 0% | 0.125% | 0.25% | 0.625% | 0% | 0% | 176000 |  | 92.12% | 93.62% | 98.87% | 88.87% | 88.88% | 93.62% | 93.62% | 100% | 100% | 100% | 98.75% |  | 93.87% | 99.75% | 93.62% | 38.88% | 3.625% | 99.75%
177000 |  | 0.5% | 0.25% | 0% | 0% | 0.375% | 0.125% | 0.25% | 0% | 0% | 0% | 0.125% |  | 0.25% | 0% | 0.25% | 1.5% | 0% | 0% | 177000 |  | 92.62% | 93.87% | 98.87% | 88.87% | 89.25% | 93.75% | 93.87% | 100% | 100% | 100% | 98.87% |  | 94.12% | 99.75% | 93.87% | 40.38% | 3.625% | 99.75%
178000 |  | 0.375% | 0.25% | 0.25% | 0.125% | 0.125% | 0.375% | 0.25% | 0% | 0% | 0% | 0% |  | 0.125% | 0% | 0.25% | 0.625% | 0.25% | 0.125% | 178000 |  | 93% | 94.12% | 99.12% | 89% | 89.38% | 94.12% | 94.12% | 100% | 100% | 100% | 98.87% |  | 94.25% | 99.75% | 94.12% | 41% | 3.875% | 99.87%
179000 |  | 0.625% | 0.125% | 0.125% | 0.875% | 0.375% | 0.125% | 0.25% | 0% | 0% | 0% | 0% |  | 0.375% | 0% | 0.125% | 0.5% | 0.375% | 0% | 179000 |  | 93.62% | 94.25% | 99.25% | 89.87% | 89.75% | 94.25% | 94.37% | 100% | 100% | 100% | 98.87% |  | 94.62% | 99.75% | 94.25% | 41.5% | 4.25% | 99.87%
180000 |  | 0.375% | 0.25% | 0% | 0.625% | 0.375% | 0.25% | 0.125% | 0% | 0% | 0% | 0.125% |  | 0.375% | 0% | 0.25% | 1% | 0% | 0.125% | 180000 |  | 94% | 94.5% | 99.25% | 90.5% | 90.13% | 94.5% | 94.5% | 100% | 100% | 100% | 99% |  | 95% | 99.75% | 94.5% | 42.5% | 4.25% | 100%
181000 |  | 0.25% | 0.5% | 0.125% | 0.625% | 0.75% | 0.5% | 0.625% | 0% | 0% | 0% | 0% |  | 0.375% | 0% | 0.5% | 1% | 0.5% | 0% | 181000 |  | 94.25% | 95% | 99.37% | 91.12% | 90.88% | 95% | 95.12% | 100% | 100% | 100% | 99% |  | 95.37% | 99.75% | 95% | 43.5% | 4.75% | 100%
182000 |  | 0% | 0.375% | 0% | 0.625% | 0.875% | 0.25% | 0.25% | 0% | 0% | 0% | 0% |  | 0.25% | 0.25% | 0.375% | 0.5% | 0.25% | 0% | 182000 |  | 94.25% | 95.37% | 99.37% | 91.75% | 91.75% | 95.25% | 95.37% | 100% | 100% | 100% | 99% |  | 95.62% | 100% | 95.37% | 44% | 5% | 100%
183000 |  | 0.25% | 0.5% | 0% | 0.625% | 0.375% | 0.5% | 0.5% | 0% | 0% | 0% | 0% |  | 0.375% | 0% | 0.5% | 0.625% | 0.125% | 0% | 183000 |  | 94.5% | 95.87% | 99.37% | 92.37% | 92.13% | 95.75% | 95.87% | 100% | 100% | 100% | 99% |  | 96% | 100% | 95.87% | 44.63% | 5.125% | 100%
184000 |  | 0.5% | 0.25% | 0% | 0.25% | 0.25% | 0.25% | 0.25% | 0% | 0% | 0% | 0.125% |  | 0.375% | 0% | 0.25% | 1.25% | 0.25% | 0% | 184000 |  | 95% | 96.12% | 99.37% | 92.62% | 92.38% | 96% | 96.12% | 100% | 100% | 100% | 99.12% |  | 96.37% | 100% | 96.12% | 45.88% | 5.375% | 100%
185000 |  | 0.125% | 0.125% | 0% | 0.25% | 0.375% | 0.25% | 0.125% | 0% | 0% | 0% | 0% |  | 0% | 0% | 0.125% | 0.5% | 0.25% | 0% | 185000 |  | 95.12% | 96.25% | 99.37% | 92.87% | 92.75% | 96.25% | 96.25% | 100% | 100% | 100% | 99.12% |  | 96.37% | 100% | 96.25% | 46.38% | 5.625% | 100%
186000 |  | 0% | 0.125% | 0% | 0.25% | 0.5% | 0.125% | 0.125% | 0% | 0% | 0% | 0% |  | 0.25% | 0% | 0.125% | 0.875% | 0.25% | 0% | 186000 |  | 95.12% | 96.37% | 99.37% | 93.12% | 93.25% | 96.37% | 96.37% | 100% | 100% | 100% | 99.12% |  | 96.62% | 100% | 96.37% | 47.25% | 5.875% | 100%
187000 |  | 0% | 0.375% | 0.125% | 0.375% | 0.375% | 0.375% | 0.375% | 0% | 0% | 0% | 0.25% |  | 0.125% | 0% | 0.375% | 0.75% | 0.25% | 0% | 187000 |  | 95.12% | 96.75% | 99.5% | 93.5% | 93.63% | 96.75% | 96.75% | 100% | 100% | 100% | 99.37% |  | 96.75% | 100% | 96.75% | 48% | 6.125% | 100%
188000 |  | 0.25% | 0% | 0.25% | 0.625% | 0.625% | 0% | 0.125% | 0% | 0% | 0% | 0.25% |  | 0% | 0% | 0% | 1.125% | 0.375% | 0% | 188000 |  | 95.37% | 96.75% | 99.75% | 94.12% | 94.25% | 96.75% | 96.87% | 100% | 100% | 100% | 99.62% |  | 96.75% | 100% | 96.75% | 49.13% | 6.5% | 100%
189000 |  | 0.125% | 0.125% | 0% | 0.125% | 0% | 0.125% | 0% | 0% | 0% | 0% | 0% |  | 0.25% | 0% | 0.125% | 0.875% | 0.5% | 0% | 189000 |  | 95.5% | 96.87% | 99.75% | 94.25% | 94.25% | 96.87% | 96.87% | 100% | 100% | 100% | 99.62% |  | 97% | 100% | 96.87% | 50% | 7% | 100%
190000 |  | 0.125% | 0% | 0% | 0.375% | 0.125% | 0% | 0.125% | 0% | 0% | 0% | 0% |  | 0% | 0% | 0% | 0.375% | 0.75% | 0% | 190000 |  | 95.62% | 96.87% | 99.75% | 94.62% | 94.38% | 96.87% | 97% | 100% | 100% | 100% | 99.62% |  | 97% | 100% | 96.87% | 50.38% | 7.75% | 100%
191000 |  | 0.125% | 0.125% | 0% | 0% | 0.125% | 0.125% | 0% | 0% | 0% | 0% | 0% |  | 0.25% | 0% | 0.125% | 0.75% | 0.375% | 0% | 191000 |  | 95.75% | 97% | 99.75% | 94.62% | 94.5% | 97% | 97% | 100% | 100% | 100% | 99.62% |  | 97.25% | 100% | 97% | 51.13% | 8.125% | 100%
192000 |  | 0.625% | 0.125% | 0% | 0.25% | 0.375% | 0.125% | 0.25% | 0% | 0% | 0% | 0% |  | 0.25% | 0% | 0.125% | 0.75% | 0.375% | 0% | 192000 |  | 96.37% | 97.12% | 99.75% | 94.87% | 94.88% | 97.12% | 97.25% | 100% | 100% | 100% | 99.62% |  | 97.5% | 100% | 97.12% | 51.88% | 8.5% | 100%
193000 |  | 0.125% | 0.5% | 0% | 0.25% | 0.125% | 0.5% | 0.375% | 0% | 0% | 0% | 0% |  | 0.125% | 0% | 0.5% | 1% | 0.5% | 0% | 193000 |  | 96.5% | 97.62% | 99.75% | 95.12% | 95% | 97.62% | 97.62% | 100% | 100% | 100% | 99.62% |  | 97.62% | 100% | 97.62% | 52.88% | 9% | 100%
194000 |  | 0% | 0.125% | 0% | 0.375% | 0% | 0.125% | 0.125% | 0% | 0% | 0% | 0% |  | 0.375% | 0% | 0.125% | 0.75% | 0.25% | 0% | 194000 |  | 96.5% | 97.75% | 99.75% | 95.5% | 95% | 97.75% | 97.75% | 100% | 100% | 100% | 99.62% |  | 98% | 100% | 97.75% | 53.62% | 9.25% | 100%
195000 |  | 0% | 0.125% | 0% | 0% | 0.375% | 0.125% | 0.125% | 0% | 0% | 0% | 0% |  | 0% | 0% | 0.125% | 0.625% | 0.5% | 0% | 195000 |  | 96.5% | 97.87% | 99.75% | 95.5% | 95.38% | 97.87% | 97.87% | 100% | 100% | 100% | 99.62% |  | 98% | 100% | 97.87% | 54.25% | 9.75% | 100%
196000 |  | 0.125% | 0% | 0% | 0.125% | 0% | 0% | 0% | 0% | 0% | 0% | 0.125% |  | 0% | 0% | 0% | 1.375% | 0.125% | 0% | 196000 |  | 96.62% | 97.87% | 99.75% | 95.62% | 95.38% | 97.87% | 97.87% | 100% | 100% | 100% | 99.75% |  | 98% | 100% | 97.87% | 55.62% | 9.875% | 100%
197000 |  | 0.375% | 0.125% | 0% | 0% | 0.125% | 0.125% | 0.125% | 0% | 0% | 0% | 0% |  | 0% | 0% | 0.125% | 1.25% | 0.25% | 0% | 197000 |  | 97% | 98% | 99.75% | 95.62% | 95.5% | 98% | 98% | 100% | 100% | 100% | 99.75% |  | 98% | 100% | 98% | 56.88% | 10.13% | 100%
198000 |  | 0% | 0% | 0.25% | 0.125% | 0.125% | 0% | 0% | 0% | 0% | 0% | 0% |  | 0% | 0% | 0% | 1.5% | 0.5% | 0% | 198000 |  | 97% | 98% | 100% | 95.75% | 95.62% | 98% | 98% | 100% | 100% | 100% | 99.75% |  | 98% | 100% | 98% | 58.38% | 10.63% | 100%
199000 |  | 0.125% | 0% | 0% | 0.25% | 0.125% | 0% | 0% | 0% | 0% | 0% | 0% |  | 0% | 0% | 0% | 0.875% | 0.75% | 0% | 199000 |  | 97.12% | 98% | 100% | 96% | 95.75% | 98% | 98% | 100% | 100% | 100% | 99.75% |  | 98% | 100% | 98% | 59.25% | 11.38% | 100%
200000 |  | 0.125% | 0% | 0% | 0.125% | 0.25% | 0% | 0% | 0% | 0% | 0% | 0% |  | 0.125% | 0% | 0% | 1.25% | 0.875% | 0% | 200000 |  | 97.25% | 98% | 100% | 96.12% | 96% | 98% | 98% | 100% | 100% | 100% | 99.75% |  | 98.12% | 100% | 98% | 60.5% | 12.25% | 100%
201000 |  | 0% | 0.125% |  | 0.25% | 0.25% | 0.125% | 0.125% | 0% | 0% | 0% | 0% |  | 0% | 0% | 0.125% | 0.875% | 0% | 0% | 201000 |  | 97.25% | 98.12% |  | 96.37% | 96.25% | 98.12% | 98.12% | 100% | 100% | 100% | 99.75% |  | 98.12% | 100% | 98.12% | 61.38% | 12.25% | 100%
202000 |  | 0% | 0% |  | 0% | 0% | 0% | 0% | 0% | 0% | 0% | 0% |  | 0.125% | 0% | 0% | 1.25% | 0.125% | 0% | 202000 |  | 97.25% | 98.12% |  | 96.37% | 96.25% | 98.12% | 98.12% | 100% | 100% | 100% | 99.75% |  | 98.25% | 100% | 98.12% | 62.62% | 12.38% | 100%
203000 |  | 0.375% | 0% |  | 0.25% | 0.125% | 0% | 0.125% | 0% | 0% | 0% | 0% |  | 0% | 0% | 0% | 0% | 0.125% | 0% | 203000 |  | 97.62% | 98.12% |  | 96.62% | 96.37% | 98.12% | 98.25% | 100% | 100% | 100% | 99.75% |  | 98.25% | 100% | 98.12% | 62.62% | 12.5% | 100%
204000 |  | 0% | 0.125% |  | 0% | 0% | 0.125% | 0% | 0% | 0% | 0% | 0% |  | 0% | 0% | 0.125% | 0.875% | 0.375% | 0% | 204000 |  | 97.62% | 98.25% |  | 96.62% | 96.37% | 98.25% | 98.25% | 100% | 100% | 100% | 99.75% |  | 98.25% | 100% | 98.25% | 63.5% | 12.88% | 100%
205000 |  | 0.125% | 0% |  | 0.125% | 0.125% | 0% | 0% | 0% | 0% | 0% | 0% |  | 0% | 0% | 0% | 1.125% | 0.25% | 0% | 205000 |  | 97.75% | 98.25% |  | 96.75% | 96.5% | 98.25% | 98.25% | 100% | 100% | 100% | 99.75% |  | 98.25% | 100% | 98.25% | 64.62% | 13.13% | 100%
206000 |  | 0.125% | 0% |  | 0% | 0.5% | 0% | 0.125% | 0% | 0% | 0% | 0% |  | 0.125% | 0% | 0% | 0.75% | 0.25% | 0% | 206000 |  | 97.87% | 98.25% |  | 96.75% | 97% | 98.25% | 98.37% | 100% | 100% | 100% | 99.75% |  | 98.37% | 100% | 98.25% | 65.38% | 13.38% | 100%
207000 |  | 0.125% | 0.125% |  | 0.125% | 0.25% | 0.125% | 0% | 0% | 0% | 0% | 0% |  | 0.375% | 0% | 0.125% | 0.5% | 0.5% | 0% | 207000 |  | 98% | 98.37% |  | 96.87% | 97.25% | 98.37% | 98.37% | 100% | 100% | 100% | 99.75% |  | 98.75% | 100% | 98.37% | 65.88% | 13.88% | 100%
208000 |  | 0.375% | 0% |  | 0.25% | 0% | 0% | 0% | 0% | 0% | 0% | 0% |  | 0% | 0% | 0% | 0.375% | 0.625% | 0% | 208000 |  | 98.37% | 98.37% |  | 97.12% | 97.25% | 98.37% | 98.37% | 100% | 100% | 100% | 99.75% |  | 98.75% | 100% | 98.37% | 66.25% | 14.5% | 100%
209000 |  | 0.125% | 0.125% |  | 0.125% | 0% | 0.125% | 0.125% | 0% | 0% | 0% | 0% |  | 0% | 0% | 0.125% | 0.625% | 0.25% | 0% | 209000 |  | 98.5% | 98.5% |  | 97.25% | 97.25% | 98.5% | 98.5% | 100% | 100% | 100% | 99.75% |  | 98.75% | 100% | 98.5% | 66.88% | 14.75% | 100%
210000 |  | 0% | 0.125% |  | 0.25% | 0% | 0.125% | 0.125% | 0% | 0% | 0% | 0% |  | 0.125% | 0% | 0.125% | 0.75% | 0.375% | 0% | 210000 |  | 98.5% | 98.62% |  | 97.5% | 97.25% | 98.62% | 98.62% | 100% | 100% | 100% | 99.75% |  | 98.87% | 100% | 98.62% | 67.62% | 15.13% | 100%
211000 |  | 0.125% | 0.25% |  | 0% | 0% | 0.25% | 0.25% | 0% | 0% | 0% | 0% |  | 0% | 0% | 0.25% | 1% | 0.625% | 0% | 211000 |  | 98.62% | 98.87% |  | 97.5% | 97.25% | 98.87% | 98.87% | 100% | 100% | 100% | 99.75% |  | 98.87% | 100% | 98.87% | 68.62% | 15.75% | 100%
212000 |  | 0.25% | 0% |  | 0% | 0.25% | 0% | 0% | 0% | 0% | 0% | 0% |  | 0% | 0% | 0% | 0.75% | 0.25% | 0% | 212000 |  | 98.87% | 98.87% |  | 97.5% | 97.5% | 98.87% | 98.87% | 100% | 100% | 100% | 99.75% |  | 98.87% | 100% | 98.87% | 69.37% | 16% | 100%
213000 |  | 0.125% | 0% |  | 0.125% | 0% | 0% | 0% | 0% | 0% | 0% | 0.125% |  | 0% | 0% | 0% | 0.75% | 0.375% | 0% | 213000 |  | 99% | 98.87% |  | 97.62% | 97.5% | 98.87% | 98.87% | 100% | 100% | 100% | 99.87% |  | 98.87% | 100% | 98.87% | 70.12% | 16.38% | 100%
214000 |  | 0% | 0% |  | 0.125% | 0.25% | 0% | 0% | 0% | 0% | 0% | 0.125% |  | 0.125% | 0% | 0% | 1.125% | 0.375% | 0% | 214000 |  | 99% | 98.87% |  | 97.75% | 97.75% | 98.87% | 98.87% | 100% | 100% | 100% | 100% |  | 99% | 100% | 98.87% | 71.25% | 16.75% | 100%
215000 |  | 0.125% | 0% |  | 0.125% | 0.125% | 0% | 0% | 0% | 0% | 0% | 0% |  | 0% | 0% | 0% | 0.75% | 0.75% | 0% | 215000 |  | 99.12% | 98.87% |  | 97.87% | 97.87% | 98.87% | 98.87% | 100% | 100% | 100% | 100% |  | 99% | 100% | 98.87% | 72% | 17.5% | 100%
216000 |  | 0% | 0% |  | 0.125% | 0.375% | 0% | 0% | 0% | 0% | 0% | 0% |  | 0% | 0% | 0% | 0.375% | 0.5% | 0% | 216000 |  | 99.12% | 98.87% |  | 98% | 98.25% | 98.87% | 98.87% | 100% | 100% | 100% | 100% |  | 99% | 100% | 98.87% | 72.37% | 18% | 100%
217000 |  | 0% | 0% |  | 0.25% | 0% | 0% | 0% | 0% | 0% | 0% | 0% |  | 0% | 0% | 0% | 0.375% | 0.25% | 0% | 217000 |  | 99.12% | 98.87% |  | 98.25% | 98.25% | 98.87% | 98.87% | 100% | 100% | 100% | 100% |  | 99% | 100% | 98.87% | 72.75% | 18.25% | 100%
218000 |  | 0% | 0.125% |  | 0.375% | 0.125% | 0% | 0.125% | 0% | 0% | 0% | 0% |  | 0% | 0% | 0.125% | 0.875% | 0.75% | 0% | 218000 |  | 99.12% | 99% |  | 98.62% | 98.37% | 98.87% | 99% | 100% | 100% | 100% | 100% |  | 99% | 100% | 99% | 73.62% | 19% | 100%
219000 |  | 0% | 0% |  | 0.125% | 0.125% | 0.125% | 0% | 0% | 0% | 0% | 0% |  | 0% | 0% | 0% | 0.5% | 0.375% | 0% | 219000 |  | 99.12% | 99% |  | 98.75% | 98.5% | 99% | 99% | 100% | 100% | 100% | 100% |  | 99% | 100% | 99% | 74.12% | 19.38% | 100%
220000 |  | 0.25% | 0% |  | 0.25% | 0.125% | 0% | 0% | 0% | 0% | 0% | 0% |  | 0.125% | 0% | 0% | 0.5% | 0.75% | 0% | 220000 |  | 99.37% | 99% |  | 99% | 98.62% | 99% | 99% | 100% | 100% | 100% | 100% |  | 99.12% | 100% | 99% | 74.62% | 20.13% | 100%
221000 |  | 0% | 0% |  | 0% | 0.375% | 0% | 0% | 0% | 0% | 0% | 0% |  | 0% | 0% | 0% | 1.25% | 1.25% | 0% | 221000 |  | 99.37% | 99% |  | 99% | 99% | 99% | 99% | 100% | 100% | 100% | 100% |  | 99.12% | 100% | 99% | 75.87% | 21.38% | 100%
222000 |  | 0% | 0% |  | 0.125% | 0% | 0% | 0% | 0% | 0% | 0% | 0% |  | 0% | 0% | 0% | 0.75% | 0.625% | 0% | 222000 |  | 99.37% | 99% |  | 99.12% | 99% | 99% | 99% | 100% | 100% | 100% | 100% |  | 99.12% | 100% | 99% | 76.62% | 22% | 100%
223000 |  | 0% | 0% |  | 0% | 0% | 0% | 0% | 0% | 0% | 0% | 0% |  | 0.125% | 0% | 0% | 0.75% | 0.25% | 0% | 223000 |  | 99.37% | 99% |  | 99.12% | 99% | 99% | 99% | 100% | 100% | 100% | 100% |  | 99.25% | 100% | 99% | 77.37% | 22.25% | 100%
224000 |  | 0% | 0.125% |  | 0% | 0.125% | 0.125% | 0.125% | 0% | 0% | 0% | 0% |  | 0% | 0% | 0.125% | 0.75% | 0.5% | 0% | 224000 |  | 99.37% | 99.12% |  | 99.12% | 99.12% | 99.12% | 99.12% | 100% | 100% | 100% | 100% |  | 99.25% | 100% | 99.12% | 78.12% | 22.75% | 100%
225000 |  | 0% | 0.125% |  | 0% | 0% | 0.125% | 0% | 0% | 0% | 0% | 0% |  | 0.125% | 0% | 0.125% | 1.5% | 0.375% | 0% | 225000 |  | 99.37% | 99.25% |  | 99.12% | 99.12% | 99.25% | 99.12% | 100% | 100% | 100% | 100% |  | 99.37% | 100% | 99.25% | 79.62% | 23.13% | 100%
226000 |  | 0.125% | 0% |  | 0% | 0% | 0% | 0.125% | 0% | 0% | 0% | 0% |  | 0% | 0% | 0% | 0.5% | 0.25% | 0% | 226000 |  | 99.5% | 99.25% |  | 99.12% | 99.12% | 99.25% | 99.25% | 100% | 100% | 100% | 100% |  | 99.37% | 100% | 99.25% | 80.12% | 23.38% | 100%
227000 |  | 0% | 0% |  | 0% | 0% | 0% | 0% | 0% | 0% | 0% | 0% |  | 0% | 0% | 0% | 0.875% | 0.625% | 0% | 227000 |  | 99.5% | 99.25% |  | 99.12% | 99.12% | 99.25% | 99.25% | 100% | 100% | 100% | 100% |  | 99.37% | 100% | 99.25% | 81% | 24% | 100%
228000 |  | 0.125% | 0.125% |  | 0.125% | 0% | 0.125% | 0% | 0% | 0% | 0% | 0% |  | 0% | 0% | 0.125% | 1% | 1.625% | 0% | 228000 |  | 99.62% | 99.37% |  | 99.25% | 99.12% | 99.37% | 99.25% | 100% | 100% | 100% | 100% |  | 99.37% | 100% | 99.37% | 82% | 25.63% | 100%
229000 |  | 0% | 0% |  | 0% | 0.125% | 0% | 0.125% | 0% | 0% | 0% | 0% |  | 0.25% | 0% | 0% | 0.375% | 0.75% | 0% | 229000 |  | 99.62% | 99.37% |  | 99.25% | 99.25% | 99.37% | 99.37% | 100% | 100% | 100% | 100% |  | 99.62% | 100% | 99.37% | 82.37% | 26.38% | 100%
230000 |  | 0% | 0% |  | 0% | 0.125% | 0% | 0% | 0% | 0% | 0% | 0% |  | 0% | 0% | 0% | 0.75% | 0.375% | 0% | 230000 |  | 99.62% | 99.37% |  | 99.25% | 99.37% | 99.37% | 99.37% | 100% | 100% | 100% | 100% |  | 99.62% | 100% | 99.37% | 83.12% | 26.75% | 100%
231000 |  | 0.125% | 0.125% |  | 0.125% | 0.125% | 0.125% | 0.125% | 0% | 0% | 0% | 0% |  | 0% | 0% | 0.125% | 0.625% | 1% | 0% | 231000 |  | 99.75% | 99.5% |  | 99.37% | 99.5% | 99.5% | 99.5% | 100% | 100% | 100% | 100% |  | 99.62% | 100% | 99.5% | 83.75% | 27.75% | 100%
232000 |  | 0% | 0% |  | 0.125% | 0% | 0% | 0% | 0% | 0% | 0% | 0% |  | 0% | 0% | 0% | 0.5% | 0.625% | 0% | 232000 |  | 99.75% | 99.5% |  | 99.5% | 99.5% | 99.5% | 99.5% | 100% | 100% | 100% | 100% |  | 99.62% | 100% | 99.5% | 84.25% | 28.38% | 100%
233000 |  | 0% | 0% |  | 0% | 0% | 0% | 0% | 0% | 0% | 0% | 0% |  | 0% | 0% | 0% | 0.875% | 1.25% | 0% | 233000 |  | 99.75% | 99.5% |  | 99.5% | 99.5% | 99.5% | 99.5% | 100% | 100% | 100% | 100% |  | 99.62% | 100% | 99.5% | 85.12% | 29.63% | 100%
234000 |  | 0% | 0.125% |  | 0% | 0% | 0.125% | 0.125% | 0% | 0% | 0% | 0% |  | 0% | 0% | 0.125% | 0.5% | 1% | 0% | 234000 |  | 99.75% | 99.62% |  | 99.5% | 99.5% | 99.62% | 99.62% | 100% | 100% | 100% | 100% |  | 99.62% | 100% | 99.62% | 85.62% | 30.63% | 100%
235000 |  | 0% | 0% |  | 0% | 0% | 0% | 0% | 0% | 0% | 0% | 0% |  | 0% | 0% | 0% | 0.375% | 0.5% | 0% | 235000 |  | 99.75% | 99.62% |  | 99.5% | 99.5% | 99.62% | 99.62% | 100% | 100% | 100% | 100% |  | 99.62% | 100% | 99.62% | 86% | 31.13% | 100%
236000 |  | 0% | 0% |  | 0.125% | 0% | 0% | 0% | 0% | 0% | 0% | 0% |  | 0% | 0% | 0% | 0.375% | 0.5% | 0% | 236000 |  | 99.75% | 99.62% |  | 99.62% | 99.5% | 99.62% | 99.62% | 100% | 100% | 100% | 100% |  | 99.62% | 100% | 99.62% | 86.37% | 31.63% | 100%
237000 |  | 0% | 0% |  | 0% | 0% | 0% | 0% | 0% | 0% | 0% | 0% |  | 0% | 0% | 0% | 0.125% | 0.875% | 0% | 237000 |  | 99.75% | 99.62% |  | 99.62% | 99.5% | 99.62% | 99.62% | 100% | 100% | 100% | 100% |  | 99.62% | 100% | 99.62% | 86.5% | 32.5% | 100%
238000 |  | 0% | 0% |  | 0.125% | 0.125% | 0% | 0% | 0% | 0% | 0% | 0% |  | 0% | 0% | 0% | 1% | 0.75% | 0% | 238000 |  | 99.75% | 99.62% |  | 99.75% | 99.62% | 99.62% | 99.62% | 100% | 100% | 100% | 100% |  | 99.62% | 100% | 99.62% | 87.5% | 33.25% | 100%
239000 |  | 0% | 0% |  | 0% | 0% | 0% | 0% | 0% | 0% | 0% | 0% |  | 0% | 0% | 0% | 0.125% | 1.5% | 0% | 239000 |  | 99.75% | 99.62% |  | 99.75% | 99.62% | 99.62% | 99.62% | 100% | 100% | 100% | 100% |  | 99.62% | 100% | 99.62% | 87.62% | 34.75% | 100%
240000 |  | 0.125% | 0% |  | 0% | 0.125% | 0% | 0% | 0% | 0% | 0% | 0% |  | 0.125% | 0% | 0% | 0.5% | 0.875% | 0% | 240000 |  | 99.87% | 99.62% |  | 99.75% | 99.75% | 99.62% | 99.62% | 100% | 100% | 100% | 100% |  | 99.75% | 100% | 99.62% | 88.12% | 35.63% | 100%
241000 |  | 0% | 0% |  | 0% | 0% | 0% | 0% | 0% | 0% | 0% | 0% |  | 0% | 0% | 0% | 0.75% | 0.25% | 0% | 241000 |  | 99.87% | 99.62% |  | 99.75% | 99.75% | 99.62% | 99.62% | 100% | 100% | 100% | 100% |  | 99.75% | 100% | 99.62% | 88.87% | 35.88% | 100%
242000 |  | 0% | 0% |  | 0% | 0% | 0% | 0% | 0% | 0% | 0% | 0% |  | 0% | 0% | 0% | 0.5% | 0.625% | 0% | 242000 |  | 99.87% | 99.62% |  | 99.75% | 99.75% | 99.62% | 99.62% | 100% | 100% | 100% | 100% |  | 99.75% | 100% | 99.62% | 89.37% | 36.5% | 100%
243000 |  | 0.125% | 0% |  | 0% | 0% | 0% | 0% | 0% | 0% | 0% | 0% |  | 0% | 0% | 0% | 0.375% | 0.75% | 0% | 243000 |  | 100% | 99.62% |  | 99.75% | 99.75% | 99.62% | 99.62% | 100% | 100% | 100% | 100% |  | 99.75% | 100% | 99.62% | 89.75% | 37.25% | 100%
244000 |  | 0% | 0% |  | 0% | 0% | 0% | 0% | 0% | 0% | 0% | 0% |  | 0% | 0% | 0% | 0.5% | 0.875% | 0% | 244000 |  | 100% | 99.62% |  | 99.75% | 99.75% | 99.62% | 99.62% | 100% | 100% | 100% | 100% |  | 99.75% | 100% | 99.62% | 90.25% | 38.13% | 100%
245000 |  | 0% | 0.125% |  | 0% | 0% | 0.125% | 0.125% | 0% | 0% | 0% | 0% |  | 0% | 0% | 0.125% | 0.5% | 0.375% | 0% | 245000 |  | 100% | 99.75% |  | 99.75% | 99.75% | 99.75% | 99.75% | 100% | 100% | 100% | 100% |  | 99.75% | 100% | 99.75% | 90.75% | 38.5% | 100%
246000 |  | 0% | 0% |  | 0% | 0% | 0% | 0% | 0% | 0% | 0% | 0% |  | 0% | 0% | 0% | 0.375% | 0.375% | 0% | 246000 |  | 100% | 99.75% |  | 99.75% | 99.75% | 99.75% | 99.75% | 100% | 100% | 100% | 100% |  | 99.75% | 100% | 99.75% | 91.12% | 38.88% | 100%
247000 |  | 0% | 0% |  | 0% | 0% | 0% | 0% | 0% | 0% | 0% | 0% |  | 0% | 0% | 0% | 0.125% | 0.25% | 0% | 247000 |  | 100% | 99.75% |  | 99.75% | 99.75% | 99.75% | 99.75% | 100% | 100% | 100% | 100% |  | 99.75% | 100% | 99.75% | 91.25% | 39.13% | 100%
248000 |  | 0% | 0% |  | 0.125% | 0.125% | 0% | 0% | 0% | 0% | 0% | 0% |  | 0% | 0% | 0% | 0.125% | 0.125% | 0% | 248000 |  | 100% | 99.75% |  | 99.87% | 99.87% | 99.75% | 99.75% | 100% | 100% | 100% | 100% |  | 99.75% | 100% | 99.75% | 91.37% | 39.25% | 100%
249000 |  | 0% | 0% |  | 0% | 0% | 0% | 0% | 0% | 0% | 0% | 0% |  | 0% | 0% | 0% | 1.125% | 0.25% | 0% | 249000 |  | 100% | 99.75% |  | 99.87% | 99.87% | 99.75% | 99.75% | 100% | 100% | 100% | 100% |  | 99.75% | 100% | 99.75% | 92.5% | 39.5% | 100%
250000 |  | 0% | 0% |  | 0% | 0% | 0% | 0% | 0% | 0% | 0% | 0% |  | 0% | 0% | 0% | 0.125% | 1% | 0% | 250000 |  | 100% | 99.75% |  | 99.87% | 99.87% | 99.75% | 99.75% | 100% | 100% | 100% | 100% |  | 99.75% | 100% | 99.75% | 92.62% | 40.5% | 100%
251000 |  | 0% | 0% |  | 0% | 0% | 0% | 0% | 0% | 0% | 0% | 0% |  | 0% | 0% | 0% | 0.375% | 0% | 0% | 251000 |  | 100% | 99.75% |  | 99.87% | 99.87% | 99.75% | 99.75% | 100% | 100% | 100% | 100% |  | 99.75% | 100% | 99.75% | 93% | 40.5% | 100%
252000 |  | 0% | 0% |  | 0% | 0.125% | 0% | 0% | 0% | 0% | 0% | 0% |  | 0% | 0% | 0% | 0.375% | 0.75% | 0% | 252000 |  | 100% | 99.75% |  | 99.87% | 100% | 99.75% | 99.75% | 100% | 100% | 100% | 100% |  | 99.75% | 100% | 99.75% | 93.37% | 41.25% | 100%
253000 |  | 0% | 0% |  | 0% | 0% | 0% | 0% | 0% | 0% | 0% | 0% |  | 0.125% | 0% | 0% | 0.25% | 0.75% | 0% | 253000 |  | 100% | 99.75% |  | 99.87% | 100% | 99.75% | 99.75% | 100% | 100% | 100% | 100% |  | 99.87% | 100% | 99.75% | 93.62% | 42% | 100%
254000 |  | 0% | 0% |  | 0.125% | 0% | 0% | 0% | 0% | 0% | 0% | 0% |  | 0% | 0% | 0% | 0.125% | 0.75% | 0% | 254000 |  | 100% | 99.75% |  | 100% | 100% | 99.75% | 99.75% | 100% | 100% | 100% | 100% |  | 99.87% | 100% | 99.75% | 93.75% | 42.75% | 100%
255000 |  | 0% | 0% |  | 0% | 0% | 0% | 0% | 0% | 0% | 0% | 0% |  | 0% | 0% | 0% | 0.625% | 1% | 0% | 255000 |  | 100% | 99.75% |  | 100% | 100% | 99.75% | 99.75% | 100% | 100% | 100% | 100% |  | 99.87% | 100% | 99.75% | 94.37% | 43.75% | 100%
256000 |  | 0% | 0% |  | 0% | 0% | 0% | 0% | 0% | 0% | 0% | 0% |  | 0% | 0% | 0% | 0.25% | 0.625% | 0% | 256000 |  | 100% | 99.75% |  | 100% | 100% | 99.75% | 99.75% | 100% | 100% | 100% | 100% |  | 99.87% | 100% | 99.75% | 94.62% | 44.38% | 100%
257000 |  | 0% | 0% |  | 0% | 0% | 0% | 0% | 0% | 0% | 0% | 0% |  | 0% | 0% | 0% | 0.5% | 0.625% | 0% | 257000 |  | 100% | 99.75% |  | 100% | 100% | 99.75% | 99.75% | 100% | 100% | 100% | 100% |  | 99.87% | 100% | 99.75% | 95.12% | 45% | 100%
258000 |  | 0% | 0.125% |  | 0% | 0% | 0.125% | 0.125% | 0% | 0% |  | 0% |  | 0% | 0% | 0.125% | 0.25% | 0.625% | 0% | 258000 |  | 100% | 99.87% |  | 100% | 100% | 99.87% | 99.87% | 100% | 100% |  | 100% |  | 99.87% | 100% | 99.87% | 95.37% | 45.62% | 100%
259000 |  | 0% | 0% |  | 0% | 0% | 0% | 0% | 0% | 0% |  | 0% |  | 0% | 0% | 0% | 0.125% | 0.25% | 0% | 259000 |  | 100% | 99.87% |  | 100% | 100% | 99.87% | 99.87% | 100% | 100% |  | 100% |  | 99.87% | 100% | 99.87% | 95.5% | 45.88% | 100%
260000 |  | 0% | 0% |  | 0% | 0% | 0% | 0% | 0% | 0% |  | 0% |  | 0.125% | 0% | 0% | 0% | 1.125% | 0% | 260000 |  | 100% | 99.87% |  | 100% | 100% | 99.87% | 99.87% | 100% | 100% |  | 100% |  | 100% | 100% | 99.87% | 95.5% | 47% | 100%
261000 |  | 0% | 0% |  | 0% | 0% | 0% | 0% | 0% | 0% |  | 0% |  | 0% | 0% | 0% | 0% | 1% | 0% | 261000 |  | 100% | 99.87% |  | 100% | 100% | 99.87% | 99.87% | 100% | 100% |  | 100% |  | 100% | 100% | 99.87% | 95.5% | 48% | 100%
262000 |  | 0% | 0% |  | 0% | 0% | 0% | 0% |  | 0% |  | 0% |  | 0% | 0% | 0% | 0% | 0.375% | 0% | 262000 |  | 100% | 99.87% |  | 100% | 100% | 99.87% | 99.87% |  | 100% |  | 100% |  | 100% | 100% | 99.87% | 95.5% | 48.37% | 100%
263000 |  | 0% | 0.125% |  | 0% | 0% | 0.125% | 0.125% |  | 0% |  | 0% |  | 0% | 0% | 0.125% | 0.25% | 1.125% | 0% | 263000 |  | 100% | 100% |  | 100% | 100% | 100% | 100% |  | 100% |  | 100% |  | 100% | 100% | 100% | 95.75% | 49.5% | 100%
264000 |  | 0% | 0% |  | 0% | 0% | 0% | 0% |  | 0% |  |  |  | 0% | 0% | 0% | 0.125% | 0.75% | 0% | 264000 |  | 100% | 100% |  | 100% | 100% | 100% | 100% |  | 100% |  |  |  | 100% | 100% | 100% | 95.87% | 50.25% | 100%
265000 |  | 0% | 0% |  | 0% | 0% | 0% | 0% |  | 0% |  |  |  | 0% | 0% | 0% | 0.125% | 1% | 0% | 265000 |  | 100% | 100% |  | 100% | 100% | 100% | 100% |  | 100% |  |  |  | 100% | 100% | 100% | 96% | 51.25% | 100%
266000 |  | 0% | 0% |  | 0% | 0% | 0% | [6 empty] | 0% | 0% | 0% | 0.375% | 0.75% | 0% | 266000 |  | 100% | 100% |  | 100% | 100% | 100% | [6 empty] | 100% | 100% | 100% | 96.37% | 52% | 100%
267000 |  | 0% |  |  |  | 0% | 0% | [7 empty] | 0% |  | 0.125% | 0.875% | 0% | 267000 |  | 100% |  |  |  | 100% | 100% | [7 empty] | 100% |  | 96.5% | 52.87% | 100%
268000 | [5 empty] | 0% | 0% | [7 empty] | 0% |  | 0.125% | 0.375% | 0% | 268000 | [5 empty] | 100% | 100% | [7 empty] | 100% |  | 96.62% | 53.25% | 100%
269000 | [6 empty] | 0% | [7 empty] | 0% |  | 0.25% | 0.625% | 0% | 269000 | [6 empty] | 100% | [7 empty] | 100% |  | 96.87% | 53.87% | 100%
270000 | [16 empty] | 0.125% | 0.375% |  | 270000 | [16 empty] | 97% | 54.25%
271000 | [16 empty] | 0% | 0.875% |  | 271000 | [16 empty] | 97% | 55.12%
272000 | [16 empty] | 0.375% | 0.375% |  | 272000 | [16 empty] | 97.37% | 55.5%
273000 | [16 empty] | 0% | 1.5% |  | 273000 | [16 empty] | 97.37% | 57%
274000 | [16 empty] | 0.125% | 0.5% |  | 274000 | [16 empty] | 97.5% | 57.5%
275000 | [16 empty] | 0.125% | 0.625% |  | 275000 | [16 empty] | 97.62% | 58.13%
276000 | [16 empty] | 0.125% | 0.25% |  | 276000 | [16 empty] | 97.75% | 58.38%
277000 | [16 empty] | 0.125% | 0.5% |  | 277000 | [16 empty] | 97.87% | 58.88%
278000 | [16 empty] | 0.25% | 0.875% |  | 278000 | [16 empty] | 98.12% | 59.75%
279000 | [16 empty] | 0.25% | 0.5% |  | 279000 | [16 empty] | 98.37% | 60.25%
280000 | [16 empty] | 0% | 0.875% |  | 280000 | [16 empty] | 98.37% | 61.13%
281000 | [16 empty] | 0.125% | 0.375% |  | 281000 | [16 empty] | 98.5% | 61.5%
282000 | [16 empty] | 0% | 0.25% |  | 282000 | [16 empty] | 98.5% | 61.75%
283000 | [16 empty] | 0.125% | 0.625% |  | 283000 | [16 empty] | 98.62% | 62.38%
284000 | [16 empty] | 0.125% | 0.25% |  | 284000 | [16 empty] | 98.75% | 62.62%
285000 | [16 empty] | 0.125% | 0.375% |  | 285000 | [16 empty] | 98.87% | 63%
286000 | [16 empty] | 0.125% | 0.375% |  | 286000 | [16 empty] | 99% | 63.38%
287000 | [16 empty] | 0% | 0.5% |  | 287000 | [16 empty] | 99% | 63.88%
288000 | [16 empty] | 0.125% | 0.375% |  | 288000 | [16 empty] | 99.12% | 64.25%
289000 | [16 empty] | 0.125% | 0.5% |  | 289000 | [16 empty] | 99.25% | 64.75%
290000 | [16 empty] | 0% | 0.25% |  | 290000 | [16 empty] | 99.25% | 65%
291000 | [16 empty] | 0.125% | 0.625% |  | 291000 | [16 empty] | 99.37% | 65.62%
292000 | [16 empty] | 0% | 1% |  | 292000 | [16 empty] | 99.37% | 66.62%
293000 | [16 empty] | 0% | 0.25% |  | 293000 | [16 empty] | 99.37% | 66.88%
294000 | [16 empty] | 0% | 0.375% |  | 294000 | [16 empty] | 99.37% | 67.25%
295000 | [16 empty] | 0% | 0.75% |  | 295000 | [16 empty] | 99.37% | 68%
296000 | [16 empty] | 0% | 0.625% |  | 296000 | [16 empty] | 99.37% | 68.62%
297000 | [16 empty] | 0.125% | 0.75% |  | 297000 | [16 empty] | 99.5% | 69.37%
298000 | [16 empty] | 0% | 0.125% |  | 298000 | [16 empty] | 99.5% | 69.5%
299000 | [16 empty] | 0% | 0.5% |  | 299000 | [16 empty] | 99.5% | 70%
300000 | [16 empty] | 0% | 0.75% |  | 300000 | [16 empty] | 99.5% | 70.75%
301000 | [16 empty] | 0% | 0.75% |  | 301000 | [16 empty] | 99.5% | 71.5%
302000 | [16 empty] | 0% | 0.375% |  | 302000 | [16 empty] | 99.5% | 71.87%
303000 | [16 empty] | 0.125% | 0.625% |  | 303000 | [16 empty] | 99.62% | 72.5%
304000 | [16 empty] | 0.125% | 0.875% |  | 304000 | [16 empty] | 99.75% | 73.37%
305000 | [16 empty] | 0% | 0.375% |  | 305000 | [16 empty] | 99.75% | 73.75%
306000 | [16 empty] | 0% | 0.375% |  | 306000 | [16 empty] | 99.75% | 74.12%
307000 | [16 empty] | 0% | 0.5% |  | 307000 | [16 empty] | 99.75% | 74.62%
308000 | [16 empty] | 0.125% | 0.375% |  | 308000 | [16 empty] | 99.87% | 75%
309000 | [16 empty] | 0% | 0.625% |  | 309000 | [16 empty] | 99.87% | 75.62%
310000 | [16 empty] | 0% | 0.375% |  | 310000 | [16 empty] | 99.87% | 76%
311000 | [16 empty] | 0% | 0.375% |  | 311000 | [16 empty] | 99.87% | 76.38%
312000 | [16 empty] | 0% | 0.625% |  | 312000 | [16 empty] | 99.87% | 77%
313000 | [16 empty] | 0.125% | 0.625% |  | 313000 | [16 empty] | 100% | 77.62%
314000 | [17 empty] | 0.625% |  | 314000 | [17 empty] | 78.25%
315000 | [17 empty] | 0.375% |  | 315000 | [17 empty] | 78.62%
316000 | [17 empty] | 0.25% |  | 316000 | [17 empty] | 78.87%
317000 | [17 empty] | 0.375% |  | 317000 | [17 empty] | 79.25%

## NPV without Carbon Cost (2) (hidden)
this is with penalty
Scenario Net Present Value Without Carbon Cost (billions) | Average System Cost w/o CO2$ | Average System Risk w/o CO2$
Scenario 1B - Current Policy, No Carbon Risk | 87.3628 | 130.2213
Scenario 2B - Carbon Reduction - Social Cost of Carbon | 119.4077 | 181.954
Sensitivity S6 - Scenario 2B_95th Percentile SCC | 166.0607 | 266.4931
Scenario 2C - Carbon Risk | 111.2524 | 181.0902
Scenario 3A - Maximum Carbon Reduction, Existing Technology | 106.9676 | 158.0104
Sensitivity S2.1 - Scenario 2C_Low Gas Prices | 94.3337 | 149.5046
Sensitivity S3.1 - Scenario 2C_No Demand Response | 110.3464 | 179.8466
Sensitivity S5 - Scenario 1B_35% RPS | 121.2151 | 150.7934
Scenario 4A - Unplanned Loss of Major Non-GHG Emitting Resource | 123.6543 | 189.5169
Scenario 4B - Planned Loss of Major Non-GHG Emitting Resource | 123.5785 | 189.7645

## Scenario Data
Scenario 1B | [22 empty] | Scenario 2B | [20 empty] | Scenario 2C | [20 empty] | Scenario 3A | [20 empty] | 1B_No DR | [20 empty] | 2C_95th Percentile | [20 empty] | Scenario 1B_RPS 35% | [20 empty] | Scenario 2C_NoNR
111(d)_Emissions (3-yr Avg. MMTE) | 2016 | 2017 | 2018 | 2019 | 2020 | 2021 | 2022 | 2023 | 2024 | 2025 | 2026 | 2027 | 2028 | 2029 | 2030 | 2031 | 2032 | 2033 | 2034 | 2035 |  |  | 111(d)_Emissions (3-yr Avg. MMTE) | 2016 | 2017 | 2018 | 2019 | 2020 | 2021 | 2022 | 2023 | 2024 | 2025 | 2026 | 2027 | 2028 | 2029 | 2030 | 2031 | 2032 | 2033 | 2034 | 2035 | 111(d)_Emissions (3-yr Avg. MMTE) | 2016 | 2017 | 2018 | 2019 | 2020 | 2021 | 2022 | 2023 | 2024 | 2025 | 2026 | 2027 | 2028 | 2029 | 2030 | 2031 | 2032 | 2033 | 2034 | 2035 | 111(d)_Emissions (3-yr Avg. MMTE) | 2016 | 2017 | 2018 | 2019 | 2020 | 2021 | 2022 | 2023 | 2024 | 2025 | 2026 | 2027 | 2028 | 2029 | 2030 | 2031 | 2032 | 2033 | 2034 | 2035 | 111(d)_Emissions (3-yr Avg. MMTE) | 2016 | 2017 | 2018 | 2019 | 2020 | 2021 | 2022 | 2023 | 2024 | 2025 | 2026 | 2027 | 2028 | 2029 | 2030 | 2031 | 2032 | 2033 | 2034 | 2035 | 111(d)_Emissions (3-yr Avg. MMTE) | 2016 | 2017 | 2018 | 2019 | 2020 | 2021 | 2022 | 2023 | 2024 | 2025 | 2026 | 2027 | 2028 | 2029 | 2030 | 2031 | 2032 | 2033 | 2034 | 2035 | 111(d)_Emissions (3-yr Avg. MMTE) | 2016 | 2017 | 2018 | 2019 | 2020 | 2021 | 2022 | 2023 | 2024 | 2025 | 2026 | 2027 | 2028 | 2029 | 2030 | 2031 | 2032 | 2033 | 2034 | 2035 | 111(d)_Emissions (3-yr Avg. MMTE) | 2016 | 2017 | 2018 | 2019 | 2020 | 2021 | 2022 | 2023 | 2024 | 2025 | 2026 | 2027 | 2028 | 2029 | 2030 | 2031 | 2032 | 2033 | 2034 | 2035
10% Percentile | 20.9 | 21 | 21 | 20 | 20 | 19 | 17 | 17 | 16.9 | 17 | 16 | 15 | 15 | 13 | 13 | 13 | 13 | 13 | 13 | 13 |  |  | 10% Percentile | 8 | 9 | 9 | 9 | 8 | 8 | 7 | 8 | 8 | 8 | 7 | 7 | 7 | 6 | 6 | 6 | 6 | 6 | 6 | 5 | 10% Percentile | 20 | 20.9 | 19 | 17 | 13 | 11 | 10 | 9 | 9 | 9 | 8 | 8 | 8 | 7 | 7 | 7 | 6.9 | 7 | 7 | 7 | 10% Percentile | 20 | 21 | 21 | 20 | 20 | 18 | 17 | 17 | 16 | 17 | 14 | 9 | 5 | 3 | 2 | 2 | 2 | 2 | 2 | 2 | 10% Percentile | 20 | 21 | 21 | 20 | 20 | 18 | 17 | 17 | 16 | 17 | 16 | 15 | 14 | 13 | 13 | 13 | 13 | 13 | 12 | 13 | 10% Percentile | 9 | 10 | 10 | 10 | 10 | 9 | 9 | 9 | 9 | 9 | 9 | 9 | 8 | 8 | 8 | 8 | 8 | 8 | 8 | 9 | 10% Percentile | 20.9 | 21 | 21 | 20 | 20 | 18 | 16.9 | 15 | 14 | 14 | 13 | 11 | 10 | 9 | 9 | 9 | 9 | 10 | 9 | 9 | 10% Percentile | 20 | 20 | 19 | 17 | 13 | 11 | 10 | 9 | 9 | 9 | 8 | 8 | 8 | 7 | 7 | 7 | 7 | 7 | 7 | 7
First Quartile | 26 | 27 | 27 | 27 | 27 | 25 | 24 | 22 | 22 | 22 | 21 | 20 | 18 | 17 | 17 | 17 | 17 | 17 | 17 | 17 |  |  | First Quartile | 11 | 11 | 12 | 12 | 11 | 11 | 10.75 | 10 | 10 | 10 | 10 | 10 | 9 | 9 | 9 | 9 | 8 | 9 | 8 | 8.75 | First Quartile | 25.75 | 26 | 25 | 22 | 19 | 16 | 13 | 12 | 12 | 12 | 11 | 11 | 10 | 10 | 10 | 10 | 10 | 10 | 10 | 10 | First Quartile | 26 | 27 | 27 | 27 | 27 | 25 | 24 | 22 | 22 | 22 | 18 | 12 | 7 | 5 | 5 | 5 | 5 | 5 | 4 | 4.75 | First Quartile | 26 | 27 | 27 | 27 | 27 | 25 | 24 | 22 | 22 | 22 | 21 | 19 | 17 | 17 | 17 | 17 | 17 | 17 | 17 | 17 | First Quartile | 10 | 11 | 11 | 11 | 11 | 10 | 10 | 10 | 10 | 10 | 10 | 10 | 10 | 10 | 10 | 10 | 10 | 10 | 11 | 12 | First Quartile | 26 | 27 | 27 | 27 | 27 | 25 | 23 | 20 | 19 | 18 | 16 | 14 | 13 | 13 | 12 | 12 | 12 | 12 | 13 | 13 | First Quartile | 25.75 | 26 | 25 | 22 | 19 | 16 | 13 | 12 | 12 | 12 | 11 | 11 | 10 | 10 | 10 | 10 | 10 | 10 | 10 | 10
Median | 32 | 33 | 33 | 33 | 33 | 31 | 29 | 27 | 26 | 26 | 25 | 23 | 22 | 21 | 21 | 21 | 21 | 21 | 22 | 22 |  |  | Median | 15 | 15 | 15 | 15 | 15 | 15 | 14 | 14 | 14 | 13 | 13 | 13 | 12 | 12 | 12 | 12 | 12 | 12 | 13 | 13 | Median | 32 | 32 | 31 | 28 | 26 | 23 | 21 | 18 | 17 | 17 | 16 | 15 | 14 | 14 | 15 | 14 | 15 | 15 | 15 | 16 | Median | 32 | 33 | 32.5 | 33 | 33 | 31 | 29 | 27 | 26 | 26 | 22 | 15.5 | 9 | 8 | 8 | 8 | 8 | 8 | 9 | 9 | Median | 32 | 33 | 32.5 | 33 | 33 | 31 | 29 | 27 | 26 | 26 | 25 | 23 | 22 | 21 | 21 | 21 | 21 | 21 | 21 | 21 | Median | 12 | 12 | 12 | 12 | 12 | 12 | 12 | 12 | 12 | 12 | 12 | 12 | 12 | 11 | 12 | 12 | 12 | 13 | 14 | 15 | Median | 32 | 33 | 33 | 33 | 33 | 31 | 27 | 24 | 23 | 21 | 20 | 17 | 16 | 16 | 16 | 16 | 16 | 16 | 17 | 17 | Median | 32 | 32 | 31 | 28 | 26 | 23 | 20.5 | 18 | 17 | 16 | 16 | 15 | 15 | 14 | 15 | 14 | 15 | 15 | 15 | 16
Third Quartile | 39 | 37 | 37 | 37 | 37 | 36 | 33 | 31 | 30 | 30 | 28 | 27 | 25 | 25 | 25 | 25 | 25 | 25 | 26 | 26 |  |  | Third Quartile | 21 | 20 | 20 | 20 | 20 | 19 | 19 | 18 | 17 | 17 | 17 | 16 | 16 | 16 | 16 | 17 | 17 | 17 | 18 | 18 | Third Quartile | 38 | 37 | 36 | 34 | 33 | 31 | 28 | 25 | 24 | 23 | 22 | 21 | 20 | 19 | 20 | 20 | 20 | 20 | 21 | 22 | Third Quartile | 39 | 37 | 37 | 37 | 37 | 36 | 33 | 31 | 30 | 30 | 25 | 19 | 13 | 11 | 12 | 12 | 13 | 13 | 13.25 | 14 | Third Quartile | 39 | 37 | 37 | 37 | 37 | 35 | 33 | 31 | 29 | 29 | 28 | 26 | 25 | 24 | 24 | 25 | 25 | 25 | 25 | 26 | Third Quartile | 14 | 14 | 13 | 13 | 13 | 13 | 13 | 13 | 13 | 13 | 13 | 13 | 13 | 13 | 14 | 14 | 14 | 15 | 17 | 19 | Third Quartile | 39 | 37 | 37 | 37 | 37 | 35 | 32 | 28 | 26 | 26 | 24 | 22 | 20.25 | 20 | 20 | 20 | 21 | 21.25 | 22 | 23 | Third Quartile | 38 | 37 | 36 | 34 | 33 | 30 | 27 | 25 | 24 | 23 | 22 | 21 | 20 | 19 | 20 | 20 | 20 | 20 | 21 | 22
90% Percentile | 42 | 41 | 41 | 41 | 41 | 39 | 36 | 34 | 33 | 33 | 32 | 30 | 28 | 28 | 28 | 28 | 28 | 29 | 29 | 30 |  |  | 90% Percentile | 25.1 | 24 | 24 | 24 | 24.1 | 24 | 22.1 | 22 | 21 | 21 | 21 | 20 | 20 | 20 | 20 | 21 | 21 | 22 | 23 | 24 | 90% Percentile | 42 | 41 | 40 | 39 | 38 | 36 | 33 | 30 | 28 | 28 | 27 | 25 | 24 | 24 | 24 | 24 | 25 | 25 | 26 | 26 | 90% Percentile | 42 | 41 | 41 | 41 | 41 | 39 | 36 | 34 | 32 | 33 | 28 | 22 | 16 | 14 | 15 | 15 | 16 | 17 | 17 | 18 | 90% Percentile | 42 | 41 | 41 | 41 | 41 | 39 | 36 | 33.1 | 32 | 32 | 31 | 29 | 27.1 | 27 | 27 | 28 | 28 | 28 | 29 | 29 | 90% Percentile | 15 | 15 | 15 | 15 | 15 | 15 | 15 | 15 | 15 | 15 | 15 | 15 | 15 | 15 | 15.1 | 16 | 16.1 | 17.1 | 20 | 21 | 90% Percentile | 42 | 41 | 41 | 41 | 41 | 39 | 35 | 32 | 30 | 29 | 27 | 26 | 24 | 23.1 | 24 | 24 | 25 | 25 | 26 | 26.1 | 90% Percentile | 42 | 41 | 40 | 39 | 38 | 36 | 33 | 30 | 28 | 28 | 27 | 25 | 24 | 24 | 24 | 24 | 25 | 25 | 26 | 26
Average | 31.6575 | 31.7575 | 31.6762 | 31.5613 | 31.4037 | 29.925 | 27.8912 | 25.83 | 25.32 | 25.2512 | 24.2538 | 22.7 | 21.1537 | 20.6013 | 20.5637 | 20.6275 | 20.7375 | 20.9 | 21.1825 | 21.5237 |  |  | Average | 16.085 | 16.1025 | 16.0663 | 15.9275 | 15.8525 | 15.4125 | 14.8075 | 14.16 | 14.0137 | 13.9625 | 13.7212 | 13.2625 | 12.8325 | 12.6113 | 12.6775 | 12.805 | 12.995 | 13.1387 | 13.4012 | 13.755 | Average | 31.5388 | 30.9612 | 29.9462 | 27.9387 | 25.7587 | 23.1525 | 20.7312 | 18.7462 | 17.9838 | 17.605 | 16.9138 | 15.9775 | 15.205 | 14.8663 | 14.9238 | 15.0137 | 15.1913 | 15.3537 | 15.6487 | 16.0275 | Average | 31.6487 | 31.7338 | 31.645 | 31.505 | 31.32 | 29.8113 | 27.755 | 25.6638 | 25.1112 | 25.1325 | 21.1438 | 15.5075 | 9.7812 | 8.1687 | 8.3387 | 8.56 | 8.8025 | 8.975 | 9.2963 | 9.6713 | Average | 31.6487 | 31.735 | 31.6425 | 31.505 | 31.3113 | 29.7913 | 27.7138 | 25.635 | 25.07 | 24.99 | 23.9775 | 22.435 | 20.9025 | 20.3263 | 20.2688 | 20.3038 | 20.4375 | 20.5963 | 20.86 | 21.1988 | Average | 12.0775 | 12.2025 | 12.1888 | 12.1888 | 12.1625 | 12.0463 | 11.96 | 11.8837 | 11.8763 | 11.855 | 11.8387 | 11.7837 | 11.695 | 11.5663 | 11.7075 | 11.9012 | 12.17 | 12.7188 | 13.9663 | 15.1975 | Average | 31.6625 | 31.7812 | 31.6825 | 31.5362 | 31.2925 | 29.385 | 26.6175 | 23.6013 | 22.2087 | 21.2138 | 19.6238 | 17.8813 | 16.5075 | 16.105 | 16.1525 | 16.29 | 16.5275 | 16.8175 | 17.2587 | 17.755 | Average | 31.5362 | 30.9563 | 29.9425 | 27.93 | 25.735 | 23.1 | 20.6762 | 18.6962 | 17.9288 | 17.5413 | 16.8687 | 15.955 | 15.1775 | 14.8562 | 14.8912 | 14.99 | 15.1562 | 15.3462 | 15.715 | 16.1687
10% Percentile | 20.9 | 21 | 21 | 20 | 20 | 19 | 17 | 17 | 16.9 | 17 | 16 | 15 | 15 | 13 | 13 | 13 | 13 | 13 | 13 | 13 |  |  | 10% Percentile | 8 | 9 | 9 | 9 | 8 | 8 | 7 | 8 | 8 | 8 | 7 | 7 | 7 | 6 | 6 | 6 | 6 | 6 | 6 | 5 | 10% Percentile | 20 | 20.9 | 19 | 17 | 13 | 11 | 10 | 9 | 9 | 9 | 8 | 8 | 8 | 7 | 7 | 7 | 6.9 | 7 | 7 | 7 | 10% Percentile | 20 | 21 | 21 | 20 | 20 | 18 | 17 | 17 | 16 | 17 | 14 | 9 | 5 | 3 | 2 | 2 | 2 | 2 | 2 | 2 | 10% Percentile | 20 | 21 | 21 | 20 | 20 | 18 | 17 | 17 | 16 | 17 | 16 | 15 | 14 | 13 | 13 | 13 | 13 | 13 | 12 | 13 | 10% Percentile | 9 | 10 | 10 | 10 | 10 | 9 | 9 | 9 | 9 | 9 | 9 | 9 | 8 | 8 | 8 | 8 | 8 | 8 | 8 | 9 | 10% Percentile | 20.9 | 21 | 21 | 20 | 20 | 18 | 16.9 | 15 | 14 | 14 | 13 | 11 | 10 | 9 | 9 | 9 | 9 | 10 | 9 | 9 | 10% Percentile | 20 | 20 | 19 | 17 | 13 | 11 | 10 | 9 | 9 | 9 | 8 | 8 | 8 | 7 | 7 | 7 | 7 | 7 | 7 | 7
20% Percentile | 24 | 25 | 26 | 25 | 25 | 24 | 22 | 21 | 21 | 21 | 20 | 19 | 17 | 16 | 16 | 16 | 16 | 16 | 16 | 16 |  |  | 20% Percentile | 10 | 10 | 11 | 11 | 10 | 10 | 10 | 9 | 10 | 9 | 9.8 | 9 | 8 | 8 | 8 | 8 | 8 | 8 | 8 | 8 | 20% Percentile | 24 | 24 | 23.8 | 20 | 17 | 14 | 12 | 11 | 11 | 11 | 10 | 10 | 9 | 9 | 9 | 9 | 9 | 9 | 9 | 9 | 20% Percentile | 24 | 25 | 26 | 25 | 25 | 24 | 22 | 21 | 20 | 20 | 17 | 12 | 6 | 4 | 4 | 4 | 4 | 4 | 4 | 4 | 20% Percentile | 24 | 25 | 26 | 25 | 25 | 24 | 22 | 21 | 20 | 20 | 20 | 18 | 17 | 16 | 16 | 15.8 | 16 | 16 | 16 | 16 | 20% Percentile | 10 | 10 | 10 | 10 | 10 | 10 | 10 | 10 | 10 | 10 | 10 | 10 | 9 | 9 | 9 | 9 | 9 | 10 | 10 | 11 | 20% Percentile | 24 | 25 | 26 | 25 | 25 | 23 | 21 | 18.8 | 18 | 17 | 15 | 13 | 12 | 12 | 11 | 11 | 12 | 12 | 12 | 12 | 20% Percentile | 24 | 24 | 23.8 | 20 | 17 | 14 | 12 | 11 | 11 | 11 | 10 | 10 | 9 | 9 | 9 | 9 | 9 | 9 | 9 | 9
30% Percentile | 27 | 29 | 28.7 | 29 | 28 | 27 | 25 | 23 | 23 | 23 | 22 | 20 | 19 | 18 | 18 | 18 | 18 | 18 | 18 | 18 |  |  | 30% Percentile | 11 | 12 | 12 | 12 | 12 | 12 | 11 | 11 | 11 | 11 | 11 | 10 | 10 | 10 | 10 | 9 | 9 | 9 | 9 | 9 | 30% Percentile | 27 | 28 | 26 | 24 | 20 | 17 | 15 | 13 | 13 | 12 | 12 | 11 | 11 | 11 | 11 | 11 | 11 | 11 | 11 | 11 | 30% Percentile | 27 | 28 | 28 | 28 | 28 | 27 | 25 | 23 | 23 | 23 | 19 | 13 | 7 | 5 | 5 | 5 | 5 | 5 | 5 | 5 | 30% Percentile | 27 | 28 | 28 | 28 | 28 | 27 | 25 | 23 | 23 | 22 | 22 | 20 | 18 | 18 | 18 | 18 | 17 | 18 | 18 | 18 | 30% Percentile | 10 | 11 | 11 | 11 | 11 | 11 | 11 | 11 | 11 | 11 | 10 | 10 | 10 | 10 | 10 | 10 | 10 | 11 | 11.7 | 13 | 30% Percentile | 27 | 29 | 28.7 | 28.7 | 28 | 26.7 | 24 | 21 | 19.7 | 18 | 17 | 15 | 14 | 13 | 13 | 13 | 13 | 13 | 14 | 14 | 30% Percentile | 27 | 28 | 26 | 24 | 20 | 17 | 15 | 13 | 13 | 12 | 12 | 11 | 11 | 11 | 11 | 11 | 11 | 11 | 11 | 11
40% Percentile | 30 | 31 | 31 | 31 | 31 | 29 | 27 | 25 | 25 | 25 | 23 | 22 | 20 | 20 | 20 | 20 | 20 | 20 | 20 | 20 |  |  | 40% Percentile | 13 | 14 | 14 | 14 | 14 | 13 | 13 | 12 | 12 | 12 | 12 | 11 | 11 | 11 | 11 | 11 | 11 | 11 | 11 | 11 | 40% Percentile | 30 | 30 | 28 | 26 | 23 | 20 | 18 | 16 | 15 | 14 | 14 | 13 | 13 | 13 | 12 | 13 | 13 | 13 | 13 | 13 | 40% Percentile | 30 | 31 | 31 | 31 | 31 | 29 | 27 | 25 | 25 | 24 | 20 | 14 | 8 | 6 | 7 | 7 | 7 | 7 | 7 | 7 | 40% Percentile | 30 | 31 | 31 | 31 | 31 | 29 | 27 | 25 | 25 | 24 | 23 | 21 | 20 | 19 | 19 | 19 | 19 | 19 | 19 | 20 | 40% Percentile | 11 | 11 | 11 | 11 | 11 | 11 | 11 | 11 | 11 | 11 | 11 | 11 | 11 | 11 | 11 | 11 | 11 | 12 | 13 | 14 | 40% Percentile | 30 | 31 | 31 | 31 | 31 | 29 | 26 | 22 | 21 | 20 | 18 | 16 | 15 | 15 | 15 | 15 | 15 | 15 | 15 | 16 | 40% Percentile | 30 | 30 | 28 | 26 | 23 | 20 | 18 | 15.6 | 15 | 14 | 14 | 13 | 13 | 13 | 12 | 13 | 12.6 | 13 | 13 | 13
50% Percentile | 32 | 33 | 33 | 33 | 33 | 31 | 29 | 27 | 26 | 26 | 25 | 23 | 22 | 21 | 21 | 21 | 21 | 21 | 22 | 22 |  |  | 50% Percentile | 15 | 15 | 15 | 15 | 15 | 15 | 14 | 14 | 14 | 13 | 13 | 13 | 12 | 12 | 12 | 12 | 12 | 12 | 13 | 13 | 50% Percentile | 32 | 32 | 31 | 28 | 26 | 23 | 21 | 18 | 17 | 17 | 16 | 15 | 14 | 14 | 15 | 14 | 15 | 15 | 15 | 16 | 50% Percentile | 32 | 33 | 32.5 | 33 | 33 | 31 | 29 | 27 | 26 | 26 | 22 | 15.5 | 9 | 8 | 8 | 8 | 8 | 8 | 9 | 9 | 50% Percentile | 32 | 33 | 32.5 | 33 | 33 | 31 | 29 | 27 | 26 | 26 | 25 | 23 | 22 | 21 | 21 | 21 | 21 | 21 | 21 | 21 | 50% Percentile | 12 | 12 | 12 | 12 | 12 | 12 | 12 | 12 | 12 | 12 | 12 | 12 | 12 | 11 | 12 | 12 | 12 | 13 | 14 | 15 | 50% Percentile | 32 | 33 | 33 | 33 | 33 | 31 | 27 | 24 | 23 | 21 | 20 | 17 | 16 | 16 | 16 | 16 | 16 | 16 | 17 | 17 | 50% Percentile | 32 | 32 | 31 | 28 | 26 | 23 | 20.5 | 18 | 17 | 16 | 16 | 15 | 15 | 14 | 15 | 14 | 15 | 15 | 15 | 16
60% Percentile | 35 | 34.4 | 34 | 34 | 34 | 33 | 31 | 28 | 28 | 28 | 26 | 25 | 23 | 22 | 23 | 23 | 23 | 23 | 23 | 23 |  |  | 60% Percentile | 17 | 17 | 17 | 17 | 17 | 17 | 16 | 15 | 15 | 15 | 15 | 14 | 14 | 13 | 14 | 14 | 14 | 14 | 14 | 15 | 60% Percentile | 35 | 34 | 32 | 31 | 28.4 | 26 | 23 | 21 | 20 | 19 | 18 | 17 | 16 | 16 | 17 | 16 | 17 | 16.4 | 17 | 18 | 60% Percentile | 35 | 34.4 | 34 | 34 | 34 | 33 | 30 | 28 | 27 | 27 | 23 | 17 | 11 | 9 | 9 | 10 | 10 | 10 | 10 | 11 | 60% Percentile | 35 | 34.4 | 34 | 34 | 34 | 33 | 30 | 28 | 27 | 27 | 26 | 24 | 23 | 22 | 22 | 22 | 23 | 22 | 23 | 23 | 60% Percentile | 12 | 12 | 12 | 12 | 12 | 13 | 12 | 12 | 12 | 12 | 12 | 12 | 12 | 12 | 12 | 13 | 13 | 13 | 15 | 16 | 60% Percentile | 35 | 35 | 34 | 34 | 34 | 32 | 29 | 26 | 24 | 23 | 21 | 19 | 18 | 18 | 18 | 18 | 18 | 18 | 19 | 19 | 60% Percentile | 35 | 34 | 32 | 31 | 28.4 | 26 | 23 | 21 | 19.4 | 19 | 18 | 17 | 16 | 16 | 17 | 16 | 17 | 16.4 | 17.4 | 18
70% Percentile | 37 | 36 | 36 | 36 | 36 | 35 | 32 | 30 | 29 | 29 | 28 | 26 | 24 | 24 | 24 | 24 | 24 | 24 | 25 | 25 |  |  | 70% Percentile | 19 | 19 | 19 | 19 | 18.3 | 19 | 18 | 17 | 16 | 16 | 16 | 16 | 15 | 15 | 15 | 15 | 16 | 16 | 16 | 17 | 70% Percentile | 37 | 36 | 34 | 33 | 32 | 29 | 26 | 24 | 22 | 22 | 21 | 20 | 19 | 18 | 19 | 19 | 19 | 19 | 20 | 20 | 70% Percentile | 37 | 36 | 36 | 36 | 36 | 35 | 32 | 30 | 29 | 29 | 24 | 18 | 12 | 10 | 11 | 11 | 11 | 12 | 12 | 13 | 70% Percentile | 37 | 36 | 36 | 36 | 36 | 35 | 32 | 30 | 29 | 29 | 27 | 25.3 | 24 | 24 | 24 | 24 | 24 | 24 | 24 | 25 | 70% Percentile | 13 | 13 | 13 | 13 | 13 | 13 | 13 | 13 | 13 | 13 | 13 | 13 | 13 | 13 | 13 | 13 | 14 | 14 | 16 | 18 | 70% Percentile | 37 | 36 | 36 | 36 | 36 | 34 | 31 | 27 | 26 | 25 | 23 | 21 | 19 | 19 | 19 | 20 | 20 | 20 | 21 | 21 | 70% Percentile | 37 | 36 | 34 | 33 | 32 | 29 | 26 | 24 | 22 | 22 | 21 | 20 | 19 | 18 | 19 | 19 | 19 | 19 | 20 | 21
80% Percentile | 40 | 39 | 38 | 38 | 38 | 37 | 34 | 32 | 30 | 30 | 29 | 28 | 26 | 26 | 26 | 26 | 26 | 26 | 27 | 27 |  |  | 80% Percentile | 22 | 21 | 21 | 21 | 21 | 20.2 | 20 | 19 | 18 | 18 | 18 | 17 | 17 | 17 | 17 | 18 | 18 | 18.2 | 19 | 19 | 80% Percentile | 40 | 38 | 37 | 35 | 34 | 32 | 29 | 26 | 25 | 25 | 24 | 22 | 21 | 21 | 21 | 21 | 22 | 22 | 22 | 23 | 80% Percentile | 40 | 38.2 | 38 | 38 | 38 | 36 | 34 | 31.2 | 30 | 30 | 26 | 20 | 14 | 12 | 13 | 13 | 14 | 14 | 15 | 15.2 | 80% Percentile | 40 | 39 | 38 | 38 | 38 | 36 | 34 | 31 | 30 | 30 | 29 | 27 | 26 | 25 | 25 | 25 | 26 | 26 | 26 | 27 | 80% Percentile | 14 | 14 | 14 | 14 | 14 | 14 | 14 | 14 | 14 | 14 | 14 | 14 | 14 | 14 | 14 | 15 | 15 | 16 | 18 | 19 | 80% Percentile | 40 | 39 | 38 | 38 | 38 | 36 | 33 | 29 | 27 | 26.2 | 25 | 23 | 22 | 21 | 21 | 21.2 | 22 | 22 | 23 | 24 | 80% Percentile | 40 | 38 | 37 | 35 | 34 | 32 | 29 | 26 | 25 | 24.2 | 23 | 22 | 21 | 20 | 21 | 21 | 22 | 22 | 22 | 23
90% Percentile | 42 | 41 | 41 | 41 | 41 | 39 | 36 | 34 | 33 | 33 | 32 | 30 | 28 | 28 | 28 | 28 | 28 | 29 | 29 | 30 |  |  | 90% Percentile | 25.1 | 24 | 24 | 24 | 24.1 | 24 | 22.1 | 22 | 21 | 21 | 21 | 20 | 20 | 20 | 20 | 21 | 21 | 22 | 23 | 24 | 90% Percentile | 42 | 41 | 40 | 39 | 38 | 36 | 33 | 30 | 28 | 28 | 27 | 25 | 24 | 24 | 24 | 24 | 25 | 25 | 26 | 26 | 90% Percentile | 42 | 41 | 41 | 41 | 41 | 39 | 36 | 34 | 32 | 33 | 28 | 22 | 16 | 14 | 15 | 15 | 16 | 17 | 17 | 18 | 90% Percentile | 42 | 41 | 41 | 41 | 41 | 39 | 36 | 33.1 | 32 | 32 | 31 | 29 | 27.1 | 27 | 27 | 28 | 28 | 28 | 29 | 29 | 90% Percentile | 15 | 15 | 15 | 15 | 15 | 15 | 15 | 15 | 15 | 15 | 15 | 15 | 15 | 15 | 15.1 | 16 | 16.1 | 17.1 | 20 | 21 | 90% Percentile | 42 | 41 | 41 | 41 | 41 | 39 | 35 | 32 | 30 | 29 | 27 | 26 | 24 | 23.1 | 24 | 24 | 25 | 25 | 26 | 26.1 | 90% Percentile | 42 | 41 | 40 | 39 | 38 | 36 | 33 | 30 | 28 | 28 | 27 | 25 | 24 | 24 | 24 | 24 | 25 | 25 | 26 | 26
100% Percentile | 48 | 47 | 47 | 47 | 46 | 44 | 42 | 42 | 40 | 39 | 40 | 37 | 33 | 32 | 34 | 35 | 36 | 37 | 37 | 38 |  |  | 100% Percentile | 42 | 43 | 40 | 38 | 38 | 37 | 37 | 37 | 36 | 36 | 38 | 33 | 29 | 29 | 30 | 31 | 33 | 36 | 35 | 36 | 100% Percentile | 48 | 47 | 47 | 46 | 46 | 44 | 42 | 39 | 38 | 38 | 39 | 34 | 32 | 32 | 33 | 33 | 35 | 36 | 36 | 37 | 100% Percentile | 48 | 47 | 47 | 47 | 46 | 44 | 42 | 41 | 39 | 39 | 37 | 29 | 23 | 21 | 21 | 22 | 23 | 25 | 26 | 27 | 100% Percentile | 48 | 47 | 47 | 47 | 46 | 44 | 42 | 41 | 39 | 38 | 39 | 36 | 32 | 32 | 33 | 34 | 35 | 37 | 37 | 39 | 100% Percentile | 29 | 27 | 25 | 23 | 23 | 26 | 26 | 23 | 26 | 28 | 29 | 25 | 22 | 22 | 23 | 24 | 27 | 31 | 31 | 29 | 100% Percentile | 48 | 47 | 47 | 47 | 46 | 44 | 41 | 40 | 37 | 35 | 37 | 33 | 29 | 30 | 30 | 31 | 33 | 35 | 34 | 36 | 100% Percentile | 48 | 47 | 47 | 46 | 46 | 44 | 42 | 39 | 37 | 37 | 37 | 34 | 32 | 32 | 33 | 33 | 34 | 36 | 37 | 39
Conservation Developmenmt | 2016 | 2017 | 2018 | 2019 | 2020 | 2021 | 2022 | 2023 | 2024 | 2025 | 2026 | 2027 | 2028 | 2029 | 2030 | 2031 | 2032 | 2033 | 2034 | 2035 |  |  | Conservation Developmenmt | 2016 | 2017 | 2018 | 2019 | 2020 | 2021 | 2022 | 2023 | 2024 | 2025 | 2026 | 2027 | 2028 | 2029 | 2030 | 2031 | 2032 | 2033 | 2034 | 2035 | Conservation Development (aMW) | 2016 | 2017 | 2018 | 2019 | 2020 | 2021 | 2022 | 2023 | 2024 | 2025 | 2026 | 2027 | 2028 | 2029 | 2030 | 2031 | 2032 | 2033 | 2034 | 2035 | Conservation Developmenmt | 2016 | 2017 | 2018 | 2019 | 2020 | 2021 | 2022 | 2023 | 2024 | 2025 | 2026 | 2027 | 2028 | 2029 | 2030 | 2031 | 2032 | 2033 | 2034 | 2035 | Conservation Developmenmt | 2016 | 2017 | 2018 | 2019 | 2020 | 2021 | 2022 | 2023 | 2024 | 2025 | 2026 | 2027 | 2028 | 2029 | 2030 | 2031 | 2032 | 2033 | 2034 | 2035 | Conservation Development (aMW) | 2016 | 2017 | 2018 | 2019 | 2020 | 2021 | 2022 | 2023 | 2024 | 2025 | 2026 | 2027 | 2028 | 2029 | 2030 | 2031 | 2032 | 2033 | 2034 | 2035 | Conservation Developmenmt | 2016 | 2017 | 2018 | 2019 | 2020 | 2021 | 2022 | 2023 | 2024 | 2025 | 2026 | 2027 | 2028 | 2029 | 2030 | 2031 | 2032 | 2033 | 2034 | 2035 | Conservation Developmenmt | 2016 | 2017 | 2018 | 2019 | 2020 | 2021 | 2022 | 2023 | 2024 | 2025 | 2026 | 2027 | 2028 | 2029 | 2030 | 2031 | 2032 | 2033 | 2034 | 2035
10% Percentile | 153.19 | 327 | 526.29 | 751.98 | 1006 | 1284 | 1580 | 1888.9 | 2209 | 2533 | 2855 | 3171.9 | 3474 | 3686.6 | 3787.8 | 3859 | 3917.7 | 3969 | 4016.8 | 4059.8 |  |  | 10% Percentile | 170.3 | 361.4 | 578.59 | 822.89 | 1097 | 1397 | 1711.9 | 2037 | 2375 | 2714 | 3050.9 | 3379.9 | 3697 | 3921.9 | 4037.9 | 4116.9 | 4183 | 4239.8 | 4291.9 | 4344.7 | 10% Percentile | 152.3 | 327.5 | 532.38 | 767.1 | 1035 | 1333 | 1648 | 1977.9 | 2317.9 | 2657.9 | 2999 | 3332.8 | 3652 | 3872.9 | 3984 | 4064 | 4126.8 | 4181.8 | 4232 | 4286.5 | 10% Percentile | 167.69 | 357.59 | 573.4 | 815.6 | 1087 | 1382 | 1691 | 2011 | 2340 | 2670 | 2995.9 | 3315.9 | 3624.8 | 3835.9 | 3935 | 4004 | 4060.5 | 4103.7 | 4144 | 4186.8 | 10% Percentile | 169.8 | 360.3 | 576.09 | 819.39 | 1093 | 1390 | 1703 | 2026.9 | 2361.9 | 2701 | 3033 | 3357.9 | 3672.9 | 3893 | 4006 | 4081.8 | 4148 | 4204 | 4254 | 4303 | 10% Percentile | 170.7 | 362.1 | 579 | 823.99 | 1100 | 1402 | 1720 | 2052 | 2396 | 2742 | 3087 | 3425 | 3752.9 | 3984.9 | 4109.8 | 4201.9 | 4281.7 | 4348 | 4410.9 | 4472.9 | 10% Percentile | 137.6 | 296.8 | 480.5 | 688.89 | 924.88 | 1183 | 1459 | 1745 | 2043 | 2344 | 2643.9 | 2931.8 | 3210.9 | 3396 | 3470.9 | 3510 | 3541.8 | 3564.9 | 3595.9 | 3623.8 | 10% Percentile | 165.5 | 352.6 | 565.37 | 804.4 | 1073.9 | 1368 | 1676 | 1996 | 2325.9 | 2656 | 2984 | 3305 | 3615.8 | 3828.9 | 3934 | 4001.9 | 4058.7 | 4104.7 | 4139.7 | 4180.7
First Quartile | 154.6 | 329.775 | 530.5 | 758.375 | 1016 | 1298 | 1598 | 1911 | 2238 | 2569 | 2898 | 3223 | 3537.5 | 3755.75 | 3865 | 3939 | 4001 | 4054.75 | 4104 | 4152 |  |  | First Quartile | 171.6 | 363.9 | 583 | 829.575 | 1107 | 1410 | 1728.75 | 2059 | 2400.75 | 2747 | 3089 | 3425 | 3753 | 3985 | 4102.75 | 4188 | 4259 | 4322 | 4379.75 | 4435.75 | First Quartile | 160.7 | 347.875 | 562.8 | 804.3 | 1076 | 1375 | 1694 | 2025 | 2366 | 2710 | 3053 | 3386.75 | 3712 | 3944 | 4064 | 4148 | 4216 | 4276 | 4329 | 4382.75 | First Quartile | 170.5 | 362 | 579.7 | 824.175 | 1098.75 | 1396 | 1710 | 2035 | 2368.75 | 2706 | 3040 | 3370 | 3686.75 | 3912.75 | 4021 | 4097 | 4160.75 | 4214.75 | 4260.75 | 4307.75 | First Quartile | 171.3 | 363.3 | 581.275 | 826.5 | 1102 | 1402 | 1719 | 2046 | 2386 | 2728 | 3068 | 3401 | 3724 | 3953 | 4069.5 | 4150.5 | 4217 | 4276 | 4328 | 4379 | First Quartile | 172.1 | 364.9 | 583.9 | 831.5 | 1110 | 1414.75 | 1737 | 2072 | 2421 | 2775 | 3125 | 3469.75 | 3806 | 4049 | 4179 | 4275 | 4357 | 4431 | 4500 | 4566 | First Quartile | 140.5 | 301.7 | 487.9 | 699 | 937.9 | 1201 | 1483 | 1776.75 | 2081.75 | 2391.75 | 2697 | 2997 | 3284 | 3483 | 3567 | 3620.25 | 3658 | 3698.75 | 3734 | 3774.75 | First Quartile | 167.9 | 357.8 | 573.6 | 816.275 | 1088 | 1385 | 1698 | 2021 | 2355 | 2692 | 3025 | 3353 | 3668.75 | 3890.75 | 4001.75 | 4078 | 4140 | 4195.75 | 4250 | 4301
Median | 155.9 | 332.4 | 534.9 | 765 | 1025 | 1311 | 1616 | 1934 | 2266 | 2603 | 2937 | 3267 | 3588.5 | 3820 | 3935 | 4012.5 | 4077 | 4135 | 4185 | 4235 |  |  | Median | 173.95 | 368.3 | 589.5 | 839 | 1120 | 1426 | 1748 | 2083 | 2430 | 2781 | 3131 | 3476.5 | 3808.5 | 4049 | 4176 | 4264.5 | 4339 | 4405 | 4465.5 | 4523.5 | Median | 171.5 | 363.3 | 580.85 | 826 | 1102 | 1404 | 1723 | 2056 | 2400 | 2750 | 3098 | 3439.5 | 3769 | 4009 | 4137 | 4226 | 4299 | 4363 | 4421.5 | 4480 | Median | 173.4 | 366.7 | 586.65 | 833.9 | 1111 | 1414 | 1732 | 2062 | 2403 | 2749 | 3089 | 3423.5 | 3749 | 3983 | 4101.5 | 4182.5 | 4250.5 | 4309.5 | 4363 | 4414 | Median | 173 | 366.45 | 586.15 | 833.6 | 1112 | 1415 | 1735 | 2069 | 2414.5 | 2763.5 | 3109.5 | 3450 | 3781 | 4017 | 4141 | 4228 | 4299.5 | 4363 | 4421 | 4477 | Median | 173.8 | 367.9 | 589.2 | 839.1 | 1121 | 1430 | 1757 | 2097 | 2451 | 2810.5 | 3168.5 | 3520 | 3863.5 | 4117 | 4252 | 4353 | 4438 | 4517.5 | 4589.5 | 4659.5 | Median | 151.6 | 317.15 | 507.2 | 723.7 | 967.35 | 1236 | 1523 | 1825 | 2137 | 2458 | 2773 | 3082.5 | 3386.5 | 3602.5 | 3700.5 | 3767 | 3821.5 | 3880 | 3930.5 | 3980.5 | Median | 171.4 | 362.85 | 581.1 | 826.75 | 1103 | 1405 | 1723 | 2053 | 2393.5 | 2740 | 3083 | 3419 | 3745 | 3977.5 | 4098 | 4181 | 4249 | 4310 | 4365 | 4420.5
Third Quartile | 158.425 | 336.825 | 541.5 | 774 | 1037 | 1327 | 1635.25 | 1960 | 2300 | 2642 | 2984 | 3321 | 3650.25 | 3891 | 4016 | 4101 | 4171.25 | 4234 | 4291.25 | 4344.25 |  |  | Third Quartile | 177.4 | 374.625 | 598.425 | 850.3 | 1134 | 1443 | 1771 | 2113 | 2467.25 | 2825 | 3181 | 3531 | 3871.25 | 4122 | 4255 | 4348 | 4425 | 4496 | 4560 | 4622.25 | Third Quartile | 173.7 | 367.3 | 587.125 | 835.3 | 1115 | 1422 | 1747 | 2087 | 2438.25 | 2795 | 3151 | 3502 | 3842.25 | 4092 | 4224.25 | 4318.25 | 4399 | 4470 | 4532.25 | 4594.25 | Third Quartile | 176.5 | 372.7 | 594.5 | 843.625 | 1124 | 1430 | 1753 | 2088 | 2437 | 2789 | 3138 | 3482 | 3815 | 4059 | 4183.25 | 4269 | 4340 | 4403 | 4457.5 | 4512.25 | Third Quartile | 176.4 | 371.65 | 593.625 | 843 | 1124 | 1431 | 1755 | 2092 | 2444.25 | 2799.25 | 3153.25 | 3500.25 | 3839 | 4087 | 4220 | 4311 | 4389 | 4458.25 | 4521 | 4582.25 | Third Quartile | 176.8 | 373.525 | 597.725 | 851.025 | 1136 | 1450 | 1782 | 2128 | 2488 | 2853 | 3218.25 | 3577 | 3929 | 4191 | 4335 | 4439 | 4529.25 | 4613.5 | 4692 | 4768.25 | Third Quartile | 156 | 331.6 | 531.95 | 758.1 | 1012 | 1291 | 1586 | 1894.25 | 2212 | 2540 | 2866.25 | 3190 | 3504 | 3730 | 3844 | 3926 | 3992 | 4052.25 | 4114 | 4169 | Third Quartile | 175 | 369.2 | 589.4 | 838 | 1118 | 1426 | 1750 | 2085 | 2434 | 2787 | 3136 | 3480 | 3815.25 | 4059.25 | 4184.25 | 4272.25 | 4346 | 4412.5 | 4475 | 4534.25
90% Percentile | 172.8 | 358.31 | 563.32 | 793.5 | 1057 | 1348 | 1658 | 1987 | 2330 | 2681.1 | 3030.2 | 3381 | 3725.1 | 3977.1 | 4110.1 | 4209 | 4284.1 | 4350 | 4411 | 4467.4 |  |  | 90% Percentile | 179 | 378.1 | 603.9 | 858.71 | 1146 | 1460 | 1792 | 2138 | 2495.1 | 2859 | 3222.1 | 3579 | 3928 | 4185.1 | 4328 | 4423 | 4503.1 | 4578.1 | 4646.1 | 4711.2 | 90% Percentile | 177.1 | 371.91 | 593.23 | 844.41 | 1128 | 1439 | 1767.1 | 2111 | 2467.1 | 2831 | 3190.1 | 3545 | 3891.1 | 4156.1 | 4299.1 | 4393.1 | 4476 | 4551 | 4621.2 | 4691 | 90% Percentile | 178.2 | 376.2 | 600.7 | 853.21 | 1137 | 1446 | 1774 | 2115.1 | 2470 | 2826.1 | 3182 | 3534 | 3876 | 4127 | 4260.1 | 4347.1 | 4420 | 4487 | 4545 | 4601 | 90% Percentile | 178.5 | 376.22 | 600.2 | 852.01 | 1136 | 1446.1 | 1775 | 2117.1 | 2475 | 2839 | 3199.1 | 3555 | 3902 | 4161.1 | 4298 | 4391 | 4472 | 4545.1 | 4612 | 4672 | 90% Percentile | 178.9 | 377.71 | 604.4 | 860.31 | 1149 | 1465 | 1801.1 | 2152.1 | 2517 | 2888 | 3262 | 3627.1 | 3984.2 | 4256.1 | 4407 | 4518.1 | 4616 | 4703.2 | 4786.1 | 4863.2 | 90% Percentile | 157.8 | 335.8 | 539.61 | 769.9 | 1032 | 1319.1 | 1623.1 | 1943.1 | 2274 | 2608.3 | 2939.2 | 3274 | 3601 | 3841.1 | 3968.5 | 4053.1 | 4120.6 | 4181.5 | 4241.2 | 4301 | 90% Percentile | 177.4 | 374 | 597.1 | 848.52 | 1132.1 | 1443 | 1773 | 2114 | 2467 | 2829 | 3187.1 | 3540 | 3882.2 | 4140.1 | 4273.1 | 4365.1 | 4443 | 4514 | 4575 | 4637.3
Average | 158.2091 | 335.6704 | 538.4226 | 768.1346 | 1027.8666 | 1313.4425 | 1617.5138 | 1936.1762 | 2268.0487 | 2605.2975 | 2940.9837 | 3271.9938 | 3594.0087 | 3825.4513 | 3942.2925 | 4021.8137 | 4087.3925 | 4145.1313 | 4197.2875 | 4247.5775 |  |  | Average | 174.2734 | 369.0716 | 590.4663 | 839.9377 | 1120.59 | 1427.0487 | 1750.225 | 2086.0662 | 2433.8175 | 2785.95 | 3135.3663 | 3478.7575 | 3812.0575 | 4053.8288 | 4180.2788 | 4268.775 | 4343.385 | 4409.89 | 4470.3888 | 4529.0238 | Average | 168.1014 | 356.8955 | 572.5577 | 816.6211 | 1092.261 | 1394.5725 | 1714.9488 | 2048.9625 | 2395.3913 | 2746.4262 | 3094.8688 | 3437.46 | 3770.2288 | 4011.6788 | 4138.175 | 4226.95 | 4300.6038 | 4366.0725 | 4425.8787 | 4484.2738 | Average | 173.1106 | 366.876 | 586.7721 | 833.8966 | 1111.2609 | 1413.485 | 1731.7887 | 2061.8987 | 2402.985 | 2747.48 | 3088.6537 | 3423.8038 | 3748.805 | 3981.91 | 4099.5162 | 4178.815 | 4244.0225 | 4301.2075 | 4352.3462 | 4401.8425 | Average | 173.0878 | 366.6116 | 586.4912 | 834.097 | 1112.4513 | 1416.3025 | 1737.0087 | 2070.465 | 2415.8125 | 2765.335 | 3112.0163 | 3452.815 | 3783.605 | 4022.995 | 4147.425 | 4233.8413 | 4306.1987 | 4370.3975 | 4428.46 | 4484.5988 | Average | 173.613 | 368.113 | 589.7475 | 840.1625 | 1122.5638 | 1431.8712 | 1759.0963 | 2100.2025 | 2454.32 | 2813.9125 | 3171.6487 | 3524.0725 | 3866.985 | 4118.915 | 4255.9712 | 4356.05 | 4442.7688 | 4521.6175 | 4594.6187 | 4665.975 | Average | 149.1145 | 317.3086 | 510.1538 | 728.3198 | 974.3758 | 1245.0638 | 1533.4375 | 1835.1225 | 2149.0125 | 2467.3362 | 2783.1675 | 3094.5087 | 3397.7475 | 3611.2038 | 3711.6962 | 3776.065 | 3829.55 | 3878.2288 | 3925.4462 | 3971.5662 | Average | 170.4489 | 361.9494 | 579.9069 | 825.574 | 1101.994 | 1403.6988 | 1721.8588 | 2052.2463 | 2393.9138 | 2739.2775 | 3081.435 | 3417.38 | 3743.3275 | 3977.5425 | 4096.7537 | 4178.345 | 4245.9963 | 4306.11 | 4361.0962 | 4414.9362
10% Percentile | 153.19 | 327 | 526.29 | 751.98 | 1006 | 1284 | 1580 | 1888.9 | 2209 | 2533 | 2855 | 3171.9 | 3474 | 3686.6 | 3787.8 | 3859 | 3917.7 | 3969 | 4016.8 | 4059.8 |  |  | 10% Percentile | 170.3 | 361.4 | 578.59 | 822.89 | 1097 | 1397 | 1711.9 | 2037 | 2375 | 2714 | 3050.9 | 3379.9 | 3697 | 3921.9 | 4037.9 | 4116.9 | 4183 | 4239.8 | 4291.9 | 4344.7 | 10% Percentile | 152.3 | 327.5 | 532.38 | 767.1 | 1035 | 1333 | 1648 | 1977.9 | 2317.9 | 2657.9 | 2999 | 3332.8 | 3652 | 3872.9 | 3984 | 4064 | 4126.8 | 4181.8 | 4232 | 4286.5 | 10% Percentile | 167.69 | 357.59 | 573.4 | 815.6 | 1087 | 1382 | 1691 | 2011 | 2340 | 2670 | 2995.9 | 3315.9 | 3624.8 | 3835.9 | 3935 | 4004 | 4060.5 | 4103.7 | 4144 | 4186.8 | 10% Percentile | 169.8 | 360.3 | 576.09 | 819.39 | 1093 | 1390 | 1703 | 2026.9 | 2361.9 | 2701 | 3033 | 3357.9 | 3672.9 | 3893 | 4006 | 4081.8 | 4148 | 4204 | 4254 | 4303 | 10% Percentile | 170.7 | 362.1 | 579 | 823.99 | 1100 | 1402 | 1720 | 2052 | 2396 | 2742 | 3087 | 3425 | 3752.9 | 3984.9 | 4109.8 | 4201.9 | 4281.7 | 4348 | 4410.9 | 4472.9 | 10% Percentile | 137.6 | 296.8 | 480.5 | 688.89 | 924.88 | 1183 | 1459 | 1745 | 2043 | 2344 | 2643.9 | 2931.8 | 3210.9 | 3396 | 3470.9 | 3510 | 3541.8 | 3564.9 | 3595.9 | 3623.8 | 10% Percentile | 165.5 | 352.6 | 565.37 | 804.4 | 1073.9 | 1368 | 1676 | 1996 | 2325.9 | 2656 | 2984 | 3305 | 3615.8 | 3828.9 | 3934 | 4001.9 | 4058.7 | 4104.7 | 4139.7 | 4180.7
20% Percentile | 154.2 | 329.1 | 529.7 | 756.68 | 1014 | 1295 | 1594 | 1906 | 2231 | 2561 | 2888 | 3209 | 3521.8 | 3740.8 | 3846 | 3919 | 3981 | 4034 | 4082.8 | 4128.8 |  |  | 20% Percentile | 171.2 | 363.3 | 581.6 | 827.28 | 1103.8 | 1405.8 | 1723.8 | 2053 | 2393 | 2739 | 3080.8 | 3412.8 | 3736 | 3967 | 4085.8 | 4169 | 4240 | 4300.6 | 4353.8 | 4408.8 | 20% Percentile | 156.3 | 338.66 | 550.82 | 792.54 | 1065 | 1363 | 1680 | 2014 | 2359 | 2700.8 | 3039 | 3376 | 3698 | 3927.8 | 4046 | 4131 | 4197.8 | 4256.8 | 4308.8 | 4361.8 | 20% Percentile | 169.7 | 360.7 | 578.18 | 821.98 | 1095.8 | 1392.8 | 1704 | 2027.8 | 2361 | 2696 | 3026.8 | 3353 | 3666.8 | 3889 | 3998 | 4074 | 4136.8 | 4185 | 4233 | 4280.6 | 20% Percentile | 170.9 | 362.7 | 580 | 824.68 | 1099 | 1398 | 1714 | 2041.8 | 2379 | 2721 | 3059 | 3390 | 3710.8 | 3937.8 | 4052 | 4131 | 4197.8 | 4257.6 | 4308.8 | 4360 | 20% Percentile | 171.7 | 364.2 | 582.9 | 829.5 | 1107 | 1411 | 1733 | 2067 | 2413.8 | 2764 | 3113.8 | 3458 | 3792 | 4034.8 | 4163 | 4258 | 4337.8 | 4408 | 4474.8 | 4540.8 | 20% Percentile | 139.7 | 300.2 | 485.88 | 696.4 | 933.68 | 1195 | 1475 | 1767 | 2071.8 | 2378 | 2682 | 2976.8 | 3262.8 | 3455 | 3536.8 | 3586.8 | 3628.8 | 3666 | 3703.6 | 3738.8 | 20% Percentile | 167.2 | 356.48 | 571.8 | 813.7 | 1084 | 1380 | 1692 | 2014.8 | 2347 | 2685 | 3015.8 | 3340.8 | 3652.8 | 3874 | 3982.8 | 4060 | 4121.4 | 4176 | 4225 | 4274.6
30% Percentile | 154.8 | 330.2 | 531.47 | 759.9 | 1018 | 1301 | 1602 | 1916 | 2243 | 2577 | 2907 | 3234 | 3548.7 | 3771 | 3882 | 3958 | 4020 | 4075 | 4123.7 | 4171 |  |  | 30% Percentile | 172 | 364.8 | 584.27 | 831.6 | 1109 | 1413 | 1733 | 2064 | 2408 | 2755 | 3099.7 | 3437.7 | 3765 | 3998 | 4118 | 4203 | 4276 | 4338 | 4396 | 4451 | 30% Percentile | 169.47 | 356.93 | 571.72 | 812.9 | 1086.7 | 1386 | 1702 | 2030.7 | 2372 | 2719 | 3062 | 3399 | 3726.7 | 3959.7 | 4078 | 4165 | 4233 | 4291.7 | 4348.7 | 4402.7 | 30% Percentile | 171 | 363.1 | 581.5 | 826.77 | 1101 | 1400 | 1714 | 2040 | 2376 | 2715.7 | 3052.7 | 3382 | 3702 | 3929 | 4043 | 4121.7 | 4186 | 4239 | 4289.7 | 4337.7 | 30% Percentile | 171.7 | 363.87 | 582.37 | 828.1 | 1104 | 1405 | 1722 | 2052 | 2391 | 2735 | 3076 | 3411 | 3735.7 | 3965 | 4083.7 | 4166.7 | 4234.7 | 4294 | 4349.7 | 4402.7 | 30% Percentile | 172.5 | 365.5 | 585.2 | 832.97 | 1112 | 1418 | 1741.7 | 2079 | 2429 | 2783 | 3135 | 3481 | 3818.7 | 4062 | 4194 | 4291 | 4374.7 | 4450 | 4520 | 4589 | 30% Percentile | 141 | 302.57 | 489.67 | 701.77 | 942.8 | 1208 | 1490.7 | 1785.7 | 2093 | 2404 | 2711 | 3012.7 | 3307 | 3508 | 3602 | 3658 | 3700.1 | 3738.7 | 3778.1 | 3817.4 | 30% Percentile | 168.5 | 358.8 | 575.3 | 818.67 | 1092 | 1389 | 1702 | 2027.7 | 2363 | 2702 | 3036 | 3364 | 3680.7 | 3907 | 4021.7 | 4100.7 | 4163.7 | 4220 | 4270 | 4320
40% Percentile | 155.4 | 331.16 | 533.16 | 762.3 | 1022 | 1306 | 1609 | 1926 | 2256 | 2590 | 2923 | 3251 | 3568 | 3792.6 | 3905 | 3982 | 4046 | 4101 | 4152 | 4200.6 |  |  | 40% Percentile | 172.7 | 366.1 | 586.7 | 835.3 | 1115 | 1419 | 1740 | 2074 | 2419 | 2768.6 | 3116 | 3455 | 3786 | 4024 | 4148 | 4235 | 4308.6 | 4374.6 | 4432.2 | 4489 | 40% Percentile | 170.7 | 361.56 | 578.1 | 821.46 | 1096 | 1396 | 1714 | 2045 | 2388 | 2735.6 | 3080 | 3419.6 | 3749 | 3985.6 | 4109.6 | 4196 | 4268 | 4334 | 4392 | 4449.6 | 40% Percentile | 172.1 | 364.9 | 584.1 | 830.4 | 1107 | 1407 | 1723 | 2052 | 2389 | 2732.6 | 3071 | 3404 | 3727 | 3959 | 4075 | 4153.6 | 4219.6 | 4277 | 4328.6 | 4376.6 | 40% Percentile | 172.3 | 365.16 | 584.3 | 830.9 | 1108 | 1411 | 1729 | 2060 | 2403 | 2748.6 | 3093 | 3432 | 3758.6 | 3992 | 4114 | 4198 | 4268.6 | 4331.6 | 4388 | 4443 | 40% Percentile | 173.1 | 366.7 | 587.3 | 836.3 | 1117 | 1424 | 1749 | 2087 | 2439 | 2796.6 | 3151 | 3501 | 3840 | 4086 | 4220.6 | 4317.6 | 4403 | 4480 | 4551 | 4620.6 | 40% Percentile | 142.4 | 305.26 | 494 | 710 | 953.38 | 1222 | 1505.6 | 1805 | 2114 | 2427.6 | 2740 | 3048.6 | 3345.6 | 3558 | 3657.6 | 3715.6 | 3768 | 3813.2 | 3861 | 3912.2 | 40% Percentile | 170.1 | 360.9 | 578.2 | 822.56 | 1097 | 1397 | 1712 | 2040 | 2379 | 2722 | 3061 | 3393 | 3715 | 3943.6 | 4060 | 4139 | 4206 | 4266.2 | 4322.6 | 4375.6
50% Percentile | 155.9 | 332.4 | 534.9 | 765 | 1025 | 1311 | 1616 | 1934 | 2266 | 2603 | 2937 | 3267 | 3588.5 | 3820 | 3935 | 4012.5 | 4077 | 4135 | 4185 | 4235 |  |  | 50% Percentile | 173.95 | 368.3 | 589.5 | 839 | 1120 | 1426 | 1748 | 2083 | 2430 | 2781 | 3131 | 3476.5 | 3808.5 | 4049 | 4176 | 4264.5 | 4339 | 4405 | 4465.5 | 4523.5 | 50% Percentile | 171.5 | 363.3 | 580.85 | 826 | 1102 | 1404 | 1723 | 2056 | 2400 | 2750 | 3098 | 3439.5 | 3769 | 4009 | 4137 | 4226 | 4299 | 4363 | 4421.5 | 4480 | 50% Percentile | 173.4 | 366.7 | 586.65 | 833.9 | 1111 | 1414 | 1732 | 2062 | 2403 | 2749 | 3089 | 3423.5 | 3749 | 3983 | 4101.5 | 4182.5 | 4250.5 | 4309.5 | 4363 | 4414 | 50% Percentile | 173 | 366.45 | 586.15 | 833.6 | 1112 | 1415 | 1735 | 2069 | 2414.5 | 2763.5 | 3109.5 | 3450 | 3781 | 4017 | 4141 | 4228 | 4299.5 | 4363 | 4421 | 4477 | 50% Percentile | 173.8 | 367.9 | 589.2 | 839.1 | 1121 | 1430 | 1757 | 2097 | 2451 | 2810.5 | 3168.5 | 3520 | 3863.5 | 4117 | 4252 | 4353 | 4438 | 4517.5 | 4589.5 | 4659.5 | 50% Percentile | 151.6 | 317.15 | 507.2 | 723.7 | 967.35 | 1236 | 1523 | 1825 | 2137 | 2458 | 2773 | 3082.5 | 3386.5 | 3602.5 | 3700.5 | 3767 | 3821.5 | 3880 | 3930.5 | 3980.5 | 50% Percentile | 171.4 | 362.85 | 581.1 | 826.75 | 1103 | 1405 | 1723 | 2053 | 2393.5 | 2740 | 3083 | 3419 | 3745 | 3977.5 | 4098 | 4181 | 4249 | 4310 | 4365 | 4420.5
60% Percentile | 156.4 | 333.4 | 537 | 767.7 | 1029 | 1316 | 1622 | 1942 | 2277 | 2616 | 2953 | 3288 | 3613 | 3849 | 3967.4 | 4048 | 4115.4 | 4174.4 | 4226.4 | 4278 |  |  | 60% Percentile | 175.8 | 371.3 | 593 | 843.24 | 1125 | 1432 | 1757 | 2094 | 2444 | 2799 | 3151.4 | 3496 | 3834 | 4080 | 4210 | 4300 | 4375.4 | 4443 | 4504.4 | 4565 | 60% Percentile | 172.14 | 364.94 | 583.14 | 829.34 | 1107 | 1410 | 1731 | 2066.4 | 2415 | 2767 | 3115 | 3461 | 3794 | 4037 | 4165 | 4255 | 4333 | 4402.4 | 4466.4 | 4529.4 | 60% Percentile | 174.94 | 369.3 | 589.3 | 837.3 | 1116 | 1420 | 1740 | 2073 | 2416 | 2765 | 3110 | 3447 | 3776 | 4012 | 4134 | 4216 | 4284 | 4343 | 4396.4 | 4450 | 60% Percentile | 174 | 368 | 588.3 | 836.74 | 1116 | 1421 | 1743 | 2077.4 | 2424 | 2775 | 3126 | 3469 | 3803.4 | 4047 | 4174 | 4263 | 4334.4 | 4401.8 | 4463 | 4521 | 60% Percentile | 174.7 | 369.5 | 591.34 | 842.8 | 1127 | 1437 | 1766 | 2109 | 2465.4 | 2827 | 3189 | 3542.4 | 3889.4 | 4145 | 4284 | 4385 | 4473 | 4554 | 4630 | 4704 | 60% Percentile | 154.64 | 327.9 | 521.66 | 738.1 | 982.88 | 1254 | 1542 | 1845.4 | 2164 | 2485 | 2804.4 | 3123 | 3432 | 3656 | 3762.8 | 3834 | 3889.8 | 3945.2 | 4000.8 | 4055 | 60% Percentile | 172.4 | 365.3 | 584.04 | 831.48 | 1109 | 1411 | 1731.4 | 2064 | 2408 | 2755 | 3100 | 3440.4 | 3770.4 | 4010.4 | 4133.4 | 4217.4 | 4288 | 4351 | 4407 | 4462.4
70% Percentile | 157.43 | 335.5 | 539.4 | 771.53 | 1034 | 1323 | 1631 | 1954 | 2290 | 2632.3 | 2972 | 3309 | 3636.3 | 3874 | 3997 | 4079 | 4147.3 | 4209 | 4263.3 | 4318 |  |  | 70% Percentile | 177 | 373.7 | 596.7 | 847.93 | 1131 | 1440.3 | 1767 | 2106 | 2458.3 | 2815 | 3171 | 3518.3 | 3860 | 4106 | 4238 | 4329 | 4406 | 4476 | 4540 | 4601 | 70% Percentile | 173 | 366.4 | 585.8 | 833.13 | 1112 | 1418 | 1741 | 2078 | 2429.3 | 2786 | 3136 | 3484.3 | 3824 | 4073.3 | 4206 | 4298 | 4374 | 4443.9 | 4507.9 | 4571 | 70% Percentile | 176 | 371.5 | 593 | 841.7 | 1121 | 1426 | 1748.3 | 2083.3 | 2430 | 2781 | 3129 | 3471 | 3803 | 4044.3 | 4168.3 | 4252.3 | 4322 | 4385 | 4439 | 4492 | 70% Percentile | 175.6 | 370.53 | 591.7 | 840.33 | 1121 | 1427 | 1750.3 | 2087.3 | 2437 | 2790 | 3142.3 | 3490 | 3828 | 4074 | 4203.3 | 4294 | 4369 | 4438 | 4500 | 4559 | 70% Percentile | 175.9 | 372.2 | 595.53 | 848.53 | 1133 | 1445.3 | 1775 | 2122 | 2479 | 2844 | 3207.3 | 3568 | 3919 | 4176 | 4318 | 4421 | 4511.3 | 4594 | 4669.3 | 4744.3 | 70% Percentile | 155.6 | 330.63 | 530.1 | 754.06 | 1003 | 1278 | 1569.3 | 1877 | 2196 | 2520 | 2845 | 3165 | 3473.3 | 3704 | 3814 | 3893.3 | 3958.3 | 4018.3 | 4079 | 4132 | 70% Percentile | 174.1 | 367.5 | 587.7 | 835.6 | 1115 | 1421 | 1743 | 2077 | 2424 | 2775.3 | 3123 | 3465.3 | 3798 | 4040.3 | 4166 | 4252.6 | 4326 | 4393 | 4455 | 4513.3
80% Percentile | 165.3 | 341.52 | 544.92 | 777.04 | 1040 | 1331 | 1641 | 1968 | 2307 | 2653.2 | 2997.4 | 3337.2 | 3669.2 | 3913.2 | 4040 | 4123.2 | 4195 | 4257.6 | 4314.2 | 4368.2 |  |  | 80% Percentile | 177.8 | 375.8 | 600.2 | 852.42 | 1138 | 1448.2 | 1777 | 2119 | 2474 | 2833 | 3191.2 | 3544 | 3886 | 4139 | 4272.2 | 4366 | 4446 | 4518.2 | 4583 | 4645 | 80% Percentile | 174.4 | 368.4 | 588.6 | 837.32 | 1118 | 1426 | 1753 | 2093 | 2445.2 | 2803 | 3160 | 3514 | 3857 | 4112.2 | 4245.2 | 4339.2 | 4416.4 | 4489 | 4553 | 4617.2 | 80% Percentile | 176.82 | 373.8 | 596.2 | 846.22 | 1128 | 1435 | 1759.2 | 2096.2 | 2445.2 | 2796 | 3149 | 3494 | 3830.2 | 4077 | 4205.4 | 4291.2 | 4361 | 4425 | 4481 | 4535 | 80% Percentile | 177.2 | 373.52 | 595.42 | 845.6 | 1127 | 1436 | 1761 | 2101 | 2453.2 | 2810.2 | 3164 | 3512.2 | 3854 | 4103.2 | 4238.4 | 4331.2 | 4408 | 4478.2 | 4541.2 | 4602 | 80% Percentile | 177.6 | 375.3 | 600.1 | 853.82 | 1141 | 1455 | 1787 | 2135 | 2496.2 | 2863 | 3229.2 | 3591.2 | 3942 | 4205 | 4352.2 | 4457 | 4548 | 4632.2 | 4712 | 4787.2 | 80% Percentile | 156.4 | 332.52 | 534.2 | 762.2 | 1019 | 1300 | 1598 | 1909 | 2233 | 2561 | 2888 | 3211.4 | 3530 | 3766.2 | 3881 | 3959 | 4024.2 | 4085 | 4143 | 4202.2 | 80% Percentile | 176 | 370.5 | 591.4 | 841.1 | 1122.2 | 1430 | 1755 | 2093.2 | 2443.2 | 2797.2 | 3150 | 3499 | 3837 | 4082.4 | 4213.2 | 4300.2 | 4375.2 | 4441.2 | 4502.2 | 4559.2
90% Percentile | 172.8 | 358.31 | 563.32 | 793.5 | 1057 | 1348 | 1658 | 1987 | 2330 | 2681.1 | 3030.2 | 3381 | 3725.1 | 3977.1 | 4110.1 | 4209 | 4284.1 | 4350 | 4411 | 4467.4 |  |  | 90% Percentile | 179 | 378.1 | 603.9 | 858.71 | 1146 | 1460 | 1792 | 2138 | 2495.1 | 2859 | 3222.1 | 3579 | 3928 | 4185.1 | 4328 | 4423 | 4503.1 | 4578.1 | 4646.1 | 4711.2 | 90% Percentile | 177.1 | 371.91 | 593.23 | 844.41 | 1128 | 1439 | 1767.1 | 2111 | 2467.1 | 2831 | 3190.1 | 3545 | 3891.1 | 4156.1 | 4299.1 | 4393.1 | 4476 | 4551 | 4621.2 | 4691 | 90% Percentile | 178.2 | 376.2 | 600.7 | 853.21 | 1137 | 1446 | 1774 | 2115.1 | 2470 | 2826.1 | 3182 | 3534 | 3876 | 4127 | 4260.1 | 4347.1 | 4420 | 4487 | 4545 | 4601 | 90% Percentile | 178.5 | 376.22 | 600.2 | 852.01 | 1136 | 1446.1 | 1775 | 2117.1 | 2475 | 2839 | 3199.1 | 3555 | 3902 | 4161.1 | 4298 | 4391 | 4472 | 4545.1 | 4612 | 4672 | 90% Percentile | 178.9 | 377.71 | 604.4 | 860.31 | 1149 | 1465 | 1801.1 | 2152.1 | 2517 | 2888 | 3262 | 3627.1 | 3984.2 | 4256.1 | 4407 | 4518.1 | 4616 | 4703.2 | 4786.1 | 4863.2 | 90% Percentile | 157.8 | 335.8 | 539.61 | 769.9 | 1032 | 1319.1 | 1623.1 | 1943.1 | 2274 | 2608.3 | 2939.2 | 3274 | 3601 | 3841.1 | 3968.5 | 4053.1 | 4120.6 | 4181.5 | 4241.2 | 4301 | 90% Percentile | 177.4 | 374 | 597.1 | 848.52 | 1132.1 | 1443 | 1773 | 2114 | 2467 | 2829 | 3187.1 | 3540 | 3882.2 | 4140.1 | 4273.1 | 4365.1 | 4443 | 4514 | 4575 | 4637.3
100% Percentile | 183.6 | 389 | 618.7 | 875.6 | 1156 | 1467 | 1800 | 2154 | 2522 | 2902 | 3284 | 3661 | 4028 | 4309 | 4459 | 4559 | 4644 | 4724 | 4801 | 4870 |  |  | 100% Percentile | 184.9 | 389.7 | 623 | 885.4 | 1177 | 1500 | 1847 | 2209 | 2588 | 2977 | 3367 | 3753 | 4130 | 4424 | 4587 | 4701 | 4799 | 4892 | 4979 | 5059 | 100% Percentile | 183.9 | 389.7 | 621.3 | 879.7 | 1171 | 1494 | 1835 | 2190 | 2565 | 2950 | 3337 | 3719 | 4094 | 4385 | 4545 | 4658 | 4755 | 4846 | 4932 | 5011 | 100% Percentile | 184.6 | 389.7 | 622.1 | 881.8 | 1172 | 1491 | 1828 | 2184 | 2556 | 2934 | 3313 | 3690 | 4056 | 4339 | 4490 | 4592 | 4677 | 4757 | 4832 | 4900 | 100% Percentile | 184.9 | 389.7 | 623 | 883.2 | 1177 | 1500 | 1840 | 2195 | 2567 | 2947 | 3320 | 3697 | 4065 | 4352 | 4509 | 4618 | 4712 | 4801 | 4884 | 4959 | 100% Percentile | 184.9 | 389.7 | 623 | 886.8 | 1185 | 1511 | 1860 | 2229 | 2617 | 3012 | 3410 | 3802 | 4187 | 4489 | 4662 | 4786 | 4896 | 4999 | 5096 | 5184 | 100% Percentile | 183.6 | 386.7 | 614.9 | 867.7 | 1148 | 1456 | 1777 | 2102 | 2434 | 2777 | 3131 | 3502 | 3854 | 4121 | 4256 | 4344 | 4415 | 4492 | 4565 | 4631 | 100% Percentile | 184.4 | 389.5 | 621.7 | 879 | 1170 | 1489 | 1826 | 2181 | 2554 | 2936 | 3318 | 3695 | 4065 | 4353 | 4511 | 4619 | 4712 | 4800 | 4882 | 4955
Scenario 1B | [22 empty] | Scenario 2B | [20 empty] | Scenario 2C | [20 empty] | Scenario 3A | [20 empty] | 1B_No DR | [20 empty] | 2C_95th Percentile | [20 empty] | Scenario 1B_RPS 35% | [20 empty] | Scenario 2C_NoNR
111(d)_Emissions (3-yr Avg. MMTE) | 2016 | 2017 | 2018 | 2019 | 2020 | 2021 | 2022 | 2023 | 2024 | 2025 | 2026 | 2027 | 2028 | 2029 | 2030 | 2031 | 2032 | 2033 | 2034 | 2035 |  |  | 111(d)_Emissions (3-yr Avg. MMTE) | 2016 | 2017 | 2018 | 2019 | 2020 | 2021 | 2022 | 2023 | 2024 | 2025 | 2026 | 2027 | 2028 | 2029 | 2030 | 2031 | 2032 | 2033 | 2034 | 2035 | 111(d)_Emissions (3-yr Avg. MMTE) | 2016 | 2017 | 2018 | 2019 | 2020 | 2021 | 2022 | 2023 | 2024 | 2025 | 2026 | 2027 | 2028 | 2029 | 2030 | 2031 | 2032 | 2033 | 2034 | 2035 | 111(d)_Emissions (3-yr Avg. MMTE) | 2016 | 2017 | 2018 | 2019 | 2020 | 2021 | 2022 | 2023 | 2024 | 2025 | 2026 | 2027 | 2028 | 2029 | 2030 | 2031 | 2032 | 2033 | 2034 | 2035 | 111(d)_Emissions (3-yr Avg. MMTE) | 2016 | 2017 | 2018 | 2019 | 2020 | 2021 | 2022 | 2023 | 2024 | 2025 | 2026 | 2027 | 2028 | 2029 | 2030 | 2031 | 2032 | 2033 | 2034 | 2035 | 111(d)_Emissions (3-yr Avg. MMTE) | 2016 | 2017 | 2018 | 2019 | 2020 | 2021 | 2022 | 2023 | 2024 | 2025 | 2026 | 2027 | 2028 | 2029 | 2030 | 2031 | 2032 | 2033 | 2034 | 2035 | 111(d)_Emissions (3-yr Avg. MMTE) | 2016 | 2017 | 2018 | 2019 | 2020 | 2021 | 2022 | 2023 | 2024 | 2025 | 2026 | 2027 | 2028 | 2029 | 2030 | 2031 | 2032 | 2033 | 2034 | 2035 | 111(d)_Emissions (3-yr Avg. MMTE) | 2016 | 2017 | 2018 | 2019 | 2020 | 2021 | 2022 | 2023 | 2024 | 2025 | 2026 | 2027 | 2028 | 2029 | 2030 | 2031 | 2032 | 2033 | 2034 | 2035
10% Percentile | 20.9 | 21 | 21 | 20 | 20 | 19 | 17 | 17 | 16.9 | 17 | 16 | 15 | 15 | 13 | 13 | 13 | 13 | 13 | 13 | 13 |  |  | 10% Percentile | 8 | 9 | 9 | 9 | 8 | 8 | 7 | 8 | 8 | 8 | 7 | 7 | 7 | 6 | 6 | 6 | 6 | 6 | 6 | 5 | 10% Percentile | 20 | 20.9 | 19 | 17 | 13 | 11 | 10 | 9 | 9 | 9 | 8 | 8 | 8 | 7 | 7 | 7 | 6.9 | 7 | 7 | 7 | 10% Percentile | 20 | 21 | 21 | 20 | 20 | 18 | 17 | 17 | 16 | 17 | 14 | 9 | 5 | 3 | 2 | 2 | 2 | 2 | 2 | 2 | 10% Percentile | 20 | 21 | 21 | 20 | 20 | 18 | 17 | 17 | 16 | 17 | 16 | 15 | 14 | 13 | 13 | 13 | 13 | 13 | 12 | 13 | 10% Percentile | 9 | 10 | 10 | 10 | 10 | 9 | 9 | 9 | 9 | 9 | 9 | 9 | 8 | 8 | 8 | 8 | 8 | 8 | 8 | 9 | 10% Percentile | 20.9 | 21 | 21 | 20 | 20 | 18 | 16.9 | 15 | 14 | 14 | 13 | 11 | 10 | 9 | 9 | 9 | 9 | 10 | 9 | 9 | 10% Percentile | 20 | 20 | 19 | 17 | 13 | 11 | 10 | 9 | 9 | 9 | 8 | 8 | 8 | 7 | 7 | 7 | 7 | 7 | 7 | 7
50% Percentile | 32 | 33 | 33 | 33 | 33 | 31 | 29 | 27 | 26 | 26 | 25 | 23 | 22 | 21 | 21 | 21 | 21 | 21 | 22 | 22 |  |  | 50% Percentile | 15 | 15 | 15 | 15 | 15 | 15 | 14 | 14 | 14 | 13 | 13 | 13 | 12 | 12 | 12 | 12 | 12 | 12 | 13 | 13 | 50% Percentile | 32 | 32 | 31 | 28 | 26 | 23 | 21 | 18 | 17 | 17 | 16 | 15 | 14 | 14 | 15 | 14 | 15 | 15 | 15 | 16 | 50% Percentile | 32 | 33 | 32.5 | 33 | 33 | 31 | 29 | 27 | 26 | 26 | 22 | 15.5 | 9 | 8 | 8 | 8 | 8 | 8 | 9 | 9 | 50% Percentile | 32 | 33 | 32.5 | 33 | 33 | 31 | 29 | 27 | 26 | 26 | 25 | 23 | 22 | 21 | 21 | 21 | 21 | 21 | 21 | 21 | 50% Percentile | 12 | 12 | 12 | 12 | 12 | 12 | 12 | 12 | 12 | 12 | 12 | 12 | 12 | 11 | 12 | 12 | 12 | 13 | 14 | 15 | 50% Percentile | 32 | 33 | 33 | 33 | 33 | 31 | 27 | 24 | 23 | 21 | 20 | 17 | 16 | 16 | 16 | 16 | 16 | 16 | 17 | 17 | 50% Percentile | 32 | 32 | 31 | 28 | 26 | 23 | 20.5 | 18 | 17 | 16 | 16 | 15 | 15 | 14 | 15 | 14 | 15 | 15 | 15 | 16
90% Percentile | 42 | 41 | 41 | 41 | 41 | 39 | 36 | 34 | 33 | 33 | 32 | 30 | 28 | 28 | 28 | 28 | 28 | 29 | 29 | 30 |  |  | 90% Percentile | 25.1 | 24 | 24 | 24 | 24.1 | 24 | 22.1 | 22 | 21 | 21 | 21 | 20 | 20 | 20 | 20 | 21 | 21 | 22 | 23 | 24 | 90% Percentile | 42 | 41 | 40 | 39 | 38 | 36 | 33 | 30 | 28 | 28 | 27 | 25 | 24 | 24 | 24 | 24 | 25 | 25 | 26 | 26 | 90% Percentile | 42 | 41 | 41 | 41 | 41 | 39 | 36 | 34 | 32 | 33 | 28 | 22 | 16 | 14 | 15 | 15 | 16 | 17 | 17 | 18 | 90% Percentile | 42 | 41 | 41 | 41 | 41 | 39 | 36 | 33.1 | 32 | 32 | 31 | 29 | 27.1 | 27 | 27 | 28 | 28 | 28 | 29 | 29 | 90% Percentile | 15 | 15 | 15 | 15 | 15 | 15 | 15 | 15 | 15 | 15 | 15 | 15 | 15 | 15 | 15.1 | 16 | 16.1 | 17.1 | 20 | 21 | 90% Percentile | 42 | 41 | 41 | 41 | 41 | 39 | 35 | 32 | 30 | 29 | 27 | 26 | 24 | 23.1 | 24 | 24 | 25 | 25 | 26 | 26.1 | 90% Percentile | 42 | 41 | 40 | 39 | 38 | 36 | 33 | 30 | 28 | 28 | 27 | 25 | 24 | 24 | 24 | 24 | 25 | 25 | 26 | 26
Conservation Developmenmt | 2016 | 2017 | 2018 | 2019 | 2020 | 2021 | 2022 | 2023 | 2024 | 2025 | 2026 | 2027 | 2028 | 2029 | 2030 | 2031 | 2032 | 2033 | 2034 | 2035 |  |  | Conservation Developmenmt | 2016 | 2017 | 2018 | 2019 | 2020 | 2021 | 2022 | 2023 | 2024 | 2025 | 2026 | 2027 | 2028 | 2029 | 2030 | 2031 | 2032 | 2033 | 2034 | 2035 | Conservation Developmenmt | 2016 | 2017 | 2018 | 2019 | 2020 | 2021 | 2022 | 2023 | 2024 | 2025 | 2026 | 2027 | 2028 | 2029 | 2030 | 2031 | 2032 | 2033 | 2034 | 2035 | Conservation Developmenmt | 2016 | 2017 | 2018 | 2019 | 2020 | 2021 | 2022 | 2023 | 2024 | 2025 | 2026 | 2027 | 2028 | 2029 | 2030 | 2031 | 2032 | 2033 | 2034 | 2035 | Conservation Developmenmt | 2016 | 2017 | 2018 | 2019 | 2020 | 2021 | 2022 | 2023 | 2024 | 2025 | 2026 | 2027 | 2028 | 2029 | 2030 | 2031 | 2032 | 2033 | 2034 | 2035 | Conservation Developmenmt | 2016 | 2017 | 2018 | 2019 | 2020 | 2021 | 2022 | 2023 | 2024 | 2025 | 2026 | 2027 | 2028 | 2029 | 2030 | 2031 | 2032 | 2033 | 2034 | 2035 | Conservation Developmenmt | 2016 | 2017 | 2018 | 2019 | 2020 | 2021 | 2022 | 2023 | 2024 | 2025 | 2026 | 2027 | 2028 | 2029 | 2030 | 2031 | 2032 | 2033 | 2034 | 2035 | Conservation Developmenmt | 2016 | 2017 | 2018 | 2019 | 2020 | 2021 | 2022 | 2023 | 2024 | 2025 | 2026 | 2027 | 2028 | 2029 | 2030 | 2031 | 2032 | 2033 | 2034 | 2035
10% Percentile | 153.19 | 327 | 526.29 | 751.98 | 1006 | 1284 | 1580 | 1888.9 | 2209 | 2533 | 2855 | 3171.9 | 3474 | 3686.6 | 3787.8 | 3859 | 3917.7 | 3969 | 4016.8 | 4059.8 |  |  | 10% Percentile | 170.3 | 361.4 | 578.59 | 822.89 | 1097 | 1397 | 1711.9 | 2037 | 2375 | 2714 | 3050.9 | 3379.9 | 3697 | 3921.9 | 4037.9 | 4116.9 | 4183 | 4239.8 | 4291.9 | 4344.7 | 10% Percentile | 152.3 | 327.5 | 532.38 | 767.1 | 1035 | 1333 | 1648 | 1977.9 | 2317.9 | 2657.9 | 2999 | 3332.8 | 3652 | 3872.9 | 3984 | 4064 | 4126.8 | 4181.8 | 4232 | 4286.5 | 10% Percentile | 167.69 | 357.59 | 573.4 | 815.6 | 1087 | 1382 | 1691 | 2011 | 2340 | 2670 | 2995.9 | 3315.9 | 3624.8 | 3835.9 | 3935 | 4004 | 4060.5 | 4103.7 | 4144 | 4186.8 | 10% Percentile | 169.8 | 360.3 | 576.09 | 819.39 | 1093 | 1390 | 1703 | 2026.9 | 2361.9 | 2701 | 3033 | 3357.9 | 3672.9 | 3893 | 4006 | 4081.8 | 4148 | 4204 | 4254 | 4303 | 10% Percentile | 170.7 | 362.1 | 579 | 823.99 | 1100 | 1402 | 1720 | 2052 | 2396 | 2742 | 3087 | 3425 | 3752.9 | 3984.9 | 4109.8 | 4201.9 | 4281.7 | 4348 | 4410.9 | 4472.9 | 10% Percentile | 137.6 | 296.8 | 480.5 | 688.89 | 924.88 | 1183 | 1459 | 1745 | 2043 | 2344 | 2643.9 | 2931.8 | 3210.9 | 3396 | 3470.9 | 3510 | 3541.8 | 3564.9 | 3595.9 | 3623.8 | 10% Percentile | 165.5 | 352.6 | 565.37 | 804.4 | 1073.9 | 1368 | 1676 | 1996 | 2325.9 | 2656 | 2984 | 3305 | 3615.8 | 3828.9 | 3934 | 4001.9 | 4058.7 | 4104.7 | 4139.7 | 4180.7
50% Percentile | 155.9 | 332.4 | 534.9 | 765 | 1025 | 1311 | 1616 | 1934 | 2266 | 2603 | 2937 | 3267 | 3588.5 | 3820 | 3935 | 4012.5 | 4077 | 4135 | 4185 | 4235 |  |  | 50% Percentile | 173.95 | 368.3 | 589.5 | 839 | 1120 | 1426 | 1748 | 2083 | 2430 | 2781 | 3131 | 3476.5 | 3808.5 | 4049 | 4176 | 4264.5 | 4339 | 4405 | 4465.5 | 4523.5 | 50% Percentile | 171.5 | 363.3 | 580.85 | 826 | 1102 | 1404 | 1723 | 2056 | 2400 | 2750 | 3098 | 3439.5 | 3769 | 4009 | 4137 | 4226 | 4299 | 4363 | 4421.5 | 4480 | 50% Percentile | 173.4 | 366.7 | 586.65 | 833.9 | 1111 | 1414 | 1732 | 2062 | 2403 | 2749 | 3089 | 3423.5 | 3749 | 3983 | 4101.5 | 4182.5 | 4250.5 | 4309.5 | 4363 | 4414 | 50% Percentile | 173 | 366.45 | 586.15 | 833.6 | 1112 | 1415 | 1735 | 2069 | 2414.5 | 2763.5 | 3109.5 | 3450 | 3781 | 4017 | 4141 | 4228 | 4299.5 | 4363 | 4421 | 4477 | 50% Percentile | 173.8 | 367.9 | 589.2 | 839.1 | 1121 | 1430 | 1757 | 2097 | 2451 | 2810.5 | 3168.5 | 3520 | 3863.5 | 4117 | 4252 | 4353 | 4438 | 4517.5 | 4589.5 | 4659.5 | 50% Percentile | 151.6 | 317.15 | 507.2 | 723.7 | 967.35 | 1236 | 1523 | 1825 | 2137 | 2458 | 2773 | 3082.5 | 3386.5 | 3602.5 | 3700.5 | 3767 | 3821.5 | 3880 | 3930.5 | 3980.5 | 50% Percentile | 171.4 | 362.85 | 581.1 | 826.75 | 1103 | 1405 | 1723 | 2053 | 2393.5 | 2740 | 3083 | 3419 | 3745 | 3977.5 | 4098 | 4181 | 4249 | 4310 | 4365 | 4420.5
90% Percentile | 172.8 | 358.31 | 563.32 | 793.5 | 1057 | 1348 | 1658 | 1987 | 2330 | 2681.1 | 3030.2 | 3381 | 3725.1 | 3977.1 | 4110.1 | 4209 | 4284.1 | 4350 | 4411 | 4467.4 |  |  | 90% Percentile | 179 | 378.1 | 603.9 | 858.71 | 1146 | 1460 | 1792 | 2138 | 2495.1 | 2859 | 3222.1 | 3579 | 3928 | 4185.1 | 4328 | 4423 | 4503.1 | 4578.1 | 4646.1 | 4711.2 | 90% Percentile | 177.1 | 371.91 | 593.23 | 844.41 | 1128 | 1439 | 1767.1 | 2111 | 2467.1 | 2831 | 3190.1 | 3545 | 3891.1 | 4156.1 | 4299.1 | 4393.1 | 4476 | 4551 | 4621.2 | 4691 | 90% Percentile | 178.2 | 376.2 | 600.7 | 853.21 | 1137 | 1446 | 1774 | 2115.1 | 2470 | 2826.1 | 3182 | 3534 | 3876 | 4127 | 4260.1 | 4347.1 | 4420 | 4487 | 4545 | 4601 | 90% Percentile | 178.5 | 376.22 | 600.2 | 852.01 | 1136 | 1446.1 | 1775 | 2117.1 | 2475 | 2839 | 3199.1 | 3555 | 3902 | 4161.1 | 4298 | 4391 | 4472 | 4545.1 | 4612 | 4672 | 90% Percentile | 178.9 | 377.71 | 604.4 | 860.31 | 1149 | 1465 | 1801.1 | 2152.1 | 2517 | 2888 | 3262 | 3627.1 | 3984.2 | 4256.1 | 4407 | 4518.1 | 4616 | 4703.2 | 4786.1 | 4863.2 | 90% Percentile | 157.8 | 335.8 | 539.61 | 769.9 | 1032 | 1319.1 | 1623.1 | 1943.1 | 2274 | 2608.3 | 2939.2 | 3274 | 3601 | 3841.1 | 3968.5 | 4053.1 | 4120.6 | 4181.5 | 4241.2 | 4301 | 90% Percentile | 177.4 | 374 | 597.1 | 848.52 | 1132.1 | 1443 | 1773 | 2114 | 2467 | 2829 | 3187.1 | 3540 | 3882.2 | 4140.1 | 4273.1 | 4365.1 | 4443 | 4514 | 4575 | 4637.3
| Scenario 1B |  |  |  | Scenario 2B |  |  |  | Scenario 2C |  |  |  | Scenario 3A |  |  |  | Scenario 1B_NoDR |  |  |  | Scenario 2C_NoDR
| 2030 |  |  |  | 2030 |  |  |  | 2030 |  |  |  | 2030 |  |  |  | 2030 |  |  |  | 2030
Future | CO2 | EE |  | Future | CO2 | EE |  | Future | CO2 | EE |  | Future | CO2 | EE |  | Future | CO2 | EE |  | Future | CO2 | EE
572 | 0 | 3818 |  | 585 | 0 | 4037 |  | 336 | 0 | 4019 |  | 276 | 0 | 4073 |  | 572 | 0 | 4053 |  | 336 | 0 | 3908
585 | 0 | 3698 |  | 668 | 0 | 4059 |  | 663 | 0 | 3958 |  | 305 | 0 | 3798 |  | 585 | 0 | 3986 |  | 663 | 0 | 3818
663 | 0 | 3704 |  | 43 | 1 | 3972 |  | 668 | 0 | 3991 |  | 336 | 0 | 3949 |  | 663 | 0 | 3973 |  | 668 | 0 | 3974
276 | 1 | 3888 |  | 276 | 1 | 4179 |  | 276 | 1 | 4199 |  | 358 | 0 | 4226 |  | 668 | 0 | 4029 |  | 276 | 1 | 4174
358 | 1 | 4023 |  | 336 | 1 | 4042 |  | 358 | 1 | 4242 |  | 374 | 0 | 3995 |  | 276 | 1 | 4120 |  | 358 | 1 | 4161
668 | 1 | 3782 |  | 358 | 1 | 4286 |  | 526 | 1 | 4010 |  | 465 | 0 | 4010 |  | 358 | 1 | 4252 |  | 526 | 1 | 3952
755 | 1 | 3750 |  | 374 | 1 | 4094 |  | 572 | 1 | 4125 |  | 526 | 0 | 3916 |  | 755 | 1 | 4006 |  | 572 | 1 | 4062
797 | 1 | 3670 |  | 526 | 1 | 4007 |  | 585 | 1 | 4069 |  | 572 | 0 | 3987 |  | 797 | 1 | 4000 |  | 585 | 1 | 4054
43 | 2 | 3649 |  | 572 | 1 | 4060 |  | 755 | 1 | 3956 |  | 582 | 0 | 4037 |  | 43 | 2 | 3967 |  | 755 | 1 | 3931
336 | 2 | 3782 |  | 582 | 1 | 4107 |  | 7 | 2 | 4167 |  | 585 | 0 | 3897 |  | 336 | 2 | 4012 |  | 7 | 2 | 4162
7 | 3 | 3815 |  | 663 | 1 | 3985 |  | 43 | 2 | 4021 |  | 663 | 0 | 3816 |  | 608 | 2 | 4129 |  | 43 | 2 | 3934
526 | 3 | 3761 |  | 755 | 1 | 4034 |  | 110 | 2 | 4191 |  | 668 | 0 | 3973 |  | 7 | 3 | 4116 |  | 110 | 2 | 4194
608 | 3 | 3868 |  | 797 | 1 | 4030 |  | 305 | 2 | 3738 |  | 690 | 0 | 3792 |  | 526 | 3 | 3959 |  | 305 | 2 | 3780
110 | 4 | 3956 |  | 7 | 2 | 4166 |  | 316 | 2 | 4233 |  | 755 | 0 | 3936 |  | 110 | 4 | 4157 |  | 316 | 2 | 4225
305 | 4 | 3476 |  | 110 | 2 | 4214 |  | 465 | 2 | 4085 |  | 797 | 0 | 3846 |  | 305 | 4 | 3927 |  | 465 | 2 | 4049
374 | 4 | 3840 |  | 316 | 2 | 4238 |  | 573 | 2 | 4047 |  | 7 | 1 | 4025 |  | 374 | 4 | 4058 |  | 573 | 2 | 4051
465 | 4 | 3831 |  | 538 | 2 | 3999 |  | 608 | 2 | 4119 |  | 39 | 1 | 3872 |  | 465 | 4 | 4080 |  | 608 | 2 | 4114
39 | 5 | 3742 |  | 573 | 2 | 4109 |  | 797 | 2 | 4064 |  | 43 | 1 | 3777 |  | 573 | 4 | 4104 |  | 797 | 2 | 3984
316 | 5 | 3987 |  | 608 | 2 | 4161 |  | 39 | 3 | 3895 |  | 93 | 1 | 4024 |  | 39 | 5 | 4024 |  | 39 | 3 | 3830
418 | 5 | 3589 |  | 21 | 3 | 4077 |  | 59 | 3 | 4253 |  | 110 | 1 | 4158 |  | 316 | 5 | 4209 |  | 59 | 3 | 4233
538 | 5 | 3712 |  | 59 | 3 | 4258 |  | 374 | 3 | 3994 |  | 204 | 1 | 3802 |  | 418 | 5 | 3903 |  | 374 | 3 | 3945
573 | 5 | 3859 |  | 305 | 3 | 4005 |  | 418 | 3 | 3881 |  | 231 | 1 | 3770 |  | 538 | 5 | 3920 |  | 418 | 3 | 3847
690 | 5 | 3729 |  | 418 | 3 | 3917 |  | 531 | 3 | 4050 |  | 258 | 1 | 3767 |  | 690 | 5 | 3982 |  | 531 | 3 | 3990
747 | 5 | 3750 |  | 531 | 3 | 4153 |  | 538 | 3 | 3996 |  | 306 | 1 | 3913 |  | 747 | 5 | 3937 |  | 538 | 3 | 3989
767 | 5 | 3939 |  | 596 | 3 | 4006 |  | 582 | 3 | 4028 |  | 315 | 1 | 3768 |  | 767 | 5 | 4208 |  | 582 | 3 | 4029
21 | 6 | 3718 |  | 603 | 3 | 4366 |  | 603 | 3 | 4326 |  | 316 | 1 | 4169 |  | 21 | 6 | 4051 |  | 603 | 3 | 4307
582 | 6 | 3841 |  | 93 | 4 | 4088 |  | 690 | 3 | 3909 |  | 328 | 1 | 3723 |  | 582 | 6 | 4059 |  | 690 | 3 | 3883
69 | 7 | 3881 |  | 258 | 4 | 3959 |  | 747 | 3 | 3935 |  | 418 | 1 | 3712 |  | 69 | 7 | 4076 |  | 747 | 3 | 3953
518 | 7 | 3836 |  | 306 | 4 | 3990 |  | 93 | 4 | 4093 |  | 538 | 1 | 3894 |  | 328 | 7 | 3918 |  | 93 | 4 | 4072
531 | 7 | 3942 |  | 328 | 4 | 3924 |  | 306 | 4 | 3982 |  | 566 | 1 | 3672 |  | 518 | 7 | 4193 |  | 306 | 4 | 3852
596 | 7 | 3810 |  | 463 | 4 | 4143 |  | 698 | 4 | 3955 |  | 573 | 1 | 3972 |  | 531 | 7 | 4126 |  | 698 | 4 | 3882
93 | 8 | 3914 |  | 465 | 4 | 4127 |  | 767 | 4 | 4217 |  | 596 | 1 | 3806 |  | 596 | 7 | 4006 |  | 767 | 4 | 4137
150 | 8 | 3923 |  | 518 | 4 | 4250 |  | 21 | 5 | 4076 |  | 603 | 1 | 4286 |  | 93 | 8 | 4074 |  | 21 | 5 | 3937
328 | 8 | 3569 |  | 566 | 4 | 3803 |  | 50 | 5 | 4010 |  | 608 | 1 | 4085 |  | 150 | 8 | 4116 |  | 50 | 5 | 3965
50 | 9 | 3758 |  | 690 | 4 | 3979 |  | 231 | 5 | 3905 |  | 698 | 1 | 3884 |  | 50 | 9 | 3946 |  | 231 | 5 | 3829
243 | 9 | 4000 |  | 698 | 4 | 4000 |  | 243 | 5 | 4254 |  | 747 | 1 | 3863 |  | 204 | 9 | 3950 |  | 243 | 5 | 4244
59 | 10 | 4083 |  | 747 | 4 | 3994 |  | 258 | 5 | 3764 |  | 6 | 2 | 3945 |  | 243 | 9 | 4201 |  | 258 | 5 | 3807
204 | 10 | 3650 |  | 39 | 5 | 4026 |  | 297 | 5 | 4030 |  | 21 | 2 | 3919 |  | 435 | 9 | 4007 |  | 297 | 5 | 3955
258 | 10 | 3617 |  | 50 | 5 | 3949 |  | 437 | 5 | 4108 |  | 26 | 2 | 4046 |  | 59 | 10 | 4209 |  | 437 | 5 | 4106
297 | 10 | 3851 |  | 124 | 5 | 3951 |  | 442 | 5 | 3975 |  | 28 | 2 | 3806 |  | 258 | 10 | 3943 |  | 442 | 5 | 3871
306 | 10 | 3817 |  | 172 | 5 | 4060 |  | 463 | 5 | 4168 |  | 48 | 2 | 3889 |  | 297 | 10 | 4153 |  | 463 | 5 | 4036
315 | 10 | 3510 |  | 204 | 5 | 3967 |  | 28 | 6 | 3989 |  | 50 | 2 | 3932 |  | 306 | 10 | 3990 |  | 28 | 6 | 4005
359 | 10 | 4018 |  | 231 | 5 | 3960 |  | 69 | 6 | 4135 |  | 59 | 2 | 4186 |  | 315 | 10 | 3912 |  | 69 | 6 | 4084
435 | 10 | 3730 |  | 243 | 5 | 4242 |  | 74 | 6 | 4017 |  | 63 | 2 | 3862 |  | 359 | 10 | 4183 |  | 74 | 6 | 4002
437 | 10 | 3874 |  | 297 | 5 | 4163 |  | 154 | 6 | 4211 |  | 69 | 2 | 4013 |  | 437 | 10 | 4151 |  | 154 | 6 | 4219
463 | 10 | 3926 |  | 315 | 5 | 3973 |  | 172 | 6 | 4067 |  | 74 | 2 | 3947 |  | 463 | 10 | 4116 |  | 172 | 6 | 3983
536 | 10 | 3948 |  | 359 | 5 | 4220 |  | 176 | 6 | 3878 |  | 124 | 2 | 3905 |  | 536 | 10 | 4137 |  | 176 | 6 | 3878
603 | 10 | 4089 |  | 435 | 5 | 4039 |  | 210 | 6 | 3877 |  | 150 | 2 | 4020 |  | 543 | 10 | 3961 |  | 210 | 6 | 3868
28 | 11 | 3618 |  | 437 | 5 | 4188 |  | 218 | 6 | 4076 |  | 165 | 2 | 4227 |  | 566 | 10 | 3798 |  | 279 | 6 | 3851
231 | 11 | 3788 |  | 543 | 5 | 3986 |  | 279 | 6 | 3832 |  | 172 | 2 | 4028 |  | 603 | 10 | 4293 |  | 296 | 6 | 3991
423 | 11 | 3907 |  | 767 | 5 | 4231 |  | 296 | 6 | 4111 |  | 176 | 2 | 3871 |  | 28 | 11 | 3966 |  | 315 | 6 | 3872
442 | 11 | 3780 |  | 24 | 6 | 4040 |  | 315 | 6 | 3909 |  | 210 | 2 | 3794 |  | 231 | 11 | 3960 |  | 328 | 6 | 3784
543 | 11 | 3769 |  | 28 | 6 | 3989 |  | 328 | 6 | 3769 |  | 218 | 2 | 3991 |  | 378 | 11 | 3823 |  | 359 | 6 | 4144
566 | 11 | 3581 |  | 48 | 6 | 3909 |  | 359 | 6 | 4246 |  | 223 | 2 | 3949 |  | 423 | 11 | 4083 |  | 379 | 6 | 3938
48 | 12 | 3719 |  | 69 | 6 | 4076 |  | 379 | 6 | 4046 |  | 286 | 2 | 4005 |  | 442 | 11 | 3993 |  | 405 | 6 | 3896
55 | 12 | 3757 |  | 74 | 6 | 3983 |  | 405 | 6 | 3979 |  | 293 | 2 | 3835 |  | 48 | 12 | 3886 |  | 435 | 6 | 3917
121 | 12 | 3864 |  | 85 | 6 | 4095 |  | 435 | 6 | 4015 |  | 296 | 2 | 3979 |  | 55 | 12 | 3947 |  | 514 | 6 | 4011
124 | 12 | 3732 |  | 150 | 6 | 4126 |  | 514 | 6 | 4035 |  | 297 | 2 | 3953 |  | 121 | 12 | 4080 |  | 518 | 6 | 4050
176 | 12 | 3697 |  | 154 | 6 | 4266 |  | 518 | 6 | 4080 |  | 359 | 2 | 4140 |  | 124 | 12 | 3910 |  | 536 | 6 | 4106
210 | 12 | 3686 |  | 165 | 6 | 4285 |  | 536 | 6 | 4210 |  | 378 | 2 | 3824 |  | 176 | 12 | 3877 |  | 566 | 6 | 3670
279 | 12 | 3596 |  | 176 | 6 | 3938 |  | 566 | 6 | 3797 |  | 405 | 2 | 3911 |  | 210 | 12 | 3980 |  | 577 | 6 | 4077
378 | 12 | 3641 |  | 210 | 6 | 3981 |  | 577 | 6 | 4147 |  | 411 | 2 | 4044 |  | 279 | 12 | 3936 |  | 596 | 6 | 3798
405 | 12 | 3774 |  | 218 | 6 | 4059 |  | 596 | 6 | 3777 |  | 422 | 2 | 4007 |  | 405 | 12 | 3952 |  | 679 | 6 | 3752
500 | 12 | 3775 |  | 223 | 6 | 4010 |  | 679 | 6 | 3736 |  | 423 | 2 | 4069 |  | 500 | 12 | 4060 |  | 770 | 6 | 4061
679 | 12 | 3521 |  | 293 | 6 | 4036 |  | 770 | 6 | 4051 |  | 435 | 2 | 3901 |  | 621 | 12 | 3896 |  | 793 | 6 | 3988
682 | 12 | 3545 |  | 296 | 6 | 4044 |  | 793 | 6 | 4080 |  | 437 | 2 | 4028 |  | 679 | 12 | 3964 |  | 55 | 7 | 3967
24 | 13 | 3846 |  | 378 | 6 | 3876 |  | 55 | 7 | 3990 |  | 442 | 2 | 3795 |  | 682 | 12 | 3945 |  | 80 | 7 | 4306
98 | 13 | 4022 |  | 405 | 6 | 3952 |  | 80 | 7 | 4394 |  | 463 | 2 | 4060 |  | 24 | 13 | 4020 |  | 85 | 7 | 3982
111 | 13 | 3874 |  | 423 | 6 | 4083 |  | 85 | 7 | 4097 |  | 473 | 2 | 3819 |  | 98 | 13 | 4258 |  | 87 | 7 | 3838
167 | 13 | 3808 |  | 431 | 6 | 4101 |  | 87 | 7 | 3839 |  | 488 | 2 | 3734 |  | 111 | 13 | 4110 |  | 92 | 7 | 3980
172 | 13 | 3855 |  | 442 | 6 | 3993 |  | 92 | 7 | 4097 |  | 514 | 2 | 3975 |  | 167 | 13 | 4163 |  | 121 | 7 | 4054
211 | 13 | 3898 |  | 473 | 6 | 4003 |  | 121 | 7 | 4080 |  | 523 | 2 | 3908 |  | 172 | 13 | 4030 |  | 124 | 7 | 3904
218 | 13 | 3875 |  | 488 | 6 | 3921 |  | 124 | 7 | 3884 |  | 531 | 2 | 4049 |  | 211 | 13 | 4087 |  | 150 | 7 | 4061
296 | 13 | 3869 |  | 500 | 6 | 4086 |  | 150 | 7 | 4201 |  | 543 | 2 | 3934 |  | 218 | 13 | 4050 |  | 165 | 7 | 4235
346 | 13 | 3876 |  | 514 | 6 | 4117 |  | 165 | 7 | 4257 |  | 546 | 2 | 4106 |  | 296 | 13 | 4044 |  | 169 | 7 | 3998
379 | 13 | 3810 |  | 523 | 6 | 3964 |  | 169 | 7 | 4002 |  | 574 | 2 | 3950 |  | 335 | 13 | 4018 |  | 218 | 7 | 4002
398 | 13 | 3912 |  | 536 | 6 | 4170 |  | 223 | 7 | 4059 |  | 589 | 2 | 3830 |  | 346 | 13 | 4050 |  | 223 | 7 | 3917
431 | 13 | 3921 |  | 546 | 6 | 4169 |  | 278 | 7 | 4084 |  | 619 | 2 | 3973 |  | 379 | 13 | 3983 |  | 278 | 7 | 4018
509 | 13 | 3896 |  | 577 | 6 | 4104 |  | 286 | 7 | 4044 |  | 639 | 2 | 3980 |  | 398 | 13 | 4080 |  | 286 | 7 | 3994
577 | 13 | 3871 |  | 578 | 6 | 4215 |  | 313 | 7 | 4029 |  | 679 | 2 | 3790 |  | 431 | 13 | 4097 |  | 313 | 7 | 3935
578 | 13 | 4053 |  | 589 | 6 | 4022 |  | 335 | 7 | 3960 |  | 682 | 2 | 3758 |  | 444 | 13 | 4120 |  | 335 | 7 | 3875
621 | 13 | 3717 |  | 679 | 6 | 3994 |  | 346 | 7 | 4111 |  | 688 | 2 | 3997 |  | 488 | 13 | 3877 |  | 346 | 7 | 4006
707 | 13 | 3753 |  | 682 | 6 | 3970 |  | 378 | 7 | 3848 |  | 707 | 2 | 3847 |  | 509 | 13 | 4073 |  | 378 | 7 | 3854
770 | 13 | 3814 |  | 688 | 6 | 4028 |  | 420 | 7 | 4013 |  | 733 | 2 | 3947 |  | 546 | 13 | 4162 |  | 420 | 7 | 3993
793 | 13 | 3838 |  | 707 | 6 | 4004 |  | 423 | 7 | 4119 |  | 767 | 2 | 4097 |  | 577 | 13 | 4045 |  | 423 | 7 | 3989
10 | 14 | 4094 |  | 733 | 6 | 3988 |  | 431 | 7 | 4132 |  | 793 | 2 | 4012 |  | 578 | 13 | 4188 |  | 431 | 7 | 4001
30 | 14 | 3813 |  | 793 | 6 | 4045 |  | 473 | 7 | 3885 |  | 24 | 3 | 4013 |  | 594 | 13 | 3939 |  | 473 | 7 | 3849
74 | 14 | 3774 |  | 6 | 7 | 4080 |  | 479 | 7 | 3985 |  | 29 | 3 | 4008 |  | 635 | 13 | 4093 |  | 479 | 7 | 3977
77 | 14 | 3935 |  | 26 | 7 | 4083 |  | 509 | 7 | 4084 |  | 30 | 3 | 3911 |  | 707 | 13 | 3997 |  | 509 | 7 | 3893
85 | 14 | 3889 |  | 30 | 7 | 4067 |  | 546 | 7 | 4140 |  | 55 | 3 | 3940 |  | 770 | 13 | 4045 |  | 546 | 7 | 3986
92 | 14 | 3890 |  | 55 | 7 | 4008 |  | 619 | 7 | 4049 |  | 62 | 3 | 3800 |  | 793 | 13 | 4013 |  | 619 | 7 | 4021
154 | 14 | 4018 |  | 63 | 7 | 3968 |  | 635 | 7 | 4100 |  | 78 | 3 | 3862 |  | 10 | 14 | 4294 |  | 635 | 7 | 4090
169 | 14 | 3777 |  | 80 | 7 | 4368 |  | 639 | 7 | 4078 |  | 85 | 3 | 3958 |  | 30 | 14 | 4061 |  | 639 | 7 | 3950
223 | 14 | 3809 |  | 87 | 7 | 4032 |  | 688 | 7 | 4090 |  | 87 | 3 | 3831 |  | 74 | 14 | 3952 |  | 688 | 7 | 4021
313 | 14 | 3663 |  | 89 | 7 | 4202 |  | 707 | 7 | 4004 |  | 90 | 3 | 3889 |  | 77 | 14 | 4121 |  | 707 | 7 | 3955
320 | 14 | 3935 |  | 90 | 7 | 4090 |  | 733 | 7 | 4011 |  | 121 | 3 | 4048 |  | 85 | 14 | 4064 |  | 733 | 7 | 3962
335 | 14 | 3844 |  | 92 | 7 | 4108 |  | 760 | 7 | 4117 |  | 154 | 3 | 4209 |  | 87 | 14 | 4006 |  | 760 | 7 | 4120
388 | 14 | 3798 |  | 111 | 7 | 4110 |  | 764 | 7 | 4008 |  | 169 | 3 | 3957 |  | 92 | 14 | 4082 |  | 764 | 7 | 3979
411 | 14 | 3863 |  | 121 | 7 | 4117 |  | 10 | 8 | 4217 |  | 211 | 3 | 4084 |  | 154 | 14 | 4226 |  | 10 | 8 | 4237
420 | 14 | 3769 |  | 163 | 7 | 4276 |  | 45 | 8 | 4180 |  | 224 | 3 | 4021 |  | 169 | 14 | 3952 |  | 45 | 8 | 4170
444 | 14 | 3884 |  | 166 | 7 | 4075 |  | 63 | 8 | 3927 |  | 235 | 3 | 3874 |  | 223 | 14 | 3985 |  | 63 | 8 | 3903
472 | 14 | 3789 |  | 167 | 7 | 4165 |  | 77 | 8 | 4139 |  | 252 | 3 | 4040 |  | 313 | 14 | 3986 |  | 77 | 8 | 4125
479 | 14 | 3786 |  | 169 | 7 | 4029 |  | 78 | 8 | 3937 |  | 278 | 3 | 4032 |  | 320 | 14 | 4121 |  | 78 | 8 | 3876
488 | 14 | 3488 |  | 211 | 7 | 4177 |  | 89 | 8 | 4099 |  | 279 | 3 | 3751 |  | 388 | 14 | 3970 |  | 89 | 8 | 4006
514 | 14 | 3912 |  | 224 | 7 | 4101 |  | 90 | 8 | 3919 |  | 281 | 3 | 3974 |  | 411 | 14 | 4044 |  | 90 | 8 | 3945
523 | 14 | 3723 |  | 235 | 7 | 4031 |  | 96 | 8 | 4279 |  | 283 | 3 | 4004 |  | 415 | 14 | 4008 |  | 96 | 8 | 4272
546 | 14 | 3982 |  | 278 | 7 | 4055 |  | 139 | 8 | 4118 |  | 320 | 3 | 4128 |  | 420 | 14 | 3942 |  | 139 | 8 | 3989
594 | 14 | 3746 |  | 279 | 7 | 3944 |  | 143 | 8 | 4155 |  | 335 | 3 | 3902 |  | 472 | 14 | 3983 |  | 143 | 8 | 4038
635 | 14 | 3935 |  | 281 | 7 | 4079 |  | 151 | 8 | 4170 |  | 341 | 3 | 3983 |  | 479 | 14 | 3953 |  | 151 | 8 | 4159
652 | 14 | 3879 |  | 286 | 7 | 4135 |  | 167 | 8 | 4049 |  | 379 | 3 | 3919 |  | 499 | 14 | 4191 |  | 163 | 8 | 4227
677 | 14 | 3890 |  | 304 | 7 | 4164 |  | 224 | 8 | 4080 |  | 388 | 3 | 3937 |  | 514 | 14 | 4102 |  | 167 | 8 | 3975
688 | 14 | 3844 |  | 320 | 7 | 4178 |  | 257 | 8 | 4126 |  | 398 | 3 | 3968 |  | 523 | 14 | 3905 |  | 224 | 8 | 4061
698 | 14 | 3760 |  | 335 | 7 | 4039 |  | 272 | 8 | 4059 |  | 420 | 3 | 3944 |  | 563 | 14 | 3969 |  | 257 | 8 | 3999
760 | 14 | 3904 |  | 376 | 7 | 4114 |  | 281 | 8 | 4075 |  | 431 | 3 | 4044 |  | 589 | 14 | 4025 |  | 272 | 8 | 3988
796 | 14 | 3968 |  | 379 | 7 | 3990 |  | 304 | 8 | 4127 |  | 479 | 3 | 3956 |  | 615 | 14 | 4013 |  | 281 | 8 | 3996
87 | 15 | 3616 |  | 388 | 7 | 3973 |  | 341 | 8 | 4035 |  | 489 | 3 | 3862 |  | 652 | 14 | 4078 |  | 304 | 8 | 4061
163 | 15 | 4017 |  | 398 | 7 | 4081 |  | 342 | 8 | 4047 |  | 509 | 3 | 4072 |  | 677 | 14 | 4132 |  | 341 | 8 | 4015
178 | 15 | 3824 |  | 411 | 7 | 4100 |  | 411 | 8 | 4104 |  | 518 | 3 | 4071 |  | 688 | 14 | 4017 |  | 342 | 8 | 3996
224 | 15 | 3839 |  | 415 | 7 | 4023 |  | 415 | 8 | 4057 |  | 536 | 3 | 4086 |  | 698 | 14 | 3972 |  | 411 | 8 | 4017
235 | 15 | 3760 |  | 420 | 7 | 4010 |  | 422 | 8 | 4073 |  | 577 | 3 | 4050 |  | 760 | 14 | 4150 |  | 415 | 8 | 3958
257 | 15 | 3900 |  | 422 | 7 | 4079 |  | 489 | 8 | 3989 |  | 578 | 3 | 4104 |  | 796 | 14 | 4146 |  | 422 | 8 | 4059
278 | 15 | 3853 |  | 444 | 7 | 4153 |  | 500 | 8 | 4094 |  | 594 | 3 | 3952 |  | 6 | 15 | 4051 |  | 489 | 8 | 3958
286 | 15 | 3920 |  | 489 | 7 | 4050 |  | 501 | 8 | 4199 |  | 599 | 3 | 3990 |  | 63 | 15 | 3936 |  | 500 | 8 | 4101
293 | 15 | 3602 |  | 499 | 7 | 4223 |  | 543 | 8 | 3955 |  | 615 | 3 | 3997 |  | 163 | 15 | 4225 |  | 501 | 8 | 4094
303 | 15 | 3817 |  | 509 | 7 | 4086 |  | 563 | 8 | 4001 |  | 621 | 3 | 3893 |  | 178 | 15 | 4014 |  | 543 | 8 | 3932
341 | 15 | 3814 |  | 574 | 7 | 4016 |  | 568 | 8 | 4150 |  | 647 | 3 | 4002 |  | 224 | 15 | 4025 |  | 563 | 8 | 3942
363 | 15 | 4012 |  | 615 | 7 | 4086 |  | 599 | 8 | 4050 |  | 675 | 3 | 4021 |  | 235 | 15 | 4027 |  | 568 | 8 | 4056
376 | 15 | 3901 |  | 619 | 7 | 4006 |  | 610 | 8 | 4172 |  | 677 | 3 | 4099 |  | 252 | 15 | 4087 |  | 599 | 8 | 4015
415 | 15 | 3780 |  | 639 | 7 | 4038 |  | 615 | 8 | 4045 |  | 714 | 3 | 4078 |  | 255 | 15 | 4102 |  | 610 | 8 | 4057
473 | 15 | 3715 |  | 647 | 7 | 4084 |  | 623 | 8 | 4151 |  | 748 | 3 | 3776 |  | 257 | 15 | 4076 |  | 615 | 8 | 4031
499 | 15 | 3953 |  | 652 | 7 | 4122 |  | 647 | 8 | 4060 |  | 751 | 3 | 3908 |  | 278 | 15 | 4029 |  | 623 | 8 | 4054
528 | 15 | 3855 |  | 667 | 7 | 4172 |  | 675 | 8 | 4088 |  | 761 | 3 | 3973 |  | 286 | 15 | 4101 |  | 647 | 8 | 3987
563 | 15 | 3723 |  | 675 | 7 | 4059 |  | 714 | 8 | 4181 |  | 764 | 3 | 3922 |  | 293 | 15 | 4008 |  | 675 | 8 | 4065
574 | 15 | 3797 |  | 677 | 7 | 4162 |  | 728 | 8 | 4111 |  | 770 | 3 | 4031 |  | 303 | 15 | 4100 |  | 714 | 8 | 4075
589 | 15 | 3779 |  | 751 | 7 | 4075 |  | 751 | 8 | 3995 |  | 9 | 4 | 3957 |  | 341 | 15 | 3982 |  | 728 | 8 | 4053
610 | 15 | 4001 |  | 760 | 7 | 4192 |  | 762 | 8 | 4084 |  | 73 | 4 | 4057 |  | 347 | 15 | 4023 |  | 751 | 8 | 3947
615 | 15 | 3813 |  | 764 | 7 | 4040 |  | 791 | 8 | 4143 |  | 79 | 4 | 3935 |  | 363 | 15 | 4305 |  | 762 | 8 | 4056
617 | 15 | 3892 |  | 770 | 7 | 4098 |  | 796 | 8 | 4216 |  | 89 | 4 | 4087 |  | 376 | 15 | 4079 |  | 791 | 8 | 4072
623 | 15 | 3901 |  | 10 | 8 | 4303 |  | 12 | 9 | 4161 |  | 92 | 4 | 4044 |  | 473 | 15 | 3993 |  | 796 | 8 | 4079
667 | 15 | 3986 |  | 16 | 8 | 4134 |  | 24 | 9 | 4020 |  | 111 | 4 | 3928 |  | 501 | 15 | 4155 |  | 12 | 9 | 4067
701 | 15 | 3865 |  | 29 | 8 | 4071 |  | 26 | 9 | 4046 |  | 112 | 4 | 4072 |  | 504 | 15 | 4039 |  | 24 | 9 | 4014
751 | 15 | 3886 |  | 46 | 8 | 4142 |  | 29 | 9 | 4044 |  | 126 | 4 | 4063 |  | 528 | 15 | 4043 |  | 29 | 9 | 4022
764 | 15 | 3764 |  | 73 | 8 | 4095 |  | 46 | 9 | 4172 |  | 130 | 4 | 3956 |  | 534 | 15 | 4068 |  | 46 | 9 | 4089
6 | 16 | 3778 |  | 78 | 8 | 4001 |  | 82 | 9 | 4119 |  | 139 | 4 | 4060 |  | 574 | 15 | 3973 |  | 82 | 9 | 4097
26 | 16 | 3871 |  | 79 | 8 | 4128 |  | 98 | 9 | 4227 |  | 143 | 4 | 4017 |  | 610 | 15 | 4180 |  | 98 | 9 | 4149
45 | 16 | 3914 |  | 98 | 8 | 4259 |  | 111 | 9 | 4018 |  | 151 | 4 | 4159 |  | 617 | 15 | 4067 |  | 111 | 9 | 3921
63 | 16 | 3766 |  | 112 | 8 | 4179 |  | 112 | 9 | 4117 |  | 156 | 4 | 3865 |  | 623 | 15 | 4077 |  | 112 | 9 | 4075
80 | 16 | 4089 |  | 139 | 8 | 4068 |  | 156 | 9 | 3979 |  | 163 | 4 | 4210 |  | 667 | 15 | 4164 |  | 156 | 9 | 3950
90 | 16 | 3895 |  | 143 | 8 | 4085 |  | 163 | 9 | 4214 |  | 166 | 4 | 4027 |  | 701 | 15 | 4046 |  | 171 | 9 | 4069
128 | 16 | 3894 |  | 151 | 8 | 4186 |  | 171 | 9 | 4122 |  | 167 | 4 | 3971 |  | 751 | 15 | 4061 |  | 179 | 9 | 4085
156 | 16 | 3734 |  | 156 | 8 | 4069 |  | 179 | 9 | 4167 |  | 178 | 4 | 4015 |  | 764 | 15 | 4031 |  | 188 | 9 | 4170
165 | 16 | 4048 |  | 179 | 8 | 4205 |  | 188 | 9 | 4168 |  | 219 | 4 | 3926 |  | 791 | 15 | 4126 |  | 217 | 9 | 4079
179 | 16 | 3995 |  | 193 | 8 | 4157 |  | 217 | 9 | 4210 |  | 243 | 4 | 4197 |  | 26 | 16 | 4046 |  | 219 | 9 | 3920
252 | 16 | 3911 |  | 219 | 8 | 3987 |  | 219 | 9 | 4029 |  | 255 | 4 | 4039 |  | 45 | 16 | 4105 |  | 260 | 9 | 3971
255 | 16 | 3898 |  | 252 | 8 | 4094 |  | 260 | 9 | 4095 |  | 259 | 4 | 4001 |  | 80 | 16 | 4298 |  | 271 | 9 | 4074
281 | 16 | 3876 |  | 257 | 8 | 4113 |  | 271 | 9 | 4071 |  | 266 | 4 | 3951 |  | 90 | 16 | 4085 |  | 283 | 9 | 3999
304 | 16 | 3941 |  | 303 | 8 | 4102 |  | 283 | 9 | 4075 |  | 271 | 4 | 4077 |  | 128 | 16 | 4077 |  | 293 | 9 | 3842
342 | 16 | 3839 |  | 313 | 8 | 4017 |  | 293 | 9 | 3929 |  | 304 | 4 | 4073 |  | 156 | 16 | 4066 |  | 332 | 9 | 4050
347 | 16 | 3804 |  | 341 | 8 | 4054 |  | 332 | 9 | 4136 |  | 313 | 4 | 3831 |  | 165 | 16 | 4274 |  | 365 | 9 | 4095
387 | 16 | 3854 |  | 342 | 8 | 4051 |  | 365 | 9 | 4130 |  | 337 | 4 | 4003 |  | 179 | 16 | 4174 |  | 387 | 9 | 4053
419 | 16 | 3849 |  | 346 | 8 | 4050 |  | 387 | 9 | 4066 |  | 342 | 4 | 3946 |  | 271 | 16 | 4102 |  | 406 | 9 | 4029
422 | 16 | 3800 |  | 464 | 8 | 4151 |  | 406 | 9 | 4123 |  | 346 | 4 | 3955 |  | 281 | 16 | 4052 |  | 444 | 9 | 4097
433 | 16 | 3901 |  | 479 | 8 | 4027 |  | 444 | 9 | 4113 |  | 376 | 4 | 4088 |  | 304 | 16 | 4170 |  | 449 | 9 | 4096
464 | 16 | 3886 |  | 501 | 8 | 4180 |  | 449 | 9 | 4118 |  | 412 | 4 | 3994 |  | 342 | 16 | 4034 |  | 464 | 9 | 4069
501 | 16 | 3976 |  | 504 | 8 | 4073 |  | 464 | 9 | 4068 |  | 415 | 4 | 3948 |  | 387 | 16 | 4123 |  | 508 | 9 | 3889
504 | 16 | 3864 |  | 568 | 8 | 4135 |  | 508 | 9 | 4031 |  | 429 | 4 | 3909 |  | 416 | 16 | 4219 |  | 529 | 9 | 3949
534 | 16 | 3807 |  | 594 | 8 | 4016 |  | 529 | 9 | 4116 |  | 444 | 4 | 4087 |  | 419 | 16 | 4064 |  | 593 | 9 | 3979
568 | 16 | 3905 |  | 599 | 8 | 4055 |  | 593 | 9 | 4053 |  | 464 | 4 | 4074 |  | 422 | 16 | 4011 |  | 630 | 9 | 4098
639 | 16 | 3846 |  | 610 | 8 | 4186 |  | 630 | 9 | 4172 |  | 472 | 4 | 3991 |  | 429 | 16 | 3909 |  | 642 | 9 | 4170
672 | 16 | 3941 |  | 617 | 8 | 4087 |  | 642 | 9 | 4192 |  | 499 | 4 | 4169 |  | 433 | 16 | 4079 |  | 682 | 9 | 3750
675 | 16 | 3833 |  | 621 | 8 | 3929 |  | 652 | 9 | 4068 |  | 500 | 4 | 3967 |  | 464 | 16 | 4079 |  | 701 | 9 | 4084
689 | 16 | 3883 |  | 623 | 8 | 4125 |  | 682 | 9 | 3720 |  | 504 | 4 | 3964 |  | 568 | 16 | 4083 |  | 712 | 9 | 4165
695 | 16 | 3968 |  | 646 | 8 | 4118 |  | 701 | 9 | 4060 |  | 508 | 4 | 3990 |  | 609 | 16 | 4086 |  | 739 | 9 | 4070
733 | 16 | 3774 |  | 672 | 8 | 4132 |  | 712 | 9 | 4266 |  | 513 | 4 | 3934 |  | 619 | 16 | 3984 |  | 758 | 9 | 4105
758 | 16 | 3901 |  | 695 | 8 | 4264 |  | 739 | 9 | 4073 |  | 530 | 4 | 3942 |  | 639 | 16 | 4020 |  | 761 | 9 | 4002
762 | 16 | 3845 |  | 701 | 8 | 4081 |  | 758 | 9 | 4110 |  | 563 | 4 | 3848 |  | 672 | 16 | 4118 |  | 777 | 9 | 4053
791 | 16 | 3907 |  | 714 | 8 | 4138 |  | 761 | 9 | 4055 |  | 568 | 4 | 4085 |  | 675 | 16 | 4018 |  | 9 | 10 | 4075
795 | 16 | 3891 |  | 728 | 8 | 4124 |  | 777 | 9 | 4123 |  | 593 | 4 | 3861 |  | 689 | 16 | 4079 |  | 16 | 10 | 4002
16 | 17 | 3880 |  | 748 | 8 | 3925 |  | 9 | 10 | 4068 |  | 610 | 4 | 4078 |  | 695 | 16 | 4172 |  | 19 | 10 | 4151
25 | 17 | 4035 |  | 758 | 8 | 4161 |  | 16 | 10 | 4060 |  | 623 | 4 | 4084 |  | 733 | 16 | 3949 |  | 26 | 10 | 4007
73 | 17 | 3916 |  | 759 | 8 | 4092 |  | 19 | 10 | 4250 |  | 646 | 4 | 4045 |  | 758 | 16 | 4146 |  | 48 | 10 | 3883
78 | 17 | 3827 |  | 762 | 8 | 4072 |  | 48 | 10 | 3870 |  | 652 | 4 | 4029 |  | 762 | 16 | 4022 |  | 56 | 10 | 4184
79 | 17 | 3750 |  | 791 | 8 | 4147 |  | 56 | 10 | 4195 |  | 655 | 4 | 3951 |  | 795 | 16 | 4066 |  | 67 | 10 | 4008
89 | 17 | 3977 |  | 796 | 8 | 4188 |  | 67 | 10 | 4009 |  | 667 | 4 | 4157 |  | 16 | 17 | 4071 |  | 86 | 10 | 4046
96 | 17 | 4058 |  | 9 | 9 | 4088 |  | 86 | 10 | 4132 |  | 701 | 4 | 4057 |  | 25 | 17 | 4200 |  | 97 | 10 | 3963
112 | 17 | 3913 |  | 12 | 9 | 4160 |  | 97 | 10 | 4106 |  | 717 | 4 | 4009 |  | 73 | 17 | 4091 |  | 106 | 10 | 3957
118 | 17 | 3810 |  | 20 | 9 | 4083 |  | 106 | 10 | 3972 |  | 724 | 4 | 3917 |  | 78 | 17 | 3999 |  | 114 | 10 | 4097
139 | 17 | 3891 |  | 45 | 9 | 4160 |  | 114 | 10 | 4212 |  | 739 | 4 | 4004 |  | 79 | 17 | 4106 |  | 118 | 10 | 3996
143 | 17 | 3907 |  | 62 | 9 | 3990 |  | 118 | 10 | 4004 |  | 758 | 4 | 4093 |  | 89 | 17 | 4197 |  | 126 | 10 | 4086
151 | 17 | 3961 |  | 77 | 9 | 4145 |  | 126 | 10 | 4102 |  | 759 | 4 | 4043 |  | 96 | 17 | 4263 |  | 129 | 10 | 4151
166 | 17 | 3891 |  | 82 | 9 | 4120 |  | 129 | 10 | 4215 |  | 760 | 4 | 4120 |  | 112 | 17 | 4156 |  | 130 | 10 | 3987
193 | 17 | 3913 |  | 96 | 9 | 4269 |  | 130 | 10 | 3996 |  | 762 | 4 | 4018 |  | 118 | 17 | 4002 |  | 145 | 10 | 3981
196 | 17 | 3879 |  | 116 | 9 | 4264 |  | 145 | 10 | 4091 |  | 766 | 4 | 4115 |  | 139 | 17 | 4066 |  | 153 | 10 | 4184
208 | 17 | 3856 |  | 126 | 9 | 4136 |  | 153 | 10 | 4187 |  | 789 | 4 | 3994 |  | 143 | 17 | 4084 |  | 160 | 10 | 4241
259 | 17 | 3806 |  | 128 | 9 | 4102 |  | 160 | 10 | 4234 |  | 795 | 4 | 4066 |  | 151 | 17 | 4178 |  | 181 | 10 | 4014
271 | 17 | 3868 |  | 130 | 9 | 3996 |  | 181 | 10 | 4097 |  | 2 | 5 | 4089 |  | 166 | 17 | 4066 |  | 189 | 10 | 4015
272 | 17 | 3808 |  | 171 | 9 | 4158 |  | 189 | 10 | 4121 |  | 12 | 5 | 3986 |  | 193 | 17 | 4094 |  | 204 | 10 | 3740
285 | 17 | 3863 |  | 178 | 9 | 4074 |  | 204 | 10 | 3696 |  | 16 | 5 | 4078 |  | 196 | 17 | 4041 |  | 205 | 10 | 4088
334 | 17 | 3858 |  | 205 | 9 | 4170 |  | 205 | 10 | 4183 |  | 20 | 5 | 3923 |  | 208 | 17 | 4115 |  | 259 | 10 | 4022
365 | 17 | 3887 |  | 217 | 9 | 4153 |  | 259 | 10 | 4035 |  | 45 | 5 | 4082 |  | 259 | 17 | 4010 |  | 280 | 10 | 4079
416 | 17 | 4067 |  | 255 | 9 | 4090 |  | 280 | 10 | 4138 |  | 46 | 5 | 4114 |  | 266 | 17 | 3945 |  | 303 | 10 | 3974
429 | 17 | 3738 |  | 259 | 9 | 4066 |  | 303 | 10 | 4006 |  | 53 | 5 | 3976 |  | 272 | 17 | 4035 |  | 307 | 10 | 4160
484 | 17 | 3795 |  | 260 | 9 | 4111 |  | 307 | 10 | 4255 |  | 77 | 5 | 4074 |  | 285 | 17 | 4038 |  | 334 | 10 | 4074
489 | 17 | 3855 |  | 266 | 9 | 3994 |  | 334 | 10 | 4104 |  | 80 | 5 | 4253 |  | 325 | 17 | 4138 |  | 340 | 10 | 4040
599 | 17 | 3797 |  | 271 | 9 | 4148 |  | 340 | 10 | 4040 |  | 82 | 5 | 4066 |  | 334 | 17 | 4035 |  | 350 | 10 | 3980
609 | 17 | 3872 |  | 272 | 9 | 4054 |  | 350 | 10 | 4024 |  | 128 | 5 | 4084 |  | 365 | 17 | 4098 |  | 360 | 10 | 4160
619 | 17 | 3806 |  | 283 | 9 | 4028 |  | 360 | 10 | 4155 |  | 155 | 5 | 3998 |  | 373 | 17 | 4097 |  | 363 | 10 | 4129
646 | 17 | 3846 |  | 307 | 9 | 4237 |  | 363 | 10 | 4172 |  | 179 | 5 | 4113 |  | 484 | 17 | 3996 |  | 381 | 10 | 4071
647 | 17 | 3893 |  | 332 | 9 | 4167 |  | 381 | 10 | 4134 |  | 180 | 5 | 3997 |  | 489 | 17 | 4042 |  | 383 | 10 | 4018
655 | 17 | 3860 |  | 365 | 9 | 4157 |  | 383 | 10 | 4184 |  | 188 | 5 | 4166 |  | 549 | 17 | 4090 |  | 388 | 10 | 3817
681 | 17 | 3903 |  | 387 | 9 | 4123 |  | 388 | 10 | 3945 |  | 193 | 5 | 4098 |  | 559 | 17 | 4222 |  | 394 | 10 | 4205
699 | 17 | 3927 |  | 406 | 9 | 4135 |  | 394 | 10 | 4204 |  | 226 | 5 | 4010 |  | 599 | 17 | 4002 |  | 484 | 10 | 4003
704 | 17 | 3893 |  | 429 | 9 | 3914 |  | 484 | 10 | 4005 |  | 257 | 5 | 4021 |  | 632 | 17 | 4142 |  | 490 | 10 | 4300
710 | 17 | 3872 |  | 433 | 9 | 4134 |  | 490 | 10 | 4311 |  | 260 | 5 | 3985 |  | 646 | 17 | 4035 |  | 523 | 10 | 3913
29 | 18 | 3832 |  | 454 | 9 | 4182 |  | 523 | 10 | 3892 |  | 261 | 5 | 3922 |  | 647 | 17 | 4068 |  | 530 | 10 | 3969
46 | 18 | 3940 |  | 472 | 9 | 4050 |  | 530 | 10 | 3984 |  | 272 | 5 | 3887 |  | 655 | 17 | 4073 |  | 539 | 10 | 3913
56 | 18 | 3954 |  | 475 | 9 | 4177 |  | 539 | 10 | 3882 |  | 280 | 5 | 4081 |  | 681 | 17 | 4110 |  | 549 | 10 | 4064
72 | 18 | 3859 |  | 513 | 9 | 4066 |  | 549 | 10 | 4063 |  | 303 | 5 | 3932 |  | 699 | 17 | 4108 |  | 558 | 10 | 4032
103 | 18 | 3810 |  | 529 | 9 | 4159 |  | 558 | 10 | 4125 |  | 340 | 5 | 3927 |  | 704 | 17 | 4128 |  | 561 | 10 | 4137
113 | 18 | 3941 |  | 534 | 9 | 4140 |  | 561 | 10 | 4158 |  | 343 | 5 | 4007 |  | 710 | 17 | 4048 |  | 614 | 10 | 4121
116 | 18 | 4062 |  | 563 | 9 | 3987 |  | 614 | 10 | 4161 |  | 365 | 5 | 4090 |  | 714 | 17 | 4126 |  | 629 | 10 | 4032
219 | 18 | 3793 |  | 593 | 9 | 4021 |  | 629 | 10 | 4129 |  | 387 | 5 | 3914 |  | 724 | 17 | 4023 |  | 637 | 10 | 3982
260 | 18 | 3905 |  | 614 | 9 | 4135 |  | 637 | 10 | 4068 |  | 406 | 5 | 4093 |  | 777 | 17 | 4144 |  | 643 | 10 | 3989
266 | 18 | 3788 |  | 630 | 9 | 4116 |  | 643 | 10 | 4116 |  | 419 | 5 | 4049 |  | 9 | 18 | 4041 |  | 652 | 10 | 3954
275 | 18 | 3921 |  | 635 | 9 | 4118 |  | 655 | 10 | 4083 |  | 433 | 5 | 4091 |  | 29 | 18 | 3997 |  | 655 | 10 | 4089
289 | 18 | 3849 |  | 641 | 9 | 4163 |  | 667 | 10 | 4151 |  | 454 | 5 | 3970 |  | 46 | 18 | 4119 |  | 667 | 10 | 4011
298 | 18 | 3894 |  | 642 | 9 | 4173 |  | 670 | 10 | 4139 |  | 484 | 5 | 3958 |  | 56 | 18 | 4118 |  | 670 | 10 | 4002
325 | 18 | 3976 |  | 643 | 9 | 4064 |  | 710 | 10 | 4110 |  | 501 | 5 | 4119 |  | 72 | 18 | 4052 |  | 710 | 10 | 4016
373 | 18 | 3952 |  | 655 | 9 | 4095 |  | 726 | 10 | 4161 |  | 528 | 5 | 4004 |  | 103 | 18 | 4074 |  | 726 | 10 | 4154
395 | 18 | 3991 |  | 689 | 9 | 4144 |  | 737 | 10 | 4092 |  | 534 | 5 | 4009 |  | 113 | 18 | 4122 |  | 737 | 10 | 3951
406 | 18 | 3908 |  | 710 | 9 | 4080 |  | 744 | 10 | 4154 |  | 549 | 5 | 4087 |  | 116 | 18 | 4244 |  | 744 | 10 | 4029
449 | 18 | 3958 |  | 717 | 9 | 4050 |  | 750 | 10 | 4164 |  | 558 | 5 | 4003 |  | 171 | 18 | 4121 |  | 750 | 10 | 4006
452 | 18 | 3968 |  | 724 | 9 | 4053 |  | 776 | 10 | 4116 |  | 590 | 5 | 4040 |  | 185 | 18 | 4192 |  | 776 | 10 | 3973
529 | 18 | 3962 |  | 739 | 9 | 4047 |  | 1 | 11 | 4304 |  | 614 | 5 | 4100 |  | 219 | 18 | 3966 |  | 1 | 11 | 4298
549 | 18 | 3880 |  | 761 | 9 | 4010 |  | 30 | 11 | 3991 |  | 617 | 5 | 4011 |  | 254 | 18 | 4086 |  | 30 | 11 | 3869
559 | 18 | 4034 |  | 766 | 9 | 4127 |  | 81 | 11 | 4091 |  | 620 | 5 | 4051 |  | 260 | 18 | 4084 |  | 81 | 11 | 4002
597 | 18 | 4145 |  | 795 | 9 | 4070 |  | 83 | 11 | 4175 |  | 635 | 5 | 4051 |  | 275 | 18 | 4096 |  | 83 | 11 | 4172
614 | 18 | 3918 |  | 2 | 10 | 4145 |  | 116 | 11 | 4246 |  | 641 | 5 | 3963 |  | 289 | 18 | 4023 |  | 116 | 11 | 4142
630 | 18 | 3904 |  | 19 | 10 | 4200 |  | 119 | 11 | 4138 |  | 642 | 5 | 4138 |  | 298 | 18 | 4072 |  | 119 | 11 | 3976
632 | 18 | 3877 |  | 113 | 10 | 4152 |  | 127 | 11 | 4242 |  | 672 | 5 | 4118 |  | 360 | 18 | 4118 |  | 127 | 11 | 4188
633 | 18 | 3943 |  | 129 | 10 | 4261 |  | 166 | 11 | 4071 |  | 689 | 5 | 4096 |  | 364 | 18 | 4191 |  | 166 | 11 | 3989
637 | 18 | 3989 |  | 134 | 10 | 4252 |  | 174 | 11 | 4167 |  | 695 | 5 | 4170 |  | 395 | 18 | 4172 |  | 174 | 11 | 4040
645 | 18 | 3749 |  | 155 | 10 | 4088 |  | 202 | 11 | 4167 |  | 710 | 5 | 4053 |  | 406 | 18 | 4087 |  | 202 | 11 | 4168
714 | 18 | 3949 |  | 162 | 10 | 4200 |  | 207 | 11 | 4269 |  | 728 | 5 | 4019 |  | 417 | 18 | 4298 |  | 207 | 11 | 4271
717 | 18 | 3861 |  | 188 | 10 | 4236 |  | 226 | 11 | 4164 |  | 737 | 5 | 3889 |  | 449 | 18 | 4135 |  | 226 | 11 | 4181
724 | 18 | 3765 |  | 189 | 10 | 4067 |  | 289 | 11 | 4067 |  | 769 | 5 | 4058 |  | 452 | 18 | 4148 |  | 289 | 11 | 3960
728 | 18 | 3921 |  | 208 | 10 | 4155 |  | 290 | 11 | 4221 |  | 777 | 5 | 4052 |  | 490 | 18 | 4285 |  | 290 | 11 | 4151
738 | 18 | 3864 |  | 254 | 10 | 4164 |  | 351 | 11 | 4100 |  | 791 | 5 | 4058 |  | 529 | 18 | 4140 |  | 351 | 11 | 4097
748 | 18 | 3611 |  | 261 | 10 | 4057 |  | 380 | 11 | 4170 |  | 10 | 6 | 4233 |  | 547 | 18 | 4020 |  | 355 | 11 | 4247
766 | 18 | 3938 |  | 275 | 10 | 4100 |  | 382 | 11 | 4103 |  | 56 | 6 | 4094 |  | 597 | 18 | 4293 |  | 380 | 11 | 4057
769 | 18 | 3888 |  | 280 | 10 | 4124 |  | 389 | 11 | 4117 |  | 66 | 6 | 3952 |  | 604 | 18 | 4031 |  | 382 | 11 | 4045
771 | 18 | 3981 |  | 287 | 10 | 4354 |  | 395 | 11 | 4202 |  | 67 | 6 | 3932 |  | 614 | 18 | 4097 |  | 389 | 11 | 3992
777 | 18 | 3943 |  | 289 | 10 | 4049 |  | 416 | 11 | 4232 |  | 81 | 6 | 4062 |  | 629 | 18 | 4089 |  | 395 | 11 | 4100
800 | 18 | 3967 |  | 334 | 10 | 4101 |  | 417 | 11 | 4382 |  | 83 | 6 | 4132 |  | 630 | 18 | 4081 |  | 416 | 11 | 4223
9 | 19 | 3778 |  | 337 | 10 | 4044 |  | 426 | 11 | 4327 |  | 86 | 6 | 4067 |  | 633 | 18 | 4159 |  | 417 | 11 | 4369
12 | 19 | 3968 |  | 340 | 10 | 4020 |  | 433 | 11 | 4131 |  | 96 | 6 | 4200 |  | 637 | 18 | 4169 |  | 426 | 11 | 4270
20 | 19 | 3744 |  | 343 | 10 | 4157 |  | 454 | 11 | 4065 |  | 106 | 6 | 3945 |  | 645 | 18 | 4029 |  | 433 | 11 | 4108
40 | 19 | 3956 |  | 347 | 10 | 4070 |  | 472 | 11 | 3979 |  | 116 | 6 | 4138 |  | 717 | 18 | 4036 |  | 454 | 11 | 4052
62 | 19 | 3603 |  | 360 | 10 | 4198 |  | 478 | 11 | 4097 |  | 118 | 6 | 4006 |  | 728 | 18 | 4097 |  | 472 | 11 | 4000
70 | 19 | 4024 |  | 363 | 10 | 4306 |  | 485 | 11 | 4216 |  | 137 | 6 | 4173 |  | 738 | 18 | 4045 |  | 478 | 11 | 4000
82 | 19 | 3880 |  | 389 | 10 | 4100 |  | 499 | 11 | 4130 |  | 145 | 6 | 4110 |  | 748 | 18 | 3905 |  | 485 | 11 | 4198
114 | 19 | 3984 |  | 395 | 10 | 4203 |  | 570 | 11 | 4122 |  | 171 | 6 | 4056 |  | 753 | 18 | 4070 |  | 499 | 11 | 4162
126 | 19 | 3872 |  | 412 | 10 | 4014 |  | 574 | 11 | 3944 |  | 181 | 6 | 4043 |  | 766 | 18 | 4115 |  | 570 | 11 | 4034
130 | 19 | 3756 |  | 419 | 10 | 4109 |  | 595 | 11 | 4097 |  | 194 | 6 | 4171 |  | 769 | 18 | 4070 |  | 574 | 11 | 3897
141 | 19 | 3760 |  | 449 | 10 | 4163 |  | 633 | 11 | 4158 |  | 196 | 6 | 4034 |  | 771 | 18 | 4174 |  | 595 | 11 | 4079
155 | 19 | 3812 |  | 452 | 10 | 4189 |  | 662 | 11 | 4231 |  | 201 | 6 | 3970 |  | 800 | 18 | 4151 |  | 633 | 11 | 4158
171 | 19 | 3936 |  | 485 | 10 | 4216 |  | 672 | 11 | 4115 |  | 205 | 6 | 4109 |  | 12 | 19 | 4146 |  | 662 | 11 | 4230
185 | 19 | 3967 |  | 508 | 10 | 4022 |  | 684 | 11 | 4076 |  | 217 | 6 | 4129 |  | 19 | 19 | 4178 |  | 672 | 11 | 3995
205 | 19 | 3980 |  | 516 | 10 | 4201 |  | 729 | 11 | 4201 |  | 241 | 6 | 4130 |  | 20 | 19 | 4064 |  | 684 | 11 | 3970
254 | 19 | 3901 |  | 528 | 10 | 4064 |  | 790 | 11 | 4199 |  | 254 | 6 | 4099 |  | 40 | 19 | 4182 |  | 729 | 11 | 4171
261 | 19 | 3846 |  | 530 | 10 | 3990 |  | 795 | 11 | 4068 |  | 289 | 6 | 3927 |  | 53 | 19 | 3994 |  | 790 | 11 | 4108
280 | 19 | 3931 |  | 549 | 10 | 4140 |  | 18 | 12 | 4264 |  | 310 | 6 | 3978 |  | 62 | 19 | 3948 |  | 795 | 11 | 4048
283 | 19 | 3810 |  | 558 | 10 | 4095 |  | 31 | 12 | 4220 |  | 319 | 6 | 4048 |  | 65 | 19 | 4152 |  | 18 | 12 | 4259
284 | 19 | 3948 |  | 586 | 10 | 4155 |  | 70 | 12 | 4276 |  | 332 | 6 | 3971 |  | 70 | 19 | 4228 |  | 31 | 12 | 4204
307 | 19 | 4026 |  | 590 | 10 | 4130 |  | 71 | 12 | 4210 |  | 334 | 6 | 4039 |  | 82 | 19 | 4057 |  | 70 | 12 | 4188
310 | 19 | 3793 |  | 600 | 10 | 4101 |  | 88 | 12 | 4190 |  | 351 | 6 | 4043 |  | 114 | 19 | 4169 |  | 71 | 12 | 4159
322 | 19 | 3869 |  | 620 | 10 | 4119 |  | 109 | 12 | 4203 |  | 383 | 6 | 4087 |  | 126 | 19 | 4087 |  | 88 | 12 | 4167
337 | 19 | 3814 |  | 629 | 10 | 4152 |  | 113 | 12 | 4118 |  | 394 | 6 | 4153 |  | 130 | 19 | 3947 |  | 109 | 12 | 4062
360 | 19 | 3906 |  | 633 | 10 | 4211 |  | 128 | 12 | 4069 |  | 424 | 6 | 4140 |  | 141 | 19 | 4118 |  | 113 | 12 | 4156
364 | 19 | 3993 |  | 637 | 10 | 4179 |  | 131 | 12 | 4095 |  | 434 | 6 | 4082 |  | 153 | 19 | 4129 |  | 128 | 12 | 4056
389 | 19 | 3897 |  | 676 | 10 | 4216 |  | 132 | 12 | 4314 |  | 445 | 6 | 4001 |  | 155 | 19 | 4057 |  | 131 | 12 | 4063
414 | 19 | 3893 |  | 681 | 10 | 4182 |  | 134 | 12 | 4205 |  | 446 | 6 | 3887 |  | 189 | 19 | 4054 |  | 132 | 12 | 4312
417 | 19 | 4228 |  | 691 | 10 | 4123 |  | 157 | 12 | 4264 |  | 475 | 6 | 3975 |  | 202 | 19 | 4131 |  | 134 | 12 | 4221
454 | 19 | 3902 |  | 712 | 10 | 4234 |  | 191 | 12 | 4217 |  | 485 | 6 | 4173 |  | 205 | 19 | 4157 |  | 157 | 12 | 4109
475 | 19 | 3858 |  | 737 | 10 | 4068 |  | 201 | 12 | 4031 |  | 516 | 6 | 4117 |  | 216 | 19 | 4095 |  | 191 | 12 | 4195
490 | 19 | 4033 |  | 752 | 10 | 4156 |  | 211 | 12 | 4074 |  | 529 | 6 | 4081 |  | 226 | 19 | 4126 |  | 201 | 12 | 3915
513 | 19 | 3885 |  | 769 | 10 | 4090 |  | 212 | 12 | 4211 |  | 539 | 6 | 3914 |  | 256 | 19 | 4194 |  | 211 | 12 | 4013
530 | 19 | 3757 |  | 771 | 10 | 4204 |  | 229 | 12 | 4157 |  | 547 | 6 | 4026 |  | 261 | 19 | 4048 |  | 212 | 12 | 4152
547 | 19 | 3833 |  | 777 | 10 | 4176 |  | 251 | 12 | 4085 |  | 548 | 6 | 4084 |  | 280 | 19 | 4110 |  | 229 | 12 | 4163
561 | 19 | 3914 |  | 789 | 10 | 4037 |  | 255 | 12 | 4067 |  | 560 | 6 | 4131 |  | 283 | 19 | 3993 |  | 251 | 12 | 4011
575 | 19 | 3800 |  | 25 | 11 | 4213 |  | 320 | 12 | 4111 |  | 565 | 6 | 3991 |  | 284 | 19 | 4143 |  | 255 | 12 | 4046
586 | 19 | 3923 |  | 40 | 11 | 4249 |  | 323 | 12 | 4141 |  | 575 | 6 | 4003 |  | 307 | 19 | 4210 |  | 320 | 12 | 4116
590 | 19 | 3894 |  | 56 | 11 | 4138 |  | 355 | 12 | 4292 |  | 586 | 6 | 4119 |  | 310 | 19 | 3993 |  | 369 | 12 | 4219
604 | 19 | 3851 |  | 66 | 11 | 4168 |  | 369 | 12 | 4223 |  | 595 | 6 | 4026 |  | 322 | 19 | 4049 |  | 384 | 12 | 4176
628 | 19 | 3927 |  | 67 | 11 | 3989 |  | 384 | 12 | 4172 |  | 600 | 6 | 4044 |  | 337 | 19 | 3994 |  | 390 | 12 | 4083
629 | 19 | 3908 |  | 70 | 11 | 4237 |  | 390 | 12 | 4093 |  | 604 | 6 | 4041 |  | 340 | 19 | 3991 |  | 398 | 12 | 3877
641 | 19 | 3830 |  | 72 | 11 | 4130 |  | 398 | 12 | 4034 |  | 609 | 6 | 4055 |  | 389 | 19 | 4073 |  | 400 | 12 | 4165
666 | 19 | 3895 |  | 81 | 11 | 4116 |  | 400 | 12 | 4166 |  | 630 | 6 | 4085 |  | 414 | 19 | 4101 |  | 401 | 12 | 4217
676 | 19 | 4021 |  | 83 | 11 | 4199 |  | 401 | 12 | 4287 |  | 632 | 6 | 4085 |  | 454 | 19 | 4178 |  | 419 | 12 | 4060
691 | 19 | 3897 |  | 86 | 11 | 4125 |  | 419 | 12 | 4085 |  | 633 | 6 | 4160 |  | 475 | 19 | 4165 |  | 421 | 12 | 4039
712 | 19 | 3999 |  | 106 | 11 | 4103 |  | 421 | 12 | 4114 |  | 637 | 6 | 4006 |  | 513 | 19 | 4061 |  | 480 | 12 | 4149
737 | 19 | 3841 |  | 118 | 11 | 4088 |  | 480 | 12 | 4155 |  | 643 | 6 | 3992 |  | 521 | 19 | 4111 |  | 488 | 12 | 3687
739 | 19 | 3822 |  | 119 | 11 | 4165 |  | 488 | 12 | 3706 |  | 681 | 6 | 4115 |  | 530 | 19 | 3940 |  | 504 | 12 | 3861
740 | 19 | 3890 |  | 137 | 11 | 4236 |  | 504 | 12 | 3979 |  | 691 | 6 | 4037 |  | 561 | 19 | 4084 |  | 510 | 12 | 3975
752 | 19 | 3931 |  | 141 | 11 | 4173 |  | 510 | 12 | 4053 |  | 696 | 6 | 4019 |  | 562 | 19 | 4201 |  | 556 | 12 | 4079
753 | 19 | 3810 |  | 153 | 11 | 4184 |  | 556 | 12 | 4174 |  | 704 | 6 | 4100 |  | 575 | 19 | 3994 |  | 560 | 12 | 4095
759 | 19 | 3861 |  | 160 | 11 | 4251 |  | 560 | 12 | 4187 |  | 753 | 6 | 3960 |  | 586 | 19 | 4137 |  | 578 | 12 | 4057
761 | 19 | 3814 |  | 181 | 11 | 4114 |  | 578 | 12 | 4118 |  | 771 | 6 | 4168 |  | 590 | 19 | 4078 |  | 589 | 12 | 3825
776 | 19 | 3878 |  | 194 | 11 | 4240 |  | 589 | 12 | 3920 |  | 772 | 6 | 3942 |  | 595 | 19 | 4071 |  | 594 | 12 | 3894
789 | 19 | 3832 |  | 196 | 11 | 4106 |  | 594 | 12 | 3916 |  | 787 | 6 | 4011 |  | 620 | 19 | 4066 |  | 598 | 12 | 4298
2 | 20 | 3901 |  | 226 | 11 | 4176 |  | 598 | 12 | 4301 |  | 796 | 6 | 4147 |  | 628 | 19 | 4152 |  | 612 | 12 | 3913
19 | 20 | 3998 |  | 229 | 11 | 4148 |  | 612 | 12 | 3965 |  | 25 | 7 | 4163 |  | 641 | 19 | 4138 |  | 621 | 12 | 3766
53 | 20 | 3808 |  | 262 | 11 | 4310 |  | 621 | 12 | 3886 |  | 40 | 7 | 4172 |  | 642 | 19 | 4141 |  | 653 | 12 | 4135
65 | 20 | 3900 |  | 285 | 11 | 4086 |  | 653 | 12 | 4143 |  | 72 | 7 | 4065 |  | 666 | 19 | 4075 |  | 677 | 12 | 4097
66 | 20 | 3824 |  | 290 | 11 | 4181 |  | 677 | 12 | 4076 |  | 97 | 7 | 4034 |  | 676 | 19 | 4201 |  | 678 | 12 | 4319
81 | 20 | 3864 |  | 298 | 11 | 4139 |  | 678 | 12 | 4329 |  | 98 | 7 | 4106 |  | 691 | 19 | 4073 |  | 703 | 12 | 4196
83 | 20 | 3925 |  | 299 | 11 | 4212 |  | 703 | 12 | 4282 |  | 113 | 7 | 4121 |  | 696 | 19 | 4010 |  | 704 | 12 | 4112
86 | 20 | 3899 |  | 350 | 11 | 4172 |  | 704 | 12 | 4129 |  | 120 | 7 | 4034 |  | 712 | 19 | 4179 |  | 715 | 12 | 4098
94 | 20 | 3902 |  | 354 | 11 | 4336 |  | 715 | 12 | 4136 |  | 141 | 7 | 3960 |  | 737 | 19 | 4050 |  | 724 | 12 | 4025
97 | 20 | 3906 |  | 355 | 11 | 4256 |  | 724 | 12 | 4033 |  | 153 | 7 | 4119 |  | 739 | 19 | 4008 |  | 725 | 12 | 4133
106 | 20 | 3811 |  | 381 | 11 | 4071 |  | 725 | 12 | 4129 |  | 189 | 7 | 3942 |  | 740 | 19 | 4135 |  | 752 | 12 | 4048
120 | 20 | 3838 |  | 383 | 11 | 4147 |  | 752 | 12 | 4136 |  | 208 | 7 | 4057 |  | 752 | 19 | 4110 |  | 759 | 12 | 4019
129 | 20 | 3985 |  | 385 | 11 | 4146 |  | 759 | 12 | 4035 |  | 216 | 7 | 4103 |  | 759 | 19 | 4044 |  | 769 | 12 | 4074
134 | 20 | 4025 |  | 394 | 11 | 4223 |  | 769 | 12 | 4078 |  | 229 | 7 | 4117 |  | 761 | 19 | 3988 |  | 774 | 12 | 4042
137 | 20 | 4028 |  | 424 | 11 | 4164 |  | 774 | 12 | 4127 |  | 232 | 7 | 4175 |  | 776 | 19 | 4056 |  | 73 | 13 | 3890
153 | 20 | 3911 |  | 426 | 11 | 4323 |  | 73 | 13 | 4056 |  | 246 | 7 | 4021 |  | 789 | 19 | 4012 |  | 75 | 13 | 4082
188 | 20 | 3972 |  | 427 | 11 | 4331 |  | 75 | 13 | 4164 |  | 250 | 7 | 4086 |  | 1 | 20 | 4289 |  | 193 | 13 | 4116
189 | 20 | 3878 |  | 428 | 11 | 4174 |  | 193 | 13 | 4089 |  | 275 | 7 | 3895 |  | 2 | 20 | 4089 |  | 208 | 13 | 4024
191 | 20 | 3974 |  | 434 | 11 | 4135 |  | 208 | 13 | 4050 |  | 282 | 7 | 4166 |  | 22 | 20 | 4236 |  | 262 | 13 | 4247
194 | 20 | 3958 |  | 484 | 11 | 4028 |  | 262 | 13 | 4261 |  | 284 | 7 | 4080 |  | 33 | 20 | 4215 |  | 265 | 13 | 4096
202 | 20 | 3914 |  | 490 | 11 | 4318 |  | 265 | 13 | 4170 |  | 285 | 7 | 4050 |  | 49 | 20 | 4144 |  | 275 | 13 | 3979
207 | 20 | 3997 |  | 539 | 11 | 4123 |  | 275 | 13 | 4093 |  | 287 | 7 | 4251 |  | 66 | 20 | 4141 |  | 323 | 13 | 4124
216 | 20 | 3896 |  | 547 | 11 | 4100 |  | 325 | 13 | 4162 |  | 298 | 7 | 4066 |  | 81 | 20 | 4054 |  | 325 | 13 | 4133
217 | 20 | 3959 |  | 548 | 11 | 4091 |  | 337 | 13 | 4010 |  | 301 | 7 | 4105 |  | 83 | 20 | 4174 |  | 337 | 13 | 3930
226 | 20 | 3793 |  | 560 | 11 | 4155 |  | 347 | 13 | 3983 |  | 314 | 7 | 4075 |  | 84 | 20 | 4093 |  | 347 | 13 | 3963
241 | 20 | 3952 |  | 565 | 11 | 4108 |  | 370 | 13 | 4181 |  | 323 | 7 | 4095 |  | 86 | 20 | 4080 |  | 370 | 13 | 4069
248 | 20 | 4000 |  | 609 | 11 | 4114 |  | 385 | 13 | 4036 |  | 326 | 7 | 4094 |  | 94 | 20 | 4101 |  | 385 | 13 | 4025
250 | 20 | 3970 |  | 616 | 11 | 4209 |  | 391 | 13 | 4149 |  | 347 | 7 | 4023 |  | 97 | 20 | 4085 |  | 391 | 13 | 4066
256 | 20 | 4095 |  | 628 | 11 | 4221 |  | 427 | 13 | 4288 |  | 354 | 7 | 4264 |  | 106 | 20 | 4067 |  | 427 | 13 | 4291
262 | 20 | 4040 |  | 632 | 11 | 4154 |  | 436 | 13 | 4095 |  | 355 | 7 | 4228 |  | 120 | 20 | 4019 |  | 436 | 13 | 3950
264 | 20 | 4063 |  | 645 | 11 | 4075 |  | 460 | 13 | 4106 |  | 360 | 7 | 4111 |  | 129 | 20 | 4220 |  | 460 | 13 | 4106
290 | 20 | 3963 |  | 666 | 11 | 4114 |  | 474 | 13 | 4214 |  | 381 | 7 | 4056 |  | 134 | 20 | 4198 |  | 474 | 13 | 4153
309 | 20 | 3938 |  | 670 | 11 | 4138 |  | 520 | 13 | 4254 |  | 382 | 7 | 4021 |  | 137 | 20 | 4194 |  | 520 | 13 | 4253
332 | 20 | 3972 |  | 699 | 11 | 4176 |  | 557 | 13 | 4244 |  | 385 | 7 | 3981 |  | 188 | 20 | 4223 |  | 552 | 13 | 4144
340 | 20 | 3819 |  | 704 | 11 | 4172 |  | 579 | 13 | 4179 |  | 389 | 7 | 4022 |  | 191 | 20 | 4146 |  | 557 | 13 | 4236
404 | 20 | 3857 |  | 726 | 11 | 4222 |  | 580 | 13 | 3867 |  | 395 | 7 | 4115 |  | 194 | 20 | 4226 |  | 579 | 13 | 4046
412 | 20 | 3812 |  | 727 | 11 | 4254 |  | 586 | 13 | 4152 |  | 414 | 7 | 4085 |  | 207 | 20 | 4262 |  | 580 | 13 | 3901
441 | 20 | 4016 |  | 729 | 11 | 4175 |  | 604 | 13 | 4072 |  | 449 | 7 | 3992 |  | 217 | 20 | 4136 |  | 586 | 13 | 4098
485 | 20 | 3977 |  | 730 | 11 | 4216 |  | 617 | 13 | 4056 |  | 452 | 7 | 4102 |  | 241 | 20 | 4131 |  | 604 | 13 | 3946
508 | 20 | 3836 |  | 743 | 11 | 4215 |  | 646 | 13 | 4015 |  | 456 | 7 | 4026 |  | 248 | 20 | 4196 |  | 617 | 13 | 3907
516 | 20 | 3934 |  | 744 | 11 | 4131 |  | 665 | 13 | 4229 |  | 458 | 7 | 3995 |  | 250 | 20 | 4142 |  | 646 | 13 | 4040
521 | 20 | 3911 |  | 750 | 11 | 4222 |  | 691 | 13 | 4095 |  | 480 | 7 | 4084 |  | 262 | 20 | 4271 |  | 665 | 13 | 4210
539 | 20 | 3786 |  | 753 | 11 | 4109 |  | 695 | 13 | 4145 |  | 505 | 7 | 4121 |  | 264 | 20 | 4286 |  | 691 | 13 | 4010
558 | 20 | 3895 |  | 776 | 11 | 4099 |  | 697 | 13 | 4077 |  | 551 | 7 | 4050 |  | 290 | 20 | 4145 |  | 695 | 13 | 4159
560 | 20 | 3945 |  | 782 | 11 | 4271 |  | 700 | 13 | 4136 |  | 561 | 7 | 4089 |  | 309 | 20 | 4154 |  | 697 | 13 | 4102
562 | 20 | 3975 |  | 790 | 11 | 4254 |  | 719 | 13 | 4254 |  | 562 | 7 | 4142 |  | 332 | 20 | 4150 |  | 700 | 13 | 4128
587 | 20 | 3939 |  | 794 | 11 | 4213 |  | 743 | 13 | 4193 |  | 591 | 7 | 4154 |  | 353 | 20 | 4136 |  | 719 | 13 | 4166
593 | 20 | 3833 |  | 1 | 12 | 4372 |  | 766 | 13 | 4115 |  | 597 | 7 | 4230 |  | 355 | 20 | 4224 |  | 735 | 13 | 4280
595 | 20 | 3855 |  | 15 | 12 | 4194 |  | 800 | 13 | 4149 |  | 605 | 7 | 4085 |  | 369 | 20 | 4182 |  | 743 | 13 | 4064
620 | 20 | 3887 |  | 97 | 12 | 4103 |  | 2 | 14 | 4073 |  | 616 | 7 | 4133 |  | 381 | 20 | 4049 |  | 800 | 13 | 4156
642 | 20 | 3951 |  | 103 | 12 | 4110 |  | 3 | 14 | 4201 |  | 626 | 7 | 4050 |  | 384 | 20 | 4188 |  | 2 | 14 | 4106
643 | 20 | 3846 |  | 114 | 12 | 4230 |  | 6 | 14 | 3948 |  | 629 | 7 | 4101 |  | 393 | 20 | 4102 |  | 3 | 14 | 4123
671 | 20 | 3925 |  | 115 | 12 | 4197 |  | 15 | 14 | 4162 |  | 645 | 7 | 3957 |  | 394 | 20 | 4199 |  | 6 | 14 | 3861
696 | 20 | 3835 |  | 120 | 12 | 4083 |  | 22 | 14 | 4264 |  | 666 | 7 | 4085 |  | 404 | 20 | 4151 |  | 15 | 14 | 4121
726 | 20 | 3871 |  | 127 | 12 | 4226 |  | 120 | 14 | 4053 |  | 670 | 7 | 4101 |  | 412 | 20 | 3987 |  | 22 | 14 | 4261
729 | 20 | 3869 |  | 145 | 12 | 4147 |  | 164 | 14 | 4143 |  | 676 | 7 | 4070 |  | 441 | 20 | 4223 |  | 120 | 14 | 4049
730 | 20 | 3949 |  | 157 | 12 | 4237 |  | 170 | 14 | 4244 |  | 699 | 7 | 4056 |  | 478 | 20 | 4118 |  | 159 | 14 | 4159
744 | 20 | 3905 |  | 174 | 12 | 4108 |  | 173 | 14 | 4136 |  | 711 | 7 | 4033 |  | 485 | 20 | 4173 |  | 164 | 14 | 4128
750 | 20 | 3972 |  | 180 | 12 | 4065 |  | 197 | 14 | 4276 |  | 729 | 7 | 4053 |  | 508 | 20 | 4010 |  | 170 | 14 | 4230
772 | 20 | 3759 |  | 185 | 12 | 4248 |  | 199 | 14 | 4312 |  | 743 | 7 | 4093 |  | 516 | 20 | 4168 |  | 173 | 14 | 4110
1 | 21 | 4091 |  | 191 | 12 | 4231 |  | 214 | 14 | 4210 |  | 744 | 7 | 4094 |  | 539 | 20 | 4107 |  | 199 | 14 | 4287
15 | 21 | 3988 |  | 199 | 12 | 4325 |  | 232 | 14 | 4183 |  | 750 | 7 | 4107 |  | 558 | 20 | 4073 |  | 214 | 14 | 4124
22 | 21 | 3978 |  | 201 | 12 | 3990 |  | 248 | 14 | 4245 |  | 752 | 7 | 4118 |  | 560 | 20 | 4124 |  | 232 | 14 | 4177
33 | 21 | 3997 |  | 207 | 12 | 4296 |  | 252 | 14 | 4087 |  | 776 | 7 | 3998 |  | 565 | 20 | 4054 |  | 248 | 14 | 4232
36 | 21 | 3934 |  | 216 | 12 | 4179 |  | 256 | 14 | 4176 |  | 794 | 7 | 4061 |  | 587 | 20 | 4131 |  | 252 | 14 | 3941
49 | 21 | 3896 |  | 232 | 12 | 4246 |  | 353 | 14 | 4155 |  | 5 | 8 | 4049 |  | 591 | 20 | 4188 |  | 256 | 14 | 4168
67 | 21 | 3782 |  | 248 | 12 | 4255 |  | 371 | 14 | 4275 |  | 15 | 8 | 4065 |  | 593 | 20 | 4006 |  | 353 | 14 | 4153
84 | 21 | 3904 |  | 264 | 12 | 4310 |  | 373 | 14 | 4158 |  | 19 | 8 | 4177 |  | 643 | 20 | 4057 |  | 371 | 14 | 4184
145 | 21 | 3899 |  | 284 | 12 | 4133 |  | 376 | 14 | 4077 |  | 31 | 8 | 4183 |  | 671 | 20 | 4166 |  | 373 | 14 | 4099
160 | 21 | 3999 |  | 308 | 12 | 4248 |  | 402 | 14 | 4148 |  | 42 | 8 | 4033 |  | 719 | 20 | 4213 |  | 376 | 14 | 3900
168 | 21 | 3870 |  | 319 | 12 | 4080 |  | 403 | 14 | 4085 |  | 65 | 8 | 4117 |  | 726 | 20 | 4220 |  | 402 | 14 | 4145
177 | 21 | 3977 |  | 322 | 12 | 4111 |  | 407 | 14 | 4219 |  | 84 | 8 | 3898 |  | 729 | 20 | 4145 |  | 403 | 14 | 3981
181 | 21 | 3873 |  | 351 | 12 | 4075 |  | 424 | 14 | 4162 |  | 103 | 8 | 3984 |  | 730 | 20 | 4135 |  | 424 | 14 | 4109
206 | 21 | 4084 |  | 364 | 12 | 4209 |  | 434 | 14 | 4109 |  | 114 | 8 | 4180 |  | 744 | 20 | 4084 |  | 434 | 14 | 4027
229 | 21 | 3939 |  | 367 | 12 | 4162 |  | 469 | 14 | 4022 |  | 119 | 8 | 4121 |  | 750 | 20 | 4153 |  | 469 | 14 | 3969
232 | 21 | 3950 |  | 369 | 12 | 4238 |  | 513 | 14 | 4050 |  | 129 | 8 | 4132 |  | 772 | 20 | 3943 |  | 513 | 14 | 3878
287 | 21 | 4083 |  | 375 | 12 | 4257 |  | 516 | 14 | 4185 |  | 134 | 8 | 4189 |  | 15 | 21 | 4168 |  | 516 | 14 | 4108
299 | 21 | 3913 |  | 382 | 12 | 4154 |  | 552 | 14 | 4157 |  | 160 | 8 | 4199 |  | 31 | 21 | 4183 |  | 602 | 14 | 4250
343 | 21 | 3782 |  | 404 | 12 | 4184 |  | 602 | 14 | 4251 |  | 162 | 8 | 4125 |  | 36 | 21 | 4112 |  | 659 | 14 | 4142
348 | 21 | 3893 |  | 439 | 12 | 4134 |  | 659 | 14 | 4208 |  | 174 | 8 | 4081 |  | 67 | 21 | 3961 |  | 660 | 14 | 4199
350 | 21 | 3982 |  | 478 | 12 | 4165 |  | 660 | 14 | 4214 |  | 185 | 8 | 4163 |  | 100 | 21 | 4173 |  | 666 | 14 | 4014
351 | 21 | 3839 |  | 505 | 12 | 4167 |  | 666 | 14 | 4104 |  | 191 | 8 | 4153 |  | 108 | 21 | 4200 |  | 671 | 14 | 4138
353 | 21 | 3886 |  | 556 | 12 | 4166 |  | 671 | 14 | 4141 |  | 207 | 8 | 4224 |  | 145 | 21 | 4119 |  | 717 | 14 | 3855
354 | 21 | 4055 |  | 561 | 12 | 4155 |  | 717 | 14 | 4021 |  | 244 | 8 | 4051 |  | 160 | 21 | 4195 |  | 748 | 14 | 3755
355 | 21 | 4037 |  | 562 | 12 | 4211 |  | 735 | 14 | 4367 |  | 290 | 8 | 4148 |  | 168 | 21 | 4127 |  | 765 | 14 | 4025
369 | 21 | 3960 |  | 570 | 12 | 4142 |  | 748 | 14 | 3783 |  | 299 | 8 | 4043 |  | 177 | 21 | 4220 |  | 766 | 14 | 4062
381 | 21 | 3871 |  | 575 | 12 | 4066 |  | 765 | 14 | 4166 |  | 307 | 8 | 4209 |  | 181 | 21 | 4091 |  | 792 | 14 | 4017
383 | 21 | 3945 |  | 591 | 12 | 4226 |  | 792 | 14 | 4000 |  | 322 | 8 | 4058 |  | 201 | 21 | 3976 |  | 33 | 15 | 4169
384 | 21 | 3953 |  | 597 | 12 | 4298 |  | 33 | 15 | 4159 |  | 325 | 8 | 4088 |  | 206 | 21 | 4283 |  | 61 | 15 | 4119
390 | 21 | 3882 |  | 598 | 12 | 4376 |  | 38 | 15 | 4401 |  | 350 | 8 | 3995 |  | 229 | 21 | 4118 |  | 72 | 15 | 4080
393 | 21 | 3902 |  | 604 | 12 | 4093 |  | 61 | 15 | 4139 |  | 357 | 8 | 4126 |  | 232 | 21 | 4220 |  | 76 | 15 | 4066
394 | 21 | 3929 |  | 605 | 12 | 4121 |  | 72 | 15 | 4076 |  | 362 | 8 | 4048 |  | 240 | 21 | 4155 |  | 95 | 15 | 4273
426 | 21 | 4075 |  | 626 | 12 | 4160 |  | 76 | 15 | 4086 |  | 363 | 8 | 4092 |  | 265 | 21 | 4169 |  | 107 | 15 | 4296
478 | 21 | 3933 |  | 656 | 12 | 4311 |  | 95 | 15 | 4299 |  | 364 | 8 | 4157 |  | 287 | 21 | 4324 |  | 141 | 15 | 3915
492 | 21 | 4312 |  | 660 | 12 | 4247 |  | 107 | 15 | 4302 |  | 369 | 8 | 4171 |  | 299 | 21 | 4176 |  | 178 | 15 | 3969
548 | 21 | 3902 |  | 662 | 12 | 4276 |  | 141 | 15 | 3894 |  | 372 | 8 | 4182 |  | 326 | 21 | 4092 |  | 196 | 15 | 4041
556 | 21 | 3922 |  | 671 | 12 | 4205 |  | 159 | 15 | 4296 |  | 380 | 8 | 4136 |  | 343 | 21 | 4116 |  | 197 | 15 | 4276
565 | 21 | 3878 |  | 692 | 12 | 4105 |  | 178 | 15 | 3982 |  | 384 | 8 | 4165 |  | 348 | 21 | 4096 |  | 216 | 15 | 4119
591 | 21 | 3965 |  | 696 | 12 | 4068 |  | 196 | 15 | 4038 |  | 390 | 8 | 4039 |  | 350 | 21 | 4160 |  | 222 | 15 | 4206
600 | 21 | 3855 |  | 715 | 12 | 4209 |  | 216 | 15 | 4119 |  | 397 | 8 | 4051 |  | 351 | 21 | 4049 |  | 235 | 15 | 3816
616 | 21 | 3933 |  | 738 | 12 | 4138 |  | 222 | 15 | 4276 |  | 416 | 8 | 4158 |  | 354 | 21 | 4275 |  | 263 | 15 | 3986
656 | 21 | 4041 |  | 740 | 12 | 4154 |  | 235 | 15 | 3817 |  | 426 | 8 | 4241 |  | 383 | 21 | 4126 |  | 270 | 15 | 4235
660 | 21 | 3986 |  | 745 | 12 | 4279 |  | 263 | 15 | 4046 |  | 428 | 8 | 4036 |  | 390 | 21 | 4062 |  | 284 | 15 | 4110
697 | 21 | 3921 |  | 772 | 12 | 3979 |  | 284 | 15 | 4118 |  | 439 | 8 | 4103 |  | 426 | 21 | 4325 |  | 288 | 15 | 4177
719 | 21 | 4040 |  | 783 | 12 | 4204 |  | 288 | 15 | 4176 |  | 443 | 8 | 3993 |  | 446 | 21 | 3941 |  | 291 | 15 | 4184
743 | 21 | 3987 |  | 800 | 12 | 4190 |  | 291 | 15 | 4191 |  | 490 | 8 | 4246 |  | 492 | 21 | 4402 |  | 310 | 15 | 3983
790 | 21 | 4021 |  | 31 | 13 | 4235 |  | 310 | 15 | 3997 |  | 506 | 8 | 4075 |  | 520 | 21 | 4231 |  | 322 | 15 | 4055
794 | 21 | 3936 |  | 36 | 13 | 4163 |  | 322 | 15 | 4044 |  | 510 | 8 | 4024 |  | 548 | 21 | 4078 |  | 339 | 15 | 4089
31 | 22 | 3966 |  | 53 | 13 | 4041 |  | 339 | 15 | 4092 |  | 520 | 8 | 4209 |  | 556 | 21 | 4100 |  | 354 | 15 | 4278
71 | 22 | 4060 |  | 65 | 13 | 4192 |  | 354 | 15 | 4287 |  | 570 | 8 | 4120 |  | 600 | 21 | 4038 |  | 368 | 15 | 4050
95 | 22 | 4110 |  | 84 | 13 | 4098 |  | 368 | 15 | 4168 |  | 611 | 8 | 3939 |  | 616 | 21 | 4139 |  | 404 | 15 | 4030
100 | 22 | 3972 |  | 109 | 13 | 4206 |  | 404 | 15 | 4029 |  | 628 | 8 | 4143 |  | 656 | 21 | 4238 |  | 407 | 15 | 4184
108 | 22 | 3950 |  | 117 | 13 | 4170 |  | 438 | 15 | 4331 |  | 653 | 8 | 4069 |  | 660 | 21 | 4179 |  | 438 | 15 | 4328
115 | 22 | 3983 |  | 132 | 13 | 4367 |  | 448 | 15 | 4131 |  | 660 | 8 | 4171 |  | 686 | 21 | 4268 |  | 448 | 15 | 4123
119 | 22 | 3943 |  | 195 | 13 | 4083 |  | 468 | 15 | 4312 |  | 671 | 8 | 4136 |  | 697 | 21 | 4164 |  | 468 | 15 | 4311
127 | 22 | 4002 |  | 202 | 13 | 4179 |  | 492 | 15 | 4370 |  | 684 | 8 | 4050 |  | 700 | 21 | 4130 |  | 492 | 15 | 4338
162 | 22 | 3976 |  | 206 | 13 | 4328 |  | 495 | 15 | 4304 |  | 692 | 8 | 4073 |  | 703 | 21 | 4217 |  | 495 | 15 | 4226
186 | 22 | 3990 |  | 236 | 13 | 4204 |  | 528 | 15 | 3989 |  | 700 | 8 | 4111 |  | 725 | 21 | 4177 |  | 528 | 15 | 4002
195 | 22 | 3887 |  | 240 | 13 | 4217 |  | 533 | 15 | 4199 |  | 712 | 8 | 4146 |  | 743 | 21 | 4168 |  | 533 | 15 | 4166
201 | 22 | 3803 |  | 241 | 13 | 4176 |  | 534 | 15 | 3981 |  | 715 | 8 | 4162 |  | 790 | 21 | 4214 |  | 534 | 15 | 3947
236 | 22 | 3978 |  | 246 | 13 | 4112 |  | 544 | 15 | 4267 |  | 726 | 8 | 4020 |  | 794 | 21 | 4193 |  | 544 | 15 | 4226
240 | 22 | 3965 |  | 250 | 13 | 4147 |  | 547 | 15 | 4024 |  | 730 | 8 | 4151 |  | 71 | 22 | 4216 |  | 547 | 15 | 4051
265 | 22 | 3917 |  | 251 | 13 | 4211 |  | 553 | 15 | 4235 |  | 738 | 8 | 4054 |  | 91 | 22 | 4140 |  | 553 | 15 | 4229
301 | 22 | 3900 |  | 301 | 13 | 4147 |  | 554 | 15 | 4250 |  | 757 | 8 | 4037 |  | 95 | 22 | 4305 |  | 554 | 15 | 4250
319 | 22 | 3853 |  | 309 | 13 | 4214 |  | 559 | 15 | 4222 |  | 779 | 8 | 4079 |  | 115 | 22 | 4165 |  | 559 | 15 | 4200
326 | 22 | 3910 |  | 310 | 13 | 4051 |  | 565 | 15 | 4051 |  | 782 | 8 | 4159 |  | 119 | 22 | 4121 |  | 565 | 15 | 3970
352 | 22 | 4041 |  | 323 | 13 | 4169 |  | 622 | 15 | 4269 |  | 790 | 8 | 4172 |  | 127 | 22 | 4189 |  | 622 | 15 | 4185
367 | 22 | 3919 |  | 325 | 13 | 4151 |  | 626 | 15 | 4104 |  | 800 | 8 | 4082 |  | 152 | 22 | 4059 |  | 626 | 15 | 4031
385 | 22 | 3807 |  | 326 | 13 | 4180 |  | 632 | 15 | 4096 |  | 1 | 9 | 4289 |  | 162 | 22 | 4192 |  | 632 | 15 | 4086
424 | 22 | 3924 |  | 380 | 13 | 4160 |  | 681 | 15 | 4086 |  | 4 | 9 | 4051 |  | 174 | 22 | 4102 |  | 654 | 15 | 4284
427 | 22 | 4065 |  | 384 | 13 | 4244 |  | 692 | 15 | 4093 |  | 36 | 9 | 4118 |  | 180 | 22 | 4020 |  | 681 | 15 | 4116
428 | 22 | 3984 |  | 397 | 13 | 4097 |  | 699 | 15 | 4095 |  | 49 | 9 | 4101 |  | 186 | 22 | 4230 |  | 683 | 15 | 4350
434 | 22 | 3865 |  | 414 | 13 | 4156 |  | 730 | 15 | 4165 |  | 76 | 9 | 4075 |  | 195 | 22 | 4063 |  | 692 | 15 | 4054
446 | 22 | 3768 |  | 416 | 13 | 4225 |  | 784 | 15 | 4341 |  | 94 | 9 | 4021 |  | 199 | 22 | 4274 |  | 699 | 15 | 3976
451 | 22 | 4215 |  | 443 | 13 | 4082 |  | 786 | 15 | 4248 |  | 95 | 9 | 4243 |  | 236 | 22 | 4164 |  | 730 | 15 | 4170
453 | 22 | 4029 |  | 445 | 13 | 4055 |  | 25 | 16 | 4157 |  | 100 | 9 | 4158 |  | 301 | 22 | 4088 |  | 784 | 15 | 4324
505 | 22 | 3906 |  | 446 | 13 | 3972 |  | 66 | 16 | 4083 |  | 108 | 9 | 4145 |  | 308 | 22 | 4179 |  | 786 | 15 | 4236
512 | 22 | 3983 |  | 456 | 13 | 4062 |  | 105 | 16 | 4113 |  | 115 | 9 | 4176 |  | 319 | 22 | 4039 |  | 25 | 16 | 4145
520 | 22 | 4005 |  | 476 | 13 | 4289 |  | 123 | 16 | 4263 |  | 123 | 9 | 4118 |  | 344 | 22 | 4190 |  | 38 | 16 | 4267
553 | 22 | 4026 |  | 515 | 13 | 4219 |  | 147 | 16 | 4286 |  | 127 | 9 | 4193 |  | 352 | 22 | 4236 |  | 66 | 16 | 3970
583 | 22 | 3873 |  | 517 | 13 | 4288 |  | 177 | 16 | 4196 |  | 131 | 9 | 4046 |  | 367 | 22 | 4103 |  | 105 | 16 | 4093
661 | 22 | 4016 |  | 520 | 13 | 4291 |  | 182 | 16 | 4291 |  | 135 | 9 | 4048 |  | 372 | 22 | 4195 |  | 123 | 16 | 4280
662 | 22 | 3985 |  | 564 | 13 | 4266 |  | 225 | 16 | 4241 |  | 177 | 9 | 4174 |  | 385 | 22 | 4113 |  | 147 | 16 | 4287
665 | 22 | 4004 |  | 595 | 13 | 4090 |  | 266 | 16 | 3940 |  | 199 | 9 | 4273 |  | 400 | 22 | 4195 |  | 177 | 16 | 4177
670 | 22 | 3925 |  | 625 | 13 | 4236 |  | 270 | 16 | 4242 |  | 202 | 9 | 4132 |  | 424 | 22 | 4127 |  | 182 | 16 | 4281
686 | 22 | 4058 |  | 640 | 13 | 4137 |  | 282 | 16 | 4206 |  | 206 | 9 | 4284 |  | 427 | 22 | 4265 |  | 213 | 16 | 4142
700 | 22 | 3915 |  | 665 | 13 | 4247 |  | 300 | 16 | 4212 |  | 236 | 9 | 4171 |  | 428 | 22 | 4161 |  | 225 | 16 | 4232
703 | 22 | 3998 |  | 678 | 13 | 4332 |  | 314 | 16 | 4114 |  | 256 | 9 | 4144 |  | 434 | 22 | 4095 |  | 238 | 16 | 4353
725 | 22 | 3959 |  | 684 | 13 | 4074 |  | 364 | 16 | 4160 |  | 262 | 9 | 4233 |  | 445 | 22 | 3999 |  | 266 | 16 | 3916
727 | 22 | 3964 |  | 700 | 13 | 4194 |  | 397 | 16 | 4086 |  | 263 | 9 | 4002 |  | 451 | 22 | 4293 |  | 282 | 16 | 4192
757 | 22 | 3829 |  | 703 | 13 | 4264 |  | 429 | 16 | 3908 |  | 264 | 9 | 4271 |  | 453 | 22 | 4282 |  | 314 | 16 | 4047
782 | 22 | 4044 |  | 719 | 13 | 4238 |  | 453 | 16 | 4283 |  | 308 | 9 | 4188 |  | 456 | 22 | 4018 |  | 364 | 16 | 4158
787 | 22 | 3799 |  | 774 | 13 | 4126 |  | 456 | 16 | 4031 |  | 309 | 9 | 4135 |  | 457 | 22 | 4082 |  | 429 | 16 | 3807
5 | 23 | 3859 |  | 787 | 13 | 4081 |  | 494 | 16 | 4311 |  | 348 | 9 | 4099 |  | 468 | 22 | 4332 |  | 453 | 16 | 4273
41 | 23 | 3866 |  | 18 | 14 | 4259 |  | 505 | 16 | 4125 |  | 353 | 9 | 4099 |  | 505 | 22 | 4127 |  | 456 | 16 | 3954
42 | 23 | 3840 |  | 42 | 14 | 4105 |  | 609 | 16 | 4022 |  | 366 | 9 | 4043 |  | 507 | 22 | 4154 |  | 494 | 16 | 4309
88 | 23 | 3972 |  | 49 | 14 | 4170 |  | 654 | 16 | 4285 |  | 367 | 9 | 4106 |  | 510 | 22 | 4024 |  | 505 | 16 | 4133
91 | 23 | 3938 |  | 75 | 14 | 4150 |  | 656 | 16 | 4249 |  | 373 | 9 | 4102 |  | 512 | 22 | 4191 |  | 609 | 16 | 4019
152 | 23 | 3876 |  | 95 | 14 | 4318 |  | 669 | 16 | 4239 |  | 392 | 9 | 4181 |  | 517 | 22 | 4249 |  | 656 | 16 | 4211
157 | 23 | 4039 |  | 100 | 14 | 4240 |  | 683 | 16 | 4369 |  | 393 | 9 | 4098 |  | 551 | 22 | 4111 |  | 669 | 16 | 4234
173 | 23 | 3914 |  | 105 | 14 | 4205 |  | 689 | 16 | 4058 |  | 400 | 9 | 4140 |  | 553 | 22 | 4226 |  | 689 | 16 | 3995
174 | 23 | 3926 |  | 108 | 14 | 4214 |  | 693 | 16 | 4149 |  | 478 | 9 | 4042 |  | 570 | 22 | 4130 |  | 693 | 16 | 4154
180 | 23 | 3783 |  | 173 | 14 | 4157 |  | 727 | 16 | 4154 |  | 503 | 9 | 4094 |  | 580 | 22 | 4056 |  | 727 | 16 | 4181
199 | 23 | 4054 |  | 177 | 14 | 4243 |  | 763 | 16 | 4118 |  | 507 | 9 | 4100 |  | 583 | 22 | 4100 |  | 763 | 16 | 4050
246 | 23 | 3920 |  | 212 | 14 | 4210 |  | 768 | 16 | 4127 |  | 553 | 9 | 4188 |  | 661 | 22 | 4260 |  | 768 | 16 | 4134
251 | 23 | 3910 |  | 244 | 14 | 4067 |  | 772 | 16 | 3936 |  | 556 | 9 | 4045 |  | 662 | 22 | 4228 |  | 772 | 16 | 3942
282 | 23 | 4109 |  | 253 | 14 | 4244 |  | 775 | 16 | 4235 |  | 564 | 9 | 4166 |  | 665 | 22 | 4249 |  | 775 | 16 | 4119
308 | 23 | 3993 |  | 265 | 14 | 4223 |  | 788 | 16 | 4186 |  | 612 | 9 | 3983 |  | 670 | 22 | 4102 |  | 788 | 16 | 4143
314 | 23 | 3888 |  | 269 | 14 | 4256 |  | 789 | 16 | 4005 |  | 636 | 9 | 4150 |  | 678 | 22 | 4294 |  | 789 | 16 | 3972
323 | 23 | 3892 |  | 282 | 14 | 4240 |  | 36 | 17 | 4117 |  | 656 | 9 | 4237 |  | 715 | 22 | 4198 |  | 36 | 17 | 4104
344 | 23 | 4016 |  | 331 | 14 | 4237 |  | 40 | 17 | 4133 |  | 697 | 9 | 4098 |  | 727 | 22 | 4199 |  | 40 | 17 | 4167
357 | 23 | 3954 |  | 339 | 14 | 4201 |  | 53 | 17 | 3967 |  | 725 | 9 | 4121 |  | 757 | 22 | 4036 |  | 53 | 17 | 3967
361 | 23 | 4248 |  | 357 | 14 | 4188 |  | 64 | 17 | 4272 |  | 727 | 9 | 4176 |  | 782 | 22 | 4244 |  | 64 | 17 | 4245
362 | 23 | 3909 |  | 362 | 14 | 4119 |  | 79 | 17 | 3858 |  | 736 | 9 | 4041 |  | 787 | 22 | 4027 |  | 79 | 17 | 3873
372 | 23 | 4065 |  | 366 | 14 | 4105 |  | 103 | 17 | 4032 |  | 740 | 9 | 4106 |  | 799 | 22 | 4225 |  | 103 | 17 | 3954
375 | 23 | 4038 |  | 370 | 14 | 4181 |  | 108 | 17 | 4176 |  | 745 | 9 | 4223 |  | 3 | 23 | 4116 |  | 108 | 17 | 4168
382 | 23 | 3857 |  | 373 | 14 | 4130 |  | 137 | 17 | 4180 |  | 774 | 9 | 4047 |  | 4 | 23 | 4094 |  | 137 | 17 | 4175
397 | 23 | 3883 |  | 390 | 14 | 4104 |  | 138 | 17 | 4162 |  | 70 | 10 | 4199 |  | 5 | 23 | 4055 |  | 138 | 17 | 4123
400 | 23 | 3965 |  | 393 | 14 | 4170 |  | 183 | 17 | 4227 |  | 75 | 10 | 4115 |  | 18 | 23 | 4192 |  | 183 | 17 | 4240
421 | 23 | 3896 |  | 399 | 14 | 4279 |  | 185 | 17 | 4131 |  | 91 | 10 | 4148 |  | 41 | 23 | 4078 |  | 185 | 17 | 4151
430 | 23 | 4115 |  | 400 | 14 | 4210 |  | 186 | 17 | 4188 |  | 109 | 10 | 4134 |  | 42 | 23 | 4064 |  | 186 | 17 | 4185
439 | 23 | 3913 |  | 401 | 14 | 4249 |  | 195 | 17 | 4062 |  | 117 | 10 | 4134 |  | 61 | 23 | 4113 |  | 195 | 17 | 3934
443 | 23 | 3847 |  | 417 | 14 | 4358 |  | 200 | 17 | 4239 |  | 132 | 10 | 4296 |  | 88 | 23 | 4182 |  | 200 | 17 | 4221
445 | 23 | 3803 |  | 421 | 14 | 4122 |  | 213 | 17 | 4252 |  | 157 | 10 | 4200 |  | 131 | 23 | 4055 |  | 227 | 17 | 4196
456 | 23 | 3829 |  | 441 | 14 | 4250 |  | 227 | 17 | 4225 |  | 164 | 10 | 4062 |  | 135 | 23 | 4112 |  | 261 | 17 | 3846
457 | 23 | 3854 |  | 458 | 14 | 4077 |  | 238 | 17 | 4363 |  | 173 | 10 | 4103 |  | 157 | 23 | 4220 |  | 285 | 17 | 3984
468 | 23 | 4130 |  | 459 | 14 | 4301 |  | 261 | 17 | 3957 |  | 186 | 10 | 4165 |  | 159 | 23 | 4289 |  | 300 | 17 | 4142
476 | 23 | 4045 |  | 469 | 14 | 4152 |  | 285 | 17 | 4043 |  | 195 | 10 | 3966 |  | 173 | 23 | 4106 |  | 302 | 17 | 4299
480 | 23 | 3888 |  | 480 | 14 | 4155 |  | 302 | 17 | 4315 |  | 209 | 10 | 4118 |  | 209 | 23 | 4161 |  | 327 | 17 | 4190
497 | 23 | 4109 |  | 482 | 14 | 4202 |  | 327 | 17 | 4288 |  | 225 | 10 | 4214 |  | 214 | 23 | 4143 |  | 348 | 17 | 4118
507 | 23 | 3973 |  | 503 | 14 | 4174 |  | 348 | 17 | 4132 |  | 240 | 10 | 4163 |  | 246 | 23 | 4100 |  | 349 | 17 | 4200
510 | 23 | 3847 |  | 510 | 14 | 4044 |  | 349 | 17 | 4200 |  | 248 | 10 | 4210 |  | 251 | 23 | 4171 |  | 397 | 17 | 4003
517 | 23 | 3971 |  | 512 | 14 | 4225 |  | 412 | 17 | 3984 |  | 251 | 10 | 4034 |  | 270 | 23 | 4197 |  | 412 | 17 | 3933
551 | 23 | 3897 |  | 551 | 14 | 4115 |  | 446 | 17 | 3913 |  | 274 | 10 | 4055 |  | 274 | 23 | 4117 |  | 446 | 17 | 3894
555 | 23 | 3880 |  | 552 | 14 | 4289 |  | 457 | 17 | 4044 |  | 311 | 10 | 4086 |  | 282 | 23 | 4226 |  | 457 | 17 | 3998
570 | 23 | 3925 |  | 557 | 14 | 4228 |  | 482 | 17 | 4214 |  | 312 | 10 | 4106 |  | 295 | 23 | 4266 |  | 482 | 17 | 4139
580 | 23 | 3867 |  | 559 | 14 | 4230 |  | 588 | 17 | 4233 |  | 331 | 10 | 4203 |  | 300 | 23 | 4164 |  | 588 | 17 | 4206
605 | 23 | 3886 |  | 569 | 14 | 4092 |  | 591 | 17 | 4143 |  | 339 | 10 | 4039 |  | 314 | 23 | 4090 |  | 591 | 17 | 4155
612 | 23 | 3813 |  | 606 | 14 | 4140 |  | 605 | 17 | 4078 |  | 345 | 10 | 4093 |  | 323 | 23 | 4122 |  | 605 | 17 | 4099
626 | 23 | 3903 |  | 612 | 14 | 4103 |  | 636 | 17 | 4195 |  | 375 | 10 | 4189 |  | 338 | 23 | 4274 |  | 631 | 17 | 4334
653 | 23 | 3884 |  | 653 | 14 | 4148 |  | 640 | 17 | 4129 |  | 399 | 10 | 4200 |  | 357 | 23 | 4159 |  | 636 | 17 | 4139
678 | 23 | 4045 |  | 725 | 14 | 4189 |  | 645 | 17 | 3921 |  | 402 | 10 | 4118 |  | 361 | 23 | 4330 |  | 640 | 17 | 4091
684 | 23 | 3869 |  | 757 | 14 | 4084 |  | 706 | 17 | 4153 |  | 403 | 10 | 4093 |  | 362 | 23 | 4087 |  | 645 | 17 | 3920
715 | 23 | 3945 |  | 3 | 15 | 4190 |  | 734 | 17 | 4161 |  | 404 | 10 | 4005 |  | 366 | 23 | 4042 |  | 706 | 17 | 4158
720 | 23 | 4115 |  | 22 | 15 | 4266 |  | 740 | 17 | 4100 |  | 417 | 10 | 4272 |  | 375 | 23 | 4224 |  | 734 | 17 | 4076
745 | 23 | 4027 |  | 27 | 15 | 4334 |  | 756 | 17 | 4308 |  | 421 | 10 | 4071 |  | 382 | 23 | 4124 |  | 740 | 17 | 4062
779 | 23 | 3946 |  | 35 | 15 | 4161 |  | 771 | 17 | 4146 |  | 427 | 10 | 4264 |  | 397 | 23 | 4064 |  | 756 | 17 | 4298
783 | 23 | 3960 |  | 64 | 15 | 4287 |  | 779 | 17 | 4131 |  | 436 | 10 | 4017 |  | 399 | 23 | 4209 |  | 771 | 17 | 4163
799 | 23 | 4002 |  | 71 | 15 | 4295 |  | 798 | 17 | 4179 |  | 441 | 10 | 4179 |  | 401 | 23 | 4240 |  | 779 | 17 | 4128
3 | 24 | 3934 |  | 88 | 15 | 4230 |  | 20 | 18 | 3863 |  | 448 | 10 | 4070 |  | 421 | 23 | 4065 |  | 798 | 17 | 4062
4 | 24 | 3910 |  | 91 | 15 | 4178 |  | 35 | 18 | 4150 |  | 457 | 10 | 4061 |  | 430 | 23 | 4204 |  | 20 | 18 | 3831
18 | 24 | 3995 |  | 94 | 15 | 4136 |  | 41 | 18 | 4105 |  | 474 | 10 | 4184 |  | 439 | 23 | 4105 |  | 35 | 18 | 4023
35 | 24 | 3950 |  | 123 | 15 | 4283 |  | 49 | 18 | 4059 |  | 476 | 10 | 4256 |  | 443 | 23 | 4035 |  | 41 | 18 | 4042
51 | 24 | 3953 |  | 131 | 15 | 4080 |  | 65 | 18 | 4086 |  | 512 | 10 | 4169 |  | 460 | 23 | 4215 |  | 49 | 18 | 4070
61 | 24 | 3917 |  | 159 | 15 | 4326 |  | 94 | 18 | 4095 |  | 537 | 10 | 4112 |  | 476 | 23 | 4241 |  | 65 | 18 | 4118
76 | 24 | 4014 |  | 168 | 15 | 4148 |  | 99 | 18 | 4214 |  | 555 | 10 | 4055 |  | 480 | 23 | 4119 |  | 94 | 18 | 4105
105 | 24 | 3929 |  | 186 | 15 | 4233 |  | 161 | 18 | 4272 |  | 557 | 10 | 4158 |  | 494 | 23 | 4293 |  | 99 | 18 | 4123
109 | 24 | 3964 |  | 209 | 15 | 4194 |  | 198 | 18 | 4349 |  | 559 | 10 | 4165 |  | 497 | 23 | 4299 |  | 161 | 18 | 4265
123 | 24 | 3956 |  | 214 | 15 | 4190 |  | 244 | 18 | 4059 |  | 569 | 10 | 3925 |  | 506 | 23 | 4115 |  | 198 | 18 | 4320
131 | 24 | 3856 |  | 256 | 15 | 4210 |  | 250 | 18 | 4142 |  | 598 | 10 | 4181 |  | 542 | 23 | 4197 |  | 244 | 18 | 4000
132 | 24 | 4108 |  | 263 | 15 | 4103 |  | 254 | 18 | 4077 |  | 602 | 10 | 4192 |  | 552 | 23 | 4236 |  | 250 | 18 | 4082
135 | 24 | 3922 |  | 348 | 15 | 4141 |  | 264 | 18 | 4258 |  | 606 | 10 | 3935 |  | 555 | 23 | 4124 |  | 264 | 18 | 4191
159 | 24 | 4070 |  | 353 | 15 | 4169 |  | 298 | 18 | 4041 |  | 640 | 10 | 4094 |  | 557 | 23 | 4218 |  | 298 | 18 | 4007
198 | 24 | 4162 |  | 386 | 15 | 4129 |  | 309 | 18 | 4124 |  | 649 | 10 | 4165 |  | 605 | 23 | 4074 |  | 309 | 18 | 4133
209 | 24 | 3980 |  | 392 | 15 | 4252 |  | 343 | 18 | 3977 |  | 662 | 10 | 4197 |  | 612 | 23 | 4066 |  | 343 | 18 | 3972
212 | 24 | 3945 |  | 396 | 15 | 4218 |  | 414 | 18 | 4066 |  | 665 | 10 | 4109 |  | 626 | 23 | 4105 |  | 414 | 18 | 4079
214 | 24 | 3964 |  | 402 | 15 | 4185 |  | 443 | 18 | 4063 |  | 694 | 10 | 3941 |  | 653 | 23 | 4095 |  | 443 | 18 | 3991
225 | 24 | 4009 |  | 436 | 15 | 4117 |  | 452 | 18 | 4126 |  | 719 | 10 | 4223 |  | 684 | 23 | 4046 |  | 452 | 18 | 3985
244 | 24 | 3858 |  | 457 | 15 | 4137 |  | 475 | 18 | 3944 |  | 763 | 10 | 4098 |  | 709 | 23 | 4171 |  | 475 | 18 | 3944
263 | 24 | 3857 |  | 460 | 15 | 4231 |  | 476 | 18 | 4258 |  | 3 | 11 | 4126 |  | 711 | 23 | 4074 |  | 476 | 18 | 4152
269 | 24 | 4032 |  | 474 | 15 | 4231 |  | 493 | 18 | 4324 |  | 14 | 11 | 4115 |  | 720 | 23 | 4330 |  | 493 | 18 | 4305
270 | 24 | 3982 |  | 486 | 15 | 4202 |  | 506 | 18 | 4116 |  | 18 | 11 | 4181 |  | 745 | 23 | 4229 |  | 506 | 18 | 4082
274 | 24 | 3939 |  | 492 | 15 | 4450 |  | 512 | 18 | 4188 |  | 22 | 11 | 4197 |  | 779 | 23 | 4130 |  | 512 | 18 | 4102
288 | 24 | 3993 |  | 506 | 15 | 4138 |  | 548 | 18 | 4081 |  | 27 | 11 | 4212 |  | 783 | 23 | 4204 |  | 548 | 18 | 3982
295 | 24 | 4066 |  | 521 | 15 | 4138 |  | 564 | 18 | 4247 |  | 33 | 11 | 4171 |  | 784 | 23 | 4322 |  | 564 | 18 | 4235
300 | 24 | 3982 |  | 545 | 15 | 4286 |  | 575 | 18 | 3972 |  | 35 | 11 | 4137 |  | 11 | 24 | 4258 |  | 575 | 18 | 3976
311 | 24 | 3920 |  | 579 | 15 | 4205 |  | 590 | 18 | 4072 |  | 41 | 11 | 4074 |  | 13 | 24 | 4260 |  | 590 | 18 | 3958
312 | 24 | 4013 |  | 580 | 15 | 4073 |  | 597 | 18 | 4218 |  | 47 | 11 | 4091 |  | 27 | 24 | 4290 |  | 597 | 18 | 4219
338 | 24 | 4090 |  | 587 | 15 | 4154 |  | 601 | 18 | 4279 |  | 64 | 11 | 4207 |  | 35 | 24 | 4138 |  | 601 | 18 | 4177
339 | 24 | 3996 |  | 602 | 15 | 4263 |  | 616 | 18 | 4104 |  | 71 | 11 | 4211 |  | 51 | 24 | 4160 |  | 616 | 18 | 4134
366 | 24 | 3858 |  | 636 | 15 | 4178 |  | 618 | 18 | 4256 |  | 88 | 11 | 4184 |  | 76 | 24 | 4117 |  | 618 | 18 | 4220
377 | 24 | 3930 |  | 638 | 15 | 4196 |  | 628 | 18 | 4103 |  | 105 | 11 | 4031 |  | 105 | 24 | 4188 |  | 628 | 18 | 4109
380 | 24 | 3921 |  | 661 | 15 | 4260 |  | 631 | 18 | 4329 |  | 144 | 11 | 4133 |  | 109 | 24 | 4177 |  | 641 | 18 | 3936
399 | 24 | 4003 |  | 686 | 15 | 4310 |  | 641 | 18 | 3927 |  | 168 | 11 | 4031 |  | 123 | 24 | 4247 |  | 676 | 18 | 4001
401 | 24 | 4008 |  | 687 | 15 | 4231 |  | 676 | 18 | 4141 |  | 182 | 11 | 4202 |  | 132 | 24 | 4353 |  | 696 | 18 | 3972
438 | 24 | 4181 |  | 697 | 15 | 4165 |  | 696 | 18 | 4009 |  | 184 | 11 | 4098 |  | 170 | 24 | 4262 |  | 738 | 18 | 4034
458 | 24 | 3817 |  | 711 | 15 | 4102 |  | 738 | 18 | 4028 |  | 212 | 11 | 4111 |  | 198 | 24 | 4267 |  | 753 | 18 | 3914
460 | 24 | 3971 |  | 713 | 15 | 4433 |  | 753 | 18 | 3983 |  | 215 | 11 | 4115 |  | 212 | 24 | 4188 |  | 794 | 18 | 4060
494 | 24 | 4067 |  | 723 | 15 | 4197 |  | 794 | 18 | 4105 |  | 265 | 11 | 4107 |  | 222 | 24 | 4246 |  | 4 | 19 | 4074
503 | 24 | 3931 |  | 763 | 15 | 4136 |  | 4 | 19 | 4084 |  | 269 | 11 | 4205 |  | 225 | 24 | 4266 |  | 47 | 19 | 4113
506 | 24 | 3880 |  | 779 | 15 | 4149 |  | 47 | 19 | 4121 |  | 295 | 11 | 4225 |  | 230 | 24 | 4140 |  | 62 | 19 | 3748
515 | 24 | 3995 |  | 784 | 15 | 4337 |  | 62 | 19 | 3730 |  | 318 | 11 | 4195 |  | 244 | 24 | 4046 |  | 84 | 19 | 3885
542 | 24 | 3933 |  | 799 | 15 | 4253 |  | 84 | 19 | 3959 |  | 370 | 11 | 4167 |  | 263 | 24 | 4064 |  | 122 | 19 | 4150
552 | 24 | 3899 |  | 5 | 16 | 4100 |  | 122 | 19 | 4172 |  | 386 | 11 | 3944 |  | 269 | 24 | 4244 |  | 148 | 19 | 4245
557 | 24 | 3968 |  | 13 | 16 | 4300 |  | 155 | 19 | 3972 |  | 396 | 11 | 4175 |  | 288 | 24 | 4196 |  | 155 | 19 | 3953
564 | 24 | 4047 |  | 14 | 16 | 4199 |  | 187 | 19 | 4414 |  | 401 | 11 | 4225 |  | 311 | 24 | 4134 |  | 187 | 19 | 4408
569 | 24 | 3683 |  | 44 | 16 | 4271 |  | 209 | 19 | 4159 |  | 409 | 11 | 4146 |  | 312 | 24 | 4142 |  | 209 | 19 | 4143
598 | 24 | 3998 |  | 61 | 16 | 4205 |  | 240 | 19 | 4140 |  | 451 | 11 | 4270 |  | 339 | 24 | 4195 |  | 221 | 19 | 4237
606 | 24 | 3786 |  | 104 | 16 | 4352 |  | 299 | 19 | 4084 |  | 460 | 11 | 4128 |  | 349 | 24 | 4193 |  | 240 | 19 | 4169
625 | 24 | 3970 |  | 125 | 16 | 4315 |  | 301 | 19 | 4077 |  | 468 | 11 | 4265 |  | 377 | 24 | 4168 |  | 249 | 19 | 4306
640 | 24 | 3942 |  | 135 | 16 | 4113 |  | 308 | 19 | 4172 |  | 469 | 11 | 4001 |  | 380 | 24 | 4132 |  | 254 | 19 | 3960
692 | 24 | 3882 |  | 148 | 16 | 4329 |  | 317 | 19 | 4266 |  | 470 | 11 | 4050 |  | 386 | 24 | 4114 |  | 299 | 19 | 4027
709 | 24 | 3970 |  | 152 | 16 | 4108 |  | 318 | 19 | 4251 |  | 482 | 11 | 4110 |  | 392 | 24 | 4227 |  | 301 | 19 | 3965
711 | 24 | 3841 |  | 164 | 16 | 4130 |  | 330 | 19 | 4231 |  | 486 | 11 | 4145 |  | 396 | 24 | 4174 |  | 308 | 19 | 4173
721 | 24 | 4090 |  | 197 | 16 | 4447 |  | 331 | 19 | 4223 |  | 487 | 11 | 4163 |  | 413 | 24 | 4297 |  | 317 | 19 | 4240
765 | 24 | 3915 |  | 213 | 16 | 4257 |  | 352 | 19 | 4196 |  | 492 | 11 | 4359 |  | 438 | 24 | 4368 |  | 318 | 19 | 4227
774 | 24 | 3892 |  | 215 | 16 | 4190 |  | 386 | 19 | 4047 |  | 515 | 11 | 4139 |  | 448 | 24 | 4103 |  | 330 | 19 | 4222
784 | 24 | 4190 |  | 225 | 16 | 4273 |  | 440 | 19 | 4425 |  | 517 | 11 | 4090 |  | 458 | 24 | 4012 |  | 331 | 19 | 4212
11 | 25 | 4003 |  | 227 | 16 | 4229 |  | 455 | 19 | 4272 |  | 521 | 11 | 4117 |  | 459 | 24 | 4220 |  | 352 | 19 | 4210
13 | 25 | 4047 |  | 267 | 16 | 4328 |  | 458 | 19 | 4014 |  | 542 | 11 | 4158 |  | 462 | 24 | 4308 |  | 386 | 19 | 4023
27 | 25 | 4084 |  | 270 | 16 | 4280 |  | 462 | 19 | 4286 |  | 579 | 11 | 4084 |  | 470 | 24 | 4112 |  | 392 | 19 | 4188
64 | 25 | 4025 |  | 274 | 16 | 4133 |  | 507 | 19 | 4165 |  | 587 | 11 | 4135 |  | 474 | 24 | 4206 |  | 440 | 19 | 4426
75 | 25 | 3902 |  | 295 | 16 | 4293 |  | 521 | 19 | 4103 |  | 588 | 11 | 4157 |  | 498 | 24 | 4199 |  | 455 | 19 | 4178
117 | 25 | 3938 |  | 312 | 16 | 4178 |  | 537 | 19 | 4171 |  | 625 | 11 | 4152 |  | 503 | 24 | 4132 |  | 458 | 19 | 4025
148 | 25 | 4083 |  | 314 | 16 | 4112 |  | 562 | 19 | 4114 |  | 661 | 11 | 4191 |  | 515 | 24 | 4179 |  | 459 | 19 | 4224
170 | 25 | 4007 |  | 318 | 16 | 4263 |  | 584 | 19 | 4292 |  | 664 | 11 | 4215 |  | 564 | 24 | 4235 |  | 462 | 19 | 4273
182 | 25 | 4127 |  | 324 | 16 | 4329 |  | 620 | 19 | 4049 |  | 678 | 11 | 4258 |  | 569 | 24 | 4037 |  | 521 | 19 | 4108
222 | 25 | 4017 |  | 329 | 16 | 4261 |  | 722 | 19 | 4156 |  | 686 | 11 | 4259 |  | 581 | 24 | 4381 |  | 562 | 19 | 4135
230 | 25 | 3917 |  | 330 | 16 | 4276 |  | 5 | 20 | 4063 |  | 693 | 11 | 4145 |  | 598 | 24 | 4352 |  | 584 | 19 | 4260
294 | 25 | 4131 |  | 345 | 16 | 4163 |  | 27 | 20 | 4263 |  | 703 | 11 | 4162 |  | 602 | 24 | 4222 |  | 620 | 19 | 3945
318 | 25 | 4068 |  | 368 | 16 | 4147 |  | 42 | 20 | 4034 |  | 708 | 11 | 4067 |  | 606 | 24 | 4114 |  | 722 | 19 | 4151
330 | 25 | 3994 |  | 371 | 16 | 4300 |  | 52 | 20 | 4200 |  | 720 | 11 | 4276 |  | 625 | 24 | 4151 |  | 5 | 20 | 4035
331 | 25 | 3985 |  | 372 | 16 | 4219 |  | 115 | 20 | 4160 |  | 723 | 11 | 4068 |  | 640 | 24 | 4120 |  | 27 | 20 | 4246
349 | 25 | 3946 |  | 391 | 16 | 4142 |  | 125 | 20 | 4305 |  | 734 | 11 | 4103 |  | 657 | 24 | 4351 |  | 42 | 20 | 4034
370 | 25 | 3975 |  | 407 | 16 | 4216 |  | 148 | 20 | 4320 |  | 768 | 11 | 4121 |  | 669 | 24 | 4215 |  | 52 | 20 | 4183
386 | 25 | 3935 |  | 413 | 16 | 4323 |  | 152 | 20 | 4055 |  | 783 | 11 | 4106 |  | 692 | 24 | 4070 |  | 115 | 20 | 4142
392 | 25 | 3990 |  | 438 | 16 | 4381 |  | 194 | 20 | 4126 |  | 792 | 11 | 4054 |  | 694 | 24 | 4053 |  | 125 | 20 | 4274
396 | 25 | 3972 |  | 448 | 16 | 4141 |  | 221 | 20 | 4249 |  | 799 | 11 | 4181 |  | 705 | 24 | 4396 |  | 152 | 20 | 4089
402 | 25 | 3925 |  | 450 | 16 | 4187 |  | 236 | 20 | 4156 |  | 8 | 12 | 4189 |  | 708 | 24 | 4093 |  | 175 | 20 | 4145
403 | 25 | 3916 |  | 453 | 16 | 4297 |  | 241 | 20 | 4101 |  | 13 | 12 | 4263 |  | 721 | 24 | 4210 |  | 194 | 20 | 4160
413 | 25 | 4012 |  | 462 | 16 | 4341 |  | 249 | 20 | 4311 |  | 34 | 12 | 4088 |  | 746 | 24 | 4190 |  | 215 | 20 | 4136
436 | 25 | 3902 |  | 468 | 16 | 4335 |  | 273 | 20 | 4313 |  | 51 | 12 | 4160 |  | 765 | 24 | 4113 |  | 233 | 20 | 4282
448 | 25 | 3878 |  | 487 | 16 | 4238 |  | 287 | 20 | 4245 |  | 61 | 12 | 4120 |  | 774 | 24 | 4088 |  | 236 | 20 | 4166
459 | 25 | 4002 |  | 497 | 16 | 4306 |  | 319 | 20 | 4027 |  | 122 | 12 | 4117 |  | 792 | 24 | 4209 |  | 237 | 20 | 4222
462 | 25 | 4070 |  | 507 | 16 | 4166 |  | 321 | 20 | 4226 |  | 159 | 12 | 4279 |  | 64 | 25 | 4236 |  | 241 | 20 | 4027
469 | 25 | 3897 |  | 550 | 16 | 4314 |  | 326 | 20 | 4072 |  | 214 | 12 | 4150 |  | 75 | 25 | 4119 |  | 273 | 20 | 4301
470 | 25 | 3902 |  | 553 | 16 | 4252 |  | 329 | 20 | 4253 |  | 230 | 12 | 4089 |  | 117 | 25 | 4130 |  | 287 | 20 | 4142
474 | 25 | 3989 |  | 554 | 16 | 4266 |  | 338 | 20 | 4306 |  | 270 | 12 | 4192 |  | 138 | 25 | 4194 |  | 319 | 20 | 4009
482 | 25 | 3978 |  | 583 | 16 | 4151 |  | 361 | 20 | 4370 |  | 288 | 12 | 4137 |  | 148 | 25 | 4282 |  | 321 | 20 | 4218
487 | 25 | 3978 |  | 584 | 16 | 4329 |  | 366 | 20 | 4059 |  | 292 | 12 | 4077 |  | 175 | 25 | 4232 |  | 326 | 20 | 4093
495 | 25 | 4030 |  | 611 | 16 | 4039 |  | 367 | 20 | 4095 |  | 294 | 12 | 4161 |  | 182 | 25 | 4251 |  | 329 | 20 | 4219
496 | 25 | 4228 |  | 658 | 16 | 4268 |  | 392 | 20 | 4214 |  | 317 | 12 | 4186 |  | 215 | 25 | 4117 |  | 338 | 20 | 4286
498 | 25 | 3962 |  | 664 | 16 | 4285 |  | 393 | 20 | 4078 |  | 329 | 12 | 4231 |  | 221 | 25 | 4204 |  | 361 | 20 | 4346
537 | 25 | 4007 |  | 669 | 16 | 4230 |  | 441 | 20 | 4150 |  | 330 | 12 | 4201 |  | 228 | 25 | 4351 |  | 366 | 20 | 3968
554 | 25 | 4038 |  | 694 | 16 | 4105 |  | 459 | 20 | 4198 |  | 344 | 12 | 4156 |  | 249 | 25 | 4313 |  | 367 | 20 | 3988
581 | 25 | 4128 |  | 705 | 16 | 4422 |  | 486 | 20 | 4107 |  | 349 | 12 | 4158 |  | 267 | 25 | 4281 |  | 393 | 20 | 4081
602 | 25 | 4028 |  | 720 | 16 | 4349 |  | 503 | 20 | 4135 |  | 371 | 12 | 4254 |  | 294 | 25 | 4214 |  | 441 | 20 | 4122
607 | 25 | 4104 |  | 722 | 16 | 4216 |  | 583 | 20 | 4049 |  | 377 | 12 | 4137 |  | 318 | 25 | 4257 |  | 486 | 20 | 4107
611 | 25 | 3807 |  | 735 | 16 | 4388 |  | 587 | 20 | 4112 |  | 391 | 12 | 4096 |  | 321 | 25 | 4210 |  | 503 | 20 | 4062
636 | 25 | 3968 |  | 765 | 16 | 4175 |  | 649 | 20 | 4210 |  | 413 | 12 | 4188 |  | 324 | 25 | 4248 |  | 507 | 20 | 4109
638 | 25 | 3909 |  | 4 | 17 | 4124 |  | 687 | 20 | 4205 |  | 430 | 12 | 4175 |  | 330 | 25 | 4203 |  | 537 | 20 | 4122
649 | 25 | 3955 |  | 23 | 17 | 4196 |  | 694 | 20 | 4064 |  | 438 | 12 | 4304 |  | 331 | 25 | 4218 |  | 583 | 20 | 4050
657 | 25 | 4148 |  | 41 | 17 | 4122 |  | 780 | 20 | 4268 |  | 450 | 12 | 4166 |  | 368 | 25 | 4130 |  | 587 | 20 | 3955
658 | 25 | 4054 |  | 47 | 17 | 4142 |  | 799 | 20 | 4252 |  | 453 | 12 | 4227 |  | 370 | 25 | 4164 |  | 649 | 20 | 4181
664 | 25 | 4089 |  | 51 | 17 | 4246 |  | 13 | 21 | 4290 |  | 494 | 12 | 4254 |  | 371 | 25 | 4252 |  | 674 | 20 | 4303
669 | 25 | 3940 |  | 107 | 17 | 4309 |  | 17 | 21 | 4329 |  | 497 | 12 | 4236 |  | 402 | 25 | 4147 |  | 687 | 20 | 4108
694 | 25 | 3730 |  | 138 | 17 | 4225 |  | 23 | 21 | 4125 |  | 552 | 12 | 4126 |  | 403 | 25 | 4102 |  | 694 | 20 | 4048
705 | 25 | 4167 |  | 144 | 17 | 4199 |  | 44 | 21 | 4223 |  | 554 | 12 | 4219 |  | 407 | 25 | 4171 |  | 780 | 20 | 4262
708 | 25 | 3897 |  | 149 | 17 | 4241 |  | 100 | 21 | 4139 |  | 583 | 12 | 4088 |  | 436 | 25 | 4083 |  | 799 | 20 | 4184
722 | 25 | 4022 |  | 158 | 17 | 4272 |  | 168 | 21 | 4100 |  | 638 | 12 | 4105 |  | 455 | 25 | 4217 |  | 13 | 21 | 4207
734 | 25 | 3949 |  | 175 | 17 | 4265 |  | 175 | 21 | 4234 |  | 669 | 12 | 4073 |  | 469 | 25 | 4126 |  | 17 | 21 | 4322
735 | 25 | 4167 |  | 182 | 17 | 4269 |  | 206 | 21 | 4256 |  | 683 | 12 | 4285 |  | 477 | 25 | 4359 |  | 23 | 21 | 4061
746 | 25 | 3997 |  | 200 | 17 | 4280 |  | 215 | 21 | 4148 |  | 705 | 12 | 4376 |  | 482 | 25 | 4161 |  | 44 | 21 | 4186
763 | 25 | 3891 |  | 228 | 17 | 4372 |  | 230 | 21 | 4138 |  | 722 | 12 | 4167 |  | 487 | 25 | 4192 |  | 100 | 21 | 4150
792 | 25 | 3800 |  | 311 | 17 | 4144 |  | 233 | 21 | 4295 |  | 765 | 12 | 4124 |  | 495 | 25 | 4232 |  | 168 | 21 | 3964
14 | 26 | 3940 |  | 344 | 17 | 4215 |  | 234 | 21 | 4248 |  | 784 | 12 | 4264 |  | 496 | 25 | 4306 |  | 206 | 21 | 4191
23 | 26 | 3949 |  | 352 | 17 | 4249 |  | 237 | 21 | 4239 |  | 11 | 13 | 4220 |  | 537 | 25 | 4155 |  | 230 | 21 | 4123
32 | 26 | 3939 |  | 377 | 17 | 4219 |  | 274 | 21 | 4088 |  | 23 | 13 | 4093 |  | 554 | 25 | 4229 |  | 234 | 21 | 4239
44 | 26 | 4005 |  | 403 | 17 | 4138 |  | 311 | 21 | 4119 |  | 44 | 13 | 4201 |  | 588 | 25 | 4203 |  | 242 | 21 | 4347
47 | 26 | 3889 |  | 447 | 17 | 4273 |  | 372 | 21 | 4168 |  | 54 | 13 | 4079 |  | 607 | 25 | 4299 |  | 274 | 21 | 4106
104 | 26 | 4145 |  | 494 | 17 | 4334 |  | 377 | 21 | 4157 |  | 125 | 13 | 4257 |  | 611 | 25 | 4019 |  | 311 | 21 | 4098
125 | 26 | 4043 |  | 495 | 17 | 4268 |  | 413 | 21 | 4300 |  | 138 | 13 | 4127 |  | 624 | 25 | 4174 |  | 324 | 21 | 4269
138 | 26 | 3978 |  | 502 | 17 | 4227 |  | 439 | 21 | 4089 |  | 148 | 13 | 4290 |  | 634 | 25 | 4220 |  | 372 | 21 | 4160
144 | 26 | 4030 |  | 542 | 17 | 4227 |  | 445 | 21 | 3975 |  | 170 | 13 | 4226 |  | 636 | 25 | 4157 |  | 377 | 21 | 4147
164 | 26 | 3857 |  | 567 | 17 | 4265 |  | 461 | 21 | 4335 |  | 200 | 13 | 4225 |  | 638 | 25 | 4165 |  | 439 | 21 | 4092
175 | 26 | 4040 |  | 581 | 17 | 4393 |  | 525 | 21 | 4254 |  | 203 | 13 | 4178 |  | 649 | 25 | 4213 |  | 445 | 21 | 3980
215 | 26 | 3915 |  | 588 | 17 | 4225 |  | 550 | 21 | 4302 |  | 227 | 13 | 4181 |  | 650 | 25 | 4324 |  | 461 | 21 | 4332
221 | 26 | 3998 |  | 607 | 17 | 4304 |  | 567 | 21 | 4210 |  | 228 | 13 | 4297 |  | 658 | 25 | 4240 |  | 519 | 21 | 4337
228 | 26 | 4172 |  | 624 | 17 | 4200 |  | 571 | 21 | 4329 |  | 253 | 13 | 4155 |  | 664 | 25 | 4273 |  | 525 | 21 | 4160
234 | 26 | 4000 |  | 649 | 17 | 4237 |  | 576 | 21 | 4234 |  | 267 | 13 | 4286 |  | 674 | 25 | 4332 |  | 550 | 21 | 4211
249 | 26 | 4109 |  | 659 | 17 | 4276 |  | 600 | 21 | 4027 |  | 291 | 13 | 4161 |  | 722 | 25 | 4200 |  | 567 | 21 | 4188
253 | 26 | 4020 |  | 673 | 17 | 4235 |  | 634 | 21 | 4196 |  | 352 | 13 | 4162 |  | 734 | 25 | 4133 |  | 571 | 21 | 4298
267 | 26 | 4075 |  | 683 | 17 | 4360 |  | 674 | 21 | 4314 |  | 407 | 13 | 4167 |  | 735 | 25 | 4368 |  | 576 | 21 | 4154
291 | 26 | 4043 |  | 693 | 17 | 4202 |  | 713 | 21 | 4407 |  | 459 | 13 | 4214 |  | 756 | 25 | 4296 |  | 581 | 21 | 4324
302 | 26 | 4199 |  | 746 | 17 | 4217 |  | 718 | 21 | 4352 |  | 467 | 13 | 4163 |  | 763 | 25 | 4103 |  | 600 | 21 | 3934
321 | 26 | 3990 |  | 786 | 17 | 4231 |  | 731 | 21 | 4253 |  | 495 | 13 | 4244 |  | 14 | 26 | 4121 |  | 627 | 21 | 4321
324 | 26 | 4041 |  | 792 | 17 | 4265 |  | 746 | 21 | 4203 |  | 498 | 13 | 4105 |  | 23 | 26 | 4141 |  | 634 | 21 | 4136
329 | 26 | 4065 |  | 11 | 18 | 4284 |  | 778 | 21 | 4545 |  | 550 | 13 | 4279 |  | 32 | 26 | 4163 |  | 661 | 21 | 4190
345 | 26 | 3902 |  | 33 | 18 | 4239 |  | 782 | 21 | 4207 |  | 581 | 13 | 4322 |  | 44 | 26 | 4211 |  | 686 | 21 | 4247
356 | 26 | 3960 |  | 52 | 18 | 4217 |  | 787 | 21 | 3972 |  | 607 | 13 | 4234 |  | 47 | 26 | 4108 |  | 713 | 21 | 4381
368 | 26 | 3950 |  | 76 | 18 | 4123 |  | 11 | 22 | 4221 |  | 624 | 13 | 4015 |  | 60 | 26 | 4344 |  | 718 | 21 | 4335
371 | 26 | 4054 |  | 170 | 18 | 4295 |  | 91 | 22 | 4115 |  | 634 | 13 | 4164 |  | 104 | 26 | 4328 |  | 731 | 21 | 4215
391 | 26 | 3929 |  | 184 | 18 | 4164 |  | 162 | 22 | 4115 |  | 658 | 13 | 4245 |  | 125 | 26 | 4269 |  | 746 | 21 | 4107
407 | 26 | 3952 |  | 221 | 18 | 4258 |  | 180 | 22 | 3954 |  | 673 | 13 | 4177 |  | 144 | 26 | 4192 |  | 782 | 21 | 4091
409 | 26 | 4065 |  | 222 | 18 | 4285 |  | 242 | 22 | 4354 |  | 674 | 13 | 4278 |  | 164 | 26 | 4087 |  | 787 | 21 | 3986
450 | 26 | 4012 |  | 288 | 18 | 4208 |  | 269 | 22 | 4237 |  | 687 | 13 | 4195 |  | 184 | 26 | 4136 |  | 11 | 22 | 4214
455 | 26 | 4037 |  | 321 | 18 | 4266 |  | 294 | 22 | 4219 |  | 709 | 13 | 4172 |  | 227 | 26 | 4193 |  | 60 | 22 | 4341
467 | 26 | 3961 |  | 349 | 18 | 4232 |  | 324 | 22 | 4243 |  | 713 | 13 | 4422 |  | 234 | 26 | 4252 |  | 91 | 22 | 4136
477 | 26 | 4291 |  | 410 | 18 | 4299 |  | 344 | 22 | 4161 |  | 721 | 13 | 4158 |  | 253 | 26 | 4203 |  | 101 | 22 | 4436
486 | 26 | 3927 |  | 451 | 18 | 4355 |  | 357 | 22 | 4143 |  | 735 | 13 | 4280 |  | 291 | 26 | 4207 |  | 149 | 22 | 4195
545 | 26 | 3994 |  | 461 | 18 | 4373 |  | 408 | 22 | 4366 |  | 746 | 13 | 4170 |  | 302 | 26 | 4282 |  | 162 | 22 | 3976
550 | 26 | 4071 |  | 467 | 18 | 4222 |  | 428 | 22 | 4096 |  | 756 | 13 | 4239 |  | 329 | 26 | 4243 |  | 180 | 22 | 3964
579 | 26 | 3924 |  | 498 | 18 | 4222 |  | 430 | 22 | 4195 |  | 786 | 13 | 4164 |  | 345 | 26 | 4128 |  | 269 | 22 | 4146
584 | 26 | 4122 |  | 533 | 18 | 4243 |  | 451 | 22 | 4251 |  | 798 | 13 | 4093 |  | 356 | 26 | 4162 |  | 294 | 22 | 4207
588 | 26 | 3988 |  | 537 | 18 | 4163 |  | 491 | 22 | 4409 |  | 38 | 14 | 4345 |  | 391 | 26 | 4116 |  | 344 | 22 | 4132
624 | 26 | 3689 |  | 544 | 18 | 4271 |  | 519 | 22 | 4352 |  | 52 | 14 | 4160 |  | 409 | 26 | 4206 |  | 357 | 22 | 4124
634 | 26 | 4054 |  | 555 | 18 | 4141 |  | 532 | 22 | 4303 |  | 99 | 14 | 4157 |  | 450 | 26 | 4176 |  | 408 | 22 | 4354
650 | 26 | 4164 |  | 571 | 18 | 4331 |  | 542 | 22 | 4164 |  | 104 | 14 | 4315 |  | 467 | 26 | 4212 |  | 413 | 22 | 4150
659 | 26 | 3996 |  | 622 | 18 | 4310 |  | 551 | 22 | 4062 |  | 107 | 14 | 4238 |  | 486 | 26 | 4164 |  | 428 | 22 | 3951
673 | 26 | 4015 |  | 634 | 18 | 4226 |  | 581 | 22 | 4382 |  | 147 | 14 | 4250 |  | 545 | 26 | 4251 |  | 430 | 22 | 4162
674 | 26 | 4170 |  | 657 | 18 | 4364 |  | 627 | 22 | 4324 |  | 149 | 14 | 4181 |  | 550 | 26 | 4296 |  | 451 | 22 | 4221
680 | 26 | 4062 |  | 708 | 18 | 4138 |  | 661 | 22 | 4189 |  | 152 | 14 | 4077 |  | 579 | 26 | 4186 |  | 491 | 22 | 4347
683 | 26 | 4136 |  | 709 | 18 | 4251 |  | 664 | 22 | 4251 |  | 158 | 14 | 4221 |  | 584 | 26 | 4309 |  | 517 | 22 | 4058
687 | 26 | 4004 |  | 736 | 18 | 4112 |  | 686 | 22 | 4239 |  | 161 | 14 | 4176 |  | 659 | 26 | 4197 |  | 532 | 22 | 4189
713 | 26 | 4216 |  | 756 | 18 | 4317 |  | 711 | 22 | 4005 |  | 175 | 14 | 4131 |  | 673 | 26 | 4183 |  | 542 | 22 | 4157
723 | 26 | 3964 |  | 775 | 18 | 4184 |  | 757 | 22 | 4002 |  | 197 | 14 | 4238 |  | 680 | 26 | 4261 |  | 551 | 22 | 4045
736 | 26 | 3871 |  | 788 | 18 | 4192 |  | 14 | 23 | 4105 |  | 198 | 14 | 4229 |  | 683 | 26 | 4336 |  | 664 | 22 | 4218
756 | 26 | 4168 |  | 8 | 19 | 4256 |  | 51 | 23 | 4132 |  | 213 | 14 | 4182 |  | 687 | 26 | 4193 |  | 711 | 22 | 4032
778 | 26 | 4459 |  | 32 | 19 | 4234 |  | 60 | 23 | 4360 |  | 220 | 14 | 4265 |  | 702 | 26 | 4309 |  | 757 | 22 | 3982
8 | 27 | 4101 |  | 34 | 19 | 4161 |  | 135 | 23 | 4041 |  | 222 | 14 | 4229 |  | 713 | 26 | 4409 |  | 778 | 22 | 4511
34 | 27 | 3885 |  | 38 | 19 | 4358 |  | 149 | 23 | 4178 |  | 233 | 14 | 4213 |  | 723 | 26 | 4175 |  | 14 | 23 | 4121
38 | 27 | 4220 |  | 99 | 19 | 4199 |  | 158 | 23 | 4237 |  | 247 | 14 | 4234 |  | 736 | 26 | 4086 |  | 37 | 23 | 4415
60 | 27 | 4160 |  | 122 | 19 | 4186 |  | 184 | 23 | 4133 |  | 249 | 14 | 4269 |  | 768 | 26 | 4173 |  | 51 | 23 | 4152
107 | 27 | 4073 |  | 198 | 19 | 4306 |  | 246 | 23 | 4063 |  | 300 | 14 | 4156 |  | 778 | 26 | 4509 |  | 135 | 23 | 4045
122 | 27 | 3938 |  | 203 | 19 | 4247 |  | 295 | 23 | 4204 |  | 302 | 14 | 4240 |  | 798 | 26 | 4081 |  | 158 | 23 | 4229
140 | 27 | 4111 |  | 220 | 19 | 4334 |  | 362 | 23 | 4033 |  | 321 | 14 | 4188 |  | 8 | 27 | 4244 |  | 184 | 23 | 4124
184 | 27 | 3941 |  | 230 | 19 | 4181 |  | 375 | 23 | 4200 |  | 324 | 14 | 4245 |  | 17 | 27 | 4318 |  | 239 | 23 | 4423
192 | 27 | 4061 |  | 233 | 19 | 4314 |  | 399 | 23 | 4173 |  | 361 | 14 | 4284 |  | 34 | 27 | 4096 |  | 246 | 23 | 3923
197 | 27 | 3991 |  | 249 | 19 | 4347 |  | 470 | 23 | 4065 |  | 368 | 14 | 3995 |  | 38 | 27 | 4348 |  | 295 | 23 | 4213
200 | 27 | 4042 |  | 268 | 19 | 4337 |  | 481 | 23 | 4237 |  | 410 | 14 | 4203 |  | 52 | 27 | 4159 |  | 362 | 23 | 4013
203 | 27 | 4068 |  | 291 | 19 | 4229 |  | 497 | 23 | 4216 |  | 462 | 14 | 4269 |  | 101 | 27 | 4454 |  | 375 | 23 | 4054
213 | 27 | 4020 |  | 300 | 19 | 4217 |  | 517 | 23 | 4123 |  | 481 | 14 | 4212 |  | 107 | 27 | 4282 |  | 399 | 23 | 4175
220 | 27 | 4140 |  | 327 | 19 | 4231 |  | 527 | 23 | 4236 |  | 496 | 14 | 4247 |  | 122 | 27 | 4161 |  | 470 | 23 | 4058
227 | 27 | 3970 |  | 361 | 19 | 4371 |  | 545 | 23 | 4167 |  | 502 | 14 | 4198 |  | 140 | 27 | 4303 |  | 481 | 23 | 4214
233 | 27 | 4071 |  | 409 | 19 | 4226 |  | 555 | 23 | 4029 |  | 527 | 14 | 4207 |  | 147 | 27 | 4310 |  | 497 | 23 | 4227
268 | 27 | 4086 |  | 430 | 19 | 4259 |  | 569 | 23 | 3903 |  | 532 | 14 | 4253 |  | 149 | 27 | 4178 |  | 527 | 23 | 4214
292 | 27 | 3895 |  | 455 | 19 | 4268 |  | 606 | 23 | 3899 |  | 545 | 14 | 4116 |  | 158 | 27 | 4240 |  | 545 | 23 | 4101
317 | 27 | 4137 |  | 470 | 19 | 4116 |  | 607 | 23 | 4232 |  | 567 | 14 | 4192 |  | 192 | 27 | 4226 |  | 555 | 23 | 4040
481 | 27 | 4042 |  | 527 | 19 | 4285 |  | 625 | 23 | 4148 |  | 580 | 14 | 3897 |  | 200 | 27 | 4238 |  | 569 | 23 | 3897
511 | 27 | 4142 |  | 576 | 19 | 4218 |  | 705 | 23 | 4352 |  | 584 | 14 | 4190 |  | 203 | 27 | 4247 |  | 606 | 23 | 3917
567 | 27 | 4002 |  | 631 | 19 | 4387 |  | 708 | 23 | 4086 |  | 601 | 14 | 4114 |  | 213 | 27 | 4215 |  | 607 | 23 | 4234
631 | 27 | 4178 |  | 650 | 19 | 4345 |  | 709 | 23 | 4140 |  | 657 | 14 | 4293 |  | 220 | 27 | 4332 |  | 625 | 23 | 4099
693 | 27 | 3955 |  | 654 | 19 | 4329 |  | 720 | 23 | 4245 |  | 659 | 14 | 4199 |  | 233 | 27 | 4259 |  | 705 | 23 | 4313
702 | 27 | 4154 |  | 674 | 19 | 4348 |  | 736 | 23 | 4066 |  | 706 | 14 | 4147 |  | 238 | 27 | 4362 |  | 708 | 23 | 4073
768 | 27 | 4000 |  | 680 | 19 | 4331 |  | 745 | 23 | 4206 |  | 742 | 14 | 4139 |  | 239 | 27 | 4463 |  | 709 | 23 | 4133
786 | 27 | 4024 |  | 721 | 19 | 4224 |  | 783 | 23 | 4083 |  | 775 | 14 | 4159 |  | 242 | 27 | 4364 |  | 720 | 23 | 4255
798 | 27 | 3906 |  | 17 | 20 | 4363 |  | 37 | 24 | 4440 |  | 32 | 15 | 4142 |  | 268 | 27 | 4301 |  | 736 | 23 | 4051
17 | 28 | 4087 |  | 54 | 20 | 4143 |  | 101 | 24 | 4454 |  | 140 | 15 | 4243 |  | 292 | 27 | 4080 |  | 745 | 23 | 4100
52 | 28 | 3950 |  | 60 | 20 | 4405 |  | 104 | 24 | 4310 |  | 192 | 15 | 4208 |  | 317 | 27 | 4231 |  | 783 | 23 | 3994
99 | 28 | 3969 |  | 147 | 20 | 4325 |  | 140 | 24 | 4310 |  | 221 | 15 | 4205 |  | 481 | 27 | 4262 |  | 104 | 24 | 4316
101 | 28 | 4373 |  | 239 | 20 | 4485 |  | 239 | 24 | 4432 |  | 234 | 15 | 4197 |  | 511 | 27 | 4307 |  | 140 | 24 | 4295
147 | 28 | 4154 |  | 247 | 20 | 4305 |  | 267 | 24 | 4256 |  | 239 | 15 | 4423 |  | 519 | 27 | 4321 |  | 142 | 24 | 4313
149 | 28 | 3982 |  | 277 | 20 | 4318 |  | 312 | 24 | 4095 |  | 268 | 15 | 4261 |  | 527 | 27 | 4250 |  | 267 | 24 | 4274
158 | 28 | 4007 |  | 292 | 20 | 4123 |  | 396 | 24 | 4149 |  | 338 | 15 | 4219 |  | 532 | 27 | 4266 |  | 312 | 24 | 4099
237 | 28 | 4008 |  | 294 | 20 | 4241 |  | 496 | 24 | 4279 |  | 356 | 15 | 4113 |  | 533 | 27 | 4185 |  | 396 | 24 | 4107
238 | 28 | 4209 |  | 302 | 20 | 4310 |  | 498 | 24 | 4093 |  | 447 | 15 | 4134 |  | 544 | 27 | 4226 |  | 496 | 24 | 4245
239 | 28 | 4295 |  | 338 | 20 | 4289 |  | 515 | 24 | 4152 |  | 455 | 15 | 4197 |  | 567 | 27 | 4197 |  | 515 | 24 | 4009
242 | 28 | 4177 |  | 481 | 20 | 4282 |  | 638 | 24 | 4090 |  | 511 | 15 | 4282 |  | 622 | 27 | 4305 |  | 638 | 24 | 4080
247 | 28 | 4132 |  | 496 | 20 | 4317 |  | 657 | 24 | 4294 |  | 533 | 15 | 4176 |  | 631 | 27 | 4377 |  | 657 | 24 | 4291
410 | 28 | 4100 |  | 532 | 20 | 4293 |  | 721 | 24 | 4158 |  | 544 | 15 | 4208 |  | 693 | 27 | 4184 |  | 721 | 24 | 4142
447 | 28 | 4054 |  | 601 | 20 | 4240 |  | 723 | 24 | 4141 |  | 571 | 15 | 4268 |  | 786 | 27 | 4209 |  | 723 | 24 | 4032
461 | 28 | 4193 |  | 702 | 20 | 4309 |  | 741 | 24 | 4332 |  | 576 | 15 | 4201 |  | 54 | 28 | 4100 |  | 741 | 24 | 4318
502 | 28 | 3987 |  | 734 | 20 | 4146 |  | 8 | 25 | 4241 |  | 613 | 15 | 4176 |  | 99 | 28 | 4161 |  | 8 | 25 | 4212
519 | 28 | 4145 |  | 768 | 20 | 4190 |  | 32 | 25 | 4123 |  | 622 | 15 | 4277 |  | 161 | 28 | 4210 |  | 32 | 25 | 4141
527 | 28 | 4026 |  | 785 | 20 | 4363 |  | 117 | 25 | 4104 |  | 631 | 15 | 4315 |  | 197 | 28 | 4389 |  | 117 | 25 | 3991
532 | 28 | 4104 |  | 798 | 20 | 4120 |  | 142 | 25 | 4313 |  | 650 | 15 | 4273 |  | 237 | 28 | 4223 |  | 144 | 25 | 4137
533 | 28 | 3982 |  | 183 | 21 | 4303 |  | 144 | 25 | 4153 |  | 651 | 15 | 4113 |  | 247 | 28 | 4298 |  | 146 | 25 | 4111
544 | 28 | 4029 |  | 192 | 21 | 4277 |  | 146 | 25 | 4224 |  | 702 | 15 | 4240 |  | 277 | 28 | 4285 |  | 192 | 25 | 4205
576 | 28 | 4002 |  | 234 | 21 | 4267 |  | 192 | 25 | 4252 |  | 788 | 15 | 4041 |  | 410 | 28 | 4275 |  | 220 | 25 | 4268
613 | 28 | 4143 |  | 238 | 21 | 4374 |  | 220 | 25 | 4300 |  | 17 | 16 | 4287 |  | 447 | 28 | 4238 |  | 228 | 25 | 4291
622 | 28 | 4154 |  | 273 | 21 | 4303 |  | 228 | 25 | 4301 |  | 60 | 16 | 4319 |  | 461 | 28 | 4372 |  | 247 | 25 | 4239
648 | 28 | 4117 |  | 493 | 21 | 4314 |  | 247 | 25 | 4247 |  | 136 | 16 | 4214 |  | 502 | 28 | 4199 |  | 253 | 25 | 4117
651 | 28 | 3960 |  | 511 | 21 | 4324 |  | 253 | 25 | 4158 |  | 237 | 16 | 4182 |  | 522 | 28 | 4212 |  | 277 | 25 | 4239
706 | 28 | 3968 |  | 525 | 21 | 4238 |  | 292 | 25 | 4077 |  | 238 | 16 | 4304 |  | 540 | 28 | 4349 |  | 292 | 25 | 4090
742 | 28 | 3990 |  | 648 | 21 | 4255 |  | 356 | 25 | 4164 |  | 461 | 16 | 4324 |  | 571 | 28 | 4280 |  | 356 | 25 | 4104
775 | 28 | 3978 |  | 706 | 21 | 4215 |  | 410 | 25 | 4271 |  | 519 | 16 | 4271 |  | 576 | 28 | 4190 |  | 410 | 25 | 4173
788 | 28 | 3928 |  | 778 | 21 | 4587 |  | 447 | 25 | 4189 |  | 522 | 16 | 4160 |  | 592 | 28 | 4316 |  | 447 | 25 | 4154
54 | 29 | 3890 |  | 68 | 22 | 4336 |  | 467 | 25 | 4160 |  | 525 | 16 | 4208 |  | 613 | 28 | 4224 |  | 467 | 25 | 4164
136 | 29 | 4091 |  | 136 | 22 | 4279 |  | 477 | 25 | 4335 |  | 541 | 16 | 4288 |  | 627 | 28 | 4332 |  | 477 | 25 | 4333
161 | 29 | 4032 |  | 140 | 22 | 4314 |  | 487 | 25 | 4129 |  | 618 | 16 | 4174 |  | 648 | 28 | 4246 |  | 487 | 25 | 4134
183 | 29 | 4095 |  | 161 | 22 | 4251 |  | 611 | 25 | 3952 |  | 648 | 16 | 4222 |  | 651 | 28 | 4173 |  | 498 | 25 | 4004
273 | 29 | 4132 |  | 187 | 22 | 4408 |  | 624 | 25 | 3915 |  | 680 | 16 | 4264 |  | 706 | 28 | 4204 |  | 611 | 25 | 3862
277 | 29 | 4102 |  | 190 | 22 | 4304 |  | 658 | 25 | 4211 |  | 778 | 16 | 4490 |  | 742 | 28 | 4194 |  | 624 | 25 | 3945
327 | 29 | 4032 |  | 237 | 22 | 4259 |  | 673 | 25 | 4157 |  | 101 | 17 | 4409 |  | 775 | 28 | 4159 |  | 650 | 25 | 4263
432 | 29 | 4072 |  | 242 | 22 | 4397 |  | 680 | 25 | 4260 |  | 183 | 17 | 4231 |  | 788 | 28 | 4184 |  | 658 | 25 | 4029
491 | 29 | 4165 |  | 317 | 22 | 4253 |  | 34 | 26 | 4058 |  | 242 | 17 | 4313 |  | 136 | 29 | 4278 |  | 673 | 25 | 4113
522 | 29 | 4023 |  | 356 | 22 | 4171 |  | 136 | 26 | 4242 |  | 273 | 17 | 4234 |  | 142 | 29 | 4303 |  | 680 | 25 | 4200
525 | 29 | 4022 |  | 432 | 22 | 4298 |  | 268 | 26 | 4241 |  | 327 | 17 | 4223 |  | 183 | 29 | 4295 |  | 34 | 26 | 4071
540 | 29 | 4160 |  | 440 | 22 | 4488 |  | 277 | 26 | 4237 |  | 432 | 17 | 4254 |  | 190 | 29 | 4266 |  | 136 | 26 | 4222
541 | 29 | 4113 |  | 477 | 22 | 4425 |  | 345 | 26 | 4055 |  | 477 | 17 | 4339 |  | 273 | 29 | 4295 |  | 268 | 26 | 4255
571 | 29 | 4072 |  | 522 | 22 | 4244 |  | 409 | 26 | 4153 |  | 483 | 17 | 4185 |  | 327 | 29 | 4223 |  | 345 | 26 | 4057
592 | 29 | 4233 |  | 540 | 22 | 4377 |  | 450 | 26 | 4153 |  | 491 | 17 | 4341 |  | 408 | 29 | 4355 |  | 409 | 26 | 4139
601 | 29 | 3995 |  | 541 | 22 | 4370 |  | 466 | 26 | 4389 |  | 493 | 17 | 4263 |  | 432 | 29 | 4276 |  | 450 | 26 | 4109
618 | 29 | 4015 |  | 618 | 22 | 4215 |  | 502 | 26 | 4164 |  | 540 | 17 | 4327 |  | 466 | 29 | 4402 |  | 466 | 26 | 4364
627 | 29 | 4123 |  | 627 | 22 | 4352 |  | 511 | 26 | 4304 |  | 592 | 17 | 4270 |  | 483 | 29 | 4232 |  | 502 | 26 | 4102
654 | 29 | 4042 |  | 58 | 23 | 4380 |  | 524 | 26 | 4497 |  | 627 | 17 | 4278 |  | 491 | 29 | 4337 |  | 511 | 26 | 4125
731 | 29 | 4200 |  | 466 | 23 | 4413 |  | 648 | 26 | 4254 |  | 644 | 17 | 4215 |  | 493 | 29 | 4299 |  | 648 | 26 | 4204
741 | 29 | 4210 |  | 483 | 23 | 4258 |  | 650 | 26 | 4261 |  | 654 | 17 | 4255 |  | 525 | 29 | 4209 |  | 702 | 26 | 4238
785 | 29 | 4233 |  | 644 | 23 | 4280 |  | 203 | 27 | 4180 |  | 685 | 17 | 4420 |  | 541 | 29 | 4327 |  | 58 | 27 | 4309
68 | 30 | 4104 |  | 651 | 23 | 4182 |  | 483 | 27 | 4233 |  | 731 | 17 | 4240 |  | 601 | 29 | 4223 |  | 203 | 27 | 4177
142 | 30 | 4106 |  | 685 | 23 | 4495 |  | 685 | 27 | 4465 |  | 741 | 17 | 4254 |  | 618 | 29 | 4177 |  | 483 | 27 | 4189
146 | 30 | 4012 |  | 716 | 23 | 4419 |  | 702 | 27 | 4238 |  | 785 | 17 | 4292 |  | 644 | 29 | 4229 |  | 524 | 27 | 4486
187 | 30 | 4259 |  | 741 | 23 | 4321 |  | 716 | 27 | 4379 |  | 58 | 18 | 4308 |  | 654 | 29 | 4292 |  | 685 | 27 | 4448
190 | 30 | 4078 |  | 742 | 23 | 4210 |  | 54 | 28 | 4044 |  | 68 | 18 | 4230 |  | 731 | 29 | 4274 |  | 716 | 27 | 4364
245 | 30 | 4240 |  | 773 | 23 | 4324 |  | 58 | 28 | 4334 |  | 133 | 18 | 4369 |  | 741 | 29 | 4314 |  | 54 | 28 | 4038
333 | 30 | 4281 |  | 101 | 24 | 4476 |  | 333 | 28 | 4368 |  | 142 | 18 | 4246 |  | 785 | 29 | 4355 |  | 333 | 28 | 4374
408 | 30 | 4147 |  | 102 | 24 | 4365 |  | 522 | 28 | 4200 |  | 146 | 18 | 4112 |  | 37 | 30 | 4410 |  | 522 | 28 | 4045
440 | 30 | 4233 |  | 491 | 24 | 4372 |  | 540 | 28 | 4307 |  | 187 | 18 | 4358 |  | 58 | 30 | 4364 |  | 540 | 28 | 4233
466 | 30 | 4289 |  | 519 | 24 | 4345 |  | 541 | 28 | 4265 |  | 190 | 18 | 4262 |  | 68 | 30 | 4314 |  | 541 | 28 | 4286
483 | 30 | 4014 |  | 592 | 24 | 4328 |  | 592 | 28 | 4310 |  | 277 | 18 | 4260 |  | 133 | 30 | 4427 |  | 592 | 28 | 4265
493 | 30 | 4114 |  | 613 | 24 | 4260 |  | 613 | 28 | 4196 |  | 408 | 18 | 4290 |  | 146 | 30 | 4174 |  | 613 | 28 | 4156
644 | 30 | 4046 |  | 732 | 24 | 4474 |  | 651 | 28 | 4084 |  | 440 | 18 | 4416 |  | 187 | 30 | 4398 |  | 651 | 28 | 4105
685 | 30 | 4291 |  | 754 | 24 | 4366 |  | 742 | 28 | 4117 |  | 466 | 18 | 4344 |  | 245 | 30 | 4394 |  | 742 | 28 | 4131
716 | 30 | 4173 |  | 142 | 25 | 4318 |  | 190 | 29 | 4250 |  | 716 | 18 | 4346 |  | 333 | 30 | 4420 |  | 133 | 29 | 4399
37 | 31 | 4344 |  | 245 | 25 | 4419 |  | 432 | 29 | 4220 |  | 773 | 18 | 4234 |  | 440 | 30 | 4478 |  | 190 | 29 | 4173
58 | 31 | 4154 |  | 408 | 25 | 4365 |  | 644 | 29 | 4221 |  | 102 | 19 | 4342 |  | 685 | 30 | 4467 |  | 245 | 29 | 4334
102 | 31 | 4184 |  | 535 | 25 | 4433 |  | 732 | 29 | 4460 |  | 245 | 19 | 4336 |  | 716 | 30 | 4400 |  | 432 | 29 | 4237
133 | 31 | 4320 |  | 780 | 25 | 4295 |  | 785 | 29 | 4307 |  | 471 | 19 | 4272 |  | 754 | 30 | 4325 |  | 644 | 29 | 4165
471 | 31 | 4094 |  | 133 | 26 | 4442 |  | 68 | 30 | 4259 |  | 535 | 19 | 4359 |  | 102 | 31 | 4343 |  | 732 | 29 | 4423
718 | 31 | 4292 |  | 471 | 26 | 4314 |  | 133 | 30 | 4417 |  | 718 | 19 | 4332 |  | 471 | 31 | 4293 |  | 754 | 29 | 4288
732 | 31 | 4346 |  | 524 | 26 | 4522 |  | 245 | 30 | 4330 |  | 732 | 19 | 4403 |  | 718 | 31 | 4389 |  | 785 | 29 | 4284
754 | 31 | 4182 |  | 718 | 26 | 4404 |  | 754 | 30 | 4299 |  | 754 | 19 | 4290 |  | 732 | 31 | 4462 |  | 68 | 30 | 4204
773 | 31 | 4120 |  | 781 | 26 | 4469 |  | 102 | 31 | 4336 |  | 780 | 19 | 4213 |  | 773 | 31 | 4285 |  | 102 | 30 | 4181
57 | 32 | 4266 |  | 37 | 27 | 4467 |  | 471 | 31 | 4258 |  | 37 | 20 | 4379 |  | 780 | 31 | 4256 |  | 471 | 31 | 4177
535 | 32 | 4230 |  | 57 | 27 | 4405 |  | 535 | 31 | 4351 |  | 333 | 20 | 4362 |  | 57 | 32 | 4396 |  | 749 | 31 | 4309
749 | 32 | 4228 |  | 425 | 27 | 4093 |  | 749 | 31 | 4324 |  | 425 | 20 | 4067 |  | 749 | 32 | 4342 |  | 773 | 31 | 4180
780 | 32 | 4130 |  | 731 | 27 | 4329 |  | 773 | 31 | 4256 |  | 524 | 20 | 4437 |  | 425 | 33 | 4064 |  | 781 | 31 | 4383
425 | 33 | 3901 |  | 146 | 28 | 4188 |  | 781 | 31 | 4397 |  | 749 | 20 | 4285 |  | 524 | 33 | 4504 |  | 57 | 32 | 4324
781 | 33 | 4243 |  | 333 | 29 | 4433 |  | 57 | 32 | 4336 |  | 781 | 20 | 4392 |  | 535 | 33 | 4426 |  | 535 | 32 | 4357
524 | 34 | 4325 |  | 749 | 30 | 4354 |  | 425 | 33 | 4038 |  | 57 | 21 | 4331 |  | 781 | 33 | 4423 |  | 425 | 33 | 3913
Futures below 111(d) 2030 Limit => | 98% |  |  |  | 100% |  |  |  | 99% |  |  |  | 100% |  |  |  | 98.5% |  |  |  | 99.12%
Correlation between emissions and EE levels | 0.63044 |  |  |  | 0.66869 |  |  |  | 0.4086 |  |  |  | 0.74699 |  |  |  | 0.62081 |  |  |  | 0.4346
Standard Deviation | 6.0157 | 133.6697 |  |  | 5.3455 | 113.2586 |  |  | 6.5543 | 125.7102 |  |  | 4.6649 | 127.9542 |  |  | 5.9454 | 114.3162 |  |  | 6.5125 | 133.691
Minimum | 0 | 3476 |  |  | 0 | 3803 |  |  | 0 | 3696 |  |  | 0 | 3672 |  |  | 0 | 3798 |  |  | 0 | 3670
Maximum | 34 | 4459 |  |  | 30 | 4587 |  |  | 33 | 4545 |  |  | 21 | 4490 |  |  | 33 | 4509 |  |  | 33 | 4511
Average | 20.5637 | 3942.2925 |  |  | 12.6775 | 4180.2788 |  |  | 14.9238 | 4138.175 |  |  | 8.3387 | 4099.5162 |  |  | 20.2688 | 4147.425 |  |  | 14.8912 | 4096.7537
TailVar90 Emissions | 29.3875 |  |  |  | 22.7375 |  |  |  | 26.65 |  |  |  | 16.9875 |  |  |  | 29 |  |  |  | 26.575
TailVar90 EE | 4124.9375 |  |  |  | 4325.5875 |  |  |  | 4231.175 |  |  |  | 4271.7375 |  |  |  | 4291.9375 |  |  |  | 4194.3375

## RPM Rev. Req. per MWh
NO Penalty but with CO2
| Scenario 1A - No Uncertainty, No Carbon Cost | 2016 | 2017 | 2018 | 2019 | 2020 | 2021 | 2022 | 2023 | 2024 | 2025 | 2026 | 2027 | 2028 | 2029 | 2030 | 2031 | 2032 | 2033 | 2034 | 2035
| Average Revenue Requirement/MWh (2012$) | 73.21 | 76.7 | 83.74 | 73.09 | 73.43 | 73.9 | 74.43 | 74.83 | 75.25 | 75.59 | 76.06 | 76.82 | 77.3 | 77.48 | 77.43 | 77.26 | 77.02 | 76.84 | 76.66 | 76.69
Mapping | Scenario 1B - Existing Policy, No Carbon Risk
| Revenue Requirements ($/MWH) | 2016 | 2017 | 2018 | 2019 | 2020 | 2021 | 2022 | 2023 | 2024 | 2025 | 2026 | 2027 | 2028 | 2029 | 2030 | 2031 | 2032 | 2033 | 2034 | 2035
| 10% Percentile | 69.508 | 69.74 | 69.957 | 70.31 | 70.6 | 71.039 | 71.45 | 71.89 | 72.398 | 72.797 | 73.527 | 74.239 | 74.739 | 75.119 | 74.759 | 74.937 | 75.079 | 74.688 | 74.579 | 74.67
| First Quartile | 70.5475 | 71.0175 | 71.34 | 71.4675 | 71.95 | 72.4175 | 73.05 | 73.61 | 74.11 | 74.76 | 75.1075 | 76.005 | 76.6875 | 77.1675 | 77.0775 | 77.315 | 77.2 | 76.8575 | 76.95 | 76.9175
1B | Median | 72.44 | 72.825 | 73 | 73.485 | 73.845 | 74.53 | 75.27 | 75.92 | 76.42 | 77.165 | 77.745 | 78.525 | 79.275 | 79.86 | 79.86 | 80.085 | 80.025 | 80.1 | 80.185 | 79.84
| Third Quartile | 75.01 | 75.2625 | 75.5825 | 76.04 | 76.7325 | 77.5825 | 78.0825 | 78.935 | 79.5225 | 79.85 | 80.875 | 81.8725 | 82.6225 | 83.13 | 83.755 | 83.71 | 83.7625 | 83.94 | 83.875 | 84.415
| 90% Percentile | 76.942 | 77.443 | 78.096 | 78.203 | 79.102 | 79.874 | 80.832 | 81.092 | 81.863 | 83.031 | 84.18 | 84.621 | 85.577 | 85.93 | 86.853 | 87.052 | 87.276 | 87.766 | 87.861 | 88.183
| Average | 72.877 | 73.2658 | 73.5538 | 73.8725 | 74.4123 | 75.042 | 75.7111 | 76.2469 | 76.8524 | 77.4528 | 78.2335 | 79.07 | 79.75 | 80.2395 | 80.4882 | 80.7245 | 80.6779 | 80.6871 | 80.6741 | 80.8874
| 10% Percentile | 69.508 | 69.74 | 69.957 | 70.31 | 70.6 | 71.039 | 71.45 | 71.89 | 72.398 | 72.797 | 73.527 | 74.239 | 74.739 | 75.119 | 74.759 | 74.937 | 75.079 | 74.688 | 74.579 | 74.67
| 20% Percentile | 70.2 | 70.61 | 70.88 | 71.07 | 71.546 | 72.058 | 72.54 | 73.09 | 73.616 | 74.12 | 74.676 | 75.474 | 76.238 | 76.488 | 76.382 | 76.668 | 76.608 | 76.176 | 76.088 | 76.246
| 30% Percentile | 70.894 | 71.391 | 71.674 | 71.904 | 72.44 | 72.947 | 73.52 | 74.017 | 74.517 | 75.224 | 75.624 | 76.488 | 77.137 | 77.614 | 77.658 | 77.818 | 77.657 | 77.494 | 77.557 | 77.437
| 40% Percentile | 71.72 | 72.076 | 72.256 | 72.732 | 73.196 | 73.686 | 74.256 | 74.866 | 75.446 | 76.27 | 76.58 | 77.616 | 78.176 | 78.58 | 78.832 | 79.006 | 78.826 | 78.76 | 78.81 | 78.616
| 50% Percentile | 72.44 | 72.825 | 73 | 73.485 | 73.845 | 74.53 | 75.27 | 75.92 | 76.42 | 77.165 | 77.745 | 78.525 | 79.275 | 79.86 | 79.86 | 80.085 | 80.025 | 80.1 | 80.185 | 79.84
| 60% Percentile | 73.34 | 73.664 | 73.94 | 74.27 | 74.78 | 75.424 | 76.376 | 76.774 | 77.59 | 78.074 | 79.02 | 79.704 | 80.554 | 81.17 | 81.15 | 81.464 | 81.394 | 81.508 | 81.532 | 81.72
| 70% Percentile | 74.38 | 74.72 | 74.956 | 75.356 | 76.059 | 76.69 | 77.46 | 78.033 | 78.753 | 79.016 | 80.163 | 81.11 | 81.886 | 82.51 | 82.97 | 82.99 | 82.97 | 83.14 | 82.996 | 83.496
| 80% Percentile | 75.384 | 75.94 | 76.252 | 76.774 | 77.242 | 78.224 | 78.72 | 79.512 | 80.282 | 80.692 | 81.612 | 82.726 | 83.58 | 83.962 | 84.598 | 85.106 | 84.87 | 84.686 | 84.986 | 85.502
| 90% Percentile | 76.942 | 77.443 | 78.096 | 78.203 | 79.102 | 79.874 | 80.832 | 81.092 | 81.863 | 83.031 | 84.18 | 84.621 | 85.577 | 85.93 | 86.853 | 87.052 | 87.276 | 87.766 | 87.861 | 88.183
| 100% Percentile | 80.68 | 82.37 | 84.24 | 83.62 | 84.67 | 86.61 | 85.59 | 89.08 | 87.13 | 87.96 | 90.48 | 93.15 | 96.49 | 96.05 | 106.4 | 97.07 | 97.25 | 98.82 | 98.78 | 100.3
Scenario 2B - Social Cost of Carbon (3% Discount Rate)
| Revenue Requirements ($/MWH) | 2016 | 2017 | 2018 | 2019 | 2020 | 2021 | 2022 | 2023 | 2024 | 2025 | 2026 | 2027 | 2028 | 2029 | 2030 | 2031 | 2032 | 2033 | 2034 | 2035
| 10% Percentile | 72.748 | 72.9 | 73.21 | 73.898 | 73.918 | 74.768 | 75.419 | 75.707 | 76.379 | 76.778 | 77.419 | 78.1 | 78.729 | 79.35 | 79.62 | 79.579 | 80.094 | 79.962 | 80.17 | 80.56
| First Quartile | 75.37 | 75.9075 | 76.145 | 76.68 | 77.4675 | 77.6125 | 78.2525 | 78.9675 | 79.545 | 80.04 | 80.4925 | 81.315 | 82.155 | 82.695 | 82.935 | 83.6475 | 83.5625 | 83.745 | 84.125 | 84.39
2B | Median | 79.23 | 79.43 | 80.02 | 80.885 | 81.545 | 81.945 | 82.63 | 83.14 | 83.99 | 84.49 | 85.19 | 85.88 | 87.005 | 87.66 | 87.49 | 88.345 | 88.91 | 89.355 | 89.59 | 90.015
| Third Quartile | 84.2875 | 85.1125 | 85.21 | 86.05 | 87.4825 | 88.0475 | 88.3725 | 89.3225 | 90.1425 | 90.455 | 91.55 | 92.42 | 93.4475 | 94.2 | 95.005 | 95.075 | 95.7275 | 96.48 | 97.2325 | 97.82
| 90% Percentile | 87.977 | 88.901 | 90.261 | 90.97 | 92.22 | 92.513 | 93.61 | 93.664 | 94.832 | 96.419 | 97.462 | 97.796 | 98.852 | 99.405 | 100.91 | 101.71 | 101.9 | 103.2 | 103.01 | 104.4
| Average | 79.8464 | 80.3936 | 80.9734 | 81.6173 | 82.369 | 82.8693 | 83.5023 | 84.1503 | 84.872 | 85.4704 | 86.2337 | 87.1601 | 87.8915 | 88.5625 | 89.145 | 89.6758 | 90.0423 | 90.5056 | 90.7847 | 91.4394
| 10% Percentile | 72.748 | 72.9 | 73.21 | 73.898 | 73.918 | 74.768 | 75.419 | 75.707 | 76.379 | 76.778 | 77.419 | 78.1 | 78.729 | 79.35 | 79.62 | 79.579 | 80.094 | 79.962 | 80.17 | 80.56
| 20% Percentile | 74.41 | 74.748 | 75.248 | 75.684 | 76.15 | 76.51 | 77.2 | 77.696 | 78.198 | 78.748 | 79.418 | 80.344 | 80.96 | 81.608 | 81.76 | 82.238 | 82.392 | 82.778 | 83.028 | 83.298
| 30% Percentile | 76.067 | 76.791 | 77.144 | 77.64 | 78.331 | 78.76 | 79.057 | 79.834 | 80.541 | 81.127 | 81.401 | 82.347 | 83.172 | 83.69 | 83.851 | 84.807 | 84.664 | 84.868 | 85.091 | 85.73
| 40% Percentile | 77.616 | 78.166 | 78.568 | 79.006 | 79.626 | 80.15 | 80.898 | 81.46 | 82.258 | 82.774 | 83.062 | 84.116 | 84.766 | 85.55 | 85.68 | 86.286 | 86.814 | 86.828 | 87.206 | 87.946
| 50% Percentile | 79.23 | 79.43 | 80.02 | 80.885 | 81.545 | 81.945 | 82.63 | 83.14 | 83.99 | 84.49 | 85.19 | 85.88 | 87.005 | 87.66 | 87.49 | 88.345 | 88.91 | 89.355 | 89.59 | 90.015
| 60% Percentile | 81.048 | 81.486 | 82.05 | 82.938 | 83.534 | 83.95 | 84.554 | 85.308 | 85.804 | 86.64 | 87.714 | 88.552 | 88.866 | 89.776 | 90.246 | 91.138 | 91.2 | 91.754 | 92.04 | 92.728
| 70% Percentile | 83.132 | 83.483 | 84.118 | 84.738 | 86.078 | 86.343 | 87.083 | 88.059 | 88.693 | 88.925 | 89.907 | 91.096 | 91.962 | 92.835 | 93.37 | 93.692 | 94.109 | 95.109 | 95.224 | 95.691
| 80% Percentile | 85.202 | 86.31 | 86.552 | 87.76 | 88.41 | 89.16 | 89.502 | 90.466 | 91.426 | 91.82 | 93.034 | 94.114 | 94.876 | 95.646 | 96.354 | 96.674 | 97.318 | 98.38 | 98.69 | 99.668
| 90% Percentile | 87.977 | 88.901 | 90.261 | 90.97 | 92.22 | 92.513 | 93.61 | 93.664 | 94.832 | 96.419 | 97.462 | 97.796 | 98.852 | 99.405 | 100.91 | 101.71 | 101.9 | 103.2 | 103.01 | 104.4
| 100% Percentile | 94.76 | 96.57 | 98.62 | 99.6 | 100.7 | 101.9 | 100.7 | 105.2 | 103.2 | 104.8 | 106.7 | 110 | 113.9 | 114 | 125.3 | 115 | 114.8 | 120.1 | 116.7 | 120.9
Scenario 2C - Carbon Risk
| Revenue Requirements ($/MWH) | 2016 | 2017 | 2018 | 2019 | 2020 | 2021 | 2022 | 2023 | 2024 | 2025 | 2026 | 2027 | 2028 | 2029 | 2030 | 2031 | 2032 | 2033 | 2034 | 2035
| 10% Percentile | 69.548 | 69.919 | 70.27 | 70.929 | 71.67 | 72.64 | 73.4 | 73.589 | 74.827 | 75.137 | 75.879 | 76.498 | 77.598 | 77.935 | 78.105 | 78.196 | 78.236 | 77.884 | 78.419 | 78.298
| First Quartile | 70.5975 | 71.31 | 72.0375 | 72.7675 | 73.7275 | 74.5275 | 75.61 | 76.59 | 77.165 | 78.0125 | 78.535 | 79.44 | 80.3375 | 80.87 | 81.0375 | 81.415 | 81.1675 | 81.4925 | 81.525 | 81.91
2C | Median | 72.485 | 73.37 | 74.225 | 75.585 | 77 | 78.055 | 79.545 | 80.24 | 81.185 | 82.16 | 82.87 | 83.69 | 84.38 | 85.55 | 85.505 | 86.215 | 86.79 | 86.89 | 86.855 | 87.655
| Third Quartile | 75.0425 | 76.04 | 77.735 | 79.31 | 81.225 | 83.11 | 84.54 | 85.985 | 86.7375 | 87.685 | 88.8075 | 90.3325 | 91.1125 | 91.5025 | 92.135 | 93.0025 | 93.205 | 94.1575 | 93.8875 | 94.5425
| 90% Percentile | 77.082 | 78.166 | 80.88 | 84.039 | 87.773 | 90.153 | 90.227 | 92.681 | 93.984 | 94.938 | 95.308 | 97.503 | 98.213 | 97.743 | 99.014 | 100.9 | 100.51 | 101.7 | 102.31 | 103.31
| Average | 72.9395 | 73.8766 | 75.1551 | 76.7064 | 78.3762 | 79.7941 | 80.9078 | 81.9415 | 82.8894 | 83.7675 | 84.5918 | 85.7185 | 86.3099 | 86.9893 | 87.3561 | 88.048 | 88.3039 | 88.6623 | 88.7662 | 89.2481
| 10% Percentile | 69.548 | 69.919 | 70.27 | 70.929 | 71.67 | 72.64 | 73.4 | 73.589 | 74.827 | 75.137 | 75.879 | 76.498 | 77.598 | 77.935 | 78.105 | 78.196 | 78.236 | 77.884 | 78.419 | 78.298
| 20% Percentile | 70.276 | 70.866 | 71.596 | 72.264 | 73.186 | 74.058 | 74.804 | 75.768 | 76.376 | 77.22 | 77.648 | 78.696 | 79.368 | 80.088 | 80.188 | 80.308 | 80.224 | 80.524 | 80.748 | 80.58
| 30% Percentile | 70.968 | 71.68 | 72.377 | 73.297 | 74.301 | 75.159 | 76.25 | 77.231 | 77.75 | 78.691 | 79.215 | 80.28 | 81.085 | 81.75 | 81.884 | 82.301 | 82.171 | 82.577 | 82.424 | 82.828
| 40% Percentile | 71.78 | 72.502 | 73.246 | 74.406 | 75.57 | 76.634 | 77.64 | 78.812 | 79.406 | 80.638 | 80.942 | 81.862 | 82.658 | 83.386 | 83.712 | 84.19 | 84.428 | 84.548 | 84.342 | 85.31
| 50% Percentile | 72.485 | 73.37 | 74.225 | 75.585 | 77 | 78.055 | 79.545 | 80.24 | 81.185 | 82.16 | 82.87 | 83.69 | 84.38 | 85.55 | 85.505 | 86.215 | 86.79 | 86.89 | 86.855 | 87.655
| 60% Percentile | 73.378 | 74.39 | 75.494 | 76.864 | 78.554 | 79.508 | 81.374 | 82.186 | 83.238 | 84.086 | 85.048 | 85.594 | 86.418 | 87.624 | 87.894 | 88.618 | 89.28 | 89.248 | 89.688 | 89.794
| 70% Percentile | 74.513 | 75.42 | 77.043 | 78.413 | 80.176 | 81.883 | 83.08 | 84.266 | 85.566 | 86.334 | 87.32 | 88.416 | 89.156 | 90.311 | 90.642 | 91.33 | 91.683 | 92.37 | 92.523 | 92.746
| 80% Percentile | 75.456 | 76.666 | 78.482 | 80.642 | 82.474 | 85.072 | 86.31 | 87.462 | 88.68 | 89.406 | 90.2 | 92.828 | 92.718 | 93.102 | 93.356 | 95.042 | 95.1 | 96.564 | 96 | 96.148
| 90% Percentile | 77.082 | 78.166 | 80.88 | 84.039 | 87.773 | 90.153 | 90.227 | 92.681 | 93.984 | 94.938 | 95.308 | 97.503 | 98.213 | 97.743 | 99.014 | 100.9 | 100.51 | 101.7 | 102.31 | 103.31
| 100% Percentile | 81.13 | 88.09 | 95.13 | 100.1 | 109.8 | 111.6 | 110.2 | 111.8 | 113.8 | 112.4 | 113.9 | 116.9 | 117 | 120.5 | 130.1 | 125.2 | 120.2 | 121.9 | 127 | 128.2
Scenario 3A - Maximum CO2 Reduction, Existing Technology
| Revenue Requirements ($/MWH) | 2016 | 2017 | 2018 | 2019 | 2020 | 2021 | 2022 | 2023 | 2024 | 2025 | 2026 | 2027 | 2028 | 2029 | 2030 | 2031 | 2032 | 2033 | 2034 | 2035
| 10% Percentile | 69.548 | 69.879 | 70.199 | 70.597 | 71.05 | 71.577 | 72.119 | 74.2 | 75.229 | 75.83 | 76.009 | 78.45 | 79.489 | 80.846 | 80.989 | 81.439 | 81.38 | 81.2 | 80.91 | 81.028
| First Quartile | 70.58 | 71.13 | 71.5875 | 71.8 | 72.34 | 73.0175 | 73.7125 | 75.5125 | 76.595 | 77.39 | 77.95 | 80.205 | 81.4475 | 82.82 | 83.21 | 83.6325 | 83.675 | 83.26 | 83.53 | 83.565
3A | Median | 72.47 | 72.95 | 73.23 | 73.8 | 74.275 | 75.055 | 75.87 | 77.58 | 78.64 | 79.43 | 80.7 | 83.185 | 84.545 | 85.755 | 85.94 | 86.775 | 86.86 | 86.79 | 86.68 | 86.795
| Third Quartile | 75.05 | 75.385 | 75.7825 | 76.2925 | 77.1425 | 78.07 | 78.68 | 80.525 | 81.6525 | 81.98 | 84.3225 | 87.51 | 88.5925 | 90.025 | 90.8125 | 91.12 | 90.9675 | 91.045 | 91.2 | 91.9625
| 90% Percentile | 76.973 | 77.57 | 78.31 | 78.463 | 79.543 | 80.352 | 81.39 | 82.769 | 83.973 | 85.043 | 88.175 | 91.221 | 92.293 | 93.608 | 94.663 | 95.301 | 95.421 | 95.974 | 95.902 | 96.352
| Average | 72.9084 | 73.3789 | 73.7708 | 74.1696 | 74.8263 | 75.5607 | 76.3293 | 78.1317 | 79.1845 | 79.8727 | 81.4796 | 84.2064 | 85.2813 | 86.6269 | 87.1212 | 87.7086 | 87.7368 | 87.7819 | 87.6292 | 87.9519
| 10% Percentile | 69.548 | 69.879 | 70.199 | 70.597 | 71.05 | 71.577 | 72.119 | 74.2 | 75.229 | 75.83 | 76.009 | 78.45 | 79.489 | 80.846 | 80.989 | 81.439 | 81.38 | 81.2 | 80.91 | 81.028
| 20% Percentile | 70.23 | 70.74 | 71.136 | 71.406 | 71.986 | 72.55 | 73.206 | 75.108 | 76.15 | 76.864 | 77.324 | 79.578 | 80.878 | 82.222 | 82.416 | 83.038 | 83.178 | 82.674 | 82.67 | 82.848
| 30% Percentile | 70.91 | 71.504 | 71.907 | 72.21 | 72.827 | 73.45 | 74.157 | 76.01 | 77.021 | 77.767 | 78.447 | 80.857 | 82.17 | 83.377 | 83.79 | 84.43 | 84.27 | 83.844 | 84.041 | 84.19
| 40% Percentile | 71.746 | 72.19 | 72.508 | 73.048 | 73.606 | 74.192 | 74.846 | 76.8 | 77.71 | 78.554 | 79.39 | 81.896 | 83.174 | 84.566 | 84.952 | 85.566 | 85.448 | 85.37 | 85.426 | 85.526
| 50% Percentile | 72.47 | 72.95 | 73.23 | 73.8 | 74.275 | 75.055 | 75.87 | 77.58 | 78.64 | 79.43 | 80.7 | 83.185 | 84.545 | 85.755 | 85.94 | 86.775 | 86.86 | 86.79 | 86.68 | 86.795
| 60% Percentile | 73.388 | 73.774 | 74.164 | 74.524 | 75.13 | 75.948 | 76.984 | 78.57 | 79.684 | 80.32 | 82.04 | 84.952 | 85.654 | 87.3 | 87.5 | 88.334 | 88.234 | 88.468 | 88.138 | 88.45
| 70% Percentile | 74.41 | 74.823 | 75.163 | 75.653 | 76.47 | 77.243 | 78.083 | 79.863 | 80.933 | 81.34 | 83.593 | 86.562 | 87.58 | 88.935 | 89.663 | 90.066 | 89.743 | 90.146 | 90.056 | 90.476
| 80% Percentile | 75.426 | 76.054 | 76.386 | 77.062 | 77.654 | 78.682 | 79.364 | 81.212 | 82.174 | 82.792 | 85.47 | 88.46 | 89.646 | 90.92 | 91.982 | 91.964 | 92.258 | 92.472 | 92.454 | 93.074
| 90% Percentile | 76.973 | 77.57 | 78.31 | 78.463 | 79.543 | 80.352 | 81.39 | 82.769 | 83.973 | 85.043 | 88.175 | 91.221 | 92.293 | 93.608 | 94.663 | 95.301 | 95.421 | 95.974 | 95.902 | 96.352
| 100% Percentile | 80.69 | 82.39 | 84.44 | 83.7 | 84.91 | 86.73 | 86.12 | 90.37 | 89.27 | 90.12 | 101.9 | 107.5 | 110.3 | 109.7 | 118.9 | 110 | 110 | 108.4 | 110.6 | 114.1
Scenario 4A - Unplanned Loss of Major Non-GHG Emitting Repsource
| Revenue Requirements ($/MWH) | 2016 | 2017 | 2018 | 2019 | 2020 | 2021 | 2022 | 2023 | 2024 | 2025 | 2026 | 2027 | 2028 | 2029 | 2030 | 2031 | 2032 | 2033 | 2034 | 2035
| 10% Percentile | 72.727 | 72.837 | 73.21 | 73.972 | 74.067 | 74.799 | 75.449 | 75.648 | 76.439 | 76.964 | 77.449 | 78.216 | 78.849 | 79.416 | 79.914 | 80.058 | 80.299 | 80.466 | 80.767 | 81.395
| First Quartile | 75.3775 | 75.9075 | 76.1725 | 76.8525 | 77.5675 | 77.775 | 78.375 | 79.1725 | 79.68 | 80.2725 | 80.9175 | 81.76 | 82.84 | 83.23 | 83.6875 | 84.4075 | 84.7475 | 84.7175 | 85.0825 | 85.875
4A | Median | 79.235 | 79.43 | 80.255 | 80.925 | 81.67 | 82.225 | 82.91 | 83.365 | 84.285 | 84.77 | 85.765 | 86.56 | 87.62 | 88.56 | 88.68 | 89.58 | 90.07 | 90.94 | 91.065 | 91.745
| Third Quartile | 84.2875 | 85.1225 | 85.32 | 86.1725 | 87.6 | 88.29 | 88.5725 | 89.65 | 90.78 | 91.05 | 92.3225 | 93.2425 | 94.6325 | 95.6275 | 96.3925 | 96.6625 | 97.31 | 98.09 | 98.805 | 99.905
| 90% Percentile | 87.996 | 88.901 | 90.34 | 91.152 | 92.391 | 92.795 | 94 | 94.48 | 95.591 | 96.811 | 98.231 | 98.986 | 100.12 | 100.71 | 102.6 | 103.6 | 103.61 | 105.21 | 105.6 | 106.9
| Average | 79.8552 | 80.4257 | 81.0399 | 81.7458 | 82.5454 | 83.0832 | 83.7467 | 84.5009 | 85.2961 | 85.9306 | 86.8075 | 87.8624 | 88.6901 | 89.5391 | 90.3035 | 90.9531 | 91.3436 | 91.9269 | 92.3117 | 93.1592
| 10% Percentile | 72.727 | 72.837 | 73.21 | 73.972 | 74.067 | 74.799 | 75.449 | 75.648 | 76.439 | 76.964 | 77.449 | 78.216 | 78.849 | 79.416 | 79.914 | 80.058 | 80.299 | 80.466 | 80.767 | 81.395
| 20% Percentile | 74.444 | 74.8 | 75.258 | 75.802 | 76.158 | 76.68 | 77.35 | 77.932 | 78.438 | 78.874 | 79.86 | 80.508 | 81.528 | 81.998 | 82.658 | 82.862 | 83.394 | 83.816 | 83.74 | 84.306
| 30% Percentile | 76.077 | 76.791 | 77.15 | 77.664 | 78.38 | 78.847 | 79.267 | 80.04 | 80.823 | 81.457 | 81.935 | 82.842 | 83.74 | 84.281 | 84.87 | 85.564 | 85.694 | 85.624 | 86.257 | 87.072
| 40% Percentile | 77.676 | 78.192 | 78.602 | 79.096 | 79.836 | 80.272 | 81.07 | 81.762 | 82.48 | 83.276 | 83.56 | 84.54 | 85.512 | 86.664 | 86.772 | 87.382 | 87.966 | 88.118 | 88.726 | 89.61
| 50% Percentile | 79.235 | 79.43 | 80.255 | 80.925 | 81.67 | 82.225 | 82.91 | 83.365 | 84.285 | 84.77 | 85.765 | 86.56 | 87.62 | 88.56 | 88.68 | 89.58 | 90.07 | 90.94 | 91.065 | 91.745
| 60% Percentile | 81.068 | 81.534 | 82.084 | 83.012 | 83.63 | 84.15 | 84.84 | 85.748 | 86.296 | 87.132 | 88.284 | 89.394 | 89.994 | 90.952 | 91.32 | 92.712 | 92.818 | 93.51 | 94.042 | 94.346
| 70% Percentile | 83.132 | 83.518 | 84.275 | 85.062 | 86.4 | 86.449 | 87.423 | 88.43 | 89.489 | 89.443 | 90.616 | 92.073 | 92.673 | 94.093 | 94.738 | 95.56 | 95.806 | 96.619 | 97.193 | 97.843
| 80% Percentile | 85.21 | 86.312 | 86.72 | 87.962 | 88.634 | 89.544 | 89.926 | 91.172 | 91.932 | 92.622 | 93.568 | 95.276 | 96.044 | 97.454 | 98.24 | 98.708 | 99.432 | 100.32 | 100.8 | 102.3
| 90% Percentile | 87.996 | 88.901 | 90.34 | 91.152 | 92.391 | 92.795 | 94 | 94.48 | 95.591 | 96.811 | 98.231 | 98.986 | 100.12 | 100.71 | 102.6 | 103.6 | 103.61 | 105.21 | 105.6 | 106.9
| 100% Percentile | 94.94 | 96.78 | 98.62 | 99.61 | 100.7 | 101.9 | 103 | 105.7 | 107.7 | 107.4 | 111.4 | 114.6 | 119.9 | 118.6 | 131.1 | 120.7 | 119.4 | 122.8 | 120.7 | 124.1
Scenario 4B - Planned Loss of Major Non-GHG Emitting Resource
| Revenue Requirements ($/MWH) | 2016 | 2017 | 2018 | 2019 | 2020 | 2021 | 2022 | 2023 | 2024 | 2025 | 2026 | 2027 | 2028 | 2029 | 2030 | 2031 | 2032 | 2033 | 2034 | 2035
| 10% Percentile | 72.67 | 72.919 | 73.315 | 73.984 | 74.148 | 74.785 | 75.317 | 75.704 | 76.206 | 76.86 | 77.357 | 78.034 | 78.818 | 79.179 | 79.529 | 79.846 | 80.168 | 80.275 | 80.347 | 81.072
| First Quartile | 75.35 | 75.9775 | 76.305 | 76.78 | 77.5775 | 77.7875 | 78.44 | 79.1375 | 79.8925 | 80.295 | 81.015 | 81.57 | 82.61 | 83.045 | 83.3825 | 84.1275 | 84.53 | 84.46 | 84.6825 | 85.4425
4B | Median | 79.235 | 79.58 | 80.19 | 81.14 | 81.845 | 82.315 | 82.945 | 83.595 | 84.42 | 85.05 | 86.025 | 86.625 | 87.875 | 88.545 | 88.685 | 89.37 | 90.05 | 90.635 | 90.6 | 91.325
| Third Quartile | 84.3075 | 85.275 | 85.5525 | 86.4675 | 87.8575 | 88.4525 | 88.96 | 89.9475 | 90.895 | 91.105 | 92.675 | 93.64 | 94.7325 | 95.6775 | 96.3575 | 96.625 | 97.16 | 97.79 | 98.61 | 99.4925
| 90% Percentile | 88.151 | 89.054 | 90.497 | 91.402 | 92.853 | 93.021 | 94.412 | 94.449 | 95.514 | 97.302 | 98.664 | 99.396 | 100.1 | 100.9 | 102.61 | 103.3 | 103.5 | 105 | 104.92 | 106.31
| Average | 79.8809 | 80.5322 | 81.1769 | 81.877 | 82.6908 | 83.1959 | 83.8831 | 84.6403 | 85.4055 | 86.0943 | 86.9597 | 87.9685 | 88.7388 | 89.4254 | 90.1084 | 90.7299 | 91.1918 | 91.6859 | 91.96 | 92.706
| 10% Percentile | 72.67 | 72.919 | 73.315 | 73.984 | 74.148 | 74.785 | 75.317 | 75.704 | 76.206 | 76.86 | 77.357 | 78.034 | 78.818 | 79.179 | 79.529 | 79.846 | 80.168 | 80.275 | 80.347 | 81.072
| 20% Percentile | 74.35 | 74.736 | 75.308 | 75.802 | 76.348 | 76.676 | 77.368 | 77.976 | 78.54 | 78.892 | 79.756 | 80.498 | 81.146 | 81.698 | 82.26 | 82.638 | 82.978 | 83.682 | 83.416 | 83.988
| 30% Percentile | 76.137 | 76.92 | 77.2 | 77.82 | 78.394 | 78.931 | 79.407 | 80.153 | 81.061 | 81.662 | 82.007 | 82.687 | 83.797 | 84.258 | 84.577 | 85.314 | 85.615 | 85.258 | 85.977 | 86.824
| 40% Percentile | 77.662 | 78.332 | 78.72 | 79.228 | 79.916 | 80.46 | 81.35 | 81.882 | 82.736 | 83.346 | 83.742 | 84.636 | 85.372 | 86.284 | 86.446 | 87.146 | 87.87 | 87.922 | 88.448 | 89.202
| 50% Percentile | 79.235 | 79.58 | 80.19 | 81.14 | 81.845 | 82.315 | 82.945 | 83.595 | 84.42 | 85.05 | 86.025 | 86.625 | 87.875 | 88.545 | 88.685 | 89.37 | 90.05 | 90.635 | 90.6 | 91.325
| 60% Percentile | 81.042 | 81.664 | 82.252 | 83.224 | 83.854 | 84.164 | 85.01 | 85.792 | 86.548 | 87.268 | 88.634 | 89.64 | 89.984 | 90.966 | 91.508 | 92.804 | 92.496 | 93.19 | 93.582 | 94.174
| 70% Percentile | 83.166 | 83.679 | 84.4 | 85.043 | 86.492 | 86.705 | 87.443 | 88.659 | 89.329 | 89.67 | 90.836 | 92.323 | 93.09 | 93.978 | 94.404 | 95.312 | 95.632 | 96.435 | 96.74 | 97.378
| 80% Percentile | 85.31 | 86.506 | 86.86 | 88.094 | 88.752 | 89.616 | 90.212 | 91.134 | 92.292 | 92.786 | 94.06 | 95.446 | 96.336 | 97.35 | 98.182 | 98.5 | 99.008 | 100.012 | 100.5 | 101.62
| 90% Percentile | 88.151 | 89.054 | 90.497 | 91.402 | 92.853 | 93.021 | 94.412 | 94.449 | 95.514 | 97.302 | 98.664 | 99.396 | 100.1 | 100.9 | 102.61 | 103.3 | 103.5 | 105 | 104.92 | 106.31
| 100% Percentile | 94.95 | 97.17 | 99.24 | 100.7 | 102.1 | 103.5 | 101.9 | 107.9 | 105.6 | 107 | 110.5 | 113.8 | 118.8 | 117.2 | 129 | 119.3 | 118.9 | 122.9 | 120.4 | 123.6
Scenario 4C - Option to Develop Conservation Faster in the Near Term
| Revenue Requirements ($/MWH) | 2016 | 2017 | 2018 | 2019 | 2020 | 2021 | 2022 | 2023 | 2024 | 2025 | 2026 | 2027 | 2028 | 2029 | 2030 | 2031 | 2032 | 2033 | 2034 | 2035
| 10% Percentile | 69.55 | 69.957 | 70.318 | 71.018 | 71.74 | 72.678 | 73.488 | 73.655 | 74.88 | 75.306 | 75.981 | 76.678 | 77.738 | 78.037 | 78.4 | 78.355 | 78.397 | 78.117 | 78.539 | 78.531
| First Quartile | 70.5975 | 71.32 | 72.0575 | 72.8375 | 73.8375 | 74.6375 | 75.6975 | 76.695 | 77.275 | 78.2475 | 78.6625 | 79.695 | 80.4675 | 81.0775 | 81.28 | 81.6975 | 81.345 | 81.6825 | 81.7175 | 82.0575
4C | Median | 72.505 | 73.37 | 74.25 | 75.59 | 77.07 | 78.11 | 79.56 | 80.4 | 81.37 | 82.275 | 82.925 | 83.85 | 84.635 | 85.715 | 85.58 | 86.33 | 86.965 | 87.02 | 87.07 | 87.765
| Third Quartile | 75.0425 | 76.04 | 77.785 | 79.36 | 81.21 | 83.2025 | 84.6975 | 86.0475 | 86.815 | 87.835 | 89.035 | 90.5375 | 91.23 | 91.7475 | 92.255 | 93.1 | 93.305 | 94.2225 | 94 | 94.73
| 90% Percentile | 77.082 | 78.166 | 80.882 | 84.132 | 87.791 | 90.16 | 90.31 | 92.721 | 94.07 | 95.118 | 95.611 | 97.661 | 98.351 | 97.831 | 99.122 | 101.01 | 100.7 | 101.8 | 102.41 | 103.41
| Average | 72.9452 | 73.8974 | 75.1894 | 76.7448 | 78.4227 | 79.8561 | 80.9917 | 82.0438 | 83.0085 | 83.8984 | 84.7296 | 85.8662 | 86.4662 | 87.1467 | 87.5127 | 88.1997 | 88.4452 | 88.8031 | 88.916 | 89.3948
| 10% Percentile | 69.55 | 69.957 | 70.318 | 71.018 | 71.74 | 72.678 | 73.488 | 73.655 | 74.88 | 75.306 | 75.981 | 76.678 | 77.738 | 78.037 | 78.4 | 78.355 | 78.397 | 78.117 | 78.539 | 78.531
| 20% Percentile | 70.276 | 70.91 | 71.62 | 72.316 | 73.194 | 74.178 | 74.958 | 75.854 | 76.48 | 77.43 | 77.868 | 78.878 | 79.558 | 80.396 | 80.45 | 80.48 | 80.418 | 80.624 | 80.99 | 80.768
| 30% Percentile | 70.968 | 71.728 | 72.447 | 73.304 | 74.37 | 75.27 | 76.3 | 77.42 | 77.861 | 78.847 | 79.3 | 80.397 | 81.29 | 81.86 | 82.01 | 82.48 | 82.393 | 82.778 | 82.554 | 83.015
| 40% Percentile | 71.78 | 72.52 | 73.262 | 74.426 | 75.592 | 76.722 | 77.7 | 78.932 | 79.496 | 80.798 | 81.084 | 82.006 | 82.826 | 83.626 | 83.842 | 84.37 | 84.558 | 84.794 | 84.486 | 85.444
| 50% Percentile | 72.505 | 73.37 | 74.25 | 75.59 | 77.07 | 78.11 | 79.56 | 80.4 | 81.37 | 82.275 | 82.925 | 83.85 | 84.635 | 85.715 | 85.58 | 86.33 | 86.965 | 87.02 | 87.07 | 87.765
| 60% Percentile | 73.384 | 74.43 | 75.516 | 76.908 | 78.618 | 79.568 | 81.482 | 82.256 | 83.436 | 84.206 | 85.134 | 85.722 | 86.634 | 87.706 | 88.06 | 88.67 | 89.384 | 89.478 | 89.774 | 90.01
| 70% Percentile | 74.52 | 75.452 | 77.056 | 78.44 | 80.173 | 81.983 | 83.209 | 84.36 | 85.621 | 86.386 | 87.383 | 88.534 | 89.29 | 90.533 | 90.702 | 91.436 | 91.746 | 92.496 | 92.566 | 92.903
| 80% Percentile | 75.48 | 76.682 | 78.496 | 80.682 | 82.574 | 85.112 | 86.368 | 87.458 | 88.85 | 89.482 | 90.336 | 92.934 | 92.838 | 93.248 | 93.492 | 95.11 | 95.178 | 96.75 | 96.04 | 96.322
| 90% Percentile | 77.082 | 78.166 | 80.882 | 84.132 | 87.791 | 90.16 | 90.31 | 92.721 | 94.07 | 95.118 | 95.611 | 97.661 | 98.351 | 97.831 | 99.122 | 101.01 | 100.7 | 101.8 | 102.41 | 103.41
| 100% Percentile | 81.14 | 88.11 | 95.13 | 100.1 | 109.8 | 111.6 | 110.2 | 111.9 | 113.8 | 112.4 | 114 | 117 | 117.1 | 120.5 | 130.1 | 125.3 | 120.2 | 122 | 127.1 | 128.2
Scenario 4D - Slower Maximum Near Term Conservation Development
| Revenue Requirements ($/MWH) | 2016 | 2017 | 2018 | 2019 | 2020 | 2021 | 2022 | 2023 | 2024 | 2025 | 2026 | 2027 | 2028 | 2029 | 2030 | 2031 | 2032 | 2033 | 2034 | 2035
| 10% Percentile | 69.55 | 69.957 | 70.318 | 70.998 | 71.727 | 72.65 | 73.457 | 73.579 | 74.848 | 75.153 | 75.897 | 76.527 | 77.578 | 77.827 | 78.031 | 78.096 | 78.208 | 77.758 | 78.349 | 78.205
| First Quartile | 70.5975 | 71.32 | 72.0575 | 72.8225 | 73.8275 | 74.59 | 75.685 | 76.635 | 77.1675 | 77.995 | 78.51 | 79.4575 | 80.2975 | 80.8075 | 80.9875 | 81.4 | 81.11 | 81.395 | 81.4575 | 81.8275
4D | Median | 72.505 | 73.37 | 74.25 | 75.575 | 77.035 | 78.105 | 79.545 | 80.25 | 81.16 | 82.21 | 82.81 | 83.715 | 84.425 | 85.53 | 85.415 | 86.15 | 86.71 | 86.71 | 86.8 | 87.56
| Third Quartile | 75.0425 | 76.0425 | 77.785 | 79.3525 | 81.2075 | 83.195 | 84.6575 | 85.9925 | 86.7325 | 87.6925 | 88.845 | 90.3175 | 91.1 | 91.5075 | 92.06 | 92.9625 | 93.0775 | 94.0975 | 93.8125 | 94.365
| 90% Percentile | 77.082 | 78.166 | 80.882 | 84.131 | 87.78 | 90.139 | 90.252 | 92.661 | 94.013 | 94.968 | 95.28 | 97.453 | 98.132 | 97.638 | 98.886 | 100.8 | 100.51 | 101.62 | 102.3 | 103.11
| Average | 72.9445 | 73.894 | 75.1841 | 76.7318 | 78.4048 | 79.8248 | 80.9348 | 81.9613 | 82.9016 | 83.7722 | 84.585 | 85.7101 | 86.2888 | 86.9326 | 87.2821 | 87.9684 | 88.217 | 88.5646 | 88.672 | 89.151
| 10% Percentile | 69.55 | 69.957 | 70.318 | 70.998 | 71.727 | 72.65 | 73.457 | 73.579 | 74.848 | 75.153 | 75.897 | 76.527 | 77.578 | 77.827 | 78.031 | 78.096 | 78.208 | 77.758 | 78.349 | 78.205
| 20% Percentile | 70.276 | 70.898 | 71.618 | 72.306 | 73.182 | 74.112 | 74.904 | 75.768 | 76.364 | 77.28 | 77.644 | 78.73 | 79.4 | 80.128 | 80.14 | 80.224 | 80.244 | 80.45 | 80.678 | 80.46
| 30% Percentile | 70.968 | 71.728 | 72.454 | 73.297 | 74.357 | 75.204 | 76.25 | 77.378 | 77.757 | 78.711 | 79.189 | 80.3 | 81.066 | 81.707 | 81.844 | 82.241 | 82.098 | 82.46 | 82.317 | 82.727
| 40% Percentile | 71.78 | 72.52 | 73.266 | 74.426 | 75.592 | 76.668 | 77.634 | 78.85 | 79.448 | 80.622 | 80.936 | 81.874 | 82.668 | 83.328 | 83.662 | 84.092 | 84.306 | 84.394 | 84.24 | 85.18
| 50% Percentile | 72.505 | 73.37 | 74.25 | 75.575 | 77.035 | 78.105 | 79.545 | 80.25 | 81.16 | 82.21 | 82.81 | 83.715 | 84.425 | 85.53 | 85.415 | 86.15 | 86.71 | 86.71 | 86.8 | 87.56
| 60% Percentile | 73.384 | 74.41 | 75.516 | 76.908 | 78.594 | 79.532 | 81.42 | 82.222 | 83.294 | 84.06 | 85.05 | 85.588 | 86.384 | 87.564 | 87.852 | 88.528 | 89.148 | 89.198 | 89.544 | 89.708
| 70% Percentile | 74.52 | 75.433 | 77.056 | 78.423 | 80.156 | 81.946 | 83.09 | 84.242 | 85.555 | 86.343 | 87.266 | 88.385 | 89.147 | 90.251 | 90.532 | 91.215 | 91.569 | 92.249 | 92.428 | 92.685
| 80% Percentile | 75.456 | 76.682 | 78.496 | 80.656 | 82.564 | 85.08 | 86.312 | 87.418 | 88.648 | 89.416 | 90.172 | 92.818 | 92.594 | 93.052 | 93.328 | 94.888 | 94.914 | 96.544 | 95.892 | 96.076
| 90% Percentile | 77.082 | 78.166 | 80.882 | 84.131 | 87.78 | 90.139 | 90.252 | 92.661 | 94.013 | 94.968 | 95.28 | 97.453 | 98.132 | 97.638 | 98.886 | 100.8 | 100.51 | 101.62 | 102.3 | 103.11
| 100% Percentile | 81.14 | 88.12 | 95.14 | 100.1 | 109.8 | 111.5 | 110.2 | 111.8 | 113.7 | 112.4 | 113.8 | 116.9 | 116.9 | 120.3 | 129.6 | 125.3 | 120 | 121.9 | 126.9 | 128.2
Scenario 5B - Increased Reliance on External Market
| Revenue Requirements ($/MWH) | 2016 | 2017 | 2018 | 2019 | 2020 | 2021 | 2022 | 2023 | 2024 | 2025 | 2026 | 2027 | 2028 | 2029 | 2030 | 2031 | 2032 | 2033 | 2034 | 2035
| 10% Percentile | 69.28 | 69.369 | 69.59 | 69.689 | 69.959 | 70.289 | 70.718 | 71.098 | 71.475 | 71.886 | 72.509 | 73.4 | 73.667 | 73.869 | 73.405 | 73.6 | 73.698 | 73.326 | 73.197 | 73.507
| First Quartile | 70.3675 | 70.7 | 70.85 | 71.045 | 71.4475 | 71.87 | 72.355 | 72.93 | 73.3575 | 73.9475 | 74.1475 | 74.9575 | 75.57 | 75.985 | 75.7025 | 76.1275 | 76.0075 | 75.4625 | 75.6075 | 75.605
5B | Median | 72.24 | 72.52 | 72.51 | 72.99 | 73.32 | 74.02 | 74.6 | 75.195 | 75.645 | 76.37 | 76.925 | 77.55 | 78.195 | 78.665 | 78.675 | 78.86 | 78.84 | 78.81 | 78.73 | 78.605
| Third Quartile | 74.84 | 74.98 | 75.18 | 75.53 | 76.175 | 77.0525 | 77.4925 | 78.28 | 78.7425 | 79.1125 | 80.035 | 81.025 | 81.5225 | 81.97 | 82.53 | 82.545 | 82.505 | 82.51 | 82.4825 | 83.21
| 90% Percentile | 76.822 | 77.132 | 77.74 | 77.715 | 78.632 | 79.401 | 80.32 | 80.43 | 81.253 | 82.177 | 83.471 | 83.792 | 84.593 | 85.061 | 85.782 | 85.99 | 86.137 | 86.703 | 86.603 | 87.062
| Average | 72.6969 | 72.9165 | 73.12 | 73.3823 | 73.8784 | 74.4622 | 75.0775 | 75.5446 | 76.0871 | 76.6356 | 77.3634 | 78.1121 | 78.7078 | 79.1063 | 79.2948 | 79.4873 | 79.4185 | 79.4186 | 79.4047 | 79.6213
| 10% Percentile | 69.28 | 69.369 | 69.59 | 69.689 | 69.959 | 70.289 | 70.718 | 71.098 | 71.475 | 71.886 | 72.509 | 73.4 | 73.667 | 73.869 | 73.405 | 73.6 | 73.698 | 73.326 | 73.197 | 73.507
| 20% Percentile | 70.04 | 70.256 | 70.484 | 70.534 | 71.038 | 71.408 | 71.94 | 72.29 | 72.778 | 73.35 | 73.718 | 74.45 | 75.078 | 75.366 | 75.224 | 75.434 | 75.316 | 74.816 | 74.9 | 74.978
| 30% Percentile | 70.74 | 71.027 | 71.2 | 71.45 | 71.934 | 72.317 | 72.797 | 73.297 | 73.727 | 74.37 | 74.64 | 75.464 | 76.127 | 76.427 | 76.437 | 76.647 | 76.414 | 76.157 | 76.284 | 76.2
| 40% Percentile | 71.53 | 71.756 | 71.826 | 72.286 | 72.656 | 73.096 | 73.61 | 74.15 | 74.742 | 75.32 | 75.616 | 76.59 | 77.134 | 77.386 | 77.722 | 77.658 | 77.53 | 77.316 | 77.53 | 77.336
| 50% Percentile | 72.24 | 72.52 | 72.51 | 72.99 | 73.32 | 74.02 | 74.6 | 75.195 | 75.645 | 76.37 | 76.925 | 77.55 | 78.195 | 78.665 | 78.675 | 78.86 | 78.84 | 78.81 | 78.73 | 78.605
| 60% Percentile | 73.142 | 73.268 | 73.568 | 73.8 | 74.25 | 74.862 | 75.664 | 76.144 | 76.83 | 77.224 | 78.144 | 78.714 | 79.47 | 79.992 | 79.98 | 80.204 | 80.086 | 80.254 | 80.13 | 80.344
| 70% Percentile | 74.26 | 74.43 | 74.543 | 74.92 | 75.563 | 76.058 | 76.853 | 77.386 | 78.036 | 78.236 | 79.353 | 80.103 | 80.869 | 81.353 | 81.776 | 81.733 | 81.57 | 81.829 | 81.582 | 82.266
| 80% Percentile | 75.23 | 75.52 | 75.784 | 76.234 | 76.802 | 77.624 | 78.154 | 78.952 | 79.47 | 79.886 | 80.754 | 81.758 | 82.44 | 82.856 | 83.38 | 83.732 | 83.492 | 83.422 | 83.786 | 84.212
| 90% Percentile | 76.822 | 77.132 | 77.74 | 77.715 | 78.632 | 79.401 | 80.32 | 80.43 | 81.253 | 82.177 | 83.471 | 83.792 | 84.593 | 85.061 | 85.782 | 85.99 | 86.137 | 86.703 | 86.603 | 87.062
| 100% Percentile | 80.56 | 82.11 | 83.89 | 83.07 | 84.1 | 86.04 | 85.05 | 88.48 | 86.99 | 87.14 | 90.03 | 92.59 | 96.12 | 95.25 | 105.7 | 96.79 | 97.1 | 98.2 | 98.39 | 99.64
Sensitivity Study S3.1 - Scenario 1B_No Demand Response
| Revenue Requirements ($/MWH) | 2016 | 2017 | 2018 | 2019 | 2020 | 2021 | 2022 | 2023 | 2024 | 2025 | 2026 | 2027 | 2028 | 2029 | 2030 | 2031 | 2032 | 2033 | 2034 | 2035
| 10% Percentile | 69.3 | 69.459 | 69.88 | 70.538 | 70.955 | 71.469 | 72.118 | 72.788 | 73.209 | 73.775 | 74.418 | 75.149 | 75.7 | 75.928 | 75.869 | 75.899 | 75.889 | 75.66 | 75.486 | 75.536
| First Quartile | 70.355 | 70.7175 | 71.21 | 71.7475 | 72.35 | 72.9575 | 73.665 | 74.24 | 74.8775 | 75.56 | 75.955 | 76.695 | 77.4475 | 78.0875 | 78.02 | 78.2 | 77.9725 | 77.705 | 77.82 | 77.76
S3.1 | Median | 72.245 | 72.595 | 72.915 | 73.63 | 74.195 | 74.875 | 75.685 | 76.45 | 77.095 | 77.825 | 78.54 | 79.215 | 80.005 | 80.61 | 80.735 | 80.91 | 80.835 | 81.015 | 81.12 | 80.78
| Third Quartile | 74.8425 | 75.06 | 75.47 | 76.1625 | 76.95 | 77.945 | 78.4775 | 79.4175 | 80.055 | 80.475 | 81.605 | 82.4525 | 83.38 | 84.0125 | 84.485 | 84.63 | 84.6525 | 84.8125 | 84.71 | 85.24
| 90% Percentile | 76.743 | 77.21 | 78.07 | 78.5 | 79.372 | 80.123 | 81.095 | 81.587 | 82.52 | 83.573 | 84.811 | 85.283 | 86.145 | 86.792 | 87.494 | 87.801 | 87.885 | 88.506 | 88.658 | 88.892
| Average | 72.6962 | 72.9855 | 73.4666 | 74.0676 | 74.7322 | 75.4469 | 76.222 | 76.8313 | 77.515 | 78.1989 | 79.0095 | 79.8022 | 80.5144 | 81.0777 | 81.3699 | 81.5882 | 81.5369 | 81.5605 | 81.5515 | 81.7202
| 10% Percentile | 69.3 | 69.459 | 69.88 | 70.538 | 70.955 | 71.469 | 72.118 | 72.788 | 73.209 | 73.775 | 74.418 | 75.149 | 75.7 | 75.928 | 75.869 | 75.899 | 75.889 | 75.66 | 75.486 | 75.536
| 20% Percentile | 70.02 | 70.346 | 70.77 | 71.396 | 71.86 | 72.56 | 73.268 | 73.762 | 74.386 | 74.954 | 75.43 | 76.25 | 77.038 | 77.538 | 77.418 | 77.558 | 77.45 | 77.054 | 77.09 | 77.17
| 30% Percentile | 70.73 | 71.11 | 71.58 | 72.087 | 72.747 | 73.334 | 74.06 | 74.68 | 75.31 | 76.027 | 76.377 | 77.23 | 77.927 | 78.517 | 78.557 | 78.727 | 78.594 | 78.441 | 78.595 | 78.25
| 40% Percentile | 71.54 | 71.806 | 72.17 | 72.906 | 73.49 | 74.008 | 74.76 | 75.558 | 76.052 | 77.032 | 77.392 | 78.368 | 78.986 | 79.456 | 79.816 | 79.85 | 79.7 | 79.6 | 79.684 | 79.646
| 50% Percentile | 72.245 | 72.595 | 72.915 | 73.63 | 74.195 | 74.875 | 75.685 | 76.45 | 77.095 | 77.825 | 78.54 | 79.215 | 80.005 | 80.61 | 80.735 | 80.91 | 80.835 | 81.015 | 81.12 | 80.78
| 60% Percentile | 73.174 | 73.368 | 73.872 | 74.434 | 75.058 | 75.768 | 76.826 | 77.264 | 78.2 | 78.73 | 79.718 | 80.472 | 81.19 | 82.06 | 82.094 | 82.364 | 82.24 | 82.396 | 82.464 | 82.646
| 70% Percentile | 74.26 | 74.429 | 74.906 | 75.44 | 76.4 | 77.043 | 77.896 | 78.63 | 79.435 | 79.7 | 80.913 | 81.806 | 82.576 | 83.323 | 83.73 | 83.793 | 83.932 | 84.009 | 83.933 | 84.503
| 80% Percentile | 75.23 | 75.604 | 76.112 | 76.99 | 77.55 | 78.498 | 79.112 | 80.094 | 80.81 | 81.472 | 82.34 | 83.394 | 84.23 | 84.76 | 85.432 | 85.808 | 85.506 | 85.56 | 85.708 | 86.486
| 90% Percentile | 76.743 | 77.21 | 78.07 | 78.5 | 79.372 | 80.123 | 81.095 | 81.587 | 82.52 | 83.573 | 84.811 | 85.283 | 86.145 | 86.792 | 87.494 | 87.801 | 87.885 | 88.506 | 88.658 | 88.892
| 100% Percentile | 80.55 | 82.09 | 83.99 | 83.29 | 84.68 | 86.32 | 85.61 | 88.85 | 87.55 | 88.65 | 90.5 | 93.28 | 95.69 | 95.38 | 105.7 | 97.23 | 97.38 | 98.27 | 98.83 | 99.82
Sensitivity Study S2.2 - Scenario 2C_NoDemandResponse
| Revenue Requirements ($/MWH) | 2016 | 2017 | 2018 | 2019 | 2020 | 2021 | 2022 | 2023 | 2024 | 2025 | 2026 | 2027 | 2028 | 2029 | 2030 | 2031 | 2032 | 2033 | 2034 | 2035
| 10% Percentile | 69.327 | 69.54 | 70.198 | 71.015 | 71.72 | 72.669 | 73.447 | 73.608 | 74.758 | 74.969 | 75.747 | 76.316 | 77.137 | 77.637 | 77.728 | 77.8 | 77.771 | 77.523 | 77.974 | 77.829
| First Quartile | 70.3875 | 70.86 | 71.78 | 72.8 | 73.7775 | 74.53 | 75.465 | 76.535 | 77.0725 | 77.8475 | 78.4 | 79.2275 | 79.9875 | 80.4375 | 80.6875 | 80.95 | 80.805 | 81.0925 | 81.1575 | 81.4875
S2.2 | Median | 72.325 | 73.02 | 74.055 | 75.44 | 76.905 | 77.915 | 79.3 | 80.305 | 81.035 | 82.125 | 82.685 | 83.24 | 83.965 | 85.18 | 85.055 | 85.86 | 86.69 | 86.41 | 86.59 | 87.26
| Third Quartile | 74.8525 | 75.675 | 77.5125 | 79.255 | 81.0325 | 83.0625 | 84.46 | 85.765 | 86.6825 | 87.5175 | 88.5325 | 90.185 | 90.76 | 91.2375 | 91.605 | 92.86 | 92.89 | 93.9825 | 93.3825 | 94.1825
| 90% Percentile | 76.847 | 77.982 | 80.582 | 84.315 | 87.807 | 90.168 | 90.012 | 92.684 | 93.858 | 94.897 | 95.157 | 97.151 | 97.705 | 97.298 | 98.767 | 100.61 | 100.8 | 101.92 | 101.61 | 102.41
| Average | 72.7336 | 73.505 | 74.9769 | 76.6654 | 78.3211 | 79.725 | 80.8339 | 81.8524 | 82.7775 | 83.641 | 84.426 | 85.405 | 85.9339 | 86.6016 | 86.951 | 87.7758 | 88.0738 | 88.3531 | 88.3121 | 88.7781
| 10% Percentile | 69.327 | 69.54 | 70.198 | 71.015 | 71.72 | 72.669 | 73.447 | 73.608 | 74.758 | 74.969 | 75.747 | 76.316 | 77.137 | 77.637 | 77.728 | 77.8 | 77.771 | 77.523 | 77.974 | 77.829
| 20% Percentile | 70.038 | 70.488 | 71.378 | 72.178 | 73.206 | 73.958 | 74.8 | 75.722 | 76.206 | 77.186 | 77.49 | 78.364 | 79.106 | 79.732 | 79.7 | 80.006 | 80.016 | 80.064 | 80.278 | 80.128
| 30% Percentile | 70.744 | 71.267 | 72.207 | 73.26 | 74.284 | 75.107 | 76.191 | 77.267 | 77.831 | 78.544 | 79.051 | 79.987 | 80.767 | 81.387 | 81.56 | 81.957 | 81.691 | 82.084 | 81.92 | 82.597
| 40% Percentile | 71.556 | 72.126 | 73.006 | 74.296 | 75.386 | 76.62 | 77.698 | 78.782 | 79.36 | 80.426 | 80.678 | 81.586 | 82.268 | 83.11 | 83.296 | 83.84 | 84.062 | 84.368 | 83.9 | 85.006
| 50% Percentile | 72.325 | 73.02 | 74.055 | 75.44 | 76.905 | 77.915 | 79.3 | 80.305 | 81.035 | 82.125 | 82.685 | 83.24 | 83.965 | 85.18 | 85.055 | 85.86 | 86.69 | 86.41 | 86.59 | 87.26
| 60% Percentile | 73.174 | 74.126 | 75.314 | 76.758 | 78.47 | 79.374 | 81.268 | 82.144 | 83.094 | 83.918 | 84.91 | 85.294 | 86.006 | 87.232 | 87.482 | 88.188 | 88.996 | 89.068 | 89.252 | 89.498
| 70% Percentile | 74.27 | 75.16 | 76.873 | 78.363 | 79.979 | 81.716 | 83.085 | 84.239 | 85.38 | 86.211 | 87.2 | 88.026 | 88.645 | 89.921 | 90.186 | 90.944 | 91.503 | 91.975 | 92.053 | 92.333
| 80% Percentile | 75.31 | 76.304 | 78.29 | 80.412 | 82.418 | 85.126 | 86.182 | 87.18 | 88.484 | 89.224 | 90.23 | 92.42 | 92.412 | 92.868 | 92.872 | 94.79 | 95.016 | 96.27 | 95.51 | 95.778
| 90% Percentile | 76.847 | 77.982 | 80.582 | 84.315 | 87.807 | 90.168 | 90.012 | 92.684 | 93.858 | 94.897 | 95.157 | 97.151 | 97.705 | 97.298 | 98.767 | 100.61 | 100.8 | 101.92 | 101.61 | 102.41
| 100% Percentile | 80.88 | 87.7 | 95.05 | 100 | 109.6 | 110.8 | 109.2 | 111.5 | 114.3 | 112.1 | 113.5 | 116.1 | 116.3 | 119.6 | 128.6 | 124.6 | 121.1 | 120.6 | 125.8 | 125.8
Sensitivity Study S5_Scenario 1B_35% RPS
| Revenue Requirements ($/MWH) | 2016 | 2017 | 2018 | 2019 | 2020 | 2021 | 2022 | 2023 | 2024 | 2025 | 2026 | 2027 | 2028 | 2029 | 2030 | 2031 | 2032 | 2033 | 2034 | 2035
| 10% Percentile | 70.149 | 73.197 | 72.059 | 71.06 | 71.718 | 76.269 | 78.119 | 80.038 | 82.209 | 85.7 | 86.85 | 86.527 | 86.279 | 86.134 | 85.789 | 85.788 | 85.368 | 84.373 | 83.338 | 83.026
| First Quartile | 71.2625 | 75.5175 | 75.015 | 72.61 | 73.015 | 77.495 | 79.5475 | 81.6025 | 83.93 | 87.225 | 88.7275 | 88.8425 | 89.2075 | 89.3975 | 88.8675 | 88.5025 | 88.2225 | 87.8075 | 86.82 | 86.1625
S5 | Median | 73.135 | 78.215 | 79.145 | 74.915 | 74.875 | 79.405 | 81.625 | 83.865 | 86.045 | 89.175 | 92.065 | 92.25 | 92.845 | 93.015 | 93.04 | 92.7 | 92.41 | 91.81 | 90.685 | 90.485
| Third Quartile | 75.71 | 81.455 | 82.5725 | 78.25 | 77.71 | 82.225 | 83.74 | 86.16 | 88.515 | 92.01 | 95.69 | 96.6975 | 97.8775 | 98.9925 | 98.0425 | 98.1925 | 97.6125 | 97.095 | 96.01 | 95.815
| 90% Percentile | 77.62 | 84.47 | 84.924 | 82.722 | 80.373 | 84.428 | 85.991 | 87.843 | 90.532 | 94.627 | 101.94 | 105.91 | 106.3 | 108.31 | 108.32 | 108.2 | 106.6 | 106.31 | 106.2 | 105.24
| Average | 73.5459 | 78.6303 | 78.8538 | 75.9812 | 75.5939 | 80.0063 | 81.7806 | 83.9715 | 86.5134 | 90.1385 | 93.472 | 94.4124 | 95.1311 | 95.7897 | 95.369 | 95.3809 | 94.8179 | 94.3067 | 93.0759 | 92.9059
| 10% Percentile | 70.149 | 73.197 | 72.059 | 71.06 | 71.718 | 76.269 | 78.119 | 80.038 | 82.209 | 85.7 | 86.85 | 86.527 | 86.279 | 86.134 | 85.789 | 85.788 | 85.368 | 84.373 | 83.338 | 83.026
| 20% Percentile | 70.89 | 74.76 | 73.96 | 72.136 | 72.546 | 77.16 | 79.038 | 81.128 | 83.296 | 86.718 | 88.114 | 88.07 | 88.44 | 88.438 | 87.864 | 87.828 | 87.154 | 86.548 | 85.802 | 85.318
| 30% Percentile | 71.664 | 76.027 | 75.81 | 73.107 | 73.407 | 77.88 | 79.877 | 82.04 | 84.47 | 87.625 | 89.407 | 89.548 | 90.041 | 90 | 89.674 | 89.231 | 88.937 | 88.645 | 87.628 | 86.947
| 40% Percentile | 72.376 | 76.996 | 77.54 | 74.02 | 74.12 | 78.55 | 80.64 | 82.992 | 85.3 | 88.44 | 90.744 | 90.81 | 91.37 | 91.51 | 91.31 | 91.04 | 90.748 | 90.26 | 89.236 | 88.724
| 50% Percentile | 73.135 | 78.215 | 79.145 | 74.915 | 74.875 | 79.405 | 81.625 | 83.865 | 86.045 | 89.175 | 92.065 | 92.25 | 92.845 | 93.015 | 93.04 | 92.7 | 92.41 | 91.81 | 90.685 | 90.485
| 60% Percentile | 74.014 | 79.336 | 80.478 | 76.03 | 75.87 | 80.434 | 82.41 | 84.76 | 86.914 | 90.282 | 93.294 | 93.96 | 94.33 | 94.642 | 94.698 | 94.578 | 93.82 | 93.598 | 92.324 | 92.518
| 70% Percentile | 75.133 | 80.716 | 81.716 | 77.44 | 77.143 | 81.613 | 83.273 | 85.743 | 88.023 | 91.403 | 94.712 | 95.546 | 96.509 | 97.184 | 96.946 | 96.611 | 96.158 | 95.629 | 94.396 | 94.576
| 80% Percentile | 76.09 | 82.352 | 83.376 | 79.164 | 78.282 | 82.86 | 84.304 | 86.542 | 89.124 | 92.698 | 97.382 | 98.072 | 99.834 | 101.4 | 100.3 | 100.36 | 99.988 | 98.912 | 97.836 | 97.746
| 90% Percentile | 77.62 | 84.47 | 84.924 | 82.722 | 80.373 | 84.428 | 85.991 | 87.843 | 90.532 | 94.627 | 101.94 | 105.91 | 106.3 | 108.31 | 108.32 | 108.2 | 106.6 | 106.31 | 106.2 | 105.24
| 100% Percentile | 81.15 | 93.44 | 90.67 | 93.29 | 99.26 | 95.32 | 91.11 | 100.6 | 117.7 | 124.5 | 131.5 | 153.8 | 158.4 | 148.5 | 173 | 184.2 | 162.9 | 175.4 | 169.6 | 163.7
Sensitivity Study S3 - Scenario 1B_Low Gas Prices
| Revenue Requirements ($/MWH) | 2016 | 2017 | 2018 | 2019 | 2020 | 2021 | 2022 | 2023 | 2024 | 2025 | 2026 | 2027 | 2028 | 2029 | 2030 | 2031 | 2032 | 2033 | 2034 | 2035
| 10% Percentile | 69.819 | 72.219 | 71.27 | 70.369 | 70.329 | 71.149 | 71.05 | 71.139 | 71.5 | 71.799 | 72.75 | 73.189 | 73.408 | 73.149 | 72.867 | 72.726 | 72.257 | 71.69 | 71.287 | 71.318
| First Quartile | 70.84 | 73.87 | 73.665 | 71.7875 | 71.5625 | 72.5 | 72.47 | 72.69 | 72.92 | 73.5775 | 74.1775 | 74.77 | 75.32 | 75.0775 | 74.79 | 74.6725 | 73.9775 | 73.37 | 72.99 | 72.85
S3 | Median | 72.545 | 76.205 | 76.755 | 73.62 | 73.205 | 74.4 | 74.375 | 74.71 | 75.105 | 75.65 | 76.76 | 76.875 | 77.43 | 77.535 | 77.335 | 76.88 | 76.44 | 76.07 | 75.435 | 75.24
| Third Quartile | 74.8625 | 79.3625 | 79.695 | 76.1425 | 75.7125 | 77.15 | 76.5625 | 77.1225 | 77.4125 | 78.03 | 79.61 | 79.37 | 80.0475 | 80.1525 | 80.065 | 79.9125 | 79.4325 | 79.0825 | 78.2725 | 78.295
| 90% Percentile | 76.543 | 82.257 | 81.953 | 78.731 | 77.774 | 79.272 | 78.551 | 78.833 | 79.672 | 80.08 | 81.98 | 82.054 | 82.681 | 82.87 | 82.771 | 82.554 | 81.925 | 81.957 | 81.371 | 81.063
| Average | 72.9144 | 76.8709 | 76.7434 | 74.2693 | 73.7882 | 74.9414 | 74.6096 | 74.8544 | 75.3137 | 75.8417 | 77.4362 | 77.5415 | 78.1411 | 77.8986 | 77.7937 | 77.5835 | 77.0111 | 76.6499 | 76.0595 | 75.9679
| 10% Percentile | 69.819 | 72.219 | 71.27 | 70.369 | 70.329 | 71.149 | 71.05 | 71.139 | 71.5 | 71.799 | 72.75 | 73.189 | 73.408 | 73.149 | 72.867 | 72.726 | 72.257 | 71.69 | 71.287 | 71.318
| 20% Percentile | 70.518 | 73.366 | 72.77 | 71.38 | 71.2 | 72.12 | 72.038 | 72.178 | 72.434 | 73.068 | 73.836 | 74.286 | 74.87 | 74.648 | 74.32 | 74.098 | 73.404 | 72.826 | 72.51 | 72.368
| 30% Percentile | 71.22 | 74.454 | 74.297 | 72.187 | 72.047 | 72.837 | 72.77 | 73.14 | 73.37 | 73.977 | 74.707 | 75.137 | 75.75 | 75.767 | 75.25 | 75.034 | 74.49 | 73.827 | 73.481 | 73.314
| 40% Percentile | 71.86 | 75.326 | 75.596 | 72.876 | 72.64 | 73.67 | 73.498 | 73.872 | 74.43 | 74.83 | 75.662 | 76.06 | 76.54 | 76.776 | 76.38 | 75.97 | 75.452 | 74.962 | 74.516 | 74.146
| 50% Percentile | 72.545 | 76.205 | 76.755 | 73.62 | 73.205 | 74.4 | 74.375 | 74.71 | 75.105 | 75.65 | 76.76 | 76.875 | 77.43 | 77.535 | 77.335 | 76.88 | 76.44 | 76.07 | 75.435 | 75.24
| 60% Percentile | 73.348 | 77.414 | 77.834 | 74.544 | 74.134 | 75.354 | 75.1 | 75.44 | 75.934 | 76.394 | 77.812 | 77.67 | 78.364 | 78.36 | 78.368 | 78.044 | 77.71 | 77.03 | 76.484 | 76.296
| 70% Percentile | 74.282 | 78.583 | 78.823 | 75.63 | 75.15 | 76.74 | 76.113 | 76.453 | 76.93 | 77.269 | 78.94 | 78.923 | 79.372 | 79.544 | 79.543 | 79.293 | 78.696 | 78.359 | 77.753 | 77.416
| 80% Percentile | 75.216 | 80.184 | 80.366 | 76.692 | 76.22 | 77.762 | 77.29 | 77.55 | 78.052 | 78.81 | 80.1 | 80.014 | 80.766 | 80.772 | 81 | 80.73 | 80.11 | 79.992 | 79.204 | 79.012
| 90% Percentile | 76.543 | 82.257 | 81.953 | 78.731 | 77.774 | 79.272 | 78.551 | 78.833 | 79.672 | 80.08 | 81.98 | 82.054 | 82.681 | 82.87 | 82.771 | 82.554 | 81.925 | 81.957 | 81.371 | 81.063
| 100% Percentile | 79.7 | 92.51 | 88.96 | 88.39 | 92.65 | 86.33 | 86.07 | 84.69 | 91.96 | 88.79 | 110.5 | 122.2 | 135.5 | 95.52 | 120.7 | 123.8 | 110.8 | 117.1 | 117.4 | 107.7
Scensitivity Study S3.1 - Scenario 2C_Low Gas Price
| Revenue Requirements ($/MWH) | 2016 | 2017 | 2018 | 2019 | 2020 | 2021 | 2022 | 2023 | 2024 | 2025 | 2026 | 2027 | 2028 | 2029 | 2030 | 2031 | 2032 | 2033 | 2034 | 2035
| 10% Percentile | 69.828 | 72.53 | 71.832 | 70.946 | 71.048 | 72.12 | 72.31 | 72.358 | 73.219 | 73.505 | 74.249 | 74.907 | 75.617 | 75.38 | 75.51 | 75.258 | 74.759 | 74.299 | 74.203 | 74.198
| First Quartile | 70.8975 | 74.4675 | 74.575 | 72.7275 | 72.95 | 74.07 | 74.24 | 74.9475 | 75.2675 | 76.23 | 76.72 | 77.2575 | 77.9375 | 78.2975 | 78.095 | 78.18 | 77.785 | 77.7475 | 77.06 | 76.835
S3.1 | Median | 72.64 | 77.215 | 78.04 | 75.485 | 75.845 | 77.2 | 77.68 | 78.175 | 78.85 | 79.565 | 80.705 | 80.795 | 81.675 | 82.17 | 82.045 | 82.47 | 82.235 | 81.895 | 81.74 | 81.68
| Third Quartile | 74.9125 | 80.3125 | 81.6225 | 79.625 | 79.5925 | 82.245 | 82.1925 | 82.965 | 83.815 | 84.275 | 86.06 | 87.02 | 87.2825 | 87.6575 | 87.0925 | 87.81 | 86.94 | 87.8225 | 87.0225 | 86.9525
| 90% Percentile | 76.677 | 83.472 | 85.163 | 84.234 | 85.823 | 88.5 | 87.038 | 88.961 | 90.199 | 91.101 | 92.301 | 93.205 | 93.332 | 92.85 | 93.507 | 94.351 | 93.422 | 93.353 | 93.281 | 94.061
| Average | 72.9849 | 77.6366 | 78.3466 | 76.7551 | 77.1577 | 78.9613 | 78.9542 | 79.6177 | 80.3131 | 81.034 | 82.3926 | 82.8646 | 83.365 | 83.3815 | 83.4258 | 83.6716 | 83.3027 | 83.1637 | 82.7726 | 82.7911
| 10% Percentile | 69.828 | 72.53 | 71.832 | 70.946 | 71.048 | 72.12 | 72.31 | 72.358 | 73.219 | 73.505 | 74.249 | 74.907 | 75.617 | 75.38 | 75.51 | 75.258 | 74.759 | 74.299 | 74.203 | 74.198
| 20% Percentile | 70.55 | 73.866 | 73.634 | 72.208 | 72.414 | 73.388 | 73.49 | 74.24 | 74.676 | 75.418 | 76.128 | 76.64 | 77.266 | 77.656 | 77.316 | 77.31 | 76.766 | 76.72 | 76.31 | 76.06
| 30% Percentile | 71.267 | 75.004 | 75.422 | 73.29 | 73.474 | 74.754 | 74.82 | 75.641 | 76.027 | 76.747 | 77.498 | 78.024 | 78.547 | 79.024 | 78.958 | 78.847 | 78.72 | 78.41 | 77.877 | 77.944
| 40% Percentile | 71.976 | 76.026 | 76.82 | 74.32 | 74.516 | 75.99 | 76.02 | 76.696 | 77.23 | 78.216 | 79.096 | 79.292 | 80.106 | 80.716 | 80.526 | 80.512 | 80.666 | 79.926 | 79.692 | 79.73
| 50% Percentile | 72.64 | 77.215 | 78.04 | 75.485 | 75.845 | 77.2 | 77.68 | 78.175 | 78.85 | 79.565 | 80.705 | 80.795 | 81.675 | 82.17 | 82.045 | 82.47 | 82.235 | 81.895 | 81.74 | 81.68
| 60% Percentile | 73.402 | 78.21 | 79.184 | 76.782 | 77.134 | 78.876 | 79.144 | 79.818 | 80.524 | 81.192 | 82.434 | 82.546 | 83.474 | 83.934 | 83.89 | 84.178 | 84.066 | 83.794 | 83.508 | 83.628
| 70% Percentile | 74.38 | 79.536 | 80.796 | 78.616 | 78.636 | 80.952 | 80.563 | 81.663 | 82.479 | 83.106 | 84.367 | 85.343 | 85.68 | 86.105 | 85.646 | 86.25 | 86.07 | 86.502 | 85.643 | 85.553
| 80% Percentile | 75.242 | 81.01 | 82.6 | 81.038 | 80.912 | 83.6 | 83.692 | 84.368 | 85.376 | 86.052 | 87.854 | 88.764 | 88.384 | 88.602 | 88.846 | 89.542 | 88.522 | 89.828 | 88.724 | 88.536
| 90% Percentile | 76.677 | 83.472 | 85.163 | 84.234 | 85.823 | 88.5 | 87.038 | 88.961 | 90.199 | 91.101 | 92.301 | 93.205 | 93.332 | 92.85 | 93.507 | 94.351 | 93.422 | 93.353 | 93.281 | 94.061
| 100% Percentile | 79.83 | 92.82 | 94.85 | 103.1 | 105.9 | 107.6 | 111.4 | 108.4 | 106.9 | 106.9 | 125.2 | 138.9 | 150.9 | 110.2 | 122.5 | 127.8 | 118 | 117.8 | 126 | 111.2

## NPV Frequency Distributions
NO Penalty
NPV Distribution Across Futures | [20 empty] | NPV Cumulative Distribution Across Futures
NPV Bin (millions -2012$ | Scenario 1B | Scenario 2B | Scenario 2C | Scenario 3A | Scenario 4A | Scenario 4B | Scenario 4C | Scenario 4D | Scenario 5B | Sensitivity S1 - Scenario 1B_No Coal Retirement | Senssitivity S2 - Scenario 1B_Low Gas Prices | Sensitivity S2.1 - Scenario 2C_Low Gas Prices | Sensitivity S3 - Scenario 1B_No DR | Sensitivity S3.1 - Scenario 2C_NoDR | Sensitivity S5 - Scenario 1B_RPS at 35% | Sensitivity S6 - Scenario 2B_SCC at 95% | Sensitivity S7 - Scenario 2B_No Coneservation | Sensitivity S8 - Scenario 2B_SCC at 95% w/o Conservation | Sensitivity S9 - Scenario 1B_No Transmission and Distribution Deferral Credit | Sensitivity S10 - Scenario 1B_No Conservation Adder | NPV Bin (millions -2012$ | Scenario 1B | Scenario 2B | Scenario 2C | Scenario 3A | Scenario 4A | Scenario 4B | Scenario 4C | Scenario 4D | Scenario 5B | Sensitivity S1 - Scenario 1B_No Coal Retirement | Senssitivity S2 - Scenario 1B_Low Gas Prices | Sensitivity S2.1 - Scenario 2C_Low Gas Prices | Sensitivity S3 - Scenario 1B_No DR | Sensitivity S3.1 - Scenario 2C_NoDR | Sensitivity S5 - Scenario 1B_RPS at 35% | Sensitivity S6 - Scenario 2B_SCC at 95% | Sensitivity S7 - Scenario 2B_No Coneservation | Sensitivity S8 - Scenario 2B_SCC at 95% w/o Conservation | Sensitivity S9 - Scenario 1B_No Transmission and Distribution Deferral Credit | Sensitivity S10 - Scenario 1B_No Conservation Adder
45000 | 0% | 0% | 0% | 0% | 0% | 0% | 0% | 0% | 0% | 0% | 0% | 0% | 0% | 0% | 0% | 0% | 0% | 0% | 0% | 0% | 45000 | 0% | 0% | 0% | 0% | 0% | 0% | 0% | 0% | 0% | 0% | 0% | 0% | 0% | 0% | 0% | 0% | 0% | 0% | 0% | 0%
46000 | 0.125% | 0% | 0% | 0% | 0% | 0% | 0% | 0% | 0.125% | 0% | 0% | 0% | 0% | 0% | 0% | 0% | 0% | 0% | 0% | 0% | 46000 | 0.125% | 0% | 0% | 0% | 0% | 0% | 0% | 0% | 0.125% | 0% | 0% | 0% | 0% | 0% | 0% | 0% | 0% | 0% | 0% | 0%
47000 | 0% | 0% | 0% | 0% | 0% | 0% | 0% | 0% | 0% | 0% | 0% | 0% | 0% | 0% | 0% | 0% | 0% | 0% | 0% | 0% | 47000 | 0.125% | 0% | 0% | 0% | 0% | 0% | 0% | 0% | 0.125% | 0% | 0% | 0% | 0% | 0% | 0% | 0% | 0% | 0% | 0% | 0%
48000 | 0% | 0% | 0.125% | 0% | 0% | 0% | 0% | 0% | 0% | 0% | 0.125% | 0% | 0% | 0% | 0% | 0% | 0% | 0% | 0% | 0% | 48000 | 0.125% | 0.125% | 0.125% | 0% | 0% | 0% | 0% | 0% | 0.125% | 0.125% | 0.125% | 0% | 0% | 0% | 0% | 0% | 0% | 0% | 0% | 0%
49000 | 0% | 0% | 0% | 0.125% | 0% | 0% | 0% | 0% | 0% | 0% | 0% | 0.125% | 0% | 0% | 0% | 0% | 0% | 0% | 0% | 0% | 49000 | 0.125% | 0% | 0.125% | 0.125% | 0% | 0% | 0% | 0% | 0.125% | 0% | 0.125% | 0.125% | 0% | 0% | 0% | 0% | 0% | 0% | 0% | 0%
50000 | 0.125% | 0% | 0% | 0% | 0% | 0% | 0% | 0% | 0.25% | 0.125% | 0.125% | 0% | 0% | 0% | 0% | 0% | 0% | 0% | 0% | 0.125% | 50000 | 0.125% | 0% | 0% | 0% | 0% | 0% | 0% | 0% | 0.375% | 0.125% | 0.25% | 0.125% | 0% | 0% | 0% | 0% | 0% | 0% | 0% | 0.125%
51000 | 0% | 0% | 0% | 0% | 0% | 0% | 0% | 0% | 0% | 0% | 0.25% | 0.125% | 0% | 0% | 0% | 0% | 0% | 0% | 0% | 0% | 51000 | 0.125% | 0% | 0% | 0% | 0% | 0% | 0% | 0% | 0.375% | 0.125% | 0.5% | 0.25% | 0% | 0% | 0% | 0% | 0% | 0% | 0% | 0.125%
52000 | 0% | 0% | 0% | 0.125% | 0.125% | 0% | 0% | 0% | 0.625% | 0% | 0.375% | 0% | 0% | 0.125% | 0% | 0% | 0% | 0% | 0% | 0% | 52000 | 0.125% | 0% | 0% | 0.125% | 0.125% | 0% | 0% | 0% | 1% | 0.125% | 0.875% | 0.25% | 0% | 0.125% | 0% | 0% | 0% | 0% | 0% | 0.125%
53000 | 0.25% | 0% | 0% | 0.125% | 0% | 0.125% | 0% | 0.125% | 0.375% | 0.125% | 0.75% | 0.25% | 0.125% | 0.125% | 0% | 0% | 0% | 0% | 0% | 0.125% | 53000 | 0.375% | 0% | 0% | 0.25% | 0.125% | 0.125% | 0% | 0.125% | 1.375% | 0.25% | 1.625% | 0.5% | 0.125% | 0.25% | 0% | 0% | 0% | 0% | 0% | 0.25%
54000 | 0% | 0% | 0.25% | 0% | 0% | 0% | 0.125% | 0.125% | 0.25% | 0.125% | 0.625% | 0% | 0% | 0% | 0% | 0.25% | 0% | 0% | 0% | 0% | 54000 | 0.375% | 0.375% | 0.25% | 0.25% | 0.125% | 0.125% | 0.125% | 0.25% | 1.625% | 0.375% | 2.25% | 0.5% | 0.125% | 0.25% | 0% | 0.25% | 0% | 0% | 0% | 0.25%
55000 | 0.625% | 0% | 0% | 0% | 0.125% | 0% | 0% | 0% | 0.875% | 0.25% | 1.5% | 0.375% | 0% | 0% | 0% | 0% | 0% | 0% | 0.125% | 0% | 55000 | 1% | 0% | 0.25% | 0.25% | 0.25% | 0.125% | 0.125% | 0.25% | 2.5% | 0.625% | 3.75% | 0.875% | 0.125% | 0.25% | 0% | 0.25% | 0% | 0% | 0.125% | 0.25%
56000 | 0% | 0.125% | 0% | 0.25% | 0% | 0.125% | 0.125% | 0% | 0.375% | 0.5% | 1.25% | 0.25% | 0.25% | 0% | 0% | 0% | 0% | 0% | 0% | 0.125% | 56000 | 1% | 0.125% | 0.25% | 0.5% | 0.25% | 0.25% | 0.25% | 0.25% | 2.875% | 1.125% | 5% | 1.125% | 0.375% | 0.25% | 0% | 0.25% | 0% | 0% | 0.125% | 0.375%
57000 | 0.625% | 0% | 0% | 0% | 0% | 0% | 0% | 0% | 0.625% | 0.375% | 1.25% | 0.25% | 0.5% | 0.125% | 0% | 0% | 0% | 0% | 0% | 0% | 57000 | 1.625% | 0.125% | 0.25% | 0.5% | 0.25% | 0.25% | 0.25% | 0.25% | 3.5% | 1.5% | 6.25% | 1.375% | 0.875% | 0.375% | 0% | 0.25% | 0% | 0% | 0.125% | 0.375%
58000 | 0.125% | 0% | 0% | 0% | 0% | 0% | 0% | 0.125% | 1% | 0.5% | 2.625% | 0.75% | 0.375% | 0.375% | 0% | 0% | 0% | 0% | 0.125% | 0.25% | 58000 | 1.75% | 0.125% | 0.25% | 0.5% | 0.25% | 0.25% | 0.25% | 0.375% | 4.5% | 2% | 8.875% | 2.125% | 1.25% | 0.75% | 0% | 0.25% | 0% | 0% | 0.25% | 0.625%
59000 | 1% | 0% | 0.375% | 0% | 0% | 0% | 0.375% | 0.25% | 1% | 0.875% | 2% | 0.25% | 0.5% | 0% | 0% | 0.375% | 0% | 0% | 0.25% | 0.125% | 59000 | 2.75% | 0.125% | 0.625% | 0.5% | 0.25% | 0.25% | 0.625% | 0.625% | 5.5% | 2.875% | 10.88% | 2.375% | 1.75% | 0.75% | 0% | 0.625% | 0% | 0% | 0.5% | 0.75%
60000 | 0.625% | 0% | 0.125% | 0.375% | 0.125% | 0.125% | 0.125% | 0.125% | 1.625% | 0.625% | 3% | 0.875% | 0.625% | 0.125% | 0% | 0.125% | 0% | 0% | 0.125% | 0.375% | 60000 | 3.375% | 0.125% | 0.75% | 0.875% | 0.375% | 0.375% | 0.75% | 0.75% | 7.125% | 3.5% | 13.87% | 3.25% | 2.375% | 0.875% | 0% | 0.75% | 0% | 0% | 0.625% | 1.125%
61000 | 1.25% | 0.125% | 0.25% | 0.375% | 0% | 0% | 0% | 0.125% | 2.125% | 1.375% | 2.125% | 0.625% | 0.25% | 0.125% | 0% | 0.25% | 0% | 0% | 0.25% | 0.375% | 61000 | 4.625% | 0.25% | 1% | 1.25% | 0.375% | 0.375% | 0.75% | 0.875% | 9.25% | 4.875% | 16% | 3.875% | 2.625% | 1% | 0% | 1% | 0% | 0% | 0.875% | 1.5%
62000 | 0.875% | 0% | 0% | 0.375% | 0% | 0% | 0.125% | 0.125% | 1.5% | 0.75% | 2.5% | 1.125% | 1.375% | 0.25% | 0% | 0% | 0% | 0% | 0.25% | 0% | 62000 | 5.5% | 0.25% | 1% | 1.625% | 0.375% | 0.375% | 0.875% | 1% | 10.75% | 5.625% | 18.5% | 5% | 4% | 1.25% | 0% | 1% | 0% | 0% | 1.125% | 1.5%
63000 | 1.5% | 0% | 0% | 0.25% | 0.125% | 0.125% | 0.125% | 0.125% | 1.625% | 2.5% | 2.875% | 1.125% | 0.875% | 0.375% | 0% | 0% | 0% | 0% | 0.375% | 0.375% | 63000 | 7% | 0.25% | 1% | 1.875% | 0.5% | 0.5% | 1% | 1.125% | 12.38% | 8.125% | 21.37% | 6.125% | 4.875% | 1.625% | 0% | 1% | 0% | 0% | 1.5% | 1.875%
64000 | 2.125% | 0% | 0.25% | 0.5% | 0% | 0.125% | 0.25% | 0.25% | 1.25% | 1.875% | 4.625% | 1.125% | 1.5% | 0.875% | 0% | 0.25% | 0% | 0% | 0.375% | 0.875% | 64000 | 9.125% | 0.25% | 1.25% | 2.375% | 0.5% | 0.625% | 1.25% | 1.375% | 13.63% | 10% | 26% | 7.25% | 6.375% | 2.5% | 0% | 1.25% | 0% | 0% | 1.875% | 2.75%
65000 | 1.5% | 0.125% | 0.875% | 0.25% | 0.25% | 0.125% | 0.5% | 0.875% | 1.25% | 1.25% | 3.875% | 1.625% | 1.75% | 0.5% | 0% | 0.875% | 0% | 0% | 0.875% | 0.375% | 65000 | 10.63% | 0.375% | 2.125% | 2.625% | 0.75% | 0.75% | 1.75% | 2.25% | 14.88% | 11.25% | 29.87% | 8.875% | 8.125% | 3% | 0% | 2.125% | 0% | 0% | 2.75% | 3.125%
66000 | 2.125% | 0.5% | 0.625% | 0.75% | 0.25% | 0% | 0.5% | 0.5% | 2.125% | 2.125% | 4.625% | 1.375% | 1.875% | 0.75% | 0% | 0.625% | 0% | 0% | 1% | 0.625% | 66000 | 12.75% | 0.875% | 2.75% | 3.375% | 1% | 0.75% | 2.25% | 2.75% | 17% | 13.38% | 34.5% | 10.25% | 10% | 3.75% | 0% | 2.75% | 0% | 0% | 3.75% | 3.75%
67000 | 1.5% | 0% | 0.625% | 0.75% | 0% | 0.25% | 1% | 0.75% | 2.125% | 1.75% | 3% | 1% | 2% | 0.625% | 0% | 0.625% | 0% | 0% | 0.75% | 0.625% | 67000 | 14.25% | 0.875% | 3.375% | 4.125% | 1% | 1% | 3.25% | 3.5% | 19.12% | 15.12% | 37.5% | 11.25% | 12% | 4.375% | 0% | 3.375% | 0% | 0% | 4.5% | 4.375%
68000 | 1.625% | 0% | 0.5% | 0.25% | 0.125% | 0.25% | 0.375% | 0.5% | 2% | 1.625% | 3.125% | 1% | 1.375% | 0% | 0% | 0.5% | 0% | 0% | 0.75% | 0.75% | 68000 | 15.88% | 0.875% | 3.875% | 4.375% | 1.125% | 1.25% | 3.625% | 4% | 21.12% | 16.75% | 40.62% | 12.25% | 13.38% | 4.375% | 0% | 3.875% | 0% | 0% | 5.25% | 5.125%
69000 | 1.25% | 0.5% | 0.5% | 0.25% | 0.25% | 0.25% | 0.375% | 0.375% | 2.25% | 1.875% | 3.25% | 1.375% | 1.5% | 0.625% | 0% | 0.5% | 0% | 0% | 2.125% | 0.875% | 69000 | 17.12% | 1.375% | 4.375% | 4.625% | 1.375% | 1.5% | 4% | 4.375% | 23.38% | 18.62% | 43.88% | 13.62% | 14.88% | 5% | 0% | 4.375% | 0% | 0% | 7.375% | 6%
70000 | 2.625% | 0.25% | 0.25% | 1% | 0.125% | 0.125% | 0.625% | 0.25% | 2.625% | 3.5% | 3.125% | 1.375% | 2.5% | 0.625% | 0% | 0.25% | 0% | 0% | 1.5% | 1.25% | 70000 | 19.75% | 1.625% | 4.625% | 5.625% | 1.5% | 1.625% | 4.625% | 4.625% | 26% | 22.12% | 47% | 15% | 17.38% | 5.625% | 0% | 4.625% | 0% | 0% | 8.875% | 7.25%
71000 | 2.375% | 0% | 0.5% | 0.25% | 0.375% | 0.125% | 0.25% | 0.625% | 3.375% | 2.125% | 3.125% | 0.625% | 2.25% | 0.625% | 0% | 0.5% | 0% | 0% | 1.375% | 1.25% | 71000 | 22.12% | 1.625% | 5.125% | 5.875% | 1.875% | 1.75% | 4.875% | 5.25% | 29.38% | 24.25% | 50.12% | 15.62% | 19.62% | 6.25% | 0% | 5.125% | 0% | 0% | 10.25% | 8.5%
72000 | 3.375% | 0.25% | 0.625% | 0.375% | 0.125% | 0.5% | 1% | 0.75% | 2.5% | 3.25% | 2.25% | 1.5% | 1.875% | 1.875% | 0% | 0.625% | 0% | 0% | 1.375% | 1.125% | 72000 | 25.5% | 1.875% | 5.75% | 6.25% | 2% | 2.25% | 5.875% | 6% | 31.88% | 27.5% | 52.37% | 17.12% | 21.5% | 8.125% | 0% | 5.75% | 0% | 0% | 11.62% | 9.625%
73000 | 2.375% | 0.25% | 1.125% | 0.75% | 0.25% | 0.625% | 0.75% | 1.125% | 2.75% | 2.75% | 2.375% | 1.375% | 3.125% | 1% | 0% | 1.125% | 0% | 0% | 1.625% | 1.625% | 73000 | 27.88% | 2.125% | 6.875% | 7% | 2.25% | 2.875% | 6.625% | 7.125% | 34.63% | 30.25% | 54.75% | 18.5% | 24.62% | 9.125% | 0% | 6.875% | 0% | 0% | 13.25% | 11.25%
74000 | 1.625% | 0.5% | 1.375% | 1% | 0.625% | 0% | 1.375% | 1.375% | 2.5% | 2.5% | 2.25% | 2% | 2.25% | 1.25% | 0% | 1.375% | 0% | 0% | 1.625% | 1% | 74000 | 29.5% | 2.625% | 8.25% | 8% | 2.875% | 2.875% | 8% | 8.5% | 37.13% | 32.75% | 57% | 20.5% | 26.88% | 10.38% | 0% | 8.25% | 0% | 0% | 14.88% | 12.25%
75000 | 3.125% | 0.125% | 1.5% | 1.625% | 0.125% | 0.25% | 1.5% | 1.375% | 2.25% | 2.375% | 2.625% | 1.25% | 3.125% | 0.75% | 0% | 1.5% | 0% | 0% | 1.5% | 1.125% | 75000 | 32.62% | 2.75% | 9.75% | 9.625% | 3% | 3.125% | 9.5% | 9.875% | 39.38% | 35.12% | 59.62% | 21.75% | 30% | 11.12% | 0% | 9.75% | 0% | 0% | 16.38% | 13.37%
76000 | 2.25% | 0.125% | 0.875% | 1% | 0.25% | 0.125% | 1% | 1% | 2% | 2.75% | 3.5% | 1.875% | 3.125% | 1% | 0% | 0.875% | 0% | 0% | 1.75% | 1% | 76000 | 34.88% | 2.875% | 10.62% | 10.62% | 3.25% | 3.25% | 10.5% | 10.87% | 41.38% | 37.88% | 63.12% | 23.62% | 33.12% | 12.12% | 0% | 10.62% | 0% | 0% | 18.13% | 14.37%
77000 | 2.25% | 0.375% | 0.625% | 1.25% | 0.125% | 0.25% | 0.625% | 0.625% | 1.625% | 2.375% | 1.625% | 1.375% | 2% | 1% | 0% | 0.625% | 0% | 0% | 2.25% | 1.75% | 77000 | 37.12% | 3.25% | 11.25% | 11.88% | 3.375% | 3.5% | 11.12% | 11.5% | 43% | 40.25% | 64.75% | 25% | 35.12% | 13.12% | 0% | 11.25% | 0% | 0% | 20.38% | 16.12%
78000 | 3.25% | 0.125% | 1.75% | 0.75% | 0.125% | 0.25% | 1.25% | 1.375% | 2.5% | 3% | 2.125% | 2.125% | 2.375% | 0.625% | 0% | 1.75% | 0% | 0% | 2.625% | 1% | 78000 | 40.38% | 3.375% | 13% | 12.62% | 3.5% | 3.75% | 12.38% | 12.88% | 45.5% | 43.25% | 66.88% | 27.12% | 37.5% | 13.75% | 0% | 13% | 0% | 0% | 23% | 17.12%
79000 | 2% | 0.625% | 0.375% | 1.25% | 0.125% | 0.25% | 0.625% | 0.625% | 2% | 2.625% | 1.5% | 1.875% | 2.375% | 0.875% | 0% | 0.375% | 0% | 0% | 2.625% | 1.75% | 79000 | 42.38% | 4% | 13.38% | 13.88% | 3.625% | 4% | 13% | 13.5% | 47.5% | 45.88% | 68.38% | 29% | 39.88% | 14.62% | 0% | 13.38% | 0% | 0% | 25.63% | 18.88%
80000 | 2% | 0.5% | 0.75% | 1.125% | 0.875% | 0.5% | 1.125% | 0.75% | 2% | 2% | 1.5% | 1.25% | 1.75% | 1.125% | 0% | 0.75% | 0% | 0% | 1.875% | 2% | 80000 | 44.38% | 4.5% | 14.13% | 15% | 4.5% | 4.5% | 14.13% | 14.25% | 49.5% | 47.88% | 69.88% | 30.25% | 41.62% | 15.75% | 0% | 14.13% | 0% | 0% | 27.5% | 20.88%
81000 | 2.125% | 0.5% | 0.875% | 0.875% | 0.375% | 0.5% | 0.625% | 0.75% | 1.625% | 1.875% | 1% | 1.25% | 2.25% | 1.25% | 0% | 0.875% | 0% | 0% | 2.125% | 1.75% | 81000 | 46.5% | 5% | 15% | 15.88% | 4.875% | 5% | 14.75% | 15% | 51.13% | 49.75% | 70.88% | 31.5% | 43.88% | 17% | 0% | 15% | 0% | 0% | 29.62% | 22.62%
82000 | 2.25% | 0.375% | 1.5% | 0.875% | 0.375% | 0.625% | 1% | 1.625% | 1.75% | 2.25% | 2% | 1.625% | 3% | 1.25% | 0% | 1.5% | 0% | 0% | 2.25% | 1.75% | 82000 | 48.75% | 5.375% | 16.5% | 16.75% | 5.25% | 5.625% | 15.75% | 16.62% | 52.88% | 52% | 72.88% | 33.12% | 46.88% | 18.25% | 0% | 16.5% | 0% | 0% | 31.88% | 24.38%
83000 | 1.5% | 1% | 1.25% | 1.25% | 0.75% | 0.5% | 1.625% | 1.125% | 2.25% | 2.125% | 1.875% | 1.625% | 2.125% | 1.625% | 0% | 1.25% | 0% | 0% | 2.25% | 1% | 83000 | 50.25% | 6.375% | 17.75% | 18% | 6% | 6.125% | 17.38% | 17.75% | 55.13% | 54.12% | 74.75% | 34.75% | 49% | 19.88% | 0% | 17.75% | 0% | 0% | 34.13% | 25.38%
84000 | 1.375% | 1.375% | 1.625% | 1.5% | 0.75% | 0.625% | 1.5% | 1.75% | 1% | 1.875% | 2.5% | 1.625% | 1.125% | 0.875% | 0% | 1.625% | 0.125% | 0% | 2.875% | 2.25% | 84000 | 51.63% | 7.75% | 19.38% | 19.5% | 6.75% | 6.75% | 18.88% | 19.5% | 56.13% | 56% | 77.25% | 36.37% | 50.12% | 20.75% | 0% | 19.38% | 0.125% | 0% | 37% | 27.63%
85000 | 2.25% | 0.5% | 1.125% | 1.625% | 0.75% | 0.75% | 1.25% | 0.875% | 1.375% | 1.625% | 1.25% | 1.375% | 1.75% | 1.5% | 0% | 1.125% | 0% | 0% | 2.625% | 1.625% | 85000 | 53.88% | 8.25% | 20.5% | 21.13% | 7.5% | 7.5% | 20.13% | 20.38% | 57.5% | 57.63% | 78.5% | 37.75% | 51.87% | 22.25% | 0% | 20.5% | 0.125% | 0% | 39.63% | 29.25%
86000 | 2% | 1% | 1.375% | 1% | 0.125% | 1% | 0.875% | 1.5% | 2.25% | 1.625% | 1.25% | 2.125% | 2.125% | 1.375% | 0% | 1.375% | 0% | 0% | 1.5% | 1.5% | 86000 | 55.88% | 9.25% | 21.88% | 22.13% | 7.625% | 8.5% | 21% | 21.88% | 59.75% | 59.25% | 79.75% | 39.87% | 54% | 23.63% | 0% | 21.88% | 0.125% | 0% | 41.13% | 30.75%
87000 | 1% | 0.75% | 1.25% | 1.625% | 1.625% | 1.125% | 1.75% | 1.5% | 2.125% | 2.625% | 1.625% | 1% | 1.625% | 1.125% | 0% | 1.25% | 0.125% | 0% | 2.25% | 1.25% | 87000 | 56.88% | 10% | 23.13% | 23.75% | 9.25% | 9.625% | 22.75% | 23.38% | 61.88% | 61.88% | 81.38% | 40.87% | 55.62% | 24.75% | 0% | 23.13% | 0.25% | 0% | 43.38% | 32%
88000 | 2% | 1% | 1.625% | 1.375% | 0.875% | 0.75% | 1.375% | 1.375% | 1.5% | 1.875% | 1.75% | 1.75% | 1.875% | 1.125% | 0% | 1.625% | 0% | 0% | 2.125% | 1.5% | 88000 | 58.88% | 11% | 24.75% | 25.13% | 10.12% | 10.38% | 24.13% | 24.75% | 63.38% | 63.75% | 83.12% | 42.62% | 57.5% | 25.88% | 0% | 24.75% | 0.25% | 0% | 45.5% | 33.5%
89000 | 1.75% | 0.875% | 0.375% | 1.625% | 0.75% | 0.75% | 0.75% | 0.5% | 1.5% | 2% | 1.25% | 1.25% | 1.375% | 1% | 0% | 0.375% | 0% | 0% | 2.125% | 1.375% | 89000 | 60.63% | 11.87% | 25.13% | 26.75% | 10.88% | 11.13% | 24.88% | 25.25% | 64.88% | 65.75% | 84.37% | 43.88% | 58.88% | 26.88% | 0% | 25.13% | 0.25% | 0% | 47.63% | 34.88%
90000 | 1.5% | 1% | 1% | 1.625% | 0.875% | 0.625% | 0.75% | 1% | 1.5% | 1.875% | 1.625% | 1.75% | 2% | 1% | 0% | 1% | 0% | 0% | 1.625% | 1.875% | 90000 | 62.13% | 12.87% | 26.13% | 28.38% | 11.75% | 11.75% | 25.63% | 26.25% | 66.38% | 67.63% | 86% | 45.62% | 60.88% | 27.88% | 0% | 26.13% | 0.25% | 0% | 49.25% | 36.75%
91000 | 2% | 0.5% | 1.5% | 1.125% | 0.75% | 1.25% | 1.625% | 1.375% | 1.625% | 1.25% | 1.5% | 1.625% | 1.5% | 0.75% | 0% | 1.5% | 0% | 0% | 1.5% | 0.875% | 91000 | 64.13% | 13.37% | 27.63% | 29.5% | 12.5% | 13% | 27.25% | 27.62% | 68% | 68.88% | 87.5% | 47.25% | 62.38% | 28.63% | 0% | 27.63% | 0.25% | 0% | 50.75% | 37.62%
92000 | 1.875% | 0.5% | 1.375% | 1.875% | 0.75% | 0.5% | 1.5% | 1.625% | 1% | 1.25% | 0.375% | 2% | 2.25% | 1.125% | 0% | 1.375% | 0% | 0% | 1.5% | 2% | 92000 | 66% | 13.87% | 29% | 31.37% | 13.25% | 13.5% | 28.75% | 29.25% | 69% | 70.12% | 87.87% | 49.25% | 64.62% | 29.75% | 0% | 29% | 0.25% | 0% | 52.25% | 39.63%
93000 | 1.75% | 0.875% | 0.75% | 1.875% | 0.75% | 0.5% | 1% | 0.875% | 0.5% | 1.25% | 1% | 2.125% | 2% | 1.5% | 0% | 0.75% | 0% | 0% | 1.375% | 3% | 93000 | 67.75% | 14.75% | 29.75% | 33.25% | 14% | 14% | 29.75% | 30.12% | 69.5% | 71.38% | 88.88% | 51.38% | 66.62% | 31.25% | 0% | 29.75% | 0.25% | 0% | 53.63% | 42.62%
94000 | 1.125% | 0.875% | 1% | 2% | 0.375% | 0.25% | 0.75% | 0.625% | 1.75% | 1% | 1% | 1.625% | 1.125% | 0.75% | 0% | 1% | 0.125% | 0% | 2.25% | 1.625% | 94000 | 68.88% | 15.62% | 30.75% | 35.25% | 14.38% | 14.25% | 30.5% | 30.75% | 71.25% | 72.38% | 89.88% | 53% | 67.75% | 32% | 0% | 30.75% | 0.375% | 0% | 55.88% | 44.25%
95000 | 0.125% | 1.25% | 1.125% | 1.5% | 0.75% | 0.625% | 1.125% | 1.625% | 1.25% | 1.25% | 0.5% | 1.625% | 0.75% | 1.5% | 0% | 1.125% | 0% | 0% | 1.25% | 1.625% | 95000 | 69% | 16.88% | 31.88% | 36.75% | 15.13% | 14.88% | 31.63% | 32.37% | 72.5% | 73.62% | 90.38% | 54.62% | 68.5% | 33.5% | 0% | 31.88% | 0.375% | 0% | 57.12% | 45.88%
96000 | 0.875% | 1.5% | 1.625% | 1.625% | 0.75% | 1.125% | 1.375% | 1.25% | 1.125% | 1.5% | 0.75% | 0.75% | 0.625% | 2.125% | 0.125% | 1.625% | 0% | 0% | 1.75% | 2.125% | 96000 | 69.88% | 18.38% | 33.5% | 38.38% | 15.88% | 16% | 33% | 33.62% | 73.62% | 75.12% | 91.12% | 55.38% | 69.12% | 35.63% | 0.125% | 33.5% | 0.375% | 0% | 58.88% | 48%
97000 | 1.75% | 0.125% | 1.5% | 1.625% | 0.875% | 0.875% | 1.625% | 1.75% | 1% | 1.375% | 0.875% | 1.875% | 1.375% | 1.125% | 0% | 1.5% | 0.125% | 0% | 1.5% | 1.75% | 97000 | 71.62% | 18.5% | 35% | 40% | 16.75% | 16.88% | 34.62% | 35.37% | 74.63% | 76.5% | 92% | 57.25% | 70.5% | 36.75% | 0.125% | 35% | 0.5% | 0% | 60.38% | 49.75%
98000 | 1.25% | 1.25% | 1.5% | 1.125% | 1.375% | 0.875% | 1.625% | 1.125% | 1.25% | 1.25% | 1% | 1.5% | 1% | 1.625% | 0% | 1.5% | 0.125% | 0% | 1.5% | 1.75% | 98000 | 72.88% | 19.75% | 36.5% | 41.12% | 18.13% | 17.75% | 36.25% | 36.5% | 75.88% | 77.75% | 93% | 58.75% | 71.5% | 38.38% | 0.125% | 36.5% | 0.625% | 0% | 61.88% | 51.5%
99000 | 1.375% | 1.875% | 1.875% | 1.875% | 0.375% | 1% | 1.75% | 2.125% | 0.875% | 2% | 0.375% | 1.5% | 1.5% | 1.25% | 0% | 1.875% | 0% | 0% | 2% | 1% | 99000 | 74.25% | 21.63% | 38.38% | 43% | 18.5% | 18.75% | 38% | 38.62% | 76.75% | 79.75% | 93.38% | 60.25% | 73% | 39.63% | 0.125% | 38.38% | 0.625% | 0% | 63.88% | 52.5%
100000 | 0.875% | 0.875% | 1.5% | 1.625% | 0.75% | 0.75% | 1.625% | 1.625% | 1.125% | 0.625% | 0.75% | 1.25% | 1.125% | 1.5% | 0.375% | 1.5% | 0% | 0% | 2% | 1.125% | 100000 | 75.13% | 22.5% | 39.88% | 44.62% | 19.25% | 19.5% | 39.62% | 40.25% | 77.88% | 80.38% | 94.12% | 61.5% | 74.12% | 41.13% | 0.5% | 39.88% | 0.625% | 0% | 65.88% | 53.62%
101000 | 0.875% | 1% | 1.375% | 2.25% | 1% | 1% | 1.125% | 1.375% | 1.25% | 1.125% | 0.375% | 1.125% | 1.5% | 1.25% | 0.5% | 1.375% | 0% | 0% | 1.625% | 1.625% | 101000 | 76% | 23.5% | 41.25% | 46.87% | 20.25% | 20.5% | 40.75% | 41.62% | 79.12% | 81.5% | 94.5% | 62.62% | 75.62% | 42.38% | 1% | 41.25% | 0.625% | 0% | 67.5% | 55.25%
102000 | 1.375% | 1.625% | 1.125% | 1.375% | 1.25% | 1.5% | 1.375% | 0.875% | 1.25% | 1.5% | 0.375% | 1.375% | 0.625% | 1.25% | 0.75% | 1.125% | 0% | 0% | 0.625% | 1.125% | 102000 | 77.38% | 25.13% | 42.38% | 48.25% | 21.5% | 22% | 42.12% | 42.5% | 80.38% | 83% | 94.88% | 64% | 76.25% | 43.63% | 1.75% | 42.38% | 0.625% | 0% | 68.12% | 56.38%
103000 | 0.625% | 1.75% | 1.25% | 2.25% | 1.75% | 1.125% | 1.375% | 1.375% | 1.75% | 1% | 0.5% | 1% | 0.75% | 1.375% | 0.75% | 1.25% | 0% | 0% | 0.875% | 2% | 103000 | 78% | 26.88% | 43.62% | 50.5% | 23.25% | 23.13% | 43.5% | 43.87% | 82.12% | 84% | 95.38% | 65% | 77% | 45% | 2.5% | 43.62% | 0.625% | 0% | 69% | 58.38%
104000 | 1.75% | 1.25% | 0.625% | 1.125% | 0.875% | 1% | 0.75% | 0.5% | 1% | 1.5% | 0.125% | 1.375% | 1.25% | 1% | 1.75% | 0.625% | 0% | 0% | 0.5% | 1.25% | 104000 | 79.75% | 28.13% | 44.25% | 51.62% | 24.13% | 24.13% | 44.25% | 44.37% | 83.12% | 85.5% | 95.5% | 66.38% | 78.25% | 46% | 4.25% | 44.25% | 0.625% | 0% | 69.5% | 59.62%
105000 | 1% | 2.25% | 1.5% | 1% | 1.25% | 1.5% | 1.125% | 1.5% | 1% | 0.5% | 0.625% | 0.5% | 0.875% | 0.625% | 1.375% | 1.5% | 0% | 0% | 1.25% | 1.625% | 105000 | 80.75% | 30.38% | 45.75% | 52.62% | 25.38% | 25.63% | 45.37% | 45.87% | 84.12% | 86% | 96.12% | 66.88% | 79.12% | 46.63% | 5.625% | 45.75% | 0.625% | 0% | 70.75% | 61.25%
106000 | 1.5% | 1.25% | 1.125% | 0.875% | 1% | 1% | 1.125% | 1.375% | 0.5% | 0.75% | 0.5% | 1.125% | 1.375% | 0.75% | 3.125% | 1.125% | 0% | 0.125% | 1% | 1.375% | 106000 | 82.25% | 31.63% | 46.88% | 53.5% | 26.38% | 26.63% | 46.5% | 47.25% | 84.62% | 86.75% | 96.62% | 68% | 80.5% | 47.38% | 8.75% | 46.88% | 0.625% | 0.125% | 71.75% | 62.62%
107000 | 1.125% | 1.25% | 1.375% | 1.125% | 1.25% | 1.5% | 1.625% | 1.125% | 1% | 0.875% | 0.375% | 1.25% | 1% | 0.875% | 2.125% | 1.375% | 0.125% | 0% | 1.5% | 0.625% | 107000 | 83.38% | 32.88% | 48.25% | 54.62% | 27.63% | 28.13% | 48.12% | 48.37% | 85.62% | 87.62% | 97% | 69.25% | 81.5% | 48.25% | 10.88% | 48.25% | 0.75% | 0.125% | 73.25% | 63.25%
108000 | 1% | 1.375% | 0.625% | 1.375% | 1.75% | 1.375% | 0.5% | 0.75% | 0.625% | 0.625% | 0.25% | 1.25% | 1.375% | 2% | 1.375% | 0.625% | 0% | 0% | 1.125% | 0.5% | 108000 | 84.38% | 34.25% | 48.87% | 56% | 29.38% | 29.5% | 48.62% | 49.12% | 86.25% | 88.25% | 97.25% | 70.5% | 82.88% | 50.25% | 12.25% | 48.87% | 0.75% | 0.125% | 74.38% | 63.75%
109000 | 1% | 1% | 1.25% | 1.375% | 1.25% | 1.375% | 1.375% | 1.25% | 0.625% | 0.875% | 0.5% | 0.875% | 1.375% | 1.125% | 3.5% | 1.25% | 0.125% | 0% | 1% | 0.75% | 109000 | 85.38% | 35.25% | 50.12% | 57.38% | 30.63% | 30.88% | 50% | 50.37% | 86.87% | 89.12% | 97.75% | 71.38% | 84.25% | 51.38% | 15.75% | 50.12% | 0.875% | 0.125% | 75.38% | 64.5%
110000 | 0.25% | 1.75% | 1.625% | 1.75% | 1.625% | 1.375% | 1.5% | 1.5% | 0.75% | 0.75% | 0% | 1.125% | 0.875% | 1.25% | 4.25% | 1.625% | 0.125% | 0% | 1.125% | 1.375% | 110000 | 85.62% | 37% | 51.75% | 59.12% | 32.25% | 32.25% | 51.5% | 51.87% | 87.62% | 89.88% | 97.75% | 72.5% | 85.12% | 52.62% | 20% | 51.75% | 1% | 0.125% | 76.5% | 65.88%
111000 | 0.625% | 1% | 1.5% | 1.125% | 1.125% | 1.25% | 1.375% | 1.375% | 1% | 0.875% | 0.25% | 1.25% | 0.75% | 1.25% | 4.75% | 1.5% | 0.125% | 0% | 1% | 1.375% | 111000 | 86.25% | 38% | 53.25% | 60.25% | 33.38% | 33.5% | 52.87% | 53.25% | 88.62% | 90.75% | 98% | 73.75% | 85.88% | 53.87% | 24.75% | 53.25% | 1.125% | 0.125% | 77.5% | 67.25%
112000 | 0.875% | 1.125% | 0.75% | 1.375% | 1% | 2% | 1.125% | 1.125% | 0.5% | 0.625% | 0.125% | 1.125% | 1% | 1.25% | 3.25% | 0.75% | 0.25% | 0% | 0.75% | 1.625% | 112000 | 87.13% | 39.13% | 54% | 61.62% | 34.38% | 35.5% | 54% | 54.37% | 89.12% | 91.38% | 98.12% | 74.87% | 86.88% | 55.12% | 28% | 54% | 1.375% | 0.125% | 78.25% | 68.88%
113000 | 0.875% | 0.5% | 1.25% | 1.375% | 1.875% | 0.875% | 1.125% | 1% | 1.125% | 1.125% | 0.25% | 1% | 0.5% | 0.625% | 3% | 1.25% | 0.25% | 0% | 1.625% | 1.125% | 113000 | 88% | 39.63% | 55.25% | 63% | 36.25% | 36.38% | 55.12% | 55.37% | 90.25% | 92.5% | 98.37% | 75.87% | 87.38% | 55.75% | 31% | 55.25% | 1.625% | 0.125% | 79.88% | 70%
114000 | 0.5% | 1.375% | 1.375% | 1.5% | 0.875% | 1.25% | 0.875% | 1.375% | 0.625% | 0.25% | 0.125% | 1% | 0.5% | 1% | 4.875% | 1.375% | 0.375% | 0% | 0.875% | 1.375% | 114000 | 88.5% | 41% | 56.62% | 64.5% | 37.13% | 37.63% | 56% | 56.75% | 90.87% | 92.75% | 98.5% | 76.88% | 87.88% | 56.75% | 35.88% | 56.62% | 2% | 0.125% | 80.75% | 71.38%
115000 | 1% | 1.125% | 0.75% | 0.625% | 0.5% | 0.25% | 1.125% | 0.75% | 0.25% | 0.5% | 0.125% | 1.25% | 0.75% | 0.75% | 3.5% | 0.75% | 0.125% | 0% | 1.75% | 0.625% | 115000 | 89.5% | 42.13% | 57.37% | 65.12% | 37.63% | 37.88% | 57.12% | 57.5% | 91.12% | 93.25% | 98.62% | 78.12% | 88.62% | 57.5% | 39.38% | 57.37% | 2.125% | 0.125% | 82.5% | 72%
116000 | 0.625% | 1.125% | 1.625% | 1.125% | 1% | 1.25% | 1.25% | 1.75% | 1.125% | 0.375% | 0.25% | 1.375% | 0.875% | 1.375% | 3.875% | 1.625% | 0.125% | 0.125% | 0.625% | 1.375% | 116000 | 90.13% | 43.25% | 59% | 66.25% | 38.63% | 39.13% | 58.37% | 59.25% | 92.25% | 93.62% | 98.87% | 79.5% | 89.5% | 58.87% | 43.25% | 59% | 2.25% | 0.25% | 83.12% | 73.38%
117000 | 0.875% | 1.125% | 0.625% | 1.5% | 1.125% | 0.625% | 1.25% | 0.75% | 0.5% | 0.25% | 0.125% | 0.875% | 0.5% | 1.625% | 3.125% | 0.625% | 0.25% | 0% | 1.25% | 0.75% | 117000 | 91% | 44.38% | 59.62% | 67.75% | 39.75% | 39.75% | 59.62% | 60% | 92.75% | 93.87% | 99% | 80.38% | 90% | 60.5% | 46.38% | 59.62% | 2.5% | 0.25% | 84.37% | 74.12%
118000 | 0.5% | 1.375% | 1.25% | 0.625% | 1.25% | 1.125% | 1.25% | 1% | 0.5% | 0.125% | 0% | 1% | 0.5% | 1.5% | 3.125% | 1.25% | 0.125% | 0% | 1% | 1.5% | 118000 | 91.5% | 45.75% | 60.87% | 68.38% | 41% | 40.88% | 60.87% | 61% | 93.25% | 94% | 99% | 81.38% | 90.5% | 62% | 49.5% | 60.87% | 2.625% | 0.25% | 85.37% | 75.62%
119000 | 0.625% | 1.375% | 1% | 1.625% | 0.75% | 1.25% | 1% | 1.125% | 0.25% | 0.75% | 0.125% | 0.75% | 0.75% | 0.75% | 3% | 1% | 0.375% | 0% | 0.375% | 0.75% | 119000 | 92.13% | 47.12% | 61.87% | 70% | 41.75% | 42.13% | 61.87% | 62.12% | 93.5% | 94.75% | 99.12% | 82.12% | 91.25% | 62.75% | 52.5% | 61.87% | 3% | 0.25% | 85.75% | 76.38%
120000 | 0.625% | 0.625% | 1.125% | 1.125% | 1.25% | 1% | 1% | 1% | 0.375% | 0.375% | 0.375% | 0.5% | 0.375% | 0.5% | 3.25% | 1.125% | 0% | 0% | 0.75% | 1.25% | 120000 | 92.75% | 47.75% | 63% | 71.12% | 43% | 43.13% | 62.87% | 63.12% | 93.87% | 95.12% | 99.5% | 82.62% | 91.62% | 63.25% | 55.75% | 63% | 3% | 0.25% | 86.5% | 77.62%
121000 | 0.375% | 1.25% | 0.625% | 0.875% | 0.625% | 1.25% | 0.75% | 1% | 0.125% | 0.25% | 0.125% | 0.5% | 1.125% | 1.125% | 2.875% | 0.625% | 0.125% | 0% | 0.75% | 1.125% | 121000 | 93.13% | 49% | 63.62% | 72% | 43.63% | 44.38% | 63.62% | 64.12% | 94% | 95.37% | 99.62% | 83.12% | 92.75% | 64.37% | 58.63% | 63.62% | 3.125% | 0.25% | 87.25% | 78.75%
122000 | 0.625% | 1.375% | 1.125% | 0.875% | 1.5% | 1% | 1.125% | 0.625% | 0.5% | 0.25% | 0% | 0.625% | 0.375% | 0.75% | 2.5% | 1.125% | 0% | 0% | 1% | 1% | 122000 | 93.75% | 50.38% | 64.75% | 72.88% | 45.13% | 45.38% | 64.75% | 64.75% | 94.5% | 95.62% | 99.62% | 83.75% | 93.12% | 65.12% | 61.13% | 64.75% | 3.125% | 0.25% | 88.25% | 79.75%
123000 | 0% | 1.25% | 0.5% | 0.75% | 0.875% | 1% | 0.5% | 0.5% | 0.375% | 0.25% | 0.125% | 0.5% | 0.25% | 0.5% | 2.875% | 0.5% | 0.625% | 0% | 0.375% | 1.375% | 123000 | 93.75% | 51.62% | 65.25% | 73.62% | 46% | 46.38% | 65.25% | 65.25% | 94.87% | 95.87% | 99.75% | 84.25% | 93.38% | 65.62% | 64% | 65.25% | 3.75% | 0.25% | 88.62% | 81.12%
124000 | 0.375% | 1.125% | 0.75% | 0.75% | 1.375% | 1% | 0.5% | 1% | 0.5% | 0.125% | 0% | 0.375% | 0.25% | 0.875% | 2.75% | 0.75% | 0.125% | 0.125% | 0.5% | 0.625% | 124000 | 94.13% | 52.75% | 66% | 74.37% | 47.38% | 47.38% | 65.75% | 66.25% | 95.37% | 96% | 99.75% | 84.62% | 93.62% | 66.5% | 66.75% | 66% | 3.875% | 0.375% | 89.12% | 81.75%
125000 | 0.25% | 1.125% | 1.625% | 0.75% | 1% | 1.125% | 1.625% | 1.625% | 0.375% | 0.375% | 0% | 0.25% | 0.25% | 1.25% | 1.875% | 1.625% | 0.375% | 0% | 0.875% | 1% | 125000 | 94.38% | 53.87% | 67.62% | 75.12% | 48.38% | 48.5% | 67.37% | 67.87% | 95.75% | 96.37% | 99.75% | 84.87% | 93.87% | 67.75% | 68.63% | 67.62% | 4.25% | 0.375% | 90% | 82.75%
126000 | 0.75% | 1.5% | 0.875% | 1.25% | 0.375% | 1.25% | 1.125% | 0.75% | 0% | 0% | 0.125% | 0.75% | 0.375% | 1% | 1.625% | 0.875% | 0.375% | 0% | 0.75% | 1.25% | 126000 | 95.12% | 55.38% | 68.5% | 76.37% | 48.75% | 49.75% | 68.5% | 68.62% | 95.75% | 96.37% | 99.87% | 85.62% | 94.25% | 68.75% | 70.25% | 68.5% | 4.625% | 0.375% | 90.75% | 84%
127000 | 0.375% | 0.625% | 1.25% | 1.375% | 2% | 1.125% | 1.125% | 1.125% | 0% | 0.25% | 0% | 0.875% | 0% | 1.375% | 1.75% | 1.25% | 0.125% | 0% | 0.375% | 1% | 127000 | 95.5% | 56% | 69.75% | 77.75% | 50.75% | 50.88% | 69.62% | 69.75% | 95.75% | 96.62% | 99.87% | 86.5% | 94.25% | 70.12% | 72% | 69.75% | 4.75% | 0.375% | 91.12% | 85%
128000 | 0% | 1% | 1% | 0.375% | 1.125% | 0.625% | 1.125% | 1.25% | 0.25% | 0.375% | 0% | 1% | 0.75% | 0.875% | 1.625% | 1% | 0.25% | 0% | 0.75% | 0.875% | 128000 | 95.5% | 57% | 70.75% | 78.12% | 51.88% | 51.5% | 70.75% | 71% | 96% | 97% | 99.87% | 87.5% | 95% | 71% | 73.62% | 70.75% | 5% | 0.375% | 91.87% | 85.87%
129000 | 0.25% | 1.75% | 1.125% | 1.25% | 1.375% | 0.875% | 1.125% | 1% | 0.375% | 0% | 0% | 0.25% | 0.375% | 1% | 1.875% | 1.125% | 0.125% | 0% | 0.75% | 0.875% | 129000 | 95.75% | 58.75% | 71.87% | 79.37% | 53.25% | 52.38% | 71.87% | 72% | 96.37% | 97% | 99.87% | 87.75% | 95.37% | 72% | 75.5% | 71.87% | 5.125% | 0.375% | 92.62% | 86.75%
130000 | 0% | 1% | 0.875% | 1.5% | 0.25% | 1.25% | 0.75% | 0.75% | 0% | 0.25% | 0% | 0.625% | 0.125% | 0.625% | 2.5% | 0.875% | 0.625% | 0% | 0.375% | 1.125% | 130000 | 95.75% | 59.75% | 72.75% | 80.87% | 53.5% | 53.63% | 72.62% | 72.75% | 96.37% | 97.25% | 99.87% | 88.37% | 95.5% | 72.62% | 78% | 72.75% | 5.75% | 0.375% | 93% | 87.87%
131000 | 0.25% | 0.875% | 0.375% | 1.375% | 1.625% | 1% | 0.375% | 0.625% | 0.125% | 0.25% | 0% | 0.5% | 0.375% | 0.375% | 1.5% | 0.375% | 0.375% | 0% | 0.25% | 0.5% | 131000 | 96% | 60.62% | 73.12% | 82.25% | 55.12% | 54.63% | 73% | 73.37% | 96.5% | 97.5% | 99.87% | 88.87% | 95.87% | 73% | 79.5% | 73.12% | 6.125% | 0.375% | 93.25% | 88.37%
132000 | 0.125% | 0.625% | 0.75% | 0.375% | 0.875% | 0.875% | 0.75% | 0.5% | 0.25% | 0.375% | 0% | 0.5% | 0.125% | 1% | 1.25% | 0.75% | 0.125% | 0% | 0.625% | 0.5% | 132000 | 96.12% | 61.25% | 73.87% | 82.62% | 56% | 55.5% | 73.75% | 73.87% | 96.75% | 97.87% | 99.87% | 89.37% | 96% | 74% | 80.75% | 73.87% | 6.25% | 0.375% | 93.87% | 88.88%
133000 | 0.25% | 0.75% | 1% | 0.875% | 1.125% | 1.375% | 0.875% | 1% | 0.125% | 0.25% | 0.125% | 1% | 0% | 0.875% | 1.75% | 1% | 0.75% | 0.125% | 0.125% | 0.5% | 133000 | 96.37% | 62% | 74.87% | 83.5% | 57.12% | 56.88% | 74.62% | 74.87% | 96.87% | 98.12% | 100% | 90.37% | 96% | 74.87% | 82.5% | 74.87% | 7% | 0.5% | 94% | 89.38%
134000 | 0.125% | 0.875% | 0.875% | 0.875% | 1% | 1.375% | 0.875% | 0.875% | 0.25% | 0.125% | 0% | 0% | 0.5% | 1.125% | 1.125% | 0.875% | 0.875% | 0% | 0.25% | 0.5% | 134000 | 96.5% | 62.87% | 75.75% | 84.38% | 58.13% | 58.25% | 75.5% | 75.75% | 97.12% | 98.25% | 100% | 90.37% | 96.5% | 76% | 83.62% | 75.75% | 7.875% | 0.5% | 94.25% | 89.88%
135000 | 0.375% | 0.375% | 0.75% | 0.75% | 1.125% | 1% | 0.875% | 0.875% | 0.125% | 0.375% | 0% | 0.25% | 0.125% | 0.75% | 0.875% | 0.75% | 0.375% | 0% | 0.25% | 0.5% | 135000 | 96.87% | 63.25% | 76.5% | 85.12% | 59.25% | 59.25% | 76.37% | 76.62% | 97.25% | 98.62% | 100% | 90.62% | 96.62% | 76.75% | 84.5% | 76.5% | 8.25% | 0.5% | 94.5% | 90.38%
136000 | 0% | 0.875% | 1.375% | 0.625% | 1.375% | 1% | 1.25% | 1.5% | 0.125% | 0% | 0% | 0.25% | 0.25% | 1.25% | 1.5% | 1.375% | 0.25% | 0% | 0.5% | 0.25% | 136000 | 96.87% | 64.12% | 77.87% | 85.75% | 60.63% | 60.25% | 77.62% | 78.12% | 97.37% | 98.62% | 100% | 90.87% | 96.87% | 78% | 86% | 77.87% | 8.5% | 0.5% | 95% | 90.62%
137000 | 0.125% | 0.625% | 0.75% | 0.625% | 0.75% | 1.125% | 0.875% | 0.5% | 0.25% | 0.375% | 0% | 0.375% | 0.125% | 0.875% | 1.625% | 0.75% | 0.5% | 0% | 0.75% | 0.875% | 137000 | 97% | 64.75% | 78.62% | 86.37% | 61.38% | 61.38% | 78.5% | 78.62% | 97.62% | 99% | 100% | 91.25% | 97% | 78.87% | 87.63% | 78.62% | 9% | 0.5% | 95.75% | 91.5%
138000 | 0.375% | 1.375% | 1% | 0.75% | 1% | 0.75% | 0.875% | 1% | 0.375% | 0% | 0% | 0.25% | 0.25% | 0.375% | 1% | 1% | 0.625% | 0% | 0% | 0.5% | 138000 | 97.37% | 66.12% | 79.62% | 87.12% | 62.38% | 62.13% | 79.37% | 79.62% | 98% | 99% | 100% | 91.5% | 97.25% | 79.25% | 88.63% | 79.62% | 9.625% | 0.5% | 95.75% | 92%
139000 | 0.25% | 1.375% | 0.125% | 0.625% | 0.875% | 0.875% | 0.25% | 0.375% | 0.25% | 0% | 0% | 0.125% | 0.25% | 0.875% | 0.625% | 0.125% | 0.5% | 0% | 0.125% | 0.625% | 139000 | 97.62% | 67.5% | 79.75% | 87.75% | 63.25% | 63% | 79.62% | 80% | 98.25% | 99% | 100% | 91.62% | 97.5% | 80.12% | 89.25% | 79.75% | 10.13% | 0.5% | 95.87% | 92.62%
140000 | 0.25% | 1.375% | 0.375% | 0.875% | 0.375% | 0.375% | 0.5% | 0.125% | 0.375% | 0% | 0% | 0.25% | 0.25% | 0.25% | 1% | 0.375% | 0.75% | 0% | 0% | 0.5% | 140000 | 97.87% | 68.88% | 80.12% | 88.62% | 63.63% | 63.38% | 80.12% | 80.12% | 98.62% | 99% | 100% | 91.87% | 97.75% | 80.37% | 90.25% | 80.12% | 10.88% | 0.5% | 95.87% | 93.12%
141000 | 0% | 0.875% | 0.25% | 0.5% | 1% | 0.625% | 0.25% | 0.25% | 0% | 0.125% | 0% | 0.25% | 0.125% | 0.25% | 1% | 0.25% | 0.875% | 0.125% | 0.375% | 0.375% | 141000 | 97.87% | 69.75% | 80.37% | 89.12% | 64.63% | 64% | 80.37% | 80.37% | 98.62% | 99.12% | 100% | 92.12% | 97.87% | 80.62% | 91.25% | 80.37% | 11.75% | 0.625% | 96.25% | 93.5%
142000 | 0.125% | 0.5% | 0.625% | 0.375% | 0.25% | 0.25% | 0.625% | 0.75% | 0.25% | 0.125% | 0% | 0.375% | 0.25% | 1.125% | 0.625% | 0.625% | 0.375% | 0% | 0% | 0.125% | 142000 | 98% | 70.25% | 81% | 89.5% | 64.88% | 64.25% | 81% | 81.12% | 98.87% | 99.25% | 100% | 92.5% | 98.12% | 81.75% | 91.88% | 81% | 12.13% | 0.625% | 96.25% | 93.62%
143000 | 0.625% | 1% | 1.125% | 1.125% | 0.875% | 0.75% | 1.125% | 1.25% | 0.125% | 0% | 0% | 0.375% | 0.25% | 0.375% | 0.75% | 1.125% | 0.125% | 0% | 0.375% | 0.5% | 143000 | 98.62% | 71.25% | 82.12% | 90.62% | 65.75% | 65% | 82.12% | 82.37% | 99% | 99.25% | 100% | 92.87% | 98.37% | 82.12% | 92.62% | 82.12% | 12.25% | 0.625% | 96.62% | 94.12%
144000 | 0.125% | 0.375% | 0.5% | 0.5% | 1.125% | 1.25% | 0.5% | 0.25% | 0% | 0.125% | 0% | 0.375% | 0.125% | 0.125% | 0.625% | 0.5% | 0.25% | 0% | 0.125% | 0.25% | 144000 | 98.75% | 71.63% | 82.62% | 91.12% | 66.88% | 66.25% | 82.62% | 82.62% | 99% | 99.37% | 100% | 93.25% | 98.5% | 82.25% | 93.25% | 82.62% | 12.5% | 0.625% | 96.75% | 94.37%
145000 | 0.125% | 0.375% | 0.375% | 0.25% | 0.75% | 1% | 0.5% | 0.5% | 0% | 0% | 0% | 0.25% | 0.375% | 0.5% | 0.5% | 0.375% | 0.25% | 0% | 0.25% | 0.375% | 145000 | 98.87% | 72% | 83% | 91.37% | 67.62% | 67.25% | 83.12% | 83.12% | 99% | 99.37% | 100% | 93.5% | 98.87% | 82.75% | 93.75% | 83% | 12.75% | 0.625% | 97% | 94.75%
146000 | 0.125% | 1.125% | 0.375% | 0.375% | 1.375% | 1.625% | 0% | 0.25% | 0% | 0% | 0% | 0.5% | 0.125% | 0.5% | 0.5% | 0.375% | 0.125% | 0% | 0% | 0.125% | 146000 | 99% | 73.13% | 83.37% | 91.75% | 69% | 68.88% | 83.12% | 83.37% | 99% | 99.37% | 100% | 94% | 99% | 83.25% | 94.25% | 83.37% | 12.88% | 0.625% | 97% | 94.87%
147000 | 0% | 1.125% | 0.5% | 0.875% | 0.75% | 0.875% | 0.625% | 0.5% | 0.125% | 0.125% | 0% | 0.125% | 0% | 0.625% | 0.25% | 0.5% | 0.5% | 0% | 0.125% | 0.625% | 147000 | 99% | 74.25% | 83.87% | 92.62% | 69.75% | 69.75% | 83.75% | 83.87% | 99.12% | 99.5% | 100% | 94.12% | 99% | 83.87% | 94.5% | 83.87% | 13.38% | 0.625% | 97.12% | 95.5%
148000 | 0% | 0.875% | 0.5% | 0.25% | 0.5% | 0.75% | 0.625% | 0.625% | 0.125% | 0.125% | 0% | 0.25% | 0% | 0.5% | 0.5% | 0.5% | 0.375% | 0.125% | 0.25% | 0.125% | 148000 | 99% | 75.13% | 84.37% | 92.87% | 70.25% | 70.5% | 84.37% | 84.5% | 99.25% | 99.62% | 100% | 94.37% | 99% | 84.37% | 95% | 84.37% | 13.75% | 0.75% | 97.37% | 95.62%
149000 | 0.125% | 0.75% | 0.375% | 0.625% | 0.75% | 0.375% | 0.375% | 0.25% | 0% | 0% | 0% | 0.5% | 0% | 0.25% | 0.125% | 0.375% | 0.875% | 0% | 0.375% | 0.25% | 149000 | 99.12% | 75.88% | 84.75% | 93.5% | 71% | 70.88% | 84.75% | 84.75% | 99.25% | 99.62% | 100% | 94.87% | 99% | 84.62% | 95.12% | 84.75% | 14.63% | 0.75% | 97.75% | 95.87%
150000 | 0% | 1.25% | 0.75% | 0.625% | 0.75% | 1% | 0.625% | 0.75% | 0% | 0% | 0% | 0.5% | 0.125% | 0.75% | 0.625% | 0.75% | 0.5% | 0% | 0.125% | 0.25% | 150000 | 99.12% | 77.13% | 85.5% | 94.12% | 71.75% | 71.88% | 85.37% | 85.5% | 99.25% | 99.62% | 100% | 95.37% | 99.12% | 85.37% | 95.75% | 85.5% | 15.13% | 0.75% | 97.87% | 96.12%
151000 | 0.125% | 0.625% | 0.375% | 0% | 0.25% | 0.375% | 0.5% | 0.5% | 0.25% | 0.125% | 0% | 0.25% | 0% | 0.25% | 0.375% | 0.375% | 1% | 0% | 0% | 0.375% | 151000 | 99.25% | 77.75% | 85.87% | 94.12% | 72% | 72.25% | 85.87% | 86% | 99.5% | 99.75% | 100% | 95.62% | 99.12% | 85.62% | 96.12% | 85.87% | 16.13% | 0.75% | 97.87% | 96.5%
152000 | 0% | 1.125% | 0.75% | 0.25% | 0.75% | 0.375% | 0.5% | 0.625% | 0% | 0% | 0% | 0% | 0.125% | 0.75% | 0.125% | 0.75% | 0.5% | 0.125% | 0.375% | 0% | 152000 | 99.25% | 78.88% | 86.62% | 94.37% | 72.75% | 72.63% | 86.37% | 86.62% | 99.5% | 99.75% | 100% | 95.62% | 99.25% | 86.37% | 96.25% | 86.62% | 16.63% | 0.875% | 98.25% | 96.5%
153000 | 0% | 0.5% | 0.5% | 0.5% | 0.875% | 1.125% | 0.75% | 0.5% | 0% | 0% | 0% | 0.25% | 0% | 1% | 0.5% | 0.5% | 1.125% | 0% | 0.5% | 0% | 153000 | 99.25% | 79.38% | 87.12% | 94.87% | 73.62% | 73.75% | 87.12% | 87.12% | 99.5% | 99.75% | 100% | 95.87% | 99.25% | 87.37% | 96.75% | 87.12% | 17.75% | 0.875% | 98.75% | 96.5%
154000 | 0.25% | 0.5% | 0.25% | 0.5% | 1.375% | 1% | 0.25% | 0.375% | 0% | 0% | 0% | 0.5% | 0.125% | 0.5% | 0.125% | 0.25% | 1% | 0.375% | 0% | 0.375% | 154000 | 99.5% | 79.88% | 87.37% | 95.37% | 75% | 74.75% | 87.37% | 87.5% | 99.5% | 99.75% | 100% | 96.37% | 99.37% | 87.87% | 96.87% | 87.37% | 18.75% | 1.25% | 98.75% | 96.87%
155000 | 0% | 0.375% | 0.875% | 0% | 0.5% | 0.875% | 0.875% | 0.75% | 0.25% | 0% | 0% | 0.25% | 0.125% | 0.5% | 0.125% | 0.875% | 1.125% | 0% | 0.25% | 0% | 155000 | 99.5% | 80.25% | 88.25% | 95.37% | 75.5% | 75.63% | 88.25% | 88.25% | 99.75% | 99.75% | 100% | 96.62% | 99.5% | 88.37% | 97% | 88.25% | 19.88% | 1.25% | 99% | 96.87%
156000 | 0% | 0.5% | 0.375% | 0.125% | 1.125% | 0.375% | 0.375% | 0.375% | 0% | 0% | 0% | 0.25% | 0.125% | 0.5% | 0.125% | 0.375% | 0.875% | 0.125% | 0% | 0.25% | 156000 | 99.5% | 80.75% | 88.62% | 95.5% | 76.62% | 76% | 88.62% | 88.62% | 99.75% | 99.75% | 100% | 96.87% | 99.62% | 88.87% | 97.12% | 88.62% | 20.75% | 1.375% | 99% | 97.12%
157000 | 0% | 0.625% | 0.5% | 0.125% | 0.625% | 1.125% | 0.5% | 0.5% | 0% | 0% | 0% | 0% | 0% | 0.25% | 0.5% | 0.5% | 0.875% | 0.125% | 0% | 0.375% | 157000 | 99.5% | 81.38% | 89.12% | 95.62% | 77.25% | 77.13% | 89.12% | 89.12% | 99.75% | 99.75% | 100% | 96.87% | 99.62% | 89.12% | 97.62% | 89.12% | 21.63% | 1.5% | 99% | 97.5%
158000 | 0% | 1% | 0.375% | 0.25% | 0.75% | 1% | 0.375% | 0.375% | 0% | 0.125% | 0% | 0.125% | 0% | 0.25% | 0.25% | 0.375% | 0.75% | 0% | 0% | 0.5% | 158000 | 99.5% | 82.38% | 89.5% | 95.87% | 78% | 78.13% | 89.5% | 89.5% | 99.75% | 99.87% | 100% | 97% | 99.62% | 89.37% | 97.87% | 89.5% | 22.38% | 1.5% | 99% | 98%
159000 | 0.25% | 0.75% | 0.125% | 0.25% | 0.875% | 0.75% | 0.125% | 0.125% | 0% | 0.125% | 0% | 0.25% | 0% | 0.25% | 0.25% | 0.125% | 0.375% | 0.125% | 0.125% | 0.375% | 159000 | 99.75% | 83.12% | 89.62% | 96.12% | 78.87% | 78.88% | 89.62% | 89.62% | 99.75% | 100% | 100% | 97.25% | 99.62% | 89.62% | 98.12% | 89.62% | 22.75% | 1.625% | 99.12% | 98.37%
160000 | 0% | 0.625% | 0% | 0% | 0.5% | 0.625% | 0% | 0% | 0% | 0% | 0% | 0.25% | 0.125% | 0.125% | 0.125% | 0% | 1.375% | 0.125% | 0.125% | 0.125% | 160000 | 99.75% | 83.75% | 89.62% | 96.12% | 79.37% | 79.5% | 89.62% | 89.62% | 99.75% | 100% | 100% | 97.5% | 99.75% | 89.75% | 98.25% | 89.62% | 24.13% | 1.75% | 99.25% | 98.5%
161000 | 0% | 0.5% | 0.25% | 0.125% | 0.875% | 0.625% | 0.25% | 0.25% | 0% | 0% | 0% | 0.125% | 0% | 0.5% | 0.25% | 0.25% | 0.875% | 0.125% | 0% | 0.125% | 161000 | 99.75% | 84.25% | 89.87% | 96.25% | 80.25% | 80.13% | 89.87% | 89.87% | 99.75% | 100% | 100% | 97.62% | 99.75% | 90.25% | 98.5% | 89.87% | 25% | 1.875% | 99.25% | 98.62%
162000 | 0% | 1.125% | 0.375% | 0.625% | 0.375% | 0.375% | 0.5% | 0.625% | 0% | 0% | 0% | 0% | 0% | 0.25% | 0.375% | 0.375% | 0.5% | 0.25% | 0% | 0.125% | 162000 | 99.75% | 85.38% | 90.25% | 96.87% | 80.62% | 80.5% | 90.37% | 90.5% | 99.75% | 100% | 100% | 97.62% | 99.75% | 90.5% | 98.87% | 90.25% | 25.5% | 2.125% | 99.25% | 98.75%
163000 | 0% | 1% | 0.5% | 0% | 0.5% | 0.375% | 0.25% | 0.375% | 0% | 0% | 0% | 0.375% | 0% | 0.125% | 0% | 0.5% | 1.375% | 0.125% | 0.125% | 0.25% | 163000 | 99.75% | 86.38% | 90.75% | 96.87% | 81.12% | 80.88% | 90.62% | 90.87% | 99.75% | 100% | 100% | 98% | 99.75% | 90.62% | 98.87% | 90.75% | 26.88% | 2.25% | 99.37% | 99%
164000 | 0% | 0.625% | 0.25% | 0.125% | 0.5% | 0.625% | 0.375% | 0.125% | 0% | 0% | 0% | 0.125% | 0% | 0.375% | 0.125% | 0.25% | 0.75% | 0.25% | 0.125% | 0% | 164000 | 99.75% | 87% | 91% | 97% | 81.62% | 81.5% | 91% | 91% | 99.75% | 100% | 100% | 98.12% | 99.75% | 91% | 99% | 91% | 27.63% | 2.5% | 99.5% | 99%
165000 | 0% | 0.375% | 0.125% | 0.125% | 0.5% | 0.75% | 0.125% | 0.125% | 0% | 0% | 0% | 0% | 0.125% | 0.125% | 0.25% | 0.125% | 0.5% | 0.125% | 0% | 0.25% | 165000 | 99.75% | 87.38% | 91.12% | 97.12% | 82.12% | 82.25% | 91.12% | 91.12% | 99.75% | 100% | 100% | 98.12% | 99.87% | 91.12% | 99.25% | 91.12% | 28.13% | 2.625% | 99.5% | 99.25%
166000 | 0% | 0.125% | 0.5% | 0.125% | 0.75% | 0.625% | 0.5% | 0.625% | 0% | 0% | 0% | 0% | 0% | 0.25% | 0% | 0.5% | 1.5% | 0.375% | 0% | 0% | 166000 | 99.75% | 87.5% | 91.62% | 97.25% | 82.87% | 82.88% | 91.62% | 91.75% | 99.75% | 100% | 100% | 98.12% | 99.87% | 91.37% | 99.25% | 91.62% | 29.63% | 3% | 99.5% | 99.25%
167000 | 0% | 0.25% | 0.375% | 0.25% | 1.125% | 1% | 0.375% | 0.25% | 0.125% | 0% | 0% | 0.25% | 0.125% | 0.5% | 0% | 0.375% | 1.75% | 0% | 0.125% | 0% | 167000 | 99.75% | 87.75% | 92% | 97.5% | 84% | 83.88% | 92% | 92% | 99.87% | 100% | 100% | 98.37% | 100% | 91.87% | 99.25% | 92% | 31.38% | 3% | 99.62% | 99.25%
168000 | 0% | 0.375% | 0.125% | 0.25% | 0.75% | 0.75% | 0.125% | 0.125% | 0.125% | 0% | 0% | 0% | 0% | 0.25% | 0.125% | 0.125% | 1% | 0.125% | 0% | 0% | 168000 | 99.75% | 88.12% | 92.12% | 97.75% | 84.75% | 84.62% | 92.12% | 92.12% | 100% | 100% | 100% | 98.37% | 100% | 92.12% | 99.37% | 92.12% | 32.38% | 3.125% | 99.62% | 99.25%
169000 | 0% | 0.375% | 0.375% | 0.125% | 1% | 0.75% | 0% | 0.5% | 0% | 0% | 0% | 0% | 0% | 0.125% | 0% | 0.375% | 1.375% | 0% | 0.125% | 0.125% | 169000 | 99.75% | 88.5% | 92.5% | 97.87% | 85.75% | 85.38% | 92.12% | 92.62% | 100% | 100% | 100% | 98.37% | 100% | 92.25% | 99.37% | 92.5% | 33.75% | 3.125% | 99.75% | 99.37%
170000 | 0.125% | 0.75% | 0.125% | 0.25% | 0.5% | 0.875% | 0.5% | 0% | 0% | 0% | 0% | 0.125% | 0% | 0.25% | 0% | 0.125% | 0.625% | 0% | 0% | 0% | 170000 | 99.87% | 89.25% | 92.62% | 98.12% | 86.25% | 86.25% | 92.62% | 92.62% | 100% | 100% | 100% | 98.5% | 100% | 92.5% | 99.37% | 92.62% | 34.38% | 3.125% | 99.75% | 99.37%
171000 |  | 0.125% | 0% | 0.125% | 0.625% | 0.5% | 0% | 0% | 0% | 0% | 0% | 0.125% |  | 0.375% | 0.125% | 0% | 0.5% | 0.125% | 0% | 0% | 171000 |  | 89.38% | 92.62% | 98.25% | 86.87% | 86.75% | 92.62% | 92.62% | 100% | 100% | 100% | 98.62% |  | 92.87% | 99.5% | 92.62% | 34.88% | 3.25% | 99.75% | 99.37%
172000 |  | 0.625% | 0.25% | 0.25% | 0.125% | 0.5% | 0.25% | 0.25% | 0% | 0% | 0% | 0.125% |  | 0.125% | 0% | 0.25% | 0.5% | 0.125% | 0% | 0% | 172000 |  | 90% | 92.87% | 98.5% | 87% | 87.25% | 92.87% | 92.87% | 100% | 100% | 100% | 98.75% |  | 93% | 99.5% | 92.87% | 35.38% | 3.375% | 99.75% | 99.37%
173000 |  | 0.625% | 0.125% | 0% | 0% | 0.375% | 0% | 0.125% | 0% | 0% | 0% | 0% |  | 0.125% | 0% | 0.125% | 1% | 0% | 0% | 0% | 173000 |  | 90.62% | 93% | 98.5% | 87% | 87.63% | 92.87% | 93% | 100% | 100% | 100% | 98.75% |  | 93.12% | 99.5% | 93% | 36.38% | 3.375% | 99.75% | 99.37%
174000 |  | 0.375% | 0.25% | 0.125% | 0.875% | 0.25% | 0.375% | 0.375% | 0% | 0% | 0% | 0% |  | 0.125% | 0.125% | 0.25% | 1.125% | 0.25% | 0% | 0.125% | 174000 |  | 91% | 93.25% | 98.62% | 87.87% | 87.88% | 93.25% | 93.37% | 100% | 100% | 100% | 98.75% |  | 93.25% | 99.62% | 93.25% | 37.5% | 3.625% | 99.75% | 99.5%
175000 |  | 0.5% | 0.125% | 0.125% | 0.375% | 0.375% | 0% | 0.125% | 0% | 0% | 0% | 0% |  | 0.625% | 0% | 0.125% | 0.75% | 0% | 0% | 0% | 175000 |  | 91.5% | 93.37% | 98.75% | 88.25% | 88.25% | 93.25% | 93.5% | 100% | 100% | 100% | 98.75% |  | 93.87% | 99.62% | 93.37% | 38.25% | 3.625% | 99.75% | 99.5%
176000 |  | 0.625% | 0.25% | 0.125% | 0.625% | 0.625% | 0.375% | 0.125% | 0% | 0% | 0% | 0% |  | 0% | 0.125% | 0.25% | 0.625% | 0% | 0% | 0.25% | 176000 |  | 92.12% | 93.62% | 98.87% | 88.87% | 88.88% | 93.62% | 93.62% | 100% | 100% | 100% | 98.75% |  | 93.87% | 99.75% | 93.62% | 38.88% | 3.625% | 99.75% | 99.75%
177000 |  | 0.5% | 0.25% | 0% | 0% | 0.375% | 0.125% | 0.25% | 0% | 0% | 0% | 0.125% |  | 0.25% | 0% | 0.25% | 1.5% | 0% | 0% | 0.125% | 177000 |  | 92.62% | 93.87% | 98.87% | 88.87% | 89.25% | 93.75% | 93.87% | 100% | 100% | 100% | 98.87% |  | 94.12% | 99.75% | 93.87% | 40.38% | 3.625% | 99.75% | 99.87%
178000 |  | 0.375% | 0.25% | 0.25% | 0.125% | 0.125% | 0.375% | 0.25% | 0% | 0% | 0% | 0% |  | 0.125% | 0% | 0.25% | 0.625% | 0.25% | 0.125% | 0% | 178000 |  | 93% | 94.12% | 99.12% | 89% | 89.38% | 94.12% | 94.12% | 100% | 100% | 100% | 98.87% |  | 94.25% | 99.75% | 94.12% | 41% | 3.875% | 99.87% | 99.87%
179000 |  | 0.625% | 0.125% | 0.125% | 0.875% | 0.375% | 0.125% | 0.25% | 0% | 0% | 0% | 0% |  | 0.375% | 0% | 0.125% | 0.5% | 0.375% | 0% | 0% | 179000 |  | 93.62% | 94.25% | 99.25% | 89.87% | 89.75% | 94.25% | 94.37% | 100% | 100% | 100% | 98.87% |  | 94.62% | 99.75% | 94.25% | 41.5% | 4.25% | 99.87% | 99.87%
180000 |  | 0.375% | 0.25% | 0% | 0.625% | 0.375% | 0.25% | 0.125% | 0% | 0% | 0% | 0.125% |  | 0.375% | 0% | 0.25% | 1% | 0% | 0.125% | 0% | 180000 |  | 94% | 94.5% | 99.25% | 90.5% | 90.13% | 94.5% | 94.5% | 100% | 100% | 100% | 99% |  | 95% | 99.75% | 94.5% | 42.5% | 4.25% | 100% | 99.87%
181000 |  | 0.25% | 0.5% | 0.125% | 0.625% | 0.75% | 0.5% | 0.625% | 0% | 0% | 0% | 0% |  | 0.375% | 0% | 0.5% | 1% | 0.5% | 0% | 0% | 181000 |  | 94.25% | 95% | 99.37% | 91.12% | 90.88% | 95% | 95.12% | 100% | 100% | 100% | 99% |  | 95.37% | 99.75% | 95% | 43.5% | 4.75% | 100% | 99.87%
182000 |  | 0% | 0.375% | 0% | 0.625% | 0.875% | 0.25% | 0.25% | 0% | 0% | 0% | 0% |  | 0.25% | 0.25% | 0.375% | 0.5% | 0.25% | 0% | 0.125% | 182000 |  | 94.25% | 95.37% | 99.37% | 91.75% | 91.75% | 95.25% | 95.37% | 100% | 100% | 100% | 99% |  | 95.62% | 100% | 95.37% | 44% | 5% | 100% | 100%
183000 |  | 0.25% | 0.5% | 0% | 0.625% | 0.375% | 0.5% | 0.5% | 0% | 0% | 0% | 0% |  | 0.375% | 0% | 0.5% | 0.625% | 0.125% | 0% | 0% | 183000 |  | 94.5% | 95.87% | 99.37% | 92.37% | 92.13% | 95.75% | 95.87% | 100% | 100% | 100% | 99% |  | 96% | 100% | 95.87% | 44.63% | 5.125% | 100% | 100%
184000 |  | 0.5% | 0.25% | 0% | 0.25% | 0.25% | 0.25% | 0.25% | 0% | 0% | 0% | 0.125% |  | 0.375% | 0% | 0.25% | 1.25% | 0.25% | 0% | 0% | 184000 |  | 95% | 96.12% | 99.37% | 92.62% | 92.38% | 96% | 96.12% | 100% | 100% | 100% | 99.12% |  | 96.37% | 100% | 96.12% | 45.88% | 5.375% | 100% | 100%
185000 |  | 0.125% | 0.125% | 0% | 0.25% | 0.375% | 0.25% | 0.125% | 0% | 0% | 0% | 0% |  | 0% | 0% | 0.125% | 0.5% | 0.25% | 0% | 0% | 185000 |  | 95.12% | 96.25% | 99.37% | 92.87% | 92.75% | 96.25% | 96.25% | 100% | 100% | 100% | 99.12% |  | 96.37% | 100% | 96.25% | 46.38% | 5.625% | 100% | 100%
186000 |  | 0% | 0.125% | 0% | 0.25% | 0.5% | 0.125% | 0.125% | 0% | 0% | 0% | 0% |  | 0.25% | 0% | 0.125% | 0.875% | 0.25% | 0% | 0% | 186000 |  | 95.12% | 96.37% | 99.37% | 93.12% | 93.25% | 96.37% | 96.37% | 100% | 100% | 100% | 99.12% |  | 96.62% | 100% | 96.37% | 47.25% | 5.875% | 100% | 100%
187000 |  | 0% | 0.375% | 0.125% | 0.375% | 0.375% | 0.375% | 0.375% | 0% | 0% | 0% | 0.25% |  | 0.125% | 0% | 0.375% | 0.75% | 0.25% | 0% | 0% | 187000 |  | 95.12% | 96.75% | 99.5% | 93.5% | 93.63% | 96.75% | 96.75% | 100% | 100% | 100% | 99.37% |  | 96.75% | 100% | 96.75% | 48% | 6.125% | 100% | 100%
188000 |  | 0.25% | 0% | 0.25% | 0.625% | 0.625% | 0% | 0.125% | 0% | 0% | 0% | 0.25% |  | 0% | 0% | 0% | 1.125% | 0.375% | 0% | 0% | 188000 |  | 95.37% | 96.75% | 99.75% | 94.12% | 94.25% | 96.75% | 96.87% | 100% | 100% | 100% | 99.62% |  | 96.75% | 100% | 96.75% | 49.13% | 6.5% | 100% | 100%
189000 |  | 0.125% | 0.125% | 0% | 0.125% | 0% | 0.125% | 0% | 0% | 0% | 0% | 0% |  | 0.25% | 0% | 0.125% | 0.875% | 0.5% | 0% | 0% | 189000 |  | 95.5% | 96.87% | 99.75% | 94.25% | 94.25% | 96.87% | 96.87% | 100% | 100% | 100% | 99.62% |  | 97% | 100% | 96.87% | 50% | 7% | 100% | 100%
190000 |  | 0.125% | 0% | 0% | 0.375% | 0.125% | 0% | 0.125% | 0% | 0% | 0% | 0% |  | 0% | 0% | 0% | 0.375% | 0.75% | 0% | 0% | 190000 |  | 95.62% | 96.87% | 99.75% | 94.62% | 94.38% | 96.87% | 97% | 100% | 100% | 100% | 99.62% |  | 97% | 100% | 96.87% | 50.38% | 7.75% | 100% | 100%
191000 |  | 0.125% | 0.125% | 0% | 0% | 0.125% | 0.125% | 0% | 0% | 0% | 0% | 0% |  | 0.25% | 0% | 0.125% | 0.75% | 0.375% | 0% | 0% | 191000 |  | 95.75% | 97% | 99.75% | 94.62% | 94.5% | 97% | 97% | 100% | 100% | 100% | 99.62% |  | 97.25% | 100% | 97% | 51.13% | 8.125% | 100% | 100%
192000 |  | 0.625% | 0.125% | 0% | 0.25% | 0.375% | 0.125% | 0.25% | 0% | 0% | 0% | 0% |  | 0.25% | 0% | 0.125% | 0.75% | 0.375% | 0% | 0% | 192000 |  | 96.37% | 97.12% | 99.75% | 94.87% | 94.88% | 97.12% | 97.25% | 100% | 100% | 100% | 99.62% |  | 97.5% | 100% | 97.12% | 51.88% | 8.5% | 100% | 100%
193000 |  | 0.125% | 0.5% | 0% | 0.25% | 0.125% | 0.5% | 0.375% | 0% | 0% | 0% | 0% |  | 0.125% | 0% | 0.5% | 1% | 0.5% | 0% | 0% | 193000 |  | 96.5% | 97.62% | 99.75% | 95.12% | 95% | 97.62% | 97.62% | 100% | 100% | 100% | 99.62% |  | 97.62% | 100% | 97.62% | 52.88% | 9% | 100% | 100%
194000 |  | 0% | 0.125% | 0% | 0.375% | 0% | 0.125% | 0.125% | 0% | 0% | 0% | 0% |  | 0.375% | 0% | 0.125% | 0.75% | 0.25% | 0% | 0% | 194000 |  | 96.5% | 97.75% | 99.75% | 95.5% | 95% | 97.75% | 97.75% | 100% | 100% | 100% | 99.62% |  | 98% | 100% | 97.75% | 53.62% | 9.25% | 100% | 100%
195000 |  | 0% | 0.125% | 0% | 0% | 0.375% | 0.125% | 0.125% | 0% | 0% | 0% | 0% |  | 0% | 0% | 0.125% | 0.625% | 0.5% | 0% | 0% | 195000 |  | 96.5% | 97.87% | 99.75% | 95.5% | 95.38% | 97.87% | 97.87% | 100% | 100% | 100% | 99.62% |  | 98% | 100% | 97.87% | 54.25% | 9.75% | 100% | 100%
196000 |  | 0.125% | 0% | 0% | 0.125% | 0% | 0% | 0% | 0% | 0% | 0% | 0.125% |  | 0% | 0% | 0% | 1.375% | 0.125% | 0% | 0% | 196000 |  | 96.62% | 97.87% | 99.75% | 95.62% | 95.38% | 97.87% | 97.87% | 100% | 100% | 100% | 99.75% |  | 98% | 100% | 97.87% | 55.62% | 9.875% | 100% | 100%
197000 |  | 0.375% | 0.125% | 0% | 0% | 0.125% | 0.125% | 0.125% | 0% | 0% | 0% | 0% |  | 0% | 0% | 0.125% | 1.25% | 0.25% | 0% | 0% | 197000 |  | 97% | 98% | 99.75% | 95.62% | 95.5% | 98% | 98% | 100% | 100% | 100% | 99.75% |  | 98% | 100% | 98% | 56.88% | 10.13% | 100% | 100%
198000 |  | 0% | 0% | 0.25% | 0.125% | 0.125% | 0% | 0% | 0% | 0% | 0% | 0% |  | 0% | 0% | 0% | 1.5% | 0.5% | 0% | 0% | 198000 |  | 97% | 98% | 100% | 95.75% | 95.62% | 98% | 98% | 100% | 100% | 100% | 99.75% |  | 98% | 100% | 98% | 58.38% | 10.63% | 100% | 100%
199000 |  | 0.125% | 0% | 0% | 0.25% | 0.125% | 0% | 0% | 0% | 0% | 0% | 0% |  | 0% | 0% | 0% | 0.875% | 0.75% | 0% | 0% | 199000 |  | 97.12% | 98% | 100% | 96% | 95.75% | 98% | 98% | 100% | 100% | 100% | 99.75% |  | 98% | 100% | 98% | 59.25% | 11.38% | 100% | 100%
200000 |  | 0.125% | 0% | 0% | 0.125% | 0.25% | 0% | 0% | 0% | 0% | 0% | 0% |  | 0.125% | 0% | 0% | 1.25% | 0.875% | 0% | 0% | 200000 |  | 97.25% | 98% | 100% | 96.12% | 96% | 98% | 98% | 100% | 100% | 100% | 99.75% |  | 98.12% | 100% | 98% | 60.5% | 12.25% | 100% | 100%
201000 |  | 0% | 0.125% |  | 0.25% | 0.25% | 0.125% | 0.125% | 0% | 0% | 0% | 0% |  | 0% | 0% | 0.125% | 0.875% | 0% | 0% | 0% | 201000 |  | 97.25% | 98.12% |  | 96.37% | 96.25% | 98.12% | 98.12% | 100% | 100% | 100% | 99.75% |  | 98.12% | 100% | 98.12% | 61.38% | 12.25% | 100% | 100%
202000 |  | 0% | 0% |  | 0% | 0% | 0% | 0% | 0% | 0% | 0% | 0% |  | 0.125% | 0% | 0% | 1.25% | 0.125% | 0% | 0% | 202000 |  | 97.25% | 98.12% |  | 96.37% | 96.25% | 98.12% | 98.12% | 100% | 100% | 100% | 99.75% |  | 98.25% | 100% | 98.12% | 62.62% | 12.38% | 100% | 100%
203000 |  | 0.375% | 0% |  | 0.25% | 0.125% | 0% | 0.125% | 0% | 0% | 0% | 0% |  | 0% | 0% | 0% | 0% | 0.125% | 0% | 0% | 203000 |  | 97.62% | 98.12% |  | 96.62% | 96.37% | 98.12% | 98.25% | 100% | 100% | 100% | 99.75% |  | 98.25% | 100% | 98.12% | 62.62% | 12.5% | 100% | 100%
204000 |  | 0% | 0.125% |  | 0% | 0% | 0.125% | 0% | 0% | 0% | 0% | 0% |  | 0% | 0% | 0.125% | 0.875% | 0.375% | 0% | 0% | 204000 |  | 97.62% | 98.25% |  | 96.62% | 96.37% | 98.25% | 98.25% | 100% | 100% | 100% | 99.75% |  | 98.25% | 100% | 98.25% | 63.5% | 12.88% | 100% | 100%
205000 |  | 0.125% | 0% |  | 0.125% | 0.125% | 0% | 0% | 0% | 0% | 0% | 0% |  | 0% | 0% | 0% | 1.125% | 0.25% | 0% | 0% | 205000 |  | 97.75% | 98.25% |  | 96.75% | 96.5% | 98.25% | 98.25% | 100% | 100% | 100% | 99.75% |  | 98.25% | 100% | 98.25% | 64.62% | 13.13% | 100% | 100%
206000 |  | 0.125% | 0% |  | 0% | 0.5% | 0% | 0.125% | 0% | 0% | 0% | 0% |  | 0.125% | 0% | 0% | 0.75% | 0.25% | 0% | 0% | 206000 |  | 97.87% | 98.25% |  | 96.75% | 97% | 98.25% | 98.37% | 100% | 100% | 100% | 99.75% |  | 98.37% | 100% | 98.25% | 65.38% | 13.38% | 100% | 100%
207000 |  | 0.125% | 0.125% |  | 0.125% | 0.25% | 0.125% | 0% | 0% | 0% | 0% | 0% |  | 0.375% | 0% | 0.125% | 0.5% | 0.5% | 0% | 0% | 207000 |  | 98% | 98.37% |  | 96.87% | 97.25% | 98.37% | 98.37% | 100% | 100% | 100% | 99.75% |  | 98.75% | 100% | 98.37% | 65.88% | 13.88% | 100% | 100%
208000 |  | 0.375% | 0% |  | 0.25% | 0% | 0% | 0% | 0% | 0% | 0% | 0% |  | 0% | 0% | 0% | 0.375% | 0.625% | 0% | 0% | 208000 |  | 98.37% | 98.37% |  | 97.12% | 97.25% | 98.37% | 98.37% | 100% | 100% | 100% | 99.75% |  | 98.75% | 100% | 98.37% | 66.25% | 14.5% | 100% | 100%
209000 |  | 0.125% | 0.125% |  | 0.125% | 0% | 0.125% | 0.125% | 0% | 0% | 0% | 0% |  | 0% | 0% | 0.125% | 0.625% | 0.25% | 0% | 0% | 209000 |  | 98.5% | 98.5% |  | 97.25% | 97.25% | 98.5% | 98.5% | 100% | 100% | 100% | 99.75% |  | 98.75% | 100% | 98.5% | 66.88% | 14.75% | 100% | 100%
210000 |  | 0% | 0.125% |  | 0.25% | 0% | 0.125% | 0.125% | 0% | 0% | 0% | 0% |  | 0.125% | 0% | 0.125% | 0.75% | 0.375% | 0% | 0% | 210000 |  | 98.5% | 98.62% |  | 97.5% | 97.25% | 98.62% | 98.62% | 100% | 100% | 100% | 99.75% |  | 98.87% | 100% | 98.62% | 67.62% | 15.13% | 100% | 100%
211000 |  | 0.125% | 0.25% |  | 0% | 0% | 0.25% | 0.25% | 0% | 0% | 0% | 0% |  | 0% | 0% | 0.25% | 1% | 0.625% | 0% | 0% | 211000 |  | 98.62% | 98.87% |  | 97.5% | 97.25% | 98.87% | 98.87% | 100% | 100% | 100% | 99.75% |  | 98.87% | 100% | 98.87% | 68.62% | 15.75% | 100% | 100%
212000 |  | 0.25% | 0% |  | 0% | 0.25% | 0% | 0% | 0% | 0% | 0% | 0% |  | 0% | 0% | 0% | 0.75% | 0.25% | 0% | 0% | 212000 |  | 98.87% | 98.87% |  | 97.5% | 97.5% | 98.87% | 98.87% | 100% | 100% | 100% | 99.75% |  | 98.87% | 100% | 98.87% | 69.37% | 16% | 100% | 100%
213000 |  | 0.125% | 0% |  | 0.125% | 0% | 0% | 0% | 0% | 0% | 0% | 0.125% |  | 0% | 0% | 0% | 0.75% | 0.375% | 0% | 0% | 213000 |  | 99% | 98.87% |  | 97.62% | 97.5% | 98.87% | 98.87% | 100% | 100% | 100% | 99.87% |  | 98.87% | 100% | 98.87% | 70.12% | 16.38% | 100% | 100%
214000 |  | 0% | 0% |  | 0.125% | 0.25% | 0% | 0% | 0% | 0% | 0% | 0.125% |  | 0.125% | 0% | 0% | 1.125% | 0.375% | 0% | 0% | 214000 |  | 99% | 98.87% |  | 97.75% | 97.75% | 98.87% | 98.87% | 100% | 100% | 100% | 100% |  | 99% | 100% | 98.87% | 71.25% | 16.75% | 100% | 100%
215000 |  | 0.125% | 0% |  | 0.125% | 0.125% | 0% | 0% | 0% | 0% | 0% | 0% |  | 0% | 0% | 0% | 0.75% | 0.75% | 0% | 0% | 215000 |  | 99.12% | 98.87% |  | 97.87% | 97.87% | 98.87% | 98.87% | 100% | 100% | 100% | 100% |  | 99% | 100% | 98.87% | 72% | 17.5% | 100% | 100%
216000 |  | 0% | 0% |  | 0.125% | 0.375% | 0% | 0% | 0% | 0% | 0% | 0% |  | 0% | 0% | 0% | 0.375% | 0.5% | 0% | 0% | 216000 |  | 99.12% | 98.87% |  | 98% | 98.25% | 98.87% | 98.87% | 100% | 100% | 100% | 100% |  | 99% | 100% | 98.87% | 72.37% | 18% | 100% | 100%
217000 |  | 0% | 0% |  | 0.25% | 0% | 0% | 0% | 0% | 0% | 0% | 0% |  | 0% | 0% | 0% | 0.375% | 0.25% | 0% | 0% | 217000 |  | 99.12% | 98.87% |  | 98.25% | 98.25% | 98.87% | 98.87% | 100% | 100% | 100% | 100% |  | 99% | 100% | 98.87% | 72.75% | 18.25% | 100% | 100%
218000 |  | 0% | 0.125% |  | 0.375% | 0.125% | 0% | 0.125% | 0% | 0% | 0% | 0% |  | 0% | 0% | 0.125% | 0.875% | 0.75% | 0% | 0% | 218000 |  | 99.12% | 99% |  | 98.62% | 98.37% | 98.87% | 99% | 100% | 100% | 100% | 100% |  | 99% | 100% | 99% | 73.62% | 19% | 100% | 100%
219000 |  | 0% | 0% |  | 0.125% | 0.125% | 0.125% | 0% | 0% | 0% | 0% | 0% |  | 0% | 0% | 0% | 0.5% | 0.375% | 0% | 0% | 219000 |  | 99.12% | 99% |  | 98.75% | 98.5% | 99% | 99% | 100% | 100% | 100% | 100% |  | 99% | 100% | 99% | 74.12% | 19.38% | 100% | 100%
220000 |  | 0.25% | 0% |  | 0.25% | 0.125% | 0% | 0% | 0% | 0% | 0% | 0% |  | 0.125% | 0% | 0% | 0.5% | 0.75% | 0% | 0% | 220000 |  | 99.37% | 99% |  | 99% | 98.62% | 99% | 99% | 100% | 100% | 100% | 100% |  | 99.12% | 100% | 99% | 74.62% | 20.13% | 100% | 100%
221000 |  | 0% | 0% |  | 0% | 0.375% | 0% | 0% | 0% | 0% | 0% | 0% |  | 0% | 0% | 0% | 1.25% | 1.25% | 0% | 0% | 221000 |  | 99.37% | 99% |  | 99% | 99% | 99% | 99% | 100% | 100% | 100% | 100% |  | 99.12% | 100% | 99% | 75.87% | 21.38% | 100% | 100%
222000 |  | 0% | 0% |  | 0.125% | 0% | 0% | 0% | 0% | 0% | 0% | 0% |  | 0% | 0% | 0% | 0.75% | 0.625% | 0% | 0% | 222000 |  | 99.37% | 99% |  | 99.12% | 99% | 99% | 99% | 100% | 100% | 100% | 100% |  | 99.12% | 100% | 99% | 76.62% | 22% | 100% | 100%
223000 |  | 0% | 0% |  | 0% | 0% | 0% | 0% | 0% | 0% | 0% | 0% |  | 0.125% | 0% | 0% | 0.75% | 0.25% | 0% | 0% | 223000 |  | 99.37% | 99% |  | 99.12% | 99% | 99% | 99% | 100% | 100% | 100% | 100% |  | 99.25% | 100% | 99% | 77.37% | 22.25% | 100% | 100%
224000 |  | 0% | 0.125% |  | 0% | 0.125% | 0.125% | 0.125% | 0% | 0% | 0% | 0% |  | 0% | 0% | 0.125% | 0.75% | 0.5% | 0% | 0% | 224000 |  | 99.37% | 99.12% |  | 99.12% | 99.12% | 99.12% | 99.12% | 100% | 100% | 100% | 100% |  | 99.25% | 100% | 99.12% | 78.12% | 22.75% | 100% | 100%
225000 |  | 0% | 0.125% |  | 0% | 0% | 0.125% | 0% | 0% | 0% | 0% | 0% |  | 0.125% | 0% | 0.125% | 1.5% | 0.375% | 0% | 0% | 225000 |  | 99.37% | 99.25% |  | 99.12% | 99.12% | 99.25% | 99.12% | 100% | 100% | 100% | 100% |  | 99.37% | 100% | 99.25% | 79.62% | 23.13% | 100% | 100%
226000 |  | 0.125% | 0% |  | 0% | 0% | 0% | 0.125% | 0% | 0% | 0% | 0% |  | 0% | 0% | 0% | 0.5% | 0.25% | 0% | 0% | 226000 |  | 99.5% | 99.25% |  | 99.12% | 99.12% | 99.25% | 99.25% | 100% | 100% | 100% | 100% |  | 99.37% | 100% | 99.25% | 80.12% | 23.38% | 100% | 100%
227000 |  | 0% | 0% |  | 0% | 0% | 0% | 0% | 0% | 0% | 0% | 0% |  | 0% | 0% | 0% | 0.875% | 0.625% | 0% | 0% | 227000 |  | 99.5% | 99.25% |  | 99.12% | 99.12% | 99.25% | 99.25% | 100% | 100% | 100% | 100% |  | 99.37% | 100% | 99.25% | 81% | 24% | 100% | 100%
228000 |  | 0.125% | 0.125% |  | 0.125% | 0% | 0.125% | 0% | 0% | 0% | 0% | 0% |  | 0% | 0% | 0.125% | 1% | 1.625% | 0% | 0% | 228000 |  | 99.62% | 99.37% |  | 99.25% | 99.12% | 99.37% | 99.25% | 100% | 100% | 100% | 100% |  | 99.37% | 100% | 99.37% | 82% | 25.63% | 100% | 100%
229000 |  | 0% | 0% |  | 0% | 0.125% | 0% | 0.125% | 0% | 0% | 0% | 0% |  | 0.25% | 0% | 0% | 0.375% | 0.75% | 0% | 0% | 229000 |  | 99.62% | 99.37% |  | 99.25% | 99.25% | 99.37% | 99.37% | 100% | 100% | 100% | 100% |  | 99.62% | 100% | 99.37% | 82.37% | 26.38% | 100% | 100%
230000 |  | 0% | 0% |  | 0% | 0.125% | 0% | 0% | 0% | 0% | 0% | 0% |  | 0% | 0% | 0% | 0.75% | 0.375% | 0% | 0% | 230000 |  | 99.62% | 99.37% |  | 99.25% | 99.37% | 99.37% | 99.37% | 100% | 100% | 100% | 100% |  | 99.62% | 100% | 99.37% | 83.12% | 26.75% | 100% | 100%
231000 |  | 0.125% | 0.125% |  | 0.125% | 0.125% | 0.125% | 0.125% | 0% | 0% | 0% | 0% |  | 0% | 0% | 0.125% | 0.625% | 1% | 0% | 0% | 231000 |  | 99.75% | 99.5% |  | 99.37% | 99.5% | 99.5% | 99.5% | 100% | 100% | 100% | 100% |  | 99.62% | 100% | 99.5% | 83.75% | 27.75% | 100% | 100%
232000 |  | 0% | 0% |  | 0.125% | 0% | 0% | 0% | 0% | 0% | 0% | 0% |  | 0% | 0% | 0% | 0.5% | 0.625% | 0% | 0% | 232000 |  | 99.75% | 99.5% |  | 99.5% | 99.5% | 99.5% | 99.5% | 100% | 100% | 100% | 100% |  | 99.62% | 100% | 99.5% | 84.25% | 28.38% | 100% | 100%
233000 |  | 0% | 0% |  | 0% | 0% | 0% | 0% | 0% | 0% | 0% | 0% |  | 0% | 0% | 0% | 0.875% | 1.25% | 0% | 0% | 233000 |  | 99.75% | 99.5% |  | 99.5% | 99.5% | 99.5% | 99.5% | 100% | 100% | 100% | 100% |  | 99.62% | 100% | 99.5% | 85.12% | 29.63% | 100% | 100%
234000 |  | 0% | 0.125% |  | 0% | 0% | 0.125% | 0.125% | 0% | 0% | 0% | 0% |  | 0% | 0% | 0.125% | 0.5% | 1% | 0% | 0% | 234000 |  | 99.75% | 99.62% |  | 99.5% | 99.5% | 99.62% | 99.62% | 100% | 100% | 100% | 100% |  | 99.62% | 100% | 99.62% | 85.62% | 30.63% | 100% | 100%
235000 |  | 0% | 0% |  | 0% | 0% | 0% | 0% | 0% | 0% | 0% | 0% |  | 0% | 0% | 0% | 0.375% | 0.5% | 0% | 0% | 235000 |  | 99.75% | 99.62% |  | 99.5% | 99.5% | 99.62% | 99.62% | 100% | 100% | 100% | 100% |  | 99.62% | 100% | 99.62% | 86% | 31.13% | 100% | 100%
236000 |  | 0% | 0% |  | 0.125% | 0% | 0% | 0% | 0% | 0% | 0% | 0% |  | 0% | 0% | 0% | 0.375% | 0.5% | 0% | 0% | 236000 |  | 99.75% | 99.62% |  | 99.62% | 99.5% | 99.62% | 99.62% | 100% | 100% | 100% | 100% |  | 99.62% | 100% | 99.62% | 86.37% | 31.63% | 100% | 100%
237000 |  | 0% | 0% |  | 0% | 0% | 0% | 0% | 0% | 0% | 0% | 0% |  | 0% | 0% | 0% | 0.125% | 0.875% | 0% | 0% | 237000 |  | 99.75% | 99.62% |  | 99.62% | 99.5% | 99.62% | 99.62% | 100% | 100% | 100% | 100% |  | 99.62% | 100% | 99.62% | 86.5% | 32.5% | 100% | 100%
238000 |  | 0% | 0% |  | 0.125% | 0.125% | 0% | 0% | 0% | 0% | 0% | 0% |  | 0% | 0% | 0% | 1% | 0.75% | 0% | 0% | 238000 |  | 99.75% | 99.62% |  | 99.75% | 99.62% | 99.62% | 99.62% | 100% | 100% | 100% | 100% |  | 99.62% | 100% | 99.62% | 87.5% | 33.25% | 100% | 100%
239000 |  | 0% | 0% |  | 0% | 0% | 0% | 0% | 0% | 0% | 0% | 0% |  | 0% | 0% | 0% | 0.125% | 1.5% | 0% | 0% | 239000 |  | 99.75% | 99.62% |  | 99.75% | 99.62% | 99.62% | 99.62% | 100% | 100% | 100% | 100% |  | 99.62% | 100% | 99.62% | 87.62% | 34.75% | 100% | 100%
240000 |  | 0.125% | 0% |  | 0% | 0.125% | 0% | 0% | 0% | 0% | 0% | 0% |  | 0.125% | 0% | 0% | 0.5% | 0.875% | 0% | 0% | 240000 |  | 99.87% | 99.62% |  | 99.75% | 99.75% | 99.62% | 99.62% | 100% | 100% | 100% | 100% |  | 99.75% | 100% | 99.62% | 88.12% | 35.63% | 100% | 100%
241000 |  | 0% | 0% |  | 0% | 0% | 0% | 0% | 0% | 0% | 0% | 0% |  | 0% | 0% | 0% | 0.75% | 0.25% | 0% | 0% | 241000 |  | 99.87% | 99.62% |  | 99.75% | 99.75% | 99.62% | 99.62% | 100% | 100% | 100% | 100% |  | 99.75% | 100% | 99.62% | 88.87% | 35.88% | 100% | 100%
242000 |  | 0% | 0% |  | 0% | 0% | 0% | 0% | 0% | 0% | 0% | 0% |  | 0% | 0% | 0% | 0.5% | 0.625% | 0% | 0% | 242000 |  | 99.87% | 99.62% |  | 99.75% | 99.75% | 99.62% | 99.62% | 100% | 100% | 100% | 100% |  | 99.75% | 100% | 99.62% | 89.37% | 36.5% | 100% | 100%
243000 |  | 0.125% | 0% |  | 0% | 0% | 0% | 0% | 0% | 0% | 0% | 0% |  | 0% | 0% | 0% | 0.375% | 0.75% | 0% | 0% | 243000 |  | 100% | 99.62% |  | 99.75% | 99.75% | 99.62% | 99.62% | 100% | 100% | 100% | 100% |  | 99.75% | 100% | 99.62% | 89.75% | 37.25% | 100% | 100%
244000 |  | 0% | 0% |  | 0% | 0% | 0% | 0% | 0% | 0% | 0% | 0% |  | 0% | 0% | 0% | 0.5% | 0.875% | 0% | 0% | 244000 |  | 100% | 99.62% |  | 99.75% | 99.75% | 99.62% | 99.62% | 100% | 100% | 100% | 100% |  | 99.75% | 100% | 99.62% | 90.25% | 38.13% | 100% | 100%
245000 |  | 0% | 0.125% |  | 0% | 0% | 0.125% | 0.125% | 0% | 0% | 0% | 0% |  | 0% | 0% | 0.125% | 0.5% | 0.375% | 0% | 0% | 245000 |  | 100% | 99.75% |  | 99.75% | 99.75% | 99.75% | 99.75% | 100% | 100% | 100% | 100% |  | 99.75% | 100% | 99.75% | 90.75% | 38.5% | 100% | 100%
246000 |  | 0% | 0% |  | 0% | 0% | 0% | 0% | 0% | 0% | 0% | 0% |  | 0% | 0% | 0% | 0.375% | 0.375% | 0% | 0% | 246000 |  | 100% | 99.75% |  | 99.75% | 99.75% | 99.75% | 99.75% | 100% | 100% | 100% | 100% |  | 99.75% | 100% | 99.75% | 91.12% | 38.88% | 100% | 100%
247000 |  | 0% | 0% |  | 0% | 0% | 0% | 0% | 0% | 0% | 0% | 0% |  | 0% | 0% | 0% | 0.125% | 0.25% | 0% | 0% | 247000 |  | 100% | 99.75% |  | 99.75% | 99.75% | 99.75% | 99.75% | 100% | 100% | 100% | 100% |  | 99.75% | 100% | 99.75% | 91.25% | 39.13% | 100% | 100%
248000 |  | 0% | 0% |  | 0.125% | 0.125% | 0% | 0% | 0% | 0% | 0% | 0% |  | 0% | 0% | 0% | 0.125% | 0.125% | 0% | 0% | 248000 |  | 100% | 99.75% |  | 99.87% | 99.87% | 99.75% | 99.75% | 100% | 100% | 100% | 100% |  | 99.75% | 100% | 99.75% | 91.37% | 39.25% | 100% | 100%
249000 |  | 0% | 0% |  | 0% | 0% | 0% | 0% | 0% | 0% | 0% | 0% |  | 0% | 0% | 0% | 1.125% | 0.25% | 0% | 0% | 249000 |  | 100% | 99.75% |  | 99.87% | 99.87% | 99.75% | 99.75% | 100% | 100% | 100% | 100% |  | 99.75% | 100% | 99.75% | 92.5% | 39.5% | 100% | 100%
250000 |  | 0% | 0% |  | 0% | 0% | 0% | 0% | 0% | 0% | 0% | 0% |  | 0% | 0% | 0% | 0.125% | 1% | 0% | 0% | 250000 |  | 100% | 99.75% |  | 99.87% | 99.87% | 99.75% | 99.75% | 100% | 100% | 100% | 100% |  | 99.75% | 100% | 99.75% | 92.62% | 40.5% | 100% | 100%
251000 |  | 0% | 0% |  | 0% | 0% | 0% | 0% | 0% | 0% | 0% | 0% |  | 0% | 0% | 0% | 0.375% | 0% | 0% | 0% | 251000 |  | 100% | 99.75% |  | 99.87% | 99.87% | 99.75% | 99.75% | 100% | 100% | 100% | 100% |  | 99.75% | 100% | 99.75% | 93% | 40.5% | 100% | 100%
252000 |  | 0% | 0% |  | 0% | 0.125% | 0% | 0% | 0% | 0% | 0% | 0% |  | 0% | 0% | 0% | 0.375% | 0.75% | 0% | 0% | 252000 |  | 100% | 99.75% |  | 99.87% | 100% | 99.75% | 99.75% | 100% | 100% | 100% | 100% |  | 99.75% | 100% | 99.75% | 93.37% | 41.25% | 100% | 100%
253000 |  | 0% | 0% |  | 0% | 0% | 0% | 0% | 0% | 0% | 0% | 0% |  | 0.125% | 0% | 0% | 0.25% | 0.75% | 0% | 0% | 253000 |  | 100% | 99.75% |  | 99.87% | 100% | 99.75% | 99.75% | 100% | 100% | 100% | 100% |  | 99.87% | 100% | 99.75% | 93.62% | 42% | 100% | 100%
254000 |  | 0% | 0% |  | 0.125% | 0% | 0% | 0% | 0% | 0% | 0% | 0% |  | 0% | 0% | 0% | 0.125% | 0.75% | 0% | 0% | 254000 |  | 100% | 99.75% |  | 100% | 100% | 99.75% | 99.75% | 100% | 100% | 100% | 100% |  | 99.87% | 100% | 99.75% | 93.75% | 42.75% | 100% | 100%
255000 |  | 0% | 0% |  | 0% | 0% | 0% | 0% | 0% | 0% | 0% | 0% |  | 0% | 0% | 0% | 0.625% | 1% | 0% | 0% | 255000 |  | 100% | 99.75% |  | 100% | 100% | 99.75% | 99.75% | 100% | 100% | 100% | 100% |  | 99.87% | 100% | 99.75% | 94.37% | 43.75% | 100% | 100%
256000 |  | 0% | 0% |  | 0% | 0% | 0% | 0% | 0% | 0% | 0% | 0% |  | 0% | 0% | 0% | 0.25% | 0.625% | 0% | 0% | 256000 |  | 100% | 99.75% |  | 100% | 100% | 99.75% | 99.75% | 100% | 100% | 100% | 100% |  | 99.87% | 100% | 99.75% | 94.62% | 44.38% | 100% | 100%
257000 |  | 0% | 0% |  | 0% | 0% | 0% | 0% | 0% | 0% | 0% | 0% |  | 0% | 0% | 0% | 0.5% | 0.625% | 0% | 0% | 257000 |  | 100% | 99.75% |  | 100% | 100% | 99.75% | 99.75% | 100% | 100% | 100% | 100% |  | 99.87% | 100% | 99.75% | 95.12% | 45% | 100% | 100%
258000 |  | 0% | 0.125% |  | 0% | 0% | 0.125% | 0.125% | 0% | 0% |  | 0% |  | 0% | 0% | 0.125% | 0.25% | 0.625% | 0% | 0% | 258000 |  | 100% | 99.87% |  | 100% | 100% | 99.87% | 99.87% | 100% | 100% |  | 100% |  | 99.87% | 100% | 99.87% | 95.37% | 45.62% | 100% | 100%
259000 |  | 0% | 0% |  | 0% | 0% | 0% | 0% | 0% | 0% |  | 0% |  | 0% | 0% | 0% | 0.125% | 0.25% | 0% | 0% | 259000 |  | 100% | 99.87% |  | 100% | 100% | 99.87% | 99.87% | 100% | 100% |  | 100% |  | 99.87% | 100% | 99.87% | 95.5% | 45.88% | 100% | 100%
260000 |  | 0% | 0% |  | 0% | 0% | 0% | 0% | 0% | 0% |  | 0% |  | 0.125% | 0% | 0% | 0% | 1.125% | 0% | 0% | 260000 |  | 100% | 99.87% |  | 100% | 100% | 99.87% | 99.87% | 100% | 100% |  | 100% |  | 100% | 100% | 99.87% | 95.5% | 47% | 100% | 100%
261000 |  | 0% | 0% |  | 0% | 0% | 0% | 0% | 0% | 0% |  | 0% |  | 0% | 0% | 0% | 0% | 1% | 0% | 0% | 261000 |  | 100% | 99.87% |  | 100% | 100% | 99.87% | 99.87% | 100% | 100% |  | 100% |  | 100% | 100% | 99.87% | 95.5% | 48% | 100% | 100%
262000 |  | 0% | 0% |  | 0% | 0% | 0% | 0% |  | 0% |  | 0% |  | 0% | 0% | 0% | 0% | 0.375% | 0% |  | 262000 |  | 100% | 99.87% |  | 100% | 100% | 99.87% | 99.87% |  | 100% |  | 100% |  | 100% | 100% | 99.87% | 95.5% | 48.37% | 100%
263000 |  | 0% | 0.125% |  | 0% | 0% | 0.125% | 0.125% |  | 0% |  | 0% |  | 0% | 0% | 0.125% | 0.25% | 1.125% | 0% |  | 263000 |  | 100% | 100% |  | 100% | 100% | 100% | 100% |  | 100% |  | 100% |  | 100% | 100% | 100% | 95.75% | 49.5% | 100%
264000 |  | 0% | 0% |  | 0% | 0% | 0% | 0% |  | 0% |  |  |  | 0% | 0% | 0% | 0.125% | 0.75% | 0% |  | 264000 |  | 100% | 100% |  | 100% | 100% | 100% | 100% |  | 100% |  |  |  | 100% | 100% | 100% | 95.87% | 50.25% | 100%
265000 |  | 0% | 0% |  | 0% | 0% | 0% | 0% |  | 0% |  |  |  | 0% | 0% | 0% | 0.125% | 1% | 0% |  | 265000 |  | 100% | 100% |  | 100% | 100% | 100% | 100% |  | 100% |  |  |  | 100% | 100% | 100% | 96% | 51.25% | 100%
266000 |  | 0% | 0% |  | 0% | 0% | 0% | [6 empty] | 0% | 0% | 0% | 0.375% | 0.75% | 0% |  | 266000 |  | 100% | 100% |  | 100% | 100% | 100% | [6 empty] | 100% | 100% | 100% | 96.37% | 52% | 100%
267000 |  | 0% |  |  |  | 0% | 0% | [7 empty] | 0% |  | 0.125% | 0.875% | 0% |  | 267000 |  | 100% |  |  |  | 100% | 100% | [7 empty] | 100% |  | 96.5% | 52.87% | 100%
268000 | [5 empty] | 0% | 0% | [7 empty] | 0% |  | 0.125% | 0.375% | 0% |  | 268000 | [5 empty] | 100% | 100% | [7 empty] | 100% |  | 96.62% | 53.25% | 100%
269000 | [6 empty] | 0% | [7 empty] | 0% |  | 0.25% | 0.625% | 0% |  | 269000 | [6 empty] | 100% | [7 empty] | 100% |  | 96.87% | 53.87% | 100%
270000 | [16 empty] | 0.125% | 0.375% |  |  | 270000 | [16 empty] | 97% | 54.25%
271000 | [16 empty] | 0% | 0.875% |  |  | 271000 | [16 empty] | 97% | 55.12%
272000 | [16 empty] | 0.375% | 0.375% |  |  | 272000 | [16 empty] | 97.37% | 55.5%
273000 | [16 empty] | 0% | 1.5% |  |  | 273000 | [16 empty] | 97.37% | 57%
274000 | [16 empty] | 0.125% | 0.5% |  |  | 274000 | [16 empty] | 97.5% | 57.5%
275000 | [16 empty] | 0.125% | 0.625% |  |  | 275000 | [16 empty] | 97.62% | 58.13%
276000 | [16 empty] | 0.125% | 0.25% |  |  | 276000 | [16 empty] | 97.75% | 58.38%
277000 | [16 empty] | 0.125% | 0.5% |  |  | 277000 | [16 empty] | 97.87% | 58.88%
278000 | [16 empty] | 0.25% | 0.875% |  |  | 278000 | [16 empty] | 98.12% | 59.75%
279000 | [16 empty] | 0.25% | 0.5% |  |  | 279000 | [16 empty] | 98.37% | 60.25%
280000 | [16 empty] | 0% | 0.875% |  |  | 280000 | [16 empty] | 98.37% | 61.13%
281000 | [16 empty] | 0.125% | 0.375% |  |  | 281000 | [16 empty] | 98.5% | 61.5%
282000 | [16 empty] | 0% | 0.25% |  |  | 282000 | [16 empty] | 98.5% | 61.75%
283000 | [16 empty] | 0.125% | 0.625% |  |  | 283000 | [16 empty] | 98.62% | 62.38%
284000 | [16 empty] | 0.125% | 0.25% |  |  | 284000 | [16 empty] | 98.75% | 62.62%
285000 | [16 empty] | 0.125% | 0.375% |  |  | 285000 | [16 empty] | 98.87% | 63%
286000 | [16 empty] | 0.125% | 0.375% |  |  | 286000 | [16 empty] | 99% | 63.38%
287000 | [16 empty] | 0% | 0.5% |  |  | 287000 | [16 empty] | 99% | 63.88%
288000 | [16 empty] | 0.125% | 0.375% |  |  | 288000 | [16 empty] | 99.12% | 64.25%
289000 | [16 empty] | 0.125% | 0.5% |  |  | 289000 | [16 empty] | 99.25% | 64.75%
290000 | [16 empty] | 0% | 0.25% |  |  | 290000 | [16 empty] | 99.25% | 65%
291000 | [16 empty] | 0.125% | 0.625% |  |  | 291000 | [16 empty] | 99.37% | 65.62%
292000 | [16 empty] | 0% | 1% |  |  | 292000 | [16 empty] | 99.37% | 66.62%
293000 | [16 empty] | 0% | 0.25% |  |  | 293000 | [16 empty] | 99.37% | 66.88%
294000 | [16 empty] | 0% | 0.375% |  |  | 294000 | [16 empty] | 99.37% | 67.25%
295000 | [16 empty] | 0% | 0.75% |  |  | 295000 | [16 empty] | 99.37% | 68%
296000 | [16 empty] | 0% | 0.625% |  |  | 296000 | [16 empty] | 99.37% | 68.62%
297000 | [16 empty] | 0.125% | 0.75% |  |  | 297000 | [16 empty] | 99.5% | 69.37%
298000 | [16 empty] | 0% | 0.125% |  |  | 298000 | [16 empty] | 99.5% | 69.5%
299000 | [16 empty] | 0% | 0.5% |  |  | 299000 | [16 empty] | 99.5% | 70%
300000 | [16 empty] | 0% | 0.75% |  |  | 300000 | [16 empty] | 99.5% | 70.75%
301000 | [16 empty] | 0% | 0.75% |  |  | 301000 | [16 empty] | 99.5% | 71.5%
302000 | [16 empty] | 0% | 0.375% |  |  | 302000 | [16 empty] | 99.5% | 71.87%
303000 | [16 empty] | 0.125% | 0.625% |  |  | 303000 | [16 empty] | 99.62% | 72.5%
304000 | [16 empty] | 0.125% | 0.875% |  |  | 304000 | [16 empty] | 99.75% | 73.37%
305000 | [16 empty] | 0% | 0.375% |  |  | 305000 | [16 empty] | 99.75% | 73.75%
306000 | [16 empty] | 0% | 0.375% |  |  | 306000 | [16 empty] | 99.75% | 74.12%
307000 | [16 empty] | 0% | 0.5% |  |  | 307000 | [16 empty] | 99.75% | 74.62%
308000 | [16 empty] | 0.125% | 0.375% |  |  | 308000 | [16 empty] | 99.87% | 75%
309000 | [16 empty] | 0% | 0.625% |  |  | 309000 | [16 empty] | 99.87% | 75.62%
310000 | [16 empty] | 0% | 0.375% |  |  | 310000 | [16 empty] | 99.87% | 76%
311000 | [16 empty] | 0% | 0.375% |  |  | 311000 | [16 empty] | 99.87% | 76.38%
312000 | [16 empty] | 0% | 0.625% |  |  | 312000 | [16 empty] | 99.87% | 77%
313000 | [16 empty] | 0.125% | 0.625% |  |  | 313000 | [16 empty] | 100% | 77.62%
314000 | [17 empty] | 0.625% |  |  | 314000 | [17 empty] | 78.25%
315000 | [17 empty] | 0.375% |  |  | 315000 | [17 empty] | 78.62%
316000 | [17 empty] | 0.25% |  |  | 316000 | [17 empty] | 78.87%
317000 | [17 empty] | 0.375% |  |  | 317000 | [17 empty] | 79.25%

## NPV without Carbon Cost
NO Penalty
Mapping | Scenario Net Present Value Without Carbon Cost (billions) | Average System Cost w/o CO2$ | Average System Risk w/o CO2$
1B | Scenario 1B - Current Policy, No Carbon Risk | 87.3628 | 130.2213
2B | Scenario 2B - Carbon Reduction - Social Cost of Carbon | 88.1551 | 132.2789
S6 | Sensitivity S6 - Scenario 2B_95th Percentile SCC | 88.9111 | 157.1022
2C | Scenario 2C - Carbon Risk | 88.0458 | 133.0132
3A | Scenario 3A - Maximum Carbon Reduction, Existing Technology | 106.9676 | 158.0104
S2.1 | Sensitivity S2.1 - Scenario 2C_Low Gas Prices | 75.8686 | 109.8524
S3.1 | Sensitivity S3.1 - Scenario 2C_No Demand Response | 87.372 | 132.2498
S5 | Sensitivity S5 - Scenario 1B_35% RPS | 121.2151 | 150.7934
4A | Scenario 4A - Unplanned Loss of Major Non-GHG Emitting Resource | 90.2066 | 136.269
4B | Scenario 4B - Planned Loss of Major Non-GHG Emitting Resource | 89.8713 | 136.135
5B | Scenario 5B - Increased Reliance on External Market | 84.6421 | 127.2267
S10 | Sensitivity S10 - Scenario 1B_No Conservation Adder | 101.1861 | 148.674
| NPV System Cost (billions) | Average System Cost w/CO2$ | Average System Risk w/CO$ (TailVar90) | Average System Cost w/o CO2$ | Average System Risk w/o CO2$ (TailVar90)
| Scenario 1A - Existing Policy, No Uncertainty | 77.565 | 77.565 | 77.565 | 77.565
| Scenario 1B - Existing Policy, No Carbon Risk | 87.3628 | 130.2213 | 87.3628 | 130.2213
| Scenario 2B - Carbon Reduction - Social Cost of Carbon | 126.2711 | 190.8374 | 88.1551 | 132.2789
| Scenario 2C - Carbon Risk | 114.2997 | 186.1231 | 88.0458 | 133.0132
| Scenario 3A - Maximum Carbon Reduction, Existing Technology | 106.9676 | 158.0104 | 106.9676 | 158.0104
| Scenario 4A - Unplanned Loss of Major Non-GHG Emitting Resource | 130.7003 | 198.5606 | 90.2066 | 136.269
| Scenario 4B - Planned Loss of Major Non-GHG Emitting Resource | 130.6933 | 198.9937 | 89.8713 | 136.135
| Scenario 4C - Faster Near-Term Pace of Conservation Deployment | 114.5095 | 186.222 | 88.2075 | 133.0839 | Approximated from 2C ratio of CO2 to noCO2
| Scenario 4D - Slower Near-Term Pace of Conservation Deployment | 114.1635 | 185.9638 | 87.9409 | 132.8993 | Approximated from 2C ratio of CO2 to noCO3
| Scenario 5B - Increased Reliance on External Market | 84.6421 | 127.2267 | 84.6421 | 127.2267
| Sensitivity S1 - Scenario 1B_No Coal Retirements | 84.7949 | 123.227 | 84.7949 | 123.227
| Sensitivity S2 - Scenario 1B_Low Gas Prices | 74.2774 | 104.3373 | 74.2774 | 104.3373
| Sensitivity S2.1 - Scenario 2C_Low Gas Prices | 96.973 | 153.9042 | 75.8686 | 109.8524
| Sensitivity S3 - Scenario 1B_No Demand Response | 88.4423 | 131.3078 | 88.4423 | 131.3078
| Sensitivity S3.1 - Scenario 2C_No Demand Response | 113.4249 | 185.0549 | 87.372 | 132.2498 | Approximated from 2C ratio of CO2 to noCO2
| Sensitivity S5 - Scenario 1B_35% RPS | 121.2151 | 150.7934 | 121.2151 | 150.7934
| Sensitivity S6 - Scenario 2B_95th Percentile SCC | 180.3012 | 278.2723 | 88.9111 | 157.1022
| Sensitivity S7 - Scenario 2B_No Conservation | 190.5701 | 263.1448 | Not Estimated | Not Estimated
| Sensitivity S8 - Scenario 2B_95th Percentile SCC w/No Conservation | 268.9617 | 380.4064 | Not Estimated | Not Estimated
| Sensitivity S9 - Scenario 1B_No Transmission and Distribution Cost Deferral Credit | 95.0656 | 139.6919 | 95.0656 | 139.6919
| Sensitivity S10 - Scenario 1B_No Conservation Adder | 101.1861 | 148.674 | 101.1861 | 148.674

## Annual Conservation Development
NO Penalty
Mean Conservation Development (aMW) | 2016 | 2017 | 2018 | 2019 | 2020 | 2021 | 2022 | 2023 | 2024 | 2025 | 2026 | 2027 | 2028 | 2029 | 2030 | 2031 | 2032 | 2033 | 2034 | 2035
Scenario 1A - Existing Policy, No Uncertainty | 151.3 | 320.7 | 503.8 | 711.4 | 945.6 | 1206 | 1491 | 1793 | 2107 | 2426 | 2744 | 3056 | 3358 | 3567 | 3660 | 3713 | 3750 | 3778 | 3803 | 3824
Scenario 1B - Existing Policy, No Carbon Risk | 158.2091 | 335.6704 | 538.4226 | 768.1346 | 1027.8666 | 1313.4425 | 1617.5138 | 1936.1762 | 2268.0487 | 2605.2975 | 2940.9837 | 3271.9938 | 3594.0087 | 3825.4513 | 3942.2925 | 4021.8137 | 4087.3925 | 4145.1313 | 4197.2875 | 4247.5775
Scenario 2B - Carbon Reduction - Social Cost of Carbon | 174.2734 | 369.0716 | 590.4663 | 839.9377 | 1120.59 | 1427.0487 | 1750.225 | 2086.0662 | 2433.8175 | 2785.95 | 3135.3663 | 3478.7575 | 3812.0575 | 4053.8288 | 4180.2788 | 4268.775 | 4343.385 | 4409.89 | 4470.3888 | 4529.0238
Scenario 2C - Carbon Risk | 168.1014 | 356.8955 | 572.5577 | 816.6211 | 1092.261 | 1394.5725 | 1714.9488 | 2048.9625 | 2395.3913 | 2746.4262 | 3094.8688 | 3437.46 | 3770.2288 | 4011.6788 | 4138.175 | 4226.95 | 4300.6038 | 4366.0725 | 4425.8787 | 4484.2738
Scenario 3A - Maximum Carbon Reduction, Existing Technology | 173.1106 | 366.876 | 586.7721 | 833.8966 | 1111.2609 | 1413.485 | 1731.7887 | 2061.8987 | 2402.985 | 2747.48 | 3088.6537 | 3423.8038 | 3748.805 | 3981.91 | 4099.5162 | 4178.815 | 4244.0225 | 4301.2075 | 4352.3462 | 4401.8425
Scenario 4A - Unplanned Loss of Major Non-GHG Emitting Resource | 174.9795 | 370.5075 | 592.7791 | 843.2836 | 1125.1625 | 1432.84 | 1757.215 | 2094.24 | 2443.2663 | 2796.7025 | 3147.5087 | 3492.3025 | 3827.0575 | 4070.2962 | 4198.1088 | 4288.0588 | 4364.5112 | 4432.9963 | 4495.435 | 4556.0588
Scenario 4B - Planned Loss of Major Non-GHG Emitting Resource | 172.0238 | 364.9226 | 584.4871 | 832.0468 | 1110.6356 | 1414.9425 | 1736.095 | 2069.965 | 2415.7025 | 2765.7638 | 3113.0475 | 3454.2337 | 3785.3575 | 4025.0788 | 4149.6088 | 4236.055 | 4308.1375 | 4372.02 | 4429.9038 | 4485.9637
Scenario 4C - Faster Near-Term Pace of Conservation Deployment | 170.7925 | 362.3697 | 580.6439 | 827.1714 | 1105.6707 | 1412.14 | 1736.5087 | 2073.82 | 2422.8513 | 2776.2987 | 3126.88 | 3470.8475 | 3804.3463 | 4045.7238 | 4171.76 | 4259.8713 | 4334.5275 | 4401.5837 | 4462.9113 | 4522.7188
Scenario 4D - Slower Near-Term Pace of Conservation Deployment | 170.2504 | 361.4244 | 579.3931 | 825.603 | 1102.3536 | 1404.47 | 1723.775 | 2056.4425 | 2401.3463 | 2750.385 | 3096.5312 | 3436.4662 | 3766.3975 | 4005.0287 | 4128.9312 | 4215.2325 | 4287.4338 | 4351.8062 | 4410.5988 | 4468.0662
Scenario 5B - Increased Reliance on External Market | 151.5705 | 322.8452 | 519.3655 | 741.8836 | 992.6399 | 1268.1188 | 1561.3087 | 1868.0238 | 2186.9975 | 2510.6988 | 2832.7825 | 3150.1962 | 3459.0212 | 3676.9163 | 3780.6225 | 3847.5138 | 3901.085 | 3948.2638 | 3991.9037 | 4033.8088
Sensitivity S1 - Scenario 1B_No Coal Retirements | 158.3729 | 336.1299 | 538.578 | 767.4022 | 1025.5311 | 1308.6813 | 1609.1225 | 1922.7487 | 2248.0738 | 2577.1762 | 2903.3812 | 3223.0675 | 3532.34 | 3749.2125 | 3851.2425 | 3915.6112 | 3967.1887 | 4011.9088 | 4051.4175 | 4089.7112
Sensitivity S2 - Scenario 1B_Low Gas Prices | 156.423 | 332.443 | 533.394 | 760.447 | 1016.3538 | 1296.7938 | 1594.1012 | 1903.6388 | 2224 | 2547.4075 | 2866.835 | 3179.0637 | 3480.0225 | 3686.91 | 3776.9938 | 3828.36 | 3867.205 | 3898.17 | 3923.2025 | 3945.6137
Sensitivity S2.1 - Scenario 2C_Low Gas Prices | 154.8907 | 329.6371 | 529.754 | 756.7846 | 1014.02 | 1297.958 | 1600.6988 | 1917.69 | 2247.7075 | 2582.5538 | 2915.3938 | 3242.13 | 3558.8113 | 3783.4037 | 3892.84 | 3964.3463 | 4020.27 | 4067.79 | 4109.8112 | 4149.9475
Sensitivity S3 - Scenario 1B_No Demand Response | 173.0878 | 366.6116 | 586.4912 | 834.097 | 1112.4513 | 1416.3025 | 1737.0087 | 2070.465 | 2415.8125 | 2765.335 | 3112.0163 | 3452.815 | 3783.605 | 4022.995 | 4147.425 | 4233.8413 | 4306.1987 | 4370.3975 | 4428.46 | 4484.5988
Sensitivity S3.1 - Scenario 2C_No Demand Response | 170.4489 | 361.9494 | 579.9069 | 825.574 | 1101.994 | 1403.6988 | 1721.8588 | 2052.2463 | 2393.9138 | 2739.2775 | 3081.435 | 3417.38 | 3743.3275 | 3977.5425 | 4096.7537 | 4178.345 | 4245.9963 | 4306.11 | 4361.0962 | 4414.9362
Sensitivity S5 - Scenario 1B_35% RPS | 149.1145 | 317.3086 | 510.1538 | 728.3198 | 974.3758 | 1245.0638 | 1533.4375 | 1835.1225 | 2149.0125 | 2467.3362 | 2783.1675 | 3094.5087 | 3397.7475 | 3611.2038 | 3711.6962 | 3776.065 | 3829.55 | 3878.2288 | 3925.4462 | 3971.5662
Sensitivity S6 - Scenario 2B_95th Percentile SCC | 173.613 | 368.113 | 589.7475 | 840.1625 | 1122.5638 | 1431.8712 | 1759.0963 | 2100.2025 | 2454.32 | 2813.9125 | 3171.6487 | 3524.0725 | 3866.985 | 4118.915 | 4255.9712 | 4356.05 | 4442.7688 | 4521.6175 | 4594.6187 | 4665.975
Sensitivity S7 - Scenario 2B_No Conservation | 0 | 0 | 0 | 0 | 0 | 0 | 0 | 0 | 0 | 0 | 0 | 0 | 0 | 0 | 0 | 0 | 0 | 0 | 0 | 0
Sensitivity S8 - Scenario 2B_95th Percentile SCC w/No Conservation | 0 | 0 | 0 | 0 | 0 | 0 | 0 | 0 | 0 | 0 | 0 | 0 | 0 | 0 | 0 | 0 | 0 | 0 | 0 | 0
Sensitivity S9 - Scenario 1B_No Transmission and Distribution Cost Deferral Credit | 151.762 | 322.1201 | 516.4754 | 736.3774 | 984.5196 | 1256.9161 | 1547.025 | 1850.8238 | 2167.4 | 2489.3412 | 2800.46 | 3040.8175 | 3271.66 | 3494.5738 | 3673.9862 | 3790.3825 | 3893.9738 | 3991.5912 | 4039.4488 | 4073.115
Sensitivity S10 - Scenario 1B_No Conservation Adder | 102.8108 | 215.5938 | 340.6908 | 477.4276 | 626.7577 | 791.5101 | 971.9665 | 1163.789 | 1369.914 | 1587.2938 | 1812.5425 | 2045.985 | 2283.2325 | 2510.2712 | 2650.545 | 2753.9138 | 2835.3875 | 2907.1588 | 2975.6062 | 3037.1863

## 1B RPM Results by Future
Scenario 1B
| Table 3 - 111(d) CO2 Emissions (MMTE - 3-yr rolling average) | [20 empty] | Table 8 - Cumulative Conservation Acquisition (aMW)
Sum of Value | Column Labels | [20 empty] | Sum of Value | Column Labels
Row Labels | 2016 | 2017 | 2018 | 2019 | 2020 | 2021 | 2022 | 2023 | 2024 | 2025 | 2026 | 2027 | 2028 | 2029 | 2030 | 2031 | 2032 | 2033 | 2034 | 2035 | Grand Total | Row Labels | 2016 | 2017 | 2018 | 2019 | 2020 | 2021 | 2022 | 2023 | 2024 | 2025 | 2026 | 2027 | 2028 | 2029 | 2030 | 2031 | 2032 | 2033 | 2034 | 2035 | Grand Total
1 | 40 | 39 | 39 | 36 | 36 | 33 | 33 | 27 | 28 | 26 | 25 | 23 | 20 | 22 | 21 | 26 | 22 | 19 | 13 | 16 | 544 | 1 | 171.1 | 349.5 | 555.1 | 789.9 | 1057 | 1350 | 1662 | 1992 | 2334 | 2689 | 3038 | 3381 | 3716 | 3964 | 4091 | 4171 | 4240 | 4303 | 4357 | 4408 | 52618.6
2 | 43 | 39 | 40 | 36 | 35 | 28 | 26 | 20 | 22 | 23 | 26 | 25 | 25 | 22 | 20 | 20 | 21 | 23 | 22 | 19 | 535 | 2 | 169.6 | 347.9 | 551.2 | 780.8 | 1044 | 1328 | 1630 | 1945 | 2272 | 2606 | 2937 | 3258 | 3571 | 3792 | 3901 | 3975 | 4038 | 4092 | 4140 | 4187 | 50565.5
3 | 30 | 28 | 29 | 32 | 34 | 35 | 29 | 27 | 26 | 28 | 26 | 24 | 23 | 24 | 24 | 22 | 23 | 22 | 23 | 21 | 530 | 3 | 154.8 | 330.9 | 533.1 | 760.6 | 1022 | 1309 | 1612 | 1932 | 2265 | 2603 | 2941 | 3271 | 3591 | 3820 | 3934 | 4010 | 4075 | 4132 | 4182 | 4230 | 50708.4
4 | 23 | 28 | 34 | 36 | 37 | 34 | 33 | 29 | 28 | 28 | 31 | 31 | 31 | 28 | 24 | 19 | 19 | 21 | 24 | 23 | 561 | 4 | 161.3 | 337 | 536.8 | 765.3 | 1019 | 1301 | 1599 | 1914 | 2241 | 2570 | 2897 | 3233 | 3561 | 3792 | 3910 | 3984 | 4045 | 4099 | 4153 | 4204 | 50322.4
5 | 26 | 36 | 37 | 41 | 39 | 36 | 30 | 23 | 21 | 24 | 24 | 25 | 25 | 26 | 23 | 20 | 22 | 25 | 28 | 25 | 556 | 5 | 156 | 331.1 | 533 | 760.3 | 1019 | 1300 | 1598 | 1908 | 2233 | 2562 | 2889 | 3206 | 3513 | 3744 | 3859 | 3932 | 3997 | 4054 | 4108 | 4161 | 49863.4
6 | 28 | 33 | 32 | 27 | 16 | 8 | 5 | 5 | 11 | 17 | 24 | 24 | 22 | 18 | 16 | 16 | 14 | 15 | 13 | 16 | 360 | 6 | 156.2 | 332.6 | 534.4 | 762.1 | 1022 | 1302 | 1585 | 1867 | 2171 | 2497 | 2822 | 3142 | 3454 | 3672 | 3778 | 3852 | 3912 | 3966 | 4018 | 4068 | 48913.3
7 | 35 | 34 | 37 | 37 | 41 | 39 | 37 | 32 | 22 | 16 | 8 | 7 | 4 | 2 | 3 | 11 | 17 | 23 | 25 | 28 | 458 | 7 | 155.2 | 330.5 | 533.9 | 765.2 | 1025 | 1311 | 1615 | 1932 | 2262 | 2598 | 2932 | 3260 | 3552 | 3741 | 3815 | 3885 | 3946 | 4002 | 4056 | 4113 | 49829.8
8 | 41 | 39 | 36 | 33 | 32 | 33 | 32 | 32 | 33 | 35 | 32 | 27 | 25 | 25 | 27 | 26 | 21 | 16 | 16 | 18 | 579 | 8 | 179.7 | 376.5 | 594.4 | 827.7 | 1090 | 1377 | 1684 | 2006 | 2339 | 2698 | 3055 | 3397 | 3724 | 3972 | 4101 | 4193 | 4265 | 4322 | 4371 | 4424 | 52996.3
9 | 43 | 43 | 38 | 34 | 28 | 25 | 17 | 10 | 4 | 5 | 11 | 18 | 23 | 20 | 19 | 19 | 19 | 18 | 17 | 19 | 430 | 9 | 154.5 | 330 | 531.7 | 759.9 | 1018 | 1301 | 1601 | 1914 | 2215 | 2507 | 2822 | 3141 | 3452 | 3670 | 3778 | 3852 | 3912 | 3966 | 4019 | 4069 | 49013.1
10 | 44 | 40 | 43 | 43 | 44 | 38 | 33 | 31 | 29 | 27 | 25 | 25 | 26 | 22 | 14 | 8 | 5 | 9 | 16 | 23 | 545 | 10 | 175.6 | 363.3 | 571.9 | 811 | 1088 | 1376 | 1685 | 2009 | 2346 | 2688 | 3032 | 3384 | 3728 | 3976 | 4094 | 4172 | 4239 | 4298 | 4349 | 4401 | 52786.8
11 | 40 | 39 | 37 | 37 | 35 | 36 | 32 | 32 | 28 | 26 | 25 | 23 | 24 | 20 | 25 | 26 | 30 | 29 | 30 | 28 | 602 | 11 | 156.9 | 334.7 | 537.6 | 768.9 | 1030 | 1320 | 1627 | 1953 | 2288 | 2633 | 2975 | 3311 | 3635 | 3875 | 4003 | 4100 | 4175 | 4241 | 4300 | 4357 | 51621.1
12 | 22 | 16 | 17 | 16 | 21 | 18 | 15 | 16 | 17 | 21 | 17 | 21 | 18 | 20 | 19 | 19 | 16 | 15 | 14 | 16 | 354 | 12 | 155.7 | 332.9 | 536.9 | 767.7 | 1031 | 1319 | 1629 | 1951 | 2285 | 2625 | 2963 | 3297 | 3621 | 3853 | 3968 | 4045 | 4111 | 4169 | 4219 | 4267 | 51146.2
13 | 22 | 28 | 32 | 34 | 35 | 34 | 35 | 32 | 30 | 28 | 27 | 26 | 25 | 24 | 25 | 23 | 22 | 24 | 24 | 27 | 557 | 13 | 155.4 | 333.9 | 538.3 | 769.4 | 1037 | 1330 | 1639 | 1968 | 2306 | 2654 | 3000 | 3341 | 3674 | 3921 | 4047 | 4128 | 4196 | 4260 | 4317 | 4373 | 51988
14 | 32 | 33 | 33 | 32 | 30 | 30 | 27 | 24 | 25 | 23 | 25 | 18 | 23 | 22 | 26 | 24 | 23 | 20 | 19 | 18 | 507 | 14 | 173.7 | 362 | 563.9 | 791.1 | 1050 | 1335 | 1639 | 1958 | 2289 | 2625 | 2959 | 3286 | 3605 | 3829 | 3940 | 4015 | 4079 | 4135 | 4184 | 4232 | 51050.7
15 | 30 | 25 | 27 | 27 | 27 | 24 | 22 | 25 | 27 | 28 | 22 | 20 | 19 | 22 | 21 | 22 | 16 | 16 | 18 | 20 | 458 | 15 | 157 | 335.2 | 540.5 | 772 | 1038 | 1325 | 1632 | 1955 | 2292 | 2638 | 2979 | 3312 | 3638 | 3872 | 3988 | 4065 | 4130 | 4188 | 4239 | 4288 | 51383.7
16 | 33 | 39 | 35 | 38 | 34 | 36 | 33 | 29 | 28 | 28 | 27 | 24 | 19 | 19 | 17 | 16 | 14 | 16 | 18 | 20 | 523 | 16 | 155.8 | 331.9 | 533.6 | 761.4 | 1019 | 1302 | 1605 | 1920 | 2249 | 2582 | 2909 | 3236 | 3550 | 3771 | 3880 | 3954 | 4017 | 4072 | 4120 | 4167 | 50135.7
17 | 31 | 34 | 33 | 33 | 32 | 34 | 33 | 33 | 29 | 29 | 27 | 27 | 26 | 25 | 28 | 29 | 30 | 28 | 29 | 29 | 599 | 17 | 156 | 334 | 538.6 | 771.6 | 1037 | 1331 | 1645 | 1974 | 2317 | 2666 | 3016 | 3357 | 3693 | 3943 | 4087 | 4187 | 4264 | 4332 | 4393 | 4452 | 52494.2
18 | 32 | 33 | 30 | 31 | 31 | 32 | 29 | 28 | 29 | 30 | 27 | 23 | 22 | 22 | 24 | 22 | 24 | 22 | 21 | 22 | 534 | 18 | 175.1 | 362.1 | 564.7 | 794.2 | 1056 | 1343 | 1650 | 1972 | 2307 | 2648 | 2987 | 3321 | 3646 | 3879 | 3995 | 4072 | 4138 | 4197 | 4248 | 4300 | 51655.1
19 | 23 | 27 | 26 | 30 | 30 | 35 | 34 | 34 | 29 | 25 | 21 | 19 | 18 | 19 | 20 | 21 | 22 | 25 | 25 | 22 | 505 | 19 | 156.3 | 334.5 | 538.9 | 770.3 | 1036 | 1325 | 1634 | 1957 | 2297 | 2636 | 2980 | 3319 | 3644 | 3881 | 3998 | 4077 | 4142 | 4202 | 4253 | 4302 | 51483
20 | 31 | 28 | 27 | 23 | 16 | 8 | 7 | 8 | 10 | 7 | 12 | 16 | 21 | 20 | 19 | 16 | 15 | 15 | 16 | 18 | 333 | 20 | 156.6 | 331.4 | 533.2 | 761 | 1020 | 1290 | 1563 | 1867 | 2182 | 2499 | 2811 | 3123 | 3430 | 3644 | 3744 | 3810 | 3866 | 3916 | 3966 | 4014 | 48527.2
21 | 34 | 32 | 31 | 24 | 20 | 18 | 18 | 18 | 17 | 15 | 9 | 3 | 2 | 2 | 6 | 14 | 22 | 24 | 24 | 25 | 358 | 21 | 153.7 | 328.7 | 529.5 | 755.8 | 1013 | 1297 | 1602 | 1917 | 2246 | 2583 | 2891 | 3182 | 3459 | 3645 | 3718 | 3789 | 3851 | 3907 | 3959 | 4010 | 48836.7
22 | 33 | 35 | 36 | 38 | 39 | 37 | 33 | 31 | 30 | 31 | 27 | 26 | 23 | 21 | 21 | 20 | 24 | 21 | 26 | 27 | 579 | 22 | 155.9 | 333.4 | 535.4 | 764.3 | 1024 | 1309 | 1616 | 1941 | 2278 | 2619 | 2957 | 3290 | 3623 | 3859 | 3978 | 4065 | 4131 | 4193 | 4248 | 4302 | 51222
23 | 30 | 35 | 35 | 36 | 37 | 38 | 39 | 35 | 29 | 23 | 20 | 20 | 22 | 23 | 26 | 28 | 28 | 28 | 28 | 27 | 587 | 23 | 155 | 330.6 | 530.5 | 758 | 1017 | 1305 | 1610 | 1930 | 2261 | 2597 | 2937 | 3267 | 3590 | 3829 | 3949 | 4045 | 4119 | 4184 | 4241 | 4295 | 50950.1
24 | 29 | 30 | 31 | 35 | 36 | 30 | 26 | 24 | 25 | 25 | 22 | 18 | 13 | 12 | 13 | 15 | 16 | 17 | 20 | 20 | 457 | 24 | 154.7 | 330.5 | 530.1 | 757.4 | 1014 | 1298 | 1598 | 1910 | 2235 | 2564 | 2888 | 3212 | 3523 | 3740 | 3846 | 3919 | 3981 | 4034 | 4082 | 4128 | 49744.7
25 | 35 | 35 | 36 | 36 | 39 | 35 | 29 | 19 | 13 | 16 | 21 | 29 | 28 | 23 | 17 | 15 | 18 | 21 | 25 | 26 | 516 | 25 | 177 | 371.7 | 587.9 | 817.3 | 1078 | 1365 | 1672 | 1991 | 2322 | 2660 | 2996 | 3339 | 3681 | 3923 | 4035 | 4111 | 4176 | 4231 | 4287 | 4342 | 52162.9
26 | 26 | 26 | 30 | 29 | 26 | 25 | 22 | 24 | 19 | 23 | 21 | 23 | 19 | 18 | 16 | 17 | 15 | 17 | 16 | 18 | 430 | 26 | 155.1 | 330 | 530.8 | 759.7 | 1017 | 1303 | 1605 | 1922 | 2249 | 2582 | 2906 | 3229 | 3542 | 3762 | 3871 | 3945 | 4008 | 4062 | 4109 | 4156 | 50043.6
27 | 23 | 27 | 30 | 33 | 35 | 31 | 28 | 26 | 26 | 26 | 24 | 25 | 26 | 25 | 25 | 25 | 27 | 27 | 27 | 28 | 544 | 27 | 158.2 | 337 | 544 | 777.9 | 1044 | 1337 | 1649 | 1980 | 2321 | 2673 | 3026 | 3369 | 3706 | 3957 | 4084 | 4176 | 4254 | 4321 | 4381 | 4439 | 52534.1
28 | 38 | 39 | 35 | 31 | 26 | 24 | 15 | 7 | 0 | 2 | 7 | 11 | 12 | 12 | 11 | 12 | 13 | 15 | 17 | 18 | 345 | 28 | 154 | 329 | 525.9 | 751 | 1005 | 1285 | 1579 | 1862 | 2148 | 2437 | 2725 | 3015 | 3311 | 3516 | 3618 | 3688 | 3744 | 3795 | 3843 | 3889 | 47219.9
29 | 40 | 36 | 36 | 31 | 33 | 26 | 24 | 19 | 19 | 21 | 17 | 20 | 18 | 20 | 18 | 17 | 15 | 13 | 12 | 12 | 447 | 29 | 172.2 | 359.7 | 560.8 | 783.7 | 1040 | 1321 | 1620 | 1929 | 2251 | 2580 | 2904 | 3221 | 3524 | 3732 | 3832 | 3903 | 3964 | 4014 | 4060 | 4103 | 49874.4
30 | 23 | 23 | 27 | 31 | 31 | 28 | 18 | 12 | 4 | 9 | 13 | 15 | 15 | 15 | 14 | 12 | 13 | 15 | 18 | 15 | 351 | 30 | 154 | 329.6 | 531 | 761.4 | 1018 | 1303 | 1606 | 1911 | 2218 | 2525 | 2852 | 3174 | 3488 | 3705 | 3813 | 3885 | 3945 | 4001 | 4054 | 4100 | 49374
31 | 24 | 34 | 32 | 35 | 28 | 31 | 30 | 33 | 30 | 29 | 25 | 22 | 20 | 21 | 22 | 23 | 25 | 26 | 25 | 22 | 537 | 31 | 157.1 | 333.7 | 538.8 | 769.3 | 1031 | 1320 | 1626 | 1948 | 2282 | 2621 | 2960 | 3292 | 3617 | 3849 | 3966 | 4043 | 4111 | 4174 | 4229 | 4283 | 51150.9
32 | 31 | 30 | 32 | 35 | 36 | 36 | 30 | 28 | 27 | 27 | 26 | 24 | 25 | 25 | 26 | 22 | 23 | 22 | 25 | 17 | 547 | 32 | 155 | 331.1 | 534.4 | 765.8 | 1027 | 1315 | 1621 | 1939 | 2270 | 2606 | 2943 | 3273 | 3594 | 3824 | 3939 | 4015 | 4079 | 4136 | 4186 | 4235 | 50788.3
33 | 37 | 40 | 41 | 40 | 36 | 28 | 23 | 24 | 27 | 28 | 26 | 25 | 23 | 22 | 21 | 23 | 24 | 25 | 22 | 22 | 557 | 33 | 154.3 | 328.1 | 530 | 760.2 | 1018 | 1306 | 1609 | 1927 | 2258 | 2595 | 2933 | 3270 | 3613 | 3861 | 3997 | 4093 | 4168 | 4234 | 4292 | 4348 | 51294.6
34 | 33 | 37 | 39 | 43 | 43 | 35 | 26 | 21 | 22 | 26 | 26 | 26 | 26 | 26 | 27 | 25 | 24 | 24 | 27 | 26 | 582 | 34 | 154 | 328.4 | 531.4 | 759.8 | 1018 | 1300 | 1599 | 1914 | 2243 | 2575 | 2903 | 3229 | 3544 | 3770 | 3885 | 3969 | 4032 | 4091 | 4145 | 4197 | 50187.6
35 | 21 | 28 | 31 | 36 | 37 | 32 | 27 | 22 | 23 | 26 | 27 | 28 | 26 | 26 | 24 | 23 | 23 | 26 | 28 | 28 | 542 | 35 | 153.1 | 328.8 | 530 | 757.8 | 1016 | 1302 | 1610 | 1928 | 2262 | 2601 | 2940 | 3272 | 3596 | 3832 | 3950 | 4028 | 4094 | 4153 | 4208 | 4263 | 50824.7
36 | 38 | 38 | 32 | 30 | 31 | 36 | 34 | 28 | 23 | 24 | 23 | 21 | 18 | 20 | 21 | 23 | 20 | 21 | 21 | 23 | 525 | 36 | 155.5 | 331.2 | 534.1 | 763.3 | 1020 | 1308 | 1611 | 1930 | 2261 | 2597 | 2933 | 3262 | 3582 | 3815 | 3934 | 4010 | 4075 | 4134 | 4184 | 4233 | 50673.1
37 | 44 | 47 | 47 | 46 | 42 | 41 | 41 | 42 | 40 | 34 | 28 | 25 | 25 | 28 | 31 | 34 | 36 | 36 | 37 | 36 | 740 | 37 | 156.3 | 347.9 | 572.3 | 826.5 | 1111 | 1424 | 1759 | 2113 | 2484 | 2855 | 3225 | 3587 | 3942 | 4203 | 4344 | 4445 | 4529 | 4605 | 4675 | 4743 | 55947
38 | 35 | 38 | 37 | 35 | 27 | 25 | 24 | 26 | 29 | 32 | 34 | 30 | 30 | 29 | 27 | 21 | 17 | 19 | 27 | 33 | 575 | 38 | 156.4 | 332.8 | 537.2 | 771.4 | 1037 | 1333 | 1647 | 1977 | 2329 | 2687 | 3056 | 3429 | 3793 | 4069 | 4220 | 4313 | 4384 | 4447 | 4511 | 4570 | 53599.8
39 | 21 | 28 | 27 | 30 | 29 | 28 | 26 | 23 | 22 | 20 | 15 | 12 | 7 | 6 | 5 | 4 | 2 | 1 | 1 | 0 | 307 | 39 | 151.8 | 326.8 | 526.4 | 751.7 | 1006 | 1284 | 1580 | 1887 | 2208 | 2535 | 2858 | 3175 | 3470 | 3666 | 3742 | 3777 | 3802 | 3822 | 3840 | 3855 | 48263.7
40 | 41 | 37 | 40 | 41 | 41 | 35 | 28 | 24 | 23 | 23 | 22 | 23 | 23 | 23 | 19 | 15 | 11 | 11 | 12 | 11 | 503 | 40 | 154.8 | 330 | 532.9 | 762.2 | 1024 | 1310 | 1616 | 1936 | 2268 | 2608 | 2948 | 3279 | 3602 | 3836 | 3956 | 4033 | 4099 | 4158 | 4209 | 4258 | 50919.9
41 | 32 | 38 | 37 | 38 | 34 | 35 | 35 | 35 | 32 | 27 | 20 | 17 | 16 | 19 | 23 | 28 | 30 | 28 | 27 | 24 | 575 | 41 | 153 | 325.3 | 527.4 | 752.8 | 1008 | 1292 | 1592 | 1904 | 2230 | 2565 | 2895 | 3216 | 3531 | 3752 | 3866 | 3958 | 4028 | 4088 | 4142 | 4195 | 50020.5
42 | 40 | 40 | 39 | 34 | 31 | 27 | 28 | 26 | 28 | 30 | 30 | 27 | 22 | 23 | 23 | 26 | 24 | 20 | 14 | 13 | 545 | 42 | 171.7 | 350.7 | 551.1 | 777.2 | 1034 | 1313 | 1611 | 1922 | 2248 | 2573 | 2898 | 3214 | 3522 | 3736 | 3840 | 3917 | 3986 | 4039 | 4086 | 4131 | 49920.7
43 | 15 | 22 | 23 | 27 | 25 | 22 | 22 | 21 | 22 | 17 | 10 | 4 | 0 | 0 | 2 | 9 | 15 | 19 | 18 | 15 | 308 | 43 | 154.3 | 329.9 | 529.4 | 756 | 1011 | 1292 | 1591 | 1900 | 2222 | 2548 | 2857 | 3136 | 3404 | 3581 | 3649 | 3683 | 3737 | 3789 | 3839 | 3887 | 47895.6
44 | 43 | 40 | 41 | 38 | 37 | 32 | 29 | 26 | 27 | 29 | 29 | 29 | 28 | 27 | 26 | 28 | 30 | 32 | 30 | 27 | 628 | 44 | 154.9 | 331.9 | 535.7 | 768.2 | 1031 | 1322 | 1631 | 1952 | 2289 | 2634 | 2973 | 3313 | 3641 | 3883 | 4005 | 4093 | 4168 | 4234 | 4291 | 4347 | 51597.7
45 | 33 | 35 | 34 | 32 | 31 | 32 | 32 | 29 | 26 | 25 | 24 | 24 | 19 | 19 | 16 | 15 | 16 | 16 | 17 | 15 | 490 | 45 | 176.3 | 369.8 | 578.9 | 805.3 | 1065 | 1348 | 1647 | 1963 | 2288 | 2620 | 2948 | 3273 | 3587 | 3806 | 3914 | 3988 | 4051 | 4104 | 4152 | 4198 | 50882.3
46 | 23 | 21 | 20 | 20 | 24 | 25 | 27 | 26 | 24 | 21 | 21 | 21 | 23 | 20 | 18 | 14 | 14 | 14 | 15 | 16 | 407 | 46 | 157.8 | 332.8 | 537.2 | 768.8 | 1031 | 1321 | 1628 | 1948 | 2277 | 2615 | 2953 | 3283 | 3603 | 3827 | 3940 | 4016 | 4080 | 4136 | 4185 | 4232 | 50871.6
47 | 35 | 34 | 33 | 33 | 35 | 35 | 33 | 29 | 30 | 33 | 30 | 25 | 24 | 26 | 26 | 23 | 18 | 19 | 18 | 17 | 556 | 47 | 154.9 | 330.1 | 532 | 759.8 | 1019 | 1302 | 1603 | 1921 | 2248 | 2580 | 2911 | 3238 | 3553 | 3773 | 3889 | 3963 | 4026 | 4080 | 4128 | 4174 | 50184.8
48 | 45 | 36 | 32 | 26 | 24 | 24 | 23 | 19 | 22 | 25 | 29 | 25 | 19 | 13 | 12 | 13 | 17 | 17 | 16 | 14 | 451 | 48 | 171.5 | 353.7 | 551.2 | 775.8 | 1029 | 1303 | 1594 | 1898 | 2212 | 2527 | 2838 | 3142 | 3435 | 3627 | 3719 | 3787 | 3843 | 3889 | 3933 | 3969 | 48597.2
49 | 27 | 31 | 33 | 35 | 34 | 33 | 32 | 30 | 29 | 25 | 25 | 24 | 24 | 20 | 21 | 19 | 18 | 19 | 18 | 21 | 518 | 49 | 172.6 | 347 | 547.6 | 775 | 1035 | 1320 | 1621 | 1935 | 2260 | 2592 | 2924 | 3251 | 3563 | 3786 | 3896 | 3975 | 4038 | 4094 | 4146 | 4196 | 50474.2
50 | 22 | 19 | 22 | 23 | 28 | 29 | 26 | 24 | 18 | 20 | 19 | 19 | 17 | 13 | 9 | 6 | 4 | 5 | 6 | 9 | 338 | 50 | 154.3 | 326.7 | 525.2 | 750.8 | 1005 | 1281 | 1579 | 1886 | 2205 | 2527 | 2848 | 3162 | 3465 | 3674 | 3758 | 3797 | 3824 | 3843 | 3877 | 3925 | 48413
51 | 39 | 38 | 35 | 33 | 33 | 31 | 30 | 28 | 26 | 24 | 23 | 21 | 23 | 19 | 24 | 25 | 23 | 15 | 9 | 12 | 511 | 51 | 155.1 | 330.9 | 532.8 | 761.5 | 1022 | 1306 | 1612 | 1932 | 2266 | 2608 | 2944 | 3277 | 3602 | 3836 | 3953 | 4049 | 4119 | 4178 | 4229 | 4278 | 50991.3
52 | 42 | 39 | 37 | 38 | 40 | 41 | 34 | 23 | 16 | 18 | 22 | 24 | 25 | 26 | 28 | 28 | 28 | 27 | 26 | 25 | 587 | 52 | 154.6 | 330 | 532.5 | 761 | 1022 | 1308 | 1613 | 1935 | 2267 | 2605 | 2944 | 3275 | 3599 | 3833 | 3950 | 4035 | 4109 | 4172 | 4227 | 4282 | 50954.1
53 | 29 | 31 | 35 | 37 | 37 | 35 | 30 | 25 | 22 | 22 | 24 | 26 | 26 | 24 | 20 | 17 | 16 | 16 | 18 | 16 | 506 | 53 | 155.1 | 329.7 | 530.2 | 755.1 | 1008 | 1288 | 1585 | 1893 | 2209 | 2533 | 2853 | 3169 | 3479 | 3703 | 3808 | 3878 | 3938 | 3986 | 4032 | 4074 | 49206.1
54 | 23 | 28 | 28 | 32 | 34 | 36 | 35 | 32 | 31 | 28 | 27 | 25 | 26 | 28 | 29 | 27 | 25 | 21 | 21 | 22 | 558 | 54 | 155.2 | 329.7 | 529.2 | 757.4 | 1013 | 1294 | 1592 | 1907 | 2232 | 2558 | 2887 | 3211 | 3523 | 3758 | 3890 | 3983 | 4055 | 4113 | 4162 | 4212 | 50161.5
55 | 41 | 35 | 35 | 34 | 35 | 34 | 28 | 26 | 27 | 28 | 24 | 17 | 15 | 13 | 12 | 10 | 12 | 12 | 13 | 11 | 462 | 55 | 166.5 | 340.7 | 538.3 | 761.7 | 1014 | 1290 | 1585 | 1890 | 2206 | 2529 | 2845 | 3154 | 3456 | 3659 | 3757 | 3827 | 3886 | 3935 | 3981 | 4022 | 48843.2
56 | 35 | 31 | 25 | 25 | 28 | 33 | 29 | 20 | 16 | 13 | 15 | 16 | 19 | 16 | 18 | 13 | 14 | 9 | 12 | 16 | 403 | 56 | 177.3 | 368 | 570.8 | 801.9 | 1062 | 1350 | 1653 | 1970 | 2300 | 2638 | 2971 | 3301 | 3618 | 3842 | 3954 | 4030 | 4093 | 4148 | 4197 | 4245 | 51290
57 | 42 | 44 | 45 | 47 | 46 | 42 | 36 | 34 | 35 | 38 | 36 | 34 | 31 | 32 | 32 | 31 | 32 | 33 | 35 | 33 | 738 | 57 | 158.9 | 337.2 | 542.9 | 793.5 | 1078 | 1385 | 1701 | 2031 | 2391 | 2765 | 3137 | 3502 | 3857 | 4123 | 4266 | 4364 | 4444 | 4517 | 4584 | 4647 | 54624.5
58 | 36 | 38 | 39 | 43 | 45 | 42 | 36 | 28 | 29 | 29 | 32 | 30 | 31 | 30 | 31 | 31 | 30 | 31 | 33 | 34 | 678 | 58 | 157.5 | 336 | 539.8 | 773.6 | 1039 | 1333 | 1647 | 1976 | 2320 | 2667 | 3020 | 3386 | 3740 | 4007 | 4154 | 4256 | 4336 | 4406 | 4469 | 4530 | 53092.9
59 | 39 | 37 | 40 | 42 | 44 | 41 | 33 | 25 | 23 | 25 | 23 | 16 | 11 | 11 | 10 | 11 | 11 | 14 | 20 | 27 | 503 | 59 | 176.6 | 367.7 | 584.7 | 830.7 | 1108 | 1416 | 1730 | 2050 | 2388 | 2729 | 3067 | 3401 | 3727 | 3965 | 4083 | 4161 | 4227 | 4287 | 4341 | 4399 | 53038.7
60 | 37 | 34 | 35 | 35 | 35 | 32 | 29 | 29 | 31 | 30 | 29 | 27 | 28 | 28 | 27 | 29 | 31 | 32 | 30 | 31 | 619 | 60 | 156.7 | 335.5 | 540.5 | 774.9 | 1039 | 1330 | 1642 | 1973 | 2323 | 2675 | 3027 | 3380 | 3738 | 4011 | 4160 | 4263 | 4343 | 4412 | 4477 | 4536 | 53136.6
61 | 31 | 35 | 34 | 33 | 30 | 30 | 29 | 29 | 25 | 25 | 24 | 24 | 22 | 21 | 24 | 25 | 25 | 23 | 24 | 25 | 538 | 61 | 159.3 | 335.3 | 536.6 | 764.2 | 1023 | 1306 | 1607 | 1925 | 2254 | 2589 | 2921 | 3249 | 3566 | 3799 | 3917 | 3994 | 4059 | 4116 | 4168 | 4222 | 50510.4
62 | 16 | 17 | 13 | 8 | 4 | 5 | 5 | 10 | 13 | 20 | 20 | 18 | 16 | 18 | 19 | 20 | 16 | 13 | 10 | 12 | 273 | 62 | 154.3 | 329.1 | 528.3 | 732.5 | 962.1 | 1213 | 1478 | 1758 | 2061 | 2371 | 2683 | 2991 | 3290 | 3500 | 3603 | 3674 | 3731 | 3782 | 3830 | 3877 | 46548.3
63 | 21 | 29 | 24 | 26 | 24 | 25 | 24 | 21 | 23 | 24 | 23 | 19 | 17 | 15 | 16 | 13 | 15 | 14 | 12 | 11 | 396 | 63 | 154.4 | 327.8 | 524.2 | 747.1 | 996.8 | 1274 | 1566 | 1875 | 2193 | 2515 | 2836 | 3152 | 3454 | 3663 | 3766 | 3837 | 3897 | 3948 | 3995 | 4040 | 48761.3
64 | 36 | 34 | 33 | 35 | 34 | 31 | 30 | 27 | 29 | 22 | 26 | 26 | 28 | 26 | 25 | 23 | 22 | 22 | 25 | 27 | 561 | 64 | 174.7 | 367.3 | 567.8 | 797.2 | 1058 | 1347 | 1654 | 1973 | 2309 | 2651 | 2992 | 3331 | 3661 | 3902 | 4025 | 4104 | 4170 | 4231 | 4286 | 4342 | 51943
65 | 35 | 37 | 38 | 41 | 40 | 39 | 35 | 32 | 30 | 28 | 29 | 28 | 27 | 23 | 20 | 19 | 18 | 17 | 16 | 18 | 570 | 65 | 155.9 | 331.5 | 534.5 | 764.2 | 1024 | 1310 | 1611 | 1929 | 2259 | 2591 | 2925 | 3250 | 3565 | 3789 | 3900 | 3975 | 4038 | 4093 | 4142 | 4190 | 50377.1
66 | 20 | 20 | 19 | 14 | 13 | 8 | 10 | 7 | 12 | 18 | 21 | 22 | 17 | 19 | 20 | 24 | 22 | 22 | 19 | 19 | 346 | 66 | 153.8 | 329.4 | 532.5 | 760 | 1016 | 1282 | 1568 | 1878 | 2199 | 2529 | 2858 | 3179 | 3492 | 3716 | 3824 | 3893 | 3951 | 4004 | 4056 | 4105 | 49325.7
67 | 34 | 37 | 38 | 40 | 35 | 26 | 17 | 17 | 17 | 18 | 20 | 21 | 23 | 21 | 21 | 17 | 17 | 16 | 20 | 20 | 475 | 67 | 154.9 | 330.4 | 532.3 | 758.6 | 1015 | 1293 | 1590 | 1899 | 2219 | 2543 | 2861 | 3175 | 3478 | 3683 | 3782 | 3853 | 3913 | 3962 | 4008 | 4049 | 49099.2
68 | 27 | 36 | 38 | 44 | 43 | 40 | 34 | 28 | 25 | 28 | 28 | 30 | 29 | 31 | 30 | 28 | 30 | 32 | 34 | 33 | 648 | 68 | 156.6 | 334 | 539 | 771.8 | 1036 | 1330 | 1642 | 1969 | 2312 | 2660 | 3009 | 3351 | 3696 | 3959 | 4104 | 4203 | 4281 | 4350 | 4414 | 4475 | 52592.4
69 | 20 | 20 | 23 | 21 | 22 | 18 | 21 | 21 | 24 | 24 | 22 | 16 | 12 | 10 | 7 | 5 | 9 | 14 | 19 | 20 | 348 | 69 | 157.5 | 335.1 | 537.7 | 769.2 | 1028 | 1313 | 1616 | 1934 | 2261 | 2596 | 2926 | 3251 | 3568 | 3790 | 3881 | 3920 | 3974 | 4029 | 4078 | 4125 | 50089.5
70 | 35 | 30 | 32 | 32 | 35 | 32 | 29 | 26 | 28 | 24 | 19 | 10 | 8 | 12 | 19 | 25 | 28 | 28 | 30 | 30 | 512 | 70 | 154.6 | 331.8 | 536.6 | 769.1 | 1033 | 1325 | 1638 | 1967 | 2309 | 2658 | 3005 | 3348 | 3664 | 3900 | 4024 | 4104 | 4171 | 4232 | 4292 | 4348 | 51810.1
71 | 35 | 39 | 41 | 39 | 33 | 27 | 28 | 26 | 25 | 22 | 22 | 20 | 22 | 21 | 22 | 22 | 23 | 23 | 24 | 25 | 539 | 71 | 176.8 | 371.4 | 591.3 | 830.5 | 1094 | 1382 | 1692 | 2012 | 2348 | 2691 | 3032 | 3368 | 3697 | 3937 | 4060 | 4138 | 4205 | 4265 | 4317 | 4369 | 52577
72 | 30 | 37 | 38 | 40 | 35 | 31 | 29 | 25 | 23 | 21 | 21 | 20 | 21 | 18 | 18 | 17 | 17 | 17 | 17 | 20 | 495 | 72 | 156.4 | 333.1 | 534.4 | 762.7 | 1021 | 1303 | 1604 | 1916 | 2243 | 2572 | 2901 | 3224 | 3536 | 3753 | 3859 | 3932 | 3994 | 4047 | 4095 | 4141 | 49927.6
73 | 25 | 22 | 25 | 24 | 24 | 19 | 17 | 17 | 18 | 20 | 21 | 21 | 20 | 17 | 17 | 19 | 23 | 25 | 24 | 21 | 419 | 73 | 154 | 327.5 | 527 | 753.5 | 1011 | 1293 | 1595 | 1910 | 2240 | 2576 | 2911 | 3239 | 3561 | 3797 | 3916 | 3993 | 4058 | 4119 | 4171 | 4220 | 50372
74 | 38 | 39 | 34 | 34 | 34 | 35 | 30 | 23 | 21 | 19 | 18 | 14 | 13 | 13 | 14 | 12 | 14 | 13 | 14 | 12 | 444 | 74 | 154.4 | 329.5 | 530.8 | 756.9 | 1011 | 1291 | 1587 | 1892 | 2211 | 2534 | 2854 | 3165 | 3465 | 3673 | 3774 | 3846 | 3906 | 3955 | 4001 | 4044 | 48980.6
75 | 40 | 40 | 37 | 34 | 34 | 36 | 38 | 36 | 34 | 31 | 26 | 24 | 24 | 26 | 25 | 24 | 24 | 26 | 26 | 24 | 609 | 75 | 155 | 328.1 | 529.3 | 758 | 1015 | 1302 | 1604 | 1921 | 2249 | 2585 | 2918 | 3245 | 3563 | 3789 | 3902 | 3978 | 4041 | 4101 | 4156 | 4207 | 50346.4
76 | 41 | 42 | 43 | 43 | 40 | 33 | 26 | 24 | 27 | 32 | 31 | 28 | 24 | 25 | 24 | 21 | 20 | 20 | 22 | 19 | 585 | 76 | 172.6 | 365.9 | 584.6 | 829.2 | 1102 | 1388 | 1687 | 1998 | 2321 | 2666 | 3011 | 3348 | 3670 | 3896 | 4014 | 4096 | 4167 | 4227 | 4283 | 4336 | 52162.3
77 | 35 | 36 | 34 | 35 | 36 | 37 | 33 | 27 | 29 | 31 | 34 | 30 | 23 | 16 | 14 | 14 | 17 | 18 | 23 | 25 | 547 | 77 | 173.8 | 350.2 | 550.8 | 780.8 | 1038 | 1319 | 1619 | 1935 | 2262 | 2605 | 2949 | 3288 | 3615 | 3830 | 3935 | 4008 | 4070 | 4122 | 4174 | 4227 | 50851.6
78 | 29 | 29 | 28 | 28 | 22 | 16 | 13 | 17 | 18 | 21 | 19 | 20 | 16 | 14 | 17 | 17 | 18 | 18 | 18 | 19 | 397 | 78 | 154.8 | 330 | 529.2 | 756.6 | 1012 | 1290 | 1588 | 1898 | 2222 | 2550 | 2873 | 3195 | 3503 | 3720 | 3827 | 3900 | 3962 | 4015 | 4062 | 4108 | 49495.6
79 | 22 | 15 | 12 | 9 | 11 | 14 | 13 | 17 | 19 | 23 | 20 | 20 | 18 | 19 | 17 | 20 | 18 | 16 | 16 | 16 | 335 | 79 | 140.5 | 311.5 | 497.6 | 707.8 | 956.9 | 1231 | 1524 | 1829 | 2148 | 2472 | 2793 | 3110 | 3423 | 3644 | 3750 | 3818 | 3874 | 3923 | 3972 | 4021 | 48146.3
80 | 27 | 33 | 33 | 34 | 32 | 31 | 31 | 31 | 29 | 29 | 28 | 28 | 24 | 18 | 16 | 14 | 13 | 13 | 13 | 14 | 491 | 80 | 156.3 | 332.5 | 538 | 770.2 | 1035 | 1327 | 1643 | 1973 | 2319 | 2673 | 3026 | 3372 | 3711 | 3961 | 4089 | 4171 | 4240 | 4302 | 4359 | 4410 | 52408
81 | 25 | 29 | 32 | 38 | 41 | 39 | 32 | 27 | 24 | 22 | 17 | 16 | 17 | 20 | 20 | 18 | 18 | 19 | 22 | 21 | 497 | 81 | 153.8 | 329.1 | 528.8 | 755.8 | 1013 | 1298 | 1597 | 1912 | 2238 | 2571 | 2899 | 3220 | 3535 | 3755 | 3864 | 3937 | 4000 | 4054 | 4103 | 4149 | 49912.5
82 | 26 | 29 | 29 | 27 | 27 | 28 | 28 | 24 | 19 | 20 | 20 | 21 | 18 | 18 | 19 | 20 | 21 | 20 | 19 | 19 | 452 | 82 | 155.5 | 329.7 | 530.5 | 759.2 | 1016 | 1297 | 1594 | 1908 | 2235 | 2570 | 2901 | 3225 | 3542 | 3766 | 3880 | 3956 | 4020 | 4076 | 4125 | 4172 | 50057.9
83 | 30 | 29 | 28 | 32 | 34 | 38 | 34 | 31 | 27 | 25 | 24 | 24 | 25 | 23 | 20 | 15 | 14 | 14 | 18 | 21 | 506 | 83 | 155.4 | 329.5 | 530.4 | 759.3 | 1016 | 1307 | 1616 | 1936 | 2270 | 2604 | 2938 | 3266 | 3583 | 3810 | 3925 | 4001 | 4065 | 4122 | 4172 | 4220 | 50625.6
84 | 27 | 17 | 17 | 18 | 24 | 22 | 17 | 17 | 16 | 15 | 15 | 17 | 18 | 16 | 21 | 24 | 28 | 26 | 24 | 21 | 400 | 84 | 153.6 | 327 | 525 | 751.1 | 1007 | 1289 | 1587 | 1902 | 2232 | 2568 | 2904 | 3234 | 3554 | 3788 | 3904 | 3990 | 4064 | 4127 | 4182 | 4233 | 50321.7
85 | 28 | 23 | 23 | 24 | 28 | 31 | 27 | 24 | 23 | 23 | 23 | 20 | 20 | 16 | 14 | 14 | 15 | 19 | 16 | 21 | 432 | 85 | 156 | 330.9 | 532.3 | 762.7 | 1021 | 1307 | 1607 | 1923 | 2250 | 2584 | 2912 | 3237 | 3553 | 3777 | 3889 | 3964 | 4026 | 4082 | 4131 | 4178 | 50222.9
86 | 23 | 21 | 20 | 19 | 18 | 18 | 18 | 20 | 22 | 24 | 21 | 20 | 19 | 20 | 20 | 19 | 19 | 18 | 19 | 17 | 395 | 86 | 155.5 | 330.6 | 532.8 | 762.3 | 1020 | 1308 | 1610 | 1926 | 2254 | 2586 | 2917 | 3243 | 3562 | 3787 | 3899 | 3974 | 4038 | 4093 | 4143 | 4190 | 50331.2
87 | 13 | 8 | 8 | 9 | 12 | 13 | 12 | 10 | 8 | 9 | 10 | 14 | 15 | 16 | 15 | 15 | 15 | 20 | 20 | 23 | 265 | 87 | 151.6 | 315.9 | 497.3 | 715.1 | 954.2 | 1216 | 1498 | 1797 | 2100 | 2409 | 2718 | 3025 | 3321 | 3525 | 3616 | 3672 | 3712 | 3748 | 3782 | 3816 | 46589.1
88 | 26 | 31 | 27 | 33 | 34 | 39 | 35 | 32 | 27 | 24 | 22 | 23 | 23 | 21 | 23 | 24 | 26 | 24 | 26 | 28 | 548 | 88 | 157.1 | 333.1 | 535.5 | 764.4 | 1026 | 1315 | 1621 | 1942 | 2277 | 2616 | 2954 | 3288 | 3612 | 3850 | 3972 | 4063 | 4133 | 4193 | 4248 | 4303 | 51203.1
89 | 20 | 22 | 24 | 26 | 25 | 23 | 20 | 20 | 20 | 21 | 19 | 16 | 15 | 16 | 17 | 15 | 16 | 19 | 20 | 18 | 392 | 89 | 149.5 | 325.3 | 526.6 | 754.8 | 1013 | 1299 | 1605 | 1929 | 2266 | 2609 | 2950 | 3288 | 3618 | 3857 | 3977 | 4055 | 4122 | 4183 | 4235 | 4286 | 51048.2
90 | 17 | 16 | 16 | 18 | 18 | 15 | 12 | 11 | 16 | 14 | 15 | 14 | 16 | 17 | 16 | 16 | 17 | 18 | 13 | 6 | 301 | 90 | 154.4 | 330.8 | 529.4 | 758.7 | 1016 | 1300 | 1604 | 1918 | 2249 | 2583 | 2917 | 3244 | 3562 | 3785 | 3895 | 3970 | 4034 | 4089 | 4138 | 4162 | 50239.3
91 | 27 | 25 | 30 | 28 | 32 | 25 | 29 | 28 | 33 | 32 | 31 | 26 | 22 | 21 | 23 | 23 | 26 | 27 | 29 | 26 | 543 | 91 | 155.7 | 331.7 | 534.2 | 765 | 1026 | 1312 | 1617 | 1935 | 2267 | 2607 | 2943 | 3273 | 3594 | 3824 | 3938 | 4014 | 4081 | 4143 | 4198 | 4251 | 50809.6
92 | 31 | 32 | 34 | 37 | 39 | 36 | 32 | 31 | 33 | 35 | 32 | 24 | 17 | 14 | 14 | 16 | 20 | 23 | 25 | 24 | 549 | 92 | 157.2 | 333.7 | 536.2 | 765.1 | 1024 | 1307 | 1610 | 1925 | 2251 | 2584 | 2915 | 3240 | 3554 | 3777 | 3890 | 3964 | 4028 | 4083 | 4132 | 4179 | 50255.2
93 | 41 | 42 | 44 | 42 | 42 | 38 | 39 | 35 | 29 | 28 | 26 | 25 | 19 | 13 | 8 | 4 | 5 | 9 | 13 | 14 | 516 | 93 | 156 | 332.4 | 539.9 | 776.7 | 1048 | 1345 | 1658 | 1987 | 2321 | 2646 | 2969 | 3286 | 3596 | 3809 | 3914 | 3962 | 3991 | 4038 | 4085 | 4129 | 50589
94 | 46 | 43 | 41 | 37 | 27 | 19 | 11 | 11 | 11 | 11 | 13 | 19 | 19 | 22 | 20 | 22 | 22 | 22 | 24 | 25 | 465 | 94 | 154.3 | 330.6 | 531.9 | 759.8 | 1018 | 1301 | 1604 | 1921 | 2251 | 2581 | 2916 | 3243 | 3563 | 3790 | 3902 | 3978 | 4042 | 4098 | 4149 | 4202 | 50335.6
95 | 40 | 35 | 35 | 34 | 35 | 34 | 33 | 33 | 34 | 34 | 30 | 29 | 25 | 24 | 22 | 24 | 24 | 24 | 25 | 26 | 600 | 95 | 172.7 | 355.8 | 557.9 | 787.5 | 1049 | 1336 | 1648 | 1977 | 2336 | 2698 | 3054 | 3403 | 3749 | 3989 | 4110 | 4189 | 4264 | 4326 | 4381 | 4438 | 52820.9
96 | 29 | 33 | 34 | 36 | 36 | 35 | 34 | 33 | 32 | 29 | 28 | 26 | 25 | 21 | 17 | 11 | 8 | 13 | 18 | 24 | 522 | 96 | 176.9 | 371.4 | 582.5 | 813.9 | 1077 | 1369 | 1677 | 1997 | 2340 | 2686 | 3025 | 3371 | 3704 | 3942 | 4058 | 4135 | 4199 | 4257 | 4308 | 4361 | 52450.7
97 | 31 | 26 | 25 | 19 | 19 | 19 | 19 | 20 | 19 | 23 | 22 | 24 | 23 | 22 | 20 | 18 | 17 | 18 | 18 | 19 | 421 | 97 | 156.8 | 331.3 | 534.5 | 764.3 | 1024 | 1311 | 1613 | 1927 | 2257 | 2592 | 2924 | 3251 | 3569 | 3795 | 3906 | 3982 | 4045 | 4101 | 4150 | 4198 | 50431.9
98 | 15 | 15 | 17 | 20 | 29 | 32 | 31 | 23 | 23 | 22 | 21 | 13 | 9 | 6 | 13 | 20 | 24 | 27 | 28 | 30 | 418 | 98 | 153.5 | 329.2 | 533.2 | 765.8 | 1031 | 1323 | 1636 | 1962 | 2307 | 2657 | 3009 | 3354 | 3685 | 3909 | 4022 | 4102 | 4169 | 4232 | 4288 | 4341 | 51808.7
99 | 30 | 30 | 32 | 33 | 36 | 34 | 34 | 33 | 34 | 33 | 30 | 28 | 26 | 28 | 28 | 25 | 19 | 15 | 17 | 21 | 566 | 99 | 155.1 | 332.6 | 536.1 | 766.1 | 1027 | 1314 | 1618 | 1936 | 2269 | 2611 | 2948 | 3279 | 3599 | 3834 | 3969 | 4055 | 4119 | 4177 | 4227 | 4276 | 51047.9
100 | 32 | 32 | 33 | 35 | 33 | 32 | 28 | 27 | 26 | 25 | 26 | 26 | 25 | 22 | 22 | 22 | 23 | 22 | 22 | 20 | 533 | 100 | 156.4 | 333.2 | 537.9 | 768.1 | 1030 | 1320 | 1627 | 1947 | 2280 | 2615 | 2956 | 3288 | 3617 | 3852 | 3972 | 4057 | 4129 | 4190 | 4242 | 4293 | 51210.6
101 | 39 | 42 | 44 | 45 | 43 | 39 | 38 | 37 | 39 | 38 | 33 | 27 | 24 | 25 | 28 | 32 | 34 | 36 | 36 | 36 | 715 | 101 | 176.6 | 376.9 | 604.2 | 862.9 | 1142 | 1440 | 1767 | 2121 | 2492 | 2870 | 3240 | 3606 | 3961 | 4229 | 4373 | 4472 | 4556 | 4632 | 4701 | 4768 | 56390.6
102 | 27 | 33 | 35 | 32 | 32 | 28 | 32 | 31 | 34 | 33 | 32 | 28 | 28 | 29 | 31 | 31 | 32 | 32 | 34 | 33 | 627 | 102 | 158.1 | 338.1 | 546.3 | 781.1 | 1051 | 1348 | 1665 | 2000 | 2348 | 2703 | 3058 | 3411 | 3765 | 4036 | 4184 | 4286 | 4365 | 4435 | 4499 | 4558 | 53535.6
103 | 44 | 27 | 20 | 7 | 6 | 9 | 17 | 24 | 32 | 33 | 31 | 26 | 19 | 20 | 18 | 17 | 15 | 17 | 18 | 20 | 420 | 103 | 155.2 | 329.8 | 530.3 | 756.5 | 1012 | 1290 | 1588 | 1898 | 2221 | 2547 | 2871 | 3189 | 3499 | 3709 | 3810 | 3881 | 3941 | 3992 | 4039 | 4085 | 49343.8
104 | 36 | 33 | 35 | 36 | 37 | 36 | 34 | 34 | 32 | 30 | 28 | 29 | 29 | 29 | 26 | 25 | 24 | 27 | 30 | 33 | 623 | 104 | 157 | 335.5 | 541.5 | 776.4 | 1041 | 1334 | 1650 | 1983 | 2326 | 2681 | 3035 | 3380 | 3730 | 3998 | 4145 | 4226 | 4295 | 4363 | 4425 | 4483 | 52905.4
105 | 18 | 21 | 21 | 26 | 28 | 30 | 29 | 22 | 13 | 9 | 14 | 21 | 23 | 22 | 24 | 23 | 21 | 23 | 24 | 27 | 439 | 105 | 150.4 | 324.1 | 525.7 | 755.7 | 1013 | 1298 | 1602 | 1924 | 2255 | 2582 | 2918 | 3248 | 3572 | 3809 | 3929 | 4004 | 4068 | 4127 | 4181 | 4235 | 50520.9
106 | 21 | 23 | 23 | 25 | 28 | 27 | 27 | 24 | 27 | 26 | 25 | 21 | 21 | 19 | 20 | 18 | 21 | 19 | 18 | 19 | 452 | 106 | 138.5 | 309.6 | 507.4 | 729.4 | 980.6 | 1254 | 1551 | 1861 | 2184 | 2509 | 2838 | 3160 | 3474 | 3699 | 3811 | 3885 | 3946 | 4002 | 4051 | 4098 | 48988.5
107 | 36 | 35 | 38 | 40 | 42 | 37 | 33 | 28 | 29 | 29 | 31 | 29 | 29 | 27 | 27 | 27 | 25 | 25 | 26 | 27 | 620 | 107 | 155.2 | 330.9 | 532.7 | 764.5 | 1025 | 1314 | 1621 | 1943 | 2284 | 2628 | 2970 | 3322 | 3670 | 3929 | 4073 | 4172 | 4248 | 4312 | 4370 | 4425 | 52089.3
108 | 42 | 43 | 42 | 39 | 39 | 39 | 37 | 32 | 27 | 28 | 26 | 23 | 19 | 20 | 22 | 23 | 20 | 20 | 19 | 21 | 581 | 108 | 154.2 | 329 | 530.1 | 759 | 1016 | 1307 | 1627 | 1952 | 2284 | 2619 | 2955 | 3283 | 3603 | 3835 | 3950 | 4026 | 4090 | 4148 | 4198 | 4247 | 50912.3
109 | 39 | 37 | 34 | 32 | 31 | 34 | 34 | 32 | 31 | 31 | 32 | 29 | 26 | 24 | 24 | 24 | 22 | 20 | 21 | 21 | 578 | 109 | 158 | 335.5 | 538.2 | 771.7 | 1033 | 1321 | 1627 | 1947 | 2282 | 2626 | 2964 | 3298 | 3622 | 3850 | 3964 | 4040 | 4104 | 4162 | 4212 | 4263 | 51118.4
110 | 42 | 41 | 42 | 41 | 36 | 28 | 24 | 24 | 26 | 30 | 31 | 32 | 21 | 12 | 4 | 5 | 9 | 18 | 27 | 32 | 525 | 110 | 154.4 | 328.8 | 531.8 | 761.1 | 1020 | 1307 | 1615 | 1934 | 2270 | 2607 | 2947 | 3279 | 3604 | 3838 | 3956 | 4033 | 4098 | 4157 | 4212 | 4266 | 50919.1
111 | 17 | 24 | 23 | 24 | 19 | 17 | 18 | 16 | 20 | 20 | 24 | 19 | 18 | 14 | 13 | 11 | 12 | 13 | 14 | 15 | 351 | 111 | 151.2 | 327.6 | 531.7 | 760.5 | 1018 | 1300 | 1603 | 1920 | 2244 | 2574 | 2902 | 3226 | 3542 | 3764 | 3874 | 3947 | 4009 | 4064 | 4113 | 4160 | 50031
112 | 25 | 25 | 26 | 27 | 20 | 12 | 5 | 13 | 21 | 26 | 20 | 19 | 17 | 18 | 17 | 19 | 20 | 20 | 18 | 20 | 388 | 112 | 163.6 | 340.7 | 545.2 | 777.2 | 1043 | 1320 | 1595 | 1898 | 2231 | 2567 | 2904 | 3238 | 3561 | 3795 | 3913 | 3991 | 4055 | 4112 | 4169 | 4222 | 50440.7
113 | 39 | 36 | 36 | 32 | 36 | 36 | 34 | 26 | 20 | 21 | 22 | 19 | 17 | 17 | 18 | 19 | 16 | 17 | 16 | 17 | 494 | 113 | 156.4 | 332.4 | 534.5 | 763 | 1023 | 1312 | 1619 | 1937 | 2274 | 2614 | 2951 | 3279 | 3601 | 3827 | 3941 | 4017 | 4081 | 4138 | 4188 | 4236 | 50824.3
114 | 24 | 27 | 28 | 32 | 34 | 32 | 29 | 26 | 27 | 29 | 26 | 26 | 21 | 19 | 19 | 19 | 21 | 17 | 22 | 23 | 501 | 114 | 155.2 | 333.6 | 537.4 | 770.7 | 1033 | 1323 | 1632 | 1955 | 2292 | 2634 | 2975 | 3312 | 3638 | 3869 | 3984 | 4061 | 4127 | 4185 | 4235 | 4284 | 51335.9
115 | 27 | 21 | 26 | 24 | 27 | 24 | 24 | 22 | 22 | 21 | 22 | 21 | 21 | 21 | 22 | 23 | 23 | 24 | 22 | 24 | 461 | 115 | 155.5 | 330.2 | 531.8 | 762.9 | 1021 | 1310 | 1618 | 1940 | 2274 | 2616 | 2960 | 3296 | 3624 | 3861 | 3983 | 4062 | 4128 | 4189 | 4241 | 4290 | 51193.4
116 | 22 | 23 | 20 | 18 | 18 | 22 | 24 | 25 | 27 | 27 | 25 | 19 | 16 | 18 | 18 | 18 | 17 | 16 | 18 | 18 | 409 | 116 | 160.4 | 339.4 | 544.9 | 781 | 1047 | 1343 | 1655 | 1982 | 2326 | 2678 | 3025 | 3368 | 3699 | 3940 | 4062 | 4143 | 4210 | 4271 | 4324 | 4374 | 52272.7
117 | 21 | 20 | 20 | 23 | 27 | 27 | 28 | 28 | 30 | 29 | 26 | 25 | 24 | 25 | 25 | 22 | 18 | 17 | 19 | 23 | 477 | 117 | 154.3 | 329.7 | 531.6 | 760.3 | 1021 | 1306 | 1611 | 1929 | 2259 | 2597 | 2935 | 3266 | 3585 | 3820 | 3938 | 4015 | 4080 | 4139 | 4190 | 4238 | 50704.9
118 | 45 | 41 | 38 | 33 | 33 | 30 | 26 | 23 | 23 | 23 | 22 | 18 | 17 | 16 | 17 | 17 | 17 | 19 | 20 | 20 | 498 | 118 | 154.2 | 328.9 | 531.2 | 757.9 | 1014 | 1294 | 1589 | 1901 | 2222 | 2546 | 2871 | 3188 | 3493 | 3706 | 3810 | 3882 | 3943 | 3995 | 4041 | 4086 | 49353.2
119 | 27 | 28 | 27 | 28 | 28 | 27 | 25 | 25 | 28 | 29 | 28 | 23 | 22 | 21 | 22 | 21 | 21 | 20 | 18 | 19 | 487 | 119 | 154.8 | 329.6 | 534 | 760.8 | 1019 | 1306 | 1608 | 1929 | 2261 | 2602 | 2940 | 3271 | 3598 | 3829 | 3943 | 4021 | 4086 | 4143 | 4193 | 4242 | 50770.2
120 | 39 | 37 | 34 | 33 | 30 | 27 | 21 | 23 | 23 | 21 | 20 | 19 | 20 | 15 | 20 | 20 | 24 | 22 | 23 | 20 | 491 | 120 | 154.7 | 329.1 | 528.4 | 754.2 | 1010 | 1291 | 1589 | 1905 | 2228 | 2559 | 2887 | 3202 | 3511 | 3731 | 3838 | 3911 | 3973 | 4026 | 4078 | 4126 | 49631.4
121 | 46 | 43 | 42 | 40 | 39 | 36 | 31 | 26 | 28 | 30 | 33 | 29 | 21 | 15 | 12 | 15 | 21 | 22 | 22 | 21 | 572 | 121 | 174.1 | 362.7 | 564.9 | 791.9 | 1049 | 1332 | 1632 | 1942 | 2265 | 2592 | 2917 | 3238 | 3545 | 3758 | 3864 | 3937 | 3998 | 4049 | 4096 | 4142 | 50249.6
122 | 36 | 31 | 35 | 36 | 41 | 39 | 36 | 28 | 25 | 22 | 24 | 23 | 25 | 26 | 27 | 25 | 23 | 25 | 28 | 30 | 585 | 122 | 171.9 | 346.6 | 546.9 | 776.7 | 1035 | 1318 | 1619 | 1934 | 2263 | 2598 | 2929 | 3255 | 3570 | 3807 | 3938 | 4032 | 4105 | 4168 | 4225 | 4280 | 50918.1
123 | 44 | 37 | 26 | 16 | 11 | 10 | 5 | 1 | 11 | 21 | 28 | 25 | 24 | 24 | 24 | 20 | 21 | 22 | 25 | 26 | 421 | 123 | 158.9 | 338.8 | 544.1 | 779.3 | 1043 | 1327 | 1606 | 1898 | 2212 | 2552 | 2891 | 3227 | 3569 | 3828 | 3956 | 4037 | 4102 | 4161 | 4217 | 4272 | 50719.1
124 | 40 | 39 | 40 | 37 | 37 | 34 | 33 | 27 | 22 | 21 | 23 | 21 | 17 | 13 | 12 | 10 | 7 | 2 | 0 | 1 | 436 | 124 | 171 | 356.7 | 553.9 | 775.2 | 1027 | 1302 | 1593 | 1894 | 2208 | 2525 | 2838 | 3144 | 3440 | 3638 | 3732 | 3801 | 3835 | 3854 | 3870 | 3881 | 48438.8
125 | 42 | 41 | 39 | 39 | 40 | 40 | 34 | 29 | 28 | 28 | 27 | 23 | 23 | 23 | 26 | 23 | 24 | 24 | 26 | 27 | 606 | 125 | 156.1 | 333.1 | 536.8 | 769.6 | 1036 | 1327 | 1636 | 1962 | 2304 | 2654 | 2999 | 3339 | 3674 | 3917 | 4043 | 4123 | 4191 | 4252 | 4307 | 4363 | 51922.6
126 | 43 | 42 | 41 | 36 | 33 | 30 | 31 | 27 | 27 | 24 | 22 | 19 | 15 | 15 | 19 | 23 | 25 | 20 | 15 | 15 | 522 | 126 | 172.9 | 356.6 | 557.3 | 785.2 | 1041 | 1324 | 1624 | 1935 | 2262 | 2592 | 2918 | 3240 | 3547 | 3766 | 3872 | 3945 | 4012 | 4065 | 4113 | 4159 | 50287
127 | 38 | 40 | 33 | 29 | 24 | 27 | 25 | 27 | 29 | 32 | 28 | 26 | 23 | 23 | 22 | 25 | 26 | 28 | 27 | 27 | 559 | 127 | 157.4 | 336.1 | 540.5 | 776.2 | 1042 | 1333 | 1642 | 1969 | 2308 | 2655 | 2995 | 3328 | 3654 | 3886 | 4002 | 4079 | 4145 | 4203 | 4258 | 4312 | 51621.2
128 | 19 | 18 | 27 | 34 | 38 | 33 | 30 | 30 | 31 | 31 | 25 | 18 | 14 | 14 | 16 | 20 | 23 | 27 | 24 | 26 | 498 | 128 | 153.5 | 326.7 | 526.5 | 754.7 | 1014 | 1300 | 1602 | 1918 | 2248 | 2582 | 2913 | 3240 | 3557 | 3782 | 3894 | 3970 | 4033 | 4089 | 4139 | 4189 | 50231.4
129 | 31 | 34 | 29 | 23 | 14 | 8 | 12 | 17 | 25 | 25 | 22 | 22 | 21 | 23 | 20 | 22 | 22 | 26 | 29 | 31 | 456 | 129 | 154.8 | 329.1 | 532.4 | 764.4 | 1029 | 1296 | 1581 | 1901 | 2238 | 2585 | 2932 | 3273 | 3610 | 3857 | 3985 | 4066 | 4133 | 4195 | 4257 | 4318 | 51036.7
130 | 39 | 30 | 25 | 23 | 24 | 27 | 29 | 30 | 29 | 26 | 25 | 22 | 19 | 18 | 19 | 21 | 22 | 20 | 17 | 14 | 479 | 130 | 154.5 | 327.4 | 525.4 | 749.2 | 1001 | 1278 | 1572 | 1876 | 2195 | 2516 | 2834 | 3146 | 3448 | 3656 | 3756 | 3826 | 3886 | 3936 | 3981 | 4025 | 48688.5
131 | 35 | 34 | 34 | 35 | 39 | 37 | 26 | 15 | 11 | 15 | 20 | 24 | 25 | 25 | 24 | 25 | 23 | 22 | 21 | 25 | 515 | 131 | 154.6 | 329 | 526.7 | 754.6 | 1009 | 1289 | 1589 | 1900 | 2227 | 2555 | 2887 | 3208 | 3522 | 3746 | 3856 | 3948 | 4019 | 4079 | 4132 | 4184 | 49914.9
132 | 40 | 36 | 35 | 33 | 36 | 35 | 34 | 30 | 30 | 29 | 25 | 26 | 25 | 26 | 24 | 25 | 28 | 30 | 28 | 28 | 603 | 132 | 175.2 | 366.3 | 572.5 | 808.8 | 1073 | 1368 | 1682 | 2010 | 2354 | 2703 | 3050 | 3393 | 3740 | 3987 | 4108 | 4202 | 4280 | 4348 | 4409 | 4467 | 53096.8
133 | 45 | 44 | 42 | 40 | 42 | 42 | 41 | 37 | 31 | 26 | 24 | 26 | 27 | 29 | 31 | 33 | 33 | 34 | 34 | 34 | 695 | 133 | 174.4 | 370.3 | 592.2 | 825.9 | 1106 | 1421 | 1755 | 2104 | 2465 | 2818 | 3172 | 3538 | 3893 | 4168 | 4320 | 4425 | 4510 | 4588 | 4660 | 4729 | 55634.8
134 | 43 | 43 | 42 | 35 | 29 | 26 | 24 | 19 | 13 | 17 | 20 | 24 | 22 | 21 | 20 | 23 | 28 | 31 | 32 | 31 | 543 | 134 | 174.4 | 359.4 | 562 | 792.7 | 1055 | 1347 | 1658 | 1980 | 2315 | 2658 | 3000 | 3334 | 3664 | 3903 | 4025 | 4104 | 4179 | 4244 | 4303 | 4359 | 52016.5
135 | 43 | 40 | 40 | 38 | 41 | 40 | 39 | 34 | 30 | 26 | 24 | 24 | 25 | 24 | 24 | 22 | 25 | 24 | 22 | 22 | 607 | 135 | 171.3 | 359.3 | 567.9 | 793.7 | 1050 | 1342 | 1652 | 1975 | 2308 | 2636 | 2959 | 3278 | 3597 | 3817 | 3922 | 3995 | 4060 | 4118 | 4172 | 4224 | 50997.2
136 | 40 | 43 | 43 | 42 | 41 | 38 | 38 | 37 | 38 | 36 | 32 | 27 | 25 | 27 | 29 | 27 | 19 | 17 | 20 | 27 | 646 | 136 | 156.2 | 335.5 | 538.7 | 770 | 1033 | 1321 | 1634 | 1971 | 2327 | 2689 | 3042 | 3379 | 3704 | 3955 | 4091 | 4189 | 4259 | 4318 | 4370 | 4427 | 52509.4
137 | 44 | 43 | 36 | 30 | 28 | 29 | 31 | 32 | 35 | 37 | 32 | 27 | 21 | 20 | 20 | 23 | 28 | 32 | 33 | 31 | 612 | 137 | 153.4 | 328.1 | 527.2 | 756.6 | 1016 | 1302 | 1604 | 1922 | 2257 | 2613 | 2971 | 3326 | 3665 | 3901 | 4028 | 4111 | 4187 | 4255 | 4314 | 4373 | 51610.3
138 | 26 | 33 | 32 | 36 | 32 | 29 | 29 | 27 | 29 | 24 | 28 | 28 | 29 | 27 | 26 | 23 | 22 | 22 | 24 | 25 | 551 | 138 | 138.1 | 314.4 | 516.1 | 740.9 | 992.7 | 1276 | 1581 | 1896 | 2228 | 2565 | 2901 | 3248 | 3590 | 3844 | 3978 | 4066 | 4133 | 4195 | 4253 | 4307 | 50763.2
139 | 25 | 30 | 28 | 28 | 23 | 23 | 20 | 20 | 19 | 21 | 20 | 16 | 16 | 15 | 17 | 14 | 18 | 19 | 22 | 22 | 416 | 139 | 154.7 | 330 | 532.4 | 760.3 | 1018 | 1302 | 1605 | 1920 | 2250 | 2583 | 2915 | 3240 | 3556 | 3779 | 3891 | 3967 | 4030 | 4086 | 4135 | 4183 | 50237.4
140 | 34 | 32 | 32 | 34 | 35 | 35 | 30 | 29 | 27 | 29 | 27 | 26 | 27 | 28 | 27 | 25 | 26 | 26 | 28 | 27 | 584 | 140 | 176.1 | 366.1 | 569.3 | 800.3 | 1062 | 1352 | 1662 | 1984 | 2319 | 2663 | 3003 | 3352 | 3703 | 3966 | 4111 | 4211 | 4289 | 4358 | 4420 | 4481 | 52847.8
141 | 24 | 20 | 14 | 7 | 2 | 2 | 5 | 12 | 20 | 25 | 26 | 23 | 23 | 19 | 19 | 20 | 20 | 22 | 20 | 25 | 348 | 141 | 154.2 | 329.6 | 521.1 | 728.9 | 961.7 | 1221 | 1494 | 1793 | 2113 | 2440 | 2767 | 3093 | 3412 | 3643 | 3760 | 3836 | 3897 | 3953 | 4006 | 4058 | 48181.5
142 | 28 | 32 | 31 | 37 | 38 | 41 | 38 | 35 | 32 | 29 | 27 | 28 | 26 | 28 | 30 | 33 | 32 | 30 | 31 | 33 | 639 | 142 | 157.5 | 334.8 | 539.2 | 768.8 | 1033 | 1324 | 1644 | 1986 | 2336 | 2681 | 3026 | 3364 | 3708 | 3966 | 4106 | 4211 | 4290 | 4359 | 4421 | 4483 | 52738.3
143 | 30 | 36 | 33 | 29 | 25 | 24 | 27 | 25 | 24 | 20 | 15 | 12 | 12 | 13 | 17 | 18 | 16 | 12 | 14 | 14 | 416 | 143 | 156.7 | 335.3 | 537.3 | 765.9 | 1027 | 1313 | 1620 | 1938 | 2267 | 2604 | 2935 | 3260 | 3578 | 3798 | 3907 | 3982 | 4045 | 4099 | 4148 | 4195 | 50511.2
144 | 36 | 32 | 32 | 31 | 36 | 36 | 36 | 34 | 35 | 32 | 28 | 27 | 27 | 28 | 26 | 21 | 15 | 13 | 14 | 20 | 559 | 144 | 171.9 | 354.3 | 554.7 | 783.6 | 1046 | 1330 | 1632 | 1956 | 2303 | 2645 | 2976 | 3314 | 3653 | 3899 | 4030 | 4114 | 4178 | 4234 | 4283 | 4331 | 51788.5
145 | 40 | 38 | 38 | 37 | 31 | 24 | 20 | 20 | 23 | 26 | 27 | 26 | 22 | 22 | 21 | 21 | 20 | 21 | 22 | 23 | 522 | 145 | 154.8 | 330.2 | 529.6 | 759.8 | 1018 | 1299 | 1601 | 1916 | 2244 | 2579 | 2913 | 3241 | 3557 | 3785 | 3899 | 3975 | 4039 | 4096 | 4145 | 4196 | 50277.4
146 | 30 | 31 | 31 | 32 | 33 | 36 | 36 | 34 | 32 | 30 | 27 | 27 | 28 | 31 | 30 | 31 | 30 | 31 | 29 | 27 | 616 | 146 | 155.4 | 330.4 | 530.5 | 758.2 | 1018 | 1304 | 1609 | 1927 | 2259 | 2596 | 2936 | 3277 | 3616 | 3871 | 4012 | 4114 | 4194 | 4262 | 4321 | 4378 | 51468.5
147 | 46 | 45 | 45 | 43 | 37 | 30 | 26 | 26 | 29 | 32 | 34 | 33 | 31 | 30 | 28 | 27 | 27 | 30 | 33 | 35 | 667 | 147 | 154.6 | 344.1 | 565.1 | 805.5 | 1067 | 1358 | 1667 | 1991 | 2329 | 2677 | 3037 | 3393 | 3742 | 4010 | 4154 | 4252 | 4330 | 4400 | 4463 | 4525 | 53264.3
148 | 38 | 31 | 33 | 29 | 30 | 28 | 30 | 31 | 32 | 32 | 30 | 28 | 26 | 27 | 25 | 26 | 25 | 24 | 26 | 26 | 577 | 148 | 158 | 337.3 | 543.7 | 780.8 | 1048 | 1343 | 1657 | 1987 | 2329 | 2681 | 3033 | 3378 | 3713 | 3959 | 4083 | 4164 | 4233 | 4295 | 4352 | 4407 | 52481.8
149 | 38 | 34 | 31 | 30 | 35 | 39 | 35 | 30 | 24 | 22 | 20 | 20 | 23 | 26 | 28 | 28 | 27 | 29 | 28 | 29 | 576 | 149 | 155 | 329.7 | 532.2 | 762.9 | 1024 | 1313 | 1619 | 1941 | 2278 | 2617 | 2960 | 3296 | 3626 | 3863 | 3982 | 4059 | 4126 | 4192 | 4249 | 4304 | 51228.8
150 | 27 | 31 | 33 | 32 | 33 | 28 | 28 | 25 | 22 | 16 | 12 | 12 | 12 | 10 | 8 | 9 | 13 | 19 | 20 | 21 | 411 | 150 | 156.3 | 334.5 | 537.7 | 767.6 | 1031 | 1317 | 1621 | 1940 | 2273 | 2612 | 2948 | 3278 | 3598 | 3828 | 3923 | 3975 | 4038 | 4094 | 4144 | 4192 | 50608.1
151 | 29 | 31 | 34 | 36 | 34 | 30 | 30 | 32 | 32 | 28 | 25 | 22 | 19 | 17 | 17 | 18 | 17 | 15 | 17 | 17 | 500 | 151 | 154.9 | 331.7 | 533.9 | 763.6 | 1026 | 1313 | 1620 | 1951 | 2287 | 2625 | 2964 | 3300 | 3622 | 3849 | 3961 | 4038 | 4103 | 4159 | 4209 | 4257 | 51068.1
152 | 40 | 36 | 32 | 31 | 29 | 29 | 24 | 25 | 22 | 21 | 22 | 21 | 22 | 16 | 23 | 24 | 29 | 24 | 22 | 18 | 510 | 152 | 155.6 | 329.5 | 531.2 | 760.4 | 1018 | 1302 | 1602 | 1918 | 2244 | 2577 | 2907 | 3230 | 3542 | 3765 | 3876 | 3951 | 4014 | 4068 | 4117 | 4164 | 50071.7
153 | 42 | 42 | 40 | 35 | 35 | 37 | 37 | 31 | 26 | 26 | 24 | 21 | 17 | 19 | 20 | 20 | 18 | 19 | 19 | 20 | 548 | 153 | 155.9 | 330.8 | 532.4 | 759.5 | 1018 | 1304 | 1606 | 1922 | 2255 | 2591 | 2924 | 3253 | 3574 | 3800 | 3911 | 3987 | 4051 | 4107 | 4157 | 4205 | 50443.6
154 | 44 | 44 | 42 | 40 | 40 | 40 | 41 | 37 | 31 | 25 | 22 | 22 | 19 | 16 | 14 | 14 | 14 | 13 | 14 | 19 | 551 | 154 | 156.4 | 333.4 | 535 | 766.8 | 1027 | 1314 | 1630 | 1972 | 2317 | 2657 | 2996 | 3332 | 3658 | 3897 | 4018 | 4096 | 4163 | 4222 | 4274 | 4324 | 51688.6
155 | 24 | 31 | 31 | 35 | 34 | 31 | 27 | 25 | 28 | 30 | 30 | 29 | 26 | 23 | 19 | 18 | 20 | 23 | 23 | 23 | 530 | 155 | 151.4 | 325.8 | 526.1 | 751.8 | 1006 | 1284 | 1580 | 1890 | 2211 | 2538 | 2862 | 3181 | 3490 | 3707 | 3812 | 3884 | 3945 | 3998 | 4046 | 4092 | 49281.1
156 | 20 | 15 | 18 | 16 | 18 | 17 | 17 | 18 | 13 | 12 | 13 | 13 | 13 | 14 | 16 | 18 | 17 | 18 | 19 | 18 | 323 | 156 | 137.7 | 293.8 | 480.9 | 702.2 | 950 | 1222 | 1512 | 1816 | 2133 | 2457 | 2780 | 3096 | 3405 | 3626 | 3734 | 3806 | 3864 | 3916 | 3967 | 4016 | 47914.6
157 | 26 | 32 | 31 | 28 | 25 | 20 | 24 | 26 | 28 | 23 | 17 | 17 | 19 | 21 | 23 | 23 | 23 | 24 | 26 | 26 | 482 | 157 | 154 | 330.7 | 535.5 | 768.5 | 1034 | 1324 | 1638 | 1963 | 2305 | 2652 | 2999 | 3343 | 3674 | 3916 | 4039 | 4119 | 4187 | 4248 | 4302 | 4354 | 51885.7
158 | 38 | 34 | 34 | 31 | 31 | 31 | 32 | 31 | 32 | 32 | 32 | 29 | 25 | 26 | 28 | 30 | 28 | 26 | 20 | 17 | 587 | 158 | 154.5 | 329.9 | 532.1 | 765.4 | 1029 | 1319 | 1628 | 1949 | 2288 | 2634 | 2977 | 3313 | 3644 | 3884 | 4007 | 4100 | 4176 | 4240 | 4295 | 4345 | 51609.9
159 | 22 | 24 | 24 | 26 | 33 | 33 | 34 | 27 | 31 | 30 | 32 | 29 | 25 | 23 | 24 | 26 | 26 | 25 | 25 | 28 | 547 | 159 | 153.7 | 329 | 534 | 766.7 | 1029 | 1319 | 1632 | 1958 | 2305 | 2657 | 3009 | 3356 | 3692 | 3941 | 4070 | 4151 | 4221 | 4284 | 4339 | 4394 | 52140.4
160 | 41 | 37 | 35 | 30 | 33 | 30 | 31 | 25 | 24 | 25 | 25 | 23 | 20 | 20 | 21 | 23 | 20 | 21 | 21 | 24 | 529 | 160 | 156.8 | 333 | 538.2 | 768 | 1032 | 1321 | 1628 | 1954 | 2290 | 2632 | 2976 | 3312 | 3640 | 3880 | 3999 | 4078 | 4144 | 4204 | 4256 | 4305 | 51447
161 | 30 | 30 | 32 | 33 | 35 | 31 | 26 | 23 | 21 | 24 | 26 | 29 | 29 | 27 | 29 | 26 | 26 | 25 | 28 | 29 | 559 | 161 | 172.9 | 352.7 | 555.1 | 784.9 | 1045 | 1333 | 1639 | 1958 | 2294 | 2634 | 2972 | 3309 | 3647 | 3896 | 4032 | 4129 | 4205 | 4270 | 4329 | 4386 | 51943.6
162 | 21 | 19 | 24 | 26 | 31 | 28 | 26 | 20 | 18 | 12 | 10 | 11 | 17 | 21 | 22 | 21 | 22 | 22 | 24 | 25 | 420 | 162 | 158.1 | 337.4 | 541.6 | 774.6 | 1040 | 1332 | 1640 | 1965 | 2301 | 2642 | 2966 | 3298 | 3624 | 3858 | 3976 | 4054 | 4119 | 4178 | 4229 | 4278 | 51311.7
163 | 29 | 28 | 31 | 30 | 29 | 29 | 26 | 25 | 19 | 24 | 25 | 28 | 26 | 22 | 15 | 11 | 10 | 15 | 19 | 25 | 466 | 163 | 154.5 | 330.5 | 534.1 | 765 | 1031 | 1320 | 1628 | 1950 | 2288 | 2628 | 2970 | 3307 | 3643 | 3895 | 4017 | 4097 | 4163 | 4224 | 4276 | 4329 | 51550.1
164 | 23 | 27 | 28 | 32 | 37 | 38 | 37 | 32 | 31 | 29 | 27 | 24 | 24 | 25 | 26 | 25 | 22 | 19 | 19 | 21 | 546 | 164 | 162.9 | 336.6 | 536.3 | 761.9 | 1018 | 1299 | 1596 | 1907 | 2235 | 2565 | 2893 | 3212 | 3524 | 3745 | 3857 | 3939 | 4001 | 4055 | 4104 | 4150 | 49897.7
165 | 36 | 39 | 42 | 43 | 42 | 37 | 35 | 35 | 36 | 35 | 29 | 22 | 16 | 15 | 16 | 22 | 26 | 29 | 28 | 28 | 611 | 165 | 155.7 | 332.5 | 538 | 769.9 | 1032 | 1321 | 1627 | 1956 | 2312 | 2674 | 3024 | 3360 | 3689 | 3928 | 4048 | 4131 | 4207 | 4272 | 4330 | 4388 | 52095.1
166 | 31 | 30 | 27 | 27 | 24 | 26 | 22 | 23 | 23 | 22 | 17 | 15 | 17 | 19 | 17 | 17 | 17 | 19 | 18 | 18 | 429 | 166 | 156.7 | 332.5 | 534.3 | 763.9 | 1021 | 1306 | 1609 | 1927 | 2252 | 2584 | 2915 | 3241 | 3558 | 3780 | 3891 | 3966 | 4028 | 4083 | 4132 | 4178 | 50258.4
167 | 15 | 16 | 18 | 18 | 18 | 13 | 9 | 9 | 17 | 22 | 24 | 19 | 15 | 15 | 13 | 15 | 16 | 20 | 22 | 21 | 335 | 167 | 152.5 | 326.1 | 528.4 | 756.8 | 1013 | 1294 | 1583 | 1889 | 2215 | 2540 | 2864 | 3181 | 3491 | 3707 | 3808 | 3870 | 3921 | 3969 | 4014 | 4056 | 49178.8
168 | 45 | 38 | 33 | 25 | 27 | 29 | 35 | 23 | 15 | 4 | 6 | 5 | 3 | 11 | 21 | 28 | 26 | 21 | 22 | 22 | 439 | 168 | 155.3 | 331.9 | 533.2 | 763.6 | 1023 | 1312 | 1619 | 1938 | 2272 | 2611 | 2948 | 3262 | 3546 | 3758 | 3870 | 3954 | 4017 | 4074 | 4128 | 4181 | 50297
169 | 36 | 35 | 35 | 35 | 35 | 32 | 29 | 25 | 24 | 20 | 21 | 17 | 15 | 14 | 14 | 15 | 10 | 15 | 15 | 20 | 462 | 169 | 155.4 | 330.4 | 530.6 | 757 | 1013 | 1296 | 1592 | 1903 | 2221 | 2544 | 2861 | 3173 | 3473 | 3679 | 3777 | 3847 | 3906 | 3955 | 4000 | 4041 | 49054.4
170 | 28 | 37 | 33 | 36 | 29 | 34 | 31 | 36 | 34 | 33 | 28 | 24 | 21 | 23 | 25 | 25 | 20 | 16 | 12 | 9 | 534 | 170 | 158.1 | 335.9 | 538 | 771.5 | 1034 | 1326 | 1636 | 1960 | 2300 | 2642 | 2984 | 3319 | 3645 | 3883 | 4007 | 4104 | 4170 | 4229 | 4280 | 4329 | 51651.5
171 | 26 | 27 | 31 | 35 | 36 | 33 | 30 | 31 | 27 | 25 | 23 | 25 | 25 | 23 | 19 | 18 | 17 | 18 | 19 | 21 | 509 | 171 | 156 | 332.6 | 533.3 | 763.8 | 1023 | 1310 | 1615 | 1934 | 2266 | 2603 | 2937 | 3268 | 3588 | 3820 | 3936 | 4013 | 4078 | 4135 | 4185 | 4234 | 50730.7
172 | 30 | 25 | 27 | 29 | 34 | 32 | 27 | 27 | 28 | 29 | 25 | 19 | 14 | 13 | 13 | 16 | 17 | 21 | 22 | 24 | 472 | 172 | 154.7 | 327.1 | 525 | 751.7 | 1004 | 1286 | 1584 | 1895 | 2225 | 2557 | 2885 | 3209 | 3520 | 3743 | 3855 | 3930 | 3993 | 4049 | 4098 | 4146 | 49737.5
173 | 39 | 27 | 29 | 25 | 32 | 33 | 36 | 34 | 30 | 25 | 19 | 16 | 18 | 20 | 23 | 24 | 23 | 19 | 14 | 12 | 498 | 173 | 155.6 | 330.9 | 530.8 | 759.6 | 1018 | 1303 | 1610 | 1942 | 2270 | 2608 | 2940 | 3266 | 3580 | 3803 | 3914 | 3988 | 4052 | 4106 | 4156 | 4203 | 50535.9
174 | 32 | 34 | 33 | 31 | 30 | 25 | 20 | 16 | 20 | 19 | 17 | 11 | 13 | 18 | 23 | 25 | 23 | 23 | 24 | 25 | 462 | 174 | 155.8 | 330.8 | 532.8 | 761.6 | 1020 | 1305 | 1610 | 1928 | 2260 | 2599 | 2936 | 3265 | 3586 | 3812 | 3926 | 4002 | 4066 | 4123 | 4173 | 4221 | 50613
175 | 27 | 22 | 24 | 27 | 33 | 29 | 27 | 24 | 29 | 29 | 28 | 27 | 25 | 27 | 26 | 27 | 24 | 22 | 21 | 22 | 520 | 175 | 153.5 | 327.8 | 531.2 | 761.6 | 1026 | 1317 | 1629 | 1954 | 2295 | 2644 | 2989 | 3332 | 3667 | 3914 | 4040 | 4126 | 4194 | 4256 | 4311 | 4361 | 51829.1
176 | 34 | 35 | 35 | 36 | 35 | 30 | 26 | 22 | 23 | 19 | 19 | 15 | 12 | 12 | 12 | 13 | 8 | 12 | 13 | 17 | 428 | 176 | 165.7 | 338.3 | 535.4 | 760.9 | 1010 | 1283 | 1573 | 1873 | 2186 | 2501 | 2811 | 3114 | 3406 | 3603 | 3697 | 3765 | 3814 | 3854 | 3898 | 3935 | 48123.3
177 | 38 | 38 | 36 | 37 | 36 | 36 | 31 | 30 | 27 | 25 | 23 | 20 | 22 | 18 | 21 | 21 | 25 | 24 | 24 | 22 | 554 | 177 | 171.2 | 361.4 | 563 | 793.4 | 1054 | 1340 | 1646 | 1968 | 2304 | 2641 | 2977 | 3311 | 3633 | 3862 | 3977 | 4054 | 4122 | 4182 | 4233 | 4286 | 51479
178 | 27 | 22 | 19 | 21 | 26 | 33 | 32 | 30 | 25 | 23 | 21 | 21 | 16 | 17 | 15 | 14 | 16 | 16 | 18 | 13 | 425 | 178 | 172.9 | 350.5 | 550 | 777.6 | 1032 | 1310 | 1608 | 1919 | 2239 | 2566 | 2887 | 3202 | 3508 | 3719 | 3824 | 3896 | 3957 | 4009 | 4056 | 4100 | 49683
179 | 24 | 27 | 28 | 28 | 27 | 26 | 26 | 24 | 23 | 23 | 25 | 21 | 18 | 17 | 16 | 18 | 14 | 19 | 19 | 22 | 445 | 179 | 156.8 | 333.3 | 538.5 | 770.5 | 1033 | 1324 | 1633 | 1955 | 2292 | 2636 | 2981 | 3315 | 3643 | 3877 | 3995 | 4073 | 4139 | 4197 | 4249 | 4298 | 51439.1
180 | 24 | 29 | 29 | 30 | 33 | 35 | 36 | 32 | 31 | 27 | 24 | 20 | 20 | 22 | 23 | 21 | 18 | 14 | 14 | 17 | 499 | 180 | 155.6 | 329.9 | 528.7 | 754.7 | 1009 | 1288 | 1585 | 1892 | 2211 | 2534 | 2855 | 3170 | 3472 | 3681 | 3783 | 3854 | 3914 | 3964 | 4011 | 4055 | 49046.9
181 | 31 | 33 | 34 | 35 | 34 | 31 | 31 | 31 | 27 | 22 | 16 | 14 | 15 | 18 | 21 | 22 | 23 | 20 | 20 | 19 | 497 | 181 | 153.1 | 329.7 | 529.8 | 755.9 | 1014 | 1297 | 1598 | 1912 | 2240 | 2573 | 2902 | 3226 | 3543 | 3765 | 3873 | 3947 | 4010 | 4065 | 4113 | 4160 | 50006.5
182 | 32 | 31 | 34 | 38 | 44 | 42 | 40 | 37 | 39 | 37 | 31 | 28 | 28 | 28 | 25 | 21 | 22 | 22 | 22 | 20 | 621 | 182 | 156.7 | 333.3 | 534.8 | 766.8 | 1030 | 1329 | 1651 | 1994 | 2351 | 2711 | 3068 | 3409 | 3756 | 4007 | 4127 | 4204 | 4270 | 4329 | 4379 | 4428 | 52834.6
183 | 38 | 42 | 43 | 45 | 43 | 36 | 29 | 25 | 26 | 29 | 29 | 30 | 29 | 29 | 29 | 27 | 26 | 25 | 28 | 30 | 638 | 183 | 173.9 | 349.8 | 561.9 | 793.5 | 1058 | 1351 | 1661 | 1987 | 2327 | 2669 | 3012 | 3359 | 3701 | 3956 | 4095 | 4192 | 4268 | 4335 | 4393 | 4451 | 52694.1
184 | 31 | 31 | 24 | 20 | 14 | 18 | 18 | 16 | 15 | 14 | 19 | 19 | 24 | 23 | 27 | 26 | 26 | 24 | 22 | 20 | 431 | 184 | 155.4 | 330.7 | 532.9 | 764.1 | 1024 | 1310 | 1614 | 1936 | 2267 | 2604 | 2940 | 3272 | 3595 | 3825 | 3941 | 4032 | 4105 | 4168 | 4223 | 4273 | 50912.1
185 | 32 | 31 | 32 | 32 | 34 | 32 | 31 | 27 | 27 | 27 | 27 | 23 | 23 | 21 | 19 | 18 | 18 | 22 | 21 | 26 | 523 | 185 | 162.4 | 336.5 | 539.5 | 769.4 | 1030 | 1314 | 1621 | 1940 | 2274 | 2615 | 2952 | 3287 | 3612 | 3850 | 3967 | 4044 | 4110 | 4169 | 4220 | 4273 | 51085.8
186 | 41 | 41 | 41 | 39 | 40 | 39 | 37 | 33 | 30 | 32 | 31 | 31 | 26 | 22 | 22 | 21 | 19 | 17 | 19 | 22 | 603 | 186 | 155.7 | 329.9 | 530.7 | 760.8 | 1023 | 1310 | 1615 | 1936 | 2268 | 2606 | 2956 | 3307 | 3641 | 3875 | 3990 | 4076 | 4140 | 4197 | 4249 | 4302 | 51268.1
187 | 40 | 43 | 42 | 41 | 39 | 37 | 36 | 36 | 36 | 37 | 34 | 33 | 31 | 30 | 30 | 32 | 33 | 32 | 30 | 32 | 704 | 187 | 156.2 | 332.6 | 536.3 | 771.9 | 1040 | 1335 | 1649 | 1983 | 2349 | 2722 | 3092 | 3464 | 3825 | 4106 | 4259 | 4365 | 4449 | 4524 | 4594 | 4658 | 54211
188 | 41 | 38 | 38 | 34 | 36 | 31 | 28 | 27 | 24 | 26 | 20 | 22 | 20 | 21 | 20 | 22 | 22 | 23 | 22 | 26 | 541 | 188 | 170.9 | 354.5 | 555 | 783.3 | 1043 | 1327 | 1632 | 1953 | 2284 | 2625 | 2965 | 3297 | 3620 | 3857 | 3972 | 4067 | 4141 | 4206 | 4263 | 4319 | 51434.7
189 | 31 | 31 | 26 | 25 | 25 | 23 | 23 | 17 | 20 | 17 | 19 | 17 | 19 | 19 | 20 | 19 | 16 | 16 | 16 | 18 | 417 | 189 | 156.1 | 331 | 531.2 | 761.8 | 1021 | 1306 | 1610 | 1926 | 2255 | 2582 | 2914 | 3238 | 3553 | 3771 | 3878 | 3953 | 4015 | 4069 | 4117 | 4163 | 50151.1
190 | 32 | 34 | 35 | 38 | 40 | 35 | 31 | 24 | 26 | 27 | 30 | 29 | 28 | 28 | 30 | 30 | 27 | 24 | 22 | 20 | 590 | 190 | 156 | 333.6 | 539.1 | 774.7 | 1038 | 1330 | 1643 | 1968 | 2309 | 2657 | 3007 | 3346 | 3679 | 3934 | 4078 | 4177 | 4254 | 4321 | 4382 | 4435 | 52361.4
191 | 46 | 42 | 38 | 32 | 32 | 31 | 30 | 24 | 23 | 21 | 23 | 19 | 20 | 18 | 20 | 20 | 19 | 21 | 22 | 22 | 523 | 191 | 174.8 | 357 | 558.7 | 792 | 1057 | 1346 | 1651 | 1974 | 2306 | 2647 | 2985 | 3318 | 3637 | 3862 | 3974 | 4051 | 4115 | 4171 | 4221 | 4269 | 51466.5
192 | 33 | 36 | 35 | 37 | 34 | 31 | 29 | 26 | 28 | 24 | 28 | 28 | 30 | 29 | 27 | 25 | 23 | 23 | 26 | 26 | 578 | 192 | 156.1 | 333.2 | 538.8 | 772.2 | 1036 | 1325 | 1631 | 1953 | 2289 | 2632 | 2973 | 3321 | 3666 | 3922 | 4061 | 4159 | 4235 | 4300 | 4359 | 4416 | 52078.3
193 | 27 | 34 | 38 | 40 | 37 | 30 | 27 | 24 | 22 | 20 | 20 | 21 | 21 | 17 | 17 | 17 | 19 | 19 | 20 | 23 | 493 | 193 | 155.9 | 332.7 | 535.3 | 765.1 | 1024 | 1309 | 1613 | 1932 | 2258 | 2591 | 2924 | 3252 | 3572 | 3798 | 3913 | 3989 | 4053 | 4109 | 4159 | 4207 | 50492
194 | 31 | 33 | 33 | 36 | 34 | 34 | 32 | 33 | 31 | 27 | 26 | 25 | 25 | 24 | 20 | 16 | 15 | 17 | 20 | 21 | 533 | 194 | 168.7 | 344.4 | 548.5 | 780 | 1039 | 1329 | 1636 | 1954 | 2287 | 2623 | 2960 | 3292 | 3611 | 3843 | 3958 | 4035 | 4100 | 4156 | 4206 | 4257 | 51127.6
195 | 30 | 33 | 31 | 25 | 16 | 13 | 13 | 18 | 21 | 25 | 25 | 23 | 21 | 20 | 22 | 23 | 22 | 21 | 20 | 18 | 440 | 195 | 155 | 332.1 | 536.2 | 765.1 | 1025 | 1311 | 1614 | 1934 | 2265 | 2598 | 2930 | 3257 | 3571 | 3784 | 3887 | 3961 | 4023 | 4075 | 4123 | 4169 | 50315.4
196 | 34 | 38 | 40 | 39 | 36 | 30 | 28 | 25 | 23 | 20 | 20 | 20 | 20 | 17 | 17 | 16 | 17 | 17 | 16 | 18 | 491 | 196 | 173.5 | 362.7 | 577.6 | 806 | 1061 | 1342 | 1640 | 1952 | 2274 | 2601 | 2926 | 3246 | 3556 | 3773 | 3879 | 3953 | 4014 | 4067 | 4115 | 4161 | 50479.8
197 | 16 | 25 | 19 | 15 | 4 | 10 | 20 | 31 | 34 | 27 | 22 | 20 | 23 | 25 | 27 | 29 | 31 | 32 | 34 | 35 | 479 | 197 | 139.1 | 304 | 507 | 726.1 | 968.2 | 1240 | 1548 | 1870 | 2210 | 2555 | 2903 | 3251 | 3591 | 3853 | 3991 | 4074 | 4141 | 4206 | 4271 | 4335 | 50683.4
198 | 44 | 45 | 44 | 41 | 41 | 40 | 39 | 34 | 29 | 29 | 27 | 25 | 22 | 23 | 24 | 26 | 23 | 24 | 23 | 25 | 628 | 198 | 177.6 | 374.2 | 597.7 | 844.4 | 1122 | 1429 | 1752 | 2091 | 2433 | 2774 | 3129 | 3463 | 3790 | 4032 | 4162 | 4253 | 4327 | 4396 | 4458 | 4516 | 54120.9
199 | 39 | 40 | 40 | 38 | 38 | 37 | 37 | 32 | 29 | 30 | 27 | 24 | 20 | 21 | 23 | 24 | 22 | 23 | 24 | 26 | 594 | 199 | 157.6 | 336.2 | 542 | 777.3 | 1044 | 1339 | 1652 | 1981 | 2326 | 2677 | 3023 | 3362 | 3693 | 3933 | 4054 | 4133 | 4201 | 4261 | 4316 | 4371 | 52179.1
200 | 28 | 36 | 36 | 39 | 38 | 35 | 30 | 26 | 25 | 28 | 27 | 28 | 26 | 27 | 27 | 25 | 25 | 25 | 28 | 28 | 587 | 200 | 158.1 | 336.4 | 540.1 | 772.1 | 1033 | 1323 | 1630 | 1956 | 2297 | 2641 | 2983 | 3320 | 3650 | 3901 | 4042 | 4125 | 4192 | 4257 | 4315 | 4371 | 51842.7
201 | 30 | 29 | 26 | 26 | 27 | 29 | 26 | 20 | 16 | 16 | 17 | 19 | 21 | 22 | 22 | 18 | 18 | 16 | 15 | 14 | 427 | 201 | 154.2 | 328.4 | 526 | 751.7 | 1004 | 1283 | 1577 | 1886 | 2209 | 2534 | 2855 | 3171 | 3478 | 3697 | 3803 | 3875 | 3936 | 3989 | 4036 | 4081 | 49174.3
202 | 37 | 41 | 42 | 44 | 42 | 37 | 35 | 34 | 35 | 35 | 29 | 22 | 17 | 17 | 20 | 22 | 23 | 18 | 18 | 19 | 587 | 202 | 157.3 | 333.9 | 536.1 | 766.4 | 1028 | 1314 | 1618 | 1934 | 2263 | 2606 | 2942 | 3268 | 3585 | 3806 | 3914 | 3989 | 4053 | 4107 | 4156 | 4203 | 50579.7
203 | 41 | 40 | 42 | 43 | 46 | 42 | 36 | 29 | 28 | 30 | 32 | 30 | 27 | 26 | 27 | 27 | 25 | 26 | 26 | 27 | 650 | 203 | 172.6 | 349.4 | 552.6 | 791.3 | 1070 | 1370 | 1692 | 2015 | 2348 | 2691 | 3025 | 3376 | 3695 | 3937 | 4068 | 4162 | 4236 | 4300 | 4357 | 4413 | 52620.9
204 | 26 | 25 | 27 | 27 | 24 | 14 | 10 | 8 | 9 | 5 | 5 | 7 | 10 | 11 | 10 | 11 | 10 | 10 | 7 | 8 | 264 | 204 | 154.8 | 327.9 | 529.7 | 755.7 | 1011 | 1292 | 1586 | 1887 | 2183 | 2475 | 2758 | 3044 | 3345 | 3551 | 3650 | 3719 | 3774 | 3825 | 3866 | 3891 | 47625.1
205 | 28 | 17 | 16 | 19 | 27 | 30 | 24 | 19 | 17 | 19 | 21 | 22 | 18 | 19 | 19 | 21 | 20 | 15 | 12 | 10 | 393 | 205 | 155.9 | 330.8 | 535.1 | 765.6 | 1027 | 1314 | 1620 | 1941 | 2277 | 2620 | 2957 | 3294 | 3619 | 3859 | 3980 | 4058 | 4124 | 4184 | 4236 | 4286 | 51183.4
206 | 31 | 31 | 32 | 31 | 33 | 30 | 30 | 27 | 30 | 28 | 26 | 25 | 22 | 24 | 21 | 27 | 29 | 32 | 31 | 30 | 570 | 206 | 164.9 | 342.8 | 548.7 | 780.1 | 1047 | 1339 | 1650 | 1981 | 2329 | 2679 | 3026 | 3372 | 3708 | 3958 | 4084 | 4165 | 4243 | 4310 | 4370 | 4428 | 52525.5
207 | 40 | 38 | 40 | 40 | 40 | 35 | 31 | 30 | 28 | 27 | 25 | 24 | 23 | 22 | 20 | 21 | 23 | 25 | 24 | 23 | 579 | 207 | 156 | 335.1 | 537.9 | 769.2 | 1032 | 1321 | 1632 | 1958 | 2296 | 2642 | 2983 | 3319 | 3644 | 3878 | 3997 | 4076 | 4145 | 4209 | 4264 | 4316 | 51510.2
208 | 30 | 33 | 34 | 39 | 41 | 40 | 34 | 32 | 32 | 34 | 31 | 24 | 17 | 15 | 17 | 21 | 24 | 25 | 26 | 24 | 573 | 208 | 139.5 | 313.3 | 512.8 | 735.9 | 987.7 | 1267 | 1563 | 1877 | 2201 | 2535 | 2862 | 3192 | 3509 | 3741 | 3856 | 3933 | 3996 | 4056 | 4112 | 4164 | 49553.2
209 | 45 | 46 | 46 | 44 | 40 | 34 | 29 | 28 | 28 | 26 | 16 | 8 | 12 | 19 | 24 | 24 | 24 | 25 | 22 | 20 | 560 | 209 | 168.6 | 357.5 | 576.8 | 826.5 | 1087 | 1373 | 1678 | 1994 | 2325 | 2659 | 2991 | 3317 | 3638 | 3867 | 3980 | 4056 | 4129 | 4188 | 4237 | 4286 | 51734.4
210 | 16 | 19 | 18 | 22 | 23 | 22 | 17 | 16 | 16 | 20 | 15 | 15 | 12 | 13 | 12 | 12 | 13 | 11 | 8 | 5 | 305 | 210 | 136.8 | 298.5 | 495.2 | 715.3 | 963.8 | 1236 | 1523 | 1824 | 2137 | 2454 | 2769 | 3077 | 3378 | 3587 | 3686 | 3756 | 3813 | 3863 | 3912 | 3945 | 47569.6
211 | 38 | 37 | 35 | 36 | 33 | 30 | 26 | 27 | 27 | 27 | 23 | 21 | 17 | 16 | 13 | 10 | 7 | 3 | 2 | 1 | 429 | 211 | 157.8 | 333.4 | 536.4 | 766.1 | 1026 | 1313 | 1616 | 1932 | 2263 | 2596 | 2929 | 3256 | 3568 | 3787 | 3898 | 3973 | 4021 | 4042 | 4060 | 4076 | 50149.7
212 | 22 | 29 | 31 | 37 | 38 | 33 | 28 | 24 | 26 | 29 | 29 | 29 | 27 | 26 | 24 | 24 | 26 | 27 | 27 | 25 | 561 | 212 | 150.6 | 326.7 | 529.6 | 755.5 | 1015 | 1298 | 1601 | 1920 | 2250 | 2592 | 2929 | 3264 | 3590 | 3825 | 3945 | 4021 | 4086 | 4149 | 4201 | 4251 | 50699.4
213 | 24 | 23 | 25 | 29 | 34 | 36 | 32 | 31 | 29 | 30 | 25 | 26 | 24 | 28 | 27 | 27 | 24 | 24 | 25 | 28 | 551 | 213 | 156.4 | 333.3 | 537 | 769 | 1034 | 1323 | 1635 | 1963 | 2302 | 2647 | 2991 | 3330 | 3659 | 3900 | 4020 | 4104 | 4171 | 4231 | 4283 | 4335 | 51723.7
214 | 30 | 34 | 33 | 33 | 31 | 32 | 27 | 21 | 13 | 16 | 16 | 19 | 18 | 20 | 24 | 26 | 26 | 24 | 24 | 24 | 491 | 214 | 155.7 | 330.2 | 532.7 | 764.3 | 1026 | 1313 | 1622 | 1944 | 2279 | 2618 | 2956 | 3289 | 3614 | 3848 | 3964 | 4050 | 4124 | 4185 | 4240 | 4294 | 51148.9
215 | 29 | 34 | 33 | 35 | 32 | 34 | 29 | 26 | 26 | 23 | 24 | 18 | 22 | 22 | 26 | 25 | 24 | 22 | 19 | 19 | 522 | 215 | 155.8 | 332.3 | 534.1 | 762.6 | 1023 | 1311 | 1617 | 1936 | 2267 | 2601 | 2934 | 3262 | 3578 | 3802 | 3915 | 3991 | 4060 | 4117 | 4166 | 4214 | 50578.8
216 | 43 | 38 | 37 | 32 | 33 | 29 | 25 | 22 | 24 | 26 | 26 | 21 | 20 | 18 | 20 | 20 | 20 | 22 | 22 | 23 | 521 | 216 | 154.6 | 330.3 | 531 | 759 | 1017 | 1304 | 1606 | 1922 | 2252 | 2585 | 2916 | 3240 | 3557 | 3783 | 3896 | 3972 | 4035 | 4092 | 4141 | 4189 | 50281.9
217 | 23 | 23 | 28 | 31 | 37 | 33 | 27 | 17 | 16 | 16 | 18 | 20 | 21 | 22 | 20 | 23 | 23 | 23 | 21 | 15 | 457 | 217 | 153.6 | 328.2 | 529.6 | 760 | 1020 | 1307 | 1613 | 1935 | 2271 | 2611 | 2949 | 3284 | 3609 | 3843 | 3959 | 4037 | 4103 | 4161 | 4212 | 4261 | 50946.4
218 | 22 | 31 | 28 | 30 | 27 | 28 | 28 | 23 | 25 | 24 | 24 | 17 | 14 | 12 | 13 | 12 | 12 | 14 | 12 | 15 | 411 | 218 | 154.1 | 329.8 | 530.7 | 757.6 | 1017 | 1303 | 1604 | 1919 | 2248 | 2579 | 2909 | 3231 | 3545 | 3766 | 3875 | 3950 | 4012 | 4066 | 4114 | 4161 | 50071.2
219 | 25 | 31 | 32 | 36 | 34 | 26 | 17 | 13 | 16 | 19 | 19 | 21 | 21 | 19 | 18 | 16 | 17 | 16 | 18 | 20 | 434 | 219 | 153.9 | 327.5 | 525.4 | 751.6 | 1006 | 1283 | 1578 | 1886 | 2206 | 2528 | 2849 | 3168 | 3473 | 3687 | 3793 | 3865 | 3926 | 3978 | 4026 | 4071 | 49081.4
220 | 40 | 42 | 42 | 43 | 41 | 38 | 35 | 34 | 36 | 36 | 35 | 30 | 25 | 24 | 27 | 29 | 29 | 29 | 29 | 31 | 675 | 220 | 155.8 | 334.3 | 541 | 773.3 | 1037 | 1325 | 1643 | 1980 | 2332 | 2696 | 3062 | 3413 | 3745 | 3998 | 4140 | 4240 | 4319 | 4388 | 4449 | 4508 | 53079.4
221 | 32 | 34 | 32 | 32 | 33 | 33 | 32 | 30 | 31 | 31 | 30 | 27 | 26 | 24 | 26 | 24 | 27 | 25 | 25 | 26 | 580 | 221 | 155.7 | 332.3 | 535.4 | 767.6 | 1031 | 1320 | 1629 | 1953 | 2293 | 2638 | 2982 | 3318 | 3648 | 3881 | 3998 | 4076 | 4144 | 4208 | 4263 | 4316 | 51489
222 | 33 | 37 | 38 | 39 | 36 | 34 | 32 | 33 | 31 | 32 | 28 | 24 | 23 | 22 | 25 | 22 | 27 | 28 | 30 | 30 | 604 | 222 | 155.1 | 331.7 | 535.8 | 765.2 | 1027 | 1318 | 1629 | 1957 | 2296 | 2640 | 2982 | 3321 | 3650 | 3897 | 4017 | 4101 | 4172 | 4237 | 4294 | 4350 | 51675.8
223 | 30 | 32 | 32 | 33 | 33 | 31 | 29 | 24 | 26 | 27 | 28 | 25 | 20 | 15 | 14 | 15 | 18 | 17 | 18 | 16 | 483 | 223 | 157.9 | 335.3 | 537.2 | 766.5 | 1023 | 1304 | 1601 | 1911 | 2233 | 2560 | 2883 | 3196 | 3499 | 3707 | 3809 | 3881 | 3941 | 3991 | 4037 | 4080 | 49452.9
224 | 27 | 25 | 31 | 30 | 34 | 27 | 31 | 29 | 33 | 29 | 26 | 20 | 15 | 13 | 15 | 16 | 18 | 21 | 22 | 21 | 483 | 224 | 155.3 | 331.2 | 533 | 760.1 | 1019 | 1303 | 1603 | 1917 | 2242 | 2573 | 2899 | 3219 | 3528 | 3737 | 3839 | 3912 | 3973 | 4025 | 4072 | 4116 | 49756.6
225 | 42 | 44 | 43 | 42 | 39 | 38 | 37 | 37 | 34 | 28 | 23 | 18 | 18 | 19 | 24 | 28 | 30 | 28 | 28 | 27 | 627 | 225 | 156.1 | 332.8 | 536.8 | 767.4 | 1030 | 1321 | 1632 | 1963 | 2297 | 2643 | 2984 | 3324 | 3652 | 3888 | 4009 | 4105 | 4180 | 4243 | 4301 | 4357 | 51722.1
226 | 32 | 33 | 28 | 22 | 12 | 8 | 5 | 6 | 4 | 11 | 18 | 27 | 24 | 23 | 20 | 20 | 19 | 19 | 18 | 20 | 369 | 226 | 155.6 | 332.5 | 537.1 | 769.4 | 1031 | 1299 | 1573 | 1859 | 2157 | 2477 | 2805 | 3130 | 3450 | 3678 | 3793 | 3870 | 3932 | 3988 | 4041 | 4092 | 48969.6
227 | 30 | 34 | 38 | 40 | 42 | 39 | 39 | 33 | 31 | 24 | 20 | 20 | 25 | 29 | 27 | 25 | 24 | 25 | 28 | 29 | 602 | 227 | 156.3 | 333.5 | 535.8 | 765.4 | 1025 | 1313 | 1622 | 1941 | 2275 | 2614 | 2951 | 3282 | 3607 | 3853 | 3970 | 4048 | 4118 | 4181 | 4237 | 4291 | 51119
228 | 38 | 33 | 34 | 32 | 33 | 31 | 31 | 33 | 34 | 34 | 30 | 28 | 26 | 27 | 26 | 28 | 27 | 27 | 28 | 29 | 609 | 228 | 167.7 | 344.8 | 548.7 | 780.6 | 1043 | 1334 | 1645 | 1973 | 2316 | 2686 | 3042 | 3397 | 3751 | 4024 | 4172 | 4272 | 4352 | 4421 | 4485 | 4544 | 53298.8
229 | 38 | 39 | 39 | 37 | 30 | 24 | 21 | 22 | 26 | 27 | 27 | 24 | 23 | 22 | 21 | 19 | 20 | 17 | 14 | 13 | 503 | 229 | 156.8 | 334.4 | 537.3 | 767.7 | 1029 | 1315 | 1622 | 1946 | 2278 | 2616 | 2950 | 3279 | 3600 | 3828 | 3939 | 4015 | 4079 | 4135 | 4184 | 4232 | 50843.2
230 | 30 | 33 | 32 | 32 | 30 | 29 | 27 | 28 | 27 | 25 | 23 | 21 | 23 | 20 | 25 | 26 | 31 | 29 | 28 | 25 | 544 | 230 | 149.9 | 325.5 | 526 | 751.7 | 1008 | 1290 | 1594 | 1911 | 2242 | 2579 | 2911 | 3242 | 3564 | 3797 | 3917 | 4015 | 4090 | 4155 | 4212 | 4268 | 50548.1
231 | 32 | 30 | 26 | 20 | 19 | 18 | 17 | 13 | 14 | 15 | 18 | 15 | 14 | 12 | 11 | 11 | 10 | 13 | 13 | 13 | 334 | 231 | 154.2 | 328.8 | 529.9 | 754.4 | 1009 | 1288 | 1585 | 1892 | 2211 | 2536 | 2857 | 3175 | 3477 | 3688 | 3788 | 3860 | 3921 | 3971 | 4017 | 4061 | 49103.3
232 | 39 | 34 | 34 | 34 | 35 | 33 | 30 | 30 | 31 | 31 | 28 | 26 | 24 | 25 | 21 | 20 | 17 | 17 | 20 | 21 | 550 | 232 | 156.6 | 333.3 | 536.2 | 767.2 | 1027 | 1312 | 1616 | 1934 | 2267 | 2605 | 2944 | 3277 | 3600 | 3833 | 3950 | 4026 | 4092 | 4150 | 4203 | 4256 | 50885.3
233 | 44 | 40 | 41 | 38 | 33 | 25 | 24 | 23 | 17 | 11 | 12 | 21 | 25 | 28 | 27 | 28 | 28 | 30 | 31 | 32 | 558 | 233 | 157.2 | 335.7 | 541.4 | 775.5 | 1042 | 1334 | 1648 | 1975 | 2318 | 2668 | 3012 | 3353 | 3681 | 3928 | 4071 | 4170 | 4246 | 4313 | 4372 | 4430 | 52370.8
234 | 39 | 38 | 36 | 36 | 35 | 36 | 32 | 32 | 28 | 26 | 25 | 22 | 24 | 21 | 26 | 27 | 31 | 31 | 30 | 28 | 603 | 234 | 161.9 | 337.3 | 539 | 767 | 1026 | 1315 | 1621 | 1941 | 2279 | 2620 | 2959 | 3299 | 3634 | 3872 | 4000 | 4100 | 4177 | 4245 | 4305 | 4364 | 51562.2
235 | 22 | 27 | 26 | 31 | 31 | 31 | 27 | 20 | 16 | 15 | 16 | 18 | 16 | 16 | 15 | 15 | 15 | 13 | 12 | 13 | 395 | 235 | 138 | 303.9 | 502.9 | 727.4 | 975.8 | 1249 | 1540 | 1848 | 2166 | 2491 | 2813 | 3131 | 3438 | 3654 | 3760 | 3833 | 3893 | 3947 | 3998 | 4046 | 48455
236 | 30 | 32 | 26 | 24 | 20 | 24 | 23 | 23 | 23 | 26 | 26 | 22 | 20 | 20 | 22 | 20 | 21 | 19 | 20 | 22 | 463 | 236 | 155.9 | 333.8 | 535.7 | 764.6 | 1026 | 1313 | 1620 | 1942 | 2282 | 2622 | 2960 | 3295 | 3619 | 3858 | 3978 | 4057 | 4122 | 4182 | 4233 | 4284 | 51183
237 | 28 | 37 | 37 | 41 | 38 | 37 | 30 | 27 | 25 | 28 | 23 | 24 | 24 | 28 | 28 | 27 | 27 | 27 | 28 | 27 | 591 | 237 | 168.4 | 342.3 | 543 | 771.6 | 1030 | 1314 | 1621 | 1942 | 2277 | 2617 | 2958 | 3295 | 3619 | 3869 | 4008 | 4106 | 4181 | 4248 | 4307 | 4364 | 51581.3
238 | 47 | 44 | 44 | 42 | 41 | 36 | 32 | 29 | 32 | 32 | 32 | 31 | 31 | 29 | 28 | 30 | 33 | 35 | 34 | 31 | 693 | 238 | 174.2 | 369.7 | 592.7 | 841 | 1105 | 1397 | 1707 | 2038 | 2381 | 2729 | 3079 | 3442 | 3795 | 4062 | 4209 | 4307 | 4388 | 4462 | 4529 | 4592 | 54199.6
239 | 45 | 44 | 42 | 39 | 36 | 36 | 34 | 32 | 31 | 33 | 32 | 31 | 27 | 27 | 28 | 30 | 32 | 31 | 33 | 29 | 672 | 239 | 157.7 | 336.8 | 543.5 | 779.1 | 1047 | 1344 | 1663 | 1999 | 2355 | 2724 | 3101 | 3475 | 3841 | 4131 | 4295 | 4402 | 4486 | 4560 | 4630 | 4691 | 54561.1
240 | 36 | 37 | 36 | 37 | 32 | 31 | 27 | 26 | 24 | 27 | 26 | 23 | 22 | 19 | 22 | 18 | 23 | 23 | 27 | 26 | 542 | 240 | 165.3 | 341.8 | 544.8 | 775.6 | 1038 | 1326 | 1633 | 1952 | 2287 | 2629 | 2970 | 3299 | 3621 | 3851 | 3965 | 4042 | 4107 | 4164 | 4217 | 4270 | 51198.5
241 | 22 | 23 | 29 | 30 | 34 | 29 | 34 | 33 | 36 | 32 | 29 | 23 | 20 | 18 | 20 | 18 | 21 | 22 | 26 | 25 | 524 | 241 | 154.5 | 332.2 | 532.5 | 764.2 | 1023 | 1311 | 1615 | 1950 | 2295 | 2639 | 2973 | 3301 | 3621 | 3843 | 3952 | 4027 | 4091 | 4149 | 4203 | 4256 | 51032.4
242 | 37 | 34 | 36 | 33 | 33 | 33 | 32 | 32 | 28 | 33 | 33 | 34 | 32 | 31 | 28 | 25 | 25 | 27 | 29 | 32 | 627 | 242 | 157.1 | 335.7 | 542.7 | 777 | 1046 | 1341 | 1656 | 1986 | 2334 | 2684 | 3046 | 3407 | 3763 | 4032 | 4177 | 4279 | 4359 | 4429 | 4491 | 4552 | 53394.5
243 | 36 | 36 | 34 | 34 | 34 | 34 | 31 | 30 | 29 | 28 | 27 | 28 | 24 | 16 | 9 | 5 | 7 | 6 | 9 | 17 | 474 | 243 | 154.9 | 330.8 | 534.4 | 764.3 | 1027 | 1316 | 1623 | 1945 | 2282 | 2628 | 2973 | 3313 | 3643 | 3880 | 4000 | 4078 | 4145 | 4189 | 4208 | 4257 | 51291.4
244 | 29 | 34 | 36 | 38 | 36 | 28 | 20 | 17 | 19 | 23 | 25 | 26 | 24 | 23 | 24 | 22 | 20 | 19 | 21 | 22 | 506 | 244 | 156.3 | 329.6 | 531.6 | 758.4 | 1015 | 1297 | 1595 | 1906 | 2232 | 2565 | 2893 | 3216 | 3526 | 3747 | 3858 | 3932 | 3995 | 4049 | 4097 | 4144 | 49842.9
245 | 44 | 43 | 37 | 33 | 31 | 32 | 33 | 34 | 37 | 38 | 35 | 34 | 31 | 30 | 30 | 33 | 35 | 36 | 36 | 35 | 697 | 245 | 157.1 | 335.7 | 538.9 | 774.5 | 1038 | 1332 | 1645 | 1979 | 2341 | 2711 | 3082 | 3451 | 3811 | 4085 | 4240 | 4346 | 4430 | 4506 | 4576 | 4641 | 54020.2
246 | 38 | 40 | 38 | 34 | 31 | 23 | 18 | 12 | 14 | 15 | 19 | 20 | 21 | 21 | 23 | 23 | 24 | 23 | 24 | 24 | 485 | 246 | 156 | 333.5 | 535.4 | 764.8 | 1028 | 1314 | 1622 | 1941 | 2270 | 2606 | 2939 | 3267 | 3581 | 3807 | 3920 | 3996 | 4060 | 4116 | 4166 | 4216 | 50638.7
247 | 34 | 32 | 34 | 37 | 40 | 39 | 36 | 35 | 33 | 32 | 30 | 30 | 29 | 29 | 28 | 27 | 25 | 18 | 14 | 12 | 594 | 247 | 160.2 | 337.6 | 540.6 | 772.8 | 1032 | 1320 | 1628 | 1966 | 2324 | 2669 | 3024 | 3379 | 3730 | 3992 | 4132 | 4230 | 4307 | 4372 | 4425 | 4475 | 52816.2
248 | 33 | 35 | 36 | 35 | 32 | 29 | 31 | 31 | 31 | 27 | 27 | 23 | 21 | 21 | 20 | 22 | 21 | 25 | 27 | 31 | 558 | 248 | 157 | 333.3 | 538.7 | 770 | 1031 | 1321 | 1630 | 1951 | 2290 | 2634 | 2975 | 3311 | 3640 | 3879 | 4000 | 4079 | 4145 | 4205 | 4262 | 4316 | 51468
249 | 28 | 27 | 31 | 33 | 38 | 33 | 32 | 28 | 30 | 27 | 27 | 26 | 28 | 27 | 26 | 26 | 26 | 28 | 27 | 29 | 577 | 249 | 159.8 | 337.2 | 540.8 | 773.4 | 1038 | 1331 | 1643 | 1971 | 2312 | 2659 | 3005 | 3354 | 3705 | 3967 | 4109 | 4209 | 4285 | 4353 | 4412 | 4471 | 52635.2
250 | 44 | 42 | 43 | 41 | 42 | 38 | 34 | 30 | 31 | 32 | 33 | 30 | 25 | 20 | 20 | 22 | 24 | 23 | 22 | 22 | 618 | 250 | 175.4 | 369.3 | 588.7 | 820.6 | 1079 | 1363 | 1663 | 1976 | 2302 | 2636 | 2983 | 3324 | 3648 | 3864 | 3970 | 4051 | 4117 | 4173 | 4224 | 4270 | 51597
251 | 16 | 22 | 22 | 25 | 24 | 28 | 28 | 31 | 27 | 28 | 26 | 25 | 23 | 21 | 23 | 23 | 23 | 21 | 24 | 25 | 485 | 251 | 140.4 | 313.6 | 513.9 | 739 | 993.2 | 1272 | 1575 | 1891 | 2219 | 2555 | 2890 | 3224 | 3547 | 3787 | 3910 | 3989 | 4053 | 4112 | 4166 | 4215 | 50105.1
252 | 31 | 28 | 29 | 22 | 22 | 17 | 21 | 22 | 22 | 24 | 22 | 21 | 15 | 15 | 16 | 19 | 18 | 20 | 18 | 14 | 416 | 252 | 154.7 | 331.6 | 533.5 | 762.4 | 1019 | 1304 | 1607 | 1925 | 2255 | 2592 | 2927 | 3254 | 3570 | 3798 | 3911 | 3987 | 4052 | 4108 | 4158 | 4205 | 50454.2
253 | 29 | 32 | 35 | 37 | 39 | 35 | 31 | 24 | 22 | 24 | 25 | 26 | 26 | 27 | 26 | 26 | 26 | 28 | 28 | 29 | 575 | 253 | 155.5 | 333.5 | 537.8 | 769.5 | 1034 | 1324 | 1634 | 1958 | 2298 | 2643 | 2988 | 3328 | 3657 | 3899 | 4020 | 4099 | 4166 | 4230 | 4288 | 4343 | 51705.3
254 | 38 | 35 | 36 | 29 | 29 | 26 | 28 | 25 | 25 | 27 | 26 | 24 | 19 | 19 | 19 | 21 | 18 | 19 | 17 | 16 | 496 | 254 | 154.9 | 331.5 | 533 | 761.6 | 1020 | 1306 | 1607 | 1926 | 2254 | 2589 | 2923 | 3249 | 3565 | 3789 | 3901 | 3976 | 4040 | 4096 | 4145 | 4192 | 50359
255 | 36 | 38 | 39 | 42 | 40 | 39 | 35 | 34 | 31 | 28 | 27 | 26 | 24 | 20 | 16 | 16 | 14 | 13 | 12 | 14 | 544 | 255 | 157.3 | 333.4 | 533.6 | 760.6 | 1017 | 1298 | 1601 | 1930 | 2267 | 2600 | 2931 | 3265 | 3584 | 3796 | 3898 | 3970 | 4030 | 4080 | 4127 | 4171 | 50349.9
256 | 42 | 43 | 44 | 44 | 44 | 41 | 40 | 36 | 32 | 32 | 32 | 31 | 26 | 20 | 20 | 19 | 18 | 17 | 19 | 21 | 621 | 256 | 155.5 | 332 | 546.6 | 795.3 | 1073 | 1377 | 1696 | 2033 | 2380 | 2733 | 3083 | 3426 | 3755 | 3985 | 4095 | 4172 | 4235 | 4290 | 4345 | 4401 | 52908.4
257 | 29 | 29 | 31 | 33 | 33 | 29 | 28 | 26 | 27 | 24 | 25 | 21 | 17 | 15 | 15 | 18 | 15 | 20 | 19 | 23 | 477 | 257 | 156.7 | 333.5 | 535.8 | 767.4 | 1028 | 1313 | 1617 | 1934 | 2265 | 2598 | 2931 | 3256 | 3572 | 3791 | 3900 | 3974 | 4038 | 4091 | 4140 | 4186 | 50427.4
258 | 20 | 18 | 17 | 17 | 16 | 14 | 8 | 5 | 3 | 9 | 14 | 18 | 15 | 13 | 10 | 13 | 12 | 10 | 8 | 9 | 249 | 258 | 152.1 | 326.3 | 523.6 | 746.4 | 998.9 | 1273 | 1546 | 1822 | 2106 | 2398 | 2711 | 3015 | 3312 | 3517 | 3617 | 3686 | 3741 | 3790 | 3837 | 3883 | 47001.3
259 | 28 | 29 | 32 | 34 | 38 | 36 | 34 | 31 | 31 | 31 | 26 | 22 | 21 | 20 | 17 | 14 | 14 | 13 | 13 | 11 | 495 | 259 | 155.3 | 330.5 | 530.1 | 756.3 | 1012 | 1294 | 1592 | 1905 | 2225 | 2553 | 2877 | 3191 | 3496 | 3706 | 3806 | 3879 | 3939 | 3989 | 4036 | 4079 | 49351.2
260 | 22 | 21 | 20 | 20 | 22 | 24 | 25 | 22 | 25 | 27 | 30 | 28 | 23 | 19 | 18 | 19 | 20 | 19 | 20 | 21 | 445 | 260 | 156.5 | 331.8 | 534.4 | 764.5 | 1024 | 1310 | 1617 | 1933 | 2265 | 2600 | 2931 | 3256 | 3572 | 3795 | 3905 | 3981 | 4044 | 4098 | 4147 | 4194 | 50459.2
261 | 23 | 26 | 23 | 22 | 13 | 14 | 13 | 19 | 19 | 20 | 19 | 15 | 17 | 19 | 19 | 18 | 13 | 13 | 12 | 11 | 348 | 261 | 155.9 | 332 | 532.9 | 762.8 | 1018 | 1296 | 1596 | 1909 | 2235 | 2565 | 2892 | 3212 | 3523 | 3739 | 3846 | 3920 | 3981 | 4034 | 4082 | 4129 | 49760.6
262 | 33 | 35 | 37 | 39 | 40 | 36 | 34 | 30 | 29 | 27 | 26 | 23 | 20 | 19 | 20 | 23 | 21 | 26 | 28 | 31 | 577 | 262 | 174.2 | 358.5 | 567.5 | 798.4 | 1062 | 1355 | 1664 | 1989 | 2330 | 2674 | 3018 | 3354 | 3685 | 3922 | 4040 | 4119 | 4185 | 4248 | 4306 | 4362 | 52211.6
263 | 27 | 31 | 32 | 38 | 39 | 41 | 36 | 30 | 25 | 26 | 27 | 27 | 25 | 23 | 24 | 26 | 25 | 22 | 22 | 24 | 570 | 263 | 154 | 328 | 528.4 | 755.3 | 1013 | 1296 | 1597 | 1911 | 2236 | 2567 | 2895 | 3217 | 3529 | 3747 | 3857 | 3936 | 3999 | 4053 | 4101 | 4152 | 49871.7
264 | 36 | 32 | 36 | 38 | 43 | 38 | 31 | 29 | 33 | 34 | 33 | 27 | 22 | 19 | 20 | 25 | 28 | 31 | 32 | 32 | 619 | 264 | 156.8 | 333 | 536.4 | 770.7 | 1036 | 1327 | 1636 | 1965 | 2308 | 2655 | 3010 | 3361 | 3691 | 3938 | 4063 | 4144 | 4220 | 4288 | 4349 | 4408 | 52195.9
265 | 42 | 39 | 30 | 17 | 6 | 6 | 18 | 27 | 33 | 28 | 28 | 24 | 23 | 20 | 22 | 23 | 25 | 22 | 22 | 22 | 477 | 265 | 157.7 | 335.7 | 541.5 | 774 | 1028 | 1289 | 1583 | 1903 | 2234 | 2575 | 2913 | 3245 | 3570 | 3801 | 3917 | 3995 | 4059 | 4116 | 4173 | 4230 | 50439.9
266 | 39 | 34 | 32 | 29 | 30 | 29 | 28 | 21 | 21 | 19 | 19 | 15 | 15 | 16 | 18 | 16 | 13 | 13 | 14 | 16 | 437 | 266 | 170.9 | 356.8 | 558 | 781.7 | 1034 | 1311 | 1604 | 1910 | 2230 | 2550 | 2868 | 3179 | 3482 | 3689 | 3788 | 3859 | 3918 | 3968 | 4014 | 4056 | 49327.4
267 | 31 | 30 | 31 | 32 | 31 | 30 | 28 | 29 | 30 | 30 | 30 | 28 | 27 | 24 | 26 | 25 | 27 | 26 | 27 | 27 | 569 | 267 | 158 | 335.2 | 538.9 | 773 | 1040 | 1332 | 1645 | 1971 | 2316 | 2666 | 3014 | 3360 | 3698 | 3947 | 4075 | 4155 | 4225 | 4288 | 4343 | 4399 | 52279.1
268 | 40 | 42 | 42 | 41 | 35 | 31 | 28 | 31 | 31 | 34 | 33 | 33 | 29 | 27 | 27 | 29 | 31 | 30 | 27 | 23 | 644 | 268 | 157.2 | 335.4 | 540.5 | 773.6 | 1039 | 1330 | 1640 | 1967 | 2308 | 2654 | 3001 | 3351 | 3698 | 3954 | 4086 | 4184 | 4262 | 4329 | 4388 | 4444 | 52441.7
269 | 36 | 37 | 37 | 38 | 35 | 32 | 29 | 29 | 30 | 32 | 31 | 30 | 28 | 26 | 24 | 25 | 26 | 25 | 24 | 22 | 596 | 269 | 156.6 | 334.5 | 539 | 773.8 | 1038 | 1328 | 1640 | 1966 | 2304 | 2653 | 2997 | 3338 | 3669 | 3906 | 4032 | 4116 | 4191 | 4256 | 4308 | 4358 | 51903.9
270 | 37 | 37 | 36 | 34 | 33 | 30 | 27 | 27 | 28 | 30 | 26 | 26 | 24 | 24 | 24 | 22 | 23 | 24 | 24 | 23 | 559 | 270 | 156.1 | 334.2 | 537.1 | 770.4 | 1032 | 1322 | 1629 | 1952 | 2287 | 2629 | 2968 | 3302 | 3629 | 3864 | 3982 | 4060 | 4126 | 4185 | 4236 | 4286 | 51286.8
271 | 37 | 36 | 36 | 34 | 35 | 34 | 33 | 27 | 27 | 28 | 28 | 23 | 18 | 18 | 17 | 16 | 14 | 16 | 17 | 18 | 512 | 271 | 163.6 | 340 | 541.9 | 768.3 | 1025 | 1305 | 1605 | 1916 | 2242 | 2571 | 2899 | 3222 | 3535 | 3756 | 3868 | 3941 | 4004 | 4059 | 4108 | 4155 | 50024.8
272 | 27 | 28 | 22 | 17 | 13 | 12 | 11 | 10 | 14 | 20 | 22 | 22 | 17 | 16 | 17 | 17 | 19 | 15 | 19 | 20 | 358 | 272 | 153.9 | 326.9 | 527.7 | 755 | 1010 | 1288 | 1580 | 1887 | 2205 | 2531 | 2854 | 3171 | 3482 | 3701 | 3808 | 3880 | 3941 | 3995 | 4043 | 4089 | 49228.5
273 | 44 | 44 | 43 | 39 | 38 | 35 | 36 | 35 | 37 | 36 | 34 | 28 | 26 | 26 | 29 | 29 | 29 | 29 | 31 | 31 | 679 | 273 | 172.5 | 367.2 | 584.2 | 814.9 | 1074 | 1362 | 1671 | 1995 | 2340 | 2704 | 3068 | 3404 | 3734 | 3990 | 4132 | 4228 | 4306 | 4375 | 4437 | 4497 | 53255.8
274 | 45 | 42 | 43 | 41 | 34 | 23 | 14 | 12 | 13 | 17 | 17 | 19 | 21 | 24 | 24 | 23 | 23 | 25 | 26 | 28 | 514 | 274 | 172.3 | 357.7 | 567.7 | 800 | 1060 | 1346 | 1650 | 1968 | 2297 | 2632 | 2965 | 3292 | 3606 | 3828 | 3939 | 4013 | 4080 | 4141 | 4196 | 4250 | 51160.7
275 | 19 | 21 | 22 | 22 | 23 | 20 | 20 | 19 | 16 | 14 | 11 | 14 | 16 | 18 | 18 | 15 | 13 | 16 | 16 | 19 | 352 | 275 | 156 | 331.4 | 530.9 | 759 | 1019 | 1304 | 1609 | 1925 | 2257 | 2593 | 2928 | 3255 | 3576 | 3805 | 3921 | 3997 | 4061 | 4119 | 4169 | 4217 | 50532.3
276 | 32 | 34 | 35 | 34 | 31 | 26 | 27 | 25 | 25 | 22 | 23 | 19 | 11 | 3 | 1 | 5 | 12 | 18 | 22 | 23 | 428 | 276 | 168.3 | 343.7 | 546.5 | 775.2 | 1035 | 1320 | 1625 | 1944 | 2279 | 2616 | 2949 | 3276 | 3598 | 3813 | 3888 | 3925 | 3988 | 4044 | 4099 | 4152 | 50384.7
277 | 35 | 40 | 39 | 37 | 32 | 30 | 30 | 30 | 28 | 29 | 28 | 32 | 32 | 30 | 29 | 28 | 28 | 25 | 23 | 25 | 610 | 277 | 157.2 | 334.8 | 539.4 | 772.4 | 1037 | 1328 | 1640 | 1968 | 2307 | 2653 | 3000 | 3351 | 3698 | 3958 | 4102 | 4201 | 4277 | 4338 | 4392 | 4443 | 52496.8
278 | 32 | 37 | 38 | 35 | 28 | 21 | 22 | 21 | 22 | 22 | 22 | 21 | 19 | 15 | 15 | 15 | 16 | 17 | 16 | 18 | 452 | 278 | 153.6 | 328.6 | 528.6 | 753.6 | 1011 | 1295 | 1596 | 1911 | 2237 | 2568 | 2894 | 3218 | 3530 | 3748 | 3853 | 3927 | 3989 | 4042 | 4090 | 4136 | 49809.4
279 | 12 | 16 | 17 | 22 | 18 | 15 | 14 | 17 | 19 | 15 | 16 | 15 | 17 | 15 | 12 | 9 | 6 | 6 | 6 | 10 | 277 | 279 | 135.4 | 290.2 | 476.5 | 693.5 | 937.3 | 1202 | 1484 | 1781 | 2087 | 2396 | 2704 | 3006 | 3300 | 3502 | 3596 | 3657 | 3690 | 3712 | 3732 | 3761 | 46142.9
280 | 24 | 20 | 19 | 18 | 25 | 25 | 22 | 19 | 18 | 20 | 16 | 20 | 19 | 22 | 19 | 17 | 14 | 14 | 15 | 17 | 383 | 280 | 156.6 | 334.1 | 537 | 766.1 | 1025 | 1312 | 1618 | 1937 | 2269 | 2607 | 2942 | 3275 | 3593 | 3819 | 3931 | 4007 | 4071 | 4127 | 4177 | 4224 | 50727.8
281 | 27 | 25 | 21 | 21 | 24 | 24 | 24 | 19 | 21 | 23 | 21 | 21 | 13 | 16 | 16 | 19 | 18 | 17 | 14 | 13 | 397 | 281 | 157.6 | 333.8 | 535.2 | 763.5 | 1025 | 1308 | 1610 | 1924 | 2250 | 2582 | 2912 | 3235 | 3547 | 3767 | 3876 | 3949 | 4012 | 4065 | 4114 | 4160 | 50126.1
282 | 42 | 40 | 36 | 34 | 32 | 34 | 33 | 34 | 34 | 35 | 30 | 24 | 22 | 22 | 23 | 22 | 19 | 17 | 18 | 21 | 572 | 282 | 178.1 | 373.6 | 588.8 | 823.4 | 1083 | 1367 | 1672 | 2004 | 2356 | 2712 | 3065 | 3406 | 3736 | 3977 | 4109 | 4200 | 4272 | 4332 | 4384 | 4442 | 53080.9
283 | 33 | 27 | 29 | 29 | 33 | 32 | 28 | 27 | 26 | 29 | 28 | 23 | 20 | 19 | 19 | 17 | 14 | 14 | 12 | 11 | 470 | 283 | 155.8 | 331.1 | 532.9 | 760.9 | 1017 | 1298 | 1594 | 1907 | 2228 | 2555 | 2878 | 3193 | 3499 | 3708 | 3810 | 3882 | 3943 | 3993 | 4039 | 4083 | 49407.7
284 | 33 | 37 | 39 | 43 | 42 | 40 | 36 | 35 | 34 | 31 | 29 | 28 | 28 | 23 | 19 | 18 | 18 | 17 | 16 | 17 | 583 | 284 | 153.3 | 328.5 | 528.8 | 756.5 | 1016 | 1296 | 1596 | 1917 | 2260 | 2602 | 2936 | 3276 | 3606 | 3837 | 3948 | 4021 | 4084 | 4137 | 4185 | 4231 | 50715.1
285 | 40 | 41 | 37 | 33 | 28 | 29 | 26 | 24 | 20 | 22 | 22 | 23 | 18 | 18 | 17 | 20 | 20 | 20 | 21 | 21 | 500 | 285 | 153.5 | 328.2 | 528.5 | 755.6 | 1013 | 1293 | 1591 | 1905 | 2232 | 2563 | 2891 | 3215 | 3530 | 3752 | 3863 | 3938 | 4001 | 4056 | 4105 | 4152 | 49865.8
286 | 22 | 19 | 20 | 26 | 24 | 25 | 15 | 23 | 23 | 29 | 26 | 23 | 19 | 17 | 15 | 16 | 17 | 17 | 19 | 21 | 416 | 286 | 156.1 | 332.4 | 535.2 | 766.8 | 1026 | 1314 | 1619 | 1937 | 2268 | 2603 | 2937 | 3269 | 3585 | 3808 | 3920 | 3997 | 4061 | 4116 | 4165 | 4213 | 50628.5
287 | 30 | 22 | 19 | 9 | 12 | 19 | 24 | 24 | 19 | 25 | 26 | 29 | 24 | 23 | 21 | 21 | 23 | 27 | 30 | 33 | 460 | 287 | 157.2 | 336.7 | 544.9 | 779.4 | 1034 | 1326 | 1641 | 1970 | 2314 | 2666 | 3017 | 3363 | 3704 | 3955 | 4083 | 4164 | 4232 | 4298 | 4362 | 4421 | 52368.2
288 | 39 | 40 | 40 | 40 | 36 | 32 | 29 | 31 | 30 | 33 | 33 | 33 | 28 | 24 | 24 | 25 | 27 | 24 | 20 | 15 | 603 | 288 | 156.5 | 334.1 | 538.8 | 767.6 | 1027 | 1314 | 1619 | 1936 | 2267 | 2605 | 2949 | 3292 | 3623 | 3863 | 3993 | 4088 | 4161 | 4223 | 4275 | 4322 | 51354
289 | 16 | 22 | 20 | 28 | 29 | 33 | 27 | 24 | 20 | 19 | 18 | 20 | 16 | 18 | 18 | 23 | 22 | 19 | 21 | 22 | 435 | 289 | 154.6 | 330.7 | 532.2 | 760.8 | 1017 | 1298 | 1596 | 1910 | 2236 | 2565 | 2890 | 3209 | 3521 | 3741 | 3849 | 3923 | 3985 | 4038 | 4087 | 4133 | 49776.3
290 | 28 | 21 | 20 | 18 | 22 | 25 | 25 | 23 | 21 | 25 | 23 | 24 | 15 | 19 | 20 | 23 | 19 | 16 | 15 | 17 | 419 | 290 | 156.2 | 333.8 | 535.9 | 766.9 | 1029 | 1315 | 1621 | 1940 | 2275 | 2616 | 2955 | 3288 | 3613 | 3845 | 3963 | 4040 | 4105 | 4163 | 4214 | 4263 | 51037.8
291 | 43 | 37 | 38 | 36 | 36 | 33 | 31 | 31 | 32 | 31 | 32 | 29 | 30 | 28 | 26 | 25 | 25 | 26 | 24 | 22 | 615 | 291 | 172.9 | 354.8 | 557.8 | 787.1 | 1045 | 1332 | 1637 | 1956 | 2290 | 2626 | 2970 | 3318 | 3660 | 3909 | 4043 | 4138 | 4213 | 4278 | 4337 | 4391 | 52015.6
292 | 37 | 36 | 35 | 36 | 39 | 41 | 37 | 27 | 21 | 20 | 22 | 24 | 26 | 27 | 27 | 23 | 22 | 19 | 19 | 20 | 558 | 292 | 154.2 | 328.2 | 528 | 755.3 | 1014 | 1298 | 1598 | 1910 | 2240 | 2573 | 2904 | 3227 | 3541 | 3774 | 3895 | 3973 | 4036 | 4090 | 4138 | 4185 | 50161.7
293 | 9 | 19 | 17 | 18 | 18 | 18 | 14 | 4 | 3 | 3 | 8 | 11 | 17 | 17 | 15 | 13 | 15 | 15 | 16 | 17 | 267 | 293 | 135.5 | 299.3 | 496.5 | 719 | 967.6 | 1241 | 1529 | 1809 | 2101 | 2394 | 2686 | 2992 | 3292 | 3501 | 3602 | 3671 | 3724 | 3772 | 3820 | 3865 | 46616.9
294 | 39 | 39 | 39 | 41 | 41 | 41 | 38 | 34 | 29 | 29 | 29 | 31 | 28 | 28 | 25 | 28 | 27 | 25 | 25 | 27 | 643 | 294 | 178 | 368.7 | 587.7 | 835.6 | 1110 | 1415 | 1735 | 2068 | 2406 | 2744 | 3089 | 3434 | 3765 | 4005 | 4131 | 4221 | 4295 | 4361 | 4421 | 4481 | 53651
295 | 38 | 34 | 36 | 32 | 34 | 31 | 31 | 29 | 30 | 30 | 29 | 28 | 25 | 25 | 24 | 25 | 23 | 25 | 23 | 22 | 574 | 295 | 174.9 | 366.9 | 569.3 | 800 | 1065 | 1353 | 1660 | 1987 | 2324 | 2666 | 3006 | 3359 | 3702 | 3942 | 4066 | 4159 | 4234 | 4299 | 4356 | 4406 | 52495.1
296 | 38 | 37 | 37 | 34 | 33 | 31 | 27 | 22 | 22 | 20 | 17 | 11 | 10 | 11 | 13 | 13 | 15 | 16 | 17 | 14 | 438 | 296 | 155.8 | 332 | 533 | 760.4 | 1020 | 1303 | 1603 | 1918 | 2244 | 2577 | 2905 | 3228 | 3541 | 3761 | 3869 | 3944 | 4006 | 4060 | 4108 | 4154 | 50022.2
297 | 6 | 10 | 9 | 12 | 17 | 20 | 17 | 12 | 15 | 18 | 21 | 18 | 15 | 10 | 10 | 10 | 11 | 13 | 15 | 19 | 278 | 297 | 155.1 | 328.6 | 515.7 | 725.1 | 979.2 | 1257 | 1557 | 1868 | 2195 | 2527 | 2859 | 3188 | 3508 | 3737 | 3851 | 3925 | 3986 | 4040 | 4094 | 4147 | 49442.7
298 | 39 | 36 | 36 | 32 | 33 | 29 | 25 | 24 | 22 | 25 | 19 | 23 | 22 | 25 | 18 | 14 | 10 | 13 | 15 | 17 | 477 | 298 | 175 | 366.6 | 567.1 | 793.5 | 1050 | 1331 | 1630 | 1943 | 2268 | 2599 | 2926 | 3249 | 3560 | 3783 | 3894 | 3969 | 4033 | 4087 | 4135 | 4181 | 50540.2
299 | 18 | 24 | 27 | 30 | 26 | 20 | 21 | 25 | 29 | 26 | 26 | 23 | 22 | 19 | 21 | 18 | 17 | 18 | 18 | 20 | 448 | 299 | 139.7 | 312 | 513.8 | 741.3 | 997.2 | 1278 | 1582 | 1900 | 2231 | 2569 | 2905 | 3237 | 3563 | 3797 | 3913 | 3991 | 4055 | 4112 | 4168 | 4217 | 50222
300 | 33 | 36 | 35 | 36 | 32 | 32 | 29 | 29 | 27 | 29 | 30 | 30 | 27 | 24 | 24 | 22 | 24 | 21 | 22 | 21 | 563 | 300 | 156.5 | 331.5 | 533.4 | 764.4 | 1026 | 1310 | 1614 | 1936 | 2267 | 2608 | 2943 | 3279 | 3617 | 3857 | 3982 | 4071 | 4140 | 4199 | 4252 | 4307 | 51193.8
301 | 38 | 32 | 31 | 28 | 34 | 34 | 36 | 31 | 30 | 27 | 22 | 18 | 18 | 19 | 22 | 23 | 25 | 25 | 24 | 24 | 541 | 301 | 155.7 | 332.9 | 534.7 | 765 | 1022 | 1308 | 1613 | 1928 | 2259 | 2595 | 2928 | 3251 | 3567 | 3790 | 3900 | 3974 | 4040 | 4099 | 4152 | 4203 | 50417.3
302 | 28 | 16 | 14 | 20 | 34 | 43 | 38 | 35 | 35 | 36 | 32 | 31 | 30 | 29 | 26 | 24 | 24 | 24 | 23 | 23 | 565 | 302 | 172.9 | 357.9 | 559.9 | 792.6 | 1071 | 1380 | 1708 | 2050 | 2404 | 2763 | 3122 | 3474 | 3818 | 4067 | 4199 | 4292 | 4369 | 4438 | 4497 | 4558 | 54093.3
303 | 13 | 18 | 19 | 22 | 23 | 21 | 23 | 25 | 26 | 22 | 15 | 15 | 16 | 15 | 15 | 15 | 14 | 14 | 16 | 16 | 363 | 303 | 139 | 297.7 | 497.1 | 724.1 | 977.1 | 1253 | 1547 | 1860 | 2184 | 2512 | 2841 | 3167 | 3485 | 3707 | 3817 | 3893 | 3954 | 4009 | 4061 | 4113 | 49038
304 | 22 | 28 | 27 | 30 | 29 | 26 | 22 | 17 | 19 | 21 | 21 | 19 | 15 | 16 | 16 | 16 | 15 | 15 | 16 | 17 | 407 | 304 | 142.7 | 320.8 | 523.6 | 750.2 | 1006 | 1288 | 1590 | 1908 | 2240 | 2581 | 2923 | 3260 | 3587 | 3823 | 3941 | 4019 | 4084 | 4143 | 4196 | 4245 | 50571.3
305 | 6 | 7 | 6 | 9 | 11 | 19 | 16 | 17 | 8 | 10 | 6 | 6 | 3 | 2 | 4 | 7 | 8 | 9 | 9 | 11 | 174 | 305 | 136.3 | 292.4 | 473.3 | 677.9 | 907.2 | 1167 | 1451 | 1746 | 2050 | 2360 | 2664 | 2956 | 3230 | 3408 | 3476 | 3526 | 3567 | 3603 | 3639 | 3674 | 45004.1
306 | 22 | 25 | 28 | 30 | 24 | 18 | 18 | 22 | 25 | 24 | 18 | 11 | 8 | 9 | 10 | 7 | 8 | 9 | 13 | 15 | 344 | 306 | 155.3 | 331 | 530.5 | 757.2 | 1012 | 1291 | 1589 | 1900 | 2223 | 2550 | 2876 | 3193 | 3499 | 3713 | 3817 | 3874 | 3901 | 3955 | 4002 | 4047 | 49216
307 | 25 | 22 | 22 | 26 | 29 | 34 | 31 | 33 | 30 | 28 | 23 | 18 | 17 | 16 | 19 | 19 | 21 | 22 | 25 | 29 | 489 | 307 | 155.3 | 331.3 | 533.2 | 766.9 | 1030 | 1320 | 1631 | 1958 | 2297 | 2642 | 2989 | 3327 | 3658 | 3902 | 4026 | 4107 | 4174 | 4235 | 4290 | 4343 | 51715.7
308 | 42 | 41 | 37 | 34 | 36 | 35 | 30 | 23 | 23 | 21 | 19 | 20 | 21 | 22 | 23 | 21 | 21 | 21 | 23 | 23 | 536 | 308 | 155.7 | 331.4 | 534.8 | 767.1 | 1031 | 1323 | 1631 | 1958 | 2295 | 2638 | 2979 | 3315 | 3642 | 3876 | 3993 | 4072 | 4138 | 4196 | 4248 | 4297 | 51421
309 | 30 | 33 | 31 | 29 | 29 | 27 | 29 | 23 | 28 | 28 | 31 | 28 | 25 | 22 | 20 | 18 | 22 | 22 | 25 | 25 | 525 | 309 | 173.5 | 348.7 | 550.6 | 779 | 1039 | 1324 | 1630 | 1948 | 2282 | 2619 | 2952 | 3279 | 3598 | 3826 | 3938 | 4015 | 4080 | 4138 | 4191 | 4243 | 50953.8
310 | 39 | 35 | 32 | 31 | 31 | 32 | 29 | 28 | 27 | 27 | 26 | 23 | 18 | 17 | 19 | 23 | 22 | 21 | 19 | 19 | 518 | 310 | 172.8 | 351.2 | 549.1 | 773.1 | 1029 | 1307 | 1603 | 1908 | 2227 | 2550 | 2867 | 3179 | 3483 | 3689 | 3793 | 3877 | 3944 | 3999 | 4046 | 4088 | 49435.2
311 | 28 | 32 | 36 | 40 | 43 | 39 | 35 | 30 | 29 | 29 | 30 | 29 | 29 | 27 | 24 | 20 | 21 | 21 | 23 | 22 | 587 | 311 | 153 | 327.9 | 527.8 | 755.8 | 1013 | 1295 | 1598 | 1910 | 2238 | 2571 | 2901 | 3231 | 3561 | 3798 | 3920 | 3994 | 4057 | 4110 | 4159 | 4206 | 50326.5
312 | 41 | 41 | 41 | 35 | 29 | 25 | 25 | 26 | 30 | 33 | 33 | 29 | 28 | 25 | 24 | 23 | 24 | 26 | 28 | 27 | 593 | 312 | 164.9 | 341.6 | 542.6 | 768.6 | 1025 | 1307 | 1609 | 1923 | 2255 | 2604 | 2954 | 3298 | 3636 | 3887 | 4013 | 4106 | 4181 | 4246 | 4305 | 4362 | 51528.7
313 | 18 | 19 | 23 | 18 | 13 | 3 | 2 | 1 | 10 | 17 | 24 | 19 | 20 | 16 | 14 | 11 | 11 | 13 | 12 | 16 | 280 | 313 | 154.9 | 327.5 | 525.6 | 753.4 | 992.2 | 1244 | 1513 | 1790 | 2088 | 2406 | 2722 | 3035 | 3342 | 3557 | 3663 | 3736 | 3795 | 3848 | 3898 | 3946 | 47336.6
314 | 38 | 30 | 27 | 25 | 27 | 30 | 30 | 30 | 28 | 25 | 23 | 22 | 22 | 21 | 23 | 24 | 27 | 27 | 26 | 22 | 527 | 314 | 155.5 | 329.8 | 530.6 | 757.7 | 1014 | 1298 | 1600 | 1913 | 2239 | 2572 | 2904 | 3227 | 3542 | 3767 | 3888 | 3980 | 4051 | 4112 | 4167 | 4219 | 50266.6
315 | 10 | 8 | 13 | 10 | 10 | 7 | 11 | 9 | 8 | 8 | 10 | 8 | 6 | 7 | 10 | 9 | 9 | 8 | 11 | 9 | 181 | 315 | 154.9 | 325.5 | 513 | 725.9 | 955.8 | 1209 | 1478 | 1761 | 2054 | 2350 | 2650 | 2947 | 3232 | 3424 | 3510 | 3565 | 3603 | 3637 | 3668 | 3696 | 45459.1
316 | 37 | 35 | 35 | 35 | 39 | 39 | 36 | 32 | 30 | 30 | 25 | 20 | 13 | 8 | 5 | 3 | 3 | 2 | 3 | 6 | 436 | 316 | 156 | 334.6 | 539.3 | 769 | 1031 | 1321 | 1629 | 1952 | 2288 | 2628 | 2969 | 3306 | 3629 | 3867 | 3987 | 4041 | 4073 | 4094 | 4113 | 4130 | 50856.9
317 | 41 | 39 | 41 | 43 | 45 | 43 | 37 | 31 | 30 | 32 | 34 | 31 | 28 | 27 | 27 | 25 | 22 | 22 | 22 | 23 | 643 | 317 | 171.7 | 358 | 558.8 | 803.4 | 1079 | 1384 | 1706 | 2034 | 2373 | 2726 | 3077 | 3423 | 3760 | 4007 | 4137 | 4229 | 4305 | 4374 | 4435 | 4495 | 53435.9
318 | 36 | 38 | 37 | 38 | 39 | 38 | 36 | 31 | 29 | 29 | 28 | 29 | 26 | 27 | 25 | 28 | 27 | 26 | 25 | 26 | 618 | 318 | 174.2 | 367.1 | 582.6 | 813.2 | 1074 | 1364 | 1671 | 1993 | 2331 | 2673 | 3012 | 3347 | 3686 | 3933 | 4068 | 4164 | 4239 | 4305 | 4364 | 4421 | 52582.1
319 | 36 | 30 | 27 | 24 | 24 | 28 | 27 | 29 | 29 | 30 | 28 | 23 | 20 | 21 | 22 | 21 | 17 | 13 | 13 | 14 | 476 | 319 | 156 | 332.6 | 533.6 | 760.9 | 1018 | 1303 | 1601 | 1918 | 2243 | 2572 | 2899 | 3218 | 3527 | 3745 | 3853 | 3926 | 3988 | 4041 | 4089 | 4135 | 49859.1
320 | 33 | 30 | 33 | 35 | 37 | 34 | 26 | 25 | 27 | 29 | 28 | 21 | 17 | 14 | 14 | 16 | 19 | 23 | 23 | 23 | 507 | 320 | 156.7 | 332.4 | 535 | 765.8 | 1024 | 1315 | 1621 | 1940 | 2273 | 2608 | 2943 | 3272 | 3592 | 3822 | 3935 | 4011 | 4075 | 4131 | 4181 | 4230 | 50762.9
321 | 30 | 28 | 29 | 33 | 35 | 36 | 30 | 29 | 28 | 29 | 28 | 25 | 26 | 26 | 26 | 24 | 25 | 25 | 28 | 26 | 566 | 321 | 154.3 | 330.8 | 533.5 | 765.4 | 1026 | 1313 | 1620 | 1945 | 2280 | 2619 | 2958 | 3291 | 3618 | 3855 | 3990 | 4077 | 4146 | 4210 | 4266 | 4321 | 51319
322 | 37 | 41 | 39 | 41 | 40 | 35 | 30 | 23 | 22 | 19 | 20 | 20 | 20 | 20 | 19 | 22 | 25 | 30 | 29 | 26 | 558 | 322 | 155.1 | 329.9 | 530.2 | 757.9 | 1016 | 1297 | 1597 | 1913 | 2241 | 2571 | 2901 | 3226 | 3538 | 3759 | 3869 | 3944 | 4008 | 4067 | 4121 | 4172 | 50013.1
323 | 40 | 38 | 38 | 38 | 42 | 41 | 39 | 33 | 28 | 23 | 22 | 24 | 26 | 24 | 23 | 21 | 25 | 27 | 26 | 25 | 603 | 323 | 166.7 | 341.5 | 542.1 | 769 | 1025 | 1308 | 1611 | 1928 | 2256 | 2584 | 2915 | 3245 | 3561 | 3783 | 3892 | 3966 | 4032 | 4092 | 4146 | 4198 | 50361.3
324 | 35 | 31 | 35 | 35 | 39 | 34 | 32 | 27 | 24 | 26 | 25 | 27 | 22 | 25 | 26 | 28 | 27 | 27 | 27 | 26 | 578 | 324 | 157.9 | 335.2 | 541.8 | 776.9 | 1041 | 1333 | 1646 | 1973 | 2315 | 2664 | 3010 | 3352 | 3683 | 3921 | 4041 | 4121 | 4190 | 4255 | 4311 | 4363 | 52030.8
325 | 45 | 45 | 46 | 44 | 40 | 39 | 37 | 36 | 32 | 26 | 25 | 22 | 19 | 17 | 18 | 18 | 21 | 17 | 19 | 18 | 584 | 325 | 172.1 | 364.9 | 583.8 | 828.3 | 1084 | 1379 | 1698 | 2030 | 2358 | 2690 | 3022 | 3345 | 3658 | 3872 | 3976 | 4050 | 4112 | 4165 | 4213 | 4259 | 51860.1
326 | 33 | 29 | 28 | 29 | 30 | 33 | 27 | 26 | 24 | 26 | 25 | 22 | 21 | 21 | 22 | 20 | 19 | 19 | 21 | 19 | 494 | 326 | 173.3 | 352.6 | 553.7 | 781.9 | 1039 | 1326 | 1627 | 1946 | 2274 | 2609 | 2940 | 3267 | 3581 | 3802 | 3910 | 3985 | 4047 | 4101 | 4150 | 4196 | 50661.5
327 | 28 | 26 | 32 | 34 | 38 | 33 | 30 | 25 | 21 | 21 | 23 | 25 | 27 | 28 | 29 | 28 | 27 | 27 | 27 | 28 | 557 | 327 | 154.5 | 330.3 | 534.9 | 763.6 | 1027 | 1318 | 1627 | 1953 | 2293 | 2639 | 2982 | 3325 | 3655 | 3901 | 4032 | 4132 | 4206 | 4271 | 4330 | 4386 | 51860.3
328 | 22 | 24 | 23 | 24 | 24 | 24 | 19 | 13 | 8 | 8 | 8 | 8 | 7 | 6 | 8 | 8 | 8 | 8 | 6 | 4 | 260 | 328 | 139 | 311.4 | 510.8 | 731.1 | 978.4 | 1251 | 1538 | 1838 | 2144 | 2450 | 2745 | 3036 | 3317 | 3496 | 3569 | 3613 | 3640 | 3660 | 3679 | 3689 | 46335.7
329 | 16 | 24 | 26 | 32 | 33 | 33 | 32 | 22 | 17 | 17 | 25 | 28 | 29 | 29 | 26 | 24 | 23 | 26 | 28 | 28 | 518 | 329 | 154.2 | 331.1 | 534.9 | 768.8 | 1035 | 1327 | 1638 | 1964 | 2305 | 2652 | 2997 | 3341 | 3676 | 3934 | 4065 | 4145 | 4221 | 4288 | 4347 | 4404 | 52128
330 | 37 | 35 | 33 | 31 | 33 | 32 | 30 | 24 | 26 | 25 | 27 | 25 | 24 | 25 | 25 | 25 | 24 | 25 | 25 | 26 | 557 | 330 | 156 | 332.7 | 536.1 | 768.7 | 1031 | 1319 | 1629 | 1954 | 2292 | 2632 | 2972 | 3307 | 3636 | 3873 | 3994 | 4072 | 4138 | 4201 | 4256 | 4309 | 51408.5
331 | 33 | 33 | 35 | 35 | 35 | 33 | 32 | 32 | 32 | 30 | 28 | 25 | 23 | 23 | 25 | 24 | 23 | 22 | 25 | 25 | 573 | 331 | 155.3 | 332.6 | 537.1 | 770.3 | 1033 | 1322 | 1631 | 1954 | 2289 | 2631 | 2971 | 3306 | 3629 | 3866 | 3985 | 4063 | 4129 | 4190 | 4245 | 4299 | 51338.3
332 | 17 | 15 | 18 | 19 | 21 | 21 | 17 | 14 | 13 | 19 | 23 | 23 | 22 | 22 | 20 | 18 | 17 | 19 | 18 | 19 | 375 | 332 | 156.4 | 330.9 | 532 | 760.5 | 1021 | 1311 | 1615 | 1934 | 2272 | 2616 | 2956 | 3290 | 3618 | 3854 | 3972 | 4050 | 4115 | 4175 | 4226 | 4276 | 51080.8
333 | 40 | 39 | 38 | 39 | 39 | 39 | 35 | 34 | 31 | 30 | 29 | 27 | 29 | 25 | 30 | 31 | 35 | 34 | 34 | 32 | 670 | 333 | 155.9 | 333.7 | 539.6 | 774.4 | 1041 | 1334 | 1648 | 1991 | 2356 | 2730 | 3102 | 3475 | 3840 | 4125 | 4281 | 4393 | 4481 | 4560 | 4634 | 4703 | 54497.6
334 | 31 | 30 | 32 | 34 | 35 | 31 | 25 | 24 | 24 | 25 | 22 | 22 | 18 | 17 | 17 | 16 | 18 | 14 | 18 | 20 | 473 | 334 | 155.7 | 331.3 | 532.6 | 760.8 | 1019 | 1300 | 1602 | 1914 | 2239 | 2568 | 2897 | 3217 | 3531 | 3749 | 3858 | 3932 | 3994 | 4048 | 4095 | 4142 | 49885.4
335 | 25 | 21 | 18 | 20 | 17 | 20 | 16 | 22 | 24 | 26 | 23 | 22 | 17 | 14 | 14 | 17 | 18 | 20 | 21 | 22 | 397 | 335 | 153.4 | 329 | 529.5 | 756.7 | 1011 | 1291 | 1591 | 1904 | 2230 | 2557 | 2884 | 3206 | 3515 | 3733 | 3844 | 3917 | 3980 | 4034 | 4082 | 4129 | 49676.6
336 | 33 | 33 | 32 | 33 | 31 | 28 | 23 | 22 | 22 | 25 | 21 | 16 | 7 | 3 | 2 | 2 | 3 | 3 | 9 | 13 | 361 | 336 | 154.1 | 328.2 | 528.4 | 755.8 | 1012 | 1294 | 1591 | 1904 | 2229 | 2558 | 2885 | 3206 | 3518 | 3712 | 3782 | 3817 | 3842 | 3862 | 3897 | 3945 | 48820.5
337 | 39 | 40 | 39 | 34 | 27 | 24 | 22 | 24 | 24 | 23 | 23 | 21 | 24 | 21 | 19 | 18 | 20 | 21 | 19 | 17 | 499 | 337 | 154.9 | 331.6 | 532.8 | 762.1 | 1017 | 1299 | 1597 | 1906 | 2231 | 2558 | 2880 | 3197 | 3501 | 3712 | 3814 | 3886 | 3946 | 3997 | 4044 | 4088 | 49454.4
338 | 40 | 38 | 37 | 37 | 35 | 33 | 29 | 29 | 29 | 31 | 26 | 25 | 23 | 24 | 24 | 24 | 27 | 28 | 29 | 28 | 596 | 338 | 177.9 | 372.9 | 586.5 | 818.2 | 1079 | 1370 | 1677 | 1999 | 2333 | 2682 | 3020 | 3355 | 3694 | 3949 | 4090 | 4187 | 4265 | 4335 | 4398 | 4459 | 52847.5
339 | 22 | 18 | 21 | 18 | 22 | 22 | 25 | 23 | 26 | 30 | 33 | 29 | 25 | 23 | 24 | 24 | 23 | 20 | 18 | 19 | 465 | 339 | 150.5 | 323.9 | 525.5 | 753.8 | 1011 | 1295 | 1597 | 1912 | 2247 | 2586 | 2933 | 3285 | 3624 | 3869 | 3996 | 4077 | 4142 | 4202 | 4254 | 4304 | 51087.7
340 | 42 | 36 | 32 | 31 | 34 | 35 | 32 | 22 | 14 | 11 | 12 | 16 | 15 | 16 | 20 | 20 | 21 | 19 | 17 | 16 | 461 | 340 | 170.7 | 353.6 | 550 | 775.1 | 1030 | 1308 | 1604 | 1914 | 2236 | 2562 | 2883 | 3200 | 3505 | 3714 | 3819 | 3890 | 3951 | 4002 | 4049 | 4094 | 49610.4
341 | 37 | 36 | 34 | 33 | 31 | 28 | 24 | 23 | 22 | 24 | 19 | 18 | 14 | 14 | 15 | 16 | 18 | 18 | 18 | 15 | 457 | 341 | 172.5 | 347.6 | 547.6 | 774.2 | 1029 | 1309 | 1606 | 1915 | 2233 | 2559 | 2882 | 3195 | 3500 | 3709 | 3814 | 3886 | 3946 | 3997 | 4043 | 4088 | 49552.9
342 | 13 | 10 | 20 | 25 | 32 | 24 | 24 | 20 | 22 | 20 | 20 | 22 | 22 | 21 | 16 | 13 | 13 | 14 | 15 | 15 | 381 | 342 | 154.3 | 329.2 | 529.8 | 758.3 | 1015 | 1297 | 1601 | 1913 | 2238 | 2567 | 2892 | 3213 | 3522 | 3735 | 3839 | 3912 | 3973 | 4024 | 4072 | 4117 | 49701.6
343 | 9 | 5 | 4 | 2 | 3 | 3 | 12 | 17 | 25 | 19 | 22 | 22 | 24 | 23 | 21 | 20 | 20 | 20 | 22 | 22 | 315 | 343 | 156.6 | 334.2 | 523.7 | 732.2 | 967.5 | 1225 | 1508 | 1814 | 2137 | 2465 | 2793 | 3121 | 3437 | 3667 | 3782 | 3859 | 3923 | 3979 | 4032 | 4083 | 48539.2
344 | 39 | 42 | 43 | 44 | 42 | 37 | 33 | 28 | 21 | 13 | 7 | 8 | 12 | 18 | 23 | 25 | 27 | 27 | 25 | 27 | 541 | 344 | 173.6 | 369.5 | 586 | 828.4 | 1093 | 1379 | 1685 | 2007 | 2341 | 2679 | 3016 | 3345 | 3666 | 3899 | 4016 | 4102 | 4177 | 4242 | 4298 | 4354 | 52256.5
345 | 35 | 35 | 33 | 31 | 29 | 31 | 30 | 32 | 32 | 33 | 29 | 25 | 23 | 25 | 26 | 24 | 20 | 15 | 14 | 16 | 538 | 345 | 153.4 | 326.4 | 526.1 | 750.9 | 1006 | 1288 | 1587 | 1903 | 2232 | 2566 | 2895 | 3223 | 3542 | 3775 | 3902 | 3991 | 4054 | 4110 | 4159 | 4207 | 50196.8
346 | 30 | 32 | 29 | 28 | 26 | 23 | 20 | 17 | 21 | 20 | 21 | 14 | 12 | 14 | 13 | 15 | 11 | 15 | 18 | 24 | 403 | 346 | 155.3 | 331 | 531.5 | 759.8 | 1019 | 1300 | 1601 | 1916 | 2247 | 2577 | 2907 | 3227 | 3542 | 3765 | 3876 | 3950 | 4013 | 4067 | 4116 | 4163 | 50063.6
347 | 40 | 42 | 43 | 43 | 40 | 38 | 36 | 34 | 29 | 24 | 23 | 20 | 17 | 14 | 16 | 14 | 9 | 4 | 3 | 10 | 499 | 347 | 155.5 | 330.7 | 531.5 | 758.4 | 1016 | 1296 | 1592 | 1903 | 2223 | 2550 | 2872 | 3185 | 3491 | 3703 | 3804 | 3876 | 3936 | 3979 | 3996 | 4032 | 49230.1
348 | 33 | 36 | 33 | 33 | 26 | 23 | 20 | 19 | 19 | 19 | 21 | 23 | 23 | 21 | 21 | 21 | 22 | 20 | 22 | 21 | 476 | 348 | 155.2 | 331.1 | 532.5 | 761.6 | 1019 | 1301 | 1602 | 1919 | 2247 | 2579 | 2910 | 3236 | 3554 | 3779 | 3893 | 3985 | 4053 | 4109 | 4162 | 4214 | 50342.4
349 | 40 | 36 | 34 | 32 | 34 | 34 | 33 | 27 | 27 | 25 | 27 | 24 | 22 | 24 | 25 | 25 | 22 | 22 | 22 | 24 | 559 | 349 | 156.4 | 333.4 | 535.4 | 766.3 | 1027 | 1315 | 1620 | 1939 | 2270 | 2608 | 2943 | 3273 | 3594 | 3823 | 3946 | 4039 | 4109 | 4169 | 4224 | 4278 | 50968.5
350 | 18 | 18 | 19 | 21 | 23 | 20 | 20 | 18 | 17 | 18 | 17 | 20 | 15 | 20 | 21 | 24 | 23 | 23 | 22 | 19 | 396 | 350 | 155.2 | 332.5 | 534.8 | 765.4 | 1028 | 1314 | 1622 | 1943 | 2279 | 2624 | 2962 | 3294 | 3622 | 3861 | 3982 | 4060 | 4127 | 4187 | 4239 | 4288 | 51219.9
351 | 32 | 38 | 40 | 44 | 41 | 32 | 25 | 23 | 27 | 30 | 28 | 24 | 21 | 21 | 21 | 19 | 18 | 17 | 19 | 17 | 537 | 351 | 155.8 | 333 | 535.5 | 764.6 | 1023 | 1306 | 1603 | 1918 | 2243 | 2573 | 2897 | 3218 | 3524 | 3734 | 3839 | 3912 | 3972 | 4023 | 4070 | 4114 | 49757.9
352 | 25 | 30 | 30 | 37 | 39 | 41 | 38 | 25 | 14 | 2 | 2 | 6 | 9 | 16 | 22 | 28 | 29 | 27 | 28 | 30 | 478 | 352 | 172.5 | 357.9 | 563.3 | 793 | 1056 | 1346 | 1669 | 2003 | 2341 | 2683 | 3021 | 3352 | 3677 | 3912 | 4041 | 4139 | 4215 | 4282 | 4342 | 4401 | 52366.7
353 | 37 | 35 | 36 | 34 | 32 | 28 | 28 | 27 | 28 | 25 | 24 | 20 | 21 | 20 | 21 | 21 | 22 | 22 | 20 | 21 | 522 | 353 | 156.2 | 332.5 | 534.8 | 762.8 | 1019 | 1302 | 1600 | 1915 | 2244 | 2576 | 2905 | 3230 | 3545 | 3768 | 3886 | 3978 | 4048 | 4108 | 4162 | 4215 | 50287.3
354 | 29 | 33 | 32 | 32 | 30 | 31 | 30 | 32 | 29 | 28 | 25 | 25 | 23 | 21 | 21 | 23 | 25 | 27 | 27 | 27 | 550 | 354 | 157.7 | 336.2 | 541 | 774.7 | 1040 | 1332 | 1640 | 1968 | 2310 | 2656 | 3005 | 3347 | 3682 | 3929 | 4055 | 4136 | 4207 | 4274 | 4333 | 4390 | 52113.6
355 | 33 | 28 | 33 | 35 | 40 | 34 | 25 | 21 | 18 | 22 | 22 | 23 | 21 | 22 | 21 | 23 | 24 | 27 | 28 | 28 | 528 | 355 | 155.4 | 330.3 | 534.6 | 766.6 | 1029 | 1320 | 1630 | 1954 | 2290 | 2638 | 2986 | 3328 | 3662 | 3910 | 4037 | 4118 | 4186 | 4251 | 4307 | 4363 | 51795.9
356 | 39 | 41 | 42 | 42 | 39 | 35 | 32 | 31 | 32 | 33 | 32 | 29 | 24 | 24 | 26 | 30 | 29 | 29 | 26 | 26 | 641 | 356 | 173.9 | 361.3 | 576.3 | 803 | 1061 | 1344 | 1647 | 1960 | 2285 | 2619 | 2947 | 3273 | 3587 | 3831 | 3960 | 4055 | 4127 | 4188 | 4244 | 4298 | 51340.5
357 | 32 | 33 | 32 | 34 | 24 | 14 | 12 | 17 | 25 | 21 | 25 | 24 | 25 | 24 | 23 | 21 | 19 | 19 | 22 | 22 | 468 | 357 | 155.5 | 334.3 | 537.2 | 767.8 | 1028 | 1315 | 1621 | 1942 | 2275 | 2614 | 2953 | 3284 | 3606 | 3837 | 3954 | 4031 | 4097 | 4155 | 4207 | 4260 | 50973.8
358 | 30 | 30 | 33 | 36 | 39 | 38 | 36 | 34 | 30 | 31 | 30 | 26 | 16 | 6 | 1 | 8 | 15 | 24 | 26 | 29 | 518 | 358 | 159 | 337.3 | 545.1 | 780 | 1047 | 1340 | 1650 | 1978 | 2321 | 2669 | 3010 | 3355 | 3684 | 3921 | 4023 | 4091 | 4157 | 4217 | 4273 | 4328 | 51885.4
359 | 35 | 30 | 29 | 31 | 31 | 34 | 28 | 33 | 32 | 34 | 26 | 19 | 11 | 9 | 10 | 13 | 17 | 22 | 25 | 28 | 497 | 359 | 155.9 | 332.2 | 534 | 765.9 | 1028 | 1316 | 1623 | 1948 | 2301 | 2658 | 3006 | 3341 | 3664 | 3900 | 4018 | 4096 | 4162 | 4221 | 4277 | 4332 | 51679
360 | 40 | 39 | 37 | 34 | 34 | 32 | 30 | 26 | 26 | 26 | 26 | 21 | 19 | 18 | 19 | 20 | 20 | 21 | 22 | 23 | 533 | 360 | 156.2 | 331.3 | 532.8 | 761.4 | 1022 | 1307 | 1611 | 1927 | 2257 | 2593 | 2928 | 3254 | 3570 | 3795 | 3906 | 3981 | 4044 | 4100 | 4150 | 4200 | 50426.7
361 | 35 | 34 | 37 | 36 | 40 | 40 | 41 | 37 | 33 | 35 | 35 | 35 | 32 | 28 | 23 | 22 | 24 | 27 | 31 | 33 | 658 | 361 | 176 | 368.1 | 589.8 | 817.2 | 1078 | 1384 | 1715 | 2058 | 2414 | 2777 | 3135 | 3490 | 3842 | 4107 | 4248 | 4342 | 4421 | 4493 | 4560 | 4625 | 54640.1
362 | 46 | 44 | 42 | 36 | 26 | 16 | 15 | 21 | 29 | 30 | 31 | 28 | 23 | 22 | 23 | 23 | 21 | 17 | 17 | 17 | 527 | 362 | 172.3 | 364.9 | 584.5 | 811.2 | 1068 | 1349 | 1652 | 1966 | 2289 | 2616 | 2943 | 3273 | 3584 | 3802 | 3909 | 3983 | 4045 | 4098 | 4146 | 4192 | 50847.9
363 | 11 | 9 | 11 | 13 | 20 | 25 | 27 | 25 | 23 | 20 | 13 | 8 | 10 | 12 | 15 | 16 | 19 | 20 | 24 | 26 | 347 | 363 | 157.8 | 336 | 536.5 | 767.6 | 1032 | 1324 | 1636 | 1961 | 2300 | 2645 | 2989 | 3322 | 3649 | 3891 | 4012 | 4088 | 4152 | 4211 | 4266 | 4317 | 51592.9
364 | 36 | 41 | 42 | 46 | 45 | 39 | 36 | 32 | 32 | 28 | 23 | 21 | 20 | 19 | 19 | 19 | 20 | 21 | 20 | 20 | 579 | 364 | 156.1 | 333.3 | 535.3 | 774.5 | 1053 | 1360 | 1683 | 2002 | 2334 | 2670 | 3004 | 3332 | 3653 | 3880 | 3993 | 4069 | 4134 | 4190 | 4240 | 4288 | 51684.2
365 | 33 | 33 | 30 | 28 | 29 | 27 | 28 | 22 | 28 | 28 | 30 | 26 | 23 | 20 | 17 | 16 | 18 | 18 | 21 | 20 | 495 | 365 | 165.3 | 341.1 | 542.5 | 770.7 | 1029 | 1311 | 1613 | 1928 | 2257 | 2589 | 2915 | 3240 | 3555 | 3778 | 3887 | 3962 | 4025 | 4079 | 4128 | 4174 | 50289.6
366 | 22 | 27 | 27 | 34 | 34 | 37 | 34 | 32 | 28 | 24 | 21 | 23 | 21 | 23 | 24 | 25 | 23 | 21 | 22 | 24 | 526 | 366 | 155.3 | 330.8 | 530.9 | 758.1 | 1014 | 1297 | 1600 | 1915 | 2240 | 2572 | 2900 | 3223 | 3533 | 3752 | 3858 | 3936 | 3998 | 4052 | 4100 | 4149 | 49914.1
367 | 30 | 33 | 25 | 27 | 27 | 31 | 29 | 25 | 21 | 22 | 21 | 24 | 22 | 21 | 22 | 20 | 22 | 20 | 20 | 21 | 483 | 367 | 153.7 | 329.2 | 530.4 | 759.2 | 1019 | 1303 | 1609 | 1924 | 2252 | 2590 | 2924 | 3253 | 3573 | 3804 | 3919 | 3996 | 4061 | 4118 | 4168 | 4216 | 50501.5
368 | 25 | 29 | 30 | 26 | 21 | 16 | 17 | 21 | 24 | 24 | 23 | 24 | 27 | 27 | 26 | 26 | 27 | 26 | 25 | 25 | 489 | 368 | 156.3 | 331.7 | 534.7 | 767.5 | 1027 | 1312 | 1619 | 1942 | 2274 | 2614 | 2950 | 3282 | 3604 | 3834 | 3950 | 4026 | 4092 | 4149 | 4199 | 4248 | 50912.2
369 | 41 | 43 | 41 | 38 | 35 | 34 | 33 | 30 | 28 | 28 | 29 | 26 | 22 | 21 | 21 | 21 | 20 | 23 | 24 | 25 | 583 | 369 | 155.5 | 331.3 | 536.2 | 765.1 | 1028 | 1314 | 1619 | 1940 | 2276 | 2618 | 2956 | 3288 | 3611 | 3843 | 3960 | 4038 | 4103 | 4162 | 4215 | 4268 | 51027.1
370 | 19 | 28 | 29 | 35 | 34 | 32 | 25 | 21 | 21 | 24 | 21 | 21 | 22 | 26 | 25 | 23 | 23 | 26 | 29 | 29 | 513 | 370 | 154 | 330.7 | 534.3 | 763.7 | 1024 | 1313 | 1621 | 1942 | 2279 | 2620 | 2957 | 3290 | 3617 | 3855 | 3975 | 4053 | 4119 | 4180 | 4236 | 4291 | 51154.7
371 | 41 | 40 | 39 | 36 | 34 | 30 | 25 | 22 | 26 | 29 | 30 | 27 | 27 | 25 | 26 | 27 | 30 | 32 | 33 | 31 | 610 | 371 | 155.2 | 332.7 | 536.5 | 770 | 1032 | 1324 | 1633 | 1959 | 2302 | 2650 | 2997 | 3337 | 3671 | 3924 | 4054 | 4135 | 4213 | 4280 | 4342 | 4399 | 52046.4
372 | 32 | 38 | 38 | 38 | 37 | 35 | 25 | 19 | 19 | 29 | 34 | 35 | 31 | 27 | 23 | 21 | 22 | 25 | 24 | 24 | 576 | 372 | 154.8 | 330.9 | 533.2 | 761.9 | 1022 | 1310 | 1617 | 1936 | 2268 | 2612 | 2967 | 3321 | 3667 | 3926 | 4065 | 4163 | 4239 | 4306 | 4365 | 4422 | 51986.8
373 | 27 | 25 | 29 | 30 | 36 | 35 | 34 | 32 | 29 | 33 | 34 | 35 | 31 | 24 | 18 | 16 | 16 | 20 | 22 | 24 | 550 | 373 | 154.5 | 328.9 | 530.2 | 755 | 1011 | 1293 | 1593 | 1910 | 2239 | 2574 | 2907 | 3249 | 3581 | 3826 | 3952 | 4041 | 4110 | 4167 | 4224 | 4277 | 50722.6
374 | 32 | 34 | 32 | 34 | 31 | 32 | 29 | 27 | 26 | 24 | 23 | 16 | 8 | 4 | 4 | 5 | 3 | 2 | 7 | 11 | 384 | 374 | 157 | 333.6 | 534.5 | 763.4 | 1022 | 1307 | 1612 | 1933 | 2260 | 2590 | 2920 | 3243 | 3552 | 3756 | 3840 | 3882 | 3907 | 3927 | 3954 | 4003 | 49496.5
375 | 35 | 30 | 27 | 20 | 19 | 19 | 23 | 25 | 29 | 30 | 28 | 26 | 22 | 22 | 23 | 26 | 28 | 30 | 29 | 28 | 519 | 375 | 155.7 | 332.2 | 534.8 | 765.6 | 1031 | 1322 | 1631 | 1961 | 2300 | 2646 | 2994 | 3337 | 3670 | 3916 | 4038 | 4122 | 4197 | 4263 | 4322 | 4379 | 51917.3
376 | 41 | 42 | 37 | 33 | 28 | 29 | 26 | 25 | 22 | 24 | 23 | 23 | 18 | 17 | 15 | 17 | 17 | 18 | 19 | 21 | 495 | 376 | 156.9 | 334.3 | 536.7 | 766.3 | 1026 | 1313 | 1615 | 1934 | 2266 | 2599 | 2929 | 3253 | 3568 | 3790 | 3901 | 3976 | 4039 | 4093 | 4141 | 4188 | 50425.2
377 | 37 | 33 | 35 | 35 | 38 | 33 | 32 | 28 | 25 | 26 | 23 | 24 | 18 | 23 | 24 | 28 | 27 | 26 | 23 | 21 | 559 | 377 | 154.4 | 330.7 | 531.7 | 761.2 | 1022 | 1308 | 1611 | 1932 | 2264 | 2603 | 2937 | 3265 | 3586 | 3813 | 3930 | 4023 | 4096 | 4157 | 4211 | 4258 | 50794
378 | 44 | 42 | 38 | 38 | 38 | 37 | 29 | 21 | 20 | 19 | 16 | 11 | 11 | 11 | 12 | 9 | 10 | 9 | 9 | 8 | 432 | 378 | 151.5 | 323.5 | 519.4 | 738.9 | 989.5 | 1260 | 1548 | 1847 | 2157 | 2469 | 2779 | 3074 | 3361 | 3552 | 3641 | 3692 | 3717 | 3745 | 3775 | 3783 | 47122.8
379 | 23 | 27 | 26 | 28 | 26 | 26 | 22 | 19 | 17 | 19 | 19 | 20 | 16 | 16 | 13 | 12 | 12 | 10 | 12 | 9 | 372 | 379 | 155.2 | 328.6 | 529.8 | 755.6 | 1010 | 1288 | 1587 | 1900 | 2222 | 2549 | 2873 | 3190 | 3495 | 3707 | 3810 | 3876 | 3936 | 3987 | 4034 | 4079 | 49312.2
380 | 22 | 22 | 25 | 28 | 31 | 33 | 34 | 34 | 32 | 31 | 28 | 25 | 22 | 24 | 24 | 25 | 24 | 21 | 19 | 18 | 522 | 380 | 153.9 | 327.8 | 530.5 | 760.5 | 1021 | 1305 | 1609 | 1927 | 2258 | 2594 | 2928 | 3256 | 3575 | 3804 | 3921 | 3997 | 4062 | 4119 | 4169 | 4218 | 50535.7
381 | 33 | 33 | 31 | 30 | 27 | 25 | 25 | 20 | 21 | 17 | 22 | 23 | 24 | 22 | 21 | 17 | 16 | 15 | 17 | 18 | 457 | 381 | 155.4 | 329.1 | 530 | 759.2 | 1019 | 1301 | 1604 | 1920 | 2246 | 2580 | 2912 | 3236 | 3548 | 3765 | 3871 | 3945 | 4008 | 4062 | 4109 | 4156 | 50055.7
382 | 22 | 22 | 20 | 14 | 10 | 7 | 13 | 18 | 25 | 25 | 23 | 21 | 22 | 24 | 23 | 16 | 14 | 14 | 19 | 22 | 374 | 382 | 157.1 | 332.7 | 535.8 | 766.2 | 1017 | 1292 | 1573 | 1888 | 2215 | 2549 | 2882 | 3206 | 3525 | 3748 | 3857 | 3931 | 3993 | 4048 | 4102 | 4153 | 49770.8
383 | 22 | 29 | 30 | 31 | 28 | 23 | 19 | 16 | 16 | 20 | 24 | 26 | 26 | 22 | 21 | 19 | 20 | 21 | 22 | 20 | 455 | 383 | 156.7 | 330.9 | 533.2 | 763 | 1021 | 1309 | 1613 | 1931 | 2265 | 2604 | 2944 | 3274 | 3598 | 3829 | 3945 | 4022 | 4087 | 4145 | 4196 | 4245 | 50811.8
384 | 29 | 31 | 34 | 35 | 37 | 30 | 28 | 24 | 26 | 26 | 25 | 25 | 24 | 23 | 21 | 21 | 19 | 15 | 9 | 6 | 488 | 384 | 161.7 | 339.7 | 544.4 | 775.4 | 1038 | 1325 | 1632 | 1952 | 2284 | 2624 | 2957 | 3287 | 3608 | 3838 | 3953 | 4030 | 4095 | 4151 | 4201 | 4250 | 51046.2
385 | 20 | 27 | 18 | 17 | 17 | 25 | 29 | 25 | 26 | 24 | 25 | 22 | 22 | 21 | 22 | 20 | 21 | 19 | 17 | 20 | 437 | 385 | 136.1 | 308.5 | 503.3 | 711.5 | 962.4 | 1237 | 1530 | 1838 | 2159 | 2489 | 2819 | 3141 | 3461 | 3691 | 3807 | 3885 | 3947 | 4003 | 4056 | 4108 | 48792.8
386 | 19 | 22 | 22 | 23 | 22 | 19 | 20 | 19 | 21 | 20 | 21 | 21 | 19 | 22 | 25 | 27 | 24 | 21 | 22 | 21 | 430 | 386 | 155.9 | 332.6 | 535.6 | 766.2 | 1027 | 1316 | 1620 | 1943 | 2278 | 2616 | 2947 | 3276 | 3594 | 3822 | 3935 | 4010 | 4074 | 4131 | 4180 | 4228 | 50787.3
387 | 19 | 22 | 22 | 23 | 17 | 17 | 14 | 17 | 17 | 15 | 12 | 9 | 10 | 12 | 16 | 21 | 24 | 22 | 18 | 16 | 343 | 387 | 136 | 299.7 | 499.7 | 725 | 976.2 | 1254 | 1551 | 1864 | 2190 | 2525 | 2859 | 3186 | 3507 | 3738 | 3854 | 3931 | 3995 | 4053 | 4107 | 4160 | 49410.6
388 | 21 | 20 | 23 | 25 | 25 | 22 | 21 | 21 | 23 | 18 | 17 | 14 | 15 | 14 | 14 | 15 | 17 | 16 | 15 | 14 | 370 | 388 | 153.3 | 327 | 525.9 | 750.9 | 1006 | 1288 | 1586 | 1894 | 2217 | 2542 | 2865 | 3184 | 3488 | 3697 | 3798 | 3870 | 3931 | 3981 | 4028 | 4072 | 49204.1
389 | 29 | 29 | 31 | 31 | 27 | 24 | 25 | 27 | 28 | 21 | 16 | 11 | 15 | 17 | 19 | 20 | 20 | 21 | 20 | 19 | 450 | 389 | 153.8 | 330.6 | 531.4 | 761.9 | 1019 | 1302 | 1606 | 1923 | 2252 | 2587 | 2920 | 3245 | 3564 | 3787 | 3897 | 3972 | 4036 | 4091 | 4141 | 4188 | 50307.7
390 | 48 | 45 | 42 | 37 | 37 | 37 | 37 | 32 | 27 | 24 | 23 | 21 | 17 | 20 | 21 | 24 | 20 | 17 | 17 | 17 | 563 | 390 | 171.4 | 362.6 | 572.5 | 800.3 | 1054 | 1335 | 1642 | 1962 | 2283 | 2611 | 2934 | 3253 | 3560 | 3776 | 3882 | 3955 | 4016 | 4069 | 4117 | 4162 | 50517.8
391 | 36 | 36 | 33 | 26 | 24 | 19 | 23 | 22 | 28 | 29 | 27 | 24 | 20 | 23 | 26 | 28 | 27 | 23 | 19 | 17 | 510 | 391 | 155.2 | 331.6 | 533.4 | 763.7 | 1024 | 1308 | 1611 | 1929 | 2261 | 2597 | 2931 | 3258 | 3579 | 3810 | 3929 | 4006 | 4071 | 4129 | 4179 | 4227 | 50632.9
392 | 26 | 35 | 36 | 42 | 40 | 38 | 31 | 27 | 24 | 28 | 27 | 27 | 26 | 26 | 25 | 22 | 23 | 23 | 24 | 23 | 573 | 392 | 158.8 | 336.7 | 543 | 776.6 | 1040 | 1328 | 1637 | 1958 | 2292 | 2632 | 2969 | 3299 | 3624 | 3866 | 3990 | 4071 | 4136 | 4196 | 4251 | 4304 | 51408.1
393 | 39 | 33 | 34 | 33 | 35 | 29 | 25 | 25 | 30 | 30 | 26 | 24 | 22 | 23 | 21 | 22 | 18 | 17 | 18 | 18 | 522 | 393 | 156.4 | 333.3 | 536.5 | 766.4 | 1026 | 1311 | 1614 | 1931 | 2262 | 2595 | 2927 | 3254 | 3568 | 3791 | 3902 | 3977 | 4039 | 4094 | 4143 | 4190 | 50416.6
394 | 39 | 41 | 41 | 40 | 35 | 32 | 28 | 30 | 30 | 32 | 30 | 28 | 25 | 21 | 21 | 20 | 24 | 24 | 23 | 18 | 582 | 394 | 156.3 | 333.6 | 534.9 | 765.4 | 1026 | 1314 | 1620 | 1941 | 2274 | 2610 | 2944 | 3273 | 3593 | 3818 | 3929 | 4004 | 4070 | 4131 | 4185 | 4236 | 50758.2
395 | 19 | 18 | 24 | 24 | 30 | 19 | 23 | 20 | 30 | 30 | 29 | 24 | 18 | 16 | 18 | 19 | 24 | 25 | 28 | 28 | 466 | 395 | 155.4 | 331.3 | 534.3 | 766 | 1030 | 1320 | 1627 | 1950 | 2284 | 2624 | 2965 | 3305 | 3631 | 3870 | 3991 | 4069 | 4136 | 4197 | 4254 | 4309 | 51349
396 | 33 | 37 | 37 | 38 | 33 | 27 | 23 | 23 | 24 | 27 | 26 | 26 | 23 | 25 | 25 | 25 | 24 | 25 | 25 | 26 | 552 | 396 | 155.8 | 332.6 | 536.1 | 767.3 | 1027 | 1316 | 1622 | 1942 | 2279 | 2620 | 2957 | 3291 | 3615 | 3852 | 3972 | 4059 | 4130 | 4193 | 4249 | 4304 | 51219.8
397 | 34 | 30 | 29 | 22 | 24 | 25 | 29 | 28 | 30 | 31 | 26 | 20 | 19 | 22 | 23 | 20 | 16 | 18 | 18 | 17 | 481 | 397 | 156.6 | 332.6 | 535.6 | 763.8 | 1025 | 1309 | 1612 | 1927 | 2258 | 2591 | 2919 | 3240 | 3553 | 3773 | 3883 | 3957 | 4020 | 4074 | 4123 | 4170 | 50222.6
398 | 25 | 26 | 27 | 23 | 20 | 16 | 18 | 17 | 14 | 11 | 14 | 15 | 15 | 11 | 13 | 15 | 16 | 17 | 17 | 19 | 349 | 398 | 173.5 | 349.8 | 552.7 | 779.9 | 1036 | 1321 | 1625 | 1941 | 2268 | 2603 | 2935 | 3261 | 3576 | 3801 | 3912 | 3987 | 4050 | 4106 | 4155 | 4202 | 50634.9
399 | 30 | 31 | 30 | 32 | 34 | 34 | 31 | 29 | 30 | 29 | 26 | 22 | 23 | 22 | 24 | 22 | 24 | 22 | 22 | 22 | 539 | 399 | 169.8 | 349.7 | 554 | 788.5 | 1051 | 1341 | 1648 | 1973 | 2310 | 2653 | 2994 | 3326 | 3654 | 3885 | 4003 | 4081 | 4147 | 4207 | 4258 | 4308 | 51701
400 | 45 | 41 | 39 | 36 | 36 | 36 | 37 | 34 | 34 | 32 | 32 | 30 | 25 | 22 | 23 | 25 | 24 | 21 | 22 | 22 | 616 | 400 | 155.3 | 330.9 | 531.7 | 760.6 | 1018 | 1303 | 1607 | 1925 | 2257 | 2593 | 2934 | 3278 | 3614 | 3842 | 3965 | 4060 | 4130 | 4188 | 4242 | 4297 | 51031.5
401 | 37 | 36 | 29 | 24 | 24 | 27 | 27 | 28 | 31 | 35 | 32 | 30 | 25 | 25 | 24 | 26 | 27 | 26 | 23 | 20 | 556 | 401 | 156.1 | 334.5 | 537.6 | 770.8 | 1030 | 1321 | 1631 | 1957 | 2299 | 2644 | 2990 | 3327 | 3651 | 3890 | 4008 | 4095 | 4170 | 4234 | 4286 | 4335 | 51667
402 | 38 | 37 | 40 | 41 | 42 | 38 | 31 | 23 | 20 | 21 | 23 | 25 | 27 | 27 | 25 | 25 | 24 | 24 | 24 | 26 | 581 | 402 | 173.9 | 358 | 561.3 | 789.5 | 1049 | 1334 | 1639 | 1952 | 2279 | 2614 | 2944 | 3271 | 3586 | 3812 | 3925 | 4005 | 4070 | 4127 | 4181 | 4233 | 50903.7
403 | 26 | 21 | 20 | 18 | 20 | 23 | 28 | 28 | 29 | 28 | 28 | 25 | 23 | 23 | 25 | 27 | 28 | 26 | 24 | 21 | 491 | 403 | 153.8 | 327.3 | 526.6 | 752.3 | 1011 | 1292 | 1595 | 1910 | 2241 | 2574 | 2907 | 3236 | 3553 | 3787 | 3916 | 4010 | 4083 | 4146 | 4202 | 4252 | 50475
404 | 13 | 14 | 13 | 19 | 23 | 29 | 27 | 28 | 27 | 27 | 28 | 25 | 27 | 23 | 20 | 17 | 19 | 21 | 24 | 24 | 448 | 404 | 150.4 | 324.3 | 523.6 | 751 | 1009 | 1290 | 1588 | 1898 | 2226 | 2556 | 2884 | 3206 | 3524 | 3749 | 3857 | 3929 | 3989 | 4043 | 4091 | 4139 | 49727.3
405 | 33 | 32 | 33 | 32 | 31 | 26 | 25 | 21 | 21 | 18 | 19 | 17 | 14 | 13 | 12 | 15 | 10 | 14 | 15 | 18 | 419 | 405 | 155.8 | 330.6 | 529.7 | 755.6 | 1009 | 1288 | 1582 | 1891 | 2211 | 2537 | 2859 | 3172 | 3469 | 3676 | 3774 | 3844 | 3904 | 3953 | 3998 | 4040 | 48978.7
406 | 24 | 30 | 25 | 26 | 22 | 27 | 26 | 26 | 25 | 25 | 23 | 20 | 17 | 19 | 18 | 21 | 21 | 20 | 14 | 13 | 442 | 406 | 154.6 | 329.6 | 528 | 755.5 | 1014 | 1299 | 1605 | 1923 | 2253 | 2589 | 2922 | 3251 | 3570 | 3795 | 3908 | 3984 | 4048 | 4104 | 4154 | 4202 | 50388.7
407 | 45 | 35 | 35 | 29 | 36 | 35 | 39 | 35 | 33 | 28 | 24 | 22 | 22 | 23 | 26 | 27 | 28 | 27 | 24 | 26 | 599 | 407 | 156.6 | 333.5 | 538.1 | 768.6 | 1031 | 1318 | 1626 | 1947 | 2281 | 2621 | 2956 | 3287 | 3606 | 3836 | 3952 | 4037 | 4109 | 4170 | 4221 | 4273 | 51067.8
408 | 47 | 43 | 41 | 39 | 39 | 36 | 31 | 28 | 30 | 31 | 31 | 31 | 30 | 30 | 30 | 32 | 34 | 37 | 36 | 33 | 689 | 408 | 161.3 | 349.5 | 552.7 | 783.4 | 1047 | 1337 | 1648 | 1976 | 2320 | 2670 | 3017 | 3373 | 3726 | 3998 | 4147 | 4252 | 4334 | 4406 | 4474 | 4537 | 53108.9
409 | 28 | 32 | 30 | 33 | 36 | 39 | 38 | 36 | 37 | 34 | 31 | 28 | 28 | 27 | 26 | 25 | 22 | 20 | 20 | 22 | 592 | 409 | 174.9 | 364.7 | 567.5 | 798.7 | 1059 | 1343 | 1649 | 1980 | 2328 | 2677 | 3016 | 3362 | 3699 | 3940 | 4065 | 4155 | 4226 | 4281 | 4330 | 4380 | 52395.8
410 | 27 | 29 | 25 | 25 | 24 | 29 | 28 | 30 | 32 | 33 | 30 | 27 | 27 | 28 | 28 | 28 | 26 | 22 | 22 | 23 | 543 | 410 | 156.1 | 335.7 | 540.9 | 776.4 | 1039 | 1333 | 1647 | 1976 | 2320 | 2673 | 3023 | 3369 | 3706 | 3958 | 4100 | 4200 | 4278 | 4339 | 4393 | 4448 | 52611.1
411 | 36 | 35 | 33 | 32 | 34 | 33 | 33 | 26 | 25 | 22 | 21 | 18 | 13 | 12 | 14 | 17 | 18 | 18 | 18 | 19 | 477 | 411 | 156 | 333.7 | 536.9 | 764.1 | 1024 | 1308 | 1609 | 1924 | 2252 | 2584 | 2912 | 3232 | 3540 | 3756 | 3863 | 3937 | 3999 | 4051 | 4099 | 4144 | 50024.7
412 | 24 | 31 | 30 | 31 | 27 | 29 | 25 | 23 | 22 | 20 | 20 | 14 | 18 | 18 | 20 | 19 | 19 | 15 | 13 | 11 | 429 | 412 | 155 | 331.8 | 531 | 757.8 | 1014 | 1296 | 1596 | 1908 | 2230 | 2557 | 2877 | 3196 | 3503 | 3712 | 3812 | 3884 | 3944 | 3994 | 4040 | 4083 | 49421.6
413 | 24 | 30 | 31 | 32 | 32 | 31 | 22 | 12 | 5 | 6 | 5 | 11 | 17 | 25 | 25 | 28 | 29 | 32 | 32 | 33 | 462 | 413 | 155.4 | 332.7 | 538.1 | 771.5 | 1038 | 1333 | 1648 | 1977 | 2307 | 2641 | 2963 | 3289 | 3627 | 3881 | 4012 | 4097 | 4171 | 4238 | 4303 | 4367 | 51689.7
414 | 29 | 31 | 29 | 27 | 29 | 27 | 28 | 22 | 27 | 27 | 29 | 27 | 25 | 21 | 19 | 18 | 21 | 21 | 24 | 26 | 507 | 414 | 152.6 | 326.8 | 526.8 | 752.9 | 1009 | 1290 | 1588 | 1905 | 2234 | 2567 | 2898 | 3225 | 3547 | 3779 | 3893 | 3968 | 4032 | 4089 | 4142 | 4195 | 50120.1
415 | 25 | 27 | 30 | 32 | 35 | 32 | 29 | 26 | 27 | 25 | 16 | 7 | 5 | 10 | 15 | 16 | 16 | 14 | 14 | 13 | 414 | 415 | 153.6 | 327.9 | 527.3 | 754.2 | 1011 | 1291 | 1589 | 1899 | 2225 | 2556 | 2883 | 3184 | 3456 | 3673 | 3780 | 3854 | 3914 | 3969 | 4022 | 4070 | 49139
416 | 33 | 37 | 37 | 40 | 42 | 42 | 38 | 32 | 32 | 33 | 34 | 30 | 23 | 18 | 17 | 18 | 21 | 24 | 27 | 29 | 607 | 416 | 164.1 | 339.6 | 541.1 | 770.2 | 1040 | 1343 | 1668 | 1998 | 2337 | 2691 | 3044 | 3390 | 3722 | 3953 | 4067 | 4143 | 4207 | 4271 | 4328 | 4385 | 52402
417 | 37 | 36 | 39 | 39 | 42 | 42 | 41 | 37 | 33 | 33 | 33 | 34 | 30 | 25 | 19 | 18 | 20 | 23 | 27 | 30 | 638 | 417 | 181 | 382.5 | 604.8 | 856.8 | 1138 | 1447 | 1776 | 2113 | 2465 | 2821 | 3176 | 3525 | 3862 | 4106 | 4228 | 4306 | 4374 | 4437 | 4499 | 4561 | 54859.1
418 | 9 | 13 | 17 | 20 | 16 | 15 | 12 | 12 | 13 | 14 | 14 | 7 | 3 | 3 | 5 | 9 | 10 | 10 | 9 | 9 | 220 | 418 | 156.3 | 331.6 | 530.2 | 754.7 | 1009 | 1282 | 1573 | 1868 | 2178 | 2492 | 2804 | 3103 | 3364 | 3528 | 3589 | 3650 | 3703 | 3751 | 3796 | 3838 | 47300.8
419 | 34 | 34 | 35 | 37 | 39 | 36 | 31 | 28 | 26 | 28 | 23 | 22 | 17 | 15 | 16 | 15 | 17 | 12 | 18 | 19 | 502 | 419 | 174.8 | 354.4 | 556.4 | 784.1 | 1043 | 1326 | 1623 | 1935 | 2261 | 2588 | 2908 | 3226 | 3533 | 3745 | 3849 | 3922 | 3983 | 4034 | 4081 | 4128 | 50054.7
420 | 32 | 33 | 32 | 32 | 33 | 32 | 28 | 25 | 21 | 22 | 17 | 19 | 15 | 14 | 14 | 14 | 15 | 11 | 17 | 19 | 445 | 420 | 154.1 | 327.2 | 525.7 | 750.6 | 1002 | 1281 | 1576 | 1882 | 2200 | 2523 | 2841 | 3152 | 3455 | 3666 | 3769 | 3840 | 3900 | 3951 | 3997 | 4045 | 48837.6
421 | 33 | 25 | 27 | 21 | 28 | 28 | 32 | 29 | 27 | 23 | 21 | 18 | 21 | 20 | 23 | 24 | 24 | 21 | 18 | 21 | 484 | 421 | 170.6 | 344.4 | 544.7 | 771.1 | 1029 | 1316 | 1617 | 1931 | 2260 | 2592 | 2925 | 3249 | 3565 | 3787 | 3896 | 3971 | 4035 | 4089 | 4138 | 4186 | 50416.8
422 | 26 | 24 | 27 | 27 | 31 | 32 | 33 | 33 | 31 | 30 | 26 | 20 | 16 | 16 | 16 | 19 | 15 | 10 | 4 | 2 | 438 | 422 | 155.2 | 330 | 529.5 | 754.8 | 1009 | 1289 | 1590 | 1898 | 2219 | 2544 | 2864 | 3178 | 3483 | 3696 | 3800 | 3872 | 3933 | 3984 | 4001 | 4016 | 49145.5
423 | 24 | 27 | 28 | 29 | 25 | 22 | 20 | 20 | 19 | 17 | 15 | 18 | 15 | 16 | 11 | 15 | 16 | 20 | 20 | 19 | 396 | 423 | 154.2 | 330.6 | 533.2 | 762.8 | 1022 | 1305 | 1608 | 1929 | 2259 | 2595 | 2927 | 3256 | 3571 | 3797 | 3907 | 3983 | 4046 | 4101 | 4150 | 4197 | 50433.8
424 | 37 | 36 | 34 | 34 | 33 | 34 | 32 | 32 | 30 | 29 | 25 | 23 | 22 | 23 | 22 | 20 | 18 | 18 | 16 | 13 | 531 | 424 | 154.6 | 331.2 | 534.1 | 764.7 | 1023 | 1308 | 1614 | 1931 | 2262 | 2598 | 2933 | 3263 | 3584 | 3811 | 3924 | 4000 | 4064 | 4121 | 4170 | 4218 | 50608.6
425 | 20 | 24 | 23 | 28 | 32 | 35 | 33 | 28 | 29 | 28 | 27 | 24 | 26 | 30 | 33 | 31 | 28 | 25 | 25 | 24 | 553 | 425 | 155.2 | 330 | 530.7 | 756.5 | 1014 | 1296 | 1595 | 1910 | 2239 | 2572 | 2904 | 3228 | 3542 | 3772 | 3901 | 3993 | 4063 | 4119 | 4168 | 4216 | 50304.4
426 | 30 | 33 | 31 | 34 | 35 | 34 | 27 | 19 | 19 | 23 | 25 | 21 | 18 | 18 | 21 | 19 | 20 | 22 | 25 | 27 | 501 | 426 | 141 | 318.1 | 521 | 750.2 | 1012 | 1299 | 1611 | 1939 | 2282 | 2636 | 2988 | 3337 | 3680 | 3940 | 4075 | 4158 | 4228 | 4291 | 4351 | 4404 | 51961.3
427 | 22 | 25 | 29 | 35 | 39 | 40 | 35 | 31 | 23 | 21 | 22 | 25 | 25 | 23 | 22 | 20 | 20 | 20 | 24 | 27 | 528 | 427 | 157.8 | 335.5 | 541.2 | 775.8 | 1041 | 1333 | 1647 | 1974 | 2315 | 2666 | 3018 | 3360 | 3694 | 3940 | 4065 | 4145 | 4214 | 4276 | 4330 | 4381 | 52209.3
428 | 15 | 17 | 19 | 23 | 27 | 23 | 20 | 18 | 23 | 26 | 22 | 22 | 21 | 22 | 22 | 20 | 21 | 19 | 20 | 19 | 419 | 428 | 154.4 | 327 | 526.9 | 755.6 | 1015 | 1300 | 1609 | 1930 | 2267 | 2611 | 2952 | 3290 | 3618 | 3860 | 3984 | 4063 | 4130 | 4191 | 4245 | 4295 | 51123.9
429 | 37 | 38 | 35 | 31 | 25 | 25 | 24 | 24 | 23 | 22 | 20 | 18 | 16 | 14 | 17 | 19 | 18 | 14 | 10 | 12 | 442 | 429 | 154.3 | 329.4 | 527.9 | 753.2 | 1005 | 1283 | 1578 | 1884 | 2202 | 2519 | 2835 | 3144 | 3441 | 3642 | 3738 | 3808 | 3866 | 3914 | 3959 | 3998 | 48580.8
430 | 27 | 31 | 33 | 35 | 35 | 33 | 34 | 33 | 32 | 28 | 27 | 24 | 25 | 21 | 23 | 20 | 19 | 20 | 20 | 23 | 543 | 430 | 176.4 | 368.2 | 585.3 | 826.8 | 1086 | 1369 | 1687 | 2027 | 2377 | 2727 | 3075 | 3414 | 3746 | 3988 | 4115 | 4205 | 4278 | 4344 | 4403 | 4462 | 53259.7
431 | 17 | 13 | 16 | 20 | 27 | 25 | 21 | 17 | 22 | 24 | 23 | 19 | 17 | 16 | 13 | 10 | 13 | 14 | 14 | 14 | 355 | 431 | 155.2 | 331 | 533 | 761.6 | 1023 | 1312 | 1617 | 1937 | 2265 | 2602 | 2937 | 3264 | 3583 | 3809 | 3921 | 3997 | 4062 | 4117 | 4166 | 4214 | 50606.8
432 | 37 | 36 | 39 | 41 | 45 | 42 | 35 | 27 | 25 | 26 | 27 | 27 | 28 | 29 | 29 | 29 | 28 | 25 | 21 | 19 | 615 | 432 | 157.5 | 334.5 | 538.2 | 772 | 1034 | 1323 | 1640 | 1966 | 2305 | 2651 | 2992 | 3330 | 3671 | 3932 | 4072 | 4170 | 4246 | 4313 | 4369 | 4419 | 52235.2
433 | 34 | 35 | 34 | 30 | 31 | 29 | 31 | 27 | 28 | 24 | 21 | 19 | 18 | 21 | 16 | 23 | 24 | 27 | 25 | 24 | 521 | 433 | 153.1 | 328.8 | 529 | 753.8 | 1011 | 1294 | 1595 | 1913 | 2243 | 2578 | 2909 | 3234 | 3552 | 3784 | 3901 | 3977 | 4049 | 4111 | 4166 | 4219 | 50300.7
434 | 36 | 42 | 43 | 47 | 44 | 39 | 32 | 29 | 27 | 28 | 26 | 24 | 22 | 23 | 22 | 20 | 20 | 21 | 21 | 18 | 584 | 434 | 157.8 | 334.9 | 536 | 766.2 | 1026 | 1310 | 1612 | 1930 | 2255 | 2586 | 2914 | 3238 | 3548 | 3762 | 3865 | 3939 | 4000 | 4051 | 4099 | 4143 | 50072.9
435 | 11 | 12 | 9 | 8 | 5 | 8 | 14 | 20 | 24 | 24 | 25 | 26 | 22 | 17 | 10 | 4 | 1 | 2 | 2 | 2 | 246 | 435 | 155.5 | 331.3 | 531.2 | 750.1 | 982.1 | 1237 | 1521 | 1825 | 2140 | 2461 | 2783 | 3097 | 3404 | 3622 | 3730 | 3778 | 3803 | 3823 | 3840 | 3856 | 47670.2
436 | 26 | 26 | 25 | 28 | 33 | 34 | 27 | 22 | 20 | 24 | 24 | 24 | 24 | 24 | 25 | 25 | 23 | 23 | 25 | 29 | 511 | 436 | 156.4 | 331.8 | 533.9 | 762.4 | 1022 | 1306 | 1608 | 1925 | 2256 | 2589 | 2919 | 3249 | 3567 | 3791 | 3902 | 3977 | 4041 | 4096 | 4147 | 4199 | 50378.5
437 | 8 | 20 | 24 | 32 | 33 | 32 | 31 | 29 | 27 | 24 | 22 | 19 | 16 | 10 | 10 | 10 | 11 | 11 | 13 | 17 | 399 | 437 | 137.9 | 300.7 | 502.1 | 727.3 | 980.7 | 1259 | 1558 | 1871 | 2200 | 2535 | 2870 | 3202 | 3527 | 3759 | 3874 | 3952 | 4015 | 4072 | 4127 | 4181 | 49650.7
438 | 41 | 35 | 32 | 32 | 32 | 34 | 29 | 32 | 33 | 36 | 34 | 31 | 26 | 25 | 24 | 28 | 28 | 30 | 32 | 34 | 628 | 438 | 169.1 | 346.1 | 549.3 | 782.9 | 1047 | 1340 | 1654 | 1984 | 2329 | 2689 | 3055 | 3419 | 3771 | 4039 | 4181 | 4279 | 4358 | 4428 | 4492 | 4554 | 53466.4
439 | 33 | 37 | 37 | 37 | 33 | 29 | 25 | 24 | 26 | 29 | 28 | 24 | 22 | 21 | 23 | 21 | 23 | 19 | 15 | 7 | 513 | 439 | 154.4 | 328.9 | 528.7 | 756.8 | 1014 | 1297 | 1600 | 1916 | 2246 | 2585 | 2918 | 3247 | 3566 | 3796 | 3913 | 3990 | 4055 | 4113 | 4163 | 4212 | 50399.8
440 | 35 | 38 | 40 | 41 | 42 | 38 | 38 | 35 | 34 | 35 | 33 | 33 | 30 | 29 | 30 | 30 | 30 | 30 | 32 | 33 | 686 | 440 | 157.3 | 335.6 | 543.5 | 778.1 | 1047 | 1345 | 1663 | 2000 | 2352 | 2712 | 3073 | 3440 | 3802 | 4082 | 4233 | 4338 | 4420 | 4493 | 4560 | 4618 | 53992.5
441 | 37 | 38 | 40 | 43 | 44 | 39 | 34 | 30 | 21 | 11 | 4 | 12 | 19 | 22 | 20 | 21 | 23 | 25 | 22 | 22 | 527 | 441 | 156.3 | 332.5 | 536.4 | 771.9 | 1052 | 1349 | 1656 | 1991 | 2331 | 2673 | 3012 | 3345 | 3668 | 3901 | 4016 | 4093 | 4162 | 4225 | 4280 | 4334 | 51885.1
442 | 22 | 14 | 19 | 15 | 18 | 15 | 16 | 15 | 11 | 14 | 14 | 15 | 9 | 9 | 11 | 15 | 17 | 15 | 14 | 10 | 288 | 442 | 153.6 | 326.8 | 524.1 | 748.2 | 1005 | 1281 | 1577 | 1889 | 2209 | 2529 | 2855 | 3172 | 3466 | 3674 | 3780 | 3852 | 3913 | 3965 | 4012 | 4057 | 48988.7
443 | 29 | 31 | 31 | 33 | 34 | 35 | 34 | 32 | 28 | 25 | 22 | 22 | 25 | 24 | 23 | 21 | 22 | 21 | 18 | 16 | 526 | 443 | 154 | 328.9 | 530.3 | 756.3 | 1014 | 1295 | 1593 | 1907 | 2231 | 2561 | 2886 | 3208 | 3521 | 3739 | 3847 | 3920 | 3982 | 4036 | 4084 | 4130 | 49723.5
444 | 33 | 34 | 33 | 36 | 38 | 38 | 34 | 29 | 30 | 32 | 33 | 30 | 22 | 16 | 14 | 16 | 19 | 21 | 23 | 24 | 555 | 444 | 159.4 | 332.5 | 532.6 | 759.8 | 1016 | 1298 | 1597 | 1911 | 2239 | 2573 | 2901 | 3238 | 3555 | 3776 | 3884 | 3958 | 4020 | 4075 | 4124 | 4171 | 50120.3
445 | 31 | 28 | 29 | 28 | 31 | 30 | 30 | 29 | 30 | 29 | 25 | 22 | 22 | 23 | 23 | 18 | 13 | 11 | 13 | 16 | 481 | 445 | 153.9 | 326.7 | 524 | 748.9 | 1002 | 1279 | 1576 | 1885 | 2207 | 2532 | 2854 | 3173 | 3479 | 3697 | 3803 | 3876 | 3938 | 3991 | 4038 | 4083 | 49166.5
446 | 25 | 33 | 30 | 33 | 28 | 28 | 22 | 18 | 19 | 19 | 20 | 14 | 18 | 18 | 22 | 19 | 17 | 13 | 12 | 10 | 418 | 446 | 156 | 329.9 | 527.6 | 752.8 | 1008 | 1288 | 1580 | 1887 | 2207 | 2530 | 2847 | 3161 | 3462 | 3668 | 3768 | 3839 | 3899 | 3948 | 3994 | 4036 | 48888.3
447 | 26 | 25 | 26 | 28 | 33 | 34 | 36 | 34 | 34 | 32 | 28 | 28 | 27 | 30 | 28 | 25 | 21 | 21 | 23 | 26 | 565 | 447 | 158.4 | 336.4 | 542.5 | 776.2 | 1039 | 1329 | 1640 | 1969 | 2310 | 2656 | 2999 | 3336 | 3666 | 3924 | 4054 | 4133 | 4200 | 4260 | 4312 | 4362 | 52002.5
448 | 42 | 41 | 40 | 36 | 33 | 30 | 31 | 29 | 31 | 31 | 32 | 27 | 23 | 23 | 25 | 28 | 27 | 23 | 17 | 15 | 584 | 448 | 155.1 | 327.7 | 527.8 | 757.1 | 1013 | 1296 | 1595 | 1907 | 2229 | 2560 | 2887 | 3212 | 3522 | 3750 | 3878 | 3970 | 4041 | 4100 | 4152 | 4198 | 50077.7
449 | 17 | 20 | 20 | 19 | 21 | 24 | 29 | 29 | 26 | 23 | 22 | 22 | 20 | 20 | 18 | 17 | 17 | 18 | 20 | 17 | 419 | 449 | 156 | 331.3 | 535.7 | 766.5 | 1027 | 1312 | 1620 | 1941 | 2277 | 2617 | 2956 | 3288 | 3612 | 3843 | 3958 | 4035 | 4100 | 4158 | 4209 | 4258 | 51000.5
450 | 30 | 33 | 34 | 33 | 33 | 28 | 27 | 25 | 27 | 29 | 27 | 25 | 24 | 27 | 26 | 24 | 24 | 25 | 25 | 24 | 550 | 450 | 154.9 | 330.7 | 532.8 | 761.8 | 1021 | 1309 | 1614 | 1935 | 2273 | 2612 | 2952 | 3284 | 3620 | 3874 | 4012 | 4099 | 4167 | 4233 | 4290 | 4343 | 51418.2
451 | 46 | 47 | 46 | 43 | 43 | 42 | 40 | 34 | 28 | 29 | 27 | 25 | 21 | 22 | 22 | 25 | 22 | 23 | 23 | 24 | 632 | 451 | 183.6 | 389 | 618.7 | 875.6 | 1156 | 1467 | 1798 | 2136 | 2484 | 2842 | 3192 | 3524 | 3846 | 4087 | 4215 | 4306 | 4382 | 4449 | 4510 | 4569 | 55029.9
452 | 26 | 21 | 19 | 17 | 18 | 18 | 19 | 18 | 22 | 25 | 25 | 22 | 21 | 19 | 18 | 19 | 19 | 21 | 18 | 21 | 406 | 452 | 155.7 | 330.9 | 531.1 | 762.3 | 1023 | 1311 | 1621 | 1943 | 2278 | 2619 | 2958 | 3295 | 3619 | 3851 | 3968 | 4045 | 4110 | 4169 | 4220 | 4269 | 51079
453 | 42 | 40 | 42 | 42 | 41 | 39 | 38 | 36 | 33 | 29 | 27 | 25 | 22 | 20 | 22 | 24 | 26 | 22 | 20 | 18 | 608 | 453 | 157.7 | 336.7 | 539.4 | 772 | 1033 | 1323 | 1642 | 1981 | 2318 | 2660 | 3001 | 3337 | 3660 | 3899 | 4029 | 4122 | 4192 | 4256 | 4308 | 4358 | 51924.8
454 | 22 | 18 | 20 | 17 | 22 | 19 | 19 | 15 | 16 | 15 | 16 | 16 | 18 | 19 | 19 | 19 | 17 | 20 | 18 | 13 | 358 | 454 | 136.2 | 308.2 | 508.3 | 736.4 | 991 | 1272 | 1574 | 1887 | 2216 | 2554 | 2891 | 3221 | 3548 | 3785 | 3902 | 3979 | 4042 | 4099 | 4154 | 4203 | 50007.1
455 | 25 | 29 | 32 | 35 | 37 | 32 | 32 | 29 | 29 | 28 | 28 | 28 | 28 | 28 | 26 | 27 | 26 | 28 | 27 | 29 | 583 | 455 | 154.6 | 330.6 | 532.4 | 763.5 | 1024 | 1316 | 1625 | 1948 | 2284 | 2630 | 2974 | 3311 | 3640 | 3903 | 4037 | 4132 | 4207 | 4275 | 4334 | 4391 | 51812.1
456 | 32 | 35 | 35 | 33 | 29 | 26 | 26 | 26 | 27 | 28 | 28 | 25 | 21 | 21 | 23 | 24 | 22 | 18 | 12 | 11 | 502 | 456 | 154.7 | 328.8 | 527.4 | 753.8 | 1011 | 1294 | 1591 | 1903 | 2225 | 2551 | 2874 | 3194 | 3506 | 3723 | 3829 | 3902 | 3964 | 4017 | 4064 | 4110 | 49522.7
457 | 44 | 45 | 44 | 37 | 28 | 25 | 25 | 27 | 27 | 27 | 27 | 27 | 27 | 24 | 23 | 21 | 24 | 26 | 28 | 27 | 583 | 457 | 156 | 332.3 | 534.7 | 762 | 1019 | 1301 | 1601 | 1913 | 2236 | 2565 | 2894 | 3217 | 3529 | 3747 | 3854 | 3927 | 3989 | 4045 | 4097 | 4148 | 49867
458 | 36 | 35 | 32 | 29 | 20 | 16 | 16 | 24 | 30 | 26 | 23 | 18 | 21 | 22 | 24 | 23 | 19 | 14 | 12 | 11 | 451 | 458 | 154.2 | 327 | 527.5 | 752.6 | 1011 | 1291 | 1589 | 1901 | 2224 | 2550 | 2873 | 3186 | 3495 | 3710 | 3817 | 3890 | 3951 | 4004 | 4051 | 4097 | 49401.3
459 | 43 | 41 | 38 | 35 | 34 | 34 | 33 | 34 | 34 | 30 | 23 | 17 | 17 | 20 | 25 | 27 | 28 | 27 | 26 | 26 | 592 | 459 | 155.3 | 331.3 | 533.4 | 765.7 | 1030 | 1319 | 1629 | 1953 | 2290 | 2633 | 2975 | 3314 | 3641 | 3881 | 4002 | 4082 | 4148 | 4209 | 4262 | 4312 | 51465.7
460 | 31 | 39 | 39 | 43 | 42 | 41 | 36 | 30 | 29 | 31 | 32 | 30 | 28 | 25 | 24 | 23 | 25 | 28 | 29 | 29 | 634 | 460 | 152.9 | 329.6 | 529.9 | 759.8 | 1017 | 1302 | 1605 | 1920 | 2253 | 2590 | 2927 | 3273 | 3613 | 3855 | 3971 | 4046 | 4120 | 4183 | 4241 | 4297 | 50985.2
461 | 38 | 41 | 40 | 41 | 41 | 41 | 40 | 39 | 37 | 35 | 30 | 27 | 26 | 28 | 28 | 28 | 28 | 30 | 32 | 30 | 680 | 461 | 158.9 | 339.7 | 546.5 | 782.6 | 1049 | 1353 | 1685 | 2036 | 2398 | 2771 | 3120 | 3468 | 3803 | 4047 | 4193 | 4285 | 4365 | 4434 | 4496 | 4556 | 53886.7
462 | 36 | 38 | 38 | 39 | 37 | 36 | 33 | 33 | 30 | 32 | 28 | 25 | 24 | 22 | 25 | 22 | 28 | 29 | 32 | 32 | 619 | 462 | 172.6 | 364.4 | 566.9 | 800.6 | 1064 | 1356 | 1665 | 1990 | 2328 | 2678 | 3025 | 3367 | 3698 | 3944 | 4070 | 4150 | 4219 | 4286 | 4347 | 4405 | 52496.5
463 | 33 | 36 | 33 | 30 | 22 | 19 | 19 | 26 | 31 | 32 | 30 | 29 | 26 | 18 | 10 | 8 | 8 | 9 | 10 | 13 | 442 | 463 | 155.8 | 331.5 | 532.5 | 759.2 | 1018 | 1302 | 1605 | 1922 | 2252 | 2590 | 2923 | 3256 | 3576 | 3808 | 3926 | 4003 | 4068 | 4126 | 4176 | 4225 | 50555
464 | 37 | 37 | 36 | 33 | 35 | 33 | 33 | 30 | 28 | 29 | 26 | 25 | 19 | 17 | 16 | 17 | 15 | 16 | 17 | 20 | 519 | 464 | 154.3 | 328.8 | 529.4 | 756.9 | 1014 | 1297 | 1596 | 1912 | 2240 | 2574 | 2905 | 3232 | 3550 | 3774 | 3886 | 3961 | 4024 | 4080 | 4129 | 4177 | 50120.4
465 | 30 | 35 | 33 | 36 | 37 | 39 | 32 | 26 | 26 | 30 | 25 | 17 | 7 | 5 | 4 | 7 | 11 | 17 | 21 | 23 | 461 | 465 | 170 | 347.8 | 550.3 | 779.5 | 1037 | 1322 | 1624 | 1942 | 2272 | 2607 | 2935 | 3258 | 3569 | 3766 | 3831 | 3869 | 3922 | 3975 | 4027 | 4078 | 49881.6
466 | 46 | 41 | 42 | 42 | 42 | 38 | 33 | 33 | 35 | 37 | 36 | 32 | 32 | 31 | 30 | 29 | 30 | 32 | 32 | 29 | 702 | 466 | 173.5 | 369 | 582.9 | 831.9 | 1113 | 1409 | 1722 | 2052 | 2413 | 2788 | 3159 | 3523 | 3879 | 4146 | 4289 | 4386 | 4468 | 4541 | 4607 | 4668 | 55120.3
467 | 46 | 46 | 45 | 42 | 36 | 31 | 31 | 33 | 34 | 34 | 31 | 29 | 27 | 24 | 26 | 26 | 27 | 25 | 22 | 23 | 638 | 467 | 156.2 | 332.8 | 535.7 | 768 | 1030 | 1315 | 1618 | 1938 | 2272 | 2609 | 2941 | 3270 | 3594 | 3834 | 3961 | 4056 | 4129 | 4189 | 4244 | 4294 | 51086.7
468 | 41 | 43 | 39 | 39 | 37 | 39 | 36 | 31 | 31 | 32 | 33 | 29 | 24 | 24 | 23 | 22 | 22 | 23 | 25 | 26 | 619 | 468 | 157.6 | 336 | 541.9 | 775 | 1039 | 1331 | 1643 | 1971 | 2309 | 2668 | 3025 | 3384 | 3734 | 3990 | 4130 | 4219 | 4286 | 4350 | 4408 | 4465 | 52762.5
469 | 20 | 24 | 24 | 25 | 28 | 28 | 30 | 27 | 29 | 29 | 27 | 27 | 25 | 27 | 25 | 21 | 18 | 17 | 19 | 21 | 491 | 469 | 152.3 | 329.2 | 531.6 | 757 | 1016 | 1299 | 1598 | 1912 | 2240 | 2575 | 2907 | 3236 | 3556 | 3784 | 3897 | 3972 | 4036 | 4093 | 4142 | 4190 | 50223.1
470 | 44 | 40 | 40 | 37 | 39 | 38 | 38 | 33 | 29 | 25 | 24 | 24 | 27 | 25 | 25 | 23 | 26 | 25 | 22 | 22 | 606 | 470 | 169.2 | 348.5 | 548.9 | 775.8 | 1033 | 1313 | 1623 | 1947 | 2274 | 2599 | 2923 | 3242 | 3558 | 3784 | 3902 | 3994 | 4065 | 4124 | 4178 | 4231 | 50632.4
471 | 26 | 25 | 28 | 31 | 36 | 37 | 36 | 34 | 31 | 30 | 27 | 26 | 27 | 29 | 31 | 33 | 33 | 32 | 30 | 31 | 613 | 471 | 157.8 | 335.1 | 538.4 | 769.9 | 1036 | 1327 | 1640 | 1966 | 2306 | 2651 | 2999 | 3340 | 3683 | 3947 | 4094 | 4196 | 4278 | 4348 | 4411 | 4472 | 52495.2
472 | 37 | 35 | 35 | 35 | 36 | 35 | 30 | 19 | 14 | 14 | 20 | 19 | 19 | 16 | 14 | 16 | 15 | 18 | 12 | 17 | 456 | 472 | 155.6 | 332 | 532.8 | 757.6 | 1013 | 1293 | 1590 | 1898 | 2221 | 2541 | 2861 | 3177 | 3480 | 3687 | 3789 | 3860 | 3920 | 3970 | 4017 | 4060 | 49155
473 | 20 | 18 | 18 | 16 | 16 | 16 | 14 | 9 | 6 | 7 | 10 | 13 | 14 | 16 | 15 | 13 | 11 | 9 | 9 | 11 | 261 | 473 | 153.6 | 327.9 | 527.1 | 752.8 | 1010 | 1292 | 1591 | 1888 | 2178 | 2484 | 2793 | 3102 | 3405 | 3614 | 3715 | 3784 | 3841 | 3892 | 3943 | 3992 | 48285.4
474 | 35 | 37 | 38 | 40 | 40 | 36 | 30 | 26 | 28 | 33 | 30 | 28 | 24 | 27 | 25 | 24 | 19 | 16 | 11 | 7 | 554 | 474 | 154.6 | 331.3 | 533.3 | 763.8 | 1024 | 1310 | 1617 | 1939 | 2274 | 2616 | 2954 | 3291 | 3617 | 3862 | 3989 | 4067 | 4134 | 4194 | 4245 | 4294 | 51210
475 | 19 | 16 | 20 | 19 | 21 | 19 | 20 | 21 | 21 | 15 | 15 | 14 | 20 | 19 | 19 | 19 | 19 | 20 | 20 | 21 | 377 | 475 | 137 | 304 | 503 | 730.2 | 985.6 | 1266 | 1565 | 1881 | 2210 | 2544 | 2873 | 3200 | 3520 | 3745 | 3858 | 3932 | 3993 | 4048 | 4101 | 4151 | 49546.8
476 | 27 | 25 | 29 | 31 | 34 | 32 | 30 | 30 | 30 | 27 | 25 | 22 | 23 | 23 | 23 | 23 | 23 | 22 | 23 | 25 | 527 | 476 | 157.2 | 334.4 | 539.6 | 772.8 | 1039 | 1332 | 1644 | 1973 | 2313 | 2659 | 3007 | 3346 | 3679 | 3922 | 4045 | 4124 | 4191 | 4252 | 4305 | 4357 | 51992
477 | 36 | 39 | 41 | 45 | 45 | 43 | 40 | 40 | 39 | 36 | 34 | 33 | 33 | 29 | 26 | 26 | 26 | 27 | 26 | 28 | 692 | 477 | 178.3 | 373.8 | 596.7 | 848.6 | 1133 | 1444 | 1772 | 2117 | 2474 | 2838 | 3196 | 3550 | 3900 | 4154 | 4291 | 4384 | 4464 | 4537 | 4602 | 4665 | 55518.4
478 | 26 | 28 | 31 | 31 | 30 | 28 | 29 | 29 | 30 | 26 | 26 | 24 | 24 | 22 | 21 | 22 | 22 | 22 | 20 | 21 | 512 | 478 | 154.5 | 331.4 | 535 | 762.7 | 1024 | 1313 | 1616 | 1933 | 2264 | 2604 | 2940 | 3268 | 3589 | 3818 | 3933 | 4010 | 4074 | 4131 | 4181 | 4229 | 50710.6
479 | 45 | 43 | 40 | 35 | 28 | 26 | 24 | 23 | 19 | 20 | 20 | 21 | 16 | 15 | 14 | 15 | 14 | 14 | 16 | 18 | 466 | 479 | 169.2 | 344.9 | 543 | 764.7 | 1018 | 1293 | 1587 | 1892 | 2209 | 2531 | 2849 | 3164 | 3470 | 3681 | 3786 | 3858 | 3918 | 3970 | 4017 | 4062 | 49126.8
480 | 37 | 35 | 34 | 31 | 34 | 34 | 31 | 28 | 27 | 30 | 29 | 24 | 23 | 23 | 23 | 19 | 14 | 15 | 16 | 16 | 523 | 480 | 164.5 | 340 | 540.8 | 769.6 | 1028 | 1313 | 1616 | 1933 | 2259 | 2592 | 2921 | 3245 | 3559 | 3784 | 3888 | 3961 | 4023 | 4076 | 4123 | 4170 | 50305.9
481 | 42 | 33 | 35 | 30 | 36 | 35 | 37 | 34 | 32 | 28 | 25 | 23 | 24 | 25 | 27 | 29 | 31 | 30 | 29 | 29 | 614 | 481 | 172.7 | 357 | 559.2 | 790.8 | 1051 | 1340 | 1647 | 1970 | 2304 | 2646 | 2989 | 3324 | 3651 | 3903 | 4042 | 4141 | 4218 | 4286 | 4345 | 4404 | 52140.7
482 | 23 | 33 | 34 | 39 | 34 | 28 | 23 | 24 | 25 | 27 | 25 | 27 | 25 | 27 | 25 | 23 | 24 | 24 | 27 | 27 | 544 | 482 | 155.4 | 333.3 | 535.8 | 766.5 | 1027 | 1314 | 1623 | 1945 | 2281 | 2620 | 2960 | 3297 | 3622 | 3858 | 3978 | 4056 | 4123 | 4183 | 4234 | 4287 | 51199
483 | 44 | 41 | 37 | 37 | 38 | 41 | 37 | 31 | 25 | 23 | 23 | 25 | 25 | 28 | 30 | 29 | 29 | 28 | 28 | 27 | 626 | 483 | 174 | 359.3 | 564.9 | 798.2 | 1061 | 1349 | 1653 | 1976 | 2311 | 2649 | 2987 | 3320 | 3640 | 3881 | 4014 | 4110 | 4185 | 4250 | 4308 | 4365 | 51955.4
484 | 41 | 40 | 34 | 28 | 26 | 25 | 27 | 28 | 30 | 30 | 27 | 24 | 20 | 18 | 17 | 20 | 21 | 21 | 18 | 16 | 511 | 484 | 177.3 | 370 | 580 | 805.1 | 1058 | 1337 | 1631 | 1937 | 2253 | 2573 | 2891 | 3198 | 3495 | 3698 | 3795 | 3864 | 3923 | 3971 | 4015 | 4055 | 49626.4
485 | 38 | 33 | 33 | 29 | 30 | 28 | 28 | 25 | 25 | 26 | 27 | 25 | 22 | 20 | 20 | 21 | 21 | 21 | 20 | 21 | 513 | 485 | 168.9 | 345.3 | 549.1 | 779 | 1038 | 1324 | 1633 | 1954 | 2289 | 2629 | 2971 | 3306 | 3630 | 3861 | 3977 | 4055 | 4120 | 4178 | 4228 | 4278 | 51313.3
486 | 38 | 39 | 40 | 43 | 43 | 39 | 33 | 29 | 28 | 30 | 31 | 28 | 25 | 25 | 26 | 26 | 24 | 24 | 25 | 27 | 623 | 486 | 156.8 | 332.6 | 534.6 | 763 | 1024 | 1310 | 1616 | 1937 | 2270 | 2605 | 2937 | 3265 | 3581 | 3812 | 3927 | 4017 | 4087 | 4147 | 4201 | 4254 | 50777
487 | 46 | 41 | 37 | 34 | 34 | 37 | 37 | 35 | 29 | 22 | 19 | 20 | 21 | 22 | 25 | 28 | 28 | 28 | 27 | 26 | 596 | 487 | 172.1 | 350.4 | 551.8 | 781.9 | 1043 | 1330 | 1635 | 1957 | 2290 | 2627 | 2967 | 3298 | 3620 | 3850 | 3978 | 4074 | 4149 | 4213 | 4270 | 4325 | 51482.2
488 | 33 | 27 | 30 | 24 | 24 | 12 | 7 | 1 | 0 | 0 | 0 | 2 | 5 | 11 | 14 | 16 | 13 | 15 | 13 | 12 | 259 | 488 | 153.6 | 328 | 526.4 | 749.4 | 1003 | 1276 | 1547 | 1821 | 2101 | 2384 | 2665 | 2940 | 3203 | 3392 | 3488 | 3555 | 3609 | 3657 | 3704 | 3748 | 45850.4
489 | 12 | 16 | 15 | 18 | 17 | 16 | 15 | 15 | 18 | 19 | 18 | 19 | 17 | 18 | 17 | 19 | 20 | 21 | 19 | 18 | 347 | 489 | 153.4 | 328.6 | 530 | 757.9 | 1014 | 1291 | 1589 | 1901 | 2225 | 2555 | 2884 | 3209 | 3521 | 3744 | 3855 | 3929 | 3992 | 4047 | 4095 | 4142 | 49762.9
490 | 32 | 33 | 32 | 36 | 38 | 39 | 32 | 29 | 31 | 35 | 32 | 25 | 18 | 17 | 19 | 21 | 23 | 25 | 23 | 22 | 562 | 490 | 168.5 | 345.8 | 549.1 | 781.3 | 1046 | 1337 | 1649 | 1976 | 2320 | 2664 | 3009 | 3347 | 3675 | 3913 | 4033 | 4112 | 4179 | 4241 | 4293 | 4344 | 51982.7
491 | 40 | 37 | 34 | 31 | 32 | 30 | 27 | 25 | 27 | 28 | 27 | 26 | 26 | 27 | 29 | 29 | 26 | 24 | 20 | 19 | 564 | 491 | 156 | 332.1 | 536.6 | 773 | 1037 | 1334 | 1651 | 1984 | 2333 | 2689 | 3045 | 3396 | 3742 | 4011 | 4165 | 4269 | 4349 | 4420 | 4482 | 4532 | 53236.7
492 | 30 | 35 | 36 | 40 | 43 | 44 | 42 | 37 | 37 | 39 | 40 | 35 | 28 | 22 | 21 | 23 | 26 | 29 | 32 | 34 | 673 | 492 | 156.4 | 336.3 | 542.3 | 774.9 | 1050 | 1363 | 1698 | 2050 | 2416 | 2792 | 3169 | 3543 | 3906 | 4171 | 4312 | 4410 | 4491 | 4564 | 4629 | 4692 | 55065.9
493 | 35 | 28 | 33 | 36 | 44 | 41 | 36 | 30 | 28 | 30 | 33 | 33 | 32 | 30 | 30 | 28 | 25 | 27 | 30 | 33 | 642 | 493 | 157.8 | 334 | 538.8 | 773.3 | 1040 | 1329 | 1641 | 1970 | 2311 | 2657 | 3003 | 3363 | 3712 | 3974 | 4114 | 4214 | 4290 | 4356 | 4416 | 4475 | 52668.9
494 | 33 | 37 | 35 | 33 | 33 | 31 | 32 | 26 | 30 | 32 | 33 | 30 | 27 | 25 | 24 | 24 | 27 | 26 | 27 | 27 | 592 | 494 | 156.7 | 335 | 539.7 | 773.7 | 1040 | 1332 | 1643 | 1969 | 2310 | 2656 | 3001 | 3348 | 3698 | 3947 | 4067 | 4160 | 4236 | 4303 | 4361 | 4419 | 52295.1
495 | 24 | 34 | 29 | 31 | 26 | 33 | 33 | 34 | 31 | 30 | 28 | 26 | 23 | 25 | 25 | 27 | 28 | 29 | 29 | 28 | 573 | 495 | 158.5 | 335.4 | 539.9 | 771.6 | 1036 | 1328 | 1638 | 1963 | 2301 | 2649 | 2993 | 3334 | 3663 | 3904 | 4030 | 4117 | 4188 | 4253 | 4311 | 4366 | 51879.4
496 | 47 | 45 | 45 | 44 | 44 | 41 | 37 | 33 | 33 | 34 | 34 | 33 | 29 | 26 | 25 | 27 | 30 | 29 | 30 | 31 | 697 | 496 | 179.1 | 372.3 | 594.6 | 846 | 1129 | 1432 | 1760 | 2096 | 2432 | 2784 | 3140 | 3492 | 3834 | 4090 | 4228 | 4321 | 4400 | 4470 | 4534 | 4597 | 54731
497 | 41 | 40 | 40 | 40 | 41 | 40 | 39 | 36 | 34 | 35 | 34 | 32 | 27 | 24 | 23 | 22 | 21 | 20 | 22 | 24 | 635 | 497 | 156.4 | 333.1 | 537.8 | 771.3 | 1034 | 1324 | 1633 | 1969 | 2319 | 2673 | 3030 | 3388 | 3734 | 3985 | 4109 | 4188 | 4254 | 4313 | 4367 | 4423 | 52541.6
498 | 21 | 20 | 25 | 29 | 32 | 29 | 26 | 23 | 21 | 23 | 23 | 23 | 23 | 23 | 25 | 21 | 24 | 23 | 24 | 25 | 483 | 498 | 151.4 | 329.5 | 531.6 | 760.4 | 1020 | 1305 | 1611 | 1932 | 2265 | 2607 | 2946 | 3281 | 3606 | 3844 | 3962 | 4039 | 4104 | 4164 | 4216 | 4269 | 50943.9
499 | 41 | 41 | 42 | 42 | 40 | 37 | 33 | 31 | 27 | 24 | 19 | 14 | 9 | 11 | 15 | 20 | 23 | 21 | 22 | 21 | 533 | 499 | 156.1 | 332.5 | 533.8 | 761.6 | 1023 | 1309 | 1614 | 1934 | 2269 | 2609 | 2947 | 3283 | 3606 | 3836 | 3953 | 4030 | 4095 | 4154 | 4205 | 4256 | 50907
500 | 40 | 28 | 27 | 20 | 29 | 31 | 35 | 28 | 24 | 19 | 13 | 6 | 1 | 5 | 12 | 20 | 24 | 25 | 22 | 24 | 433 | 500 | 155.6 | 328.9 | 529.8 | 758.6 | 1015 | 1300 | 1603 | 1918 | 2248 | 2583 | 2916 | 3211 | 3487 | 3675 | 3775 | 3850 | 3912 | 3966 | 4019 | 4070 | 49320.9
501 | 30 | 22 | 20 | 23 | 24 | 27 | 17 | 21 | 23 | 30 | 28 | 24 | 19 | 15 | 16 | 18 | 21 | 23 | 25 | 26 | 452 | 501 | 153.6 | 331.2 | 533.2 | 764.2 | 1026 | 1315 | 1622 | 1944 | 2282 | 2622 | 2964 | 3296 | 3623 | 3856 | 3976 | 4053 | 4119 | 4179 | 4230 | 4280 | 51169.2
502 | 20 | 26 | 26 | 29 | 29 | 32 | 32 | 32 | 31 | 29 | 28 | 25 | 27 | 27 | 28 | 28 | 29 | 28 | 29 | 31 | 566 | 502 | 154.1 | 329.8 | 532.7 | 761.8 | 1023 | 1309 | 1616 | 1939 | 2276 | 2618 | 2957 | 3294 | 3624 | 3864 | 3987 | 4085 | 4160 | 4225 | 4283 | 4340 | 51378.4
503 | 32 | 32 | 31 | 32 | 34 | 35 | 31 | 30 | 27 | 31 | 28 | 25 | 22 | 22 | 24 | 23 | 21 | 19 | 16 | 13 | 528 | 503 | 156.3 | 332.2 | 536.4 | 765 | 1022 | 1307 | 1613 | 1934 | 2262 | 2598 | 2932 | 3261 | 3578 | 3811 | 3931 | 4008 | 4073 | 4131 | 4181 | 4230 | 50661.9
504 | 33 | 32 | 24 | 17 | 15 | 20 | 23 | 23 | 25 | 27 | 24 | 22 | 18 | 20 | 16 | 13 | 9 | 10 | 9 | 6 | 386 | 504 | 153.9 | 328.5 | 527.3 | 752.5 | 1010 | 1294 | 1596 | 1912 | 2238 | 2567 | 2895 | 3219 | 3534 | 3755 | 3864 | 3939 | 4001 | 4056 | 4104 | 4128 | 49874.2
505 | 42 | 41 | 40 | 34 | 26 | 23 | 24 | 27 | 30 | 31 | 31 | 27 | 25 | 22 | 22 | 23 | 24 | 25 | 27 | 27 | 571 | 505 | 155.1 | 329.7 | 531.6 | 760.2 | 1020 | 1305 | 1609 | 1926 | 2256 | 2590 | 2925 | 3252 | 3569 | 3793 | 3906 | 3981 | 4045 | 4102 | 4156 | 4208 | 50419.6
506 | 40 | 39 | 37 | 37 | 38 | 37 | 30 | 21 | 20 | 26 | 29 | 25 | 22 | 24 | 24 | 21 | 17 | 17 | 15 | 13 | 532 | 506 | 170.3 | 347.8 | 550.1 | 778.9 | 1040 | 1324 | 1627 | 1941 | 2263 | 2592 | 2919 | 3237 | 3545 | 3766 | 3880 | 3953 | 4014 | 4066 | 4113 | 4159 | 50286.1
507 | 45 | 42 | 36 | 29 | 28 | 28 | 29 | 30 | 33 | 33 | 31 | 29 | 25 | 24 | 23 | 25 | 26 | 28 | 27 | 25 | 596 | 507 | 172.8 | 365.3 | 566.2 | 795 | 1054 | 1336 | 1638 | 1954 | 2290 | 2620 | 2947 | 3290 | 3618 | 3853 | 3973 | 4066 | 4137 | 4199 | 4255 | 4311 | 51440.3
508 | 33 | 29 | 27 | 28 | 33 | 35 | 30 | 22 | 14 | 14 | 16 | 17 | 17 | 17 | 20 | 19 | 22 | 19 | 19 | 17 | 448 | 508 | 155.4 | 331.3 | 529.3 | 758.8 | 1014 | 1296 | 1596 | 1907 | 2231 | 2561 | 2890 | 3209 | 3520 | 3732 | 3836 | 3908 | 3970 | 4021 | 4068 | 4114 | 49647.8
509 | 30 | 32 | 33 | 30 | 31 | 27 | 29 | 23 | 23 | 20 | 18 | 18 | 16 | 18 | 13 | 17 | 18 | 22 | 22 | 20 | 460 | 509 | 157.6 | 335.6 | 540.2 | 770.7 | 1032 | 1316 | 1620 | 1937 | 2266 | 2600 | 2929 | 3253 | 3567 | 3788 | 3896 | 3971 | 4034 | 4087 | 4135 | 4181 | 50416.1
510 | 33 | 33 | 31 | 28 | 28 | 31 | 32 | 29 | 23 | 17 | 15 | 15 | 18 | 21 | 23 | 23 | 20 | 20 | 18 | 19 | 477 | 510 | 154 | 326.4 | 526.5 | 750.1 | 1006 | 1287 | 1585 | 1899 | 2226 | 2556 | 2885 | 3208 | 3520 | 3740 | 3847 | 3922 | 3984 | 4038 | 4085 | 4132 | 49677
511 | 39 | 32 | 28 | 21 | 25 | 29 | 31 | 27 | 20 | 18 | 19 | 24 | 27 | 26 | 27 | 28 | 28 | 29 | 30 | 29 | 537 | 511 | 155.6 | 332.5 | 537.2 | 772.3 | 1041 | 1334 | 1650 | 1985 | 2332 | 2685 | 3037 | 3384 | 3725 | 3995 | 4142 | 4244 | 4323 | 4392 | 4455 | 4513 | 53034.6
512 | 24 | 24 | 28 | 31 | 36 | 38 | 38 | 36 | 33 | 32 | 26 | 20 | 16 | 17 | 22 | 26 | 29 | 26 | 24 | 24 | 550 | 512 | 156.5 | 333.7 | 537.5 | 771.3 | 1035 | 1324 | 1632 | 1956 | 2294 | 2632 | 2972 | 3307 | 3629 | 3863 | 3983 | 4079 | 4153 | 4216 | 4269 | 4325 | 51468
513 | 20 | 21 | 22 | 23 | 25 | 22 | 19 | 16 | 17 | 19 | 19 | 18 | 17 | 18 | 19 | 17 | 17 | 16 | 18 | 16 | 379 | 513 | 157.3 | 333.3 | 535.1 | 761.8 | 1021 | 1305 | 1606 | 1922 | 2251 | 2582 | 2916 | 3241 | 3558 | 3778 | 3885 | 3960 | 4022 | 4076 | 4125 | 4171 | 50206.5
514 | 15 | 19 | 22 | 23 | 28 | 23 | 25 | 18 | 24 | 22 | 23 | 21 | 21 | 18 | 14 | 13 | 16 | 19 | 22 | 23 | 409 | 514 | 150.7 | 327 | 528.3 | 754.9 | 1015 | 1298 | 1600 | 1919 | 2251 | 2587 | 2921 | 3248 | 3569 | 3797 | 3912 | 3988 | 4052 | 4109 | 4159 | 4207 | 50392.9
515 | 33 | 32 | 26 | 20 | 21 | 24 | 30 | 27 | 28 | 28 | 28 | 27 | 24 | 23 | 24 | 25 | 25 | 23 | 24 | 23 | 515 | 515 | 156 | 332.2 | 534.6 | 764.3 | 1025 | 1313 | 1620 | 1942 | 2279 | 2621 | 2965 | 3303 | 3632 | 3873 | 3995 | 4074 | 4141 | 4202 | 4254 | 4305 | 51331.1
516 | 35 | 31 | 29 | 31 | 26 | 18 | 5 | 10 | 20 | 30 | 30 | 27 | 23 | 21 | 20 | 20 | 21 | 24 | 27 | 22 | 470 | 516 | 155.5 | 334.1 | 537.6 | 768.5 | 1029 | 1316 | 1603 | 1901 | 2235 | 2575 | 2916 | 3251 | 3579 | 3816 | 3934 | 4012 | 4076 | 4135 | 4194 | 4251 | 50618.7
517 | 19 | 24 | 27 | 28 | 25 | 23 | 26 | 27 | 28 | 23 | 24 | 23 | 24 | 22 | 23 | 25 | 25 | 25 | 25 | 28 | 494 | 517 | 136.9 | 303.5 | 504.6 | 731.1 | 986.9 | 1273 | 1580 | 1902 | 2235 | 2579 | 2922 | 3262 | 3595 | 3844 | 3971 | 4051 | 4118 | 4178 | 4236 | 4292 | 50701
518 | 41 | 39 | 40 | 40 | 37 | 34 | 33 | 32 | 21 | 9 | 2 | 1 | 1 | 1 | 7 | 15 | 24 | 23 | 23 | 24 | 447 | 518 | 165.4 | 342.1 | 546.4 | 777.4 | 1038 | 1329 | 1634 | 1960 | 2304 | 2650 | 2971 | 3268 | 3558 | 3753 | 3836 | 3915 | 3979 | 4036 | 4091 | 4147 | 50300.3
519 | 37 | 34 | 32 | 30 | 33 | 33 | 34 | 28 | 27 | 28 | 29 | 28 | 25 | 27 | 28 | 28 | 26 | 26 | 24 | 24 | 581 | 519 | 172.5 | 358.4 | 563.9 | 795.5 | 1060 | 1352 | 1660 | 1989 | 2330 | 2679 | 3026 | 3387 | 3737 | 4000 | 4145 | 4250 | 4330 | 4401 | 4463 | 4523 | 53222.3
520 | 36 | 33 | 35 | 32 | 31 | 29 | 27 | 26 | 23 | 28 | 28 | 28 | 24 | 23 | 22 | 19 | 17 | 17 | 18 | 19 | 515 | 520 | 155.8 | 331.9 | 535 | 766.9 | 1032 | 1319 | 1629 | 1950 | 2291 | 2634 | 2977 | 3312 | 3640 | 3879 | 4005 | 4083 | 4149 | 4209 | 4261 | 4311 | 51470.6
521 | 42 | 39 | 39 | 34 | 30 | 28 | 25 | 24 | 21 | 23 | 21 | 23 | 20 | 20 | 20 | 21 | 22 | 22 | 24 | 24 | 522 | 521 | 156.7 | 334.2 | 537.1 | 766.1 | 1027 | 1313 | 1615 | 1933 | 2260 | 2595 | 2928 | 3256 | 3574 | 3798 | 3911 | 3991 | 4054 | 4115 | 4168 | 4220 | 50552.1
522 | 22 | 29 | 29 | 37 | 39 | 41 | 36 | 28 | 20 | 14 | 13 | 15 | 19 | 24 | 29 | 30 | 29 | 28 | 29 | 31 | 542 | 522 | 156.6 | 332.1 | 536 | 769.8 | 1035 | 1324 | 1635 | 1959 | 2300 | 2642 | 2984 | 3322 | 3650 | 3892 | 4023 | 4121 | 4195 | 4262 | 4319 | 4377 | 51834.5
523 | 27 | 24 | 26 | 27 | 29 | 30 | 30 | 30 | 27 | 23 | 23 | 22 | 23 | 20 | 14 | 10 | 9 | 11 | 11 | 10 | 426 | 523 | 152.4 | 323.1 | 520.1 | 742.8 | 992.8 | 1269 | 1558 | 1860 | 2175 | 2493 | 2809 | 3121 | 3420 | 3624 | 3723 | 3793 | 3853 | 3902 | 3947 | 3989 | 48267.2
524 | 40 | 36 | 34 | 33 | 36 | 38 | 38 | 32 | 32 | 33 | 34 | 33 | 31 | 32 | 34 | 35 | 34 | 35 | 35 | 38 | 693 | 524 | 159.3 | 335.5 | 540 | 774.2 | 1046 | 1344 | 1664 | 1999 | 2352 | 2732 | 3114 | 3493 | 3864 | 4159 | 4325 | 4435 | 4522 | 4599 | 4673 | 4736 | 54866
525 | 22 | 23 | 27 | 30 | 35 | 35 | 36 | 34 | 30 | 24 | 19 | 19 | 23 | 28 | 29 | 31 | 31 | 30 | 27 | 27 | 560 | 525 | 154.3 | 330.7 | 531.5 | 761 | 1021 | 1309 | 1617 | 1941 | 2279 | 2620 | 2961 | 3300 | 3631 | 3881 | 4022 | 4120 | 4197 | 4263 | 4322 | 4380 | 51641.5
526 | 23 | 29 | 27 | 33 | 33 | 36 | 33 | 30 | 24 | 21 | 19 | 17 | 11 | 6 | 3 | 5 | 6 | 4 | 6 | 14 | 380 | 526 | 152.9 | 325.6 | 523.9 | 749.6 | 1002 | 1280 | 1575 | 1883 | 2207 | 2529 | 2848 | 3163 | 3469 | 3680 | 3761 | 3817 | 3870 | 3891 | 3915 | 3959 | 48601
527 | 38 | 33 | 35 | 36 | 40 | 38 | 34 | 28 | 27 | 27 | 28 | 26 | 26 | 27 | 28 | 26 | 24 | 26 | 28 | 30 | 605 | 527 | 166.8 | 344 | 550.2 | 782.8 | 1047 | 1335 | 1644 | 1964 | 2301 | 2647 | 2984 | 3320 | 3645 | 3891 | 4026 | 4123 | 4196 | 4260 | 4318 | 4375 | 51919.8
528 | 36 | 36 | 38 | 38 | 38 | 32 | 29 | 26 | 26 | 23 | 22 | 18 | 16 | 16 | 15 | 17 | 12 | 17 | 18 | 23 | 496 | 528 | 176.4 | 367.1 | 586.3 | 824.4 | 1083 | 1363 | 1656 | 1967 | 2284 | 2609 | 2927 | 3239 | 3544 | 3754 | 3855 | 3927 | 3987 | 4038 | 4089 | 4138 | 50414.2
529 | 29 | 30 | 27 | 24 | 23 | 25 | 27 | 28 | 25 | 25 | 22 | 21 | 19 | 19 | 18 | 17 | 18 | 18 | 20 | 18 | 453 | 529 | 158.2 | 334.7 | 537.6 | 768.3 | 1029 | 1319 | 1624 | 1949 | 2285 | 2624 | 2962 | 3294 | 3616 | 3847 | 3962 | 4039 | 4104 | 4161 | 4211 | 4260 | 51084.8
530 | 39 | 29 | 26 | 22 | 24 | 26 | 27 | 28 | 28 | 26 | 25 | 20 | 18 | 16 | 19 | 19 | 20 | 19 | 16 | 12 | 459 | 530 | 162.3 | 337.3 | 537 | 762.1 | 1016 | 1295 | 1588 | 1898 | 2214 | 2533 | 2850 | 3160 | 3459 | 3662 | 3757 | 3827 | 3885 | 3932 | 3977 | 4016 | 48867.7
531 | 27 | 22 | 19 | 17 | 19 | 27 | 30 | 33 | 33 | 30 | 27 | 22 | 17 | 12 | 7 | 7 | 5 | 4 | 8 | 12 | 378 | 531 | 157 | 333.1 | 537.5 | 768.8 | 1029 | 1316 | 1620 | 1938 | 2280 | 2622 | 2957 | 3288 | 3607 | 3830 | 3942 | 4018 | 4066 | 4088 | 4131 | 4178 | 50706.4
532 | 29 | 31 | 32 | 33 | 36 | 35 | 35 | 28 | 25 | 23 | 25 | 29 | 28 | 28 | 28 | 29 | 30 | 29 | 30 | 30 | 593 | 532 | 155.4 | 331.1 | 532.7 | 762.3 | 1025 | 1317 | 1624 | 1951 | 2294 | 2641 | 2988 | 3338 | 3690 | 3957 | 4104 | 4210 | 4291 | 4361 | 4426 | 4485 | 52483.5
533 | 25 | 29 | 26 | 33 | 34 | 40 | 34 | 30 | 26 | 26 | 25 | 26 | 25 | 28 | 28 | 30 | 28 | 26 | 28 | 30 | 577 | 533 | 155.5 | 332.3 | 533.8 | 767.3 | 1026 | 1316 | 1622 | 1941 | 2278 | 2619 | 2957 | 3290 | 3614 | 3856 | 3982 | 4078 | 4152 | 4216 | 4273 | 4328 | 51336.9
534 | 29 | 32 | 36 | 40 | 38 | 36 | 35 | 32 | 28 | 23 | 24 | 22 | 20 | 18 | 16 | 12 | 8 | 7 | 9 | 12 | 477 | 534 | 135.5 | 302.2 | 500.5 | 725 | 974.2 | 1248 | 1545 | 1856 | 2177 | 2504 | 2832 | 3157 | 3475 | 3697 | 3807 | 3882 | 3944 | 3999 | 4052 | 4099 | 48911.4
535 | 37 | 33 | 36 | 38 | 42 | 40 | 37 | 33 | 30 | 29 | 31 | 29 | 30 | 29 | 32 | 31 | 31 | 32 | 34 | 37 | 671 | 535 | 175.7 | 367 | 572.5 | 807.1 | 1075 | 1368 | 1684 | 2015 | 2364 | 2719 | 3081 | 3439 | 3800 | 4075 | 4230 | 4333 | 4414 | 4487 | 4555 | 4617 | 54178.3
536 | 28 | 32 | 34 | 39 | 42 | 42 | 36 | 26 | 23 | 19 | 21 | 19 | 16 | 12 | 10 | 14 | 17 | 19 | 15 | 13 | 477 | 536 | 154.7 | 331.9 | 534.2 | 764.5 | 1025 | 1310 | 1615 | 1935 | 2269 | 2610 | 2945 | 3279 | 3599 | 3832 | 3948 | 4025 | 4090 | 4149 | 4199 | 4249 | 50864.3
537 | 41 | 38 | 39 | 39 | 42 | 41 | 40 | 36 | 32 | 28 | 26 | 26 | 27 | 25 | 25 | 25 | 27 | 26 | 23 | 23 | 629 | 537 | 156.9 | 334.5 | 535.8 | 763.9 | 1024 | 1313 | 1634 | 1969 | 2310 | 2641 | 2971 | 3309 | 3639 | 3880 | 4007 | 4100 | 4173 | 4235 | 4291 | 4347 | 51634.1
538 | 25 | 28 | 30 | 32 | 32 | 30 | 31 | 29 | 27 | 22 | 20 | 16 | 14 | 8 | 5 | 2 | 4 | 9 | 11 | 13 | 388 | 538 | 162.4 | 337.6 | 537 | 762.6 | 1017 | 1295 | 1589 | 1895 | 2210 | 2528 | 2843 | 3149 | 3447 | 3645 | 3712 | 3749 | 3773 | 3799 | 3839 | 3879 | 48168.6
539 | 17 | 22 | 19 | 22 | 18 | 18 | 18 | 18 | 22 | 18 | 14 | 8 | 12 | 18 | 20 | 17 | 14 | 14 | 17 | 17 | 343 | 539 | 138.2 | 303.1 | 501.2 | 726.3 | 980.3 | 1257 | 1554 | 1865 | 2188 | 2516 | 2841 | 3141 | 3453 | 3677 | 3786 | 3859 | 3918 | 3971 | 4022 | 4073 | 48770.1
540 | 34 | 22 | 18 | 17 | 26 | 34 | 34 | 34 | 30 | 30 | 28 | 28 | 27 | 27 | 29 | 30 | 31 | 31 | 32 | 32 | 574 | 540 | 157.4 | 337.3 | 543.7 | 777.8 | 1042 | 1335 | 1650 | 1981 | 2325 | 2677 | 3026 | 3386 | 3734 | 4008 | 4160 | 4263 | 4343 | 4414 | 4478 | 4538 | 53176.2
541 | 41 | 37 | 35 | 32 | 33 | 31 | 28 | 26 | 25 | 28 | 24 | 26 | 25 | 28 | 29 | 30 | 28 | 27 | 26 | 29 | 588 | 541 | 157.3 | 335.8 | 540.1 | 773.8 | 1038 | 1332 | 1643 | 1971 | 2317 | 2664 | 3009 | 3354 | 3699 | 3968 | 4113 | 4212 | 4290 | 4359 | 4421 | 4481 | 52678
542 | 41 | 42 | 39 | 41 | 42 | 41 | 34 | 28 | 28 | 27 | 25 | 22 | 22 | 23 | 24 | 21 | 21 | 21 | 22 | 23 | 587 | 542 | 154.6 | 330.2 | 530.3 | 760.4 | 1020 | 1307 | 1607 | 1927 | 2258 | 2598 | 2936 | 3268 | 3590 | 3820 | 3933 | 4010 | 4075 | 4134 | 4185 | 4235 | 50678.5
543 | 46 | 41 | 42 | 40 | 42 | 38 | 32 | 29 | 29 | 29 | 23 | 17 | 14 | 12 | 11 | 9 | 11 | 11 | 13 | 10 | 499 | 543 | 171 | 356.5 | 568 | 795.7 | 1052 | 1328 | 1621 | 1926 | 2240 | 2557 | 2872 | 3177 | 3472 | 3672 | 3769 | 3832 | 3890 | 3937 | 3981 | 4020 | 49237.2
544 | 34 | 23 | 24 | 24 | 29 | 31 | 31 | 30 | 29 | 26 | 27 | 23 | 24 | 24 | 28 | 29 | 30 | 28 | 28 | 27 | 549 | 544 | 170 | 348 | 551 | 782.2 | 1042 | 1332 | 1640 | 1959 | 2300 | 2642 | 2985 | 3325 | 3654 | 3897 | 4029 | 4128 | 4204 | 4271 | 4333 | 4391 | 51983.2
545 | 29 | 33 | 32 | 29 | 24 | 22 | 24 | 27 | 27 | 28 | 23 | 22 | 21 | 23 | 26 | 27 | 27 | 25 | 22 | 24 | 515 | 545 | 139.9 | 316 | 517.6 | 746.9 | 1005 | 1293 | 1597 | 1921 | 2259 | 2604 | 2946 | 3288 | 3625 | 3869 | 3994 | 4075 | 4141 | 4200 | 4257 | 4308 | 51102.4
546 | 18 | 21 | 25 | 32 | 36 | 33 | 24 | 16 | 13 | 14 | 14 | 15 | 16 | 15 | 14 | 13 | 16 | 17 | 18 | 17 | 387 | 546 | 156.6 | 334.7 | 540.5 | 773.8 | 1036 | 1326 | 1633 | 1953 | 2287 | 2630 | 2969 | 3303 | 3630 | 3864 | 3982 | 4060 | 4126 | 4185 | 4236 | 4285 | 51310.6
547 | 25 | 30 | 28 | 32 | 29 | 33 | 31 | 30 | 27 | 23 | 19 | 16 | 16 | 19 | 19 | 20 | 21 | 24 | 22 | 20 | 484 | 547 | 154.6 | 329.1 | 529.3 | 757.1 | 1016 | 1297 | 1596 | 1907 | 2233 | 2564 | 2890 | 3208 | 3518 | 3731 | 3833 | 3906 | 3967 | 4019 | 4066 | 4111 | 49632.1
548 | 30 | 32 | 29 | 27 | 22 | 24 | 22 | 22 | 20 | 18 | 18 | 15 | 19 | 19 | 21 | 19 | 19 | 17 | 15 | 14 | 422 | 548 | 158.3 | 335.7 | 538.5 | 767.7 | 1028 | 1314 | 1616 | 1935 | 2263 | 2599 | 2928 | 3253 | 3567 | 3791 | 3902 | 3976 | 4040 | 4094 | 4143 | 4189 | 50438.2
549 | 38 | 38 | 39 | 37 | 35 | 33 | 32 | 29 | 26 | 22 | 24 | 20 | 18 | 16 | 18 | 14 | 10 | 2 | 4 | 4 | 459 | 549 | 156.2 | 333.2 | 534.2 | 763 | 1022 | 1307 | 1608 | 1922 | 2251 | 2582 | 2912 | 3234 | 3549 | 3770 | 3880 | 3955 | 4018 | 4064 | 4082 | 4098 | 50040.6
550 | 25 | 26 | 30 | 35 | 39 | 31 | 27 | 24 | 31 | 33 | 30 | 27 | 25 | 26 | 26 | 26 | 27 | 28 | 28 | 27 | 571 | 550 | 155.3 | 330.9 | 533.5 | 764.6 | 1029 | 1319 | 1631 | 1962 | 2306 | 2656 | 3003 | 3349 | 3686 | 3940 | 4071 | 4153 | 4227 | 4295 | 4357 | 4413 | 52181.3
551 | 38 | 37 | 36 | 36 | 37 | 38 | 34 | 32 | 31 | 32 | 29 | 24 | 22 | 22 | 23 | 21 | 18 | 19 | 18 | 18 | 565 | 551 | 168.4 | 343.5 | 543.8 | 769.3 | 1023 | 1304 | 1603 | 1917 | 2242 | 2581 | 2914 | 3240 | 3549 | 3781 | 3897 | 3970 | 4031 | 4083 | 4132 | 4178 | 50270
552 | 5 | 10 | 12 | 22 | 29 | 34 | 33 | 31 | 30 | 31 | 30 | 29 | 25 | 25 | 24 | 23 | 25 | 26 | 28 | 25 | 497 | 552 | 138.4 | 298.4 | 483.8 | 709 | 966.1 | 1245 | 1543 | 1857 | 2188 | 2527 | 2868 | 3203 | 3533 | 3776 | 3899 | 3980 | 4047 | 4109 | 4168 | 4224 | 49762.7
553 | 39 | 37 | 38 | 34 | 31 | 25 | 24 | 25 | 28 | 31 | 29 | 28 | 23 | 23 | 22 | 24 | 22 | 20 | 17 | 15 | 535 | 553 | 172.8 | 363.6 | 566.9 | 797.9 | 1059 | 1347 | 1652 | 1974 | 2311 | 2652 | 2990 | 3337 | 3667 | 3896 | 4026 | 4116 | 4186 | 4244 | 4294 | 4343 | 51995.2
554 | 37 | 35 | 38 | 39 | 37 | 31 | 22 | 25 | 28 | 34 | 31 | 29 | 27 | 28 | 25 | 22 | 22 | 23 | 24 | 24 | 581 | 554 | 156.7 | 335.1 | 539 | 769.4 | 1032 | 1324 | 1634 | 1959 | 2297 | 2642 | 2986 | 3322 | 3657 | 3913 | 4038 | 4116 | 4182 | 4242 | 4295 | 4345 | 51784.2
555 | 40 | 42 | 41 | 38 | 34 | 32 | 33 | 33 | 30 | 30 | 27 | 28 | 26 | 24 | 23 | 24 | 24 | 21 | 17 | 16 | 583 | 555 | 152.6 | 329.1 | 531.9 | 758.6 | 1015 | 1299 | 1598 | 1908 | 2233 | 2560 | 2886 | 3211 | 3539 | 3764 | 3880 | 3969 | 4039 | 4097 | 4146 | 4192 | 50108.2
556 | 24 | 34 | 34 | 35 | 35 | 36 | 34 | 28 | 23 | 25 | 23 | 22 | 19 | 20 | 21 | 23 | 20 | 20 | 21 | 23 | 520 | 556 | 153.4 | 328.2 | 527.1 | 757.9 | 1019 | 1304 | 1608 | 1925 | 2257 | 2591 | 2926 | 3258 | 3577 | 3806 | 3922 | 3999 | 4064 | 4120 | 4171 | 4219 | 50532.6
557 | 40 | 42 | 41 | 39 | 34 | 30 | 28 | 27 | 27 | 28 | 29 | 28 | 26 | 24 | 24 | 26 | 28 | 27 | 23 | 19 | 590 | 557 | 168 | 344.1 | 544.4 | 773.6 | 1033 | 1319 | 1624 | 1940 | 2272 | 2611 | 2948 | 3295 | 3621 | 3852 | 3968 | 4045 | 4118 | 4181 | 4236 | 4284 | 51177.1
558 | 23 | 27 | 28 | 33 | 31 | 28 | 23 | 19 | 21 | 19 | 22 | 20 | 22 | 22 | 20 | 17 | 16 | 15 | 17 | 20 | 443 | 558 | 154 | 329.1 | 531.4 | 760.4 | 1019 | 1305 | 1606 | 1919 | 2247 | 2583 | 2915 | 3242 | 3559 | 3783 | 3895 | 3971 | 4034 | 4090 | 4139 | 4187 | 50268.9
559 | 44 | 41 | 43 | 41 | 39 | 34 | 31 | 34 | 35 | 38 | 35 | 27 | 19 | 17 | 18 | 21 | 25 | 28 | 30 | 29 | 629 | 559 | 175.3 | 362.7 | 567 | 800.9 | 1061 | 1351 | 1656 | 1977 | 2327 | 2681 | 3035 | 3377 | 3695 | 3923 | 4034 | 4109 | 4179 | 4241 | 4297 | 4354 | 52202.9
560 | 40 | 28 | 29 | 24 | 33 | 32 | 33 | 27 | 25 | 22 | 21 | 20 | 22 | 20 | 20 | 22 | 24 | 22 | 16 | 13 | 493 | 560 | 155.8 | 333.6 | 535.7 | 767.7 | 1030 | 1317 | 1622 | 1945 | 2275 | 2615 | 2955 | 3286 | 3606 | 3832 | 3945 | 4021 | 4085 | 4142 | 4192 | 4240 | 50900.8
561 | 36 | 29 | 28 | 26 | 28 | 27 | 25 | 24 | 26 | 27 | 23 | 22 | 21 | 22 | 19 | 20 | 17 | 16 | 17 | 17 | 470 | 561 | 172.2 | 359.7 | 559.7 | 786.3 | 1043 | 1326 | 1628 | 1946 | 2275 | 2608 | 2938 | 3263 | 3581 | 3803 | 3914 | 3989 | 4053 | 4108 | 4157 | 4204 | 50713.9
562 | 38 | 40 | 41 | 43 | 40 | 35 | 33 | 34 | 37 | 35 | 28 | 20 | 17 | 18 | 20 | 23 | 26 | 29 | 27 | 27 | 611 | 562 | 165.6 | 341.7 | 545.2 | 775.1 | 1035 | 1319 | 1624 | 1950 | 2299 | 2651 | 2986 | 3316 | 3635 | 3860 | 3975 | 4055 | 4128 | 4191 | 4247 | 4302 | 51400.6
563 | 37 | 30 | 26 | 22 | 16 | 13 | 6 | 9 | 12 | 18 | 20 | 21 | 17 | 16 | 15 | 17 | 16 | 18 | 18 | 21 | 368 | 563 | 154.2 | 327.1 | 526.2 | 752.5 | 1008 | 1283 | 1569 | 1857 | 2169 | 2488 | 2804 | 3113 | 3415 | 3624 | 3723 | 3792 | 3850 | 3902 | 3949 | 3993 | 48299
564 | 22 | 20 | 20 | 16 | 14 | 14 | 18 | 22 | 26 | 30 | 30 | 26 | 22 | 22 | 24 | 27 | 27 | 25 | 24 | 25 | 454 | 564 | 157.2 | 335.6 | 541 | 772.2 | 1037 | 1328 | 1637 | 1965 | 2308 | 2659 | 3003 | 3343 | 3674 | 3921 | 4047 | 4127 | 4195 | 4257 | 4311 | 4362 | 51980
565 | 23 | 22 | 22 | 24 | 27 | 30 | 27 | 26 | 26 | 26 | 25 | 23 | 21 | 21 | 21 | 19 | 18 | 17 | 18 | 16 | 452 | 565 | 154.6 | 328.5 | 530.5 | 758.6 | 1016 | 1302 | 1604 | 1916 | 2245 | 2577 | 2907 | 3230 | 3545 | 3768 | 3878 | 3953 | 4015 | 4070 | 4118 | 4165 | 50081.2
566 | 26 | 21 | 22 | 20 | 24 | 24 | 22 | 19 | 15 | 16 | 13 | 12 | 10 | 8 | 11 | 11 | 11 | 9 | 9 | 8 | 311 | 566 | 153.9 | 325.7 | 523.1 | 742.9 | 993.2 | 1263 | 1548 | 1844 | 2150 | 2457 | 2760 | 3058 | 3324 | 3495 | 3581 | 3647 | 3701 | 3728 | 3745 | 3759 | 46798.8
567 | 23 | 30 | 28 | 35 | 34 | 37 | 33 | 31 | 28 | 27 | 24 | 22 | 21 | 23 | 27 | 29 | 27 | 25 | 26 | 29 | 559 | 567 | 154.8 | 331.9 | 533.7 | 764.9 | 1027 | 1316 | 1627 | 1953 | 2290 | 2633 | 2974 | 3308 | 3636 | 3876 | 4002 | 4098 | 4173 | 4238 | 4296 | 4352 | 51584.3
568 | 28 | 27 | 30 | 29 | 31 | 29 | 29 | 26 | 25 | 26 | 26 | 21 | 17 | 16 | 16 | 19 | 17 | 19 | 16 | 15 | 462 | 568 | 155.8 | 332.9 | 534.9 | 764.2 | 1025 | 1311 | 1617 | 1935 | 2269 | 2604 | 2936 | 3260 | 3577 | 3798 | 3905 | 3980 | 4043 | 4097 | 4145 | 4192 | 50481.8
569 | 45 | 42 | 37 | 22 | 10 | 4 | 5 | 6 | 4 | 5 | 15 | 22 | 24 | 22 | 24 | 25 | 22 | 19 | 20 | 21 | 394 | 569 | 152.8 | 326.9 | 526.4 | 753 | 1009 | 1278 | 1548 | 1828 | 2116 | 2408 | 2722 | 3037 | 3347 | 3571 | 3683 | 3758 | 3819 | 3873 | 3925 | 3975 | 47656.1
570 | 25 | 23 | 24 | 29 | 34 | 38 | 36 | 34 | 29 | 27 | 23 | 25 | 24 | 24 | 23 | 23 | 22 | 21 | 20 | 20 | 524 | 570 | 156.8 | 332.6 | 534.5 | 765.1 | 1024 | 1311 | 1616 | 1939 | 2274 | 2610 | 2939 | 3264 | 3594 | 3815 | 3925 | 4000 | 4063 | 4119 | 4167 | 4214 | 50663
571 | 33 | 39 | 39 | 41 | 38 | 33 | 28 | 24 | 24 | 25 | 27 | 29 | 29 | 27 | 29 | 28 | 29 | 26 | 23 | 18 | 589 | 571 | 156 | 333.9 | 537.8 | 770.8 | 1035 | 1329 | 1643 | 1971 | 2315 | 2662 | 3012 | 3354 | 3693 | 3939 | 4072 | 4167 | 4239 | 4306 | 4363 | 4414 | 52312.5
572 | 27 | 25 | 22 | 22 | 24 | 27 | 24 | 21 | 17 | 22 | 22 | 22 | 12 | 5 | 0 | 0 | 0 | 3 | 11 | 19 | 325 | 572 | 155.2 | 332 | 531.3 | 758.9 | 1018 | 1301 | 1603 | 1919 | 2247 | 2583 | 2914 | 3238 | 3552 | 3747 | 3818 | 3853 | 3879 | 3899 | 3927 | 3977 | 49252.4
573 | 24 | 25 | 25 | 26 | 25 | 23 | 21 | 22 | 20 | 20 | 18 | 18 | 16 | 11 | 5 | 1 | 5 | 8 | 14 | 14 | 341 | 573 | 152 | 328.6 | 532.5 | 760.4 | 1020 | 1305 | 1607 | 1923 | 2248 | 2580 | 2911 | 3236 | 3549 | 3769 | 3859 | 3895 | 3921 | 3974 | 4026 | 4077 | 49673.5
574 | 27 | 27 | 30 | 29 | 24 | 21 | 21 | 25 | 24 | 26 | 24 | 22 | 17 | 16 | 15 | 17 | 15 | 16 | 13 | 13 | 422 | 574 | 154.2 | 328.8 | 528 | 754.4 | 1010 | 1290 | 1587 | 1897 | 2214 | 2539 | 2861 | 3177 | 3480 | 3692 | 3797 | 3869 | 3930 | 3981 | 4028 | 4073 | 49190.4
575 | 43 | 33 | 31 | 25 | 32 | 32 | 33 | 27 | 26 | 22 | 19 | 17 | 18 | 17 | 19 | 22 | 26 | 25 | 21 | 22 | 510 | 575 | 155 | 328.2 | 527.5 | 754.4 | 1011 | 1291 | 1588 | 1896 | 2215 | 2541 | 2862 | 3177 | 3483 | 3695 | 3800 | 3872 | 3934 | 3986 | 4033 | 4079 | 49228.1
576 | 38 | 35 | 37 | 35 | 36 | 33 | 33 | 33 | 34 | 32 | 29 | 25 | 24 | 26 | 28 | 28 | 27 | 26 | 27 | 29 | 615 | 576 | 156.1 | 332.7 | 536 | 766.1 | 1029 | 1318 | 1624 | 1944 | 2281 | 2622 | 2964 | 3299 | 3626 | 3864 | 4002 | 4098 | 4171 | 4236 | 4293 | 4350 | 51511.9
577 | 34 | 30 | 31 | 32 | 34 | 33 | 30 | 26 | 25 | 24 | 26 | 22 | 20 | 16 | 13 | 15 | 15 | 19 | 16 | 21 | 482 | 577 | 154.3 | 328.3 | 528.6 | 757.2 | 1014 | 1297 | 1598 | 1912 | 2239 | 2570 | 2901 | 3226 | 3539 | 3760 | 3871 | 3946 | 4009 | 4064 | 4112 | 4159 | 49985.4
578 | 27 | 30 | 35 | 41 | 45 | 42 | 40 | 32 | 25 | 19 | 15 | 17 | 15 | 14 | 13 | 14 | 20 | 22 | 22 | 20 | 508 | 578 | 154.9 | 332.8 | 537.2 | 775.4 | 1055 | 1361 | 1685 | 2025 | 2369 | 2711 | 3050 | 3382 | 3708 | 3938 | 4053 | 4130 | 4195 | 4253 | 4304 | 4353 | 52372.3
579 | 16 | 28 | 29 | 36 | 28 | 20 | 10 | 5 | 5 | 14 | 22 | 30 | 28 | 28 | 26 | 24 | 25 | 27 | 29 | 29 | 459 | 579 | 154.4 | 330.4 | 534.6 | 766.1 | 1028 | 1315 | 1625 | 1922 | 2223 | 2553 | 2894 | 3229 | 3557 | 3802 | 3924 | 4003 | 4069 | 4132 | 4194 | 4254 | 50509.5
580 | 9 | 16 | 18 | 20 | 16 | 16 | 19 | 23 | 23 | 21 | 20 | 19 | 21 | 19 | 23 | 20 | 19 | 20 | 20 | 23 | 385 | 580 | 155.7 | 330.1 | 531.7 | 759.4 | 1014 | 1296 | 1597 | 1910 | 2235 | 2566 | 2895 | 3217 | 3530 | 3754 | 3867 | 3941 | 4004 | 4059 | 4108 | 4155 | 49924.9
581 | 36 | 39 | 38 | 39 | 36 | 34 | 33 | 34 | 34 | 32 | 26 | 25 | 25 | 25 | 25 | 26 | 27 | 28 | 27 | 28 | 617 | 581 | 174.7 | 370.4 | 576.1 | 810.5 | 1076 | 1370 | 1683 | 2013 | 2357 | 2709 | 3059 | 3406 | 3746 | 3999 | 4128 | 4223 | 4302 | 4372 | 4436 | 4495 | 53305.7
582 | 39 | 35 | 35 | 34 | 36 | 36 | 33 | 28 | 27 | 26 | 25 | 19 | 14 | 8 | 6 | 8 | 7 | 11 | 10 | 18 | 455 | 582 | 165.1 | 339.6 | 540.6 | 768.4 | 1024 | 1306 | 1607 | 1919 | 2241 | 2570 | 2893 | 3213 | 3521 | 3735 | 3841 | 3914 | 3966 | 4004 | 4051 | 4097 | 49715.7
583 | 44 | 42 | 39 | 38 | 40 | 39 | 34 | 27 | 27 | 25 | 23 | 20 | 20 | 20 | 22 | 19 | 20 | 20 | 21 | 21 | 561 | 583 | 154 | 328.9 | 529.9 | 756.2 | 1013 | 1295 | 1596 | 1909 | 2239 | 2568 | 2901 | 3227 | 3541 | 3763 | 3873 | 3949 | 4011 | 4067 | 4115 | 4162 | 49998
584 | 25 | 31 | 27 | 27 | 22 | 23 | 24 | 23 | 23 | 26 | 29 | 29 | 25 | 24 | 26 | 31 | 32 | 31 | 28 | 27 | 533 | 584 | 159.2 | 338.1 | 543.9 | 777.4 | 1043 | 1338 | 1654 | 1986 | 2329 | 2683 | 3035 | 3387 | 3728 | 3988 | 4122 | 4209 | 4284 | 4350 | 4411 | 4462 | 52827.6
585 | 40 | 41 | 41 | 39 | 36 | 28 | 25 | 23 | 28 | 27 | 20 | 9 | 1 | 1 | 0 | 0 | 1 | 1 | 6 | 10 | 377 | 585 | 154.5 | 328.5 | 528.2 | 757.3 | 1013 | 1293 | 1592 | 1901 | 2226 | 2554 | 2882 | 3194 | 3461 | 3634 | 3698 | 3733 | 3758 | 3777 | 3794 | 3821 | 48099.5
586 | 27 | 31 | 34 | 39 | 39 | 37 | 35 | 35 | 34 | 31 | 29 | 28 | 27 | 23 | 19 | 20 | 20 | 19 | 19 | 21 | 567 | 586 | 153.1 | 327 | 527.1 | 755.3 | 1015 | 1299 | 1605 | 1922 | 2251 | 2585 | 2915 | 3251 | 3582 | 3809 | 3923 | 3999 | 4063 | 4119 | 4169 | 4217 | 50486.5
587 | 25 | 24 | 27 | 31 | 34 | 32 | 26 | 25 | 23 | 27 | 25 | 26 | 22 | 20 | 20 | 19 | 21 | 17 | 21 | 23 | 488 | 587 | 154.6 | 330.9 | 533.7 | 764.3 | 1025 | 1314 | 1616 | 1936 | 2269 | 2607 | 2943 | 3275 | 3599 | 3827 | 3939 | 4024 | 4089 | 4146 | 4196 | 4244 | 50832.5
588 | 43 | 41 | 40 | 36 | 38 | 38 | 37 | 32 | 26 | 22 | 20 | 19 | 21 | 22 | 26 | 26 | 24 | 23 | 22 | 23 | 579 | 588 | 173.6 | 366.8 | 577.6 | 805 | 1067 | 1355 | 1661 | 1983 | 2314 | 2653 | 2991 | 3320 | 3639 | 3864 | 3988 | 4083 | 4157 | 4220 | 4275 | 4330 | 51823
589 | 24 | 26 | 23 | 24 | 23 | 21 | 15 | 12 | 15 | 17 | 17 | 17 | 18 | 17 | 15 | 16 | 17 | 20 | 19 | 17 | 373 | 589 | 135.5 | 304.4 | 501.8 | 722.6 | 970.7 | 1247 | 1539 | 1843 | 2163 | 2487 | 2813 | 3133 | 3444 | 3667 | 3779 | 3854 | 3915 | 3970 | 4023 | 4070 | 48582
590 | 27 | 28 | 30 | 34 | 38 | 39 | 34 | 28 | 23 | 23 | 24 | 25 | 21 | 20 | 19 | 22 | 21 | 19 | 18 | 19 | 512 | 590 | 157.5 | 333 | 533.6 | 762.1 | 1021 | 1306 | 1607 | 1925 | 2254 | 2588 | 2920 | 3243 | 3561 | 3785 | 3894 | 3969 | 4032 | 4088 | 4136 | 4183 | 50298.2
591 | 41 | 40 | 39 | 34 | 36 | 35 | 35 | 28 | 24 | 26 | 25 | 23 | 19 | 20 | 21 | 22 | 18 | 18 | 18 | 20 | 542 | 591 | 172.3 | 363.1 | 563.5 | 792.1 | 1053 | 1341 | 1646 | 1964 | 2296 | 2632 | 2973 | 3300 | 3623 | 3854 | 3965 | 4042 | 4106 | 4162 | 4212 | 4260 | 51320
592 | 46 | 46 | 46 | 45 | 42 | 36 | 33 | 33 | 37 | 36 | 35 | 32 | 31 | 30 | 29 | 30 | 31 | 32 | 30 | 28 | 708 | 592 | 173.1 | 364.7 | 585.6 | 836 | 1107 | 1397 | 1706 | 2047 | 2407 | 2770 | 3131 | 3485 | 3831 | 4092 | 4233 | 4330 | 4411 | 4484 | 4550 | 4615 | 54555.4
593 | 14 | 21 | 24 | 25 | 22 | 17 | 17 | 19 | 19 | 22 | 21 | 22 | 19 | 18 | 20 | 20 | 21 | 19 | 16 | 12 | 388 | 593 | 154 | 328.6 | 528 | 755.5 | 1010 | 1291 | 1590 | 1904 | 2228 | 2555 | 2877 | 3197 | 3507 | 3726 | 3833 | 3905 | 3967 | 4020 | 4068 | 4114 | 49558.1
594 | 28 | 26 | 31 | 29 | 32 | 24 | 27 | 25 | 29 | 27 | 26 | 19 | 15 | 12 | 14 | 15 | 17 | 19 | 21 | 19 | 455 | 594 | 155.5 | 330.8 | 530.4 | 755.4 | 1009 | 1284 | 1575 | 1881 | 2201 | 2522 | 2840 | 3150 | 3447 | 3648 | 3746 | 3816 | 3875 | 3923 | 3968 | 4011 | 48668.1
595 | 46 | 42 | 41 | 39 | 38 | 33 | 28 | 24 | 26 | 26 | 27 | 25 | 25 | 23 | 20 | 20 | 22 | 24 | 22 | 17 | 568 | 595 | 172.1 | 362.8 | 571.4 | 798.7 | 1054 | 1338 | 1635 | 1945 | 2268 | 2593 | 2917 | 3234 | 3546 | 3755 | 3855 | 3927 | 3996 | 4052 | 4102 | 4146 | 50268
596 | 22 | 19 | 18 | 17 | 18 | 19 | 18 | 18 | 19 | 17 | 14 | 11 | 11 | 8 | 7 | 3 | 3 | 1 | 4 | 5 | 252 | 596 | 155.6 | 330.3 | 530.9 | 757.2 | 1016 | 1296 | 1592 | 1905 | 2228 | 2558 | 2883 | 3200 | 3510 | 3726 | 3810 | 3847 | 3872 | 3892 | 3909 | 3926 | 48944
597 | 33 | 36 | 36 | 40 | 42 | 43 | 39 | 33 | 33 | 33 | 34 | 30 | 24 | 18 | 18 | 20 | 24 | 27 | 29 | 31 | 623 | 597 | 156.1 | 333 | 537.3 | 768.9 | 1035 | 1340 | 1666 | 2007 | 2364 | 2726 | 3088 | 3444 | 3781 | 4022 | 4145 | 4228 | 4299 | 4368 | 4429 | 4489 | 53226.3
598 | 16 | 15 | 12 | 17 | 20 | 25 | 22 | 23 | 23 | 24 | 20 | 21 | 23 | 25 | 24 | 22 | 23 | 23 | 23 | 22 | 423 | 598 | 140.1 | 301.2 | 489 | 709 | 969.8 | 1257 | 1562 | 1886 | 2225 | 2569 | 2915 | 3261 | 3605 | 3863 | 3998 | 4083 | 4152 | 4214 | 4274 | 4331 | 50804.1
599 | 30 | 31 | 35 | 37 | 38 | 35 | 33 | 30 | 27 | 25 | 25 | 24 | 24 | 21 | 17 | 14 | 14 | 16 | 19 | 18 | 513 | 599 | 157.1 | 331.4 | 530.4 | 755.5 | 1009 | 1287 | 1584 | 1894 | 2215 | 2542 | 2864 | 3180 | 3489 | 3695 | 3797 | 3869 | 3929 | 3980 | 4026 | 4070 | 49204.4
600 | 32 | 28 | 26 | 24 | 25 | 28 | 30 | 30 | 29 | 26 | 24 | 22 | 20 | 20 | 21 | 23 | 24 | 23 | 22 | 20 | 497 | 600 | 155.2 | 331.1 | 531.3 | 756.1 | 1012 | 1292 | 1590 | 1904 | 2232 | 2562 | 2891 | 3216 | 3526 | 3747 | 3855 | 3929 | 3991 | 4045 | 4093 | 4140 | 49798.7
601 | 33 | 34 | 35 | 37 | 39 | 34 | 22 | 9 | 3 | 5 | 16 | 22 | 28 | 26 | 29 | 29 | 28 | 28 | 30 | 30 | 517 | 601 | 155.1 | 331.5 | 532.7 | 763.4 | 1022 | 1310 | 1623 | 1946 | 2284 | 2606 | 2943 | 3283 | 3613 | 3855 | 3995 | 4093 | 4167 | 4233 | 4296 | 4353 | 51404.7
602 | 37 | 39 | 37 | 36 | 33 | 31 | 27 | 26 | 26 | 30 | 31 | 30 | 27 | 24 | 25 | 26 | 29 | 29 | 26 | 23 | 592 | 602 | 156.3 | 333.4 | 537.4 | 769.5 | 1033 | 1321 | 1629 | 1952 | 2285 | 2628 | 2971 | 3323 | 3662 | 3903 | 4028 | 4125 | 4200 | 4265 | 4324 | 4380 | 51825.6
603 | 39 | 38 | 36 | 36 | 35 | 33 | 30 | 31 | 25 | 21 | 14 | 16 | 14 | 13 | 10 | 12 | 19 | 27 | 31 | 30 | 510 | 603 | 169.3 | 345.1 | 549.6 | 781.7 | 1045 | 1338 | 1652 | 1981 | 2323 | 2674 | 3025 | 3369 | 3707 | 3960 | 4089 | 4170 | 4238 | 4304 | 4366 | 4422 | 52508.7
604 | 24 | 29 | 31 | 33 | 31 | 30 | 31 | 31 | 29 | 24 | 22 | 18 | 20 | 18 | 19 | 15 | 15 | 15 | 15 | 17 | 467 | 604 | 153.6 | 327.6 | 527.4 | 753.7 | 1010 | 1295 | 1598 | 1913 | 2236 | 2566 | 2893 | 3213 | 3525 | 3743 | 3851 | 3925 | 3987 | 4041 | 4089 | 4135 | 49782.3
605 | 36 | 31 | 29 | 27 | 29 | 28 | 27 | 25 | 26 | 27 | 25 | 25 | 23 | 24 | 23 | 19 | 13 | 11 | 13 | 16 | 477 | 605 | 157.6 | 335.8 | 537.6 | 766.9 | 1026 | 1310 | 1613 | 1928 | 2254 | 2586 | 2918 | 3242 | 3555 | 3776 | 3886 | 3960 | 4023 | 4076 | 4125 | 4171 | 50246.9
606 | 19 | 20 | 24 | 25 | 27 | 23 | 21 | 13 | 7 | 3 | 2 | 4 | 9 | 19 | 24 | 27 | 25 | 25 | 22 | 21 | 360 | 606 | 154.2 | 330 | 530.7 | 760.1 | 1018 | 1305 | 1611 | 1932 | 2246 | 2546 | 2846 | 3138 | 3443 | 3673 | 3786 | 3862 | 3924 | 3979 | 4031 | 4083 | 49198
607 | 37 | 42 | 42 | 45 | 42 | 40 | 35 | 33 | 33 | 35 | 34 | 33 | 30 | 28 | 25 | 25 | 26 | 29 | 29 | 29 | 672 | 607 | 157.2 | 336 | 545 | 779 | 1043 | 1332 | 1641 | 1967 | 2310 | 2667 | 3024 | 3376 | 3722 | 3976 | 4104 | 4201 | 4271 | 4335 | 4392 | 4448 | 52626.2
608 | 39 | 38 | 38 | 37 | 37 | 36 | 35 | 35 | 35 | 33 | 29 | 19 | 10 | 4 | 3 | 3 | 9 | 17 | 26 | 27 | 510 | 608 | 154.4 | 331.6 | 532.5 | 762.8 | 1019 | 1305 | 1608 | 1926 | 2257 | 2595 | 2929 | 3254 | 3570 | 3792 | 3868 | 3904 | 3947 | 4003 | 4058 | 4116 | 49932.3
609 | 31 | 36 | 33 | 29 | 30 | 28 | 30 | 22 | 28 | 28 | 31 | 26 | 24 | 20 | 17 | 15 | 19 | 19 | 22 | 22 | 510 | 609 | 155 | 329.6 | 529.7 | 755.9 | 1014 | 1295 | 1597 | 1909 | 2237 | 2569 | 2896 | 3228 | 3553 | 3768 | 3872 | 3946 | 4008 | 4061 | 4108 | 4159 | 49990.2
610 | 26 | 26 | 23 | 19 | 16 | 16 | 17 | 19 | 18 | 22 | 20 | 20 | 17 | 15 | 15 | 15 | 19 | 22 | 23 | 23 | 391 | 610 | 155.6 | 333 | 535.4 | 765.9 | 1032 | 1322 | 1630 | 1952 | 2289 | 2636 | 2977 | 3315 | 3642 | 3880 | 4001 | 4080 | 4146 | 4206 | 4258 | 4308 | 51463.9
611 | 19 | 27 | 27 | 33 | 35 | 37 | 36 | 33 | 33 | 29 | 25 | 22 | 24 | 25 | 25 | 23 | 21 | 16 | 17 | 14 | 521 | 611 | 153.2 | 327.2 | 525.6 | 750.5 | 1004 | 1284 | 1580 | 1890 | 2213 | 2534 | 2855 | 3171 | 3474 | 3690 | 3807 | 3891 | 3953 | 4004 | 4051 | 4096 | 49253.5
612 | 31 | 28 | 29 | 28 | 32 | 31 | 33 | 29 | 28 | 22 | 23 | 21 | 20 | 23 | 23 | 24 | 19 | 17 | 16 | 16 | 493 | 612 | 139.8 | 313.6 | 513.9 | 737 | 988 | 1265 | 1562 | 1872 | 2195 | 2521 | 2847 | 3168 | 3482 | 3703 | 3813 | 3893 | 3954 | 4010 | 4058 | 4104 | 49139.3
613 | 45 | 44 | 42 | 40 | 39 | 40 | 40 | 39 | 36 | 32 | 27 | 26 | 27 | 29 | 28 | 28 | 26 | 28 | 28 | 26 | 670 | 613 | 176 | 369.6 | 590.5 | 832.7 | 1100 | 1405 | 1726 | 2061 | 2409 | 2757 | 3101 | 3442 | 3775 | 4017 | 4143 | 4234 | 4308 | 4376 | 4438 | 4498 | 53758.8
614 | 30 | 34 | 36 | 38 | 35 | 30 | 26 | 26 | 29 | 31 | 26 | 19 | 15 | 15 | 18 | 19 | 24 | 26 | 26 | 25 | 528 | 614 | 155.3 | 330.6 | 533.8 | 765.6 | 1024 | 1311 | 1614 | 1930 | 2260 | 2592 | 2928 | 3258 | 3576 | 3803 | 3918 | 3994 | 4058 | 4114 | 4166 | 4215 | 50546.3
615 | 31 | 33 | 33 | 36 | 36 | 36 | 33 | 32 | 30 | 28 | 24 | 21 | 19 | 17 | 15 | 17 | 15 | 14 | 12 | 14 | 496 | 615 | 165.9 | 340.5 | 539 | 763.7 | 1021 | 1300 | 1598 | 1906 | 2226 | 2552 | 2874 | 3191 | 3498 | 3710 | 3813 | 3885 | 3945 | 3996 | 4043 | 4088 | 49455.1
616 | 33 | 33 | 31 | 29 | 30 | 31 | 31 | 25 | 24 | 24 | 25 | 24 | 21 | 22 | 21 | 22 | 19 | 20 | 20 | 22 | 507 | 616 | 164.2 | 340 | 543.5 | 771.3 | 1031 | 1319 | 1622 | 1940 | 2273 | 2609 | 2944 | 3272 | 3594 | 3821 | 3933 | 4009 | 4072 | 4128 | 4178 | 4226 | 50790
617 | 27 | 28 | 29 | 32 | 32 | 31 | 26 | 20 | 18 | 17 | 20 | 19 | 19 | 17 | 15 | 16 | 16 | 18 | 15 | 20 | 435 | 617 | 154.9 | 331.2 | 533.3 | 760.3 | 1018 | 1301 | 1603 | 1921 | 2249 | 2583 | 2915 | 3242 | 3556 | 3779 | 3892 | 3967 | 4031 | 4087 | 4136 | 4183 | 50242.7
618 | 38 | 34 | 32 | 33 | 35 | 37 | 32 | 27 | 20 | 19 | 18 | 21 | 22 | 27 | 29 | 28 | 26 | 25 | 26 | 26 | 555 | 618 | 156.5 | 334.2 | 537.1 | 768.3 | 1030 | 1320 | 1625 | 1948 | 2281 | 2620 | 2960 | 3296 | 3621 | 3875 | 4015 | 4111 | 4186 | 4252 | 4311 | 4368 | 51615.1
619 | 40 | 34 | 32 | 28 | 25 | 22 | 19 | 17 | 19 | 18 | 18 | 17 | 18 | 18 | 17 | 15 | 16 | 17 | 15 | 9 | 414 | 619 | 154.9 | 329.9 | 528.5 | 756.9 | 1013 | 1291 | 1588 | 1900 | 2220 | 2548 | 2870 | 3185 | 3491 | 3702 | 3806 | 3878 | 3939 | 3990 | 4036 | 4074 | 49301.2
620 | 18 | 31 | 27 | 31 | 25 | 32 | 21 | 14 | 11 | 20 | 25 | 22 | 18 | 20 | 20 | 23 | 23 | 25 | 24 | 23 | 453 | 620 | 153.4 | 328.7 | 529.8 | 758.6 | 1015 | 1297 | 1597 | 1913 | 2240 | 2575 | 2905 | 3231 | 3548 | 3773 | 3887 | 3962 | 4026 | 4084 | 4138 | 4188 | 50149.5
621 | 29 | 33 | 30 | 27 | 25 | 22 | 24 | 18 | 23 | 23 | 26 | 22 | 19 | 15 | 13 | 11 | 14 | 14 | 17 | 17 | 422 | 621 | 153.5 | 327.4 | 524.9 | 747.2 | 999.1 | 1277 | 1566 | 1868 | 2184 | 2500 | 2813 | 3122 | 3418 | 3620 | 3717 | 3786 | 3845 | 3892 | 3937 | 3977 | 48274.1
622 | 33 | 34 | 33 | 38 | 41 | 43 | 39 | 35 | 31 | 30 | 30 | 31 | 28 | 28 | 28 | 30 | 31 | 30 | 32 | 32 | 657 | 622 | 154.3 | 329.6 | 532.2 | 764.7 | 1026 | 1317 | 1638 | 1979 | 2320 | 2667 | 3016 | 3379 | 3732 | 4003 | 4154 | 4257 | 4337 | 4407 | 4472 | 4531 | 53015.8
623 | 34 | 33 | 33 | 31 | 34 | 33 | 34 | 25 | 22 | 18 | 18 | 18 | 17 | 19 | 15 | 20 | 20 | 23 | 21 | 20 | 488 | 623 | 154.8 | 331 | 534.3 | 762.6 | 1024 | 1308 | 1612 | 1929 | 2258 | 2593 | 2927 | 3254 | 3570 | 3793 | 3901 | 3976 | 4040 | 4094 | 4142 | 4189 | 50392.7
624 | 0 | 4 | 3 | 3 | 1 | 2 | 3 | 8 | 10 | 11 | 11 | 13 | 18 | 23 | 26 | 29 | 30 | 30 | 31 | 32 | 288 | 624 | 136.3 | 296 | 480.7 | 691.3 | 930.6 | 1196 | 1476 | 1769 | 2076 | 2387 | 2706 | 3030 | 3344 | 3578 | 3689 | 3754 | 3814 | 3866 | 3918 | 3971 | 47108.9
625 | 24 | 25 | 32 | 37 | 41 | 38 | 35 | 29 | 26 | 23 | 24 | 21 | 21 | 22 | 24 | 24 | 22 | 24 | 26 | 28 | 546 | 625 | 157.3 | 332.9 | 537.7 | 768.7 | 1030 | 1319 | 1626 | 1949 | 2285 | 2626 | 2969 | 3299 | 3622 | 3854 | 3970 | 4047 | 4113 | 4171 | 4221 | 4271 | 51168.6
626 | 29 | 29 | 33 | 37 | 41 | 38 | 34 | 27 | 24 | 22 | 25 | 24 | 23 | 23 | 23 | 22 | 20 | 23 | 24 | 26 | 547 | 626 | 155.9 | 332.7 | 534.3 | 764.2 | 1024 | 1308 | 1613 | 1930 | 2262 | 2595 | 2929 | 3258 | 3573 | 3794 | 3903 | 3977 | 4040 | 4097 | 4150 | 4202 | 50442.1
627 | 44 | 42 | 43 | 41 | 38 | 30 | 27 | 27 | 30 | 31 | 31 | 30 | 30 | 29 | 29 | 28 | 28 | 31 | 32 | 34 | 655 | 627 | 154.8 | 332.4 | 536.3 | 768 | 1034 | 1327 | 1637 | 1967 | 2309 | 2655 | 3009 | 3360 | 3713 | 3978 | 4123 | 4223 | 4302 | 4371 | 4433 | 4493 | 52725.5
628 | 37 | 35 | 37 | 39 | 40 | 35 | 29 | 27 | 26 | 25 | 22 | 22 | 22 | 22 | 19 | 20 | 21 | 23 | 23 | 23 | 547 | 628 | 154.1 | 328.2 | 530.2 | 758.3 | 1019 | 1305 | 1607 | 1927 | 2259 | 2595 | 2931 | 3261 | 3580 | 3812 | 3927 | 4004 | 4069 | 4127 | 4177 | 4228 | 50598.8
629 | 24 | 23 | 25 | 29 | 33 | 35 | 33 | 30 | 27 | 26 | 27 | 27 | 27 | 24 | 19 | 14 | 13 | 10 | 9 | 12 | 467 | 629 | 156 | 331.2 | 535.6 | 767.1 | 1026 | 1310 | 1612 | 1928 | 2259 | 2593 | 2927 | 3256 | 3572 | 3797 | 3908 | 3983 | 4047 | 4102 | 4151 | 4199 | 50459.9
630 | 28 | 29 | 29 | 31 | 28 | 27 | 25 | 25 | 25 | 24 | 25 | 22 | 21 | 17 | 18 | 17 | 18 | 16 | 12 | 7 | 444 | 630 | 157.2 | 332.3 | 536.6 | 767.4 | 1027 | 1312 | 1617 | 1936 | 2269 | 2607 | 2938 | 3261 | 3577 | 3796 | 3904 | 3978 | 4041 | 4094 | 4143 | 4182 | 50475.5
631 | 45 | 43 | 44 | 43 | 39 | 32 | 28 | 27 | 30 | 33 | 34 | 33 | 30 | 30 | 27 | 27 | 27 | 31 | 32 | 33 | 668 | 631 | 167.2 | 345.3 | 552.7 | 790.4 | 1058 | 1353 | 1669 | 1999 | 2345 | 2697 | 3059 | 3424 | 3776 | 4037 | 4178 | 4276 | 4353 | 4421 | 4481 | 4541 | 53522.6
632 | 43 | 43 | 44 | 43 | 39 | 36 | 34 | 32 | 28 | 24 | 24 | 22 | 20 | 17 | 18 | 18 | 21 | 19 | 20 | 20 | 565 | 632 | 155.3 | 331.2 | 531.2 | 758 | 1014 | 1298 | 1608 | 1926 | 2250 | 2580 | 2907 | 3231 | 3545 | 3768 | 3877 | 3952 | 4014 | 4070 | 4122 | 4174 | 50111.7
633 | 39 | 34 | 37 | 39 | 42 | 35 | 30 | 28 | 32 | 33 | 30 | 24 | 18 | 17 | 18 | 21 | 24 | 26 | 25 | 19 | 571 | 633 | 153.7 | 328.4 | 529.4 | 760.7 | 1019 | 1305 | 1612 | 1934 | 2269 | 2607 | 2945 | 3275 | 3599 | 3828 | 3943 | 4020 | 4085 | 4147 | 4202 | 4252 | 50814.2
634 | 29 | 22 | 20 | 17 | 15 | 19 | 22 | 31 | 33 | 36 | 34 | 30 | 25 | 25 | 26 | 28 | 28 | 27 | 26 | 27 | 520 | 634 | 177.1 | 367.8 | 570.2 | 802.4 | 1064 | 1351 | 1657 | 1977 | 2310 | 2651 | 3003 | 3346 | 3675 | 3915 | 4054 | 4152 | 4227 | 4293 | 4351 | 4408 | 52351.5
635 | 39 | 42 | 42 | 44 | 43 | 38 | 34 | 32 | 32 | 29 | 23 | 21 | 18 | 16 | 14 | 15 | 15 | 16 | 12 | 11 | 536 | 635 | 176.2 | 368.9 | 588.6 | 835 | 1109 | 1390 | 1690 | 2009 | 2342 | 2669 | 2993 | 3309 | 3619 | 3830 | 3935 | 4007 | 4068 | 4120 | 4167 | 4212 | 51437.7
636 | 19 | 17 | 23 | 25 | 30 | 26 | 24 | 20 | 21 | 22 | 25 | 24 | 23 | 24 | 25 | 25 | 24 | 25 | 27 | 29 | 478 | 636 | 154.6 | 328.6 | 531 | 760.6 | 1022 | 1312 | 1620 | 1943 | 2279 | 2616 | 2953 | 3289 | 3613 | 3849 | 3968 | 4059 | 4131 | 4194 | 4251 | 4305 | 51178.8
637 | 24 | 21 | 19 | 17 | 18 | 20 | 18 | 16 | 15 | 17 | 17 | 16 | 15 | 18 | 18 | 19 | 18 | 18 | 17 | 19 | 360 | 637 | 157.9 | 336.1 | 542.3 | 774.7 | 1039 | 1329 | 1639 | 1960 | 2298 | 2644 | 2983 | 3320 | 3644 | 3874 | 3989 | 4066 | 4131 | 4188 | 4239 | 4288 | 51442
638 | 29 | 35 | 35 | 36 | 32 | 32 | 28 | 28 | 26 | 29 | 27 | 26 | 25 | 25 | 25 | 25 | 26 | 26 | 25 | 25 | 565 | 638 | 136.2 | 306.2 | 507 | 732.9 | 984.4 | 1267 | 1570 | 1885 | 2217 | 2552 | 2888 | 3223 | 3549 | 3789 | 3909 | 3987 | 4052 | 4110 | 4167 | 4218 | 50049.7
639 | 27 | 21 | 26 | 19 | 22 | 19 | 22 | 19 | 19 | 21 | 22 | 19 | 16 | 17 | 16 | 18 | 15 | 15 | 11 | 6 | 370 | 639 | 152.8 | 327.1 | 526.9 | 752.4 | 1008 | 1288 | 1588 | 1901 | 2228 | 2561 | 2888 | 3207 | 3520 | 3738 | 3846 | 3919 | 3982 | 4036 | 4084 | 4124 | 49677.2
640 | 17 | 22 | 21 | 20 | 22 | 21 | 25 | 25 | 26 | 26 | 23 | 24 | 21 | 24 | 24 | 22 | 16 | 15 | 15 | 19 | 428 | 640 | 154.8 | 330.7 | 532.8 | 762.9 | 1025 | 1311 | 1615 | 1936 | 2269 | 2607 | 2944 | 3275 | 3595 | 3826 | 3942 | 4019 | 4083 | 4141 | 4191 | 4239 | 50799.2
641 | 11 | 16 | 19 | 22 | 19 | 16 | 16 | 19 | 20 | 22 | 21 | 23 | 20 | 19 | 19 | 22 | 24 | 24 | 21 | 14 | 387 | 641 | 137.3 | 297.3 | 483.4 | 709.5 | 962.3 | 1237 | 1530 | 1839 | 2162 | 2494 | 2824 | 3153 | 3477 | 3711 | 3830 | 3908 | 3972 | 4029 | 4084 | 4136 | 48975.8
642 | 32 | 34 | 31 | 27 | 19 | 18 | 18 | 23 | 23 | 26 | 26 | 26 | 22 | 19 | 20 | 22 | 25 | 24 | 21 | 17 | 473 | 642 | 172.2 | 348.3 | 551.5 | 780.5 | 1039 | 1324 | 1630 | 1949 | 2277 | 2616 | 2952 | 3281 | 3601 | 3832 | 3951 | 4028 | 4097 | 4160 | 4214 | 4262 | 51065.5
643 | 21 | 28 | 30 | 35 | 36 | 36 | 30 | 22 | 18 | 14 | 10 | 12 | 15 | 22 | 20 | 21 | 18 | 15 | 16 | 19 | 438 | 643 | 152.2 | 326.5 | 526.5 | 755.2 | 1014 | 1296 | 1598 | 1915 | 2245 | 2578 | 2888 | 3198 | 3511 | 3735 | 3846 | 3920 | 3982 | 4038 | 4089 | 4136 | 49749.4
644 | 24 | 33 | 34 | 38 | 34 | 32 | 27 | 24 | 26 | 26 | 29 | 23 | 26 | 26 | 30 | 28 | 26 | 24 | 24 | 25 | 559 | 644 | 157.2 | 333.7 | 538.3 | 768.7 | 1032 | 1321 | 1628 | 1955 | 2294 | 2639 | 2983 | 3319 | 3652 | 3909 | 4046 | 4143 | 4217 | 4284 | 4342 | 4399 | 51960.9
645 | 39 | 37 | 28 | 17 | 8 | 4 | 7 | 16 | 28 | 33 | 28 | 22 | 21 | 19 | 18 | 14 | 11 | 8 | 6 | 4 | 368 | 645 | 154.5 | 330.3 | 530.1 | 757 | 1004 | 1256 | 1525 | 1823 | 2143 | 2467 | 2791 | 3110 | 3421 | 3641 | 3749 | 3823 | 3883 | 3937 | 3989 | 4025 | 48358.9
646 | 33 | 36 | 33 | 33 | 28 | 27 | 25 | 24 | 25 | 24 | 25 | 25 | 22 | 19 | 17 | 16 | 17 | 16 | 17 | 16 | 478 | 646 | 159.2 | 334.7 | 534.2 | 758.6 | 1014 | 1293 | 1592 | 1906 | 2231 | 2561 | 2888 | 3210 | 3522 | 3741 | 3846 | 3919 | 3981 | 4034 | 4081 | 4127 | 49732.7
647 | 29 | 22 | 23 | 21 | 26 | 25 | 26 | 25 | 25 | 22 | 19 | 18 | 18 | 17 | 17 | 21 | 22 | 19 | 12 | 16 | 423 | 647 | 154 | 328.4 | 532 | 759.8 | 1016 | 1300 | 1605 | 1923 | 2250 | 2582 | 2913 | 3239 | 3556 | 3783 | 3893 | 3968 | 4031 | 4087 | 4136 | 4184 | 50240.2
648 | 36 | 36 | 36 | 37 | 39 | 41 | 39 | 35 | 34 | 36 | 34 | 30 | 27 | 28 | 28 | 26 | 23 | 23 | 24 | 24 | 636 | 648 | 157 | 335.1 | 539.2 | 772.2 | 1036 | 1327 | 1635 | 1958 | 2302 | 2666 | 3025 | 3381 | 3724 | 3978 | 4117 | 4214 | 4285 | 4348 | 4407 | 4460 | 52666.5
649 | 41 | 42 | 41 | 37 | 34 | 31 | 33 | 31 | 32 | 31 | 31 | 28 | 24 | 24 | 25 | 28 | 26 | 22 | 18 | 18 | 597 | 649 | 156.9 | 335 | 537.9 | 767.6 | 1029 | 1314 | 1622 | 1943 | 2278 | 2614 | 2951 | 3284 | 3603 | 3830 | 3955 | 4048 | 4120 | 4180 | 4231 | 4281 | 51080.4
650 | 38 | 35 | 37 | 34 | 33 | 32 | 30 | 32 | 27 | 33 | 32 | 34 | 30 | 29 | 26 | 24 | 24 | 27 | 28 | 31 | 616 | 650 | 172.6 | 353.1 | 558.8 | 790.4 | 1055 | 1346 | 1657 | 1985 | 2325 | 2683 | 3048 | 3406 | 3757 | 4023 | 4164 | 4262 | 4340 | 4410 | 4472 | 4532 | 53339.9
651 | 35 | 31 | 36 | 38 | 44 | 40 | 36 | 30 | 27 | 25 | 27 | 25 | 26 | 27 | 28 | 27 | 23 | 24 | 26 | 29 | 604 | 651 | 153.7 | 328.4 | 529.6 | 760.5 | 1019 | 1305 | 1611 | 1932 | 2262 | 2594 | 2926 | 3266 | 3597 | 3835 | 3960 | 4054 | 4127 | 4187 | 4242 | 4295 | 50984.2
652 | 29 | 30 | 32 | 34 | 37 | 36 | 35 | 31 | 29 | 29 | 30 | 31 | 27 | 21 | 14 | 14 | 16 | 19 | 21 | 23 | 538 | 652 | 156.5 | 331.8 | 535.7 | 764.9 | 1021 | 1306 | 1607 | 1922 | 2251 | 2584 | 2916 | 3241 | 3552 | 3771 | 3879 | 3954 | 4017 | 4070 | 4119 | 4165 | 50163.9
653 | 40 | 32 | 29 | 26 | 28 | 29 | 29 | 28 | 29 | 27 | 25 | 22 | 21 | 21 | 23 | 24 | 25 | 23 | 21 | 19 | 521 | 653 | 172.2 | 354.9 | 556.2 | 783.8 | 1041 | 1322 | 1622 | 1936 | 2261 | 2590 | 2920 | 3244 | 3557 | 3776 | 3884 | 3967 | 4033 | 4092 | 4143 | 4190 | 50445.1
654 | 29 | 32 | 35 | 39 | 42 | 41 | 37 | 31 | 25 | 26 | 26 | 29 | 28 | 28 | 29 | 29 | 29 | 28 | 29 | 31 | 623 | 654 | 155.1 | 330.9 | 533.6 | 765.4 | 1028 | 1317 | 1628 | 1952 | 2290 | 2639 | 2984 | 3322 | 3658 | 3904 | 4042 | 4140 | 4216 | 4283 | 4343 | 4401 | 51932
655 | 33 | 27 | 31 | 31 | 33 | 23 | 14 | 9 | 9 | 9 | 9 | 14 | 17 | 21 | 17 | 18 | 17 | 19 | 19 | 19 | 389 | 655 | 154.2 | 329.8 | 531.3 | 759.5 | 1018 | 1300 | 1600 | 1914 | 2238 | 2563 | 2892 | 3218 | 3531 | 3751 | 3860 | 3933 | 3996 | 4050 | 4098 | 4145 | 49881.8
656 | 44 | 38 | 33 | 28 | 29 | 31 | 30 | 27 | 27 | 29 | 28 | 26 | 20 | 20 | 21 | 23 | 24 | 23 | 26 | 28 | 555 | 656 | 154.9 | 331.9 | 535.5 | 766.9 | 1032 | 1322 | 1635 | 1963 | 2305 | 2653 | 3001 | 3343 | 3676 | 3917 | 4041 | 4120 | 4188 | 4249 | 4304 | 4361 | 51899.2
657 | 37 | 36 | 34 | 34 | 35 | 38 | 34 | 32 | 28 | 30 | 29 | 29 | 26 | 26 | 25 | 24 | 25 | 25 | 28 | 25 | 600 | 657 | 175 | 364.9 | 568.9 | 803.8 | 1070 | 1362 | 1676 | 2005 | 2348 | 2693 | 3042 | 3400 | 3741 | 4002 | 4148 | 4249 | 4328 | 4397 | 4459 | 4519 | 53351.6
658 | 25 | 23 | 26 | 27 | 28 | 27 | 25 | 25 | 26 | 27 | 28 | 27 | 27 | 25 | 25 | 25 | 27 | 26 | 28 | 28 | 525 | 658 | 155.3 | 333.2 | 537.4 | 770.1 | 1034 | 1325 | 1635 | 1964 | 2305 | 2653 | 3002 | 3346 | 3683 | 3927 | 4054 | 4134 | 4202 | 4264 | 4319 | 4374 | 52017
659 | 38 | 34 | 29 | 27 | 30 | 33 | 34 | 28 | 28 | 26 | 27 | 25 | 23 | 24 | 26 | 27 | 25 | 26 | 26 | 27 | 563 | 659 | 155.4 | 330.1 | 531 | 759.9 | 1024 | 1315 | 1625 | 1949 | 2287 | 2631 | 2974 | 3310 | 3639 | 3876 | 3996 | 4088 | 4161 | 4224 | 4281 | 4336 | 51492.4
660 | 25 | 29 | 28 | 31 | 30 | 35 | 32 | 29 | 17 | 15 | 14 | 20 | 19 | 21 | 21 | 23 | 24 | 24 | 24 | 18 | 479 | 660 | 172.8 | 348.6 | 554.3 | 786.3 | 1050 | 1340 | 1647 | 1969 | 2302 | 2641 | 2979 | 3313 | 3637 | 3870 | 3986 | 4063 | 4131 | 4195 | 4251 | 4301 | 51537
661 | 47 | 43 | 43 | 42 | 44 | 41 | 36 | 34 | 34 | 34 | 30 | 25 | 24 | 23 | 22 | 21 | 23 | 24 | 27 | 24 | 641 | 661 | 154.9 | 333.4 | 543.9 | 777.7 | 1038 | 1331 | 1636 | 1958 | 2308 | 2660 | 2997 | 3331 | 3656 | 3895 | 4016 | 4093 | 4162 | 4226 | 4283 | 4338 | 51737.9
662 | 28 | 31 | 32 | 35 | 37 | 37 | 34 | 30 | 27 | 30 | 30 | 29 | 25 | 21 | 22 | 22 | 21 | 22 | 25 | 27 | 565 | 662 | 155.1 | 329.2 | 530.5 | 760.2 | 1022 | 1310 | 1615 | 1939 | 2277 | 2619 | 2959 | 3301 | 3625 | 3865 | 3985 | 4064 | 4130 | 4190 | 4242 | 4296 | 51214
663 | 25 | 26 | 29 | 28 | 28 | 20 | 21 | 18 | 22 | 22 | 21 | 13 | 6 | 1 | 0 | 2 | 2 | 5 | 10 | 14 | 313 | 663 | 152.2 | 325.5 | 522.3 | 746.9 | 1000 | 1277 | 1575 | 1881 | 2203 | 2532 | 2855 | 3178 | 3456 | 3635 | 3704 | 3739 | 3764 | 3784 | 3814 | 3861 | 48004.9
664 | 46 | 41 | 40 | 37 | 37 | 33 | 31 | 27 | 30 | 30 | 31 | 29 | 28 | 27 | 25 | 27 | 31 | 34 | 33 | 30 | 647 | 664 | 171.4 | 359.6 | 558.9 | 787.8 | 1048 | 1336 | 1641 | 1963 | 2300 | 2642 | 2984 | 3336 | 3683 | 3944 | 4089 | 4188 | 4268 | 4338 | 4402 | 4465 | 52504.7
665 | 24 | 23 | 26 | 26 | 29 | 28 | 30 | 28 | 25 | 22 | 16 | 13 | 11 | 17 | 22 | 27 | 28 | 30 | 29 | 32 | 486 | 665 | 139 | 312.1 | 512.5 | 738.5 | 996 | 1277 | 1579 | 1901 | 2236 | 2582 | 2929 | 3274 | 3612 | 3870 | 4004 | 4087 | 4155 | 4219 | 4283 | 4342 | 51048.1
666 | 29 | 33 | 30 | 30 | 24 | 24 | 19 | 21 | 21 | 26 | 26 | 25 | 24 | 20 | 19 | 18 | 19 | 17 | 18 | 18 | 461 | 666 | 156.5 | 335.3 | 536.5 | 765 | 1024 | 1309 | 1612 | 1932 | 2261 | 2595 | 2929 | 3257 | 3572 | 3789 | 3895 | 3971 | 4033 | 4087 | 4135 | 4181 | 50375.3
667 | 15 | 22 | 23 | 25 | 26 | 26 | 28 | 24 | 20 | 18 | 18 | 19 | 18 | 15 | 15 | 14 | 13 | 15 | 14 | 18 | 386 | 667 | 158 | 337.3 | 541.9 | 773.7 | 1035 | 1324 | 1632 | 1954 | 2292 | 2636 | 2978 | 3312 | 3640 | 3871 | 3986 | 4062 | 4128 | 4186 | 4236 | 4285 | 51367.9
668 | 36 | 38 | 40 | 39 | 38 | 35 | 34 | 32 | 29 | 30 | 28 | 21 | 10 | 1 | 1 | 0 | 0 | 0 | 6 | 11 | 429 | 668 | 155.9 | 330.4 | 529.6 | 755.2 | 1010 | 1288 | 1585 | 1895 | 2217 | 2541 | 2875 | 3200 | 3504 | 3713 | 3782 | 3816 | 3841 | 3861 | 3880 | 3927 | 48706.1
669 | 34 | 34 | 27 | 17 | 9 | 8 | 10 | 9 | 13 | 22 | 29 | 30 | 26 | 24 | 25 | 24 | 23 | 22 | 25 | 26 | 437 | 669 | 155 | 330.3 | 532.8 | 763.5 | 1025 | 1308 | 1611 | 1922 | 2249 | 2587 | 2923 | 3258 | 3584 | 3823 | 3940 | 4016 | 4081 | 4140 | 4192 | 4244 | 50684.6
670 | 26 | 29 | 27 | 26 | 23 | 25 | 29 | 31 | 32 | 30 | 25 | 19 | 17 | 20 | 22 | 21 | 21 | 21 | 24 | 24 | 492 | 670 | 154.2 | 328.4 | 530.7 | 761 | 1019 | 1306 | 1612 | 1931 | 2262 | 2599 | 2935 | 3265 | 3582 | 3812 | 3925 | 4002 | 4066 | 4123 | 4173 | 4221 | 50607.3
671 | 36 | 39 | 41 | 43 | 40 | 35 | 33 | 32 | 34 | 33 | 27 | 19 | 16 | 16 | 20 | 23 | 27 | 28 | 26 | 26 | 594 | 671 | 163 | 336.9 | 539.8 | 768.2 | 1027 | 1313 | 1614 | 1931 | 2266 | 2600 | 2935 | 3264 | 3582 | 3809 | 3925 | 4010 | 4082 | 4144 | 4200 | 4254 | 50763.9
672 | 30 | 31 | 28 | 30 | 28 | 31 | 28 | 26 | 23 | 21 | 19 | 17 | 14 | 16 | 16 | 19 | 18 | 19 | 20 | 22 | 456 | 672 | 156.6 | 334.3 | 537.7 | 767.7 | 1028 | 1315 | 1622 | 1940 | 2272 | 2609 | 2946 | 3274 | 3595 | 3826 | 3941 | 4018 | 4083 | 4140 | 4190 | 4239 | 50834.3
673 | 39 | 37 | 38 | 35 | 37 | 33 | 29 | 27 | 25 | 27 | 22 | 26 | 25 | 28 | 26 | 26 | 24 | 23 | 23 | 24 | 574 | 673 | 156 | 333.7 | 537.1 | 767.9 | 1028 | 1318 | 1626 | 1944 | 2278 | 2614 | 2952 | 3285 | 3626 | 3879 | 4015 | 4111 | 4186 | 4252 | 4310 | 4366 | 51584.7
674 | 39 | 34 | 35 | 30 | 30 | 30 | 30 | 30 | 26 | 31 | 30 | 32 | 29 | 27 | 26 | 25 | 25 | 28 | 30 | 33 | 600 | 674 | 174.4 | 358.5 | 560.9 | 792.8 | 1060 | 1351 | 1662 | 1987 | 2330 | 2681 | 3048 | 3407 | 3761 | 4025 | 4170 | 4269 | 4347 | 4418 | 4483 | 4546 | 53431.6
675 | 35 | 33 | 35 | 31 | 27 | 24 | 22 | 22 | 18 | 23 | 24 | 26 | 22 | 20 | 16 | 15 | 13 | 15 | 16 | 18 | 455 | 675 | 163.8 | 339.2 | 540.3 | 767 | 1022 | 1300 | 1599 | 1911 | 2237 | 2564 | 2890 | 3209 | 3517 | 3730 | 3833 | 3906 | 3967 | 4018 | 4065 | 4110 | 49688.3
676 | 12 | 22 | 18 | 19 | 15 | 24 | 27 | 30 | 26 | 27 | 24 | 21 | 16 | 19 | 19 | 19 | 16 | 16 | 15 | 16 | 401 | 676 | 155.5 | 332.1 | 536.5 | 768.9 | 1031 | 1323 | 1635 | 1962 | 2304 | 2651 | 2996 | 3334 | 3665 | 3902 | 4021 | 4100 | 4166 | 4226 | 4278 | 4328 | 51715
677 | 35 | 32 | 34 | 32 | 35 | 35 | 34 | 31 | 27 | 29 | 28 | 28 | 24 | 19 | 14 | 11 | 8 | 10 | 13 | 22 | 501 | 677 | 165 | 340.9 | 543.1 | 770.8 | 1029 | 1313 | 1613 | 1929 | 2258 | 2593 | 2922 | 3248 | 3562 | 3782 | 3890 | 3965 | 4028 | 4082 | 4131 | 4179 | 50343.8
678 | 42 | 38 | 41 | 43 | 43 | 38 | 31 | 30 | 29 | 28 | 26 | 25 | 24 | 25 | 23 | 24 | 24 | 26 | 26 | 27 | 613 | 678 | 169.6 | 346.6 | 549.5 | 781.8 | 1045 | 1334 | 1644 | 1969 | 2310 | 2656 | 3003 | 3343 | 3673 | 3919 | 4045 | 4125 | 4193 | 4254 | 4308 | 4364 | 52032.5
679 | 0 | 1 | 1 | 1 | 3 | 7 | 9 | 13 | 11 | 12 | 11 | 12 | 13 | 11 | 12 | 12 | 15 | 16 | 16 | 13 | 189 | 679 | 136.4 | 294.9 | 476.8 | 684.6 | 913.7 | 1166 | 1432 | 1714 | 2016 | 2322 | 2627 | 2927 | 3221 | 3423 | 3521 | 3583 | 3632 | 3675 | 3717 | 3758 | 45240.4
680 | 40 | 40 | 39 | 37 | 37 | 34 | 32 | 29 | 30 | 29 | 27 | 23 | 23 | 24 | 26 | 25 | 24 | 26 | 29 | 31 | 605 | 680 | 158 | 335.7 | 542.2 | 778.2 | 1045 | 1338 | 1652 | 1979 | 2324 | 2674 | 3020 | 3359 | 3692 | 3935 | 4062 | 4141 | 4209 | 4275 | 4333 | 4389 | 52241.1
681 | 32 | 32 | 32 | 32 | 34 | 33 | 30 | 29 | 28 | 29 | 25 | 25 | 20 | 17 | 17 | 16 | 19 | 16 | 20 | 22 | 508 | 681 | 156.5 | 332 | 532.5 | 760.7 | 1022 | 1305 | 1608 | 1928 | 2257 | 2593 | 2926 | 3254 | 3571 | 3792 | 3903 | 3978 | 4042 | 4097 | 4146 | 4197 | 50400.7
682 | 22 | 23 | 22 | 21 | 21 | 20 | 19 | 12 | 6 | 1 | 1 | 2 | 2 | 7 | 12 | 17 | 14 | 13 | 11 | 10 | 256 | 682 | 139.9 | 311.9 | 510.8 | 734.5 | 983 | 1255 | 1544 | 1847 | 2143 | 2431 | 2717 | 2993 | 3262 | 3449 | 3545 | 3612 | 3665 | 3713 | 3759 | 3803 | 46418.1
683 | 39 | 36 | 37 | 34 | 35 | 31 | 27 | 26 | 25 | 27 | 23 | 25 | 25 | 27 | 26 | 25 | 23 | 22 | 21 | 24 | 558 | 683 | 173.6 | 364.9 | 571.1 | 802.6 | 1067 | 1358 | 1670 | 1999 | 2341 | 2689 | 3039 | 3384 | 3728 | 3992 | 4136 | 4237 | 4316 | 4383 | 4436 | 4491 | 53178.2
684 | 38 | 31 | 27 | 25 | 26 | 27 | 28 | 27 | 27 | 24 | 24 | 23 | 21 | 21 | 23 | 23 | 24 | 22 | 19 | 13 | 493 | 684 | 154.9 | 330.2 | 531.1 | 759.3 | 1017 | 1302 | 1605 | 1920 | 2248 | 2582 | 2910 | 3236 | 3546 | 3763 | 3869 | 3944 | 4006 | 4059 | 4107 | 4153 | 50042.5
685 | 32 | 30 | 34 | 35 | 39 | 35 | 34 | 31 | 32 | 32 | 32 | 32 | 31 | 31 | 30 | 31 | 31 | 34 | 32 | 34 | 652 | 685 | 158.7 | 337.3 | 544.5 | 780 | 1051 | 1352 | 1673 | 2008 | 2362 | 2729 | 3108 | 3484 | 3849 | 4133 | 4291 | 4398 | 4481 | 4556 | 4624 | 4686 | 54605.5
686 | 36 | 29 | 32 | 30 | 33 | 31 | 32 | 31 | 32 | 30 | 27 | 25 | 24 | 25 | 22 | 26 | 27 | 31 | 31 | 31 | 585 | 686 | 154.4 | 332.7 | 534.6 | 765.6 | 1030 | 1322 | 1633 | 1961 | 2305 | 2654 | 3002 | 3340 | 3683 | 3935 | 4058 | 4151 | 4228 | 4294 | 4353 | 4410 | 52146.3
687 | 26 | 30 | 32 | 37 | 40 | 36 | 30 | 21 | 20 | 22 | 25 | 25 | 26 | 27 | 26 | 26 | 24 | 24 | 25 | 26 | 548 | 687 | 154.2 | 330.3 | 533.3 | 763.8 | 1026 | 1314 | 1622 | 1945 | 2284 | 2628 | 2970 | 3309 | 3640 | 3881 | 4004 | 4082 | 4149 | 4210 | 4263 | 4315 | 51423.6
688 | 27 | 24 | 23 | 22 | 22 | 22 | 19 | 18 | 19 | 20 | 21 | 19 | 20 | 16 | 14 | 15 | 18 | 20 | 16 | 11 | 386 | 688 | 154.7 | 329.4 | 527.8 | 754.1 | 1012 | 1295 | 1593 | 1905 | 2231 | 2559 | 2885 | 3207 | 3519 | 3735 | 3844 | 3918 | 3980 | 4034 | 4083 | 4129 | 49695
689 | 30 | 37 | 36 | 39 | 37 | 35 | 34 | 33 | 33 | 29 | 21 | 20 | 18 | 18 | 16 | 16 | 18 | 20 | 18 | 19 | 527 | 689 | 155.5 | 330.5 | 532.3 | 762.1 | 1021 | 1306 | 1610 | 1926 | 2253 | 2585 | 2912 | 3236 | 3552 | 3773 | 3883 | 3957 | 4020 | 4075 | 4123 | 4170 | 50182.4
690 | 28 | 27 | 26 | 25 | 20 | 15 | 15 | 18 | 21 | 21 | 17 | 16 | 12 | 10 | 5 | 4 | 8 | 13 | 15 | 13 | 329 | 690 | 141.5 | 317.5 | 514 | 738.2 | 988.8 | 1264 | 1560 | 1864 | 2184 | 2506 | 2826 | 3143 | 3448 | 3658 | 3729 | 3763 | 3812 | 3864 | 3913 | 3960 | 48194
691 | 31 | 28 | 28 | 26 | 28 | 28 | 29 | 26 | 25 | 25 | 26 | 24 | 20 | 20 | 19 | 20 | 17 | 17 | 16 | 18 | 471 | 691 | 154 | 330.2 | 531.4 | 758.8 | 1016 | 1303 | 1604 | 1921 | 2249 | 2583 | 2918 | 3244 | 3561 | 3785 | 3897 | 3973 | 4037 | 4093 | 4142 | 4190 | 50290.4
692 | 26 | 26 | 28 | 34 | 36 | 34 | 28 | 27 | 27 | 26 | 25 | 25 | 25 | 26 | 24 | 22 | 20 | 20 | 20 | 18 | 517 | 692 | 153 | 329.1 | 528.7 | 757 | 1010 | 1294 | 1595 | 1908 | 2238 | 2570 | 2901 | 3227 | 3540 | 3766 | 3882 | 3958 | 4021 | 4078 | 4127 | 4175 | 50057.8
693 | 34 | 31 | 31 | 34 | 38 | 40 | 37 | 33 | 30 | 28 | 26 | 26 | 26 | 27 | 27 | 25 | 23 | 23 | 24 | 27 | 590 | 693 | 154.5 | 329 | 531.6 | 762.1 | 1022 | 1307 | 1611 | 1929 | 2259 | 2595 | 2928 | 3255 | 3579 | 3823 | 3955 | 4050 | 4121 | 4178 | 4229 | 4283 | 50901.2
694 | 45 | 42 | 40 | 36 | 24 | 15 | 6 | 6 | 4 | 3 | 5 | 13 | 18 | 25 | 25 | 25 | 21 | 18 | 19 | 17 | 407 | 694 | 154.7 | 330.9 | 533.7 | 763.8 | 1025 | 1307 | 1607 | 1905 | 2197 | 2493 | 2785 | 3101 | 3408 | 3625 | 3730 | 3803 | 3862 | 3915 | 3966 | 4014 | 48526.1
695 | 40 | 42 | 40 | 38 | 32 | 31 | 27 | 28 | 25 | 27 | 25 | 21 | 16 | 14 | 16 | 19 | 21 | 22 | 23 | 25 | 532 | 695 | 155.8 | 331.6 | 534 | 763.3 | 1025 | 1314 | 1621 | 1946 | 2278 | 2621 | 2959 | 3293 | 3616 | 3849 | 3968 | 4046 | 4112 | 4170 | 4222 | 4272 | 51096.7
696 | 29 | 26 | 31 | 31 | 34 | 29 | 29 | 26 | 22 | 22 | 20 | 21 | 15 | 19 | 20 | 24 | 22 | 21 | 18 | 17 | 476 | 696 | 155.1 | 330.4 | 532.4 | 757.4 | 1014 | 1297 | 1595 | 1907 | 2232 | 2559 | 2881 | 3200 | 3508 | 3728 | 3835 | 3909 | 3971 | 4023 | 4071 | 4117 | 49622.3
697 | 36 | 41 | 41 | 42 | 41 | 40 | 36 | 31 | 29 | 31 | 30 | 28 | 26 | 25 | 21 | 20 | 21 | 18 | 11 | 7 | 575 | 697 | 164.3 | 341.2 | 543.8 | 772.4 | 1028 | 1313 | 1617 | 1933 | 2260 | 2595 | 2923 | 3245 | 3575 | 3811 | 3921 | 3995 | 4059 | 4112 | 4160 | 4206 | 50574.7
698 | 36 | 36 | 31 | 26 | 20 | 21 | 22 | 24 | 25 | 26 | 23 | 18 | 14 | 13 | 14 | 15 | 18 | 20 | 21 | 19 | 442 | 698 | 152.5 | 329.1 | 528.2 | 752 | 1002 | 1280 | 1575 | 1882 | 2200 | 2518 | 2835 | 3146 | 3450 | 3658 | 3760 | 3830 | 3890 | 3940 | 3987 | 4031 | 48745.8
699 | 26 | 28 | 29 | 32 | 35 | 33 | 32 | 27 | 28 | 25 | 26 | 22 | 22 | 19 | 17 | 18 | 18 | 20 | 17 | 20 | 494 | 699 | 156.3 | 333.4 | 536 | 765.2 | 1027 | 1312 | 1620 | 1939 | 2272 | 2608 | 2945 | 3274 | 3592 | 3818 | 3927 | 4002 | 4066 | 4121 | 4171 | 4218 | 50702.9
700 | 34 | 36 | 33 | 32 | 31 | 31 | 29 | 26 | 29 | 28 | 27 | 23 | 22 | 20 | 22 | 17 | 19 | 16 | 17 | 16 | 508 | 700 | 169.5 | 346.5 | 548.2 | 776 | 1036 | 1321 | 1625 | 1943 | 2272 | 2604 | 2938 | 3264 | 3582 | 3804 | 3915 | 3989 | 4053 | 4107 | 4156 | 4203 | 50652.2
701 | 42 | 38 | 33 | 31 | 27 | 29 | 24 | 25 | 23 | 22 | 20 | 21 | 22 | 21 | 15 | 13 | 15 | 21 | 22 | 20 | 484 | 701 | 157.9 | 333.9 | 536 | 764.1 | 1022 | 1304 | 1605 | 1920 | 2246 | 2579 | 2907 | 3230 | 3543 | 3760 | 3865 | 3939 | 4001 | 4054 | 4101 | 4148 | 50015.9
702 | 43 | 43 | 43 | 43 | 41 | 38 | 36 | 37 | 36 | 36 | 33 | 30 | 26 | 25 | 27 | 30 | 29 | 27 | 23 | 24 | 670 | 702 | 174.1 | 369.2 | 593 | 831.5 | 1096 | 1387 | 1705 | 2041 | 2400 | 2751 | 3114 | 3464 | 3793 | 4025 | 4154 | 4248 | 4324 | 4391 | 4445 | 4494 | 53799.8
703 | 33 | 38 | 40 | 43 | 43 | 38 | 36 | 34 | 34 | 31 | 26 | 24 | 23 | 23 | 22 | 22 | 24 | 26 | 24 | 25 | 609 | 703 | 155.8 | 334.2 | 540.4 | 771.7 | 1036 | 1326 | 1632 | 1955 | 2295 | 2634 | 2976 | 3313 | 3641 | 3878 | 3998 | 4076 | 4142 | 4201 | 4254 | 4306 | 51465.1
704 | 32 | 33 | 35 | 37 | 38 | 33 | 30 | 28 | 29 | 26 | 25 | 20 | 18 | 17 | 17 | 18 | 15 | 20 | 21 | 24 | 516 | 704 | 167.7 | 344 | 546.2 | 775 | 1034 | 1318 | 1620 | 1938 | 2266 | 2597 | 2928 | 3250 | 3566 | 3786 | 3893 | 3968 | 4030 | 4083 | 4135 | 4185 | 50429.9
705 | 37 | 33 | 38 | 40 | 43 | 38 | 33 | 32 | 31 | 31 | 29 | 28 | 26 | 26 | 25 | 27 | 28 | 29 | 29 | 28 | 631 | 705 | 156.1 | 333.5 | 540.9 | 775.6 | 1043 | 1339 | 1657 | 1992 | 2342 | 2701 | 3059 | 3411 | 3762 | 4027 | 4167 | 4260 | 4339 | 4409 | 4471 | 4524 | 53309.1
706 | 38 | 39 | 37 | 38 | 37 | 38 | 38 | 37 | 34 | 31 | 26 | 25 | 24 | 28 | 28 | 28 | 27 | 29 | 30 | 30 | 642 | 706 | 153.9 | 327.9 | 527.4 | 755.1 | 1013 | 1296 | 1598 | 1920 | 2260 | 2596 | 2933 | 3263 | 3582 | 3830 | 3968 | 4063 | 4137 | 4202 | 4260 | 4318 | 51003.3
707 | 27 | 29 | 22 | 14 | 6 | 10 | 16 | 18 | 13 | 11 | 12 | 14 | 15 | 13 | 13 | 12 | 13 | 13 | 8 | 8 | 287 | 707 | 156.3 | 330.8 | 530.8 | 757.7 | 1001 | 1259 | 1549 | 1856 | 2173 | 2496 | 2818 | 3134 | 3437 | 3649 | 3753 | 3824 | 3883 | 3937 | 3988 | 4036 | 48568.6
708 | 41 | 39 | 38 | 34 | 36 | 29 | 25 | 23 | 23 | 26 | 19 | 24 | 23 | 27 | 25 | 24 | 19 | 17 | 16 | 20 | 528 | 708 | 154.6 | 330.1 | 532.1 | 758.6 | 1016 | 1297 | 1596 | 1911 | 2234 | 2562 | 2892 | 3211 | 3534 | 3772 | 3897 | 3983 | 4047 | 4100 | 4149 | 4195 | 50171.4
709 | 35 | 37 | 36 | 38 | 34 | 33 | 29 | 28 | 25 | 24 | 25 | 26 | 25 | 22 | 24 | 23 | 25 | 24 | 25 | 24 | 562 | 709 | 164.6 | 341 | 546.3 | 778.3 | 1040 | 1329 | 1636 | 1959 | 2296 | 2634 | 2972 | 3303 | 3625 | 3854 | 3970 | 4051 | 4119 | 4180 | 4236 | 4291 | 51325.2
710 | 31 | 32 | 29 | 29 | 28 | 30 | 28 | 25 | 20 | 21 | 21 | 22 | 18 | 19 | 17 | 16 | 16 | 15 | 18 | 15 | 450 | 710 | 155.4 | 330.6 | 530.8 | 758.8 | 1018 | 1302 | 1604 | 1916 | 2243 | 2574 | 2903 | 3226 | 3540 | 3763 | 3872 | 3947 | 4009 | 4064 | 4113 | 4159 | 50028.6
711 | 22 | 28 | 28 | 31 | 33 | 31 | 30 | 27 | 30 | 28 | 25 | 22 | 23 | 23 | 24 | 22 | 19 | 17 | 17 | 18 | 498 | 711 | 166.8 | 341.8 | 541.1 | 767 | 1023 | 1303 | 1601 | 1912 | 2237 | 2564 | 2887 | 3205 | 3513 | 3734 | 3841 | 3926 | 3988 | 4040 | 4087 | 4132 | 49809.7
712 | 22 | 15 | 20 | 25 | 35 | 37 | 32 | 28 | 23 | 24 | 20 | 20 | 17 | 17 | 19 | 18 | 20 | 17 | 21 | 22 | 452 | 712 | 155.7 | 333.5 | 538 | 768.3 | 1029 | 1320 | 1628 | 1951 | 2289 | 2632 | 2975 | 3316 | 3643 | 3880 | 3999 | 4077 | 4143 | 4203 | 4255 | 4305 | 51440.5
713 | 24 | 24 | 27 | 29 | 25 | 22 | 20 | 24 | 24 | 28 | 29 | 31 | 27 | 24 | 26 | 30 | 34 | 33 | 31 | 30 | 542 | 713 | 158.6 | 338.1 | 546.7 | 786.1 | 1058 | 1359 | 1680 | 2022 | 2375 | 2740 | 3100 | 3458 | 3807 | 4077 | 4216 | 4307 | 4388 | 4460 | 4522 | 4576 | 53974.5
714 | 22 | 24 | 21 | 23 | 23 | 22 | 17 | 14 | 16 | 18 | 16 | 14 | 16 | 17 | 18 | 17 | 21 | 23 | 24 | 22 | 388 | 714 | 155.3 | 332.6 | 536.3 | 765.9 | 1026 | 1310 | 1616 | 1937 | 2273 | 2615 | 2951 | 3282 | 3604 | 3834 | 3949 | 4026 | 4091 | 4152 | 4206 | 4260 | 50922.1
715 | 40 | 39 | 40 | 39 | 40 | 36 | 33 | 31 | 32 | 33 | 31 | 28 | 25 | 23 | 23 | 23 | 25 | 25 | 26 | 26 | 618 | 715 | 154.5 | 331 | 534.1 | 764.3 | 1023 | 1310 | 1612 | 1933 | 2268 | 2607 | 2947 | 3276 | 3598 | 3830 | 3945 | 4021 | 4088 | 4151 | 4206 | 4259 | 50857.9
716 | 31 | 35 | 35 | 37 | 36 | 37 | 33 | 30 | 30 | 29 | 31 | 26 | 28 | 27 | 30 | 30 | 31 | 29 | 29 | 28 | 622 | 716 | 156.7 | 336.1 | 540.8 | 775.4 | 1044 | 1338 | 1653 | 1987 | 2335 | 2690 | 3049 | 3406 | 3754 | 4024 | 4173 | 4277 | 4358 | 4427 | 4490 | 4549 | 53363
717 | 22 | 21 | 25 | 28 | 29 | 28 | 20 | 18 | 17 | 19 | 20 | 19 | 20 | 19 | 18 | 16 | 15 | 15 | 18 | 17 | 404 | 717 | 156.7 | 331.5 | 532.9 | 759.1 | 1015 | 1297 | 1597 | 1909 | 2237 | 2567 | 2897 | 3219 | 3533 | 3752 | 3861 | 3936 | 3999 | 4053 | 4102 | 4148 | 49902.2
718 | 39 | 36 | 38 | 42 | 46 | 44 | 39 | 34 | 32 | 31 | 31 | 32 | 31 | 31 | 31 | 31 | 25 | 24 | 26 | 33 | 676 | 718 | 175.7 | 371.6 | 589.6 | 842.4 | 1130 | 1446 | 1780 | 2116 | 2469 | 2818 | 3175 | 3536 | 3885 | 4148 | 4292 | 4393 | 4475 | 4548 | 4614 | 4680 | 55484.3
719 | 32 | 25 | 31 | 31 | 33 | 27 | 22 | 26 | 32 | 39 | 36 | 28 | 21 | 20 | 21 | 22 | 21 | 21 | 23 | 23 | 534 | 719 | 155.9 | 333.4 | 538.4 | 771.4 | 1034 | 1324 | 1632 | 1957 | 2297 | 2645 | 3004 | 3346 | 3678 | 3919 | 4040 | 4119 | 4186 | 4246 | 4300 | 4350 | 51876.1
720 | 30 | 28 | 33 | 32 | 35 | 30 | 34 | 32 | 35 | 35 | 34 | 29 | 23 | 20 | 23 | 25 | 29 | 30 | 33 | 32 | 602 | 720 | 173.6 | 351.3 | 555.5 | 785.7 | 1050 | 1342 | 1653 | 1979 | 2322 | 2687 | 3056 | 3414 | 3745 | 3991 | 4115 | 4217 | 4294 | 4364 | 4427 | 4487 | 53009.1
721 | 46 | 45 | 44 | 43 | 44 | 40 | 35 | 31 | 34 | 36 | 37 | 33 | 28 | 24 | 24 | 26 | 30 | 28 | 29 | 28 | 685 | 721 | 178.2 | 374.5 | 592.4 | 840.4 | 1113 | 1396 | 1699 | 2016 | 2347 | 2700 | 3051 | 3395 | 3730 | 3962 | 4090 | 4181 | 4256 | 4322 | 4382 | 4441 | 53066.5
722 | 32 | 36 | 38 | 42 | 44 | 43 | 38 | 33 | 29 | 29 | 30 | 31 | 29 | 28 | 25 | 28 | 27 | 27 | 27 | 28 | 644 | 722 | 154.5 | 331.8 | 533.7 | 762 | 1024 | 1311 | 1616 | 1932 | 2266 | 2601 | 2947 | 3297 | 3636 | 3888 | 4022 | 4121 | 4196 | 4262 | 4320 | 4376 | 51597
723 | 10 | 16 | 15 | 15 | 20 | 26 | 30 | 26 | 28 | 29 | 28 | 25 | 24 | 25 | 26 | 25 | 24 | 20 | 19 | 21 | 452 | 723 | 156.8 | 335.9 | 540.6 | 771.2 | 1030 | 1316 | 1624 | 1941 | 2277 | 2616 | 2957 | 3294 | 3617 | 3848 | 3964 | 4046 | 4111 | 4168 | 4219 | 4268 | 51100.5
724 | 28 | 26 | 28 | 25 | 26 | 22 | 17 | 8 | 3 | 6 | 12 | 15 | 16 | 15 | 18 | 18 | 20 | 20 | 21 | 20 | 364 | 724 | 156.3 | 332 | 533.5 | 762.6 | 1018 | 1304 | 1605 | 1914 | 2205 | 2499 | 2817 | 3132 | 3441 | 3660 | 3765 | 3839 | 3899 | 3952 | 4004 | 4054 | 48892.4
725 | 30 | 32 | 32 | 35 | 35 | 36 | 35 | 35 | 33 | 30 | 29 | 29 | 30 | 27 | 22 | 16 | 15 | 16 | 19 | 20 | 556 | 725 | 168.3 | 343.6 | 544.7 | 773 | 1031 | 1317 | 1618 | 1935 | 2267 | 2599 | 2930 | 3264 | 3599 | 3842 | 3959 | 4034 | 4097 | 4153 | 4202 | 4249 | 50925.6
726 | 12 | 17 | 16 | 18 | 15 | 16 | 12 | 13 | 15 | 20 | 21 | 18 | 17 | 16 | 20 | 17 | 21 | 21 | 26 | 27 | 358 | 726 | 138.3 | 302 | 499 | 726 | 981.2 | 1263 | 1561 | 1874 | 2202 | 2536 | 2870 | 3197 | 3519 | 3753 | 3871 | 3943 | 4002 | 4055 | 4107 | 4160 | 49559.5
727 | 36 | 34 | 34 | 37 | 40 | 41 | 37 | 33 | 30 | 27 | 27 | 26 | 24 | 23 | 22 | 23 | 23 | 23 | 25 | 27 | 592 | 727 | 157.2 | 335.2 | 538.3 | 769.4 | 1030 | 1320 | 1629 | 1948 | 2281 | 2620 | 2963 | 3292 | 3617 | 3849 | 3964 | 4041 | 4106 | 4163 | 4215 | 4268 | 51106.1
728 | 25 | 30 | 31 | 34 | 33 | 29 | 24 | 21 | 23 | 25 | 25 | 22 | 19 | 18 | 18 | 20 | 20 | 22 | 21 | 24 | 484 | 728 | 154.4 | 329.5 | 531.8 | 760.4 | 1019 | 1305 | 1610 | 1929 | 2256 | 2592 | 2926 | 3255 | 3574 | 3805 | 3921 | 3997 | 4062 | 4120 | 4170 | 4219 | 50536.1
729 | 35 | 30 | 23 | 15 | 7 | 6 | 8 | 17 | 25 | 31 | 30 | 27 | 23 | 21 | 20 | 22 | 22 | 23 | 24 | 26 | 435 | 729 | 154.9 | 330.2 | 530 | 760.5 | 1013 | 1270 | 1550 | 1863 | 2191 | 2523 | 2856 | 3186 | 3511 | 3749 | 3869 | 3947 | 4011 | 4068 | 4124 | 4181 | 49687.6
730 | 35 | 37 | 35 | 33 | 29 | 29 | 28 | 27 | 24 | 25 | 22 | 19 | 20 | 18 | 20 | 17 | 22 | 23 | 27 | 26 | 516 | 730 | 155.8 | 333.7 | 534.6 | 762.8 | 1024 | 1309 | 1613 | 1933 | 2264 | 2603 | 2940 | 3273 | 3595 | 3831 | 3949 | 4027 | 4092 | 4151 | 4205 | 4259 | 50854.9
731 | 44 | 40 | 41 | 40 | 43 | 42 | 42 | 38 | 35 | 31 | 29 | 29 | 31 | 29 | 29 | 29 | 32 | 32 | 30 | 31 | 697 | 731 | 176.1 | 371.1 | 591 | 839.8 | 1121 | 1425 | 1748 | 2086 | 2434 | 2784 | 3136 | 3481 | 3820 | 4067 | 4200 | 4297 | 4379 | 4453 | 4520 | 4587 | 54516
732 | 43 | 31 | 30 | 28 | 33 | 35 | 36 | 36 | 37 | 36 | 33 | 30 | 28 | 29 | 31 | 33 | 34 | 34 | 33 | 30 | 660 | 732 | 181.7 | 381.5 | 602.1 | 838.8 | 1108 | 1407 | 1725 | 2073 | 2441 | 2821 | 3193 | 3563 | 3925 | 4198 | 4346 | 4449 | 4535 | 4611 | 4682 | 4745 | 55826.1
733 | 27 | 30 | 32 | 33 | 33 | 31 | 30 | 27 | 26 | 22 | 20 | 15 | 13 | 14 | 16 | 16 | 16 | 15 | 17 | 16 | 449 | 733 | 153.5 | 326.7 | 524.2 | 747.9 | 1002 | 1280 | 1577 | 1886 | 2209 | 2533 | 2851 | 3166 | 3468 | 3674 | 3774 | 3845 | 3904 | 3954 | 4000 | 4043 | 48918.3
734 | 25 | 31 | 36 | 41 | 42 | 39 | 36 | 32 | 30 | 28 | 29 | 29 | 30 | 28 | 25 | 21 | 20 | 22 | 25 | 24 | 593 | 734 | 154.8 | 330.3 | 533.1 | 761.8 | 1019 | 1305 | 1607 | 1922 | 2250 | 2580 | 2914 | 3253 | 3582 | 3821 | 3949 | 4033 | 4098 | 4157 | 4212 | 4264 | 50746
735 | 33 | 38 | 40 | 32 | 23 | 12 | 13 | 12 | 12 | 12 | 18 | 23 | 29 | 25 | 25 | 25 | 28 | 30 | 30 | 32 | 492 | 735 | 174.9 | 358.3 | 565.7 | 801.8 | 1070 | 1367 | 1684 | 2020 | 2369 | 2730 | 3089 | 3440 | 3784 | 4039 | 4167 | 4264 | 4344 | 4414 | 4478 | 4537 | 53696.7
736 | 38 | 37 | 34 | 32 | 31 | 33 | 31 | 31 | 32 | 33 | 30 | 24 | 22 | 24 | 26 | 25 | 19 | 15 | 13 | 14 | 544 | 736 | 153.5 | 327 | 526.3 | 753.6 | 1010 | 1292 | 1590 | 1902 | 2225 | 2559 | 2892 | 3210 | 3519 | 3747 | 3871 | 3962 | 4029 | 4081 | 4129 | 4174 | 49952.4
737 | 25 | 30 | 32 | 31 | 21 | 11 | 5 | 9 | 13 | 13 | 16 | 17 | 23 | 22 | 19 | 20 | 20 | 22 | 20 | 17 | 386 | 737 | 155.6 | 330 | 529.1 | 756.6 | 1013 | 1296 | 1591 | 1899 | 2223 | 2551 | 2877 | 3199 | 3510 | 3733 | 3841 | 3914 | 3976 | 4030 | 4079 | 4125 | 49628.3
738 | 31 | 32 | 32 | 33 | 34 | 34 | 29 | 26 | 25 | 28 | 25 | 25 | 21 | 19 | 18 | 17 | 19 | 15 | 20 | 21 | 504 | 738 | 166.9 | 340.1 | 537.8 | 762.5 | 1016 | 1297 | 1596 | 1907 | 2234 | 2564 | 2895 | 3219 | 3532 | 3754 | 3864 | 3939 | 4001 | 4056 | 4105 | 4152 | 49938.3
739 | 29 | 34 | 35 | 38 | 36 | 30 | 22 | 16 | 16 | 18 | 20 | 21 | 21 | 20 | 19 | 17 | 16 | 15 | 18 | 20 | 461 | 739 | 155.7 | 330.7 | 530.6 | 755.7 | 1012 | 1295 | 1593 | 1905 | 2229 | 2560 | 2883 | 3198 | 3506 | 3719 | 3822 | 3895 | 3956 | 4007 | 4054 | 4099 | 49505.7
740 | 40 | 43 | 41 | 42 | 41 | 41 | 38 | 33 | 32 | 33 | 32 | 27 | 20 | 20 | 19 | 18 | 17 | 19 | 20 | 21 | 597 | 740 | 155.1 | 329.8 | 529.7 | 755.3 | 1012 | 1297 | 1598 | 1915 | 2247 | 2580 | 2915 | 3242 | 3556 | 3779 | 3890 | 3964 | 4028 | 4083 | 4131 | 4179 | 50185.9
741 | 45 | 47 | 43 | 40 | 35 | 35 | 34 | 36 | 35 | 35 | 32 | 31 | 30 | 27 | 29 | 28 | 30 | 29 | 27 | 28 | 676 | 741 | 176.6 | 369.1 | 588.6 | 834 | 1094 | 1385 | 1698 | 2045 | 2404 | 2760 | 3119 | 3470 | 3819 | 4073 | 4210 | 4303 | 4381 | 4452 | 4515 | 4576 | 54272.3
742 | 37 | 41 | 42 | 45 | 43 | 35 | 27 | 22 | 23 | 27 | 29 | 30 | 29 | 28 | 28 | 27 | 26 | 25 | 28 | 29 | 621 | 742 | 155.5 | 332.9 | 533.3 | 762.5 | 1021 | 1305 | 1606 | 1923 | 2253 | 2588 | 2925 | 3272 | 3607 | 3855 | 3990 | 4087 | 4162 | 4226 | 4284 | 4340 | 51228.2
743 | 21 | 24 | 26 | 29 | 33 | 29 | 28 | 25 | 26 | 26 | 24 | 24 | 22 | 22 | 21 | 22 | 20 | 21 | 21 | 25 | 489 | 743 | 156 | 333 | 535.7 | 766 | 1030 | 1319 | 1626 | 1947 | 2281 | 2622 | 2962 | 3295 | 3622 | 3863 | 3987 | 4066 | 4132 | 4192 | 4245 | 4298 | 51277.7
744 | 25 | 22 | 25 | 24 | 28 | 25 | 29 | 28 | 32 | 30 | 27 | 22 | 19 | 17 | 20 | 20 | 24 | 24 | 25 | 22 | 488 | 744 | 154.6 | 327.8 | 528.2 | 757 | 1015 | 1297 | 1598 | 1915 | 2246 | 2582 | 2915 | 3243 | 3560 | 3790 | 3905 | 3981 | 4046 | 4103 | 4153 | 4201 | 50317.6
745 | 33 | 35 | 33 | 35 | 35 | 36 | 32 | 28 | 28 | 30 | 30 | 25 | 23 | 23 | 23 | 19 | 15 | 16 | 17 | 18 | 534 | 745 | 155.7 | 333.3 | 537.1 | 770.7 | 1035 | 1328 | 1639 | 1964 | 2302 | 2646 | 2991 | 3332 | 3662 | 3904 | 4027 | 4106 | 4173 | 4234 | 4287 | 4338 | 51764.8
746 | 34 | 41 | 40 | 43 | 41 | 39 | 34 | 30 | 30 | 33 | 33 | 32 | 29 | 26 | 25 | 25 | 26 | 27 | 26 | 26 | 640 | 746 | 154.7 | 330.4 | 531.9 | 761.8 | 1021 | 1309 | 1613 | 1932 | 2265 | 2603 | 2943 | 3293 | 3632 | 3879 | 3997 | 4089 | 4164 | 4230 | 4287 | 4343 | 51378.8
747 | 42 | 40 | 38 | 33 | 31 | 28 | 22 | 16 | 15 | 19 | 21 | 16 | 12 | 7 | 5 | 4 | 6 | 11 | 15 | 16 | 397 | 747 | 153.9 | 330.1 | 529.2 | 752.5 | 1005 | 1284 | 1576 | 1883 | 2202 | 2526 | 2845 | 3156 | 3460 | 3663 | 3750 | 3786 | 3814 | 3866 | 3914 | 3957 | 48452.7
748 | 11 | 13 | 18 | 20 | 24 | 25 | 27 | 25 | 24 | 24 | 21 | 16 | 14 | 16 | 18 | 20 | 17 | 11 | 6 | 4 | 354 | 748 | 134.8 | 290.6 | 474.3 | 692.7 | 937.6 | 1203 | 1484 | 1776 | 2081 | 2392 | 2701 | 3005 | 3304 | 3510 | 3611 | 3682 | 3740 | 3791 | 3840 | 3885 | 46535
749 | 39 | 38 | 36 | 37 | 38 | 41 | 38 | 36 | 34 | 36 | 34 | 32 | 30 | 31 | 32 | 30 | 27 | 28 | 28 | 27 | 672 | 749 | 174.7 | 364.3 | 566.9 | 798.7 | 1061 | 1358 | 1675 | 2013 | 2374 | 2743 | 3105 | 3464 | 3811 | 4081 | 4228 | 4329 | 4413 | 4489 | 4557 | 4619 | 54224.6
750 | 28 | 32 | 32 | 36 | 38 | 38 | 34 | 27 | 26 | 25 | 23 | 20 | 19 | 20 | 20 | 17 | 17 | 19 | 21 | 21 | 513 | 750 | 156.9 | 335.8 | 540.4 | 774 | 1038 | 1327 | 1637 | 1958 | 2295 | 2638 | 2975 | 3308 | 3630 | 3859 | 3972 | 4049 | 4114 | 4170 | 4221 | 4269 | 51267.1
751 | 23 | 26 | 24 | 26 | 23 | 21 | 19 | 19 | 24 | 27 | 27 | 21 | 15 | 13 | 15 | 18 | 19 | 19 | 18 | 21 | 418 | 751 | 156.4 | 332.4 | 534.9 | 760.6 | 1018 | 1304 | 1604 | 1920 | 2251 | 2587 | 2918 | 3241 | 3554 | 3775 | 3886 | 3961 | 4024 | 4078 | 4127 | 4174 | 50206.3
752 | 31 | 30 | 32 | 33 | 32 | 27 | 23 | 25 | 25 | 28 | 24 | 21 | 19 | 17 | 19 | 16 | 20 | 21 | 25 | 24 | 492 | 752 | 153.6 | 329.8 | 530 | 756.3 | 1015 | 1299 | 1600 | 1918 | 2251 | 2588 | 2924 | 3254 | 3577 | 3812 | 3931 | 4007 | 4072 | 4131 | 4185 | 4239 | 50572.7
753 | 13 | 26 | 23 | 29 | 23 | 26 | 25 | 29 | 28 | 27 | 22 | 20 | 18 | 19 | 19 | 20 | 21 | 23 | 19 | 12 | 442 | 753 | 136.8 | 301.6 | 500.4 | 722.6 | 973.4 | 1251 | 1549 | 1859 | 2183 | 2511 | 2839 | 3164 | 3479 | 3699 | 3810 | 3885 | 3947 | 4002 | 4055 | 4104 | 48971.8
754 | 40 | 34 | 31 | 28 | 30 | 33 | 35 | 35 | 35 | 35 | 35 | 31 | 28 | 28 | 31 | 33 | 34 | 33 | 32 | 30 | 651 | 754 | 155.8 | 334.5 | 539.9 | 772.3 | 1037 | 1331 | 1643 | 1970 | 2317 | 2688 | 3053 | 3416 | 3773 | 4038 | 4182 | 4282 | 4360 | 4431 | 4493 | 4553 | 53369.5
755 | 35 | 34 | 32 | 28 | 26 | 24 | 24 | 22 | 25 | 27 | 27 | 18 | 7 | 1 | 1 | 2 | 1 | 3 | 5 | 11 | 353 | 755 | 153.8 | 327.4 | 526.4 | 754 | 1010 | 1291 | 1586 | 1897 | 2221 | 2552 | 2877 | 3195 | 3501 | 3681 | 3750 | 3785 | 3810 | 3830 | 3847 | 3887 | 48481.6
756 | 40 | 43 | 42 | 43 | 41 | 39 | 36 | 34 | 34 | 36 | 35 | 34 | 31 | 28 | 26 | 25 | 27 | 30 | 31 | 31 | 686 | 756 | 160.3 | 336.7 | 545.8 | 775.6 | 1037 | 1324 | 1648 | 1993 | 2347 | 2705 | 3069 | 3427 | 3776 | 4033 | 4168 | 4260 | 4337 | 4408 | 4472 | 4534 | 53356.4
757 | 42 | 32 | 34 | 28 | 34 | 31 | 35 | 31 | 30 | 25 | 21 | 18 | 20 | 20 | 22 | 22 | 23 | 21 | 20 | 21 | 530 | 757 | 155.8 | 330 | 532.4 | 759.9 | 1016 | 1295 | 1596 | 1912 | 2235 | 2563 | 2887 | 3206 | 3510 | 3726 | 3829 | 3901 | 3968 | 4021 | 4068 | 4116 | 49627.1
758 | 40 | 34 | 37 | 37 | 39 | 36 | 30 | 29 | 26 | 25 | 22 | 21 | 20 | 20 | 16 | 17 | 16 | 19 | 19 | 20 | 523 | 758 | 170.7 | 353 | 552.9 | 778.5 | 1036 | 1318 | 1620 | 1933 | 2267 | 2599 | 2928 | 3254 | 3565 | 3790 | 3901 | 3976 | 4039 | 4094 | 4143 | 4190 | 50508.1
759 | 26 | 24 | 25 | 23 | 26 | 27 | 27 | 25 | 25 | 26 | 24 | 20 | 18 | 19 | 19 | 22 | 22 | 21 | 19 | 19 | 457 | 759 | 155.2 | 330 | 531.1 | 759.4 | 1017 | 1300 | 1601 | 1913 | 2238 | 2567 | 2893 | 3217 | 3531 | 3753 | 3861 | 3935 | 3997 | 4052 | 4100 | 4147 | 49897.7
760 | 37 | 33 | 37 | 38 | 42 | 36 | 29 | 21 | 21 | 22 | 24 | 24 | 25 | 22 | 14 | 9 | 7 | 13 | 18 | 24 | 496 | 760 | 156 | 331.3 | 533.1 | 760.2 | 1018 | 1302 | 1606 | 1920 | 2249 | 2586 | 2920 | 3246 | 3563 | 3790 | 3904 | 3980 | 4045 | 4101 | 4150 | 4199 | 50359.6
761 | 34 | 28 | 32 | 30 | 36 | 33 | 30 | 21 | 16 | 13 | 16 | 16 | 19 | 19 | 19 | 17 | 16 | 19 | 19 | 22 | 455 | 761 | 155.2 | 329.2 | 528.7 | 754.7 | 1013 | 1292 | 1590 | 1903 | 2226 | 2551 | 2875 | 3194 | 3503 | 3712 | 3814 | 3886 | 3946 | 3997 | 4044 | 4089 | 49402.8
762 | 40 | 41 | 39 | 37 | 30 | 25 | 21 | 20 | 22 | 25 | 27 | 27 | 21 | 18 | 16 | 16 | 17 | 19 | 22 | 23 | 506 | 762 | 170.9 | 357.4 | 556.3 | 780.3 | 1035 | 1317 | 1615 | 1924 | 2247 | 2575 | 2898 | 3215 | 3522 | 3737 | 3845 | 3917 | 3979 | 4032 | 4080 | 4127 | 49929.9
763 | 41 | 36 | 34 | 32 | 37 | 38 | 39 | 34 | 30 | 26 | 25 | 26 | 27 | 26 | 25 | 25 | 25 | 24 | 22 | 24 | 596 | 763 | 154.1 | 329.2 | 530.9 | 760.6 | 1019 | 1304 | 1607 | 1923 | 2252 | 2584 | 2916 | 3241 | 3555 | 3781 | 3891 | 3966 | 4029 | 4084 | 4133 | 4181 | 50240.8
764 | 12 | 13 | 21 | 25 | 30 | 24 | 23 | 17 | 18 | 18 | 22 | 21 | 20 | 18 | 15 | 15 | 15 | 17 | 18 | 17 | 379 | 764 | 139.7 | 304.2 | 500.3 | 721.7 | 972.3 | 1249 | 1537 | 1845 | 2162 | 2486 | 2810 | 3128 | 3439 | 3657 | 3764 | 3837 | 3896 | 3950 | 4002 | 4048 | 48448.2
765 | 30 | 30 | 31 | 32 | 33 | 33 | 29 | 28 | 26 | 27 | 26 | 24 | 24 | 24 | 24 | 18 | 11 | 5 | 4 | 3 | 462 | 765 | 155.9 | 331.1 | 531.5 | 758.3 | 1017 | 1305 | 1611 | 1930 | 2259 | 2596 | 2933 | 3260 | 3578 | 3804 | 3915 | 3990 | 4054 | 4111 | 4160 | 4177 | 50476.8
766 | 32 | 31 | 30 | 34 | 36 | 35 | 25 | 19 | 20 | 23 | 21 | 18 | 18 | 18 | 18 | 14 | 15 | 16 | 18 | 19 | 460 | 766 | 156.4 | 332.6 | 536.6 | 766.4 | 1027 | 1315 | 1619 | 1941 | 2271 | 2612 | 2948 | 3280 | 3599 | 3827 | 3938 | 4014 | 4079 | 4135 | 4185 | 4233 | 50815
767 | 30 | 30 | 31 | 27 | 20 | 12 | 7 | 6 | 17 | 28 | 35 | 31 | 23 | 14 | 5 | 2 | 3 | 9 | 17 | 23 | 370 | 767 | 155 | 329.8 | 533 | 765.2 | 1026 | 1313 | 1601 | 1892 | 2222 | 2564 | 2903 | 3239 | 3572 | 3814 | 3939 | 4004 | 4031 | 4063 | 4118 | 4172 | 50256
768 | 39 | 37 | 40 | 42 | 45 | 41 | 32 | 24 | 21 | 22 | 24 | 25 | 26 | 27 | 27 | 26 | 24 | 23 | 22 | 26 | 593 | 768 | 174.2 | 356.9 | 559.6 | 802.1 | 1069 | 1358 | 1660 | 1978 | 2307 | 2643 | 2973 | 3298 | 3628 | 3870 | 4000 | 4094 | 4167 | 4229 | 4286 | 4341 | 51793.8
769 | 44 | 43 | 41 | 31 | 23 | 19 | 21 | 23 | 25 | 29 | 29 | 26 | 23 | 20 | 18 | 14 | 9 | 8 | 7 | 10 | 463 | 769 | 171.5 | 362.1 | 569.8 | 794.2 | 1050 | 1331 | 1630 | 1942 | 2268 | 2597 | 2924 | 3245 | 3559 | 3778 | 3888 | 3961 | 4024 | 4078 | 4126 | 4173 | 50471.6
770 | 39 | 40 | 41 | 41 | 40 | 35 | 32 | 28 | 28 | 26 | 22 | 20 | 17 | 16 | 13 | 15 | 15 | 17 | 14 | 14 | 513 | 770 | 155.5 | 330.8 | 531.3 | 757.9 | 1014 | 1294 | 1588 | 1899 | 2222 | 2547 | 2869 | 3185 | 3492 | 3709 | 3814 | 3886 | 3947 | 3999 | 4045 | 4091 | 49376.5
771 | 35 | 24 | 26 | 24 | 27 | 25 | 23 | 24 | 26 | 28 | 27 | 26 | 23 | 23 | 18 | 19 | 16 | 16 | 19 | 22 | 471 | 771 | 157.4 | 337 | 540.9 | 773.6 | 1035 | 1323 | 1628 | 1948 | 2282 | 2621 | 2957 | 3292 | 3630 | 3866 | 3981 | 4058 | 4122 | 4179 | 4229 | 4281 | 51240.9
772 | 42 | 40 | 39 | 36 | 37 | 36 | 36 | 31 | 24 | 18 | 15 | 14 | 15 | 18 | 20 | 22 | 20 | 21 | 18 | 17 | 519 | 772 | 170.3 | 352 | 549.2 | 773.2 | 1025 | 1301 | 1593 | 1897 | 2214 | 2534 | 2851 | 3158 | 3456 | 3662 | 3759 | 3829 | 3887 | 3937 | 3982 | 4023 | 48952.7
773 | 21 | 12 | 10 | 7 | 13 | 23 | 27 | 27 | 28 | 28 | 30 | 25 | 28 | 28 | 31 | 30 | 29 | 25 | 22 | 21 | 465 | 773 | 168 | 344.4 | 548.6 | 779.1 | 1040 | 1333 | 1644 | 1972 | 2312 | 2665 | 3013 | 3359 | 3701 | 3971 | 4120 | 4222 | 4302 | 4373 | 4436 | 4490 | 52793.1
774 | 20 | 15 | 16 | 17 | 23 | 27 | 27 | 28 | 27 | 27 | 21 | 20 | 20 | 24 | 24 | 21 | 17 | 17 | 18 | 19 | 428 | 774 | 152.9 | 327.3 | 525.5 | 752.9 | 1011 | 1295 | 1596 | 1912 | 2240 | 2573 | 2904 | 3230 | 3546 | 3777 | 3892 | 3968 | 4032 | 4090 | 4139 | 4187 | 50150.6
775 | 37 | 33 | 31 | 27 | 28 | 30 | 30 | 31 | 31 | 33 | 30 | 27 | 25 | 26 | 28 | 27 | 23 | 18 | 16 | 17 | 548 | 775 | 157.5 | 333.8 | 537.5 | 768.9 | 1030 | 1317 | 1625 | 1945 | 2280 | 2618 | 2955 | 3287 | 3609 | 3850 | 3978 | 4073 | 4145 | 4202 | 4252 | 4301 | 51264.7
776 | 18 | 30 | 27 | 33 | 26 | 29 | 25 | 30 | 29 | 31 | 25 | 20 | 17 | 19 | 19 | 23 | 24 | 25 | 24 | 21 | 495 | 776 | 154.8 | 329.8 | 532.8 | 761.2 | 1016 | 1297 | 1596 | 1912 | 2240 | 2573 | 2905 | 3227 | 3543 | 3768 | 3878 | 3953 | 4016 | 4071 | 4120 | 4167 | 50060.6
777 | 40 | 38 | 34 | 25 | 18 | 15 | 12 | 15 | 18 | 26 | 26 | 24 | 21 | 20 | 18 | 17 | 19 | 23 | 24 | 22 | 455 | 777 | 154.1 | 330.6 | 532 | 762.7 | 1023 | 1310 | 1613 | 1931 | 2264 | 2603 | 2939 | 3271 | 3591 | 3826 | 3943 | 4021 | 4086 | 4145 | 4196 | 4247 | 50788.4
778 | 34 | 39 | 38 | 42 | 44 | 44 | 41 | 36 | 37 | 39 | 40 | 37 | 31 | 27 | 26 | 28 | 31 | 33 | 35 | 37 | 719 | 778 | 178.6 | 377.9 | 601.9 | 857.3 | 1146 | 1461 | 1800 | 2154 | 2522 | 2902 | 3284 | 3661 | 4028 | 4309 | 4459 | 4559 | 4644 | 4724 | 4801 | 4870 | 57339.7
779 | 45 | 43 | 38 | 28 | 16 | 10 | 10 | 17 | 24 | 30 | 31 | 29 | 26 | 26 | 23 | 22 | 21 | 24 | 25 | 27 | 515 | 779 | 156.4 | 332.5 | 532.8 | 761.6 | 1022 | 1306 | 1609 | 1928 | 2259 | 2597 | 2930 | 3258 | 3583 | 3823 | 3946 | 4021 | 4087 | 4146 | 4200 | 4253 | 50751.3
780 | 24 | 24 | 28 | 30 | 34 | 36 | 38 | 38 | 36 | 36 | 33 | 30 | 28 | 30 | 32 | 33 | 33 | 31 | 29 | 29 | 632 | 780 | 152.9 | 327.4 | 527.8 | 758 | 1018 | 1306 | 1611 | 1941 | 2295 | 2656 | 3016 | 3375 | 3725 | 3987 | 4130 | 4231 | 4311 | 4381 | 4445 | 4505 | 52699.1
781 | 32 | 34 | 34 | 36 | 33 | 34 | 29 | 29 | 30 | 30 | 32 | 26 | 30 | 30 | 33 | 33 | 33 | 32 | 32 | 32 | 634 | 781 | 177.3 | 372.9 | 577.8 | 813.3 | 1082 | 1378 | 1696 | 2032 | 2382 | 2736 | 3095 | 3447 | 3802 | 4084 | 4243 | 4351 | 4434 | 4506 | 4575 | 4634 | 54418.3
782 | 26 | 27 | 24 | 20 | 22 | 24 | 26 | 27 | 30 | 33 | 30 | 28 | 24 | 23 | 22 | 25 | 28 | 28 | 26 | 23 | 516 | 782 | 155.7 | 332.5 | 538.1 | 772.5 | 1037 | 1327 | 1640 | 1967 | 2307 | 2654 | 3001 | 3342 | 3675 | 3920 | 4044 | 4123 | 4193 | 4260 | 4317 | 4368 | 51973.8
783 | 24 | 23 | 28 | 34 | 41 | 39 | 33 | 24 | 20 | 18 | 20 | 18 | 19 | 19 | 23 | 21 | 21 | 22 | 26 | 26 | 499 | 783 | 141.8 | 317.3 | 517.6 | 745.4 | 1002 | 1286 | 1591 | 1907 | 2241 | 2585 | 2924 | 3259 | 3589 | 3835 | 3960 | 4040 | 4106 | 4166 | 4221 | 4272 | 50706.1
784 | 34 | 35 | 35 | 39 | 39 | 40 | 38 | 37 | 34 | 33 | 32 | 31 | 30 | 28 | 24 | 18 | 17 | 19 | 24 | 28 | 615 | 784 | 174.7 | 353.6 | 559.3 | 793.6 | 1057 | 1348 | 1673 | 2017 | 2376 | 2741 | 3105 | 3461 | 3809 | 4063 | 4190 | 4268 | 4334 | 4395 | 4454 | 4513 | 53685.2
785 | 39 | 38 | 41 | 44 | 46 | 42 | 35 | 33 | 34 | 37 | 35 | 32 | 29 | 29 | 29 | 28 | 29 | 31 | 31 | 30 | 692 | 785 | 168 | 344.6 | 549.3 | 790.1 | 1073 | 1376 | 1688 | 2029 | 2392 | 2760 | 3127 | 3488 | 3837 | 4096 | 4233 | 4328 | 4406 | 4477 | 4540 | 4602 | 54304
786 | 27 | 28 | 33 | 34 | 38 | 37 | 36 | 30 | 26 | 27 | 29 | 32 | 32 | 30 | 27 | 24 | 23 | 24 | 28 | 28 | 593 | 786 | 163.6 | 339.7 | 541 | 771.3 | 1032 | 1317 | 1619 | 1938 | 2270 | 2608 | 2949 | 3296 | 3637 | 3890 | 4024 | 4101 | 4170 | 4230 | 4288 | 4344 | 51528.6
787 | 38 | 36 | 39 | 40 | 43 | 39 | 30 | 21 | 17 | 19 | 21 | 21 | 21 | 22 | 22 | 23 | 20 | 19 | 17 | 21 | 529 | 787 | 155.8 | 329.8 | 530.1 | 756.6 | 1014 | 1294 | 1592 | 1901 | 2223 | 2548 | 2869 | 3184 | 3489 | 3697 | 3799 | 3871 | 3931 | 3982 | 4028 | 4072 | 49266.3
788 | 27 | 30 | 29 | 34 | 36 | 37 | 32 | 23 | 16 | 10 | 11 | 16 | 23 | 27 | 28 | 26 | 26 | 26 | 26 | 27 | 510 | 788 | 140.5 | 314.7 | 515.2 | 740 | 994.6 | 1275 | 1579 | 1896 | 2226 | 2565 | 2904 | 3238 | 3567 | 3806 | 3928 | 4007 | 4072 | 4131 | 4185 | 4236 | 50320
789 | 34 | 36 | 35 | 31 | 24 | 23 | 26 | 30 | 24 | 16 | 9 | 14 | 19 | 20 | 19 | 17 | 19 | 16 | 14 | 14 | 440 | 789 | 155.2 | 330.3 | 528.9 | 754.5 | 1010 | 1293 | 1592 | 1904 | 2226 | 2555 | 2883 | 3201 | 3511 | 3727 | 3832 | 3905 | 3967 | 4019 | 4067 | 4113 | 49573.9
790 | 34 | 35 | 34 | 34 | 24 | 15 | 12 | 17 | 25 | 24 | 29 | 24 | 26 | 22 | 21 | 19 | 18 | 20 | 24 | 27 | 484 | 790 | 158.2 | 336.5 | 542 | 775.7 | 1039 | 1329 | 1636 | 1959 | 2301 | 2644 | 2988 | 3324 | 3656 | 3897 | 4021 | 4100 | 4168 | 4229 | 4282 | 4336 | 51721.4
791 | 32 | 30 | 27 | 23 | 15 | 9 | 12 | 17 | 25 | 21 | 20 | 21 | 20 | 21 | 16 | 22 | 22 | 26 | 22 | 21 | 422 | 791 | 156.6 | 332.8 | 537 | 768.9 | 1029 | 1309 | 1601 | 1917 | 2247 | 2581 | 2916 | 3246 | 3565 | 3793 | 3907 | 3983 | 4047 | 4104 | 4155 | 4203 | 50398.3
792 | 12 | 6 | 6 | 5 | 5 | 3 | 2 | 6 | 17 | 22 | 25 | 24 | 25 | 26 | 25 | 27 | 28 | 30 | 29 | 30 | 353 | 792 | 155.7 | 319.1 | 503.5 | 714.1 | 952.9 | 1216 | 1496 | 1789 | 2111 | 2440 | 2771 | 3101 | 3423 | 3663 | 3800 | 3897 | 3969 | 4032 | 4094 | 4155 | 48602.3
793 | 40 | 36 | 36 | 33 | 35 | 32 | 31 | 29 | 29 | 28 | 23 | 18 | 16 | 15 | 13 | 12 | 13 | 14 | 15 | 12 | 480 | 793 | 156.6 | 334.6 | 535.7 | 762.8 | 1021 | 1305 | 1608 | 1919 | 2243 | 2572 | 2897 | 3218 | 3524 | 3736 | 3838 | 3911 | 3971 | 4022 | 4069 | 4113 | 49756.7
794 | 22 | 28 | 26 | 26 | 26 | 27 | 27 | 20 | 23 | 26 | 29 | 28 | 25 | 23 | 21 | 20 | 22 | 23 | 26 | 27 | 495 | 794 | 141.2 | 315.5 | 515.2 | 741.4 | 998.8 | 1283 | 1585 | 1903 | 2237 | 2575 | 2915 | 3250 | 3576 | 3816 | 3936 | 4014 | 4079 | 4137 | 4190 | 4241 | 50449.1
795 | 29 | 30 | 28 | 27 | 26 | 26 | 24 | 22 | 21 | 23 | 20 | 17 | 16 | 15 | 16 | 13 | 18 | 20 | 23 | 21 | 435 | 795 | 155.9 | 332.2 | 534.9 | 763.2 | 1023 | 1306 | 1609 | 1927 | 2257 | 2592 | 2920 | 3246 | 3563 | 3783 | 3891 | 3965 | 4027 | 4082 | 4131 | 4177 | 50285.2
796 | 36 | 29 | 30 | 27 | 31 | 30 | 27 | 25 | 26 | 27 | 26 | 21 | 20 | 16 | 14 | 13 | 17 | 22 | 25 | 23 | 485 | 796 | 154.8 | 331.8 | 535.5 | 766.9 | 1028 | 1317 | 1622 | 1943 | 2281 | 2620 | 2957 | 3290 | 3616 | 3850 | 3968 | 4046 | 4112 | 4171 | 4222 | 4271 | 51103
797 | 18 | 19 | 21 | 22 | 19 | 18 | 19 | 21 | 19 | 11 | 5 | 0 | 0 | 1 | 1 | 1 | 4 | 11 | 15 | 15 | 240 | 797 | 154.3 | 328.3 | 526.8 | 754.8 | 1008 | 1290 | 1589 | 1901 | 2228 | 2557 | 2862 | 3146 | 3419 | 3600 | 3670 | 3705 | 3731 | 3770 | 3821 | 3869 | 47930.2
798 | 36 | 36 | 33 | 30 | 29 | 28 | 26 | 25 | 27 | 31 | 31 | 27 | 22 | 23 | 27 | 30 | 29 | 24 | 19 | 18 | 551 | 798 | 154.1 | 329.1 | 531.8 | 760.1 | 1018 | 1302 | 1604 | 1920 | 2252 | 2588 | 2920 | 3246 | 3563 | 3785 | 3906 | 3999 | 4070 | 4131 | 4185 | 4239 | 50503.1
799 | 37 | 37 | 35 | 36 | 35 | 32 | 28 | 27 | 27 | 29 | 25 | 23 | 21 | 21 | 23 | 23 | 25 | 23 | 22 | 18 | 547 | 799 | 173.5 | 366.5 | 577.9 | 808.5 | 1070 | 1355 | 1659 | 1980 | 2315 | 2656 | 2995 | 3329 | 3651 | 3886 | 4002 | 4079 | 4149 | 4214 | 4271 | 4323 | 51860.4
800 | 41 | 43 | 42 | 38 | 34 | 33 | 34 | 34 | 30 | 23 | 13 | 7 | 6 | 9 | 18 | 24 | 29 | 27 | 27 | 25 | 537 | 800 | 171.2 | 363.6 | 564.3 | 791.5 | 1050 | 1337 | 1641 | 1962 | 2293 | 2631 | 2965 | 3296 | 3621 | 3851 | 3967 | 4049 | 4116 | 4178 | 4234 | 4285 | 51366.6
Grand Total | 25326 | 25406 | 25341 | 25249 | 25123 | 23940 | 22313 | 20664 | 20256 | 20201 | 19403 | 18160 | 16923 | 16481 | 16451 | 16502 | 16590 | 16720 | 16946 | 17219 | 405214 | Grand Total | 126567.3 | 268536.3 | 430738.1 | 614507.7 | 822293.3 | 1050754 | 1294011 | 1548941 | 1814439 | 2084238 | 2352787 | 2617595 | 2875207 | 3060361 | 3153834 | 3217451 | 3269914 | 3316105 | 3357830 | 3398062 | 40674171.7
111(d)_Emissions (3-yr Avg. MMTE)
| 2016 | 2017 | 2018 | 2019 | 2020 | 2021 | 2022 | 2023 | 2024 | 2025 | 2026 | 2027 | 2028 | 2029 | 2030 | 2031 | 2032 | 2033 | 2034 | 2035 |  | Conservation Developmenmt | 2016 | 2017 | 2018 | 2019 | 2020 | 2021 | 2022 | 2023 | 2024 | 2025 | 2026 | 2027 | 2028 | 2029 | 2030 | 2031 | 2032 | 2033 | 2034 | 2035
10% Percentile | 20.9 | 21 | 21 | 20 | 20 | 19 | 17 | 17 | 16.9 | 17 | 16 | 15 | 15 | 13 | 13 | 13 | 13 | 13 | 13 | 13 |  | 10% Percentile | 153.19 | 327 | 526.29 | 751.98 | 1006 | 1284 | 1580 | 1888.9 | 2209 | 2533 | 2855 | 3171.9 | 3474 | 3686.6 | 3787.8 | 3859 | 3917.7 | 3969 | 4016.8 | 4059.8
First Quartile | 26 | 27 | 27 | 27 | 27 | 25 | 24 | 22 | 22 | 22 | 21 | 20 | 18 | 17 | 17 | 17 | 17 | 17 | 17 | 17 |  | First Quartile | 154.6 | 329.775 | 530.5 | 758.375 | 1016 | 1298 | 1598 | 1911 | 2238 | 2569 | 2898 | 3223 | 3537.5 | 3755.75 | 3865 | 3939 | 4001 | 4054.75 | 4104 | 4152
Median | 32 | 33 | 33 | 33 | 33 | 31 | 29 | 27 | 26 | 26 | 25 | 23 | 22 | 21 | 21 | 21 | 21 | 21 | 22 | 22 |  | Median | 155.9 | 332.4 | 534.9 | 765 | 1025 | 1311 | 1616 | 1934 | 2266 | 2603 | 2937 | 3267 | 3588.5 | 3820 | 3935 | 4012.5 | 4077 | 4135 | 4185 | 4235
Third Quartile | 39 | 37 | 37 | 37 | 37 | 36 | 33 | 31 | 30 | 30 | 28 | 27 | 25 | 25 | 25 | 25 | 25 | 25 | 26 | 26 |  | Third Quartile | 158.425 | 336.825 | 541.5 | 774 | 1037 | 1327 | 1635.25 | 1960 | 2300 | 2642 | 2984 | 3321 | 3650.25 | 3891 | 4016 | 4101 | 4171.25 | 4234 | 4291.25 | 4344.25
90% Percentile | 42 | 41 | 41 | 41 | 41 | 39 | 36 | 34 | 33 | 33 | 32 | 30 | 28 | 28 | 28 | 28 | 28 | 29 | 29 | 30 |  | 90% Percentile | 172.8 | 358.31 | 563.32 | 793.5 | 1057 | 1348 | 1658 | 1987 | 2330 | 2681.1 | 3030.2 | 3381 | 3725.1 | 3977.1 | 4110.1 | 4209 | 4284.1 | 4350 | 4411 | 4467.4
Average | 31.6575 | 31.7575 | 31.6762 | 31.5613 | 31.4037 | 29.925 | 27.8912 | 25.83 | 25.32 | 25.2512 | 24.2538 | 22.7 | 21.1537 | 20.6013 | 20.5637 | 20.6275 | 20.7375 | 20.9 | 21.1825 | 21.5237 |  | Average | 158.2091 | 335.6704 | 538.4226 | 768.1346 | 1027.8666 | 1313.4425 | 1617.5138 | 1936.1762 | 2268.0487 | 2605.2975 | 2940.9837 | 3271.9938 | 3594.0087 | 3825.4513 | 3942.2925 | 4021.8137 | 4087.3925 | 4145.1313 | 4197.2875 | 4247.5775
[21 empty] | 2030 | [21 empty] | 2030
10% Percentile | 20.9 | 21 | 21 | 20 | 20 | 19 | 17 | 17 | 16.9 | 17 | 16 | 15 | 15 | 13 | 13 | 13 | 13 | 13 | 13 | 13 | -7.9 | 10% Percentile | 153.19 | 327 | 526.29 | 751.98 | 1006 | 1284 | 1580 | 1888.9 | 2209 | 2533 | 2855 | 3171.9 | 3474 | 3686.6 | 3787.8 | 3859 | 3917.7 | 3969 | 4016.8 | 4059.8 | 3634.61
20% Percentile | 24 | 25 | 26 | 25 | 25 | 24 | 22 | 21 | 21 | 21 | 20 | 19 | 17 | 16 | 16 | 16 | 16 | 16 | 16 | 16 | -8 | 20% Percentile | 154.2 | 329.1 | 529.7 | 756.68 | 1014 | 1295 | 1594 | 1906 | 2231 | 2561 | 2888 | 3209 | 3521.8 | 3740.8 | 3846 | 3919 | 3981 | 4034 | 4082.8 | 4128.8 | 3691.8
30% Percentile | 27 | 29 | 28.7 | 29 | 28 | 27 | 25 | 23 | 23 | 23 | 22 | 20 | 19 | 18 | 18 | 18 | 18 | 18 | 18 | 18 | -9 | 30% Percentile | 154.8 | 330.2 | 531.47 | 759.9 | 1018 | 1301 | 1602 | 1916 | 2243 | 2577 | 2907 | 3234 | 3548.7 | 3771 | 3882 | 3958 | 4020 | 4075 | 4123.7 | 4171 | 3727.2
40% Percentile | 30 | 31 | 31 | 31 | 31 | 29 | 27 | 25 | 25 | 25 | 23 | 22 | 20 | 20 | 20 | 20 | 20 | 20 | 20 | 20 | -10 | 40% Percentile | 155.4 | 331.16 | 533.16 | 762.3 | 1022 | 1306 | 1609 | 1926 | 2256 | 2590 | 2923 | 3251 | 3568 | 3792.6 | 3905 | 3982 | 4046 | 4101 | 4152 | 4200.6 | 3749.6
50% Percentile | 32 | 33 | 33 | 33 | 33 | 31 | 29 | 27 | 26 | 26 | 25 | 23 | 22 | 21 | 21 | 21 | 21 | 21 | 22 | 22 | -11 | 50% Percentile | 155.9 | 332.4 | 534.9 | 765 | 1025 | 1311 | 1616 | 1934 | 2266 | 2603 | 2937 | 3267 | 3588.5 | 3820 | 3935 | 4012.5 | 4077 | 4135 | 4185 | 4235 | 3779.1
60% Percentile | 35 | 34.4 | 34 | 34 | 34 | 33 | 31 | 28 | 28 | 28 | 26 | 25 | 23 | 22 | 23 | 23 | 23 | 23 | 23 | 23 | -12 | 60% Percentile | 156.4 | 333.4 | 537 | 767.7 | 1029 | 1316 | 1622 | 1942 | 2277 | 2616 | 2953 | 3288 | 3613 | 3849 | 3967.4 | 4048 | 4115.4 | 4174.4 | 4226.4 | 4278 | 3811
70% Percentile | 37 | 36 | 36 | 36 | 36 | 35 | 32 | 30 | 29 | 29 | 28 | 26 | 24 | 24 | 24 | 24 | 24 | 24 | 25 | 25 | -13 | 70% Percentile | 157.43 | 335.5 | 539.4 | 771.53 | 1034 | 1323 | 1631 | 1954 | 2290 | 2632.3 | 2972 | 3309 | 3636.3 | 3874 | 3997 | 4079 | 4147.3 | 4209 | 4263.3 | 4318 | 3839.57
80% Percentile | 40 | 39 | 38 | 38 | 38 | 37 | 34 | 32 | 30 | 30 | 29 | 28 | 26 | 26 | 26 | 26 | 26 | 26 | 27 | 27 | -14 | 80% Percentile | 165.3 | 341.52 | 544.92 | 777.04 | 1040 | 1331 | 1641 | 1968 | 2307 | 2653.2 | 2997.4 | 3337.2 | 3669.2 | 3913.2 | 4040 | 4123.2 | 4195 | 4257.6 | 4314.2 | 4368.2 | 3874.7
90% Percentile | 42 | 41 | 41 | 41 | 41 | 39 | 36 | 34 | 33 | 33 | 32 | 30 | 28 | 28 | 28 | 28 | 28 | 29 | 29 | 30 | -14 | 90% Percentile | 172.8 | 358.31 | 563.32 | 793.5 | 1057 | 1348 | 1658 | 1987 | 2330 | 2681.1 | 3030.2 | 3381 | 3725.1 | 3977.1 | 4110.1 | 4209 | 4284.1 | 4350 | 4411 | 4467.4 | 3937.3
100% Percentile | 48 | 47 | 47 | 47 | 46 | 44 | 42 | 42 | 40 | 39 | 40 | 37 | 33 | 32 | 34 | 35 | 36 | 37 | 37 | 38 | -14 | 100% Percentile | 183.6 | 389 | 618.7 | 875.6 | 1156 | 1467 | 1800 | 2154 | 2522 | 2902 | 3284 | 3661 | 4028 | 4309 | 4459 | 4559 | 4644 | 4724 | 4801 | 4870 | 4275.4
Minimum | 0 | 1 | 1 | 1 | 1 | 2 | 2 | 1 | 0 | 0 | 0 | 0 | 0 | 0 | 0 | 0 | 0 | 0 | 0 | 0 |  | Minimum | 134.8 | 290.2 | 473.3 | 677.9 | 907.2 | 1166 | 1432 | 1714 | 2016 | 2322 | 2627 | 2927 | 3203 | 3392 | 3476 | 3526 | 3567 | 3603 | 3639 | 3674
Maximum | 48 | 47 | 47 | 47 | 46 | 44 | 42 | 42 | 40 | 39 | 40 | 37 | 33 | 32 | 34 | 35 | 36 | 37 | 37 | 38 |  | Maximum | 183.6 | 389 | 618.7 | 875.6 | 1156 | 1467 | 1800 | 2154 | 2522 | 2902 | 3284 | 3661 | 4028 | 4309 | 4459 | 4559 | 4644 | 4724 | 4801 | 4870

## 2B RPM Results by Future
Table 3 - 111(d) CO2 Emissions (MMTE - 3-yr rolling average) | [21 empty] | Table 8 - Cumulative Conservation Acquisition (aMW)
Sum of Value | Column Labels | [20 empty] | Sum of Value | Column Labels
Row Labels | 2016 | 2017 | 2018 | 2019 | 2020 | 2021 | 2022 | 2023 | 2024 | 2025 | 2026 | 2027 | 2028 | 2029 | 2030 | 2031 | 2032 | 2033 | 2034 | 2035 | Grand Total | Row Labels | 2016 | 2017 | 2018 | 2019 | 2020 | 2021 | 2022 | 2023 | 2024 | 2025 | 2026 | 2027 | 2028 | 2029 | 2030 | 2031 | 2032 | 2033 | 2034 | 2035 | Grand Total
1 | 19 | 20 | 18 | 15 | 16 | 15 | 16 | 13 | 14 | 13 | 12 | 13 | 12 | 14 | 12 | 15 | 14 | 13 | 8 | 10 | 282 | 1 | 180.1 | 380.7 | 609.2 | 864.6 | 1152 | 1470 | 1805 | 2155 | 2516 | 2889 | 3256 | 3616 | 3966 | 4230 | 4372 | 4467 | 4548 | 4623 | 4690 | 4753 | 56542.6
2 | 24 | 20 | 21 | 18 | 17 | 12 | 12 | 9 | 11 | 10 | 12 | 12 | 13 | 11 | 10 | 9 | 9 | 11 | 11 | 10 | 262 | 2 | 178.9 | 379.3 | 605.2 | 858.4 | 1146 | 1449 | 1766 | 2094 | 2431 | 2778 | 3124 | 3460 | 3787 | 4022 | 4145 | 4232 | 4306 | 4371 | 4430 | 4488 | 54050.8
3 | 13 | 12 | 13 | 16 | 18 | 19 | 16 | 15 | 15 | 16 | 15 | 13 | 14 | 15 | 15 | 14 | 15 | 14 | 14 | 12 | 294 | 3 | 171 | 363.5 | 582.4 | 828 | 1113 | 1421 | 1744 | 2083 | 2433 | 2787 | 3141 | 3486 | 3820 | 4063 | 4190 | 4281 | 4357 | 4424 | 4485 | 4544 | 54316.9
4 | 12 | 13 | 16 | 16 | 17 | 16 | 16 | 15 | 15 | 16 | 21 | 23 | 25 | 22 | 17 | 12 | 12 | 14 | 17 | 16 | 331 | 4 | 174.9 | 372.5 | 594.5 | 844.8 | 1120 | 1426 | 1746 | 2080 | 2425 | 2772 | 3116 | 3451 | 3777 | 4005 | 4124 | 4211 | 4284 | 4348 | 4410 | 4470 | 53751.7
5 | 8 | 21 | 21 | 25 | 23 | 20 | 16 | 10 | 11 | 14 | 14 | 15 | 16 | 19 | 16 | 13 | 17 | 22 | 24 | 19 | 344 | 5 | 172.3 | 363.7 | 587.6 | 837.3 | 1118 | 1422 | 1740 | 2069 | 2411 | 2757 | 3100 | 3432 | 3753 | 3981 | 4100 | 4185 | 4258 | 4323 | 4383 | 4443 | 53435.9
6 | 9 | 14 | 14 | 13 | 7 | 4 | 3 | 3 | 5 | 8 | 12 | 12 | 11 | 8 | 7 | 6 | 5 | 6 | 5 | 7 | 159 | 6 | 172.5 | 365.4 | 583.7 | 828.4 | 1106 | 1406 | 1724 | 2052 | 2390 | 2732 | 3071 | 3407 | 3732 | 3963 | 4080 | 4165 | 4235 | 4294 | 4349 | 4402 | 53058
7 | 20 | 21 | 22 | 21 | 22 | 21 | 19 | 18 | 12 | 9 | 4 | 3 | 2 | 1 | 2 | 8 | 12 | 16 | 18 | 21 | 272 | 7 | 177.1 | 374.1 | 600.2 | 855.2 | 1140 | 1450 | 1776 | 2113 | 2461 | 2809 | 3150 | 3486 | 3812 | 4046 | 4166 | 4251 | 4326 | 4393 | 4454 | 4513 | 54352.6
8 | 26 | 23 | 20 | 15 | 15 | 18 | 20 | 20 | 22 | 24 | 23 | 19 | 16 | 17 | 19 | 19 | 15 | 11 | 11 | 13 | 366 | 8 | 182.1 | 384.3 | 611.5 | 868.6 | 1155 | 1467 | 1796 | 2138 | 2486 | 2845 | 3201 | 3546 | 3879 | 4126 | 4256 | 4350 | 4429 | 4497 | 4558 | 4622 | 55397.5
9 | 23 | 23 | 19 | 15 | 11 | 12 | 9 | 7 | 2 | 2 | 6 | 11 | 14 | 12 | 9 | 9 | 9 | 9 | 9 | 11 | 222 | 9 | 176.2 | 373.6 | 597.7 | 849.3 | 1127 | 1431 | 1745 | 2070 | 2407 | 2745 | 3080 | 3412 | 3737 | 3968 | 4088 | 4175 | 4247 | 4310 | 4369 | 4425 | 53332.8
10 | 29 | 27 | 30 | 29 | 29 | 24 | 23 | 21 | 21 | 18 | 18 | 18 | 19 | 15 | 8 | 3 | 1 | 4 | 10 | 17 | 364 | 10 | 180.2 | 381.6 | 608.6 | 862.8 | 1151 | 1464 | 1795 | 2139 | 2496 | 2856 | 3217 | 3572 | 3917 | 4171 | 4303 | 4392 | 4460 | 4524 | 4587 | 4649 | 55726.2
11 | 24 | 27 | 24 | 24 | 20 | 19 | 19 | 20 | 18 | 16 | 15 | 16 | 17 | 13 | 18 | 19 | 24 | 23 | 23 | 21 | 400 | 11 | 174.8 | 374.6 | 599.8 | 853.8 | 1139 | 1452 | 1781 | 2128 | 2481 | 2843 | 3202 | 3554 | 3894 | 4148 | 4284 | 4377 | 4456 | 4530 | 4597 | 4662 | 55531
12 | 9 | 7 | 8 | 8 | 9 | 7 | 7 | 7 | 7 | 9 | 8 | 10 | 10 | 11 | 9 | 9 | 7 | 7 | 6 | 7 | 162 | 12 | 172 | 365.6 | 586.5 | 834.4 | 1115 | 1420 | 1745 | 2079 | 2423 | 2773 | 3119 | 3460 | 3792 | 4034 | 4160 | 4247 | 4319 | 4381 | 4436 | 4491 | 53952.5
13 | 7 | 13 | 15 | 17 | 17 | 18 | 20 | 18 | 16 | 16 | 16 | 15 | 15 | 14 | 16 | 13 | 14 | 16 | 16 | 19 | 311 | 13 | 171.6 | 366.7 | 588 | 836.2 | 1123 | 1438 | 1768 | 2114 | 2470 | 2834 | 3196 | 3552 | 3899 | 4160 | 4300 | 4395 | 4475 | 4548 | 4614 | 4679 | 55527.5
14 | 20 | 17 | 16 | 14 | 13 | 14 | 13 | 12 | 13 | 12 | 14 | 10 | 13 | 13 | 16 | 14 | 13 | 11 | 9 | 9 | 266 | 14 | 178.6 | 375.7 | 600.1 | 850.5 | 1133 | 1443 | 1769 | 2106 | 2454 | 2807 | 3158 | 3501 | 3836 | 4075 | 4199 | 4287 | 4362 | 4429 | 4490 | 4548 | 54601.9
15 | 12 | 10 | 10 | 10 | 10 | 10 | 10 | 12 | 12 | 13 | 11 | 10 | 9 | 12 | 12 | 12 | 9 | 9 | 11 | 12 | 216 | 15 | 173.4 | 368.2 | 590.4 | 839.1 | 1122 | 1427 | 1748 | 2084 | 2433 | 2793 | 3143 | 3485 | 3822 | 4068 | 4194 | 4283 | 4356 | 4421 | 4480 | 4538 | 54368.1
16 | 13 | 21 | 18 | 19 | 14 | 17 | 15 | 15 | 14 | 14 | 13 | 12 | 9 | 10 | 8 | 8 | 7 | 7 | 8 | 10 | 252 | 16 | 172 | 366 | 588.3 | 833.1 | 1110 | 1414 | 1736 | 2070 | 2415 | 2764 | 3107 | 3448 | 3776 | 4011 | 4134 | 4219 | 4293 | 4358 | 4417 | 4474 | 53705.4
17 | 13 | 16 | 15 | 17 | 17 | 19 | 18 | 20 | 18 | 19 | 17 | 17 | 17 | 17 | 20 | 21 | 23 | 22 | 24 | 22 | 372 | 17 | 178 | 376.7 | 603.9 | 858.9 | 1149 | 1468 | 1804 | 2154 | 2516 | 2884 | 3251 | 3609 | 3961 | 4222 | 4363 | 4458 | 4540 | 4615 | 4684 | 4750 | 56445.5
18 | 19 | 15 | 14 | 14 | 16 | 17 | 15 | 14 | 16 | 16 | 15 | 12 | 12 | 12 | 14 | 12 | 15 | 13 | 13 | 15 | 289 | 18 | 177.6 | 373.5 | 598.6 | 851.7 | 1138 | 1450 | 1778 | 2121 | 2475 | 2835 | 3191 | 3541 | 3881 | 4129 | 4259 | 4350 | 4427 | 4497 | 4560 | 4621 | 55254.4
19 | 10 | 11 | 11 | 12 | 13 | 16 | 16 | 16 | 14 | 13 | 11 | 9 | 8 | 10 | 10 | 11 | 11 | 13 | 14 | 11 | 240 | 19 | 172.6 | 367.5 | 588.7 | 837.3 | 1121 | 1427 | 1753 | 2093 | 2449 | 2798 | 3150 | 3496 | 3827 | 4072 | 4200 | 4289 | 4362 | 4428 | 4487 | 4544 | 54462.1
20 | 11 | 10 | 11 | 10 | 9 | 6 | 5 | 5 | 6 | 5 | 8 | 10 | 12 | 10 | 9 | 7 | 6 | 6 | 6 | 7 | 159 | 20 | 172.9 | 364 | 582.5 | 827.2 | 1104 | 1403 | 1722 | 2051 | 2391 | 2734 | 3076 | 3406 | 3730 | 3965 | 4083 | 4167 | 4236 | 4296 | 4351 | 4404 | 53065.6
21 | 13 | 14 | 13 | 11 | 8 | 7 | 7 | 8 | 8 | 7 | 5 | 2 | 1 | 1 | 3 | 9 | 13 | 15 | 14 | 14 | 173 | 21 | 169.8 | 361.1 | 578.4 | 821.5 | 1095 | 1397 | 1716 | 2043 | 2382 | 2728 | 3069 | 3406 | 3728 | 3960 | 4077 | 4158 | 4228 | 4289 | 4342 | 4394 | 52942.8
22 | 20 | 22 | 24 | 27 | 26 | 25 | 21 | 21 | 19 | 18 | 16 | 17 | 17 | 15 | 15 | 14 | 18 | 15 | 21 | 22 | 393 | 22 | 177.9 | 377.5 | 601.9 | 854.2 | 1138 | 1448 | 1777 | 2122 | 2478 | 2837 | 3193 | 3542 | 3883 | 4133 | 4266 | 4358 | 4436 | 4507 | 4571 | 4635 | 55335.5
23 | 15 | 18 | 17 | 17 | 17 | 18 | 20 | 19 | 17 | 13 | 12 | 11 | 12 | 13 | 17 | 18 | 20 | 19 | 19 | 18 | 330 | 23 | 171.2 | 363.1 | 579.6 | 824 | 1102 | 1412 | 1737 | 2074 | 2421 | 2774 | 3129 | 3473 | 3810 | 4063 | 4196 | 4289 | 4367 | 4438 | 4501 | 4563 | 54286.9
24 | 10 | 12 | 12 | 14 | 14 | 12 | 12 | 14 | 15 | 15 | 12 | 10 | 7 | 6 | 6 | 7 | 7 | 8 | 9 | 9 | 211 | 24 | 170.8 | 363 | 579.1 | 823.3 | 1097 | 1397 | 1711 | 2038 | 2379 | 2720 | 3057 | 3391 | 3707 | 3930 | 4040 | 4117 | 4183 | 4241 | 4295 | 4347 | 52586.2
25 | 23 | 23 | 22 | 21 | 22 | 20 | 15 | 7 | 3 | 6 | 11 | 19 | 21 | 17 | 11 | 8 | 12 | 15 | 20 | 20 | 316 | 25 | 180.5 | 380.3 | 605.6 | 858.5 | 1144 | 1455 | 1784 | 2120 | 2461 | 2807 | 3159 | 3505 | 3844 | 4086 | 4213 | 4302 | 4379 | 4448 | 4512 | 4576 | 54819.9
26 | 10 | 10 | 13 | 13 | 11 | 10 | 10 | 12 | 9 | 11 | 10 | 12 | 9 | 8 | 7 | 7 | 7 | 8 | 7 | 8 | 192 | 26 | 171.3 | 362.5 | 579.9 | 825.7 | 1101 | 1403 | 1719 | 2048 | 2388 | 2734 | 3071 | 3405 | 3730 | 3962 | 4083 | 4168 | 4240 | 4301 | 4357 | 4413 | 53062.4
27 | 8 | 10 | 11 | 14 | 15 | 15 | 14 | 14 | 13 | 12 | 13 | 14 | 16 | 15 | 15 | 16 | 19 | 19 | 18 | 20 | 291 | 27 | 174.8 | 370.2 | 594.2 | 845.4 | 1130 | 1443 | 1774 | 2124 | 2482 | 2849 | 3218 | 3576 | 3928 | 4192 | 4334 | 4431 | 4512 | 4586 | 4654 | 4720 | 55937.6
28 | 16 | 17 | 15 | 13 | 9 | 9 | 6 | 3 | 0 | 1 | 3 | 5 | 6 | 6 | 6 | 6 | 6 | 6 | 8 | 8 | 149 | 28 | 170.1 | 361.4 | 574.5 | 816.4 | 1088 | 1383 | 1694 | 2018 | 2349 | 2684 | 3017 | 3343 | 3658 | 3878 | 3989 | 4065 | 4129 | 4186 | 4237 | 4286 | 51926.4
29 | 24 | 21 | 20 | 14 | 16 | 12 | 13 | 9 | 9 | 9 | 9 | 11 | 10 | 9 | 8 | 8 | 7 | 6 | 5 | 5 | 225 | 29 | 176.9 | 373.3 | 596.7 | 842.4 | 1123 | 1428 | 1746 | 2069 | 2405 | 2747 | 3087 | 3418 | 3737 | 3958 | 4071 | 4155 | 4224 | 4278 | 4329 | 4376 | 53140.3
30 | 9 | 9 | 11 | 13 | 13 | 12 | 7 | 6 | 3 | 4 | 5 | 6 | 7 | 7 | 7 | 5 | 5 | 5 | 7 | 6 | 147 | 30 | 170 | 362 | 580 | 827.6 | 1102 | 1403 | 1720 | 2047 | 2385 | 2729 | 3069 | 3403 | 3726 | 3952 | 4067 | 4146 | 4212 | 4269 | 4322 | 4372 | 52863.6
31 | 10 | 19 | 16 | 18 | 12 | 14 | 15 | 19 | 17 | 15 | 12 | 10 | 10 | 12 | 13 | 14 | 17 | 17 | 15 | 12 | 287 | 31 | 173.5 | 367.9 | 595.5 | 848.6 | 1130 | 1440 | 1766 | 2107 | 2459 | 2816 | 3171 | 3518 | 3858 | 4105 | 4235 | 4326 | 4403 | 4472 | 4535 | 4597 | 54923.5
32 | 18 | 18 | 19 | 21 | 22 | 21 | 18 | 17 | 18 | 17 | 15 | 13 | 16 | 17 | 19 | 16 | 17 | 16 | 18 | 12 | 348 | 32 | 176.8 | 374.9 | 600.7 | 855.8 | 1142 | 1454 | 1782 | 2120 | 2470 | 2824 | 3178 | 3524 | 3860 | 4106 | 4234 | 4323 | 4400 | 4468 | 4530 | 4590 | 55013.2
33 | 21 | 24 | 26 | 26 | 18 | 11 | 7 | 10 | 15 | 17 | 16 | 17 | 17 | 18 | 18 | 21 | 22 | 22 | 18 | 18 | 362 | 33 | 176 | 371.4 | 595.8 | 849.5 | 1132 | 1443 | 1767 | 2104 | 2454 | 2809 | 3165 | 3514 | 3855 | 4105 | 4239 | 4334 | 4416 | 4491 | 4559 | 4626 | 55005.7
34 | 13 | 17 | 20 | 25 | 25 | 19 | 13 | 12 | 12 | 13 | 13 | 13 | 15 | 17 | 19 | 16 | 15 | 16 | 18 | 18 | 329 | 34 | 174.3 | 366.5 | 591.7 | 842.9 | 1125 | 1430 | 1749 | 2082 | 2429 | 2778 | 3123 | 3465 | 3795 | 4035 | 4161 | 4249 | 4324 | 4391 | 4451 | 4510 | 54072.4
35 | 9 | 12 | 15 | 17 | 17 | 13 | 12 | 9 | 10 | 12 | 14 | 16 | 15 | 16 | 15 | 13 | 12 | 15 | 18 | 19 | 279 | 35 | 169.1 | 361.2 | 578.9 | 823.6 | 1099 | 1401 | 1724 | 2054 | 2399 | 2751 | 3103 | 3448 | 3783 | 4031 | 4161 | 4250 | 4325 | 4392 | 4453 | 4512 | 53818.8
36 | 14 | 15 | 13 | 12 | 12 | 16 | 15 | 13 | 10 | 11 | 11 | 11 | 10 | 12 | 13 | 14 | 11 | 13 | 13 | 14 | 253 | 36 | 171.7 | 363.8 | 583.5 | 829.7 | 1103 | 1408 | 1731 | 2065 | 2410 | 2760 | 3109 | 3452 | 3785 | 4032 | 4163 | 4252 | 4327 | 4396 | 4456 | 4515 | 53912.7
37 | 34 | 39 | 39 | 38 | 33 | 32 | 34 | 37 | 36 | 30 | 23 | 20 | 21 | 23 | 27 | 31 | 33 | 33 | 34 | 33 | 630 | 37 | 178.3 | 379.1 | 609.3 | 870.2 | 1162 | 1482 | 1823 | 2182 | 2556 | 2934 | 3311 | 3683 | 4045 | 4316 | 4467 | 4576 | 4670 | 4759 | 4840 | 4920 | 57762.9
38 | 13 | 17 | 16 | 15 | 10 | 10 | 10 | 11 | 16 | 19 | 22 | 20 | 22 | 21 | 19 | 13 | 10 | 12 | 21 | 27 | 324 | 38 | 172.7 | 365.6 | 586.9 | 838.4 | 1122 | 1435 | 1763 | 2106 | 2475 | 2848 | 3218 | 3585 | 3943 | 4214 | 4358 | 4454 | 4534 | 4608 | 4677 | 4741 | 56044.6
39 | 10 | 13 | 12 | 13 | 11 | 11 | 11 | 10 | 9 | 9 | 8 | 8 | 6 | 5 | 5 | 4 | 2 | 1 | 0 | 0 | 148 | 39 | 172.2 | 364.2 | 580.7 | 825 | 1100 | 1397 | 1712 | 2035 | 2372 | 2712 | 3047 | 3376 | 3691 | 3914 | 4026 | 4104 | 4168 | 4223 | 4272 | 4320 | 52411.1
40 | 21 | 18 | 21 | 22 | 24 | 18 | 13 | 11 | 11 | 11 | 10 | 12 | 13 | 14 | 11 | 8 | 4 | 2 | 3 | 3 | 250 | 40 | 176.6 | 373.6 | 599.1 | 851.8 | 1138 | 1448 | 1776 | 2114 | 2465 | 2824 | 3180 | 3529 | 3866 | 4116 | 4249 | 4339 | 4417 | 4488 | 4546 | 4607 | 55103.1
41 | 13 | 20 | 18 | 18 | 15 | 20 | 21 | 23 | 19 | 15 | 12 | 10 | 10 | 11 | 17 | 22 | 26 | 23 | 20 | 17 | 350 | 41 | 168.9 | 357.3 | 578.8 | 825 | 1103 | 1409 | 1728 | 2059 | 2403 | 2754 | 3100 | 3435 | 3765 | 3999 | 4122 | 4210 | 4284 | 4350 | 4412 | 4472 | 53535
42 | 24 | 24 | 25 | 21 | 17 | 13 | 13 | 15 | 16 | 18 | 18 | 18 | 14 | 15 | 14 | 17 | 15 | 13 | 9 | 8 | 327 | 42 | 176.2 | 372.9 | 595.6 | 844.8 | 1125 | 1428 | 1748 | 2079 | 2423 | 2765 | 3107 | 3439 | 3761 | 3989 | 4105 | 4191 | 4264 | 4326 | 4382 | 4438 | 53559.5
43 | 7 | 10 | 10 | 11 | 10 | 9 | 10 | 11 | 11 | 8 | 5 | 2 | 0 | 0 | 1 | 4 | 8 | 9 | 8 | 7 | 141 | 43 | 170.4 | 362.4 | 578.3 | 821.7 | 1094 | 1391 | 1705 | 2025 | 2358 | 2692 | 3023 | 3344 | 3650 | 3865 | 3972 | 4051 | 4115 | 4168 | 4217 | 4265 | 51867.8
44 | 22 | 20 | 21 | 19 | 18 | 15 | 14 | 13 | 14 | 16 | 16 | 17 | 18 | 17 | 16 | 19 | 22 | 24 | 22 | 19 | 362 | 44 | 171.1 | 364.6 | 587.9 | 843.2 | 1129 | 1442 | 1769 | 2106 | 2462 | 2824 | 3178 | 3535 | 3877 | 4135 | 4271 | 4365 | 4444 | 4517 | 4581 | 4645 | 55246.8
45 | 19 | 20 | 17 | 15 | 13 | 14 | 16 | 15 | 13 | 13 | 12 | 12 | 10 | 10 | 9 | 9 | 10 | 9 | 10 | 8 | 254 | 45 | 180 | 378.6 | 601.3 | 850.8 | 1135 | 1442 | 1763 | 2098 | 2442 | 2792 | 3137 | 3478 | 3806 | 4039 | 4160 | 4243 | 4314 | 4377 | 4435 | 4493 | 54164.7
46 | 10 | 9 | 10 | 9 | 10 | 10 | 11 | 11 | 11 | 10 | 11 | 12 | 12 | 10 | 8 | 7 | 7 | 6 | 7 | 7 | 188 | 46 | 177.2 | 368.5 | 589.8 | 838.5 | 1118 | 1426 | 1746 | 2079 | 2418 | 2765 | 3112 | 3455 | 3786 | 4021 | 4142 | 4224 | 4292 | 4351 | 4404 | 4459 | 53772
47 | 18 | 15 | 15 | 14 | 15 | 17 | 17 | 16 | 16 | 19 | 18 | 14 | 13 | 16 | 17 | 14 | 10 | 11 | 11 | 10 | 296 | 47 | 175.3 | 370.9 | 589.5 | 834.2 | 1112 | 1417 | 1738 | 2075 | 2420 | 2768 | 3115 | 3457 | 3786 | 4021 | 4142 | 4230 | 4304 | 4369 | 4428 | 4485 | 53836.9
48 | 28 | 21 | 17 | 12 | 11 | 11 | 10 | 9 | 11 | 14 | 17 | 14 | 10 | 7 | 6 | 7 | 9 | 9 | 8 | 6 | 237 | 48 | 176 | 371.2 | 589.2 | 833.5 | 1104 | 1393 | 1698 | 2014 | 2337 | 2667 | 2992 | 3310 | 3615 | 3813 | 3909 | 3985 | 4050 | 4103 | 4153 | 4197 | 51309.9
49 | 16 | 21 | 22 | 23 | 22 | 22 | 21 | 19 | 18 | 15 | 18 | 17 | 18 | 14 | 14 | 13 | 13 | 15 | 14 | 16 | 351 | 49 | 177.4 | 373.5 | 596.5 | 847.1 | 1132 | 1440 | 1763 | 2098 | 2441 | 2790 | 3140 | 3483 | 3810 | 4046 | 4170 | 4257 | 4332 | 4398 | 4458 | 4517 | 54269.5
50 | 9 | 8 | 9 | 9 | 11 | 11 | 11 | 10 | 8 | 9 | 9 | 9 | 8 | 6 | 5 | 3 | 3 | 3 | 4 | 4 | 149 | 50 | 170.4 | 358.9 | 573.8 | 816.1 | 1088 | 1380 | 1692 | 2010 | 2339 | 2670 | 2998 | 3318 | 3627 | 3843 | 3949 | 4024 | 4086 | 4138 | 4186 | 4232 | 51499.2
51 | 20 | 18 | 19 | 16 | 17 | 14 | 15 | 14 | 13 | 12 | 13 | 12 | 14 | 12 | 17 | 19 | 16 | 10 | 4 | 7 | 282 | 51 | 176.9 | 374.6 | 599 | 849.4 | 1134 | 1442 | 1771 | 2111 | 2463 | 2823 | 3177 | 3526 | 3867 | 4116 | 4246 | 4338 | 4415 | 4486 | 4548 | 4608 | 55070.9
52 | 22 | 20 | 19 | 20 | 21 | 21 | 17 | 12 | 8 | 10 | 12 | 14 | 14 | 16 | 18 | 19 | 19 | 18 | 16 | 15 | 331 | 52 | 176.4 | 373.6 | 597.1 | 848.8 | 1134 | 1444 | 1771 | 2107 | 2450 | 2798 | 3152 | 3498 | 3838 | 4086 | 4217 | 4308 | 4386 | 4457 | 4520 | 4583 | 54744.9
53 | 15 | 13 | 16 | 16 | 16 | 14 | 13 | 11 | 9 | 9 | 12 | 16 | 17 | 16 | 13 | 11 | 9 | 8 | 8 | 6 | 248 | 53 | 177 | 367.9 | 588.9 | 836.1 | 1112 | 1415 | 1733 | 2061 | 2386 | 2726 | 3062 | 3393 | 3709 | 3930 | 4041 | 4123 | 4193 | 4252 | 4309 | 4360 | 52774.9
54 | 11 | 15 | 14 | 16 | 16 | 19 | 20 | 18 | 16 | 15 | 16 | 16 | 17 | 20 | 20 | 19 | 17 | 14 | 13 | 15 | 327 | 54 | 177.1 | 371.9 | 592 | 840.1 | 1118 | 1421 | 1741 | 2075 | 2418 | 2761 | 3107 | 3446 | 3773 | 4014 | 4143 | 4232 | 4308 | 4376 | 4436 | 4495 | 53845.1
55 | 20 | 16 | 16 | 15 | 15 | 15 | 11 | 11 | 14 | 15 | 13 | 8 | 7 | 7 | 7 | 5 | 5 | 5 | 5 | 4 | 214 | 55 | 175.3 | 371.2 | 590.7 | 837 | 1113 | 1413 | 1728 | 2049 | 2383 | 2723 | 3055 | 3377 | 3692 | 3905 | 4008 | 4081 | 4143 | 4194 | 4241 | 4287 | 52366.2
56 | 18 | 15 | 12 | 11 | 12 | 13 | 13 | 9 | 8 | 6 | 6 | 7 | 10 | 9 | 11 | 7 | 6 | 3 | 4 | 7 | 187 | 56 | 179.8 | 379.5 | 604.8 | 854.6 | 1134 | 1438 | 1758 | 2086 | 2427 | 2774 | 3115 | 3451 | 3778 | 4014 | 4138 | 4226 | 4295 | 4352 | 4405 | 4460 | 53869.7
57 | 23 | 27 | 28 | 32 | 32 | 29 | 23 | 21 | 23 | 28 | 26 | 25 | 23 | 27 | 27 | 25 | 26 | 29 | 31 | 28 | 533 | 57 | 181.3 | 381.8 | 610.3 | 867.7 | 1159 | 1478 | 1817 | 2167 | 2533 | 2907 | 3277 | 3639 | 3992 | 4258 | 4405 | 4506 | 4593 | 4674 | 4750 | 4823 | 57019.1
58 | 16 | 18 | 19 | 23 | 26 | 23 | 20 | 14 | 16 | 17 | 20 | 22 | 23 | 23 | 23 | 23 | 22 | 23 | 27 | 28 | 426 | 58 | 179.6 | 380.4 | 606.8 | 864.6 | 1155 | 1473 | 1810 | 2160 | 2523 | 2889 | 3256 | 3621 | 3972 | 4236 | 4380 | 4476 | 4560 | 4639 | 4711 | 4781 | 56673.4
59 | 27 | 24 | 27 | 30 | 32 | 29 | 21 | 16 | 15 | 17 | 14 | 8 | 3 | 4 | 3 | 3 | 3 | 5 | 13 | 23 | 317 | 59 | 179.7 | 376.1 | 598.2 | 850.5 | 1134 | 1448 | 1775 | 2116 | 2473 | 2832 | 3187 | 3538 | 3879 | 4130 | 4258 | 4339 | 4413 | 4479 | 4543 | 4609 | 55157.5
60 | 19 | 17 | 17 | 19 | 20 | 19 | 16 | 16 | 20 | 20 | 20 | 19 | 21 | 21 | 20 | 22 | 24 | 27 | 24 | 25 | 406 | 60 | 178.8 | 379.8 | 607.7 | 865.9 | 1154 | 1471 | 1805 | 2157 | 2527 | 2898 | 3268 | 3633 | 3990 | 4260 | 4405 | 4504 | 4589 | 4667 | 4741 | 4810 | 56911.2
61 | 18 | 21 | 21 | 19 | 16 | 15 | 16 | 17 | 14 | 14 | 14 | 15 | 14 | 13 | 16 | 17 | 18 | 15 | 17 | 18 | 328 | 61 | 176.8 | 374.7 | 598.3 | 849.2 | 1133 | 1440 | 1763 | 2100 | 2448 | 2800 | 3149 | 3494 | 3826 | 4074 | 4205 | 4295 | 4371 | 4440 | 4503 | 4564 | 54604
62 | 5 | 6 | 5 | 3 | 2 | 2 | 2 | 4 | 6 | 9 | 10 | 9 | 8 | 8 | 9 | 9 | 7 | 5 | 4 | 4 | 117 | 62 | 170.4 | 361.5 | 578 | 820.7 | 1093 | 1388 | 1698 | 2019 | 2349 | 2681 | 3012 | 3336 | 3650 | 3875 | 3990 | 4072 | 4139 | 4196 | 4246 | 4294 | 51968.6
63 | 7 | 12 | 10 | 10 | 9 | 10 | 10 | 9 | 10 | 10 | 11 | 10 | 9 | 7 | 7 | 6 | 7 | 6 | 6 | 5 | 171 | 63 | 170.6 | 360.1 | 572.7 | 812.1 | 1079 | 1372 | 1678 | 1998 | 2326 | 2661 | 2994 | 3322 | 3635 | 3855 | 3968 | 4047 | 4113 | 4169 | 4218 | 4264 | 51614.5
64 | 21 | 18 | 17 | 21 | 23 | 23 | 22 | 20 | 19 | 12 | 15 | 15 | 18 | 16 | 15 | 14 | 13 | 14 | 18 | 20 | 354 | 64 | 178.6 | 375.9 | 598.7 | 851.6 | 1137 | 1450 | 1780 | 2119 | 2474 | 2834 | 3193 | 3548 | 3894 | 4150 | 4287 | 4380 | 4459 | 4531 | 4597 | 4660 | 55497.8
65 | 20 | 18 | 18 | 19 | 19 | 19 | 17 | 17 | 16 | 14 | 16 | 16 | 17 | 14 | 13 | 11 | 9 | 9 | 8 | 10 | 300 | 65 | 177.9 | 375.3 | 600.9 | 854 | 1138 | 1449 | 1771 | 2109 | 2458 | 2808 | 3159 | 3499 | 3831 | 4068 | 4192 | 4280 | 4355 | 4422 | 4481 | 4540 | 54568.1
66 | 7 | 7 | 7 | 5 | 4 | 3 | 4 | 4 | 5 | 8 | 11 | 12 | 9 | 10 | 11 | 13 | 11 | 11 | 9 | 9 | 160 | 66 | 172.2 | 363.7 | 584.3 | 831.3 | 1110 | 1411 | 1734 | 2067 | 2412 | 2763 | 3115 | 3460 | 3796 | 4039 | 4168 | 4256 | 4330 | 4395 | 4454 | 4511 | 53972.5
67 | 16 | 18 | 19 | 19 | 15 | 11 | 7 | 7 | 7 | 8 | 11 | 11 | 13 | 10 | 11 | 9 | 8 | 8 | 11 | 11 | 230 | 67 | 171.1 | 362.9 | 581.6 | 830.2 | 1106 | 1400 | 1711 | 2033 | 2362 | 2695 | 3023 | 3348 | 3663 | 3880 | 3989 | 4072 | 4140 | 4196 | 4250 | 4299 | 52112.8
68 | 15 | 20 | 22 | 26 | 27 | 27 | 22 | 17 | 13 | 15 | 16 | 19 | 20 | 23 | 22 | 21 | 25 | 26 | 29 | 27 | 432 | 68 | 172.9 | 366.9 | 591.7 | 847.3 | 1135 | 1452 | 1785 | 2132 | 2493 | 2858 | 3224 | 3583 | 3934 | 4195 | 4336 | 4430 | 4513 | 4590 | 4661 | 4731 | 56030.8
69 | 10 | 9 | 10 | 9 | 9 | 8 | 9 | 9 | 10 | 10 | 10 | 8 | 6 | 6 | 6 | 5 | 6 | 7 | 8 | 9 | 164 | 69 | 178.2 | 372.4 | 591.7 | 840.4 | 1116 | 1418 | 1735 | 2065 | 2402 | 2746 | 3085 | 3416 | 3739 | 3966 | 4076 | 4154 | 4219 | 4275 | 4326 | 4377 | 53097.7
70 | 14 | 12 | 13 | 14 | 14 | 13 | 11 | 11 | 12 | 11 | 9 | 6 | 5 | 7 | 11 | 15 | 17 | 18 | 20 | 21 | 254 | 70 | 170.7 | 364.4 | 586.2 | 835.8 | 1118 | 1426 | 1754 | 2096 | 2449 | 2811 | 3166 | 3516 | 3855 | 4104 | 4237 | 4328 | 4401 | 4468 | 4527 | 4585 | 54798.1
71 | 23 | 26 | 27 | 22 | 15 | 11 | 13 | 14 | 13 | 12 | 12 | 11 | 14 | 13 | 15 | 13 | 15 | 15 | 15 | 16 | 315 | 71 | 179.6 | 379.5 | 604.1 | 858.1 | 1146 | 1459 | 1791 | 2131 | 2487 | 2847 | 3206 | 3559 | 3904 | 4159 | 4295 | 4388 | 4466 | 4539 | 4602 | 4665 | 55665.3
72 | 11 | 19 | 20 | 22 | 18 | 16 | 15 | 13 | 11 | 9 | 10 | 10 | 12 | 10 | 11 | 10 | 10 | 9 | 8 | 11 | 255 | 72 | 172.7 | 368.6 | 592 | 842.6 | 1123 | 1429 | 1751 | 2081 | 2427 | 2772 | 3117 | 3455 | 3781 | 4013 | 4130 | 4216 | 4289 | 4352 | 4411 | 4468 | 53790.9
73 | 10 | 9 | 9 | 9 | 10 | 9 | 9 | 8 | 8 | 9 | 9 | 9 | 9 | 8 | 8 | 10 | 14 | 16 | 15 | 12 | 200 | 73 | 170 | 359.7 | 575.7 | 819 | 1094 | 1393 | 1708 | 2035 | 2376 | 2721 | 3064 | 3398 | 3727 | 3967 | 4095 | 4181 | 4252 | 4315 | 4371 | 4425 | 53046.4
74 | 18 | 19 | 17 | 18 | 17 | 19 | 16 | 12 | 10 | 10 | 9 | 7 | 6 | 5 | 6 | 5 | 6 | 6 | 6 | 4 | 216 | 74 | 170.6 | 364.6 | 583.8 | 829.4 | 1106 | 1408 | 1723 | 2044 | 2375 | 2713 | 3042 | 3360 | 3666 | 3878 | 3983 | 4058 | 4121 | 4172 | 4220 | 4266 | 52083.4
75 | 19 | 18 | 16 | 15 | 17 | 19 | 22 | 21 | 21 | 17 | 15 | 13 | 14 | 16 | 14 | 14 | 14 | 16 | 16 | 14 | 331 | 75 | 171.2 | 360.3 | 578.2 | 823.9 | 1101 | 1409 | 1732 | 2066 | 2411 | 2763 | 3110 | 3452 | 3784 | 4023 | 4150 | 4239 | 4313 | 4380 | 4441 | 4500 | 53807.6
76 | 31 | 30 | 31 | 29 | 24 | 17 | 10 | 10 | 15 | 21 | 23 | 19 | 16 | 18 | 18 | 16 | 15 | 14 | 16 | 13 | 386 | 76 | 177.2 | 375 | 598.4 | 847.6 | 1126 | 1432 | 1751 | 2083 | 2424 | 2772 | 3117 | 3455 | 3777 | 4004 | 4123 | 4209 | 4286 | 4353 | 4417 | 4479 | 53806.2
77 | 24 | 19 | 16 | 14 | 16 | 16 | 16 | 14 | 19 | 23 | 27 | 24 | 18 | 11 | 9 | 9 | 12 | 12 | 16 | 19 | 334 | 77 | 178.3 | 376.7 | 599.7 | 853.2 | 1135 | 1440 | 1762 | 2097 | 2442 | 2790 | 3133 | 3470 | 3799 | 4028 | 4145 | 4231 | 4304 | 4366 | 4426 | 4484 | 54059.9
78 | 16 | 13 | 12 | 11 | 9 | 7 | 6 | 7 | 8 | 9 | 7 | 8 | 6 | 6 | 8 | 8 | 8 | 7 | 7 | 8 | 171 | 78 | 170.9 | 362.5 | 578.1 | 822.4 | 1094 | 1389 | 1701 | 2023 | 2357 | 2694 | 3024 | 3353 | 3667 | 3889 | 4001 | 4083 | 4150 | 4207 | 4258 | 4308 | 52131.9
79 | 9 | 6 | 5 | 4 | 4 | 5 | 4 | 7 | 8 | 11 | 10 | 11 | 9 | 10 | 8 | 10 | 8 | 7 | 7 | 7 | 150 | 79 | 171.4 | 361.9 | 580.1 | 825.6 | 1103 | 1408 | 1727 | 2056 | 2399 | 2745 | 3087 | 3428 | 3760 | 4002 | 4128 | 4214 | 4286 | 4350 | 4408 | 4464 | 53504
80 | 11 | 20 | 18 | 19 | 15 | 16 | 17 | 18 | 17 | 17 | 17 | 17 | 15 | 9 | 7 | 4 | 4 | 3 | 4 | 4 | 252 | 80 | 172.6 | 365.2 | 591.8 | 846.7 | 1134 | 1450 | 1788 | 2137 | 2502 | 2874 | 3243 | 3605 | 3960 | 4225 | 4368 | 4463 | 4545 | 4619 | 4687 | 4751 | 56327.3
81 | 11 | 12 | 15 | 24 | 30 | 32 | 25 | 19 | 15 | 13 | 9 | 8 | 9 | 11 | 11 | 9 | 8 | 9 | 10 | 9 | 289 | 81 | 169.8 | 361.5 | 577.6 | 824.2 | 1104 | 1410 | 1730 | 2063 | 2406 | 2755 | 3098 | 3432 | 3760 | 3994 | 4116 | 4203 | 4277 | 4342 | 4400 | 4457 | 53480.1
82 | 10 | 14 | 13 | 13 | 12 | 14 | 15 | 13 | 9 | 9 | 10 | 10 | 9 | 9 | 9 | 9 | 11 | 11 | 11 | 9 | 220 | 82 | 176 | 366.4 | 585.3 | 831 | 1105 | 1406 | 1723 | 2055 | 2392 | 2739 | 3086 | 3424 | 3755 | 3992 | 4120 | 4209 | 4284 | 4351 | 4410 | 4469 | 53478.7
83 | 16 | 14 | 14 | 21 | 25 | 30 | 23 | 19 | 12 | 11 | 11 | 12 | 13 | 13 | 11 | 7 | 6 | 6 | 9 | 11 | 284 | 83 | 177.3 | 373.1 | 591.9 | 843.7 | 1124 | 1435 | 1757 | 2097 | 2450 | 2801 | 3152 | 3496 | 3829 | 4071 | 4199 | 4283 | 4354 | 4422 | 4483 | 4543 | 54482
84 | 10 | 8 | 8 | 8 | 9 | 9 | 7 | 7 | 6 | 6 | 7 | 8 | 8 | 7 | 13 | 18 | 23 | 19 | 16 | 11 | 208 | 84 | 169.7 | 359.2 | 575.4 | 819 | 1093 | 1392 | 1706 | 2034 | 2376 | 2722 | 3067 | 3405 | 3732 | 3971 | 4098 | 4185 | 4257 | 4321 | 4377 | 4432 | 53091.3
85 | 11 | 10 | 9 | 9 | 11 | 13 | 13 | 13 | 12 | 11 | 11 | 9 | 10 | 8 | 6 | 7 | 8 | 10 | 7 | 11 | 199 | 85 | 172.3 | 363.5 | 581.5 | 829 | 1105 | 1407 | 1721 | 2051 | 2392 | 2741 | 3080 | 3418 | 3746 | 3978 | 4095 | 4173 | 4241 | 4301 | 4357 | 4411 | 53163.3
86 | 11 | 8 | 8 | 7 | 7 | 8 | 8 | 9 | 11 | 12 | 11 | 10 | 10 | 12 | 11 | 10 | 10 | 9 | 10 | 8 | 190 | 86 | 177.4 | 368.8 | 587.7 | 834.2 | 1109 | 1413 | 1730 | 2058 | 2400 | 2747 | 3092 | 3432 | 3763 | 4001 | 4125 | 4214 | 4287 | 4352 | 4412 | 4469 | 53572.1
87 | 6 | 5 | 5 | 6 | 6 | 6 | 5 | 6 | 5 | 5 | 5 | 6 | 7 | 8 | 7 | 7 | 7 | 11 | 12 | 14 | 139 | 87 | 172.1 | 362.7 | 579.4 | 825.1 | 1099 | 1398 | 1712 | 2037 | 2371 | 2711 | 3045 | 3374 | 3692 | 3918 | 4032 | 4112 | 4178 | 4237 | 4289 | 4339 | 52483.3
88 | 11 | 14 | 12 | 18 | 18 | 21 | 20 | 19 | 16 | 10 | 10 | 11 | 12 | 12 | 15 | 15 | 16 | 13 | 16 | 20 | 299 | 88 | 173.5 | 365.9 | 585 | 832.3 | 1116 | 1428 | 1754 | 2093 | 2446 | 2801 | 3155 | 3504 | 3843 | 4094 | 4230 | 4322 | 4400 | 4471 | 4534 | 4595 | 54742.7
89 | 7 | 10 | 10 | 10 | 9 | 10 | 10 | 11 | 10 | 9 | 8 | 7 | 7 | 7 | 7 | 7 | 7 | 8 | 10 | 9 | 173 | 89 | 168.5 | 360.3 | 578.7 | 825.9 | 1104 | 1410 | 1734 | 2074 | 2425 | 2782 | 3134 | 3483 | 3822 | 4070 | 4202 | 4290 | 4362 | 4428 | 4486 | 4542 | 54281.4
90 | 7 | 7 | 7 | 7 | 7 | 7 | 6 | 6 | 7 | 7 | 7 | 6 | 8 | 8 | 7 | 7 | 7 | 8 | 6 | 3 | 135 | 90 | 170.6 | 363.4 | 580.3 | 827.2 | 1103 | 1404 | 1723 | 2051 | 2394 | 2738 | 3081 | 3415 | 3740 | 3972 | 4090 | 4171 | 4238 | 4298 | 4351 | 4400 | 53110.5
91 | 12 | 11 | 15 | 14 | 15 | 11 | 13 | 14 | 18 | 18 | 18 | 15 | 15 | 13 | 15 | 15 | 18 | 20 | 21 | 17 | 308 | 91 | 177.6 | 370.1 | 589.2 | 837.3 | 1116 | 1419 | 1738 | 2073 | 2422 | 2777 | 3128 | 3473 | 3808 | 4052 | 4178 | 4268 | 4345 | 4413 | 4474 | 4535 | 54193.2
92 | 16 | 16 | 17 | 17 | 18 | 16 | 17 | 18 | 20 | 22 | 19 | 14 | 8 | 7 | 7 | 7 | 11 | 13 | 15 | 14 | 292 | 92 | 173.6 | 366.6 | 585.8 | 831.6 | 1108 | 1410 | 1732 | 2064 | 2407 | 2754 | 3100 | 3440 | 3762 | 3991 | 4108 | 4190 | 4263 | 4326 | 4384 | 4440 | 53436.6
93 | 23 | 27 | 32 | 32 | 33 | 30 | 33 | 29 | 22 | 18 | 15 | 14 | 10 | 6 | 4 | 2 | 2 | 4 | 5 | 6 | 347 | 93 | 177.9 | 376.3 | 597.5 | 844.7 | 1124 | 1427 | 1745 | 2076 | 2415 | 2757 | 3097 | 3430 | 3755 | 3979 | 4088 | 4165 | 4228 | 4282 | 4331 | 4384 | 53279.4
94 | 28 | 26 | 23 | 20 | 13 | 8 | 3 | 3 | 2 | 2 | 5 | 11 | 14 | 16 | 15 | 15 | 15 | 15 | 17 | 18 | 269 | 94 | 176.1 | 374.3 | 598 | 849.2 | 1129 | 1430 | 1747 | 2076 | 2416 | 2755 | 3097 | 3437 | 3770 | 4010 | 4136 | 4224 | 4299 | 4365 | 4425 | 4484 | 53797.6
95 | 28 | 23 | 22 | 22 | 22 | 22 | 23 | 26 | 28 | 27 | 23 | 22 | 18 | 16 | 14 | 16 | 17 | 17 | 19 | 20 | 425 | 95 | 177.3 | 378.5 | 603.1 | 856.2 | 1142 | 1454 | 1788 | 2133 | 2494 | 2856 | 3221 | 3579 | 3928 | 4183 | 4318 | 4411 | 4493 | 4568 | 4637 | 4705 | 55925.1
96 | 21 | 22 | 22 | 20 | 21 | 20 | 23 | 22 | 23 | 20 | 21 | 19 | 19 | 14 | 9 | 4 | 3 | 9 | 13 | 19 | 344 | 96 | 180.8 | 380.1 | 605.5 | 860.5 | 1149 | 1465 | 1790 | 2131 | 2483 | 2844 | 3200 | 3549 | 3890 | 4140 | 4269 | 4359 | 4431 | 4500 | 4562 | 4624 | 55412.9
97 | 12 | 10 | 10 | 8 | 7 | 7 | 7 | 8 | 8 | 9 | 10 | 11 | 14 | 13 | 12 | 10 | 10 | 10 | 8 | 9 | 193 | 97 | 173.2 | 363.9 | 583.8 | 830.7 | 1108 | 1411 | 1727 | 2054 | 2394 | 2738 | 3077 | 3416 | 3745 | 3981 | 4103 | 4188 | 4259 | 4320 | 4376 | 4431 | 53279.6
98 | 6 | 7 | 7 | 9 | 13 | 16 | 16 | 11 | 11 | 11 | 11 | 7 | 5 | 4 | 8 | 11 | 14 | 15 | 16 | 18 | 216 | 98 | 169.5 | 361.6 | 582.4 | 832.3 | 1115 | 1425 | 1753 | 2092 | 2448 | 2807 | 3167 | 3519 | 3863 | 4123 | 4259 | 4349 | 4424 | 4491 | 4553 | 4609 | 54942.8
99 | 11 | 13 | 14 | 17 | 18 | 17 | 16 | 18 | 19 | 19 | 18 | 16 | 15 | 18 | 19 | 18 | 13 | 8 | 10 | 13 | 310 | 99 | 171.3 | 365.3 | 585.6 | 832.6 | 1115 | 1424 | 1748 | 2084 | 2433 | 2791 | 3144 | 3490 | 3824 | 4069 | 4199 | 4290 | 4366 | 4435 | 4496 | 4556 | 54418.8
100 | 15 | 14 | 14 | 16 | 17 | 17 | 15 | 14 | 13 | 13 | 15 | 16 | 18 | 15 | 14 | 14 | 15 | 15 | 13 | 13 | 296 | 100 | 178.4 | 375.9 | 600.2 | 850.5 | 1136 | 1450 | 1779 | 2119 | 2470 | 2823 | 3181 | 3529 | 3864 | 4110 | 4240 | 4330 | 4408 | 4477 | 4540 | 4602 | 55063
101 | 23 | 24 | 28 | 28 | 27 | 24 | 26 | 28 | 30 | 30 | 25 | 20 | 18 | 20 | 24 | 29 | 33 | 34 | 34 | 35 | 540 | 101 | 181.6 | 386.6 | 618.6 | 882.2 | 1177 | 1500 | 1840 | 2195 | 2568 | 2948 | 3323 | 3693 | 4052 | 4326 | 4476 | 4581 | 4674 | 4761 | 4840 | 4918 | 57941
102 | 11 | 14 | 14 | 13 | 12 | 12 | 14 | 14 | 18 | 18 | 19 | 18 | 21 | 23 | 24 | 24 | 25 | 25 | 26 | 24 | 369 | 102 | 174.6 | 371.3 | 596.7 | 848.9 | 1136 | 1451 | 1783 | 2132 | 2497 | 2867 | 3236 | 3602 | 3956 | 4222 | 4365 | 4462 | 4545 | 4621 | 4691 | 4759 | 56316.5
103 | 26 | 16 | 11 | 4 | 3 | 4 | 9 | 13 | 20 | 22 | 19 | 16 | 12 | 14 | 12 | 11 | 9 | 10 | 10 | 13 | 254 | 103 | 177.1 | 372 | 589.1 | 833.3 | 1112 | 1413 | 1732 | 2063 | 2408 | 2755 | 3099 | 3437 | 3765 | 3992 | 4110 | 4197 | 4270 | 4332 | 4390 | 4447 | 53493.5
104 | 19 | 16 | 17 | 16 | 16 | 15 | 16 | 19 | 18 | 16 | 14 | 16 | 19 | 18 | 16 | 15 | 15 | 18 | 21 | 26 | 346 | 104 | 173.4 | 368.6 | 591.5 | 843.9 | 1131 | 1445 | 1781 | 2133 | 2493 | 2865 | 3234 | 3594 | 3946 | 4209 | 4352 | 4448 | 4529 | 4603 | 4671 | 4735 | 56146.4
105 | 6 | 8 | 8 | 10 | 10 | 11 | 12 | 10 | 6 | 4 | 7 | 10 | 12 | 12 | 14 | 13 | 12 | 14 | 15 | 19 | 213 | 105 | 170.6 | 361.2 | 579.9 | 829.3 | 1107 | 1412 | 1735 | 2074 | 2421 | 2776 | 3128 | 3473 | 3815 | 4070 | 4205 | 4295 | 4369 | 4436 | 4497 | 4556 | 54310
106 | 11 | 11 | 10 | 10 | 11 | 11 | 12 | 13 | 14 | 13 | 12 | 11 | 12 | 10 | 11 | 8 | 11 | 10 | 10 | 11 | 222 | 106 | 169 | 359.5 | 575.6 | 818.4 | 1094 | 1391 | 1708 | 2038 | 2383 | 2728 | 3076 | 3410 | 3739 | 3978 | 4103 | 4190 | 4263 | 4328 | 4386 | 4443 | 53180.5
107 | 15 | 15 | 17 | 18 | 19 | 16 | 15 | 14 | 16 | 15 | 18 | 19 | 19 | 18 | 17 | 18 | 15 | 15 | 15 | 15 | 329 | 107 | 177.1 | 371.9 | 593 | 847.9 | 1132 | 1445 | 1774 | 2117 | 2476 | 2838 | 3197 | 3556 | 3908 | 4168 | 4309 | 4403 | 4484 | 4557 | 4623 | 4686 | 55662.9
108 | 25 | 25 | 24 | 22 | 23 | 26 | 25 | 23 | 18 | 19 | 17 | 14 | 12 | 12 | 14 | 15 | 13 | 13 | 11 | 13 | 364 | 108 | 176 | 372.5 | 596 | 848.2 | 1129 | 1441 | 1765 | 2102 | 2453 | 2805 | 3158 | 3503 | 3838 | 4085 | 4214 | 4303 | 4379 | 4449 | 4510 | 4570 | 54696.7
109 | 18 | 16 | 14 | 13 | 14 | 16 | 17 | 15 | 16 | 15 | 17 | 17 | 16 | 14 | 13 | 13 | 12 | 10 | 13 | 14 | 293 | 109 | 174.5 | 368.6 | 588 | 838.8 | 1118 | 1425 | 1750 | 2088 | 2440 | 2799 | 3151 | 3500 | 3838 | 4080 | 4206 | 4296 | 4371 | 4439 | 4500 | 4559 | 54529.9
110 | 20 | 20 | 23 | 22 | 20 | 14 | 12 | 11 | 12 | 16 | 18 | 20 | 13 | 7 | 2 | 2 | 3 | 12 | 19 | 25 | 291 | 110 | 170.5 | 362.5 | 586.4 | 838 | 1120 | 1429 | 1757 | 2096 | 2447 | 2802 | 3158 | 3506 | 3846 | 4092 | 4214 | 4296 | 4363 | 4431 | 4493 | 4554 | 54561.4
111 | 8 | 11 | 11 | 11 | 9 | 8 | 9 | 8 | 10 | 9 | 11 | 9 | 9 | 7 | 7 | 6 | 6 | 6 | 6 | 6 | 167 | 111 | 171.6 | 365.9 | 587.3 | 835.3 | 1114 | 1416 | 1738 | 2072 | 2413 | 2758 | 3099 | 3435 | 3761 | 3992 | 4110 | 4190 | 4257 | 4315 | 4367 | 4417 | 53414.1
112 | 13 | 11 | 11 | 10 | 8 | 5 | 3 | 7 | 10 | 12 | 9 | 10 | 9 | 9 | 8 | 10 | 10 | 10 | 8 | 10 | 183 | 112 | 176.8 | 374.6 | 595.9 | 845.2 | 1129 | 1432 | 1754 | 2088 | 2437 | 2786 | 3133 | 3477 | 3812 | 4054 | 4179 | 4268 | 4342 | 4407 | 4466 | 4523 | 54279.5
113 | 17 | 15 | 16 | 14 | 16 | 17 | 17 | 13 | 10 | 10 | 11 | 10 | 9 | 9 | 10 | 10 | 8 | 8 | 7 | 8 | 235 | 113 | 172.8 | 365.1 | 583.9 | 829.3 | 1107 | 1415 | 1742 | 2075 | 2423 | 2772 | 3122 | 3460 | 3789 | 4027 | 4152 | 4241 | 4312 | 4375 | 4433 | 4490 | 53886.1
114 | 8 | 10 | 11 | 14 | 15 | 15 | 13 | 13 | 14 | 15 | 14 | 16 | 13 | 12 | 12 | 12 | 13 | 10 | 13 | 13 | 256 | 114 | 171.4 | 366.4 | 587 | 837.6 | 1120 | 1430 | 1757 | 2098 | 2452 | 2809 | 3166 | 3517 | 3857 | 4101 | 4230 | 4321 | 4397 | 4466 | 4528 | 4587 | 54798.4
115 | 10 | 8 | 10 | 9 | 10 | 9 | 9 | 9 | 9 | 9 | 11 | 10 | 11 | 12 | 12 | 13 | 12 | 13 | 11 | 13 | 210 | 115 | 174.5 | 365.5 | 583.8 | 832 | 1108 | 1413 | 1736 | 2070 | 2414 | 2768 | 3125 | 3474 | 3814 | 4063 | 4197 | 4288 | 4364 | 4433 | 4494 | 4554 | 54270.8
116 | 11 | 11 | 9 | 8 | 8 | 10 | 10 | 11 | 13 | 13 | 12 | 10 | 8 | 9 | 9 | 9 | 8 | 8 | 9 | 10 | 196 | 116 | 177.1 | 372.8 | 595.3 | 848.9 | 1133 | 1445 | 1772 | 2112 | 2468 | 2835 | 3195 | 3545 | 3882 | 4131 | 4264 | 4353 | 4425 | 4492 | 4551 | 4609 | 55206.1
117 | 9 | 9 | 9 | 10 | 10 | 11 | 12 | 15 | 16 | 15 | 12 | 13 | 12 | 13 | 13 | 12 | 9 | 8 | 10 | 13 | 231 | 117 | 174.6 | 366.3 | 584.9 | 830.6 | 1108 | 1410 | 1729 | 2062 | 2408 | 2761 | 3114 | 3458 | 3791 | 4039 | 4170 | 4260 | 4336 | 4405 | 4467 | 4526 | 54000.4
118 | 26 | 23 | 21 | 18 | 19 | 19 | 17 | 15 | 14 | 14 | 12 | 10 | 9 | 10 | 11 | 10 | 11 | 13 | 14 | 13 | 299 | 118 | 175.9 | 372.4 | 597.2 | 847 | 1127 | 1431 | 1747 | 2079 | 2418 | 2760 | 3101 | 3431 | 3745 | 3972 | 4088 | 4173 | 4245 | 4307 | 4365 | 4420 | 53401.5
119 | 11 | 12 | 11 | 11 | 13 | 13 | 13 | 13 | 14 | 15 | 14 | 12 | 12 | 11 | 11 | 11 | 12 | 12 | 10 | 10 | 241 | 119 | 171 | 362.1 | 583.3 | 826.9 | 1102 | 1406 | 1723 | 2057 | 2405 | 2760 | 3111 | 3456 | 3795 | 4039 | 4165 | 4255 | 4330 | 4396 | 4456 | 4514 | 53913.3
120 | 23 | 21 | 18 | 16 | 14 | 12 | 10 | 11 | 11 | 10 | 11 | 11 | 13 | 9 | 12 | 12 | 15 | 14 | 16 | 14 | 273 | 120 | 176.5 | 372.6 | 594 | 842.9 | 1119 | 1416 | 1729 | 2060 | 2399 | 2743 | 3082 | 3409 | 3730 | 3963 | 4083 | 4170 | 4243 | 4307 | 4366 | 4422 | 53227
121 | 29 | 25 | 22 | 20 | 18 | 19 | 16 | 14 | 16 | 19 | 22 | 19 | 14 | 10 | 7 | 8 | 13 | 13 | 14 | 11 | 329 | 121 | 178.7 | 376.2 | 600.8 | 851.1 | 1133 | 1439 | 1761 | 2091 | 2432 | 2777 | 3118 | 3450 | 3772 | 3999 | 4117 | 4202 | 4275 | 4337 | 4395 | 4451 | 53755.8
122 | 20 | 18 | 21 | 22 | 26 | 25 | 24 | 18 | 15 | 12 | 14 | 14 | 16 | 18 | 19 | 17 | 15 | 19 | 23 | 26 | 382 | 122 | 176.4 | 372.9 | 595.4 | 848.8 | 1131 | 1438 | 1761 | 2096 | 2444 | 2797 | 3145 | 3487 | 3817 | 4060 | 4186 | 4275 | 4352 | 4422 | 4485 | 4548 | 54437.5
123 | 22 | 17 | 12 | 8 | 6 | 5 | 3 | 0 | 8 | 14 | 19 | 17 | 17 | 17 | 15 | 11 | 11 | 13 | 16 | 17 | 248 | 123 | 181.2 | 383.5 | 608.7 | 861.3 | 1143 | 1453 | 1779 | 2119 | 2469 | 2830 | 3189 | 3543 | 3891 | 4146 | 4283 | 4376 | 4454 | 4526 | 4590 | 4652 | 55477.7
124 | 24 | 20 | 20 | 16 | 16 | 15 | 15 | 13 | 9 | 9 | 10 | 11 | 9 | 6 | 5 | 5 | 3 | 1 | 0 | 0 | 207 | 124 | 175.8 | 370.5 | 589.6 | 833.5 | 1109 | 1408 | 1719 | 2039 | 2369 | 2695 | 3024 | 3345 | 3650 | 3852 | 3951 | 4024 | 4083 | 4122 | 4167 | 4206 | 51732.4
125 | 19 | 18 | 18 | 19 | 20 | 20 | 17 | 15 | 14 | 15 | 15 | 13 | 13 | 13 | 16 | 13 | 15 | 14 | 17 | 19 | 323 | 125 | 172.4 | 365.9 | 589.2 | 843.3 | 1133 | 1446 | 1777 | 2122 | 2482 | 2849 | 3210 | 3566 | 3916 | 4175 | 4315 | 4408 | 4488 | 4561 | 4626 | 4691 | 55735.8
126 | 29 | 28 | 27 | 24 | 22 | 20 | 21 | 17 | 15 | 9 | 8 | 6 | 4 | 4 | 9 | 14 | 17 | 13 | 10 | 11 | 308 | 126 | 178.6 | 376 | 599.1 | 850.2 | 1130 | 1437 | 1759 | 2089 | 2435 | 2783 | 3125 | 3463 | 3785 | 4018 | 4136 | 4222 | 4295 | 4359 | 4417 | 4474 | 53930.9
127 | 15 | 18 | 15 | 14 | 11 | 11 | 10 | 13 | 16 | 17 | 14 | 13 | 12 | 12 | 12 | 13 | 14 | 17 | 17 | 18 | 282 | 127 | 173.8 | 369.2 | 590.5 | 843.6 | 1127 | 1435 | 1759 | 2098 | 2453 | 2815 | 3169 | 3515 | 3853 | 4098 | 4226 | 4315 | 4391 | 4457 | 4517 | 4577 | 54782.1
128 | 8 | 8 | 13 | 16 | 17 | 15 | 13 | 16 | 16 | 16 | 13 | 9 | 7 | 7 | 9 | 12 | 14 | 17 | 14 | 16 | 256 | 128 | 172.3 | 361.7 | 577.9 | 823.1 | 1100 | 1404 | 1721 | 2054 | 2401 | 2750 | 3096 | 3433 | 3756 | 3986 | 4102 | 4190 | 4262 | 4326 | 4384 | 4441 | 53341
129 | 13 | 17 | 14 | 12 | 6 | 3 | 6 | 10 | 14 | 12 | 10 | 11 | 11 | 12 | 10 | 12 | 12 | 17 | 21 | 24 | 247 | 129 | 171 | 361.5 | 581.5 | 830.8 | 1113 | 1416 | 1740 | 2077 | 2429 | 2793 | 3157 | 3512 | 3861 | 4121 | 4261 | 4355 | 4432 | 4503 | 4568 | 4628 | 54910.8
130 | 20 | 14 | 12 | 9 | 10 | 11 | 14 | 15 | 15 | 12 | 11 | 10 | 9 | 9 | 9 | 11 | 12 | 11 | 8 | 5 | 227 | 130 | 176.2 | 368 | 582.4 | 822.8 | 1092 | 1384 | 1696 | 2018 | 2353 | 2689 | 3022 | 3348 | 3663 | 3884 | 3996 | 4080 | 4150 | 4210 | 4266 | 4319 | 52119.4
131 | 18 | 17 | 16 | 18 | 20 | 20 | 14 | 7 | 7 | 8 | 12 | 15 | 16 | 17 | 15 | 17 | 16 | 15 | 13 | 17 | 298 | 131 | 170.7 | 361.4 | 575.4 | 822.9 | 1100 | 1401 | 1718 | 2041 | 2378 | 2714 | 3060 | 3395 | 3721 | 3957 | 4080 | 4168 | 4240 | 4306 | 4366 | 4425 | 53000.4
132 | 22 | 18 | 17 | 15 | 17 | 18 | 18 | 16 | 16 | 16 | 14 | 15 | 15 | 16 | 13 | 15 | 19 | 22 | 20 | 20 | 342 | 132 | 180.1 | 380.3 | 609.3 | 869.8 | 1159 | 1478 | 1815 | 2165 | 2528 | 2895 | 3260 | 3620 | 3974 | 4232 | 4367 | 4460 | 4542 | 4617 | 4685 | 4751 | 56587.5
133 | 32 | 30 | 27 | 24 | 27 | 30 | 30 | 26 | 19 | 16 | 15 | 18 | 20 | 23 | 26 | 29 | 29 | 32 | 31 | 32 | 516 | 133 | 179.8 | 380.5 | 607.6 | 865.1 | 1156 | 1477 | 1816 | 2169 | 2535 | 2907 | 3279 | 3648 | 4007 | 4287 | 4442 | 4550 | 4642 | 4728 | 4810 | 4886 | 57372
134 | 22 | 22 | 21 | 17 | 14 | 14 | 14 | 12 | 8 | 9 | 11 | 13 | 12 | 11 | 10 | 14 | 20 | 23 | 24 | 22 | 313 | 134 | 179 | 377.4 | 602.6 | 856.9 | 1144 | 1460 | 1794 | 2130 | 2475 | 2827 | 3177 | 3518 | 3863 | 4116 | 4252 | 4345 | 4424 | 4496 | 4561 | 4624 | 55221.9
135 | 30 | 26 | 27 | 24 | 26 | 25 | 26 | 22 | 20 | 16 | 15 | 14 | 17 | 16 | 16 | 14 | 17 | 16 | 16 | 15 | 398 | 135 | 176.1 | 373 | 595.6 | 844.4 | 1124 | 1432 | 1750 | 2079 | 2422 | 2767 | 3106 | 3442 | 3767 | 3995 | 4113 | 4198 | 4272 | 4337 | 4397 | 4456 | 53646.1
136 | 18 | 23 | 25 | 27 | 27 | 23 | 25 | 25 | 29 | 25 | 22 | 17 | 16 | 19 | 22 | 20 | 13 | 11 | 15 | 21 | 423 | 136 | 175.3 | 376.9 | 602.5 | 857 | 1145 | 1457 | 1788 | 2127 | 2485 | 2847 | 3203 | 3557 | 3897 | 4149 | 4279 | 4372 | 4450 | 4520 | 4582 | 4646 | 55515.7
137 | 28 | 28 | 23 | 18 | 17 | 19 | 21 | 23 | 24 | 29 | 23 | 19 | 11 | 11 | 11 | 14 | 21 | 28 | 30 | 27 | 425 | 137 | 169.4 | 364.4 | 585.4 | 837.1 | 1119 | 1428 | 1752 | 2089 | 2443 | 2803 | 3160 | 3514 | 3855 | 4105 | 4236 | 4327 | 4406 | 4480 | 4546 | 4611 | 54830.3
138 | 11 | 18 | 17 | 20 | 15 | 13 | 16 | 16 | 18 | 13 | 18 | 18 | 21 | 18 | 17 | 15 | 14 | 14 | 17 | 18 | 327 | 138 | 172.8 | 366.8 | 587.3 | 835.3 | 1115 | 1422 | 1751 | 2089 | 2442 | 2799 | 3153 | 3507 | 3846 | 4095 | 4225 | 4317 | 4395 | 4465 | 4529 | 4592 | 54704.2
139 | 8 | 11 | 11 | 12 | 9 | 10 | 8 | 9 | 9 | 10 | 9 | 8 | 8 | 8 | 8 | 7 | 9 | 11 | 12 | 11 | 188 | 139 | 170.9 | 362.5 | 581.6 | 826.4 | 1101 | 1402 | 1719 | 2046 | 2386 | 2728 | 3068 | 3400 | 3721 | 3951 | 4068 | 4150 | 4217 | 4276 | 4329 | 4381 | 52884.4
140 | 24 | 20 | 19 | 20 | 20 | 23 | 19 | 21 | 19 | 19 | 17 | 17 | 20 | 21 | 22 | 19 | 21 | 22 | 24 | 23 | 410 | 140 | 178.8 | 377.9 | 603.7 | 858.3 | 1145 | 1459 | 1791 | 2134 | 2488 | 2850 | 3208 | 3565 | 3914 | 4173 | 4314 | 4411 | 4496 | 4575 | 4647 | 4718 | 55906.7
141 | 11 | 9 | 7 | 3 | 1 | 1 | 3 | 5 | 9 | 12 | 13 | 12 | 13 | 11 | 11 | 12 | 13 | 13 | 10 | 15 | 184 | 141 | 170.3 | 362 | 581.6 | 828.5 | 1104 | 1410 | 1728 | 2062 | 2409 | 2759 | 3109 | 3457 | 3795 | 4042 | 4173 | 4262 | 4336 | 4403 | 4462 | 4520 | 53973.4
142 | 15 | 19 | 17 | 23 | 24 | 27 | 25 | 23 | 21 | 20 | 18 | 21 | 19 | 22 | 25 | 29 | 29 | 26 | 29 | 31 | 463 | 142 | 179.6 | 379 | 606.1 | 859.2 | 1149 | 1464 | 1799 | 2143 | 2503 | 2867 | 3230 | 3584 | 3926 | 4182 | 4318 | 4416 | 4499 | 4577 | 4648 | 4718 | 56046.9
143 | 11 | 14 | 13 | 12 | 10 | 10 | 11 | 11 | 10 | 9 | 7 | 6 | 5 | 6 | 8 | 8 | 8 | 6 | 7 | 7 | 179 | 143 | 173.1 | 368.3 | 587 | 832.5 | 1111 | 1414 | 1735 | 2065 | 2405 | 2750 | 3089 | 3421 | 3745 | 3970 | 4085 | 4166 | 4232 | 4288 | 4340 | 4390 | 53166.9
144 | 18 | 20 | 21 | 21 | 22 | 23 | 23 | 23 | 23 | 20 | 18 | 17 | 19 | 19 | 17 | 12 | 7 | 4 | 4 | 10 | 341 | 144 | 176.4 | 372 | 594.6 | 846.9 | 1134 | 1442 | 1766 | 2106 | 2454 | 2805 | 3153 | 3498 | 3832 | 4074 | 4199 | 4288 | 4364 | 4431 | 4492 | 4550 | 54577.9
145 | 18 | 16 | 16 | 14 | 12 | 9 | 7 | 8 | 9 | 11 | 13 | 13 | 12 | 12 | 12 | 12 | 10 | 10 | 10 | 12 | 236 | 145 | 176.6 | 373.8 | 595.4 | 849.2 | 1126 | 1423 | 1740 | 2066 | 2405 | 2756 | 3105 | 3447 | 3777 | 4019 | 4147 | 4237 | 4312 | 4380 | 4441 | 4500 | 53876
146 | 11 | 11 | 12 | 14 | 15 | 19 | 19 | 19 | 17 | 15 | 16 | 18 | 24 | 28 | 28 | 28 | 26 | 25 | 21 | 18 | 384 | 146 | 171.7 | 363 | 579.5 | 824.1 | 1101 | 1407 | 1731 | 2066 | 2415 | 2767 | 3122 | 3468 | 3803 | 4053 | 4188 | 4284 | 4366 | 4441 | 4507 | 4573 | 54230.3
147 | 34 | 30 | 30 | 26 | 22 | 16 | 14 | 13 | 16 | 18 | 23 | 24 | 23 | 22 | 20 | 20 | 20 | 24 | 27 | 30 | 452 | 147 | 176.4 | 375 | 601.5 | 856.9 | 1143 | 1459 | 1790 | 2135 | 2492 | 2858 | 3222 | 3577 | 3923 | 4186 | 4325 | 4421 | 4505 | 4584 | 4656 | 4727 | 56012.8
148 | 17 | 13 | 16 | 14 | 15 | 14 | 15 | 16 | 16 | 17 | 16 | 16 | 15 | 17 | 16 | 17 | 15 | 16 | 18 | 19 | 318 | 148 | 174.5 | 370.5 | 593.9 | 848.6 | 1134 | 1447 | 1781 | 2130 | 2488 | 2856 | 3223 | 3583 | 3933 | 4192 | 4329 | 4424 | 4503 | 4575 | 4640 | 4703 | 55928.5
149 | 18 | 14 | 14 | 13 | 17 | 19 | 17 | 14 | 11 | 10 | 10 | 10 | 13 | 16 | 17 | 18 | 16 | 20 | 20 | 20 | 307 | 149 | 176.8 | 370.6 | 589.8 | 837.5 | 1118 | 1429 | 1755 | 2097 | 2451 | 2804 | 3160 | 3512 | 3857 | 4108 | 4241 | 4333 | 4411 | 4484 | 4547 | 4610 | 54891.7
150 | 11 | 15 | 15 | 15 | 14 | 12 | 13 | 12 | 11 | 8 | 6 | 7 | 7 | 7 | 6 | 6 | 8 | 11 | 11 | 11 | 206 | 150 | 172.6 | 367.4 | 587.4 | 834.4 | 1116 | 1418 | 1738 | 2074 | 2422 | 2770 | 3114 | 3450 | 3777 | 4011 | 4126 | 4206 | 4273 | 4334 | 4388 | 4441 | 53619.8
151 | 12 | 12 | 14 | 15 | 15 | 13 | 18 | 22 | 24 | 19 | 16 | 14 | 12 | 9 | 8 | 8 | 7 | 7 | 8 | 8 | 261 | 151 | 173.9 | 367.2 | 586.1 | 832.8 | 1113 | 1416 | 1742 | 2082 | 2430 | 2784 | 3138 | 3484 | 3820 | 4060 | 4186 | 4276 | 4352 | 4418 | 4479 | 4538 | 54278
152 | 22 | 17 | 15 | 12 | 12 | 12 | 10 | 11 | 11 | 11 | 15 | 16 | 16 | 11 | 16 | 18 | 21 | 15 | 12 | 8 | 281 | 152 | 177.5 | 373.1 | 592.7 | 839 | 1114 | 1414 | 1729 | 2060 | 2400 | 2744 | 3086 | 3423 | 3749 | 3985 | 4108 | 4196 | 4269 | 4334 | 4393 | 4450 | 53436.3
153 | 21 | 21 | 20 | 17 | 17 | 19 | 20 | 16 | 12 | 13 | 13 | 11 | 9 | 10 | 11 | 12 | 11 | 13 | 12 | 12 | 290 | 153 | 172.1 | 367.7 | 591.3 | 839.4 | 1118 | 1426 | 1749 | 2085 | 2436 | 2789 | 3138 | 3483 | 3819 | 4059 | 4184 | 4272 | 4348 | 4415 | 4476 | 4534 | 54301.5
154 | 25 | 27 | 25 | 24 | 25 | 26 | 28 | 27 | 22 | 17 | 13 | 14 | 13 | 9 | 6 | 5 | 4 | 4 | 5 | 13 | 332 | 154 | 172.8 | 371.8 | 595.4 | 849.9 | 1134 | 1443 | 1773 | 2118 | 2472 | 2829 | 3185 | 3538 | 3879 | 4132 | 4266 | 4357 | 4436 | 4507 | 4571 | 4632 | 55261.9
155 | 10 | 13 | 13 | 16 | 16 | 15 | 12 | 11 | 14 | 16 | 17 | 16 | 15 | 13 | 10 | 8 | 10 | 13 | 13 | 12 | 263 | 155 | 171.8 | 363.2 | 580.4 | 825.1 | 1100 | 1397 | 1712 | 2042 | 2384 | 2730 | 3072 | 3409 | 3734 | 3968 | 4088 | 4174 | 4246 | 4309 | 4367 | 4423 | 53095.5
156 | 9 | 8 | 8 | 7 | 7 | 7 | 8 | 8 | 7 | 6 | 6 | 6 | 6 | 7 | 8 | 9 | 9 | 9 | 9 | 8 | 152 | 156 | 172.3 | 361.7 | 576.9 | 821.5 | 1097 | 1397 | 1714 | 2043 | 2382 | 2727 | 3068 | 3400 | 3722 | 3953 | 4069 | 4149 | 4216 | 4276 | 4329 | 4380 | 52854.4
157 | 12 | 13 | 13 | 12 | 10 | 8 | 10 | 13 | 13 | 11 | 8 | 8 | 10 | 11 | 12 | 12 | 12 | 13 | 15 | 15 | 231 | 157 | 170.1 | 363.3 | 585 | 835.2 | 1119 | 1426 | 1754 | 2093 | 2447 | 2803 | 3158 | 3509 | 3850 | 4103 | 4237 | 4328 | 4402 | 4469 | 4530 | 4589 | 54770.6
158 | 17 | 14 | 14 | 13 | 14 | 15 | 16 | 16 | 17 | 17 | 19 | 16 | 15 | 16 | 17 | 20 | 19 | 18 | 13 | 10 | 316 | 158 | 176.3 | 370.9 | 589.9 | 840.5 | 1121 | 1433 | 1762 | 2102 | 2459 | 2822 | 3182 | 3533 | 3880 | 4134 | 4272 | 4366 | 4447 | 4519 | 4583 | 4645 | 55237.6
159 | 9 | 9 | 10 | 13 | 23 | 25 | 27 | 18 | 18 | 16 | 18 | 16 | 15 | 14 | 15 | 17 | 17 | 16 | 16 | 20 | 332 | 159 | 169.7 | 361.4 | 583.3 | 833.2 | 1116 | 1428 | 1761 | 2106 | 2470 | 2839 | 3206 | 3569 | 3920 | 4183 | 4326 | 4422 | 4503 | 4577 | 4645 | 4707 | 55725.6
160 | 19 | 18 | 16 | 13 | 13 | 13 | 13 | 11 | 11 | 12 | 12 | 11 | 10 | 10 | 11 | 12 | 10 | 11 | 12 | 14 | 252 | 160 | 178.8 | 377 | 603.5 | 850.4 | 1132 | 1439 | 1760 | 2099 | 2452 | 2811 | 3170 | 3521 | 3864 | 4117 | 4251 | 4343 | 4422 | 4493 | 4556 | 4617 | 55056.7
161 | 15 | 13 | 14 | 13 | 16 | 16 | 15 | 14 | 11 | 13 | 16 | 18 | 21 | 20 | 22 | 20 | 21 | 19 | 23 | 25 | 345 | 161 | 177.5 | 375.1 | 600 | 853.2 | 1137 | 1451 | 1778 | 2118 | 2472 | 2831 | 3186 | 3535 | 3875 | 4121 | 4251 | 4343 | 4422 | 4495 | 4561 | 4626 | 55207.8
162 | 9 | 8 | 10 | 11 | 12 | 11 | 10 | 8 | 9 | 7 | 7 | 7 | 9 | 10 | 10 | 10 | 11 | 12 | 13 | 14 | 198 | 162 | 174.6 | 370.7 | 591.6 | 842 | 1125 | 1434 | 1756 | 2094 | 2441 | 2791 | 3144 | 3491 | 3825 | 4069 | 4200 | 4288 | 4360 | 4424 | 4481 | 4536 | 54437.9
163 | 12 | 12 | 14 | 13 | 13 | 14 | 13 | 13 | 7 | 11 | 12 | 16 | 17 | 12 | 7 | 2 | 2 | 6 | 10 | 15 | 221 | 163 | 176.2 | 374.1 | 600.4 | 852 | 1135 | 1447 | 1777 | 2119 | 2471 | 2826 | 3185 | 3538 | 3880 | 4139 | 4276 | 4370 | 4447 | 4517 | 4581 | 4643 | 55353.7
164 | 13 | 12 | 13 | 14 | 21 | 22 | 22 | 17 | 16 | 16 | 15 | 14 | 13 | 14 | 16 | 16 | 14 | 10 | 10 | 10 | 298 | 164 | 175.9 | 371.3 | 593.2 | 840.3 | 1121 | 1425 | 1743 | 2075 | 2420 | 2768 | 3113 | 3447 | 3775 | 4010 | 4130 | 4216 | 4290 | 4355 | 4415 | 4472 | 53755.7
165 | 20 | 22 | 26 | 26 | 26 | 20 | 20 | 23 | 24 | 23 | 17 | 13 | 8 | 6 | 6 | 12 | 17 | 22 | 20 | 21 | 372 | 165 | 173.4 | 372.2 | 600.2 | 854.8 | 1141 | 1453 | 1781 | 2126 | 2483 | 2845 | 3202 | 3555 | 3900 | 4152 | 4285 | 4377 | 4457 | 4528 | 4592 | 4656 | 55533.6
166 | 12 | 11 | 10 | 10 | 8 | 10 | 8 | 11 | 10 | 10 | 7 | 6 | 8 | 8 | 7 | 7 | 8 | 9 | 8 | 7 | 175 | 166 | 173 | 365.2 | 583.7 | 830.3 | 1105 | 1406 | 1724 | 2054 | 2389 | 2730 | 3068 | 3401 | 3726 | 3959 | 4075 | 4160 | 4228 | 4287 | 4341 | 4393 | 52998.2
167 | 8 | 9 | 9 | 9 | 9 | 7 | 7 | 7 | 9 | 12 | 12 | 11 | 8 | 8 | 7 | 8 | 9 | 11 | 12 | 10 | 182 | 167 | 173 | 365.9 | 588.5 | 837.1 | 1115 | 1421 | 1741 | 2077 | 2427 | 2777 | 3126 | 3468 | 3801 | 4042 | 4165 | 4248 | 4317 | 4380 | 4435 | 4489 | 53993.5
168 | 24 | 18 | 16 | 11 | 13 | 15 | 21 | 16 | 11 | 2 | 2 | 2 | 1 | 7 | 15 | 19 | 17 | 12 | 13 | 13 | 248 | 168 | 172.9 | 370.1 | 588 | 835.6 | 1113 | 1421 | 1747 | 2085 | 2429 | 2777 | 3122 | 3461 | 3791 | 4025 | 4148 | 4236 | 4308 | 4371 | 4429 | 4485 | 53914.6
169 | 20 | 18 | 17 | 18 | 17 | 18 | 15 | 14 | 13 | 10 | 11 | 8 | 7 | 8 | 7 | 8 | 5 | 8 | 8 | 10 | 240 | 169 | 177.3 | 374.1 | 593.6 | 842.8 | 1122 | 1429 | 1746 | 2077 | 2413 | 2753 | 3086 | 3409 | 3714 | 3925 | 4029 | 4104 | 4165 | 4216 | 4270 | 4321 | 52766.8
170 | 14 | 23 | 19 | 21 | 15 | 20 | 19 | 22 | 19 | 20 | 17 | 15 | 14 | 15 | 18 | 18 | 13 | 8 | 4 | 3 | 317 | 170 | 177.5 | 376 | 600.2 | 857.1 | 1144 | 1460 | 1792 | 2136 | 2495 | 2856 | 3215 | 3566 | 3908 | 4161 | 4295 | 4388 | 4466 | 4536 | 4599 | 4660 | 55687.8
171 | 12 | 12 | 13 | 14 | 14 | 13 | 13 | 14 | 13 | 12 | 11 | 15 | 14 | 13 | 9 | 10 | 9 | 10 | 10 | 12 | 243 | 171 | 172.3 | 365.3 | 582.6 | 830.1 | 1107 | 1410 | 1730 | 2063 | 2410 | 2762 | 3109 | 3452 | 3785 | 4029 | 4158 | 4247 | 4321 | 4388 | 4447 | 4506 | 53874.3
172 | 12 | 10 | 13 | 14 | 16 | 13 | 13 | 13 | 13 | 13 | 12 | 9 | 7 | 6 | 5 | 6 | 8 | 11 | 11 | 13 | 218 | 172 | 170.8 | 359.3 | 573.5 | 817 | 1087 | 1385 | 1699 | 2028 | 2373 | 2720 | 3062 | 3397 | 3715 | 3944 | 4060 | 4141 | 4211 | 4274 | 4330 | 4385 | 52731.6
173 | 18 | 12 | 13 | 12 | 17 | 20 | 24 | 23 | 19 | 12 | 8 | 8 | 9 | 11 | 14 | 15 | 15 | 11 | 7 | 4 | 272 | 173 | 177.5 | 373.3 | 589.6 | 835.4 | 1112 | 1420 | 1743 | 2078 | 2424 | 2778 | 3126 | 3466 | 3795 | 4033 | 4157 | 4245 | 4321 | 4387 | 4447 | 4506 | 54013.8
174 | 12 | 14 | 13 | 13 | 12 | 10 | 8 | 6 | 8 | 8 | 7 | 4 | 5 | 9 | 12 | 14 | 13 | 13 | 13 | 14 | 208 | 174 | 172.1 | 363.3 | 582 | 827.8 | 1103 | 1405 | 1724 | 2054 | 2397 | 2745 | 3090 | 3426 | 3752 | 3985 | 4108 | 4194 | 4264 | 4325 | 4380 | 4434 | 53331.2
175 | 10 | 9 | 11 | 12 | 15 | 13 | 13 | 12 | 15 | 15 | 14 | 15 | 15 | 17 | 17 | 18 | 15 | 12 | 12 | 12 | 272 | 175 | 169.6 | 360.1 | 580.2 | 827.7 | 1110 | 1418 | 1744 | 2082 | 2439 | 2803 | 3161 | 3518 | 3866 | 4125 | 4265 | 4359 | 4436 | 4507 | 4572 | 4633 | 54975.6
176 | 24 | 23 | 23 | 22 | 19 | 16 | 14 | 13 | 12 | 10 | 11 | 9 | 7 | 6 | 6 | 7 | 4 | 6 | 6 | 8 | 246 | 176 | 174.4 | 368.5 | 587.5 | 836.1 | 1109 | 1405 | 1716 | 2034 | 2365 | 2697 | 3023 | 3339 | 3636 | 3838 | 3938 | 4009 | 4069 | 4117 | 4168 | 4215 | 51644.5
177 | 22 | 23 | 23 | 24 | 23 | 21 | 19 | 18 | 18 | 17 | 15 | 13 | 14 | 11 | 14 | 12 | 16 | 14 | 15 | 14 | 346 | 177 | 175.7 | 375.1 | 599.2 | 853.1 | 1138 | 1448 | 1777 | 2119 | 2474 | 2829 | 3182 | 3532 | 3870 | 4114 | 4243 | 4333 | 4410 | 4479 | 4541 | 4601 | 55093.1
178 | 17 | 10 | 8 | 9 | 15 | 22 | 22 | 20 | 15 | 13 | 11 | 10 | 8 | 8 | 9 | 9 | 11 | 12 | 13 | 9 | 251 | 178 | 177.7 | 372.6 | 591.4 | 835.9 | 1113 | 1414 | 1733 | 2064 | 2401 | 2745 | 3081 | 3412 | 3733 | 3957 | 4074 | 4154 | 4222 | 4281 | 4339 | 4394 | 53094.6
179 | 9 | 12 | 12 | 11 | 10 | 11 | 12 | 13 | 11 | 12 | 11 | 11 | 9 | 9 | 8 | 9 | 7 | 10 | 11 | 12 | 210 | 179 | 173.1 | 366.1 | 588.2 | 837.5 | 1117 | 1426 | 1749 | 2083 | 2431 | 2787 | 3146 | 3491 | 3830 | 4076 | 4205 | 4294 | 4369 | 4434 | 4494 | 4552 | 54448.9
180 | 10 | 15 | 14 | 15 | 16 | 20 | 21 | 18 | 17 | 14 | 12 | 10 | 10 | 12 | 12 | 11 | 8 | 6 | 6 | 8 | 255 | 180 | 177.5 | 373.5 | 594.4 | 843.5 | 1120 | 1422 | 1741 | 2068 | 2405 | 2745 | 3082 | 3412 | 3729 | 3951 | 4065 | 4149 | 4220 | 4280 | 4337 | 4392 | 53106.9
181 | 14 | 13 | 14 | 15 | 14 | 12 | 12 | 14 | 13 | 10 | 6 | 5 | 7 | 9 | 11 | 12 | 13 | 10 | 9 | 8 | 221 | 181 | 172.5 | 365.1 | 582.3 | 827.2 | 1105 | 1407 | 1726 | 2062 | 2410 | 2757 | 3098 | 3432 | 3758 | 3993 | 4114 | 4201 | 4273 | 4335 | 4391 | 4447 | 53456.1
182 | 15 | 14 | 17 | 22 | 31 | 33 | 34 | 32 | 34 | 30 | 21 | 17 | 19 | 20 | 17 | 12 | 14 | 15 | 13 | 11 | 421 | 182 | 178.8 | 373.3 | 592.9 | 847.9 | 1135 | 1445 | 1772 | 2118 | 2477 | 2838 | 3194 | 3542 | 3888 | 4139 | 4269 | 4360 | 4439 | 4509 | 4571 | 4631 | 55319.9
183 | 25 | 26 | 27 | 26 | 25 | 19 | 16 | 13 | 15 | 16 | 17 | 19 | 19 | 20 | 21 | 20 | 19 | 18 | 21 | 23 | 405 | 183 | 178.8 | 376.6 | 602.8 | 858.1 | 1147 | 1465 | 1798 | 2144 | 2503 | 2864 | 3224 | 3579 | 3919 | 4171 | 4303 | 4395 | 4475 | 4548 | 4614 | 4680 | 55845.3
184 | 17 | 15 | 11 | 7 | 4 | 5 | 6 | 6 | 7 | 6 | 10 | 10 | 15 | 15 | 18 | 18 | 19 | 17 | 15 | 13 | 234 | 184 | 177.3 | 374.4 | 594.6 | 843 | 1121 | 1422 | 1741 | 2075 | 2416 | 2763 | 3111 | 3457 | 3792 | 4035 | 4164 | 4254 | 4329 | 4397 | 4458 | 4519 | 54043.3
185 | 14 | 13 | 15 | 16 | 18 | 16 | 16 | 14 | 15 | 14 | 15 | 13 | 16 | 14 | 12 | 11 | 10 | 14 | 13 | 18 | 287 | 185 | 176.1 | 371.9 | 596 | 849.2 | 1134 | 1442 | 1771 | 2111 | 2463 | 2823 | 3177 | 3528 | 3868 | 4117 | 4248 | 4338 | 4417 | 4487 | 4550 | 4611 | 55078.2
186 | 24 | 25 | 22 | 20 | 20 | 22 | 23 | 19 | 17 | 20 | 21 | 22 | 18 | 15 | 15 | 14 | 13 | 11 | 12 | 14 | 367 | 186 | 177.6 | 373.5 | 596.7 | 850.3 | 1137 | 1448 | 1775 | 2117 | 2468 | 2823 | 3174 | 3524 | 3860 | 4105 | 4233 | 4324 | 4400 | 4469 | 4531 | 4592 | 54978.1
187 | 18 | 24 | 24 | 24 | 22 | 21 | 21 | 23 | 24 | 26 | 23 | 24 | 22 | 22 | 22 | 26 | 28 | 28 | 26 | 29 | 477 | 187 | 172.5 | 366.7 | 592.6 | 851.4 | 1143 | 1462 | 1797 | 2147 | 2514 | 2886 | 3255 | 3624 | 3983 | 4259 | 4408 | 4512 | 4602 | 4685 | 4764 | 4838 | 56862.2
188 | 27 | 26 | 25 | 22 | 21 | 19 | 17 | 19 | 16 | 15 | 8 | 10 | 9 | 11 | 10 | 13 | 14 | 17 | 18 | 22 | 339 | 188 | 175.4 | 372.1 | 595 | 846.5 | 1131 | 1439 | 1766 | 2107 | 2457 | 2816 | 3173 | 3522 | 3860 | 4108 | 4236 | 4326 | 4404 | 4475 | 4537 | 4600 | 54946
189 | 12 | 12 | 11 | 10 | 11 | 11 | 11 | 8 | 9 | 8 | 9 | 9 | 10 | 10 | 10 | 10 | 8 | 8 | 8 | 9 | 194 | 189 | 172.3 | 363.6 | 580.2 | 828 | 1105 | 1406 | 1724 | 2052 | 2391 | 2728 | 3068 | 3398 | 3722 | 3950 | 4067 | 4150 | 4217 | 4275 | 4328 | 4380 | 52905.1
190 | 11 | 14 | 14 | 18 | 20 | 18 | 16 | 12 | 13 | 13 | 15 | 17 | 17 | 19 | 22 | 24 | 19 | 16 | 13 | 12 | 323 | 190 | 172.2 | 366.4 | 588.9 | 842 | 1126 | 1441 | 1773 | 2115 | 2473 | 2837 | 3203 | 3557 | 3904 | 4164 | 4304 | 4399 | 4480 | 4554 | 4623 | 4686 | 55608.5
191 | 27 | 23 | 20 | 14 | 14 | 14 | 14 | 11 | 10 | 10 | 12 | 10 | 11 | 10 | 12 | 11 | 10 | 11 | 11 | 12 | 267 | 191 | 179.4 | 379.7 | 603.9 | 861 | 1151 | 1464 | 1792 | 2135 | 2480 | 2833 | 3186 | 3532 | 3864 | 4104 | 4231 | 4322 | 4397 | 4465 | 4526 | 4585 | 55091
192 | 15 | 20 | 18 | 21 | 18 | 19 | 17 | 15 | 16 | 14 | 18 | 20 | 24 | 22 | 21 | 17 | 16 | 15 | 19 | 20 | 365 | 192 | 172.4 | 366.2 | 594.2 | 850.5 | 1138 | 1449 | 1776 | 2119 | 2473 | 2833 | 3191 | 3546 | 3889 | 4142 | 4277 | 4370 | 4451 | 4526 | 4594 | 4662 | 55419.3
193 | 10 | 16 | 18 | 20 | 18 | 14 | 13 | 11 | 10 | 9 | 10 | 11 | 11 | 8 | 8 | 8 | 9 | 9 | 10 | 16 | 239 | 193 | 172.2 | 365.4 | 587.6 | 839.9 | 1121 | 1429 | 1752 | 2091 | 2428 | 2770 | 3117 | 3460 | 3794 | 4032 | 4157 | 4247 | 4323 | 4389 | 4450 | 4508 | 54033.1
194 | 17 | 21 | 20 | 21 | 17 | 17 | 18 | 19 | 17 | 13 | 14 | 14 | 14 | 13 | 11 | 8 | 7 | 9 | 11 | 12 | 293 | 194 | 177.5 | 375.1 | 602 | 857.1 | 1141 | 1455 | 1784 | 2122 | 2474 | 2828 | 3183 | 3530 | 3865 | 4112 | 4240 | 4331 | 4407 | 4475 | 4537 | 4596 | 55091.7
195 | 13 | 14 | 13 | 11 | 7 | 6 | 6 | 8 | 10 | 12 | 12 | 11 | 10 | 11 | 13 | 14 | 13 | 10 | 9 | 8 | 211 | 195 | 171.2 | 364.7 | 585.8 | 831.6 | 1109 | 1412 | 1729 | 2061 | 2402 | 2745 | 3084 | 3422 | 3747 | 3970 | 4083 | 4168 | 4237 | 4294 | 4349 | 4402 | 53167.3
196 | 22 | 22 | 23 | 21 | 19 | 15 | 15 | 14 | 14 | 11 | 10 | 10 | 12 | 11 | 11 | 10 | 10 | 9 | 8 | 9 | 276 | 196 | 176 | 369.9 | 589.4 | 836.6 | 1116 | 1420 | 1740 | 2072 | 2412 | 2756 | 3098 | 3434 | 3759 | 3988 | 4106 | 4193 | 4265 | 4329 | 4388 | 4444 | 53491.9
197 | 8 | 10 | 9 | 8 | 6 | 8 | 12 | 17 | 18 | 14 | 12 | 11 | 13 | 14 | 16 | 18 | 20 | 21 | 23 | 25 | 283 | 197 | 157.7 | 353.4 | 577.2 | 832.7 | 1119 | 1435 | 1778 | 2135 | 2513 | 2890 | 3266 | 3641 | 4006 | 4289 | 4447 | 4548 | 4630 | 4705 | 4778 | 4842 | 56943
198 | 34 | 34 | 33 | 28 | 29 | 28 | 31 | 25 | 21 | 21 | 20 | 20 | 18 | 18 | 19 | 21 | 18 | 21 | 19 | 20 | 478 | 198 | 179.1 | 379.2 | 606.8 | 860 | 1145 | 1460 | 1791 | 2139 | 2494 | 2853 | 3218 | 3569 | 3912 | 4167 | 4306 | 4407 | 4495 | 4577 | 4651 | 4723 | 55932.1
199 | 17 | 18 | 18 | 17 | 18 | 18 | 19 | 16 | 14 | 15 | 16 | 14 | 11 | 10 | 12 | 14 | 13 | 15 | 16 | 18 | 309 | 199 | 174 | 369.3 | 594.8 | 850.3 | 1140 | 1458 | 1792 | 2140 | 2503 | 2872 | 3234 | 3589 | 3934 | 4189 | 4325 | 4417 | 4497 | 4568 | 4633 | 4695 | 55974.4
200 | 11 | 17 | 16 | 19 | 20 | 20 | 17 | 12 | 12 | 15 | 15 | 16 | 15 | 17 | 17 | 15 | 15 | 16 | 19 | 19 | 323 | 200 | 174.6 | 369.5 | 590 | 842.2 | 1125 | 1438 | 1766 | 2110 | 2470 | 2831 | 3188 | 3541 | 3886 | 4143 | 4280 | 4373 | 4452 | 4524 | 4588 | 4651 | 55342.3
201 | 11 | 13 | 11 | 11 | 10 | 11 | 11 | 9 | 7 | 8 | 7 | 9 | 11 | 13 | 12 | 9 | 8 | 6 | 5 | 5 | 187 | 201 | 170.3 | 360.7 | 574.6 | 817 | 1086 | 1381 | 1690 | 2010 | 2343 | 2677 | 3005 | 3328 | 3646 | 3875 | 3990 | 4072 | 4139 | 4197 | 4250 | 4302 | 51913.6
202 | 19 | 21 | 22 | 26 | 24 | 23 | 19 | 19 | 21 | 22 | 19 | 14 | 11 | 11 | 13 | 14 | 15 | 12 | 12 | 11 | 348 | 202 | 173.7 | 366.8 | 589.8 | 842.5 | 1127 | 1435 | 1760 | 2095 | 2442 | 2798 | 3150 | 3491 | 3822 | 4057 | 4179 | 4266 | 4340 | 4405 | 4465 | 4523 | 54327.8
203 | 21 | 21 | 24 | 26 | 28 | 24 | 20 | 17 | 16 | 18 | 20 | 20 | 18 | 17 | 19 | 20 | 19 | 20 | 20 | 21 | 409 | 203 | 181.7 | 380.4 | 606.3 | 860.2 | 1147 | 1458 | 1788 | 2131 | 2484 | 2844 | 3196 | 3544 | 3879 | 4121 | 4247 | 4338 | 4416 | 4486 | 4550 | 4613 | 55270.6
204 | 11 | 10 | 11 | 11 | 11 | 7 | 6 | 5 | 6 | 5 | 4 | 5 | 5 | 5 | 5 | 5 | 5 | 4 | 3 | 3 | 127 | 204 | 170.9 | 360.2 | 578.6 | 821.4 | 1094 | 1391 | 1702 | 2022 | 2352 | 2686 | 3013 | 3334 | 3645 | 3861 | 3967 | 4042 | 4104 | 4156 | 4205 | 4250 | 51755.1
205 | 9 | 5 | 6 | 9 | 12 | 13 | 10 | 8 | 7 | 8 | 9 | 10 | 9 | 9 | 9 | 10 | 10 | 7 | 6 | 6 | 172 | 205 | 172.1 | 363.3 | 584.5 | 832.1 | 1111 | 1414 | 1735 | 2068 | 2415 | 2767 | 3112 | 3458 | 3791 | 4038 | 4170 | 4258 | 4330 | 4395 | 4449 | 4503 | 53966
206 | 14 | 13 | 13 | 12 | 13 | 12 | 13 | 12 | 16 | 15 | 15 | 15 | 14 | 15 | 13 | 17 | 19 | 23 | 22 | 21 | 307 | 206 | 178.3 | 378.3 | 601.1 | 849.7 | 1135 | 1443 | 1769 | 2118 | 2482 | 2849 | 3212 | 3573 | 3924 | 4188 | 4328 | 4424 | 4505 | 4579 | 4646 | 4710 | 55892.4
207 | 22 | 23 | 25 | 26 | 24 | 22 | 18 | 17 | 16 | 16 | 15 | 15 | 14 | 13 | 12 | 14 | 17 | 18 | 15 | 13 | 355 | 207 | 177.9 | 379.4 | 604.7 | 859.6 | 1147 | 1460 | 1794 | 2141 | 2498 | 2862 | 3221 | 3574 | 3914 | 4163 | 4296 | 4388 | 4467 | 4538 | 4601 | 4663 | 55748.6
208 | 15 | 17 | 17 | 20 | 20 | 20 | 18 | 17 | 18 | 18 | 18 | 13 | 9 | 8 | 10 | 13 | 16 | 17 | 16 | 14 | 314 | 208 | 170.3 | 361.4 | 579.3 | 825 | 1105 | 1413 | 1733 | 2071 | 2416 | 2771 | 3116 | 3462 | 3790 | 4028 | 4155 | 4246 | 4321 | 4389 | 4450 | 4510 | 53912
209 | 28 | 29 | 30 | 29 | 24 | 18 | 13 | 13 | 14 | 13 | 9 | 4 | 7 | 12 | 15 | 16 | 16 | 16 | 13 | 11 | 330 | 209 | 177.5 | 375.6 | 599.9 | 854.9 | 1140 | 1450 | 1777 | 2114 | 2463 | 2815 | 3159 | 3491 | 3824 | 4067 | 4194 | 4284 | 4360 | 4427 | 4488 | 4547 | 54607.9
210 | 7 | 8 | 8 | 9 | 9 | 9 | 7 | 8 | 7 | 8 | 6 | 6 | 5 | 6 | 6 | 5 | 5 | 4 | 3 | 2 | 128 | 210 | 171.2 | 363.2 | 581.3 | 824.3 | 1098 | 1396 | 1707 | 2030 | 2362 | 2696 | 3027 | 3348 | 3659 | 3875 | 3981 | 4057 | 4120 | 4172 | 4220 | 4266 | 51954
211 | 22 | 20 | 20 | 21 | 20 | 16 | 13 | 14 | 15 | 14 | 12 | 11 | 9 | 9 | 7 | 5 | 3 | 1 | 0 | 0 | 232 | 211 | 180 | 377.4 | 603 | 856.2 | 1141 | 1451 | 1777 | 2113 | 2463 | 2814 | 3163 | 3506 | 3833 | 4062 | 4177 | 4257 | 4322 | 4378 | 4429 | 4478 | 54380.6
212 | 10 | 12 | 14 | 17 | 17 | 15 | 13 | 12 | 12 | 13 | 13 | 15 | 16 | 15 | 14 | 13 | 16 | 16 | 16 | 13 | 282 | 212 | 170.9 | 364.1 | 584.2 | 829.1 | 1109 | 1413 | 1734 | 2070 | 2415 | 2775 | 3131 | 3483 | 3825 | 4076 | 4210 | 4301 | 4377 | 4444 | 4506 | 4566 | 54383.3
213 | 10 | 9 | 9 | 11 | 15 | 17 | 16 | 16 | 14 | 15 | 12 | 13 | 13 | 17 | 16 | 17 | 14 | 13 | 14 | 17 | 278 | 213 | 172.7 | 366.1 | 586.6 | 835.9 | 1118 | 1427 | 1755 | 2099 | 2455 | 2815 | 3173 | 3526 | 3869 | 4123 | 4257 | 4349 | 4426 | 4497 | 4559 | 4621 | 55030.3
214 | 14 | 19 | 18 | 17 | 16 | 17 | 13 | 8 | 3 | 5 | 5 | 6 | 8 | 11 | 15 | 19 | 19 | 17 | 17 | 17 | 264 | 214 | 171.9 | 362.7 | 586 | 836.4 | 1120 | 1429 | 1759 | 2092 | 2438 | 2786 | 3134 | 3479 | 3813 | 4061 | 4190 | 4280 | 4356 | 4424 | 4487 | 4548 | 54353
215 | 13 | 17 | 18 | 19 | 16 | 17 | 15 | 14 | 15 | 14 | 14 | 10 | 13 | 13 | 16 | 16 | 15 | 14 | 11 | 11 | 291 | 215 | 172 | 367.7 | 591.7 | 842.5 | 1126 | 1437 | 1764 | 2103 | 2452 | 2802 | 3152 | 3496 | 3827 | 4064 | 4190 | 4278 | 4354 | 4421 | 4481 | 4539 | 54459.9
216 | 21 | 17 | 19 | 18 | 19 | 15 | 11 | 10 | 12 | 14 | 15 | 12 | 12 | 11 | 12 | 12 | 12 | 14 | 12 | 13 | 281 | 216 | 176.3 | 374 | 596.9 | 848.3 | 1131 | 1441 | 1764 | 2094 | 2442 | 2792 | 3139 | 3480 | 3812 | 4052 | 4179 | 4268 | 4343 | 4411 | 4472 | 4530 | 54345.5
217 | 9 | 9 | 11 | 12 | 15 | 14 | 12 | 8 | 8 | 8 | 8 | 10 | 10 | 11 | 9 | 12 | 13 | 12 | 11 | 8 | 210 | 217 | 169.6 | 360.5 | 578.5 | 826 | 1104 | 1407 | 1728 | 2061 | 2408 | 2758 | 3103 | 3445 | 3781 | 4026 | 4153 | 4240 | 4313 | 4377 | 4434 | 4490 | 53762.6
218 | 8 | 13 | 12 | 12 | 10 | 11 | 12 | 11 | 12 | 11 | 11 | 7 | 6 | 5 | 6 | 5 | 5 | 6 | 5 | 7 | 175 | 218 | 170.2 | 362.3 | 579.7 | 823.5 | 1100 | 1402 | 1718 | 2045 | 2386 | 2731 | 3071 | 3400 | 3719 | 3945 | 4059 | 4138 | 4203 | 4260 | 4311 | 4361 | 52784.7
219 | 9 | 11 | 12 | 15 | 15 | 12 | 7 | 5 | 7 | 8 | 11 | 12 | 13 | 11 | 8 | 7 | 7 | 6 | 8 | 9 | 193 | 219 | 170 | 359.8 | 574 | 817 | 1088 | 1381 | 1690 | 2011 | 2340 | 2671 | 3001 | 3332 | 3647 | 3871 | 3987 | 4069 | 4137 | 4196 | 4250 | 4303 | 51894.8
220 | 20 | 22 | 24 | 26 | 24 | 21 | 19 | 19 | 23 | 23 | 24 | 18 | 15 | 15 | 19 | 22 | 22 | 22 | 23 | 26 | 427 | 220 | 177.8 | 378.5 | 608.1 | 864.2 | 1152 | 1465 | 1801 | 2151 | 2508 | 2873 | 3238 | 3591 | 3939 | 4198 | 4334 | 4427 | 4509 | 4584 | 4651 | 4717 | 56166.6
221 | 14 | 16 | 16 | 17 | 18 | 17 | 18 | 17 | 19 | 19 | 18 | 17 | 18 | 16 | 18 | 17 | 22 | 20 | 20 | 22 | 359 | 221 | 172 | 365 | 586.3 | 835.6 | 1122 | 1433 | 1762 | 2105 | 2463 | 2825 | 3184 | 3535 | 3879 | 4127 | 4258 | 4350 | 4428 | 4498 | 4562 | 4624 | 55113.9
222 | 17 | 22 | 24 | 26 | 22 | 20 | 19 | 22 | 21 | 22 | 20 | 18 | 17 | 16 | 18 | 16 | 20 | 22 | 24 | 24 | 410 | 222 | 171.3 | 364.3 | 589.5 | 841.4 | 1127 | 1440 | 1773 | 2120 | 2478 | 2839 | 3198 | 3552 | 3897 | 4150 | 4285 | 4378 | 4457 | 4530 | 4596 | 4661 | 55447.5
223 | 16 | 17 | 16 | 15 | 13 | 12 | 12 | 11 | 12 | 13 | 14 | 12 | 9 | 7 | 6 | 6 | 7 | 8 | 9 | 8 | 223 | 223 | 174.4 | 368.3 | 586.9 | 833.2 | 1107 | 1404 | 1715 | 2037 | 2371 | 2712 | 3048 | 3373 | 3688 | 3904 | 4010 | 4090 | 4158 | 4214 | 4268 | 4318 | 52379.8
224 | 13 | 11 | 16 | 17 | 20 | 15 | 17 | 15 | 19 | 17 | 16 | 11 | 7 | 6 | 7 | 8 | 9 | 11 | 12 | 11 | 258 | 224 | 177.2 | 372.2 | 592 | 841.6 | 1124 | 1431 | 1752 | 2086 | 2430 | 2778 | 3119 | 3455 | 3774 | 3991 | 4101 | 4188 | 4260 | 4322 | 4380 | 4435 | 53609
225 | 25 | 28 | 26 | 25 | 21 | 22 | 23 | 24 | 21 | 17 | 15 | 11 | 10 | 9 | 16 | 21 | 24 | 22 | 22 | 24 | 406 | 225 | 173.8 | 372.5 | 598.8 | 852.1 | 1138 | 1453 | 1782 | 2124 | 2477 | 2835 | 3193 | 3550 | 3894 | 4144 | 4273 | 4366 | 4445 | 4516 | 4581 | 4645 | 55413.2
226 | 15 | 15 | 12 | 10 | 6 | 4 | 3 | 3 | 2 | 7 | 11 | 16 | 13 | 13 | 11 | 11 | 10 | 9 | 9 | 10 | 190 | 226 | 177.5 | 376.4 | 600.8 | 850.4 | 1131 | 1435 | 1755 | 2087 | 2433 | 2779 | 3125 | 3469 | 3806 | 4049 | 4176 | 4265 | 4340 | 4406 | 4466 | 4525 | 54252.1
227 | 16 | 17 | 21 | 22 | 26 | 24 | 24 | 18 | 17 | 11 | 9 | 11 | 15 | 19 | 16 | 16 | 15 | 17 | 21 | 21 | 356 | 227 | 172.6 | 366.3 | 586.7 | 838.8 | 1122 | 1431 | 1761 | 2099 | 2450 | 2806 | 3159 | 3506 | 3845 | 4097 | 4229 | 4320 | 4397 | 4468 | 4531 | 4593 | 54778.4
228 | 18 | 17 | 19 | 18 | 17 | 15 | 18 | 22 | 25 | 24 | 21 | 19 | 17 | 17 | 17 | 20 | 22 | 22 | 23 | 23 | 394 | 228 | 176.6 | 375.8 | 602.3 | 858 | 1145 | 1460 | 1794 | 2143 | 2506 | 2876 | 3246 | 3608 | 3960 | 4229 | 4372 | 4468 | 4551 | 4628 | 4700 | 4767 | 56465.7
229 | 16 | 16 | 17 | 16 | 13 | 9 | 8 | 9 | 11 | 12 | 12 | 11 | 11 | 11 | 11 | 9 | 9 | 8 | 6 | 6 | 221 | 229 | 173.2 | 367.3 | 586.9 | 834.4 | 1114 | 1416 | 1738 | 2074 | 2416 | 2766 | 3113 | 3454 | 3787 | 4027 | 4148 | 4236 | 4308 | 4371 | 4424 | 4478 | 53831.8
230 | 16 | 19 | 16 | 14 | 11 | 11 | 11 | 13 | 14 | 15 | 14 | 13 | 14 | 12 | 19 | 22 | 29 | 25 | 22 | 17 | 327 | 230 | 168.9 | 360.4 | 578.1 | 822.6 | 1099 | 1399 | 1721 | 2060 | 2411 | 2767 | 3115 | 3464 | 3802 | 4050 | 4181 | 4274 | 4352 | 4423 | 4487 | 4550 | 54085
231 | 12 | 12 | 10 | 8 | 8 | 8 | 7 | 6 | 6 | 7 | 8 | 7 | 7 | 6 | 5 | 5 | 4 | 5 | 6 | 6 | 143 | 231 | 170.3 | 361.1 | 578.8 | 820 | 1092 | 1387 | 1698 | 2016 | 2346 | 2679 | 3008 | 3333 | 3640 | 3856 | 3960 | 4036 | 4099 | 4151 | 4200 | 4246 | 51677.2
232 | 23 | 20 | 21 | 22 | 22 | 20 | 16 | 18 | 20 | 21 | 19 | 18 | 16 | 17 | 12 | 11 | 8 | 10 | 14 | 16 | 344 | 232 | 178.7 | 377.3 | 602.9 | 857.4 | 1142 | 1450 | 1777 | 2115 | 2467 | 2823 | 3179 | 3529 | 3867 | 4115 | 4246 | 4335 | 4413 | 4482 | 4544 | 4605 | 55105.3
233 | 25 | 20 | 20 | 17 | 15 | 12 | 13 | 13 | 10 | 7 | 6 | 12 | 15 | 19 | 19 | 20 | 20 | 23 | 23 | 23 | 332 | 233 | 179.4 | 380 | 608.6 | 866.6 | 1153 | 1470 | 1805 | 2152 | 2508 | 2867 | 3219 | 3574 | 3917 | 4174 | 4314 | 4409 | 4490 | 4564 | 4631 | 4697 | 55978.6
234 | 29 | 26 | 25 | 24 | 24 | 24 | 21 | 23 | 20 | 18 | 17 | 16 | 19 | 15 | 21 | 23 | 29 | 28 | 28 | 25 | 455 | 234 | 175.3 | 372.6 | 596.7 | 847.9 | 1131 | 1445 | 1773 | 2114 | 2471 | 2829 | 3186 | 3538 | 3880 | 4134 | 4267 | 4362 | 4443 | 4518 | 4585 | 4652 | 55320.5
235 | 10 | 11 | 10 | 12 | 12 | 13 | 11 | 9 | 7 | 6 | 7 | 7 | 7 | 7 | 7 | 8 | 9 | 7 | 7 | 6 | 173 | 235 | 156.3 | 349 | 567.1 | 812.8 | 1085 | 1384 | 1700 | 2032 | 2371 | 2714 | 3050 | 3380 | 3697 | 3919 | 4031 | 4109 | 4174 | 4229 | 4279 | 4328 | 52367.2
236 | 13 | 13 | 12 | 11 | 9 | 10 | 10 | 10 | 10 | 11 | 12 | 11 | 11 | 12 | 13 | 11 | 11 | 10 | 12 | 15 | 227 | 236 | 177.9 | 376.8 | 595.3 | 841.2 | 1120 | 1424 | 1746 | 2079 | 2430 | 2780 | 3132 | 3481 | 3818 | 4071 | 4204 | 4295 | 4371 | 4440 | 4501 | 4561 | 54444.2
237 | 15 | 23 | 21 | 23 | 19 | 18 | 15 | 14 | 14 | 15 | 13 | 14 | 15 | 20 | 22 | 21 | 21 | 19 | 21 | 18 | 361 | 237 | 177.3 | 372.8 | 595.8 | 847.7 | 1131 | 1438 | 1767 | 2109 | 2463 | 2821 | 3179 | 3533 | 3873 | 4125 | 4259 | 4352 | 4431 | 4504 | 4570 | 4635 | 55183.6
238 | 32 | 31 | 29 | 27 | 25 | 23 | 21 | 18 | 21 | 21 | 22 | 22 | 23 | 22 | 21 | 25 | 28 | 31 | 30 | 26 | 498 | 238 | 179.2 | 379.9 | 607.6 | 865.4 | 1154 | 1471 | 1804 | 2155 | 2517 | 2885 | 3253 | 3612 | 3962 | 4228 | 4374 | 4473 | 4561 | 4644 | 4720 | 4793 | 56638.1
239 | 25 | 23 | 22 | 19 | 19 | 22 | 22 | 21 | 18 | 21 | 22 | 23 | 19 | 19 | 20 | 22 | 24 | 23 | 25 | 21 | 430 | 239 | 174.1 | 374.4 | 603.7 | 862.4 | 1155 | 1475 | 1817 | 2173 | 2549 | 2927 | 3304 | 3676 | 4041 | 4327 | 4485 | 4587 | 4677 | 4761 | 4842 | 4914 | 57724.6
240 | 18 | 19 | 17 | 18 | 14 | 14 | 11 | 13 | 12 | 14 | 14 | 14 | 14 | 13 | 13 | 10 | 14 | 14 | 18 | 16 | 290 | 240 | 178.6 | 377 | 602.6 | 857.1 | 1142 | 1447 | 1769 | 2103 | 2450 | 2806 | 3163 | 3508 | 3845 | 4089 | 4217 | 4308 | 4385 | 4453 | 4515 | 4575 | 54790.3
241 | 8 | 9 | 14 | 16 | 21 | 19 | 26 | 27 | 27 | 21 | 16 | 13 | 11 | 9 | 13 | 11 | 14 | 15 | 18 | 16 | 324 | 241 | 170.6 | 364.9 | 581.7 | 833.4 | 1115 | 1425 | 1749 | 2090 | 2439 | 2791 | 3140 | 3484 | 3818 | 4053 | 4176 | 4265 | 4339 | 4405 | 4466 | 4525 | 54230.6
242 | 16 | 15 | 15 | 15 | 18 | 21 | 22 | 21 | 18 | 22 | 25 | 29 | 27 | 26 | 22 | 18 | 17 | 20 | 22 | 26 | 415 | 242 | 179.2 | 380 | 610.1 | 868.4 | 1163 | 1482 | 1821 | 2171 | 2540 | 2907 | 3270 | 3630 | 3986 | 4253 | 4397 | 4494 | 4580 | 4659 | 4732 | 4803 | 56925.7
243 | 14 | 16 | 15 | 16 | 15 | 14 | 13 | 14 | 14 | 15 | 15 | 17 | 15 | 10 | 5 | 3 | 4 | 3 | 4 | 11 | 233 | 243 | 173.9 | 366.1 | 587.9 | 836.3 | 1117 | 1422 | 1746 | 2087 | 2440 | 2802 | 3163 | 3518 | 3862 | 4113 | 4242 | 4325 | 4394 | 4456 | 4510 | 4567 | 54728.2
244 | 11 | 14 | 15 | 16 | 15 | 12 | 9 | 8 | 9 | 12 | 14 | 15 | 14 | 13 | 14 | 13 | 11 | 9 | 10 | 11 | 245 | 244 | 172.7 | 362 | 580.7 | 824.4 | 1099 | 1397 | 1710 | 2033 | 2369 | 2714 | 3055 | 3390 | 3712 | 3944 | 4067 | 4153 | 4223 | 4285 | 4341 | 4397 | 52828.8
245 | 27 | 27 | 23 | 20 | 18 | 20 | 20 | 24 | 27 | 29 | 27 | 26 | 25 | 25 | 25 | 29 | 31 | 34 | 34 | 32 | 523 | 245 | 179.3 | 380.1 | 605.9 | 865.5 | 1154 | 1472 | 1809 | 2159 | 2523 | 2893 | 3265 | 3633 | 3992 | 4265 | 4419 | 4524 | 4615 | 4700 | 4780 | 4856 | 57089.8
246 | 19 | 20 | 17 | 14 | 11 | 8 | 7 | 5 | 6 | 6 | 8 | 9 | 11 | 11 | 13 | 13 | 14 | 12 | 14 | 16 | 234 | 246 | 172.2 | 366.4 | 584.9 | 831.3 | 1113 | 1415 | 1737 | 2069 | 2408 | 2753 | 3093 | 3428 | 3752 | 3989 | 4112 | 4197 | 4267 | 4328 | 4384 | 4438 | 53437.8
247 | 17 | 16 | 17 | 19 | 20 | 20 | 20 | 22 | 22 | 20 | 19 | 20 | 21 | 20 | 20 | 19 | 17 | 12 | 9 | 6 | 356 | 247 | 177.8 | 377.3 | 603 | 858.9 | 1143 | 1455 | 1786 | 2131 | 2490 | 2853 | 3212 | 3565 | 3911 | 4169 | 4305 | 4401 | 4484 | 4559 | 4623 | 4685 | 55789
248 | 14 | 17 | 19 | 19 | 17 | 16 | 20 | 20 | 20 | 15 | 15 | 12 | 13 | 13 | 12 | 13 | 13 | 17 | 19 | 24 | 328 | 248 | 173.4 | 366.2 | 589.8 | 839.7 | 1120 | 1431 | 1761 | 2100 | 2456 | 2817 | 3173 | 3524 | 3867 | 4121 | 4255 | 4348 | 4427 | 4498 | 4561 | 4623 | 55051.1
249 | 15 | 12 | 16 | 18 | 22 | 19 | 19 | 16 | 17 | 14 | 17 | 17 | 20 | 19 | 19 | 18 | 18 | 20 | 20 | 23 | 359 | 249 | 177.8 | 377.2 | 602.2 | 858.6 | 1149 | 1466 | 1801 | 2150 | 2510 | 2875 | 3240 | 3602 | 3950 | 4209 | 4347 | 4442 | 4523 | 4599 | 4667 | 4735 | 56280.8
250 | 27 | 23 | 25 | 23 | 24 | 21 | 20 | 18 | 17 | 20 | 22 | 21 | 18 | 12 | 13 | 15 | 16 | 15 | 14 | 14 | 378 | 250 | 178 | 376.7 | 600.7 | 851.3 | 1134 | 1442 | 1763 | 2097 | 2441 | 2789 | 3135 | 3473 | 3799 | 4028 | 4147 | 4235 | 4312 | 4377 | 4439 | 4501 | 54118.7
251 | 7 | 10 | 9 | 11 | 10 | 12 | 14 | 16 | 15 | 16 | 15 | 15 | 12 | 11 | 13 | 12 | 13 | 11 | 13 | 14 | 249 | 251 | 171.3 | 363.4 | 582.3 | 828.5 | 1107 | 1409 | 1733 | 2072 | 2422 | 2777 | 3131 | 3481 | 3819 | 4074 | 4211 | 4303 | 4380 | 4451 | 4513 | 4575 | 54403.5
252 | 12 | 11 | 13 | 10 | 10 | 7 | 9 | 11 | 10 | 11 | 9 | 8 | 7 | 7 | 8 | 9 | 9 | 10 | 9 | 7 | 187 | 252 | 170.8 | 364.3 | 582.8 | 828.6 | 1102 | 1404 | 1721 | 2052 | 2392 | 2738 | 3081 | 3414 | 3736 | 3970 | 4094 | 4179 | 4249 | 4309 | 4364 | 4417 | 53168.5
253 | 12 | 13 | 16 | 17 | 17 | 16 | 14 | 11 | 11 | 12 | 12 | 14 | 14 | 16 | 14 | 14 | 16 | 20 | 22 | 23 | 304 | 253 | 171.8 | 366.3 | 587.5 | 836.3 | 1119 | 1426 | 1753 | 2090 | 2442 | 2802 | 3161 | 3513 | 3855 | 4110 | 4244 | 4335 | 4412 | 4483 | 4546 | 4608 | 54860.9
254 | 20 | 18 | 19 | 14 | 14 | 12 | 12 | 10 | 11 | 13 | 14 | 13 | 10 | 10 | 10 | 11 | 8 | 8 | 8 | 8 | 243 | 254 | 176.7 | 375.3 | 599.2 | 846.3 | 1124 | 1430 | 1748 | 2080 | 2426 | 2778 | 3128 | 3468 | 3799 | 4038 | 4164 | 4253 | 4328 | 4395 | 4455 | 4513 | 54124.5
255 | 22 | 23 | 24 | 26 | 24 | 24 | 22 | 22 | 18 | 16 | 17 | 18 | 16 | 12 | 9 | 10 | 8 | 8 | 7 | 9 | 335 | 255 | 173.7 | 371.8 | 593.9 | 843.1 | 1123 | 1426 | 1746 | 2078 | 2416 | 2761 | 3099 | 3432 | 3752 | 3976 | 4090 | 4174 | 4245 | 4306 | 4364 | 4418 | 53388.5
256 | 26 | 29 | 32 | 32 | 33 | 31 | 33 | 28 | 24 | 24 | 26 | 26 | 20 | 15 | 15 | 14 | 13 | 13 | 15 | 17 | 466 | 256 | 177.4 | 375.8 | 600.2 | 855.2 | 1140 | 1451 | 1774 | 2112 | 2459 | 2813 | 3166 | 3513 | 3846 | 4086 | 4210 | 4300 | 4375 | 4440 | 4505 | 4571 | 54769.6
257 | 11 | 13 | 13 | 14 | 14 | 14 | 14 | 13 | 13 | 11 | 13 | 11 | 10 | 8 | 8 | 9 | 8 | 11 | 10 | 14 | 232 | 257 | 173 | 366.3 | 585.3 | 834.1 | 1112 | 1413 | 1733 | 2068 | 2414 | 2762 | 3108 | 3447 | 3772 | 3997 | 4113 | 4192 | 4260 | 4318 | 4374 | 4428 | 53469.7
258 | 7 | 7 | 6 | 6 | 6 | 6 | 5 | 4 | 4 | 5 | 7 | 7 | 6 | 5 | 4 | 5 | 5 | 4 | 3 | 4 | 106 | 258 | 171.4 | 361.4 | 575.5 | 816.9 | 1089 | 1384 | 1691 | 2011 | 2341 | 2673 | 3005 | 3325 | 3634 | 3850 | 3959 | 4036 | 4098 | 4151 | 4200 | 4247 | 51619.2
259 | 12 | 14 | 15 | 16 | 17 | 16 | 15 | 16 | 16 | 17 | 13 | 11 | 11 | 11 | 9 | 6 | 6 | 6 | 6 | 5 | 238 | 259 | 175.8 | 367.2 | 586 | 831.6 | 1107 | 1411 | 1729 | 2062 | 2399 | 2743 | 3083 | 3412 | 3731 | 3955 | 4066 | 4149 | 4212 | 4268 | 4317 | 4362 | 52966.6
260 | 9 | 9 | 9 | 9 | 10 | 10 | 11 | 10 | 12 | 12 | 15 | 14 | 12 | 9 | 9 | 9 | 10 | 9 | 9 | 11 | 208 | 260 | 172.9 | 364.4 | 583.8 | 830.9 | 1108 | 1410 | 1731 | 2060 | 2402 | 2748 | 3092 | 3428 | 3756 | 3990 | 4111 | 4198 | 4269 | 4330 | 4387 | 4443 | 53415
261 | 8 | 9 | 8 | 8 | 6 | 7 | 7 | 8 | 8 | 8 | 7 | 6 | 8 | 9 | 10 | 8 | 6 | 5 | 5 | 4 | 145 | 261 | 172.2 | 364.6 | 582.2 | 829.1 | 1103 | 1404 | 1720 | 2048 | 2387 | 2728 | 3065 | 3394 | 3712 | 3939 | 4057 | 4141 | 4207 | 4263 | 4313 | 4362 | 52791.1
262 | 18 | 21 | 23 | 27 | 28 | 25 | 22 | 17 | 16 | 13 | 13 | 12 | 10 | 11 | 11 | 15 | 14 | 20 | 21 | 24 | 361 | 262 | 178.8 | 376.6 | 604 | 858.5 | 1147 | 1465 | 1796 | 2142 | 2502 | 2864 | 3226 | 3579 | 3926 | 4177 | 4310 | 4401 | 4480 | 4552 | 4617 | 4679 | 55880.9
263 | 11 | 12 | 13 | 17 | 18 | 21 | 19 | 17 | 13 | 13 | 15 | 16 | 14 | 14 | 15 | 17 | 15 | 12 | 13 | 15 | 300 | 263 | 170.1 | 360.3 | 577.3 | 821 | 1099 | 1403 | 1724 | 2055 | 2397 | 2743 | 3086 | 3423 | 3748 | 3979 | 4103 | 4190 | 4263 | 4328 | 4386 | 4444 | 53299.7
264 | 16 | 13 | 16 | 20 | 25 | 21 | 16 | 15 | 19 | 21 | 23 | 19 | 16 | 12 | 12 | 17 | 23 | 26 | 28 | 27 | 385 | 264 | 173.2 | 365.8 | 585.9 | 840.3 | 1128 | 1442 | 1772 | 2120 | 2481 | 2845 | 3206 | 3564 | 3908 | 4170 | 4310 | 4405 | 4485 | 4559 | 4626 | 4692 | 55678.2
265 | 21 | 23 | 17 | 11 | 3 | 3 | 13 | 18 | 21 | 14 | 16 | 14 | 14 | 12 | 14 | 14 | 16 | 14 | 15 | 16 | 289 | 265 | 174.2 | 371.5 | 597.1 | 846.8 | 1127 | 1434 | 1755 | 2098 | 2450 | 2809 | 3164 | 3511 | 3850 | 4094 | 4223 | 4313 | 4389 | 4457 | 4518 | 4579 | 54760.6
266 | 26 | 20 | 18 | 14 | 14 | 14 | 13 | 10 | 10 | 9 | 9 | 7 | 7 | 8 | 9 | 8 | 6 | 6 | 6 | 7 | 221 | 266 | 175.8 | 370.4 | 594 | 840.6 | 1116 | 1417 | 1731 | 2053 | 2383 | 2712 | 3037 | 3354 | 3663 | 3882 | 3994 | 4077 | 4143 | 4198 | 4254 | 4302 | 52296.8
267 | 12 | 12 | 13 | 14 | 13 | 13 | 13 | 15 | 16 | 17 | 18 | 16 | 16 | 14 | 16 | 15 | 18 | 16 | 17 | 19 | 303 | 267 | 180.3 | 374 | 594.4 | 845.9 | 1131 | 1440 | 1772 | 2116 | 2478 | 2844 | 3208 | 3570 | 3923 | 4185 | 4328 | 4423 | 4504 | 4578 | 4644 | 4708 | 55846.6
268 | 24 | 24 | 24 | 23 | 20 | 18 | 16 | 19 | 18 | 22 | 21 | 22 | 19 | 18 | 19 | 21 | 24 | 24 | 20 | 17 | 413 | 268 | 179.4 | 379.8 | 607.6 | 864.5 | 1155 | 1471 | 1803 | 2150 | 2511 | 2875 | 3240 | 3598 | 3943 | 4201 | 4337 | 4431 | 4512 | 4586 | 4653 | 4718 | 56215.3
269 | 15 | 15 | 15 | 14 | 13 | 13 | 12 | 15 | 15 | 18 | 18 | 20 | 17 | 15 | 14 | 16 | 18 | 15 | 14 | 12 | 304 | 269 | 173 | 367.4 | 588.8 | 841 | 1123 | 1429 | 1756 | 2098 | 2452 | 2815 | 3174 | 3528 | 3872 | 4121 | 4256 | 4348 | 4425 | 4496 | 4558 | 4619 | 55040.2
270 | 16 | 19 | 19 | 19 | 17 | 14 | 14 | 14 | 16 | 19 | 17 | 18 | 19 | 19 | 16 | 12 | 13 | 13 | 14 | 14 | 322 | 270 | 178.1 | 378.3 | 603.8 | 860.9 | 1147 | 1461 | 1791 | 2135 | 2488 | 2848 | 3205 | 3556 | 3898 | 4148 | 4280 | 4371 | 4449 | 4520 | 4583 | 4644 | 55545.1
271 | 17 | 17 | 17 | 15 | 15 | 15 | 15 | 12 | 12 | 14 | 15 | 12 | 9 | 9 | 9 | 9 | 6 | 8 | 7 | 7 | 240 | 271 | 176.8 | 375.1 | 599.4 | 848.9 | 1130 | 1434 | 1755 | 2085 | 2431 | 2777 | 3122 | 3460 | 3788 | 4024 | 4148 | 4234 | 4309 | 4376 | 4435 | 4493 | 54001.2
272 | 13 | 13 | 11 | 9 | 8 | 7 | 7 | 7 | 8 | 11 | 12 | 12 | 8 | 8 | 9 | 10 | 10 | 8 | 9 | 11 | 191 | 272 | 170 | 359.1 | 576.5 | 820.6 | 1093 | 1391 | 1705 | 2033 | 2368 | 2708 | 3046 | 3380 | 3704 | 3935 | 4054 | 4136 | 4203 | 4263 | 4317 | 4370 | 52632.2
273 | 32 | 27 | 24 | 19 | 18 | 17 | 18 | 18 | 22 | 23 | 23 | 17 | 16 | 17 | 21 | 20 | 20 | 20 | 23 | 24 | 419 | 273 | 177.5 | 376.9 | 603.4 | 857.6 | 1142 | 1454 | 1785 | 2130 | 2485 | 2847 | 3210 | 3563 | 3908 | 4165 | 4303 | 4398 | 4481 | 4558 | 4628 | 4697 | 55769.4
274 | 29 | 25 | 27 | 23 | 19 | 11 | 8 | 6 | 7 | 8 | 8 | 9 | 13 | 15 | 16 | 15 | 15 | 19 | 19 | 22 | 314 | 274 | 176.8 | 375.5 | 599.4 | 850.8 | 1135 | 1443 | 1762 | 2092 | 2431 | 2775 | 3116 | 3449 | 3776 | 4010 | 4133 | 4221 | 4295 | 4360 | 4420 | 4480 | 53900.5
275 | 8 | 9 | 9 | 9 | 9 | 8 | 8 | 8 | 8 | 7 | 7 | 7 | 8 | 10 | 10 | 9 | 7 | 8 | 8 | 9 | 166 | 275 | 172.2 | 364 | 580 | 825 | 1102 | 1404 | 1723 | 2051 | 2394 | 2739 | 3082 | 3415 | 3742 | 3978 | 4100 | 4183 | 4250 | 4312 | 4365 | 4418 | 53199.2
276 | 17 | 17 | 17 | 15 | 12 | 10 | 13 | 13 | 13 | 10 | 11 | 10 | 7 | 2 | 1 | 2 | 6 | 10 | 13 | 13 | 212 | 276 | 177.2 | 374.4 | 599.8 | 851.9 | 1129 | 1431 | 1756 | 2094 | 2447 | 2801 | 3150 | 3493 | 3823 | 4058 | 4179 | 4259 | 4328 | 4396 | 4457 | 4516 | 54320.3
277 | 15 | 21 | 19 | 18 | 14 | 13 | 13 | 14 | 13 | 14 | 16 | 22 | 25 | 22 | 20 | 19 | 18 | 15 | 14 | 15 | 340 | 277 | 179.4 | 379 | 606.4 | 861.5 | 1144 | 1455 | 1786 | 2131 | 2489 | 2853 | 3217 | 3576 | 3921 | 4178 | 4318 | 4414 | 4495 | 4568 | 4634 | 4697 | 55902.3
278 | 16 | 19 | 18 | 16 | 11 | 9 | 9 | 9 | 11 | 13 | 15 | 14 | 11 | 8 | 7 | 8 | 8 | 8 | 7 | 8 | 225 | 278 | 169.7 | 360.9 | 578.7 | 821.8 | 1097 | 1397 | 1713 | 2039 | 2376 | 2719 | 3058 | 3394 | 3718 | 3946 | 4055 | 4136 | 4204 | 4263 | 4317 | 4370 | 52733.1
279 | 6 | 8 | 9 | 10 | 9 | 7 | 7 | 9 | 9 | 8 | 8 | 8 | 9 | 8 | 7 | 5 | 3 | 4 | 4 | 5 | 143 | 279 | 153.5 | 337.2 | 551.2 | 791.3 | 1062 | 1356 | 1667 | 1993 | 2325 | 2659 | 2989 | 3310 | 3620 | 3837 | 3944 | 4020 | 4082 | 4133 | 4181 | 4227 | 51238.2
280 | 8 | 7 | 7 | 7 | 10 | 10 | 9 | 7 | 7 | 8 | 7 | 9 | 11 | 12 | 10 | 8 | 6 | 5 | 6 | 7 | 161 | 280 | 172.9 | 366.9 | 586.7 | 832.7 | 1109 | 1413 | 1733 | 2065 | 2407 | 2754 | 3097 | 3437 | 3766 | 4003 | 4124 | 4209 | 4280 | 4341 | 4397 | 4451 | 53545.2
281 | 10 | 10 | 9 | 9 | 10 | 10 | 10 | 9 | 11 | 15 | 13 | 12 | 7 | 7 | 7 | 9 | 9 | 7 | 6 | 4 | 184 | 281 | 174 | 366.7 | 584.7 | 830 | 1109 | 1408 | 1724 | 2051 | 2388 | 2734 | 3077 | 3412 | 3733 | 3959 | 4079 | 4163 | 4233 | 4294 | 4350 | 4404 | 53073.4
282 | 33 | 28 | 25 | 22 | 21 | 24 | 23 | 27 | 25 | 25 | 19 | 15 | 12 | 13 | 14 | 13 | 12 | 11 | 14 | 17 | 393 | 282 | 181.1 | 380.7 | 605.3 | 859 | 1144 | 1451 | 1778 | 2117 | 2470 | 2827 | 3183 | 3527 | 3862 | 4108 | 4240 | 4335 | 4416 | 4490 | 4558 | 4626 | 55158.1
283 | 18 | 13 | 14 | 12 | 13 | 14 | 13 | 12 | 13 | 15 | 16 | 12 | 10 | 10 | 9 | 8 | 5 | 6 | 5 | 4 | 222 | 283 | 172.1 | 363.7 | 582.1 | 827.1 | 1100 | 1399 | 1712 | 2036 | 2371 | 2713 | 3049 | 3376 | 3694 | 3915 | 4028 | 4112 | 4180 | 4235 | 4287 | 4333 | 52485
284 | 18 | 22 | 25 | 28 | 27 | 25 | 21 | 23 | 23 | 22 | 21 | 21 | 21 | 17 | 12 | 12 | 12 | 11 | 10 | 11 | 382 | 284 | 169.3 | 365.2 | 587.4 | 837.4 | 1120 | 1423 | 1744 | 2080 | 2424 | 2771 | 3117 | 3456 | 3783 | 4014 | 4133 | 4219 | 4292 | 4356 | 4415 | 4472 | 53778.3
285 | 20 | 19 | 16 | 13 | 10 | 12 | 12 | 12 | 9 | 10 | 10 | 13 | 10 | 11 | 11 | 14 | 15 | 13 | 13 | 12 | 255 | 285 | 169.5 | 360.5 | 577.3 | 821.2 | 1095 | 1392 | 1707 | 2037 | 2378 | 2722 | 3063 | 3400 | 3728 | 3963 | 4086 | 4174 | 4246 | 4311 | 4370 | 4426 | 53026.5
286 | 7 | 6 | 7 | 12 | 11 | 11 | 6 | 9 | 11 | 13 | 12 | 10 | 9 | 7 | 7 | 7 | 7 | 7 | 10 | 11 | 180 | 286 | 172.3 | 365.1 | 584.6 | 833.5 | 1110 | 1414 | 1734 | 2064 | 2407 | 2756 | 3103 | 3448 | 3776 | 4011 | 4135 | 4224 | 4297 | 4360 | 4418 | 4475 | 53687.5
287 | 13 | 10 | 8 | 5 | 5 | 8 | 11 | 11 | 8 | 11 | 12 | 15 | 13 | 12 | 10 | 12 | 15 | 22 | 25 | 29 | 255 | 287 | 179.3 | 377.1 | 602.4 | 855.6 | 1139 | 1453 | 1786 | 2133 | 2492 | 2857 | 3225 | 3588 | 3944 | 4211 | 4354 | 4450 | 4530 | 4603 | 4671 | 4735 | 56185.4
288 | 23 | 24 | 24 | 25 | 23 | 22 | 20 | 22 | 22 | 24 | 26 | 28 | 24 | 19 | 18 | 19 | 20 | 17 | 14 | 10 | 424 | 288 | 178.6 | 378.2 | 605.7 | 857.9 | 1142 | 1453 | 1780 | 2117 | 2467 | 2823 | 3171 | 3514 | 3845 | 4082 | 4208 | 4299 | 4377 | 4448 | 4510 | 4568 | 54824.4
289 | 6 | 9 | 8 | 13 | 13 | 15 | 12 | 11 | 9 | 9 | 10 | 11 | 10 | 10 | 10 | 13 | 13 | 10 | 12 | 12 | 216 | 289 | 170.7 | 363.2 | 581.4 | 826.9 | 1101 | 1398 | 1709 | 2035 | 2372 | 2710 | 3046 | 3377 | 3700 | 3930 | 4049 | 4133 | 4203 | 4262 | 4319 | 4372 | 52658.2
290 | 13 | 10 | 9 | 7 | 8 | 9 | 10 | 11 | 11 | 14 | 13 | 13 | 8 | 10 | 11 | 12 | 10 | 7 | 7 | 7 | 200 | 290 | 178.2 | 372.3 | 591.1 | 839.2 | 1119 | 1422 | 1742 | 2073 | 2418 | 2772 | 3125 | 3472 | 3808 | 4050 | 4181 | 4270 | 4344 | 4411 | 4471 | 4530 | 54188.8
291 | 23 | 19 | 19 | 16 | 16 | 15 | 15 | 15 | 17 | 16 | 21 | 21 | 23 | 20 | 19 | 17 | 18 | 18 | 17 | 15 | 360 | 291 | 177.4 | 372.7 | 598.2 | 851 | 1133 | 1444 | 1772 | 2111 | 2464 | 2818 | 3170 | 3517 | 3855 | 4100 | 4229 | 4321 | 4401 | 4474 | 4541 | 4607 | 54956.3
292 | 16 | 16 | 15 | 16 | 20 | 23 | 22 | 16 | 12 | 14 | 15 | 18 | 20 | 21 | 20 | 14 | 11 | 9 | 9 | 11 | 318 | 292 | 170.3 | 360.5 | 576.7 | 822.2 | 1103 | 1409 | 1729 | 2059 | 2406 | 2755 | 3101 | 3439 | 3767 | 4001 | 4123 | 4210 | 4284 | 4348 | 4407 | 4465 | 53535.7
293 | 5 | 9 | 8 | 8 | 7 | 6 | 5 | 2 | 2 | 2 | 3 | 5 | 7 | 7 | 6 | 5 | 6 | 6 | 6 | 6 | 111 | 293 | 169.5 | 359.8 | 575.3 | 820.9 | 1096 | 1395 | 1708 | 2034 | 2373 | 2712 | 3051 | 3378 | 3697 | 3922 | 4036 | 4115 | 4180 | 4238 | 4290 | 4340 | 52490.5
294 | 32 | 29 | 28 | 26 | 26 | 28 | 27 | 26 | 20 | 19 | 20 | 24 | 23 | 23 | 20 | 23 | 22 | 20 | 21 | 25 | 482 | 294 | 181.4 | 377.4 | 601.9 | 855 | 1139 | 1450 | 1777 | 2116 | 2465 | 2821 | 3174 | 3525 | 3863 | 4110 | 4241 | 4340 | 4426 | 4503 | 4574 | 4644 | 55183.7
295 | 23 | 19 | 19 | 17 | 18 | 15 | 15 | 15 | 18 | 18 | 18 | 18 | 17 | 18 | 16 | 18 | 16 | 19 | 15 | 14 | 346 | 295 | 178.8 | 375.7 | 600.6 | 854.9 | 1145 | 1457 | 1787 | 2134 | 2490 | 2850 | 3208 | 3563 | 3909 | 4160 | 4293 | 4386 | 4467 | 4541 | 4609 | 4676 | 55685
296 | 17 | 17 | 17 | 16 | 14 | 13 | 11 | 9 | 9 | 8 | 6 | 4 | 4 | 5 | 6 | 6 | 7 | 7 | 7 | 5 | 188 | 296 | 172.1 | 364.7 | 582.2 | 826.5 | 1103 | 1403 | 1717 | 2044 | 2381 | 2722 | 3058 | 3388 | 3706 | 3931 | 4044 | 4122 | 4188 | 4245 | 4296 | 4345 | 52638.5
297 | 4 | 6 | 5 | 7 | 8 | 9 | 8 | 7 | 8 | 9 | 11 | 10 | 8 | 5 | 5 | 5 | 6 | 7 | 7 | 10 | 145 | 297 | 172.5 | 365.1 | 584.3 | 833 | 1113 | 1416 | 1740 | 2074 | 2422 | 2774 | 3122 | 3467 | 3799 | 4039 | 4163 | 4245 | 4314 | 4376 | 4429 | 4482 | 53929.9
298 | 26 | 19 | 18 | 14 | 15 | 14 | 11 | 12 | 11 | 13 | 9 | 13 | 13 | 15 | 11 | 8 | 5 | 6 | 7 | 8 | 248 | 298 | 177.8 | 374.2 | 597 | 846.5 | 1127 | 1432 | 1748 | 2080 | 2421 | 2768 | 3112 | 3450 | 3776 | 4014 | 4139 | 4225 | 4300 | 4365 | 4424 | 4481 | 53857.5
299 | 8 | 11 | 12 | 12 | 9 | 8 | 9 | 12 | 14 | 13 | 14 | 12 | 12 | 10 | 11 | 10 | 10 | 9 | 9 | 10 | 215 | 299 | 174.9 | 369.9 | 590.5 | 840 | 1121 | 1426 | 1752 | 2089 | 2440 | 2798 | 3151 | 3498 | 3838 | 4084 | 4212 | 4302 | 4377 | 4445 | 4506 | 4565 | 54579.3
300 | 16 | 21 | 20 | 20 | 16 | 18 | 18 | 18 | 17 | 21 | 23 | 24 | 23 | 20 | 19 | 16 | 17 | 14 | 16 | 16 | 373 | 300 | 172.9 | 364.1 | 588.1 | 841.7 | 1126 | 1433 | 1757 | 2099 | 2448 | 2806 | 3158 | 3505 | 3840 | 4087 | 4217 | 4309 | 4388 | 4459 | 4524 | 4590 | 54712.8
301 | 14 | 13 | 12 | 12 | 16 | 19 | 20 | 17 | 16 | 14 | 10 | 8 | 8 | 10 | 13 | 14 | 17 | 19 | 20 | 20 | 292 | 301 | 172 | 365.7 | 584.1 | 831.5 | 1107 | 1415 | 1740 | 2072 | 2420 | 2772 | 3120 | 3458 | 3788 | 4024 | 4147 | 4235 | 4309 | 4375 | 4435 | 4494 | 53864.3
302 | 20 | 11 | 8 | 14 | 26 | 34 | 27 | 23 | 24 | 27 | 24 | 24 | 24 | 24 | 20 | 18 | 19 | 18 | 18 | 17 | 420 | 302 | 177.8 | 376.4 | 597.9 | 852.4 | 1142 | 1457 | 1788 | 2130 | 2485 | 2846 | 3208 | 3564 | 3915 | 4172 | 4310 | 4409 | 4496 | 4576 | 4649 | 4720 | 55871.5
303 | 7 | 9 | 9 | 10 | 10 | 9 | 10 | 13 | 14 | 12 | 8 | 7 | 8 | 8 | 8 | 8 | 7 | 7 | 8 | 7 | 179 | 303 | 174 | 366.5 | 586.1 | 835.4 | 1114 | 1417 | 1735 | 2069 | 2413 | 2757 | 3099 | 3436 | 3761 | 3988 | 4102 | 4181 | 4247 | 4303 | 4356 | 4406 | 53346
304 | 12 | 14 | 13 | 12 | 12 | 11 | 9 | 7 | 8 | 10 | 9 | 9 | 7 | 7 | 7 | 7 | 6 | 6 | 7 | 7 | 180 | 304 | 172.8 | 367.6 | 589.2 | 837.3 | 1116 | 1420 | 1741 | 2075 | 2422 | 2774 | 3126 | 3470 | 3802 | 4043 | 4164 | 4250 | 4321 | 4385 | 4440 | 4494 | 54009.9
305 | 4 | 4 | 4 | 5 | 5 | 8 | 8 | 8 | 5 | 5 | 4 | 4 | 3 | 3 | 3 | 4 | 4 | 4 | 4 | 5 | 94 | 305 | 170.6 | 360 | 576.2 | 819.3 | 1091 | 1388 | 1699 | 2023 | 2357 | 2695 | 3025 | 3353 | 3672 | 3894 | 4005 | 4083 | 4147 | 4202 | 4252 | 4300 | 52112.1
306 | 7 | 10 | 11 | 11 | 9 | 7 | 8 | 9 | 11 | 9 | 8 | 5 | 4 | 3 | 4 | 3 | 3 | 4 | 5 | 6 | 137 | 306 | 171.6 | 363.6 | 579.5 | 823.1 | 1095 | 1390 | 1702 | 2025 | 2358 | 2694 | 3027 | 3351 | 3663 | 3881 | 3990 | 4066 | 4129 | 4182 | 4231 | 4279 | 52000.8
307 | 10 | 9 | 8 | 10 | 11 | 15 | 14 | 16 | 14 | 13 | 10 | 9 | 9 | 9 | 9 | 10 | 11 | 13 | 15 | 19 | 234 | 307 | 171.5 | 363.9 | 582.5 | 833.5 | 1115 | 1421 | 1750 | 2094 | 2449 | 2810 | 3171 | 3518 | 3855 | 4104 | 4237 | 4329 | 4405 | 4474 | 4536 | 4597 | 54816.4
308 | 24 | 22 | 18 | 14 | 18 | 18 | 17 | 11 | 11 | 10 | 9 | 10 | 11 | 12 | 12 | 12 | 13 | 12 | 13 | 12 | 279 | 308 | 173.4 | 371 | 593.9 | 843.4 | 1129 | 1443 | 1770 | 2116 | 2471 | 2827 | 3176 | 3527 | 3869 | 4117 | 4248 | 4340 | 4418 | 4488 | 4551 | 4611 | 55082.7
309 | 16 | 17 | 15 | 13 | 14 | 14 | 15 | 13 | 16 | 17 | 18 | 17 | 16 | 15 | 13 | 12 | 15 | 15 | 17 | 16 | 304 | 309 | 178 | 375.1 | 599.5 | 851.2 | 1136 | 1444 | 1773 | 2111 | 2464 | 2819 | 3169 | 3512 | 3846 | 4089 | 4214 | 4304 | 4380 | 4448 | 4510 | 4569 | 54791.8
310 | 20 | 17 | 16 | 15 | 16 | 15 | 13 | 12 | 14 | 15 | 15 | 13 | 10 | 10 | 13 | 17 | 16 | 14 | 10 | 9 | 280 | 310 | 177.4 | 373.1 | 593 | 839.8 | 1120 | 1421 | 1738 | 2063 | 2400 | 2740 | 3074 | 3401 | 3719 | 3938 | 4051 | 4134 | 4205 | 4267 | 4323 | 4376 | 52953.3
311 | 12 | 17 | 20 | 24 | 26 | 24 | 21 | 18 | 18 | 18 | 18 | 18 | 20 | 19 | 17 | 13 | 13 | 12 | 13 | 11 | 352 | 311 | 171.8 | 364.3 | 586.1 | 836.7 | 1117 | 1423 | 1747 | 2079 | 2425 | 2775 | 3121 | 3458 | 3787 | 4021 | 4144 | 4231 | 4305 | 4370 | 4429 | 4487 | 53877.9
312 | 22 | 22 | 25 | 21 | 18 | 14 | 14 | 14 | 19 | 22 | 24 | 19 | 19 | 18 | 16 | 15 | 16 | 20 | 21 | 21 | 380 | 312 | 173.6 | 367.6 | 590.9 | 840 | 1120 | 1427 | 1751 | 2084 | 2430 | 2780 | 3129 | 3470 | 3804 | 4050 | 4178 | 4269 | 4348 | 4421 | 4487 | 4553 | 54273.1
313 | 6 | 8 | 9 | 8 | 6 | 2 | 2 | 1 | 5 | 8 | 11 | 10 | 11 | 9 | 8 | 5 | 4 | 5 | 4 | 7 | 129 | 313 | 171.1 | 359.7 | 574.2 | 818.9 | 1091 | 1387 | 1702 | 2024 | 2358 | 2696 | 3029 | 3356 | 3679 | 3905 | 4017 | 4094 | 4158 | 4214 | 4264 | 4312 | 52209.9
314 | 16 | 12 | 11 | 11 | 12 | 14 | 14 | 15 | 15 | 12 | 11 | 11 | 12 | 13 | 16 | 17 | 20 | 20 | 19 | 14 | 285 | 314 | 171.7 | 362.3 | 579.7 | 823.6 | 1097 | 1398 | 1719 | 2049 | 2390 | 2739 | 3085 | 3422 | 3750 | 3988 | 4112 | 4201 | 4275 | 4342 | 4404 | 4464 | 53372.3
315 | 6 | 5 | 7 | 6 | 6 | 5 | 6 | 6 | 6 | 6 | 6 | 5 | 4 | 4 | 5 | 5 | 5 | 4 | 5 | 5 | 107 | 315 | 172.2 | 365.1 | 584.7 | 828.6 | 1101 | 1399 | 1709 | 2029 | 2363 | 2697 | 3023 | 3344 | 3652 | 3867 | 3973 | 4047 | 4110 | 4161 | 4209 | 4253 | 51887.6
316 | 18 | 15 | 15 | 14 | 20 | 24 | 23 | 20 | 16 | 15 | 13 | 10 | 7 | 4 | 2 | 2 | 2 | 2 | 2 | 4 | 228 | 316 | 177.9 | 376.3 | 597.9 | 844.6 | 1129 | 1441 | 1771 | 2114 | 2469 | 2826 | 3184 | 3537 | 3871 | 4113 | 4238 | 4321 | 4389 | 4451 | 4504 | 4556 | 54910.7
317 | 28 | 26 | 27 | 31 | 33 | 33 | 25 | 21 | 20 | 24 | 27 | 26 | 22 | 22 | 22 | 18 | 15 | 16 | 17 | 16 | 469 | 317 | 176.2 | 371.5 | 594.7 | 845.2 | 1127 | 1437 | 1763 | 2106 | 2457 | 2816 | 3171 | 3521 | 3863 | 4115 | 4253 | 4351 | 4437 | 4516 | 4588 | 4659 | 55167.6
318 | 24 | 22 | 21 | 19 | 20 | 19 | 18 | 15 | 15 | 15 | 15 | 17 | 15 | 18 | 16 | 21 | 19 | 19 | 18 | 20 | 366 | 318 | 176.8 | 374.4 | 599.4 | 853.5 | 1139 | 1453 | 1783 | 2125 | 2483 | 2842 | 3198 | 3546 | 3886 | 4134 | 4263 | 4355 | 4436 | 4510 | 4577 | 4643 | 55377.1
319 | 16 | 12 | 10 | 8 | 8 | 11 | 12 | 14 | 14 | 14 | 14 | 12 | 11 | 11 | 12 | 11 | 8 | 6 | 6 | 5 | 215 | 319 | 172.2 | 365.3 | 583 | 827.1 | 1101 | 1402 | 1717 | 2050 | 2391 | 2734 | 3076 | 3408 | 3730 | 3960 | 4080 | 4165 | 4238 | 4296 | 4346 | 4398 | 53039.6
320 | 11 | 11 | 13 | 16 | 17 | 16 | 11 | 11 | 13 | 14 | 13 | 10 | 9 | 8 | 7 | 8 | 10 | 13 | 13 | 13 | 237 | 320 | 173.1 | 365.1 | 584.4 | 833.7 | 1114 | 1426 | 1749 | 2085 | 2435 | 2785 | 3135 | 3479 | 3810 | 4052 | 4178 | 4267 | 4343 | 4409 | 4469 | 4528 | 54220.3
321 | 17 | 16 | 16 | 19 | 22 | 24 | 19 | 20 | 20 | 21 | 20 | 17 | 18 | 18 | 18 | 16 | 18 | 19 | 22 | 20 | 380 | 321 | 176 | 374.4 | 599.8 | 855.3 | 1141 | 1452 | 1781 | 2126 | 2480 | 2838 | 3194 | 3544 | 3886 | 4134 | 4266 | 4357 | 4436 | 4509 | 4574 | 4638 | 55361.5
322 | 17 | 22 | 20 | 21 | 20 | 17 | 14 | 11 | 11 | 10 | 10 | 11 | 11 | 11 | 12 | 16 | 21 | 26 | 24 | 19 | 324 | 322 | 171.3 | 363.7 | 585.9 | 835.9 | 1117 | 1420 | 1740 | 2076 | 2416 | 2755 | 3092 | 3430 | 3756 | 3987 | 4111 | 4198 | 4272 | 4338 | 4398 | 4457 | 53519.8
323 | 25 | 24 | 25 | 26 | 29 | 29 | 28 | 20 | 14 | 11 | 11 | 13 | 16 | 14 | 13 | 11 | 17 | 20 | 22 | 19 | 387 | 323 | 175.5 | 372.1 | 594.9 | 845.1 | 1125 | 1432 | 1757 | 2095 | 2440 | 2786 | 3135 | 3480 | 3812 | 4048 | 4169 | 4257 | 4332 | 4399 | 4459 | 4518 | 54231.6
324 | 16 | 14 | 17 | 18 | 19 | 16 | 15 | 13 | 11 | 13 | 13 | 16 | 13 | 16 | 16 | 17 | 17 | 18 | 19 | 19 | 316 | 324 | 180.1 | 376.7 | 604.5 | 863.2 | 1151 | 1467 | 1804 | 2151 | 2508 | 2873 | 3236 | 3594 | 3941 | 4194 | 4329 | 4423 | 4502 | 4574 | 4638 | 4701 | 56110.5
325 | 33 | 32 | 34 | 31 | 27 | 26 | 27 | 27 | 23 | 18 | 17 | 16 | 14 | 13 | 13 | 13 | 15 | 13 | 14 | 13 | 419 | 325 | 177.1 | 374.5 | 598 | 847.6 | 1128 | 1437 | 1759 | 2094 | 2441 | 2791 | 3140 | 3479 | 3807 | 4035 | 4151 | 4238 | 4311 | 4375 | 4434 | 4490 | 54107.2
326 | 20 | 17 | 16 | 14 | 14 | 15 | 14 | 13 | 13 | 14 | 15 | 13 | 13 | 12 | 13 | 11 | 11 | 11 | 13 | 12 | 274 | 326 | 178.1 | 374.9 | 598.4 | 849.9 | 1131 | 1442 | 1765 | 2104 | 2451 | 2803 | 3152 | 3495 | 3824 | 4060 | 4180 | 4268 | 4342 | 4407 | 4466 | 4524 | 54415.3
327 | 11 | 10 | 15 | 15 | 17 | 13 | 12 | 10 | 8 | 9 | 11 | 15 | 18 | 19 | 19 | 17 | 17 | 16 | 17 | 17 | 286 | 327 | 170.6 | 362.8 | 584.2 | 830 | 1111 | 1419 | 1742 | 2081 | 2432 | 2786 | 3139 | 3495 | 3837 | 4093 | 4231 | 4324 | 4399 | 4468 | 4531 | 4590 | 54625.6
328 | 10 | 11 | 11 | 11 | 10 | 10 | 8 | 6 | 5 | 5 | 5 | 5 | 4 | 4 | 4 | 4 | 4 | 3 | 3 | 3 | 126 | 328 | 173.9 | 365.2 | 583.1 | 824.6 | 1096 | 1392 | 1699 | 2017 | 2344 | 2675 | 3000 | 3316 | 3622 | 3825 | 3924 | 3998 | 4058 | 4107 | 4153 | 4191 | 51363.8
329 | 6 | 9 | 10 | 12 | 12 | 14 | 14 | 11 | 8 | 7 | 11 | 15 | 18 | 19 | 16 | 14 | 13 | 18 | 18 | 19 | 264 | 329 | 170.3 | 363.6 | 584.3 | 835.5 | 1119 | 1430 | 1761 | 2101 | 2453 | 2808 | 3166 | 3523 | 3871 | 4127 | 4261 | 4353 | 4431 | 4501 | 4564 | 4625 | 55047.7
330 | 19 | 18 | 17 | 14 | 14 | 13 | 14 | 11 | 13 | 14 | 15 | 14 | 14 | 15 | 16 | 15 | 14 | 16 | 16 | 16 | 298 | 330 | 177.9 | 376.7 | 602.7 | 854.5 | 1136 | 1444 | 1775 | 2121 | 2478 | 2835 | 3192 | 3544 | 3889 | 4140 | 4276 | 4369 | 4447 | 4519 | 4583 | 4645 | 55404.8
331 | 14 | 15 | 16 | 16 | 16 | 17 | 18 | 17 | 16 | 14 | 14 | 13 | 12 | 12 | 14 | 13 | 12 | 13 | 15 | 15 | 292 | 331 | 171.5 | 365.3 | 586.7 | 838.5 | 1120 | 1431 | 1760 | 2101 | 2454 | 2811 | 3167 | 3517 | 3854 | 4105 | 4237 | 4329 | 4407 | 4476 | 4539 | 4600 | 54870
332 | 7 | 6 | 8 | 8 | 8 | 8 | 7 | 6 | 6 | 8 | 10 | 10 | 11 | 11 | 9 | 8 | 7 | 8 | 8 | 9 | 163 | 332 | 172.7 | 363.5 | 581.2 | 826.6 | 1105 | 1411 | 1729 | 2060 | 2409 | 2762 | 3111 | 3453 | 3792 | 4040 | 4167 | 4255 | 4327 | 4393 | 4451 | 4508 | 53917
333 | 24 | 27 | 26 | 29 | 27 | 28 | 25 | 27 | 26 | 26 | 26 | 26 | 27 | 23 | 29 | 30 | 33 | 31 | 30 | 29 | 549 | 333 | 173.6 | 373.5 | 601.9 | 859.9 | 1151 | 1468 | 1804 | 2154 | 2520 | 2895 | 3266 | 3638 | 4000 | 4280 | 4433 | 4540 | 4634 | 4723 | 4805 | 4884 | 57203.9
334 | 14 | 14 | 17 | 19 | 18 | 14 | 10 | 11 | 11 | 11 | 10 | 11 | 11 | 10 | 10 | 10 | 10 | 8 | 10 | 11 | 240 | 334 | 171.9 | 363.9 | 584.6 | 835 | 1116 | 1416 | 1735 | 2061 | 2402 | 2747 | 3091 | 3425 | 3752 | 3982 | 4101 | 4186 | 4259 | 4323 | 4381 | 4438 | 53370.4
335 | 7 | 7 | 6 | 8 | 8 | 8 | 7 | 9 | 10 | 12 | 12 | 11 | 9 | 6 | 7 | 8 | 9 | 9 | 11 | 12 | 176 | 335 | 169.4 | 361.4 | 578.4 | 822.4 | 1094 | 1390 | 1704 | 2029 | 2365 | 2702 | 3042 | 3376 | 3696 | 3921 | 4039 | 4123 | 4192 | 4253 | 4308 | 4362 | 52527.6
336 | 15 | 15 | 14 | 15 | 14 | 13 | 10 | 10 | 12 | 13 | 11 | 8 | 4 | 2 | 1 | 0 | 1 | 1 | 4 | 7 | 170 | 336 | 170.2 | 360.5 | 577.2 | 821.5 | 1099 | 1400 | 1711 | 2036 | 2376 | 2719 | 3059 | 3388 | 3705 | 3929 | 4042 | 4120 | 4184 | 4240 | 4291 | 4342 | 52570.4
337 | 22 | 21 | 22 | 18 | 14 | 10 | 9 | 11 | 11 | 10 | 10 | 10 | 13 | 12 | 10 | 9 | 10 | 12 | 10 | 9 | 253 | 337 | 171.1 | 364.3 | 584.7 | 836.5 | 1111 | 1410 | 1724 | 2045 | 2386 | 2726 | 3058 | 3389 | 3706 | 3930 | 4044 | 4128 | 4199 | 4259 | 4315 | 4369 | 52755.6
338 | 30 | 26 | 25 | 25 | 22 | 20 | 17 | 21 | 21 | 23 | 19 | 20 | 19 | 20 | 20 | 20 | 25 | 25 | 26 | 23 | 447 | 338 | 180.7 | 380.7 | 608.1 | 863.5 | 1149 | 1464 | 1793 | 2136 | 2489 | 2852 | 3207 | 3559 | 3901 | 4152 | 4289 | 4385 | 4470 | 4548 | 4619 | 4690 | 55736
339 | 8 | 8 | 9 | 8 | 9 | 8 | 10 | 9 | 14 | 18 | 22 | 20 | 17 | 14 | 14 | 14 | 13 | 10 | 8 | 9 | 242 | 339 | 169.5 | 359.5 | 578.2 | 825.8 | 1103 | 1407 | 1727 | 2059 | 2410 | 2768 | 3130 | 3480 | 3817 | 4068 | 4201 | 4292 | 4368 | 4437 | 4499 | 4559 | 54258
340 | 25 | 19 | 17 | 14 | 15 | 14 | 14 | 10 | 7 | 4 | 5 | 7 | 7 | 7 | 10 | 10 | 12 | 9 | 9 | 8 | 223 | 340 | 175.4 | 371.3 | 589.7 | 837.7 | 1117 | 1418 | 1735 | 2061 | 2393 | 2728 | 3057 | 3380 | 3691 | 3905 | 4020 | 4103 | 4174 | 4235 | 4291 | 4346 | 52628.1
341 | 20 | 18 | 16 | 14 | 13 | 13 | 12 | 13 | 12 | 13 | 10 | 10 | 8 | 7 | 8 | 8 | 9 | 9 | 10 | 9 | 232 | 341 | 177.1 | 373.9 | 596.2 | 845.9 | 1125 | 1425 | 1743 | 2071 | 2407 | 2750 | 3088 | 3408 | 3718 | 3936 | 4054 | 4140 | 4211 | 4272 | 4329 | 4383 | 53053.1
342 | 6 | 6 | 10 | 11 | 13 | 9 | 10 | 9 | 10 | 9 | 9 | 10 | 11 | 11 | 8 | 6 | 5 | 6 | 7 | 8 | 174 | 342 | 170.4 | 362.9 | 581.7 | 828.2 | 1104 | 1403 | 1723 | 2050 | 2387 | 2726 | 3060 | 3392 | 3713 | 3936 | 4051 | 4135 | 4201 | 4257 | 4310 | 4362 | 52753.2
343 | 4 | 2 | 2 | 1 | 1 | 1 | 6 | 9 | 12 | 8 | 9 | 11 | 13 | 12 | 10 | 10 | 11 | 11 | 11 | 12 | 156 | 343 | 172.9 | 367.1 | 589.1 | 836.7 | 1115 | 1418 | 1740 | 2071 | 2418 | 2766 | 3111 | 3458 | 3789 | 4031 | 4157 | 4244 | 4317 | 4380 | 4438 | 4494 | 53912.8
344 | 28 | 32 | 31 | 30 | 26 | 22 | 20 | 18 | 13 | 7 | 2 | 3 | 7 | 12 | 17 | 20 | 20 | 20 | 17 | 20 | 365 | 344 | 178.5 | 379 | 605.2 | 857.4 | 1142 | 1452 | 1781 | 2123 | 2476 | 2827 | 3173 | 3508 | 3837 | 4085 | 4215 | 4307 | 4384 | 4454 | 4516 | 4578 | 54878.1
345 | 18 | 17 | 16 | 15 | 13 | 17 | 17 | 21 | 19 | 21 | 18 | 15 | 14 | 16 | 16 | 14 | 10 | 7 | 7 | 7 | 298 | 345 | 175.1 | 369.5 | 591.4 | 839.2 | 1115 | 1420 | 1741 | 2077 | 2424 | 2776 | 3122 | 3465 | 3800 | 4039 | 4163 | 4251 | 4326 | 4393 | 4454 | 4512 | 54053.2
346 | 12 | 14 | 12 | 12 | 11 | 10 | 9 | 8 | 9 | 9 | 10 | 7 | 7 | 8 | 8 | 8 | 5 | 7 | 9 | 14 | 189 | 346 | 171.5 | 363.6 | 580.6 | 825.9 | 1103 | 1400 | 1715 | 2042 | 2383 | 2722 | 3060 | 3387 | 3707 | 3935 | 4050 | 4129 | 4194 | 4250 | 4302 | 4353 | 52673.6
347 | 26 | 27 | 28 | 28 | 26 | 26 | 23 | 23 | 18 | 16 | 14 | 12 | 10 | 9 | 10 | 10 | 6 | 2 | 1 | 5 | 320 | 347 | 171.7 | 364.6 | 587.4 | 836.5 | 1117 | 1419 | 1735 | 2065 | 2403 | 2747 | 3083 | 3411 | 3732 | 3957 | 4070 | 4154 | 4220 | 4273 | 4321 | 4367 | 53034.2
348 | 19 | 20 | 19 | 17 | 11 | 8 | 5 | 4 | 5 | 6 | 9 | 14 | 15 | 15 | 15 | 15 | 15 | 13 | 15 | 15 | 255 | 348 | 177.1 | 374.9 | 598.6 | 851.1 | 1131 | 1430 | 1744 | 2073 | 2412 | 2756 | 3102 | 3443 | 3775 | 4014 | 4141 | 4230 | 4305 | 4372 | 4433 | 4493 | 53855.7
349 | 23 | 20 | 19 | 18 | 20 | 21 | 21 | 17 | 18 | 17 | 18 | 16 | 14 | 16 | 18 | 19 | 16 | 15 | 16 | 17 | 359 | 349 | 178.5 | 377.4 | 602 | 856.5 | 1142 | 1454 | 1781 | 2121 | 2470 | 2827 | 3178 | 3524 | 3861 | 4104 | 4232 | 4322 | 4398 | 4467 | 4530 | 4593 | 55018.4
350 | 7 | 7 | 8 | 8 | 8 | 7 | 8 | 7 | 7 | 8 | 7 | 9 | 7 | 11 | 11 | 13 | 12 | 12 | 11 | 9 | 177 | 350 | 171.4 | 365.2 | 584.2 | 831.9 | 1112 | 1415 | 1737 | 2071 | 2417 | 2771 | 3117 | 3456 | 3793 | 4041 | 4172 | 4260 | 4333 | 4398 | 4456 | 4512 | 54013.7
351 | 14 | 17 | 19 | 21 | 19 | 13 | 10 | 10 | 14 | 16 | 15 | 12 | 11 | 12 | 12 | 9 | 9 | 8 | 8 | 7 | 256 | 351 | 172 | 365.7 | 586.3 | 837.9 | 1119 | 1421 | 1732 | 2059 | 2399 | 2743 | 3081 | 3416 | 3735 | 3958 | 4075 | 4161 | 4232 | 4292 | 4350 | 4403 | 53137.9
352 | 15 | 17 | 17 | 22 | 24 | 26 | 27 | 19 | 11 | 1 | 1 | 1 | 2 | 8 | 17 | 23 | 23 | 21 | 23 | 25 | 323 | 352 | 177.3 | 376.1 | 604.3 | 857.5 | 1145 | 1460 | 1792 | 2137 | 2493 | 2844 | 3195 | 3539 | 3871 | 4115 | 4249 | 4344 | 4424 | 4498 | 4565 | 4632 | 55318.2
353 | 25 | 24 | 27 | 23 | 21 | 18 | 19 | 19 | 19 | 17 | 18 | 16 | 16 | 15 | 15 | 16 | 17 | 18 | 16 | 17 | 376 | 353 | 178.2 | 376.4 | 601.2 | 852.5 | 1133 | 1439 | 1759 | 2094 | 2442 | 2791 | 3138 | 3478 | 3808 | 4046 | 4169 | 4257 | 4332 | 4400 | 4462 | 4524 | 54280.3
354 | 13 | 14 | 13 | 15 | 13 | 16 | 17 | 23 | 21 | 18 | 13 | 13 | 12 | 12 | 11 | 13 | 16 | 18 | 19 | 19 | 309 | 354 | 179.9 | 379.5 | 602.5 | 855.1 | 1140 | 1455 | 1785 | 2132 | 2493 | 2857 | 3223 | 3581 | 3932 | 4194 | 4336 | 4431 | 4512 | 4586 | 4653 | 4719 | 56046
355 | 12 | 10 | 14 | 16 | 18 | 15 | 11 | 9 | 8 | 10 | 11 | 12 | 10 | 12 | 11 | 13 | 15 | 18 | 19 | 19 | 263 | 355 | 171.6 | 362.8 | 584 | 836 | 1120 | 1431 | 1756 | 2092 | 2439 | 2796 | 3154 | 3510 | 3856 | 4117 | 4256 | 4350 | 4427 | 4499 | 4562 | 4624 | 54943.4
356 | 23 | 26 | 26 | 25 | 21 | 18 | 18 | 16 | 17 | 18 | 19 | 18 | 17 | 20 | 22 | 26 | 24 | 24 | 20 | 18 | 416 | 356 | 178.5 | 374.8 | 599.8 | 849.7 | 1132 | 1439 | 1764 | 2097 | 2440 | 2792 | 3137 | 3478 | 3808 | 4049 | 4171 | 4262 | 4340 | 4407 | 4470 | 4531 | 54319.8
357 | 12 | 15 | 14 | 17 | 13 | 9 | 7 | 9 | 11 | 9 | 11 | 12 | 15 | 14 | 14 | 11 | 9 | 10 | 13 | 14 | 239 | 357 | 174.6 | 374.1 | 593.8 | 844.2 | 1124 | 1426 | 1747 | 2081 | 2427 | 2779 | 3133 | 3478 | 3814 | 4058 | 4188 | 4278 | 4354 | 4423 | 4484 | 4544 | 54324.7
358 | 13 | 14 | 16 | 18 | 19 | 20 | 19 | 19 | 16 | 17 | 17 | 16 | 11 | 4 | 1 | 5 | 8 | 15 | 18 | 22 | 288 | 358 | 175.6 | 370.5 | 595.4 | 850.6 | 1141 | 1457 | 1787 | 2134 | 2495 | 2859 | 3216 | 3572 | 3916 | 4163 | 4286 | 4368 | 4446 | 4516 | 4578 | 4639 | 55565.1
359 | 17 | 16 | 14 | 15 | 16 | 21 | 20 | 27 | 26 | 26 | 16 | 10 | 6 | 5 | 5 | 6 | 9 | 15 | 18 | 21 | 309 | 359 | 172.2 | 364.9 | 583.3 | 832.5 | 1117 | 1427 | 1754 | 2097 | 2451 | 2811 | 3170 | 3520 | 3855 | 4097 | 4220 | 4301 | 4375 | 4442 | 4504 | 4565 | 54658.9
360 | 23 | 21 | 19 | 17 | 18 | 19 | 18 | 16 | 15 | 15 | 14 | 11 | 10 | 9 | 10 | 11 | 11 | 11 | 12 | 14 | 294 | 360 | 178.2 | 375.1 | 599 | 850.9 | 1136 | 1445 | 1772 | 2107 | 2456 | 2810 | 3162 | 3504 | 3835 | 4074 | 4198 | 4286 | 4362 | 4429 | 4489 | 4548 | 54616.2
361 | 25 | 23 | 25 | 25 | 30 | 32 | 33 | 29 | 25 | 27 | 29 | 32 | 29 | 24 | 19 | 17 | 19 | 22 | 27 | 28 | 520 | 361 | 178.8 | 376 | 602.6 | 853.3 | 1139 | 1452 | 1786 | 2133 | 2493 | 2862 | 3227 | 3590 | 3949 | 4222 | 4371 | 4474 | 4564 | 4650 | 4728 | 4804 | 56454.7
362 | 31 | 30 | 27 | 22 | 14 | 8 | 9 | 12 | 16 | 16 | 19 | 19 | 16 | 13 | 14 | 14 | 12 | 10 | 10 | 10 | 322 | 362 | 177.3 | 375.2 | 599.7 | 849.5 | 1131 | 1428 | 1747 | 2081 | 2421 | 2765 | 3108 | 3440 | 3765 | 3999 | 4119 | 4206 | 4279 | 4343 | 4401 | 4458 | 53692.7
363 | 7 | 6 | 7 | 7 | 9 | 11 | 12 | 11 | 10 | 10 | 8 | 7 | 8 | 9 | 10 | 10 | 11 | 11 | 14 | 17 | 195 | 363 | 174.3 | 371.1 | 596.2 | 850.1 | 1138 | 1453 | 1787 | 2132 | 2489 | 2853 | 3213 | 3570 | 3916 | 4172 | 4306 | 4392 | 4464 | 4530 | 4590 | 4646 | 55642.7
364 | 17 | 27 | 28 | 36 | 35 | 31 | 25 | 19 | 17 | 14 | 12 | 11 | 12 | 12 | 12 | 11 | 12 | 12 | 11 | 12 | 366 | 364 | 172.4 | 368.8 | 593 | 846 | 1130 | 1443 | 1770 | 2109 | 2459 | 2812 | 3163 | 3506 | 3842 | 4084 | 4209 | 4298 | 4374 | 4442 | 4503 | 4561 | 54685.2
365 | 18 | 17 | 15 | 13 | 13 | 12 | 12 | 10 | 15 | 16 | 18 | 15 | 13 | 11 | 9 | 9 | 11 | 11 | 12 | 10 | 260 | 365 | 178.6 | 376.2 | 600.1 | 849.9 | 1129 | 1432 | 1752 | 2087 | 2434 | 2783 | 3126 | 3466 | 3796 | 4034 | 4157 | 4244 | 4319 | 4384 | 4443 | 4501 | 54091.8
366 | 9 | 12 | 12 | 17 | 16 | 18 | 18 | 19 | 16 | 13 | 12 | 13 | 12 | 14 | 14 | 16 | 14 | 12 | 12 | 14 | 283 | 366 | 171.5 | 363.4 | 580 | 824 | 1100 | 1404 | 1726 | 2058 | 2401 | 2748 | 3091 | 3429 | 3753 | 3986 | 4105 | 4192 | 4265 | 4329 | 4388 | 4445 | 53358.9
367 | 16 | 19 | 14 | 13 | 12 | 13 | 15 | 12 | 11 | 11 | 11 | 14 | 12 | 12 | 12 | 11 | 13 | 13 | 12 | 14 | 260 | 367 | 175.4 | 372.7 | 593.4 | 839.1 | 1116 | 1416 | 1740 | 2073 | 2413 | 2762 | 3112 | 3455 | 3789 | 4033 | 4162 | 4252 | 4328 | 4396 | 4457 | 4516 | 54000.6
368 | 10 | 11 | 12 | 11 | 9 | 7 | 7 | 11 | 12 | 12 | 10 | 14 | 17 | 18 | 16 | 17 | 17 | 16 | 14 | 15 | 256 | 368 | 172.7 | 364.3 | 584.1 | 834.2 | 1111 | 1413 | 1733 | 2070 | 2412 | 2760 | 3104 | 3448 | 3780 | 4022 | 4147 | 4234 | 4307 | 4370 | 4427 | 4483 | 53776.3
369 | 21 | 22 | 21 | 20 | 17 | 16 | 16 | 16 | 16 | 15 | 15 | 14 | 13 | 12 | 12 | 12 | 12 | 15 | 16 | 17 | 318 | 369 | 171.7 | 366.6 | 594 | 845.3 | 1131 | 1441 | 1767 | 2108 | 2461 | 2821 | 3175 | 3523 | 3861 | 4108 | 4238 | 4329 | 4406 | 4476 | 4538 | 4599 | 54959.6
370 | 10 | 13 | 13 | 15 | 13 | 13 | 11 | 10 | 10 | 11 | 10 | 11 | 13 | 16 | 14 | 12 | 12 | 15 | 18 | 19 | 259 | 370 | 174.3 | 367.5 | 587.8 | 834.3 | 1112 | 1419 | 1742 | 2074 | 2423 | 2773 | 3119 | 3461 | 3800 | 4049 | 4181 | 4271 | 4346 | 4414 | 4473 | 4533 | 54153.9
371 | 23 | 22 | 19 | 17 | 16 | 16 | 13 | 11 | 12 | 14 | 16 | 15 | 15 | 14 | 16 | 18 | 22 | 25 | 26 | 23 | 353 | 371 | 171.3 | 365.4 | 586 | 838.4 | 1123 | 1436 | 1763 | 2102 | 2460 | 2823 | 3185 | 3540 | 3889 | 4156 | 4300 | 4395 | 4476 | 4549 | 4618 | 4683 | 55459.1
372 | 13 | 18 | 18 | 18 | 18 | 16 | 13 | 8 | 9 | 19 | 27 | 32 | 29 | 24 | 16 | 13 | 12 | 15 | 15 | 15 | 348 | 372 | 171 | 363.5 | 586.7 | 836.5 | 1119 | 1429 | 1752 | 2084 | 2430 | 2785 | 3138 | 3488 | 3830 | 4083 | 4219 | 4313 | 4394 | 4469 | 4537 | 4601 | 54628.7
373 | 11 | 9 | 11 | 12 | 15 | 17 | 18 | 20 | 20 | 24 | 27 | 30 | 28 | 21 | 14 | 12 | 12 | 16 | 17 | 18 | 352 | 373 | 170.7 | 361.2 | 579.2 | 820.7 | 1094 | 1397 | 1717 | 2051 | 2396 | 2747 | 3091 | 3430 | 3761 | 4004 | 4130 | 4219 | 4294 | 4362 | 4427 | 4489 | 53540.8
374 | 14 | 15 | 15 | 20 | 21 | 25 | 23 | 21 | 16 | 11 | 11 | 8 | 4 | 1 | 1 | 1 | 1 | 1 | 3 | 6 | 218 | 374 | 173.3 | 366.4 | 583.9 | 832.5 | 1114 | 1421 | 1741 | 2072 | 2416 | 2762 | 3107 | 3445 | 3760 | 3983 | 4094 | 4172 | 4236 | 4291 | 4341 | 4391 | 53302.1
375 | 13 | 11 | 10 | 8 | 8 | 8 | 10 | 11 | 14 | 14 | 13 | 13 | 11 | 12 | 12 | 16 | 17 | 20 | 19 | 19 | 259 | 375 | 171.9 | 364.9 | 584.2 | 832.2 | 1116 | 1423 | 1747 | 2089 | 2440 | 2801 | 3163 | 3519 | 3864 | 4122 | 4257 | 4349 | 4426 | 4496 | 4560 | 4621 | 54946.2
376 | 19 | 19 | 16 | 14 | 11 | 12 | 12 | 12 | 10 | 11 | 12 | 13 | 10 | 8 | 7 | 8 | 8 | 9 | 9 | 10 | 230 | 376 | 177.6 | 377 | 597.5 | 844.1 | 1121 | 1424 | 1741 | 2073 | 2415 | 2760 | 3105 | 3442 | 3768 | 3999 | 4114 | 4201 | 4273 | 4335 | 4393 | 4449 | 53609.2
377 | 20 | 18 | 19 | 20 | 21 | 18 | 18 | 16 | 15 | 16 | 14 | 15 | 11 | 15 | 17 | 20 | 20 | 19 | 16 | 14 | 342 | 377 | 176.1 | 374.3 | 597.8 | 850.7 | 1136 | 1447 | 1771 | 2113 | 2464 | 2820 | 3171 | 3516 | 3853 | 4094 | 4219 | 4309 | 4386 | 4454 | 4517 | 4578 | 54846.9
378 | 26 | 23 | 20 | 18 | 20 | 20 | 15 | 9 | 10 | 11 | 10 | 6 | 6 | 5 | 6 | 4 | 4 | 4 | 4 | 4 | 225 | 378 | 172.9 | 366.3 | 584 | 825.9 | 1100 | 1393 | 1703 | 2018 | 2344 | 2670 | 2988 | 3294 | 3586 | 3782 | 3876 | 3945 | 4003 | 4050 | 4095 | 4131 | 50927.1
379 | 9 | 12 | 11 | 12 | 10 | 10 | 9 | 8 | 7 | 8 | 9 | 9 | 7 | 8 | 7 | 5 | 6 | 5 | 5 | 3 | 160 | 379 | 171.4 | 361 | 578.7 | 821.3 | 1093 | 1387 | 1700 | 2025 | 2357 | 2693 | 3025 | 3351 | 3664 | 3880 | 3990 | 4067 | 4130 | 4184 | 4232 | 4279 | 51989.4
380 | 8 | 8 | 10 | 13 | 14 | 18 | 18 | 20 | 17 | 17 | 14 | 14 | 11 | 13 | 13 | 14 | 13 | 11 | 8 | 7 | 261 | 380 | 170 | 360 | 579.5 | 826.5 | 1104 | 1408 | 1731 | 2066 | 2413 | 2765 | 3114 | 3456 | 3788 | 4031 | 4160 | 4249 | 4325 | 4393 | 4454 | 4514 | 53907
381 | 16 | 14 | 13 | 12 | 11 | 11 | 11 | 9 | 10 | 8 | 12 | 12 | 13 | 11 | 11 | 9 | 8 | 6 | 7 | 8 | 212 | 381 | 171.6 | 361.5 | 578.9 | 825.2 | 1102 | 1401 | 1718 | 2046 | 2382 | 2726 | 3067 | 3404 | 3727 | 3954 | 4071 | 4155 | 4225 | 4285 | 4340 | 4394 | 52934.2
382 | 9 | 8 | 8 | 5 | 5 | 4 | 7 | 9 | 11 | 11 | 11 | 11 | 12 | 12 | 12 | 8 | 7 | 6 | 9 | 11 | 176 | 382 | 173.5 | 365.4 | 585.3 | 834.1 | 1113 | 1419 | 1741 | 2076 | 2421 | 2772 | 3119 | 3459 | 3794 | 4031 | 4154 | 4240 | 4312 | 4374 | 4431 | 4486 | 53900.3
383 | 10 | 12 | 12 | 13 | 12 | 10 | 8 | 8 | 7 | 8 | 12 | 13 | 16 | 11 | 11 | 9 | 10 | 10 | 11 | 9 | 212 | 383 | 173 | 363.4 | 582.4 | 829.3 | 1105 | 1410 | 1728 | 2058 | 2403 | 2750 | 3101 | 3443 | 3778 | 4020 | 4147 | 4235 | 4307 | 4372 | 4431 | 4487 | 53723.1
384 | 15 | 16 | 19 | 19 | 20 | 15 | 14 | 12 | 14 | 14 | 14 | 15 | 15 | 15 | 13 | 12 | 10 | 7 | 4 | 2 | 265 | 384 | 179.5 | 379.6 | 607.1 | 861.7 | 1149 | 1460 | 1790 | 2130 | 2481 | 2839 | 3189 | 3535 | 3872 | 4116 | 4244 | 4335 | 4411 | 4479 | 4540 | 4591 | 55188.9
385 | 9 | 12 | 8 | 8 | 8 | 12 | 13 | 12 | 12 | 10 | 12 | 12 | 13 | 11 | 11 | 10 | 10 | 9 | 9 | 12 | 213 | 385 | 170.4 | 364.8 | 583.1 | 830.5 | 1108 | 1410 | 1730 | 2060 | 2402 | 2752 | 3102 | 3441 | 3775 | 4018 | 4146 | 4234 | 4307 | 4372 | 4430 | 4487 | 53722.8
386 | 9 | 10 | 9 | 9 | 8 | 8 | 8 | 8 | 9 | 9 | 9 | 9 | 9 | 12 | 15 | 17 | 15 | 11 | 13 | 12 | 209 | 386 | 172.2 | 365.3 | 585.1 | 832.8 | 1111 | 1417 | 1735 | 2070 | 2416 | 2763 | 3101 | 3440 | 3769 | 4007 | 4129 | 4215 | 4286 | 4348 | 4404 | 4459 | 53625.4
387 | 7 | 9 | 9 | 9 | 7 | 8 | 7 | 8 | 8 | 7 | 6 | 5 | 6 | 6 | 9 | 12 | 15 | 13 | 10 | 7 | 168 | 387 | 170.2 | 363.7 | 582.3 | 829.6 | 1106 | 1411 | 1730 | 2064 | 2406 | 2757 | 3102 | 3439 | 3766 | 4002 | 4123 | 4209 | 4279 | 4341 | 4396 | 4449 | 53525.8
388 | 8 | 7 | 9 | 9 | 9 | 8 | 9 | 9 | 10 | 7 | 7 | 6 | 7 | 6 | 7 | 7 | 8 | 7 | 6 | 6 | 152 | 388 | 169.3 | 359.1 | 574.5 | 816.2 | 1088 | 1386 | 1698 | 2019 | 2352 | 2686 | 3015 | 3341 | 3651 | 3865 | 3973 | 4053 | 4119 | 4173 | 4223 | 4272 | 51833.1
389 | 10 | 11 | 12 | 12 | 11 | 10 | 11 | 14 | 14 | 10 | 8 | 6 | 8 | 9 | 10 | 11 | 10 | 10 | 9 | 9 | 205 | 389 | 169.9 | 363.1 | 580.5 | 828.1 | 1102 | 1402 | 1721 | 2056 | 2401 | 2748 | 3089 | 3421 | 3745 | 3979 | 4100 | 4186 | 4257 | 4320 | 4377 | 4432 | 53277.6
390 | 37 | 34 | 32 | 28 | 28 | 28 | 27 | 22 | 17 | 12 | 11 | 11 | 9 | 13 | 14 | 17 | 13 | 11 | 11 | 11 | 386 | 390 | 176 | 371.6 | 595 | 846.1 | 1124 | 1429 | 1748 | 2080 | 2419 | 2764 | 3104 | 3439 | 3758 | 3985 | 4104 | 4190 | 4262 | 4326 | 4384 | 4441 | 53545.7
391 | 17 | 17 | 15 | 11 | 9 | 8 | 10 | 10 | 12 | 14 | 14 | 13 | 11 | 13 | 16 | 17 | 16 | 13 | 10 | 9 | 255 | 391 | 171.4 | 365.7 | 584 | 831.4 | 1109 | 1410 | 1727 | 2057 | 2400 | 2749 | 3096 | 3435 | 3768 | 4011 | 4142 | 4231 | 4305 | 4371 | 4430 | 4488 | 53681.5
392 | 10 | 17 | 18 | 23 | 22 | 20 | 17 | 14 | 13 | 15 | 15 | 17 | 17 | 17 | 15 | 12 | 13 | 13 | 15 | 14 | 317 | 392 | 181.1 | 381.2 | 610.5 | 868 | 1156 | 1469 | 1800 | 2142 | 2495 | 2853 | 3206 | 3553 | 3889 | 4128 | 4252 | 4341 | 4417 | 4483 | 4545 | 4605 | 55374.8
393 | 18 | 16 | 18 | 18 | 22 | 16 | 14 | 12 | 16 | 17 | 15 | 15 | 14 | 15 | 14 | 14 | 12 | 10 | 12 | 12 | 300 | 393 | 172.7 | 366.1 | 590.2 | 842.6 | 1124 | 1432 | 1755 | 2092 | 2441 | 2791 | 3138 | 3480 | 3809 | 4046 | 4170 | 4257 | 4331 | 4396 | 4456 | 4514 | 54203.6
394 | 21 | 23 | 23 | 23 | 21 | 19 | 16 | 20 | 21 | 21 | 18 | 16 | 14 | 11 | 11 | 10 | 15 | 17 | 17 | 13 | 350 | 394 | 178.3 | 377.6 | 601.4 | 855.5 | 1141 | 1453 | 1781 | 2122 | 2474 | 2829 | 3180 | 3525 | 3860 | 4099 | 4223 | 4312 | 4388 | 4456 | 4517 | 4577 | 54949.8
395 | 7 | 7 | 9 | 9 | 13 | 9 | 11 | 9 | 13 | 14 | 14 | 12 | 9 | 8 | 10 | 10 | 13 | 16 | 18 | 18 | 229 | 395 | 171.6 | 363.9 | 583.6 | 832.5 | 1115 | 1421 | 1742 | 2078 | 2423 | 2775 | 3129 | 3482 | 3819 | 4069 | 4203 | 4292 | 4367 | 4436 | 4496 | 4556 | 54354.6
396 | 13 | 17 | 17 | 18 | 15 | 13 | 12 | 11 | 11 | 14 | 13 | 14 | 12 | 15 | 15 | 16 | 15 | 16 | 16 | 17 | 290 | 396 | 172 | 365.5 | 587.2 | 841 | 1121 | 1429 | 1750 | 2086 | 2438 | 2794 | 3147 | 3496 | 3834 | 4084 | 4218 | 4309 | 4386 | 4457 | 4520 | 4581 | 54615.7
397 | 16 | 14 | 12 | 9 | 10 | 11 | 12 | 13 | 14 | 15 | 12 | 8 | 9 | 13 | 13 | 11 | 7 | 10 | 9 | 9 | 227 | 397 | 172.9 | 365.3 | 585.1 | 830.2 | 1109 | 1410 | 1727 | 2054 | 2399 | 2746 | 3087 | 3419 | 3744 | 3975 | 4097 | 4183 | 4254 | 4317 | 4374 | 4430 | 53278.5
398 | 15 | 13 | 12 | 10 | 9 | 8 | 8 | 8 | 7 | 6 | 7 | 8 | 8 | 6 | 7 | 8 | 8 | 8 | 8 | 9 | 173 | 398 | 178.1 | 376.3 | 596 | 840 | 1114 | 1415 | 1733 | 2062 | 2399 | 2742 | 3082 | 3415 | 3736 | 3966 | 4081 | 4160 | 4226 | 4285 | 4339 | 4390 | 53135.4
399 | 14 | 15 | 14 | 14 | 18 | 18 | 18 | 15 | 16 | 16 | 14 | 12 | 13 | 13 | 14 | 13 | 16 | 15 | 15 | 15 | 298 | 399 | 178.8 | 381 | 606.9 | 860.3 | 1146 | 1459 | 1788 | 2133 | 2489 | 2851 | 3209 | 3558 | 3901 | 4147 | 4279 | 4371 | 4449 | 4519 | 4581 | 4642 | 55549
400 | 24 | 22 | 20 | 17 | 18 | 19 | 21 | 20 | 20 | 18 | 20 | 20 | 18 | 14 | 14 | 17 | 16 | 14 | 15 | 16 | 363 | 400 | 177.2 | 374.6 | 597.8 | 850 | 1132 | 1441 | 1767 | 2105 | 2455 | 2810 | 3163 | 3506 | 3841 | 4084 | 4210 | 4301 | 4377 | 4447 | 4510 | 4572 | 54720.6
401 | 15 | 15 | 12 | 10 | 10 | 11 | 12 | 14 | 16 | 21 | 19 | 19 | 15 | 14 | 14 | 17 | 18 | 16 | 14 | 11 | 293 | 401 | 178.1 | 374.5 | 594.3 | 844.8 | 1122 | 1430 | 1754 | 2095 | 2453 | 2814 | 3175 | 3526 | 3864 | 4118 | 4249 | 4341 | 4419 | 4489 | 4552 | 4613 | 55005.7
402 | 22 | 20 | 23 | 22 | 22 | 19 | 16 | 13 | 10 | 10 | 12 | 16 | 18 | 18 | 15 | 15 | 16 | 16 | 16 | 16 | 335 | 402 | 178.7 | 376.2 | 602.1 | 853.6 | 1138 | 1447 | 1774 | 2105 | 2446 | 2799 | 3144 | 3488 | 3818 | 4059 | 4185 | 4274 | 4350 | 4417 | 4478 | 4538 | 54470.6
403 | 11 | 10 | 9 | 8 | 8 | 9 | 12 | 13 | 14 | 13 | 15 | 14 | 12 | 13 | 17 | 20 | 20 | 16 | 15 | 11 | 260 | 403 | 172.6 | 362.4 | 578.1 | 820.5 | 1096 | 1393 | 1712 | 2045 | 2391 | 2740 | 3087 | 3430 | 3761 | 4008 | 4138 | 4228 | 4304 | 4374 | 4436 | 4495 | 53571.6
404 | 8 | 8 | 8 | 10 | 10 | 12 | 11 | 12 | 14 | 13 | 14 | 12 | 15 | 13 | 12 | 9 | 10 | 11 | 14 | 14 | 230 | 404 | 170.7 | 363.8 | 583.1 | 831.5 | 1111 | 1413 | 1733 | 2064 | 2415 | 2771 | 3124 | 3470 | 3811 | 4058 | 4184 | 4275 | 4349 | 4416 | 4476 | 4535 | 54154.1
405 | 13 | 14 | 14 | 13 | 11 | 10 | 10 | 10 | 10 | 8 | 9 | 8 | 7 | 6 | 6 | 7 | 5 | 7 | 6 | 8 | 182 | 405 | 172.1 | 363.2 | 578.6 | 821.4 | 1092 | 1387 | 1694 | 2015 | 2346 | 2680 | 3009 | 3329 | 3638 | 3850 | 3952 | 4026 | 4089 | 4140 | 4188 | 4234 | 51604.3
406 | 11 | 13 | 10 | 10 | 8 | 10 | 11 | 11 | 12 | 12 | 12 | 11 | 8 | 9 | 9 | 11 | 10 | 10 | 7 | 6 | 201 | 406 | 175 | 366.3 | 581 | 825.4 | 1101 | 1403 | 1724 | 2056 | 2399 | 2749 | 3096 | 3439 | 3772 | 4009 | 4135 | 4223 | 4298 | 4364 | 4424 | 4482 | 53621.7
407 | 26 | 19 | 19 | 13 | 17 | 17 | 23 | 22 | 21 | 16 | 13 | 13 | 13 | 14 | 16 | 18 | 19 | 17 | 14 | 18 | 348 | 407 | 174.4 | 371.9 | 593.6 | 842.5 | 1125 | 1435 | 1762 | 2102 | 2454 | 2811 | 3161 | 3508 | 3842 | 4087 | 4216 | 4307 | 4382 | 4451 | 4512 | 4572 | 54709.4
408 | 35 | 27 | 25 | 21 | 22 | 21 | 18 | 16 | 18 | 19 | 20 | 20 | 22 | 24 | 25 | 29 | 32 | 36 | 35 | 30 | 495 | 408 | 179.1 | 376.2 | 602 | 856.3 | 1144 | 1459 | 1793 | 2142 | 2505 | 2874 | 3238 | 3597 | 3948 | 4219 | 4365 | 4465 | 4550 | 4629 | 4705 | 4775 | 56421.6
409 | 18 | 18 | 17 | 18 | 19 | 21 | 24 | 27 | 30 | 27 | 25 | 23 | 22 | 21 | 19 | 18 | 15 | 13 | 12 | 15 | 402 | 409 | 179.9 | 378.5 | 603.9 | 858.8 | 1144 | 1451 | 1779 | 2118 | 2468 | 2822 | 3171 | 3517 | 3855 | 4098 | 4226 | 4321 | 4403 | 4470 | 4530 | 4595 | 54989.1
410 | 11 | 11 | 10 | 10 | 10 | 13 | 13 | 14 | 16 | 18 | 16 | 15 | 16 | 19 | 18 | 18 | 16 | 14 | 13 | 16 | 287 | 410 | 172.4 | 368.7 | 590.8 | 843.8 | 1124 | 1435 | 1764 | 2105 | 2466 | 2834 | 3198 | 3557 | 3907 | 4163 | 4299 | 4393 | 4472 | 4543 | 4607 | 4669 | 55511.7
411 | 16 | 17 | 18 | 20 | 24 | 25 | 24 | 17 | 14 | 13 | 13 | 11 | 6 | 6 | 7 | 10 | 11 | 11 | 10 | 11 | 284 | 411 | 172.3 | 366.5 | 586.5 | 834.8 | 1117 | 1423 | 1745 | 2078 | 2423 | 2772 | 3115 | 3450 | 3768 | 3989 | 4100 | 4187 | 4259 | 4321 | 4379 | 4435 | 53521.1
412 | 9 | 14 | 14 | 14 | 11 | 12 | 11 | 12 | 12 | 11 | 10 | 5 | 8 | 9 | 10 | 10 | 9 | 7 | 5 | 4 | 197 | 412 | 171.2 | 364.4 | 580.1 | 823.7 | 1097 | 1397 | 1715 | 2041 | 2376 | 2714 | 3042 | 3367 | 3684 | 3903 | 4014 | 4097 | 4165 | 4220 | 4268 | 4314 | 52353.4
413 | 11 | 13 | 13 | 15 | 16 | 15 | 10 | 5 | 2 | 2 | 2 | 6 | 12 | 17 | 16 | 20 | 21 | 25 | 24 | 26 | 271 | 413 | 171.6 | 365.4 | 587.8 | 838.5 | 1125 | 1441 | 1771 | 2112 | 2469 | 2832 | 3193 | 3551 | 3906 | 4176 | 4323 | 4418 | 4496 | 4568 | 4637 | 4698 | 55679.3
414 | 17 | 15 | 15 | 12 | 15 | 13 | 14 | 10 | 13 | 14 | 17 | 17 | 17 | 14 | 13 | 11 | 14 | 13 | 16 | 18 | 288 | 414 | 174.1 | 369.9 | 592.3 | 838.1 | 1115 | 1417 | 1737 | 2073 | 2421 | 2770 | 3118 | 3456 | 3785 | 4027 | 4156 | 4244 | 4320 | 4388 | 4449 | 4508 | 53958.4
415 | 8 | 9 | 12 | 14 | 15 | 14 | 12 | 11 | 12 | 12 | 8 | 4 | 3 | 6 | 7 | 7 | 7 | 6 | 5 | 5 | 177 | 415 | 169.6 | 360.2 | 576 | 819.8 | 1094 | 1391 | 1703 | 2026 | 2365 | 2710 | 3045 | 3374 | 3690 | 3913 | 4023 | 4106 | 4174 | 4231 | 4282 | 4333 | 52385.6
416 | 19 | 21 | 22 | 25 | 28 | 30 | 26 | 22 | 22 | 23 | 25 | 22 | 18 | 13 | 13 | 13 | 16 | 18 | 22 | 25 | 423 | 416 | 177.4 | 374.7 | 598.5 | 851.1 | 1137 | 1447 | 1776 | 2117 | 2467 | 2819 | 3171 | 3517 | 3854 | 4097 | 4225 | 4314 | 4390 | 4461 | 4527 | 4591 | 54911.7
417 | 29 | 28 | 31 | 31 | 33 | 34 | 36 | 31 | 26 | 24 | 24 | 27 | 23 | 20 | 14 | 14 | 16 | 19 | 24 | 27 | 511 | 417 | 182.5 | 387.4 | 617.3 | 876 | 1165 | 1483 | 1821 | 2169 | 2530 | 2895 | 3261 | 3620 | 3967 | 4224 | 4358 | 4449 | 4537 | 4618 | 4692 | 4765 | 56617.2
418 | 6 | 7 | 7 | 8 | 7 | 8 | 7 | 7 | 6 | 6 | 6 | 4 | 2 | 2 | 3 | 4 | 4 | 4 | 4 | 4 | 106 | 418 | 172.6 | 364.2 | 581.2 | 823 | 1097 | 1389 | 1696 | 2012 | 2340 | 2668 | 2991 | 3306 | 3609 | 3815 | 3917 | 3990 | 4051 | 4101 | 4148 | 4189 | 51260
419 | 19 | 18 | 19 | 23 | 25 | 24 | 19 | 18 | 17 | 17 | 14 | 14 | 10 | 10 | 10 | 10 | 9 | 6 | 11 | 13 | 306 | 419 | 179.6 | 376.8 | 601.2 | 852.2 | 1136 | 1442 | 1761 | 2093 | 2437 | 2782 | 3118 | 3452 | 3773 | 3996 | 4109 | 4192 | 4260 | 4322 | 4379 | 4435 | 53696.8
420 | 19 | 19 | 17 | 16 | 16 | 15 | 14 | 13 | 11 | 11 | 8 | 9 | 8 | 7 | 7 | 7 | 8 | 6 | 12 | 15 | 238 | 420 | 175.9 | 370.5 | 591.1 | 837.8 | 1111 | 1414 | 1730 | 2056 | 2388 | 2726 | 3055 | 3375 | 3688 | 3903 | 4010 | 4086 | 4148 | 4200 | 4252 | 4306 | 52423.3
421 | 19 | 13 | 13 | 9 | 12 | 12 | 13 | 13 | 13 | 10 | 10 | 9 | 12 | 11 | 14 | 15 | 13 | 10 | 7 | 10 | 238 | 421 | 175.1 | 370.5 | 591.6 | 834.8 | 1110 | 1413 | 1728 | 2058 | 2403 | 2750 | 3096 | 3435 | 3765 | 4000 | 4122 | 4210 | 4285 | 4350 | 4410 | 4468 | 53575
422 | 16 | 14 | 14 | 13 | 14 | 16 | 18 | 19 | 19 | 17 | 15 | 11 | 8 | 7 | 7 | 8 | 6 | 4 | 1 | 0 | 227 | 422 | 177 | 373.5 | 595.3 | 843.6 | 1117 | 1419 | 1742 | 2069 | 2409 | 2751 | 3086 | 3416 | 3736 | 3963 | 4079 | 4163 | 4236 | 4289 | 4337 | 4384 | 53185.4
423 | 8 | 10 | 11 | 12 | 10 | 8 | 8 | 9 | 8 | 8 | 7 | 8 | 8 | 8 | 6 | 8 | 7 | 9 | 9 | 8 | 170 | 423 | 170.3 | 363.1 | 582.4 | 829.1 | 1105 | 1405 | 1722 | 2056 | 2396 | 2741 | 3081 | 3416 | 3738 | 3968 | 4083 | 4164 | 4232 | 4291 | 4344 | 4395 | 53081.9
424 | 15 | 14 | 13 | 14 | 13 | 15 | 14 | 16 | 14 | 14 | 13 | 12 | 12 | 12 | 11 | 10 | 8 | 8 | 5 | 4 | 237 | 424 | 170.8 | 363.8 | 583.4 | 831.2 | 1107 | 1411 | 1736 | 2071 | 2418 | 2769 | 3119 | 3464 | 3798 | 4038 | 4164 | 4253 | 4328 | 4395 | 4455 | 4514 | 53989.2
425 | 8 | 12 | 11 | 13 | 15 | 16 | 15 | 12 | 14 | 14 | 14 | 13 | 18 | 23 | 27 | 25 | 22 | 18 | 18 | 17 | 325 | 425 | 171.3 | 362.4 | 579.7 | 822.2 | 1097 | 1396 | 1709 | 2035 | 2378 | 2725 | 3070 | 3406 | 3732 | 3969 | 4093 | 4180 | 4253 | 4318 | 4378 | 4437 | 53111.6
426 | 14 | 15 | 14 | 14 | 14 | 14 | 12 | 9 | 10 | 11 | 12 | 10 | 9 | 10 | 11 | 10 | 11 | 13 | 15 | 17 | 245 | 426 | 172 | 366.9 | 588.5 | 839.5 | 1126 | 1436 | 1768 | 2114 | 2473 | 2841 | 3205 | 3562 | 3912 | 4178 | 4323 | 4417 | 4494 | 4563 | 4628 | 4684 | 55690.9
427 | 11 | 11 | 15 | 18 | 22 | 24 | 21 | 17 | 11 | 10 | 12 | 13 | 13 | 11 | 11 | 10 | 11 | 11 | 13 | 18 | 283 | 427 | 180 | 374.3 | 597.1 | 854.7 | 1144 | 1459 | 1796 | 2142 | 2499 | 2860 | 3223 | 3581 | 3930 | 4192 | 4331 | 4426 | 4508 | 4582 | 4647 | 4710 | 56036.1
428 | 7 | 9 | 9 | 10 | 11 | 9 | 8 | 8 | 10 | 11 | 10 | 10 | 11 | 11 | 11 | 9 | 11 | 10 | 10 | 10 | 195 | 428 | 170.5 | 359.2 | 575.6 | 821.2 | 1098 | 1400 | 1723 | 2056 | 2404 | 2757 | 3106 | 3451 | 3786 | 4039 | 4174 | 4263 | 4336 | 4402 | 4461 | 4518 | 53900.5
429 | 15 | 16 | 15 | 12 | 10 | 10 | 11 | 11 | 9 | 8 | 8 | 7 | 7 | 6 | 9 | 11 | 10 | 7 | 5 | 5 | 192 | 429 | 170.4 | 361.8 | 576.7 | 818.7 | 1087 | 1382 | 1691 | 2008 | 2336 | 2661 | 2985 | 3300 | 3604 | 3813 | 3914 | 3992 | 4055 | 4106 | 4154 | 4196 | 51211.6
430 | 22 | 25 | 28 | 27 | 27 | 25 | 29 | 29 | 28 | 23 | 21 | 20 | 21 | 18 | 19 | 16 | 16 | 18 | 17 | 20 | 449 | 430 | 179.2 | 376.3 | 599.2 | 851.5 | 1135 | 1442 | 1770 | 2116 | 2471 | 2831 | 3186 | 3532 | 3872 | 4123 | 4259 | 4358 | 4445 | 4524 | 4596 | 4666 | 55332.2
431 | 7 | 6 | 7 | 9 | 12 | 11 | 9 | 7 | 10 | 10 | 9 | 8 | 8 | 8 | 6 | 5 | 5 | 5 | 5 | 5 | 152 | 431 | 171.3 | 363.6 | 582.2 | 827.8 | 1107 | 1412 | 1732 | 2064 | 2402 | 2748 | 3091 | 3425 | 3751 | 3985 | 4101 | 4181 | 4248 | 4306 | 4359 | 4409 | 53265.9
432 | 17 | 16 | 20 | 23 | 27 | 24 | 20 | 15 | 15 | 17 | 17 | 17 | 19 | 21 | 22 | 22 | 21 | 17 | 12 | 9 | 371 | 432 | 174 | 367.5 | 589.4 | 845.9 | 1131 | 1443 | 1780 | 2126 | 2483 | 2846 | 3203 | 3557 | 3904 | 4162 | 4298 | 4392 | 4472 | 4547 | 4612 | 4674 | 55606.8
433 | 13 | 17 | 16 | 14 | 13 | 13 | 17 | 16 | 16 | 13 | 10 | 11 | 10 | 13 | 9 | 16 | 17 | 19 | 15 | 15 | 283 | 433 | 169.1 | 361.2 | 577.8 | 819.3 | 1094 | 1397 | 1718 | 2053 | 2400 | 2749 | 3091 | 3429 | 3760 | 4006 | 4134 | 4224 | 4300 | 4367 | 4429 | 4489 | 53567.4
434 | 20 | 28 | 28 | 32 | 27 | 23 | 17 | 16 | 14 | 14 | 12 | 11 | 11 | 11 | 11 | 10 | 10 | 11 | 10 | 8 | 324 | 434 | 174.3 | 369.3 | 592.4 | 845 | 1128 | 1434 | 1757 | 2094 | 2437 | 2785 | 3128 | 3468 | 3793 | 4020 | 4135 | 4221 | 4294 | 4355 | 4413 | 4469 | 53912
435 | 7 | 7 | 5 | 4 | 3 | 4 | 8 | 10 | 12 | 11 | 12 | 13 | 11 | 9 | 5 | 3 | 1 | 1 | 1 | 1 | 128 | 435 | 176 | 368.2 | 584.5 | 829.2 | 1104 | 1404 | 1716 | 2041 | 2373 | 2709 | 3046 | 3376 | 3696 | 3926 | 4039 | 4116 | 4181 | 4235 | 4285 | 4333 | 52537.9
436 | 9 | 10 | 9 | 11 | 13 | 15 | 12 | 10 | 11 | 12 | 11 | 11 | 12 | 12 | 15 | 16 | 17 | 16 | 18 | 23 | 263 | 436 | 172.7 | 364.5 | 583.2 | 828.7 | 1106 | 1406 | 1722 | 2052 | 2395 | 2743 | 3086 | 3428 | 3758 | 3994 | 4117 | 4204 | 4276 | 4340 | 4398 | 4455 | 53429.1
437 | 5 | 9 | 10 | 12 | 14 | 14 | 15 | 14 | 12 | 10 | 10 | 9 | 7 | 5 | 5 | 5 | 5 | 4 | 5 | 7 | 177 | 437 | 172.6 | 365.9 | 586.7 | 833.9 | 1113 | 1418 | 1745 | 2084 | 2437 | 2792 | 3147 | 3495 | 3832 | 4069 | 4188 | 4269 | 4337 | 4398 | 4452 | 4506 | 54241.1
438 | 22 | 19 | 17 | 16 | 15 | 17 | 16 | 20 | 21 | 24 | 22 | 21 | 17 | 17 | 16 | 21 | 21 | 24 | 25 | 28 | 399 | 438 | 178.1 | 377 | 602.8 | 860.3 | 1150 | 1468 | 1804 | 2155 | 2519 | 2889 | 3255 | 3617 | 3971 | 4238 | 4381 | 4478 | 4560 | 4637 | 4708 | 4777 | 56625.2
439 | 11 | 15 | 16 | 16 | 14 | 10 | 9 | 10 | 12 | 14 | 13 | 11 | 11 | 11 | 12 | 11 | 14 | 11 | 9 | 3 | 233 | 439 | 170.5 | 361.2 | 580.3 | 825.2 | 1100 | 1400 | 1716 | 2046 | 2389 | 2742 | 3089 | 3430 | 3762 | 4005 | 4134 | 4222 | 4297 | 4364 | 4424 | 4481 | 53538.2
440 | 15 | 18 | 18 | 20 | 23 | 21 | 21 | 19 | 19 | 20 | 19 | 22 | 20 | 20 | 22 | 21 | 21 | 21 | 24 | 26 | 410 | 440 | 179.5 | 378.5 | 609.4 | 867.9 | 1162 | 1484 | 1826 | 2184 | 2556 | 2935 | 3314 | 3689 | 4055 | 4336 | 4488 | 4588 | 4674 | 4753 | 4828 | 4893 | 57800.3
441 | 17 | 19 | 22 | 28 | 30 | 25 | 20 | 19 | 14 | 8 | 3 | 9 | 14 | 14 | 14 | 14 | 17 | 17 | 15 | 15 | 334 | 441 | 178.3 | 376.4 | 603.1 | 858 | 1146 | 1458 | 1788 | 2131 | 2485 | 2840 | 3187 | 3534 | 3873 | 4120 | 4250 | 4341 | 4419 | 4488 | 4551 | 4612 | 55238.8
442 | 10 | 7 | 9 | 8 | 8 | 6 | 7 | 7 | 6 | 7 | 7 | 7 | 5 | 4 | 6 | 7 | 8 | 6 | 6 | 4 | 135 | 442 | 169.7 | 359 | 572.5 | 813.2 | 1087 | 1382 | 1691 | 2017 | 2351 | 2685 | 3021 | 3346 | 3659 | 3880 | 3993 | 4070 | 4134 | 4190 | 4240 | 4288 | 51948.4
443 | 11 | 11 | 11 | 14 | 14 | 17 | 17 | 16 | 14 | 11 | 10 | 11 | 14 | 15 | 13 | 11 | 11 | 10 | 7 | 5 | 243 | 443 | 170.1 | 361.3 | 579.3 | 822.1 | 1097 | 1397 | 1714 | 2045 | 2385 | 2730 | 3070 | 3405 | 3732 | 3962 | 4082 | 4169 | 4242 | 4305 | 4363 | 4420 | 53050.8
444 | 16 | 16 | 14 | 15 | 17 | 19 | 18 | 15 | 18 | 20 | 22 | 19 | 13 | 9 | 7 | 9 | 11 | 12 | 13 | 13 | 296 | 444 | 177.2 | 371.8 | 594.2 | 844.7 | 1125 | 1431 | 1751 | 2085 | 2432 | 2783 | 3128 | 3469 | 3801 | 4034 | 4153 | 4240 | 4314 | 4380 | 4440 | 4497 | 54050.9
445 | 14 | 13 | 13 | 14 | 14 | 13 | 13 | 13 | 16 | 15 | 13 | 11 | 11 | 13 | 13 | 10 | 6 | 5 | 6 | 7 | 233 | 445 | 175.6 | 369.9 | 583.4 | 827.8 | 1098 | 1391 | 1706 | 2033 | 2373 | 2714 | 3051 | 3384 | 3704 | 3935 | 4055 | 4141 | 4210 | 4265 | 4316 | 4372 | 52704.7
446 | 11 | 17 | 14 | 15 | 13 | 13 | 10 | 7 | 9 | 10 | 12 | 8 | 11 | 11 | 13 | 10 | 8 | 5 | 5 | 5 | 207 | 446 | 172.2 | 362.4 | 576.4 | 818.3 | 1090 | 1389 | 1695 | 2014 | 2344 | 2679 | 3006 | 3332 | 3644 | 3861 | 3972 | 4053 | 4121 | 4176 | 4226 | 4275 | 51806.3
447 | 10 | 11 | 11 | 12 | 14 | 17 | 20 | 21 | 20 | 18 | 15 | 16 | 17 | 19 | 17 | 14 | 12 | 13 | 14 | 15 | 306 | 447 | 174.9 | 369.5 | 592.6 | 843.7 | 1124 | 1434 | 1765 | 2112 | 2469 | 2831 | 3189 | 3541 | 3884 | 4138 | 4273 | 4366 | 4444 | 4515 | 4578 | 4639 | 55282.7
448 | 22 | 24 | 24 | 23 | 20 | 18 | 19 | 17 | 19 | 19 | 21 | 17 | 14 | 14 | 16 | 21 | 22 | 19 | 13 | 9 | 371 | 448 | 176.9 | 371.1 | 593.4 | 846.1 | 1126 | 1433 | 1754 | 2085 | 2426 | 2774 | 3118 | 3454 | 3780 | 4017 | 4141 | 4229 | 4304 | 4371 | 4431 | 4488 | 53918.5
449 | 8 | 9 | 9 | 9 | 9 | 11 | 13 | 14 | 12 | 10 | 10 | 11 | 11 | 11 | 10 | 9 | 9 | 9 | 10 | 8 | 202 | 449 | 172.2 | 363.9 | 585.2 | 833.1 | 1111 | 1413 | 1735 | 2070 | 2417 | 2767 | 3117 | 3461 | 3796 | 4039 | 4163 | 4252 | 4325 | 4391 | 4450 | 4508 | 53969.4
450 | 10 | 14 | 14 | 15 | 14 | 11 | 11 | 10 | 12 | 14 | 13 | 14 | 17 | 18 | 16 | 13 | 15 | 16 | 15 | 15 | 277 | 450 | 171.1 | 363.3 | 582.1 | 828 | 1105 | 1409 | 1729 | 2062 | 2415 | 2768 | 3122 | 3466 | 3806 | 4055 | 4187 | 4277 | 4352 | 4422 | 4483 | 4542 | 54144.5
451 | 42 | 43 | 40 | 35 | 35 | 36 | 34 | 27 | 22 | 23 | 21 | 19 | 16 | 18 | 18 | 21 | 18 | 19 | 19 | 21 | 527 | 451 | 183.6 | 389.7 | 623 | 885.4 | 1175 | 1495 | 1832 | 2180 | 2537 | 2905 | 3269 | 3622 | 3963 | 4217 | 4355 | 4455 | 4544 | 4624 | 4697 | 4768 | 56719.7
452 | 13 | 10 | 9 | 6 | 7 | 7 | 8 | 9 | 12 | 12 | 12 | 10 | 11 | 11 | 10 | 11 | 10 | 11 | 9 | 11 | 199 | 452 | 177.6 | 369.1 | 585.9 | 834.2 | 1112 | 1417 | 1741 | 2076 | 2421 | 2775 | 3128 | 3478 | 3816 | 4060 | 4189 | 4279 | 4354 | 4422 | 4483 | 4542 | 54259.8
453 | 20 | 19 | 22 | 23 | 25 | 23 | 25 | 24 | 21 | 17 | 17 | 16 | 14 | 13 | 16 | 17 | 18 | 14 | 11 | 8 | 363 | 453 | 180 | 381.1 | 606.5 | 862.8 | 1149 | 1462 | 1796 | 2142 | 2498 | 2858 | 3217 | 3569 | 3908 | 4162 | 4297 | 4390 | 4469 | 4542 | 4606 | 4667 | 55762.4
454 | 10 | 8 | 8 | 7 | 8 | 8 | 8 | 6 | 7 | 7 | 7 | 8 | 9 | 10 | 9 | 9 | 8 | 10 | 9 | 6 | 162 | 454 | 170.5 | 362.1 | 582.3 | 832.2 | 1111 | 1418 | 1742 | 2075 | 2422 | 2776 | 3127 | 3469 | 3805 | 4052 | 4182 | 4270 | 4342 | 4407 | 4464 | 4520 | 54129.1
455 | 11 | 16 | 17 | 18 | 18 | 16 | 18 | 17 | 17 | 16 | 18 | 19 | 21 | 21 | 19 | 20 | 18 | 19 | 18 | 22 | 359 | 455 | 170.7 | 363.1 | 581.6 | 830.1 | 1113 | 1426 | 1755 | 2097 | 2450 | 2813 | 3172 | 3525 | 3868 | 4128 | 4268 | 4363 | 4444 | 4520 | 4589 | 4655 | 55131.5
456 | 13 | 14 | 15 | 16 | 13 | 12 | 11 | 12 | 13 | 13 | 15 | 14 | 13 | 11 | 13 | 14 | 12 | 9 | 5 | 5 | 243 | 456 | 171.4 | 361.7 | 576.7 | 821.5 | 1096 | 1395 | 1708 | 2035 | 2372 | 2713 | 3050 | 3385 | 3711 | 3942 | 4062 | 4149 | 4221 | 4284 | 4338 | 4385 | 52777.3
457 | 24 | 27 | 25 | 20 | 13 | 12 | 13 | 16 | 17 | 15 | 15 | 15 | 17 | 16 | 15 | 14 | 16 | 17 | 20 | 19 | 346 | 457 | 177.9 | 376.2 | 601.1 | 851.7 | 1131 | 1433 | 1754 | 2086 | 2428 | 2773 | 3119 | 3458 | 3785 | 4017 | 4137 | 4223 | 4296 | 4360 | 4419 | 4477 | 53902.9
458 | 15 | 18 | 16 | 16 | 11 | 9 | 10 | 14 | 16 | 13 | 11 | 8 | 12 | 12 | 14 | 13 | 11 | 8 | 5 | 5 | 237 | 458 | 176 | 370.3 | 593 | 841.1 | 1117 | 1413 | 1725 | 2056 | 2396 | 2739 | 3077 | 3404 | 3728 | 3957 | 4077 | 4163 | 4236 | 4297 | 4347 | 4399 | 53111.4
459 | 24 | 23 | 21 | 19 | 17 | 16 | 15 | 17 | 19 | 16 | 12 | 8 | 9 | 10 | 14 | 16 | 17 | 16 | 16 | 16 | 321 | 459 | 177.1 | 375.1 | 599.7 | 855.6 | 1145 | 1459 | 1791 | 2135 | 2492 | 2853 | 3212 | 3567 | 3911 | 4166 | 4301 | 4394 | 4473 | 4546 | 4609 | 4671 | 55732.5
460 | 16 | 22 | 21 | 25 | 24 | 24 | 20 | 17 | 17 | 18 | 21 | 19 | 18 | 16 | 15 | 15 | 17 | 21 | 22 | 22 | 390 | 460 | 172.3 | 365.1 | 587.9 | 842.4 | 1125 | 1435 | 1762 | 2101 | 2456 | 2814 | 3166 | 3513 | 3854 | 4100 | 4231 | 4321 | 4399 | 4469 | 4533 | 4596 | 54842.7
461 | 17 | 22 | 23 | 26 | 27 | 29 | 28 | 29 | 25 | 22 | 15 | 14 | 15 | 18 | 18 | 17 | 19 | 22 | 24 | 21 | 431 | 461 | 175.5 | 374.5 | 604 | 863.2 | 1153 | 1471 | 1807 | 2160 | 2523 | 2894 | 3260 | 3624 | 3975 | 4235 | 4373 | 4468 | 4549 | 4624 | 4692 | 4758 | 56583.2
462 | 22 | 22 | 21 | 20 | 20 | 21 | 20 | 21 | 19 | 21 | 18 | 16 | 16 | 14 | 16 | 13 | 20 | 22 | 25 | 23 | 390 | 462 | 177.4 | 378.2 | 603.2 | 860.8 | 1149 | 1465 | 1797 | 2143 | 2500 | 2868 | 3233 | 3592 | 3940 | 4200 | 4341 | 4434 | 4515 | 4590 | 4658 | 4724 | 56168.6
463 | 15 | 17 | 16 | 15 | 11 | 9 | 10 | 14 | 19 | 18 | 19 | 17 | 16 | 10 | 4 | 3 | 2 | 2 | 2 | 4 | 223 | 463 | 172.1 | 364.2 | 581.7 | 825.2 | 1102 | 1402 | 1719 | 2049 | 2394 | 2746 | 3092 | 3438 | 3771 | 4015 | 4143 | 4224 | 4292 | 4352 | 4404 | 4455 | 53541.2
464 | 18 | 17 | 16 | 15 | 15 | 16 | 16 | 14 | 13 | 13 | 13 | 13 | 10 | 9 | 8 | 8 | 6 | 7 | 9 | 11 | 247 | 464 | 176 | 372.2 | 589.4 | 833.9 | 1108 | 1412 | 1732 | 2067 | 2413 | 2764 | 3111 | 3453 | 3786 | 4025 | 4151 | 4240 | 4313 | 4380 | 4441 | 4499 | 53866.5
465 | 15 | 16 | 15 | 16 | 17 | 19 | 17 | 14 | 14 | 15 | 13 | 9 | 6 | 5 | 4 | 4 | 5 | 8 | 10 | 12 | 234 | 465 | 179 | 378.9 | 604 | 856.6 | 1138 | 1448 | 1771 | 2110 | 2458 | 2811 | 3153 | 3483 | 3800 | 4018 | 4127 | 4204 | 4268 | 4324 | 4382 | 4438 | 53951.5
466 | 31 | 24 | 24 | 26 | 26 | 24 | 18 | 21 | 25 | 27 | 26 | 21 | 24 | 23 | 23 | 21 | 23 | 25 | 26 | 24 | 482 | 466 | 178.4 | 378.5 | 606.7 | 866 | 1158 | 1479 | 1815 | 2166 | 2531 | 2906 | 3276 | 3640 | 3998 | 4268 | 4413 | 4515 | 4604 | 4688 | 4764 | 4837 | 57087.6
467 | 30 | 30 | 28 | 24 | 17 | 13 | 13 | 18 | 21 | 21 | 20 | 18 | 18 | 15 | 18 | 18 | 18 | 16 | 14 | 16 | 386 | 467 | 173.9 | 372.5 | 597.6 | 852.8 | 1138 | 1447 | 1771 | 2111 | 2463 | 2818 | 3167 | 3511 | 3846 | 4091 | 4222 | 4312 | 4389 | 4459 | 4523 | 4583 | 54847.8
468 | 22 | 26 | 21 | 20 | 17 | 20 | 19 | 16 | 17 | 19 | 21 | 19 | 16 | 16 | 16 | 15 | 14 | 15 | 17 | 19 | 365 | 468 | 179.8 | 380.4 | 609.2 | 866.1 | 1155 | 1471 | 1807 | 2155 | 2512 | 2877 | 3238 | 3595 | 3943 | 4200 | 4335 | 4428 | 4507 | 4580 | 4645 | 4710 | 56193.5
469 | 10 | 10 | 10 | 10 | 11 | 11 | 12 | 11 | 12 | 13 | 13 | 15 | 15 | 16 | 14 | 12 | 10 | 10 | 10 | 11 | 236 | 469 | 171.6 | 364.7 | 584.2 | 828.4 | 1108 | 1409 | 1726 | 2056 | 2400 | 2754 | 3102 | 3446 | 3782 | 4024 | 4152 | 4241 | 4315 | 4381 | 4440 | 4498 | 53782.9
470 | 27 | 28 | 26 | 23 | 22 | 22 | 23 | 19 | 16 | 13 | 15 | 16 | 19 | 18 | 19 | 17 | 20 | 19 | 16 | 18 | 396 | 470 | 178.4 | 375.2 | 597.9 | 848 | 1130 | 1433 | 1756 | 2088 | 2433 | 2775 | 3116 | 3450 | 3773 | 3999 | 4116 | 4203 | 4277 | 4343 | 4404 | 4464 | 53759.5
471 | 13 | 13 | 14 | 17 | 21 | 23 | 21 | 20 | 16 | 15 | 14 | 16 | 18 | 22 | 26 | 28 | 28 | 27 | 25 | 26 | 403 | 471 | 174.3 | 368.1 | 588.1 | 839.6 | 1129 | 1443 | 1776 | 2121 | 2478 | 2840 | 3204 | 3561 | 3909 | 4170 | 4314 | 4413 | 4497 | 4574 | 4645 | 4714 | 55758.1
472 | 22 | 22 | 22 | 21 | 22 | 21 | 20 | 12 | 6 | 6 | 10 | 12 | 12 | 10 | 9 | 11 | 11 | 12 | 7 | 12 | 280 | 472 | 177.5 | 375.9 | 599 | 846.8 | 1126 | 1430 | 1748 | 2076 | 2410 | 2741 | 3074 | 3406 | 3723 | 3942 | 4050 | 4130 | 4199 | 4257 | 4314 | 4367 | 52992.2
473 | 7 | 8 | 8 | 7 | 6 | 6 | 6 | 4 | 3 | 3 | 4 | 6 | 6 | 6 | 6 | 5 | 5 | 3 | 3 | 4 | 106 | 473 | 169.6 | 360.2 | 575.8 | 818.3 | 1092 | 1391 | 1704 | 2028 | 2365 | 2701 | 3036 | 3361 | 3675 | 3894 | 4003 | 4079 | 4143 | 4197 | 4246 | 4294 | 52132.9
474 | 13 | 16 | 17 | 19 | 21 | 18 | 15 | 11 | 13 | 19 | 18 | 18 | 14 | 18 | 15 | 15 | 11 | 10 | 6 | 3 | 290 | 474 | 170.7 | 363.9 | 582.6 | 831.7 | 1115 | 1423 | 1750 | 2091 | 2443 | 2802 | 3155 | 3508 | 3848 | 4099 | 4231 | 4323 | 4402 | 4472 | 4535 | 4593 | 54738.9
475 | 10 | 8 | 10 | 9 | 9 | 8 | 8 | 9 | 9 | 7 | 7 | 7 | 10 | 10 | 9 | 8 | 9 | 10 | 10 | 10 | 177 | 475 | 171.5 | 365.4 | 586.1 | 836 | 1117 | 1424 | 1746 | 2084 | 2433 | 2786 | 3136 | 3477 | 3810 | 4050 | 4177 | 4264 | 4336 | 4399 | 4456 | 4511 | 54165
476 | 8 | 9 | 11 | 13 | 15 | 16 | 17 | 20 | 20 | 18 | 15 | 13 | 13 | 13 | 13 | 13 | 12 | 12 | 13 | 15 | 279 | 476 | 173.5 | 367.3 | 589.5 | 840 | 1124 | 1435 | 1767 | 2115 | 2471 | 2832 | 3196 | 3549 | 3897 | 4152 | 4289 | 4382 | 4461 | 4532 | 4596 | 4659 | 55427.3
477 | 27 | 29 | 31 | 33 | 33 | 33 | 32 | 34 | 32 | 29 | 27 | 28 | 29 | 26 | 22 | 22 | 23 | 22 | 22 | 24 | 558 | 477 | 181.5 | 382.7 | 611.5 | 870.3 | 1162 | 1482 | 1819 | 2172 | 2540 | 2914 | 3283 | 3649 | 4010 | 4277 | 4425 | 4530 | 4622 | 4708 | 4786 | 4861 | 57286
478 | 10 | 12 | 14 | 15 | 15 | 13 | 18 | 19 | 23 | 19 | 19 | 17 | 16 | 13 | 12 | 12 | 12 | 11 | 10 | 11 | 291 | 478 | 170.6 | 364 | 584.4 | 829 | 1108 | 1414 | 1733 | 2067 | 2415 | 2769 | 3119 | 3462 | 3796 | 4037 | 4165 | 4254 | 4329 | 4396 | 4456 | 4515 | 53983
479 | 26 | 23 | 21 | 17 | 13 | 12 | 13 | 13 | 11 | 10 | 10 | 12 | 9 | 9 | 8 | 8 | 7 | 6 | 8 | 10 | 246 | 479 | 173.7 | 366.8 | 586.9 | 831.3 | 1108 | 1404 | 1720 | 2044 | 2379 | 2718 | 3053 | 3383 | 3701 | 3917 | 4027 | 4111 | 4183 | 4245 | 4303 | 4358 | 52612.7
480 | 17 | 15 | 15 | 14 | 16 | 16 | 15 | 13 | 13 | 15 | 14 | 12 | 13 | 14 | 14 | 11 | 7 | 7 | 7 | 7 | 255 | 480 | 177.8 | 375.1 | 598.3 | 846 | 1127 | 1435 | 1760 | 2097 | 2442 | 2792 | 3138 | 3477 | 3806 | 4038 | 4155 | 4241 | 4314 | 4378 | 4436 | 4494 | 54127.2
481 | 24 | 20 | 20 | 16 | 18 | 18 | 21 | 20 | 19 | 16 | 14 | 14 | 16 | 17 | 20 | 22 | 25 | 24 | 23 | 24 | 391 | 481 | 177.3 | 374.8 | 599.4 | 854.8 | 1140 | 1453 | 1782 | 2126 | 2479 | 2839 | 3199 | 3551 | 3893 | 4147 | 4282 | 4375 | 4456 | 4530 | 4597 | 4663 | 55518.3
482 | 10 | 15 | 15 | 18 | 15 | 14 | 12 | 12 | 13 | 14 | 12 | 14 | 14 | 16 | 14 | 12 | 13 | 14 | 17 | 18 | 282 | 482 | 171.6 | 366 | 585.3 | 833.1 | 1111 | 1415 | 1739 | 2077 | 2426 | 2779 | 3133 | 3483 | 3821 | 4070 | 4202 | 4293 | 4369 | 4438 | 4499 | 4559 | 54370
483 | 25 | 23 | 19 | 19 | 19 | 22 | 20 | 18 | 16 | 15 | 15 | 15 | 16 | 19 | 23 | 24 | 25 | 24 | 24 | 22 | 403 | 483 | 178.5 | 377.5 | 605.9 | 863.1 | 1150 | 1463 | 1789 | 2132 | 2487 | 2842 | 3198 | 3547 | 3883 | 4129 | 4258 | 4350 | 4429 | 4500 | 4565 | 4629 | 55376
484 | 31 | 25 | 20 | 14 | 14 | 14 | 14 | 14 | 18 | 19 | 16 | 13 | 11 | 10 | 11 | 12 | 12 | 10 | 9 | 8 | 295 | 484 | 180.5 | 377.2 | 596.7 | 844.8 | 1122 | 1424 | 1740 | 2065 | 2399 | 2735 | 3070 | 3392 | 3703 | 3919 | 4028 | 4110 | 4179 | 4237 | 4292 | 4342 | 52756.2
485 | 21 | 16 | 15 | 11 | 12 | 11 | 12 | 10 | 12 | 13 | 14 | 12 | 11 | 10 | 10 | 11 | 11 | 12 | 12 | 14 | 250 | 485 | 177.7 | 376.2 | 602.6 | 851 | 1128 | 1430 | 1755 | 2088 | 2439 | 2796 | 3153 | 3503 | 3841 | 4086 | 4216 | 4308 | 4384 | 4453 | 4515 | 4576 | 54678.5
486 | 18 | 20 | 22 | 23 | 22 | 19 | 15 | 13 | 14 | 16 | 17 | 16 | 15 | 14 | 15 | 17 | 15 | 16 | 15 | 18 | 340 | 486 | 173.1 | 368 | 592.2 | 842.9 | 1127 | 1435 | 1763 | 2104 | 2455 | 2807 | 3155 | 3499 | 3830 | 4075 | 4202 | 4292 | 4369 | 4437 | 4498 | 4558 | 54582.2
487 | 28 | 21 | 17 | 15 | 15 | 19 | 20 | 21 | 17 | 12 | 10 | 12 | 13 | 13 | 16 | 18 | 19 | 20 | 20 | 18 | 344 | 487 | 176.6 | 372.3 | 596.1 | 849.7 | 1136 | 1446 | 1773 | 2116 | 2468 | 2823 | 3180 | 3528 | 3865 | 4110 | 4238 | 4329 | 4406 | 4476 | 4540 | 4602 | 55030.7
488 | 12 | 10 | 12 | 10 | 10 | 6 | 4 | 1 | 1 | 1 | 1 | 1 | 2 | 5 | 6 | 8 | 6 | 7 | 6 | 5 | 114 | 488 | 169.6 | 360.3 | 575.1 | 814.6 | 1085 | 1377 | 1681 | 2000 | 2324 | 2653 | 2978 | 3298 | 3603 | 3815 | 3921 | 3996 | 4058 | 4111 | 4159 | 4204 | 51182.6
489 | 7 | 8 | 8 | 8 | 8 | 7 | 7 | 8 | 8 | 10 | 9 | 10 | 8 | 9 | 7 | 9 | 9 | 10 | 9 | 8 | 167 | 489 | 169.4 | 360.9 | 578.9 | 823.8 | 1097 | 1394 | 1708 | 2033 | 2369 | 2709 | 3046 | 3379 | 3698 | 3930 | 4050 | 4134 | 4203 | 4263 | 4317 | 4370 | 52633
490 | 18 | 16 | 15 | 16 | 17 | 18 | 14 | 16 | 18 | 22 | 18 | 14 | 10 | 10 | 11 | 11 | 13 | 14 | 14 | 14 | 299 | 490 | 177.4 | 376.7 | 602.8 | 857 | 1146 | 1462 | 1796 | 2144 | 2507 | 2870 | 3232 | 3587 | 3930 | 4184 | 4318 | 4411 | 4490 | 4562 | 4625 | 4686 | 55963.9
491 | 17 | 15 | 14 | 13 | 14 | 13 | 12 | 13 | 13 | 14 | 14 | 14 | 16 | 20 | 24 | 23 | 19 | 15 | 12 | 10 | 305 | 491 | 172.3 | 364.8 | 586.2 | 840.1 | 1121 | 1436 | 1768 | 2116 | 2482 | 2853 | 3223 | 3589 | 3948 | 4222 | 4372 | 4471 | 4554 | 4631 | 4701 | 4763 | 56213.4
492 | 17 | 21 | 22 | 26 | 33 | 37 | 37 | 32 | 33 | 36 | 38 | 31 | 23 | 15 | 15 | 17 | 19 | 22 | 26 | 29 | 529 | 492 | 178.5 | 380.7 | 609.6 | 866 | 1158 | 1478 | 1818 | 2173 | 2542 | 2918 | 3294 | 3668 | 4034 | 4304 | 4450 | 4553 | 4645 | 4731 | 4809 | 4884 | 57493.8
493 | 14 | 11 | 15 | 17 | 23 | 21 | 20 | 15 | 13 | 15 | 20 | 23 | 24 | 21 | 21 | 18 | 16 | 20 | 25 | 29 | 381 | 493 | 177.1 | 369.8 | 591.4 | 846.1 | 1134 | 1446 | 1779 | 2129 | 2488 | 2852 | 3214 | 3572 | 3919 | 4178 | 4314 | 4411 | 4491 | 4565 | 4633 | 4700 | 55809.4
494 | 18 | 23 | 20 | 19 | 16 | 16 | 17 | 14 | 16 | 18 | 19 | 18 | 17 | 17 | 17 | 17 | 21 | 19 | 18 | 18 | 358 | 494 | 177.4 | 377.9 | 605.2 | 862.9 | 1154 | 1471 | 1804 | 2150 | 2511 | 2876 | 3238 | 3598 | 3945 | 4200 | 4334 | 4428 | 4508 | 4581 | 4646 | 4711 | 56178.4
495 | 9 | 17 | 14 | 15 | 11 | 16 | 18 | 19 | 17 | 16 | 15 | 14 | 13 | 16 | 17 | 18 | 18 | 20 | 21 | 20 | 324 | 495 | 175 | 368.4 | 589.8 | 838.7 | 1121 | 1431 | 1761 | 2104 | 2458 | 2822 | 3181 | 3536 | 3879 | 4134 | 4268 | 4361 | 4439 | 4510 | 4575 | 4638 | 55189.9
496 | 34 | 34 | 32 | 30 | 29 | 27 | 25 | 21 | 21 | 23 | 24 | 26 | 24 | 20 | 20 | 22 | 25 | 24 | 25 | 28 | 514 | 496 | 180.4 | 378.9 | 606.8 | 863 | 1151 | 1463 | 1796 | 2139 | 2494 | 2852 | 3211 | 3568 | 3914 | 4174 | 4317 | 4417 | 4505 | 4587 | 4660 | 4732 | 56009.1
497 | 22 | 22 | 21 | 20 | 21 | 23 | 24 | 24 | 21 | 24 | 23 | 23 | 19 | 17 | 16 | 14 | 13 | 12 | 15 | 17 | 391 | 497 | 178.4 | 377.1 | 604.6 | 862 | 1149 | 1464 | 1795 | 2139 | 2499 | 2863 | 3220 | 3577 | 3920 | 4173 | 4306 | 4398 | 4477 | 4548 | 4612 | 4676 | 55838.1
498 | 12 | 9 | 10 | 10 | 12 | 11 | 9 | 9 | 9 | 12 | 13 | 15 | 17 | 18 | 18 | 14 | 15 | 13 | 14 | 13 | 253 | 498 | 171.8 | 366 | 585.3 | 833.4 | 1113 | 1419 | 1743 | 2080 | 2429 | 2787 | 3144 | 3496 | 3836 | 4089 | 4222 | 4312 | 4387 | 4456 | 4517 | 4577 | 54563.5
499 | 21 | 20 | 22 | 24 | 23 | 21 | 18 | 17 | 14 | 12 | 9 | 6 | 2 | 3 | 7 | 11 | 15 | 13 | 15 | 13 | 286 | 499 | 178.1 | 376.4 | 600.2 | 851.3 | 1137 | 1447 | 1775 | 2115 | 2469 | 2827 | 3182 | 3532 | 3861 | 4096 | 4223 | 4314 | 4391 | 4461 | 4524 | 4585 | 54945
500 | 17 | 12 | 10 | 8 | 11 | 14 | 16 | 13 | 11 | 8 | 6 | 3 | 1 | 3 | 6 | 11 | 14 | 15 | 13 | 15 | 207 | 500 | 176.1 | 365.5 | 583 | 828.8 | 1102 | 1403 | 1725 | 2055 | 2398 | 2742 | 3082 | 3415 | 3736 | 3969 | 4086 | 4170 | 4241 | 4302 | 4357 | 4412 | 53148.4
501 | 12 | 9 | 8 | 10 | 11 | 13 | 9 | 11 | 11 | 15 | 15 | 13 | 9 | 8 | 8 | 9 | 11 | 12 | 13 | 15 | 222 | 501 | 169.6 | 363.8 | 582.4 | 830.6 | 1110 | 1415 | 1737 | 2071 | 2420 | 2772 | 3127 | 3471 | 3810 | 4050 | 4180 | 4269 | 4342 | 4409 | 4467 | 4526 | 54122.4
502 | 7 | 11 | 12 | 13 | 12 | 13 | 13 | 14 | 16 | 15 | 15 | 13 | 16 | 16 | 17 | 19 | 21 | 23 | 24 | 28 | 318 | 502 | 173 | 365 | 584.7 | 830.7 | 1109 | 1412 | 1735 | 2076 | 2429 | 2786 | 3141 | 3493 | 3837 | 4091 | 4227 | 4321 | 4399 | 4471 | 4537 | 4601 | 54618.4
503 | 16 | 14 | 14 | 15 | 15 | 15 | 13 | 14 | 13 | 16 | 15 | 13 | 11 | 12 | 14 | 14 | 12 | 10 | 7 | 4 | 257 | 503 | 172.6 | 364.9 | 586 | 831.5 | 1106 | 1412 | 1737 | 2076 | 2420 | 2772 | 3121 | 3464 | 3795 | 4041 | 4174 | 4265 | 4341 | 4410 | 4472 | 4531 | 54092
504 | 12 | 12 | 10 | 7 | 7 | 8 | 10 | 9 | 11 | 13 | 12 | 10 | 9 | 10 | 8 | 6 | 3 | 3 | 3 | 2 | 165 | 504 | 170 | 360.8 | 576 | 818 | 1093 | 1393 | 1710 | 2037 | 2375 | 2717 | 3057 | 3393 | 3720 | 3953 | 4073 | 4157 | 4223 | 4279 | 4330 | 4378 | 52812.8
505 | 21 | 21 | 20 | 16 | 11 | 9 | 10 | 13 | 17 | 17 | 18 | 15 | 14 | 13 | 12 | 14 | 14 | 15 | 17 | 18 | 305 | 505 | 176.9 | 373.3 | 597.6 | 849.6 | 1127 | 1428 | 1747 | 2079 | 2427 | 2777 | 3128 | 3470 | 3801 | 4040 | 4167 | 4256 | 4331 | 4398 | 4459 | 4518 | 54150.4
506 | 22 | 22 | 21 | 19 | 20 | 20 | 15 | 10 | 10 | 15 | 17 | 15 | 14 | 15 | 15 | 13 | 10 | 10 | 8 | 7 | 298 | 506 | 179.2 | 378.8 | 603.6 | 855.9 | 1141 | 1449 | 1775 | 2104 | 2443 | 2789 | 3132 | 3466 | 3789 | 4020 | 4138 | 4223 | 4296 | 4359 | 4417 | 4468 | 54026.5
507 | 32 | 27 | 22 | 17 | 17 | 17 | 16 | 18 | 21 | 21 | 19 | 18 | 18 | 17 | 16 | 18 | 18 | 20 | 19 | 19 | 390 | 507 | 177.4 | 374.4 | 597.6 | 849.8 | 1133 | 1439 | 1763 | 2099 | 2445 | 2792 | 3135 | 3477 | 3806 | 4042 | 4166 | 4254 | 4330 | 4399 | 4462 | 4525 | 54266.2
508 | 15 | 12 | 11 | 11 | 14 | 15 | 12 | 9 | 6 | 6 | 7 | 8 | 8 | 8 | 10 | 9 | 12 | 10 | 9 | 7 | 199 | 508 | 171.6 | 364 | 578.2 | 824.7 | 1097 | 1395 | 1709 | 2033 | 2367 | 2705 | 3042 | 3368 | 3686 | 3908 | 4022 | 4103 | 4170 | 4226 | 4279 | 4330 | 52378.5
509 | 13 | 15 | 17 | 16 | 16 | 11 | 12 | 10 | 11 | 10 | 10 | 10 | 9 | 10 | 7 | 9 | 10 | 12 | 11 | 10 | 229 | 509 | 174.1 | 368.7 | 591.5 | 839.1 | 1118 | 1418 | 1737 | 2066 | 2405 | 2750 | 3088 | 3420 | 3743 | 3969 | 4086 | 4169 | 4238 | 4297 | 4351 | 4403 | 53231.4
510 | 15 | 15 | 14 | 11 | 10 | 12 | 14 | 13 | 10 | 7 | 7 | 7 | 9 | 13 | 14 | 13 | 9 | 9 | 8 | 9 | 219 | 510 | 170 | 358.6 | 575.1 | 815.3 | 1088 | 1385 | 1700 | 2028 | 2367 | 2707 | 3043 | 3374 | 3696 | 3926 | 4044 | 4129 | 4199 | 4259 | 4314 | 4368 | 52546
511 | 16 | 13 | 11 | 8 | 12 | 14 | 15 | 13 | 10 | 9 | 12 | 15 | 20 | 20 | 21 | 21 | 20 | 20 | 20 | 20 | 310 | 511 | 171.9 | 365.2 | 586.8 | 839.3 | 1126 | 1436 | 1767 | 2115 | 2475 | 2838 | 3202 | 3562 | 3916 | 4184 | 4324 | 4420 | 4500 | 4574 | 4642 | 4706 | 55750.2
512 | 9 | 10 | 13 | 16 | 19 | 23 | 23 | 24 | 21 | 20 | 16 | 11 | 8 | 9 | 14 | 18 | 20 | 17 | 14 | 15 | 320 | 512 | 172.9 | 366.6 | 587.1 | 838.3 | 1122 | 1434 | 1761 | 2103 | 2455 | 2809 | 3164 | 3515 | 3851 | 4092 | 4225 | 4318 | 4395 | 4464 | 4526 | 4588 | 54786.9
513 | 8 | 9 | 9 | 9 | 10 | 9 | 8 | 7 | 8 | 8 | 9 | 8 | 8 | 8 | 9 | 8 | 8 | 7 | 8 | 6 | 164 | 513 | 173.7 | 366.1 | 584.5 | 828 | 1104 | 1405 | 1720 | 2048 | 2387 | 2728 | 3069 | 3401 | 3724 | 3949 | 4066 | 4149 | 4217 | 4275 | 4328 | 4380 | 52902.3
514 | 7 | 8 | 10 | 10 | 13 | 10 | 12 | 8 | 11 | 10 | 11 | 10 | 9 | 8 | 6 | 6 | 8 | 9 | 11 | 13 | 190 | 514 | 168.7 | 361.2 | 579.7 | 823.9 | 1103 | 1403 | 1720 | 2053 | 2396 | 2743 | 3086 | 3423 | 3757 | 3996 | 4117 | 4202 | 4272 | 4334 | 4391 | 4445 | 53374.5
515 | 12 | 13 | 10 | 9 | 8 | 9 | 13 | 14 | 15 | 13 | 13 | 14 | 13 | 12 | 13 | 14 | 14 | 13 | 13 | 12 | 247 | 515 | 172.3 | 364.8 | 584 | 830.8 | 1109 | 1414 | 1735 | 2072 | 2423 | 2779 | 3137 | 3488 | 3830 | 4084 | 4219 | 4311 | 4387 | 4457 | 4520 | 4580 | 54496.9
516 | 13 | 13 | 12 | 13 | 10 | 7 | 2 | 6 | 11 | 16 | 15 | 13 | 12 | 11 | 10 | 10 | 10 | 14 | 17 | 15 | 230 | 516 | 171.8 | 367 | 587.2 | 835.3 | 1113 | 1417 | 1737 | 2074 | 2422 | 2779 | 3136 | 3483 | 3824 | 4072 | 4201 | 4290 | 4365 | 4432 | 4492 | 4551 | 54349.3
517 | 8 | 11 | 12 | 12 | 10 | 10 | 11 | 13 | 13 | 11 | 12 | 12 | 13 | 11 | 13 | 14 | 15 | 15 | 16 | 19 | 251 | 517 | 155.1 | 348.6 | 568.9 | 816.9 | 1098 | 1410 | 1745 | 2093 | 2450 | 2814 | 3177 | 3535 | 3883 | 4147 | 4288 | 4382 | 4459 | 4528 | 4593 | 4654 | 55145.5
518 | 19 | 17 | 18 | 17 | 16 | 16 | 18 | 19 | 13 | 6 | 1 | 1 | 1 | 1 | 4 | 9 | 15 | 15 | 15 | 15 | 236 | 518 | 179.3 | 378 | 605 | 859.6 | 1145 | 1460 | 1788 | 2135 | 2496 | 2852 | 3202 | 3547 | 3883 | 4126 | 4250 | 4338 | 4416 | 4486 | 4549 | 4611 | 55305.9
519 | 21 | 17 | 16 | 13 | 15 | 16 | 18 | 15 | 14 | 17 | 21 | 22 | 21 | 22 | 24 | 25 | 23 | 20 | 16 | 15 | 371 | 519 | 177.2 | 376.5 | 604.8 | 860.1 | 1150 | 1466 | 1797 | 2146 | 2507 | 2874 | 3235 | 3595 | 3941 | 4202 | 4345 | 4445 | 4531 | 4611 | 4682 | 4752 | 56297.6
520 | 14 | 14 | 16 | 15 | 14 | 13 | 13 | 13 | 12 | 14 | 14 | 16 | 15 | 14 | 13 | 10 | 7 | 5 | 6 | 8 | 246 | 520 | 177.7 | 375.7 | 601.5 | 857 | 1144 | 1454 | 1787 | 2128 | 2488 | 2850 | 3209 | 3561 | 3905 | 4159 | 4291 | 4382 | 4460 | 4532 | 4596 | 4657 | 55614.9
521 | 19 | 18 | 18 | 16 | 14 | 12 | 11 | 10 | 9 | 10 | 9 | 13 | 13 | 15 | 15 | 17 | 18 | 18 | 20 | 17 | 292 | 521 | 178.8 | 378.3 | 603.8 | 851.8 | 1130 | 1433 | 1749 | 2079 | 2416 | 2763 | 3104 | 3443 | 3775 | 4011 | 4138 | 4226 | 4300 | 4367 | 4427 | 4487 | 53860.7
522 | 11 | 17 | 16 | 21 | 22 | 24 | 20 | 16 | 12 | 8 | 8 | 8 | 11 | 15 | 22 | 23 | 23 | 20 | 21 | 25 | 343 | 522 | 172.9 | 364.8 | 585.5 | 838 | 1127 | 1438 | 1769 | 2112 | 2468 | 2820 | 3169 | 3514 | 3854 | 4109 | 4244 | 4337 | 4414 | 4486 | 4551 | 4615 | 54988.2
523 | 15 | 12 | 13 | 12 | 12 | 14 | 15 | 16 | 13 | 10 | 10 | 10 | 11 | 9 | 6 | 4 | 4 | 6 | 5 | 4 | 201 | 523 | 173.8 | 361.8 | 575.1 | 814.4 | 1081 | 1377 | 1686 | 2005 | 2336 | 2670 | 3001 | 3326 | 3639 | 3856 | 3964 | 4038 | 4099 | 4150 | 4198 | 4242 | 51593.1
524 | 28 | 23 | 21 | 20 | 23 | 26 | 26 | 23 | 24 | 26 | 27 | 27 | 23 | 25 | 26 | 30 | 29 | 30 | 30 | 31 | 518 | 524 | 177.2 | 375.3 | 602.5 | 860.7 | 1158 | 1481 | 1825 | 2181 | 2554 | 2935 | 3316 | 3694 | 4063 | 4355 | 4522 | 4632 | 4728 | 4815 | 4901 | 4976 | 58151.7
525 | 8 | 9 | 13 | 15 | 19 | 19 | 21 | 20 | 16 | 12 | 9 | 12 | 15 | 20 | 21 | 24 | 23 | 22 | 19 | 19 | 336 | 525 | 170.4 | 363.2 | 580.6 | 827.2 | 1107 | 1417 | 1745 | 2088 | 2442 | 2799 | 3148 | 3501 | 3846 | 4101 | 4238 | 4331 | 4413 | 4487 | 4553 | 4620 | 54777.4
526 | 11 | 15 | 14 | 16 | 17 | 20 | 21 | 18 | 15 | 11 | 10 | 8 | 5 | 3 | 1 | 1 | 1 | 1 | 3 | 9 | 200 | 526 | 168.9 | 357.6 | 572.3 | 814.8 | 1090 | 1389 | 1703 | 2028 | 2369 | 2707 | 3040 | 3369 | 3685 | 3900 | 4007 | 4083 | 4146 | 4199 | 4247 | 4298 | 52173.6
527 | 19 | 17 | 17 | 18 | 21 | 20 | 17 | 14 | 16 | 19 | 20 | 17 | 16 | 18 | 19 | 18 | 15 | 18 | 22 | 27 | 368 | 527 | 180.3 | 379.5 | 608.6 | 865 | 1154 | 1466 | 1798 | 2138 | 2494 | 2858 | 3213 | 3565 | 3906 | 4154 | 4285 | 4376 | 4455 | 4526 | 4591 | 4655 | 55667.4
528 | 27 | 27 | 26 | 26 | 26 | 21 | 19 | 16 | 16 | 14 | 15 | 13 | 12 | 12 | 10 | 11 | 7 | 13 | 14 | 18 | 343 | 528 | 179.8 | 375.8 | 600.6 | 848.4 | 1126 | 1430 | 1745 | 2075 | 2410 | 2752 | 3086 | 3414 | 3731 | 3952 | 4064 | 4145 | 4217 | 4278 | 4337 | 4393 | 53159.6
529 | 12 | 12 | 11 | 11 | 10 | 11 | 10 | 12 | 11 | 11 | 9 | 9 | 9 | 9 | 9 | 9 | 10 | 9 | 11 | 9 | 204 | 529 | 174.7 | 367.7 | 587.3 | 835.1 | 1113 | 1420 | 1740 | 2077 | 2425 | 2773 | 3119 | 3463 | 3792 | 4034 | 4159 | 4246 | 4318 | 4381 | 4438 | 4494 | 53956.8
530 | 20 | 14 | 12 | 9 | 9 | 11 | 11 | 14 | 14 | 14 | 11 | 9 | 9 | 9 | 10 | 10 | 8 | 8 | 7 | 6 | 215 | 530 | 176 | 372.7 | 590.7 | 832.5 | 1103 | 1398 | 1705 | 2032 | 2364 | 2698 | 3030 | 3354 | 3666 | 3882 | 3990 | 4072 | 4141 | 4198 | 4253 | 4296 | 52153.9
531 | 11 | 10 | 8 | 7 | 8 | 15 | 20 | 23 | 22 | 18 | 14 | 10 | 8 | 5 | 3 | 3 | 2 | 1 | 4 | 5 | 197 | 531 | 173.4 | 365.8 | 587.2 | 835.6 | 1113 | 1418 | 1742 | 2077 | 2426 | 2779 | 3129 | 3475 | 3807 | 4037 | 4153 | 4233 | 4299 | 4357 | 4409 | 4458 | 53874
532 | 9 | 12 | 11 | 12 | 14 | 15 | 17 | 13 | 12 | 11 | 14 | 19 | 19 | 20 | 20 | 23 | 26 | 24 | 24 | 23 | 338 | 532 | 171.6 | 363.7 | 581.9 | 828.6 | 1109 | 1423 | 1750 | 2096 | 2452 | 2815 | 3178 | 3539 | 3886 | 4149 | 4293 | 4393 | 4476 | 4554 | 4626 | 4694 | 55378.8
533 | 12 | 14 | 13 | 17 | 18 | 22 | 20 | 18 | 15 | 13 | 14 | 16 | 16 | 18 | 18 | 21 | 20 | 18 | 21 | 22 | 346 | 533 | 176.3 | 369.5 | 587.7 | 841.2 | 1122 | 1435 | 1762 | 2101 | 2457 | 2815 | 3170 | 3519 | 3857 | 4110 | 4243 | 4335 | 4413 | 4485 | 4550 | 4613 | 54961.7
534 | 13 | 14 | 16 | 19 | 18 | 18 | 19 | 18 | 15 | 11 | 13 | 13 | 12 | 10 | 9 | 7 | 5 | 4 | 5 | 7 | 246 | 534 | 157.6 | 346.3 | 562.8 | 809.9 | 1087 | 1391 | 1717 | 2056 | 2402 | 2753 | 3102 | 3445 | 3779 | 4017 | 4140 | 4227 | 4292 | 4349 | 4400 | 4449 | 53482.6
535 | 23 | 19 | 20 | 21 | 23 | 24 | 22 | 20 | 18 | 18 | 21 | 20 | 22 | 21 | 25 | 24 | 24 | 26 | 28 | 32 | 451 | 535 | 178.4 | 378.7 | 607 | 865.7 | 1158 | 1477 | 1816 | 2168 | 2536 | 2910 | 3282 | 3648 | 4011 | 4283 | 4433 | 4536 | 4625 | 4708 | 4785 | 4858 | 57263.8
536 | 16 | 16 | 16 | 20 | 25 | 27 | 23 | 15 | 11 | 9 | 10 | 9 | 8 | 6 | 6 | 7 | 8 | 9 | 8 | 7 | 256 | 536 | 170.8 | 364.5 | 583.6 | 833.6 | 1117 | 1424 | 1748 | 2088 | 2437 | 2791 | 3138 | 3485 | 3811 | 4049 | 4170 | 4251 | 4321 | 4387 | 4446 | 4505 | 54120.5
537 | 24 | 22 | 24 | 25 | 29 | 28 | 27 | 24 | 21 | 18 | 17 | 19 | 20 | 18 | 18 | 19 | 23 | 21 | 19 | 18 | 434 | 537 | 173.2 | 371.6 | 594.9 | 845.3 | 1129 | 1436 | 1761 | 2098 | 2445 | 2793 | 3138 | 3479 | 3806 | 4042 | 4163 | 4254 | 4333 | 4403 | 4467 | 4532 | 54264
538 | 14 | 15 | 15 | 16 | 17 | 18 | 19 | 19 | 17 | 13 | 11 | 8 | 7 | 4 | 2 | 0 | 1 | 4 | 5 | 6 | 211 | 538 | 175.5 | 372.4 | 594 | 842.7 | 1121 | 1423 | 1738 | 2063 | 2396 | 2731 | 3062 | 3383 | 3695 | 3900 | 3999 | 4072 | 4124 | 4172 | 4218 | 4258 | 52339.6
539 | 7 | 8 | 8 | 8 | 7 | 6 | 6 | 7 | 9 | 8 | 6 | 4 | 6 | 10 | 11 | 8 | 5 | 5 | 7 | 7 | 143 | 539 | 164.7 | 356.2 | 574.8 | 821.4 | 1100 | 1404 | 1727 | 2061 | 2405 | 2752 | 3095 | 3432 | 3761 | 3999 | 4123 | 4209 | 4278 | 4338 | 4393 | 4446 | 53440.1
540 | 20 | 12 | 9 | 9 | 15 | 21 | 23 | 24 | 22 | 21 | 20 | 19 | 19 | 19 | 22 | 24 | 26 | 26 | 27 | 28 | 406 | 540 | 179.6 | 379.1 | 602.6 | 854 | 1139 | 1455 | 1791 | 2142 | 2505 | 2874 | 3239 | 3602 | 3957 | 4228 | 4377 | 4476 | 4562 | 4642 | 4716 | 4786 | 56506.3
541 | 24 | 19 | 18 | 15 | 15 | 15 | 14 | 14 | 13 | 15 | 14 | 17 | 17 | 21 | 22 | 24 | 21 | 19 | 18 | 21 | 356 | 541 | 179.4 | 380.2 | 607.2 | 864.8 | 1154 | 1473 | 1806 | 2155 | 2521 | 2886 | 3249 | 3611 | 3963 | 4228 | 4370 | 4467 | 4550 | 4626 | 4697 | 4765 | 56552.6
542 | 21 | 23 | 22 | 27 | 26 | 25 | 18 | 15 | 16 | 17 | 16 | 13 | 14 | 16 | 17 | 14 | 14 | 14 | 14 | 16 | 358 | 542 | 176.3 | 373.8 | 596.2 | 849.8 | 1134 | 1445 | 1767 | 2107 | 2457 | 2815 | 3170 | 3518 | 3856 | 4101 | 4227 | 4318 | 4395 | 4464 | 4526 | 4587 | 54883.1
543 | 33 | 26 | 27 | 23 | 26 | 22 | 19 | 16 | 17 | 16 | 12 | 8 | 7 | 6 | 5 | 4 | 5 | 5 | 6 | 4 | 287 | 543 | 175.5 | 369.7 | 590.4 | 836.9 | 1113 | 1412 | 1726 | 2051 | 2383 | 2717 | 3047 | 3366 | 3675 | 3885 | 3986 | 4060 | 4120 | 4169 | 4217 | 4262 | 52161.5
544 | 18 | 12 | 12 | 11 | 12 | 14 | 14 | 15 | 15 | 13 | 13 | 11 | 12 | 13 | 18 | 21 | 22 | 18 | 19 | 19 | 302 | 544 | 174.6 | 370.1 | 594.2 | 842.6 | 1120 | 1430 | 1758 | 2097 | 2456 | 2816 | 3175 | 3531 | 3876 | 4134 | 4271 | 4366 | 4446 | 4521 | 4590 | 4656 | 55224.5
545 | 14 | 14 | 13 | 11 | 10 | 10 | 11 | 13 | 12 | 13 | 10 | 10 | 11 | 13 | 15 | 16 | 15 | 14 | 12 | 14 | 251 | 545 | 175.1 | 369.6 | 590 | 841.4 | 1124 | 1436 | 1762 | 2105 | 2465 | 2830 | 3189 | 3541 | 3891 | 4149 | 4286 | 4379 | 4456 | 4526 | 4589 | 4650 | 55354.1
546 | 7 | 8 | 10 | 13 | 18 | 17 | 13 | 7 | 6 | 6 | 7 | 7 | 8 | 7 | 6 | 6 | 8 | 8 | 9 | 7 | 178 | 546 | 172.9 | 367.6 | 590.4 | 841 | 1124 | 1436 | 1758 | 2089 | 2434 | 2786 | 3133 | 3474 | 3807 | 4046 | 4169 | 4251 | 4321 | 4383 | 4439 | 4493 | 54114.9
547 | 14 | 15 | 16 | 19 | 19 | 20 | 17 | 15 | 12 | 10 | 8 | 7 | 8 | 11 | 11 | 12 | 12 | 15 | 13 | 12 | 266 | 547 | 176.4 | 371.2 | 593.6 | 844.5 | 1127 | 1432 | 1753 | 2084 | 2428 | 2776 | 3110 | 3435 | 3757 | 3984 | 4100 | 4186 | 4258 | 4320 | 4378 | 4434 | 53547.7
548 | 13 | 13 | 14 | 13 | 12 | 11 | 10 | 10 | 10 | 8 | 8 | 7 | 10 | 10 | 11 | 9 | 9 | 9 | 7 | 7 | 201 | 548 | 174.8 | 368.7 | 588.3 | 834.5 | 1112 | 1415 | 1731 | 2062 | 2401 | 2745 | 3082 | 3414 | 3736 | 3970 | 4091 | 4175 | 4245 | 4304 | 4358 | 4411 | 53218.3
549 | 16 | 15 | 16 | 16 | 14 | 13 | 14 | 13 | 12 | 11 | 14 | 12 | 11 | 8 | 10 | 7 | 5 | 0 | 0 | 0 | 207 | 549 | 172.5 | 366 | 585 | 836.1 | 1116 | 1422 | 1743 | 2076 | 2422 | 2770 | 3115 | 3452 | 3781 | 4017 | 4140 | 4228 | 4300 | 4356 | 4406 | 4455 | 53758.6
550 | 10 | 12 | 14 | 16 | 19 | 16 | 15 | 14 | 19 | 19 | 17 | 14 | 14 | 15 | 16 | 16 | 19 | 20 | 20 | 19 | 324 | 550 | 171.5 | 363.5 | 582.8 | 831.1 | 1116 | 1426 | 1755 | 2101 | 2462 | 2827 | 3189 | 3550 | 3901 | 4169 | 4314 | 4410 | 4491 | 4566 | 4634 | 4697 | 55556.9
551 | 20 | 18 | 18 | 20 | 21 | 21 | 20 | 19 | 20 | 19 | 17 | 15 | 13 | 15 | 14 | 14 | 13 | 15 | 14 | 15 | 341 | 551 | 177.2 | 374.2 | 596.7 | 845.3 | 1123 | 1428 | 1748 | 2082 | 2426 | 2769 | 3110 | 3444 | 3768 | 3996 | 4115 | 4201 | 4274 | 4337 | 4395 | 4452 | 53661.4
552 | 6 | 7 | 7 | 11 | 14 | 16 | 16 | 15 | 15 | 16 | 17 | 17 | 14 | 14 | 14 | 14 | 17 | 18 | 19 | 16 | 283 | 552 | 173.2 | 367.5 | 588.9 | 838.6 | 1122 | 1430 | 1758 | 2102 | 2462 | 2826 | 3191 | 3546 | 3894 | 4152 | 4289 | 4382 | 4462 | 4534 | 4599 | 4662 | 55379.2
553 | 26 | 22 | 25 | 20 | 16 | 8 | 9 | 14 | 18 | 22 | 20 | 20 | 17 | 17 | 16 | 17 | 15 | 12 | 8 | 5 | 327 | 553 | 177.6 | 377.3 | 603.2 | 857.9 | 1144 | 1454 | 1779 | 2122 | 2477 | 2837 | 3192 | 3541 | 3878 | 4122 | 4252 | 4343 | 4421 | 4492 | 4553 | 4613 | 55236
554 | 20 | 19 | 21 | 22 | 20 | 16 | 10 | 13 | 15 | 20 | 18 | 18 | 17 | 19 | 16 | 14 | 12 | 14 | 14 | 15 | 333 | 554 | 173.1 | 370.8 | 595.7 | 848.6 | 1135 | 1444 | 1768 | 2107 | 2462 | 2824 | 3184 | 3534 | 3879 | 4132 | 4266 | 4358 | 4437 | 4508 | 4572 | 4634 | 55232.2
555 | 27 | 27 | 27 | 22 | 18 | 15 | 18 | 20 | 16 | 15 | 13 | 17 | 18 | 16 | 18 | 19 | 19 | 15 | 10 | 8 | 358 | 555 | 172 | 364.5 | 590.1 | 841 | 1122 | 1432 | 1755 | 2087 | 2434 | 2782 | 3127 | 3467 | 3794 | 4024 | 4141 | 4228 | 4304 | 4368 | 4428 | 4484 | 53944.6
556 | 9 | 15 | 15 | 17 | 16 | 17 | 16 | 14 | 12 | 13 | 12 | 11 | 10 | 11 | 12 | 13 | 11 | 12 | 13 | 14 | 263 | 556 | 169.4 | 360.4 | 575.8 | 823.7 | 1102 | 1409 | 1733 | 2067 | 2415 | 2765 | 3115 | 3461 | 3795 | 4037 | 4166 | 4256 | 4332 | 4400 | 4461 | 4520 | 53963.3
557 | 25 | 28 | 26 | 23 | 19 | 18 | 19 | 16 | 16 | 15 | 17 | 17 | 17 | 14 | 14 | 16 | 18 | 17 | 15 | 12 | 362 | 557 | 177.2 | 375.2 | 597.8 | 850.4 | 1134 | 1444 | 1772 | 2108 | 2459 | 2815 | 3170 | 3520 | 3853 | 4098 | 4228 | 4318 | 4395 | 4465 | 4527 | 4587 | 54893.6
558 | 8 | 9 | 10 | 12 | 13 | 12 | 10 | 8 | 9 | 8 | 10 | 10 | 12 | 12 | 10 | 8 | 7 | 7 | 8 | 10 | 193 | 558 | 170 | 361.5 | 580.5 | 826.4 | 1103 | 1405 | 1720 | 2046 | 2383 | 2728 | 3071 | 3410 | 3738 | 3972 | 4095 | 4182 | 4252 | 4315 | 4371 | 4427 | 53156.4
559 | 35 | 31 | 32 | 25 | 21 | 17 | 18 | 23 | 27 | 30 | 29 | 22 | 15 | 13 | 14 | 16 | 21 | 24 | 26 | 24 | 463 | 559 | 180.3 | 381 | 608 | 861.2 | 1146 | 1460 | 1787 | 2129 | 2480 | 2834 | 3187 | 3531 | 3864 | 4106 | 4230 | 4319 | 4396 | 4465 | 4528 | 4592 | 55084.5
560 | 18 | 12 | 12 | 10 | 14 | 14 | 14 | 11 | 10 | 9 | 9 | 10 | 12 | 11 | 11 | 12 | 14 | 13 | 7 | 4 | 227 | 560 | 172 | 366.5 | 585.2 | 834.4 | 1114 | 1418 | 1737 | 2075 | 2417 | 2766 | 3119 | 3461 | 3793 | 4030 | 4155 | 4243 | 4316 | 4379 | 4437 | 4495 | 53913.1
561 | 22 | 16 | 14 | 10 | 12 | 13 | 12 | 12 | 12 | 13 | 11 | 11 | 13 | 14 | 12 | 11 | 9 | 8 | 10 | 11 | 246 | 561 | 177.1 | 373.7 | 595.9 | 844.1 | 1123 | 1424 | 1745 | 2081 | 2428 | 2777 | 3119 | 3461 | 3794 | 4030 | 4155 | 4244 | 4320 | 4384 | 4443 | 4502 | 54020.8
562 | 21 | 23 | 24 | 26 | 23 | 19 | 18 | 21 | 25 | 24 | 18 | 14 | 11 | 12 | 12 | 15 | 19 | 22 | 21 | 20 | 388 | 562 | 178.9 | 376.8 | 603.1 | 856.4 | 1141 | 1449 | 1776 | 2113 | 2465 | 2816 | 3164 | 3510 | 3844 | 4084 | 4211 | 4300 | 4376 | 4444 | 4507 | 4567 | 54782.2
563 | 14 | 11 | 10 | 9 | 8 | 8 | 5 | 6 | 7 | 9 | 9 | 10 | 9 | 9 | 9 | 9 | 8 | 9 | 8 | 10 | 177 | 563 | 170.3 | 359.3 | 574.8 | 817.9 | 1090 | 1386 | 1695 | 2018 | 2350 | 2683 | 3012 | 3335 | 3651 | 3875 | 3987 | 4068 | 4135 | 4191 | 4244 | 4296 | 51938.3
564 | 9 | 8 | 8 | 6 | 5 | 5 | 7 | 9 | 13 | 16 | 16 | 13 | 10 | 11 | 13 | 16 | 16 | 14 | 14 | 15 | 224 | 564 | 173.6 | 368.6 | 591 | 839.4 | 1122 | 1429 | 1753 | 2093 | 2449 | 2815 | 3172 | 3525 | 3869 | 4127 | 4266 | 4359 | 4436 | 4506 | 4570 | 4631 | 55094.6
565 | 10 | 9 | 10 | 14 | 17 | 19 | 17 | 16 | 17 | 17 | 17 | 14 | 13 | 12 | 11 | 10 | 10 | 8 | 8 | 6 | 255 | 565 | 170.7 | 360.8 | 579.5 | 824.5 | 1099 | 1401 | 1720 | 2050 | 2394 | 2740 | 3084 | 3421 | 3749 | 3985 | 4108 | 4195 | 4267 | 4331 | 4389 | 4446 | 53314.5
566 | 9 | 8 | 8 | 8 | 10 | 9 | 10 | 8 | 7 | 5 | 4 | 4 | 4 | 3 | 4 | 4 | 4 | 3 | 3 | 3 | 118 | 566 | 170 | 357.7 | 571.5 | 807.6 | 1075 | 1360 | 1658 | 1966 | 2281 | 2601 | 2911 | 3216 | 3508 | 3705 | 3803 | 3873 | 3931 | 3978 | 4023 | 4060 | 49855.8
567 | 10 | 14 | 12 | 16 | 14 | 16 | 14 | 15 | 14 | 13 | 11 | 10 | 10 | 13 | 17 | 20 | 18 | 16 | 17 | 21 | 291 | 567 | 175.2 | 368.8 | 587.2 | 836.9 | 1122 | 1432 | 1764 | 2110 | 2465 | 2825 | 3182 | 3531 | 3874 | 4129 | 4265 | 4358 | 4437 | 4509 | 4574 | 4638 | 55183.1
568 | 10 | 11 | 12 | 12 | 12 | 13 | 13 | 12 | 12 | 13 | 13 | 9 | 8 | 8 | 8 | 10 | 8 | 10 | 7 | 8 | 209 | 568 | 172.1 | 365.6 | 584.4 | 830.7 | 1108 | 1413 | 1738 | 2071 | 2420 | 2770 | 3116 | 3453 | 3782 | 4015 | 4135 | 4223 | 4296 | 4359 | 4417 | 4472 | 53740.8
569 | 24 | 25 | 23 | 15 | 7 | 2 | 3 | 3 | 2 | 3 | 10 | 13 | 14 | 12 | 14 | 14 | 12 | 10 | 11 | 12 | 229 | 569 | 174.3 | 370.1 | 591.8 | 838.3 | 1111 | 1410 | 1726 | 2051 | 2385 | 2724 | 3063 | 3399 | 3727 | 3967 | 4092 | 4180 | 4253 | 4319 | 4378 | 4436 | 53195.5
570 | 12 | 10 | 10 | 12 | 14 | 20 | 23 | 25 | 22 | 19 | 17 | 19 | 17 | 16 | 12 | 12 | 12 | 11 | 9 | 9 | 301 | 570 | 173.1 | 365.3 | 583.9 | 831.6 | 1108 | 1413 | 1737 | 2074 | 2420 | 2771 | 3115 | 3454 | 3785 | 4019 | 4142 | 4230 | 4303 | 4368 | 4427 | 4484 | 53803.9
571 | 16 | 19 | 18 | 20 | 17 | 15 | 12 | 11 | 12 | 11 | 16 | 17 | 19 | 16 | 18 | 17 | 19 | 18 | 16 | 11 | 318 | 571 | 172.3 | 368.1 | 593 | 847.5 | 1134 | 1451 | 1785 | 2133 | 2490 | 2853 | 3220 | 3577 | 3932 | 4192 | 4331 | 4427 | 4506 | 4580 | 4647 | 4709 | 55947.9
572 | 11 | 10 | 10 | 10 | 11 | 11 | 10 | 10 | 9 | 10 | 10 | 10 | 6 | 3 | 1 | 0 | 0 | 2 | 6 | 10 | 150 | 572 | 171.4 | 364.6 | 580.4 | 824.9 | 1102 | 1401 | 1717 | 2045 | 2384 | 2728 | 3068 | 3400 | 3720 | 3948 | 4060 | 4137 | 4202 | 4259 | 4309 | 4360 | 52781.3
573 | 9 | 10 | 11 | 11 | 10 | 9 | 9 | 10 | 10 | 9 | 8 | 8 | 8 | 6 | 2 | 1 | 4 | 5 | 7 | 5 | 152 | 573 | 172.4 | 366.2 | 587.4 | 834.5 | 1114 | 1420 | 1741 | 2073 | 2414 | 2761 | 3104 | 3440 | 3766 | 3994 | 4109 | 4188 | 4254 | 4311 | 4363 | 4412 | 53424.5
574 | 12 | 10 | 13 | 12 | 11 | 9 | 10 | 14 | 16 | 17 | 14 | 12 | 9 | 8 | 7 | 8 | 7 | 7 | 6 | 5 | 207 | 574 | 170.3 | 361.1 | 576.8 | 820 | 1093 | 1389 | 1700 | 2025 | 2358 | 2696 | 3032 | 3360 | 3675 | 3899 | 4016 | 4101 | 4170 | 4230 | 4284 | 4335 | 52291.2
575 | 22 | 15 | 14 | 10 | 17 | 17 | 19 | 14 | 13 | 12 | 10 | 9 | 9 | 10 | 12 | 14 | 17 | 17 | 15 | 16 | 282 | 575 | 176.8 | 370.2 | 587.3 | 831 | 1109 | 1411 | 1729 | 2056 | 2393 | 2735 | 3072 | 3402 | 3722 | 3948 | 4066 | 4151 | 4223 | 4286 | 4343 | 4399 | 53010.3
576 | 20 | 15 | 16 | 14 | 15 | 13 | 16 | 19 | 20 | 16 | 15 | 13 | 14 | 16 | 19 | 19 | 16 | 16 | 18 | 21 | 331 | 576 | 172.4 | 365.5 | 585.5 | 832.7 | 1113 | 1419 | 1742 | 2079 | 2432 | 2789 | 3144 | 3493 | 3834 | 4086 | 4218 | 4310 | 4386 | 4456 | 4519 | 4582 | 54558.1
577 | 15 | 13 | 15 | 15 | 16 | 16 | 14 | 13 | 11 | 12 | 13 | 11 | 10 | 8 | 6 | 8 | 8 | 11 | 8 | 12 | 235 | 577 | 170.4 | 360.6 | 577.4 | 823 | 1099 | 1402 | 1722 | 2053 | 2396 | 2742 | 3089 | 3428 | 3755 | 3987 | 4104 | 4184 | 4256 | 4318 | 4376 | 4433 | 53275.4
578 | 10 | 14 | 22 | 32 | 38 | 34 | 31 | 23 | 15 | 7 | 5 | 6 | 7 | 6 | 6 | 7 | 13 | 15 | 14 | 12 | 317 | 578 | 171 | 365.5 | 589.5 | 846.2 | 1132 | 1443 | 1770 | 2113 | 2465 | 2824 | 3178 | 3518 | 3855 | 4096 | 4215 | 4306 | 4382 | 4450 | 4512 | 4571 | 54802.2
579 | 6 | 14 | 14 | 17 | 12 | 10 | 7 | 6 | 6 | 13 | 15 | 20 | 17 | 18 | 15 | 14 | 15 | 16 | 18 | 19 | 272 | 579 | 170.6 | 362.9 | 583.9 | 832.6 | 1112 | 1416 | 1740 | 2073 | 2422 | 2774 | 3131 | 3480 | 3820 | 4072 | 4205 | 4295 | 4370 | 4438 | 4498 | 4558 | 54354
580 | 5 | 7 | 8 | 8 | 7 | 8 | 9 | 10 | 9 | 9 | 8 | 9 | 11 | 12 | 15 | 15 | 14 | 15 | 15 | 17 | 211 | 580 | 172 | 363.6 | 582.1 | 827 | 1101 | 1401 | 1716 | 2042 | 2379 | 2721 | 3058 | 3391 | 3716 | 3950 | 4073 | 4158 | 4227 | 4288 | 4343 | 4397 | 52905.7
581 | 22 | 21 | 19 | 19 | 19 | 19 | 19 | 20 | 20 | 18 | 13 | 14 | 15 | 17 | 17 | 17 | 19 | 19 | 19 | 21 | 367 | 581 | 179.6 | 379.9 | 608.5 | 866.9 | 1158 | 1476 | 1812 | 2163 | 2526 | 2897 | 3265 | 3629 | 3980 | 4249 | 4393 | 4488 | 4571 | 4648 | 4719 | 4787 | 56795.9
582 | 24 | 20 | 20 | 20 | 22 | 21 | 21 | 18 | 18 | 16 | 15 | 11 | 7 | 3 | 1 | 1 | 1 | 4 | 5 | 11 | 259 | 582 | 178.3 | 374.5 | 597.9 | 849 | 1129 | 1435 | 1757 | 2089 | 2430 | 2776 | 3116 | 3451 | 3774 | 3997 | 4107 | 4184 | 4248 | 4302 | 4351 | 4405 | 53550.7
583 | 26 | 23 | 21 | 19 | 21 | 20 | 18 | 14 | 16 | 15 | 15 | 12 | 13 | 13 | 16 | 14 | 16 | 14 | 14 | 13 | 333 | 583 | 171.5 | 368.2 | 591.2 | 839.7 | 1119 | 1425 | 1747 | 2080 | 2427 | 2774 | 3123 | 3464 | 3794 | 4028 | 4151 | 4239 | 4314 | 4380 | 4440 | 4498 | 53973.6
584 | 13 | 14 | 12 | 11 | 9 | 9 | 9 | 10 | 11 | 12 | 14 | 15 | 14 | 13 | 16 | 20 | 21 | 20 | 17 | 17 | 277 | 584 | 175.8 | 371.4 | 594.2 | 845 | 1128 | 1441 | 1772 | 2116 | 2470 | 2833 | 3195 | 3559 | 3913 | 4184 | 4329 | 4424 | 4502 | 4573 | 4639 | 4699 | 55763.4
585 | 17 | 18 | 18 | 17 | 16 | 12 | 12 | 10 | 13 | 13 | 9 | 5 | 1 | 0 | 0 | 0 | 1 | 0 | 2 | 4 | 168 | 585 | 176.3 | 369.5 | 591.2 | 841.9 | 1116 | 1414 | 1727 | 2052 | 2393 | 2738 | 3077 | 3402 | 3713 | 3930 | 4037 | 4113 | 4176 | 4229 | 4278 | 4325 | 52698.9
586 | 11 | 13 | 15 | 19 | 21 | 20 | 19 | 21 | 20 | 19 | 17 | 19 | 17 | 13 | 10 | 11 | 11 | 11 | 11 | 13 | 311 | 586 | 169 | 359.2 | 575.8 | 822.2 | 1104 | 1411 | 1737 | 2072 | 2417 | 2767 | 3113 | 3455 | 3787 | 4028 | 4155 | 4245 | 4320 | 4387 | 4448 | 4507 | 53879.2
587 | 8 | 8 | 10 | 13 | 15 | 14 | 11 | 10 | 10 | 14 | 15 | 17 | 15 | 14 | 15 | 15 | 15 | 10 | 12 | 13 | 254 | 587 | 170.8 | 363.5 | 583 | 830.7 | 1109 | 1414 | 1731 | 2063 | 2408 | 2760 | 3110 | 3454 | 3790 | 4030 | 4154 | 4242 | 4315 | 4381 | 4439 | 4496 | 53844
588 | 26 | 24 | 22 | 17 | 18 | 20 | 20 | 17 | 13 | 11 | 11 | 11 | 12 | 13 | 17 | 18 | 15 | 13 | 13 | 15 | 326 | 588 | 178.4 | 376.3 | 600.8 | 851.4 | 1138 | 1450 | 1778 | 2120 | 2471 | 2828 | 3183 | 3528 | 3863 | 4102 | 4225 | 4315 | 4393 | 4461 | 4524 | 4587 | 54972.9
589 | 11 | 11 | 9 | 9 | 8 | 8 | 6 | 5 | 7 | 7 | 8 | 8 | 8 | 7 | 6 | 7 | 8 | 9 | 8 | 8 | 158 | 589 | 169.6 | 360 | 575.9 | 818.1 | 1090 | 1390 | 1703 | 2024 | 2361 | 2697 | 3034 | 3362 | 3679 | 3907 | 4022 | 4103 | 4170 | 4229 | 4282 | 4333 | 52309.6
590 | 10 | 11 | 12 | 14 | 17 | 18 | 16 | 14 | 11 | 11 | 11 | 13 | 12 | 11 | 10 | 11 | 9 | 8 | 8 | 8 | 235 | 590 | 173.9 | 365.8 | 583 | 828.4 | 1105 | 1411 | 1732 | 2068 | 2410 | 2756 | 3102 | 3440 | 3771 | 4008 | 4130 | 4218 | 4292 | 4357 | 4416 | 4473 | 53640.1
591 | 22 | 19 | 18 | 14 | 19 | 20 | 20 | 14 | 12 | 13 | 15 | 13 | 11 | 12 | 12 | 14 | 10 | 10 | 10 | 11 | 289 | 591 | 177.2 | 372.6 | 595.4 | 847.3 | 1133 | 1445 | 1772 | 2111 | 2461 | 2815 | 3173 | 3517 | 3856 | 4101 | 4226 | 4315 | 4392 | 4459 | 4520 | 4580 | 54868.5
592 | 31 | 30 | 29 | 30 | 27 | 24 | 21 | 22 | 27 | 28 | 28 | 26 | 26 | 25 | 24 | 26 | 28 | 30 | 27 | 24 | 533 | 592 | 177.7 | 373.8 | 599.3 | 854.5 | 1141 | 1454 | 1786 | 2133 | 2493 | 2856 | 3218 | 3573 | 3922 | 4185 | 4328 | 4429 | 4516 | 4597 | 4671 | 4744 | 56051.3
593 | 6 | 9 | 9 | 10 | 9 | 7 | 7 | 10 | 10 | 11 | 9 | 9 | 8 | 8 | 9 | 9 | 10 | 8 | 7 | 6 | 171 | 593 | 170 | 361 | 576.7 | 821.1 | 1093 | 1390 | 1703 | 2029 | 2363 | 2699 | 3029 | 3355 | 3676 | 3906 | 4021 | 4104 | 4171 | 4230 | 4282 | 4332 | 52311.8
594 | 15 | 13 | 17 | 17 | 18 | 12 | 14 | 13 | 17 | 16 | 17 | 11 | 9 | 7 | 8 | 9 | 10 | 11 | 13 | 11 | 258 | 594 | 177.4 | 374.5 | 594.8 | 842.7 | 1120 | 1418 | 1731 | 2056 | 2393 | 2731 | 3065 | 3391 | 3697 | 3910 | 4016 | 4098 | 4168 | 4227 | 4282 | 4332 | 52624.4
595 | 32 | 28 | 26 | 22 | 21 | 19 | 16 | 14 | 17 | 18 | 17 | 16 | 16 | 15 | 13 | 13 | 15 | 16 | 14 | 10 | 358 | 595 | 176.7 | 371.9 | 594.6 | 845.1 | 1124 | 1432 | 1751 | 2081 | 2422 | 2764 | 3105 | 3437 | 3755 | 3978 | 4090 | 4174 | 4246 | 4308 | 4365 | 4419 | 53439.3
596 | 8 | 7 | 7 | 7 | 7 | 8 | 7 | 8 | 8 | 8 | 7 | 6 | 6 | 4 | 3 | 2 | 1 | 1 | 1 | 2 | 108 | 596 | 171.8 | 362.9 | 580 | 823 | 1099 | 1396 | 1706 | 2030 | 2363 | 2702 | 3035 | 3358 | 3674 | 3895 | 4006 | 4081 | 4145 | 4200 | 4249 | 4297 | 52173.7
597 | 16 | 19 | 20 | 24 | 28 | 30 | 29 | 23 | 21 | 21 | 22 | 19 | 15 | 11 | 12 | 14 | 17 | 21 | 23 | 25 | 410 | 597 | 176.6 | 375.6 | 602.5 | 857.5 | 1144 | 1455 | 1787 | 2130 | 2487 | 2848 | 3208 | 3562 | 3905 | 4162 | 4298 | 4390 | 4471 | 4545 | 4612 | 4679 | 55695.2
598 | 8 | 7 | 6 | 8 | 9 | 11 | 10 | 10 | 10 | 10 | 9 | 10 | 12 | 13 | 12 | 11 | 12 | 12 | 13 | 12 | 205 | 598 | 175.3 | 370.9 | 595.2 | 852.2 | 1140 | 1457 | 1793 | 2144 | 2509 | 2875 | 3239 | 3600 | 3959 | 4231 | 4376 | 4470 | 4548 | 4618 | 4683 | 4742 | 56377.6
599 | 15 | 14 | 18 | 19 | 18 | 15 | 15 | 15 | 13 | 11 | 11 | 12 | 13 | 11 | 8 | 6 | 6 | 7 | 9 | 9 | 245 | 599 | 173.5 | 364 | 580.8 | 827.9 | 1103 | 1403 | 1720 | 2048 | 2386 | 2729 | 3066 | 3397 | 3720 | 3940 | 4055 | 4139 | 4210 | 4270 | 4327 | 4381 | 52840.2
600 | 17 | 14 | 13 | 10 | 11 | 12 | 15 | 15 | 14 | 11 | 10 | 11 | 11 | 10 | 10 | 12 | 13 | 13 | 12 | 12 | 246 | 600 | 177.1 | 372.1 | 588.8 | 830.3 | 1103 | 1400 | 1715 | 2048 | 2392 | 2738 | 3083 | 3422 | 3745 | 3980 | 4101 | 4188 | 4262 | 4326 | 4385 | 4442 | 53298.3
601 | 13 | 12 | 14 | 15 | 19 | 19 | 14 | 6 | 2 | 3 | 12 | 16 | 19 | 16 | 20 | 21 | 20 | 20 | 23 | 23 | 307 | 601 | 171.3 | 364.1 | 582 | 829.8 | 1109 | 1419 | 1750 | 2084 | 2437 | 2792 | 3153 | 3508 | 3852 | 4104 | 4240 | 4333 | 4411 | 4482 | 4548 | 4612 | 54781.2
602 | 18 | 20 | 18 | 17 | 14 | 13 | 12 | 13 | 13 | 16 | 19 | 20 | 18 | 14 | 15 | 18 | 21 | 21 | 17 | 16 | 333 | 602 | 172.6 | 367.6 | 593.9 | 848.7 | 1134 | 1445 | 1773 | 2116 | 2468 | 2827 | 3183 | 3533 | 3874 | 4130 | 4263 | 4356 | 4434 | 4506 | 4571 | 4634 | 55229.8
603 | 27 | 23 | 22 | 21 | 19 | 18 | 17 | 21 | 16 | 11 | 3 | 5 | 5 | 5 | 3 | 5 | 12 | 19 | 26 | 24 | 302 | 603 | 178.2 | 375.9 | 603.1 | 858.9 | 1148 | 1465 | 1802 | 2151 | 2513 | 2882 | 3251 | 3612 | 3967 | 4232 | 4366 | 4451 | 4533 | 4609 | 4678 | 4742 | 56418.1
604 | 10 | 16 | 16 | 18 | 15 | 16 | 18 | 18 | 18 | 14 | 12 | 9 | 11 | 10 | 12 | 8 | 8 | 8 | 8 | 8 | 253 | 604 | 169.6 | 359.9 | 576.2 | 820.6 | 1094 | 1400 | 1723 | 2054 | 2394 | 2739 | 3081 | 3415 | 3741 | 3972 | 4093 | 4177 | 4244 | 4306 | 4360 | 4410 | 53129.3
605 | 16 | 14 | 13 | 12 | 12 | 12 | 11 | 11 | 12 | 11 | 11 | 13 | 13 | 14 | 12 | 10 | 6 | 4 | 5 | 7 | 219 | 605 | 179.8 | 380.2 | 598.6 | 845 | 1122 | 1421 | 1739 | 2066 | 2407 | 2754 | 3100 | 3438 | 3764 | 3999 | 4121 | 4208 | 4277 | 4333 | 4385 | 4441 | 53578.6
606 | 9 | 9 | 10 | 11 | 11 | 10 | 9 | 6 | 3 | 2 | 1 | 3 | 5 | 12 | 14 | 16 | 14 | 14 | 11 | 11 | 181 | 606 | 171.5 | 363.4 | 581.1 | 827.9 | 1103 | 1408 | 1729 | 2062 | 2408 | 2756 | 3103 | 3443 | 3775 | 4014 | 4140 | 4227 | 4298 | 4361 | 4417 | 4472 | 53659.9
607 | 17 | 24 | 24 | 27 | 23 | 21 | 19 | 20 | 21 | 23 | 22 | 23 | 21 | 20 | 17 | 16 | 18 | 21 | 23 | 23 | 423 | 607 | 179.3 | 380.4 | 608 | 865.9 | 1154 | 1468 | 1799 | 2146 | 2508 | 2871 | 3227 | 3579 | 3922 | 4172 | 4304 | 4397 | 4476 | 4548 | 4613 | 4678 | 55895.6
608 | 18 | 16 | 16 | 16 | 17 | 19 | 18 | 19 | 20 | 19 | 16 | 10 | 6 | 2 | 2 | 2 | 6 | 12 | 18 | 18 | 270 | 608 | 174.7 | 371.3 | 588.8 | 838.8 | 1117 | 1426 | 1750 | 2088 | 2437 | 2792 | 3142 | 3483 | 3810 | 4044 | 4161 | 4241 | 4310 | 4376 | 4437 | 4496 | 54083.6
609 | 16 | 22 | 19 | 16 | 17 | 17 | 19 | 12 | 18 | 19 | 21 | 18 | 16 | 13 | 11 | 9 | 13 | 13 | 15 | 14 | 318 | 609 | 171.1 | 364.8 | 586.7 | 833.7 | 1113 | 1416 | 1739 | 2070 | 2415 | 2760 | 3103 | 3441 | 3768 | 3998 | 4114 | 4199 | 4272 | 4336 | 4394 | 4451 | 53545.3
610 | 10 | 11 | 9 | 8 | 7 | 7 | 7 | 8 | 9 | 10 | 10 | 9 | 8 | 7 | 8 | 7 | 10 | 11 | 12 | 11 | 179 | 610 | 174.7 | 368.5 | 587.6 | 835.3 | 1119 | 1426 | 1749 | 2083 | 2430 | 2786 | 3136 | 3482 | 3814 | 4059 | 4186 | 4272 | 4344 | 4409 | 4466 | 4522 | 54249.1
611 | 9 | 15 | 14 | 19 | 20 | 23 | 23 | 21 | 21 | 18 | 16 | 14 | 16 | 17 | 16 | 14 | 12 | 9 | 10 | 7 | 314 | 611 | 169.1 | 359.4 | 574.1 | 817.1 | 1093 | 1394 | 1710 | 2038 | 2377 | 2713 | 3050 | 3379 | 3697 | 3921 | 4039 | 4124 | 4195 | 4256 | 4313 | 4368 | 52586.7
612 | 15 | 13 | 14 | 12 | 14 | 13 | 17 | 15 | 15 | 9 | 10 | 10 | 11 | 14 | 14 | 15 | 10 | 8 | 7 | 7 | 243 | 612 | 162.5 | 353.7 | 572.1 | 816.2 | 1090 | 1390 | 1712 | 2046 | 2393 | 2739 | 3079 | 3417 | 3745 | 3980 | 4103 | 4192 | 4263 | 4326 | 4384 | 4441 | 53204.5
613 | 39 | 34 | 30 | 26 | 26 | 30 | 30 | 32 | 28 | 25 | 19 | 20 | 22 | 25 | 24 | 24 | 22 | 25 | 25 | 23 | 529 | 613 | 177.2 | 376.2 | 602.3 | 853.9 | 1136 | 1447 | 1773 | 2115 | 2469 | 2824 | 3182 | 3531 | 3872 | 4125 | 4260 | 4361 | 4447 | 4526 | 4598 | 4669 | 55344.6
614 | 10 | 14 | 15 | 17 | 14 | 11 | 11 | 12 | 14 | 16 | 13 | 9 | 7 | 7 | 9 | 10 | 13 | 16 | 16 | 14 | 248 | 614 | 171.5 | 363.1 | 583.1 | 832.1 | 1108 | 1411 | 1728 | 2058 | 2404 | 2750 | 3099 | 3440 | 3769 | 4009 | 4135 | 4223 | 4296 | 4361 | 4420 | 4477 | 53637.8
615 | 15 | 15 | 14 | 14 | 15 | 17 | 16 | 17 | 16 | 15 | 12 | 11 | 11 | 10 | 7 | 9 | 8 | 7 | 5 | 8 | 242 | 615 | 174.9 | 371.3 | 591.9 | 839.6 | 1121 | 1424 | 1743 | 2071 | 2408 | 2753 | 3091 | 3423 | 3745 | 3970 | 4086 | 4171 | 4240 | 4293 | 4344 | 4398 | 53258.7
616 | 14 | 16 | 14 | 12 | 12 | 15 | 15 | 13 | 11 | 12 | 14 | 14 | 12 | 12 | 11 | 12 | 10 | 11 | 11 | 12 | 253 | 616 | 177.4 | 375.1 | 601.2 | 847.4 | 1129 | 1441 | 1766 | 2104 | 2456 | 2808 | 3161 | 3505 | 3842 | 4084 | 4209 | 4298 | 4374 | 4441 | 4502 | 4561 | 54682.1
617 | 10 | 10 | 11 | 14 | 14 | 13 | 11 | 10 | 9 | 8 | 10 | 10 | 11 | 9 | 8 | 9 | 8 | 9 | 7 | 11 | 202 | 617 | 171.1 | 363.8 | 582.5 | 826.4 | 1102 | 1400 | 1717 | 2047 | 2386 | 2729 | 3070 | 3410 | 3735 | 3967 | 4087 | 4171 | 4240 | 4302 | 4357 | 4411 | 53074.8
618 | 15 | 14 | 13 | 15 | 14 | 16 | 14 | 12 | 9 | 8 | 8 | 10 | 14 | 19 | 22 | 21 | 18 | 16 | 17 | 17 | 292 | 618 | 172.8 | 367.1 | 586.7 | 835.1 | 1120 | 1430 | 1755 | 2094 | 2440 | 2789 | 3140 | 3487 | 3827 | 4080 | 4215 | 4307 | 4385 | 4457 | 4522 | 4586 | 54595.7
619 | 17 | 13 | 12 | 10 | 9 | 8 | 7 | 7 | 8 | 7 | 7 | 7 | 8 | 8 | 7 | 7 | 7 | 8 | 6 | 3 | 166 | 619 | 176.8 | 373.5 | 588.5 | 833.8 | 1107 | 1401 | 1713 | 2036 | 2366 | 2703 | 3032 | 3354 | 3670 | 3891 | 4006 | 4087 | 4155 | 4213 | 4268 | 4315 | 52289.6
620 | 8 | 16 | 13 | 15 | 11 | 16 | 11 | 7 | 6 | 11 | 13 | 12 | 10 | 11 | 10 | 13 | 14 | 16 | 14 | 13 | 240 | 620 | 173.6 | 366.5 | 587 | 832.7 | 1107 | 1409 | 1726 | 2053 | 2391 | 2740 | 3084 | 3423 | 3754 | 3992 | 4119 | 4207 | 4281 | 4348 | 4408 | 4467 | 53468.8
621 | 13 | 17 | 15 | 14 | 11 | 8 | 9 | 8 | 11 | 13 | 14 | 12 | 10 | 9 | 8 | 6 | 9 | 8 | 11 | 8 | 214 | 621 | 172.3 | 366.5 | 583.2 | 823.2 | 1092 | 1386 | 1689 | 2002 | 2328 | 2658 | 2984 | 3307 | 3615 | 3828 | 3929 | 4005 | 4069 | 4123 | 4175 | 4223 | 51358.2
622 | 17 | 15 | 15 | 18 | 22 | 25 | 24 | 22 | 20 | 17 | 18 | 21 | 20 | 19 | 18 | 21 | 22 | 21 | 24 | 24 | 403 | 622 | 170.4 | 362 | 581.4 | 831.1 | 1115 | 1429 | 1761 | 2107 | 2465 | 2829 | 3190 | 3551 | 3899 | 4165 | 4310 | 4407 | 4490 | 4567 | 4638 | 4705 | 55572.9
623 | 13 | 14 | 15 | 15 | 18 | 17 | 20 | 13 | 11 | 8 | 8 | 9 | 9 | 10 | 8 | 11 | 11 | 12 | 10 | 9 | 241 | 623 | 171 | 363.6 | 583.6 | 828.9 | 1111 | 1416 | 1740 | 2075 | 2419 | 2765 | 3108 | 3443 | 3770 | 4005 | 4125 | 4212 | 4286 | 4348 | 4407 | 4464 | 53641.1
624 | 1 | 2 | 2 | 2 | 1 | 2 | 3 | 6 | 7 | 8 | 7 | 9 | 11 | 15 | 17 | 20 | 22 | 22 | 24 | 24 | 205 | 624 | 151.4 | 329 | 532.4 | 763.4 | 1027 | 1319 | 1629 | 1966 | 2324 | 2689 | 3055 | 3419 | 3772 | 4048 | 4200 | 4300 | 4378 | 4446 | 4509 | 4570 | 53427.2
625 | 10 | 10 | 17 | 19 | 22 | 19 | 19 | 17 | 14 | 12 | 12 | 11 | 11 | 12 | 13 | 13 | 12 | 14 | 15 | 18 | 290 | 625 | 173.7 | 365.6 | 587.3 | 840.9 | 1125 | 1436 | 1764 | 2106 | 2460 | 2818 | 3176 | 3522 | 3860 | 4106 | 4236 | 4326 | 4403 | 4472 | 4534 | 4594 | 54905.5
626 | 10 | 12 | 16 | 19 | 21 | 20 | 18 | 13 | 11 | 11 | 14 | 14 | 13 | 13 | 12 | 13 | 11 | 14 | 16 | 17 | 288 | 626 | 172.2 | 365.4 | 583.6 | 833.4 | 1116 | 1422 | 1747 | 2082 | 2432 | 2781 | 3130 | 3474 | 3803 | 4038 | 4160 | 4248 | 4322 | 4388 | 4447 | 4506 | 54050.6
627 | 24 | 21 | 24 | 22 | 20 | 14 | 13 | 15 | 17 | 20 | 20 | 19 | 21 | 22 | 22 | 21 | 21 | 25 | 25 | 30 | 416 | 627 | 176.6 | 376.3 | 602.9 | 858.2 | 1150 | 1467 | 1799 | 2150 | 2511 | 2877 | 3239 | 3598 | 3949 | 4211 | 4352 | 4447 | 4530 | 4607 | 4678 | 4747 | 56326
628 | 17 | 17 | 18 | 19 | 21 | 18 | 15 | 15 | 14 | 14 | 12 | 13 | 13 | 12 | 11 | 12 | 14 | 15 | 15 | 15 | 300 | 628 | 175.8 | 371.6 | 596.1 | 847.4 | 1133 | 1443 | 1767 | 2106 | 2458 | 2811 | 3165 | 3511 | 3846 | 4092 | 4221 | 4311 | 4388 | 4457 | 4519 | 4580 | 54798.9
629 | 11 | 10 | 12 | 13 | 17 | 18 | 17 | 14 | 12 | 12 | 13 | 14 | 15 | 13 | 10 | 7 | 7 | 6 | 6 | 7 | 234 | 629 | 175.1 | 366.6 | 587.9 | 836.6 | 1113 | 1418 | 1740 | 2073 | 2421 | 2771 | 3120 | 3463 | 3794 | 4033 | 4152 | 4236 | 4303 | 4360 | 4411 | 4460 | 53834.2
630 | 11 | 11 | 12 | 14 | 13 | 12 | 10 | 10 | 11 | 10 | 11 | 10 | 11 | 9 | 9 | 9 | 9 | 8 | 5 | 3 | 198 | 630 | 173.6 | 365.1 | 586.2 | 834.1 | 1111 | 1413 | 1732 | 2063 | 2408 | 2760 | 3104 | 3439 | 3768 | 3997 | 4116 | 4202 | 4273 | 4335 | 4392 | 4440 | 53512
631 | 24 | 21 | 23 | 24 | 22 | 18 | 15 | 16 | 18 | 20 | 22 | 23 | 21 | 23 | 19 | 20 | 21 | 25 | 27 | 27 | 429 | 631 | 181.3 | 381.6 | 612 | 874 | 1167 | 1487 | 1826 | 2176 | 2542 | 2913 | 3279 | 3644 | 3993 | 4251 | 4387 | 4482 | 4566 | 4643 | 4713 | 4783 | 56900.9
632 | 25 | 25 | 27 | 28 | 25 | 21 | 21 | 19 | 16 | 13 | 16 | 15 | 14 | 11 | 11 | 11 | 14 | 13 | 16 | 18 | 359 | 632 | 177.2 | 375 | 597.2 | 847.2 | 1127 | 1435 | 1759 | 2093 | 2435 | 2782 | 3127 | 3466 | 3795 | 4032 | 4154 | 4242 | 4316 | 4381 | 4441 | 4500 | 54081.6
633 | 19 | 18 | 20 | 22 | 24 | 18 | 15 | 14 | 18 | 18 | 16 | 13 | 9 | 10 | 10 | 12 | 14 | 18 | 18 | 12 | 318 | 633 | 169.8 | 360.7 | 581 | 834.9 | 1116 | 1425 | 1752 | 2093 | 2445 | 2800 | 3155 | 3500 | 3839 | 4082 | 4211 | 4301 | 4378 | 4447 | 4510 | 4569 | 54569.4
634 | 26 | 17 | 14 | 8 | 8 | 10 | 13 | 17 | 20 | 22 | 22 | 20 | 17 | 17 | 18 | 19 | 19 | 19 | 19 | 20 | 345 | 634 | 178.4 | 378.1 | 601.5 | 851 | 1130 | 1434 | 1759 | 2097 | 2448 | 2806 | 3156 | 3505 | 3845 | 4091 | 4226 | 4320 | 4401 | 4475 | 4542 | 4608 | 54852
635 | 27 | 30 | 28 | 28 | 26 | 22 | 21 | 22 | 22 | 20 | 14 | 14 | 12 | 11 | 9 | 9 | 10 | 10 | 6 | 5 | 346 | 635 | 179 | 377 | 601.9 | 853 | 1138 | 1442 | 1764 | 2093 | 2435 | 2779 | 3120 | 3452 | 3777 | 4001 | 4118 | 4203 | 4276 | 4338 | 4394 | 4441 | 53781.9
636 | 6 | 5 | 8 | 9 | 11 | 9 | 9 | 7 | 8 | 9 | 13 | 13 | 12 | 13 | 15 | 16 | 14 | 16 | 18 | 20 | 231 | 636 | 170.7 | 360.9 | 580.1 | 826.7 | 1105 | 1412 | 1735 | 2071 | 2416 | 2765 | 3116 | 3464 | 3800 | 4048 | 4178 | 4267 | 4342 | 4409 | 4469 | 4528 | 54063.4
637 | 11 | 10 | 9 | 8 | 8 | 9 | 9 | 8 | 7 | 8 | 8 | 7 | 7 | 9 | 10 | 11 | 9 | 9 | 8 | 10 | 175 | 637 | 177.2 | 372 | 595.3 | 845 | 1127 | 1433 | 1758 | 2092 | 2440 | 2796 | 3142 | 3486 | 3816 | 4055 | 4179 | 4266 | 4337 | 4400 | 4457 | 4512 | 54285.5
638 | 12 | 15 | 17 | 18 | 15 | 14 | 13 | 14 | 13 | 14 | 13 | 13 | 14 | 14 | 15 | 14 | 15 | 15 | 14 | 16 | 288 | 638 | 158.4 | 350 | 569.3 | 816.6 | 1092 | 1400 | 1727 | 2064 | 2416 | 2769 | 3122 | 3472 | 3811 | 4064 | 4196 | 4286 | 4360 | 4427 | 4487 | 4547 | 54134.3
639 | 9 | 7 | 9 | 8 | 9 | 9 | 10 | 10 | 8 | 8 | 8 | 7 | 7 | 7 | 7 | 7 | 7 | 6 | 5 | 4 | 152 | 639 | 168.7 | 359.3 | 575.6 | 817.9 | 1090 | 1387 | 1701 | 2026 | 2363 | 2705 | 3041 | 3372 | 3693 | 3920 | 4038 | 4121 | 4190 | 4250 | 4302 | 4351 | 52471.5
640 | 8 | 9 | 9 | 8 | 8 | 8 | 10 | 11 | 12 | 12 | 10 | 12 | 11 | 14 | 13 | 12 | 8 | 7 | 7 | 10 | 199 | 640 | 170.9 | 363.3 | 582.1 | 829.2 | 1109 | 1412 | 1730 | 2063 | 2407 | 2754 | 3098 | 3437 | 3769 | 4011 | 4137 | 4224 | 4295 | 4359 | 4415 | 4471 | 53636.5
641 | 6 | 7 | 8 | 9 | 9 | 8 | 7 | 8 | 9 | 10 | 10 | 12 | 10 | 10 | 9 | 11 | 12 | 12 | 10 | 6 | 183 | 641 | 155.6 | 341.4 | 559.2 | 807.7 | 1086 | 1389 | 1712 | 2050 | 2398 | 2752 | 3100 | 3445 | 3785 | 4033 | 4163 | 4253 | 4324 | 4389 | 4446 | 4503 | 53691.9
642 | 17 | 17 | 15 | 11 | 7 | 7 | 7 | 9 | 10 | 12 | 12 | 13 | 11 | 9 | 9 | 12 | 15 | 14 | 12 | 8 | 227 | 642 | 176.8 | 374.8 | 600.5 | 846.6 | 1123 | 1424 | 1745 | 2075 | 2414 | 2768 | 3119 | 3463 | 3796 | 4041 | 4173 | 4263 | 4339 | 4408 | 4470 | 4530 | 54149.7
643 | 9 | 12 | 14 | 16 | 17 | 16 | 14 | 10 | 8 | 6 | 5 | 7 | 8 | 12 | 9 | 10 | 8 | 7 | 8 | 10 | 206 | 643 | 168.1 | 358.6 | 575.1 | 820.8 | 1097 | 1395 | 1712 | 2041 | 2381 | 2723 | 3061 | 3393 | 3713 | 3943 | 4064 | 4148 | 4217 | 4276 | 4329 | 4382 | 52797.6
644 | 9 | 18 | 20 | 23 | 19 | 18 | 15 | 14 | 16 | 18 | 21 | 15 | 19 | 20 | 23 | 21 | 19 | 17 | 17 | 18 | 360 | 644 | 173.6 | 366.6 | 592.2 | 845.2 | 1132 | 1443 | 1771 | 2117 | 2475 | 2837 | 3197 | 3549 | 3893 | 4148 | 4280 | 4373 | 4452 | 4526 | 4593 | 4659 | 55422.6
645 | 15 | 15 | 12 | 7 | 3 | 2 | 4 | 10 | 18 | 21 | 17 | 13 | 12 | 12 | 11 | 8 | 5 | 3 | 1 | 1 | 190 | 645 | 170.6 | 362.8 | 579.1 | 822.8 | 1098 | 1395 | 1709 | 2034 | 2375 | 2721 | 3063 | 3398 | 3722 | 3955 | 4075 | 4161 | 4232 | 4289 | 4340 | 4388 | 52890.3
646 | 19 | 21 | 19 | 18 | 13 | 11 | 13 | 13 | 13 | 13 | 14 | 15 | 12 | 11 | 8 | 8 | 8 | 8 | 9 | 9 | 255 | 646 | 177 | 374.3 | 596 | 843.4 | 1121 | 1417 | 1735 | 2068 | 2411 | 2759 | 3101 | 3439 | 3766 | 3999 | 4118 | 4203 | 4276 | 4340 | 4398 | 4455 | 53596.7
647 | 10 | 8 | 9 | 8 | 10 | 10 | 11 | 11 | 11 | 9 | 8 | 8 | 8 | 7 | 7 | 12 | 13 | 12 | 6 | 9 | 187 | 647 | 170.1 | 360.7 | 581.1 | 825.9 | 1099 | 1399 | 1719 | 2049 | 2387 | 2727 | 3066 | 3402 | 3727 | 3964 | 4084 | 4168 | 4238 | 4299 | 4354 | 4409 | 53028.8
648 | 21 | 18 | 18 | 17 | 22 | 24 | 24 | 22 | 22 | 25 | 23 | 20 | 19 | 20 | 21 | 18 | 14 | 15 | 17 | 18 | 398 | 648 | 173.3 | 368.1 | 589 | 839.3 | 1125 | 1438 | 1766 | 2107 | 2460 | 2822 | 3180 | 3533 | 3872 | 4121 | 4255 | 4350 | 4429 | 4501 | 4568 | 4631 | 55127.7
649 | 19 | 27 | 28 | 28 | 25 | 22 | 26 | 22 | 21 | 16 | 18 | 16 | 15 | 16 | 17 | 20 | 18 | 15 | 12 | 12 | 393 | 649 | 179 | 379.3 | 604.7 | 857.9 | 1144 | 1453 | 1783 | 2125 | 2479 | 2833 | 3187 | 3536 | 3870 | 4112 | 4237 | 4326 | 4402 | 4471 | 4532 | 4592 | 55102.9
650 | 23 | 21 | 23 | 20 | 18 | 20 | 20 | 25 | 20 | 26 | 25 | 28 | 24 | 22 | 19 | 17 | 17 | 21 | 23 | 25 | 437 | 650 | 177.1 | 375.5 | 604.1 | 859.4 | 1149 | 1464 | 1798 | 2146 | 2506 | 2874 | 3239 | 3595 | 3943 | 4207 | 4345 | 4443 | 4527 | 4607 | 4678 | 4749 | 56286.1
651 | 20 | 17 | 22 | 24 | 30 | 28 | 26 | 21 | 19 | 17 | 18 | 18 | 20 | 21 | 23 | 22 | 17 | 18 | 20 | 25 | 426 | 651 | 175.3 | 371.8 | 595.4 | 849.8 | 1133 | 1443 | 1767 | 2104 | 2452 | 2802 | 3151 | 3494 | 3824 | 4060 | 4182 | 4273 | 4351 | 4421 | 4485 | 4549 | 54483.3
652 | 12 | 15 | 17 | 18 | 18 | 16 | 18 | 15 | 15 | 16 | 17 | 19 | 16 | 12 | 7 | 7 | 10 | 12 | 13 | 14 | 287 | 652 | 172.8 | 364.5 | 585.2 | 831.4 | 1107 | 1415 | 1735 | 2067 | 2412 | 2761 | 3108 | 3448 | 3773 | 4004 | 4122 | 4200 | 4273 | 4337 | 4395 | 4451 | 53561.9
653 | 21 | 16 | 15 | 13 | 13 | 13 | 13 | 13 | 14 | 12 | 11 | 10 | 11 | 12 | 14 | 15 | 16 | 14 | 13 | 10 | 269 | 653 | 176.9 | 372.7 | 596.4 | 847.2 | 1129 | 1434 | 1755 | 2089 | 2432 | 2779 | 3126 | 3466 | 3794 | 4027 | 4148 | 4235 | 4309 | 4375 | 4435 | 4492 | 54018.2
654 | 14 | 14 | 16 | 19 | 23 | 23 | 19 | 15 | 12 | 14 | 14 | 15 | 16 | 17 | 19 | 20 | 21 | 19 | 20 | 22 | 352 | 654 | 176.9 | 374.7 | 599.9 | 855.4 | 1142 | 1456 | 1790 | 2135 | 2491 | 2859 | 3222 | 3576 | 3929 | 4190 | 4329 | 4422 | 4503 | 4577 | 4645 | 4710 | 55982.9
655 | 15 | 11 | 12 | 11 | 13 | 9 | 5 | 3 | 2 | 3 | 2 | 6 | 8 | 11 | 9 | 9 | 9 | 10 | 10 | 9 | 167 | 655 | 175.9 | 370.7 | 588.7 | 833.9 | 1109 | 1408 | 1722 | 2051 | 2391 | 2738 | 3079 | 3414 | 3741 | 3973 | 4095 | 4182 | 4253 | 4315 | 4371 | 4427 | 53238.2
656 | 22 | 17 | 15 | 12 | 13 | 15 | 16 | 14 | 14 | 16 | 17 | 14 | 11 | 10 | 12 | 13 | 13 | 13 | 15 | 18 | 290 | 656 | 176.7 | 375.8 | 596.1 | 844.6 | 1128 | 1439 | 1773 | 2121 | 2481 | 2846 | 3210 | 3568 | 3917 | 4172 | 4311 | 4405 | 4485 | 4558 | 4625 | 4688 | 55720.2
657 | 22 | 19 | 16 | 16 | 17 | 23 | 21 | 20 | 15 | 17 | 19 | 20 | 18 | 19 | 18 | 18 | 19 | 19 | 21 | 18 | 375 | 657 | 179.9 | 378.8 | 605.4 | 864.3 | 1155 | 1472 | 1809 | 2159 | 2521 | 2885 | 3251 | 3612 | 3961 | 4223 | 4364 | 4460 | 4544 | 4621 | 4692 | 4762 | 56519.4
658 | 11 | 10 | 11 | 12 | 13 | 12 | 11 | 11 | 12 | 13 | 15 | 15 | 16 | 15 | 16 | 15 | 16 | 16 | 18 | 19 | 277 | 658 | 171.5 | 366 | 587 | 837 | 1119 | 1427 | 1751 | 2092 | 2444 | 2804 | 3167 | 3524 | 3872 | 4129 | 4268 | 4360 | 4437 | 4507 | 4570 | 4631 | 55063.5
659 | 22 | 17 | 15 | 13 | 16 | 17 | 17 | 14 | 15 | 14 | 15 | 14 | 13 | 15 | 17 | 19 | 17 | 17 | 18 | 19 | 324 | 659 | 177.3 | 373.7 | 592.5 | 838.4 | 1125 | 1439 | 1771 | 2115 | 2471 | 2832 | 3193 | 3545 | 3889 | 4141 | 4276 | 4369 | 4448 | 4520 | 4584 | 4648 | 55347.9
660 | 14 | 13 | 13 | 13 | 13 | 18 | 17 | 16 | 8 | 8 | 7 | 10 | 9 | 11 | 12 | 14 | 15 | 15 | 14 | 9 | 249 | 660 | 177.5 | 375.2 | 603.8 | 859.5 | 1148 | 1462 | 1792 | 2134 | 2482 | 2830 | 3180 | 3530 | 3869 | 4117 | 4247 | 4339 | 4416 | 4487 | 4549 | 4610 | 55208
661 | 35 | 32 | 31 | 28 | 26 | 25 | 21 | 23 | 22 | 23 | 19 | 17 | 18 | 16 | 15 | 14 | 16 | 17 | 20 | 17 | 435 | 661 | 176.7 | 372.9 | 597.2 | 850.4 | 1136 | 1448 | 1776 | 2118 | 2470 | 2826 | 3181 | 3531 | 3872 | 4126 | 4260 | 4351 | 4430 | 4502 | 4565 | 4628 | 55217.2
662 | 16 | 18 | 17 | 17 | 17 | 17 | 17 | 14 | 14 | 15 | 17 | 15 | 13 | 11 | 12 | 12 | 11 | 12 | 15 | 17 | 297 | 662 | 176.9 | 372.7 | 594.9 | 844.7 | 1129 | 1441 | 1768 | 2113 | 2470 | 2830 | 3187 | 3545 | 3886 | 4141 | 4276 | 4368 | 4446 | 4518 | 4583 | 4645 | 55335.2
663 | 9 | 10 | 11 | 10 | 10 | 7 | 8 | 8 | 9 | 8 | 9 | 6 | 3 | 1 | 1 | 1 | 1 | 2 | 4 | 6 | 124 | 663 | 168.1 | 357.5 | 570.6 | 811.8 | 1082 | 1375 | 1687 | 2005 | 2337 | 2675 | 3006 | 3335 | 3649 | 3873 | 3985 | 4062 | 4126 | 4182 | 4232 | 4280 | 51799
664 | 32 | 25 | 24 | 18 | 19 | 19 | 20 | 18 | 18 | 17 | 18 | 18 | 20 | 18 | 16 | 21 | 27 | 33 | 32 | 28 | 441 | 664 | 176 | 373.4 | 594.9 | 847.2 | 1132 | 1444 | 1771 | 2113 | 2470 | 2830 | 3190 | 3545 | 3889 | 4146 | 4285 | 4380 | 4464 | 4540 | 4610 | 4680 | 55480.5
665 | 8 | 9 | 11 | 11 | 12 | 11 | 13 | 12 | 12 | 10 | 8 | 8 | 8 | 10 | 13 | 16 | 17 | 20 | 20 | 23 | 252 | 665 | 169.6 | 360 | 578.9 | 826.5 | 1108 | 1412 | 1733 | 2073 | 2423 | 2783 | 3141 | 3495 | 3840 | 4104 | 4247 | 4339 | 4415 | 4484 | 4548 | 4604 | 54684
666 | 12 | 15 | 13 | 13 | 10 | 11 | 10 | 13 | 13 | 16 | 16 | 16 | 15 | 11 | 11 | 10 | 10 | 9 | 9 | 10 | 243 | 666 | 172.8 | 368.3 | 586.1 | 831.5 | 1108 | 1409 | 1726 | 2058 | 2404 | 2752 | 3099 | 3440 | 3767 | 3996 | 4114 | 4201 | 4272 | 4334 | 4391 | 4447 | 53476.7
667 | 7 | 10 | 10 | 10 | 10 | 11 | 12 | 11 | 9 | 8 | 9 | 9 | 10 | 8 | 7 | 7 | 6 | 6 | 5 | 7 | 172 | 667 | 174.5 | 370.5 | 592 | 841 | 1120 | 1425 | 1748 | 2084 | 2432 | 2786 | 3136 | 3477 | 3814 | 4052 | 4172 | 4255 | 4325 | 4386 | 4440 | 4494 | 54124
668 | 14 | 18 | 19 | 19 | 18 | 17 | 18 | 20 | 19 | 22 | 22 | 16 | 7 | 0 | 0 | 0 | 0 | 0 | 4 | 6 | 239 | 668 | 177.8 | 371.3 | 592.4 | 840.8 | 1119 | 1420 | 1739 | 2068 | 2408 | 2750 | 3087 | 3420 | 3738 | 3952 | 4059 | 4134 | 4196 | 4249 | 4298 | 4346 | 52965.3
669 | 14 | 15 | 12 | 9 | 4 | 3 | 4 | 3 | 6 | 13 | 18 | 20 | 16 | 15 | 16 | 14 | 14 | 12 | 15 | 15 | 238 | 669 | 176.8 | 372.5 | 593.2 | 840.9 | 1120 | 1424 | 1747 | 2082 | 2429 | 2785 | 3142 | 3496 | 3840 | 4096 | 4230 | 4322 | 4399 | 4470 | 4534 | 4596 | 54695.4
670 | 10 | 11 | 10 | 10 | 9 | 10 | 13 | 13 | 14 | 13 | 12 | 10 | 9 | 10 | 11 | 10 | 10 | 10 | 13 | 14 | 222 | 670 | 170.2 | 360.8 | 579.7 | 827.1 | 1103 | 1406 | 1727 | 2057 | 2400 | 2752 | 3101 | 3442 | 3771 | 4012 | 4138 | 4226 | 4299 | 4364 | 4423 | 4481 | 53639.8
671 | 22 | 24 | 24 | 24 | 20 | 17 | 17 | 19 | 21 | 20 | 17 | 11 | 9 | 9 | 12 | 15 | 18 | 20 | 17 | 17 | 353 | 671 | 176.4 | 372 | 597.4 | 849.1 | 1133 | 1442 | 1766 | 2102 | 2452 | 2804 | 3155 | 3501 | 3834 | 4076 | 4205 | 4295 | 4371 | 4440 | 4501 | 4562 | 54633.9
672 | 11 | 12 | 11 | 12 | 12 | 14 | 14 | 14 | 12 | 10 | 8 | 8 | 7 | 8 | 8 | 9 | 8 | 8 | 9 | 11 | 206 | 672 | 173 | 367.2 | 587.4 | 834.5 | 1113 | 1416 | 1739 | 2069 | 2411 | 2758 | 3102 | 3441 | 3768 | 4006 | 4132 | 4218 | 4289 | 4351 | 4407 | 4462 | 53644.1
673 | 22 | 21 | 21 | 20 | 24 | 21 | 18 | 17 | 17 | 18 | 13 | 18 | 18 | 21 | 17 | 18 | 17 | 17 | 16 | 17 | 371 | 673 | 172.2 | 366.6 | 590.8 | 844.2 | 1127 | 1440 | 1768 | 2106 | 2458 | 2811 | 3164 | 3513 | 3852 | 4102 | 4235 | 4327 | 4406 | 4480 | 4547 | 4613 | 54922.8
674 | 24 | 19 | 19 | 15 | 17 | 20 | 20 | 19 | 16 | 21 | 22 | 25 | 22 | 21 | 19 | 19 | 21 | 26 | 29 | 33 | 427 | 674 | 179 | 376.6 | 601.5 | 857.1 | 1150 | 1465 | 1798 | 2144 | 2506 | 2872 | 3239 | 3595 | 3946 | 4206 | 4348 | 4445 | 4530 | 4610 | 4683 | 4755 | 56306.2
675 | 18 | 18 | 18 | 14 | 12 | 11 | 11 | 11 | 9 | 11 | 13 | 15 | 13 | 10 | 7 | 7 | 6 | 7 | 7 | 8 | 226 | 675 | 177 | 374.2 | 597.6 | 844.3 | 1117 | 1411 | 1725 | 2049 | 2386 | 2723 | 3063 | 3396 | 3717 | 3943 | 4059 | 4144 | 4215 | 4277 | 4333 | 4389 | 52940.1
676 | 5 | 9 | 8 | 8 | 6 | 11 | 13 | 15 | 12 | 12 | 10 | 9 | 7 | 10 | 10 | 11 | 8 | 7 | 6 | 7 | 184 | 676 | 171.7 | 364.8 | 586.1 | 835.7 | 1116 | 1424 | 1751 | 2090 | 2443 | 2802 | 3158 | 3503 | 3840 | 4087 | 4216 | 4305 | 4378 | 4443 | 4502 | 4559 | 54575.3
677 | 15 | 15 | 16 | 14 | 14 | 16 | 17 | 16 | 12 | 14 | 15 | 16 | 14 | 10 | 7 | 6 | 4 | 4 | 7 | 13 | 245 | 677 | 178.2 | 376 | 600.8 | 850.1 | 1129 | 1437 | 1758 | 2094 | 2442 | 2793 | 3139 | 3481 | 3810 | 4045 | 4162 | 4240 | 4306 | 4362 | 4419 | 4477 | 54099.1
678 | 24 | 21 | 23 | 25 | 23 | 20 | 14 | 17 | 17 | 16 | 14 | 14 | 14 | 15 | 13 | 15 | 15 | 17 | 17 | 19 | 353 | 678 | 178.5 | 377.6 | 603.1 | 859.1 | 1147 | 1461 | 1793 | 2139 | 2498 | 2864 | 3228 | 3585 | 3931 | 4192 | 4332 | 4427 | 4507 | 4580 | 4646 | 4710 | 56058.3
679 | 4 | 4 | 4 | 4 | 5 | 5 | 5 | 6 | 5 | 5 | 5 | 5 | 6 | 5 | 6 | 5 | 6 | 6 | 7 | 6 | 104 | 679 | 154.6 | 330.5 | 531.3 | 761.2 | 1015 | 1305 | 1617 | 1945 | 2286 | 2633 | 2977 | 3314 | 3640 | 3871 | 3994 | 4078 | 4144 | 4201 | 4252 | 4301 | 51350.6
680 | 17 | 20 | 20 | 20 | 19 | 18 | 18 | 17 | 18 | 17 | 15 | 13 | 15 | 17 | 19 | 17 | 16 | 18 | 22 | 24 | 360 | 680 | 174.4 | 368.8 | 593.6 | 852.8 | 1143 | 1458 | 1794 | 2139 | 2504 | 2871 | 3233 | 3588 | 3936 | 4193 | 4331 | 4423 | 4503 | 4577 | 4642 | 4705 | 56029.6
681 | 16 | 15 | 17 | 17 | 17 | 16 | 15 | 17 | 16 | 18 | 16 | 16 | 14 | 11 | 10 | 9 | 11 | 9 | 13 | 14 | 287 | 681 | 178.5 | 370.6 | 590.3 | 841.1 | 1126 | 1432 | 1757 | 2098 | 2445 | 2798 | 3148 | 3492 | 3823 | 4057 | 4182 | 4271 | 4346 | 4412 | 4472 | 4530 | 54369.5
682 | 9 | 9 | 8 | 8 | 8 | 8 | 8 | 6 | 3 | 1 | 1 | 1 | 1 | 4 | 6 | 7 | 5 | 4 | 4 | 3 | 104 | 682 | 170.7 | 361.5 | 578.8 | 823.6 | 1096 | 1391 | 1699 | 2020 | 2351 | 2680 | 3008 | 3328 | 3642 | 3861 | 3970 | 4047 | 4109 | 4162 | 4211 | 4257 | 51766.6
683 | 21 | 17 | 18 | 15 | 16 | 14 | 12 | 13 | 13 | 13 | 10 | 13 | 15 | 18 | 17 | 15 | 14 | 13 | 12 | 14 | 293 | 683 | 178.5 | 378.8 | 607.9 | 863.1 | 1152 | 1468 | 1802 | 2153 | 2514 | 2880 | 3248 | 3610 | 3961 | 4222 | 4360 | 4455 | 4537 | 4613 | 4678 | 4743 | 56424.3
684 | 18 | 14 | 13 | 10 | 11 | 11 | 13 | 12 | 12 | 11 | 11 | 11 | 10 | 11 | 13 | 13 | 12 | 11 | 10 | 8 | 235 | 684 | 171.1 | 362.7 | 580.1 | 825.4 | 1101 | 1402 | 1719 | 2046 | 2384 | 2729 | 3070 | 3407 | 3729 | 3957 | 4074 | 4159 | 4229 | 4289 | 4345 | 4397 | 52976.3
685 | 17 | 16 | 20 | 22 | 23 | 19 | 19 | 20 | 22 | 23 | 23 | 24 | 24 | 24 | 23 | 26 | 26 | 28 | 26 | 30 | 455 | 685 | 181 | 380.5 | 610.6 | 869.9 | 1166 | 1493 | 1837 | 2193 | 2563 | 2944 | 3322 | 3698 | 4061 | 4341 | 4495 | 4601 | 4691 | 4776 | 4854 | 4927 | 58004
686 | 17 | 13 | 16 | 15 | 18 | 14 | 16 | 18 | 21 | 19 | 17 | 17 | 17 | 18 | 15 | 19 | 19 | 24 | 24 | 24 | 361 | 686 | 170.5 | 365.4 | 585.3 | 839 | 1125 | 1440 | 1771 | 2119 | 2481 | 2847 | 3211 | 3565 | 3914 | 4172 | 4310 | 4403 | 4484 | 4558 | 4625 | 4691 | 55676.2
687 | 9 | 12 | 13 | 15 | 17 | 17 | 14 | 9 | 9 | 10 | 12 | 13 | 14 | 16 | 15 | 14 | 13 | 14 | 15 | 17 | 268 | 687 | 170.3 | 362.8 | 582.6 | 830.1 | 1111 | 1421 | 1746 | 2081 | 2432 | 2789 | 3145 | 3497 | 3841 | 4095 | 4231 | 4322 | 4399 | 4469 | 4532 | 4593 | 54649.8
688 | 10 | 9 | 9 | 8 | 8 | 8 | 7 | 7 | 9 | 9 | 10 | 9 | 9 | 7 | 6 | 6 | 8 | 9 | 8 | 5 | 161 | 688 | 170.8 | 361.8 | 576.6 | 819.7 | 1095 | 1394 | 1706 | 2030 | 2366 | 2703 | 3036 | 3368 | 3691 | 3914 | 4028 | 4108 | 4176 | 4234 | 4288 | 4337 | 52402.9
689 | 12 | 18 | 19 | 23 | 22 | 20 | 20 | 19 | 19 | 16 | 11 | 11 | 10 | 10 | 9 | 8 | 10 | 11 | 11 | 11 | 290 | 689 | 171.7 | 363.1 | 581.5 | 833.8 | 1115 | 1422 | 1746 | 2081 | 2426 | 2774 | 3116 | 3455 | 3785 | 4021 | 4144 | 4230 | 4304 | 4370 | 4429 | 4487 | 53855.1
690 | 15 | 12 | 12 | 10 | 9 | 7 | 7 | 9 | 9 | 9 | 7 | 7 | 6 | 6 | 4 | 4 | 5 | 6 | 6 | 5 | 155 | 690 | 171.4 | 363.9 | 578.7 | 824 | 1097 | 1394 | 1708 | 2028 | 2362 | 2695 | 3023 | 3348 | 3658 | 3872 | 3979 | 4054 | 4117 | 4170 | 4218 | 4264 | 51925
691 | 12 | 10 | 11 | 10 | 11 | 11 | 13 | 14 | 13 | 14 | 15 | 15 | 11 | 11 | 10 | 10 | 8 | 7 | 7 | 7 | 220 | 691 | 170 | 362.7 | 580.5 | 824.7 | 1099 | 1402 | 1719 | 2052 | 2396 | 2745 | 3093 | 3432 | 3762 | 3999 | 4123 | 4212 | 4285 | 4350 | 4410 | 4468 | 53484.9
692 | 11 | 11 | 12 | 15 | 15 | 14 | 11 | 12 | 12 | 12 | 11 | 12 | 13 | 14 | 12 | 11 | 9 | 10 | 10 | 9 | 236 | 692 | 168.9 | 361.4 | 577.5 | 822.7 | 1097 | 1398 | 1712 | 2038 | 2383 | 2729 | 3073 | 3413 | 3738 | 3977 | 4105 | 4193 | 4266 | 4332 | 4391 | 4449 | 53224.5
693 | 16 | 14 | 14 | 17 | 20 | 24 | 21 | 19 | 16 | 14 | 14 | 14 | 15 | 17 | 17 | 16 | 14 | 13 | 14 | 18 | 327 | 693 | 176.3 | 369.8 | 589.1 | 840.7 | 1124 | 1432 | 1758 | 2096 | 2444 | 2796 | 3145 | 3488 | 3828 | 4073 | 4202 | 4294 | 4370 | 4439 | 4500 | 4560 | 54524.9
694 | 23 | 23 | 21 | 19 | 13 | 8 | 3 | 3 | 2 | 1 | 3 | 8 | 11 | 15 | 16 | 16 | 13 | 9 | 10 | 9 | 226 | 694 | 176.5 | 374.6 | 600 | 853.6 | 1136 | 1434 | 1751 | 2079 | 2418 | 2761 | 3099 | 3431 | 3754 | 3987 | 4105 | 4192 | 4263 | 4326 | 4384 | 4440 | 53564.7
695 | 19 | 21 | 20 | 19 | 15 | 16 | 14 | 14 | 12 | 15 | 14 | 12 | 8 | 7 | 8 | 10 | 11 | 11 | 12 | 15 | 273 | 695 | 177.7 | 375.4 | 600.3 | 853.1 | 1140 | 1453 | 1782 | 2127 | 2479 | 2839 | 3194 | 3546 | 3884 | 4132 | 4264 | 4356 | 4434 | 4504 | 4567 | 4628 | 55335.5
696 | 14 | 12 | 15 | 15 | 17 | 15 | 17 | 15 | 12 | 11 | 12 | 13 | 9 | 12 | 12 | 14 | 12 | 12 | 11 | 10 | 260 | 696 | 171.3 | 362.9 | 581.5 | 823.3 | 1099 | 1403 | 1720 | 2050 | 2389 | 2731 | 3066 | 3397 | 3715 | 3948 | 4068 | 4154 | 4226 | 4289 | 4347 | 4403 | 52944
697 | 18 | 24 | 23 | 24 | 23 | 24 | 22 | 19 | 18 | 19 | 18 | 16 | 17 | 18 | 15 | 13 | 13 | 11 | 6 | 3 | 344 | 697 | 177.6 | 376.6 | 601.7 | 853.6 | 1134 | 1443 | 1769 | 2104 | 2450 | 2803 | 3147 | 3486 | 3814 | 4046 | 4165 | 4252 | 4326 | 4390 | 4449 | 4504 | 54291.5
698 | 17 | 17 | 14 | 11 | 8 | 10 | 10 | 13 | 12 | 12 | 10 | 8 | 5 | 4 | 4 | 5 | 7 | 10 | 11 | 10 | 198 | 698 | 171.9 | 364.6 | 580.7 | 823 | 1092 | 1389 | 1701 | 2025 | 2362 | 2698 | 3031 | 3356 | 3669 | 3886 | 4000 | 4082 | 4151 | 4208 | 4263 | 4315 | 52168.2
699 | 10 | 10 | 11 | 14 | 17 | 18 | 18 | 14 | 14 | 12 | 13 | 11 | 12 | 12 | 11 | 12 | 12 | 12 | 8 | 10 | 251 | 699 | 172.6 | 366.2 | 585.5 | 831.7 | 1113 | 1421 | 1749 | 2085 | 2435 | 2787 | 3139 | 3483 | 3815 | 4055 | 4176 | 4265 | 4340 | 4406 | 4466 | 4524 | 54215
700 | 22 | 24 | 21 | 19 | 16 | 15 | 14 | 13 | 15 | 14 | 15 | 13 | 15 | 13 | 13 | 9 | 12 | 10 | 10 | 8 | 291 | 700 | 178.4 | 377.5 | 601.6 | 852.6 | 1137 | 1446 | 1773 | 2111 | 2458 | 2808 | 3158 | 3500 | 3835 | 4070 | 4194 | 4282 | 4357 | 4423 | 4483 | 4540 | 54585.1
701 | 22 | 19 | 16 | 14 | 13 | 14 | 12 | 11 | 10 | 10 | 10 | 10 | 12 | 11 | 8 | 6 | 7 | 11 | 12 | 11 | 239 | 701 | 180.2 | 378.1 | 598.1 | 843.2 | 1119 | 1418 | 1733 | 2060 | 2397 | 2738 | 3074 | 3410 | 3735 | 3964 | 4081 | 4165 | 4236 | 4297 | 4353 | 4409 | 53188.6
702 | 26 | 24 | 25 | 22 | 22 | 21 | 24 | 26 | 26 | 24 | 21 | 19 | 17 | 16 | 20 | 23 | 23 | 20 | 16 | 16 | 431 | 702 | 179.1 | 378.8 | 607.3 | 865.5 | 1155 | 1470 | 1807 | 2154 | 2512 | 2871 | 3233 | 3587 | 3931 | 4179 | 4309 | 4402 | 4482 | 4554 | 4617 | 4677 | 55970.7
703 | 18 | 20 | 20 | 23 | 22 | 21 | 20 | 19 | 20 | 17 | 15 | 14 | 15 | 14 | 13 | 13 | 14 | 17 | 16 | 17 | 348 | 703 | 172 | 367.1 | 590.3 | 843 | 1131 | 1443 | 1769 | 2111 | 2469 | 2825 | 3183 | 3536 | 3879 | 4131 | 4264 | 4356 | 4434 | 4504 | 4567 | 4629 | 55203.4
704 | 19 | 18 | 19 | 20 | 22 | 19 | 16 | 14 | 17 | 16 | 16 | 13 | 12 | 10 | 11 | 12 | 9 | 13 | 13 | 15 | 304 | 704 | 176.9 | 375 | 599.8 | 851.9 | 1136 | 1443 | 1767 | 2106 | 2452 | 2801 | 3148 | 3487 | 3818 | 4052 | 4172 | 4259 | 4333 | 4397 | 4457 | 4514 | 54345.6
705 | 15 | 13 | 19 | 22 | 25 | 21 | 18 | 19 | 19 | 19 | 17 | 17 | 17 | 17 | 16 | 18 | 20 | 20 | 19 | 18 | 369 | 705 | 172.4 | 366.3 | 592.2 | 849.8 | 1141 | 1460 | 1799 | 2154 | 2522 | 2899 | 3274 | 3642 | 4004 | 4275 | 4422 | 4519 | 4603 | 4680 | 4750 | 4815 | 56939.7
706 | 22 | 21 | 20 | 20 | 22 | 23 | 24 | 24 | 21 | 19 | 14 | 15 | 15 | 20 | 21 | 21 | 19 | 21 | 25 | 26 | 413 | 706 | 174.2 | 369.8 | 591.4 | 842.2 | 1124 | 1431 | 1755 | 2092 | 2443 | 2797 | 3150 | 3497 | 3831 | 4081 | 4215 | 4306 | 4384 | 4457 | 4523 | 4588 | 54651.6
707 | 10 | 11 | 9 | 6 | 3 | 4 | 6 | 7 | 6 | 6 | 7 | 7 | 8 | 6 | 6 | 5 | 6 | 5 | 4 | 4 | 126 | 707 | 172.6 | 363.4 | 579.9 | 824.9 | 1101 | 1399 | 1710 | 2035 | 2368 | 2705 | 3039 | 3364 | 3676 | 3894 | 4004 | 4080 | 4144 | 4198 | 4247 | 4294 | 52198.8
708 | 29 | 26 | 24 | 20 | 23 | 18 | 15 | 14 | 15 | 18 | 14 | 18 | 17 | 21 | 18 | 17 | 13 | 11 | 10 | 13 | 354 | 708 | 176.4 | 373.7 | 598.2 | 847.8 | 1130 | 1434 | 1753 | 2088 | 2429 | 2774 | 3121 | 3456 | 3782 | 4017 | 4138 | 4226 | 4301 | 4366 | 4425 | 4484 | 53920.1
709 | 22 | 22 | 22 | 24 | 22 | 19 | 15 | 14 | 12 | 11 | 13 | 14 | 16 | 14 | 18 | 17 | 19 | 18 | 19 | 17 | 348 | 709 | 178.2 | 376.5 | 604.6 | 860.4 | 1147 | 1460 | 1790 | 2133 | 2482 | 2837 | 3192 | 3540 | 3877 | 4121 | 4251 | 4341 | 4419 | 4489 | 4552 | 4614 | 55264.7
710 | 12 | 13 | 11 | 12 | 11 | 12 | 11 | 10 | 9 | 10 | 10 | 10 | 8 | 9 | 9 | 8 | 8 | 8 | 10 | 7 | 198 | 710 | 171.6 | 363.1 | 579.8 | 824.8 | 1101 | 1401 | 1718 | 2042 | 2379 | 2723 | 3065 | 3400 | 3725 | 3959 | 4080 | 4164 | 4232 | 4293 | 4349 | 4404 | 52974.3
711 | 13 | 14 | 15 | 15 | 17 | 13 | 14 | 14 | 17 | 16 | 13 | 11 | 13 | 15 | 15 | 14 | 11 | 9 | 9 | 9 | 267 | 711 | 175.6 | 372.4 | 593.8 | 842.9 | 1123 | 1426 | 1746 | 2077 | 2420 | 2765 | 3104 | 3438 | 3760 | 3987 | 4102 | 4187 | 4259 | 4322 | 4380 | 4436 | 53516.7
712 | 9 | 7 | 8 | 12 | 17 | 22 | 19 | 15 | 10 | 11 | 10 | 10 | 9 | 9 | 10 | 10 | 11 | 8 | 11 | 11 | 229 | 712 | 172 | 366.4 | 587.7 | 835 | 1114 | 1427 | 1755 | 2096 | 2449 | 2809 | 3166 | 3515 | 3855 | 4102 | 4234 | 4325 | 4402 | 4472 | 4534 | 4595 | 54811.1
713 | 9 | 10 | 11 | 11 | 11 | 10 | 9 | 10 | 11 | 13 | 15 | 18 | 16 | 13 | 15 | 19 | 22 | 21 | 20 | 20 | 284 | 713 | 175.1 | 371.4 | 597.1 | 854.4 | 1144 | 1463 | 1799 | 2154 | 2519 | 2893 | 3267 | 3638 | 4000 | 4282 | 4433 | 4532 | 4614 | 4688 | 4758 | 4820 | 57002
714 | 8 | 8 | 7 | 8 | 8 | 8 | 6 | 5 | 7 | 7 | 6 | 5 | 7 | 7 | 8 | 6 | 11 | 15 | 19 | 16 | 172 | 714 | 171.5 | 365.4 | 585.8 | 832.4 | 1110 | 1410 | 1731 | 2064 | 2411 | 2761 | 3106 | 3443 | 3773 | 4013 | 4138 | 4224 | 4295 | 4358 | 4414 | 4470 | 53676.1
715 | 22 | 21 | 21 | 19 | 19 | 17 | 18 | 19 | 20 | 20 | 19 | 17 | 15 | 13 | 12 | 12 | 14 | 16 | 18 | 17 | 349 | 715 | 170.7 | 363.6 | 586.2 | 838.9 | 1121 | 1430 | 1752 | 2092 | 2445 | 2801 | 3152 | 3497 | 3834 | 4080 | 4209 | 4298 | 4374 | 4443 | 4505 | 4565 | 54557.4
716 | 14 | 17 | 17 | 19 | 20 | 23 | 21 | 20 | 19 | 19 | 21 | 18 | 20 | 18 | 23 | 23 | 24 | 22 | 22 | 21 | 401 | 716 | 178.8 | 380.5 | 608 | 866.6 | 1160 | 1479 | 1817 | 2172 | 2540 | 2914 | 3287 | 3652 | 4007 | 4274 | 4419 | 4519 | 4605 | 4684 | 4756 | 4824 | 57142.9
717 | 9 | 8 | 10 | 11 | 11 | 10 | 8 | 8 | 7 | 8 | 8 | 8 | 10 | 10 | 9 | 7 | 7 | 6 | 7 | 7 | 169 | 717 | 173 | 364.2 | 582.1 | 825.1 | 1099 | 1397 | 1711 | 2034 | 2373 | 2712 | 3049 | 3379 | 3702 | 3931 | 4050 | 4133 | 4198 | 4257 | 4311 | 4363 | 52643.4
718 | 29 | 26 | 29 | 33 | 37 | 34 | 28 | 21 | 19 | 18 | 20 | 21 | 22 | 24 | 26 | 27 | 20 | 19 | 22 | 32 | 507 | 718 | 180.6 | 381.3 | 613.3 | 871.9 | 1166 | 1488 | 1827 | 2175 | 2541 | 2908 | 3275 | 3637 | 3989 | 4256 | 4404 | 4508 | 4598 | 4681 | 4758 | 4834 | 57092.1
719 | 12 | 10 | 14 | 14 | 15 | 11 | 8 | 13 | 20 | 28 | 27 | 21 | 15 | 13 | 13 | 13 | 11 | 12 | 12 | 12 | 294 | 719 | 172.2 | 366.2 | 588.1 | 838.4 | 1118 | 1425 | 1748 | 2085 | 2441 | 2799 | 3155 | 3506 | 3850 | 4104 | 4238 | 4329 | 4405 | 4475 | 4538 | 4598 | 54778.9
720 | 19 | 17 | 18 | 18 | 21 | 19 | 20 | 17 | 21 | 23 | 25 | 19 | 14 | 11 | 16 | 17 | 22 | 24 | 28 | 27 | 396 | 720 | 178.1 | 378 | 604.9 | 858.7 | 1148 | 1465 | 1798 | 2144 | 2507 | 2873 | 3241 | 3602 | 3949 | 4211 | 4349 | 4444 | 4525 | 4601 | 4671 | 4738 | 56285.7
721 | 33 | 30 | 29 | 27 | 27 | 25 | 21 | 18 | 22 | 26 | 29 | 25 | 22 | 18 | 19 | 23 | 26 | 25 | 26 | 23 | 494 | 721 | 181.4 | 381.5 | 604.8 | 857.5 | 1140 | 1448 | 1773 | 2109 | 2460 | 2815 | 3166 | 3511 | 3848 | 4094 | 4224 | 4318 | 4402 | 4478 | 4548 | 4616 | 54975.2
722 | 15 | 20 | 22 | 26 | 27 | 26 | 23 | 20 | 18 | 18 | 20 | 22 | 22 | 20 | 16 | 19 | 19 | 20 | 21 | 23 | 417 | 722 | 170.7 | 364.5 | 588.4 | 839.1 | 1124 | 1433 | 1760 | 2095 | 2447 | 2799 | 3152 | 3500 | 3837 | 4086 | 4216 | 4308 | 4388 | 4461 | 4528 | 4593 | 54689.7
723 | 4 | 6 | 5 | 5 | 8 | 11 | 13 | 11 | 13 | 14 | 14 | 13 | 14 | 14 | 15 | 14 | 13 | 9 | 9 | 11 | 216 | 723 | 173.2 | 368.9 | 590.6 | 839.6 | 1117 | 1421 | 1745 | 2076 | 2426 | 2781 | 3137 | 3488 | 3824 | 4068 | 4197 | 4286 | 4361 | 4427 | 4487 | 4546 | 54359.3
724 | 13 | 12 | 14 | 13 | 14 | 11 | 8 | 4 | 2 | 3 | 6 | 7 | 8 | 7 | 9 | 8 | 9 | 10 | 11 | 9 | 178 | 724 | 178.3 | 370.4 | 588.5 | 837.4 | 1112 | 1414 | 1728 | 2056 | 2394 | 2734 | 3068 | 3392 | 3708 | 3937 | 4053 | 4137 | 4205 | 4264 | 4319 | 4372 | 52867.6
725 | 18 | 18 | 17 | 18 | 18 | 21 | 22 | 22 | 20 | 17 | 17 | 19 | 20 | 19 | 14 | 10 | 8 | 9 | 10 | 10 | 327 | 725 | 177.2 | 374.3 | 597.8 | 849.4 | 1132 | 1441 | 1765 | 2102 | 2453 | 2802 | 3150 | 3491 | 3825 | 4064 | 4189 | 4275 | 4350 | 4417 | 4477 | 4535 | 54466.7
726 | 6 | 8 | 8 | 8 | 7 | 7 | 7 | 7 | 9 | 10 | 10 | 8 | 8 | 8 | 11 | 9 | 11 | 11 | 15 | 16 | 184 | 726 | 173.1 | 367.5 | 585.8 | 837.3 | 1120 | 1429 | 1753 | 2093 | 2444 | 2800 | 3155 | 3500 | 3838 | 4088 | 4222 | 4311 | 4384 | 4450 | 4508 | 4565 | 54623.7
727 | 17 | 15 | 17 | 19 | 24 | 23 | 22 | 17 | 18 | 14 | 14 | 12 | 12 | 12 | 11 | 12 | 13 | 13 | 16 | 19 | 320 | 727 | 179.3 | 379.5 | 600.7 | 854.9 | 1139 | 1454 | 1785 | 2124 | 2475 | 2833 | 3192 | 3538 | 3878 | 4125 | 4254 | 4344 | 4421 | 4490 | 4552 | 4613 | 55231.4
728 | 12 | 13 | 13 | 14 | 14 | 13 | 11 | 10 | 10 | 11 | 11 | 10 | 9 | 8 | 8 | 10 | 10 | 12 | 11 | 15 | 225 | 728 | 170.6 | 362 | 580.9 | 826.5 | 1102 | 1405 | 1724 | 2055 | 2392 | 2738 | 3084 | 3425 | 3754 | 3997 | 4124 | 4211 | 4283 | 4348 | 4406 | 4462 | 53450
729 | 15 | 14 | 12 | 9 | 6 | 5 | 5 | 9 | 13 | 16 | 16 | 15 | 14 | 12 | 11 | 13 | 13 | 13 | 13 | 15 | 239 | 729 | 171 | 362.7 | 579 | 826.6 | 1105 | 1407 | 1728 | 2063 | 2408 | 2759 | 3110 | 3455 | 3793 | 4044 | 4175 | 4265 | 4340 | 4408 | 4467 | 4526 | 53992.3
730 | 16 | 17 | 16 | 14 | 13 | 13 | 13 | 13 | 13 | 13 | 11 | 10 | 11 | 11 | 11 | 9 | 13 | 13 | 17 | 15 | 262 | 730 | 177.8 | 377.8 | 601 | 846.1 | 1125 | 1428 | 1752 | 2090 | 2439 | 2795 | 3148 | 3496 | 3834 | 4084 | 4216 | 4308 | 4386 | 4457 | 4520 | 4580 | 54660.7
731 | 35 | 31 | 31 | 28 | 32 | 31 | 33 | 29 | 28 | 24 | 24 | 25 | 28 | 26 | 27 | 26 | 30 | 30 | 28 | 28 | 574 | 731 | 179.2 | 378 | 603.9 | 859.4 | 1148 | 1461 | 1791 | 2139 | 2496 | 2860 | 3221 | 3577 | 3928 | 4185 | 4329 | 4433 | 4524 | 4608 | 4685 | 4761 | 56166.5
732 | 28 | 18 | 18 | 14 | 18 | 18 | 22 | 23 | 26 | 24 | 21 | 20 | 20 | 21 | 24 | 26 | 28 | 27 | 27 | 23 | 446 | 732 | 184.9 | 388.2 | 618.2 | 879 | 1174 | 1497 | 1839 | 2194 | 2562 | 2940 | 3315 | 3684 | 4048 | 4323 | 4474 | 4579 | 4670 | 4754 | 4834 | 4908 | 57865.3
733 | 10 | 12 | 13 | 15 | 15 | 16 | 15 | 13 | 10 | 8 | 8 | 6 | 5 | 5 | 6 | 6 | 6 | 5 | 6 | 5 | 185 | 733 | 169.5 | 358.9 | 572.7 | 813 | 1088 | 1388 | 1704 | 2030 | 2370 | 2709 | 3039 | 3360 | 3667 | 3879 | 3988 | 4069 | 4134 | 4192 | 4247 | 4299 | 52077.1
734 | 10 | 12 | 19 | 23 | 26 | 23 | 22 | 20 | 17 | 15 | 17 | 19 | 23 | 23 | 20 | 14 | 12 | 14 | 18 | 17 | 364 | 734 | 171 | 362.8 | 585.1 | 836.1 | 1116 | 1424 | 1747 | 2080 | 2426 | 2772 | 3118 | 3455 | 3781 | 4020 | 4146 | 4234 | 4310 | 4378 | 4442 | 4504 | 53908
735 | 19 | 19 | 22 | 17 | 12 | 3 | 4 | 4 | 4 | 4 | 9 | 12 | 18 | 15 | 16 | 17 | 21 | 22 | 23 | 25 | 286 | 735 | 179.5 | 381.1 | 611.5 | 871.7 | 1160 | 1474 | 1806 | 2154 | 2515 | 2885 | 3253 | 3618 | 3977 | 4246 | 4388 | 4485 | 4567 | 4643 | 4713 | 4778 | 56705.8
736 | 20 | 19 | 17 | 15 | 16 | 21 | 21 | 20 | 21 | 23 | 21 | 15 | 13 | 15 | 18 | 17 | 12 | 9 | 8 | 9 | 330 | 736 | 175.1 | 370.2 | 591.7 | 842.2 | 1123 | 1429 | 1748 | 2080 | 2421 | 2765 | 3106 | 3439 | 3763 | 3993 | 4112 | 4199 | 4273 | 4333 | 4392 | 4448 | 53603.2
737 | 10 | 12 | 12 | 14 | 10 | 6 | 2 | 4 | 5 | 5 | 7 | 9 | 12 | 13 | 10 | 11 | 10 | 11 | 9 | 7 | 179 | 737 | 171.8 | 362.5 | 578 | 822.4 | 1096 | 1398 | 1714 | 2040 | 2378 | 2717 | 3054 | 3388 | 3713 | 3948 | 4068 | 4152 | 4221 | 4282 | 4337 | 4391 | 52831.7
738 | 19 | 18 | 16 | 16 | 17 | 20 | 18 | 16 | 13 | 16 | 15 | 18 | 15 | 14 | 12 | 11 | 11 | 8 | 11 | 12 | 296 | 738 | 175.7 | 370.5 | 590.1 | 836.2 | 1113 | 1418 | 1738 | 2069 | 2415 | 2762 | 3110 | 3450 | 3778 | 4015 | 4138 | 4225 | 4299 | 4365 | 4425 | 4483 | 53775.5
739 | 13 | 16 | 15 | 17 | 15 | 13 | 9 | 6 | 7 | 7 | 8 | 9 | 10 | 10 | 9 | 7 | 7 | 7 | 8 | 9 | 202 | 739 | 177.6 | 371.6 | 592.3 | 837.1 | 1117 | 1418 | 1730 | 2054 | 2388 | 2728 | 3059 | 3385 | 3706 | 3932 | 4047 | 4132 | 4203 | 4264 | 4320 | 4376 | 52837.6
740 | 22 | 23 | 22 | 21 | 22 | 23 | 23 | 21 | 21 | 22 | 20 | 16 | 12 | 12 | 12 | 11 | 11 | 11 | 12 | 12 | 349 | 740 | 171.3 | 362.3 | 584 | 831.7 | 1111 | 1418 | 1740 | 2077 | 2426 | 2776 | 3123 | 3465 | 3793 | 4031 | 4154 | 4241 | 4316 | 4382 | 4442 | 4500 | 53944.3
741 | 31 | 34 | 28 | 24 | 16 | 18 | 20 | 25 | 24 | 22 | 20 | 20 | 22 | 20 | 23 | 22 | 25 | 23 | 22 | 24 | 463 | 741 | 179.4 | 377.2 | 601.9 | 856.8 | 1141 | 1456 | 1788 | 2135 | 2495 | 2857 | 3219 | 3572 | 3923 | 4181 | 4321 | 4418 | 4503 | 4583 | 4655 | 4726 | 55988.3
742 | 23 | 26 | 27 | 30 | 28 | 23 | 17 | 13 | 15 | 17 | 22 | 23 | 22 | 21 | 23 | 22 | 20 | 19 | 23 | 25 | 439 | 742 | 177.4 | 376.9 | 599.5 | 852.2 | 1135 | 1443 | 1766 | 2103 | 2452 | 2804 | 3154 | 3500 | 3834 | 4080 | 4210 | 4303 | 4384 | 4457 | 4524 | 4590 | 54745
743 | 6 | 8 | 9 | 12 | 15 | 14 | 13 | 11 | 12 | 11 | 10 | 11 | 10 | 11 | 11 | 12 | 10 | 11 | 11 | 16 | 224 | 743 | 172.3 | 365.8 | 585.2 | 832.6 | 1114 | 1420 | 1741 | 2078 | 2429 | 2785 | 3138 | 3484 | 3824 | 4078 | 4215 | 4307 | 4383 | 4453 | 4516 | 4578 | 54498.9
744 | 11 | 10 | 11 | 12 | 13 | 12 | 13 | 13 | 15 | 14 | 13 | 11 | 10 | 9 | 11 | 11 | 14 | 15 | 14 | 10 | 242 | 744 | 170.8 | 360.1 | 577 | 822.8 | 1098 | 1397 | 1712 | 2046 | 2393 | 2743 | 3090 | 3431 | 3761 | 4004 | 4131 | 4220 | 4295 | 4361 | 4421 | 4479 | 53512.7
745 | 12 | 15 | 14 | 16 | 16 | 16 | 14 | 13 | 13 | 15 | 14 | 12 | 11 | 13 | 12 | 9 | 5 | 5 | 6 | 7 | 238 | 745 | 172 | 366.1 | 586.7 | 837.6 | 1123 | 1438 | 1769 | 2111 | 2465 | 2826 | 3186 | 3542 | 3886 | 4142 | 4279 | 4372 | 4451 | 4523 | 4588 | 4650 | 55313.4
746 | 18 | 24 | 22 | 23 | 21 | 21 | 19 | 17 | 18 | 19 | 21 | 20 | 20 | 18 | 17 | 18 | 19 | 19 | 18 | 18 | 390 | 746 | 170.9 | 362.9 | 586.4 | 838.9 | 1121 | 1432 | 1756 | 2094 | 2446 | 2801 | 3152 | 3500 | 3837 | 4085 | 4217 | 4307 | 4386 | 4458 | 4523 | 4586 | 54660.1
747 | 21 | 23 | 20 | 17 | 13 | 13 | 10 | 9 | 7 | 10 | 10 | 8 | 6 | 4 | 4 | 3 | 4 | 7 | 8 | 7 | 204 | 747 | 175.6 | 373.7 | 594.9 | 841.1 | 1118 | 1420 | 1730 | 2048 | 2377 | 2715 | 3049 | 3371 | 3680 | 3889 | 3994 | 4068 | 4131 | 4182 | 4236 | 4287 | 52280.3
748 | 5 | 5 | 7 | 8 | 10 | 10 | 11 | 11 | 11 | 11 | 10 | 7 | 6 | 7 | 8 | 9 | 8 | 5 | 2 | 1 | 152 | 748 | 152.8 | 337.8 | 552.8 | 792.9 | 1062 | 1355 | 1664 | 1984 | 2312 | 2648 | 2975 | 3292 | 3600 | 3814 | 3925 | 4005 | 4070 | 4122 | 4169 | 4213 | 51046.3
749 | 24 | 21 | 19 | 18 | 19 | 24 | 24 | 25 | 22 | 25 | 26 | 26 | 28 | 29 | 30 | 27 | 24 | 26 | 23 | 20 | 480 | 749 | 179.6 | 378.1 | 603.3 | 858.7 | 1146 | 1458 | 1793 | 2138 | 2499 | 2866 | 3227 | 3586 | 3937 | 4206 | 4354 | 4457 | 4547 | 4631 | 4709 | 4782 | 56355.7
750 | 11 | 14 | 14 | 16 | 17 | 18 | 17 | 13 | 12 | 11 | 11 | 11 | 11 | 11 | 11 | 9 | 10 | 10 | 11 | 10 | 248 | 750 | 173.2 | 368.9 | 590.3 | 841.3 | 1124 | 1436 | 1766 | 2104 | 2458 | 2817 | 3170 | 3517 | 3853 | 4095 | 4222 | 4312 | 4388 | 4456 | 4517 | 4576 | 54784.7
751 | 9 | 10 | 10 | 10 | 9 | 8 | 8 | 8 | 11 | 13 | 13 | 11 | 7 | 7 | 7 | 8 | 8 | 9 | 9 | 11 | 186 | 751 | 172.7 | 365.1 | 584.4 | 826.7 | 1102 | 1404 | 1718 | 2046 | 2388 | 2734 | 3078 | 3413 | 3731 | 3957 | 4075 | 4160 | 4229 | 4289 | 4343 | 4397 | 53012.9
752 | 13 | 12 | 13 | 14 | 14 | 12 | 9 | 11 | 12 | 14 | 12 | 11 | 10 | 10 | 10 | 8 | 11 | 11 | 17 | 16 | 240 | 752 | 169.6 | 362.2 | 578.9 | 822.1 | 1098 | 1398 | 1714 | 2048 | 2397 | 2749 | 3097 | 3441 | 3777 | 4024 | 4156 | 4245 | 4320 | 4388 | 4449 | 4509 | 53742.8
753 | 5 | 11 | 10 | 13 | 10 | 11 | 10 | 14 | 14 | 13 | 9 | 9 | 8 | 11 | 11 | 11 | 12 | 14 | 11 | 5 | 212 | 753 | 171.2 | 361.8 | 579.1 | 822.9 | 1099 | 1401 | 1721 | 2050 | 2396 | 2743 | 3088 | 3427 | 3755 | 3987 | 4109 | 4195 | 4268 | 4331 | 4389 | 4446 | 53340
754 | 22 | 19 | 18 | 14 | 13 | 17 | 22 | 23 | 23 | 23 | 25 | 21 | 19 | 19 | 24 | 27 | 28 | 27 | 27 | 24 | 435 | 754 | 177.8 | 378.6 | 607 | 861.4 | 1149 | 1468 | 1803 | 2151 | 2514 | 2884 | 3250 | 3612 | 3966 | 4227 | 4366 | 4465 | 4549 | 4628 | 4699 | 4769 | 56524.8
755 | 18 | 15 | 13 | 10 | 9 | 8 | 9 | 9 | 11 | 12 | 12 | 8 | 3 | 0 | 1 | 1 | 1 | 2 | 2 | 5 | 149 | 755 | 175.5 | 370.7 | 587.4 | 831.9 | 1105 | 1402 | 1712 | 2034 | 2368 | 2713 | 3053 | 3383 | 3700 | 3921 | 4034 | 4111 | 4175 | 4230 | 4280 | 4328 | 52514.5
756 | 27 | 29 | 27 | 26 | 22 | 23 | 24 | 28 | 30 | 31 | 29 | 28 | 26 | 22 | 18 | 18 | 21 | 25 | 27 | 27 | 508 | 756 | 178.2 | 376.6 | 599.9 | 853.2 | 1139 | 1450 | 1779 | 2127 | 2485 | 2845 | 3211 | 3568 | 3917 | 4178 | 4317 | 4415 | 4501 | 4582 | 4656 | 4729 | 55906.9
757 | 22 | 16 | 17 | 13 | 18 | 15 | 20 | 19 | 18 | 14 | 11 | 11 | 13 | 12 | 14 | 14 | 13 | 13 | 11 | 14 | 298 | 757 | 172 | 365.3 | 586.9 | 832.7 | 1108 | 1409 | 1730 | 2064 | 2404 | 2748 | 3088 | 3420 | 3739 | 3968 | 4084 | 4169 | 4241 | 4303 | 4360 | 4417 | 53208.9
758 | 22 | 17 | 19 | 18 | 22 | 20 | 21 | 22 | 21 | 19 | 17 | 14 | 12 | 10 | 8 | 9 | 8 | 10 | 11 | 12 | 312 | 758 | 175.4 | 370.8 | 593 | 841.5 | 1123 | 1429 | 1753 | 2086 | 2434 | 2784 | 3130 | 3472 | 3798 | 4037 | 4161 | 4249 | 4323 | 4390 | 4450 | 4508 | 54107.7
759 | 12 | 10 | 10 | 8 | 9 | 10 | 11 | 12 | 13 | 12 | 10 | 8 | 7 | 8 | 8 | 11 | 12 | 11 | 9 | 8 | 199 | 759 | 177 | 370.9 | 588.6 | 833.8 | 1109 | 1408 | 1724 | 2050 | 2389 | 2733 | 3071 | 3409 | 3737 | 3972 | 4092 | 4179 | 4251 | 4316 | 4375 | 4431 | 53216.3
760 | 16 | 13 | 18 | 19 | 23 | 18 | 15 | 10 | 12 | 13 | 14 | 14 | 15 | 13 | 7 | 3 | 2 | 7 | 11 | 14 | 257 | 760 | 178 | 373.7 | 596.4 | 846.3 | 1129 | 1436 | 1761 | 2094 | 2442 | 2797 | 3148 | 3491 | 3822 | 4065 | 4192 | 4279 | 4346 | 4411 | 4471 | 4531 | 54409.4
761 | 14 | 11 | 13 | 11 | 15 | 14 | 14 | 9 | 8 | 6 | 7 | 7 | 9 | 9 | 9 | 8 | 7 | 9 | 10 | 11 | 201 | 761 | 171.3 | 361.6 | 577.6 | 820.3 | 1097 | 1396 | 1713 | 2037 | 2371 | 2705 | 3036 | 3361 | 3678 | 3897 | 4010 | 4092 | 4157 | 4214 | 4267 | 4319 | 52280.8
762 | 20 | 21 | 18 | 17 | 13 | 12 | 9 | 10 | 10 | 13 | 14 | 14 | 11 | 9 | 8 | 7 | 9 | 10 | 13 | 12 | 250 | 762 | 175.4 | 370.6 | 591.7 | 838.7 | 1117 | 1419 | 1731 | 2055 | 2388 | 2730 | 3069 | 3401 | 3722 | 3951 | 4072 | 4158 | 4232 | 4295 | 4353 | 4410 | 53079.4
763 | 23 | 18 | 16 | 13 | 17 | 19 | 20 | 17 | 16 | 13 | 13 | 16 | 17 | 16 | 15 | 15 | 14 | 14 | 12 | 15 | 319 | 763 | 170.2 | 361.6 | 579.9 | 826.7 | 1104 | 1411 | 1734 | 2067 | 2412 | 2760 | 3107 | 3446 | 3773 | 4013 | 4136 | 4224 | 4298 | 4364 | 4423 | 4482 | 53692.4
764 | 7 | 7 | 11 | 11 | 13 | 10 | 10 | 7 | 8 | 8 | 9 | 10 | 10 | 9 | 7 | 6 | 7 | 8 | 8 | 7 | 173 | 764 | 170.5 | 361.5 | 577.4 | 820.1 | 1095 | 1397 | 1707 | 2035 | 2370 | 2710 | 3047 | 3376 | 3697 | 3925 | 4040 | 4118 | 4184 | 4242 | 4295 | 4347 | 52514.5
765 | 16 | 16 | 17 | 18 | 17 | 19 | 18 | 20 | 18 | 18 | 17 | 15 | 16 | 15 | 16 | 11 | 7 | 2 | 1 | 1 | 278 | 765 | 172.1 | 363.7 | 580.6 | 828.3 | 1110 | 1420 | 1746 | 2083 | 2429 | 2784 | 3136 | 3478 | 3811 | 4050 | 4175 | 4264 | 4339 | 4399 | 4451 | 4500 | 54119.7
766 | 11 | 11 | 11 | 13 | 14 | 13 | 10 | 9 | 9 | 10 | 10 | 8 | 8 | 8 | 9 | 6 | 7 | 8 | 8 | 9 | 192 | 766 | 172.7 | 365.3 | 586.1 | 833 | 1111 | 1415 | 1734 | 2068 | 2409 | 2759 | 3103 | 3442 | 3768 | 4006 | 4127 | 4211 | 4280 | 4341 | 4396 | 4450 | 53577.1
767 | 12 | 13 | 15 | 13 | 10 | 6 | 4 | 4 | 12 | 19 | 22 | 19 | 14 | 10 | 5 | 3 | 3 | 6 | 9 | 13 | 212 | 767 | 171.2 | 362.2 | 582.2 | 831.6 | 1110 | 1416 | 1739 | 2078 | 2433 | 2794 | 3150 | 3502 | 3848 | 4101 | 4231 | 4315 | 4386 | 4449 | 4504 | 4557 | 54560.2
768 | 26 | 22 | 26 | 27 | 30 | 24 | 18 | 12 | 12 | 13 | 15 | 16 | 18 | 20 | 20 | 20 | 18 | 17 | 17 | 21 | 392 | 768 | 179.1 | 375 | 600.2 | 853.1 | 1135 | 1444 | 1768 | 2106 | 2454 | 2808 | 3155 | 3496 | 3827 | 4065 | 4190 | 4281 | 4359 | 4429 | 4494 | 4558 | 54576.4
769 | 27 | 25 | 21 | 14 | 9 | 7 | 8 | 10 | 12 | 17 | 18 | 15 | 12 | 11 | 10 | 9 | 5 | 4 | 4 | 5 | 243 | 769 | 176.4 | 371.5 | 592.7 | 838.4 | 1111 | 1409 | 1722 | 2046 | 2385 | 2729 | 3072 | 3407 | 3735 | 3967 | 4090 | 4178 | 4245 | 4301 | 4351 | 4400 | 53127
770 | 21 | 23 | 23 | 22 | 21 | 17 | 16 | 14 | 14 | 14 | 12 | 12 | 9 | 8 | 7 | 7 | 7 | 7 | 7 | 7 | 268 | 770 | 177.3 | 374.6 | 597.4 | 847 | 1127 | 1431 | 1747 | 2077 | 2418 | 2761 | 3099 | 3431 | 3753 | 3981 | 4098 | 4183 | 4255 | 4318 | 4373 | 4427 | 53475.3
771 | 20 | 14 | 13 | 12 | 12 | 13 | 11 | 11 | 13 | 17 | 18 | 20 | 17 | 16 | 10 | 10 | 9 | 9 | 13 | 17 | 275 | 771 | 179.6 | 378.8 | 599.5 | 852.2 | 1131 | 1435 | 1755 | 2091 | 2441 | 2797 | 3148 | 3495 | 3830 | 4076 | 4204 | 4295 | 4371 | 4438 | 4500 | 4560 | 54577.1
772 | 22 | 21 | 20 | 19 | 21 | 21 | 20 | 17 | 13 | 10 | 8 | 7 | 8 | 11 | 12 | 13 | 11 | 11 | 10 | 10 | 285 | 772 | 174.8 | 369.5 | 588.6 | 835.6 | 1111 | 1411 | 1724 | 2047 | 2380 | 2710 | 3035 | 3348 | 3652 | 3868 | 3979 | 4061 | 4130 | 4189 | 4245 | 4296 | 52154.5
773 | 13 | 7 | 5 | 2 | 5 | 11 | 15 | 15 | 17 | 18 | 20 | 17 | 20 | 20 | 23 | 22 | 20 | 15 | 12 | 11 | 288 | 773 | 176.9 | 373.8 | 594.8 | 842.5 | 1121 | 1431 | 1761 | 2108 | 2465 | 2835 | 3199 | 3561 | 3913 | 4180 | 4324 | 4421 | 4505 | 4582 | 4651 | 4713 | 55758
774 | 9 | 6 | 7 | 7 | 9 | 12 | 13 | 16 | 14 | 13 | 9 | 10 | 10 | 14 | 13 | 12 | 9 | 10 | 10 | 9 | 212 | 774 | 174.4 | 365.1 | 579.7 | 823.9 | 1099 | 1399 | 1715 | 2047 | 2390 | 2739 | 3084 | 3425 | 3754 | 3998 | 4126 | 4215 | 4290 | 4358 | 4418 | 4477 | 53477.1
775 | 21 | 16 | 15 | 12 | 12 | 12 | 12 | 15 | 15 | 17 | 16 | 16 | 16 | 17 | 18 | 18 | 15 | 11 | 9 | 10 | 293 | 775 | 173.9 | 366.6 | 587.1 | 835.8 | 1114 | 1418 | 1741 | 2077 | 2427 | 2780 | 3131 | 3476 | 3810 | 4056 | 4184 | 4273 | 4349 | 4415 | 4475 | 4533 | 54222.4
776 | 7 | 12 | 11 | 14 | 11 | 14 | 12 | 17 | 17 | 18 | 13 | 10 | 8 | 10 | 11 | 13 | 15 | 14 | 14 | 11 | 252 | 776 | 170.9 | 362.2 | 582 | 827.3 | 1099 | 1396 | 1709 | 2040 | 2383 | 2731 | 3076 | 3412 | 3740 | 3977 | 4099 | 4187 | 4258 | 4323 | 4381 | 4438 | 53191.4
777 | 16 | 17 | 17 | 14 | 10 | 8 | 7 | 8 | 10 | 14 | 14 | 13 | 11 | 11 | 10 | 9 | 10 | 12 | 15 | 14 | 240 | 777 | 170.2 | 365.8 | 587.9 | 835.8 | 1113 | 1417 | 1738 | 2071 | 2417 | 2769 | 3119 | 3465 | 3798 | 4046 | 4176 | 4266 | 4342 | 4409 | 4470 | 4529 | 54104.7
778 | 24 | 30 | 28 | 30 | 31 | 33 | 32 | 28 | 31 | 34 | 36 | 33 | 27 | 22 | 21 | 24 | 26 | 30 | 33 | 36 | 589 | 778 | 181.7 | 386.1 | 616.1 | 878.4 | 1175 | 1499 | 1847 | 2209 | 2588 | 2977 | 3367 | 3753 | 4130 | 4424 | 4587 | 4701 | 4799 | 4892 | 4979 | 5059 | 59048.3
779 | 29 | 27 | 23 | 14 | 7 | 2 | 4 | 9 | 14 | 19 | 19 | 18 | 17 | 17 | 15 | 13 | 13 | 16 | 17 | 20 | 313 | 779 | 172.7 | 370.8 | 593 | 842.7 | 1121 | 1421 | 1738 | 2069 | 2417 | 2770 | 3118 | 3460 | 3790 | 4026 | 4149 | 4237 | 4312 | 4378 | 4439 | 4499 | 53923.2
780 | 14 | 16 | 17 | 19 | 22 | 24 | 25 | 27 | 26 | 26 | 22 | 21 | 20 | 23 | 25 | 29 | 29 | 26 | 23 | 22 | 456 | 780 | 174.4 | 370.6 | 593.4 | 847.1 | 1131 | 1444 | 1771 | 2113 | 2468 | 2830 | 3190 | 3547 | 3894 | 4153 | 4295 | 4395 | 4480 | 4560 | 4634 | 4704 | 55594.5
781 | 20 | 19 | 18 | 17 | 17 | 20 | 18 | 17 | 19 | 20 | 23 | 18 | 23 | 23 | 26 | 26 | 26 | 26 | 26 | 26 | 428 | 781 | 181.3 | 381.8 | 609.5 | 869.1 | 1163 | 1484 | 1825 | 2183 | 2552 | 2925 | 3303 | 3672 | 4034 | 4314 | 4469 | 4573 | 4664 | 4747 | 4827 | 4898 | 57674.7
782 | 10 | 9 | 8 | 7 | 8 | 9 | 11 | 15 | 16 | 18 | 15 | 15 | 13 | 11 | 11 | 14 | 18 | 18 | 16 | 12 | 254 | 782 | 171.9 | 365.3 | 587.8 | 839.6 | 1122 | 1428 | 1756 | 2097 | 2453 | 2816 | 3176 | 3530 | 3877 | 4135 | 4271 | 4363 | 4441 | 4512 | 4576 | 4638 | 55155.6
783 | 10 | 9 | 11 | 14 | 17 | 17 | 14 | 10 | 9 | 9 | 10 | 9 | 10 | 10 | 12 | 10 | 11 | 12 | 14 | 15 | 233 | 783 | 173 | 366.1 | 584.8 | 834.4 | 1115 | 1421 | 1747 | 2080 | 2429 | 2787 | 3137 | 3480 | 3817 | 4068 | 4204 | 4294 | 4367 | 4433 | 4492 | 4548 | 54377.3
784 | 22 | 23 | 23 | 25 | 26 | 28 | 27 | 26 | 23 | 22 | 24 | 24 | 24 | 19 | 15 | 10 | 12 | 15 | 20 | 25 | 433 | 784 | 179.6 | 380.7 | 609.4 | 867.5 | 1156 | 1472 | 1806 | 2153 | 2513 | 2878 | 3241 | 3597 | 3947 | 4204 | 4337 | 4428 | 4507 | 4578 | 4646 | 4714 | 56214.2
785 | 21 | 22 | 25 | 29 | 31 | 29 | 24 | 23 | 23 | 27 | 27 | 24 | 21 | 20 | 20 | 21 | 21 | 24 | 25 | 24 | 481 | 785 | 177.8 | 376.3 | 603.8 | 859.8 | 1150 | 1464 | 1799 | 2147 | 2510 | 2879 | 3246 | 3608 | 3960 | 4223 | 4363 | 4463 | 4548 | 4629 | 4703 | 4775 | 56484.7
786 | 13 | 12 | 14 | 15 | 19 | 21 | 19 | 16 | 14 | 14 | 17 | 21 | 22 | 20 | 17 | 15 | 15 | 15 | 20 | 20 | 339 | 786 | 176.8 | 373.4 | 591.4 | 841.4 | 1126 | 1433 | 1757 | 2095 | 2446 | 2801 | 3159 | 3509 | 3847 | 4097 | 4231 | 4323 | 4401 | 4472 | 4535 | 4597 | 54812
787 | 19 | 19 | 22 | 23 | 25 | 22 | 17 | 11 | 8 | 9 | 11 | 12 | 11 | 12 | 13 | 14 | 12 | 10 | 9 | 12 | 291 | 787 | 177.8 | 373.3 | 596 | 845.6 | 1127 | 1431 | 1750 | 2078 | 2415 | 2757 | 3094 | 3425 | 3745 | 3966 | 4081 | 4165 | 4236 | 4297 | 4354 | 4408 | 53321.7
788 | 11 | 13 | 12 | 16 | 17 | 18 | 16 | 13 | 9 | 6 | 7 | 9 | 15 | 17 | 18 | 15 | 15 | 15 | 15 | 16 | 273 | 788 | 171.4 | 363 | 582.1 | 828.3 | 1106 | 1411 | 1740 | 2077 | 2422 | 2775 | 3125 | 3467 | 3809 | 4059 | 4192 | 4283 | 4357 | 4424 | 4485 | 4543 | 54219.8
789 | 13 | 14 | 14 | 12 | 9 | 8 | 11 | 13 | 10 | 6 | 4 | 7 | 10 | 10 | 10 | 8 | 8 | 6 | 5 | 5 | 183 | 789 | 175.7 | 367 | 583.4 | 825.7 | 1099 | 1397 | 1711 | 2039 | 2373 | 2711 | 3046 | 3372 | 3693 | 3921 | 4037 | 4122 | 4192 | 4252 | 4307 | 4363 | 52586.8
790 | 16 | 15 | 16 | 16 | 12 | 7 | 6 | 8 | 14 | 13 | 18 | 14 | 16 | 11 | 11 | 9 | 10 | 12 | 15 | 18 | 257 | 790 | 174.7 | 369.6 | 592.1 | 845.8 | 1127 | 1433 | 1758 | 2094 | 2452 | 2810 | 3168 | 3518 | 3863 | 4118 | 4254 | 4347 | 4424 | 4495 | 4557 | 4619 | 55019.2
791 | 13 | 14 | 12 | 11 | 7 | 5 | 5 | 9 | 11 | 9 | 9 | 12 | 12 | 12 | 8 | 13 | 13 | 15 | 11 | 10 | 211 | 791 | 175.9 | 368.4 | 589.5 | 838.6 | 1116 | 1419 | 1738 | 2070 | 2415 | 2762 | 3108 | 3452 | 3783 | 4021 | 4147 | 4235 | 4308 | 4371 | 4429 | 4485 | 53831.4
792 | 7 | 4 | 4 | 2 | 2 | 1 | 1 | 4 | 9 | 11 | 13 | 14 | 16 | 17 | 17 | 19 | 22 | 25 | 24 | 26 | 238 | 792 | 172 | 365.9 | 586.2 | 836.4 | 1119 | 1429 | 1756 | 2097 | 2451 | 2810 | 3169 | 3525 | 3870 | 4130 | 4265 | 4358 | 4435 | 4504 | 4568 | 4631 | 55077.5
793 | 20 | 16 | 15 | 13 | 15 | 13 | 13 | 13 | 14 | 13 | 10 | 8 | 7 | 7 | 6 | 5 | 5 | 5 | 6 | 5 | 209 | 793 | 172.9 | 367.5 | 585.2 | 829.2 | 1104 | 1405 | 1722 | 2049 | 2388 | 2731 | 3069 | 3402 | 3719 | 3939 | 4045 | 4121 | 4185 | 4238 | 4289 | 4336 | 52696.8
794 | 9 | 11 | 10 | 11 | 11 | 11 | 11 | 8 | 10 | 13 | 15 | 16 | 14 | 13 | 11 | 11 | 12 | 13 | 15 | 18 | 243 | 794 | 172.2 | 364.8 | 582.9 | 830.6 | 1112 | 1420 | 1742 | 2078 | 2428 | 2783 | 3139 | 3490 | 3828 | 4081 | 4213 | 4304 | 4379 | 4446 | 4507 | 4566 | 54466.5
795 | 12 | 13 | 12 | 11 | 12 | 11 | 11 | 9 | 9 | 11 | 10 | 8 | 8 | 9 | 9 | 7 | 10 | 11 | 13 | 11 | 207 | 795 | 172.2 | 364.9 | 584.3 | 829.5 | 1106 | 1406 | 1723 | 2054 | 2393 | 2738 | 3074 | 3408 | 3730 | 3958 | 4070 | 4151 | 4217 | 4276 | 4328 | 4379 | 52961.9
796 | 15 | 11 | 12 | 11 | 13 | 15 | 13 | 13 | 13 | 14 | 13 | 12 | 10 | 9 | 8 | 7 | 9 | 13 | 14 | 12 | 237 | 796 | 171 | 364.4 | 585 | 833.5 | 1112 | 1418 | 1737 | 2073 | 2427 | 2780 | 3131 | 3478 | 3816 | 4063 | 4188 | 4269 | 4344 | 4411 | 4471 | 4529 | 54200.9
797 | 9 | 8 | 9 | 9 | 8 | 8 | 10 | 10 | 10 | 6 | 3 | 1 | 0 | 1 | 1 | 1 | 2 | 5 | 6 | 6 | 113 | 797 | 173.2 | 363.4 | 578.3 | 823.3 | 1094 | 1392 | 1705 | 2028 | 2369 | 2706 | 3044 | 3374 | 3691 | 3916 | 4030 | 4108 | 4173 | 4230 | 4280 | 4330 | 52408.2
798 | 17 | 18 | 15 | 14 | 13 | 13 | 12 | 12 | 13 | 16 | 17 | 15 | 12 | 14 | 20 | 25 | 25 | 20 | 16 | 15 | 322 | 798 | 170.2 | 361.5 | 580.9 | 826.2 | 1102 | 1402 | 1718 | 2048 | 2396 | 2747 | 3093 | 3431 | 3761 | 3995 | 4120 | 4209 | 4283 | 4349 | 4409 | 4469 | 53470.8
799 | 26 | 26 | 23 | 24 | 23 | 22 | 18 | 16 | 16 | 17 | 15 | 15 | 13 | 13 | 15 | 15 | 19 | 15 | 13 | 7 | 351 | 799 | 175.9 | 373.9 | 599.2 | 853.4 | 1139 | 1449 | 1774 | 2116 | 2470 | 2829 | 3186 | 3535 | 3873 | 4123 | 4253 | 4343 | 4422 | 4495 | 4560 | 4621 | 55190.4
800 | 23 | 24 | 23 | 20 | 16 | 16 | 17 | 18 | 15 | 11 | 6 | 3 | 3 | 4 | 12 | 17 | 21 | 19 | 17 | 15 | 300 | 800 | 175.8 | 373.1 | 596.2 | 846.6 | 1129 | 1440 | 1767 | 2108 | 2458 | 2814 | 3158 | 3496 | 3827 | 4062 | 4190 | 4281 | 4358 | 4427 | 4489 | 4549 | 54544.7
Grand Total | 12868 | 12882 | 12853 | 12742 | 12682 | 12330 | 11846 | 11328 | 11211 | 11170 | 10977 | 10610 | 10266 | 10089 | 10142 | 10244 | 10396 | 10511 | 10721 | 11004 | 226872 | Grand Total | 139418.7 | 295257.3 | 472373 | 671950.2 | 896472 | 1141639 | 1400180 | 1668853 | 1947054 | 2228760 | 2508293 | 2783006 | 3049646 | 3243063 | 3344223 | 3415020 | 3474708 | 3527912 | 3576311 | 3623219 | 43407358.2
111(d)_Emissions (3-yr Avg. MMTE)
| 2016 | 2017 | 2018 | 2019 | 2020 | 2021 | 2022 | 2023 | 2024 | 2025 | 2026 | 2027 | 2028 | 2029 | 2030 | 2031 | 2032 | 2033 | 2034 | 2035 |  | Conservation Developmenmt | 2016 | 2017 | 2018 | 2019 | 2020 | 2021 | 2022 | 2023 | 2024 | 2025 | 2026 | 2027 | 2028 | 2029 | 2030 | 2031 | 2032 | 2033 | 2034 | 2035
10% Percentile | 8 | 9 | 9 | 9 | 8 | 8 | 7 | 8 | 8 | 8 | 7 | 7 | 7 | 6 | 6 | 6 | 6 | 6 | 6 | 5 |  | 10% Percentile | 170.3 | 361.4 | 578.59 | 822.89 | 1097 | 1397 | 1711.9 | 2037 | 2375 | 2714 | 3050.9 | 3379.9 | 3697 | 3921.9 | 4037.9 | 4116.9 | 4183 | 4239.8 | 4291.9 | 4344.7
First Quartile | 11 | 11 | 12 | 12 | 11 | 11 | 10.75 | 10 | 10 | 10 | 10 | 10 | 9 | 9 | 9 | 9 | 8 | 9 | 8 | 8.75 |  | First Quartile | 171.6 | 363.9 | 583 | 829.575 | 1107 | 1410 | 1728.75 | 2059 | 2400.75 | 2747 | 3089 | 3425 | 3753 | 3985 | 4102.75 | 4188 | 4259 | 4322 | 4379.75 | 4435.75
Median | 15 | 15 | 15 | 15 | 15 | 15 | 14 | 14 | 14 | 13 | 13 | 13 | 12 | 12 | 12 | 12 | 12 | 12 | 13 | 13 |  | Median | 173.95 | 368.3 | 589.5 | 839 | 1120 | 1426 | 1748 | 2083 | 2430 | 2781 | 3131 | 3476.5 | 3808.5 | 4049 | 4176 | 4264.5 | 4339 | 4405 | 4465.5 | 4523.5
Third Quartile | 21 | 20 | 20 | 20 | 20 | 19 | 19 | 18 | 17 | 17 | 17 | 16 | 16 | 16 | 16 | 17 | 17 | 17 | 18 | 18 |  | Third Quartile | 177.4 | 374.625 | 598.425 | 850.3 | 1134 | 1443 | 1771 | 2113 | 2467.25 | 2825 | 3181 | 3531 | 3871.25 | 4122 | 4255 | 4348 | 4425 | 4496 | 4560 | 4622.25
90% Percentile | 25.1 | 24 | 24 | 24 | 24.1 | 24 | 22.1 | 22 | 21 | 21 | 21 | 20 | 20 | 20 | 20 | 21 | 21 | 22 | 23 | 24 |  | 90% Percentile | 179 | 378.1 | 603.9 | 858.71 | 1146 | 1460 | 1792 | 2138 | 2495.1 | 2859 | 3222.1 | 3579 | 3928 | 4185.1 | 4328 | 4423 | 4503.1 | 4578.1 | 4646.1 | 4711.2
Average | 16.085 | 16.1025 | 16.0663 | 15.9275 | 15.8525 | 15.4125 | 14.8075 | 14.16 | 14.0137 | 13.9625 | 13.7212 | 13.2625 | 12.8325 | 12.6113 | 12.6775 | 12.805 | 12.995 | 13.1387 | 13.4012 | 13.755 |  | Average | 174.2734 | 369.0716 | 590.4663 | 839.9377 | 1120.59 | 1427.0487 | 1750.225 | 2086.0662 | 2433.8175 | 2785.95 | 3135.3663 | 3478.7575 | 3812.0575 | 4053.8288 | 4180.2788 | 4268.775 | 4343.385 | 4409.89 | 4470.3888 | 4529.0238
[21 empty] | 2030 | [21 empty] | 2030
10% Percentile | 8 | 9 | 9 | 9 | 8 | 8 | 7 | 8 | 8 | 8 | 7 | 7 | 7 | 6 | 6 | 6 | 6 | 6 | 6 | 5 | -2 | 10% Percentile | 170.3 | 361.4 | 578.59 | 822.89 | 1097 | 1397 | 1711.9 | 2037 | 2375 | 2714 | 3050.9 | 3379.9 | 3697 | 3921.9 | 4037.9 | 4116.9 | 4183 | 4239.8 | 4291.9 | 4344.7 | 3867.6
20% Percentile | 10 | 10 | 11 | 11 | 10 | 10 | 10 | 9 | 10 | 9 | 9.8 | 9 | 8 | 8 | 8 | 8 | 8 | 8 | 8 | 8 | -2 | 20% Percentile | 171.2 | 363.3 | 581.6 | 827.28 | 1103.8 | 1405.8 | 1723.8 | 2053 | 2393 | 2739 | 3080.8 | 3412.8 | 3736 | 3967 | 4085.8 | 4169 | 4240 | 4300.6 | 4353.8 | 4408.8 | 3914.6
30% Percentile | 11 | 12 | 12 | 12 | 12 | 12 | 11 | 11 | 11 | 11 | 11 | 10 | 10 | 10 | 10 | 9 | 9 | 9 | 9 | 9 | -1 | 30% Percentile | 172 | 364.8 | 584.27 | 831.6 | 1109 | 1413 | 1733 | 2064 | 2408 | 2755 | 3099.7 | 3437.7 | 3765 | 3998 | 4118 | 4203 | 4276 | 4338 | 4396 | 4451 | 3946
40% Percentile | 13 | 14 | 14 | 14 | 14 | 13 | 13 | 12 | 12 | 12 | 12 | 11 | 11 | 11 | 11 | 11 | 11 | 11 | 11 | 11 | -2 | 40% Percentile | 172.7 | 366.1 | 586.7 | 835.3 | 1115 | 1419 | 1740 | 2074 | 2419 | 2768.6 | 3116 | 3455 | 3786 | 4024 | 4148 | 4235 | 4308.6 | 4374.6 | 4432.2 | 4489 | 3975.3
50% Percentile | 15 | 15 | 15 | 15 | 15 | 15 | 14 | 14 | 14 | 13 | 13 | 13 | 12 | 12 | 12 | 12 | 12 | 12 | 13 | 13 | -3 | 50% Percentile | 173.95 | 368.3 | 589.5 | 839 | 1120 | 1426 | 1748 | 2083 | 2430 | 2781 | 3131 | 3476.5 | 3808.5 | 4049 | 4176 | 4264.5 | 4339 | 4405 | 4465.5 | 4523.5 | 4002.05
60% Percentile | 17 | 17 | 17 | 17 | 17 | 17 | 16 | 15 | 15 | 15 | 15 | 14 | 14 | 13 | 14 | 14 | 14 | 14 | 14 | 15 | -3 | 60% Percentile | 175.8 | 371.3 | 593 | 843.24 | 1125 | 1432 | 1757 | 2094 | 2444 | 2799 | 3151.4 | 3496 | 3834 | 4080 | 4210 | 4300 | 4375.4 | 4443 | 4504.4 | 4565 | 4034.2
70% Percentile | 19 | 19 | 19 | 19 | 18.3 | 19 | 18 | 17 | 16 | 16 | 16 | 16 | 15 | 15 | 15 | 15 | 16 | 16 | 16 | 17 | -4 | 70% Percentile | 177 | 373.7 | 596.7 | 847.93 | 1131 | 1440.3 | 1767 | 2106 | 2458.3 | 2815 | 3171 | 3518.3 | 3860 | 4106 | 4238 | 4329 | 4406 | 4476 | 4540 | 4601 | 4061
80% Percentile | 22 | 21 | 21 | 21 | 21 | 20.2 | 20 | 19 | 18 | 18 | 18 | 17 | 17 | 17 | 17 | 18 | 18 | 18.2 | 19 | 19 | -5 | 80% Percentile | 177.8 | 375.8 | 600.2 | 852.42 | 1138 | 1448.2 | 1777 | 2119 | 2474 | 2833 | 3191.2 | 3544 | 3886 | 4139 | 4272.2 | 4366 | 4446 | 4518.2 | 4583 | 4645 | 4094.4
90% Percentile | 25.1 | 24 | 24 | 24 | 24.1 | 24 | 22.1 | 22 | 21 | 21 | 21 | 20 | 20 | 20 | 20 | 21 | 21 | 22 | 23 | 24 | -5.1 | 90% Percentile | 179 | 378.1 | 603.9 | 858.71 | 1146 | 1460 | 1792 | 2138 | 2495.1 | 2859 | 3222.1 | 3579 | 3928 | 4185.1 | 4328 | 4423 | 4503.1 | 4578.1 | 4646.1 | 4711.2 | 4149
100% Percentile | 42 | 43 | 40 | 38 | 38 | 37 | 37 | 37 | 36 | 36 | 38 | 33 | 29 | 29 | 30 | 31 | 33 | 36 | 35 | 36 | -12 | 100% Percentile | 184.9 | 389.7 | 623 | 885.4 | 1177 | 1500 | 1847 | 2209 | 2588 | 2977 | 3367 | 3753 | 4130 | 4424 | 4587 | 4701 | 4799 | 4892 | 4979 | 5059 | 4402.1
Minimum | 1 | 2 | 2 | 1 | 1 | 1 | 1 | 0 | 0 | 1 | 1 | 1 | 0 | 0 | 0 | 0 | 0 | 0 | 0 | 0 |  | Minimum | 151.4 | 329 | 531.3 | 761.2 | 1015 | 1305 | 1617 | 1945 | 2281 | 2601 | 2911 | 3216 | 3508 | 3705 | 3803 | 3873 | 3931 | 3978 | 4023 | 4060
Maximum | 42 | 43 | 40 | 38 | 38 | 37 | 37 | 37 | 36 | 36 | 38 | 33 | 29 | 29 | 30 | 31 | 33 | 36 | 35 | 36 |  | Maximum | 184.9 | 389.7 | 623 | 885.4 | 1177 | 1500 | 1847 | 2209 | 2588 | 2977 | 3367 | 3753 | 4130 | 4424 | 4587 | 4701 | 4799 | 4892 | 4979 | 5059

## 2C RPM Results by Future
Table 3 - 111(d) CO2 Emissions (MMTE - 3-yr rolling average) | [21 empty] | Table 8 - Cumulative Conservation Acquisition (aMW)
Sum of Value | Column Labels | [20 empty] | Sum of Value | Column Labels
Row Labels | 2016 | 2017 | 2018 | 2019 | 2020 | 2021 | 2022 | 2023 | 2024 | 2025 | 2026 | 2027 | 2028 | 2029 | 2030 | 2031 | 2032 | 2033 | 2034 | 2035 | Grand Total | Row Labels | 2016 | 2017 | 2018 | 2019 | 2020 | 2021 | 2022 | 2023 | 2024 | 2025 | 2026 | 2027 | 2028 | 2029 | 2030 | 2031 | 2032 | 2033 | 2034 | 2035 | Grand Total
1 | 40 | 39 | 39 | 36 | 36 | 33 | 33 | 27 | 28 | 23 | 18 | 13 | 11 | 12 | 11 | 13 | 13 | 11 | 8 | 9 | 453 | 1 | 178.4 | 373.4 | 596 | 848.2 | 1133 | 1443 | 1770 | 2112 | 2465 | 2829 | 3192 | 3548 | 3897 | 4161 | 4304 | 4402 | 4484 | 4560 | 4629 | 4696 | 55621
2 | 43 | 33 | 33 | 25 | 23 | 16 | 16 | 11 | 14 | 14 | 18 | 17 | 19 | 17 | 14 | 13 | 14 | 17 | 16 | 14 | 387 | 2 | 176 | 372.1 | 592.1 | 838.9 | 1119 | 1420 | 1736 | 2063 | 2401 | 2744 | 3082 | 3410 | 3731 | 3959 | 4073 | 4150 | 4216 | 4272 | 4324 | 4373 | 53052.1
3 | 30 | 28 | 29 | 25 | 22 | 16 | 13 | 13 | 13 | 14 | 13 | 12 | 13 | 14 | 14 | 13 | 14 | 13 | 13 | 12 | 334 | 3 | 171 | 363.5 | 582.4 | 826.7 | 1110 | 1419 | 1741 | 2080 | 2430 | 2785 | 3140 | 3486 | 3823 | 4069 | 4201 | 4297 | 4380 | 4457 | 4527 | 4595 | 54483.6
4 | 23 | 28 | 28 | 25 | 20 | 18 | 18 | 16 | 17 | 18 | 23 | 25 | 28 | 24 | 19 | 14 | 13 | 16 | 19 | 19 | 411 | 4 | 169.3 | 361.4 | 577.7 | 823.2 | 1096 | 1400 | 1718 | 2050 | 2393 | 2738 | 3080 | 3414 | 3738 | 3966 | 4084 | 4172 | 4244 | 4308 | 4369 | 4428 | 53129.6
5 | 26 | 36 | 33 | 33 | 30 | 26 | 22 | 14 | 15 | 18 | 19 | 21 | 21 | 24 | 20 | 18 | 20 | 25 | 27 | 23 | 471 | 5 | 172.3 | 363.7 | 582.2 | 828.7 | 1110 | 1413 | 1730 | 2053 | 2387 | 2730 | 3071 | 3401 | 3719 | 3945 | 4063 | 4147 | 4218 | 4280 | 4337 | 4394 | 52944.9
6 | 28 | 33 | 32 | 27 | 16 | 7 | 4 | 5 | 10 | 16 | 22 | 23 | 21 | 16 | 14 | 14 | 12 | 13 | 12 | 15 | 340 | 6 | 156.2 | 340.8 | 558.9 | 803 | 1067 | 1349 | 1643 | 1946 | 2263 | 2601 | 2942 | 3277 | 3603 | 3832 | 3948 | 4030 | 4094 | 4148 | 4197 | 4244 | 51042.9
7 | 35 | 34 | 37 | 37 | 36 | 28 | 20 | 15 | 10 | 8 | 4 | 3 | 2 | 2 | 2 | 7 | 11 | 15 | 16 | 19 | 341 | 7 | 171.4 | 363 | 583.2 | 831.7 | 1109 | 1416 | 1739 | 2074 | 2419 | 2771 | 3120 | 3462 | 3797 | 4039 | 4167 | 4256 | 4332 | 4400 | 4463 | 4526 | 54039.3
8 | 41 | 37 | 30 | 22 | 20 | 23 | 26 | 26 | 28 | 30 | 28 | 23 | 21 | 22 | 25 | 24 | 20 | 14 | 14 | 16 | 490 | 8 | 179.6 | 381 | 608.2 | 865.3 | 1152 | 1464 | 1793 | 2135 | 2482 | 2840 | 3195 | 3539 | 3872 | 4115 | 4241 | 4331 | 4407 | 4474 | 4535 | 4594 | 55203.1
9 | 43 | 38 | 30 | 20 | 12 | 13 | 9 | 7 | 2 | 2 | 6 | 12 | 15 | 13 | 10 | 10 | 10 | 11 | 11 | 14 | 288 | 9 | 170.6 | 362.5 | 580.8 | 828.5 | 1109 | 1414 | 1731 | 2056 | 2393 | 2731 | 3065 | 3396 | 3719 | 3949 | 4068 | 4153 | 4223 | 4284 | 4341 | 4396 | 52970.4
10 | 44 | 40 | 43 | 43 | 44 | 38 | 33 | 30 | 29 | 27 | 25 | 22 | 19 | 13 | 8 | 4 | 2 | 5 | 10 | 15 | 494 | 10 | 178.8 | 375.8 | 596.9 | 844.6 | 1127 | 1432 | 1755 | 2091 | 2440 | 2791 | 3142 | 3491 | 3832 | 4084 | 4217 | 4308 | 4384 | 4454 | 4518 | 4582 | 54644.1
11 | 40 | 39 | 37 | 37 | 35 | 36 | 30 | 28 | 23 | 21 | 20 | 20 | 21 | 17 | 22 | 23 | 28 | 27 | 28 | 26 | 558 | 11 | 173.3 | 367.6 | 587.3 | 835.8 | 1114 | 1421 | 1743 | 2083 | 2433 | 2792 | 3148 | 3496 | 3834 | 4086 | 4221 | 4312 | 4388 | 4458 | 4521 | 4582 | 54596
12 | 22 | 16 | 17 | 16 | 19 | 15 | 11 | 8 | 8 | 9 | 8 | 10 | 10 | 10 | 9 | 9 | 8 | 8 | 7 | 8 | 228 | 12 | 172 | 349.1 | 553.2 | 781.5 | 1045 | 1348 | 1677 | 2019 | 2373 | 2734 | 3090 | 3441 | 3781 | 4029 | 4161 | 4256 | 4335 | 4406 | 4471 | 4536 | 53557.8
13 | 22 | 25 | 26 | 24 | 24 | 25 | 27 | 24 | 21 | 21 | 22 | 20 | 20 | 19 | 21 | 18 | 19 | 21 | 21 | 25 | 445 | 13 | 163.5 | 354.4 | 575.5 | 823.5 | 1108 | 1422 | 1753 | 2101 | 2458 | 2822 | 3184 | 3541 | 3888 | 4150 | 4290 | 4384 | 4463 | 4535 | 4600 | 4664 | 55279.9
14 | 32 | 29 | 27 | 23 | 22 | 22 | 22 | 19 | 21 | 20 | 22 | 15 | 20 | 20 | 23 | 21 | 20 | 17 | 16 | 16 | 427 | 14 | 178.3 | 373.9 | 592.5 | 836.5 | 1112 | 1414 | 1733 | 2064 | 2406 | 2750 | 3092 | 3425 | 3751 | 3985 | 4105 | 4191 | 4261 | 4319 | 4371 | 4420 | 53380.2
15 | 30 | 21 | 18 | 13 | 11 | 11 | 10 | 13 | 14 | 16 | 12 | 11 | 10 | 14 | 14 | 15 | 10 | 11 | 13 | 14 | 281 | 15 | 153.9 | 332.5 | 553.8 | 800 | 1080 | 1382 | 1703 | 2042 | 2397 | 2758 | 3110 | 3453 | 3789 | 4035 | 4162 | 4250 | 4319 | 4380 | 4436 | 4493 | 53629.2
16 | 33 | 39 | 35 | 38 | 34 | 36 | 33 | 29 | 28 | 28 | 27 | 24 | 19 | 15 | 10 | 8 | 7 | 7 | 8 | 9 | 467 | 16 | 172 | 364.6 | 582.9 | 827.6 | 1103 | 1402 | 1719 | 2046 | 2385 | 2727 | 3062 | 3395 | 3715 | 3941 | 4060 | 4144 | 4211 | 4271 | 4324 | 4378 | 52830.1
17 | 31 | 34 | 27 | 23 | 16 | 19 | 18 | 20 | 19 | 20 | 18 | 18 | 18 | 18 | 21 | 23 | 25 | 24 | 25 | 24 | 441 | 17 | 172.3 | 366.8 | 588.4 | 839.8 | 1129 | 1445 | 1780 | 2127 | 2487 | 2854 | 3219 | 3576 | 3927 | 4188 | 4329 | 4427 | 4512 | 4590 | 4663 | 4733 | 55953.3
18 | 32 | 32 | 30 | 31 | 26 | 21 | 13 | 12 | 13 | 13 | 13 | 11 | 10 | 11 | 12 | 11 | 13 | 12 | 12 | 14 | 342 | 18 | 177.2 | 371.6 | 590.8 | 837.4 | 1117 | 1426 | 1753 | 2095 | 2450 | 2812 | 3171 | 3526 | 3871 | 4126 | 4264 | 4364 | 4451 | 4531 | 4604 | 4676 | 55214
19 | 23 | 27 | 26 | 30 | 28 | 25 | 18 | 14 | 13 | 12 | 11 | 10 | 9 | 10 | 10 | 11 | 11 | 12 | 12 | 11 | 323 | 19 | 172.6 | 367.5 | 576 | 811.6 | 1090 | 1398 | 1730 | 2075 | 2435 | 2793 | 3155 | 3512 | 3855 | 4111 | 4250 | 4351 | 4434 | 4511 | 4583 | 4652 | 54862.7
20 | 31 | 27 | 27 | 23 | 16 | 8 | 7 | 8 | 10 | 7 | 12 | 16 | 21 | 20 | 18 | 13 | 9 | 7 | 7 | 8 | 295 | 20 | 172.9 | 364 | 578.3 | 810.3 | 1066 | 1342 | 1636 | 1940 | 2254 | 2570 | 2886 | 3207 | 3526 | 3753 | 3863 | 3938 | 4000 | 4051 | 4099 | 4145 | 50201.5
21 | 34 | 27 | 23 | 13 | 10 | 9 | 9 | 9 | 11 | 9 | 6 | 2 | 1 | 1 | 5 | 11 | 17 | 19 | 19 | 20 | 255 | 21 | 169.8 | 361.1 | 578.4 | 821.5 | 1095 | 1397 | 1716 | 2043 | 2382 | 2728 | 3069 | 3406 | 3728 | 3960 | 4076 | 4156 | 4223 | 4283 | 4336 | 4388 | 52916.8
22 | 33 | 35 | 32 | 29 | 24 | 22 | 19 | 19 | 17 | 16 | 15 | 16 | 16 | 14 | 14 | 14 | 17 | 15 | 21 | 22 | 410 | 22 | 172.2 | 366.2 | 584.9 | 834.9 | 1117 | 1425 | 1753 | 2097 | 2453 | 2812 | 3170 | 3521 | 3867 | 4122 | 4264 | 4365 | 4452 | 4532 | 4605 | 4677 | 55190.2
23 | 30 | 35 | 35 | 31 | 28 | 24 | 27 | 24 | 21 | 17 | 15 | 14 | 15 | 16 | 21 | 23 | 25 | 24 | 24 | 23 | 472 | 23 | 150.9 | 329.9 | 545.6 | 787.4 | 1060 | 1363 | 1686 | 2024 | 2370 | 2719 | 3070 | 3411 | 3745 | 3995 | 4125 | 4214 | 4287 | 4354 | 4413 | 4472 | 53121.8
24 | 29 | 26 | 23 | 21 | 21 | 18 | 17 | 17 | 19 | 18 | 17 | 13 | 9 | 8 | 9 | 9 | 9 | 10 | 13 | 14 | 320 | 24 | 170.8 | 363 | 579.1 | 823.3 | 1097 | 1397 | 1711 | 2036 | 2371 | 2708 | 3040 | 3370 | 3687 | 3909 | 4020 | 4097 | 4161 | 4216 | 4266 | 4314 | 52336.2
25 | 35 | 34 | 35 | 34 | 37 | 33 | 25 | 14 | 7 | 11 | 18 | 27 | 28 | 23 | 16 | 14 | 17 | 21 | 25 | 26 | 480 | 25 | 178.1 | 377.4 | 602.3 | 853 | 1132 | 1437 | 1759 | 2090 | 2432 | 2778 | 3122 | 3464 | 3799 | 4038 | 4157 | 4237 | 4306 | 4367 | 4425 | 4481 | 54034.8
26 | 26 | 20 | 21 | 17 | 15 | 14 | 13 | 16 | 11 | 15 | 14 | 16 | 12 | 11 | 9 | 11 | 10 | 12 | 11 | 11 | 285 | 26 | 171.3 | 362.5 | 579.9 | 825.7 | 1101 | 1403 | 1719 | 2048 | 2386 | 2727 | 3059 | 3388 | 3707 | 3932 | 4046 | 4124 | 4189 | 4245 | 4296 | 4345 | 52654.4
27 | 18 | 17 | 18 | 18 | 19 | 18 | 17 | 17 | 16 | 15 | 15 | 18 | 20 | 20 | 20 | 21 | 23 | 24 | 23 | 24 | 381 | 27 | 154 | 340.4 | 563.7 | 812.2 | 1093 | 1400 | 1728 | 2078 | 2434 | 2796 | 3160 | 3514 | 3863 | 4124 | 4263 | 4356 | 4433 | 4501 | 4565 | 4628 | 54806.3
28 | 38 | 39 | 29 | 20 | 10 | 9 | 6 | 3 | 0 | 1 | 3 | 5 | 5 | 6 | 6 | 6 | 6 | 7 | 9 | 9 | 217 | 28 | 170.1 | 361.4 | 574.5 | 816.4 | 1088 | 1383 | 1694 | 2018 | 2349 | 2684 | 3017 | 3343 | 3658 | 3878 | 3989 | 4065 | 4129 | 4186 | 4237 | 4287 | 51927.4
29 | 40 | 36 | 34 | 24 | 20 | 12 | 13 | 10 | 10 | 11 | 10 | 12 | 11 | 10 | 9 | 9 | 8 | 7 | 6 | 6 | 298 | 29 | 176.7 | 370.4 | 588.1 | 827.5 | 1102 | 1403 | 1721 | 2048 | 2384 | 2728 | 3066 | 3395 | 3712 | 3932 | 4044 | 4128 | 4197 | 4251 | 4301 | 4346 | 52720.7
30 | 18 | 17 | 21 | 24 | 25 | 22 | 14 | 10 | 3 | 6 | 10 | 11 | 12 | 12 | 11 | 9 | 9 | 11 | 14 | 12 | 271 | 30 | 149.9 | 325.8 | 535 | 779.7 | 1050 | 1349 | 1665 | 1975 | 2299 | 2629 | 2970 | 3311 | 3640 | 3871 | 3991 | 4074 | 4139 | 4195 | 4245 | 4293 | 51486.4
31 | 24 | 34 | 32 | 35 | 26 | 22 | 15 | 16 | 15 | 14 | 11 | 9 | 10 | 11 | 12 | 13 | 15 | 15 | 14 | 11 | 354 | 31 | 173.5 | 366.5 | 588.6 | 836.2 | 1115 | 1422 | 1748 | 2088 | 2438 | 2793 | 3148 | 3496 | 3837 | 4085 | 4220 | 4319 | 4403 | 4480 | 4550 | 4620 | 54726.8
32 | 31 | 30 | 32 | 34 | 34 | 33 | 27 | 26 | 25 | 25 | 23 | 21 | 23 | 24 | 25 | 21 | 22 | 22 | 25 | 16 | 519 | 32 | 171.1 | 363.7 | 583.7 | 832.3 | 1111 | 1416 | 1736 | 2066 | 2408 | 2752 | 3097 | 3434 | 3761 | 3999 | 4123 | 4206 | 4273 | 4334 | 4387 | 4439 | 53492.8
33 | 37 | 40 | 41 | 40 | 36 | 28 | 23 | 24 | 27 | 27 | 21 | 17 | 14 | 15 | 15 | 17 | 19 | 19 | 16 | 16 | 492 | 33 | 170.4 | 360.4 | 578.9 | 826.2 | 1102 | 1406 | 1723 | 2053 | 2395 | 2741 | 3090 | 3436 | 3775 | 4025 | 4159 | 4253 | 4331 | 4403 | 4470 | 4537 | 53834.9
34 | 33 | 36 | 39 | 42 | 42 | 33 | 24 | 20 | 21 | 24 | 24 | 24 | 25 | 25 | 26 | 24 | 23 | 23 | 26 | 26 | 560 | 34 | 170.1 | 360.7 | 580.5 | 825.8 | 1101 | 1399 | 1713 | 2040 | 2379 | 2720 | 3055 | 3389 | 3709 | 3940 | 4058 | 4141 | 4207 | 4265 | 4318 | 4369 | 52740.1
35 | 21 | 28 | 31 | 36 | 37 | 32 | 24 | 15 | 13 | 15 | 18 | 20 | 19 | 19 | 18 | 16 | 16 | 20 | 23 | 24 | 445 | 35 | 153.1 | 328.8 | 542.2 | 786.3 | 1061 | 1364 | 1689 | 2024 | 2375 | 2729 | 3083 | 3431 | 3769 | 4019 | 4150 | 4240 | 4313 | 4377 | 4434 | 4491 | 53359.4
36 | 38 | 38 | 32 | 29 | 25 | 27 | 22 | 18 | 13 | 15 | 15 | 15 | 13 | 16 | 17 | 18 | 15 | 17 | 18 | 19 | 420 | 36 | 171.7 | 363.8 | 583.5 | 829.7 | 1103 | 1408 | 1725 | 2057 | 2398 | 2743 | 3087 | 3423 | 3749 | 3989 | 4117 | 4203 | 4273 | 4335 | 4389 | 4442 | 53389.7
37 | 44 | 47 | 47 | 46 | 42 | 39 | 35 | 31 | 28 | 24 | 20 | 17 | 18 | 20 | 24 | 27 | 30 | 30 | 31 | 30 | 630 | 37 | 172.6 | 371.8 | 601.2 | 860.6 | 1150 | 1464 | 1801 | 2157 | 2528 | 2903 | 3279 | 3652 | 4016 | 4288 | 4440 | 4549 | 4646 | 4737 | 4823 | 4906 | 57345.2
38 | 35 | 38 | 37 | 35 | 27 | 25 | 21 | 18 | 15 | 14 | 16 | 16 | 17 | 17 | 15 | 11 | 9 | 11 | 17 | 22 | 416 | 38 | 160.5 | 353.3 | 574.3 | 825.4 | 1108 | 1422 | 1754 | 2104 | 2476 | 2854 | 3229 | 3603 | 3969 | 4248 | 4401 | 4508 | 4596 | 4677 | 4759 | 4835 | 56456.5
39 | 21 | 28 | 27 | 30 | 29 | 27 | 24 | 19 | 17 | 16 | 13 | 10 | 5 | 4 | 3 | 3 | 1 | 1 | 0 | 0 | 278 | 39 | 151.8 | 326 | 525.6 | 751.1 | 1005 | 1287 | 1599 | 1922 | 2259 | 2601 | 2941 | 3275 | 3584 | 3797 | 3895 | 3938 | 3970 | 3992 | 4010 | 4025 | 49854.5
40 | 41 | 37 | 39 | 38 | 36 | 28 | 20 | 18 | 18 | 19 | 18 | 20 | 20 | 21 | 17 | 12 | 7 | 5 | 6 | 6 | 426 | 40 | 170.9 | 362.5 | 582.1 | 828.4 | 1108 | 1410 | 1730 | 2063 | 2405 | 2755 | 3102 | 3441 | 3769 | 4009 | 4133 | 4214 | 4282 | 4343 | 4397 | 4448 | 53552.9
41 | 32 | 38 | 37 | 32 | 23 | 20 | 20 | 22 | 18 | 15 | 11 | 10 | 10 | 11 | 18 | 23 | 26 | 23 | 21 | 17 | 427 | 41 | 168.9 | 357.3 | 576.1 | 818.3 | 1092 | 1398 | 1717 | 2047 | 2389 | 2740 | 3085 | 3420 | 3749 | 3982 | 4105 | 4197 | 4274 | 4342 | 4406 | 4469 | 53332.6
42 | 40 | 40 | 39 | 32 | 25 | 20 | 21 | 21 | 22 | 25 | 26 | 25 | 20 | 21 | 20 | 23 | 21 | 18 | 13 | 11 | 483 | 42 | 175.9 | 367.2 | 584.1 | 827 | 1101 | 1396 | 1708 | 2031 | 2367 | 2706 | 3044 | 3372 | 3692 | 3919 | 4034 | 4118 | 4188 | 4246 | 4297 | 4344 | 52517.2
43 | 15 | 22 | 21 | 20 | 13 | 10 | 10 | 10 | 11 | 9 | 6 | 3 | 1 | 1 | 2 | 5 | 8 | 9 | 9 | 8 | 193 | 43 | 154.3 | 329.9 | 529.4 | 768.1 | 1041 | 1343 | 1664 | 1995 | 2340 | 2689 | 3034 | 3366 | 3682 | 3907 | 4021 | 4107 | 4177 | 4236 | 4291 | 4344 | 52018.7
44 | 43 | 34 | 33 | 25 | 24 | 20 | 18 | 16 | 18 | 21 | 22 | 22 | 23 | 22 | 21 | 24 | 27 | 30 | 27 | 23 | 493 | 44 | 171.1 | 364.6 | 585.1 | 834.9 | 1115 | 1423 | 1747 | 2079 | 2431 | 2791 | 3142 | 3496 | 3835 | 4089 | 4223 | 4314 | 4389 | 4458 | 4518 | 4578 | 54583.7
45 | 33 | 35 | 34 | 32 | 24 | 18 | 13 | 12 | 11 | 11 | 10 | 10 | 9 | 9 | 8 | 8 | 9 | 8 | 9 | 7 | 310 | 45 | 178.2 | 376.3 | 595.7 | 838.9 | 1117 | 1423 | 1743 | 2079 | 2424 | 2777 | 3126 | 3473 | 3808 | 4050 | 4180 | 4273 | 4354 | 4425 | 4493 | 4560 | 54294.1
46 | 23 | 21 | 20 | 20 | 21 | 17 | 14 | 11 | 11 | 10 | 11 | 11 | 12 | 10 | 9 | 7 | 7 | 7 | 7 | 7 | 256 | 46 | 174.3 | 365.6 | 586.9 | 818.4 | 1084 | 1393 | 1722 | 2064 | 2412 | 2768 | 3122 | 3469 | 3804 | 4043 | 4172 | 4263 | 4337 | 4401 | 4462 | 4524 | 53985.2
47 | 35 | 34 | 28 | 22 | 17 | 18 | 18 | 17 | 18 | 21 | 20 | 16 | 15 | 19 | 19 | 16 | 11 | 13 | 13 | 11 | 381 | 47 | 171 | 362.6 | 581.1 | 825.9 | 1102 | 1407 | 1727 | 2062 | 2406 | 2753 | 3099 | 3440 | 3768 | 4001 | 4121 | 4209 | 4282 | 4346 | 4404 | 4461 | 53528.6
48 | 45 | 36 | 30 | 22 | 17 | 17 | 15 | 13 | 16 | 21 | 26 | 22 | 17 | 12 | 10 | 11 | 14 | 14 | 15 | 12 | 385 | 48 | 176 | 368.3 | 582.1 | 823.5 | 1094 | 1383 | 1689 | 2004 | 2328 | 2651 | 2969 | 3280 | 3578 | 3774 | 3870 | 3942 | 4001 | 4049 | 4094 | 4132 | 50787.9
49 | 27 | 31 | 33 | 35 | 34 | 33 | 32 | 30 | 29 | 25 | 25 | 23 | 24 | 20 | 18 | 14 | 12 | 13 | 12 | 13 | 483 | 49 | 176 | 366.7 | 583.9 | 828.1 | 1106 | 1407 | 1722 | 2048 | 2384 | 2724 | 3064 | 3398 | 3716 | 3943 | 4059 | 4143 | 4212 | 4273 | 4328 | 4384 | 52865.7
50 | 22 | 19 | 18 | 14 | 12 | 11 | 10 | 10 | 8 | 9 | 9 | 9 | 8 | 6 | 5 | 3 | 3 | 3 | 4 | 4 | 187 | 50 | 170.4 | 358.9 | 573.8 | 816.1 | 1090 | 1387 | 1705 | 2028 | 2363 | 2701 | 3036 | 3363 | 3679 | 3901 | 4010 | 4085 | 4148 | 4199 | 4251 | 4303 | 52168.2
51 | 38 | 34 | 32 | 27 | 27 | 24 | 25 | 24 | 22 | 20 | 20 | 20 | 21 | 17 | 23 | 25 | 22 | 13 | 7 | 10 | 451 | 51 | 171.3 | 363.4 | 582 | 827.6 | 1106 | 1406 | 1727 | 2059 | 2403 | 2754 | 3098 | 3438 | 3769 | 4009 | 4132 | 4220 | 4290 | 4350 | 4403 | 4454 | 53562.3
52 | 42 | 34 | 28 | 24 | 22 | 23 | 18 | 13 | 9 | 10 | 13 | 15 | 16 | 18 | 20 | 21 | 22 | 21 | 19 | 18 | 406 | 52 | 170.8 | 362.5 | 581.7 | 829.8 | 1114 | 1422 | 1747 | 2087 | 2432 | 2784 | 3138 | 3483 | 3822 | 4069 | 4200 | 4291 | 4368 | 4438 | 4501 | 4562 | 54402.8
53 | 29 | 31 | 35 | 37 | 37 | 35 | 28 | 20 | 13 | 14 | 18 | 22 | 23 | 22 | 17 | 15 | 14 | 13 | 13 | 11 | 447 | 53 | 171.3 | 362.2 | 579.2 | 820.8 | 1091 | 1386 | 1698 | 2018 | 2344 | 2676 | 3005 | 3331 | 3643 | 3860 | 3967 | 4043 | 4108 | 4159 | 4207 | 4250 | 51719.5
54 | 23 | 28 | 28 | 32 | 34 | 36 | 35 | 32 | 31 | 28 | 27 | 25 | 26 | 27 | 28 | 27 | 24 | 21 | 21 | 20 | 553 | 54 | 171.4 | 362.2 | 578.1 | 823.3 | 1096 | 1393 | 1705 | 2032 | 2367 | 2702 | 3039 | 3369 | 3687 | 3920 | 4044 | 4129 | 4197 | 4255 | 4306 | 4356 | 52532
55 | 41 | 31 | 25 | 17 | 15 | 15 | 11 | 12 | 14 | 16 | 13 | 8 | 7 | 7 | 7 | 5 | 6 | 5 | 5 | 4 | 264 | 55 | 173.1 | 363.5 | 580.7 | 825.8 | 1100 | 1398 | 1712 | 2034 | 2366 | 2704 | 3034 | 3355 | 3671 | 3884 | 3990 | 4064 | 4125 | 4180 | 4230 | 4278 | 52068.1
56 | 35 | 31 | 24 | 17 | 12 | 12 | 12 | 9 | 7 | 6 | 6 | 7 | 10 | 9 | 10 | 7 | 6 | 4 | 5 | 7 | 236 | 56 | 179.4 | 377.5 | 597 | 847.8 | 1131 | 1442 | 1767 | 2102 | 2450 | 2805 | 3154 | 3499 | 3831 | 4070 | 4195 | 4284 | 4359 | 4425 | 4486 | 4544 | 54545.7
57 | 42 | 43 | 44 | 46 | 46 | 42 | 36 | 33 | 34 | 37 | 35 | 33 | 31 | 32 | 32 | 31 | 32 | 33 | 35 | 33 | 730 | 57 | 175.5 | 370.4 | 593 | 849 | 1139 | 1454 | 1784 | 2127 | 2488 | 2859 | 3225 | 3584 | 3934 | 4196 | 4336 | 4430 | 4510 | 4583 | 4651 | 4714 | 56001.9
58 | 36 | 38 | 38 | 37 | 36 | 30 | 25 | 18 | 20 | 21 | 26 | 27 | 27 | 27 | 28 | 29 | 27 | 29 | 31 | 33 | 583 | 58 | 173.9 | 369.1 | 589.6 | 840.8 | 1130 | 1445 | 1780 | 2127 | 2489 | 2852 | 3217 | 3580 | 3930 | 4192 | 4334 | 4430 | 4512 | 4588 | 4657 | 4724 | 55960.4
59 | 39 | 37 | 40 | 42 | 44 | 41 | 33 | 23 | 17 | 15 | 11 | 7 | 3 | 4 | 3 | 3 | 3 | 5 | 11 | 20 | 401 | 59 | 177.9 | 373.6 | 595.1 | 845.7 | 1128 | 1440 | 1761 | 2094 | 2449 | 2808 | 3165 | 3517 | 3860 | 4117 | 4253 | 4350 | 4436 | 4515 | 4588 | 4660 | 55133.3
60 | 37 | 34 | 32 | 28 | 24 | 22 | 18 | 18 | 22 | 22 | 23 | 22 | 24 | 24 | 23 | 25 | 27 | 30 | 28 | 29 | 512 | 60 | 173.1 | 368.5 | 590.5 | 842.2 | 1129 | 1443 | 1775 | 2125 | 2492 | 2861 | 3229 | 3593 | 3948 | 4217 | 4360 | 4459 | 4542 | 4619 | 4691 | 4758 | 56215.3
61 | 31 | 35 | 34 | 32 | 29 | 30 | 25 | 20 | 13 | 13 | 13 | 14 | 13 | 12 | 15 | 16 | 17 | 15 | 17 | 19 | 413 | 61 | 171.1 | 363.5 | 581.4 | 825.9 | 1102 | 1402 | 1717 | 2050 | 2396 | 2744 | 3089 | 3431 | 3761 | 4007 | 4139 | 4230 | 4307 | 4377 | 4443 | 4508 | 53644.9
62 | 16 | 17 | 13 | 8 | 3 | 4 | 4 | 9 | 13 | 19 | 19 | 17 | 16 | 17 | 19 | 19 | 16 | 12 | 9 | 11 | 261 | 62 | 154.3 | 328.5 | 525.9 | 747.3 | 996.2 | 1268 | 1554 | 1851 | 2156 | 2465 | 2785 | 3102 | 3408 | 3623 | 3730 | 3806 | 3863 | 3910 | 3951 | 3992 | 48216.2
63 | 21 | 22 | 17 | 13 | 11 | 11 | 12 | 10 | 11 | 12 | 13 | 12 | 10 | 8 | 8 | 7 | 8 | 8 | 7 | 7 | 228 | 63 | 151.3 | 328.1 | 540 | 776.7 | 1040 | 1331 | 1636 | 1959 | 2292 | 2628 | 2960 | 3287 | 3600 | 3817 | 3927 | 4004 | 4066 | 4119 | 4166 | 4212 | 50840.1
64 | 36 | 34 | 31 | 30 | 26 | 25 | 24 | 21 | 21 | 13 | 16 | 17 | 20 | 17 | 17 | 16 | 15 | 15 | 20 | 23 | 437 | 64 | 177 | 373.9 | 591 | 841.6 | 1126 | 1439 | 1767 | 2106 | 2460 | 2820 | 3178 | 3533 | 3878 | 4135 | 4272 | 4365 | 4444 | 4516 | 4581 | 4644 | 55247.5
65 | 34 | 31 | 32 | 33 | 33 | 33 | 29 | 28 | 25 | 23 | 25 | 26 | 25 | 21 | 18 | 16 | 15 | 15 | 14 | 16 | 492 | 65 | 172.2 | 364.1 | 583.9 | 830.6 | 1108 | 1411 | 1725 | 2056 | 2396 | 2737 | 3079 | 3414 | 3741 | 3971 | 4086 | 4165 | 4231 | 4288 | 4339 | 4388 | 53085.8
66 | 20 | 14 | 12 | 6 | 5 | 3 | 4 | 3 | 6 | 11 | 15 | 17 | 11 | 14 | 16 | 20 | 17 | 16 | 13 | 14 | 237 | 66 | 151.8 | 325.5 | 537.2 | 781.6 | 1056 | 1354 | 1674 | 2008 | 2354 | 2705 | 3054 | 3392 | 3721 | 3959 | 4083 | 4168 | 4236 | 4295 | 4347 | 4397 | 52599.1
67 | 34 | 37 | 38 | 40 | 33 | 21 | 10 | 7 | 7 | 8 | 10 | 11 | 12 | 10 | 10 | 8 | 8 | 7 | 10 | 9 | 330 | 67 | 171.1 | 362.9 | 581.4 | 824.6 | 1098 | 1392 | 1705 | 2032 | 2367 | 2705 | 3036 | 3363 | 3679 | 3898 | 4009 | 4094 | 4166 | 4228 | 4287 | 4344 | 52343
68 | 27 | 36 | 38 | 44 | 42 | 39 | 33 | 26 | 22 | 25 | 25 | 28 | 28 | 31 | 30 | 28 | 30 | 31 | 34 | 33 | 630 | 68 | 156.6 | 342.2 | 563.8 | 813.3 | 1095 | 1406 | 1736 | 2081 | 2439 | 2800 | 3160 | 3513 | 3863 | 4121 | 4259 | 4351 | 4426 | 4492 | 4553 | 4613 | 54783.9
69 | 20 | 19 | 21 | 17 | 13 | 8 | 9 | 9 | 10 | 10 | 10 | 8 | 6 | 6 | 6 | 5 | 6 | 7 | 8 | 9 | 207 | 69 | 173.9 | 368.1 | 587.4 | 836.1 | 1112 | 1416 | 1739 | 2075 | 2417 | 2767 | 3112 | 3451 | 3781 | 4017 | 4135 | 4218 | 4289 | 4352 | 4410 | 4467 | 53723.5
70 | 35 | 27 | 24 | 17 | 15 | 13 | 12 | 11 | 13 | 12 | 10 | 6 | 5 | 7 | 12 | 16 | 19 | 20 | 23 | 24 | 321 | 70 | 154.6 | 335.9 | 557.4 | 806.4 | 1088 | 1400 | 1736 | 2089 | 2453 | 2821 | 3187 | 3543 | 3885 | 4138 | 4276 | 4370 | 4446 | 4514 | 4576 | 4638 | 55014.3
71 | 35 | 39 | 41 | 39 | 33 | 27 | 28 | 26 | 25 | 22 | 21 | 20 | 18 | 14 | 12 | 11 | 12 | 12 | 13 | 14 | 462 | 71 | 177.9 | 377.1 | 601.6 | 850.7 | 1132 | 1437 | 1761 | 2093 | 2440 | 2792 | 3141 | 3484 | 3822 | 4075 | 4210 | 4305 | 4383 | 4455 | 4521 | 4587 | 54645.3
72 | 25 | 30 | 29 | 27 | 22 | 19 | 19 | 17 | 14 | 12 | 13 | 14 | 16 | 14 | 15 | 14 | 13 | 12 | 12 | 15 | 352 | 72 | 172.7 | 365.9 | 585 | 832.5 | 1111 | 1415 | 1733 | 2061 | 2402 | 2740 | 3079 | 3414 | 3738 | 3965 | 4076 | 4158 | 4225 | 4281 | 4334 | 4387 | 53075.1
73 | 25 | 22 | 25 | 24 | 24 | 19 | 17 | 17 | 18 | 20 | 21 | 21 | 20 | 16 | 13 | 10 | 12 | 13 | 12 | 10 | 359 | 73 | 170 | 359.7 | 575.7 | 806.3 | 1072 | 1355 | 1656 | 1976 | 2306 | 2646 | 2994 | 3339 | 3676 | 3924 | 4056 | 4148 | 4220 | 4284 | 4340 | 4396 | 52299.7
74 | 38 | 38 | 34 | 27 | 19 | 16 | 14 | 11 | 9 | 9 | 9 | 7 | 6 | 6 | 6 | 5 | 6 | 5 | 5 | 4 | 274 | 74 | 170.6 | 361.9 | 579.8 | 822.7 | 1098 | 1399 | 1714 | 2036 | 2371 | 2710 | 3045 | 3370 | 3683 | 3903 | 4017 | 4102 | 4172 | 4232 | 4288 | 4341 | 52416
75 | 40 | 40 | 37 | 32 | 25 | 20 | 18 | 17 | 17 | 15 | 13 | 12 | 13 | 14 | 13 | 13 | 13 | 15 | 15 | 13 | 395 | 75 | 171.2 | 360.3 | 578.2 | 823.9 | 1100 | 1408 | 1730 | 2064 | 2410 | 2762 | 3111 | 3455 | 3789 | 4032 | 4164 | 4258 | 4341 | 4416 | 4486 | 4554 | 54013.6
76 | 41 | 42 | 43 | 43 | 40 | 33 | 26 | 24 | 27 | 32 | 28 | 21 | 14 | 15 | 15 | 13 | 12 | 12 | 13 | 11 | 505 | 76 | 177.2 | 375 | 598.4 | 847.6 | 1124 | 1422 | 1735 | 2058 | 2391 | 2735 | 3077 | 3413 | 3736 | 3965 | 4086 | 4175 | 4254 | 4321 | 4386 | 4450 | 53326.2
77 | 35 | 36 | 34 | 35 | 34 | 28 | 19 | 12 | 15 | 17 | 20 | 18 | 14 | 9 | 8 | 8 | 10 | 10 | 14 | 16 | 392 | 77 | 176.9 | 369.8 | 587 | 834.1 | 1108 | 1410 | 1729 | 2063 | 2408 | 2758 | 3105 | 3445 | 3778 | 4014 | 4139 | 4233 | 4313 | 4386 | 4455 | 4525 | 53836.8
78 | 29 | 29 | 28 | 28 | 22 | 16 | 12 | 11 | 11 | 9 | 8 | 8 | 7 | 7 | 8 | 8 | 8 | 8 | 8 | 8 | 273 | 78 | 151.7 | 327.3 | 525.9 | 751.5 | 1004 | 1277 | 1568 | 1889 | 2228 | 2571 | 2910 | 3249 | 3576 | 3812 | 3937 | 4030 | 4103 | 4167 | 4227 | 4287 | 50591.4
79 | 22 | 15 | 12 | 9 | 11 | 14 | 13 | 16 | 19 | 23 | 20 | 20 | 18 | 19 | 17 | 20 | 18 | 16 | 16 | 15 | 333 | 79 | 151 | 322.5 | 520.8 | 744.9 | 998.9 | 1279 | 1573 | 1880 | 2199 | 2533 | 2866 | 3194 | 3515 | 3744 | 3858 | 3933 | 3990 | 4038 | 4081 | 4124 | 49545.1
80 | 27 | 33 | 33 | 30 | 21 | 14 | 13 | 14 | 14 | 13 | 14 | 14 | 13 | 9 | 7 | 5 | 5 | 4 | 5 | 5 | 293 | 80 | 156.3 | 340.7 | 562.9 | 811.7 | 1097 | 1413 | 1753 | 2107 | 2480 | 2859 | 3237 | 3606 | 3969 | 4243 | 4394 | 4499 | 4588 | 4670 | 4748 | 4822 | 56356.6
81 | 25 | 29 | 32 | 38 | 41 | 39 | 29 | 20 | 13 | 12 | 9 | 8 | 9 | 11 | 11 | 9 | 8 | 9 | 10 | 9 | 371 | 81 | 169.8 | 357.3 | 573.4 | 817.2 | 1091 | 1393 | 1710 | 2043 | 2384 | 2732 | 3074 | 3409 | 3736 | 3969 | 4091 | 4176 | 4249 | 4312 | 4371 | 4428 | 53085.7
82 | 26 | 29 | 28 | 27 | 21 | 17 | 13 | 12 | 8 | 9 | 9 | 9 | 9 | 8 | 9 | 9 | 10 | 10 | 10 | 9 | 282 | 82 | 171.8 | 362.2 | 579.5 | 825.2 | 1100 | 1399 | 1715 | 2047 | 2389 | 2739 | 3085 | 3423 | 3753 | 3991 | 4119 | 4208 | 4285 | 4354 | 4417 | 4479 | 53441.7
83 | 30 | 29 | 25 | 26 | 25 | 28 | 22 | 18 | 12 | 10 | 11 | 11 | 13 | 13 | 11 | 7 | 6 | 6 | 9 | 11 | 323 | 83 | 171.6 | 362 | 579.4 | 828 | 1107 | 1416 | 1737 | 2076 | 2428 | 2778 | 3128 | 3470 | 3803 | 4045 | 4175 | 4264 | 4339 | 4407 | 4468 | 4529 | 54111
84 | 26 | 15 | 15 | 15 | 20 | 18 | 14 | 13 | 13 | 13 | 12 | 14 | 15 | 14 | 19 | 23 | 28 | 26 | 23 | 20 | 356 | 84 | 149.5 | 321.5 | 518.1 | 743.1 | 996.1 | 1282 | 1580 | 1897 | 2237 | 2578 | 2915 | 3256 | 3588 | 3833 | 3959 | 4049 | 4119 | 4180 | 4232 | 4282 | 50715.3
85 | 28 | 23 | 23 | 24 | 28 | 27 | 20 | 14 | 11 | 11 | 10 | 9 | 9 | 8 | 7 | 7 | 7 | 9 | 7 | 10 | 292 | 85 | 156 | 330.9 | 531.4 | 761.5 | 1019 | 1321 | 1641 | 1978 | 2327 | 2684 | 3034 | 3383 | 3722 | 3966 | 4097 | 4191 | 4266 | 4334 | 4398 | 4462 | 52602.8
86 | 23 | 21 | 20 | 19 | 18 | 17 | 14 | 11 | 9 | 10 | 10 | 10 | 10 | 10 | 10 | 9 | 9 | 8 | 9 | 8 | 255 | 86 | 171.8 | 363.1 | 577.8 | 815.7 | 1074 | 1361 | 1681 | 2018 | 2367 | 2719 | 3069 | 3415 | 3754 | 3999 | 4132 | 4229 | 4308 | 4379 | 4445 | 4511 | 53389.4
87 | 13 | 8 | 8 | 9 | 12 | 13 | 12 | 10 | 9 | 7 | 7 | 7 | 8 | 8 | 7 | 7 | 7 | 11 | 12 | 13 | 188 | 87 | 151.6 | 323.2 | 520.3 | 744.5 | 994.9 | 1270 | 1559 | 1866 | 2194 | 2528 | 2859 | 3185 | 3501 | 3726 | 3839 | 3917 | 3974 | 4024 | 4071 | 4120 | 49367.5
88 | 26 | 31 | 27 | 33 | 34 | 39 | 35 | 32 | 25 | 17 | 12 | 11 | 11 | 11 | 12 | 13 | 13 | 12 | 14 | 17 | 425 | 88 | 173.5 | 365.9 | 585 | 830.9 | 1110 | 1416 | 1736 | 2070 | 2415 | 2765 | 3116 | 3462 | 3800 | 4053 | 4190 | 4285 | 4364 | 4437 | 4504 | 4571 | 54249.3
89 | 20 | 22 | 24 | 26 | 25 | 23 | 20 | 20 | 20 | 21 | 19 | 17 | 13 | 10 | 8 | 8 | 8 | 9 | 10 | 10 | 333 | 89 | 148.5 | 322.6 | 523.9 | 752.1 | 1010 | 1294 | 1612 | 1942 | 2286 | 2645 | 2996 | 3350 | 3698 | 3959 | 4099 | 4196 | 4271 | 4337 | 4397 | 4457 | 52296.1
90 | 17 | 16 | 16 | 18 | 18 | 15 | 13 | 11 | 12 | 9 | 8 | 8 | 9 | 9 | 8 | 8 | 8 | 8 | 7 | 4 | 222 | 90 | 153.4 | 327 | 524.1 | 749.5 | 1003 | 1279 | 1574 | 1878 | 2215 | 2558 | 2901 | 3236 | 3563 | 3797 | 3919 | 4007 | 4074 | 4135 | 4191 | 4245 | 50329
91 | 24 | 22 | 27 | 25 | 28 | 21 | 25 | 25 | 31 | 30 | 29 | 25 | 22 | 20 | 22 | 22 | 25 | 27 | 29 | 25 | 504 | 91 | 171.9 | 364.4 | 583.5 | 831.4 | 1110 | 1413 | 1732 | 2062 | 2405 | 2753 | 3098 | 3434 | 3761 | 3997 | 4115 | 4194 | 4263 | 4324 | 4378 | 4430 | 53420.2
92 | 31 | 32 | 34 | 37 | 39 | 36 | 32 | 31 | 33 | 29 | 21 | 12 | 8 | 7 | 7 | 8 | 10 | 11 | 13 | 12 | 443 | 92 | 157.2 | 337.8 | 552.6 | 797.8 | 1074 | 1373 | 1693 | 2025 | 2368 | 2717 | 3065 | 3406 | 3733 | 3970 | 4097 | 4186 | 4259 | 4324 | 4384 | 4445 | 52964.4
93 | 41 | 42 | 44 | 42 | 42 | 38 | 36 | 28 | 18 | 14 | 11 | 11 | 9 | 6 | 4 | 2 | 3 | 4 | 5 | 6 | 406 | 93 | 172.2 | 365.1 | 583 | 827.9 | 1103 | 1404 | 1719 | 2049 | 2388 | 2733 | 3075 | 3411 | 3740 | 3971 | 4093 | 4177 | 4249 | 4311 | 4371 | 4432 | 53174.2
94 | 46 | 43 | 39 | 32 | 19 | 11 | 3 | 3 | 3 | 3 | 6 | 14 | 17 | 20 | 18 | 19 | 19 | 20 | 21 | 23 | 379 | 94 | 170.4 | 363.1 | 581 | 825.9 | 1101 | 1401 | 1718 | 2047 | 2387 | 2726 | 3069 | 3404 | 3735 | 3972 | 4095 | 4180 | 4250 | 4311 | 4366 | 4421 | 53123.4
95 | 40 | 35 | 31 | 27 | 23 | 24 | 24 | 27 | 29 | 28 | 25 | 24 | 20 | 17 | 15 | 18 | 19 | 19 | 21 | 22 | 488 | 95 | 177 | 372.6 | 591.4 | 843.5 | 1128 | 1438 | 1771 | 2116 | 2476 | 2838 | 3202 | 3560 | 3909 | 4164 | 4299 | 4393 | 4475 | 4551 | 4621 | 4689 | 55614.5
96 | 29 | 33 | 34 | 32 | 27 | 21 | 22 | 21 | 21 | 18 | 19 | 18 | 18 | 13 | 8 | 4 | 3 | 9 | 13 | 19 | 382 | 96 | 180.4 | 378.3 | 597.9 | 846.4 | 1132 | 1446 | 1771 | 2111 | 2466 | 2830 | 3189 | 3542 | 3888 | 4144 | 4279 | 4373 | 4450 | 4523 | 4593 | 4662 | 55402
97 | 31 | 26 | 25 | 19 | 19 | 19 | 19 | 16 | 11 | 10 | 10 | 11 | 12 | 11 | 10 | 9 | 9 | 10 | 9 | 9 | 295 | 97 | 173.2 | 359.8 | 567.2 | 797 | 1057 | 1343 | 1650 | 1977 | 2327 | 2685 | 3039 | 3387 | 3725 | 3973 | 4106 | 4203 | 4281 | 4351 | 4414 | 4478 | 52893.2
98 | 15 | 15 | 15 | 13 | 17 | 19 | 19 | 13 | 12 | 12 | 12 | 7 | 6 | 4 | 9 | 14 | 17 | 20 | 21 | 23 | 283 | 98 | 153.5 | 329.2 | 530.5 | 766.3 | 1047 | 1354 | 1682 | 2025 | 2385 | 2751 | 3117 | 3475 | 3824 | 4088 | 4227 | 4315 | 4387 | 4453 | 4513 | 4569 | 53991.5
99 | 30 | 30 | 28 | 23 | 18 | 14 | 14 | 15 | 17 | 17 | 16 | 15 | 14 | 17 | 18 | 17 | 12 | 8 | 9 | 13 | 345 | 99 | 155.1 | 332.6 | 544.3 | 790.7 | 1073 | 1383 | 1709 | 2051 | 2407 | 2772 | 3131 | 3483 | 3823 | 4074 | 4214 | 4316 | 4399 | 4475 | 4543 | 4611 | 54286.7
100 | 32 | 32 | 32 | 34 | 32 | 30 | 26 | 25 | 24 | 23 | 25 | 24 | 25 | 21 | 21 | 21 | 23 | 22 | 22 | 20 | 514 | 100 | 172.7 | 366 | 587.5 | 834.9 | 1114 | 1421 | 1742 | 2075 | 2418 | 2763 | 3111 | 3450 | 3779 | 4017 | 4139 | 4225 | 4296 | 4356 | 4411 | 4464 | 53742.1
101 | 39 | 42 | 44 | 45 | 43 | 38 | 33 | 29 | 29 | 29 | 25 | 20 | 18 | 20 | 24 | 28 | 32 | 34 | 34 | 35 | 641 | 101 | 181.3 | 386.1 | 616.4 | 879.7 | 1167 | 1482 | 1819 | 2173 | 2545 | 2927 | 3300 | 3669 | 4028 | 4302 | 4454 | 4559 | 4651 | 4735 | 4813 | 4890 | 57577.5
102 | 27 | 33 | 35 | 32 | 32 | 28 | 32 | 30 | 33 | 31 | 29 | 26 | 27 | 29 | 31 | 31 | 32 | 32 | 33 | 33 | 616 | 102 | 158.1 | 342.3 | 567.3 | 819 | 1106 | 1421 | 1756 | 2109 | 2473 | 2843 | 3210 | 3575 | 3929 | 4195 | 4336 | 4431 | 4507 | 4574 | 4635 | 4694 | 55680.7
103 | 44 | 27 | 19 | 6 | 5 | 7 | 16 | 22 | 31 | 32 | 30 | 24 | 18 | 19 | 17 | 16 | 14 | 16 | 17 | 19 | 399 | 103 | 171.4 | 362.2 | 579.3 | 810.8 | 1072 | 1357 | 1674 | 2007 | 2351 | 2699 | 3042 | 3376 | 3699 | 3921 | 4032 | 4112 | 4176 | 4230 | 4278 | 4326 | 52275.7
104 | 36 | 33 | 33 | 30 | 28 | 25 | 26 | 29 | 27 | 24 | 22 | 25 | 28 | 27 | 24 | 22 | 22 | 26 | 29 | 33 | 549 | 104 | 173.4 | 368.6 | 591.5 | 843.9 | 1127 | 1436 | 1767 | 2114 | 2473 | 2838 | 3202 | 3560 | 3909 | 4170 | 4310 | 4403 | 4481 | 4551 | 4615 | 4676 | 55609.4
105 | 18 | 21 | 21 | 26 | 22 | 18 | 13 | 11 | 7 | 5 | 7 | 11 | 13 | 14 | 16 | 15 | 14 | 17 | 18 | 22 | 309 | 105 | 150.4 | 322.7 | 522.9 | 753.3 | 1018 | 1319 | 1638 | 1974 | 2321 | 2676 | 3030 | 3381 | 3723 | 3978 | 4113 | 4204 | 4276 | 4341 | 4400 | 4458 | 52599.3
106 | 21 | 23 | 23 | 25 | 28 | 27 | 24 | 17 | 14 | 11 | 11 | 10 | 11 | 10 | 10 | 9 | 10 | 9 | 9 | 10 | 312 | 106 | 148.9 | 320.5 | 516.9 | 739.1 | 993.8 | 1269 | 1569 | 1895 | 2237 | 2579 | 2925 | 3263 | 3597 | 3842 | 3972 | 4067 | 4142 | 4210 | 4272 | 4335 | 50893.2
107 | 36 | 35 | 38 | 37 | 31 | 20 | 13 | 12 | 13 | 13 | 15 | 16 | 16 | 16 | 15 | 16 | 15 | 14 | 14 | 15 | 400 | 107 | 171.4 | 363.5 | 581.9 | 830.9 | 1110 | 1421 | 1748 | 2089 | 2447 | 2808 | 3168 | 3531 | 3887 | 4154 | 4302 | 4405 | 4495 | 4576 | 4652 | 4725 | 55465.7
108 | 42 | 43 | 40 | 33 | 29 | 30 | 28 | 26 | 21 | 22 | 20 | 17 | 14 | 15 | 17 | 18 | 16 | 15 | 13 | 16 | 475 | 108 | 170.3 | 361.4 | 579.1 | 827.4 | 1107 | 1416 | 1738 | 2073 | 2422 | 2773 | 3124 | 3467 | 3801 | 4047 | 4176 | 4266 | 4341 | 4409 | 4471 | 4530 | 54099.2
109 | 39 | 37 | 34 | 32 | 31 | 34 | 34 | 31 | 25 | 18 | 14 | 14 | 13 | 12 | 12 | 12 | 12 | 11 | 13 | 13 | 441 | 109 | 162.2 | 356.1 | 575.3 | 825.6 | 1104 | 1409 | 1732 | 2068 | 2418 | 2779 | 3132 | 3484 | 3826 | 4072 | 4203 | 4300 | 4378 | 4449 | 4516 | 4583 | 54372.2
110 | 42 | 41 | 42 | 41 | 36 | 26 | 17 | 12 | 11 | 14 | 16 | 17 | 12 | 7 | 2 | 2 | 4 | 12 | 18 | 24 | 396 | 110 | 170.5 | 361.1 | 580.9 | 827.2 | 1104 | 1407 | 1731 | 2068 | 2419 | 2771 | 3125 | 3473 | 3813 | 4060 | 4191 | 4281 | 4357 | 4427 | 4492 | 4557 | 54215.7
111 | 17 | 24 | 23 | 23 | 16 | 12 | 13 | 11 | 15 | 15 | 19 | 14 | 13 | 10 | 9 | 7 | 8 | 9 | 10 | 10 | 278 | 111 | 151.2 | 327.6 | 531.7 | 760.5 | 1018 | 1300 | 1620 | 1953 | 2294 | 2641 | 2986 | 3329 | 3660 | 3896 | 4018 | 4101 | 4167 | 4224 | 4274 | 4323 | 51575
112 | 25 | 25 | 26 | 27 | 20 | 11 | 4 | 8 | 11 | 13 | 9 | 11 | 9 | 10 | 9 | 11 | 11 | 11 | 10 | 12 | 273 | 112 | 174 | 367.6 | 588.9 | 838.2 | 1113 | 1392 | 1693 | 2028 | 2378 | 2727 | 3075 | 3418 | 3752 | 3992 | 4117 | 4204 | 4274 | 4336 | 4390 | 4445 | 53302.7
113 | 39 | 36 | 36 | 29 | 27 | 24 | 23 | 16 | 12 | 12 | 14 | 13 | 11 | 11 | 12 | 13 | 9 | 10 | 10 | 10 | 367 | 113 | 172.8 | 365.1 | 583.9 | 829.3 | 1107 | 1412 | 1734 | 2064 | 2412 | 2761 | 3105 | 3441 | 3768 | 4000 | 4118 | 4198 | 4265 | 4324 | 4376 | 4426 | 53462.1
114 | 24 | 27 | 28 | 32 | 34 | 32 | 29 | 26 | 23 | 19 | 13 | 13 | 11 | 10 | 10 | 10 | 11 | 9 | 12 | 12 | 385 | 114 | 171.4 | 366.4 | 587 | 837.6 | 1117 | 1424 | 1748 | 2083 | 2431 | 2786 | 3141 | 3492 | 3833 | 4080 | 4212 | 4307 | 4386 | 4457 | 4523 | 4589 | 54571.4
115 | 27 | 21 | 22 | 19 | 19 | 17 | 17 | 15 | 15 | 15 | 17 | 17 | 18 | 19 | 20 | 21 | 20 | 20 | 19 | 22 | 380 | 115 | 171.7 | 362.7 | 580.9 | 829.1 | 1105 | 1410 | 1733 | 2067 | 2411 | 2763 | 3115 | 3458 | 3792 | 4034 | 4160 | 4246 | 4316 | 4380 | 4435 | 4488 | 53857.4
116 | 18 | 16 | 13 | 9 | 8 | 12 | 13 | 15 | 18 | 18 | 17 | 11 | 9 | 11 | 11 | 11 | 10 | 10 | 12 | 11 | 253 | 116 | 160.4 | 347.7 | 569.9 | 822.9 | 1106 | 1419 | 1749 | 2094 | 2453 | 2818 | 3177 | 3530 | 3869 | 4118 | 4246 | 4332 | 4402 | 4464 | 4518 | 4571 | 54766.9
117 | 21 | 20 | 20 | 23 | 26 | 27 | 27 | 28 | 30 | 29 | 25 | 25 | 24 | 25 | 25 | 22 | 17 | 17 | 19 | 23 | 473 | 117 | 170.4 | 362.1 | 572.3 | 805.3 | 1074 | 1372 | 1690 | 2025 | 2370 | 2721 | 3070 | 3410 | 3738 | 3979 | 4104 | 4186 | 4253 | 4313 | 4366 | 4416 | 52997.1
118 | 45 | 41 | 38 | 33 | 33 | 30 | 26 | 23 | 22 | 22 | 17 | 12 | 8 | 9 | 10 | 9 | 10 | 11 | 12 | 11 | 422 | 118 | 170.2 | 361.3 | 580.3 | 823.7 | 1097 | 1394 | 1702 | 2026 | 2357 | 2690 | 3022 | 3351 | 3667 | 3890 | 4004 | 4088 | 4158 | 4218 | 4274 | 4331 | 52204.5
119 | 27 | 28 | 27 | 28 | 28 | 27 | 25 | 25 | 26 | 22 | 16 | 11 | 11 | 10 | 11 | 10 | 11 | 10 | 9 | 9 | 371 | 119 | 154.8 | 329.6 | 534 | 760.8 | 1023 | 1326 | 1645 | 1983 | 2332 | 2692 | 3053 | 3406 | 3752 | 4004 | 4138 | 4238 | 4316 | 4384 | 4447 | 4509 | 53027.2
120 | 39 | 37 | 34 | 33 | 25 | 19 | 10 | 12 | 12 | 11 | 13 | 13 | 14 | 10 | 14 | 14 | 17 | 16 | 18 | 16 | 377 | 120 | 170.8 | 361.5 | 577.2 | 819.8 | 1093 | 1390 | 1702 | 2031 | 2370 | 2715 | 3055 | 3382 | 3703 | 3934 | 4053 | 4137 | 4208 | 4269 | 4326 | 4381 | 52678.3
121 | 46 | 43 | 42 | 40 | 33 | 27 | 18 | 15 | 18 | 21 | 25 | 21 | 16 | 11 | 7 | 8 | 15 | 15 | 17 | 14 | 452 | 121 | 178.7 | 374.4 | 593.2 | 837.2 | 1112 | 1414 | 1734 | 2062 | 2402 | 2745 | 3084 | 3415 | 3736 | 3962 | 4080 | 4166 | 4239 | 4300 | 4358 | 4414 | 53206.5
122 | 36 | 31 | 34 | 28 | 28 | 23 | 22 | 17 | 14 | 12 | 14 | 14 | 15 | 18 | 19 | 17 | 16 | 19 | 24 | 27 | 428 | 122 | 175 | 366 | 582.8 | 833.8 | 1114 | 1420 | 1742 | 2077 | 2424 | 2776 | 3124 | 3465 | 3796 | 4041 | 4172 | 4266 | 4347 | 4422 | 4490 | 4557 | 54190.6
123 | 44 | 37 | 26 | 14 | 6 | 5 | 3 | 1 | 8 | 14 | 19 | 17 | 17 | 17 | 16 | 11 | 12 | 13 | 16 | 18 | 314 | 123 | 175.4 | 372.1 | 594.4 | 847 | 1129 | 1439 | 1765 | 2105 | 2454 | 2816 | 3175 | 3526 | 3873 | 4127 | 4263 | 4356 | 4432 | 4502 | 4567 | 4630 | 55147.9
124 | 40 | 39 | 40 | 37 | 37 | 34 | 29 | 20 | 12 | 11 | 14 | 14 | 11 | 8 | 7 | 7 | 5 | 2 | 0 | 0 | 367 | 124 | 175.5 | 367.5 | 580.9 | 818.7 | 1088 | 1379 | 1683 | 1995 | 2319 | 2645 | 2968 | 3282 | 3584 | 3786 | 3884 | 3957 | 4016 | 4056 | 4080 | 4104 | 50768.6
125 | 42 | 32 | 29 | 24 | 25 | 26 | 22 | 19 | 17 | 18 | 18 | 16 | 16 | 16 | 20 | 17 | 19 | 18 | 22 | 23 | 439 | 125 | 172.4 | 365.9 | 586.4 | 837.8 | 1127 | 1440 | 1770 | 2115 | 2474 | 2841 | 3202 | 3558 | 3908 | 4165 | 4305 | 4399 | 4479 | 4553 | 4618 | 4681 | 55597.5
126 | 43 | 42 | 39 | 31 | 25 | 20 | 22 | 18 | 15 | 10 | 8 | 6 | 4 | 4 | 10 | 16 | 19 | 14 | 11 | 12 | 369 | 126 | 172.9 | 364.8 | 582.1 | 831.9 | 1110 | 1415 | 1735 | 2063 | 2408 | 2754 | 3094 | 3431 | 3751 | 3984 | 4102 | 4187 | 4260 | 4323 | 4381 | 4438 | 53387.7
127 | 38 | 40 | 33 | 27 | 16 | 14 | 10 | 13 | 15 | 16 | 13 | 13 | 11 | 12 | 11 | 13 | 14 | 16 | 17 | 18 | 360 | 127 | 173.8 | 369.2 | 590.5 | 843.6 | 1127 | 1436 | 1765 | 2110 | 2465 | 2827 | 3182 | 3529 | 3869 | 4114 | 4242 | 4332 | 4409 | 4478 | 4540 | 4603 | 55005.1
128 | 19 | 15 | 22 | 26 | 28 | 23 | 21 | 23 | 24 | 25 | 20 | 14 | 9 | 10 | 12 | 17 | 20 | 25 | 22 | 24 | 399 | 128 | 169.5 | 358.9 | 575.1 | 820.3 | 1097 | 1399 | 1715 | 2043 | 2385 | 2727 | 3066 | 3400 | 3723 | 3953 | 4069 | 4149 | 4216 | 4276 | 4329 | 4381 | 52851.8
129 | 31 | 34 | 29 | 23 | 14 | 8 | 9 | 10 | 13 | 11 | 10 | 10 | 10 | 11 | 10 | 11 | 11 | 15 | 19 | 21 | 310 | 129 | 171 | 361.5 | 581.5 | 826.5 | 1087 | 1366 | 1671 | 2010 | 2368 | 2733 | 3096 | 3452 | 3805 | 4070 | 4215 | 4315 | 4398 | 4474 | 4547 | 4618 | 54165.5
130 | 39 | 30 | 22 | 13 | 10 | 11 | 14 | 15 | 15 | 12 | 11 | 11 | 9 | 9 | 10 | 12 | 13 | 11 | 8 | 5 | 280 | 130 | 170.6 | 359.7 | 574 | 814.4 | 1087 | 1385 | 1698 | 2019 | 2354 | 2690 | 3023 | 3349 | 3663 | 3884 | 3996 | 4079 | 4149 | 4209 | 4264 | 4318 | 52085.7
131 | 35 | 34 | 34 | 35 | 39 | 37 | 25 | 13 | 7 | 8 | 10 | 13 | 13 | 14 | 12 | 14 | 13 | 13 | 12 | 16 | 397 | 131 | 170.7 | 361.4 | 575.4 | 820.2 | 1092 | 1388 | 1702 | 2028 | 2370 | 2712 | 3057 | 3395 | 3725 | 3967 | 4095 | 4190 | 4269 | 4343 | 4411 | 4480 | 53151.7
132 | 40 | 36 | 35 | 33 | 36 | 35 | 33 | 30 | 27 | 21 | 14 | 13 | 13 | 13 | 12 | 13 | 15 | 17 | 16 | 17 | 469 | 132 | 179.8 | 378.4 | 601.5 | 855.3 | 1138 | 1449 | 1778 | 2119 | 2474 | 2837 | 3199 | 3558 | 3914 | 4174 | 4314 | 4413 | 4499 | 4579 | 4652 | 4726 | 55838
133 | 45 | 41 | 38 | 33 | 37 | 39 | 38 | 32 | 25 | 21 | 20 | 23 | 25 | 27 | 30 | 32 | 32 | 34 | 33 | 34 | 639 | 133 | 175.5 | 376.2 | 602.9 | 859.6 | 1150 | 1470 | 1808 | 2159 | 2525 | 2896 | 3267 | 3635 | 3991 | 4268 | 4417 | 4520 | 4607 | 4687 | 4762 | 4832 | 57008.2
134 | 43 | 36 | 33 | 23 | 19 | 18 | 18 | 13 | 8 | 9 | 13 | 15 | 15 | 13 | 12 | 17 | 24 | 28 | 30 | 29 | 416 | 134 | 179 | 376.7 | 601.5 | 853.5 | 1134 | 1444 | 1774 | 2109 | 2455 | 2806 | 3156 | 3497 | 3833 | 4078 | 4205 | 4292 | 4365 | 4432 | 4491 | 4548 | 54629.7
135 | 43 | 40 | 40 | 38 | 41 | 40 | 38 | 32 | 28 | 25 | 23 | 23 | 25 | 23 | 23 | 21 | 25 | 24 | 22 | 22 | 596 | 135 | 175.8 | 371.1 | 588 | 830.5 | 1104 | 1406 | 1722 | 2049 | 2389 | 2726 | 3056 | 3383 | 3703 | 3928 | 4041 | 4125 | 4195 | 4255 | 4311 | 4366 | 52724.4
136 | 40 | 43 | 40 | 37 | 34 | 31 | 32 | 31 | 35 | 32 | 28 | 22 | 21 | 23 | 26 | 24 | 16 | 14 | 18 | 25 | 572 | 136 | 172.5 | 368.5 | 588.5 | 839.2 | 1126 | 1435 | 1764 | 2102 | 2457 | 2817 | 3172 | 3524 | 3863 | 4113 | 4242 | 4334 | 4410 | 4478 | 4539 | 4600 | 54944.7
137 | 44 | 43 | 36 | 29 | 25 | 26 | 26 | 29 | 31 | 35 | 28 | 24 | 17 | 16 | 17 | 20 | 26 | 31 | 33 | 30 | 566 | 137 | 169.4 | 360.4 | 576 | 822.3 | 1099 | 1401 | 1718 | 2050 | 2401 | 2759 | 3113 | 3463 | 3802 | 4050 | 4180 | 4271 | 4347 | 4416 | 4478 | 4539 | 54015.1
138 | 26 | 33 | 32 | 33 | 23 | 16 | 16 | 16 | 18 | 13 | 18 | 19 | 21 | 19 | 17 | 15 | 15 | 15 | 18 | 19 | 402 | 138 | 152.3 | 328.4 | 548.1 | 792.2 | 1064 | 1370 | 1698 | 2036 | 2389 | 2744 | 3097 | 3449 | 3786 | 4033 | 4162 | 4255 | 4332 | 4404 | 4468 | 4535 | 53643
139 | 25 | 30 | 28 | 27 | 17 | 13 | 8 | 9 | 9 | 10 | 9 | 8 | 8 | 8 | 8 | 7 | 9 | 11 | 13 | 11 | 268 | 139 | 154.7 | 338.1 | 548.7 | 784.8 | 1059 | 1359 | 1683 | 2021 | 2373 | 2726 | 3077 | 3420 | 3752 | 3991 | 4118 | 4208 | 4282 | 4346 | 4405 | 4462 | 53108.3
140 | 34 | 29 | 25 | 24 | 21 | 24 | 20 | 22 | 21 | 21 | 19 | 19 | 22 | 23 | 24 | 21 | 23 | 24 | 26 | 25 | 467 | 140 | 178.4 | 377.2 | 602.9 | 857.4 | 1144 | 1458 | 1790 | 2133 | 2486 | 2848 | 3205 | 3562 | 3911 | 4169 | 4310 | 4406 | 4489 | 4565 | 4636 | 4705 | 55832.9
141 | 24 | 20 | 14 | 7 | 2 | 2 | 5 | 12 | 20 | 25 | 26 | 23 | 22 | 17 | 15 | 11 | 11 | 12 | 10 | 13 | 291 | 141 | 150.1 | 324.1 | 523.7 | 749 | 1001 | 1282 | 1576 | 1885 | 2207 | 2545 | 2882 | 3215 | 3539 | 3772 | 3894 | 3976 | 4036 | 4088 | 4135 | 4184 | 49963.9
142 | 28 | 32 | 28 | 29 | 24 | 24 | 22 | 21 | 19 | 18 | 17 | 20 | 18 | 21 | 25 | 29 | 30 | 26 | 29 | 31 | 491 | 142 | 173.9 | 367.8 | 589 | 838.4 | 1126 | 1439 | 1772 | 2115 | 2475 | 2838 | 3203 | 3560 | 3908 | 4170 | 4313 | 4416 | 4505 | 4587 | 4663 | 4738 | 55797.1
143 | 30 | 36 | 30 | 22 | 12 | 10 | 11 | 11 | 10 | 9 | 7 | 6 | 6 | 6 | 8 | 8 | 8 | 6 | 7 | 7 | 250 | 143 | 156.7 | 347.8 | 566.1 | 811.1 | 1090 | 1399 | 1729 | 2069 | 2418 | 2773 | 3122 | 3463 | 3797 | 4032 | 4155 | 4244 | 4318 | 4381 | 4440 | 4497 | 53808.7
144 | 36 | 31 | 31 | 28 | 31 | 32 | 32 | 31 | 32 | 29 | 25 | 24 | 26 | 27 | 25 | 19 | 12 | 8 | 9 | 15 | 503 | 144 | 176.4 | 368.8 | 585.7 | 831.6 | 1111 | 1412 | 1734 | 2071 | 2418 | 2767 | 3113 | 3455 | 3788 | 4028 | 4153 | 4240 | 4309 | 4367 | 4418 | 4470 | 53816.5
145 | 40 | 38 | 38 | 37 | 31 | 24 | 20 | 20 | 23 | 26 | 27 | 24 | 17 | 13 | 10 | 10 | 9 | 9 | 9 | 11 | 436 | 145 | 170.9 | 362.7 | 578.6 | 825.9 | 1101 | 1394 | 1712 | 2039 | 2378 | 2722 | 3064 | 3399 | 3725 | 3964 | 4091 | 4180 | 4252 | 4316 | 4376 | 4435 | 53086.1
146 | 30 | 31 | 31 | 29 | 23 | 18 | 15 | 15 | 14 | 12 | 13 | 16 | 21 | 25 | 25 | 26 | 24 | 23 | 19 | 17 | 427 | 146 | 155.4 | 330.4 | 542.7 | 786.7 | 1063 | 1371 | 1699 | 2040 | 2397 | 2759 | 3124 | 3480 | 3824 | 4081 | 4224 | 4327 | 4416 | 4496 | 4569 | 4644 | 54329.2
147 | 46 | 45 | 45 | 43 | 37 | 29 | 24 | 19 | 17 | 14 | 17 | 18 | 18 | 17 | 16 | 16 | 17 | 20 | 23 | 25 | 506 | 147 | 170.8 | 367.5 | 591.9 | 840.8 | 1120 | 1428 | 1751 | 2091 | 2446 | 2810 | 3174 | 3529 | 3877 | 4143 | 4286 | 4388 | 4476 | 4557 | 4635 | 4712 | 55394
148 | 38 | 31 | 28 | 20 | 17 | 16 | 17 | 19 | 20 | 20 | 20 | 19 | 19 | 21 | 20 | 20 | 19 | 19 | 22 | 23 | 428 | 148 | 174.5 | 370.5 | 593.9 | 848.6 | 1134 | 1446 | 1778 | 2126 | 2485 | 2852 | 3218 | 3577 | 3925 | 4184 | 4320 | 4414 | 4492 | 4563 | 4626 | 4688 | 55815.5
149 | 38 | 34 | 31 | 26 | 27 | 27 | 23 | 18 | 14 | 13 | 13 | 13 | 16 | 20 | 23 | 23 | 22 | 26 | 26 | 26 | 459 | 149 | 171.2 | 362.2 | 581.4 | 829.1 | 1108 | 1413 | 1736 | 2071 | 2418 | 2766 | 3118 | 3463 | 3802 | 4049 | 4178 | 4266 | 4338 | 4404 | 4462 | 4519 | 54054.9
150 | 27 | 31 | 33 | 32 | 25 | 15 | 11 | 10 | 10 | 9 | 8 | 9 | 9 | 8 | 7 | 7 | 8 | 10 | 10 | 10 | 289 | 150 | 156.3 | 342.7 | 562.4 | 808.8 | 1090 | 1397 | 1725 | 2066 | 2421 | 2780 | 3136 | 3485 | 3825 | 4074 | 4201 | 4293 | 4374 | 4447 | 4516 | 4584 | 54284.2
151 | 29 | 31 | 34 | 36 | 34 | 30 | 30 | 29 | 27 | 21 | 19 | 16 | 13 | 10 | 8 | 9 | 8 | 7 | 8 | 9 | 408 | 151 | 171.1 | 364.4 | 583.2 | 830 | 1110 | 1414 | 1735 | 2074 | 2421 | 2774 | 3126 | 3470 | 3806 | 4045 | 4170 | 4258 | 4333 | 4398 | 4457 | 4515 | 54054.7
152 | 40 | 27 | 22 | 16 | 15 | 16 | 14 | 15 | 14 | 14 | 18 | 18 | 20 | 13 | 20 | 21 | 26 | 19 | 16 | 11 | 375 | 152 | 171.8 | 362 | 580.3 | 826.5 | 1101 | 1402 | 1716 | 2044 | 2380 | 2722 | 3060 | 3390 | 3709 | 3937 | 4055 | 4139 | 4207 | 4265 | 4319 | 4370 | 52756.6
153 | 42 | 42 | 40 | 35 | 33 | 26 | 22 | 13 | 11 | 11 | 11 | 10 | 9 | 9 | 10 | 10 | 10 | 11 | 10 | 10 | 375 | 153 | 172.1 | 363.4 | 581.5 | 825.6 | 1102 | 1406 | 1728 | 2062 | 2413 | 2768 | 3120 | 3469 | 3809 | 4055 | 4187 | 4285 | 4368 | 4443 | 4513 | 4583 | 54253.6
154 | 44 | 44 | 42 | 40 | 40 | 40 | 41 | 37 | 31 | 21 | 14 | 11 | 11 | 8 | 6 | 5 | 5 | 4 | 5 | 12 | 461 | 154 | 172.8 | 366.2 | 584.5 | 833.5 | 1111 | 1414 | 1738 | 2080 | 2429 | 2781 | 3134 | 3484 | 3825 | 4076 | 4211 | 4304 | 4382 | 4455 | 4521 | 4587 | 54489
155 | 24 | 31 | 30 | 34 | 33 | 30 | 26 | 24 | 27 | 30 | 30 | 28 | 26 | 23 | 19 | 17 | 19 | 23 | 22 | 22 | 518 | 155 | 151.4 | 324.4 | 536.8 | 779.1 | 1049 | 1343 | 1655 | 1981 | 2317 | 2657 | 2992 | 3321 | 3637 | 3861 | 3972 | 4049 | 4111 | 4165 | 4213 | 4260 | 51374.7
156 | 20 | 14 | 12 | 7 | 7 | 8 | 8 | 9 | 7 | 6 | 6 | 6 | 6 | 7 | 9 | 10 | 10 | 11 | 12 | 10 | 185 | 156 | 151.9 | 322.4 | 519.4 | 761.7 | 1033 | 1328 | 1641 | 1968 | 2307 | 2650 | 2990 | 3318 | 3637 | 3866 | 3979 | 4057 | 4120 | 4174 | 4223 | 4271 | 51317.4
157 | 26 | 32 | 31 | 28 | 23 | 16 | 14 | 13 | 13 | 11 | 8 | 8 | 10 | 12 | 12 | 12 | 12 | 13 | 15 | 15 | 324 | 157 | 154 | 339 | 560.4 | 805.9 | 1071 | 1379 | 1709 | 2056 | 2420 | 2789 | 3156 | 3518 | 3866 | 4124 | 4264 | 4359 | 4437 | 4507 | 4570 | 4631 | 54715.3
158 | 38 | 34 | 32 | 26 | 22 | 20 | 22 | 22 | 23 | 24 | 25 | 22 | 20 | 21 | 23 | 26 | 25 | 22 | 16 | 12 | 475 | 158 | 170.6 | 362.3 | 581.3 | 831.9 | 1113 | 1420 | 1743 | 2082 | 2437 | 2797 | 3154 | 3504 | 3848 | 4101 | 4237 | 4329 | 4407 | 4477 | 4540 | 4596 | 54731.1
159 | 22 | 24 | 24 | 26 | 33 | 33 | 33 | 21 | 19 | 15 | 17 | 15 | 14 | 13 | 15 | 16 | 16 | 16 | 16 | 20 | 408 | 159 | 153.7 | 329 | 542.4 | 783.4 | 1063 | 1369 | 1699 | 2045 | 2416 | 2790 | 3162 | 3528 | 3883 | 4149 | 4296 | 4395 | 4478 | 4554 | 4624 | 4691 | 54950.5
160 | 41 | 37 | 35 | 30 | 33 | 30 | 30 | 22 | 17 | 13 | 11 | 10 | 9 | 10 | 10 | 11 | 9 | 10 | 11 | 12 | 391 | 160 | 173.1 | 365.8 | 587.9 | 834.7 | 1116 | 1422 | 1743 | 2082 | 2432 | 2790 | 3147 | 3497 | 3840 | 4097 | 4234 | 4331 | 4413 | 4487 | 4556 | 4624 | 54772.5
161 | 30 | 30 | 32 | 30 | 24 | 17 | 12 | 12 | 10 | 12 | 14 | 15 | 17 | 16 | 18 | 16 | 17 | 16 | 19 | 21 | 378 | 161 | 177.5 | 369.6 | 588.7 | 835.5 | 1118 | 1429 | 1757 | 2098 | 2455 | 2817 | 3176 | 3531 | 3878 | 4132 | 4272 | 4374 | 4463 | 4546 | 4623 | 4699 | 55339.3
162 | 21 | 19 | 24 | 26 | 31 | 28 | 25 | 20 | 18 | 11 | 10 | 10 | 17 | 21 | 22 | 21 | 21 | 22 | 24 | 25 | 416 | 162 | 174.6 | 370.7 | 587.5 | 837.7 | 1121 | 1430 | 1753 | 2091 | 2436 | 2767 | 3091 | 3417 | 3749 | 3991 | 4115 | 4199 | 4266 | 4325 | 4377 | 4427 | 53525.5
163 | 29 | 26 | 26 | 20 | 16 | 18 | 16 | 16 | 9 | 14 | 17 | 21 | 21 | 15 | 9 | 3 | 2 | 7 | 13 | 21 | 319 | 163 | 170.6 | 363 | 583.4 | 831.4 | 1115 | 1422 | 1748 | 2082 | 2432 | 2783 | 3139 | 3488 | 3827 | 4082 | 4214 | 4298 | 4367 | 4430 | 4488 | 4545 | 54408.4
164 | 23 | 27 | 28 | 31 | 27 | 23 | 15 | 13 | 13 | 13 | 12 | 11 | 11 | 12 | 14 | 14 | 12 | 10 | 10 | 11 | 330 | 164 | 172.8 | 362.8 | 578.9 | 821.3 | 1098 | 1399 | 1717 | 2049 | 2397 | 2747 | 3096 | 3435 | 3770 | 4013 | 4143 | 4241 | 4326 | 4403 | 4474 | 4546 | 53789.8
165 | 36 | 39 | 42 | 38 | 33 | 24 | 24 | 26 | 28 | 28 | 21 | 16 | 10 | 7 | 7 | 14 | 21 | 25 | 24 | 25 | 488 | 165 | 172 | 365.2 | 587.7 | 837.9 | 1124 | 1434 | 1760 | 2103 | 2459 | 2819 | 3176 | 3527 | 3870 | 4123 | 4257 | 4350 | 4428 | 4499 | 4563 | 4625 | 55079.8
166 | 24 | 20 | 17 | 14 | 12 | 14 | 11 | 15 | 15 | 15 | 9 | 8 | 10 | 12 | 11 | 10 | 11 | 13 | 12 | 12 | 265 | 166 | 156.7 | 348.8 | 566.9 | 813.1 | 1087 | 1389 | 1710 | 2044 | 2382 | 2726 | 3067 | 3401 | 3725 | 3955 | 4071 | 4151 | 4215 | 4270 | 4321 | 4370 | 52769.5
167 | 15 | 16 | 15 | 13 | 10 | 7 | 5 | 5 | 11 | 16 | 18 | 13 | 9 | 9 | 8 | 9 | 11 | 15 | 17 | 15 | 237 | 167 | 152.5 | 326.1 | 529.2 | 758.9 | 1025 | 1320 | 1632 | 1961 | 2309 | 2658 | 3008 | 3351 | 3685 | 3926 | 4049 | 4132 | 4198 | 4257 | 4307 | 4357 | 51941.7
168 | 45 | 38 | 33 | 25 | 27 | 28 | 34 | 22 | 14 | 4 | 5 | 3 | 2 | 10 | 21 | 27 | 24 | 20 | 20 | 21 | 423 | 168 | 171.5 | 364.5 | 582.5 | 825.7 | 1103 | 1409 | 1730 | 2063 | 2407 | 2756 | 3099 | 3431 | 3755 | 3981 | 4100 | 4186 | 4255 | 4313 | 4365 | 4415 | 53312.2
169 | 36 | 35 | 35 | 35 | 35 | 30 | 22 | 13 | 12 | 9 | 10 | 8 | 7 | 8 | 7 | 8 | 5 | 7 | 8 | 9 | 339 | 169 | 171.6 | 363 | 579.6 | 822.8 | 1095 | 1395 | 1707 | 2036 | 2369 | 2706 | 3037 | 3362 | 3674 | 3892 | 4002 | 4084 | 4153 | 4211 | 4265 | 4316 | 52241
170 | 27 | 37 | 33 | 36 | 28 | 33 | 31 | 36 | 27 | 21 | 13 | 13 | 12 | 13 | 14 | 15 | 11 | 8 | 4 | 4 | 416 | 170 | 174.5 | 369 | 587.7 | 838.6 | 1119 | 1427 | 1752 | 2088 | 2441 | 2799 | 3156 | 3507 | 3851 | 4105 | 4244 | 4342 | 4425 | 4500 | 4567 | 4634 | 54926.8
171 | 26 | 27 | 31 | 27 | 21 | 12 | 12 | 13 | 12 | 12 | 11 | 14 | 14 | 13 | 9 | 10 | 9 | 10 | 10 | 12 | 305 | 171 | 151.8 | 327.8 | 532.2 | 777 | 1050 | 1355 | 1678 | 2016 | 2365 | 2719 | 3069 | 3414 | 3747 | 3992 | 4122 | 4212 | 4286 | 4351 | 4411 | 4469 | 53044.8
172 | 30 | 25 | 21 | 17 | 15 | 15 | 14 | 14 | 15 | 14 | 13 | 10 | 8 | 6 | 6 | 7 | 8 | 12 | 14 | 16 | 280 | 172 | 154.7 | 331.1 | 541 | 783.8 | 1053 | 1352 | 1672 | 2006 | 2357 | 2708 | 3054 | 3395 | 3718 | 3949 | 4067 | 4150 | 4220 | 4282 | 4338 | 4394 | 52525.6
173 | 39 | 27 | 29 | 23 | 25 | 23 | 24 | 23 | 17 | 11 | 8 | 8 | 9 | 11 | 14 | 15 | 14 | 11 | 7 | 4 | 342 | 173 | 171.8 | 363.5 | 579.8 | 825.6 | 1101 | 1407 | 1730 | 2063 | 2408 | 2761 | 3107 | 3447 | 3775 | 4011 | 4136 | 4225 | 4303 | 4370 | 4430 | 4488 | 53702.7
174 | 32 | 34 | 33 | 29 | 20 | 13 | 8 | 7 | 8 | 8 | 7 | 5 | 6 | 9 | 11 | 13 | 12 | 13 | 13 | 13 | 294 | 174 | 168.1 | 359.3 | 577.9 | 823.6 | 1099 | 1405 | 1730 | 2066 | 2415 | 2770 | 3122 | 3466 | 3801 | 4041 | 4167 | 4257 | 4333 | 4402 | 4464 | 4526 | 53992.9
175 | 27 | 22 | 22 | 19 | 21 | 16 | 16 | 14 | 18 | 19 | 18 | 19 | 18 | 22 | 21 | 22 | 18 | 15 | 14 | 15 | 376 | 175 | 153.5 | 327.3 | 529.4 | 771.6 | 1052 | 1359 | 1687 | 2028 | 2385 | 2755 | 3119 | 3479 | 3831 | 4093 | 4234 | 4331 | 4407 | 4476 | 4538 | 4599 | 54154.8
176 | 34 | 35 | 35 | 36 | 35 | 29 | 26 | 22 | 23 | 17 | 14 | 8 | 6 | 5 | 6 | 6 | 4 | 5 | 5 | 7 | 358 | 176 | 171.6 | 360.3 | 573.6 | 815.9 | 1082 | 1371 | 1674 | 1985 | 2308 | 2631 | 2952 | 3266 | 3567 | 3775 | 3878 | 3957 | 4022 | 4075 | 4126 | 4171 | 50761.4
177 | 38 | 38 | 36 | 36 | 33 | 29 | 22 | 21 | 22 | 20 | 18 | 16 | 17 | 13 | 16 | 15 | 20 | 18 | 19 | 18 | 465 | 177 | 175.4 | 371.7 | 589.9 | 837.3 | 1115 | 1419 | 1745 | 2085 | 2437 | 2790 | 3142 | 3490 | 3825 | 4067 | 4196 | 4286 | 4363 | 4431 | 4492 | 4552 | 54409.3
178 | 27 | 22 | 19 | 21 | 26 | 33 | 32 | 29 | 24 | 23 | 20 | 20 | 16 | 16 | 15 | 14 | 16 | 16 | 18 | 13 | 420 | 178 | 177.4 | 368 | 584 | 828.5 | 1100 | 1394 | 1706 | 2029 | 2359 | 2695 | 3023 | 3345 | 3656 | 3872 | 3982 | 4057 | 4121 | 4174 | 4223 | 4270 | 51963.9
179 | 24 | 27 | 28 | 26 | 19 | 14 | 13 | 13 | 11 | 13 | 12 | 12 | 10 | 10 | 9 | 10 | 7 | 12 | 12 | 13 | 295 | 179 | 153.6 | 330.6 | 535.2 | 765.3 | 1042 | 1347 | 1670 | 2007 | 2364 | 2727 | 3091 | 3441 | 3785 | 4035 | 4167 | 4260 | 4334 | 4400 | 4460 | 4518 | 53432.7
180 | 24 | 29 | 28 | 29 | 33 | 35 | 36 | 31 | 30 | 26 | 22 | 19 | 19 | 21 | 22 | 21 | 17 | 12 | 13 | 16 | 483 | 180 | 171.8 | 362.4 | 577.5 | 820.4 | 1091 | 1387 | 1697 | 2017 | 2346 | 2678 | 3006 | 3327 | 3635 | 3849 | 3954 | 4030 | 4092 | 4144 | 4192 | 4238 | 51615.1
181 | 31 | 33 | 34 | 35 | 34 | 31 | 31 | 28 | 21 | 12 | 7 | 6 | 7 | 9 | 10 | 11 | 11 | 9 | 9 | 8 | 377 | 181 | 153.1 | 333.8 | 550.1 | 792.6 | 1067 | 1367 | 1685 | 2017 | 2365 | 2716 | 3062 | 3401 | 3734 | 3971 | 4097 | 4189 | 4265 | 4331 | 4392 | 4455 | 52943.6
182 | 32 | 31 | 31 | 28 | 29 | 27 | 29 | 29 | 31 | 27 | 19 | 15 | 17 | 18 | 16 | 12 | 13 | 14 | 13 | 12 | 443 | 182 | 173.1 | 366.1 | 584.2 | 836.2 | 1122 | 1434 | 1762 | 2110 | 2469 | 2831 | 3192 | 3546 | 3897 | 4153 | 4291 | 4392 | 4479 | 4558 | 4631 | 4702 | 55528.6
183 | 38 | 42 | 43 | 45 | 43 | 36 | 29 | 25 | 25 | 28 | 23 | 20 | 15 | 16 | 17 | 16 | 16 | 15 | 18 | 19 | 529 | 183 | 177.4 | 369.7 | 591.4 | 840.2 | 1122 | 1432 | 1757 | 2095 | 2446 | 2798 | 3151 | 3501 | 3840 | 4092 | 4227 | 4322 | 4402 | 4476 | 4544 | 4613 | 54796.7
184 | 31 | 31 | 24 | 15 | 6 | 5 | 7 | 7 | 8 | 8 | 13 | 13 | 19 | 18 | 23 | 22 | 24 | 22 | 19 | 16 | 331 | 184 | 171.6 | 363.2 | 582.1 | 830.5 | 1108 | 1410 | 1729 | 2063 | 2404 | 2750 | 3094 | 3434 | 3766 | 4007 | 4133 | 4220 | 4290 | 4354 | 4410 | 4465 | 53584.4
185 | 32 | 31 | 32 | 31 | 32 | 29 | 28 | 24 | 25 | 24 | 25 | 22 | 22 | 20 | 17 | 17 | 17 | 22 | 20 | 25 | 495 | 185 | 170.5 | 360.9 | 580.6 | 827.5 | 1106 | 1406 | 1727 | 2059 | 2403 | 2753 | 3099 | 3440 | 3771 | 4010 | 4131 | 4213 | 4281 | 4342 | 4396 | 4449 | 53525.5
186 | 41 | 41 | 41 | 34 | 30 | 26 | 26 | 23 | 19 | 23 | 24 | 25 | 20 | 17 | 17 | 16 | 15 | 13 | 15 | 17 | 483 | 186 | 171.9 | 362.4 | 579.8 | 826.9 | 1109 | 1418 | 1743 | 2082 | 2431 | 2784 | 3133 | 3481 | 3816 | 4059 | 4188 | 4278 | 4354 | 4422 | 4483 | 4543 | 54265
187 | 40 | 43 | 42 | 41 | 37 | 28 | 20 | 17 | 18 | 20 | 18 | 20 | 19 | 19 | 19 | 22 | 24 | 25 | 24 | 27 | 523 | 187 | 172.5 | 365.3 | 585.8 | 839 | 1125 | 1440 | 1774 | 2123 | 2491 | 2866 | 3239 | 3612 | 3975 | 4258 | 4414 | 4525 | 4622 | 4712 | 4799 | 4881 | 56818.6
188 | 40 | 38 | 38 | 34 | 36 | 31 | 28 | 27 | 24 | 22 | 11 | 10 | 8 | 10 | 9 | 11 | 12 | 14 | 15 | 19 | 437 | 188 | 174 | 366.4 | 583.5 | 828.7 | 1106 | 1407 | 1725 | 2058 | 2400 | 2751 | 3105 | 3450 | 3788 | 4037 | 4168 | 4262 | 4341 | 4414 | 4481 | 4549 | 53994.6
189 | 31 | 31 | 25 | 18 | 12 | 11 | 11 | 8 | 9 | 8 | 9 | 9 | 10 | 10 | 10 | 10 | 8 | 8 | 8 | 9 | 255 | 189 | 156.1 | 335.1 | 543.4 | 790.5 | 1068 | 1374 | 1701 | 2040 | 2391 | 2739 | 3091 | 3432 | 3764 | 3998 | 4121 | 4210 | 4284 | 4346 | 4404 | 4460 | 53248.1
190 | 32 | 32 | 30 | 30 | 32 | 28 | 23 | 17 | 19 | 21 | 25 | 25 | 26 | 26 | 29 | 29 | 25 | 23 | 20 | 18 | 510 | 190 | 172.2 | 366.4 | 588.9 | 842 | 1123 | 1432 | 1759 | 2097 | 2449 | 2806 | 3164 | 3512 | 3857 | 4114 | 4250 | 4340 | 4415 | 4482 | 4543 | 4600 | 54912.5
191 | 46 | 39 | 30 | 19 | 14 | 14 | 14 | 11 | 10 | 10 | 12 | 10 | 12 | 10 | 12 | 11 | 11 | 12 | 12 | 13 | 322 | 191 | 177.1 | 371.9 | 591.5 | 847.5 | 1136 | 1447 | 1773 | 2114 | 2463 | 2820 | 3173 | 3520 | 3853 | 4092 | 4217 | 4307 | 4383 | 4450 | 4510 | 4569 | 54815
192 | 33 | 36 | 30 | 29 | 23 | 23 | 21 | 19 | 20 | 17 | 22 | 23 | 28 | 26 | 25 | 21 | 20 | 19 | 22 | 23 | 480 | 192 | 172.4 | 366 | 588.5 | 839.2 | 1126 | 1437 | 1763 | 2103 | 2456 | 2815 | 3172 | 3525 | 3867 | 4118 | 4252 | 4345 | 4423 | 4494 | 4557 | 4620 | 55039.1
193 | 27 | 29 | 32 | 31 | 28 | 21 | 19 | 17 | 15 | 13 | 15 | 16 | 16 | 12 | 13 | 13 | 15 | 15 | 16 | 21 | 384 | 193 | 172.2 | 365.4 | 584.7 | 831.6 | 1108 | 1410 | 1728 | 2059 | 2395 | 2737 | 3078 | 3413 | 3738 | 3970 | 4089 | 4168 | 4235 | 4293 | 4345 | 4396 | 53115.9
194 | 31 | 33 | 33 | 35 | 32 | 32 | 31 | 32 | 30 | 26 | 26 | 25 | 25 | 24 | 20 | 15 | 14 | 17 | 20 | 21 | 522 | 194 | 175.9 | 368 | 588.9 | 837.6 | 1114 | 1420 | 1742 | 2072 | 2415 | 2760 | 3106 | 3444 | 3769 | 4006 | 4126 | 4207 | 4274 | 4333 | 4385 | 4436 | 53579.4
195 | 30 | 33 | 31 | 24 | 14 | 7 | 6 | 9 | 12 | 15 | 16 | 14 | 13 | 14 | 17 | 18 | 16 | 13 | 11 | 10 | 323 | 195 | 159.1 | 348.5 | 569.3 | 802.2 | 1070 | 1374 | 1694 | 2031 | 2378 | 2726 | 3070 | 3407 | 3731 | 3951 | 4062 | 4147 | 4214 | 4268 | 4317 | 4365 | 52684.1
196 | 34 | 34 | 34 | 32 | 29 | 22 | 22 | 20 | 19 | 16 | 15 | 15 | 17 | 15 | 15 | 14 | 15 | 15 | 13 | 16 | 412 | 196 | 175.7 | 369.3 | 588.8 | 836 | 1115 | 1414 | 1727 | 2057 | 2388 | 2724 | 3057 | 3384 | 3703 | 3927 | 4038 | 4115 | 4179 | 4234 | 4284 | 4334 | 52649.8
197 | 16 | 25 | 19 | 15 | 4 | 9 | 12 | 17 | 15 | 13 | 11 | 11 | 12 | 13 | 14 | 15 | 17 | 17 | 20 | 21 | 296 | 197 | 153.5 | 329.7 | 533.5 | 767.1 | 1029 | 1319 | 1648 | 2000 | 2367 | 2737 | 3107 | 3477 | 3840 | 4120 | 4276 | 4376 | 4457 | 4533 | 4609 | 4684 | 54362.8
198 | 44 | 45 | 44 | 41 | 36 | 29 | 25 | 20 | 17 | 18 | 18 | 18 | 17 | 17 | 18 | 19 | 17 | 19 | 18 | 19 | 499 | 198 | 179 | 377.1 | 601.4 | 852.7 | 1135 | 1450 | 1782 | 2131 | 2493 | 2860 | 3228 | 3586 | 3941 | 4204 | 4349 | 4457 | 4553 | 4644 | 4727 | 4808 | 56358.2
199 | 39 | 30 | 28 | 20 | 22 | 22 | 23 | 20 | 17 | 19 | 19 | 16 | 12 | 12 | 14 | 17 | 16 | 18 | 19 | 22 | 405 | 199 | 174 | 369.3 | 592 | 844.8 | 1134 | 1452 | 1785 | 2133 | 2495 | 2863 | 3224 | 3578 | 3923 | 4177 | 4312 | 4405 | 4484 | 4555 | 4619 | 4681 | 55800.1
200 | 28 | 36 | 36 | 39 | 37 | 35 | 28 | 18 | 14 | 14 | 15 | 16 | 15 | 17 | 17 | 15 | 15 | 16 | 19 | 19 | 449 | 200 | 174.6 | 369.5 | 590 | 839.2 | 1117 | 1424 | 1746 | 2084 | 2440 | 2799 | 3154 | 3504 | 3847 | 4103 | 4239 | 4332 | 4411 | 4484 | 4551 | 4617 | 54825.3
201 | 30 | 29 | 25 | 22 | 17 | 14 | 11 | 9 | 7 | 7 | 7 | 9 | 11 | 12 | 12 | 9 | 8 | 6 | 6 | 5 | 256 | 201 | 170.3 | 360.7 | 566.3 | 796.1 | 1065 | 1363 | 1679 | 2008 | 2349 | 2691 | 3027 | 3358 | 3679 | 3912 | 4031 | 4117 | 4188 | 4249 | 4307 | 4362 | 52278.4
202 | 37 | 41 | 42 | 44 | 42 | 36 | 26 | 19 | 16 | 16 | 15 | 11 | 9 | 9 | 11 | 13 | 14 | 11 | 11 | 10 | 433 | 202 | 173.7 | 366.8 | 585.7 | 833 | 1112 | 1414 | 1736 | 2069 | 2415 | 2772 | 3125 | 3468 | 3803 | 4040 | 4167 | 4262 | 4343 | 4415 | 4482 | 4549 | 54131.2
203 | 39 | 38 | 40 | 42 | 45 | 41 | 35 | 27 | 26 | 28 | 31 | 29 | 27 | 25 | 27 | 27 | 25 | 26 | 26 | 27 | 631 | 203 | 180 | 373.2 | 593.2 | 844.6 | 1129 | 1438 | 1767 | 2102 | 2446 | 2797 | 3144 | 3489 | 3818 | 4056 | 4180 | 4268 | 4341 | 4407 | 4466 | 4523 | 54362
204 | 26 | 25 | 27 | 27 | 24 | 14 | 10 | 8 | 9 | 5 | 5 | 6 | 9 | 11 | 10 | 10 | 10 | 8 | 5 | 5 | 254 | 204 | 170.9 | 360.2 | 574.3 | 817.1 | 1081 | 1358 | 1644 | 1940 | 2246 | 2553 | 2853 | 3146 | 3432 | 3620 | 3696 | 3747 | 3799 | 3841 | 3882 | 3922 | 48682.5
205 | 28 | 17 | 15 | 12 | 13 | 13 | 10 | 8 | 7 | 8 | 9 | 11 | 9 | 9 | 10 | 11 | 10 | 7 | 6 | 6 | 219 | 205 | 172.1 | 351 | 552.6 | 794.6 | 1072 | 1374 | 1701 | 2042 | 2396 | 2755 | 3107 | 3458 | 3797 | 4049 | 4183 | 4275 | 4350 | 4418 | 4479 | 4540 | 53866.3
206 | 31 | 31 | 32 | 31 | 33 | 30 | 30 | 27 | 30 | 27 | 25 | 24 | 22 | 24 | 21 | 27 | 28 | 32 | 31 | 30 | 566 | 206 | 172.6 | 367 | 589.9 | 838.5 | 1124 | 1432 | 1758 | 2102 | 2460 | 2819 | 3175 | 3528 | 3870 | 4125 | 4256 | 4342 | 4414 | 4479 | 4538 | 4593 | 54983
207 | 40 | 38 | 40 | 40 | 40 | 33 | 23 | 16 | 13 | 12 | 12 | 12 | 12 | 11 | 11 | 12 | 14 | 15 | 14 | 12 | 420 | 207 | 172.2 | 368.1 | 587.5 | 836 | 1116 | 1422 | 1752 | 2096 | 2452 | 2817 | 3176 | 3531 | 3875 | 4129 | 4269 | 4371 | 4457 | 4538 | 4612 | 4687 | 55263.8
208 | 30 | 33 | 34 | 37 | 35 | 31 | 26 | 25 | 26 | 27 | 25 | 18 | 12 | 10 | 13 | 17 | 21 | 22 | 23 | 21 | 486 | 208 | 150.1 | 323.5 | 536.7 | 778.5 | 1049 | 1348 | 1661 | 1994 | 2338 | 2690 | 3032 | 3373 | 3695 | 3932 | 4050 | 4132 | 4201 | 4261 | 4315 | 4369 | 52228.8
209 | 45 | 46 | 44 | 39 | 30 | 23 | 17 | 16 | 17 | 17 | 11 | 4 | 9 | 15 | 19 | 20 | 20 | 20 | 17 | 15 | 444 | 209 | 171.8 | 365.6 | 588 | 842 | 1125 | 1433 | 1759 | 2095 | 2442 | 2793 | 3133 | 3466 | 3794 | 4034 | 4159 | 4248 | 4323 | 4389 | 4449 | 4507 | 54116.4
210 | 16 | 19 | 18 | 22 | 21 | 18 | 12 | 8 | 8 | 9 | 7 | 6 | 6 | 6 | 6 | 6 | 5 | 5 | 4 | 3 | 205 | 210 | 150.9 | 323.7 | 522 | 743.7 | 995.3 | 1285 | 1590 | 1910 | 2243 | 2578 | 2912 | 3235 | 3549 | 3768 | 3877 | 3957 | 4021 | 4074 | 4124 | 4174 | 50032.6
211 | 38 | 37 | 35 | 35 | 32 | 29 | 25 | 26 | 26 | 26 | 22 | 21 | 17 | 16 | 12 | 10 | 6 | 3 | 2 | 1 | 419 | 211 | 174.3 | 366.2 | 585.9 | 832.7 | 1110 | 1413 | 1731 | 2059 | 2401 | 2742 | 3083 | 3416 | 3734 | 3959 | 4074 | 4149 | 4181 | 4204 | 4222 | 4238 | 52675.1
212 | 22 | 29 | 31 | 35 | 27 | 18 | 12 | 11 | 11 | 12 | 12 | 13 | 14 | 13 | 12 | 12 | 14 | 14 | 15 | 13 | 340 | 212 | 150.6 | 325.3 | 536.4 | 778.8 | 1056 | 1361 | 1685 | 2026 | 2379 | 2743 | 3103 | 3461 | 3810 | 4068 | 4211 | 4313 | 4398 | 4476 | 4549 | 4621 | 54051.1
213 | 24 | 23 | 25 | 24 | 23 | 19 | 16 | 17 | 14 | 15 | 12 | 14 | 14 | 18 | 17 | 18 | 15 | 14 | 15 | 18 | 355 | 213 | 164.6 | 341.5 | 545.1 | 785.5 | 1067 | 1376 | 1711 | 2062 | 2425 | 2791 | 3154 | 3511 | 3858 | 4116 | 4252 | 4347 | 4425 | 4495 | 4557 | 4618 | 54601.7
214 | 30 | 34 | 33 | 32 | 25 | 19 | 11 | 7 | 4 | 5 | 6 | 6 | 8 | 10 | 14 | 17 | 17 | 16 | 16 | 17 | 327 | 214 | 171.9 | 362.7 | 581.9 | 830.7 | 1110 | 1418 | 1747 | 2086 | 2438 | 2792 | 3145 | 3493 | 3831 | 4080 | 4210 | 4304 | 4384 | 4455 | 4521 | 4586 | 54547.2
215 | 29 | 34 | 33 | 32 | 25 | 22 | 19 | 18 | 18 | 17 | 18 | 13 | 17 | 16 | 21 | 20 | 20 | 18 | 14 | 14 | 418 | 215 | 172 | 365 | 583.5 | 828.9 | 1107 | 1412 | 1736 | 2073 | 2419 | 2767 | 3115 | 3457 | 3786 | 4023 | 4148 | 4237 | 4311 | 4377 | 4436 | 4494 | 53847.4
216 | 43 | 30 | 28 | 22 | 23 | 19 | 14 | 12 | 16 | 18 | 19 | 15 | 16 | 14 | 15 | 16 | 16 | 18 | 17 | 18 | 389 | 216 | 170.7 | 362.8 | 580 | 827.7 | 1109 | 1415 | 1732 | 2060 | 2402 | 2749 | 3094 | 3430 | 3757 | 3994 | 4119 | 4206 | 4278 | 4343 | 4402 | 4459 | 53490.2
217 | 23 | 23 | 28 | 31 | 32 | 23 | 15 | 8 | 8 | 8 | 9 | 10 | 10 | 11 | 9 | 11 | 11 | 11 | 10 | 8 | 299 | 217 | 153.6 | 328.2 | 533.7 | 768.2 | 1045 | 1351 | 1680 | 2024 | 2383 | 2747 | 3108 | 3465 | 3813 | 4070 | 4210 | 4311 | 4395 | 4471 | 4539 | 4606 | 54001.7
218 | 22 | 31 | 28 | 28 | 19 | 15 | 11 | 10 | 11 | 10 | 10 | 8 | 7 | 6 | 6 | 6 | 6 | 6 | 6 | 7 | 253 | 218 | 150 | 326.1 | 538.6 | 763.4 | 1036 | 1340 | 1659 | 1993 | 2341 | 2691 | 3039 | 3379 | 3710 | 3949 | 4076 | 4171 | 4250 | 4320 | 4386 | 4451 | 52569.1
219 | 25 | 31 | 32 | 36 | 34 | 24 | 14 | 6 | 7 | 9 | 10 | 11 | 11 | 10 | 9 | 7 | 7 | 7 | 8 | 9 | 307 | 219 | 170 | 359.8 | 574 | 817 | 1088 | 1381 | 1691 | 2017 | 2351 | 2687 | 3022 | 3356 | 3677 | 3907 | 4029 | 4119 | 4193 | 4260 | 4323 | 4386 | 52407.8
220 | 40 | 39 | 38 | 37 | 35 | 31 | 29 | 27 | 32 | 32 | 32 | 25 | 21 | 21 | 25 | 28 | 28 | 28 | 28 | 31 | 607 | 220 | 172.1 | 367.2 | 592.1 | 846.9 | 1133 | 1444 | 1778 | 2126 | 2482 | 2845 | 3208 | 3560 | 3907 | 4164 | 4300 | 4392 | 4472 | 4545 | 4609 | 4671 | 55614.3
221 | 32 | 34 | 29 | 24 | 20 | 19 | 19 | 19 | 21 | 21 | 20 | 19 | 20 | 18 | 20 | 19 | 23 | 22 | 22 | 23 | 444 | 221 | 172 | 365 | 584.9 | 834.3 | 1118 | 1429 | 1758 | 2100 | 2457 | 2818 | 3177 | 3528 | 3872 | 4119 | 4249 | 4341 | 4418 | 4489 | 4553 | 4614 | 54996.2
222 | 33 | 37 | 38 | 39 | 36 | 34 | 29 | 25 | 18 | 16 | 15 | 13 | 13 | 13 | 15 | 14 | 17 | 19 | 22 | 21 | 467 | 222 | 155.1 | 344 | 564.6 | 810.5 | 1090 | 1398 | 1727 | 2076 | 2435 | 2800 | 3163 | 3522 | 3872 | 4133 | 4276 | 4380 | 4467 | 4548 | 4624 | 4700 | 55085.2
223 | 30 | 32 | 32 | 33 | 33 | 29 | 21 | 13 | 11 | 11 | 12 | 11 | 9 | 7 | 7 | 6 | 8 | 8 | 8 | 7 | 328 | 223 | 162.1 | 351.7 | 570.1 | 815.9 | 1089 | 1387 | 1704 | 2035 | 2375 | 2720 | 3062 | 3394 | 3716 | 3941 | 4059 | 4148 | 4223 | 4288 | 4351 | 4412 | 52803.8
224 | 27 | 21 | 24 | 20 | 24 | 17 | 20 | 17 | 21 | 19 | 17 | 12 | 7 | 6 | 8 | 9 | 11 | 14 | 15 | 13 | 322 | 224 | 171.5 | 363.8 | 582.2 | 830.1 | 1111 | 1417 | 1737 | 2069 | 2412 | 2759 | 3099 | 3434 | 3755 | 3973 | 4080 | 4165 | 4235 | 4296 | 4353 | 4408 | 53250.6
225 | 42 | 44 | 43 | 42 | 34 | 29 | 23 | 22 | 20 | 16 | 15 | 10 | 10 | 9 | 16 | 21 | 24 | 22 | 23 | 24 | 489 | 225 | 172.4 | 365.5 | 586.3 | 834.1 | 1114 | 1426 | 1753 | 2094 | 2444 | 2802 | 3159 | 3515 | 3859 | 4109 | 4241 | 4340 | 4424 | 4501 | 4571 | 4641 | 54951.3
226 | 32 | 32 | 24 | 16 | 6 | 4 | 2 | 3 | 2 | 7 | 11 | 16 | 14 | 13 | 11 | 12 | 10 | 10 | 9 | 10 | 244 | 226 | 171.9 | 365.2 | 586.7 | 836.3 | 1117 | 1421 | 1741 | 2073 | 2419 | 2768 | 3118 | 3461 | 3796 | 4038 | 4164 | 4253 | 4326 | 4391 | 4449 | 4507 | 54002.1
227 | 30 | 31 | 29 | 25 | 25 | 23 | 24 | 18 | 17 | 11 | 9 | 11 | 15 | 20 | 17 | 16 | 16 | 18 | 22 | 23 | 400 | 227 | 172.6 | 366.3 | 585.3 | 836 | 1119 | 1428 | 1758 | 2095 | 2446 | 2802 | 3155 | 3502 | 3841 | 4093 | 4225 | 4316 | 4395 | 4466 | 4531 | 4595 | 54727.2
228 | 38 | 31 | 32 | 29 | 28 | 26 | 27 | 31 | 33 | 32 | 29 | 27 | 25 | 26 | 25 | 27 | 27 | 27 | 28 | 28 | 576 | 228 | 174.9 | 368.5 | 589.2 | 838.4 | 1118 | 1426 | 1751 | 2094 | 2453 | 2820 | 3186 | 3545 | 3894 | 4160 | 4301 | 4395 | 4475 | 4548 | 4614 | 4676 | 55427
229 | 38 | 39 | 32 | 24 | 13 | 9 | 8 | 9 | 11 | 13 | 13 | 11 | 12 | 12 | 12 | 10 | 10 | 9 | 7 | 7 | 299 | 229 | 173.2 | 367.3 | 586.9 | 834.4 | 1114 | 1416 | 1738 | 2074 | 2421 | 2773 | 3120 | 3461 | 3795 | 4035 | 4157 | 4244 | 4316 | 4379 | 4433 | 4484 | 53921.8
230 | 30 | 29 | 23 | 17 | 12 | 12 | 12 | 15 | 16 | 17 | 16 | 15 | 16 | 14 | 21 | 23 | 30 | 27 | 24 | 20 | 389 | 230 | 148.9 | 331.5 | 548.4 | 790.3 | 1063 | 1362 | 1687 | 2026 | 2377 | 2731 | 3078 | 3426 | 3762 | 4008 | 4138 | 4230 | 4306 | 4375 | 4438 | 4500 | 53326.1
231 | 32 | 30 | 26 | 20 | 19 | 18 | 15 | 9 | 7 | 7 | 9 | 7 | 7 | 6 | 5 | 5 | 4 | 6 | 7 | 6 | 245 | 231 | 151.1 | 326.1 | 526.7 | 748.4 | 999.7 | 1276 | 1576 | 1894 | 2226 | 2567 | 2905 | 3241 | 3560 | 3789 | 3905 | 3992 | 4060 | 4116 | 4169 | 4220 | 50248
232 | 39 | 33 | 34 | 34 | 35 | 31 | 24 | 22 | 22 | 24 | 22 | 20 | 19 | 19 | 14 | 13 | 10 | 12 | 17 | 18 | 462 | 232 | 173 | 366.1 | 585.8 | 833.9 | 1111 | 1412 | 1734 | 2069 | 2418 | 2771 | 3124 | 3471 | 3807 | 4053 | 4183 | 4272 | 4348 | 4415 | 4476 | 4536 | 54158.8
233 | 44 | 40 | 39 | 29 | 20 | 12 | 14 | 14 | 11 | 7 | 6 | 13 | 17 | 21 | 21 | 22 | 22 | 25 | 25 | 26 | 428 | 233 | 173.6 | 368.7 | 591.4 | 842.9 | 1128 | 1443 | 1777 | 2122 | 2481 | 2845 | 3204 | 3560 | 3901 | 4157 | 4295 | 4389 | 4469 | 4543 | 4610 | 4676 | 55576.6
234 | 39 | 38 | 34 | 29 | 24 | 23 | 20 | 22 | 20 | 18 | 18 | 17 | 19 | 15 | 21 | 23 | 29 | 29 | 28 | 26 | 492 | 234 | 170.8 | 362.6 | 580.9 | 831 | 1113 | 1424 | 1750 | 2090 | 2446 | 2803 | 3158 | 3510 | 3853 | 4110 | 4248 | 4349 | 4435 | 4516 | 4589 | 4662 | 55001.3
235 | 22 | 27 | 26 | 31 | 31 | 31 | 27 | 20 | 16 | 15 | 16 | 18 | 16 | 16 | 15 | 13 | 11 | 8 | 6 | 6 | 371 | 235 | 152.2 | 325.7 | 524.2 | 750.2 | 1003 | 1292 | 1600 | 1915 | 2231 | 2552 | 2868 | 3179 | 3483 | 3702 | 3817 | 3901 | 3965 | 4018 | 4066 | 4113 | 49457.3
236 | 25 | 25 | 21 | 18 | 14 | 17 | 16 | 16 | 16 | 19 | 21 | 18 | 17 | 17 | 20 | 17 | 18 | 16 | 19 | 21 | 371 | 236 | 172.2 | 366.7 | 585.2 | 831.1 | 1110 | 1414 | 1736 | 2069 | 2420 | 2769 | 3115 | 3457 | 3787 | 4031 | 4156 | 4238 | 4307 | 4368 | 4422 | 4474 | 53828.2
237 | 28 | 37 | 37 | 37 | 27 | 19 | 13 | 13 | 13 | 13 | 11 | 13 | 14 | 19 | 21 | 20 | 21 | 18 | 20 | 18 | 412 | 237 | 175.6 | 365.7 | 582.9 | 828.4 | 1109 | 1415 | 1742 | 2082 | 2435 | 2792 | 3149 | 3503 | 3843 | 4098 | 4239 | 4340 | 4425 | 4505 | 4578 | 4648 | 54855.6
238 | 47 | 44 | 44 | 42 | 41 | 36 | 29 | 20 | 17 | 15 | 17 | 17 | 17 | 17 | 17 | 20 | 23 | 25 | 25 | 22 | 535 | 238 | 178.8 | 378.9 | 606.3 | 860 | 1142 | 1451 | 1777 | 2127 | 2489 | 2858 | 3228 | 3590 | 3942 | 4211 | 4363 | 4468 | 4560 | 4647 | 4728 | 4808 | 56413
239 | 45 | 44 | 41 | 39 | 34 | 33 | 28 | 25 | 23 | 26 | 26 | 27 | 23 | 23 | 24 | 26 | 28 | 28 | 29 | 24 | 596 | 239 | 174.1 | 369.9 | 593.6 | 846.8 | 1133 | 1447 | 1785 | 2139 | 2512 | 2887 | 3262 | 3631 | 3993 | 4276 | 4432 | 4531 | 4616 | 4694 | 4768 | 4833 | 56923.4
240 | 36 | 35 | 30 | 28 | 21 | 21 | 16 | 18 | 16 | 19 | 20 | 19 | 20 | 18 | 19 | 15 | 20 | 21 | 25 | 23 | 440 | 240 | 172.9 | 365.8 | 585.6 | 833.5 | 1113 | 1418 | 1740 | 2070 | 2416 | 2767 | 3116 | 3452 | 3780 | 4019 | 4140 | 4223 | 4292 | 4353 | 4407 | 4459 | 53722.8
241 | 22 | 23 | 29 | 30 | 34 | 28 | 34 | 33 | 35 | 32 | 28 | 23 | 20 | 17 | 20 | 18 | 21 | 22 | 26 | 25 | 520 | 241 | 170.6 | 364.9 | 581.7 | 830.6 | 1107 | 1412 | 1730 | 2068 | 2412 | 2758 | 3100 | 3435 | 3761 | 3987 | 4101 | 4180 | 4246 | 4304 | 4357 | 4407 | 53312.8
242 | 37 | 34 | 36 | 33 | 32 | 26 | 22 | 19 | 16 | 21 | 23 | 28 | 27 | 26 | 22 | 18 | 17 | 19 | 22 | 26 | 504 | 242 | 173.5 | 368.7 | 592.8 | 844.5 | 1132 | 1445 | 1781 | 2129 | 2494 | 2859 | 3222 | 3584 | 3941 | 4208 | 4354 | 4457 | 4545 | 4625 | 4701 | 4776 | 56232.5
243 | 36 | 36 | 33 | 26 | 18 | 13 | 12 | 13 | 13 | 14 | 14 | 16 | 15 | 10 | 5 | 3 | 4 | 3 | 4 | 11 | 299 | 243 | 171.1 | 363.3 | 583.7 | 830.7 | 1115 | 1426 | 1753 | 2093 | 2447 | 2809 | 3170 | 3525 | 3869 | 4120 | 4254 | 4346 | 4425 | 4496 | 4559 | 4620 | 54975.8
244 | 29 | 34 | 29 | 27 | 19 | 15 | 11 | 10 | 12 | 15 | 17 | 18 | 17 | 17 | 18 | 16 | 14 | 12 | 15 | 16 | 361 | 244 | 172.7 | 362 | 580.7 | 824.4 | 1099 | 1396 | 1708 | 2031 | 2368 | 2710 | 3051 | 3385 | 3706 | 3938 | 4059 | 4144 | 4214 | 4274 | 4329 | 4384 | 52735.8
245 | 44 | 43 | 37 | 33 | 30 | 31 | 30 | 31 | 34 | 36 | 33 | 32 | 30 | 29 | 30 | 32 | 35 | 36 | 36 | 35 | 677 | 245 | 173.5 | 368.8 | 588.7 | 841.7 | 1123 | 1433 | 1762 | 2107 | 2467 | 2834 | 3201 | 3564 | 3917 | 4183 | 4330 | 4428 | 4513 | 4590 | 4664 | 4733 | 55821.7
246 | 38 | 40 | 38 | 34 | 31 | 22 | 18 | 12 | 14 | 15 | 19 | 19 | 21 | 21 | 23 | 23 | 24 | 19 | 17 | 15 | 463 | 246 | 172.2 | 366.4 | 584.9 | 831.3 | 1113 | 1411 | 1719 | 2038 | 2363 | 2698 | 3038 | 3379 | 3705 | 3941 | 4063 | 4146 | 4212 | 4270 | 4322 | 4373 | 52745.8
247 | 34 | 32 | 34 | 34 | 34 | 29 | 28 | 28 | 28 | 27 | 25 | 27 | 27 | 26 | 25 | 24 | 22 | 16 | 11 | 8 | 519 | 247 | 172.1 | 366.1 | 585.9 | 835.3 | 1112 | 1420 | 1748 | 2091 | 2447 | 2808 | 3164 | 3514 | 3858 | 4113 | 4247 | 4340 | 4418 | 4489 | 4552 | 4612 | 54892.4
248 | 33 | 35 | 31 | 25 | 19 | 17 | 22 | 22 | 22 | 16 | 16 | 14 | 15 | 15 | 14 | 16 | 15 | 19 | 22 | 27 | 415 | 248 | 173.4 | 366.2 | 588.4 | 836.9 | 1116 | 1426 | 1755 | 2094 | 2449 | 2809 | 3164 | 3515 | 3858 | 4111 | 4245 | 4337 | 4415 | 4485 | 4548 | 4610 | 54901.9
249 | 28 | 27 | 29 | 26 | 26 | 19 | 19 | 16 | 18 | 15 | 17 | 18 | 21 | 20 | 20 | 19 | 20 | 22 | 22 | 25 | 427 | 249 | 172.1 | 366 | 586.3 | 838.8 | 1127 | 1442 | 1775 | 2121 | 2480 | 2843 | 3206 | 3566 | 3913 | 4173 | 4311 | 4408 | 4489 | 4566 | 4636 | 4706 | 55725.2
250 | 44 | 38 | 39 | 34 | 36 | 31 | 29 | 25 | 25 | 28 | 30 | 28 | 23 | 18 | 18 | 20 | 23 | 21 | 20 | 21 | 551 | 250 | 177.6 | 376.2 | 600.1 | 850.8 | 1134 | 1442 | 1762 | 2095 | 2439 | 2787 | 3132 | 3469 | 3794 | 4023 | 4142 | 4228 | 4302 | 4365 | 4423 | 4479 | 54020.7
251 | 16 | 22 | 22 | 25 | 24 | 28 | 28 | 31 | 27 | 26 | 19 | 15 | 11 | 10 | 12 | 11 | 11 | 10 | 11 | 12 | 371 | 251 | 151 | 323.9 | 524.9 | 752.5 | 1010 | 1299 | 1619 | 1951 | 2295 | 2645 | 2998 | 3350 | 3689 | 3945 | 4085 | 4182 | 4258 | 4327 | 4390 | 4454 | 52249.3
252 | 31 | 27 | 27 | 19 | 17 | 13 | 16 | 18 | 18 | 20 | 17 | 17 | 12 | 13 | 14 | 17 | 16 | 18 | 17 | 13 | 360 | 252 | 170.8 | 364.3 | 582.8 | 828.6 | 1102 | 1404 | 1721 | 2052 | 2392 | 2738 | 3081 | 3414 | 3736 | 3969 | 4087 | 4167 | 4234 | 4292 | 4344 | 4393 | 53072.5
253 | 29 | 31 | 33 | 34 | 35 | 32 | 27 | 21 | 19 | 22 | 22 | 24 | 24 | 26 | 25 | 25 | 26 | 28 | 28 | 29 | 540 | 253 | 152.4 | 330.8 | 547 | 793.3 | 1073 | 1377 | 1701 | 2039 | 2391 | 2748 | 3102 | 3448 | 3784 | 4031 | 4158 | 4241 | 4309 | 4372 | 4427 | 4481 | 53505.5
254 | 38 | 35 | 36 | 29 | 29 | 25 | 28 | 25 | 24 | 26 | 26 | 24 | 19 | 19 | 18 | 20 | 15 | 13 | 9 | 7 | 465 | 254 | 171 | 364.2 | 582.2 | 827.8 | 1104 | 1406 | 1721 | 2053 | 2391 | 2735 | 3077 | 3409 | 3731 | 3960 | 4077 | 4156 | 4222 | 4281 | 4334 | 4384 | 52986.2
255 | 36 | 38 | 36 | 36 | 32 | 33 | 29 | 30 | 25 | 22 | 22 | 23 | 21 | 17 | 12 | 14 | 12 | 11 | 10 | 12 | 471 | 255 | 173.7 | 366.2 | 582.9 | 828.2 | 1107 | 1409 | 1728 | 2058 | 2395 | 2739 | 3077 | 3408 | 3728 | 3953 | 4067 | 4152 | 4221 | 4273 | 4322 | 4373 | 52961
256 | 42 | 43 | 44 | 43 | 44 | 38 | 35 | 28 | 23 | 23 | 25 | 25 | 20 | 15 | 14 | 14 | 13 | 13 | 16 | 17 | 535 | 256 | 171.7 | 364.7 | 583.2 | 835.4 | 1117 | 1425 | 1746 | 2081 | 2425 | 2778 | 3131 | 3477 | 3810 | 4049 | 4176 | 4270 | 4348 | 4421 | 4490 | 4557 | 54256
257 | 29 | 29 | 31 | 33 | 29 | 22 | 15 | 13 | 12 | 11 | 13 | 11 | 10 | 8 | 8 | 9 | 8 | 12 | 11 | 14 | 328 | 257 | 156.7 | 333.5 | 544 | 792.1 | 1069 | 1371 | 1695 | 2036 | 2389 | 2743 | 3094 | 3437 | 3769 | 4004 | 4126 | 4215 | 4288 | 4350 | 4407 | 4463 | 53282.3
258 | 20 | 18 | 17 | 17 | 16 | 14 | 8 | 5 | 4 | 7 | 8 | 8 | 7 | 6 | 5 | 6 | 6 | 5 | 4 | 5 | 186 | 258 | 151.1 | 322.1 | 516.7 | 737 | 986.5 | 1258 | 1542 | 1839 | 2158 | 2485 | 2814 | 3131 | 3439 | 3654 | 3764 | 3843 | 3900 | 3949 | 3997 | 4046 | 48532.4
259 | 28 | 29 | 31 | 31 | 28 | 22 | 17 | 18 | 18 | 19 | 15 | 13 | 12 | 12 | 10 | 7 | 7 | 7 | 7 | 6 | 337 | 259 | 171.5 | 363 | 579.1 | 822 | 1094 | 1394 | 1711 | 2042 | 2377 | 2719 | 3057 | 3385 | 3702 | 3924 | 4035 | 4117 | 4180 | 4233 | 4282 | 4327 | 52514.6
260 | 22 | 21 | 20 | 20 | 22 | 23 | 19 | 12 | 11 | 12 | 13 | 12 | 11 | 9 | 9 | 9 | 10 | 9 | 9 | 10 | 283 | 260 | 156.5 | 331.8 | 534.4 | 763.3 | 1022 | 1308 | 1630 | 1967 | 2320 | 2677 | 3031 | 3379 | 3719 | 3964 | 4095 | 4191 | 4268 | 4336 | 4399 | 4463 | 52555
261 | 23 | 26 | 23 | 22 | 13 | 12 | 10 | 15 | 16 | 16 | 15 | 11 | 14 | 17 | 17 | 16 | 11 | 11 | 10 | 9 | 307 | 261 | 168.1 | 344.2 | 545.1 | 775 | 1027 | 1305 | 1604 | 1916 | 2257 | 2602 | 2945 | 3281 | 3607 | 3838 | 3957 | 4040 | 4105 | 4160 | 4209 | 4257 | 50942.4
262 | 33 | 35 | 37 | 39 | 40 | 32 | 26 | 19 | 17 | 15 | 14 | 14 | 11 | 12 | 13 | 17 | 16 | 22 | 24 | 28 | 464 | 262 | 178.5 | 372 | 593.5 | 841.5 | 1123 | 1433 | 1762 | 2105 | 2463 | 2823 | 3183 | 3534 | 3879 | 4129 | 4261 | 4353 | 4431 | 4502 | 4566 | 4629 | 55161.5
263 | 27 | 31 | 32 | 32 | 26 | 21 | 18 | 16 | 13 | 13 | 15 | 15 | 14 | 14 | 15 | 17 | 15 | 12 | 13 | 16 | 375 | 263 | 149.9 | 323.2 | 531.4 | 772.5 | 1046 | 1348 | 1667 | 1998 | 2341 | 2688 | 3031 | 3367 | 3692 | 3923 | 4046 | 4135 | 4208 | 4274 | 4335 | 4396 | 52272
264 | 36 | 27 | 30 | 31 | 38 | 32 | 25 | 23 | 29 | 31 | 30 | 24 | 21 | 17 | 18 | 23 | 27 | 30 | 32 | 32 | 556 | 264 | 156.8 | 345.3 | 565.2 | 816.3 | 1098 | 1408 | 1735 | 2081 | 2444 | 2808 | 3170 | 3527 | 3869 | 4125 | 4258 | 4349 | 4423 | 4490 | 4551 | 4611 | 54830.6
265 | 42 | 39 | 30 | 17 | 6 | 5 | 12 | 15 | 17 | 12 | 13 | 12 | 12 | 11 | 13 | 14 | 15 | 13 | 15 | 15 | 328 | 265 | 174.2 | 368.7 | 591.5 | 827 | 1083 | 1367 | 1687 | 2030 | 2383 | 2741 | 3096 | 3445 | 3788 | 4036 | 4170 | 4267 | 4348 | 4420 | 4488 | 4556 | 53866.4
266 | 38 | 32 | 29 | 26 | 27 | 26 | 24 | 18 | 18 | 16 | 16 | 12 | 12 | 14 | 16 | 14 | 11 | 11 | 12 | 14 | 386 | 266 | 175.4 | 369.8 | 587.6 | 827.9 | 1097 | 1390 | 1697 | 2014 | 2345 | 2674 | 2999 | 3316 | 3625 | 3836 | 3940 | 4014 | 4076 | 4127 | 4175 | 4219 | 51504.7
267 | 31 | 29 | 29 | 29 | 27 | 26 | 25 | 27 | 27 | 28 | 29 | 26 | 26 | 23 | 24 | 24 | 26 | 25 | 26 | 26 | 533 | 267 | 174.5 | 368.2 | 588.6 | 840.2 | 1125 | 1434 | 1762 | 2101 | 2455 | 2815 | 3171 | 3525 | 3869 | 4123 | 4256 | 4341 | 4414 | 4479 | 4537 | 4592 | 54970.5
268 | 39 | 40 | 41 | 39 | 32 | 28 | 25 | 29 | 29 | 33 | 32 | 32 | 28 | 26 | 26 | 28 | 30 | 30 | 26 | 23 | 616 | 268 | 173.6 | 368.5 | 590.4 | 840.8 | 1124 | 1432 | 1757 | 2095 | 2448 | 2803 | 3160 | 3514 | 3855 | 4108 | 4241 | 4331 | 4406 | 4474 | 4533 | 4591 | 54845.3
269 | 36 | 37 | 35 | 32 | 27 | 24 | 22 | 24 | 25 | 28 | 28 | 28 | 26 | 24 | 22 | 24 | 26 | 24 | 23 | 20 | 535 | 269 | 160.7 | 355 | 576.2 | 827.9 | 1110 | 1417 | 1746 | 2088 | 2440 | 2801 | 3157 | 3512 | 3855 | 4103 | 4237 | 4327 | 4399 | 4464 | 4521 | 4577 | 54673.8
270 | 37 | 37 | 33 | 26 | 18 | 13 | 13 | 14 | 16 | 18 | 16 | 18 | 19 | 19 | 16 | 12 | 13 | 13 | 15 | 14 | 380 | 270 | 172.4 | 367.1 | 586.7 | 837.3 | 1120 | 1432 | 1760 | 2101 | 2452 | 2811 | 3166 | 3516 | 3857 | 4107 | 4242 | 4337 | 4419 | 4494 | 4563 | 4631 | 54971.5
271 | 37 | 36 | 36 | 34 | 35 | 34 | 33 | 26 | 20 | 15 | 14 | 11 | 9 | 9 | 9 | 9 | 6 | 8 | 7 | 7 | 395 | 271 | 173.4 | 366.2 | 584.7 | 827.9 | 1102 | 1398 | 1712 | 2035 | 2373 | 2715 | 3056 | 3391 | 3716 | 3948 | 4071 | 4155 | 4226 | 4289 | 4346 | 4402 | 52887.2
272 | 27 | 28 | 22 | 17 | 11 | 11 | 10 | 9 | 9 | 11 | 11 | 11 | 8 | 8 | 8 | 8 | 9 | 7 | 9 | 10 | 244 | 272 | 170 | 359.1 | 564 | 788.8 | 1049 | 1345 | 1664 | 2000 | 2342 | 2689 | 3031 | 3367 | 3697 | 3934 | 4059 | 4147 | 4222 | 4290 | 4353 | 4417 | 52487.9
273 | 44 | 44 | 43 | 35 | 26 | 17 | 16 | 16 | 19 | 21 | 20 | 16 | 15 | 16 | 20 | 19 | 19 | 20 | 23 | 24 | 473 | 273 | 177.1 | 376.4 | 599.5 | 848.5 | 1131 | 1443 | 1773 | 2117 | 2472 | 2836 | 3201 | 3556 | 3905 | 4168 | 4313 | 4415 | 4503 | 4584 | 4659 | 4731 | 55808.5
274 | 45 | 42 | 43 | 41 | 33 | 20 | 10 | 6 | 7 | 9 | 9 | 12 | 16 | 20 | 21 | 20 | 21 | 24 | 25 | 27 | 451 | 274 | 172.3 | 366.6 | 585.9 | 832 | 1109 | 1411 | 1730 | 2060 | 2400 | 2744 | 3084 | 3418 | 3738 | 3969 | 4088 | 4172 | 4240 | 4300 | 4353 | 4406 | 53178.8
275 | 19 | 19 | 18 | 15 | 12 | 9 | 10 | 10 | 9 | 7 | 7 | 8 | 10 | 13 | 13 | 11 | 8 | 10 | 10 | 14 | 232 | 275 | 156 | 331.4 | 539.1 | 783.5 | 1060 | 1362 | 1684 | 2017 | 2366 | 2717 | 3065 | 3402 | 3733 | 3970 | 4093 | 4176 | 4242 | 4301 | 4352 | 4402 | 52752
276 | 32 | 34 | 32 | 25 | 16 | 10 | 12 | 12 | 11 | 9 | 10 | 9 | 6 | 2 | 1 | 3 | 6 | 10 | 12 | 12 | 264 | 276 | 175.8 | 367.5 | 587 | 835.3 | 1118 | 1426 | 1751 | 2089 | 2442 | 2795 | 3144 | 3487 | 3824 | 4068 | 4199 | 4289 | 4366 | 4435 | 4498 | 4559 | 54455.6
277 | 35 | 40 | 39 | 37 | 32 | 30 | 29 | 30 | 28 | 29 | 28 | 32 | 32 | 28 | 26 | 24 | 22 | 18 | 16 | 18 | 573 | 277 | 173.6 | 367.7 | 589.2 | 839.5 | 1122 | 1430 | 1757 | 2097 | 2446 | 2802 | 3157 | 3509 | 3849 | 4102 | 4237 | 4327 | 4401 | 4468 | 4528 | 4587 | 54789
278 | 32 | 37 | 38 | 35 | 28 | 21 | 19 | 15 | 13 | 11 | 12 | 12 | 11 | 8 | 7 | 8 | 8 | 8 | 8 | 9 | 340 | 278 | 169.7 | 360.9 | 577.4 | 819.1 | 1094 | 1390 | 1703 | 2032 | 2375 | 2720 | 3061 | 3402 | 3731 | 3965 | 4084 | 4174 | 4249 | 4316 | 4380 | 4443 | 53046.1
279 | 12 | 16 | 17 | 16 | 11 | 7 | 7 | 9 | 9 | 8 | 8 | 8 | 9 | 8 | 6 | 5 | 3 | 3 | 3 | 4 | 169 | 279 | 149.4 | 318.4 | 513.2 | 742.9 | 1010 | 1298 | 1602 | 1920 | 2246 | 2575 | 2900 | 3215 | 3519 | 3730 | 3832 | 3905 | 3963 | 4011 | 4056 | 4099 | 49604.9
280 | 24 | 20 | 19 | 16 | 16 | 12 | 9 | 7 | 7 | 8 | 7 | 10 | 11 | 12 | 10 | 8 | 6 | 5 | 6 | 7 | 220 | 280 | 172.9 | 366.9 | 569.9 | 807.3 | 1083 | 1388 | 1711 | 2046 | 2394 | 2747 | 3097 | 3444 | 3775 | 4014 | 4138 | 4225 | 4296 | 4358 | 4416 | 4472 | 53521
281 | 27 | 23 | 17 | 12 | 11 | 11 | 11 | 10 | 12 | 18 | 16 | 14 | 7 | 8 | 8 | 10 | 10 | 8 | 6 | 4 | 243 | 281 | 157.6 | 333.8 | 547.4 | 792.1 | 1070 | 1370 | 1689 | 2020 | 2365 | 2716 | 3064 | 3402 | 3726 | 3955 | 4075 | 4160 | 4229 | 4288 | 4341 | 4389 | 52689.9
282 | 42 | 40 | 36 | 34 | 32 | 32 | 28 | 29 | 28 | 28 | 21 | 16 | 14 | 15 | 16 | 15 | 14 | 13 | 16 | 19 | 488 | 282 | 178 | 376.9 | 599.8 | 848.5 | 1126 | 1429 | 1755 | 2092 | 2443 | 2798 | 3150 | 3494 | 3828 | 4074 | 4206 | 4299 | 4378 | 4447 | 4510 | 4576 | 54608.2
283 | 33 | 27 | 29 | 29 | 30 | 23 | 15 | 11 | 12 | 12 | 13 | 11 | 9 | 9 | 9 | 8 | 6 | 6 | 5 | 5 | 302 | 283 | 172.1 | 363.7 | 582.1 | 827.1 | 1100 | 1400 | 1716 | 2045 | 2383 | 2729 | 3070 | 3402 | 3727 | 3954 | 4075 | 4166 | 4241 | 4308 | 4370 | 4424 | 53055
284 | 33 | 33 | 33 | 34 | 31 | 27 | 23 | 25 | 26 | 26 | 24 | 24 | 24 | 19 | 15 | 14 | 14 | 14 | 12 | 14 | 465 | 284 | 169.3 | 360.8 | 579 | 829 | 1111 | 1413 | 1733 | 2068 | 2412 | 2758 | 3103 | 3441 | 3768 | 3999 | 4118 | 4203 | 4276 | 4339 | 4398 | 4455 | 53533.1
285 | 40 | 41 | 35 | 30 | 24 | 26 | 24 | 23 | 18 | 20 | 20 | 22 | 17 | 17 | 17 | 19 | 20 | 19 | 20 | 20 | 472 | 285 | 157.5 | 348.5 | 564.9 | 808.5 | 1082 | 1380 | 1694 | 2024 | 2364 | 2706 | 3043 | 3376 | 3698 | 3926 | 4043 | 4122 | 4187 | 4244 | 4295 | 4343 | 52406.4
286 | 22 | 19 | 20 | 26 | 24 | 19 | 8 | 9 | 10 | 12 | 11 | 10 | 9 | 7 | 7 | 7 | 8 | 7 | 10 | 11 | 256 | 286 | 151.9 | 325.4 | 526.4 | 764.5 | 1032 | 1327 | 1643 | 1973 | 2318 | 2668 | 3015 | 3359 | 3687 | 3921 | 4044 | 4132 | 4202 | 4263 | 4318 | 4374 | 52044.2
287 | 30 | 21 | 18 | 9 | 11 | 18 | 23 | 23 | 17 | 23 | 25 | 28 | 24 | 22 | 20 | 20 | 22 | 27 | 30 | 33 | 444 | 287 | 173.6 | 369.9 | 591 | 824.2 | 1084 | 1376 | 1708 | 2055 | 2416 | 2783 | 3146 | 3502 | 3852 | 4111 | 4245 | 4332 | 4403 | 4468 | 4527 | 4583 | 54549.7
288 | 39 | 40 | 40 | 40 | 35 | 31 | 24 | 20 | 17 | 19 | 22 | 24 | 21 | 16 | 15 | 16 | 17 | 15 | 12 | 9 | 472 | 288 | 172.9 | 367 | 588.5 | 834.4 | 1112 | 1415 | 1737 | 2072 | 2420 | 2776 | 3125 | 3470 | 3802 | 4045 | 4176 | 4275 | 4359 | 4435 | 4504 | 4570 | 54255.8
289 | 16 | 22 | 19 | 20 | 15 | 15 | 12 | 11 | 9 | 9 | 10 | 11 | 10 | 10 | 11 | 14 | 13 | 10 | 12 | 13 | 262 | 289 | 153.5 | 329.8 | 531 | 767.4 | 1040 | 1339 | 1658 | 1993 | 2341 | 2693 | 3038 | 3376 | 3706 | 3943 | 4067 | 4156 | 4229 | 4291 | 4349 | 4404 | 52404.7
290 | 28 | 21 | 20 | 18 | 18 | 15 | 12 | 10 | 10 | 12 | 11 | 11 | 8 | 10 | 11 | 11 | 10 | 8 | 8 | 8 | 260 | 290 | 172.5 | 366.6 | 581.2 | 816.4 | 1087 | 1393 | 1722 | 2062 | 2416 | 2776 | 3135 | 3487 | 3830 | 4082 | 4221 | 4320 | 4403 | 4479 | 4550 | 4619 | 54518.7
291 | 43 | 37 | 38 | 36 | 36 | 32 | 31 | 24 | 19 | 13 | 17 | 17 | 19 | 15 | 15 | 14 | 15 | 15 | 15 | 14 | 465 | 291 | 177.4 | 367.3 | 586.9 | 833.3 | 1109 | 1412 | 1732 | 2065 | 2415 | 2767 | 3119 | 3468 | 3808 | 4057 | 4191 | 4290 | 4374 | 4452 | 4524 | 4596 | 54343.9
292 | 37 | 31 | 27 | 26 | 30 | 34 | 31 | 23 | 17 | 17 | 19 | 22 | 24 | 26 | 25 | 19 | 17 | 14 | 15 | 17 | 471 | 292 | 170.3 | 360.5 | 576.7 | 820.9 | 1099 | 1405 | 1724 | 2051 | 2392 | 2733 | 3072 | 3402 | 3727 | 3958 | 4077 | 4162 | 4233 | 4294 | 4350 | 4406 | 53013.4
293 | 9 | 16 | 13 | 12 | 9 | 9 | 7 | 2 | 2 | 2 | 4 | 6 | 11 | 11 | 9 | 7 | 9 | 8 | 9 | 10 | 165 | 293 | 149.4 | 320.7 | 519.4 | 762.7 | 1033 | 1327 | 1638 | 1950 | 2271 | 2594 | 2928 | 3259 | 3582 | 3811 | 3929 | 4011 | 4075 | 4129 | 4178 | 4225 | 50692.2
294 | 39 | 38 | 36 | 33 | 30 | 31 | 31 | 29 | 24 | 22 | 23 | 27 | 25 | 25 | 22 | 26 | 24 | 23 | 24 | 27 | 559 | 294 | 179.1 | 374.3 | 597.9 | 851 | 1135 | 1445 | 1770 | 2107 | 2456 | 2812 | 3163 | 3511 | 3846 | 4090 | 4219 | 4313 | 4395 | 4470 | 4540 | 4608 | 54882.3
295 | 38 | 34 | 35 | 31 | 32 | 28 | 28 | 26 | 28 | 28 | 28 | 27 | 25 | 25 | 23 | 25 | 23 | 25 | 22 | 21 | 552 | 295 | 177.1 | 373.5 | 592.6 | 840.4 | 1123 | 1428 | 1750 | 2088 | 2436 | 2788 | 3136 | 3485 | 3827 | 4075 | 4204 | 4293 | 4368 | 4435 | 4495 | 4550 | 54464.6
296 | 38 | 37 | 37 | 31 | 22 | 14 | 10 | 9 | 9 | 8 | 7 | 5 | 5 | 5 | 6 | 6 | 7 | 7 | 7 | 5 | 275 | 296 | 155.8 | 340.1 | 557.4 | 801.1 | 1077 | 1383 | 1705 | 2042 | 2389 | 2740 | 3086 | 3425 | 3753 | 3989 | 4111 | 4200 | 4273 | 4336 | 4393 | 4450 | 53206.4
297 | 6 | 9 | 7 | 8 | 9 | 11 | 10 | 7 | 9 | 11 | 14 | 12 | 10 | 5 | 5 | 6 | 6 | 8 | 9 | 14 | 176 | 297 | 152 | 325.4 | 524.6 | 752.3 | 1016 | 1313 | 1631 | 1962 | 2306 | 2654 | 3001 | 3343 | 3673 | 3909 | 4030 | 4109 | 4173 | 4229 | 4278 | 4327 | 51708.3
298 | 39 | 36 | 35 | 31 | 32 | 28 | 24 | 24 | 21 | 24 | 18 | 22 | 21 | 25 | 18 | 13 | 10 | 12 | 15 | 17 | 465 | 298 | 176.2 | 372.2 | 589.3 | 832.5 | 1106 | 1404 | 1716 | 2042 | 2377 | 2717 | 3052 | 3380 | 3698 | 3926 | 4041 | 4120 | 4186 | 4242 | 4292 | 4340 | 52609.2
299 | 18 | 22 | 23 | 23 | 17 | 14 | 16 | 20 | 23 | 21 | 23 | 19 | 18 | 16 | 19 | 16 | 15 | 14 | 14 | 16 | 367 | 299 | 154.1 | 329.7 | 532.4 | 779.4 | 1056 | 1356 | 1678 | 2014 | 2362 | 2714 | 3060 | 3399 | 3729 | 3966 | 4084 | 4165 | 4229 | 4287 | 4338 | 4387 | 52619.6
300 | 33 | 36 | 35 | 36 | 32 | 30 | 22 | 17 | 14 | 18 | 20 | 21 | 20 | 17 | 16 | 14 | 15 | 12 | 14 | 14 | 436 | 300 | 172.9 | 364.1 | 582.7 | 830.8 | 1110 | 1411 | 1732 | 2073 | 2419 | 2778 | 3132 | 3483 | 3822 | 4074 | 4212 | 4312 | 4398 | 4478 | 4553 | 4628 | 54565.5
301 | 38 | 32 | 31 | 28 | 34 | 34 | 36 | 31 | 30 | 26 | 21 | 17 | 15 | 16 | 19 | 20 | 23 | 23 | 23 | 23 | 520 | 301 | 172 | 365.7 | 584.1 | 831.5 | 1106 | 1408 | 1727 | 2054 | 2396 | 2741 | 3081 | 3412 | 3733 | 3961 | 4077 | 4160 | 4228 | 4286 | 4339 | 4390 | 53052.3
302 | 28 | 16 | 14 | 19 | 32 | 36 | 25 | 18 | 18 | 19 | 18 | 20 | 20 | 20 | 17 | 16 | 16 | 15 | 15 | 15 | 397 | 302 | 177.4 | 371.9 | 590.6 | 840.5 | 1126 | 1439 | 1770 | 2115 | 2472 | 2836 | 3201 | 3560 | 3913 | 4172 | 4315 | 4422 | 4515 | 4602 | 4682 | 4762 | 55882.4
303 | 13 | 18 | 16 | 15 | 11 | 10 | 13 | 17 | 19 | 15 | 9 | 8 | 9 | 9 | 10 | 8 | 8 | 7 | 9 | 9 | 233 | 303 | 153.4 | 326.7 | 527.6 | 766.3 | 1041 | 1338 | 1653 | 1985 | 2325 | 2670 | 3011 | 3345 | 3668 | 3893 | 4006 | 4083 | 4146 | 4199 | 4247 | 4294 | 51678
304 | 22 | 28 | 27 | 30 | 29 | 26 | 20 | 13 | 10 | 10 | 10 | 9 | 8 | 8 | 8 | 8 | 7 | 7 | 8 | 8 | 296 | 304 | 152.3 | 329.1 | 533.4 | 762.4 | 1028 | 1316 | 1626 | 1961 | 2314 | 2674 | 3036 | 3392 | 3738 | 3992 | 4127 | 4224 | 4303 | 4375 | 4442 | 4508 | 52833.2
305 | 6 | 7 | 5 | 6 | 6 | 14 | 13 | 13 | 6 | 6 | 3 | 3 | 1 | 1 | 2 | 4 | 5 | 5 | 6 | 7 | 119 | 305 | 150.4 | 320.9 | 517.4 | 739.2 | 987.7 | 1270 | 1577 | 1895 | 2219 | 2543 | 2852 | 3159 | 3458 | 3661 | 3738 | 3799 | 3853 | 3901 | 3945 | 3990 | 48575.6
306 | 22 | 25 | 28 | 30 | 22 | 13 | 9 | 11 | 14 | 12 | 10 | 5 | 3 | 3 | 4 | 3 | 3 | 5 | 7 | 7 | 236 | 306 | 167.5 | 343.2 | 558.9 | 802.1 | 1065 | 1361 | 1676 | 2003 | 2340 | 2678 | 3013 | 3339 | 3652 | 3872 | 3982 | 4059 | 4121 | 4174 | 4222 | 4269 | 51697.7
307 | 25 | 22 | 22 | 26 | 29 | 34 | 31 | 26 | 18 | 11 | 10 | 9 | 10 | 10 | 10 | 10 | 10 | 11 | 13 | 16 | 353 | 307 | 171.5 | 363.9 | 574 | 820.6 | 1101 | 1409 | 1737 | 2078 | 2435 | 2796 | 3158 | 3510 | 3856 | 4115 | 4255 | 4353 | 4435 | 4512 | 4584 | 4655 | 54919
308 | 42 | 41 | 37 | 32 | 33 | 30 | 26 | 18 | 18 | 17 | 15 | 16 | 18 | 19 | 19 | 18 | 19 | 19 | 21 | 21 | 479 | 308 | 172 | 364 | 584.2 | 833.7 | 1115 | 1424 | 1747 | 2086 | 2434 | 2786 | 3135 | 3478 | 3811 | 4050 | 4172 | 4254 | 4323 | 4384 | 4438 | 4490 | 54080.9
309 | 30 | 33 | 31 | 29 | 29 | 25 | 25 | 19 | 24 | 25 | 28 | 26 | 23 | 20 | 18 | 17 | 20 | 20 | 24 | 24 | 490 | 309 | 177.8 | 369.4 | 587.9 | 833.2 | 1111 | 1412 | 1733 | 2062 | 2407 | 2754 | 3098 | 3437 | 3766 | 4005 | 4124 | 4210 | 4280 | 4341 | 4398 | 4452 | 53558.3
310 | 39 | 35 | 32 | 31 | 27 | 22 | 15 | 14 | 16 | 17 | 18 | 15 | 12 | 12 | 15 | 20 | 19 | 17 | 12 | 11 | 399 | 310 | 177.4 | 367.6 | 581.8 | 822.4 | 1096 | 1390 | 1702 | 2025 | 2359 | 2696 | 3027 | 3352 | 3668 | 3885 | 3997 | 4080 | 4150 | 4209 | 4264 | 4317 | 52166.2
311 | 28 | 28 | 30 | 31 | 33 | 31 | 27 | 23 | 23 | 23 | 23 | 23 | 26 | 24 | 21 | 16 | 17 | 17 | 18 | 16 | 478 | 311 | 169 | 360.2 | 576.5 | 825.4 | 1105 | 1409 | 1732 | 2062 | 2407 | 2756 | 3101 | 3437 | 3764 | 3997 | 4119 | 4206 | 4280 | 4344 | 4402 | 4460 | 53512.1
312 | 41 | 41 | 41 | 35 | 29 | 25 | 24 | 26 | 30 | 32 | 33 | 29 | 27 | 25 | 24 | 22 | 24 | 26 | 28 | 27 | 589 | 312 | 171.9 | 360.6 | 578.1 | 820.9 | 1094 | 1393 | 1709 | 2035 | 2374 | 2720 | 3064 | 3401 | 3732 | 3973 | 4095 | 4180 | 4251 | 4315 | 4372 | 4428 | 53067.5
313 | 18 | 19 | 23 | 18 | 14 | 5 | 5 | 4 | 6 | 8 | 10 | 9 | 10 | 9 | 7 | 6 | 5 | 6 | 5 | 7 | 194 | 313 | 154.9 | 327.5 | 525.6 | 752.2 | 1003 | 1299 | 1617 | 1947 | 2290 | 2640 | 2988 | 3331 | 3665 | 3905 | 4029 | 4120 | 4193 | 4256 | 4314 | 4373 | 51730.2
314 | 38 | 30 | 27 | 25 | 21 | 19 | 13 | 14 | 14 | 12 | 11 | 11 | 12 | 14 | 16 | 17 | 21 | 21 | 20 | 15 | 371 | 314 | 171.7 | 362.3 | 579.7 | 823.6 | 1097 | 1399 | 1720 | 2051 | 2391 | 2740 | 3086 | 3423 | 3751 | 3989 | 4114 | 4204 | 4281 | 4350 | 4413 | 4475 | 53421.3
315 | 10 | 8 | 13 | 10 | 10 | 6 | 8 | 8 | 8 | 8 | 7 | 6 | 5 | 5 | 6 | 6 | 6 | 6 | 6 | 6 | 148 | 315 | 153.8 | 327.5 | 527.1 | 749.6 | 1005 | 1297 | 1606 | 1928 | 2265 | 2602 | 2935 | 3262 | 3576 | 3798 | 3909 | 3991 | 4058 | 4113 | 4165 | 4215 | 50483
316 | 37 | 35 | 35 | 35 | 35 | 32 | 24 | 18 | 15 | 14 | 13 | 10 | 7 | 4 | 2 | 2 | 2 | 2 | 2 | 4 | 328 | 316 | 172.3 | 367.5 | 589.1 | 835.9 | 1116 | 1426 | 1754 | 2095 | 2447 | 2803 | 3159 | 3511 | 3848 | 4099 | 4233 | 4325 | 4402 | 4470 | 4524 | 4578 | 54754.8
317 | 41 | 39 | 41 | 41 | 36 | 30 | 20 | 18 | 16 | 21 | 23 | 22 | 19 | 19 | 19 | 16 | 13 | 14 | 15 | 15 | 478 | 317 | 175.9 | 368.3 | 585.6 | 834.8 | 1115 | 1425 | 1752 | 2098 | 2452 | 2814 | 3171 | 3524 | 3869 | 4126 | 4266 | 4369 | 4460 | 4545 | 4623 | 4701 | 55274.6
318 | 36 | 38 | 34 | 27 | 23 | 20 | 21 | 17 | 17 | 17 | 18 | 20 | 18 | 20 | 19 | 23 | 22 | 22 | 20 | 22 | 454 | 318 | 176.4 | 373.9 | 594.2 | 847.4 | 1132 | 1445 | 1775 | 2117 | 2473 | 2832 | 3187 | 3535 | 3875 | 4122 | 4251 | 4342 | 4421 | 4492 | 4557 | 4621 | 55168.9
319 | 36 | 28 | 23 | 17 | 16 | 21 | 22 | 25 | 25 | 26 | 25 | 20 | 18 | 18 | 20 | 19 | 15 | 11 | 11 | 11 | 407 | 319 | 172.2 | 365.3 | 583 | 827.1 | 1101 | 1402 | 1715 | 2044 | 2379 | 2717 | 3052 | 3378 | 3692 | 3915 | 4027 | 4104 | 4169 | 4224 | 4274 | 4321 | 52461.6
320 | 33 | 28 | 29 | 28 | 30 | 26 | 18 | 19 | 21 | 24 | 23 | 17 | 15 | 12 | 12 | 13 | 16 | 21 | 21 | 21 | 427 | 320 | 173.1 | 365.1 | 584.4 | 832.3 | 1107 | 1415 | 1736 | 2067 | 2411 | 2755 | 3097 | 3433 | 3759 | 3994 | 4111 | 4192 | 4259 | 4317 | 4370 | 4422 | 53399.9
321 | 30 | 28 | 27 | 26 | 25 | 25 | 20 | 20 | 21 | 22 | 21 | 18 | 20 | 19 | 20 | 17 | 19 | 20 | 23 | 21 | 442 | 321 | 170.4 | 363.3 | 582.8 | 831.9 | 1115 | 1425 | 1751 | 2094 | 2446 | 2802 | 3156 | 3504 | 3846 | 4093 | 4226 | 4318 | 4398 | 4472 | 4538 | 4604 | 54736.4
322 | 37 | 40 | 35 | 34 | 32 | 27 | 23 | 17 | 17 | 13 | 13 | 15 | 15 | 15 | 15 | 20 | 24 | 29 | 28 | 25 | 474 | 322 | 171.3 | 362.3 | 579.2 | 823.8 | 1099 | 1397 | 1710 | 2038 | 2377 | 2716 | 3053 | 3385 | 3703 | 3929 | 4044 | 4122 | 4189 | 4248 | 4300 | 4351 | 52597.6
323 | 40 | 38 | 38 | 36 | 35 | 30 | 25 | 18 | 13 | 10 | 10 | 12 | 14 | 13 | 12 | 10 | 16 | 19 | 21 | 18 | 428 | 323 | 172.7 | 363.8 | 580.9 | 824.7 | 1100 | 1405 | 1729 | 2065 | 2410 | 2754 | 3101 | 3446 | 3778 | 4016 | 4141 | 4234 | 4314 | 4388 | 4455 | 4521 | 53799.1
324 | 35 | 25 | 28 | 25 | 28 | 23 | 21 | 18 | 16 | 18 | 19 | 22 | 18 | 21 | 22 | 24 | 23 | 24 | 24 | 23 | 457 | 324 | 174.3 | 368.2 | 591.8 | 844.4 | 1126 | 1435 | 1763 | 2103 | 2455 | 2813 | 3169 | 3521 | 3864 | 4112 | 4243 | 4332 | 4406 | 4472 | 4530 | 4587 | 54909.7
325 | 45 | 45 | 46 | 40 | 32 | 27 | 27 | 27 | 21 | 17 | 16 | 15 | 14 | 12 | 13 | 13 | 15 | 13 | 14 | 13 | 465 | 325 | 176.7 | 374 | 597.5 | 847.1 | 1127 | 1436 | 1759 | 2093 | 2441 | 2792 | 3143 | 3485 | 3815 | 4043 | 4162 | 4253 | 4333 | 4402 | 4461 | 4523 | 54263.3
326 | 33 | 28 | 25 | 24 | 25 | 28 | 24 | 23 | 21 | 23 | 23 | 20 | 19 | 19 | 20 | 18 | 17 | 17 | 19 | 18 | 444 | 326 | 177.9 | 370.3 | 588.1 | 833.1 | 1108 | 1411 | 1726 | 2057 | 2396 | 2739 | 3078 | 3412 | 3732 | 3959 | 4072 | 4150 | 4215 | 4271 | 4322 | 4371 | 52988.4
327 | 28 | 26 | 32 | 27 | 23 | 12 | 11 | 10 | 9 | 9 | 10 | 14 | 16 | 17 | 17 | 16 | 16 | 15 | 16 | 17 | 341 | 327 | 170.6 | 354.6 | 567.4 | 812.8 | 1096 | 1410 | 1741 | 2088 | 2447 | 2811 | 3171 | 3530 | 3877 | 4141 | 4288 | 4389 | 4473 | 4551 | 4623 | 4693 | 55234.4
328 | 22 | 24 | 23 | 24 | 24 | 24 | 19 | 13 | 9 | 8 | 7 | 6 | 6 | 6 | 6 | 5 | 5 | 4 | 4 | 4 | 243 | 328 | 153.3 | 325.4 | 523.5 | 743.9 | 993.4 | 1268 | 1554 | 1853 | 2175 | 2504 | 2830 | 3146 | 3456 | 3664 | 3769 | 3849 | 3909 | 3958 | 4005 | 4046 | 48725.5
329 | 16 | 20 | 18 | 17 | 14 | 17 | 18 | 13 | 9 | 8 | 14 | 19 | 23 | 24 | 20 | 17 | 17 | 22 | 23 | 23 | 352 | 329 | 170.3 | 363.6 | 584.3 | 835.5 | 1119 | 1430 | 1759 | 2099 | 2451 | 2806 | 3161 | 3518 | 3865 | 4120 | 4253 | 4345 | 4421 | 4490 | 4551 | 4610 | 54951.7
330 | 37 | 35 | 29 | 21 | 17 | 15 | 16 | 12 | 15 | 16 | 18 | 16 | 16 | 18 | 19 | 18 | 17 | 19 | 19 | 20 | 393 | 330 | 172.2 | 365.5 | 585.6 | 835.4 | 1115 | 1421 | 1750 | 2093 | 2448 | 2802 | 3157 | 3506 | 3849 | 4098 | 4231 | 4322 | 4399 | 4469 | 4532 | 4593 | 54743.7
331 | 29 | 25 | 24 | 21 | 20 | 19 | 21 | 21 | 21 | 19 | 19 | 17 | 16 | 17 | 19 | 17 | 16 | 16 | 19 | 20 | 396 | 331 | 171.5 | 365.3 | 586.7 | 837.1 | 1118 | 1424 | 1753 | 2094 | 2445 | 2802 | 3156 | 3505 | 3842 | 4092 | 4223 | 4314 | 4391 | 4460 | 4522 | 4582 | 54683.6
332 | 17 | 15 | 18 | 19 | 19 | 14 | 9 | 7 | 7 | 9 | 10 | 10 | 10 | 10 | 9 | 8 | 7 | 9 | 9 | 10 | 226 | 332 | 156.4 | 330.3 | 528.8 | 755.9 | 1012 | 1312 | 1629 | 1966 | 2323 | 2686 | 3047 | 3401 | 3748 | 4002 | 4136 | 4232 | 4309 | 4379 | 4443 | 4503 | 52899.4
333 | 40 | 39 | 38 | 39 | 39 | 39 | 34 | 33 | 28 | 25 | 24 | 24 | 26 | 23 | 28 | 29 | 32 | 30 | 30 | 28 | 628 | 333 | 172.2 | 366.5 | 589.4 | 841.7 | 1126 | 1436 | 1765 | 2111 | 2474 | 2846 | 3216 | 3584 | 3941 | 4218 | 4368 | 4473 | 4562 | 4646 | 4725 | 4801 | 56261.8
334 | 31 | 30 | 32 | 28 | 21 | 13 | 10 | 10 | 10 | 11 | 10 | 11 | 11 | 10 | 10 | 10 | 10 | 8 | 10 | 11 | 297 | 334 | 171.9 | 363.9 | 581.8 | 826.9 | 1106 | 1409 | 1730 | 2060 | 2401 | 2746 | 3090 | 3423 | 3751 | 3983 | 4104 | 4191 | 4264 | 4328 | 4387 | 4444 | 53361.5
335 | 25 | 21 | 18 | 20 | 17 | 20 | 16 | 22 | 19 | 17 | 11 | 10 | 8 | 7 | 7 | 8 | 8 | 9 | 10 | 11 | 284 | 335 | 153.4 | 329 | 528.6 | 753 | 1004 | 1280 | 1576 | 1890 | 2228 | 2571 | 2917 | 3258 | 3588 | 3827 | 3960 | 4054 | 4129 | 4195 | 4257 | 4319 | 50817
336 | 33 | 33 | 31 | 28 | 24 | 19 | 15 | 14 | 16 | 19 | 16 | 12 | 5 | 2 | 0 | 0 | 1 | 1 | 6 | 10 | 285 | 336 | 170.2 | 360.5 | 577.2 | 821.5 | 1095 | 1393 | 1704 | 2029 | 2364 | 2702 | 3037 | 3364 | 3682 | 3905 | 4019 | 4096 | 4161 | 4217 | 4267 | 4315 | 52279.4
337 | 39 | 40 | 39 | 34 | 27 | 23 | 18 | 16 | 14 | 12 | 12 | 12 | 16 | 15 | 13 | 12 | 13 | 14 | 12 | 10 | 391 | 337 | 159 | 352.1 | 569.6 | 815.5 | 1087 | 1386 | 1701 | 2025 | 2363 | 2701 | 3032 | 3359 | 3674 | 3897 | 4010 | 4092 | 4157 | 4213 | 4265 | 4316 | 52174.2
338 | 40 | 38 | 34 | 30 | 22 | 19 | 16 | 20 | 20 | 23 | 19 | 20 | 19 | 20 | 20 | 21 | 25 | 26 | 26 | 24 | 482 | 338 | 179 | 378.7 | 604.2 | 859.3 | 1145 | 1460 | 1788 | 2131 | 2484 | 2848 | 3205 | 3560 | 3906 | 4164 | 4306 | 4407 | 4495 | 4577 | 4652 | 4726 | 55875.2
339 | 22 | 18 | 21 | 17 | 16 | 11 | 10 | 9 | 14 | 19 | 24 | 21 | 18 | 14 | 15 | 14 | 13 | 10 | 8 | 9 | 303 | 339 | 149.4 | 320.4 | 519.3 | 747.3 | 1016 | 1315 | 1629 | 1960 | 2312 | 2669 | 3029 | 3378 | 3713 | 3961 | 4092 | 4181 | 4252 | 4317 | 4376 | 4434 | 52370.4
340 | 42 | 36 | 32 | 31 | 34 | 31 | 23 | 11 | 7 | 5 | 6 | 7 | 8 | 8 | 10 | 9 | 10 | 8 | 8 | 8 | 334 | 340 | 175.2 | 368.2 | 580.9 | 822.7 | 1095 | 1389 | 1704 | 2031 | 2370 | 2712 | 3048 | 3379 | 3697 | 3920 | 4040 | 4129 | 4205 | 4270 | 4332 | 4394 | 52662
341 | 37 | 36 | 33 | 30 | 22 | 17 | 12 | 14 | 13 | 14 | 11 | 10 | 8 | 7 | 8 | 9 | 10 | 11 | 11 | 10 | 323 | 341 | 176.8 | 368.2 | 584.7 | 828 | 1100 | 1399 | 1714 | 2041 | 2375 | 2716 | 3054 | 3380 | 3697 | 3918 | 4035 | 4120 | 4191 | 4251 | 4307 | 4362 | 52617.7
342 | 13 | 10 | 16 | 15 | 16 | 9 | 10 | 9 | 10 | 9 | 9 | 10 | 10 | 10 | 8 | 6 | 5 | 6 | 7 | 8 | 196 | 342 | 153.3 | 326.5 | 526.8 | 770.5 | 1045 | 1347 | 1671 | 2003 | 2349 | 2697 | 3040 | 3378 | 3702 | 3929 | 4047 | 4135 | 4205 | 4265 | 4322 | 4376 | 52288.1
343 | 9 | 5 | 4 | 2 | 2 | 2 | 10 | 14 | 19 | 13 | 16 | 18 | 21 | 20 | 18 | 17 | 18 | 18 | 19 | 20 | 265 | 343 | 172.9 | 349.4 | 551.1 | 777.1 | 1032 | 1311 | 1612 | 1939 | 2281 | 2626 | 2968 | 3308 | 3630 | 3862 | 3977 | 4055 | 4117 | 4170 | 4218 | 4266 | 51222.5
344 | 39 | 41 | 42 | 43 | 40 | 35 | 31 | 26 | 19 | 11 | 5 | 6 | 11 | 17 | 22 | 25 | 27 | 26 | 24 | 26 | 516 | 344 | 177.1 | 377.3 | 603.2 | 855.1 | 1139 | 1444 | 1765 | 2102 | 2447 | 2794 | 3139 | 3475 | 3802 | 4040 | 4161 | 4248 | 4321 | 4386 | 4444 | 4501 | 54220.7
345 | 35 | 35 | 33 | 31 | 29 | 31 | 30 | 32 | 32 | 33 | 29 | 25 | 23 | 25 | 26 | 24 | 19 | 15 | 14 | 15 | 536 | 345 | 169.5 | 358.5 | 574.7 | 816.1 | 1089 | 1386 | 1700 | 2028 | 2367 | 2710 | 3047 | 3381 | 3707 | 3938 | 4055 | 4137 | 4202 | 4261 | 4312 | 4361 | 52599.8
346 | 30 | 32 | 29 | 22 | 15 | 10 | 9 | 8 | 10 | 9 | 10 | 8 | 7 | 8 | 7 | 7 | 5 | 7 | 9 | 13 | 255 | 346 | 155.3 | 331 | 531.5 | 772.1 | 1049 | 1352 | 1675 | 2012 | 2366 | 2720 | 3071 | 3411 | 3744 | 3984 | 4111 | 4202 | 4275 | 4339 | 4398 | 4455 | 52953.9
347 | 40 | 42 | 43 | 43 | 40 | 38 | 36 | 34 | 27 | 21 | 19 | 16 | 14 | 11 | 13 | 12 | 8 | 2 | 1 | 7 | 467 | 347 | 171.7 | 363.3 | 580.6 | 824.3 | 1100 | 1396 | 1705 | 2028 | 2358 | 2694 | 3023 | 3345 | 3657 | 3874 | 3983 | 4061 | 4123 | 4175 | 4224 | 4270 | 51955.9
348 | 33 | 34 | 28 | 21 | 12 | 8 | 6 | 5 | 6 | 7 | 10 | 15 | 17 | 17 | 17 | 17 | 17 | 15 | 17 | 17 | 319 | 348 | 171.4 | 363.7 | 581.6 | 830.5 | 1110 | 1414 | 1733 | 2067 | 2411 | 2757 | 3102 | 3441 | 3771 | 4007 | 4132 | 4219 | 4292 | 4357 | 4417 | 4476 | 53653.2
349 | 40 | 36 | 34 | 32 | 29 | 25 | 20 | 16 | 17 | 16 | 16 | 14 | 13 | 15 | 17 | 18 | 15 | 15 | 15 | 17 | 420 | 349 | 172.8 | 366.2 | 584.9 | 833 | 1111 | 1420 | 1745 | 2082 | 2429 | 2783 | 3134 | 3480 | 3818 | 4065 | 4200 | 4298 | 4380 | 4456 | 4526 | 4596 | 54479.9
350 | 18 | 18 | 19 | 22 | 23 | 20 | 20 | 18 | 17 | 17 | 14 | 13 | 7 | 10 | 10 | 12 | 11 | 12 | 11 | 9 | 301 | 350 | 151 | 325.5 | 526 | 754.8 | 1014 | 1295 | 1597 | 1923 | 2251 | 2596 | 2942 | 3286 | 3630 | 3886 | 4024 | 4121 | 4195 | 4260 | 4320 | 4378 | 51475.3
351 | 32 | 38 | 40 | 44 | 38 | 26 | 15 | 10 | 12 | 13 | 12 | 11 | 10 | 11 | 11 | 9 | 9 | 8 | 8 | 7 | 364 | 351 | 172 | 365.7 | 585 | 831.1 | 1107 | 1408 | 1724 | 2056 | 2397 | 2744 | 3086 | 3425 | 3749 | 3977 | 4100 | 4192 | 4269 | 4336 | 4402 | 4464 | 53389.8
352 | 25 | 30 | 30 | 37 | 39 | 41 | 38 | 25 | 13 | 1 | 1 | 2 | 3 | 10 | 19 | 27 | 27 | 25 | 26 | 28 | 447 | 352 | 177 | 372.8 | 595.2 | 841.9 | 1123 | 1430 | 1758 | 2097 | 2446 | 2797 | 3148 | 3493 | 3825 | 4066 | 4196 | 4286 | 4360 | 4427 | 4487 | 4547 | 54472.9
353 | 37 | 35 | 36 | 34 | 29 | 22 | 17 | 15 | 16 | 15 | 16 | 14 | 14 | 13 | 14 | 15 | 15 | 16 | 14 | 15 | 402 | 353 | 172.5 | 365.2 | 584.2 | 829.1 | 1103 | 1405 | 1723 | 2056 | 2403 | 2753 | 3102 | 3446 | 3781 | 4024 | 4155 | 4252 | 4335 | 4410 | 4481 | 4552 | 53932
354 | 29 | 30 | 26 | 24 | 20 | 23 | 23 | 27 | 24 | 23 | 19 | 19 | 18 | 17 | 15 | 18 | 21 | 24 | 26 | 25 | 451 | 354 | 174.1 | 369.3 | 591 | 842 | 1125 | 1434 | 1759 | 2104 | 2463 | 2823 | 3186 | 3542 | 3889 | 4149 | 4287 | 4380 | 4458 | 4529 | 4593 | 4655 | 55352.4
355 | 33 | 28 | 29 | 24 | 21 | 15 | 11 | 9 | 8 | 10 | 11 | 12 | 11 | 12 | 12 | 14 | 16 | 19 | 20 | 20 | 335 | 355 | 171.6 | 362.8 | 584 | 833.2 | 1117 | 1431 | 1761 | 2103 | 2456 | 2820 | 3183 | 3541 | 3889 | 4151 | 4292 | 4387 | 4467 | 4542 | 4608 | 4672 | 55371.6
356 | 39 | 38 | 38 | 34 | 30 | 27 | 25 | 23 | 24 | 27 | 28 | 25 | 22 | 23 | 25 | 29 | 28 | 28 | 24 | 24 | 561 | 356 | 178.5 | 373.4 | 598.2 | 848 | 1130 | 1437 | 1762 | 2092 | 2435 | 2787 | 3131 | 3472 | 3802 | 4042 | 4164 | 4252 | 4328 | 4393 | 4452 | 4510 | 54187.1
357 | 32 | 30 | 28 | 29 | 19 | 12 | 9 | 15 | 21 | 17 | 20 | 20 | 24 | 22 | 22 | 19 | 17 | 17 | 21 | 22 | 416 | 357 | 171.8 | 367.1 | 586.8 | 834.5 | 1113 | 1415 | 1736 | 2070 | 2413 | 2761 | 3108 | 3446 | 3775 | 4016 | 4143 | 4228 | 4296 | 4357 | 4411 | 4464 | 53712.2
358 | 30 | 26 | 28 | 29 | 32 | 32 | 30 | 29 | 25 | 26 | 26 | 23 | 15 | 5 | 1 | 7 | 14 | 22 | 25 | 29 | 454 | 358 | 175.6 | 370.5 | 595.4 | 847.8 | 1133 | 1443 | 1772 | 2118 | 2474 | 2833 | 3188 | 3541 | 3878 | 4120 | 4242 | 4324 | 4392 | 4454 | 4510 | 4564 | 54975.3
359 | 35 | 30 | 29 | 31 | 29 | 29 | 20 | 25 | 24 | 23 | 14 | 9 | 7 | 6 | 6 | 7 | 9 | 14 | 17 | 19 | 383 | 359 | 155.9 | 344.4 | 562.5 | 811.2 | 1090 | 1399 | 1729 | 2077 | 2437 | 2803 | 3168 | 3522 | 3862 | 4114 | 4246 | 4338 | 4416 | 4488 | 4556 | 4624 | 54743
360 | 40 | 39 | 37 | 34 | 34 | 32 | 27 | 19 | 13 | 12 | 11 | 10 | 9 | 8 | 10 | 10 | 10 | 10 | 11 | 12 | 388 | 360 | 172.5 | 363.9 | 582 | 827.6 | 1105 | 1407 | 1726 | 2058 | 2404 | 2756 | 3108 | 3450 | 3783 | 4026 | 4155 | 4249 | 4329 | 4401 | 4469 | 4535 | 53907
361 | 35 | 30 | 31 | 27 | 31 | 33 | 34 | 30 | 25 | 28 | 30 | 33 | 30 | 25 | 20 | 18 | 20 | 24 | 28 | 30 | 562 | 361 | 177.2 | 373.8 | 600.4 | 851.1 | 1136 | 1449 | 1784 | 2130 | 2490 | 2859 | 3226 | 3590 | 3948 | 4220 | 4370 | 4473 | 4563 | 4648 | 4726 | 4801 | 56415.5
362 | 46 | 43 | 41 | 36 | 26 | 16 | 15 | 21 | 28 | 29 | 30 | 28 | 23 | 21 | 23 | 23 | 20 | 17 | 17 | 17 | 520 | 362 | 176.9 | 374 | 597.1 | 840.6 | 1115 | 1408 | 1719 | 2047 | 2381 | 2717 | 3053 | 3380 | 3697 | 3921 | 4033 | 4111 | 4174 | 4229 | 4279 | 4327 | 52579.6
363 | 11 | 9 | 11 | 13 | 18 | 19 | 18 | 15 | 13 | 11 | 8 | 6 | 7 | 9 | 10 | 10 | 13 | 15 | 19 | 22 | 257 | 363 | 156.7 | 333.9 | 538.6 | 770.2 | 1034 | 1335 | 1664 | 2005 | 2359 | 2721 | 3080 | 3438 | 3784 | 4039 | 4172 | 4257 | 4325 | 4386 | 4440 | 4494 | 53332.4
364 | 36 | 41 | 42 | 46 | 44 | 38 | 32 | 26 | 25 | 21 | 16 | 15 | 16 | 17 | 16 | 16 | 17 | 18 | 17 | 17 | 516 | 364 | 172.4 | 366.1 | 584.8 | 834.7 | 1119 | 1430 | 1756 | 2093 | 2442 | 2793 | 3135 | 3469 | 3802 | 4040 | 4160 | 4242 | 4315 | 4379 | 4435 | 4490 | 54058
365 | 33 | 33 | 30 | 28 | 29 | 27 | 24 | 14 | 14 | 12 | 14 | 12 | 11 | 9 | 9 | 8 | 10 | 10 | 11 | 10 | 348 | 365 | 174 | 366.2 | 584.2 | 829.3 | 1105 | 1403 | 1719 | 2052 | 2396 | 2745 | 3088 | 3430 | 3763 | 4003 | 4130 | 4223 | 4303 | 4374 | 4442 | 4510 | 53639.7
366 | 22 | 27 | 25 | 29 | 24 | 26 | 26 | 26 | 22 | 18 | 16 | 18 | 16 | 20 | 20 | 22 | 20 | 17 | 18 | 20 | 432 | 366 | 155.3 | 334.9 | 539 | 782.4 | 1055 | 1354 | 1676 | 2014 | 2360 | 2707 | 3048 | 3384 | 3708 | 3940 | 4059 | 4144 | 4213 | 4271 | 4325 | 4377 | 52446.6
367 | 30 | 33 | 25 | 27 | 27 | 31 | 29 | 23 | 18 | 18 | 19 | 21 | 19 | 18 | 20 | 18 | 20 | 19 | 19 | 20 | 454 | 367 | 169.7 | 361.6 | 579.4 | 825.2 | 1102 | 1402 | 1723 | 2050 | 2388 | 2736 | 3078 | 3413 | 3739 | 3975 | 4095 | 4176 | 4243 | 4303 | 4355 | 4406 | 53119.9
368 | 25 | 29 | 30 | 26 | 19 | 11 | 9 | 11 | 12 | 12 | 10 | 13 | 16 | 16 | 15 | 16 | 16 | 15 | 14 | 15 | 330 | 368 | 156.3 | 331.7 | 538.8 | 771.6 | 1039 | 1341 | 1667 | 2013 | 2367 | 2730 | 3089 | 3443 | 3785 | 4034 | 4168 | 4264 | 4344 | 4413 | 4478 | 4541 | 53514.4
369 | 41 | 40 | 32 | 24 | 16 | 16 | 15 | 15 | 15 | 15 | 15 | 14 | 13 | 13 | 12 | 13 | 12 | 16 | 16 | 17 | 370 | 369 | 171.7 | 363.9 | 585.8 | 835.7 | 1121 | 1430 | 1755 | 2095 | 2448 | 2807 | 3160 | 3507 | 3845 | 4092 | 4223 | 4315 | 4391 | 4461 | 4525 | 4587 | 54719.1
370 | 19 | 28 | 28 | 35 | 34 | 32 | 25 | 21 | 19 | 17 | 12 | 11 | 12 | 14 | 13 | 11 | 11 | 14 | 16 | 18 | 390 | 370 | 170.1 | 363.3 | 583.6 | 830.1 | 1108 | 1414 | 1736 | 2069 | 2417 | 2767 | 3116 | 3461 | 3800 | 4049 | 4181 | 4272 | 4348 | 4417 | 4480 | 4544 | 54126.1
371 | 41 | 40 | 39 | 36 | 34 | 30 | 25 | 22 | 26 | 24 | 19 | 12 | 13 | 13 | 14 | 15 | 18 | 20 | 21 | 20 | 482 | 371 | 171.3 | 365.4 | 586 | 836.8 | 1117 | 1425 | 1749 | 2088 | 2441 | 2799 | 3159 | 3512 | 3860 | 4129 | 4275 | 4374 | 4456 | 4532 | 4605 | 4675 | 55155.5
372 | 32 | 38 | 38 | 34 | 32 | 27 | 21 | 13 | 15 | 26 | 33 | 34 | 31 | 27 | 21 | 19 | 19 | 23 | 23 | 23 | 529 | 372 | 171 | 363.5 | 582.4 | 828.1 | 1106 | 1410 | 1731 | 2063 | 2406 | 2756 | 3107 | 3452 | 3790 | 4038 | 4168 | 4257 | 4330 | 4397 | 4456 | 4513 | 53925
373 | 27 | 25 | 25 | 20 | 17 | 15 | 16 | 18 | 19 | 22 | 25 | 28 | 27 | 21 | 14 | 12 | 12 | 15 | 16 | 17 | 391 | 373 | 170.7 | 361.2 | 579.2 | 820.7 | 1098 | 1401 | 1721 | 2056 | 2401 | 2753 | 3102 | 3446 | 3779 | 4026 | 4158 | 4254 | 4337 | 4411 | 4482 | 4551 | 53907.8
374 | 32 | 34 | 32 | 34 | 31 | 32 | 28 | 27 | 24 | 22 | 21 | 15 | 8 | 3 | 3 | 4 | 3 | 2 | 6 | 11 | 372 | 374 | 173.3 | 366.4 | 583.9 | 829.8 | 1106 | 1407 | 1723 | 2050 | 2388 | 2726 | 3064 | 3394 | 3706 | 3909 | 3994 | 4037 | 4069 | 4091 | 4116 | 4160 | 51893.4
375 | 35 | 30 | 27 | 20 | 19 | 19 | 23 | 25 | 29 | 30 | 28 | 26 | 22 | 22 | 23 | 26 | 28 | 28 | 24 | 19 | 503 | 375 | 171.9 | 364.9 | 575.8 | 810.8 | 1076 | 1367 | 1689 | 2037 | 2393 | 2756 | 3118 | 3473 | 3816 | 4070 | 4200 | 4287 | 4358 | 4422 | 4479 | 4533 | 53997.4
376 | 41 | 42 | 37 | 33 | 28 | 29 | 26 | 24 | 22 | 23 | 23 | 23 | 18 | 16 | 14 | 16 | 16 | 18 | 18 | 20 | 487 | 376 | 173.3 | 367.2 | 586.3 | 832.9 | 1110 | 1413 | 1730 | 2061 | 2403 | 2745 | 3083 | 3414 | 3734 | 3962 | 4077 | 4156 | 4221 | 4277 | 4328 | 4377 | 53050.7
377 | 37 | 33 | 35 | 32 | 31 | 24 | 24 | 21 | 20 | 21 | 18 | 20 | 14 | 19 | 21 | 25 | 24 | 23 | 20 | 18 | 480 | 377 | 170.5 | 363.2 | 580.8 | 827.3 | 1106 | 1409 | 1728 | 2067 | 2415 | 2768 | 3116 | 3458 | 3793 | 4033 | 4157 | 4246 | 4320 | 4386 | 4446 | 4504 | 53893.8
378 | 44 | 40 | 32 | 25 | 23 | 23 | 17 | 10 | 11 | 12 | 11 | 7 | 7 | 6 | 7 | 5 | 4 | 5 | 4 | 5 | 298 | 378 | 167.3 | 355.3 | 567.4 | 804.3 | 1077 | 1368 | 1675 | 1990 | 2316 | 2641 | 2960 | 3266 | 3559 | 3755 | 3848 | 3918 | 3976 | 4024 | 4068 | 4105 | 50440.3
379 | 23 | 27 | 24 | 20 | 12 | 10 | 9 | 8 | 7 | 8 | 8 | 9 | 7 | 7 | 6 | 5 | 6 | 5 | 5 | 3 | 209 | 379 | 155.2 | 336.7 | 541.9 | 783.9 | 1054 | 1355 | 1675 | 2011 | 2355 | 2702 | 3045 | 3380 | 3701 | 3928 | 4046 | 4131 | 4199 | 4258 | 4311 | 4366 | 52334.7
380 | 22 | 22 | 25 | 28 | 31 | 33 | 31 | 25 | 17 | 13 | 12 | 12 | 11 | 12 | 11 | 12 | 11 | 10 | 9 | 9 | 356 | 380 | 170 | 355.9 | 571.1 | 818 | 1096 | 1397 | 1716 | 2051 | 2399 | 2752 | 3104 | 3450 | 3787 | 4035 | 4170 | 4267 | 4349 | 4425 | 4493 | 4561 | 53967
381 | 33 | 33 | 31 | 30 | 22 | 16 | 10 | 8 | 10 | 8 | 11 | 11 | 11 | 10 | 10 | 8 | 8 | 6 | 7 | 8 | 291 | 381 | 171.6 | 361.5 | 578.9 | 825.2 | 1102 | 1405 | 1728 | 2061 | 2403 | 2753 | 3100 | 3443 | 3774 | 4009 | 4134 | 4227 | 4306 | 4377 | 4442 | 4507 | 53708.2
382 | 22 | 22 | 20 | 13 | 10 | 7 | 10 | 9 | 11 | 11 | 10 | 10 | 11 | 11 | 11 | 8 | 7 | 7 | 9 | 10 | 229 | 382 | 173.5 | 365.4 | 568.6 | 796.5 | 1052 | 1333 | 1648 | 1985 | 2336 | 2693 | 3047 | 3391 | 3731 | 3973 | 4103 | 4197 | 4275 | 4344 | 4408 | 4472 | 52892
383 | 22 | 29 | 30 | 31 | 28 | 23 | 17 | 11 | 8 | 9 | 11 | 12 | 13 | 11 | 10 | 9 | 10 | 10 | 11 | 10 | 315 | 383 | 156.7 | 330.9 | 549.5 | 795.9 | 1071 | 1376 | 1688 | 2027 | 2383 | 2742 | 3102 | 3452 | 3796 | 4048 | 4184 | 4281 | 4361 | 4433 | 4499 | 4565 | 53841
384 | 29 | 31 | 34 | 35 | 37 | 30 | 28 | 24 | 22 | 19 | 14 | 13 | 13 | 13 | 12 | 11 | 9 | 7 | 4 | 3 | 388 | 384 | 173.8 | 368.3 | 589.9 | 838.1 | 1119 | 1422 | 1744 | 2076 | 2418 | 2771 | 3118 | 3460 | 3795 | 4040 | 4172 | 4266 | 4344 | 4413 | 4475 | 4533 | 54136.1
385 | 20 | 27 | 18 | 15 | 10 | 13 | 15 | 13 | 13 | 11 | 14 | 14 | 16 | 13 | 13 | 12 | 12 | 12 | 11 | 15 | 287 | 385 | 150.2 | 325.9 | 525.1 | 751.5 | 1020 | 1317 | 1632 | 1959 | 2303 | 2653 | 3003 | 3340 | 3672 | 3911 | 4036 | 4121 | 4189 | 4250 | 4304 | 4358 | 51820.7
386 | 19 | 22 | 17 | 14 | 8 | 8 | 9 | 9 | 10 | 10 | 11 | 12 | 11 | 15 | 19 | 22 | 19 | 15 | 17 | 15 | 282 | 386 | 151.8 | 326.4 | 533 | 778.3 | 1052 | 1354 | 1670 | 2004 | 2350 | 2697 | 3035 | 3370 | 3692 | 3926 | 4047 | 4131 | 4198 | 4256 | 4308 | 4359 | 52238.5
387 | 19 | 22 | 20 | 17 | 10 | 8 | 8 | 9 | 9 | 7 | 6 | 5 | 6 | 7 | 9 | 12 | 15 | 13 | 10 | 7 | 219 | 387 | 150 | 324.1 | 522.9 | 758.9 | 1031 | 1330 | 1649 | 1984 | 2330 | 2684 | 3033 | 3372 | 3702 | 3942 | 4066 | 4151 | 4222 | 4286 | 4343 | 4399 | 52279.9
388 | 21 | 20 | 23 | 25 | 25 | 20 | 16 | 13 | 14 | 10 | 10 | 7 | 9 | 8 | 10 | 10 | 12 | 11 | 10 | 9 | 283 | 388 | 169.3 | 343 | 541.9 | 770.9 | 1026 | 1312 | 1626 | 1951 | 2291 | 2633 | 2970 | 3302 | 3617 | 3836 | 3945 | 4024 | 4087 | 4139 | 4186 | 4232 | 51002.1
389 | 29 | 29 | 31 | 29 | 22 | 14 | 12 | 14 | 15 | 11 | 8 | 6 | 8 | 10 | 11 | 11 | 11 | 11 | 10 | 10 | 302 | 389 | 153.8 | 330.6 | 539.5 | 782.5 | 1056 | 1356 | 1678 | 2018 | 2370 | 2726 | 3077 | 3420 | 3754 | 3993 | 4117 | 4206 | 4278 | 4341 | 4399 | 4455 | 53050.4
390 | 48 | 45 | 42 | 37 | 37 | 34 | 29 | 20 | 14 | 11 | 10 | 10 | 8 | 12 | 12 | 14 | 10 | 9 | 9 | 9 | 420 | 390 | 176 | 371.6 | 590.4 | 835.1 | 1106 | 1403 | 1721 | 2051 | 2390 | 2734 | 3074 | 3409 | 3733 | 3966 | 4093 | 4187 | 4268 | 4339 | 4406 | 4472 | 53325.1
391 | 36 | 36 | 33 | 26 | 23 | 18 | 21 | 15 | 15 | 12 | 12 | 12 | 11 | 12 | 13 | 14 | 14 | 12 | 10 | 9 | 354 | 391 | 171.4 | 364.3 | 582.7 | 825.7 | 1086 | 1370 | 1673 | 2009 | 2363 | 2720 | 3072 | 3419 | 3759 | 4010 | 4149 | 4248 | 4328 | 4401 | 4466 | 4531 | 53548.1
392 | 26 | 35 | 31 | 32 | 27 | 25 | 21 | 17 | 15 | 19 | 19 | 21 | 21 | 21 | 20 | 16 | 18 | 17 | 20 | 18 | 439 | 392 | 175.3 | 369.8 | 593.2 | 846.7 | 1133 | 1443 | 1772 | 2112 | 2463 | 2820 | 3172 | 3517 | 3851 | 4090 | 4214 | 4303 | 4378 | 4443 | 4503 | 4562 | 54761
393 | 39 | 32 | 33 | 32 | 34 | 28 | 24 | 24 | 28 | 29 | 25 | 23 | 21 | 23 | 20 | 21 | 18 | 16 | 18 | 18 | 506 | 393 | 172.7 | 366.1 | 586.1 | 833.1 | 1110 | 1411 | 1728 | 2058 | 2400 | 2741 | 3081 | 3414 | 3734 | 3963 | 4078 | 4156 | 4222 | 4278 | 4329 | 4378 | 53039
394 | 39 | 41 | 41 | 36 | 27 | 18 | 15 | 18 | 19 | 19 | 17 | 14 | 13 | 10 | 10 | 9 | 14 | 16 | 16 | 13 | 405 | 394 | 172.6 | 366.4 | 584.3 | 832 | 1115 | 1425 | 1751 | 2090 | 2442 | 2797 | 3149 | 3495 | 3831 | 4074 | 4204 | 4299 | 4382 | 4458 | 4528 | 4597 | 54592.3
395 | 19 | 18 | 22 | 18 | 19 | 9 | 12 | 9 | 15 | 16 | 16 | 13 | 10 | 9 | 11 | 11 | 16 | 19 | 22 | 21 | 305 | 395 | 167.5 | 343.5 | 546.4 | 794.8 | 1076 | 1383 | 1707 | 2048 | 2402 | 2760 | 3117 | 3473 | 3814 | 4067 | 4202 | 4293 | 4368 | 4435 | 4495 | 4556 | 54048.2
396 | 33 | 37 | 37 | 38 | 33 | 27 | 23 | 22 | 24 | 26 | 26 | 26 | 23 | 24 | 24 | 25 | 24 | 25 | 25 | 26 | 548 | 396 | 172 | 365.3 | 585.6 | 833.9 | 1111 | 1417 | 1737 | 2069 | 2417 | 2767 | 3112 | 3453 | 3783 | 4025 | 4149 | 4231 | 4299 | 4361 | 4417 | 4470 | 53774.8
397 | 34 | 30 | 23 | 14 | 12 | 13 | 16 | 17 | 20 | 21 | 16 | 11 | 11 | 16 | 16 | 14 | 10 | 14 | 13 | 12 | 333 | 397 | 160.7 | 353 | 572.5 | 817.2 | 1095 | 1397 | 1717 | 2047 | 2393 | 2741 | 3081 | 3411 | 3734 | 3965 | 4086 | 4167 | 4233 | 4291 | 4344 | 4395 | 53000.4
398 | 25 | 24 | 25 | 21 | 18 | 14 | 16 | 15 | 12 | 10 | 13 | 14 | 14 | 10 | 12 | 14 | 15 | 16 | 15 | 18 | 321 | 398 | 176.7 | 369.3 | 589.1 | 833.1 | 1107 | 1392 | 1703 | 2028 | 2355 | 2685 | 3024 | 3363 | 3689 | 3919 | 4034 | 4117 | 4183 | 4240 | 4290 | 4338 | 52435.2
399 | 30 | 31 | 30 | 32 | 34 | 33 | 31 | 28 | 29 | 28 | 25 | 21 | 22 | 22 | 23 | 21 | 24 | 22 | 22 | 21 | 529 | 399 | 177.1 | 373.7 | 594.8 | 846.7 | 1127 | 1434 | 1755 | 2092 | 2440 | 2792 | 3141 | 3481 | 3814 | 4051 | 4173 | 4255 | 4323 | 4384 | 4437 | 4488 | 54179.3
400 | 45 | 41 | 39 | 35 | 36 | 35 | 37 | 28 | 22 | 14 | 15 | 15 | 14 | 12 | 12 | 14 | 14 | 12 | 13 | 14 | 467 | 400 | 171.5 | 363.4 | 580.9 | 826.7 | 1101 | 1403 | 1721 | 2054 | 2402 | 2753 | 3106 | 3450 | 3786 | 4034 | 4166 | 4265 | 4348 | 4424 | 4496 | 4568 | 54019.5
401 | 37 | 36 | 29 | 24 | 21 | 19 | 15 | 11 | 13 | 15 | 15 | 15 | 12 | 12 | 12 | 15 | 15 | 15 | 14 | 13 | 358 | 401 | 172.4 | 367.4 | 587.3 | 837.8 | 1115 | 1424 | 1753 | 2097 | 2457 | 2822 | 3187 | 3543 | 3887 | 4147 | 4287 | 4389 | 4478 | 4561 | 4638 | 4713 | 55462.9
402 | 38 | 37 | 40 | 41 | 42 | 34 | 24 | 13 | 10 | 10 | 11 | 15 | 17 | 17 | 14 | 14 | 15 | 16 | 16 | 16 | 440 | 402 | 178.5 | 371.6 | 591.7 | 836.8 | 1114 | 1416 | 1740 | 2071 | 2414 | 2765 | 3110 | 3452 | 3781 | 4021 | 4148 | 4239 | 4316 | 4387 | 4451 | 4515 | 53918.6
403 | 26 | 21 | 20 | 18 | 20 | 23 | 28 | 28 | 29 | 28 | 27 | 21 | 14 | 11 | 14 | 16 | 17 | 13 | 12 | 10 | 396 | 403 | 169.8 | 359.6 | 567 | 792.6 | 1051 | 1332 | 1652 | 1985 | 2332 | 2681 | 3027 | 3370 | 3702 | 3952 | 4085 | 4179 | 4253 | 4320 | 4382 | 4443 | 52635
404 | 13 | 14 | 13 | 14 | 13 | 15 | 15 | 16 | 17 | 17 | 19 | 16 | 19 | 16 | 15 | 12 | 14 | 14 | 18 | 19 | 309 | 404 | 150.4 | 324.3 | 523.6 | 751 | 1022 | 1319 | 1633 | 1960 | 2306 | 2654 | 2999 | 3336 | 3667 | 3909 | 4029 | 4108 | 4171 | 4227 | 4278 | 4328 | 51695.3
405 | 33 | 32 | 29 | 23 | 15 | 10 | 11 | 11 | 10 | 9 | 9 | 9 | 7 | 7 | 6 | 8 | 5 | 7 | 7 | 9 | 257 | 405 | 172.1 | 363.2 | 578.6 | 821.4 | 1092 | 1387 | 1697 | 2023 | 2358 | 2697 | 3032 | 3356 | 3665 | 3877 | 3979 | 4053 | 4115 | 4167 | 4217 | 4264 | 51914.3
406 | 24 | 30 | 25 | 26 | 22 | 27 | 26 | 26 | 21 | 16 | 12 | 10 | 8 | 9 | 9 | 10 | 9 | 9 | 7 | 6 | 332 | 406 | 170.8 | 362 | 576.8 | 821.2 | 1092 | 1390 | 1712 | 2044 | 2384 | 2734 | 3081 | 3423 | 3755 | 3994 | 4123 | 4217 | 4294 | 4363 | 4427 | 4491 | 53454.8
407 | 45 | 35 | 35 | 29 | 36 | 33 | 31 | 21 | 15 | 13 | 11 | 11 | 12 | 12 | 14 | 16 | 17 | 15 | 14 | 17 | 432 | 407 | 173 | 366.3 | 587.8 | 835.4 | 1115 | 1419 | 1744 | 2083 | 2434 | 2793 | 3146 | 3496 | 3834 | 4083 | 4219 | 4317 | 4400 | 4476 | 4547 | 4619 | 54687.5
408 | 47 | 43 | 41 | 39 | 35 | 27 | 17 | 13 | 14 | 15 | 15 | 15 | 18 | 20 | 22 | 26 | 30 | 34 | 33 | 28 | 532 | 408 | 174.8 | 369.2 | 589.2 | 837 | 1118 | 1430 | 1762 | 2110 | 2474 | 2846 | 3214 | 3578 | 3935 | 4212 | 4366 | 4475 | 4569 | 4658 | 4744 | 4825 | 56286.2
409 | 28 | 32 | 29 | 32 | 34 | 38 | 37 | 36 | 36 | 34 | 30 | 28 | 27 | 27 | 26 | 25 | 22 | 19 | 19 | 21 | 580 | 409 | 179.6 | 376.7 | 596.2 | 844.6 | 1122 | 1423 | 1744 | 2080 | 2427 | 2776 | 3120 | 3461 | 3793 | 4030 | 4153 | 4241 | 4314 | 4372 | 4423 | 4478 | 53954.1
410 | 27 | 29 | 22 | 19 | 14 | 19 | 18 | 21 | 24 | 27 | 24 | 22 | 23 | 25 | 25 | 25 | 23 | 19 | 18 | 20 | 444 | 410 | 156.1 | 335.7 | 540.9 | 789.1 | 1069 | 1379 | 1711 | 2057 | 2420 | 2793 | 3159 | 3522 | 3875 | 4134 | 4271 | 4367 | 4443 | 4509 | 4569 | 4627 | 54726.8
411 | 36 | 35 | 33 | 32 | 34 | 32 | 27 | 16 | 12 | 12 | 12 | 11 | 7 | 7 | 8 | 9 | 10 | 9 | 9 | 9 | 360 | 411 | 172.3 | 366.5 | 586.5 | 830.6 | 1108 | 1408 | 1725 | 2057 | 2400 | 2750 | 3094 | 3427 | 3750 | 3981 | 4104 | 4196 | 4273 | 4342 | 4407 | 4471 | 53448.9
412 | 20 | 24 | 23 | 22 | 18 | 20 | 19 | 18 | 18 | 16 | 14 | 8 | 13 | 15 | 17 | 16 | 15 | 12 | 9 | 7 | 324 | 412 | 167.2 | 360.4 | 576 | 819.5 | 1092 | 1392 | 1706 | 2031 | 2363 | 2699 | 3027 | 3352 | 3666 | 3879 | 3984 | 4060 | 4122 | 4174 | 4222 | 4267 | 51959.1
413 | 24 | 28 | 26 | 25 | 23 | 23 | 16 | 8 | 2 | 3 | 3 | 9 | 15 | 23 | 21 | 25 | 26 | 30 | 29 | 31 | 390 | 413 | 163.4 | 357.2 | 579.4 | 830 | 1115 | 1427 | 1758 | 2101 | 2458 | 2822 | 3184 | 3539 | 3890 | 4155 | 4300 | 4394 | 4469 | 4538 | 4601 | 4657 | 55338
414 | 29 | 28 | 27 | 23 | 26 | 23 | 25 | 18 | 24 | 24 | 28 | 26 | 24 | 20 | 18 | 16 | 19 | 19 | 23 | 25 | 465 | 414 | 168.5 | 358.9 | 575.5 | 818.3 | 1092 | 1388 | 1701 | 2030 | 2370 | 2711 | 3050 | 3383 | 3708 | 3945 | 4066 | 4146 | 4213 | 4274 | 4328 | 4381 | 52707.2
415 | 25 | 27 | 27 | 24 | 19 | 14 | 12 | 11 | 12 | 12 | 8 | 4 | 3 | 6 | 8 | 8 | 7 | 6 | 6 | 5 | 244 | 415 | 153.6 | 327.9 | 535.4 | 778.6 | 1052 | 1353 | 1673 | 2006 | 2353 | 2705 | 3052 | 3385 | 3705 | 3937 | 4057 | 4145 | 4216 | 4277 | 4333 | 4388 | 52432.5
416 | 33 | 36 | 36 | 40 | 38 | 32 | 22 | 16 | 16 | 17 | 19 | 17 | 14 | 11 | 11 | 12 | 14 | 16 | 19 | 22 | 441 | 416 | 174 | 365.8 | 583.9 | 830 | 1111 | 1419 | 1748 | 2090 | 2441 | 2796 | 3151 | 3501 | 3843 | 4094 | 4232 | 4333 | 4423 | 4506 | 4584 | 4661 | 54886.7
417 | 37 | 36 | 39 | 38 | 35 | 29 | 27 | 24 | 20 | 18 | 18 | 20 | 18 | 15 | 11 | 12 | 13 | 16 | 21 | 24 | 471 | 417 | 182.4 | 384.3 | 611.4 | 868.1 | 1154 | 1473 | 1810 | 2159 | 2522 | 2890 | 3259 | 3622 | 3974 | 4236 | 4382 | 4491 | 4588 | 4677 | 4761 | 4842 | 56886.2
418 | 9 | 13 | 17 | 16 | 13 | 8 | 7 | 7 | 7 | 7 | 7 | 5 | 3 | 2 | 3 | 5 | 5 | 4 | 4 | 4 | 146 | 418 | 155.2 | 327.8 | 525 | 755.6 | 1025 | 1313 | 1622 | 1943 | 2277 | 2611 | 2941 | 3263 | 3569 | 3775 | 3881 | 3962 | 4027 | 4080 | 4131 | 4178 | 50361.6
419 | 34 | 34 | 33 | 33 | 31 | 28 | 22 | 21 | 20 | 21 | 17 | 17 | 13 | 12 | 12 | 11 | 12 | 8 | 13 | 16 | 408 | 419 | 179.4 | 372.2 | 590.8 | 839.5 | 1122 | 1426 | 1745 | 2076 | 2420 | 2763 | 3099 | 3432 | 3752 | 3974 | 4085 | 4166 | 4230 | 4285 | 4340 | 4395 | 53291.9
420 | 32 | 33 | 32 | 25 | 19 | 13 | 12 | 11 | 10 | 10 | 8 | 8 | 7 | 7 | 7 | 7 | 8 | 6 | 11 | 14 | 280 | 420 | 170.2 | 359.5 | 574.3 | 815.9 | 1088 | 1389 | 1702 | 2026 | 2360 | 2699 | 3031 | 3357 | 3674 | 3897 | 4013 | 4098 | 4168 | 4228 | 4286 | 4343 | 52278.9
421 | 33 | 25 | 27 | 21 | 28 | 28 | 32 | 26 | 20 | 13 | 10 | 9 | 11 | 10 | 12 | 12 | 12 | 10 | 8 | 10 | 357 | 421 | 173.7 | 363.7 | 580.5 | 823.7 | 1099 | 1402 | 1717 | 2044 | 2387 | 2733 | 3080 | 3418 | 3749 | 3988 | 4114 | 4207 | 4285 | 4354 | 4419 | 4484 | 53421.6
422 | 26 | 24 | 27 | 22 | 18 | 13 | 14 | 15 | 15 | 14 | 13 | 10 | 8 | 8 | 8 | 8 | 7 | 4 | 1 | 0 | 255 | 422 | 171.4 | 362.4 | 578.4 | 820.4 | 1096 | 1397 | 1718 | 2043 | 2383 | 2728 | 3066 | 3399 | 3721 | 3952 | 4073 | 4164 | 4244 | 4305 | 4362 | 4417 | 53000.6
423 | 24 | 27 | 28 | 29 | 25 | 20 | 14 | 11 | 9 | 8 | 7 | 8 | 7 | 8 | 7 | 9 | 8 | 9 | 9 | 9 | 276 | 423 | 154.2 | 330.6 | 533.2 | 766.9 | 1026 | 1321 | 1643 | 1987 | 2339 | 2698 | 3054 | 3405 | 3743 | 3989 | 4119 | 4215 | 4293 | 4362 | 4426 | 4490 | 52894.9
424 | 37 | 36 | 28 | 22 | 14 | 17 | 16 | 19 | 17 | 17 | 15 | 14 | 14 | 15 | 14 | 12 | 10 | 11 | 8 | 6 | 342 | 424 | 170.8 | 363.8 | 583.4 | 831.2 | 1107 | 1409 | 1735 | 2070 | 2416 | 2768 | 3117 | 3462 | 3796 | 4036 | 4162 | 4251 | 4326 | 4393 | 4453 | 4511 | 53961.2
425 | 20 | 24 | 23 | 27 | 32 | 34 | 33 | 28 | 29 | 28 | 27 | 24 | 26 | 30 | 33 | 31 | 28 | 24 | 24 | 24 | 549 | 425 | 167.3 | 346.1 | 551 | 776.7 | 1043 | 1341 | 1657 | 1989 | 2335 | 2683 | 3027 | 3362 | 3686 | 3919 | 4038 | 4121 | 4187 | 4244 | 4294 | 4343 | 52110.1
426 | 30 | 33 | 28 | 22 | 15 | 13 | 11 | 9 | 10 | 11 | 12 | 10 | 9 | 10 | 11 | 10 | 11 | 13 | 15 | 17 | 300 | 426 | 151.6 | 328.4 | 536.9 | 785.3 | 1069 | 1380 | 1716 | 2068 | 2434 | 2810 | 3182 | 3547 | 3905 | 4178 | 4327 | 4425 | 4506 | 4580 | 4649 | 4713 | 55291.2
427 | 21 | 25 | 29 | 33 | 33 | 30 | 22 | 18 | 12 | 11 | 13 | 15 | 16 | 13 | 13 | 13 | 13 | 14 | 16 | 21 | 381 | 427 | 174.3 | 368.6 | 591.2 | 843.2 | 1126 | 1439 | 1774 | 2118 | 2471 | 2832 | 3193 | 3548 | 3893 | 4152 | 4288 | 4380 | 4457 | 4527 | 4589 | 4650 | 55414.3
428 | 15 | 17 | 19 | 23 | 27 | 23 | 20 | 18 | 23 | 26 | 22 | 22 | 21 | 22 | 22 | 19 | 21 | 19 | 19 | 18 | 416 | 428 | 166.5 | 339.1 | 539 | 767.7 | 1027 | 1312 | 1618 | 1938 | 2279 | 2639 | 2998 | 3352 | 3698 | 3957 | 4096 | 4188 | 4260 | 4323 | 4378 | 4431 | 52306.3
429 | 37 | 38 | 34 | 28 | 22 | 21 | 22 | 22 | 21 | 19 | 17 | 15 | 14 | 12 | 16 | 18 | 17 | 13 | 9 | 11 | 406 | 429 | 170.4 | 361.8 | 576.7 | 818.7 | 1087 | 1382 | 1691 | 2008 | 2336 | 2661 | 2985 | 3300 | 3603 | 3808 | 3908 | 3981 | 4042 | 4091 | 4138 | 4179 | 51127.6
430 | 27 | 31 | 33 | 34 | 34 | 32 | 33 | 33 | 32 | 28 | 26 | 24 | 24 | 21 | 22 | 19 | 19 | 20 | 19 | 23 | 534 | 430 | 177.5 | 373.9 | 595.5 | 846.9 | 1130 | 1437 | 1762 | 2103 | 2452 | 2806 | 3155 | 3495 | 3827 | 4069 | 4195 | 4283 | 4359 | 4427 | 4488 | 4547 | 54528.8
431 | 17 | 13 | 16 | 20 | 27 | 25 | 19 | 11 | 10 | 10 | 9 | 9 | 9 | 9 | 7 | 6 | 6 | 6 | 6 | 6 | 241 | 431 | 171.3 | 351.3 | 553.2 | 790.1 | 1069 | 1366 | 1680 | 2018 | 2369 | 2726 | 3079 | 3424 | 3760 | 4003 | 4132 | 4226 | 4304 | 4373 | 4437 | 4501 | 53332.9
432 | 37 | 36 | 39 | 41 | 44 | 41 | 34 | 26 | 25 | 26 | 27 | 27 | 27 | 29 | 29 | 29 | 28 | 25 | 20 | 17 | 607 | 432 | 174 | 367.5 | 588 | 839 | 1119 | 1425 | 1756 | 2094 | 2444 | 2800 | 3148 | 3494 | 3836 | 4089 | 4220 | 4310 | 4382 | 4449 | 4505 | 4557 | 54596.5
433 | 34 | 32 | 27 | 18 | 16 | 16 | 20 | 18 | 19 | 16 | 13 | 14 | 13 | 15 | 11 | 19 | 19 | 23 | 19 | 19 | 381 | 433 | 169.1 | 361.2 | 577.8 | 819.3 | 1094 | 1395 | 1716 | 2052 | 2398 | 2748 | 3091 | 3428 | 3759 | 4003 | 4131 | 4220 | 4294 | 4361 | 4421 | 4480 | 53518.4
434 | 36 | 42 | 42 | 43 | 37 | 30 | 22 | 20 | 18 | 18 | 15 | 14 | 14 | 14 | 14 | 13 | 13 | 15 | 13 | 11 | 444 | 434 | 161.9 | 355.5 | 572.9 | 821 | 1103 | 1410 | 1734 | 2074 | 2418 | 2768 | 3112 | 3447 | 3768 | 3993 | 4109 | 4193 | 4257 | 4316 | 4372 | 4421 | 53406.3
435 | 11 | 12 | 9 | 7 | 3 | 4 | 9 | 13 | 15 | 14 | 15 | 17 | 14 | 12 | 6 | 3 | 1 | 1 | 1 | 1 | 168 | 435 | 171.7 | 364 | 571.9 | 812.3 | 1087 | 1388 | 1702 | 2028 | 2361 | 2699 | 3035 | 3361 | 3679 | 3903 | 4015 | 4093 | 4156 | 4210 | 4259 | 4305 | 52200.9
436 | 26 | 26 | 25 | 28 | 33 | 34 | 27 | 22 | 20 | 21 | 17 | 13 | 11 | 11 | 13 | 14 | 14 | 14 | 15 | 20 | 404 | 436 | 156.4 | 331.8 | 533.9 | 766.4 | 1042 | 1343 | 1662 | 1991 | 2339 | 2690 | 3039 | 3388 | 3723 | 3965 | 4095 | 4189 | 4264 | 4330 | 4391 | 4453 | 52692.5
437 | 8 | 11 | 13 | 15 | 17 | 18 | 18 | 17 | 15 | 12 | 11 | 9 | 8 | 4 | 5 | 5 | 5 | 4 | 5 | 9 | 209 | 437 | 152.1 | 326.8 | 542.8 | 787.5 | 1062 | 1365 | 1690 | 2028 | 2381 | 2734 | 3083 | 3424 | 3755 | 3990 | 4108 | 4188 | 4253 | 4311 | 4361 | 4412 | 52954.2
438 | 41 | 35 | 32 | 32 | 31 | 34 | 28 | 29 | 23 | 22 | 18 | 18 | 15 | 16 | 15 | 19 | 19 | 22 | 23 | 26 | 498 | 438 | 176.4 | 369.8 | 589.8 | 840.7 | 1123 | 1433 | 1762 | 2104 | 2465 | 2832 | 3196 | 3559 | 3914 | 4185 | 4331 | 4434 | 4520 | 4601 | 4676 | 4751 | 55862.7
439 | 33 | 37 | 36 | 32 | 25 | 20 | 18 | 19 | 21 | 25 | 24 | 20 | 19 | 18 | 21 | 19 | 22 | 18 | 13 | 5 | 445 | 439 | 170.5 | 361.2 | 577.6 | 822.6 | 1097 | 1397 | 1713 | 2042 | 2382 | 2730 | 3071 | 3407 | 3732 | 3967 | 4089 | 4169 | 4237 | 4298 | 4350 | 4401 | 53013.9
440 | 35 | 38 | 40 | 41 | 42 | 38 | 38 | 35 | 30 | 24 | 17 | 17 | 16 | 17 | 19 | 18 | 18 | 18 | 20 | 22 | 543 | 440 | 173.7 | 368.6 | 593.7 | 845.7 | 1132 | 1447 | 1781 | 2130 | 2495 | 2871 | 3246 | 3620 | 3986 | 4269 | 4425 | 4530 | 4620 | 4704 | 4785 | 4859 | 56881.7
441 | 37 | 38 | 40 | 43 | 44 | 39 | 34 | 30 | 20 | 11 | 4 | 12 | 19 | 21 | 20 | 21 | 23 | 24 | 22 | 21 | 523 | 441 | 172.6 | 365.2 | 586 | 834.4 | 1119 | 1425 | 1746 | 2085 | 2431 | 2782 | 3121 | 3461 | 3791 | 4030 | 4150 | 4231 | 4300 | 4360 | 4414 | 4466 | 53870.2
442 | 22 | 14 | 19 | 13 | 13 | 6 | 7 | 7 | 5 | 7 | 7 | 7 | 4 | 4 | 5 | 7 | 8 | 6 | 6 | 4 | 171 | 442 | 169.7 | 342.9 | 539.2 | 771.1 | 1044 | 1338 | 1650 | 1980 | 2319 | 2657 | 2995 | 3323 | 3637 | 3860 | 3975 | 4053 | 4116 | 4171 | 4219 | 4267 | 51426.9
443 | 29 | 22 | 20 | 18 | 19 | 23 | 22 | 22 | 19 | 15 | 14 | 15 | 19 | 20 | 18 | 15 | 16 | 14 | 11 | 8 | 359 | 443 | 154 | 337 | 554.7 | 796.9 | 1071 | 1369 | 1688 | 2023 | 2367 | 2713 | 3050 | 3385 | 3712 | 3943 | 4063 | 4148 | 4218 | 4278 | 4333 | 4382 | 52585.6
444 | 33 | 28 | 23 | 19 | 21 | 23 | 21 | 17 | 20 | 23 | 26 | 22 | 16 | 10 | 9 | 11 | 14 | 15 | 17 | 17 | 385 | 444 | 171.5 | 360.7 | 577.4 | 822.6 | 1101 | 1405 | 1723 | 2055 | 2400 | 2749 | 3092 | 3431 | 3761 | 3993 | 4113 | 4200 | 4273 | 4338 | 4397 | 4454 | 53417.2
445 | 31 | 28 | 28 | 26 | 27 | 26 | 27 | 26 | 28 | 26 | 23 | 20 | 21 | 22 | 21 | 16 | 11 | 10 | 12 | 15 | 444 | 445 | 169.9 | 358.9 | 572.4 | 814 | 1084 | 1377 | 1688 | 2009 | 2341 | 2675 | 3005 | 3330 | 3642 | 3864 | 3975 | 4051 | 4116 | 4171 | 4220 | 4267 | 51730.2
446 | 25 | 33 | 27 | 24 | 17 | 16 | 12 | 9 | 11 | 12 | 15 | 10 | 13 | 13 | 17 | 13 | 11 | 7 | 7 | 6 | 298 | 446 | 151.8 | 333.2 | 546.5 | 785.8 | 1054 | 1347 | 1652 | 1971 | 2301 | 2633 | 2958 | 3281 | 3590 | 3805 | 3913 | 3993 | 4057 | 4108 | 4155 | 4199 | 50834.3
447 | 22 | 18 | 18 | 17 | 21 | 25 | 30 | 29 | 29 | 25 | 22 | 23 | 24 | 27 | 25 | 21 | 18 | 18 | 20 | 23 | 455 | 447 | 154.2 | 335.6 | 558 | 806.4 | 1083 | 1387 | 1711 | 2054 | 2411 | 2771 | 3121 | 3468 | 3807 | 4058 | 4189 | 4279 | 4351 | 4416 | 4475 | 4533 | 53968.2
448 | 42 | 41 | 40 | 36 | 27 | 19 | 15 | 14 | 16 | 15 | 17 | 14 | 12 | 13 | 15 | 19 | 20 | 17 | 12 | 9 | 413 | 448 | 171.3 | 360 | 576.6 | 822.9 | 1096 | 1400 | 1719 | 2048 | 2389 | 2739 | 3085 | 3425 | 3755 | 3999 | 4131 | 4227 | 4311 | 4386 | 4454 | 4521 | 53615.8
449 | 18 | 20 | 20 | 18 | 14 | 11 | 12 | 12 | 11 | 10 | 10 | 11 | 10 | 11 | 9 | 8 | 8 | 9 | 10 | 8 | 240 | 449 | 151.8 | 324.3 | 526.9 | 759.3 | 1033 | 1334 | 1658 | 1995 | 2345 | 2702 | 3056 | 3403 | 3742 | 3988 | 4118 | 4213 | 4293 | 4367 | 4435 | 4502 | 52946.3
450 | 30 | 33 | 34 | 33 | 33 | 28 | 27 | 25 | 27 | 29 | 26 | 25 | 24 | 26 | 26 | 24 | 22 | 19 | 15 | 12 | 518 | 450 | 171.1 | 363.3 | 582.1 | 828 | 1105 | 1409 | 1729 | 2062 | 2411 | 2759 | 3107 | 3446 | 3781 | 4028 | 4153 | 4236 | 4305 | 4369 | 4425 | 4479 | 53748.5
451 | 46 | 47 | 46 | 43 | 43 | 42 | 40 | 34 | 28 | 29 | 26 | 25 | 21 | 22 | 22 | 24 | 22 | 23 | 23 | 24 | 630 | 451 | 183.6 | 389.7 | 621.3 | 879.4 | 1164 | 1478 | 1809 | 2151 | 2502 | 2863 | 3216 | 3555 | 3883 | 4124 | 4251 | 4342 | 4419 | 4487 | 4548 | 4608 | 55474
452 | 26 | 21 | 18 | 15 | 16 | 16 | 17 | 17 | 21 | 23 | 24 | 21 | 20 | 19 | 18 | 19 | 19 | 20 | 17 | 20 | 387 | 452 | 171.9 | 363.4 | 580.2 | 811.4 | 1072 | 1360 | 1678 | 2014 | 2366 | 2724 | 3077 | 3426 | 3761 | 4001 | 4126 | 4209 | 4278 | 4337 | 4389 | 4439 | 53183.9
453 | 42 | 40 | 39 | 34 | 28 | 22 | 23 | 23 | 20 | 16 | 17 | 16 | 14 | 13 | 16 | 17 | 19 | 14 | 11 | 8 | 432 | 453 | 174.2 | 369.8 | 589.3 | 843.2 | 1127 | 1439 | 1770 | 2115 | 2471 | 2831 | 3191 | 3545 | 3884 | 4142 | 4283 | 4382 | 4468 | 4549 | 4621 | 4692 | 55486.5
454 | 22 | 18 | 19 | 14 | 13 | 9 | 8 | 7 | 7 | 7 | 8 | 9 | 10 | 12 | 11 | 11 | 10 | 13 | 12 | 8 | 228 | 454 | 150.3 | 322.7 | 522.9 | 757.9 | 1033 | 1333 | 1653 | 1983 | 2328 | 2681 | 3030 | 3369 | 3702 | 3944 | 4065 | 4145 | 4210 | 4269 | 4320 | 4370 | 52188.8
455 | 25 | 29 | 28 | 24 | 19 | 16 | 17 | 16 | 16 | 16 | 18 | 19 | 21 | 21 | 19 | 20 | 18 | 20 | 19 | 22 | 403 | 455 | 154.6 | 330.6 | 548.8 | 796.4 | 1079 | 1393 | 1725 | 2072 | 2431 | 2799 | 3162 | 3518 | 3865 | 4130 | 4272 | 4371 | 4455 | 4532 | 4602 | 4672 | 54908.4
456 | 32 | 35 | 35 | 33 | 29 | 26 | 24 | 20 | 17 | 17 | 19 | 18 | 15 | 14 | 16 | 18 | 15 | 11 | 6 | 6 | 406 | 456 | 170.8 | 361.2 | 576.1 | 819.4 | 1094 | 1393 | 1704 | 2028 | 2360 | 2696 | 3031 | 3363 | 3686 | 3914 | 4031 | 4114 | 4183 | 4240 | 4289 | 4337 | 52390.5
457 | 44 | 45 | 44 | 37 | 28 | 24 | 24 | 27 | 27 | 27 | 27 | 24 | 22 | 18 | 17 | 15 | 17 | 18 | 22 | 21 | 528 | 457 | 172.2 | 365 | 584.1 | 828.3 | 1102 | 1401 | 1715 | 2039 | 2372 | 2710 | 3047 | 3376 | 3699 | 3927 | 4044 | 4126 | 4194 | 4253 | 4307 | 4361 | 52622.6
458 | 36 | 35 | 30 | 24 | 14 | 10 | 11 | 18 | 22 | 18 | 15 | 11 | 16 | 16 | 19 | 18 | 15 | 11 | 8 | 7 | 354 | 458 | 170.3 | 359.2 | 576.2 | 818 | 1094 | 1390 | 1702 | 2026 | 2363 | 2700 | 3031 | 3353 | 3672 | 3897 | 4014 | 4097 | 4164 | 4220 | 4269 | 4317 | 52232.7
459 | 43 | 41 | 38 | 31 | 25 | 22 | 22 | 25 | 26 | 23 | 17 | 11 | 12 | 13 | 20 | 22 | 24 | 23 | 22 | 22 | 482 | 459 | 171.5 | 363.9 | 582.7 | 832.2 | 1115 | 1420 | 1745 | 2082 | 2436 | 2793 | 3145 | 3491 | 3824 | 4069 | 4198 | 4287 | 4360 | 4426 | 4484 | 4540 | 54365.3
460 | 31 | 39 | 39 | 43 | 42 | 41 | 36 | 30 | 29 | 31 | 32 | 30 | 25 | 19 | 13 | 12 | 14 | 17 | 17 | 18 | 558 | 460 | 151.9 | 335.8 | 552.5 | 798.8 | 1072 | 1374 | 1693 | 2024 | 2371 | 2719 | 3063 | 3403 | 3738 | 3978 | 4106 | 4196 | 4268 | 4332 | 4392 | 4453 | 53021
461 | 38 | 41 | 40 | 41 | 41 | 41 | 40 | 37 | 31 | 24 | 17 | 16 | 16 | 20 | 21 | 21 | 22 | 25 | 28 | 25 | 585 | 461 | 175.5 | 373.1 | 597 | 850.6 | 1135 | 1449 | 1784 | 2134 | 2495 | 2863 | 3228 | 3590 | 3939 | 4197 | 4335 | 4429 | 4509 | 4582 | 4647 | 4711 | 56023.2
462 | 36 | 38 | 38 | 39 | 36 | 35 | 29 | 27 | 22 | 25 | 22 | 20 | 19 | 18 | 19 | 16 | 23 | 26 | 29 | 28 | 545 | 462 | 177.2 | 376.4 | 595.6 | 846.7 | 1127 | 1436 | 1760 | 2102 | 2456 | 2822 | 3185 | 3542 | 3887 | 4146 | 4286 | 4380 | 4460 | 4533 | 4599 | 4663 | 55379.9
463 | 33 | 36 | 33 | 30 | 22 | 16 | 12 | 13 | 15 | 15 | 16 | 15 | 14 | 9 | 5 | 4 | 4 | 4 | 3 | 5 | 304 | 463 | 172.1 | 364.2 | 581.7 | 825.2 | 1084 | 1381 | 1702 | 2040 | 2388 | 2742 | 3093 | 3445 | 3784 | 4033 | 4168 | 4258 | 4334 | 4401 | 4462 | 4521 | 53779.2
464 | 37 | 37 | 36 | 33 | 35 | 33 | 33 | 30 | 28 | 28 | 26 | 25 | 18 | 13 | 9 | 8 | 7 | 7 | 8 | 10 | 461 | 464 | 170.4 | 361.2 | 578.3 | 822.7 | 1097 | 1396 | 1709 | 2038 | 2376 | 2719 | 3058 | 3391 | 3715 | 3947 | 4068 | 4153 | 4222 | 4283 | 4339 | 4394 | 52837.6
465 | 30 | 31 | 25 | 23 | 23 | 26 | 23 | 17 | 18 | 20 | 17 | 10 | 4 | 3 | 2 | 3 | 5 | 10 | 14 | 16 | 320 | 465 | 177.3 | 371.7 | 590.9 | 837 | 1115 | 1423 | 1743 | 2078 | 2421 | 2771 | 3110 | 3440 | 3756 | 3975 | 4085 | 4162 | 4226 | 4280 | 4331 | 4383 | 53275.9
466 | 46 | 41 | 42 | 40 | 35 | 28 | 21 | 24 | 29 | 31 | 30 | 26 | 28 | 27 | 26 | 25 | 27 | 29 | 29 | 27 | 611 | 466 | 178.1 | 376.8 | 599.1 | 856 | 1147 | 1467 | 1802 | 2153 | 2518 | 2890 | 3260 | 3623 | 3979 | 4246 | 4389 | 4486 | 4570 | 4648 | 4719 | 4787 | 56694
467 | 46 | 45 | 42 | 37 | 29 | 23 | 23 | 28 | 31 | 32 | 29 | 27 | 25 | 22 | 25 | 25 | 26 | 24 | 21 | 22 | 582 | 467 | 172.5 | 365.6 | 585.2 | 834.8 | 1114 | 1416 | 1733 | 2067 | 2416 | 2768 | 3113 | 3454 | 3786 | 4030 | 4160 | 4248 | 4322 | 4389 | 4448 | 4507 | 53929.1
468 | 41 | 43 | 39 | 31 | 22 | 18 | 17 | 15 | 16 | 18 | 20 | 18 | 16 | 16 | 15 | 15 | 13 | 15 | 17 | 19 | 424 | 468 | 174 | 369.1 | 591.9 | 844.9 | 1132 | 1446 | 1779 | 2125 | 2481 | 2844 | 3204 | 3561 | 3911 | 4172 | 4312 | 4410 | 4494 | 4572 | 4644 | 4715 | 55781.9
469 | 20 | 24 | 24 | 25 | 28 | 28 | 30 | 27 | 29 | 28 | 22 | 18 | 14 | 15 | 14 | 12 | 10 | 9 | 10 | 11 | 398 | 469 | 151.3 | 325 | 526 | 751.6 | 1010 | 1294 | 1606 | 1934 | 2275 | 2623 | 2967 | 3314 | 3652 | 3895 | 4022 | 4111 | 4182 | 4244 | 4301 | 4358 | 51541.9
470 | 44 | 40 | 40 | 36 | 35 | 32 | 30 | 25 | 21 | 17 | 19 | 20 | 23 | 22 | 23 | 21 | 24 | 23 | 20 | 21 | 536 | 470 | 173.9 | 365.2 | 582.1 | 825.9 | 1101 | 1402 | 1722 | 2051 | 2394 | 2733 | 3072 | 3404 | 3724 | 3948 | 4065 | 4150 | 4222 | 4285 | 4342 | 4398 | 52960.1
471 | 25 | 23 | 26 | 28 | 34 | 36 | 35 | 33 | 29 | 28 | 25 | 25 | 27 | 29 | 31 | 33 | 33 | 32 | 30 | 30 | 592 | 471 | 157.8 | 347.4 | 567.2 | 815.4 | 1098 | 1407 | 1740 | 2085 | 2440 | 2799 | 3158 | 3512 | 3860 | 4118 | 4258 | 4350 | 4426 | 4493 | 4556 | 4616 | 54803.8
472 | 37 | 35 | 35 | 35 | 34 | 31 | 25 | 14 | 8 | 8 | 13 | 15 | 15 | 12 | 11 | 14 | 13 | 15 | 10 | 15 | 395 | 472 | 171.9 | 364.7 | 582.1 | 823.6 | 1096 | 1392 | 1707 | 2028 | 2361 | 2689 | 3017 | 3343 | 3657 | 3873 | 3979 | 4056 | 4119 | 4172 | 4221 | 4268 | 51920.3
473 | 20 | 18 | 18 | 16 | 16 | 16 | 14 | 9 | 6 | 4 | 6 | 7 | 7 | 8 | 7 | 7 | 6 | 5 | 4 | 5 | 199 | 473 | 169.6 | 347.9 | 547.1 | 770.5 | 1021 | 1297 | 1587 | 1887 | 2216 | 2552 | 2891 | 3222 | 3543 | 3769 | 3885 | 3971 | 4038 | 4094 | 4148 | 4204 | 50160.1
474 | 35 | 37 | 38 | 40 | 40 | 36 | 30 | 23 | 18 | 16 | 14 | 15 | 12 | 15 | 13 | 13 | 11 | 9 | 6 | 3 | 424 | 474 | 170.7 | 363.9 | 582.6 | 830.1 | 1108 | 1411 | 1732 | 2067 | 2416 | 2772 | 3127 | 3481 | 3824 | 4077 | 4214 | 4312 | 4396 | 4471 | 4539 | 4606 | 54500.3
475 | 18 | 15 | 19 | 17 | 18 | 17 | 18 | 19 | 19 | 14 | 14 | 13 | 19 | 18 | 18 | 18 | 18 | 19 | 20 | 20 | 351 | 475 | 151.2 | 325.7 | 526.3 | 756.4 | 1016 | 1301 | 1602 | 1919 | 2256 | 2591 | 2916 | 3252 | 3583 | 3819 | 3944 | 4032 | 4099 | 4156 | 4206 | 4255 | 50706.6
476 | 27 | 25 | 27 | 26 | 26 | 24 | 23 | 25 | 25 | 23 | 21 | 17 | 19 | 19 | 18 | 18 | 19 | 18 | 19 | 22 | 441 | 476 | 173.5 | 359 | 576.8 | 827 | 1111 | 1422 | 1750 | 2097 | 2454 | 2812 | 3173 | 3524 | 3870 | 4123 | 4258 | 4348 | 4422 | 4489 | 4549 | 4609 | 54947.3
477 | 36 | 36 | 39 | 42 | 43 | 41 | 38 | 39 | 38 | 34 | 33 | 32 | 32 | 29 | 25 | 25 | 26 | 26 | 25 | 28 | 667 | 477 | 178.9 | 377.9 | 605.5 | 862.2 | 1151 | 1467 | 1800 | 2148 | 2508 | 2874 | 3235 | 3592 | 3941 | 4197 | 4335 | 4427 | 4509 | 4583 | 4649 | 4714 | 56154.5
478 | 26 | 28 | 31 | 31 | 30 | 28 | 29 | 29 | 28 | 21 | 18 | 14 | 14 | 12 | 11 | 11 | 11 | 11 | 11 | 12 | 406 | 478 | 150.4 | 326.6 | 529.8 | 767.7 | 1043 | 1345 | 1660 | 1989 | 2333 | 2688 | 3040 | 3384 | 3721 | 3965 | 4097 | 4191 | 4267 | 4335 | 4397 | 4460 | 52689.5
479 | 45 | 43 | 40 | 35 | 28 | 26 | 24 | 19 | 13 | 9 | 9 | 10 | 8 | 8 | 7 | 7 | 7 | 6 | 7 | 8 | 359 | 479 | 170.4 | 358.1 | 572.5 | 810.7 | 1081 | 1372 | 1679 | 1996 | 2328 | 2664 | 2995 | 3325 | 3644 | 3867 | 3985 | 4071 | 4144 | 4208 | 4270 | 4331 | 51871.7
480 | 37 | 35 | 34 | 31 | 25 | 19 | 12 | 11 | 11 | 12 | 12 | 10 | 11 | 12 | 12 | 10 | 7 | 7 | 7 | 7 | 322 | 480 | 174.4 | 366.3 | 583.6 | 829.4 | 1108 | 1414 | 1737 | 2072 | 2416 | 2769 | 3117 | 3459 | 3793 | 4030 | 4155 | 4250 | 4331 | 4402 | 4469 | 4536 | 54011.7
481 | 42 | 33 | 35 | 30 | 34 | 30 | 28 | 25 | 23 | 20 | 18 | 17 | 20 | 21 | 23 | 26 | 29 | 28 | 27 | 28 | 537 | 481 | 177.3 | 371.8 | 590.6 | 839.5 | 1117 | 1423 | 1750 | 2091 | 2442 | 2801 | 3159 | 3509 | 3850 | 4102 | 4237 | 4330 | 4409 | 4482 | 4547 | 4611 | 54839.2
482 | 23 | 23 | 21 | 20 | 18 | 15 | 13 | 14 | 14 | 16 | 13 | 17 | 16 | 20 | 17 | 14 | 16 | 17 | 21 | 21 | 349 | 482 | 155.4 | 341.4 | 560.4 | 807.6 | 1086 | 1391 | 1721 | 2065 | 2421 | 2779 | 3136 | 3489 | 3829 | 4080 | 4214 | 4306 | 4382 | 4451 | 4512 | 4572 | 54298.8
483 | 44 | 36 | 30 | 26 | 25 | 29 | 27 | 23 | 19 | 18 | 18 | 19 | 20 | 24 | 27 | 27 | 28 | 27 | 27 | 25 | 519 | 483 | 178.3 | 372.8 | 596.5 | 849.9 | 1135 | 1447 | 1772 | 2113 | 2467 | 2821 | 3175 | 3523 | 3858 | 4104 | 4233 | 4324 | 4401 | 4471 | 4534 | 4596 | 54971.5
484 | 41 | 40 | 34 | 28 | 26 | 24 | 20 | 15 | 15 | 16 | 14 | 12 | 10 | 10 | 10 | 11 | 11 | 9 | 8 | 8 | 362 | 484 | 178 | 374 | 590.3 | 832.1 | 1102 | 1397 | 1708 | 2032 | 2364 | 2701 | 3036 | 3358 | 3671 | 3892 | 4005 | 4093 | 4170 | 4235 | 4298 | 4356 | 52392.4
485 | 38 | 33 | 33 | 25 | 21 | 13 | 12 | 10 | 12 | 13 | 14 | 12 | 12 | 10 | 11 | 11 | 11 | 12 | 12 | 15 | 330 | 485 | 174.9 | 367.8 | 588.4 | 835.3 | 1112 | 1420 | 1748 | 2087 | 2440 | 2796 | 3153 | 3504 | 3842 | 4087 | 4216 | 4308 | 4385 | 4454 | 4516 | 4576 | 54610.4
486 | 38 | 39 | 40 | 43 | 43 | 39 | 33 | 28 | 28 | 30 | 30 | 28 | 25 | 23 | 20 | 17 | 13 | 13 | 13 | 14 | 557 | 486 | 173.1 | 365.3 | 584 | 829.3 | 1108 | 1410 | 1731 | 2064 | 2408 | 2752 | 3091 | 3426 | 3748 | 3984 | 4107 | 4195 | 4266 | 4328 | 4384 | 4440 | 53393.7
487 | 46 | 41 | 37 | 34 | 34 | 37 | 37 | 35 | 28 | 22 | 18 | 19 | 20 | 22 | 25 | 23 | 19 | 16 | 16 | 15 | 544 | 487 | 176.6 | 368 | 586 | 833.1 | 1112 | 1415 | 1734 | 2069 | 2412 | 2759 | 3107 | 3445 | 3772 | 4007 | 4129 | 4215 | 4287 | 4350 | 4408 | 4464 | 53648.7
488 | 33 | 26 | 28 | 22 | 21 | 10 | 6 | 0 | 0 | 0 | 0 | 1 | 3 | 9 | 12 | 14 | 12 | 14 | 11 | 11 | 233 | 488 | 169.6 | 360.3 | 575.1 | 814.6 | 1085 | 1369 | 1652 | 1947 | 2247 | 2550 | 2848 | 3139 | 3415 | 3604 | 3706 | 3777 | 3830 | 3874 | 3915 | 3954 | 48831.6
489 | 12 | 16 | 15 | 18 | 17 | 15 | 12 | 9 | 10 | 10 | 10 | 10 | 9 | 9 | 8 | 9 | 9 | 10 | 9 | 9 | 226 | 489 | 153.4 | 327.1 | 525.8 | 749.3 | 999.8 | 1284 | 1595 | 1922 | 2262 | 2607 | 2952 | 3295 | 3624 | 3863 | 3989 | 4082 | 4158 | 4226 | 4288 | 4351 | 51253.4
490 | 32 | 33 | 32 | 36 | 38 | 33 | 22 | 14 | 14 | 16 | 14 | 11 | 9 | 9 | 10 | 11 | 12 | 13 | 12 | 12 | 383 | 490 | 175.7 | 369.5 | 589.7 | 839.1 | 1121 | 1434 | 1765 | 2111 | 2476 | 2840 | 3205 | 3563 | 3911 | 4170 | 4311 | 4412 | 4499 | 4580 | 4653 | 4725 | 55750
491 | 40 | 37 | 34 | 31 | 24 | 18 | 11 | 12 | 12 | 12 | 12 | 12 | 14 | 18 | 22 | 21 | 17 | 14 | 11 | 10 | 382 | 491 | 172.3 | 364.8 | 586.2 | 840.1 | 1121 | 1440 | 1777 | 2128 | 2495 | 2867 | 3240 | 3608 | 3973 | 4253 | 4409 | 4517 | 4609 | 4695 | 4776 | 4848 | 56719.4
492 | 30 | 35 | 36 | 40 | 43 | 44 | 42 | 36 | 37 | 38 | 39 | 32 | 23 | 15 | 15 | 17 | 20 | 23 | 28 | 31 | 624 | 492 | 172.8 | 369.4 | 592.3 | 842.3 | 1129 | 1447 | 1784 | 2136 | 2499 | 2867 | 3236 | 3604 | 3965 | 4230 | 4370 | 4469 | 4555 | 4636 | 4709 | 4782 | 56394.8
493 | 35 | 28 | 33 | 33 | 33 | 24 | 16 | 13 | 12 | 13 | 17 | 19 | 21 | 19 | 18 | 16 | 15 | 19 | 24 | 27 | 435 | 493 | 174.2 | 366.9 | 588.5 | 840.4 | 1126 | 1437 | 1769 | 2118 | 2475 | 2839 | 3202 | 3564 | 3916 | 4181 | 4324 | 4428 | 4515 | 4598 | 4673 | 4748 | 55883
494 | 33 | 37 | 35 | 30 | 22 | 16 | 14 | 12 | 15 | 16 | 17 | 16 | 16 | 16 | 16 | 17 | 20 | 19 | 18 | 18 | 403 | 494 | 173.1 | 368 | 589.6 | 840.9 | 1128 | 1442 | 1774 | 2117 | 2476 | 2839 | 3200 | 3560 | 3910 | 4170 | 4311 | 4412 | 4498 | 4578 | 4650 | 4720 | 55756.6
495 | 24 | 34 | 29 | 26 | 16 | 15 | 15 | 15 | 14 | 14 | 13 | 12 | 12 | 14 | 15 | 16 | 16 | 17 | 19 | 18 | 354 | 495 | 175 | 368.4 | 589.8 | 838.7 | 1124 | 1438 | 1768 | 2111 | 2467 | 2832 | 3194 | 3552 | 3899 | 4161 | 4304 | 4406 | 4494 | 4575 | 4650 | 4724 | 55670.9
496 | 47 | 45 | 45 | 44 | 44 | 41 | 37 | 32 | 30 | 32 | 33 | 33 | 29 | 25 | 24 | 26 | 29 | 29 | 29 | 31 | 685 | 496 | 180 | 377.7 | 604.7 | 859.2 | 1146 | 1455 | 1784 | 2125 | 2479 | 2835 | 3191 | 3544 | 3885 | 4141 | 4279 | 4371 | 4450 | 4523 | 4587 | 4650 | 55466.6
497 | 41 | 40 | 39 | 38 | 39 | 39 | 38 | 36 | 33 | 34 | 33 | 32 | 27 | 24 | 23 | 21 | 20 | 19 | 22 | 24 | 622 | 497 | 172.7 | 365.9 | 587.4 | 838.3 | 1118 | 1425 | 1749 | 2088 | 2443 | 2801 | 3153 | 3505 | 3844 | 4091 | 4216 | 4299 | 4368 | 4429 | 4483 | 4539 | 54515.3
498 | 21 | 20 | 24 | 28 | 31 | 28 | 24 | 22 | 20 | 23 | 22 | 22 | 23 | 22 | 24 | 20 | 23 | 22 | 24 | 24 | 467 | 498 | 151.4 | 326.3 | 527 | 764.5 | 1040 | 1340 | 1661 | 1996 | 2343 | 2699 | 3049 | 3393 | 3726 | 3969 | 4093 | 4175 | 4241 | 4300 | 4352 | 4403 | 52549.2
499 | 41 | 41 | 42 | 42 | 40 | 36 | 31 | 28 | 23 | 20 | 15 | 10 | 5 | 7 | 11 | 17 | 22 | 20 | 21 | 20 | 492 | 499 | 172.4 | 365.2 | 583.2 | 827.9 | 1107 | 1409 | 1729 | 2061 | 2406 | 2756 | 3101 | 3444 | 3773 | 4008 | 4130 | 4211 | 4279 | 4340 | 4394 | 4447 | 53543.7
500 | 40 | 25 | 19 | 9 | 13 | 16 | 19 | 15 | 13 | 9 | 7 | 3 | 0 | 3 | 8 | 14 | 17 | 18 | 16 | 18 | 282 | 500 | 171.8 | 361.3 | 578.8 | 824.5 | 1098 | 1400 | 1723 | 2055 | 2401 | 2748 | 3090 | 3423 | 3744 | 3977 | 4094 | 4178 | 4248 | 4309 | 4363 | 4417 | 53204.4
501 | 30 | 22 | 19 | 15 | 13 | 14 | 10 | 12 | 12 | 16 | 16 | 14 | 9 | 8 | 8 | 10 | 12 | 14 | 15 | 17 | 286 | 501 | 169.6 | 355.5 | 565.8 | 813.6 | 1092 | 1400 | 1724 | 2063 | 2419 | 2775 | 3132 | 3478 | 3819 | 4066 | 4199 | 4289 | 4364 | 4433 | 4493 | 4553 | 54203.5
502 | 20 | 26 | 26 | 29 | 29 | 31 | 32 | 32 | 31 | 29 | 27 | 25 | 27 | 27 | 26 | 23 | 20 | 19 | 21 | 24 | 524 | 502 | 170.2 | 362.2 | 581.9 | 827.9 | 1106 | 1410 | 1730 | 2066 | 2414 | 2764 | 3112 | 3456 | 3792 | 4037 | 4164 | 4254 | 4328 | 4394 | 4453 | 4511 | 53933.2
503 | 32 | 32 | 28 | 26 | 24 | 25 | 21 | 21 | 20 | 25 | 23 | 20 | 16 | 17 | 20 | 20 | 18 | 16 | 11 | 7 | 422 | 503 | 160.3 | 352.6 | 573.4 | 818.5 | 1092 | 1395 | 1717 | 2054 | 2396 | 2746 | 3095 | 3436 | 3760 | 4004 | 4135 | 4223 | 4294 | 4358 | 4412 | 4462 | 53483.8
504 | 33 | 32 | 24 | 17 | 15 | 20 | 23 | 23 | 25 | 27 | 24 | 22 | 18 | 17 | 12 | 7 | 4 | 4 | 3 | 3 | 353 | 504 | 158 | 348.7 | 551.5 | 774.4 | 1028 | 1310 | 1610 | 1927 | 2267 | 2610 | 2953 | 3292 | 3622 | 3856 | 3979 | 4069 | 4137 | 4196 | 4248 | 4299 | 51235.6
505 | 42 | 36 | 31 | 21 | 14 | 11 | 12 | 15 | 20 | 21 | 23 | 19 | 18 | 16 | 16 | 18 | 18 | 21 | 23 | 23 | 418 | 505 | 171.2 | 362.1 | 580.7 | 826.2 | 1103 | 1405 | 1723 | 2054 | 2399 | 2747 | 3095 | 3435 | 3764 | 4001 | 4125 | 4212 | 4284 | 4349 | 4407 | 4464 | 53507.2
506 | 40 | 35 | 30 | 25 | 24 | 24 | 18 | 12 | 12 | 18 | 21 | 18 | 17 | 19 | 18 | 17 | 12 | 13 | 10 | 8 | 391 | 506 | 177.5 | 371.6 | 595.2 | 846.4 | 1130 | 1437 | 1762 | 2090 | 2427 | 2771 | 3113 | 3445 | 3767 | 3997 | 4116 | 4201 | 4273 | 4335 | 4393 | 4444 | 53691.7
507 | 45 | 38 | 31 | 22 | 20 | 20 | 20 | 22 | 26 | 27 | 24 | 23 | 22 | 21 | 19 | 22 | 23 | 25 | 24 | 23 | 497 | 507 | 177.4 | 374.4 | 597.6 | 849.8 | 1133 | 1439 | 1763 | 2099 | 2445 | 2792 | 3135 | 3477 | 3806 | 4042 | 4165 | 4252 | 4327 | 4393 | 4453 | 4513 | 54233.2
508 | 33 | 29 | 27 | 28 | 33 | 35 | 30 | 22 | 14 | 11 | 9 | 9 | 8 | 8 | 9 | 9 | 10 | 9 | 8 | 6 | 347 | 508 | 171.6 | 364 | 578.2 | 824.7 | 1097 | 1395 | 1709 | 2033 | 2362 | 2696 | 3037 | 3369 | 3692 | 3916 | 4031 | 4117 | 4187 | 4248 | 4306 | 4363 | 52496.5
509 | 30 | 32 | 33 | 30 | 31 | 27 | 29 | 23 | 23 | 20 | 18 | 15 | 11 | 10 | 7 | 9 | 9 | 11 | 10 | 9 | 387 | 509 | 174.1 | 368.7 | 590.2 | 837.7 | 1116 | 1417 | 1735 | 2065 | 2401 | 2744 | 3079 | 3409 | 3733 | 3966 | 4084 | 4169 | 4238 | 4298 | 4354 | 4409 | 53187.7
510 | 33 | 33 | 31 | 28 | 28 | 31 | 32 | 29 | 21 | 13 | 8 | 7 | 9 | 11 | 12 | 11 | 9 | 9 | 8 | 9 | 372 | 510 | 170 | 358.6 | 575.1 | 815.3 | 1088 | 1385 | 1698 | 2023 | 2361 | 2700 | 3041 | 3375 | 3699 | 3931 | 4053 | 4143 | 4215 | 4279 | 4339 | 4399 | 52648
511 | 39 | 32 | 28 | 21 | 25 | 29 | 31 | 27 | 20 | 15 | 15 | 19 | 24 | 24 | 26 | 26 | 26 | 27 | 27 | 26 | 507 | 511 | 159.7 | 353 | 565.9 | 801 | 1083 | 1393 | 1727 | 2079 | 2444 | 2806 | 3173 | 3533 | 3891 | 4162 | 4304 | 4400 | 4476 | 4545 | 4607 | 4664 | 55166.6
512 | 24 | 21 | 24 | 25 | 30 | 34 | 34 | 33 | 30 | 28 | 21 | 14 | 10 | 11 | 18 | 24 | 28 | 25 | 21 | 22 | 477 | 512 | 156.5 | 342 | 562.2 | 812.9 | 1093 | 1400 | 1730 | 2077 | 2432 | 2788 | 3142 | 3487 | 3817 | 4059 | 4188 | 4279 | 4352 | 4415 | 4473 | 4531 | 54136.6
513 | 20 | 21 | 20 | 18 | 17 | 15 | 13 | 10 | 11 | 12 | 14 | 13 | 13 | 13 | 14 | 13 | 13 | 12 | 14 | 12 | 288 | 513 | 157.3 | 333.3 | 535.1 | 769.9 | 1045 | 1345 | 1663 | 1997 | 2342 | 2691 | 3040 | 3377 | 3705 | 3935 | 4050 | 4131 | 4196 | 4251 | 4301 | 4348 | 52212.6
514 | 15 | 19 | 22 | 22 | 21 | 14 | 13 | 8 | 12 | 11 | 11 | 10 | 10 | 9 | 6 | 6 | 8 | 11 | 12 | 15 | 255 | 514 | 148.7 | 321.9 | 521.9 | 747.6 | 1018 | 1313 | 1627 | 1957 | 2299 | 2651 | 2999 | 3339 | 3672 | 3910 | 4035 | 4120 | 4188 | 4248 | 4302 | 4356 | 51774.1
515 | 33 | 32 | 26 | 20 | 20 | 23 | 29 | 27 | 28 | 28 | 28 | 27 | 24 | 23 | 24 | 25 | 24 | 23 | 23 | 23 | 510 | 515 | 172.3 | 364.8 | 575.5 | 804.1 | 1064 | 1365 | 1684 | 2023 | 2376 | 2732 | 3088 | 3437 | 3774 | 4023 | 4152 | 4237 | 4306 | 4368 | 4421 | 4473 | 53439.7
516 | 35 | 31 | 29 | 31 | 24 | 16 | 2 | 7 | 15 | 22 | 21 | 19 | 16 | 15 | 14 | 13 | 14 | 19 | 23 | 20 | 386 | 516 | 171.8 | 367 | 587.2 | 835.3 | 1113 | 1417 | 1737 | 2074 | 2422 | 2775 | 3130 | 3477 | 3817 | 4060 | 4185 | 4269 | 4340 | 4403 | 4460 | 4515 | 54155.3
517 | 19 | 24 | 26 | 26 | 23 | 22 | 25 | 27 | 27 | 22 | 23 | 22 | 23 | 21 | 23 | 24 | 25 | 25 | 25 | 28 | 480 | 517 | 151 | 325.2 | 527.2 | 756.7 | 1017 | 1306 | 1625 | 1965 | 2314 | 2673 | 3031 | 3384 | 3729 | 3988 | 4123 | 4210 | 4280 | 4342 | 4397 | 4450 | 52594.1
518 | 41 | 39 | 40 | 40 | 36 | 33 | 31 | 30 | 19 | 8 | 1 | 1 | 1 | 0 | 6 | 14 | 22 | 22 | 22 | 23 | 429 | 518 | 173.6 | 366.8 | 587.9 | 836 | 1115 | 1422 | 1742 | 2080 | 2434 | 2790 | 3134 | 3466 | 3770 | 3978 | 4080 | 4163 | 4229 | 4289 | 4341 | 4392 | 53389.3
519 | 37 | 34 | 32 | 25 | 20 | 15 | 14 | 12 | 12 | 14 | 17 | 18 | 18 | 20 | 22 | 23 | 21 | 19 | 15 | 14 | 402 | 519 | 177 | 372.2 | 594.6 | 843.4 | 1131 | 1446 | 1776 | 2124 | 2485 | 2854 | 3219 | 3584 | 3937 | 4204 | 4352 | 4460 | 4552 | 4640 | 4720 | 4799 | 56270.2
520 | 36 | 33 | 33 | 24 | 18 | 12 | 12 | 12 | 11 | 13 | 13 | 15 | 14 | 14 | 13 | 10 | 7 | 5 | 6 | 8 | 309 | 520 | 172 | 364.5 | 584.5 | 833.5 | 1121 | 1429 | 1759 | 2099 | 2456 | 2816 | 3174 | 3525 | 3867 | 4121 | 4254 | 4348 | 4427 | 4498 | 4562 | 4625 | 55035.5
521 | 42 | 39 | 38 | 31 | 24 | 17 | 15 | 14 | 13 | 15 | 13 | 17 | 16 | 19 | 19 | 20 | 21 | 21 | 23 | 21 | 438 | 521 | 173 | 367.1 | 586.7 | 832.8 | 1111 | 1414 | 1730 | 2060 | 2397 | 2741 | 3082 | 3418 | 3746 | 3980 | 4103 | 4188 | 4258 | 4320 | 4374 | 4429 | 53310.6
522 | 22 | 29 | 28 | 35 | 37 | 39 | 35 | 26 | 18 | 11 | 10 | 12 | 17 | 23 | 28 | 30 | 29 | 28 | 28 | 31 | 516 | 522 | 156.6 | 340.3 | 560.8 | 811.3 | 1094 | 1400 | 1729 | 2070 | 2426 | 2781 | 3134 | 3482 | 3818 | 4067 | 4200 | 4291 | 4361 | 4425 | 4482 | 4538 | 54167
523 | 27 | 24 | 24 | 21 | 19 | 21 | 23 | 25 | 21 | 17 | 17 | 16 | 18 | 14 | 10 | 6 | 6 | 8 | 8 | 6 | 331 | 523 | 168.3 | 354.9 | 568.2 | 807.4 | 1074 | 1367 | 1669 | 1982 | 2307 | 2634 | 2958 | 3275 | 3580 | 3789 | 3892 | 3966 | 4028 | 4079 | 4126 | 4170 | 50794.8
524 | 40 | 36 | 34 | 33 | 31 | 28 | 24 | 22 | 23 | 25 | 26 | 26 | 23 | 25 | 26 | 30 | 29 | 30 | 30 | 30 | 571 | 524 | 171.5 | 364.1 | 585.4 | 837.1 | 1128 | 1449 | 1790 | 2144 | 2515 | 2896 | 3279 | 3660 | 4033 | 4328 | 4497 | 4609 | 4707 | 4796 | 4885 | 4962 | 57636.1
525 | 22 | 23 | 23 | 20 | 18 | 17 | 19 | 18 | 15 | 12 | 9 | 12 | 15 | 20 | 21 | 24 | 23 | 23 | 19 | 19 | 372 | 525 | 162.3 | 338.7 | 551.7 | 797.8 | 1080 | 1390 | 1722 | 2069 | 2428 | 2788 | 3147 | 3503 | 3851 | 4110 | 4254 | 4354 | 4440 | 4517 | 4588 | 4658 | 54749.5
526 | 23 | 28 | 27 | 27 | 23 | 22 | 21 | 18 | 15 | 12 | 10 | 9 | 5 | 3 | 1 | 1 | 1 | 0 | 3 | 10 | 259 | 526 | 168.9 | 357.6 | 572.3 | 814.8 | 1086 | 1385 | 1699 | 2024 | 2364 | 2701 | 3035 | 3363 | 3683 | 3903 | 4010 | 4086 | 4149 | 4201 | 4250 | 4302 | 52154.6
527 | 38 | 33 | 31 | 28 | 27 | 25 | 21 | 18 | 19 | 22 | 23 | 21 | 20 | 22 | 23 | 22 | 19 | 22 | 25 | 29 | 488 | 527 | 176.8 | 370.5 | 593.7 | 843.6 | 1128 | 1438 | 1767 | 2105 | 2459 | 2821 | 3172 | 3522 | 3861 | 4107 | 4236 | 4327 | 4404 | 4473 | 4535 | 4596 | 54935.6
528 | 36 | 36 | 37 | 37 | 37 | 30 | 28 | 24 | 25 | 21 | 21 | 18 | 15 | 16 | 15 | 16 | 11 | 17 | 18 | 23 | 481 | 528 | 177.4 | 372.7 | 596.5 | 844.3 | 1122 | 1422 | 1729 | 2051 | 2379 | 2713 | 3038 | 3358 | 3668 | 3883 | 3989 | 4064 | 4127 | 4179 | 4232 | 4282 | 52226.9
529 | 29 | 30 | 27 | 24 | 23 | 25 | 27 | 28 | 25 | 25 | 22 | 20 | 15 | 11 | 9 | 8 | 9 | 9 | 10 | 9 | 385 | 529 | 158.2 | 334.7 | 537.6 | 768.3 | 1029 | 1319 | 1637 | 1978 | 2332 | 2687 | 3043 | 3393 | 3732 | 3982 | 4116 | 4209 | 4283 | 4346 | 4403 | 4460 | 52747.8
530 | 39 | 29 | 26 | 18 | 15 | 12 | 11 | 13 | 13 | 13 | 11 | 8 | 8 | 9 | 10 | 9 | 8 | 8 | 7 | 5 | 272 | 530 | 170.4 | 361.6 | 577.9 | 819.7 | 1090 | 1391 | 1703 | 2030 | 2362 | 2695 | 3026 | 3350 | 3662 | 3877 | 3984 | 4067 | 4137 | 4195 | 4250 | 4298 | 52046.6
531 | 27 | 22 | 19 | 17 | 19 | 27 | 30 | 33 | 31 | 24 | 17 | 10 | 8 | 5 | 3 | 2 | 2 | 1 | 4 | 5 | 306 | 531 | 157 | 333.1 | 535.7 | 763.4 | 1017 | 1309 | 1625 | 1954 | 2300 | 2655 | 3007 | 3356 | 3692 | 3929 | 4050 | 4132 | 4198 | 4253 | 4303 | 4353 | 51922.2
532 | 29 | 31 | 26 | 21 | 16 | 15 | 18 | 14 | 13 | 11 | 14 | 20 | 21 | 21 | 22 | 26 | 28 | 26 | 27 | 26 | 425 | 532 | 155.4 | 339.2 | 557.2 | 803.3 | 1085 | 1399 | 1729 | 2080 | 2443 | 2811 | 3177 | 3541 | 3891 | 4156 | 4303 | 4404 | 4488 | 4564 | 4637 | 4705 | 55268.1
533 | 25 | 29 | 26 | 33 | 34 | 40 | 34 | 30 | 22 | 16 | 12 | 14 | 14 | 15 | 15 | 17 | 16 | 16 | 18 | 19 | 445 | 533 | 171.8 | 365 | 583.1 | 833.9 | 1110 | 1416 | 1737 | 2068 | 2416 | 2771 | 3123 | 3471 | 3809 | 4064 | 4199 | 4296 | 4376 | 4451 | 4520 | 4590 | 54370.8
534 | 29 | 32 | 36 | 40 | 38 | 36 | 35 | 32 | 28 | 23 | 24 | 22 | 20 | 18 | 15 | 13 | 9 | 7 | 6 | 7 | 470 | 534 | 149.5 | 319.4 | 523.3 | 767.1 | 1036 | 1330 | 1645 | 1973 | 2310 | 2651 | 2989 | 3321 | 3644 | 3869 | 3981 | 4059 | 4122 | 4178 | 4228 | 4278 | 51373.3
535 | 37 | 32 | 35 | 35 | 39 | 38 | 35 | 31 | 28 | 28 | 29 | 28 | 29 | 29 | 31 | 31 | 30 | 32 | 34 | 37 | 648 | 535 | 178 | 376.7 | 599.1 | 851.2 | 1137 | 1450 | 1784 | 2130 | 2490 | 2854 | 3219 | 3581 | 3940 | 4207 | 4351 | 4446 | 4526 | 4599 | 4667 | 4730 | 56116
536 | 28 | 32 | 34 | 39 | 42 | 36 | 25 | 12 | 11 | 10 | 10 | 10 | 9 | 7 | 6 | 7 | 8 | 9 | 8 | 7 | 350 | 536 | 154.7 | 340 | 558.8 | 805.5 | 1082 | 1387 | 1715 | 2059 | 2413 | 2775 | 3129 | 3482 | 3822 | 4074 | 4210 | 4308 | 4391 | 4467 | 4538 | 4608 | 54319
537 | 41 | 38 | 35 | 30 | 28 | 27 | 27 | 24 | 21 | 18 | 17 | 20 | 21 | 19 | 19 | 20 | 24 | 22 | 20 | 18 | 489 | 537 | 173.2 | 367.4 | 585.3 | 835.7 | 1119 | 1425 | 1749 | 2086 | 2433 | 2781 | 3128 | 3471 | 3801 | 4042 | 4171 | 4267 | 4350 | 4423 | 4491 | 4559 | 54257.6
538 | 25 | 28 | 30 | 30 | 24 | 18 | 15 | 14 | 14 | 11 | 9 | 7 | 7 | 4 | 3 | 1 | 2 | 4 | 5 | 5 | 256 | 538 | 172.4 | 363.9 | 579.7 | 822.1 | 1096 | 1396 | 1709 | 2036 | 2371 | 2707 | 3038 | 3361 | 3676 | 3889 | 3996 | 4078 | 4143 | 4197 | 4251 | 4299 | 52181.1
539 | 17 | 22 | 19 | 22 | 18 | 18 | 18 | 18 | 22 | 18 | 14 | 7 | 6 | 9 | 10 | 8 | 6 | 6 | 8 | 7 | 273 | 539 | 152.4 | 324.8 | 523.8 | 749.8 | 1006 | 1284 | 1581 | 1891 | 2221 | 2559 | 2875 | 3204 | 3528 | 3762 | 3882 | 3967 | 4030 | 4084 | 4135 | 4188 | 49947.8
540 | 34 | 22 | 18 | 17 | 26 | 34 | 33 | 32 | 29 | 29 | 27 | 27 | 26 | 26 | 28 | 30 | 31 | 31 | 32 | 32 | 564 | 540 | 173.9 | 370.5 | 585.4 | 819.5 | 1097 | 1408 | 1741 | 2089 | 2450 | 2815 | 3179 | 3540 | 3892 | 4161 | 4307 | 4403 | 4480 | 4550 | 4615 | 4676 | 55352.3
541 | 41 | 37 | 35 | 31 | 29 | 26 | 23 | 22 | 20 | 23 | 21 | 24 | 24 | 28 | 28 | 29 | 27 | 26 | 25 | 28 | 547 | 541 | 173.7 | 368.9 | 590 | 841.1 | 1123 | 1434 | 1760 | 2100 | 2457 | 2813 | 3167 | 3520 | 3867 | 4128 | 4265 | 4356 | 4432 | 4499 | 4561 | 4621 | 55076.7
542 | 41 | 40 | 36 | 37 | 37 | 36 | 28 | 22 | 23 | 25 | 22 | 19 | 20 | 21 | 22 | 19 | 19 | 19 | 20 | 21 | 527 | 542 | 170.7 | 362.7 | 579.3 | 827.6 | 1110 | 1418 | 1737 | 2074 | 2420 | 2775 | 3123 | 3465 | 3799 | 4040 | 4164 | 4253 | 4327 | 4393 | 4453 | 4512 | 54003.3
543 | 46 | 41 | 41 | 37 | 37 | 32 | 27 | 25 | 25 | 24 | 19 | 13 | 11 | 9 | 8 | 7 | 8 | 9 | 10 | 8 | 437 | 543 | 175.5 | 368.4 | 587.5 | 833.7 | 1109 | 1408 | 1722 | 2045 | 2377 | 2711 | 3037 | 3349 | 3649 | 3854 | 3955 | 4028 | 4089 | 4138 | 4184 | 4225 | 51845.1
544 | 34 | 23 | 24 | 24 | 29 | 28 | 22 | 16 | 12 | 12 | 12 | 10 | 11 | 12 | 15 | 17 | 18 | 16 | 16 | 16 | 367 | 544 | 174.4 | 365.9 | 585.6 | 834 | 1111 | 1418 | 1744 | 2082 | 2439 | 2799 | 3158 | 3515 | 3861 | 4124 | 4267 | 4369 | 4456 | 4537 | 4613 | 4686 | 55138.9
545 | 29 | 30 | 26 | 20 | 14 | 14 | 16 | 20 | 20 | 21 | 17 | 16 | 15 | 18 | 23 | 24 | 24 | 22 | 18 | 20 | 407 | 545 | 154.4 | 329.4 | 541 | 790 | 1068 | 1375 | 1698 | 2039 | 2393 | 2751 | 3103 | 3451 | 3792 | 4040 | 4167 | 4254 | 4323 | 4384 | 4436 | 4488 | 53576.8
546 | 18 | 21 | 25 | 32 | 36 | 33 | 24 | 16 | 13 | 14 | 13 | 11 | 9 | 8 | 7 | 6 | 8 | 8 | 9 | 8 | 319 | 546 | 164.7 | 342.9 | 552.8 | 798.7 | 1078 | 1385 | 1710 | 2038 | 2372 | 2715 | 3058 | 3409 | 3754 | 4006 | 4140 | 4233 | 4306 | 4370 | 4426 | 4482 | 53341.1
547 | 23 | 23 | 22 | 24 | 23 | 27 | 23 | 21 | 16 | 13 | 10 | 8 | 11 | 15 | 15 | 17 | 17 | 21 | 18 | 16 | 363 | 547 | 170.8 | 361.5 | 578.2 | 822.9 | 1099 | 1398 | 1717 | 2043 | 2379 | 2718 | 3052 | 3377 | 3693 | 3912 | 4024 | 4106 | 4173 | 4229 | 4281 | 4332 | 52466.4
548 | 27 | 27 | 24 | 21 | 18 | 19 | 18 | 18 | 16 | 15 | 14 | 12 | 16 | 17 | 18 | 15 | 16 | 15 | 13 | 12 | 351 | 548 | 158.3 | 348 | 567.3 | 812.9 | 1090 | 1393 | 1713 | 2048 | 2391 | 2738 | 3078 | 3412 | 3734 | 3964 | 4081 | 4160 | 4226 | 4281 | 4331 | 4380 | 52906.5
549 | 38 | 38 | 39 | 37 | 35 | 33 | 32 | 29 | 26 | 22 | 23 | 20 | 16 | 11 | 10 | 6 | 5 | 1 | 1 | 1 | 423 | 549 | 172.5 | 366 | 583.6 | 829.3 | 1105 | 1407 | 1723 | 2049 | 2387 | 2728 | 3065 | 3394 | 3714 | 3944 | 4063 | 4147 | 4216 | 4275 | 4328 | 4381 | 52877.4
550 | 25 | 24 | 23 | 22 | 25 | 20 | 18 | 16 | 23 | 25 | 22 | 18 | 19 | 20 | 21 | 21 | 24 | 24 | 25 | 24 | 439 | 550 | 155.3 | 330.9 | 545.9 | 793.5 | 1076 | 1383 | 1712 | 2064 | 2432 | 2802 | 3167 | 3531 | 3885 | 4155 | 4302 | 4399 | 4479 | 4551 | 4617 | 4678 | 55058.6
551 | 38 | 37 | 36 | 36 | 37 | 36 | 33 | 30 | 30 | 31 | 28 | 23 | 21 | 22 | 22 | 20 | 17 | 18 | 17 | 17 | 549 | 551 | 175.8 | 367.3 | 584.1 | 826.3 | 1097 | 1394 | 1711 | 2042 | 2383 | 2724 | 3063 | 3394 | 3716 | 3943 | 4062 | 4144 | 4211 | 4269 | 4324 | 4376 | 52806.5
552 | 5 | 10 | 12 | 22 | 24 | 23 | 17 | 14 | 14 | 15 | 16 | 16 | 14 | 14 | 14 | 14 | 17 | 18 | 20 | 17 | 316 | 552 | 152.7 | 327.5 | 528.8 | 756.6 | 1023 | 1326 | 1650 | 1990 | 2346 | 2707 | 3069 | 3422 | 3767 | 4022 | 4157 | 4251 | 4329 | 4401 | 4467 | 4534 | 53226.6
553 | 39 | 37 | 38 | 34 | 31 | 19 | 14 | 13 | 16 | 19 | 18 | 18 | 16 | 16 | 15 | 16 | 15 | 12 | 8 | 5 | 399 | 553 | 177.4 | 375.5 | 595.6 | 843.8 | 1123 | 1427 | 1750 | 2091 | 2445 | 2803 | 3160 | 3512 | 3851 | 4100 | 4235 | 4332 | 4416 | 4492 | 4561 | 4629 | 54919.3
554 | 37 | 35 | 38 | 39 | 37 | 26 | 15 | 12 | 14 | 18 | 16 | 17 | 17 | 19 | 15 | 13 | 12 | 14 | 14 | 15 | 423 | 554 | 173.1 | 368.1 | 588.8 | 836.3 | 1117 | 1426 | 1750 | 2091 | 2445 | 2806 | 3163 | 3513 | 3858 | 4114 | 4250 | 4344 | 4424 | 4500 | 4569 | 4638 | 54974.3
555 | 40 | 42 | 41 | 36 | 32 | 29 | 31 | 31 | 28 | 28 | 25 | 27 | 26 | 23 | 23 | 24 | 24 | 20 | 16 | 16 | 562 | 555 | 152.6 | 345.5 | 564.7 | 807.8 | 1081 | 1383 | 1699 | 2025 | 2363 | 2702 | 3038 | 3369 | 3692 | 3916 | 4029 | 4111 | 4177 | 4233 | 4284 | 4332 | 52304.6
556 | 24 | 34 | 29 | 25 | 17 | 16 | 15 | 13 | 12 | 13 | 12 | 11 | 10 | 11 | 12 | 13 | 11 | 12 | 13 | 14 | 317 | 556 | 153.4 | 332.2 | 547.3 | 794.6 | 1076 | 1384 | 1710 | 2050 | 2404 | 2758 | 3112 | 3462 | 3798 | 4043 | 4174 | 4266 | 4342 | 4409 | 4470 | 4530 | 53815.5
557 | 40 | 42 | 41 | 35 | 26 | 17 | 14 | 12 | 12 | 11 | 13 | 14 | 14 | 13 | 13 | 14 | 16 | 16 | 14 | 11 | 388 | 557 | 171.5 | 364 | 580.8 | 827.1 | 1108 | 1416 | 1744 | 2081 | 2434 | 2794 | 3154 | 3509 | 3849 | 4103 | 4244 | 4348 | 4439 | 4523 | 4601 | 4674 | 54964.4
558 | 23 | 27 | 21 | 19 | 12 | 12 | 10 | 8 | 9 | 9 | 11 | 10 | 12 | 12 | 10 | 8 | 7 | 7 | 8 | 11 | 246 | 558 | 151.9 | 327.3 | 537.2 | 781.8 | 1060 | 1367 | 1689 | 2024 | 2373 | 2729 | 3080 | 3425 | 3758 | 3997 | 4125 | 4216 | 4290 | 4355 | 4414 | 4472 | 53172.2
559 | 44 | 41 | 39 | 30 | 22 | 18 | 19 | 24 | 28 | 32 | 30 | 23 | 16 | 14 | 15 | 18 | 22 | 26 | 28 | 26 | 515 | 559 | 178.8 | 376.6 | 603.3 | 855.9 | 1140 | 1453 | 1781 | 2122 | 2472 | 2826 | 3178 | 3522 | 3855 | 4098 | 4222 | 4310 | 4388 | 4457 | 4521 | 4585 | 54944.6
560 | 40 | 25 | 21 | 12 | 16 | 16 | 15 | 12 | 11 | 9 | 10 | 11 | 13 | 13 | 12 | 14 | 16 | 15 | 8 | 5 | 294 | 560 | 172 | 366.5 | 585.2 | 834.4 | 1114 | 1421 | 1746 | 2087 | 2433 | 2788 | 3144 | 3488 | 3823 | 4061 | 4187 | 4276 | 4351 | 4418 | 4478 | 4537 | 54310.1
561 | 36 | 29 | 28 | 26 | 28 | 24 | 18 | 12 | 11 | 11 | 10 | 10 | 11 | 12 | 10 | 10 | 9 | 8 | 9 | 10 | 322 | 561 | 176.7 | 370.6 | 587 | 830.5 | 1104 | 1404 | 1725 | 2062 | 2408 | 2757 | 3105 | 3448 | 3785 | 4027 | 4158 | 4254 | 4336 | 4410 | 4478 | 4545 | 53970.8
562 | 38 | 40 | 40 | 42 | 39 | 33 | 31 | 33 | 36 | 34 | 27 | 20 | 17 | 17 | 19 | 22 | 25 | 28 | 27 | 27 | 595 | 562 | 175.8 | 368.2 | 588.6 | 835.5 | 1113 | 1413 | 1732 | 2066 | 2414 | 2762 | 3104 | 3440 | 3765 | 3996 | 4114 | 4197 | 4267 | 4328 | 4385 | 4439 | 53503.1
563 | 37 | 30 | 26 | 22 | 16 | 13 | 7 | 8 | 8 | 10 | 10 | 10 | 9 | 9 | 8 | 8 | 8 | 8 | 8 | 9 | 264 | 563 | 170.3 | 359.3 | 574.8 | 805.2 | 1057 | 1346 | 1658 | 1989 | 2327 | 2667 | 3003 | 3331 | 3652 | 3882 | 4001 | 4090 | 4164 | 4228 | 4289 | 4350 | 51943.6
564 | 18 | 12 | 12 | 6 | 6 | 6 | 9 | 12 | 17 | 21 | 21 | 17 | 14 | 15 | 18 | 22 | 23 | 20 | 19 | 21 | 309 | 564 | 173.6 | 368.6 | 591 | 839.4 | 1122 | 1429 | 1753 | 2093 | 2447 | 2809 | 3165 | 3516 | 3857 | 4111 | 4247 | 4338 | 4412 | 4478 | 4537 | 4594 | 54880.6
565 | 23 | 22 | 20 | 21 | 21 | 22 | 20 | 20 | 22 | 22 | 21 | 18 | 16 | 16 | 15 | 15 | 14 | 11 | 11 | 9 | 359 | 565 | 154.6 | 328.5 | 529.6 | 761.5 | 1035 | 1336 | 1654 | 1983 | 2328 | 2677 | 3023 | 3363 | 3691 | 3927 | 4051 | 4135 | 4201 | 4257 | 4306 | 4354 | 52095.2
566 | 26 | 21 | 20 | 15 | 16 | 14 | 14 | 11 | 8 | 8 | 6 | 6 | 5 | 4 | 6 | 6 | 6 | 4 | 5 | 5 | 206 | 566 | 170 | 353.7 | 559.2 | 795 | 1062 | 1348 | 1648 | 1957 | 2274 | 2595 | 2906 | 3211 | 3502 | 3699 | 3797 | 3868 | 3925 | 3971 | 4016 | 4053 | 49709.9
567 | 22 | 30 | 28 | 35 | 34 | 37 | 31 | 26 | 20 | 15 | 13 | 11 | 12 | 15 | 21 | 24 | 22 | 20 | 21 | 25 | 462 | 567 | 171 | 364.6 | 583 | 831.3 | 1111 | 1417 | 1742 | 2081 | 2429 | 2786 | 3139 | 3486 | 3826 | 4077 | 4210 | 4299 | 4374 | 4441 | 4501 | 4561 | 54429.9
568 | 28 | 27 | 27 | 20 | 15 | 11 | 11 | 11 | 11 | 12 | 12 | 9 | 8 | 8 | 8 | 9 | 8 | 9 | 7 | 7 | 258 | 568 | 163.9 | 341 | 555.4 | 801.2 | 1082 | 1391 | 1720 | 2060 | 2414 | 2769 | 3118 | 3459 | 3792 | 4027 | 4150 | 4242 | 4318 | 4385 | 4446 | 4503 | 53737.5
569 | 45 | 41 | 36 | 22 | 10 | 3 | 4 | 4 | 3 | 5 | 15 | 21 | 23 | 21 | 23 | 24 | 21 | 18 | 19 | 20 | 378 | 569 | 168.7 | 359.1 | 575 | 818.5 | 1087 | 1367 | 1661 | 1962 | 2271 | 2583 | 2910 | 3239 | 3558 | 3787 | 3903 | 3980 | 4041 | 4096 | 4143 | 4190 | 50699.3
570 | 25 | 23 | 24 | 29 | 34 | 38 | 36 | 34 | 29 | 23 | 16 | 15 | 14 | 14 | 11 | 11 | 11 | 10 | 10 | 10 | 417 | 570 | 173.1 | 365.3 | 567.2 | 806.2 | 1082 | 1386 | 1708 | 2043 | 2387 | 2738 | 3082 | 3422 | 3757 | 3994 | 4122 | 4216 | 4293 | 4359 | 4422 | 4484 | 53406.8
571 | 33 | 33 | 27 | 24 | 18 | 16 | 13 | 12 | 12 | 12 | 17 | 18 | 21 | 19 | 21 | 20 | 22 | 20 | 18 | 12 | 388 | 571 | 172.3 | 366.7 | 587.5 | 840.6 | 1127 | 1444 | 1779 | 2126 | 2488 | 2852 | 3218 | 3575 | 3930 | 4190 | 4329 | 4425 | 4504 | 4578 | 4644 | 4707 | 55883.1
572 | 27 | 25 | 22 | 17 | 13 | 11 | 10 | 10 | 9 | 10 | 10 | 10 | 7 | 3 | 1 | 1 | 1 | 2 | 6 | 9 | 204 | 572 | 171.4 | 364.6 | 568 | 808 | 1087 | 1392 | 1716 | 2051 | 2398 | 2751 | 3098 | 3438 | 3767 | 4004 | 4125 | 4209 | 4280 | 4345 | 4404 | 4463 | 53440
573 | 24 | 19 | 17 | 13 | 11 | 10 | 9 | 11 | 10 | 10 | 8 | 9 | 9 | 6 | 2 | 0 | 4 | 5 | 8 | 6 | 191 | 573 | 152 | 332 | 552.4 | 797 | 1073 | 1375 | 1694 | 2026 | 2367 | 2712 | 3053 | 3387 | 3708 | 3934 | 4047 | 4125 | 4189 | 4244 | 4293 | 4342 | 52402.4
574 | 27 | 27 | 30 | 26 | 19 | 13 | 14 | 20 | 21 | 23 | 20 | 17 | 12 | 12 | 11 | 13 | 11 | 12 | 10 | 10 | 348 | 574 | 151.2 | 326 | 532.8 | 773.5 | 1043 | 1336 | 1647 | 1970 | 2302 | 2642 | 2978 | 3305 | 3617 | 3834 | 3944 | 4022 | 4084 | 4135 | 4183 | 4229 | 51054.5
575 | 43 | 30 | 28 | 19 | 28 | 28 | 30 | 23 | 23 | 21 | 17 | 15 | 15 | 16 | 18 | 21 | 25 | 24 | 21 | 22 | 467 | 575 | 171.2 | 360.5 | 576.2 | 820 | 1094 | 1390 | 1701 | 2021 | 2350 | 2684 | 3013 | 3335 | 3646 | 3863 | 3972 | 4048 | 4113 | 4168 | 4217 | 4264 | 51806.9
576 | 38 | 35 | 29 | 21 | 15 | 14 | 17 | 19 | 21 | 17 | 15 | 14 | 14 | 17 | 21 | 21 | 18 | 17 | 19 | 22 | 404 | 576 | 172.4 | 365.5 | 585.5 | 832.7 | 1117 | 1428 | 1753 | 2091 | 2445 | 2802 | 3158 | 3508 | 3848 | 4100 | 4234 | 4325 | 4404 | 4476 | 4541 | 4606 | 54792.1
577 | 34 | 30 | 31 | 29 | 24 | 18 | 12 | 11 | 10 | 11 | 11 | 10 | 9 | 8 | 6 | 7 | 7 | 9 | 8 | 10 | 295 | 577 | 170.4 | 360.6 | 577.4 | 823 | 1099 | 1403 | 1723 | 2055 | 2400 | 2751 | 3102 | 3447 | 3780 | 4020 | 4147 | 4240 | 4321 | 4395 | 4463 | 4531 | 53808.4
578 | 27 | 30 | 35 | 41 | 45 | 42 | 40 | 32 | 23 | 17 | 12 | 14 | 13 | 12 | 12 | 13 | 20 | 22 | 21 | 19 | 490 | 578 | 150.8 | 328 | 544.4 | 794.2 | 1076 | 1383 | 1707 | 2049 | 2397 | 2749 | 3096 | 3433 | 3764 | 3999 | 4118 | 4198 | 4264 | 4322 | 4373 | 4422 | 53167.4
579 | 16 | 28 | 29 | 36 | 28 | 20 | 10 | 6 | 7 | 12 | 14 | 16 | 15 | 15 | 13 | 12 | 14 | 15 | 16 | 17 | 339 | 579 | 158.5 | 338.5 | 559.2 | 807.5 | 1086 | 1374 | 1678 | 1996 | 2349 | 2711 | 3074 | 3430 | 3778 | 4038 | 4179 | 4280 | 4362 | 4437 | 4507 | 4578 | 53720.7
580 | 9 | 16 | 18 | 20 | 16 | 16 | 19 | 23 | 22 | 16 | 12 | 9 | 10 | 11 | 13 | 13 | 12 | 13 | 13 | 15 | 296 | 580 | 151.6 | 324 | 522.7 | 746.2 | 997.3 | 1272 | 1567 | 1871 | 2189 | 2523 | 2859 | 3188 | 3509 | 3741 | 3867 | 3956 | 4023 | 4082 | 4136 | 4193 | 49717.8
581 | 36 | 32 | 29 | 27 | 26 | 25 | 25 | 26 | 27 | 25 | 18 | 19 | 20 | 22 | 22 | 23 | 24 | 25 | 24 | 26 | 501 | 581 | 179.3 | 379.6 | 607.9 | 863.6 | 1153 | 1471 | 1806 | 2156 | 2518 | 2888 | 3255 | 3619 | 3970 | 4238 | 4382 | 4477 | 4558 | 4633 | 4702 | 4766 | 56622.4
582 | 39 | 35 | 35 | 33 | 33 | 32 | 29 | 25 | 25 | 22 | 22 | 16 | 10 | 4 | 3 | 4 | 4 | 7 | 7 | 16 | 401 | 582 | 172.6 | 363.4 | 581 | 825.7 | 1098 | 1397 | 1714 | 2042 | 2378 | 2721 | 3056 | 3385 | 3699 | 3918 | 4028 | 4105 | 4168 | 4222 | 4271 | 4319 | 52463.7
583 | 44 | 42 | 39 | 38 | 40 | 39 | 34 | 27 | 27 | 25 | 23 | 20 | 20 | 20 | 20 | 15 | 15 | 13 | 13 | 11 | 525 | 583 | 170.1 | 361.3 | 578.9 | 822 | 1096 | 1394 | 1710 | 2035 | 2374 | 2713 | 3053 | 3386 | 3706 | 3933 | 4049 | 4133 | 4202 | 4261 | 4316 | 4370 | 52663.3
584 | 25 | 23 | 19 | 13 | 9 | 9 | 10 | 11 | 12 | 13 | 17 | 18 | 17 | 16 | 19 | 24 | 26 | 24 | 20 | 20 | 345 | 584 | 156 | 339.4 | 561.4 | 809.6 | 1090 | 1400 | 1731 | 2076 | 2432 | 2795 | 3159 | 3523 | 3876 | 4147 | 4292 | 4387 | 4463 | 4532 | 4596 | 4658 | 55023.4
585 | 40 | 41 | 39 | 29 | 19 | 11 | 11 | 10 | 12 | 11 | 9 | 5 | 2 | 1 | 1 | 1 | 1 | 1 | 2 | 4 | 250 | 585 | 170.7 | 360.9 | 577 | 824.2 | 1102 | 1404 | 1722 | 2049 | 2390 | 2734 | 3078 | 3409 | 3728 | 3953 | 4069 | 4155 | 4226 | 4287 | 4344 | 4399 | 52981.8
586 | 27 | 27 | 26 | 27 | 26 | 25 | 25 | 27 | 26 | 24 | 22 | 24 | 22 | 17 | 13 | 14 | 15 | 15 | 15 | 17 | 434 | 586 | 169 | 359.2 | 575.8 | 822 | 1104 | 1410 | 1736 | 2071 | 2416 | 2766 | 3112 | 3453 | 3784 | 4025 | 4152 | 4241 | 4316 | 4383 | 4443 | 4502 | 53840
587 | 25 | 24 | 27 | 31 | 34 | 32 | 25 | 24 | 23 | 26 | 25 | 25 | 22 | 19 | 20 | 19 | 21 | 16 | 21 | 23 | 482 | 587 | 170.8 | 351.1 | 566.3 | 813.6 | 1091 | 1398 | 1717 | 2051 | 2396 | 2745 | 3090 | 3430 | 3761 | 3994 | 4112 | 4194 | 4260 | 4319 | 4371 | 4421 | 53251.8
588 | 43 | 41 | 36 | 26 | 20 | 18 | 18 | 15 | 12 | 11 | 11 | 10 | 11 | 13 | 17 | 17 | 15 | 13 | 12 | 15 | 374 | 588 | 178.1 | 376 | 598.7 | 849 | 1135 | 1448 | 1776 | 2118 | 2468 | 2825 | 3180 | 3527 | 3863 | 4105 | 4233 | 4330 | 4413 | 4487 | 4556 | 4624 | 55089.8
589 | 23 | 22 | 19 | 18 | 17 | 16 | 10 | 9 | 12 | 13 | 14 | 14 | 15 | 14 | 12 | 14 | 15 | 18 | 17 | 15 | 307 | 589 | 149.5 | 322.3 | 521.3 | 744.9 | 1009 | 1301 | 1595 | 1900 | 2228 | 2567 | 2906 | 3240 | 3564 | 3799 | 3920 | 4003 | 4068 | 4124 | 4173 | 4221 | 50356
590 | 27 | 28 | 30 | 33 | 37 | 38 | 33 | 27 | 22 | 22 | 23 | 24 | 20 | 19 | 18 | 21 | 20 | 18 | 17 | 18 | 495 | 590 | 157.5 | 341.1 | 558.1 | 802.9 | 1079 | 1380 | 1698 | 2034 | 2378 | 2724 | 3067 | 3399 | 3725 | 3956 | 4072 | 4151 | 4217 | 4273 | 4323 | 4372 | 52707.6
591 | 41 | 40 | 39 | 32 | 33 | 30 | 29 | 21 | 17 | 20 | 21 | 19 | 15 | 16 | 17 | 20 | 15 | 15 | 16 | 18 | 474 | 591 | 176.9 | 370.8 | 587.8 | 833.2 | 1112 | 1418 | 1741 | 2071 | 2413 | 2759 | 3113 | 3450 | 3779 | 4020 | 4143 | 4231 | 4301 | 4359 | 4414 | 4469 | 53761.7
592 | 46 | 43 | 41 | 39 | 36 | 31 | 28 | 29 | 33 | 34 | 33 | 30 | 30 | 29 | 28 | 29 | 30 | 32 | 29 | 28 | 658 | 592 | 177.4 | 373.5 | 598.9 | 853.9 | 1140 | 1453 | 1785 | 2132 | 2491 | 2853 | 3215 | 3569 | 3915 | 4173 | 4310 | 4405 | 4488 | 4564 | 4633 | 4701 | 55830.7
593 | 14 | 21 | 24 | 22 | 15 | 8 | 8 | 10 | 10 | 10 | 9 | 10 | 9 | 8 | 9 | 9 | 9 | 8 | 7 | 6 | 226 | 593 | 151.9 | 325.9 | 524.4 | 754.9 | 1026 | 1327 | 1646 | 1980 | 2324 | 2674 | 3017 | 3357 | 3687 | 3926 | 4053 | 4148 | 4228 | 4298 | 4363 | 4423 | 52234.1
594 | 28 | 26 | 31 | 29 | 32 | 24 | 26 | 24 | 29 | 27 | 25 | 18 | 12 | 9 | 12 | 12 | 15 | 16 | 19 | 17 | 431 | 594 | 171.8 | 363.4 | 579.4 | 821.1 | 1092 | 1382 | 1688 | 2005 | 2335 | 2664 | 2990 | 3306 | 3609 | 3815 | 3916 | 3990 | 4052 | 4104 | 4152 | 4196 | 51231.7
595 | 46 | 42 | 41 | 39 | 35 | 25 | 16 | 12 | 13 | 14 | 14 | 13 | 13 | 13 | 11 | 11 | 13 | 14 | 13 | 9 | 407 | 595 | 176.7 | 371.7 | 588.6 | 832.8 | 1105 | 1411 | 1728 | 2057 | 2398 | 2744 | 3087 | 3423 | 3747 | 3977 | 4097 | 4190 | 4271 | 4342 | 4409 | 4472 | 53427.8
596 | 22 | 19 | 18 | 16 | 17 | 17 | 16 | 17 | 17 | 15 | 12 | 9 | 9 | 7 | 6 | 3 | 2 | 1 | 3 | 4 | 230 | 596 | 154.6 | 329.4 | 527.4 | 751.5 | 1007 | 1283 | 1576 | 1888 | 2219 | 2552 | 2874 | 3186 | 3493 | 3700 | 3777 | 3819 | 3850 | 3873 | 3890 | 3906 | 48655.9
597 | 33 | 36 | 36 | 40 | 42 | 42 | 39 | 33 | 33 | 33 | 34 | 30 | 24 | 18 | 18 | 20 | 24 | 27 | 29 | 31 | 622 | 597 | 172.4 | 365.8 | 586.9 | 835.7 | 1115 | 1423 | 1752 | 2092 | 2444 | 2802 | 3158 | 3508 | 3844 | 4091 | 4218 | 4301 | 4372 | 4438 | 4497 | 4555 | 54570.8
598 | 16 | 15 | 12 | 11 | 11 | 12 | 10 | 10 | 10 | 10 | 10 | 10 | 11 | 12 | 12 | 11 | 12 | 12 | 12 | 12 | 231 | 598 | 154.5 | 330.6 | 534.5 | 769.7 | 1053 | 1369 | 1705 | 2057 | 2424 | 2795 | 3163 | 3528 | 3886 | 4157 | 4301 | 4398 | 4478 | 4553 | 4624 | 4693 | 54973.3
599 | 30 | 31 | 35 | 37 | 38 | 32 | 24 | 16 | 11 | 10 | 10 | 11 | 11 | 10 | 8 | 6 | 6 | 7 | 8 | 8 | 349 | 599 | 173.5 | 364 | 579.4 | 821.2 | 1091 | 1386 | 1700 | 2027 | 2364 | 2706 | 3046 | 3380 | 3706 | 3931 | 4050 | 4140 | 4217 | 4283 | 4347 | 4410 | 52722.1
600 | 32 | 28 | 26 | 24 | 25 | 28 | 30 | 30 | 28 | 26 | 24 | 22 | 20 | 19 | 21 | 23 | 24 | 23 | 22 | 20 | 495 | 600 | 171.4 | 363.7 | 580.4 | 821.9 | 1090 | 1388 | 1700 | 2027 | 2365 | 2704 | 3042 | 3373 | 3689 | 3915 | 4027 | 4105 | 4170 | 4226 | 4276 | 4324 | 52358.4
601 | 33 | 34 | 35 | 35 | 30 | 21 | 11 | 5 | 2 | 3 | 11 | 14 | 17 | 15 | 18 | 19 | 18 | 19 | 21 | 21 | 382 | 601 | 155.1 | 335.6 | 553.2 | 800.4 | 1076 | 1386 | 1723 | 2068 | 2433 | 2798 | 3168 | 3528 | 3877 | 4136 | 4279 | 4381 | 4465 | 4542 | 4614 | 4685 | 55003.3
602 | 37 | 39 | 37 | 33 | 24 | 16 | 11 | 12 | 12 | 15 | 17 | 19 | 17 | 13 | 14 | 17 | 20 | 20 | 17 | 16 | 406 | 602 | 172.6 | 366.2 | 587.1 | 836.3 | 1119 | 1429 | 1757 | 2097 | 2448 | 2806 | 3162 | 3514 | 3858 | 4115 | 4251 | 4351 | 4435 | 4512 | 4583 | 4652 | 55051.2
603 | 39 | 32 | 29 | 25 | 23 | 22 | 20 | 25 | 18 | 13 | 4 | 6 | 6 | 6 | 3 | 5 | 14 | 23 | 30 | 28 | 371 | 603 | 176.5 | 368.7 | 593.9 | 848.8 | 1136 | 1453 | 1788 | 2137 | 2498 | 2866 | 3228 | 3584 | 3934 | 4193 | 4326 | 4412 | 4489 | 4563 | 4631 | 4694 | 55919.9
604 | 24 | 29 | 31 | 33 | 31 | 28 | 26 | 21 | 20 | 15 | 13 | 10 | 12 | 11 | 13 | 9 | 9 | 9 | 9 | 9 | 362 | 604 | 169.6 | 359.9 | 576.2 | 819.3 | 1092 | 1394 | 1712 | 2042 | 2381 | 2724 | 3065 | 3397 | 3722 | 3952 | 4072 | 4156 | 4223 | 4280 | 4334 | 4383 | 52854
605 | 36 | 29 | 24 | 17 | 16 | 16 | 16 | 15 | 16 | 16 | 16 | 17 | 17 | 19 | 17 | 14 | 9 | 5 | 7 | 11 | 333 | 605 | 174.1 | 368.8 | 587.3 | 833.6 | 1111 | 1410 | 1728 | 2054 | 2391 | 2732 | 3072 | 3403 | 3727 | 3959 | 4078 | 4159 | 4224 | 4280 | 4330 | 4378 | 52999.8
606 | 19 | 21 | 22 | 22 | 21 | 18 | 16 | 10 | 5 | 2 | 1 | 4 | 8 | 18 | 23 | 26 | 24 | 24 | 19 | 19 | 322 | 606 | 151.1 | 323.9 | 523.2 | 751.2 | 1022 | 1322 | 1639 | 1965 | 2291 | 2611 | 2930 | 3239 | 3546 | 3780 | 3899 | 3980 | 4041 | 4094 | 4140 | 4186 | 50434.4
607 | 37 | 42 | 42 | 44 | 39 | 35 | 29 | 29 | 29 | 32 | 31 | 31 | 28 | 26 | 23 | 23 | 24 | 27 | 28 | 28 | 627 | 607 | 173.6 | 369.1 | 590.8 | 842.2 | 1123 | 1430 | 1753 | 2096 | 2454 | 2814 | 3166 | 3514 | 3854 | 4102 | 4232 | 4323 | 4399 | 4467 | 4527 | 4587 | 54816.7
608 | 39 | 38 | 38 | 32 | 29 | 26 | 26 | 27 | 28 | 27 | 22 | 14 | 8 | 3 | 2 | 2 | 8 | 15 | 24 | 24 | 432 | 608 | 170.5 | 364.2 | 581.7 | 829.1 | 1102 | 1405 | 1727 | 2062 | 2408 | 2761 | 3108 | 3445 | 3767 | 4001 | 4119 | 4198 | 4265 | 4326 | 4381 | 4435 | 53455.5
609 | 31 | 36 | 33 | 29 | 30 | 28 | 30 | 22 | 28 | 28 | 30 | 26 | 24 | 20 | 16 | 15 | 18 | 19 | 20 | 17 | 500 | 609 | 171.1 | 362.1 | 578.6 | 821.6 | 1097 | 1394 | 1711 | 2034 | 2372 | 2710 | 3044 | 3374 | 3694 | 3914 | 4022 | 4099 | 4164 | 4218 | 4267 | 4317 | 52364.4
610 | 26 | 26 | 23 | 19 | 16 | 16 | 16 | 19 | 16 | 15 | 9 | 9 | 8 | 7 | 8 | 8 | 10 | 11 | 11 | 11 | 284 | 610 | 171.8 | 365.7 | 584.8 | 815.4 | 1081 | 1371 | 1677 | 1998 | 2348 | 2713 | 3076 | 3435 | 3779 | 4035 | 4172 | 4267 | 4341 | 4409 | 4468 | 4527 | 53634.7
611 | 19 | 27 | 27 | 33 | 35 | 37 | 36 | 33 | 33 | 29 | 25 | 22 | 24 | 24 | 25 | 23 | 20 | 16 | 17 | 13 | 518 | 611 | 152.1 | 326.3 | 536.4 | 777.1 | 1046 | 1342 | 1654 | 1981 | 2319 | 2653 | 2986 | 3311 | 3623 | 3842 | 3952 | 4032 | 4094 | 4146 | 4194 | 4240 | 51206.9
612 | 31 | 28 | 29 | 28 | 32 | 31 | 33 | 29 | 28 | 22 | 23 | 18 | 14 | 12 | 12 | 13 | 9 | 8 | 7 | 7 | 414 | 612 | 150.4 | 322.5 | 522.7 | 748.5 | 1010 | 1304 | 1617 | 1941 | 2278 | 2618 | 2954 | 3286 | 3611 | 3842 | 3965 | 4054 | 4122 | 4182 | 4237 | 4292 | 51057.1
613 | 45 | 44 | 41 | 40 | 39 | 40 | 39 | 39 | 35 | 32 | 27 | 26 | 27 | 29 | 28 | 28 | 26 | 28 | 28 | 26 | 667 | 613 | 176.8 | 375 | 600.6 | 851.7 | 1134 | 1442 | 1766 | 2104 | 2453 | 2803 | 3152 | 3495 | 3829 | 4071 | 4196 | 4284 | 4360 | 4427 | 4488 | 4547 | 54555.1
614 | 30 | 30 | 26 | 21 | 15 | 12 | 11 | 13 | 16 | 18 | 14 | 10 | 8 | 8 | 10 | 11 | 16 | 18 | 18 | 17 | 322 | 614 | 171.5 | 363.1 | 583.1 | 832.1 | 1112 | 1420 | 1742 | 2076 | 2422 | 2769 | 3120 | 3463 | 3794 | 4034 | 4161 | 4249 | 4325 | 4391 | 4451 | 4509 | 53987.8
615 | 31 | 33 | 33 | 32 | 26 | 21 | 16 | 17 | 16 | 15 | 12 | 11 | 11 | 10 | 8 | 10 | 8 | 7 | 6 | 8 | 331 | 615 | 172.1 | 363.1 | 577.9 | 819.3 | 1094 | 1394 | 1712 | 2037 | 2373 | 2716 | 3053 | 3383 | 3704 | 3930 | 4045 | 4131 | 4202 | 4263 | 4320 | 4375 | 52664.4
616 | 33 | 33 | 30 | 25 | 23 | 23 | 24 | 20 | 19 | 20 | 22 | 21 | 18 | 19 | 18 | 19 | 16 | 18 | 18 | 20 | 439 | 616 | 171.7 | 363.9 | 584.2 | 828.9 | 1106 | 1411 | 1728 | 2058 | 2402 | 2746 | 3090 | 3424 | 3752 | 3987 | 4104 | 4187 | 4255 | 4314 | 4367 | 4419 | 53298.7
617 | 27 | 28 | 29 | 32 | 32 | 30 | 23 | 16 | 14 | 13 | 16 | 15 | 16 | 14 | 13 | 14 | 14 | 16 | 12 | 18 | 392 | 617 | 154.9 | 331.2 | 533.3 | 768.5 | 1043 | 1342 | 1661 | 1995 | 2341 | 2692 | 3038 | 3378 | 3703 | 3936 | 4056 | 4139 | 4205 | 4262 | 4312 | 4360 | 52250.9
618 | 38 | 34 | 32 | 33 | 29 | 24 | 14 | 11 | 9 | 8 | 8 | 10 | 12 | 16 | 18 | 17 | 15 | 14 | 15 | 15 | 372 | 618 | 172.8 | 367.1 | 586.7 | 835.1 | 1114 | 1425 | 1750 | 2091 | 2441 | 2797 | 3153 | 3506 | 3852 | 4113 | 4256 | 4358 | 4446 | 4528 | 4604 | 4680 | 55075.7
619 | 40 | 34 | 32 | 28 | 21 | 15 | 8 | 8 | 8 | 8 | 8 | 8 | 8 | 8 | 7 | 7 | 8 | 8 | 6 | 4 | 274 | 619 | 171.1 | 362.4 | 577.3 | 822.7 | 1096 | 1393 | 1710 | 2039 | 2375 | 2718 | 3054 | 3384 | 3705 | 3930 | 4049 | 4137 | 4214 | 4281 | 4345 | 4403 | 52766.5
620 | 18 | 31 | 27 | 31 | 25 | 31 | 21 | 13 | 11 | 20 | 24 | 21 | 18 | 20 | 19 | 22 | 23 | 25 | 24 | 22 | 446 | 620 | 169.4 | 361 | 578.8 | 824.5 | 1098 | 1397 | 1711 | 2030 | 2359 | 2704 | 3043 | 3376 | 3700 | 3930 | 4049 | 4129 | 4194 | 4252 | 4304 | 4355 | 52564.7
621 | 29 | 32 | 29 | 25 | 23 | 20 | 21 | 16 | 21 | 22 | 25 | 21 | 19 | 15 | 12 | 10 | 13 | 13 | 16 | 16 | 398 | 621 | 169.5 | 359.7 | 573.5 | 812.2 | 1081 | 1375 | 1678 | 1991 | 2317 | 2642 | 2962 | 3277 | 3579 | 3786 | 3886 | 3958 | 4018 | 4067 | 4114 | 4155 | 50800.9
622 | 33 | 34 | 33 | 38 | 41 | 43 | 39 | 35 | 31 | 30 | 28 | 25 | 19 | 16 | 15 | 17 | 18 | 18 | 19 | 20 | 552 | 622 | 170.4 | 362 | 581.4 | 831.1 | 1110 | 1418 | 1748 | 2090 | 2442 | 2798 | 3151 | 3509 | 3856 | 4123 | 4269 | 4368 | 4450 | 4525 | 4597 | 4665 | 55063.9
623 | 33 | 30 | 26 | 19 | 18 | 17 | 19 | 13 | 11 | 8 | 8 | 9 | 9 | 11 | 8 | 11 | 11 | 13 | 11 | 10 | 295 | 623 | 171 | 363.6 | 583.6 | 828.9 | 1113 | 1419 | 1742 | 2077 | 2423 | 2773 | 3123 | 3463 | 3793 | 4029 | 4151 | 4239 | 4314 | 4377 | 4437 | 4494 | 53914.1
624 | 0 | 4 | 3 | 3 | 1 | 2 | 3 | 8 | 10 | 11 | 11 | 13 | 17 | 22 | 25 | 29 | 30 | 30 | 31 | 32 | 285 | 624 | 150.3 | 324.8 | 525.4 | 753.8 | 1013 | 1300 | 1603 | 1918 | 2246 | 2579 | 2910 | 3236 | 3550 | 3794 | 3915 | 3987 | 4038 | 4083 | 4123 | 4162 | 50211.3
625 | 24 | 25 | 32 | 37 | 41 | 37 | 34 | 28 | 24 | 22 | 23 | 20 | 19 | 21 | 23 | 23 | 21 | 23 | 25 | 28 | 530 | 625 | 173.7 | 365.6 | 587.3 | 835.5 | 1114 | 1420 | 1741 | 2077 | 2424 | 2774 | 3125 | 3461 | 3791 | 4028 | 4148 | 4229 | 4297 | 4357 | 4410 | 4461 | 53819.1
626 | 29 | 29 | 33 | 32 | 31 | 24 | 21 | 15 | 12 | 13 | 16 | 16 | 15 | 16 | 15 | 16 | 13 | 17 | 19 | 22 | 404 | 626 | 152.8 | 329.9 | 539.2 | 783.7 | 1059 | 1362 | 1687 | 2022 | 2373 | 2724 | 3074 | 3418 | 3748 | 3982 | 4104 | 4192 | 4265 | 4328 | 4386 | 4443 | 52972.6
627 | 44 | 42 | 43 | 34 | 24 | 13 | 12 | 14 | 16 | 19 | 19 | 19 | 20 | 22 | 22 | 22 | 21 | 25 | 26 | 31 | 488 | 627 | 171 | 365.1 | 585.8 | 834.7 | 1124 | 1440 | 1769 | 2118 | 2477 | 2841 | 3202 | 3561 | 3912 | 4178 | 4324 | 4425 | 4512 | 4592 | 4666 | 4738 | 55835.6
628 | 37 | 35 | 37 | 39 | 40 | 34 | 28 | 26 | 25 | 23 | 21 | 21 | 21 | 21 | 18 | 19 | 21 | 23 | 23 | 23 | 535 | 628 | 170.2 | 360.5 | 579.2 | 824.1 | 1103 | 1405 | 1722 | 2053 | 2396 | 2740 | 3085 | 3421 | 3747 | 3983 | 4103 | 4184 | 4252 | 4312 | 4364 | 4415 | 53219
629 | 24 | 23 | 25 | 29 | 33 | 35 | 33 | 30 | 24 | 18 | 13 | 13 | 13 | 12 | 10 | 7 | 8 | 8 | 9 | 9 | 376 | 629 | 172.3 | 363.8 | 585 | 833.8 | 1110 | 1410 | 1726 | 2055 | 2396 | 2743 | 3090 | 3432 | 3764 | 4004 | 4129 | 4217 | 4292 | 4358 | 4419 | 4480 | 53579.9
630 | 28 | 29 | 29 | 31 | 24 | 18 | 10 | 10 | 10 | 10 | 10 | 10 | 10 | 8 | 9 | 8 | 9 | 8 | 6 | 3 | 280 | 630 | 173.6 | 365.1 | 586.2 | 834.1 | 1111 | 1417 | 1742 | 2078 | 2427 | 2783 | 3132 | 3474 | 3810 | 4046 | 4172 | 4267 | 4348 | 4420 | 4487 | 4551 | 54224
631 | 45 | 43 | 44 | 43 | 39 | 32 | 26 | 21 | 19 | 18 | 19 | 21 | 20 | 22 | 18 | 19 | 20 | 24 | 26 | 26 | 545 | 631 | 175.5 | 370.2 | 594.7 | 850 | 1135 | 1447 | 1779 | 2124 | 2486 | 2854 | 3216 | 3580 | 3930 | 4190 | 4329 | 4428 | 4513 | 4591 | 4663 | 4735 | 55990.4
632 | 43 | 43 | 44 | 43 | 37 | 32 | 29 | 26 | 23 | 19 | 21 | 20 | 18 | 15 | 15 | 15 | 19 | 17 | 19 | 20 | 518 | 632 | 171.5 | 363.8 | 580.3 | 824 | 1097 | 1397 | 1719 | 2050 | 2389 | 2734 | 3075 | 3412 | 3739 | 3974 | 4096 | 4183 | 4255 | 4320 | 4378 | 4436 | 53193.6
633 | 39 | 34 | 37 | 39 | 42 | 35 | 30 | 24 | 24 | 21 | 17 | 13 | 10 | 10 | 11 | 13 | 16 | 19 | 20 | 13 | 467 | 633 | 169.8 | 360.7 | 578.3 | 826.7 | 1103 | 1405 | 1726 | 2060 | 2407 | 2760 | 3111 | 3454 | 3789 | 4030 | 4158 | 4247 | 4321 | 4387 | 4447 | 4505 | 53845.5
634 | 29 | 22 | 20 | 17 | 15 | 18 | 18 | 23 | 24 | 27 | 26 | 24 | 20 | 20 | 21 | 23 | 23 | 22 | 22 | 23 | 437 | 634 | 178.2 | 376.4 | 595.5 | 845 | 1115 | 1403 | 1726 | 2064 | 2416 | 2775 | 3126 | 3476 | 3816 | 4062 | 4196 | 4289 | 4366 | 4436 | 4499 | 4562 | 54322.1
635 | 39 | 42 | 42 | 44 | 43 | 38 | 34 | 29 | 24 | 18 | 11 | 11 | 10 | 9 | 7 | 8 | 9 | 9 | 7 | 5 | 439 | 635 | 177.3 | 374.6 | 598.6 | 847.1 | 1127 | 1424 | 1739 | 2062 | 2403 | 2745 | 3087 | 3422 | 3750 | 3978 | 4100 | 4193 | 4273 | 4343 | 4407 | 4467 | 53517.6
636 | 19 | 17 | 17 | 13 | 12 | 9 | 9 | 7 | 9 | 10 | 14 | 14 | 14 | 14 | 17 | 18 | 17 | 19 | 21 | 23 | 293 | 636 | 170.7 | 352.7 | 567.6 | 813.9 | 1092 | 1401 | 1731 | 2072 | 2424 | 2777 | 3129 | 3478 | 3815 | 4064 | 4195 | 4284 | 4359 | 4427 | 4489 | 4549 | 54190.9
637 | 24 | 21 | 19 | 17 | 18 | 20 | 18 | 16 | 15 | 17 | 17 | 15 | 12 | 11 | 10 | 10 | 9 | 9 | 8 | 9 | 295 | 637 | 174.3 | 369.1 | 579.6 | 812 | 1076 | 1366 | 1673 | 1987 | 2323 | 2668 | 3004 | 3340 | 3679 | 3931 | 4068 | 4167 | 4241 | 4305 | 4363 | 4421 | 52547
638 | 29 | 34 | 33 | 33 | 27 | 27 | 23 | 24 | 22 | 25 | 23 | 24 | 24 | 24 | 24 | 24 | 25 | 24 | 24 | 25 | 518 | 638 | 150.3 | 323.5 | 538.3 | 783.6 | 1055 | 1358 | 1680 | 2013 | 2361 | 2709 | 3054 | 3395 | 3725 | 3968 | 4090 | 4170 | 4238 | 4298 | 4350 | 4402 | 52661.7
639 | 27 | 21 | 26 | 19 | 19 | 11 | 11 | 9 | 8 | 8 | 8 | 8 | 7 | 7 | 7 | 7 | 7 | 6 | 5 | 4 | 225 | 639 | 168.7 | 351.2 | 563.3 | 792.9 | 1056 | 1356 | 1678 | 2013 | 2360 | 2711 | 3055 | 3390 | 3719 | 3954 | 4078 | 4168 | 4245 | 4314 | 4375 | 4433 | 52781.1
640 | 17 | 20 | 16 | 12 | 10 | 10 | 12 | 13 | 14 | 15 | 12 | 15 | 14 | 18 | 17 | 16 | 10 | 9 | 8 | 12 | 270 | 640 | 170.9 | 363.3 | 582.1 | 829.2 | 1109 | 1412 | 1730 | 2063 | 2407 | 2754 | 3098 | 3436 | 3763 | 4003 | 4129 | 4215 | 4284 | 4343 | 4395 | 4445 | 53531.5
641 | 11 | 15 | 18 | 19 | 17 | 14 | 14 | 17 | 18 | 20 | 20 | 22 | 19 | 18 | 18 | 21 | 24 | 23 | 21 | 13 | 362 | 641 | 151.5 | 326.2 | 524.5 | 752.5 | 1008 | 1288 | 1586 | 1896 | 2218 | 2557 | 2897 | 3234 | 3563 | 3802 | 3927 | 4011 | 4075 | 4131 | 4180 | 4227 | 50354.7
642 | 32 | 34 | 26 | 18 | 8 | 7 | 7 | 8 | 9 | 11 | 12 | 13 | 11 | 9 | 9 | 12 | 16 | 14 | 12 | 8 | 276 | 642 | 176.5 | 369 | 588.9 | 837.2 | 1118 | 1425 | 1751 | 2088 | 2433 | 2788 | 3138 | 3482 | 3815 | 4059 | 4192 | 4282 | 4359 | 4429 | 4492 | 4552 | 54374.6
643 | 21 | 28 | 30 | 35 | 36 | 32 | 24 | 14 | 10 | 8 | 6 | 7 | 8 | 11 | 10 | 10 | 9 | 8 | 8 | 9 | 324 | 643 | 152.2 | 326.5 | 534.6 | 779.7 | 1055 | 1353 | 1675 | 2015 | 2366 | 2721 | 3070 | 3413 | 3743 | 3986 | 4116 | 4210 | 4287 | 4355 | 4419 | 4482 | 53059
644 | 24 | 31 | 30 | 29 | 25 | 24 | 21 | 19 | 22 | 24 | 27 | 20 | 24 | 25 | 29 | 27 | 24 | 22 | 22 | 23 | 492 | 644 | 173.6 | 366.6 | 588 | 835.6 | 1117 | 1422 | 1743 | 2083 | 2433 | 2792 | 3150 | 3498 | 3839 | 4090 | 4221 | 4311 | 4385 | 4454 | 4514 | 4574 | 54589.8
645 | 39 | 37 | 28 | 17 | 8 | 4 | 6 | 15 | 26 | 31 | 26 | 20 | 19 | 18 | 17 | 13 | 9 | 5 | 2 | 1 | 341 | 645 | 170.6 | 362.8 | 575 | 799.5 | 1051 | 1324 | 1614 | 1932 | 2268 | 2608 | 2944 | 3271 | 3587 | 3810 | 3921 | 3997 | 4058 | 4111 | 4158 | 4204 | 50765.9
646 | 33 | 33 | 29 | 26 | 21 | 19 | 20 | 19 | 21 | 21 | 22 | 22 | 19 | 16 | 13 | 13 | 13 | 13 | 15 | 14 | 402 | 646 | 171.3 | 363.1 | 579.1 | 820.2 | 1092 | 1388 | 1701 | 2027 | 2362 | 2701 | 3035 | 3365 | 3682 | 3906 | 4015 | 4092 | 4156 | 4211 | 4261 | 4309 | 52236.7
647 | 29 | 22 | 21 | 15 | 15 | 11 | 14 | 13 | 14 | 12 | 10 | 10 | 9 | 8 | 8 | 14 | 16 | 14 | 6 | 10 | 271 | 647 | 170.1 | 352.5 | 556.1 | 796.3 | 1069 | 1370 | 1692 | 2027 | 2368 | 2711 | 3052 | 3387 | 3711 | 3944 | 4060 | 4142 | 4210 | 4268 | 4319 | 4369 | 52574
648 | 31 | 25 | 24 | 21 | 28 | 31 | 31 | 28 | 28 | 31 | 29 | 25 | 23 | 25 | 26 | 23 | 18 | 19 | 21 | 21 | 508 | 648 | 161 | 355.7 | 576.4 | 826.2 | 1110 | 1423 | 1755 | 2099 | 2454 | 2818 | 3178 | 3531 | 3871 | 4120 | 4254 | 4346 | 4423 | 4492 | 4555 | 4615 | 54963.3
649 | 41 | 41 | 38 | 32 | 28 | 25 | 28 | 25 | 25 | 20 | 22 | 20 | 18 | 19 | 20 | 24 | 22 | 19 | 16 | 15 | 498 | 649 | 173.3 | 368 | 591.5 | 843.7 | 1128 | 1435 | 1764 | 2104 | 2457 | 2810 | 3163 | 3511 | 3844 | 4086 | 4210 | 4298 | 4374 | 4441 | 4503 | 4562 | 54666.5
650 | 38 | 35 | 36 | 31 | 29 | 29 | 29 | 31 | 26 | 32 | 31 | 33 | 29 | 28 | 26 | 24 | 23 | 27 | 28 | 30 | 595 | 650 | 177.1 | 370 | 592.7 | 841.5 | 1124 | 1432 | 1757 | 2098 | 2449 | 2812 | 3173 | 3525 | 3869 | 4126 | 4261 | 4354 | 4431 | 4501 | 4564 | 4625 | 55082.3
651 | 35 | 31 | 36 | 38 | 44 | 40 | 36 | 30 | 26 | 24 | 26 | 25 | 26 | 27 | 28 | 27 | 23 | 24 | 26 | 29 | 601 | 651 | 169.7 | 360.7 | 578.5 | 826.5 | 1103 | 1405 | 1722 | 2052 | 2392 | 2734 | 3074 | 3411 | 3736 | 3967 | 4084 | 4168 | 4238 | 4297 | 4352 | 4404 | 53074.4
652 | 29 | 30 | 32 | 34 | 37 | 36 | 35 | 28 | 23 | 21 | 24 | 25 | 22 | 16 | 9 | 10 | 13 | 15 | 18 | 19 | 476 | 652 | 156.5 | 331.8 | 543.9 | 789.5 | 1062 | 1364 | 1682 | 2013 | 2359 | 2707 | 3056 | 3397 | 3723 | 3952 | 4068 | 4148 | 4213 | 4269 | 4320 | 4370 | 52524.7
653 | 40 | 32 | 29 | 26 | 26 | 21 | 15 | 11 | 12 | 11 | 10 | 10 | 10 | 11 | 12 | 12 | 13 | 12 | 11 | 10 | 334 | 653 | 176.7 | 369.8 | 587.8 | 832.2 | 1107 | 1407 | 1726 | 2059 | 2401 | 2749 | 3099 | 3443 | 3775 | 4014 | 4143 | 4239 | 4322 | 4397 | 4466 | 4535 | 53848.5
654 | 29 | 32 | 35 | 39 | 42 | 41 | 32 | 21 | 13 | 12 | 12 | 13 | 13 | 14 | 16 | 17 | 18 | 17 | 17 | 19 | 452 | 654 | 171.3 | 363.5 | 582.9 | 831.9 | 1112 | 1418 | 1744 | 2086 | 2439 | 2804 | 3167 | 3521 | 3877 | 4141 | 4285 | 4386 | 4472 | 4553 | 4629 | 4704 | 55287.6
655 | 33 | 27 | 27 | 21 | 18 | 9 | 5 | 2 | 2 | 2 | 2 | 7 | 9 | 13 | 10 | 11 | 11 | 13 | 12 | 11 | 245 | 655 | 170.3 | 362.3 | 580.3 | 825.5 | 1101 | 1400 | 1714 | 2043 | 2382 | 2730 | 3070 | 3406 | 3730 | 3962 | 4083 | 4167 | 4236 | 4295 | 4349 | 4402 | 53008.4
656 | 44 | 38 | 33 | 28 | 27 | 25 | 21 | 17 | 18 | 20 | 20 | 18 | 13 | 13 | 16 | 17 | 17 | 17 | 20 | 24 | 446 | 656 | 171.1 | 364.6 | 584.9 | 833.5 | 1116 | 1423 | 1751 | 2092 | 2445 | 2807 | 3169 | 3524 | 3865 | 4114 | 4249 | 4339 | 4414 | 4482 | 4543 | 4602 | 54889.1
657 | 35 | 32 | 28 | 27 | 28 | 34 | 30 | 29 | 24 | 27 | 26 | 27 | 25 | 25 | 24 | 24 | 24 | 25 | 27 | 24 | 545 | 657 | 179.6 | 378.3 | 600.2 | 852.5 | 1136 | 1446 | 1778 | 2122 | 2476 | 2833 | 3195 | 3553 | 3898 | 4157 | 4294 | 4387 | 4465 | 4537 | 4601 | 4663 | 55551.6
658 | 25 | 23 | 26 | 27 | 28 | 27 | 25 | 25 | 26 | 27 | 28 | 27 | 27 | 24 | 25 | 24 | 26 | 26 | 28 | 28 | 522 | 658 | 167.5 | 349.5 | 553.7 | 786.3 | 1050 | 1350 | 1676 | 2023 | 2382 | 2748 | 3114 | 3471 | 3820 | 4075 | 4211 | 4299 | 4370 | 4433 | 4489 | 4542 | 53910
659 | 38 | 34 | 29 | 27 | 30 | 33 | 34 | 28 | 27 | 22 | 19 | 14 | 12 | 13 | 14 | 16 | 15 | 16 | 16 | 17 | 454 | 659 | 171.6 | 362.6 | 580 | 826 | 1108 | 1415 | 1740 | 2077 | 2425 | 2778 | 3134 | 3482 | 3823 | 4073 | 4208 | 4303 | 4381 | 4453 | 4518 | 4584 | 54442.2
660 | 25 | 29 | 25 | 22 | 16 | 20 | 19 | 19 | 9 | 10 | 8 | 11 | 11 | 13 | 14 | 17 | 18 | 18 | 17 | 11 | 332 | 660 | 177.3 | 369.5 | 592.2 | 841.4 | 1124 | 1436 | 1763 | 2103 | 2452 | 2800 | 3153 | 3501 | 3838 | 4084 | 4214 | 4304 | 4381 | 4450 | 4512 | 4572 | 54667.4
661 | 47 | 43 | 43 | 42 | 43 | 40 | 33 | 32 | 32 | 33 | 28 | 24 | 23 | 22 | 22 | 20 | 22 | 23 | 26 | 23 | 621 | 661 | 171 | 361.8 | 581.5 | 828.2 | 1106 | 1413 | 1735 | 2072 | 2421 | 2774 | 3125 | 3472 | 3808 | 4059 | 4189 | 4271 | 4343 | 4410 | 4469 | 4528 | 54137.5
662 | 28 | 31 | 32 | 35 | 37 | 37 | 33 | 23 | 15 | 13 | 13 | 13 | 12 | 10 | 11 | 11 | 11 | 12 | 14 | 16 | 407 | 662 | 171.3 | 361.6 | 579.5 | 826.3 | 1105 | 1410 | 1730 | 2067 | 2421 | 2778 | 3134 | 3493 | 3835 | 4092 | 4231 | 4329 | 4411 | 4487 | 4558 | 4627 | 54646.7
663 | 25 | 26 | 29 | 27 | 22 | 12 | 9 | 8 | 11 | 10 | 11 | 7 | 4 | 0 | 0 | 1 | 1 | 3 | 6 | 8 | 220 | 663 | 151.2 | 324.6 | 521.1 | 757.4 | 1027 | 1319 | 1633 | 1955 | 2293 | 2638 | 2974 | 3308 | 3627 | 3850 | 3958 | 4031 | 4095 | 4150 | 4200 | 4247 | 51059.3
664 | 46 | 41 | 39 | 30 | 28 | 25 | 25 | 22 | 24 | 23 | 25 | 24 | 26 | 23 | 22 | 24 | 29 | 34 | 33 | 30 | 573 | 664 | 176 | 369.3 | 585.1 | 831 | 1112 | 1422 | 1748 | 2089 | 2444 | 2803 | 3161 | 3515 | 3857 | 4113 | 4251 | 4345 | 4427 | 4500 | 4567 | 4633 | 54948.4
665 | 24 | 20 | 17 | 12 | 12 | 11 | 13 | 12 | 12 | 10 | 8 | 8 | 8 | 10 | 13 | 16 | 18 | 21 | 20 | 25 | 290 | 665 | 149.5 | 320.9 | 530.2 | 775.4 | 1052 | 1355 | 1679 | 2023 | 2378 | 2743 | 3106 | 3464 | 3815 | 4084 | 4229 | 4324 | 4403 | 4475 | 4543 | 4608 | 54057
666 | 29 | 33 | 27 | 22 | 13 | 13 | 11 | 15 | 14 | 18 | 18 | 19 | 18 | 14 | 14 | 13 | 12 | 11 | 11 | 13 | 338 | 666 | 156.5 | 343.6 | 561.1 | 806 | 1082 | 1384 | 1703 | 2040 | 2385 | 2735 | 3085 | 3428 | 3756 | 3986 | 4104 | 4192 | 4261 | 4320 | 4375 | 4429 | 53132.2
667 | 15 | 22 | 23 | 25 | 26 | 26 | 28 | 21 | 15 | 11 | 12 | 13 | 14 | 11 | 10 | 10 | 8 | 9 | 8 | 12 | 319 | 667 | 174.5 | 366.4 | 579.3 | 811.1 | 1073 | 1378 | 1703 | 2044 | 2398 | 2757 | 3111 | 3455 | 3792 | 4030 | 4151 | 4234 | 4301 | 4361 | 4412 | 4463 | 53594.3
668 | 36 | 38 | 40 | 39 | 38 | 32 | 29 | 26 | 25 | 28 | 26 | 19 | 8 | 0 | 0 | 0 | 0 | 0 | 5 | 8 | 397 | 668 | 172.1 | 362.9 | 578.5 | 820.9 | 1092 | 1387 | 1698 | 2021 | 2358 | 2696 | 3030 | 3359 | 3670 | 3884 | 3991 | 4064 | 4102 | 4123 | 4162 | 4208 | 51779.4
669 | 34 | 34 | 25 | 15 | 4 | 3 | 4 | 4 | 6 | 13 | 18 | 19 | 16 | 15 | 16 | 14 | 14 | 12 | 15 | 15 | 296 | 669 | 171.2 | 362.8 | 582 | 829.8 | 1109 | 1413 | 1740 | 2080 | 2432 | 2791 | 3148 | 3502 | 3847 | 4104 | 4239 | 4334 | 4414 | 4490 | 4560 | 4628 | 54776.8
670 | 26 | 29 | 27 | 26 | 23 | 25 | 29 | 26 | 21 | 13 | 11 | 10 | 10 | 10 | 10 | 10 | 10 | 10 | 12 | 12 | 350 | 670 | 170.2 | 360.8 | 571.3 | 801.6 | 1068 | 1355 | 1679 | 2014 | 2366 | 2723 | 3078 | 3424 | 3758 | 4006 | 4139 | 4236 | 4314 | 4384 | 4450 | 4516 | 53413.9
671 | 36 | 39 | 41 | 43 | 40 | 31 | 25 | 21 | 23 | 23 | 19 | 12 | 10 | 10 | 14 | 17 | 21 | 23 | 21 | 21 | 490 | 671 | 170.8 | 360.9 | 580.5 | 825.8 | 1102 | 1404 | 1721 | 2055 | 2402 | 2751 | 3099 | 3442 | 3772 | 4013 | 4141 | 4230 | 4304 | 4371 | 4432 | 4492 | 53669
672 | 30 | 31 | 28 | 26 | 21 | 21 | 19 | 20 | 17 | 14 | 11 | 10 | 9 | 11 | 11 | 13 | 12 | 13 | 15 | 18 | 350 | 672 | 156.6 | 342.5 | 550 | 792.3 | 1070 | 1373 | 1697 | 2033 | 2381 | 2734 | 3083 | 3423 | 3753 | 3992 | 4115 | 4197 | 4264 | 4323 | 4374 | 4424 | 53077.4
673 | 39 | 36 | 36 | 33 | 35 | 31 | 27 | 25 | 24 | 26 | 21 | 25 | 24 | 27 | 25 | 26 | 24 | 23 | 22 | 24 | 553 | 673 | 172.2 | 366.6 | 586.7 | 834.6 | 1112 | 1419 | 1741 | 2072 | 2416 | 2761 | 3107 | 3448 | 3783 | 4028 | 4157 | 4244 | 4316 | 4381 | 4438 | 4494 | 53877.1
674 | 39 | 34 | 35 | 30 | 28 | 25 | 22 | 20 | 16 | 22 | 24 | 26 | 24 | 23 | 21 | 21 | 22 | 27 | 29 | 33 | 521 | 674 | 179 | 372.3 | 591.3 | 840.5 | 1126 | 1436 | 1767 | 2111 | 2471 | 2835 | 3201 | 3555 | 3906 | 4169 | 4314 | 4414 | 4500 | 4579 | 4653 | 4725 | 55745.1
675 | 35 | 33 | 35 | 31 | 25 | 17 | 12 | 10 | 9 | 10 | 12 | 13 | 12 | 10 | 8 | 7 | 6 | 7 | 7 | 8 | 307 | 675 | 174.2 | 365.9 | 583.5 | 827.1 | 1100 | 1396 | 1714 | 2044 | 2387 | 2730 | 3072 | 3410 | 3736 | 3967 | 4088 | 4178 | 4256 | 4324 | 4388 | 4452 | 53192.7
676 | 12 | 21 | 17 | 18 | 14 | 23 | 27 | 29 | 25 | 26 | 23 | 20 | 15 | 18 | 18 | 19 | 15 | 15 | 14 | 15 | 384 | 676 | 155.5 | 331.2 | 535.3 | 764.9 | 1025 | 1315 | 1641 | 1983 | 2339 | 2701 | 3061 | 3415 | 3761 | 4012 | 4141 | 4229 | 4299 | 4360 | 4413 | 4465 | 52946.9
677 | 35 | 31 | 30 | 24 | 25 | 27 | 28 | 25 | 20 | 23 | 23 | 25 | 22 | 17 | 12 | 9 | 6 | 7 | 12 | 20 | 421 | 677 | 174.8 | 367.1 | 586.1 | 830.7 | 1106 | 1408 | 1723 | 2051 | 2391 | 2734 | 3073 | 3411 | 3736 | 3964 | 4076 | 4155 | 4220 | 4276 | 4327 | 4377 | 52986.7
678 | 42 | 38 | 41 | 43 | 36 | 25 | 13 | 14 | 14 | 14 | 12 | 12 | 12 | 13 | 12 | 13 | 13 | 15 | 16 | 17 | 415 | 678 | 175.6 | 369.2 | 588.8 | 838.3 | 1124 | 1435 | 1765 | 2110 | 2470 | 2837 | 3202 | 3562 | 3913 | 4181 | 4329 | 4434 | 4523 | 4605 | 4681 | 4755 | 55897.9
679 | 0 | 1 | 1 | 1 | 3 | 7 | 9 | 13 | 11 | 10 | 7 | 6 | 6 | 5 | 6 | 5 | 6 | 6 | 7 | 6 | 116 | 679 | 150.5 | 323.6 | 521.1 | 746.5 | 994.7 | 1268 | 1554 | 1854 | 2163 | 2475 | 2797 | 3114 | 3420 | 3631 | 3736 | 3807 | 3858 | 3898 | 3935 | 3972 | 48218.4
680 | 40 | 40 | 39 | 37 | 37 | 33 | 29 | 25 | 25 | 24 | 22 | 18 | 20 | 23 | 25 | 23 | 22 | 24 | 28 | 30 | 564 | 680 | 162.1 | 356.3 | 579.5 | 832.7 | 1117 | 1427 | 1759 | 2102 | 2463 | 2824 | 3180 | 3528 | 3871 | 4125 | 4260 | 4349 | 4423 | 4488 | 4547 | 4604 | 54997.6
681 | 32 | 32 | 30 | 28 | 26 | 26 | 25 | 25 | 24 | 26 | 23 | 22 | 19 | 15 | 15 | 14 | 16 | 14 | 19 | 20 | 451 | 681 | 172.8 | 364.6 | 581.7 | 826.8 | 1105 | 1405 | 1723 | 2055 | 2394 | 2739 | 3080 | 3418 | 3744 | 3971 | 4086 | 4168 | 4234 | 4291 | 4343 | 4394 | 53095.9
682 | 22 | 23 | 20 | 17 | 13 | 12 | 11 | 7 | 3 | 0 | 0 | 1 | 1 | 5 | 9 | 11 | 8 | 6 | 5 | 5 | 179 | 682 | 150.4 | 322.2 | 519.7 | 745.8 | 1006 | 1295 | 1599 | 1917 | 2233 | 2540 | 2845 | 3137 | 3420 | 3618 | 3720 | 3793 | 3845 | 3888 | 3928 | 3967 | 48489.1
683 | 39 | 36 | 31 | 22 | 16 | 12 | 10 | 11 | 11 | 12 | 9 | 12 | 14 | 17 | 16 | 14 | 13 | 12 | 11 | 14 | 332 | 683 | 178.2 | 375.7 | 601.5 | 856 | 1144 | 1460 | 1793 | 2143 | 2504 | 2871 | 3238 | 3602 | 3956 | 4223 | 4369 | 4471 | 4559 | 4642 | 4716 | 4789 | 56491.4
684 | 38 | 31 | 27 | 25 | 26 | 27 | 28 | 23 | 19 | 12 | 11 | 11 | 10 | 10 | 11 | 11 | 11 | 11 | 10 | 8 | 360 | 684 | 171.1 | 362.7 | 576 | 804.3 | 1067 | 1351 | 1666 | 1999 | 2348 | 2702 | 3048 | 3390 | 3717 | 3951 | 4076 | 4170 | 4245 | 4311 | 4372 | 4433 | 52760.1
685 | 32 | 26 | 28 | 25 | 27 | 23 | 23 | 23 | 25 | 25 | 26 | 28 | 27 | 28 | 27 | 29 | 29 | 32 | 30 | 33 | 546 | 685 | 175.2 | 370.5 | 596 | 854.5 | 1149 | 1474 | 1815 | 2170 | 2539 | 2919 | 3296 | 3669 | 4031 | 4311 | 4465 | 4568 | 4657 | 4742 | 4820 | 4892 | 57513.2
686 | 36 | 29 | 32 | 29 | 30 | 27 | 29 | 29 | 30 | 28 | 26 | 25 | 23 | 25 | 22 | 26 | 27 | 31 | 31 | 30 | 565 | 686 | 170.5 | 365.4 | 583.9 | 832.2 | 1114 | 1423 | 1749 | 2090 | 2444 | 2804 | 3159 | 3506 | 3852 | 4106 | 4239 | 4328 | 4402 | 4468 | 4528 | 4585 | 54749
687 | 26 | 30 | 32 | 37 | 36 | 28 | 18 | 11 | 11 | 12 | 15 | 16 | 18 | 20 | 20 | 19 | 17 | 18 | 20 | 21 | 425 | 687 | 154.2 | 330.3 | 541.5 | 788.5 | 1067 | 1372 | 1697 | 2038 | 2395 | 2754 | 3112 | 3468 | 3814 | 4069 | 4205 | 4297 | 4370 | 4436 | 4494 | 4552 | 53954.5
688 | 27 | 24 | 23 | 21 | 16 | 13 | 8 | 8 | 10 | 9 | 10 | 9 | 9 | 8 | 7 | 7 | 8 | 9 | 8 | 7 | 241 | 688 | 170.8 | 361.8 | 564.3 | 790.6 | 1065 | 1369 | 1689 | 2023 | 2368 | 2715 | 3058 | 3397 | 3730 | 3964 | 4090 | 4183 | 4262 | 4332 | 4400 | 4465 | 52997.5
689 | 30 | 37 | 36 | 39 | 37 | 34 | 34 | 33 | 33 | 28 | 21 | 19 | 17 | 18 | 16 | 16 | 18 | 19 | 18 | 18 | 521 | 689 | 171.7 | 363.1 | 581.5 | 828.3 | 1105 | 1406 | 1724 | 2052 | 2390 | 2730 | 3065 | 3396 | 3718 | 3944 | 4058 | 4136 | 4202 | 4258 | 4309 | 4358 | 52795.6
690 | 28 | 27 | 25 | 19 | 12 | 6 | 7 | 9 | 11 | 10 | 8 | 8 | 7 | 5 | 3 | 2 | 4 | 6 | 7 | 6 | 210 | 690 | 151.1 | 325.7 | 523.8 | 758.3 | 1027 | 1320 | 1632 | 1952 | 2287 | 2622 | 2952 | 3277 | 3588 | 3802 | 3909 | 3985 | 4046 | 4096 | 4143 | 4187 | 50583.9
691 | 31 | 28 | 25 | 19 | 14 | 14 | 17 | 17 | 17 | 19 | 20 | 19 | 14 | 13 | 13 | 13 | 10 | 10 | 9 | 10 | 332 | 691 | 154 | 330.2 | 535.5 | 779.1 | 1052 | 1356 | 1674 | 2008 | 2353 | 2706 | 3058 | 3401 | 3732 | 3970 | 4095 | 4183 | 4251 | 4308 | 4360 | 4410 | 52715.8
692 | 26 | 26 | 28 | 34 | 31 | 25 | 14 | 14 | 14 | 14 | 13 | 14 | 16 | 17 | 15 | 13 | 11 | 12 | 13 | 11 | 361 | 692 | 168.9 | 361.4 | 577.5 | 822.7 | 1093 | 1394 | 1709 | 2034 | 2377 | 2723 | 3067 | 3405 | 3729 | 3966 | 4093 | 4180 | 4250 | 4314 | 4371 | 4428 | 53063.5
693 | 34 | 31 | 31 | 34 | 38 | 40 | 36 | 32 | 24 | 17 | 12 | 13 | 14 | 15 | 16 | 15 | 14 | 13 | 14 | 18 | 461 | 693 | 170.6 | 361.4 | 580.7 | 828.3 | 1106 | 1407 | 1726 | 2056 | 2399 | 2749 | 3095 | 3435 | 3771 | 4017 | 4149 | 4243 | 4321 | 4391 | 4456 | 4521 | 53783
694 | 45 | 42 | 36 | 29 | 17 | 10 | 4 | 4 | 3 | 1 | 4 | 10 | 14 | 20 | 20 | 21 | 16 | 13 | 13 | 11 | 333 | 694 | 170.8 | 363.5 | 583 | 830.2 | 1109 | 1407 | 1724 | 2052 | 2391 | 2734 | 3072 | 3404 | 3721 | 3949 | 4064 | 4147 | 4214 | 4272 | 4325 | 4375 | 52907.5
695 | 40 | 42 | 37 | 34 | 26 | 26 | 23 | 24 | 21 | 24 | 22 | 18 | 12 | 11 | 13 | 16 | 18 | 19 | 21 | 24 | 471 | 695 | 172.1 | 364.2 | 583.3 | 829.7 | 1109 | 1415 | 1736 | 2073 | 2416 | 2768 | 3113 | 3455 | 3784 | 4022 | 4145 | 4228 | 4296 | 4357 | 4411 | 4464 | 53741.3
696 | 26 | 21 | 25 | 24 | 26 | 23 | 25 | 22 | 19 | 18 | 17 | 19 | 13 | 17 | 18 | 22 | 19 | 19 | 16 | 15 | 404 | 696 | 171.3 | 362.9 | 581.5 | 823.3 | 1097 | 1397 | 1709 | 2033 | 2367 | 2703 | 3033 | 3359 | 3672 | 3897 | 4009 | 4086 | 4152 | 4207 | 4258 | 4306 | 52224
697 | 36 | 41 | 41 | 42 | 41 | 40 | 36 | 31 | 29 | 31 | 30 | 26 | 22 | 17 | 13 | 11 | 11 | 10 | 6 | 4 | 518 | 697 | 174.4 | 367.9 | 587.2 | 832.7 | 1106 | 1407 | 1726 | 2053 | 2391 | 2734 | 3070 | 3401 | 3725 | 3957 | 4077 | 4165 | 4238 | 4301 | 4360 | 4418 | 53091.2
698 | 36 | 36 | 31 | 26 | 20 | 17 | 14 | 12 | 12 | 12 | 10 | 7 | 5 | 4 | 4 | 5 | 7 | 10 | 11 | 10 | 289 | 698 | 151.5 | 336.1 | 543.5 | 767 | 1017 | 1306 | 1617 | 1944 | 2283 | 2622 | 2960 | 3291 | 3612 | 3837 | 3955 | 4040 | 4109 | 4166 | 4221 | 4274 | 51052.1
699 | 26 | 28 | 29 | 32 | 35 | 33 | 32 | 27 | 28 | 25 | 26 | 21 | 22 | 19 | 15 | 12 | 10 | 11 | 8 | 10 | 449 | 699 | 156.3 | 333.4 | 536 | 777.5 | 1055 | 1358 | 1683 | 2019 | 2369 | 2722 | 3073 | 3415 | 3744 | 3979 | 4095 | 4180 | 4249 | 4308 | 4361 | 4413 | 52826.2
700 | 34 | 36 | 33 | 32 | 31 | 29 | 23 | 16 | 15 | 14 | 15 | 13 | 15 | 13 | 13 | 10 | 12 | 10 | 11 | 8 | 383 | 700 | 177 | 370.5 | 588.8 | 833.5 | 1111 | 1412 | 1731 | 2066 | 2411 | 2758 | 3106 | 3446 | 3778 | 4013 | 4136 | 4223 | 4297 | 4362 | 4421 | 4478 | 53718.8
701 | 42 | 38 | 33 | 25 | 18 | 15 | 13 | 12 | 11 | 11 | 11 | 12 | 14 | 13 | 9 | 7 | 8 | 14 | 15 | 14 | 335 | 701 | 174.4 | 366.8 | 585.5 | 830.6 | 1105 | 1404 | 1719 | 2046 | 2383 | 2724 | 3060 | 3394 | 3718 | 3945 | 4060 | 4140 | 4208 | 4266 | 4319 | 4371 | 52819.3
702 | 43 | 43 | 43 | 41 | 39 | 36 | 36 | 36 | 36 | 35 | 32 | 29 | 25 | 24 | 27 | 30 | 28 | 27 | 22 | 23 | 655 | 702 | 178.7 | 378.4 | 605.9 | 857.5 | 1140 | 1447 | 1777 | 2119 | 2475 | 2831 | 3190 | 3538 | 3873 | 4112 | 4238 | 4328 | 4402 | 4469 | 4525 | 4575 | 55059.5
703 | 33 | 38 | 37 | 33 | 24 | 17 | 16 | 16 | 17 | 15 | 14 | 13 | 13 | 13 | 12 | 12 | 14 | 16 | 15 | 16 | 384 | 703 | 155.8 | 342.4 | 565.3 | 814.6 | 1102 | 1414 | 1743 | 2090 | 2452 | 2813 | 3176 | 3534 | 3883 | 4142 | 4282 | 4383 | 4469 | 4547 | 4619 | 4691 | 55218.1
704 | 32 | 33 | 35 | 37 | 33 | 25 | 16 | 15 | 18 | 16 | 17 | 13 | 13 | 12 | 12 | 13 | 10 | 14 | 15 | 18 | 397 | 704 | 173.8 | 366.4 | 585.3 | 831.1 | 1109 | 1414 | 1736 | 2072 | 2417 | 2764 | 3109 | 3446 | 3776 | 4009 | 4129 | 4217 | 4290 | 4354 | 4414 | 4471 | 53683.6
705 | 37 | 28 | 34 | 34 | 39 | 34 | 29 | 29 | 28 | 29 | 26 | 26 | 24 | 25 | 23 | 26 | 27 | 27 | 27 | 26 | 578 | 705 | 172.4 | 366.3 | 590.8 | 842.9 | 1128 | 1442 | 1774 | 2122 | 2484 | 2853 | 3220 | 3584 | 3943 | 4209 | 4352 | 4446 | 4524 | 4596 | 4661 | 4720 | 56030.4
706 | 38 | 39 | 37 | 38 | 37 | 38 | 38 | 37 | 32 | 24 | 15 | 13 | 13 | 16 | 17 | 17 | 16 | 17 | 21 | 22 | 525 | 706 | 169.9 | 360.2 | 576.2 | 820.7 | 1095 | 1395 | 1712 | 2041 | 2386 | 2736 | 3086 | 3430 | 3765 | 4016 | 4153 | 4249 | 4329 | 4404 | 4474 | 4544 | 53742
707 | 27 | 27 | 20 | 11 | 2 | 4 | 7 | 8 | 6 | 6 | 8 | 8 | 9 | 7 | 7 | 6 | 6 | 6 | 3 | 4 | 182 | 707 | 172.6 | 363.4 | 579.9 | 824.9 | 1101 | 1399 | 1710 | 2035 | 2368 | 2705 | 3039 | 3364 | 3676 | 3894 | 4004 | 4080 | 4144 | 4198 | 4247 | 4294 | 52198.8
708 | 41 | 37 | 34 | 28 | 29 | 22 | 18 | 17 | 18 | 22 | 17 | 22 | 21 | 25 | 23 | 22 | 17 | 15 | 14 | 17 | 459 | 708 | 170.8 | 362.6 | 582.4 | 830.3 | 1110 | 1412 | 1727 | 2056 | 2393 | 2736 | 3080 | 3412 | 3734 | 3966 | 4086 | 4171 | 4243 | 4306 | 4365 | 4421 | 53164.1
709 | 35 | 37 | 36 | 38 | 34 | 32 | 28 | 26 | 23 | 22 | 24 | 25 | 25 | 21 | 23 | 22 | 25 | 23 | 25 | 23 | 547 | 709 | 173.6 | 366.5 | 588.7 | 837.9 | 1118 | 1423 | 1745 | 2080 | 2427 | 2774 | 3120 | 3458 | 3786 | 4020 | 4140 | 4221 | 4289 | 4350 | 4404 | 4457 | 53778.7
710 | 31 | 30 | 23 | 18 | 12 | 13 | 11 | 11 | 9 | 11 | 11 | 11 | 9 | 10 | 10 | 9 | 9 | 9 | 11 | 8 | 266 | 710 | 171.6 | 363.1 | 579.8 | 824.8 | 1101 | 1404 | 1726 | 2055 | 2398 | 2744 | 3087 | 3424 | 3752 | 3987 | 4110 | 4195 | 4268 | 4333 | 4392 | 4449 | 53364.3
711 | 20 | 25 | 25 | 26 | 28 | 25 | 24 | 23 | 27 | 25 | 22 | 19 | 21 | 22 | 22 | 21 | 18 | 16 | 16 | 17 | 442 | 711 | 174.2 | 365.6 | 581.2 | 823.9 | 1097 | 1393 | 1705 | 2029 | 2363 | 2699 | 3030 | 3354 | 3670 | 3893 | 4005 | 4088 | 4154 | 4208 | 4257 | 4304 | 52193.9
712 | 22 | 15 | 20 | 22 | 25 | 21 | 14 | 12 | 10 | 11 | 10 | 10 | 9 | 8 | 9 | 9 | 10 | 8 | 11 | 11 | 267 | 712 | 172 | 349.8 | 554.3 | 792.8 | 1072 | 1386 | 1717 | 2063 | 2423 | 2791 | 3157 | 3518 | 3867 | 4125 | 4266 | 4368 | 4454 | 4534 | 4606 | 4678 | 54893.9
713 | 24 | 21 | 20 | 17 | 15 | 12 | 11 | 13 | 14 | 19 | 21 | 25 | 21 | 18 | 21 | 26 | 31 | 30 | 28 | 26 | 413 | 713 | 175.1 | 371.4 | 597.1 | 854.4 | 1144 | 1463 | 1799 | 2154 | 2519 | 2893 | 3261 | 3627 | 3984 | 4259 | 4407 | 4504 | 4582 | 4653 | 4719 | 4776 | 56742
714 | 22 | 24 | 18 | 14 | 8 | 8 | 6 | 5 | 7 | 7 | 6 | 5 | 7 | 7 | 8 | 6 | 11 | 16 | 20 | 17 | 222 | 714 | 171.5 | 365.4 | 581.6 | 828.1 | 1106 | 1409 | 1736 | 2075 | 2427 | 2783 | 3134 | 3478 | 3813 | 4054 | 4181 | 4270 | 4344 | 4411 | 4472 | 4531 | 54170.6
715 | 40 | 39 | 40 | 39 | 40 | 36 | 33 | 31 | 31 | 33 | 31 | 28 | 22 | 16 | 12 | 11 | 12 | 13 | 14 | 14 | 535 | 715 | 158.6 | 351.4 | 571 | 817.8 | 1094 | 1398 | 1717 | 2054 | 2402 | 2753 | 3097 | 3436 | 3766 | 4010 | 4136 | 4225 | 4297 | 4361 | 4421 | 4480 | 53545.8
716 | 31 | 28 | 26 | 25 | 25 | 29 | 26 | 24 | 24 | 24 | 26 | 21 | 24 | 22 | 27 | 27 | 28 | 26 | 26 | 26 | 515 | 716 | 173.1 | 369.2 | 590.8 | 845.4 | 1137 | 1454 | 1789 | 2142 | 2509 | 2881 | 3252 | 3615 | 3969 | 4235 | 4379 | 4478 | 4561 | 4637 | 4707 | 4773 | 56496.5
717 | 22 | 21 | 25 | 28 | 29 | 28 | 19 | 16 | 12 | 13 | 13 | 14 | 15 | 16 | 14 | 11 | 10 | 10 | 13 | 13 | 342 | 717 | 173 | 356 | 557.3 | 795.8 | 1060 | 1351 | 1663 | 1992 | 2337 | 2681 | 3023 | 3356 | 3678 | 3904 | 4021 | 4102 | 4166 | 4222 | 4271 | 4319 | 52028.1
718 | 39 | 36 | 38 | 42 | 46 | 44 | 39 | 34 | 32 | 31 | 28 | 23 | 18 | 18 | 21 | 22 | 17 | 16 | 19 | 28 | 591 | 718 | 180.3 | 379.4 | 607.8 | 863.3 | 1156 | 1474 | 1811 | 2153 | 2511 | 2869 | 3230 | 3590 | 3941 | 4207 | 4352 | 4452 | 4539 | 4619 | 4693 | 4767 | 56394.8
719 | 32 | 23 | 22 | 16 | 15 | 11 | 8 | 14 | 21 | 29 | 28 | 22 | 15 | 14 | 13 | 13 | 12 | 12 | 13 | 13 | 346 | 719 | 172.2 | 357.9 | 579.6 | 829.8 | 1113 | 1426 | 1754 | 2098 | 2455 | 2814 | 3171 | 3523 | 3867 | 4121 | 4254 | 4345 | 4421 | 4492 | 4556 | 4616 | 54965.5
720 | 30 | 28 | 33 | 31 | 35 | 30 | 33 | 31 | 34 | 35 | 33 | 28 | 22 | 20 | 23 | 25 | 28 | 30 | 33 | 32 | 594 | 720 | 178.1 | 372.5 | 593.5 | 840.8 | 1123 | 1432 | 1757 | 2095 | 2450 | 2810 | 3174 | 3528 | 3864 | 4116 | 4245 | 4335 | 4409 | 4476 | 4537 | 4595 | 54930.9
721 | 46 | 44 | 43 | 43 | 43 | 39 | 34 | 30 | 33 | 36 | 37 | 33 | 28 | 24 | 24 | 26 | 29 | 28 | 28 | 28 | 676 | 721 | 178.2 | 376.7 | 599.1 | 851.8 | 1132 | 1432 | 1749 | 2078 | 2420 | 2773 | 3121 | 3462 | 3794 | 4032 | 4158 | 4246 | 4321 | 4388 | 4448 | 4508 | 54067.8
722 | 32 | 36 | 38 | 42 | 44 | 43 | 38 | 32 | 25 | 22 | 23 | 25 | 25 | 23 | 19 | 22 | 22 | 23 | 23 | 26 | 583 | 722 | 170.7 | 364.5 | 583 | 828.3 | 1107 | 1411 | 1731 | 2059 | 2405 | 2755 | 3105 | 3450 | 3783 | 4029 | 4156 | 4246 | 4321 | 4389 | 4451 | 4512 | 53856.5
723 | 10 | 14 | 11 | 10 | 14 | 19 | 23 | 19 | 22 | 24 | 24 | 21 | 21 | 22 | 24 | 23 | 21 | 16 | 15 | 18 | 371 | 723 | 156.8 | 334.9 | 539.4 | 770.9 | 1035 | 1338 | 1664 | 1999 | 2352 | 2710 | 3069 | 3423 | 3761 | 4009 | 4141 | 4232 | 4302 | 4361 | 4414 | 4464 | 53076
724 | 28 | 23 | 23 | 18 | 18 | 14 | 10 | 5 | 2 | 3 | 8 | 9 | 9 | 9 | 12 | 11 | 13 | 13 | 15 | 13 | 256 | 724 | 172.6 | 364.7 | 582.8 | 828.9 | 1102 | 1404 | 1719 | 2046 | 2384 | 2725 | 3058 | 3382 | 3699 | 3923 | 4033 | 4112 | 4177 | 4233 | 4284 | 4334 | 52564
725 | 30 | 32 | 32 | 35 | 34 | 36 | 35 | 35 | 31 | 24 | 17 | 15 | 16 | 16 | 12 | 9 | 8 | 9 | 10 | 11 | 447 | 725 | 175.8 | 367.4 | 585.1 | 830.3 | 1106 | 1408 | 1724 | 2053 | 2395 | 2741 | 3085 | 3425 | 3759 | 4000 | 4129 | 4219 | 4295 | 4365 | 4429 | 4492 | 53583.6
726 | 12 | 17 | 16 | 18 | 13 | 12 | 9 | 9 | 10 | 10 | 10 | 8 | 9 | 8 | 10 | 9 | 11 | 11 | 14 | 15 | 231 | 726 | 152.6 | 327.5 | 526 | 755.4 | 1034 | 1342 | 1666 | 2006 | 2359 | 2719 | 3078 | 3427 | 3769 | 4023 | 4161 | 4255 | 4333 | 4407 | 4475 | 4543 | 53358.5
727 | 35 | 29 | 28 | 29 | 34 | 35 | 32 | 27 | 25 | 22 | 21 | 19 | 19 | 17 | 16 | 19 | 20 | 21 | 23 | 26 | 497 | 727 | 173.6 | 368.2 | 588 | 836.3 | 1117 | 1429 | 1754 | 2087 | 2431 | 2780 | 3130 | 3466 | 3797 | 4034 | 4154 | 4235 | 4302 | 4363 | 4417 | 4470 | 53932.1
728 | 25 | 30 | 24 | 21 | 15 | 13 | 11 | 10 | 10 | 11 | 12 | 11 | 10 | 8 | 8 | 10 | 11 | 13 | 12 | 17 | 282 | 728 | 150.3 | 324.7 | 534.8 | 777.7 | 1051 | 1355 | 1679 | 2016 | 2360 | 2714 | 3062 | 3405 | 3737 | 3982 | 4111 | 4200 | 4274 | 4341 | 4400 | 4458 | 52932.5
729 | 35 | 30 | 24 | 15 | 8 | 7 | 7 | 9 | 12 | 14 | 14 | 14 | 13 | 11 | 11 | 12 | 13 | 13 | 13 | 14 | 289 | 729 | 171 | 362.7 | 574.8 | 822.3 | 1100 | 1403 | 1728 | 2068 | 2419 | 2771 | 3124 | 3471 | 3813 | 4066 | 4201 | 4295 | 4376 | 4451 | 4519 | 4588 | 54323.8
730 | 35 | 34 | 28 | 21 | 16 | 17 | 16 | 16 | 16 | 16 | 15 | 13 | 15 | 14 | 15 | 12 | 17 | 18 | 23 | 21 | 378 | 730 | 172.1 | 366.5 | 584 | 829.1 | 1108 | 1409 | 1727 | 2059 | 2406 | 2760 | 3109 | 3454 | 3789 | 4036 | 4165 | 4255 | 4328 | 4395 | 4455 | 4513 | 53919.7
731 | 44 | 40 | 41 | 40 | 43 | 42 | 42 | 38 | 35 | 31 | 28 | 25 | 23 | 21 | 21 | 21 | 25 | 25 | 25 | 24 | 634 | 731 | 178.3 | 374.4 | 599 | 852.5 | 1139 | 1447 | 1774 | 2115 | 2466 | 2819 | 3171 | 3520 | 3863 | 4115 | 4253 | 4353 | 4440 | 4520 | 4595 | 4670 | 55264.2
732 | 43 | 30 | 25 | 18 | 22 | 24 | 29 | 30 | 32 | 30 | 27 | 26 | 25 | 27 | 29 | 31 | 34 | 32 | 32 | 27 | 573 | 732 | 183.9 | 385.9 | 615.8 | 876.7 | 1171 | 1494 | 1835 | 2190 | 2558 | 2935 | 3310 | 3679 | 4040 | 4312 | 4460 | 4560 | 4645 | 4725 | 4799 | 4867 | 57642.3
733 | 27 | 30 | 32 | 31 | 24 | 17 | 12 | 11 | 10 | 8 | 8 | 6 | 5 | 6 | 7 | 7 | 6 | 5 | 6 | 5 | 263 | 733 | 169.5 | 358.9 | 572.7 | 813 | 1084 | 1384 | 1700 | 2026 | 2365 | 2704 | 3036 | 3365 | 3679 | 3899 | 4011 | 4094 | 4164 | 4224 | 4280 | 4333 | 52262.1
734 | 25 | 30 | 36 | 41 | 38 | 28 | 20 | 14 | 13 | 12 | 13 | 15 | 18 | 18 | 17 | 12 | 11 | 12 | 16 | 15 | 404 | 734 | 162.9 | 346.5 | 565.9 | 811.2 | 1085 | 1393 | 1717 | 2055 | 2404 | 2755 | 3107 | 3450 | 3784 | 4028 | 4161 | 4260 | 4345 | 4423 | 4497 | 4571 | 53921.5
735 | 33 | 38 | 40 | 32 | 23 | 12 | 13 | 12 | 12 | 10 | 10 | 11 | 14 | 13 | 14 | 15 | 18 | 19 | 19 | 20 | 378 | 735 | 179.3 | 375.2 | 599.7 | 853.3 | 1140 | 1454 | 1771 | 2106 | 2460 | 2837 | 3215 | 3582 | 3945 | 4219 | 4367 | 4469 | 4554 | 4632 | 4705 | 4776 | 56239.5
736 | 36 | 29 | 25 | 20 | 21 | 26 | 25 | 25 | 26 | 29 | 27 | 20 | 18 | 20 | 23 | 22 | 17 | 12 | 11 | 12 | 444 | 736 | 169.5 | 359.2 | 575 | 819.1 | 1095 | 1399 | 1716 | 2045 | 2384 | 2725 | 3065 | 3396 | 3718 | 3947 | 4066 | 4152 | 4225 | 4285 | 4334 | 4388 | 52862.8
737 | 25 | 30 | 32 | 31 | 21 | 10 | 3 | 4 | 5 | 5 | 7 | 9 | 12 | 12 | 10 | 10 | 10 | 10 | 9 | 7 | 262 | 737 | 155.6 | 334 | 549.3 | 793.1 | 1054 | 1355 | 1675 | 2009 | 2358 | 2709 | 3056 | 3398 | 3727 | 3968 | 4092 | 4182 | 4255 | 4320 | 4380 | 4440 | 52810
738 | 31 | 32 | 31 | 31 | 31 | 31 | 27 | 25 | 23 | 26 | 24 | 25 | 20 | 18 | 18 | 17 | 18 | 14 | 19 | 21 | 482 | 738 | 174.1 | 363.4 | 577.4 | 818.7 | 1089 | 1387 | 1699 | 2022 | 2360 | 2698 | 3037 | 3368 | 3687 | 3914 | 4028 | 4107 | 4172 | 4229 | 4280 | 4328 | 52338.6
739 | 29 | 34 | 35 | 30 | 20 | 11 | 8 | 7 | 7 | 7 | 8 | 9 | 10 | 9 | 9 | 7 | 7 | 7 | 8 | 8 | 270 | 739 | 172 | 363.2 | 579.6 | 821.4 | 1101 | 1405 | 1722 | 2052 | 2393 | 2739 | 3078 | 3407 | 3728 | 3956 | 4073 | 4161 | 4236 | 4301 | 4364 | 4425 | 53077.2
740 | 40 | 43 | 41 | 41 | 39 | 38 | 34 | 30 | 29 | 31 | 29 | 23 | 17 | 17 | 17 | 16 | 16 | 17 | 18 | 18 | 554 | 740 | 171.3 | 362.3 | 578.6 | 821 | 1095 | 1396 | 1714 | 2049 | 2396 | 2743 | 3089 | 3429 | 3752 | 3981 | 4100 | 4179 | 4245 | 4304 | 4357 | 4407 | 53169.2
741 | 45 | 47 | 37 | 28 | 17 | 18 | 21 | 25 | 24 | 23 | 21 | 21 | 23 | 21 | 24 | 23 | 26 | 24 | 23 | 25 | 516 | 741 | 177.7 | 374.8 | 598.9 | 853.8 | 1138 | 1453 | 1785 | 2133 | 2494 | 2857 | 3220 | 3576 | 3929 | 4189 | 4332 | 4434 | 4522 | 4604 | 4679 | 4752 | 56102.2
742 | 37 | 41 | 41 | 44 | 42 | 35 | 26 | 21 | 22 | 26 | 28 | 29 | 29 | 28 | 28 | 27 | 25 | 25 | 27 | 29 | 610 | 742 | 171.8 | 365.6 | 582.6 | 830 | 1107 | 1407 | 1723 | 2051 | 2392 | 2736 | 3079 | 3420 | 3749 | 3990 | 4117 | 4204 | 4276 | 4340 | 4397 | 4453 | 53391
743 | 21 | 24 | 26 | 29 | 33 | 25 | 21 | 13 | 13 | 13 | 12 | 12 | 11 | 13 | 13 | 14 | 12 | 13 | 13 | 19 | 350 | 743 | 156 | 333 | 535.7 | 774.3 | 1055 | 1360 | 1684 | 2022 | 2378 | 2741 | 3102 | 3453 | 3797 | 4054 | 4193 | 4286 | 4361 | 4428 | 4488 | 4546 | 53747
744 | 25 | 22 | 25 | 24 | 25 | 18 | 15 | 12 | 13 | 12 | 11 | 10 | 9 | 9 | 10 | 11 | 13 | 13 | 12 | 9 | 298 | 744 | 170.8 | 352 | 552.4 | 797.8 | 1072 | 1373 | 1697 | 2034 | 2385 | 2738 | 3089 | 3436 | 3771 | 4020 | 4154 | 4252 | 4335 | 4409 | 4479 | 4547 | 53664
745 | 33 | 35 | 32 | 34 | 34 | 35 | 30 | 27 | 27 | 29 | 29 | 24 | 22 | 22 | 23 | 18 | 14 | 14 | 15 | 17 | 514 | 745 | 172 | 366.1 | 586.7 | 837.6 | 1120 | 1430 | 1755 | 2093 | 2441 | 2795 | 3147 | 3495 | 3832 | 4079 | 4206 | 4290 | 4360 | 4423 | 4478 | 4531 | 54437.4
746 | 34 | 36 | 32 | 30 | 28 | 27 | 24 | 21 | 23 | 25 | 28 | 26 | 25 | 22 | 21 | 21 | 23 | 23 | 21 | 21 | 511 | 746 | 158.7 | 350.7 | 568.6 | 815.1 | 1096 | 1408 | 1734 | 2074 | 2427 | 2784 | 3136 | 3485 | 3822 | 4070 | 4203 | 4295 | 4371 | 4440 | 4502 | 4561 | 54301.1
747 | 42 | 39 | 32 | 24 | 18 | 18 | 14 | 11 | 9 | 12 | 14 | 10 | 7 | 3 | 3 | 2 | 4 | 9 | 11 | 11 | 293 | 747 | 170 | 362.6 | 578.1 | 818 | 1088 | 1382 | 1688 | 2007 | 2336 | 2668 | 2995 | 3313 | 3622 | 3830 | 3935 | 4010 | 4072 | 4124 | 4171 | 4216 | 51385.7
748 | 11 | 13 | 18 | 19 | 20 | 18 | 20 | 19 | 19 | 20 | 17 | 13 | 11 | 12 | 14 | 16 | 13 | 9 | 3 | 2 | 287 | 748 | 148.7 | 318.9 | 514.6 | 735.5 | 985.5 | 1268 | 1570 | 1881 | 2202 | 2528 | 2851 | 3165 | 3471 | 3680 | 3783 | 3856 | 3914 | 3962 | 4006 | 4047 | 48887.2
749 | 39 | 38 | 34 | 29 | 25 | 29 | 27 | 29 | 26 | 29 | 29 | 28 | 29 | 31 | 31 | 29 | 26 | 27 | 25 | 23 | 583 | 749 | 179.3 | 376.2 | 595.6 | 845.7 | 1132 | 1442 | 1776 | 2120 | 2480 | 2845 | 3205 | 3561 | 3909 | 4177 | 4324 | 4425 | 4514 | 4596 | 4671 | 4742 | 55915.8
750 | 28 | 32 | 32 | 36 | 38 | 38 | 34 | 27 | 26 | 25 | 23 | 20 | 15 | 13 | 10 | 9 | 10 | 9 | 10 | 10 | 445 | 750 | 156.9 | 344.1 | 565.3 | 815.7 | 1096 | 1403 | 1731 | 2068 | 2421 | 2777 | 3125 | 3468 | 3798 | 4039 | 4164 | 4252 | 4322 | 4384 | 4442 | 4499 | 53871
751 | 23 | 26 | 24 | 26 | 23 | 21 | 18 | 14 | 14 | 12 | 11 | 10 | 8 | 8 | 8 | 9 | 9 | 9 | 9 | 11 | 293 | 751 | 152.2 | 326.1 | 528.3 | 752.1 | 1006 | 1288 | 1583 | 1905 | 2251 | 2602 | 2949 | 3290 | 3622 | 3863 | 3995 | 4090 | 4167 | 4234 | 4297 | 4360 | 51260.7
752 | 31 | 30 | 32 | 33 | 32 | 27 | 23 | 23 | 20 | 19 | 14 | 13 | 12 | 11 | 12 | 10 | 13 | 14 | 20 | 20 | 409 | 752 | 169.6 | 362.2 | 578.9 | 822.1 | 1098 | 1398 | 1714 | 2043 | 2387 | 2735 | 3083 | 3426 | 3760 | 4006 | 4136 | 4223 | 4296 | 4362 | 4421 | 4479 | 53499.8
753 | 13 | 25 | 21 | 26 | 19 | 21 | 20 | 26 | 26 | 24 | 19 | 18 | 16 | 18 | 18 | 18 | 20 | 22 | 18 | 10 | 398 | 753 | 150.9 | 322.4 | 522.8 | 756.2 | 1027 | 1325 | 1642 | 1969 | 2310 | 2653 | 2992 | 3325 | 3646 | 3870 | 3983 | 4061 | 4124 | 4178 | 4227 | 4275 | 51359.3
754 | 40 | 34 | 31 | 24 | 23 | 25 | 31 | 31 | 32 | 32 | 33 | 29 | 26 | 26 | 30 | 32 | 34 | 33 | 32 | 29 | 607 | 754 | 172.1 | 367.4 | 589.8 | 839.4 | 1121 | 1432 | 1760 | 2106 | 2465 | 2832 | 3194 | 3552 | 3904 | 4163 | 4299 | 4392 | 4470 | 4543 | 4608 | 4672 | 55481.7
755 | 35 | 32 | 27 | 21 | 19 | 17 | 17 | 16 | 20 | 23 | 23 | 15 | 6 | 0 | 1 | 1 | 1 | 2 | 5 | 10 | 291 | 755 | 169.9 | 359.6 | 575.1 | 819.5 | 1093 | 1390 | 1699 | 2022 | 2356 | 2695 | 3028 | 3353 | 3669 | 3878 | 3956 | 4000 | 4031 | 4054 | 4071 | 4108 | 51327.1
756 | 40 | 43 | 42 | 35 | 25 | 18 | 20 | 25 | 27 | 28 | 26 | 26 | 24 | 20 | 17 | 17 | 20 | 24 | 26 | 26 | 529 | 756 | 172.5 | 365.4 | 582.9 | 831.2 | 1115 | 1424 | 1753 | 2103 | 2461 | 2822 | 3188 | 3546 | 3898 | 4161 | 4308 | 4414 | 4509 | 4597 | 4678 | 4758 | 55687
757 | 42 | 32 | 34 | 28 | 34 | 31 | 35 | 31 | 30 | 25 | 21 | 18 | 20 | 19 | 22 | 21 | 22 | 21 | 19 | 21 | 526 | 757 | 172 | 362.5 | 581.5 | 826 | 1099 | 1395 | 1709 | 2038 | 2371 | 2708 | 3039 | 3364 | 3675 | 3895 | 4002 | 4078 | 4142 | 4196 | 4245 | 4294 | 52192
758 | 40 | 34 | 37 | 37 | 39 | 35 | 29 | 27 | 24 | 22 | 19 | 16 | 13 | 12 | 9 | 11 | 10 | 13 | 14 | 15 | 456 | 758 | 175.2 | 367.7 | 584.1 | 826.4 | 1101 | 1400 | 1717 | 2047 | 2393 | 2741 | 3084 | 3424 | 3748 | 3986 | 4110 | 4198 | 4271 | 4337 | 4396 | 4454 | 53360.4
759 | 26 | 24 | 25 | 20 | 18 | 15 | 15 | 15 | 17 | 16 | 15 | 10 | 10 | 11 | 12 | 16 | 17 | 16 | 14 | 14 | 326 | 759 | 171.4 | 362.5 | 580.2 | 825.4 | 1100 | 1399 | 1715 | 2039 | 2374 | 2712 | 3045 | 3376 | 3696 | 3923 | 4035 | 4115 | 4183 | 4241 | 4293 | 4344 | 52529.5
760 | 37 | 33 | 37 | 38 | 42 | 36 | 29 | 20 | 15 | 13 | 12 | 13 | 14 | 12 | 7 | 3 | 2 | 6 | 10 | 14 | 393 | 760 | 172.3 | 363.9 | 582.4 | 826.3 | 1102 | 1402 | 1720 | 2046 | 2385 | 2737 | 3084 | 3423 | 3751 | 3991 | 4117 | 4205 | 4277 | 4342 | 4401 | 4461 | 53388.9
761 | 34 | 28 | 28 | 20 | 19 | 14 | 14 | 9 | 8 | 6 | 7 | 7 | 9 | 9 | 9 | 8 | 7 | 10 | 10 | 12 | 268 | 761 | 171.3 | 361.6 | 577.6 | 820.3 | 1097 | 1397 | 1715 | 2045 | 2385 | 2725 | 3063 | 3396 | 3718 | 3940 | 4055 | 4140 | 4211 | 4272 | 4329 | 4384 | 52802.8
762 | 40 | 41 | 35 | 27 | 16 | 11 | 9 | 10 | 10 | 13 | 14 | 14 | 11 | 9 | 8 | 7 | 9 | 10 | 13 | 13 | 320 | 762 | 175.4 | 367.8 | 583.1 | 827.7 | 1105 | 1410 | 1729 | 2057 | 2397 | 2741 | 3081 | 3413 | 3734 | 3963 | 4084 | 4170 | 4243 | 4306 | 4364 | 4421 | 53172
763 | 41 | 36 | 34 | 32 | 36 | 35 | 30 | 20 | 16 | 13 | 14 | 17 | 18 | 17 | 16 | 16 | 15 | 15 | 13 | 17 | 451 | 763 | 170.2 | 361.6 | 579.9 | 826.7 | 1103 | 1404 | 1723 | 2056 | 2400 | 2747 | 3092 | 3431 | 3757 | 3996 | 4118 | 4205 | 4278 | 4343 | 4402 | 4460 | 53453.4
764 | 12 | 13 | 21 | 20 | 20 | 10 | 10 | 8 | 8 | 8 | 9 | 10 | 10 | 9 | 7 | 7 | 7 | 8 | 8 | 8 | 213 | 764 | 150.2 | 322.2 | 519.8 | 752.2 | 1024 | 1326 | 1638 | 1969 | 2309 | 2655 | 2998 | 3333 | 3658 | 3888 | 4008 | 4093 | 4164 | 4225 | 4281 | 4337 | 51650.4
765 | 30 | 30 | 31 | 32 | 33 | 33 | 27 | 23 | 16 | 14 | 14 | 13 | 13 | 13 | 14 | 10 | 7 | 3 | 2 | 2 | 360 | 765 | 172.1 | 363.7 | 580.6 | 824.2 | 1100 | 1405 | 1726 | 2059 | 2404 | 2758 | 3111 | 3455 | 3791 | 4035 | 4166 | 4261 | 4341 | 4413 | 4480 | 4546 | 53991.6
766 | 28 | 24 | 23 | 26 | 27 | 26 | 17 | 13 | 14 | 17 | 16 | 13 | 13 | 13 | 13 | 10 | 12 | 13 | 14 | 16 | 348 | 766 | 172.7 | 365.3 | 586.1 | 833 | 1111 | 1415 | 1734 | 2068 | 2409 | 2759 | 3103 | 3442 | 3767 | 4000 | 4115 | 4195 | 4262 | 4321 | 4372 | 4423 | 53453.1
767 | 30 | 27 | 27 | 21 | 15 | 8 | 5 | 5 | 15 | 26 | 31 | 27 | 19 | 12 | 4 | 1 | 2 | 6 | 11 | 16 | 308 | 767 | 171.2 | 362.2 | 582.2 | 831.6 | 1110 | 1416 | 1739 | 2069 | 2425 | 2785 | 3142 | 3494 | 3838 | 4087 | 4217 | 4301 | 4371 | 4433 | 4489 | 4542 | 54405.2
768 | 39 | 37 | 40 | 42 | 45 | 41 | 32 | 23 | 21 | 21 | 19 | 15 | 14 | 15 | 16 | 16 | 15 | 14 | 14 | 17 | 496 | 768 | 178.8 | 371.9 | 591.4 | 840.3 | 1116 | 1417 | 1733 | 2063 | 2403 | 2747 | 3091 | 3429 | 3760 | 4000 | 4127 | 4220 | 4298 | 4369 | 4435 | 4501 | 53691.4
769 | 44 | 43 | 41 | 28 | 17 | 8 | 9 | 11 | 14 | 20 | 22 | 18 | 14 | 12 | 12 | 9 | 5 | 4 | 3 | 5 | 339 | 769 | 176 | 371.1 | 587.9 | 829 | 1102 | 1400 | 1712 | 2036 | 2376 | 2720 | 3062 | 3397 | 3724 | 3955 | 4078 | 4164 | 4230 | 4286 | 4336 | 4384 | 52926
770 | 39 | 40 | 40 | 41 | 40 | 35 | 28 | 20 | 15 | 11 | 10 | 10 | 8 | 8 | 6 | 7 | 7 | 7 | 6 | 6 | 384 | 770 | 171.7 | 363.4 | 580.4 | 823.8 | 1097 | 1394 | 1702 | 2027 | 2366 | 2706 | 3043 | 3376 | 3700 | 3932 | 4051 | 4141 | 4218 | 4285 | 4348 | 4411 | 52736.3
771 | 35 | 23 | 24 | 20 | 22 | 20 | 19 | 21 | 23 | 27 | 26 | 26 | 22 | 22 | 17 | 17 | 14 | 15 | 18 | 21 | 432 | 771 | 173.8 | 370.2 | 590.9 | 840.8 | 1120 | 1424 | 1744 | 2076 | 2420 | 2769 | 3112 | 3453 | 3785 | 4026 | 4146 | 4226 | 4293 | 4352 | 4405 | 4457 | 53783.7
772 | 42 | 40 | 39 | 32 | 32 | 27 | 27 | 23 | 18 | 14 | 10 | 9 | 10 | 14 | 16 | 18 | 15 | 17 | 15 | 14 | 432 | 772 | 174.8 | 366.4 | 579.8 | 820.5 | 1089 | 1385 | 1696 | 2018 | 2348 | 2676 | 3001 | 3313 | 3617 | 3829 | 3936 | 4015 | 4080 | 4136 | 4187 | 4231 | 51498.5
773 | 21 | 12 | 9 | 5 | 11 | 20 | 25 | 26 | 27 | 27 | 29 | 25 | 28 | 28 | 31 | 30 | 28 | 24 | 21 | 20 | 447 | 773 | 175.5 | 368.2 | 589.3 | 824 | 1085 | 1395 | 1725 | 2069 | 2424 | 2789 | 3147 | 3502 | 3850 | 4114 | 4256 | 4349 | 4426 | 4494 | 4556 | 4611 | 54749
774 | 20 | 15 | 16 | 17 | 23 | 23 | 19 | 15 | 12 | 12 | 9 | 9 | 10 | 12 | 12 | 11 | 8 | 9 | 9 | 9 | 270 | 774 | 168.8 | 355.5 | 553.7 | 781.1 | 1039 | 1335 | 1656 | 1995 | 2345 | 2700 | 3051 | 3398 | 3736 | 3989 | 4127 | 4224 | 4305 | 4379 | 4447 | 4514 | 53099.1
775 | 37 | 33 | 31 | 25 | 19 | 14 | 11 | 13 | 13 | 14 | 13 | 13 | 14 | 15 | 16 | 16 | 14 | 10 | 9 | 10 | 340 | 775 | 173.9 | 366.6 | 587.1 | 835.8 | 1114 | 1424 | 1752 | 2090 | 2441 | 2796 | 3153 | 3504 | 3846 | 4099 | 4235 | 4335 | 4420 | 4496 | 4566 | 4635 | 54869.4
776 | 18 | 30 | 27 | 33 | 26 | 27 | 19 | 18 | 14 | 14 | 11 | 9 | 8 | 9 | 10 | 11 | 12 | 12 | 12 | 10 | 330 | 776 | 154.8 | 329.8 | 537 | 777.6 | 1040 | 1334 | 1650 | 1988 | 2339 | 2698 | 3053 | 3399 | 3736 | 3983 | 4116 | 4214 | 4294 | 4366 | 4433 | 4499 | 52941.2
777 | 40 | 38 | 34 | 25 | 18 | 15 | 12 | 15 | 14 | 16 | 12 | 11 | 10 | 10 | 9 | 9 | 10 | 11 | 13 | 12 | 334 | 777 | 170.2 | 363.1 | 581.1 | 829 | 1089 | 1376 | 1677 | 1988 | 2333 | 2692 | 3046 | 3396 | 3732 | 3986 | 4123 | 4220 | 4299 | 4370 | 4435 | 4500 | 53205.4
778 | 34 | 39 | 38 | 38 | 37 | 35 | 34 | 30 | 33 | 35 | 38 | 34 | 28 | 23 | 21 | 24 | 27 | 32 | 33 | 36 | 649 | 778 | 180 | 381.4 | 610.1 | 870.3 | 1164 | 1485 | 1829 | 2188 | 2565 | 2950 | 3337 | 3719 | 4094 | 4385 | 4545 | 4658 | 4755 | 4846 | 4932 | 5011 | 58504.8
779 | 45 | 43 | 38 | 26 | 13 | 4 | 4 | 9 | 15 | 20 | 21 | 20 | 19 | 19 | 17 | 15 | 15 | 19 | 20 | 22 | 404 | 779 | 172.7 | 365.3 | 582.1 | 827.8 | 1106 | 1406 | 1723 | 2057 | 2404 | 2756 | 3103 | 3444 | 3773 | 4008 | 4131 | 4218 | 4292 | 4358 | 4419 | 4479 | 53624.9
780 | 24 | 24 | 28 | 30 | 34 | 36 | 32 | 26 | 19 | 19 | 16 | 16 | 16 | 18 | 20 | 23 | 24 | 22 | 20 | 19 | 466 | 780 | 168.8 | 359.6 | 576.6 | 823.8 | 1101 | 1406 | 1728 | 2068 | 2423 | 2785 | 3147 | 3507 | 3857 | 4121 | 4268 | 4372 | 4462 | 4548 | 4629 | 4708 | 55058.8
781 | 32 | 34 | 34 | 36 | 33 | 34 | 26 | 24 | 24 | 26 | 29 | 23 | 28 | 28 | 31 | 31 | 32 | 31 | 30 | 30 | 596 | 781 | 179.7 | 379.6 | 601.4 | 854.4 | 1141 | 1454 | 1787 | 2136 | 2499 | 2869 | 3244 | 3610 | 3970 | 4246 | 4397 | 4496 | 4580 | 4657 | 4728 | 4790 | 56619.1
782 | 26 | 27 | 23 | 18 | 17 | 19 | 21 | 23 | 27 | 31 | 28 | 26 | 22 | 20 | 21 | 24 | 28 | 28 | 25 | 21 | 475 | 782 | 155.7 | 332.5 | 538.1 | 772.5 | 1045 | 1352 | 1682 | 2026 | 2384 | 2749 | 3114 | 3470 | 3817 | 4073 | 4207 | 4296 | 4370 | 4434 | 4491 | 4544 | 53852.8
783 | 24 | 23 | 28 | 34 | 41 | 39 | 33 | 24 | 20 | 18 | 20 | 17 | 19 | 19 | 23 | 21 | 20 | 18 | 19 | 18 | 478 | 783 | 152.5 | 326.3 | 526.5 | 765.4 | 1041 | 1343 | 1664 | 1995 | 2335 | 2683 | 3026 | 3358 | 3698 | 3951 | 4083 | 4169 | 4236 | 4297 | 4351 | 4403 | 52403.7
784 | 34 | 35 | 35 | 35 | 30 | 26 | 23 | 23 | 21 | 19 | 22 | 22 | 22 | 18 | 15 | 10 | 11 | 14 | 19 | 24 | 458 | 784 | 178.2 | 373.7 | 596.4 | 848.1 | 1135 | 1448 | 1783 | 2132 | 2494 | 2861 | 3227 | 3587 | 3941 | 4202 | 4341 | 4439 | 4522 | 4602 | 4675 | 4748 | 56133.4
785 | 37 | 36 | 40 | 43 | 45 | 41 | 35 | 32 | 33 | 36 | 35 | 32 | 29 | 29 | 29 | 28 | 29 | 30 | 31 | 30 | 680 | 785 | 172.1 | 365.1 | 586.7 | 838.7 | 1127 | 1439 | 1768 | 2113 | 2473 | 2839 | 3204 | 3563 | 3911 | 4170 | 4307 | 4402 | 4481 | 4553 | 4619 | 4682 | 55613.6
786 | 27 | 28 | 32 | 34 | 32 | 23 | 17 | 13 | 12 | 12 | 14 | 17 | 17 | 17 | 15 | 13 | 13 | 13 | 18 | 18 | 385 | 786 | 174 | 366.4 | 584.4 | 831.7 | 1111 | 1418 | 1740 | 2077 | 2429 | 2787 | 3149 | 3504 | 3848 | 4105 | 4248 | 4351 | 4441 | 4524 | 4602 | 4678 | 54968.5
787 | 38 | 36 | 39 | 40 | 42 | 38 | 29 | 20 | 16 | 18 | 20 | 21 | 21 | 21 | 21 | 22 | 20 | 18 | 17 | 20 | 517 | 787 | 172.1 | 362.2 | 579.1 | 822.4 | 1097 | 1394 | 1705 | 2026 | 2358 | 2692 | 3020 | 3342 | 3652 | 3865 | 3972 | 4047 | 4110 | 4162 | 4210 | 4256 | 51843.8
788 | 27 | 30 | 29 | 25 | 19 | 15 | 14 | 12 | 9 | 7 | 8 | 9 | 13 | 15 | 16 | 13 | 13 | 13 | 14 | 14 | 315 | 788 | 151.1 | 325 | 526.9 | 762.4 | 1040 | 1345 | 1672 | 2013 | 2366 | 2728 | 3087 | 3439 | 3786 | 4044 | 4186 | 4287 | 4370 | 4446 | 4516 | 4585 | 53675.4
789 | 29 | 30 | 29 | 24 | 18 | 17 | 20 | 25 | 20 | 12 | 6 | 11 | 17 | 17 | 16 | 14 | 16 | 13 | 11 | 11 | 356 | 789 | 171.4 | 362.8 | 577.8 | 820.1 | 1093 | 1392 | 1705 | 2030 | 2361 | 2699 | 3034 | 3359 | 3675 | 3896 | 4005 | 4082 | 4146 | 4201 | 4250 | 4298 | 52158.1
790 | 34 | 35 | 34 | 34 | 24 | 14 | 12 | 16 | 25 | 24 | 26 | 18 | 16 | 11 | 11 | 10 | 10 | 11 | 13 | 15 | 393 | 790 | 174.7 | 369.6 | 592.1 | 843.1 | 1120 | 1407 | 1711 | 2050 | 2407 | 2761 | 3115 | 3465 | 3810 | 4063 | 4199 | 4295 | 4372 | 4442 | 4505 | 4570 | 54271.5
791 | 32 | 30 | 27 | 23 | 15 | 10 | 7 | 9 | 11 | 9 | 9 | 10 | 10 | 10 | 8 | 12 | 12 | 14 | 11 | 10 | 279 | 791 | 173 | 365.6 | 586.6 | 835.7 | 1094 | 1375 | 1694 | 2032 | 2384 | 2737 | 3089 | 3436 | 3770 | 4013 | 4143 | 4235 | 4313 | 4382 | 4446 | 4511 | 53614.9
792 | 12 | 6 | 6 | 5 | 5 | 3 | 1 | 6 | 16 | 21 | 21 | 16 | 14 | 15 | 14 | 15 | 17 | 21 | 21 | 22 | 257 | 792 | 151.6 | 326.1 | 526.4 | 754.7 | 1014 | 1298 | 1600 | 1916 | 2244 | 2586 | 2934 | 3280 | 3617 | 3869 | 4000 | 4089 | 4155 | 4214 | 4270 | 4328 | 51172.8
793 | 40 | 33 | 27 | 18 | 15 | 14 | 13 | 13 | 14 | 14 | 11 | 8 | 8 | 7 | 6 | 5 | 5 | 5 | 6 | 5 | 267 | 793 | 160.7 | 355.2 | 572.6 | 816.1 | 1092 | 1399 | 1724 | 2056 | 2399 | 2745 | 3087 | 3424 | 3745 | 3969 | 4080 | 4159 | 4227 | 4283 | 4335 | 4386 | 53014.6
794 | 22 | 28 | 25 | 23 | 20 | 20 | 19 | 13 | 16 | 21 | 25 | 25 | 22 | 20 | 18 | 17 | 19 | 20 | 23 | 26 | 422 | 794 | 151.8 | 325.8 | 526.9 | 768 | 1045 | 1349 | 1669 | 2003 | 2354 | 2707 | 3059 | 3403 | 3736 | 3981 | 4105 | 4188 | 4255 | 4315 | 4368 | 4419 | 52728.5
795 | 29 | 23 | 19 | 13 | 14 | 13 | 12 | 10 | 11 | 13 | 12 | 10 | 10 | 11 | 11 | 8 | 13 | 15 | 18 | 14 | 279 | 795 | 172.2 | 364.9 | 584.3 | 829.5 | 1106 | 1406 | 1723 | 2054 | 2393 | 2738 | 3073 | 3406 | 3729 | 3956 | 4068 | 4146 | 4212 | 4271 | 4323 | 4373 | 52927.9
796 | 36 | 29 | 30 | 27 | 31 | 27 | 20 | 13 | 11 | 12 | 12 | 11 | 10 | 8 | 8 | 8 | 9 | 12 | 12 | 11 | 337 | 796 | 158.9 | 339.9 | 543.7 | 783.3 | 1052 | 1358 | 1684 | 2027 | 2389 | 2753 | 3115 | 3472 | 3821 | 4078 | 4216 | 4315 | 4398 | 4474 | 4543 | 4611 | 54131.8
797 | 18 | 19 | 21 | 22 | 19 | 14 | 11 | 9 | 8 | 6 | 4 | 3 | 2 | 3 | 2 | 2 | 3 | 5 | 6 | 6 | 183 | 797 | 170.4 | 360.6 | 575.5 | 807.7 | 1060 | 1354 | 1672 | 2004 | 2351 | 2696 | 3042 | 3381 | 3706 | 3940 | 4064 | 4151 | 4223 | 4286 | 4345 | 4404 | 52593.2
798 | 36 | 36 | 33 | 27 | 19 | 13 | 11 | 11 | 12 | 13 | 14 | 13 | 11 | 13 | 17 | 21 | 22 | 18 | 14 | 13 | 367 | 798 | 154.1 | 341.2 | 560.4 | 805.1 | 1083 | 1389 | 1714 | 2051 | 2404 | 2762 | 3116 | 3463 | 3801 | 4045 | 4179 | 4278 | 4360 | 4435 | 4505 | 4574 | 54019.8
799 | 37 | 35 | 31 | 31 | 29 | 28 | 23 | 21 | 21 | 22 | 20 | 20 | 18 | 18 | 20 | 20 | 23 | 19 | 17 | 11 | 464 | 799 | 175.5 | 373.1 | 598.5 | 852.6 | 1139 | 1448 | 1773 | 2115 | 2469 | 2828 | 3185 | 3535 | 3873 | 4123 | 4252 | 4343 | 4421 | 4491 | 4553 | 4614 | 55161.7
800 | 41 | 43 | 42 | 38 | 32 | 27 | 23 | 20 | 16 | 12 | 7 | 3 | 3 | 4 | 13 | 19 | 23 | 21 | 20 | 18 | 425 | 800 | 175.8 | 369 | 586.3 | 830.3 | 1106 | 1409 | 1732 | 2071 | 2419 | 2773 | 3119 | 3457 | 3787 | 4022 | 4149 | 4239 | 4313 | 4380 | 4439 | 4498 | 53874.4
Grand Total | 25231 | 24769 | 23957 | 22351 | 20607 | 18522 | 16585 | 14997 | 14387 | 14084 | 13531 | 12782 | 12164 | 11893 | 11939 | 12011 | 12153 | 12283 | 12519 | 12822 | 319587 | Grand Total | 134481.1 | 285516.4 | 458046.2 | 653296.9 | 873808.8 | 1115658 | 1371959 | 1639170 | 1916313 | 2197141 | 2475895 | 2749968 | 3016183 | 3209343 | 3310540 | 3381560 | 3440483 | 3492858 | 3540703 | 3587419 | 42850342.4
111(d)_Emissions (3-yr Avg. MMTE)
| 2016 | 2017 | 2018 | 2019 | 2020 | 2021 | 2022 | 2023 | 2024 | 2025 | 2026 | 2027 | 2028 | 2029 | 2030 | 2031 | 2032 | 2033 | 2034 | 2035 |  | Conservation Development (aMW) | 2016 | 2017 | 2018 | 2019 | 2020 | 2021 | 2022 | 2023 | 2024 | 2025 | 2026 | 2027 | 2028 | 2029 | 2030 | 2031 | 2032 | 2033 | 2034 | 2035
10% Percentile | 20 | 20.9 | 19 | 17 | 13 | 11 | 10 | 9 | 9 | 9 | 8 | 8 | 8 | 7 | 7 | 7 | 6.9 | 7 | 7 | 7 |  | 10% Percentile | 152.3 | 327.5 | 532.38 | 767.1 | 1035 | 1333 | 1648 | 1977.9 | 2317.9 | 2657.9 | 2999 | 3332.8 | 3652 | 3872.9 | 3984 | 4064 | 4126.8 | 4181.8 | 4232 | 4286.5
First Quartile | 25.75 | 26 | 25 | 22 | 19 | 16 | 13 | 12 | 12 | 12 | 11 | 11 | 10 | 10 | 10 | 10 | 10 | 10 | 10 | 10 |  | First Quartile | 160.7 | 347.875 | 562.8 | 804.3 | 1076 | 1375 | 1694 | 2025 | 2366 | 2710 | 3053 | 3386.75 | 3712 | 3944 | 4064 | 4148 | 4216 | 4276 | 4329 | 4382.75
Median | 32 | 32 | 31 | 28 | 26 | 23 | 21 | 18 | 17 | 17 | 16 | 15 | 14 | 14 | 15 | 14 | 15 | 15 | 15 | 16 |  | Median | 171.5 | 363.3 | 580.85 | 826 | 1102 | 1404 | 1723 | 2056 | 2400 | 2750 | 3098 | 3439.5 | 3769 | 4009 | 4137 | 4226 | 4299 | 4363 | 4421.5 | 4480
Third Quartile | 38 | 37 | 36 | 34 | 33 | 31 | 28 | 25 | 24 | 23 | 22 | 21 | 20 | 19 | 20 | 20 | 20 | 20 | 21 | 22 |  | Third Quartile | 173.7 | 367.3 | 587.125 | 835.3 | 1115 | 1422 | 1747 | 2087 | 2438.25 | 2795 | 3151 | 3502 | 3842.25 | 4092 | 4224.25 | 4318.25 | 4399 | 4470 | 4532.25 | 4594.25
90% Percentile | 42 | 41 | 40 | 39 | 38 | 36 | 33 | 30 | 28 | 28 | 27 | 25 | 24 | 24 | 24 | 24 | 25 | 25 | 26 | 26 |  | 90% Percentile | 177.1 | 371.91 | 593.23 | 844.41 | 1128 | 1439 | 1767.1 | 2111 | 2467.1 | 2831 | 3190.1 | 3545 | 3891.1 | 4156.1 | 4299.1 | 4393.1 | 4476 | 4551 | 4621.2 | 4691
Average | 31.5388 | 30.9612 | 29.9462 | 27.9387 | 25.7587 | 23.1525 | 20.7312 | 18.7462 | 17.9838 | 17.605 | 16.9138 | 15.9775 | 15.205 | 14.8663 | 14.9238 | 15.0137 | 15.1913 | 15.3537 | 15.6487 | 16.0275 |  | Average | 168.1014 | 356.8955 | 572.5577 | 816.6211 | 1092.261 | 1394.5725 | 1714.9488 | 2048.9625 | 2395.3913 | 2746.4262 | 3094.8688 | 3437.46 | 3770.2288 | 4011.6788 | 4138.175 | 4226.95 | 4300.6038 | 4366.0725 | 4425.8787 | 4484.2738
[21 empty] | 2030 | [21 empty] | 2030
10% Percentile | 20 | 20.9 | 19 | 17 | 13 | 11 | 10 | 9 | 9 | 9 | 8 | 8 | 8 | 7 | 7 | 7 | 6.9 | 7 | 7 | 7 | -13 | 10% Percentile | 152.3 | 327.5 | 532.38 | 767.1 | 1035 | 1333 | 1648 | 1977.9 | 2317.9 | 2657.9 | 2999 | 3332.8 | 3652 | 3872.9 | 3984 | 4064 | 4126.8 | 4181.8 | 4232 | 4286.5 | 3831.7
20% Percentile | 24 | 24 | 23.8 | 20 | 17 | 14 | 12 | 11 | 11 | 11 | 10 | 10 | 9 | 9 | 9 | 9 | 9 | 9 | 9 | 9 | -15 | 20% Percentile | 156.3 | 338.66 | 550.82 | 792.54 | 1065 | 1363 | 1680 | 2014 | 2359 | 2700.8 | 3039 | 3376 | 3698 | 3927.8 | 4046 | 4131 | 4197.8 | 4256.8 | 4308.8 | 4361.8 | 3889.7
30% Percentile | 27 | 28 | 26 | 24 | 20 | 17 | 15 | 13 | 13 | 12 | 12 | 11 | 11 | 11 | 11 | 11 | 11 | 11 | 11 | 11 | -16 | 30% Percentile | 169.47 | 356.93 | 571.72 | 812.9 | 1086.7 | 1386 | 1702 | 2030.7 | 2372 | 2719 | 3062 | 3399 | 3726.7 | 3959.7 | 4078 | 4165 | 4233 | 4291.7 | 4348.7 | 4402.7 | 3908.53
40% Percentile | 30 | 30 | 28 | 26 | 23 | 20 | 18 | 16 | 15 | 14 | 14 | 13 | 13 | 13 | 12 | 13 | 13 | 13 | 13 | 13 | -18 | 40% Percentile | 170.7 | 361.56 | 578.1 | 821.46 | 1096 | 1396 | 1714 | 2045 | 2388 | 2735.6 | 3080 | 3419.6 | 3749 | 3985.6 | 4109.6 | 4196 | 4268 | 4334 | 4392 | 4449.6 | 3938.9
50% Percentile | 32 | 32 | 31 | 28 | 26 | 23 | 21 | 18 | 17 | 17 | 16 | 15 | 14 | 14 | 15 | 14 | 15 | 15 | 15 | 16 | -17 | 50% Percentile | 171.5 | 363.3 | 580.85 | 826 | 1102 | 1404 | 1723 | 2056 | 2400 | 2750 | 3098 | 3439.5 | 3769 | 4009 | 4137 | 4226 | 4299 | 4363 | 4421.5 | 4480 | 3965.5
60% Percentile | 35 | 34 | 32 | 31 | 28.4 | 26 | 23 | 21 | 20 | 19 | 18 | 17 | 16 | 16 | 17 | 16 | 17 | 16.4 | 17 | 18 | -18 | 60% Percentile | 172.14 | 364.94 | 583.14 | 829.34 | 1107 | 1410 | 1731 | 2066.4 | 2415 | 2767 | 3115 | 3461 | 3794 | 4037 | 4165 | 4255 | 4333 | 4402.4 | 4466.4 | 4529.4 | 3992.86
70% Percentile | 37 | 36 | 34 | 33 | 32 | 29 | 26 | 24 | 22 | 22 | 21 | 20 | 19 | 18 | 19 | 19 | 19 | 19 | 20 | 20 | -18 | 70% Percentile | 173 | 366.4 | 585.8 | 833.13 | 1112 | 1418 | 1741 | 2078 | 2429.3 | 2786 | 3136 | 3484.3 | 3824 | 4073.3 | 4206 | 4298 | 4374 | 4443.9 | 4507.9 | 4571 | 4033
80% Percentile | 40 | 38 | 37 | 35 | 34 | 32 | 29 | 26 | 25 | 25 | 24 | 22 | 21 | 21 | 21 | 21 | 22 | 22 | 22 | 23 | -19 | 80% Percentile | 174.4 | 368.4 | 588.6 | 837.32 | 1118 | 1426 | 1753 | 2093 | 2445.2 | 2803 | 3160 | 3514 | 3857 | 4112.2 | 4245.2 | 4339.2 | 4416.4 | 4489 | 4553 | 4617.2 | 4070.8
90% Percentile | 42 | 41 | 40 | 39 | 38 | 36 | 33 | 30 | 28 | 28 | 27 | 25 | 24 | 24 | 24 | 24 | 25 | 25 | 26 | 26 | -18 | 90% Percentile | 177.1 | 371.91 | 593.23 | 844.41 | 1128 | 1439 | 1767.1 | 2111 | 2467.1 | 2831 | 3190.1 | 3545 | 3891.1 | 4156.1 | 4299.1 | 4393.1 | 4476 | 4551 | 4621.2 | 4691 | 4122
100% Percentile | 48 | 47 | 47 | 46 | 46 | 44 | 42 | 39 | 38 | 38 | 39 | 34 | 32 | 32 | 33 | 33 | 35 | 36 | 36 | 37 | -15 | 100% Percentile | 183.9 | 389.7 | 621.3 | 879.7 | 1171 | 1494 | 1835 | 2190 | 2565 | 2950 | 3337 | 3719 | 4094 | 4385 | 4545 | 4658 | 4755 | 4846 | 4932 | 5011 | 4361.1
Minimum | 0 | 1 | 1 | 1 | 1 | 2 | 1 | 0 | 0 | 0 | 0 | 1 | 0 | 0 | 0 | 0 | 0 | 0 | 0 | 0 |  | Minimum | 148.5 | 318.4 | 513.2 | 735.5 | 985.5 | 1258 | 1542 | 1839 | 2156 | 2465 | 2785 | 3102 | 3408 | 3604 | 3696 | 3747 | 3799 | 3841 | 3882 | 3906
Maximum | 48 | 47 | 47 | 46 | 46 | 44 | 42 | 39 | 38 | 38 | 39 | 34 | 32 | 32 | 33 | 33 | 35 | 36 | 36 | 37 |  | Maximum | 183.9 | 389.7 | 621.3 | 879.7 | 1171 | 1494 | 1835 | 2190 | 2565 | 2950 | 3337 | 3719 | 4094 | 4385 | 4545 | 4658 | 4755 | 4846 | 4932 | 5011

## 3A RPM Results by Future
Table 3 - 111(d) CO2 Emissions (MMTE - 3-yr rolling average) | [21 empty] | Table 8 - Cumulative Conservation Acquisition (aMW)
Sum of Value | Column Labels | [20 empty] | Sum of Value | Column Labels
Row Labels | 2016 | 2017 | 2018 | 2019 | 2020 | 2021 | 2022 | 2023 | 2024 | 2025 | 2026 | 2027 | 2028 | 2029 | 2030 | 2031 | 2032 | 2033 | 2034 | 2035 | Grand Total | Row Labels | 2016 | 2017 | 2018 | 2019 | 2020 | 2021 | 2022 | 2023 | 2024 | 2025 | 2026 | 2027 | 2028 | 2029 | 2030 | 2031 | 2032 | 2033 | 2034 | 2035 | Grand Total
1 | 40 | 39 | 39 | 36 | 36 | 33 | 33 | 27 | 28 | 26 | 23 | 17 | 11 | 11 | 9 | 12 | 11 | 10 | 6 | 8 | 455 | 1 | 179 | 378.6 | 605.9 | 858.1 | 1143 | 1453 | 1780 | 2122 | 2475 | 2839 | 3196 | 3549 | 3895 | 4154 | 4289 | 4378 | 4451 | 4517 | 4574 | 4627 | 55463.6
2 | 43 | 39 | 40 | 36 | 35 | 28 | 25 | 20 | 22 | 22 | 22 | 15 | 10 | 7 | 5 | 5 | 6 | 8 | 8 | 7 | 403 | 2 | 177.7 | 377.3 | 602 | 851 | 1131 | 1433 | 1748 | 2075 | 2413 | 2756 | 3094 | 3422 | 3743 | 3974 | 4089 | 4167 | 4234 | 4291 | 4342 | 4391 | 53311
3 | 30 | 28 | 29 | 32 | 34 | 34 | 28 | 27 | 26 | 27 | 23 | 16 | 11 | 10 | 11 | 10 | 11 | 10 | 10 | 9 | 416 | 3 | 171 | 363.5 | 582.4 | 826.7 | 1106 | 1409 | 1726 | 2059 | 2403 | 2749 | 3095 | 3434 | 3764 | 4004 | 4126 | 4211 | 4281 | 4341 | 4394 | 4445 | 53490.6
4 | 23 | 28 | 34 | 36 | 37 | 34 | 33 | 29 | 27 | 28 | 26 | 21 | 15 | 12 | 9 | 7 | 6 | 7 | 9 | 8 | 429 | 4 | 173.8 | 369.3 | 587.8 | 834.5 | 1105 | 1403 | 1717 | 2043 | 2381 | 2723 | 3063 | 3393 | 3714 | 3938 | 4051 | 4132 | 4198 | 4256 | 4309 | 4362 | 52753.4
5 | 26 | 36 | 37 | 41 | 39 | 36 | 29 | 22 | 20 | 23 | 21 | 17 | 11 | 10 | 8 | 7 | 9 | 12 | 13 | 10 | 427 | 5 | 172.3 | 363.7 | 586.8 | 835.6 | 1116 | 1418 | 1734 | 2055 | 2390 | 2728 | 3065 | 3394 | 3710 | 3934 | 4049 | 4129 | 4195 | 4253 | 4306 | 4359 | 52793.4
6 | 28 | 33 | 32 | 27 | 16 | 8 | 5 | 5 | 10 | 17 | 19 | 14 | 8 | 4 | 2 | 2 | 2 | 3 | 3 | 3 | 241 | 6 | 172.5 | 365.4 | 583.7 | 828.4 | 1103 | 1395 | 1703 | 2018 | 2341 | 2670 | 2997 | 3316 | 3627 | 3842 | 3945 | 4015 | 4075 | 4126 | 4173 | 4220 | 51516
7 | 35 | 34 | 37 | 37 | 40 | 39 | 37 | 32 | 22 | 15 | 7 | 5 | 2 | 1 | 1 | 6 | 9 | 12 | 13 | 15 | 399 | 7 | 176 | 371 | 593.5 | 845.5 | 1124 | 1432 | 1754 | 2088 | 2430 | 2775 | 3117 | 3429 | 3731 | 3936 | 4025 | 4093 | 4156 | 4211 | 4261 | 4311 | 52859
8 | 41 | 39 | 36 | 33 | 32 | 33 | 32 | 32 | 33 | 35 | 29 | 19 | 11 | 10 | 12 | 12 | 9 | 6 | 6 | 8 | 468 | 8 | 181.8 | 383.3 | 609.7 | 865.1 | 1150 | 1458 | 1783 | 2121 | 2463 | 2816 | 3165 | 3503 | 3829 | 4067 | 4189 | 4274 | 4346 | 4408 | 4463 | 4520 | 54594.9
9 | 43 | 43 | 38 | 34 | 28 | 25 | 17 | 9 | 4 | 4 | 7 | 9 | 9 | 6 | 4 | 4 | 4 | 4 | 4 | 6 | 302 | 9 | 175.1 | 371.5 | 594.5 | 839.7 | 1115 | 1415 | 1726 | 2039 | 2360 | 2681 | 2998 | 3317 | 3629 | 3849 | 3957 | 4032 | 4094 | 4146 | 4194 | 4241 | 51773.8
10 | 44 | 40 | 43 | 43 | 44 | 38 | 32 | 30 | 29 | 27 | 22 | 19 | 15 | 11 | 6 | 2 | 1 | 3 | 8 | 13 | 470 | 10 | 179.1 | 379.5 | 605.3 | 857.7 | 1144 | 1453 | 1781 | 2120 | 2472 | 2825 | 3179 | 3526 | 3864 | 4109 | 4233 | 4315 | 4383 | 4445 | 4498 | 4550 | 54918.6
11 | 40 | 39 | 37 | 37 | 35 | 36 | 32 | 31 | 28 | 26 | 21 | 17 | 14 | 10 | 13 | 14 | 17 | 17 | 17 | 16 | 497 | 11 | 173.3 | 369.9 | 593.1 | 842.7 | 1121 | 1429 | 1754 | 2098 | 2448 | 2805 | 3159 | 3506 | 3841 | 4089 | 4220 | 4307 | 4378 | 4442 | 4499 | 4554 | 54629
12 | 22 | 16 | 17 | 16 | 21 | 18 | 15 | 16 | 17 | 21 | 15 | 13 | 7 | 7 | 5 | 5 | 3 | 3 | 2 | 4 | 243 | 12 | 172 | 364.4 | 582 | 825.4 | 1100 | 1397 | 1711 | 2033 | 2363 | 2697 | 3027 | 3351 | 3663 | 3883 | 3986 | 4053 | 4110 | 4160 | 4205 | 4250 | 51932.8
13 | 22 | 28 | 32 | 34 | 35 | 34 | 35 | 32 | 29 | 28 | 24 | 18 | 13 | 11 | 12 | 10 | 10 | 13 | 14 | 17 | 451 | 13 | 171.6 | 366.7 | 588 | 836.2 | 1121 | 1431 | 1758 | 2103 | 2458 | 2817 | 3173 | 3527 | 3870 | 4128 | 4263 | 4351 | 4423 | 4488 | 4545 | 4600 | 55018.5
14 | 32 | 33 | 33 | 31 | 30 | 29 | 27 | 23 | 25 | 23 | 21 | 11 | 10 | 9 | 11 | 10 | 9 | 7 | 6 | 6 | 386 | 14 | 178.3 | 374.5 | 597.7 | 842.9 | 1119 | 1421 | 1739 | 2070 | 2412 | 2758 | 3099 | 3433 | 3762 | 3996 | 4115 | 4198 | 4266 | 4324 | 4376 | 4426 | 53507.4
15 | 30 | 25 | 27 | 27 | 27 | 24 | 22 | 25 | 27 | 28 | 20 | 13 | 7 | 9 | 8 | 9 | 6 | 7 | 9 | 10 | 360 | 15 | 169.2 | 361.2 | 580.1 | 826.3 | 1106 | 1404 | 1718 | 2045 | 2383 | 2727 | 3064 | 3394 | 3716 | 3948 | 4065 | 4144 | 4207 | 4264 | 4314 | 4365 | 52800.8
16 | 33 | 39 | 35 | 38 | 34 | 36 | 33 | 29 | 28 | 28 | 24 | 16 | 7 | 5 | 5 | 4 | 4 | 4 | 5 | 6 | 413 | 16 | 172 | 365.8 | 586.3 | 831.1 | 1106 | 1408 | 1725 | 2053 | 2394 | 2736 | 3071 | 3407 | 3731 | 3959 | 4078 | 4157 | 4222 | 4279 | 4330 | 4379 | 52990.2
17 | 31 | 34 | 33 | 33 | 32 | 34 | 33 | 32 | 29 | 29 | 24 | 20 | 15 | 13 | 16 | 17 | 19 | 17 | 18 | 17 | 496 | 17 | 175.7 | 370.3 | 593 | 843.3 | 1126 | 1439 | 1771 | 2116 | 2474 | 2838 | 3201 | 3553 | 3899 | 4153 | 4287 | 4375 | 4448 | 4514 | 4573 | 4630 | 55379.3
18 | 32 | 32 | 30 | 31 | 31 | 32 | 29 | 28 | 29 | 30 | 24 | 15 | 10 | 9 | 11 | 9 | 12 | 10 | 11 | 12 | 427 | 18 | 177.2 | 372.7 | 596.6 | 846.7 | 1126 | 1430 | 1751 | 2085 | 2434 | 2789 | 3140 | 3482 | 3816 | 4057 | 4181 | 4265 | 4333 | 4395 | 4448 | 4500 | 54225.2
19 | 23 | 27 | 26 | 30 | 30 | 35 | 34 | 34 | 29 | 25 | 18 | 12 | 7 | 8 | 8 | 9 | 9 | 12 | 13 | 10 | 399 | 19 | 172.6 | 367.5 | 588.7 | 837.3 | 1121 | 1427 | 1750 | 2085 | 2436 | 2784 | 3137 | 3482 | 3814 | 4055 | 4177 | 4260 | 4328 | 4391 | 4445 | 4496 | 54154.1
20 | 31 | 27 | 27 | 23 | 16 | 8 | 6 | 7 | 10 | 7 | 8 | 7 | 8 | 6 | 5 | 4 | 2 | 3 | 3 | 4 | 212 | 20 | 172.9 | 364 | 582.5 | 827.2 | 1099 | 1391 | 1699 | 2016 | 2340 | 2665 | 2989 | 3302 | 3610 | 3824 | 3923 | 3989 | 4044 | 4094 | 4138 | 4182 | 51251.6
21 | 34 | 32 | 31 | 24 | 20 | 18 | 18 | 18 | 17 | 14 | 8 | 2 | 1 | 1 | 2 | 6 | 8 | 9 | 9 | 10 | 282 | 21 | 169.8 | 361.1 | 578.4 | 821.5 | 1095 | 1397 | 1713 | 2028 | 2364 | 2698 | 3019 | 3333 | 3630 | 3833 | 3919 | 3983 | 4039 | 4090 | 4135 | 4180 | 51386.8
22 | 33 | 35 | 36 | 38 | 39 | 37 | 33 | 31 | 30 | 31 | 24 | 20 | 14 | 11 | 11 | 11 | 14 | 12 | 15 | 16 | 491 | 22 | 176.8 | 371.9 | 592.9 | 843.4 | 1125 | 1432 | 1757 | 2098 | 2449 | 2803 | 3152 | 3494 | 3827 | 4070 | 4197 | 4281 | 4351 | 4415 | 4471 | 4527 | 54434
23 | 30 | 35 | 35 | 36 | 37 | 38 | 39 | 35 | 29 | 23 | 17 | 13 | 10 | 10 | 13 | 15 | 16 | 15 | 15 | 15 | 476 | 23 | 167.1 | 357.6 | 573.6 | 816.1 | 1090 | 1391 | 1711 | 2042 | 2380 | 2719 | 3061 | 3395 | 3723 | 3967 | 4093 | 4178 | 4247 | 4309 | 4363 | 4416 | 52999.4
24 | 29 | 30 | 31 | 35 | 36 | 30 | 26 | 24 | 25 | 25 | 19 | 12 | 5 | 3 | 3 | 3 | 3 | 3 | 5 | 5 | 352 | 24 | 170.8 | 363 | 579.1 | 823.3 | 1097 | 1397 | 1711 | 2036 | 2371 | 2708 | 3040 | 3370 | 3681 | 3903 | 4013 | 4090 | 4153 | 4209 | 4258 | 4307 | 52280.2
25 | 35 | 35 | 36 | 36 | 39 | 35 | 28 | 19 | 13 | 17 | 17 | 20 | 15 | 10 | 7 | 4 | 7 | 9 | 13 | 14 | 409 | 25 | 179.5 | 378.8 | 602.9 | 854.1 | 1138 | 1445 | 1769 | 2101 | 2443 | 2789 | 3135 | 3476 | 3808 | 4044 | 4163 | 4245 | 4315 | 4376 | 4432 | 4487 | 54181.3
26 | 26 | 26 | 30 | 29 | 26 | 25 | 22 | 24 | 19 | 23 | 18 | 15 | 5 | 3 | 2 | 3 | 3 | 4 | 3 | 4 | 310 | 26 | 171.3 | 362.5 | 579.9 | 825.7 | 1101 | 1403 | 1719 | 2048 | 2386 | 2727 | 3059 | 3388 | 3707 | 3932 | 4046 | 4127 | 4194 | 4250 | 4301 | 4350 | 52677.4
27 | 23 | 27 | 30 | 33 | 35 | 31 | 28 | 26 | 26 | 26 | 22 | 18 | 14 | 11 | 11 | 12 | 14 | 13 | 14 | 15 | 429 | 27 | 170.5 | 363.1 | 586.7 | 836.2 | 1117 | 1422 | 1742 | 2080 | 2425 | 2778 | 3134 | 3483 | 3824 | 4080 | 4212 | 4300 | 4372 | 4436 | 4494 | 4550 | 54405.5
28 | 38 | 39 | 35 | 31 | 26 | 23 | 15 | 7 | 0 | 2 | 4 | 5 | 3 | 2 | 2 | 2 | 2 | 2 | 3 | 3 | 244 | 28 | 170.1 | 361.4 | 574.5 | 816.4 | 1088 | 1383 | 1687 | 1997 | 2307 | 2616 | 2928 | 3234 | 3527 | 3721 | 3806 | 3863 | 3910 | 3951 | 3989 | 4029 | 49958.4
29 | 40 | 36 | 36 | 30 | 32 | 25 | 24 | 19 | 19 | 21 | 15 | 12 | 5 | 4 | 3 | 3 | 2 | 2 | 1 | 1 | 330 | 29 | 176.7 | 372.7 | 594.9 | 836.6 | 1110 | 1407 | 1720 | 2041 | 2373 | 2712 | 3043 | 3369 | 3683 | 3900 | 4008 | 4086 | 4149 | 4201 | 4250 | 4295 | 52327.9
30 | 23 | 23 | 27 | 31 | 31 | 28 | 18 | 12 | 4 | 9 | 10 | 9 | 4 | 3 | 3 | 2 | 1 | 2 | 3 | 2 | 245 | 30 | 165.9 | 355.1 | 571.3 | 817.1 | 1088 | 1384 | 1694 | 2008 | 2331 | 2657 | 2979 | 3296 | 3603 | 3812 | 3911 | 3976 | 4030 | 4079 | 4123 | 4166 | 51046.4
31 | 24 | 34 | 32 | 35 | 28 | 31 | 29 | 33 | 30 | 29 | 22 | 14 | 8 | 7 | 8 | 10 | 12 | 12 | 10 | 8 | 416 | 31 | 173.5 | 366.5 | 589.8 | 837.4 | 1116 | 1422 | 1746 | 2085 | 2434 | 2787 | 3139 | 3482 | 3818 | 4059 | 4183 | 4268 | 4337 | 4398 | 4452 | 4505 | 54198.2
32 | 31 | 30 | 32 | 35 | 36 | 35 | 29 | 28 | 26 | 27 | 22 | 16 | 14 | 13 | 15 | 12 | 13 | 12 | 14 | 9 | 449 | 32 | 175.7 | 370.5 | 590.5 | 839.1 | 1118 | 1423 | 1742 | 2073 | 2415 | 2759 | 3104 | 3445 | 3777 | 4018 | 4142 | 4226 | 4295 | 4356 | 4409 | 4461 | 53738.8
33 | 37 | 40 | 41 | 40 | 36 | 28 | 23 | 24 | 27 | 28 | 23 | 18 | 12 | 11 | 11 | 13 | 13 | 13 | 11 | 11 | 460 | 33 | 174.9 | 369.4 | 592.5 | 844.5 | 1125 | 1432 | 1750 | 2080 | 2426 | 2775 | 3125 | 3467 | 3801 | 4044 | 4171 | 4259 | 4331 | 4397 | 4456 | 4515 | 54135.3
34 | 33 | 37 | 39 | 43 | 43 | 35 | 25 | 21 | 22 | 25 | 21 | 17 | 11 | 11 | 12 | 12 | 11 | 11 | 14 | 13 | 456 | 34 | 173.5 | 364.1 | 587.4 | 837.3 | 1117 | 1418 | 1731 | 2058 | 2397 | 2738 | 3073 | 3408 | 3734 | 3969 | 4088 | 4171 | 4239 | 4297 | 4350 | 4401 | 53151.3
35 | 21 | 28 | 31 | 36 | 37 | 32 | 27 | 22 | 23 | 26 | 23 | 20 | 13 | 12 | 11 | 10 | 10 | 13 | 16 | 17 | 428 | 35 | 169.1 | 360.6 | 578 | 822.4 | 1097 | 1399 | 1721 | 2050 | 2394 | 2742 | 3089 | 3431 | 3764 | 4010 | 4137 | 4223 | 4293 | 4356 | 4410 | 4463 | 53509.1
36 | 38 | 38 | 32 | 30 | 30 | 36 | 34 | 28 | 23 | 24 | 20 | 15 | 8 | 8 | 9 | 10 | 8 | 10 | 11 | 10 | 422 | 36 | 171.7 | 363.8 | 583.5 | 829.7 | 1103 | 1408 | 1725 | 2057 | 2398 | 2743 | 3087 | 3423 | 3749 | 3990 | 4118 | 4203 | 4273 | 4334 | 4387 | 4439 | 53385.7
37 | 44 | 47 | 47 | 46 | 42 | 41 | 41 | 41 | 39 | 34 | 26 | 20 | 17 | 17 | 20 | 21 | 23 | 23 | 25 | 24 | 638 | 37 | 177.2 | 377.3 | 606.7 | 866.2 | 1155 | 1472 | 1807 | 2157 | 2524 | 2893 | 3261 | 3624 | 3977 | 4238 | 4379 | 4477 | 4559 | 4636 | 4705 | 4773 | 56664.4
38 | 35 | 38 | 37 | 35 | 27 | 25 | 24 | 26 | 29 | 32 | 30 | 23 | 18 | 16 | 14 | 10 | 7 | 10 | 17 | 22 | 475 | 38 | 172.7 | 365.6 | 586.9 | 838.4 | 1122 | 1435 | 1763 | 2106 | 2472 | 2844 | 3213 | 3578 | 3935 | 4204 | 4345 | 4437 | 4512 | 4578 | 4641 | 4696 | 55844.6
39 | 21 | 28 | 27 | 30 | 29 | 28 | 26 | 23 | 21 | 19 | 15 | 10 | 3 | 1 | 1 | 1 | 0 | 0 | 0 | 0 | 283 | 39 | 168.1 | 357.3 | 573.4 | 815.9 | 1087 | 1380 | 1689 | 2006 | 2336 | 2669 | 2998 | 3304 | 3595 | 3789 | 3872 | 3919 | 3952 | 3975 | 3992 | 4008 | 50485.7
40 | 41 | 37 | 40 | 41 | 41 | 35 | 28 | 24 | 23 | 23 | 19 | 15 | 10 | 10 | 7 | 5 | 2 | 1 | 1 | 1 | 404 | 40 | 175.5 | 371.6 | 595.8 | 846.9 | 1131 | 1436 | 1756 | 2088 | 2431 | 2780 | 3128 | 3470 | 3802 | 4045 | 4172 | 4255 | 4323 | 4384 | 4438 | 4489 | 54117.8
41 | 32 | 38 | 37 | 37 | 34 | 35 | 35 | 35 | 32 | 26 | 19 | 11 | 7 | 6 | 11 | 15 | 18 | 16 | 15 | 11 | 470 | 41 | 168.9 | 357.3 | 576.1 | 818.3 | 1091 | 1394 | 1711 | 2041 | 2381 | 2730 | 3071 | 3403 | 3727 | 3956 | 4074 | 4157 | 4223 | 4282 | 4335 | 4386 | 52882.6
42 | 40 | 40 | 39 | 34 | 31 | 27 | 28 | 26 | 28 | 30 | 26 | 19 | 10 | 8 | 8 | 10 | 9 | 7 | 5 | 4 | 429 | 42 | 175.9 | 371.7 | 593.2 | 839.6 | 1113 | 1409 | 1721 | 2044 | 2380 | 2718 | 3056 | 3382 | 3699 | 3922 | 4033 | 4112 | 4179 | 4234 | 4284 | 4331 | 52597.4
43 | 15 | 22 | 23 | 27 | 25 | 22 | 22 | 21 | 22 | 17 | 10 | 4 | 0 | 0 | 1 | 2 | 4 | 4 | 4 | 3 | 248 | 43 | 166.3 | 355.5 | 568.2 | 807.8 | 1074 | 1365 | 1669 | 1980 | 2300 | 2620 | 2931 | 3229 | 3511 | 3699 | 3777 | 3823 | 3859 | 3888 | 3914 | 3940 | 49476.8
44 | 43 | 40 | 41 | 38 | 37 | 32 | 28 | 25 | 27 | 29 | 26 | 21 | 16 | 14 | 13 | 16 | 18 | 20 | 19 | 15 | 518 | 44 | 171.1 | 364.6 | 585.1 | 834.9 | 1115 | 1423 | 1747 | 2079 | 2428 | 2782 | 3128 | 3480 | 3818 | 4070 | 4201 | 4290 | 4362 | 4426 | 4482 | 4537 | 54323.7
45 | 33 | 35 | 34 | 32 | 31 | 32 | 32 | 29 | 25 | 25 | 20 | 15 | 7 | 5 | 5 | 5 | 6 | 5 | 5 | 4 | 385 | 45 | 179.7 | 377.8 | 599.2 | 845.9 | 1124 | 1424 | 1737 | 2066 | 2401 | 2742 | 3078 | 3414 | 3738 | 3966 | 4082 | 4161 | 4226 | 4282 | 4332 | 4381 | 53156.6
46 | 23 | 21 | 20 | 20 | 23 | 25 | 27 | 26 | 24 | 21 | 18 | 14 | 10 | 6 | 5 | 4 | 4 | 3 | 3 | 4 | 301 | 46 | 177.8 | 369.1 | 590.3 | 837.8 | 1117 | 1424 | 1744 | 2076 | 2415 | 2761 | 3106 | 3443 | 3768 | 3997 | 4114 | 4194 | 4260 | 4317 | 4369 | 4418 | 53498
47 | 35 | 34 | 33 | 32 | 35 | 35 | 33 | 29 | 30 | 32 | 27 | 17 | 10 | 11 | 11 | 9 | 6 | 7 | 8 | 6 | 440 | 47 | 175.6 | 368.3 | 586.8 | 831.6 | 1108 | 1408 | 1722 | 2055 | 2394 | 2740 | 3083 | 3422 | 3747 | 3976 | 4091 | 4172 | 4238 | 4294 | 4345 | 4393 | 53150.3
48 | 45 | 36 | 32 | 26 | 24 | 24 | 23 | 19 | 22 | 25 | 25 | 16 | 7 | 3 | 2 | 2 | 3 | 3 | 2 | 1 | 340 | 48 | 176 | 370.5 | 587.7 | 829.1 | 1100 | 1389 | 1694 | 2009 | 2333 | 2657 | 2977 | 3292 | 3594 | 3793 | 3889 | 3963 | 4022 | 4070 | 4116 | 4154 | 51015.3
49 | 27 | 31 | 33 | 34 | 34 | 32 | 32 | 30 | 29 | 25 | 22 | 16 | 12 | 9 | 9 | 9 | 9 | 10 | 9 | 10 | 422 | 49 | 176.8 | 372.1 | 593.8 | 841.5 | 1119 | 1424 | 1743 | 2074 | 2413 | 2755 | 3098 | 3434 | 3755 | 3984 | 4101 | 4181 | 4248 | 4305 | 4357 | 4408 | 53383.2
50 | 22 | 19 | 22 | 23 | 28 | 29 | 26 | 23 | 18 | 20 | 15 | 11 | 4 | 2 | 2 | 1 | 0 | 0 | 1 | 1 | 267 | 50 | 170.4 | 358.9 | 573.8 | 816.1 | 1088 | 1380 | 1692 | 2010 | 2339 | 2670 | 2998 | 3318 | 3627 | 3841 | 3932 | 3977 | 4010 | 4033 | 4051 | 4068 | 50953.2
51 | 39 | 38 | 35 | 33 | 33 | 31 | 30 | 28 | 25 | 23 | 19 | 14 | 11 | 8 | 12 | 14 | 12 | 7 | 3 | 5 | 420 | 51 | 175.8 | 372.5 | 593.4 | 839.1 | 1117 | 1417 | 1738 | 2070 | 2415 | 2765 | 3110 | 3455 | 3790 | 4034 | 4160 | 4247 | 4316 | 4378 | 4430 | 4482 | 53904.8
52 | 41 | 38 | 37 | 38 | 40 | 41 | 34 | 23 | 16 | 18 | 19 | 17 | 12 | 12 | 14 | 14 | 16 | 15 | 14 | 13 | 472 | 52 | 175.3 | 370.4 | 589.6 | 836.2 | 1117 | 1424 | 1747 | 2081 | 2423 | 2771 | 3118 | 3456 | 3792 | 4035 | 4160 | 4244 | 4314 | 4377 | 4431 | 4483 | 53944.5
53 | 29 | 31 | 35 | 37 | 37 | 35 | 30 | 25 | 21 | 22 | 20 | 16 | 10 | 8 | 5 | 5 | 4 | 3 | 2 | 2 | 377 | 53 | 173.6 | 364.5 | 582.6 | 827.6 | 1098 | 1393 | 1706 | 2026 | 2351 | 2684 | 3014 | 3340 | 3652 | 3870 | 3976 | 4053 | 4118 | 4169 | 4217 | 4261 | 51876.3
54 | 23 | 28 | 28 | 32 | 34 | 36 | 35 | 32 | 31 | 28 | 23 | 16 | 12 | 13 | 13 | 12 | 10 | 8 | 8 | 10 | 432 | 54 | 176 | 366.7 | 582.7 | 827.8 | 1101 | 1400 | 1717 | 2048 | 2388 | 2726 | 3068 | 3401 | 3722 | 3957 | 4079 | 4162 | 4229 | 4289 | 4340 | 4391 | 52971.2
55 | 41 | 35 | 35 | 34 | 35 | 34 | 28 | 26 | 27 | 28 | 21 | 11 | 4 | 3 | 3 | 2 | 2 | 1 | 1 | 1 | 372 | 55 | 174.2 | 369.2 | 587.5 | 828.7 | 1098 | 1390 | 1698 | 2015 | 2345 | 2681 | 3006 | 3321 | 3629 | 3838 | 3940 | 4014 | 4075 | 4126 | 4174 | 4217 | 51526.6
56 | 35 | 31 | 25 | 25 | 28 | 33 | 29 | 20 | 16 | 13 | 12 | 9 | 7 | 4 | 6 | 4 | 3 | 1 | 2 | 3 | 306 | 56 | 179.4 | 378.4 | 602.6 | 850.8 | 1129 | 1433 | 1751 | 2079 | 2416 | 2753 | 3092 | 3427 | 3750 | 3979 | 4094 | 4173 | 4238 | 4295 | 4346 | 4395 | 53361.2
57 | 42 | 43 | 44 | 47 | 46 | 42 | 36 | 33 | 35 | 38 | 33 | 27 | 20 | 21 | 21 | 20 | 21 | 22 | 25 | 23 | 639 | 57 | 180.1 | 379.7 | 607 | 862.9 | 1152 | 1468 | 1803 | 2149 | 2509 | 2877 | 3239 | 3594 | 3939 | 4196 | 4331 | 4420 | 4496 | 4567 | 4632 | 4694 | 56095.7
58 | 36 | 38 | 39 | 42 | 45 | 42 | 36 | 28 | 28 | 29 | 29 | 24 | 20 | 18 | 18 | 19 | 18 | 20 | 22 | 24 | 575 | 58 | 178.5 | 378.3 | 602.4 | 858.3 | 1147 | 1462 | 1795 | 2140 | 2498 | 2858 | 3217 | 3574 | 3918 | 4173 | 4308 | 4394 | 4468 | 4536 | 4596 | 4655 | 55756.5
59 | 39 | 37 | 40 | 42 | 44 | 41 | 33 | 25 | 22 | 25 | 20 | 11 | 3 | 2 | 2 | 1 | 1 | 3 | 9 | 17 | 417 | 59 | 178.7 | 374.3 | 595.5 | 846 | 1128 | 1438 | 1761 | 2097 | 2448 | 2801 | 3147 | 3489 | 3820 | 4064 | 4186 | 4268 | 4337 | 4399 | 4454 | 4510 | 54341.5
60 | 37 | 34 | 35 | 35 | 35 | 32 | 29 | 29 | 31 | 30 | 27 | 21 | 18 | 17 | 16 | 18 | 19 | 21 | 20 | 21 | 525 | 60 | 176.5 | 372 | 593.9 | 846.8 | 1128 | 1437 | 1763 | 2107 | 2471 | 2838 | 3203 | 3563 | 3915 | 4180 | 4319 | 4410 | 4486 | 4553 | 4616 | 4674 | 55652.2
61 | 31 | 35 | 34 | 32 | 29 | 30 | 29 | 29 | 24 | 25 | 21 | 18 | 12 | 10 | 12 | 13 | 13 | 11 | 13 | 15 | 436 | 61 | 175.7 | 372.6 | 595.1 | 839.6 | 1116 | 1416 | 1731 | 2060 | 2400 | 2743 | 3083 | 3423 | 3751 | 3993 | 4120 | 4204 | 4273 | 4333 | 4387 | 4439 | 53455
62 | 16 | 17 | 13 | 8 | 4 | 5 | 5 | 10 | 13 | 20 | 18 | 12 | 5 | 3 | 3 | 3 | 2 | 1 | 1 | 1 | 160 | 62 | 168.3 | 356.6 | 570 | 808.1 | 1074 | 1362 | 1662 | 1970 | 2286 | 2602 | 2915 | 3220 | 3512 | 3711 | 3800 | 3858 | 3905 | 3945 | 3982 | 4020 | 49727
63 | 20 | 28 | 24 | 26 | 24 | 25 | 23 | 21 | 22 | 24 | 20 | 13 | 6 | 2 | 2 | 2 | 2 | 2 | 2 | 1 | 289 | 63 | 166.4 | 353.9 | 565.4 | 801.8 | 1065 | 1353 | 1653 | 1967 | 2287 | 2610 | 2931 | 3246 | 3551 | 3760 | 3862 | 3933 | 3992 | 4043 | 4090 | 4128 | 50358.5
64 | 36 | 34 | 33 | 35 | 33 | 31 | 30 | 27 | 28 | 22 | 22 | 17 | 16 | 12 | 11 | 11 | 10 | 11 | 14 | 16 | 449 | 64 | 177.6 | 374.3 | 596 | 845.9 | 1127 | 1432 | 1754 | 2089 | 2435 | 2786 | 3138 | 3488 | 3827 | 4077 | 4207 | 4293 | 4363 | 4427 | 4482 | 4536 | 54454.8
65 | 35 | 37 | 38 | 41 | 40 | 39 | 35 | 32 | 30 | 27 | 25 | 18 | 13 | 9 | 8 | 7 | 6 | 5 | 5 | 7 | 457 | 65 | 175.6 | 371 | 591.9 | 842 | 1123 | 1429 | 1749 | 2080 | 2424 | 2764 | 3108 | 3443 | 3768 | 3999 | 4117 | 4198 | 4265 | 4322 | 4373 | 4423 | 53565.5
66 | 20 | 20 | 19 | 14 | 13 | 8 | 9 | 7 | 12 | 18 | 19 | 14 | 5 | 5 | 6 | 8 | 7 | 7 | 5 | 5 | 221 | 66 | 168 | 356.7 | 574.1 | 816.5 | 1089 | 1382 | 1694 | 2015 | 2345 | 2678 | 3009 | 3328 | 3636 | 3850 | 3952 | 4014 | 4063 | 4105 | 4142 | 4180 | 51397.3
67 | 34 | 37 | 38 | 40 | 35 | 26 | 17 | 17 | 17 | 18 | 15 | 12 | 8 | 5 | 6 | 4 | 4 | 3 | 5 | 5 | 346 | 67 | 171.1 | 362.9 | 581.4 | 824.6 | 1098 | 1392 | 1700 | 2018 | 2346 | 2666 | 2988 | 3305 | 3614 | 3827 | 3932 | 4009 | 4071 | 4122 | 4170 | 4213 | 51411
68 | 27 | 36 | 38 | 44 | 43 | 40 | 34 | 28 | 25 | 28 | 26 | 24 | 19 | 19 | 18 | 17 | 19 | 21 | 23 | 23 | 552 | 68 | 168.7 | 362 | 584.7 | 837.3 | 1121 | 1433 | 1761 | 2098 | 2447 | 2801 | 3158 | 3507 | 3848 | 4099 | 4230 | 4315 | 4387 | 4452 | 4513 | 4571 | 54693.7
69 | 20 | 19 | 23 | 21 | 22 | 18 | 21 | 21 | 24 | 24 | 19 | 11 | 4 | 2 | 2 | 2 | 3 | 4 | 5 | 6 | 271 | 69 | 177.3 | 371.5 | 590.9 | 839.6 | 1116 | 1413 | 1724 | 2052 | 2386 | 2728 | 3063 | 3393 | 3714 | 3933 | 4013 | 4060 | 4094 | 4146 | 4194 | 4240 | 52248.3
70 | 35 | 30 | 32 | 32 | 35 | 32 | 29 | 26 | 28 | 24 | 18 | 8 | 5 | 6 | 10 | 13 | 15 | 16 | 17 | 18 | 429 | 70 | 170.7 | 364.4 | 586.2 | 835.8 | 1118 | 1426 | 1754 | 2096 | 2449 | 2807 | 3161 | 3512 | 3831 | 4071 | 4199 | 4288 | 4360 | 4424 | 4480 | 4535 | 54468.1
71 | 35 | 39 | 41 | 39 | 33 | 27 | 28 | 26 | 25 | 22 | 19 | 14 | 11 | 9 | 11 | 11 | 12 | 11 | 12 | 13 | 438 | 71 | 179.3 | 378.5 | 603 | 855.3 | 1140 | 1445 | 1769 | 2101 | 2448 | 2800 | 3149 | 3493 | 3830 | 4080 | 4211 | 4297 | 4367 | 4430 | 4485 | 4537 | 54598.1
72 | 30 | 37 | 38 | 40 | 35 | 31 | 28 | 25 | 23 | 20 | 17 | 12 | 8 | 6 | 7 | 6 | 6 | 5 | 4 | 6 | 384 | 72 | 172.7 | 368.2 | 590.8 | 840.6 | 1118 | 1417 | 1732 | 2056 | 2394 | 2731 | 3068 | 3402 | 3724 | 3951 | 4065 | 4146 | 4211 | 4267 | 4317 | 4365 | 52936.3
73 | 25 | 22 | 25 | 24 | 24 | 19 | 17 | 17 | 18 | 20 | 17 | 13 | 7 | 4 | 4 | 6 | 10 | 11 | 10 | 8 | 301 | 73 | 170 | 359.7 | 575.7 | 819 | 1094 | 1388 | 1698 | 2020 | 2357 | 2699 | 3039 | 3371 | 3697 | 3935 | 4057 | 4136 | 4205 | 4266 | 4320 | 4371 | 52577.4
74 | 38 | 38 | 34 | 34 | 34 | 35 | 30 | 23 | 21 | 19 | 15 | 8 | 3 | 2 | 2 | 2 | 2 | 2 | 2 | 1 | 345 | 74 | 170.6 | 361.9 | 579.8 | 822.7 | 1094 | 1391 | 1701 | 2018 | 2346 | 2678 | 3006 | 3323 | 3629 | 3841 | 3947 | 4022 | 4085 | 4136 | 4184 | 4229 | 51565
75 | 40 | 40 | 37 | 34 | 34 | 36 | 38 | 36 | 34 | 31 | 23 | 16 | 11 | 11 | 10 | 10 | 10 | 12 | 12 | 11 | 486 | 75 | 171.2 | 360.3 | 578.2 | 823.9 | 1099 | 1401 | 1722 | 2055 | 2398 | 2748 | 3091 | 3430 | 3758 | 3993 | 4115 | 4197 | 4264 | 4323 | 4376 | 4426 | 53329.6
76 | 41 | 42 | 43 | 43 | 40 | 33 | 26 | 24 | 27 | 32 | 27 | 19 | 10 | 9 | 9 | 7 | 6 | 6 | 7 | 5 | 456 | 76 | 177.2 | 375 | 598.4 | 847.6 | 1125 | 1427 | 1744 | 2071 | 2406 | 2749 | 3088 | 3422 | 3739 | 3962 | 4075 | 4157 | 4230 | 4291 | 4348 | 4403 | 53235.2
77 | 35 | 36 | 34 | 35 | 36 | 37 | 33 | 27 | 28 | 30 | 30 | 21 | 11 | 6 | 5 | 5 | 7 | 6 | 9 | 10 | 441 | 77 | 178.1 | 375.5 | 596.1 | 843.2 | 1119 | 1416 | 1732 | 2059 | 2400 | 2743 | 3083 | 3415 | 3738 | 3962 | 4074 | 4152 | 4219 | 4275 | 4329 | 4381 | 53089.9
78 | 29 | 29 | 28 | 28 | 22 | 16 | 13 | 17 | 18 | 21 | 16 | 13 | 4 | 2 | 3 | 3 | 4 | 3 | 3 | 3 | 275 | 78 | 166.8 | 357 | 570.8 | 813.4 | 1081 | 1368 | 1670 | 1981 | 2303 | 2625 | 2942 | 3256 | 3556 | 3764 | 3862 | 3929 | 3984 | 4032 | 4076 | 4120 | 50457
79 | 22 | 15 | 12 | 9 | 11 | 14 | 13 | 16 | 19 | 23 | 17 | 12 | 6 | 5 | 4 | 6 | 5 | 4 | 4 | 4 | 221 | 79 | 167.2 | 354.9 | 569.9 | 810.9 | 1082 | 1379 | 1688 | 2006 | 2336 | 2667 | 2991 | 3309 | 3619 | 3835 | 3935 | 3999 | 4053 | 4101 | 4143 | 4187 | 51232.9
80 | 27 | 33 | 33 | 34 | 32 | 31 | 31 | 31 | 29 | 29 | 25 | 20 | 13 | 7 | 5 | 2 | 2 | 1 | 2 | 3 | 390 | 80 | 168.4 | 360.3 | 582.4 | 829.7 | 1109 | 1415 | 1744 | 2086 | 2442 | 2805 | 3166 | 3519 | 3865 | 4121 | 4253 | 4337 | 4407 | 4470 | 4528 | 4582 | 54789.8
81 | 25 | 29 | 32 | 38 | 41 | 39 | 32 | 27 | 23 | 22 | 15 | 10 | 6 | 6 | 6 | 4 | 4 | 5 | 7 | 6 | 377 | 81 | 169.8 | 361.5 | 577.6 | 822.6 | 1102 | 1407 | 1726 | 2056 | 2393 | 2735 | 3071 | 3399 | 3719 | 3945 | 4062 | 4143 | 4208 | 4264 | 4315 | 4364 | 52840.5
82 | 26 | 29 | 28 | 27 | 27 | 28 | 28 | 24 | 19 | 20 | 16 | 13 | 6 | 4 | 5 | 5 | 6 | 6 | 6 | 5 | 328 | 82 | 174.1 | 364.5 | 581.8 | 827.5 | 1102 | 1398 | 1710 | 2036 | 2373 | 2717 | 3056 | 3386 | 3710 | 3943 | 4066 | 4150 | 4218 | 4277 | 4329 | 4379 | 52797.9
83 | 30 | 29 | 28 | 32 | 34 | 38 | 34 | 31 | 27 | 24 | 20 | 14 | 10 | 7 | 6 | 3 | 3 | 2 | 4 | 6 | 382 | 83 | 176.2 | 369.9 | 587.3 | 835.5 | 1114 | 1422 | 1741 | 2078 | 2427 | 2771 | 3113 | 3451 | 3777 | 4011 | 4132 | 4213 | 4280 | 4339 | 4391 | 4441 | 53669.9
84 | 27 | 17 | 17 | 18 | 24 | 22 | 17 | 17 | 16 | 15 | 11 | 10 | 6 | 4 | 8 | 12 | 16 | 13 | 11 | 8 | 289 | 84 | 165.6 | 352.3 | 565.4 | 804.4 | 1072 | 1364 | 1667 | 1983 | 2310 | 2638 | 2963 | 3281 | 3586 | 3800 | 3898 | 3959 | 4007 | 4049 | 4085 | 4122 | 50671.7
85 | 28 | 23 | 23 | 24 | 28 | 31 | 27 | 24 | 23 | 23 | 20 | 12 | 7 | 4 | 3 | 4 | 5 | 6 | 4 | 7 | 326 | 85 | 168.1 | 356.6 | 571.3 | 815.6 | 1088 | 1385 | 1692 | 2011 | 2339 | 2672 | 2996 | 3318 | 3630 | 3850 | 3958 | 4030 | 4091 | 4145 | 4194 | 4242 | 51552.6
86 | 23 | 21 | 20 | 19 | 18 | 18 | 17 | 20 | 22 | 23 | 18 | 11 | 6 | 6 | 6 | 5 | 5 | 4 | 5 | 3 | 270 | 86 | 176.3 | 367.7 | 586.6 | 833.1 | 1105 | 1404 | 1719 | 2044 | 2380 | 2718 | 3055 | 3389 | 3715 | 3948 | 4067 | 4150 | 4218 | 4275 | 4327 | 4376 | 52853.7
87 | 13 | 8 | 8 | 9 | 12 | 12 | 12 | 10 | 8 | 9 | 9 | 9 | 5 | 3 | 3 | 3 | 3 | 7 | 9 | 11 | 163 | 87 | 167.9 | 355.7 | 569.3 | 810.5 | 1078 | 1369 | 1673 | 1986 | 2305 | 2627 | 2941 | 3248 | 3542 | 3744 | 3831 | 3882 | 3920 | 3952 | 3980 | 4009 | 49990.4
88 | 26 | 31 | 27 | 33 | 34 | 39 | 35 | 32 | 26 | 23 | 19 | 15 | 10 | 8 | 11 | 11 | 12 | 10 | 13 | 16 | 431 | 88 | 173.5 | 365.9 | 585 | 830.9 | 1113 | 1422 | 1747 | 2085 | 2432 | 2781 | 3127 | 3471 | 3806 | 4053 | 4184 | 4270 | 4339 | 4402 | 4457 | 4510 | 54154.3
89 | 20 | 22 | 24 | 26 | 25 | 23 | 20 | 20 | 20 | 21 | 16 | 11 | 6 | 4 | 4 | 3 | 4 | 6 | 7 | 5 | 287 | 89 | 164.4 | 353.4 | 568.6 | 814.1 | 1088 | 1387 | 1704 | 2035 | 2377 | 2723 | 3064 | 3402 | 3730 | 3968 | 4087 | 4164 | 4229 | 4288 | 4341 | 4392 | 52879.5
90 | 17 | 16 | 16 | 18 | 18 | 15 | 12 | 11 | 16 | 14 | 12 | 7 | 5 | 5 | 3 | 3 | 4 | 4 | 3 | 1 | 200 | 90 | 166.4 | 356.4 | 570.1 | 812.5 | 1082 | 1375 | 1684 | 1999 | 2328 | 2656 | 2979 | 3292 | 3595 | 3799 | 3889 | 3945 | 3989 | 4027 | 4062 | 4084 | 50690.4
91 | 27 | 25 | 30 | 28 | 32 | 25 | 29 | 28 | 32 | 32 | 27 | 19 | 12 | 9 | 10 | 10 | 13 | 15 | 16 | 13 | 432 | 91 | 175.3 | 367.8 | 586.9 | 834.8 | 1113 | 1416 | 1735 | 2065 | 2411 | 2765 | 3114 | 3455 | 3786 | 4026 | 4148 | 4231 | 4301 | 4361 | 4414 | 4466 | 53771.8
92 | 31 | 32 | 34 | 37 | 39 | 36 | 32 | 31 | 33 | 35 | 28 | 18 | 7 | 4 | 4 | 4 | 7 | 8 | 11 | 10 | 441 | 92 | 170.5 | 363.8 | 582.5 | 826.4 | 1101 | 1397 | 1711 | 2035 | 2373 | 2715 | 3054 | 3386 | 3703 | 3929 | 4044 | 4121 | 4186 | 4243 | 4295 | 4344 | 52580.2
93 | 41 | 42 | 44 | 42 | 42 | 38 | 39 | 35 | 29 | 28 | 21 | 16 | 6 | 2 | 1 | 0 | 1 | 1 | 1 | 2 | 431 | 93 | 176.8 | 374.3 | 594.4 | 840.3 | 1117 | 1418 | 1732 | 2058 | 2391 | 2728 | 3060 | 3386 | 3703 | 3921 | 4024 | 4070 | 4103 | 4148 | 4196 | 4242 | 52282.8
94 | 46 | 43 | 41 | 37 | 27 | 18 | 11 | 11 | 10 | 11 | 10 | 12 | 9 | 11 | 9 | 9 | 9 | 9 | 11 | 12 | 356 | 94 | 174.9 | 372.2 | 594.7 | 841.9 | 1117 | 1417 | 1734 | 2051 | 2375 | 2697 | 3024 | 3352 | 3675 | 3905 | 4021 | 4099 | 4164 | 4221 | 4273 | 4325 | 52433.7
95 | 40 | 35 | 35 | 34 | 35 | 34 | 32 | 33 | 34 | 34 | 27 | 22 | 15 | 11 | 9 | 12 | 14 | 14 | 16 | 16 | 502 | 95 | 177 | 377.3 | 600.7 | 852.1 | 1133 | 1437 | 1768 | 2110 | 2466 | 2822 | 3179 | 3529 | 3869 | 4116 | 4243 | 4328 | 4400 | 4465 | 4523 | 4579 | 54974.1
96 | 29 | 33 | 34 | 36 | 36 | 34 | 34 | 33 | 32 | 29 | 25 | 19 | 14 | 10 | 6 | 2 | 2 | 7 | 10 | 15 | 440 | 96 | 180.4 | 379.2 | 603.4 | 856.7 | 1143 | 1456 | 1777 | 2114 | 2461 | 2815 | 3164 | 3505 | 3838 | 4080 | 4200 | 4281 | 4348 | 4408 | 4461 | 4514 | 54584.7
97 | 31 | 26 | 25 | 19 | 19 | 19 | 19 | 20 | 18 | 23 | 19 | 16 | 10 | 7 | 7 | 6 | 6 | 6 | 5 | 6 | 307 | 97 | 173.2 | 363.9 | 583.8 | 829.5 | 1101 | 1396 | 1708 | 2029 | 2363 | 2701 | 3035 | 3364 | 3686 | 3917 | 4034 | 4115 | 4181 | 4238 | 4289 | 4339 | 52446.4
98 | 15 | 15 | 17 | 20 | 29 | 31 | 31 | 23 | 23 | 22 | 20 | 11 | 6 | 3 | 7 | 11 | 13 | 15 | 16 | 18 | 346 | 98 | 169.5 | 358.8 | 576.3 | 821.6 | 1100 | 1404 | 1725 | 2057 | 2404 | 2755 | 3106 | 3445 | 3763 | 3993 | 4106 | 4179 | 4242 | 4300 | 4354 | 4406 | 53265.2
99 | 30 | 30 | 32 | 33 | 36 | 34 | 34 | 33 | 34 | 33 | 26 | 19 | 13 | 13 | 14 | 14 | 10 | 6 | 7 | 9 | 460 | 99 | 171.3 | 365.3 | 585.6 | 832.6 | 1111 | 1414 | 1733 | 2065 | 2412 | 2768 | 3117 | 3460 | 3791 | 4031 | 4157 | 4243 | 4312 | 4372 | 4425 | 4476 | 53841.8
100 | 32 | 32 | 33 | 35 | 33 | 32 | 28 | 27 | 26 | 25 | 22 | 17 | 13 | 9 | 9 | 9 | 10 | 9 | 9 | 9 | 419 | 100 | 176.1 | 369.5 | 591 | 838.3 | 1118 | 1424 | 1746 | 2078 | 2422 | 2766 | 3117 | 3461 | 3791 | 4033 | 4158 | 4244 | 4314 | 4376 | 4431 | 4484 | 53937.9
101 | 39 | 42 | 44 | 45 | 43 | 39 | 38 | 37 | 39 | 38 | 31 | 22 | 15 | 14 | 17 | 21 | 23 | 24 | 25 | 26 | 622 | 101 | 181.3 | 385.6 | 616.8 | 879.1 | 1172 | 1491 | 1828 | 2178 | 2546 | 2921 | 3288 | 3651 | 4003 | 4268 | 4409 | 4504 | 4587 | 4663 | 4731 | 4797 | 57099.8
102 | 27 | 33 | 35 | 32 | 32 | 28 | 32 | 30 | 34 | 34 | 30 | 22 | 18 | 18 | 19 | 20 | 21 | 21 | 23 | 21 | 530 | 102 | 173.5 | 370.4 | 595.4 | 847.4 | 1134 | 1449 | 1780 | 2127 | 2487 | 2856 | 3224 | 3588 | 3940 | 4203 | 4342 | 4433 | 4509 | 4578 | 4639 | 4699 | 55974.7
103 | 44 | 27 | 19 | 7 | 6 | 9 | 17 | 23 | 32 | 33 | 27 | 18 | 9 | 9 | 8 | 7 | 5 | 5 | 6 | 8 | 319 | 103 | 175.9 | 369 | 586.1 | 825.9 | 1098 | 1392 | 1701 | 2021 | 2352 | 2688 | 3020 | 3346 | 3662 | 3878 | 3984 | 4060 | 4121 | 4172 | 4220 | 4268 | 51939.9
104 | 36 | 33 | 35 | 36 | 37 | 35 | 34 | 34 | 32 | 31 | 25 | 21 | 17 | 16 | 14 | 13 | 12 | 14 | 18 | 22 | 515 | 104 | 173.4 | 368.6 | 591.5 | 843.9 | 1127 | 1436 | 1770 | 2120 | 2479 | 2848 | 3215 | 3571 | 3919 | 4178 | 4315 | 4404 | 4477 | 4542 | 4601 | 4656 | 55635.4
105 | 18 | 21 | 21 | 26 | 28 | 30 | 29 | 22 | 13 | 9 | 11 | 13 | 10 | 9 | 11 | 11 | 10 | 12 | 12 | 16 | 332 | 105 | 166.5 | 354.3 | 569.8 | 814.6 | 1088 | 1388 | 1703 | 2032 | 2364 | 2701 | 3034 | 3360 | 3679 | 3914 | 4031 | 4104 | 4163 | 4217 | 4266 | 4314 | 52263.2
106 | 21 | 23 | 23 | 25 | 28 | 27 | 26 | 24 | 27 | 26 | 22 | 14 | 9 | 6 | 6 | 5 | 8 | 7 | 7 | 9 | 343 | 106 | 164.9 | 352.7 | 565.5 | 803.8 | 1074 | 1366 | 1676 | 1995 | 2324 | 2651 | 2980 | 3299 | 3611 | 3835 | 3945 | 4018 | 4078 | 4132 | 4180 | 4227 | 51277.9
107 | 36 | 35 | 38 | 40 | 42 | 37 | 33 | 28 | 29 | 29 | 28 | 23 | 17 | 15 | 14 | 15 | 13 | 13 | 14 | 15 | 514 | 107 | 174.8 | 366.9 | 585.3 | 835.5 | 1117 | 1426 | 1750 | 2085 | 2439 | 2795 | 3150 | 3504 | 3850 | 4104 | 4238 | 4325 | 4397 | 4461 | 4517 | 4570 | 54690.5
108 | 42 | 43 | 42 | 39 | 39 | 39 | 37 | 32 | 27 | 28 | 23 | 16 | 9 | 8 | 9 | 10 | 8 | 8 | 7 | 9 | 475 | 108 | 174.8 | 370.4 | 592.7 | 843.3 | 1122 | 1430 | 1752 | 2084 | 2429 | 2776 | 3122 | 3459 | 3786 | 4025 | 4145 | 4226 | 4293 | 4353 | 4406 | 4457 | 53846.2
109 | 39 | 37 | 34 | 32 | 31 | 34 | 34 | 31 | 31 | 31 | 28 | 21 | 14 | 10 | 10 | 10 | 9 | 7 | 9 | 10 | 462 | 109 | 171.4 | 365.8 | 584.7 | 833.5 | 1110 | 1412 | 1729 | 2058 | 2404 | 2757 | 3104 | 3447 | 3778 | 4014 | 4134 | 4217 | 4284 | 4343 | 4395 | 4446 | 53587.4
110 | 42 | 41 | 42 | 41 | 36 | 28 | 24 | 23 | 25 | 30 | 28 | 24 | 12 | 6 | 1 | 1 | 2 | 9 | 15 | 20 | 450 | 110 | 170.5 | 361.1 | 584.4 | 835.3 | 1114 | 1417 | 1740 | 2071 | 2417 | 2765 | 3117 | 3461 | 3797 | 4035 | 4158 | 4232 | 4291 | 4352 | 4406 | 4460 | 53784.3
111 | 17 | 24 | 23 | 24 | 19 | 17 | 18 | 16 | 20 | 20 | 21 | 13 | 7 | 4 | 4 | 3 | 4 | 4 | 4 | 4 | 266 | 111 | 167.4 | 358.9 | 577 | 820.4 | 1093 | 1387 | 1699 | 2021 | 2348 | 2677 | 3000 | 3317 | 3622 | 3832 | 3928 | 3988 | 4037 | 4081 | 4121 | 4161 | 51235.7
112 | 25 | 25 | 26 | 27 | 20 | 11 | 5 | 13 | 21 | 26 | 17 | 11 | 4 | 5 | 4 | 5 | 5 | 5 | 4 | 6 | 265 | 112 | 175.7 | 372.8 | 594.1 | 843.3 | 1125 | 1421 | 1732 | 2054 | 2392 | 2732 | 3070 | 3404 | 3725 | 3957 | 4072 | 4151 | 4216 | 4274 | 4326 | 4376 | 53012.9
113 | 39 | 36 | 36 | 32 | 36 | 36 | 34 | 25 | 20 | 21 | 20 | 15 | 8 | 6 | 7 | 7 | 5 | 5 | 5 | 5 | 398 | 113 | 172.8 | 365.1 | 583.9 | 829.3 | 1107 | 1412 | 1735 | 2065 | 2413 | 2762 | 3107 | 3442 | 3769 | 4002 | 4121 | 4203 | 4269 | 4328 | 4380 | 4430 | 53496.1
114 | 24 | 27 | 28 | 32 | 34 | 32 | 29 | 26 | 27 | 29 | 23 | 18 | 10 | 8 | 8 | 8 | 9 | 6 | 9 | 10 | 397 | 114 | 171.4 | 366.4 | 587 | 837.6 | 1117 | 1424 | 1748 | 2083 | 2431 | 2782 | 3131 | 3478 | 3815 | 4055 | 4180 | 4266 | 4336 | 4397 | 4450 | 4502 | 54157.4
115 | 27 | 21 | 26 | 24 | 27 | 24 | 24 | 22 | 22 | 21 | 20 | 13 | 9 | 8 | 9 | 10 | 9 | 9 | 8 | 10 | 343 | 115 | 175.1 | 366.1 | 584.4 | 832.6 | 1108 | 1414 | 1736 | 2070 | 2415 | 2766 | 3119 | 3462 | 3799 | 4045 | 4176 | 4264 | 4335 | 4399 | 4454 | 4506 | 54026.2
116 | 22 | 23 | 20 | 18 | 18 | 22 | 24 | 25 | 27 | 27 | 23 | 13 | 7 | 6 | 6 | 7 | 6 | 6 | 7 | 6 | 313 | 116 | 176.1 | 370.3 | 589.5 | 838.4 | 1116 | 1422 | 1742 | 2073 | 2418 | 2769 | 3114 | 3454 | 3781 | 4019 | 4138 | 4216 | 4281 | 4341 | 4392 | 4444 | 53694.3
117 | 21 | 20 | 20 | 23 | 26 | 27 | 27 | 28 | 30 | 29 | 22 | 17 | 9 | 9 | 10 | 9 | 7 | 6 | 8 | 11 | 359 | 117 | 173.8 | 365.5 | 584.1 | 829.8 | 1107 | 1410 | 1729 | 2059 | 2402 | 2749 | 3095 | 3432 | 3762 | 4006 | 4134 | 4220 | 4289 | 4350 | 4404 | 4455 | 53556.2
118 | 45 | 41 | 38 | 33 | 33 | 30 | 26 | 23 | 22 | 22 | 17 | 11 | 6 | 5 | 6 | 6 | 7 | 7 | 7 | 6 | 391 | 118 | 174.8 | 370.4 | 593.9 | 837.4 | 1110 | 1408 | 1717 | 2041 | 2372 | 2705 | 3037 | 3361 | 3671 | 3894 | 4006 | 4087 | 4152 | 4207 | 4257 | 4305 | 52306.5
119 | 27 | 28 | 27 | 28 | 28 | 27 | 25 | 25 | 27 | 29 | 24 | 16 | 10 | 8 | 8 | 9 | 10 | 10 | 9 | 9 | 384 | 119 | 170 | 361.2 | 582.1 | 825.4 | 1100 | 1403 | 1720 | 2052 | 2394 | 2743 | 3088 | 3426 | 3758 | 3998 | 4121 | 4207 | 4277 | 4337 | 4390 | 4441 | 53393.7
120 | 39 | 37 | 34 | 33 | 30 | 27 | 21 | 22 | 22 | 20 | 16 | 12 | 9 | 4 | 7 | 7 | 9 | 8 | 10 | 9 | 376 | 120 | 175.4 | 370.6 | 586.3 | 828.8 | 1102 | 1399 | 1712 | 2039 | 2372 | 2712 | 3048 | 3370 | 3688 | 3917 | 4034 | 4115 | 4181 | 4237 | 4289 | 4337 | 52513.1
121 | 46 | 43 | 42 | 40 | 39 | 36 | 31 | 25 | 27 | 29 | 28 | 19 | 9 | 5 | 3 | 4 | 7 | 7 | 8 | 6 | 454 | 121 | 178.7 | 375.2 | 598.7 | 847.3 | 1127 | 1429 | 1746 | 2068 | 2403 | 2743 | 3078 | 3404 | 3719 | 3938 | 4048 | 4124 | 4188 | 4242 | 4291 | 4339 | 52886.9
122 | 36 | 31 | 35 | 35 | 41 | 39 | 35 | 28 | 24 | 22 | 20 | 15 | 11 | 11 | 12 | 11 | 10 | 12 | 15 | 17 | 460 | 122 | 175.8 | 371.4 | 591.6 | 843.2 | 1123 | 1427 | 1747 | 2078 | 2419 | 2763 | 3102 | 3438 | 3761 | 3996 | 4117 | 4198 | 4267 | 4328 | 4383 | 4437 | 53566
123 | 44 | 37 | 26 | 16 | 10 | 10 | 5 | 1 | 11 | 20 | 24 | 17 | 12 | 10 | 9 | 6 | 8 | 10 | 12 | 12 | 300 | 123 | 180.1 | 381.4 | 604.9 | 856.3 | 1132 | 1434 | 1746 | 2061 | 2394 | 2739 | 3082 | 3421 | 3755 | 3996 | 4118 | 4198 | 4261 | 4318 | 4369 | 4419 | 53465.7
124 | 40 | 39 | 40 | 37 | 37 | 34 | 33 | 26 | 22 | 21 | 19 | 13 | 5 | 2 | 2 | 2 | 1 | 0 | 0 | 0 | 373 | 124 | 175.5 | 369.6 | 587.5 | 829.8 | 1102 | 1396 | 1703 | 2018 | 2341 | 2667 | 2988 | 3303 | 3605 | 3807 | 3905 | 3978 | 4017 | 4037 | 4053 | 4064 | 50946.4
125 | 42 | 41 | 39 | 39 | 40 | 40 | 34 | 29 | 27 | 28 | 24 | 17 | 12 | 10 | 13 | 11 | 13 | 13 | 16 | 17 | 505 | 125 | 172.4 | 365.9 | 586.4 | 838.8 | 1128 | 1440 | 1768 | 2108 | 2461 | 2822 | 3176 | 3523 | 3869 | 4122 | 4257 | 4345 | 4417 | 4481 | 4537 | 4592 | 55009.5
126 | 43 | 42 | 41 | 36 | 33 | 29 | 31 | 27 | 26 | 24 | 18 | 10 | 2 | 1 | 4 | 7 | 9 | 7 | 6 | 6 | 402 | 126 | 177.5 | 374 | 595.8 | 845.3 | 1122 | 1422 | 1740 | 2067 | 2408 | 2750 | 3085 | 3415 | 3728 | 3952 | 4063 | 4142 | 4208 | 4263 | 4313 | 4362 | 53032.6
127 | 38 | 40 | 33 | 29 | 24 | 27 | 25 | 27 | 29 | 32 | 25 | 19 | 10 | 9 | 9 | 11 | 13 | 15 | 15 | 15 | 445 | 127 | 173.8 | 369.2 | 590.5 | 843.6 | 1127 | 1435 | 1759 | 2098 | 2448 | 2804 | 3152 | 3492 | 3829 | 4068 | 4193 | 4279 | 4350 | 4410 | 4464 | 4516 | 54401.1
128 | 19 | 18 | 27 | 33 | 38 | 33 | 30 | 30 | 31 | 31 | 23 | 14 | 5 | 4 | 5 | 8 | 11 | 14 | 11 | 13 | 398 | 128 | 171.8 | 361.1 | 577.4 | 823.7 | 1101 | 1402 | 1719 | 2049 | 2395 | 2742 | 3082 | 3416 | 3739 | 3969 | 4084 | 4168 | 4236 | 4295 | 4347 | 4398 | 53076
129 | 31 | 34 | 29 | 23 | 14 | 8 | 12 | 17 | 25 | 24 | 20 | 16 | 11 | 10 | 8 | 10 | 10 | 15 | 17 | 20 | 354 | 129 | 171 | 361.5 | 581.5 | 829.6 | 1105 | 1400 | 1714 | 2042 | 2386 | 2736 | 3085 | 3426 | 3761 | 4006 | 4132 | 4212 | 4280 | 4342 | 4400 | 4454 | 53424.6
130 | 39 | 30 | 25 | 23 | 24 | 27 | 28 | 30 | 29 | 26 | 20 | 14 | 6 | 4 | 4 | 5 | 5 | 5 | 3 | 1 | 348 | 130 | 175.1 | 366.4 | 580.8 | 821.2 | 1090 | 1383 | 1691 | 2010 | 2340 | 2669 | 2996 | 3319 | 3630 | 3847 | 3956 | 4033 | 4096 | 4148 | 4196 | 4242 | 51589.5
131 | 35 | 34 | 34 | 35 | 39 | 37 | 26 | 15 | 11 | 14 | 16 | 15 | 11 | 10 | 9 | 10 | 9 | 9 | 7 | 11 | 387 | 131 | 170.7 | 361.4 | 575.4 | 821.4 | 1098 | 1398 | 1714 | 2037 | 2365 | 2701 | 3039 | 3371 | 3694 | 3927 | 4046 | 4129 | 4196 | 4255 | 4308 | 4359 | 52565.9
132 | 40 | 36 | 35 | 33 | 36 | 35 | 33 | 30 | 30 | 29 | 22 | 18 | 12 | 12 | 10 | 11 | 15 | 18 | 16 | 16 | 487 | 132 | 179.8 | 379.5 | 607.4 | 866.1 | 1153 | 1468 | 1801 | 2146 | 2504 | 2865 | 3222 | 3574 | 3920 | 4169 | 4296 | 4380 | 4452 | 4517 | 4575 | 4631 | 55705.8
133 | 45 | 44 | 42 | 40 | 42 | 42 | 41 | 37 | 30 | 26 | 21 | 18 | 15 | 16 | 18 | 21 | 20 | 23 | 23 | 24 | 588 | 133 | 178.7 | 378.4 | 604.3 | 860.1 | 1149 | 1468 | 1803 | 2151 | 2512 | 2877 | 3242 | 3602 | 3953 | 4223 | 4369 | 4465 | 4547 | 4623 | 4694 | 4760 | 56459.5
134 | 43 | 43 | 42 | 35 | 29 | 25 | 24 | 19 | 13 | 17 | 18 | 17 | 12 | 9 | 8 | 10 | 15 | 19 | 21 | 19 | 438 | 134 | 178.8 | 376.2 | 600.2 | 851.5 | 1132 | 1440 | 1766 | 2101 | 2442 | 2793 | 3142 | 3483 | 3819 | 4063 | 4189 | 4275 | 4346 | 4410 | 4467 | 4521 | 54395.7
135 | 43 | 40 | 40 | 38 | 41 | 40 | 39 | 34 | 30 | 26 | 20 | 14 | 10 | 8 | 9 | 8 | 9 | 9 | 9 | 9 | 476 | 135 | 175.8 | 372.3 | 593.7 | 840.8 | 1119 | 1423 | 1738 | 2062 | 2400 | 2739 | 3071 | 3400 | 3717 | 3938 | 4048 | 4126 | 4193 | 4250 | 4303 | 4355 | 52864.6
136 | 40 | 43 | 43 | 42 | 41 | 38 | 38 | 37 | 38 | 36 | 29 | 20 | 14 | 14 | 16 | 15 | 10 | 9 | 12 | 17 | 552 | 136 | 175.9 | 376.6 | 601.2 | 854.3 | 1140 | 1449 | 1777 | 2112 | 2465 | 2821 | 3170 | 3516 | 3849 | 4092 | 4214 | 4297 | 4366 | 4427 | 4480 | 4534 | 54717
137 | 44 | 43 | 36 | 30 | 28 | 29 | 31 | 32 | 34 | 37 | 28 | 18 | 7 | 5 | 6 | 8 | 14 | 20 | 22 | 20 | 492 | 137 | 169.4 | 363.8 | 581.7 | 828 | 1105 | 1407 | 1724 | 2057 | 2407 | 2764 | 3117 | 3467 | 3802 | 4047 | 4173 | 4258 | 4329 | 4392 | 4448 | 4503 | 53942.9
138 | 26 | 33 | 32 | 36 | 32 | 29 | 28 | 27 | 28 | 23 | 24 | 20 | 17 | 14 | 13 | 11 | 10 | 10 | 12 | 14 | 439 | 138 | 168.7 | 361.2 | 581.3 | 826 | 1098 | 1402 | 1723 | 2053 | 2397 | 2743 | 3087 | 3433 | 3763 | 4005 | 4127 | 4211 | 4280 | 4341 | 4396 | 4450 | 53446.2
139 | 25 | 30 | 28 | 28 | 23 | 23 | 20 | 20 | 19 | 21 | 18 | 12 | 6 | 4 | 4 | 3 | 5 | 7 | 9 | 8 | 313 | 139 | 170.9 | 362.5 | 581.6 | 826.4 | 1101 | 1402 | 1719 | 2043 | 2382 | 2724 | 3063 | 3394 | 3715 | 3943 | 4060 | 4139 | 4205 | 4263 | 4315 | 4365 | 52774.4
140 | 34 | 32 | 32 | 34 | 35 | 35 | 30 | 29 | 27 | 28 | 24 | 18 | 15 | 15 | 15 | 14 | 15 | 15 | 16 | 16 | 479 | 140 | 178.4 | 377 | 601.6 | 854.5 | 1139 | 1449 | 1778 | 2116 | 2464 | 2820 | 3171 | 3520 | 3861 | 4112 | 4243 | 4330 | 4404 | 4472 | 4533 | 4594 | 55017.5
141 | 24 | 20 | 14 | 7 | 2 | 2 | 5 | 11 | 20 | 25 | 22 | 15 | 10 | 6 | 7 | 7 | 9 | 9 | 7 | 11 | 233 | 141 | 166.2 | 355.1 | 571.4 | 813.8 | 1083 | 1368 | 1663 | 1988 | 2323 | 2661 | 2991 | 3315 | 3629 | 3853 | 3960 | 4026 | 4076 | 4121 | 4162 | 4203 | 51328.5
142 | 28 | 32 | 30 | 37 | 38 | 41 | 38 | 35 | 31 | 29 | 24 | 21 | 15 | 16 | 18 | 21 | 21 | 19 | 21 | 23 | 538 | 142 | 177.4 | 374.7 | 597.1 | 846.1 | 1133 | 1445 | 1777 | 2118 | 2473 | 2831 | 3188 | 3535 | 3870 | 4118 | 4246 | 4335 | 4408 | 4475 | 4536 | 4596 | 55079.3
143 | 30 | 36 | 33 | 29 | 25 | 24 | 27 | 25 | 24 | 20 | 14 | 7 | 4 | 2 | 4 | 5 | 5 | 3 | 3 | 4 | 324 | 143 | 173.1 | 368.3 | 587 | 832.5 | 1111 | 1414 | 1735 | 2065 | 2405 | 2750 | 3079 | 3388 | 3698 | 3907 | 4017 | 4092 | 4155 | 4210 | 4259 | 4308 | 52553.9
144 | 36 | 32 | 32 | 31 | 36 | 35 | 36 | 34 | 35 | 32 | 25 | 19 | 14 | 13 | 11 | 8 | 4 | 1 | 1 | 6 | 441 | 144 | 176.2 | 370.8 | 592.2 | 840.5 | 1121 | 1425 | 1747 | 2083 | 2427 | 2772 | 3113 | 3451 | 3779 | 4014 | 4133 | 4215 | 4281 | 4339 | 4390 | 4440 | 53709.7
145 | 40 | 38 | 38 | 37 | 31 | 24 | 20 | 20 | 23 | 26 | 23 | 17 | 8 | 6 | 6 | 6 | 5 | 5 | 6 | 8 | 387 | 145 | 175.5 | 371.8 | 592.2 | 841.8 | 1117 | 1414 | 1731 | 2058 | 2396 | 2741 | 3085 | 3424 | 3751 | 3988 | 4110 | 4193 | 4260 | 4319 | 4371 | 4422 | 53361.3
146 | 30 | 31 | 31 | 32 | 33 | 36 | 36 | 34 | 32 | 30 | 24 | 20 | 16 | 18 | 18 | 19 | 19 | 19 | 16 | 15 | 509 | 146 | 167.5 | 358.2 | 574.3 | 816.8 | 1091 | 1391 | 1711 | 2041 | 2383 | 2728 | 3076 | 3415 | 3743 | 3985 | 4112 | 4200 | 4273 | 4338 | 4396 | 4451 | 53250.8
147 | 46 | 45 | 45 | 43 | 37 | 29 | 26 | 26 | 29 | 32 | 31 | 26 | 19 | 16 | 14 | 14 | 14 | 18 | 21 | 24 | 555 | 147 | 175.3 | 373 | 598.2 | 851.9 | 1136 | 1446 | 1769 | 2106 | 2455 | 2817 | 3175 | 3523 | 3863 | 4118 | 4250 | 4337 | 4411 | 4478 | 4539 | 4599 | 55020.4
148 | 38 | 31 | 33 | 29 | 30 | 28 | 30 | 31 | 32 | 32 | 27 | 21 | 15 | 14 | 13 | 14 | 13 | 13 | 15 | 16 | 475 | 148 | 174.5 | 370.5 | 593.9 | 848.6 | 1134 | 1446 | 1775 | 2117 | 2470 | 2835 | 3198 | 3555 | 3901 | 4157 | 4290 | 4380 | 4453 | 4517 | 4573 | 4628 | 55416.5
149 | 38 | 34 | 31 | 30 | 35 | 39 | 35 | 30 | 24 | 22 | 17 | 12 | 11 | 12 | 14 | 15 | 14 | 17 | 16 | 17 | 463 | 149 | 175.7 | 369 | 588.2 | 835.9 | 1115 | 1421 | 1744 | 2078 | 2425 | 2774 | 3125 | 3468 | 3807 | 4053 | 4181 | 4268 | 4338 | 4402 | 4457 | 4511 | 54135.8
150 | 27 | 31 | 33 | 32 | 33 | 27 | 27 | 25 | 22 | 16 | 10 | 7 | 5 | 2 | 2 | 2 | 4 | 6 | 6 | 7 | 324 | 150 | 172.6 | 367.4 | 587.4 | 834.4 | 1116 | 1418 | 1736 | 2068 | 2411 | 2759 | 3098 | 3428 | 3729 | 3935 | 4020 | 4068 | 4129 | 4184 | 4233 | 4282 | 52575.8
151 | 29 | 31 | 34 | 36 | 34 | 30 | 30 | 32 | 32 | 27 | 22 | 15 | 9 | 5 | 4 | 4 | 4 | 3 | 5 | 5 | 391 | 151 | 173.3 | 366.6 | 585.5 | 832.2 | 1112 | 1416 | 1740 | 2079 | 2426 | 2778 | 3129 | 3472 | 3804 | 4039 | 4159 | 4242 | 4310 | 4368 | 4420 | 4470 | 53921.6
152 | 40 | 36 | 32 | 31 | 29 | 29 | 24 | 24 | 22 | 20 | 19 | 16 | 14 | 10 | 14 | 14 | 17 | 12 | 8 | 5 | 416 | 152 | 176.4 | 369.9 | 588.2 | 834.5 | 1109 | 1410 | 1724 | 2052 | 2388 | 2730 | 3068 | 3401 | 3724 | 3957 | 4077 | 4161 | 4228 | 4286 | 4337 | 4386 | 53007
153 | 42 | 42 | 40 | 35 | 35 | 37 | 37 | 30 | 25 | 26 | 21 | 14 | 7 | 6 | 7 | 7 | 6 | 8 | 8 | 8 | 441 | 153 | 172.1 | 365.7 | 586.1 | 830.2 | 1106 | 1413 | 1734 | 2064 | 2407 | 2753 | 3097 | 3434 | 3763 | 3999 | 4119 | 4203 | 4271 | 4330 | 4383 | 4433 | 53463.1
154 | 44 | 44 | 42 | 40 | 40 | 40 | 41 | 37 | 31 | 25 | 18 | 15 | 10 | 6 | 3 | 3 | 3 | 3 | 4 | 9 | 458 | 154 | 172.8 | 369.7 | 592.6 | 846.2 | 1127 | 1435 | 1762 | 2104 | 2455 | 2807 | 3156 | 3503 | 3837 | 4083 | 4209 | 4292 | 4361 | 4423 | 4477 | 4529 | 54541.3
155 | 24 | 31 | 31 | 35 | 34 | 31 | 27 | 25 | 28 | 30 | 26 | 19 | 11 | 7 | 5 | 4 | 5 | 7 | 7 | 7 | 394 | 155 | 167.6 | 357 | 573.7 | 816.6 | 1088 | 1381 | 1691 | 2011 | 2341 | 2677 | 3012 | 3341 | 3659 | 3885 | 3998 | 4077 | 4142 | 4197 | 4247 | 4295 | 51956.9
156 | 20 | 15 | 18 | 16 | 18 | 17 | 17 | 18 | 13 | 12 | 9 | 7 | 4 | 3 | 4 | 5 | 6 | 5 | 6 | 4 | 217 | 156 | 168.2 | 354.8 | 566.8 | 806.9 | 1076 | 1369 | 1675 | 1993 | 2317 | 2643 | 2965 | 3273 | 3570 | 3776 | 3865 | 3916 | 3955 | 3987 | 4015 | 4043 | 50334.7
157 | 26 | 32 | 31 | 28 | 25 | 20 | 24 | 26 | 28 | 23 | 15 | 11 | 9 | 9 | 10 | 11 | 11 | 12 | 14 | 13 | 378 | 157 | 169 | 362.3 | 583.7 | 833.7 | 1117 | 1419 | 1745 | 2081 | 2431 | 2786 | 3139 | 3488 | 3824 | 4070 | 4200 | 4288 | 4359 | 4423 | 4481 | 4535 | 54334.7
158 | 38 | 34 | 34 | 31 | 31 | 31 | 32 | 31 | 32 | 33 | 29 | 21 | 13 | 13 | 14 | 17 | 16 | 14 | 10 | 7 | 481 | 158 | 175.2 | 368 | 586.9 | 837.6 | 1118 | 1426 | 1749 | 2083 | 2435 | 2795 | 3151 | 3499 | 3841 | 4090 | 4221 | 4308 | 4380 | 4444 | 4499 | 4552 | 54558.7
159 | 22 | 24 | 24 | 26 | 33 | 32 | 34 | 27 | 31 | 30 | 29 | 21 | 13 | 11 | 12 | 13 | 14 | 14 | 13 | 17 | 440 | 159 | 168.6 | 360.5 | 582.1 | 831.6 | 1111 | 1418 | 1749 | 2090 | 2448 | 2813 | 3177 | 3536 | 3883 | 4141 | 4279 | 4368 | 4441 | 4506 | 4564 | 4619 | 55085.8
160 | 41 | 37 | 35 | 30 | 33 | 30 | 30 | 25 | 24 | 26 | 22 | 16 | 8 | 7 | 8 | 9 | 7 | 9 | 10 | 11 | 418 | 160 | 177.7 | 375 | 599.4 | 846.3 | 1128 | 1434 | 1755 | 2093 | 2440 | 2792 | 3143 | 3487 | 3822 | 4070 | 4199 | 4286 | 4357 | 4420 | 4474 | 4526 | 54424.4
161 | 30 | 30 | 32 | 33 | 35 | 31 | 26 | 23 | 20 | 24 | 22 | 20 | 15 | 12 | 14 | 13 | 14 | 13 | 16 | 17 | 440 | 161 | 177.2 | 373.9 | 597.6 | 849.1 | 1129 | 1437 | 1758 | 2089 | 2435 | 2785 | 3133 | 3476 | 3811 | 4051 | 4176 | 4261 | 4333 | 4397 | 4454 | 4511 | 54233.8
162 | 21 | 19 | 24 | 26 | 31 | 28 | 25 | 20 | 18 | 12 | 9 | 5 | 7 | 7 | 8 | 7 | 8 | 9 | 11 | 13 | 308 | 162 | 177 | 373 | 594 | 844.3 | 1127 | 1436 | 1759 | 2096 | 2443 | 2779 | 3111 | 3439 | 3768 | 4005 | 4125 | 4207 | 4274 | 4335 | 4388 | 4440 | 53720.3
163 | 29 | 28 | 31 | 30 | 29 | 29 | 26 | 25 | 19 | 24 | 22 | 20 | 13 | 8 | 4 | 0 | 0 | 3 | 7 | 12 | 359 | 163 | 175.1 | 371 | 592.5 | 840.5 | 1124 | 1430 | 1754 | 2088 | 2437 | 2786 | 3141 | 3489 | 3827 | 4080 | 4210 | 4294 | 4363 | 4426 | 4481 | 4534 | 54443.1
164 | 23 | 27 | 28 | 31 | 36 | 38 | 37 | 32 | 31 | 28 | 23 | 15 | 9 | 8 | 10 | 10 | 8 | 5 | 5 | 6 | 410 | 164 | 174.8 | 368.2 | 585.4 | 827.8 | 1104 | 1405 | 1721 | 2049 | 2391 | 2732 | 3071 | 3399 | 3720 | 3948 | 4062 | 4141 | 4205 | 4262 | 4312 | 4361 | 52839.2
165 | 36 | 39 | 42 | 43 | 42 | 37 | 35 | 35 | 36 | 35 | 26 | 18 | 7 | 3 | 2 | 7 | 12 | 16 | 15 | 16 | 502 | 165 | 172 | 367.5 | 594.7 | 848.4 | 1133 | 1443 | 1768 | 2110 | 2464 | 2821 | 3173 | 3519 | 3856 | 4102 | 4227 | 4310 | 4380 | 4442 | 4497 | 4551 | 54778.6
166 | 31 | 30 | 27 | 27 | 24 | 26 | 22 | 23 | 23 | 22 | 15 | 9 | 5 | 4 | 4 | 4 | 4 | 5 | 4 | 3 | 312 | 166 | 169.9 | 362.4 | 580.4 | 825.1 | 1097 | 1396 | 1710 | 2037 | 2368 | 2705 | 3040 | 3369 | 3689 | 3914 | 4027 | 4104 | 4168 | 4224 | 4274 | 4323 | 52382.8
167 | 15 | 16 | 18 | 18 | 18 | 13 | 9 | 9 | 17 | 22 | 21 | 13 | 6 | 4 | 4 | 4 | 6 | 9 | 10 | 8 | 240 | 167 | 168.8 | 358.9 | 578.2 | 822.3 | 1094 | 1392 | 1701 | 2025 | 2359 | 2693 | 3023 | 3344 | 3655 | 3872 | 3971 | 4031 | 4079 | 4122 | 4160 | 4199 | 51648.2
168 | 45 | 38 | 33 | 25 | 27 | 29 | 35 | 23 | 15 | 4 | 5 | 3 | 1 | 5 | 11 | 15 | 13 | 9 | 9 | 11 | 356 | 168 | 172.6 | 367.9 | 585.9 | 833.4 | 1111 | 1416 | 1741 | 2076 | 2420 | 2759 | 3083 | 3399 | 3703 | 3919 | 4031 | 4110 | 4175 | 4231 | 4281 | 4331 | 52745.8
169 | 36 | 35 | 35 | 35 | 35 | 32 | 29 | 24 | 24 | 20 | 17 | 10 | 6 | 4 | 3 | 3 | 2 | 3 | 3 | 4 | 360 | 169 | 176.2 | 370.9 | 587.6 | 830.8 | 1103 | 1403 | 1713 | 2036 | 2364 | 2695 | 3021 | 3339 | 3644 | 3855 | 3957 | 4031 | 4093 | 4143 | 4191 | 4234 | 51787.5
170 | 27 | 37 | 33 | 36 | 28 | 33 | 31 | 36 | 33 | 33 | 26 | 18 | 11 | 11 | 13 | 14 | 10 | 6 | 3 | 2 | 441 | 170 | 176.9 | 373.7 | 595.8 | 847.8 | 1128 | 1436 | 1766 | 2107 | 2462 | 2819 | 3173 | 3518 | 3854 | 4099 | 4226 | 4312 | 4381 | 4443 | 4496 | 4547 | 54761.2
171 | 26 | 27 | 31 | 35 | 36 | 33 | 30 | 31 | 27 | 25 | 19 | 16 | 11 | 8 | 6 | 6 | 5 | 6 | 7 | 8 | 393 | 171 | 168.1 | 358.3 | 575.2 | 821 | 1094 | 1392 | 1707 | 2032 | 2367 | 2706 | 3041 | 3374 | 3699 | 3935 | 4056 | 4134 | 4201 | 4259 | 4311 | 4362 | 52592.6
172 | 30 | 25 | 27 | 29 | 34 | 32 | 27 | 26 | 28 | 29 | 23 | 13 | 5 | 2 | 2 | 2 | 4 | 6 | 7 | 8 | 359 | 172 | 170.8 | 359.3 | 573.5 | 817 | 1087 | 1385 | 1696 | 2020 | 2360 | 2701 | 3037 | 3367 | 3684 | 3912 | 4028 | 4107 | 4173 | 4231 | 4283 | 4333 | 52324.6
173 | 39 | 27 | 29 | 25 | 32 | 33 | 36 | 33 | 30 | 24 | 15 | 9 | 5 | 6 | 10 | 10 | 10 | 6 | 4 | 2 | 385 | 173 | 176.3 | 370.4 | 586.7 | 832.4 | 1108 | 1415 | 1736 | 2068 | 2411 | 2760 | 3100 | 3432 | 3752 | 3984 | 4103 | 4184 | 4251 | 4309 | 4360 | 4409 | 53347.8
174 | 32 | 34 | 33 | 31 | 30 | 25 | 20 | 16 | 20 | 19 | 14 | 6 | 3 | 5 | 8 | 10 | 9 | 10 | 11 | 11 | 347 | 174 | 172.1 | 363.3 | 582 | 827.8 | 1103 | 1405 | 1721 | 2051 | 2393 | 2740 | 3085 | 3408 | 3734 | 3964 | 4081 | 4164 | 4233 | 4293 | 4345 | 4396 | 53061.2
175 | 27 | 22 | 24 | 27 | 32 | 28 | 27 | 24 | 29 | 29 | 25 | 20 | 14 | 14 | 14 | 15 | 13 | 9 | 8 | 8 | 409 | 175 | 165.5 | 353.2 | 570.1 | 815.1 | 1094 | 1396 | 1715 | 2045 | 2386 | 2734 | 3077 | 3418 | 3755 | 4002 | 4131 | 4214 | 4282 | 4343 | 4398 | 4451 | 53344.9
176 | 34 | 35 | 35 | 36 | 35 | 29 | 26 | 22 | 23 | 19 | 16 | 8 | 4 | 2 | 2 | 2 | 1 | 2 | 1 | 2 | 334 | 176 | 173.6 | 366.8 | 584.6 | 831.5 | 1102 | 1391 | 1694 | 2005 | 2328 | 2652 | 2969 | 3280 | 3571 | 3773 | 3871 | 3943 | 4002 | 4050 | 4096 | 4135 | 50818.5
177 | 38 | 38 | 36 | 36 | 35 | 36 | 31 | 30 | 27 | 25 | 19 | 14 | 11 | 7 | 9 | 9 | 11 | 10 | 10 | 10 | 442 | 177 | 175.4 | 373.9 | 596.8 | 848.9 | 1132 | 1439 | 1763 | 2100 | 2450 | 2798 | 3144 | 3486 | 3817 | 4052 | 4174 | 4255 | 4322 | 4382 | 4434 | 4486 | 54229
178 | 27 | 22 | 19 | 21 | 26 | 33 | 32 | 30 | 24 | 23 | 17 | 12 | 4 | 3 | 4 | 4 | 6 | 6 | 6 | 4 | 323 | 178 | 177.4 | 371.4 | 588.5 | 833 | 1104 | 1400 | 1717 | 2044 | 2376 | 2713 | 3044 | 3370 | 3685 | 3904 | 4015 | 4093 | 4157 | 4211 | 4260 | 4307 | 52370.3
179 | 24 | 27 | 28 | 28 | 27 | 26 | 26 | 24 | 23 | 24 | 21 | 15 | 8 | 6 | 5 | 6 | 4 | 8 | 9 | 11 | 350 | 179 | 168.9 | 360.6 | 582.3 | 829.5 | 1106 | 1410 | 1729 | 2058 | 2400 | 2747 | 3095 | 3429 | 3759 | 3995 | 4113 | 4192 | 4259 | 4318 | 4371 | 4422 | 53344.3
180 | 24 | 29 | 28 | 29 | 33 | 35 | 36 | 32 | 31 | 27 | 20 | 11 | 6 | 5 | 5 | 5 | 3 | 2 | 2 | 3 | 366 | 180 | 176.3 | 370.3 | 585.5 | 828.3 | 1099 | 1399 | 1714 | 2038 | 2372 | 2707 | 3039 | 3362 | 3673 | 3890 | 3997 | 4074 | 4137 | 4189 | 4237 | 4283 | 52170.4
181 | 31 | 33 | 34 | 35 | 34 | 31 | 30 | 31 | 27 | 22 | 14 | 8 | 5 | 4 | 6 | 7 | 8 | 5 | 5 | 5 | 375 | 181 | 168.4 | 360.3 | 577.1 | 819.9 | 1095 | 1394 | 1708 | 2034 | 2372 | 2712 | 3048 | 3377 | 3699 | 3927 | 4043 | 4125 | 4192 | 4249 | 4300 | 4349 | 52549.7
182 | 32 | 31 | 34 | 38 | 44 | 42 | 40 | 37 | 38 | 37 | 28 | 20 | 15 | 13 | 11 | 9 | 10 | 11 | 10 | 7 | 507 | 182 | 177.7 | 370.7 | 588.8 | 840.4 | 1125 | 1433 | 1758 | 2101 | 2452 | 2806 | 3156 | 3498 | 3836 | 4079 | 4202 | 4284 | 4353 | 4414 | 4467 | 4518 | 54459.6
183 | 38 | 42 | 43 | 45 | 43 | 36 | 29 | 25 | 25 | 29 | 26 | 22 | 16 | 15 | 17 | 16 | 15 | 14 | 16 | 18 | 530 | 183 | 178.2 | 375.1 | 600.1 | 853.7 | 1140 | 1456 | 1783 | 2122 | 2474 | 2826 | 3180 | 3528 | 3860 | 4105 | 4231 | 4316 | 4387 | 4452 | 4509 | 4566 | 54942.1
184 | 31 | 31 | 24 | 20 | 14 | 18 | 17 | 16 | 15 | 14 | 16 | 11 | 11 | 9 | 11 | 11 | 12 | 11 | 9 | 8 | 309 | 184 | 176.2 | 371.2 | 590.1 | 838.5 | 1111 | 1410 | 1726 | 2055 | 2390 | 2732 | 3072 | 3408 | 3737 | 3975 | 4098 | 4183 | 4252 | 4312 | 4366 | 4419 | 53222
185 | 32 | 31 | 32 | 32 | 34 | 32 | 31 | 27 | 27 | 27 | 23 | 16 | 12 | 10 | 8 | 8 | 8 | 11 | 9 | 14 | 424 | 185 | 175 | 368.8 | 588.5 | 835.4 | 1114 | 1414 | 1736 | 2068 | 2412 | 2764 | 3112 | 3459 | 3794 | 4037 | 4163 | 4248 | 4318 | 4379 | 4433 | 4486 | 53904.7
186 | 41 | 41 | 41 | 39 | 40 | 39 | 37 | 33 | 30 | 32 | 28 | 23 | 13 | 9 | 10 | 10 | 9 | 7 | 8 | 9 | 499 | 186 | 176.5 | 371.5 | 593.5 | 845.3 | 1130 | 1438 | 1761 | 2098 | 2444 | 2793 | 3136 | 3479 | 3808 | 4045 | 4165 | 4247 | 4314 | 4374 | 4427 | 4480 | 54125.8
187 | 40 | 43 | 42 | 41 | 39 | 37 | 36 | 36 | 36 | 37 | 32 | 27 | 19 | 17 | 18 | 20 | 21 | 21 | 20 | 22 | 604 | 187 | 172.5 | 366.5 | 591.6 | 849.5 | 1139 | 1456 | 1789 | 2136 | 2501 | 2869 | 3233 | 3597 | 3948 | 4217 | 4358 | 4451 | 4532 | 4605 | 4673 | 4737 | 56221.1
188 | 40 | 38 | 38 | 34 | 36 | 31 | 28 | 26 | 24 | 26 | 16 | 13 | 5 | 5 | 5 | 7 | 9 | 11 | 12 | 15 | 419 | 188 | 174.9 | 370.6 | 592.3 | 842.2 | 1124 | 1430 | 1751 | 2087 | 2432 | 2785 | 3135 | 3477 | 3807 | 4046 | 4166 | 4248 | 4317 | 4379 | 4433 | 4487 | 54084
189 | 31 | 30 | 26 | 24 | 24 | 23 | 23 | 17 | 20 | 17 | 16 | 11 | 7 | 6 | 7 | 6 | 5 | 5 | 5 | 5 | 308 | 189 | 172.3 | 363.6 | 579.4 | 822.5 | 1095 | 1389 | 1701 | 2021 | 2347 | 2670 | 2996 | 3315 | 3626 | 3839 | 3942 | 4013 | 4073 | 4124 | 4172 | 4218 | 51478.8
190 | 32 | 34 | 35 | 38 | 40 | 35 | 31 | 24 | 26 | 27 | 27 | 21 | 17 | 15 | 18 | 18 | 14 | 11 | 10 | 9 | 482 | 190 | 172.2 | 366.4 | 588.9 | 842 | 1125 | 1437 | 1766 | 2104 | 2456 | 2813 | 3175 | 3525 | 3869 | 4126 | 4262 | 4351 | 4425 | 4490 | 4549 | 4603 | 55045.5
191 | 46 | 42 | 38 | 32 | 32 | 31 | 30 | 24 | 23 | 21 | 18 | 11 | 9 | 6 | 8 | 8 | 7 | 8 | 8 | 9 | 411 | 191 | 178.2 | 377.7 | 600.7 | 852.4 | 1135 | 1441 | 1760 | 2095 | 2438 | 2788 | 3134 | 3474 | 3798 | 4031 | 4153 | 4238 | 4306 | 4365 | 4417 | 4468 | 54050
192 | 33 | 36 | 35 | 37 | 34 | 31 | 29 | 25 | 27 | 24 | 25 | 20 | 19 | 16 | 15 | 13 | 12 | 11 | 14 | 15 | 471 | 192 | 172.4 | 366 | 588.5 | 839.2 | 1121 | 1426 | 1747 | 2084 | 2434 | 2788 | 3140 | 3491 | 3829 | 4077 | 4208 | 4296 | 4369 | 4435 | 4493 | 4550 | 54454.1
193 | 27 | 34 | 38 | 40 | 37 | 29 | 27 | 24 | 22 | 20 | 17 | 13 | 7 | 4 | 5 | 5 | 6 | 5 | 6 | 10 | 376 | 193 | 174.5 | 367.7 | 589.3 | 839.6 | 1116 | 1418 | 1736 | 2067 | 2403 | 2745 | 3086 | 3421 | 3746 | 3979 | 4098 | 4180 | 4248 | 4307 | 4360 | 4411 | 53292.1
194 | 31 | 33 | 33 | 36 | 33 | 34 | 32 | 33 | 31 | 27 | 23 | 16 | 11 | 8 | 6 | 4 | 4 | 6 | 6 | 8 | 415 | 194 | 177 | 373.7 | 599.3 | 852.7 | 1130 | 1439 | 1765 | 2100 | 2447 | 2795 | 3143 | 3484 | 3810 | 4049 | 4171 | 4252 | 4319 | 4378 | 4430 | 4480 | 54194.7
195 | 30 | 33 | 31 | 25 | 16 | 13 | 13 | 18 | 21 | 25 | 22 | 15 | 8 | 7 | 10 | 12 | 10 | 7 | 5 | 4 | 325 | 195 | 171.2 | 364.7 | 585.8 | 829.1 | 1100 | 1395 | 1702 | 2024 | 2356 | 2688 | 3017 | 3341 | 3653 | 3862 | 3966 | 4042 | 4104 | 4155 | 4203 | 4250 | 51808.8
196 | 34 | 38 | 40 | 39 | 36 | 29 | 28 | 25 | 23 | 20 | 16 | 12 | 8 | 5 | 6 | 5 | 5 | 4 | 3 | 3 | 379 | 196 | 176.3 | 369.7 | 588.2 | 833.8 | 1111 | 1407 | 1720 | 2048 | 2379 | 2715 | 3048 | 3377 | 3696 | 3921 | 4034 | 4114 | 4179 | 4234 | 4284 | 4332 | 52567
197 | 16 | 25 | 19 | 15 | 4 | 10 | 20 | 31 | 34 | 27 | 20 | 12 | 11 | 11 | 14 | 16 | 18 | 19 | 22 | 24 | 368 | 197 | 157.6 | 350.4 | 571 | 821.8 | 1102 | 1410 | 1742 | 2087 | 2445 | 2802 | 3157 | 3507 | 3846 | 4102 | 4238 | 4317 | 4380 | 4438 | 4495 | 4549 | 54517.8
198 | 44 | 45 | 44 | 41 | 41 | 40 | 39 | 34 | 29 | 29 | 25 | 21 | 15 | 14 | 14 | 14 | 13 | 15 | 14 | 15 | 546 | 198 | 179 | 378.6 | 603.4 | 854.7 | 1137 | 1449 | 1776 | 2116 | 2465 | 2817 | 3168 | 3511 | 3852 | 4099 | 4229 | 4319 | 4396 | 4466 | 4529 | 4589 | 54933.7
199 | 39 | 40 | 40 | 38 | 38 | 37 | 37 | 32 | 28 | 29 | 25 | 17 | 8 | 8 | 9 | 11 | 10 | 12 | 13 | 15 | 486 | 199 | 174 | 369.3 | 592 | 844.8 | 1130 | 1447 | 1780 | 2126 | 2485 | 2849 | 3207 | 3556 | 3894 | 4143 | 4273 | 4360 | 4431 | 4494 | 4549 | 4603 | 55307.1
200 | 28 | 36 | 36 | 39 | 37 | 35 | 30 | 25 | 25 | 28 | 24 | 20 | 13 | 13 | 13 | 11 | 11 | 12 | 16 | 15 | 467 | 200 | 174.6 | 369.5 | 590 | 839.2 | 1118 | 1430 | 1753 | 2091 | 2443 | 2796 | 3151 | 3499 | 3840 | 4093 | 4225 | 4313 | 4384 | 4447 | 4503 | 4557 | 54616.3
201 | 30 | 29 | 25 | 26 | 27 | 29 | 26 | 20 | 16 | 16 | 14 | 12 | 8 | 6 | 6 | 4 | 3 | 2 | 1 | 1 | 301 | 201 | 170.3 | 360.7 | 574.6 | 817 | 1086 | 1381 | 1690 | 2010 | 2339 | 2668 | 2995 | 3317 | 3630 | 3857 | 3970 | 4046 | 4109 | 4163 | 4212 | 4259 | 51654.6
202 | 37 | 41 | 42 | 44 | 42 | 37 | 35 | 34 | 35 | 35 | 27 | 17 | 9 | 7 | 9 | 10 | 11 | 9 | 9 | 8 | 498 | 202 | 173.7 | 366.8 | 588 | 839.9 | 1123 | 1429 | 1749 | 2082 | 2426 | 2779 | 3126 | 3463 | 3789 | 4017 | 4132 | 4212 | 4278 | 4335 | 4385 | 4434 | 53727.4
203 | 41 | 40 | 42 | 43 | 46 | 42 | 36 | 29 | 28 | 30 | 28 | 22 | 14 | 12 | 13 | 14 | 12 | 14 | 14 | 14 | 534 | 203 | 180.6 | 378.3 | 603 | 855.2 | 1139 | 1448 | 1774 | 2113 | 2460 | 2814 | 3159 | 3499 | 3826 | 4060 | 4178 | 4260 | 4328 | 4389 | 4443 | 4496 | 54403.1
204 | 26 | 25 | 27 | 27 | 24 | 14 | 10 | 8 | 9 | 5 | 4 | 2 | 2 | 2 | 1 | 1 | 1 | 1 | 0 | 1 | 190 | 204 | 170.9 | 360.2 | 578.6 | 821.4 | 1092 | 1382 | 1682 | 1990 | 2306 | 2622 | 2929 | 3228 | 3519 | 3714 | 3802 | 3861 | 3910 | 3951 | 3980 | 3996 | 49895.1
205 | 28 | 17 | 16 | 19 | 27 | 30 | 24 | 18 | 17 | 19 | 18 | 15 | 7 | 6 | 6 | 8 | 7 | 4 | 4 | 5 | 295 | 205 | 172.1 | 362.7 | 580.6 | 824.8 | 1101 | 1401 | 1718 | 2047 | 2389 | 2736 | 3077 | 3417 | 3745 | 3986 | 4109 | 4192 | 4260 | 4321 | 4374 | 4426 | 53239.2
206 | 31 | 31 | 32 | 31 | 33 | 30 | 30 | 27 | 30 | 27 | 23 | 18 | 12 | 11 | 9 | 14 | 16 | 19 | 18 | 17 | 459 | 206 | 177.2 | 376.2 | 599.1 | 847.7 | 1133 | 1441 | 1767 | 2111 | 2469 | 2829 | 3184 | 3541 | 3888 | 4148 | 4284 | 4374 | 4447 | 4512 | 4570 | 4625 | 55323.2
207 | 40 | 38 | 40 | 40 | 40 | 35 | 31 | 29 | 27 | 27 | 22 | 17 | 11 | 9 | 8 | 10 | 12 | 13 | 11 | 9 | 469 | 207 | 176.8 | 377.3 | 601.4 | 854.6 | 1140 | 1450 | 1780 | 2122 | 2473 | 2830 | 3180 | 3526 | 3858 | 4099 | 4224 | 4308 | 4377 | 4440 | 4493 | 4546 | 54856.1
208 | 30 | 33 | 34 | 39 | 41 | 39 | 34 | 32 | 32 | 34 | 28 | 17 | 7 | 5 | 7 | 9 | 12 | 11 | 11 | 10 | 465 | 208 | 166.1 | 355.9 | 573.4 | 815.8 | 1088 | 1386 | 1696 | 2024 | 2361 | 2707 | 3044 | 3381 | 3702 | 3936 | 4057 | 4139 | 4206 | 4265 | 4317 | 4368 | 52588.2
209 | 45 | 46 | 46 | 44 | 40 | 34 | 29 | 28 | 28 | 26 | 16 | 6 | 5 | 8 | 10 | 10 | 10 | 10 | 8 | 6 | 455 | 209 | 176.4 | 373.5 | 596.7 | 850 | 1133 | 1438 | 1759 | 2088 | 2431 | 2777 | 3116 | 3443 | 3764 | 3998 | 4118 | 4201 | 4268 | 4327 | 4379 | 4429 | 53665.6
210 | 16 | 19 | 18 | 21 | 23 | 22 | 17 | 16 | 16 | 20 | 14 | 10 | 3 | 2 | 2 | 2 | 1 | 1 | 0 | 0 | 223 | 210 | 167.1 | 356.2 | 571.1 | 809.7 | 1077 | 1368 | 1669 | 1980 | 2299 | 2618 | 2931 | 3230 | 3518 | 3711 | 3794 | 3847 | 3890 | 3924 | 3950 | 3966 | 49676.1
211 | 38 | 37 | 35 | 35 | 32 | 29 | 25 | 27 | 27 | 27 | 20 | 16 | 8 | 5 | 3 | 2 | 1 | 0 | 0 | 0 | 367 | 211 | 178.9 | 374.2 | 594 | 840.7 | 1118 | 1421 | 1739 | 2067 | 2409 | 2750 | 3091 | 3424 | 3744 | 3969 | 4084 | 4163 | 4198 | 4223 | 4242 | 4260 | 52889.8
212 | 22 | 29 | 31 | 37 | 38 | 33 | 28 | 24 | 25 | 29 | 26 | 22 | 15 | 13 | 11 | 11 | 13 | 14 | 14 | 12 | 447 | 212 | 166.8 | 357.2 | 576.1 | 819.3 | 1095 | 1394 | 1710 | 2039 | 2377 | 2726 | 3068 | 3407 | 3742 | 3985 | 4111 | 4195 | 4263 | 4324 | 4379 | 4431 | 53165.4
213 | 24 | 23 | 25 | 29 | 34 | 36 | 32 | 31 | 29 | 30 | 22 | 18 | 11 | 14 | 14 | 14 | 12 | 11 | 13 | 16 | 438 | 213 | 172.7 | 364.9 | 582.7 | 830.4 | 1111 | 1415 | 1738 | 2075 | 2423 | 2774 | 3122 | 3468 | 3806 | 4054 | 4182 | 4269 | 4339 | 4402 | 4456 | 4509 | 54093.7
214 | 30 | 34 | 33 | 32 | 31 | 31 | 26 | 21 | 13 | 16 | 12 | 11 | 5 | 7 | 12 | 14 | 14 | 12 | 13 | 13 | 380 | 214 | 171.9 | 362.7 | 581.9 | 830.7 | 1110 | 1414 | 1737 | 2071 | 2417 | 2765 | 3111 | 3451 | 3781 | 4025 | 4150 | 4236 | 4307 | 4369 | 4424 | 4478 | 53793.2
215 | 29 | 34 | 33 | 35 | 32 | 33 | 29 | 26 | 25 | 23 | 21 | 11 | 10 | 8 | 11 | 11 | 11 | 9 | 6 | 7 | 404 | 215 | 172 | 365 | 583.5 | 828.9 | 1107 | 1412 | 1732 | 2063 | 2404 | 2750 | 3094 | 3434 | 3760 | 3993 | 4115 | 4200 | 4269 | 4328 | 4380 | 4430 | 53420.4
216 | 43 | 38 | 37 | 32 | 33 | 29 | 25 | 21 | 23 | 25 | 21 | 13 | 9 | 7 | 7 | 8 | 8 | 9 | 8 | 9 | 405 | 216 | 175.2 | 371.9 | 591.4 | 838.7 | 1114 | 1417 | 1733 | 2062 | 2402 | 2744 | 3082 | 3418 | 3745 | 3981 | 4103 | 4186 | 4253 | 4312 | 4364 | 4414 | 53307.2
217 | 23 | 23 | 28 | 31 | 37 | 33 | 26 | 16 | 15 | 16 | 15 | 12 | 9 | 8 | 6 | 9 | 10 | 10 | 9 | 7 | 343 | 217 | 169.6 | 360.5 | 577.6 | 824.8 | 1102 | 1404 | 1725 | 2058 | 2404 | 2753 | 3098 | 3439 | 3770 | 4008 | 4129 | 4212 | 4282 | 4343 | 4397 | 4448 | 53504.5
218 | 22 | 31 | 28 | 29 | 27 | 28 | 27 | 23 | 25 | 24 | 20 | 10 | 4 | 2 | 2 | 2 | 2 | 2 | 2 | 3 | 313 | 218 | 166.1 | 356.8 | 573.8 | 815.6 | 1089 | 1387 | 1698 | 2021 | 2354 | 2688 | 3020 | 3344 | 3659 | 3881 | 3991 | 4067 | 4130 | 4184 | 4234 | 4281 | 51940.3
219 | 25 | 31 | 32 | 36 | 34 | 26 | 17 | 13 | 16 | 18 | 15 | 12 | 7 | 5 | 4 | 3 | 2 | 2 | 3 | 5 | 306 | 219 | 170 | 359.8 | 574 | 817 | 1088 | 1381 | 1687 | 1996 | 2315 | 2642 | 2966 | 3289 | 3601 | 3819 | 3926 | 4001 | 4063 | 4116 | 4165 | 4213 | 51188.8
220 | 40 | 42 | 42 | 43 | 41 | 37 | 35 | 34 | 36 | 37 | 32 | 22 | 13 | 11 | 14 | 17 | 17 | 17 | 17 | 20 | 567 | 220 | 176.7 | 376.5 | 604.8 | 859.1 | 1145 | 1455 | 1787 | 2132 | 2484 | 2843 | 3201 | 3547 | 3887 | 4137 | 4265 | 4350 | 4422 | 4489 | 4548 | 4605 | 55314.1
221 | 32 | 34 | 32 | 32 | 33 | 33 | 31 | 29 | 30 | 31 | 28 | 22 | 17 | 13 | 15 | 14 | 17 | 16 | 16 | 17 | 492 | 221 | 172 | 365 | 584.9 | 834.3 | 1115 | 1421 | 1744 | 2081 | 2434 | 2792 | 3147 | 3494 | 3836 | 4079 | 4205 | 4292 | 4363 | 4425 | 4481 | 4535 | 54400.2
222 | 33 | 37 | 38 | 39 | 36 | 34 | 32 | 33 | 30 | 31 | 26 | 20 | 14 | 12 | 14 | 12 | 16 | 17 | 19 | 18 | 511 | 222 | 171.3 | 364.3 | 585.2 | 832.8 | 1113 | 1420 | 1751 | 2096 | 2450 | 2807 | 3163 | 3513 | 3853 | 4101 | 4229 | 4317 | 4388 | 4453 | 4510 | 4565 | 54682.6
223 | 30 | 32 | 32 | 33 | 33 | 31 | 29 | 24 | 26 | 27 | 24 | 16 | 6 | 2 | 2 | 1 | 2 | 3 | 3 | 2 | 358 | 223 | 171.3 | 365.5 | 583.6 | 828 | 1099 | 1394 | 1702 | 2020 | 2348 | 2680 | 3008 | 3328 | 3634 | 3844 | 3949 | 4022 | 4084 | 4136 | 4184 | 4229 | 51609.4
224 | 27 | 25 | 31 | 30 | 34 | 27 | 31 | 29 | 32 | 29 | 23 | 13 | 5 | 2 | 3 | 4 | 5 | 6 | 7 | 6 | 369 | 224 | 176.1 | 369.5 | 587.9 | 831.9 | 1108 | 1408 | 1722 | 2049 | 2384 | 2726 | 3059 | 3386 | 3701 | 3915 | 4021 | 4100 | 4164 | 4218 | 4268 | 4315 | 52509.4
225 | 42 | 44 | 43 | 42 | 39 | 38 | 37 | 37 | 34 | 28 | 21 | 11 | 7 | 4 | 10 | 14 | 17 | 15 | 15 | 16 | 514 | 225 | 172.4 | 369 | 594.5 | 846.9 | 1132 | 1444 | 1770 | 2110 | 2459 | 2812 | 3164 | 3514 | 3851 | 4094 | 4214 | 4297 | 4367 | 4428 | 4483 | 4537 | 54658.8
226 | 32 | 32 | 28 | 22 | 12 | 7 | 5 | 5 | 4 | 11 | 14 | 17 | 9 | 7 | 5 | 6 | 5 | 5 | 5 | 6 | 237 | 226 | 176.4 | 374.3 | 595.9 | 845.4 | 1120 | 1415 | 1726 | 2045 | 2375 | 2701 | 3030 | 3355 | 3674 | 3899 | 4010 | 4083 | 4142 | 4194 | 4241 | 4288 | 52290
227 | 30 | 34 | 38 | 40 | 42 | 39 | 39 | 33 | 31 | 24 | 18 | 13 | 13 | 15 | 13 | 12 | 12 | 13 | 16 | 17 | 492 | 227 | 172.6 | 366.3 | 585.3 | 835.4 | 1116 | 1425 | 1753 | 2089 | 2438 | 2790 | 3135 | 3475 | 3810 | 4056 | 4181 | 4265 | 4335 | 4397 | 4452 | 4504 | 54180.6
228 | 38 | 33 | 34 | 32 | 33 | 31 | 31 | 33 | 34 | 33 | 28 | 22 | 16 | 14 | 13 | 15 | 17 | 17 | 18 | 19 | 511 | 228 | 175.5 | 373.7 | 599.1 | 850.6 | 1132 | 1439 | 1768 | 2115 | 2473 | 2838 | 3201 | 3556 | 3901 | 4162 | 4297 | 4385 | 4459 | 4525 | 4586 | 4642 | 55477.9
229 | 38 | 39 | 39 | 37 | 30 | 24 | 21 | 22 | 26 | 27 | 23 | 15 | 9 | 7 | 7 | 6 | 7 | 5 | 4 | 3 | 389 | 229 | 173.2 | 367.3 | 586.9 | 834.4 | 1114 | 1416 | 1738 | 2074 | 2416 | 2763 | 3105 | 3440 | 3768 | 4002 | 4117 | 4197 | 4264 | 4322 | 4374 | 4423 | 53494.8
230 | 30 | 33 | 32 | 32 | 29 | 29 | 26 | 28 | 27 | 25 | 20 | 15 | 11 | 8 | 12 | 14 | 19 | 17 | 16 | 13 | 436 | 230 | 164.8 | 355 | 572.2 | 814.8 | 1088 | 1385 | 1702 | 2029 | 2370 | 2715 | 3053 | 3395 | 3725 | 3966 | 4089 | 4177 | 4247 | 4310 | 4366 | 4420 | 52943.8
231 | 32 | 30 | 26 | 20 | 19 | 18 | 17 | 13 | 14 | 15 | 14 | 8 | 4 | 2 | 1 | 1 | 1 | 1 | 3 | 3 | 242 | 231 | 166.2 | 355.6 | 570.8 | 807.6 | 1074 | 1363 | 1663 | 1970 | 2285 | 2601 | 2911 | 3215 | 3499 | 3691 | 3770 | 3822 | 3863 | 3895 | 3926 | 3957 | 49405.2
232 | 39 | 33 | 34 | 34 | 35 | 33 | 30 | 30 | 31 | 31 | 25 | 18 | 12 | 11 | 7 | 5 | 4 | 6 | 10 | 12 | 440 | 232 | 177.6 | 374.1 | 596.1 | 846.6 | 1126 | 1427 | 1750 | 2084 | 2433 | 2783 | 3134 | 3477 | 3809 | 4050 | 4175 | 4256 | 4325 | 4385 | 4438 | 4491 | 54137.4
233 | 44 | 40 | 41 | 38 | 32 | 25 | 23 | 23 | 17 | 11 | 8 | 12 | 12 | 15 | 14 | 16 | 16 | 18 | 18 | 19 | 442 | 233 | 178.3 | 378 | 605.3 | 861.6 | 1146 | 1455 | 1784 | 2123 | 2473 | 2813 | 3152 | 3496 | 3832 | 4081 | 4213 | 4299 | 4371 | 4435 | 4491 | 4547 | 54734.2
234 | 39 | 38 | 36 | 36 | 35 | 36 | 31 | 31 | 27 | 25 | 21 | 16 | 14 | 11 | 15 | 16 | 19 | 19 | 20 | 18 | 503 | 234 | 174.2 | 370.5 | 592.3 | 841.8 | 1122 | 1431 | 1755 | 2092 | 2444 | 2795 | 3145 | 3490 | 3824 | 4071 | 4197 | 4284 | 4356 | 4421 | 4480 | 4538 | 54423.8
235 | 22 | 27 | 26 | 31 | 31 | 31 | 27 | 19 | 15 | 14 | 14 | 11 | 4 | 3 | 3 | 3 | 4 | 3 | 3 | 2 | 293 | 235 | 156.2 | 346.1 | 560.9 | 802.2 | 1071 | 1365 | 1673 | 1994 | 2318 | 2645 | 2963 | 3274 | 3574 | 3779 | 3874 | 3938 | 3990 | 4034 | 4076 | 4119 | 50552.4
236 | 30 | 32 | 26 | 24 | 20 | 24 | 23 | 23 | 23 | 26 | 23 | 15 | 9 | 8 | 9 | 7 | 8 | 8 | 10 | 12 | 360 | 236 | 176.8 | 372.4 | 590.9 | 836.8 | 1115 | 1419 | 1741 | 2075 | 2425 | 2774 | 3120 | 3463 | 3793 | 4042 | 4171 | 4258 | 4327 | 4389 | 4443 | 4496 | 54027.9
237 | 28 | 37 | 37 | 41 | 38 | 36 | 30 | 26 | 25 | 28 | 22 | 18 | 13 | 15 | 16 | 15 | 15 | 14 | 16 | 15 | 485 | 237 | 176.7 | 371.4 | 593.1 | 843.4 | 1124 | 1429 | 1752 | 2085 | 2431 | 2780 | 3129 | 3475 | 3809 | 4054 | 4182 | 4269 | 4340 | 4404 | 4462 | 4518 | 54227.6
238 | 47 | 44 | 44 | 42 | 41 | 36 | 32 | 29 | 31 | 32 | 29 | 24 | 19 | 16 | 16 | 18 | 21 | 23 | 23 | 21 | 588 | 238 | 178.8 | 378.9 | 606.3 | 862.4 | 1149 | 1463 | 1791 | 2138 | 2495 | 2856 | 3216 | 3568 | 3910 | 4167 | 4304 | 4393 | 4470 | 4542 | 4608 | 4670 | 55766.4
239 | 45 | 44 | 41 | 39 | 36 | 36 | 34 | 32 | 30 | 32 | 29 | 23 | 15 | 14 | 15 | 17 | 19 | 18 | 20 | 18 | 557 | 239 | 174.1 | 373.4 | 601.9 | 857.4 | 1146 | 1463 | 1802 | 2156 | 2528 | 2902 | 3273 | 3638 | 3995 | 4273 | 4423 | 4514 | 4591 | 4662 | 4728 | 4786 | 56886.8
240 | 36 | 37 | 36 | 37 | 32 | 31 | 26 | 26 | 24 | 27 | 24 | 19 | 13 | 10 | 10 | 7 | 11 | 11 | 15 | 13 | 445 | 240 | 177.5 | 375 | 597.1 | 845 | 1125 | 1430 | 1751 | 2082 | 2428 | 2779 | 3127 | 3467 | 3800 | 4040 | 4163 | 4248 | 4316 | 4376 | 4429 | 4480 | 54035.6
241 | 22 | 23 | 29 | 30 | 34 | 28 | 34 | 33 | 35 | 32 | 25 | 16 | 8 | 4 | 6 | 6 | 8 | 9 | 12 | 10 | 404 | 241 | 170.6 | 364.9 | 581.7 | 830.6 | 1107 | 1412 | 1730 | 2069 | 2415 | 2764 | 3111 | 3451 | 3781 | 4012 | 4130 | 4212 | 4280 | 4338 | 4390 | 4441 | 53590.8
242 | 37 | 34 | 36 | 33 | 33 | 33 | 32 | 32 | 28 | 33 | 30 | 29 | 22 | 20 | 17 | 14 | 13 | 15 | 17 | 21 | 529 | 242 | 178.1 | 376.8 | 600.9 | 853.8 | 1142 | 1455 | 1790 | 2137 | 2502 | 2865 | 3221 | 3575 | 3922 | 4180 | 4313 | 4401 | 4476 | 4544 | 4605 | 4664 | 55801.6
243 | 36 | 36 | 34 | 34 | 34 | 33 | 31 | 30 | 29 | 28 | 24 | 20 | 13 | 8 | 4 | 2 | 3 | 2 | 4 | 10 | 415 | 243 | 173.3 | 365.6 | 586 | 833 | 1113 | 1419 | 1740 | 2076 | 2425 | 2780 | 3135 | 3487 | 3828 | 4072 | 4197 | 4280 | 4349 | 4403 | 4424 | 4476 | 54161.9
244 | 29 | 34 | 36 | 38 | 36 | 28 | 20 | 17 | 19 | 23 | 21 | 16 | 9 | 7 | 8 | 8 | 6 | 5 | 6 | 7 | 373 | 244 | 172.7 | 362 | 580.7 | 824.4 | 1099 | 1396 | 1708 | 2031 | 2368 | 2709 | 3046 | 3380 | 3700 | 3931 | 4051 | 4133 | 4200 | 4257 | 4308 | 4357 | 52613.8
245 | 44 | 43 | 37 | 33 | 30 | 32 | 33 | 34 | 36 | 38 | 33 | 28 | 20 | 19 | 19 | 21 | 23 | 25 | 25 | 24 | 597 | 245 | 178.2 | 378 | 602.6 | 856.8 | 1138 | 1449 | 1780 | 2126 | 2486 | 2852 | 3218 | 3579 | 3929 | 4192 | 4336 | 4432 | 4512 | 4586 | 4655 | 4720 | 56005.6
246 | 38 | 40 | 38 | 34 | 31 | 22 | 18 | 12 | 14 | 15 | 15 | 12 | 8 | 6 | 7 | 7 | 8 | 7 | 8 | 9 | 349 | 246 | 172.2 | 366.4 | 584.9 | 831.3 | 1113 | 1415 | 1732 | 2053 | 2377 | 2704 | 3036 | 3363 | 3676 | 3904 | 4021 | 4101 | 4165 | 4222 | 4272 | 4322 | 52430.8
247 | 34 | 32 | 34 | 37 | 39 | 38 | 35 | 35 | 33 | 32 | 27 | 23 | 16 | 15 | 14 | 14 | 12 | 8 | 6 | 5 | 489 | 247 | 176.7 | 375.3 | 596.2 | 849.2 | 1131 | 1440 | 1767 | 2108 | 2463 | 2820 | 3172 | 3517 | 3857 | 4106 | 4234 | 4320 | 4392 | 4457 | 4511 | 4563 | 54855.4
248 | 33 | 35 | 36 | 35 | 32 | 29 | 31 | 31 | 31 | 27 | 24 | 18 | 13 | 10 | 10 | 11 | 10 | 13 | 15 | 20 | 464 | 248 | 173.4 | 366.2 | 588.4 | 836.9 | 1116 | 1422 | 1747 | 2085 | 2439 | 2794 | 3143 | 3491 | 3831 | 4080 | 4210 | 4297 | 4368 | 4431 | 4486 | 4539 | 54443.9
249 | 28 | 27 | 31 | 33 | 38 | 33 | 32 | 28 | 29 | 27 | 24 | 19 | 17 | 14 | 14 | 14 | 15 | 16 | 16 | 18 | 473 | 249 | 176.6 | 372.8 | 593.2 | 844.3 | 1129 | 1442 | 1768 | 2113 | 2470 | 2828 | 3188 | 3544 | 3885 | 4138 | 4269 | 4356 | 4428 | 4494 | 4552 | 4609 | 55199.9
250 | 44 | 42 | 43 | 41 | 42 | 38 | 34 | 30 | 30 | 32 | 28 | 20 | 10 | 6 | 7 | 8 | 8 | 8 | 7 | 7 | 485 | 250 | 177.6 | 376.2 | 599 | 847.9 | 1129 | 1434 | 1751 | 2080 | 2419 | 2760 | 3100 | 3431 | 3750 | 3973 | 4086 | 4167 | 4236 | 4296 | 4352 | 4406 | 53370.7
251 | 16 | 22 | 22 | 25 | 24 | 28 | 28 | 31 | 27 | 28 | 22 | 18 | 10 | 7 | 10 | 9 | 10 | 8 | 10 | 12 | 367 | 251 | 167.2 | 356.5 | 572.1 | 813.8 | 1086 | 1383 | 1699 | 2023 | 2356 | 2692 | 3026 | 3356 | 3676 | 3913 | 4034 | 4111 | 4174 | 4231 | 4281 | 4330 | 52280.6
252 | 31 | 28 | 29 | 22 | 22 | 17 | 21 | 22 | 22 | 24 | 18 | 12 | 4 | 3 | 3 | 4 | 4 | 5 | 5 | 4 | 300 | 252 | 170.8 | 364.3 | 582.8 | 827.4 | 1097 | 1391 | 1704 | 2031 | 2366 | 2708 | 3046 | 3376 | 3694 | 3925 | 4040 | 4118 | 4184 | 4242 | 4293 | 4343 | 52503.3
253 | 29 | 32 | 35 | 37 | 39 | 35 | 30 | 23 | 21 | 24 | 22 | 18 | 13 | 14 | 13 | 13 | 14 | 16 | 17 | 18 | 463 | 253 | 167.6 | 360.8 | 581.5 | 828.4 | 1108 | 1411 | 1730 | 2062 | 2405 | 2754 | 3101 | 3445 | 3780 | 4028 | 4155 | 4239 | 4309 | 4373 | 4428 | 4482 | 53748.3
254 | 38 | 35 | 36 | 29 | 29 | 25 | 28 | 25 | 24 | 26 | 23 | 16 | 7 | 6 | 6 | 7 | 5 | 5 | 5 | 5 | 380 | 254 | 175.6 | 371 | 589.1 | 834.7 | 1110 | 1413 | 1728 | 2059 | 2398 | 2742 | 3084 | 3419 | 3744 | 3977 | 4099 | 4182 | 4250 | 4308 | 4360 | 4409 | 53252.4
255 | 36 | 38 | 39 | 42 | 40 | 39 | 35 | 34 | 30 | 27 | 22 | 16 | 9 | 5 | 4 | 4 | 3 | 3 | 2 | 3 | 431 | 255 | 173.7 | 369.7 | 591 | 839.4 | 1118 | 1419 | 1737 | 2066 | 2400 | 2740 | 3074 | 3401 | 3715 | 3933 | 4039 | 4115 | 4179 | 4231 | 4280 | 4326 | 52746.8
256 | 42 | 43 | 44 | 43 | 44 | 41 | 40 | 36 | 32 | 32 | 29 | 24 | 14 | 9 | 9 | 9 | 8 | 8 | 9 | 10 | 526 | 256 | 176.3 | 373.8 | 597 | 850.2 | 1133 | 1441 | 1761 | 2094 | 2436 | 2783 | 3129 | 3467 | 3793 | 4024 | 4144 | 4228 | 4301 | 4365 | 4423 | 4481 | 54000.3
257 | 29 | 29 | 31 | 33 | 33 | 29 | 28 | 26 | 27 | 24 | 21 | 14 | 8 | 4 | 5 | 6 | 6 | 8 | 7 | 9 | 377 | 257 | 168.9 | 360.7 | 579.3 | 826.1 | 1101 | 1398 | 1712 | 2036 | 2372 | 2708 | 3043 | 3373 | 3691 | 3912 | 4021 | 4097 | 4162 | 4217 | 4267 | 4316 | 52361
258 | 20 | 18 | 17 | 17 | 16 | 14 | 8 | 4 | 3 | 9 | 10 | 9 | 4 | 1 | 1 | 1 | 1 | 1 | 1 | 1 | 156 | 258 | 167.3 | 354.5 | 565.4 | 802.4 | 1068 | 1355 | 1653 | 1961 | 2276 | 2591 | 2903 | 3203 | 3492 | 3683 | 3767 | 3819 | 3860 | 3889 | 3911 | 3940 | 49260.6
259 | 28 | 29 | 31 | 34 | 38 | 36 | 34 | 30 | 31 | 31 | 23 | 14 | 7 | 6 | 4 | 3 | 2 | 2 | 2 | 1 | 386 | 259 | 174.9 | 366.4 | 582.5 | 825.5 | 1098 | 1396 | 1708 | 2035 | 2365 | 2706 | 3038 | 3362 | 3676 | 3896 | 4001 | 4077 | 4140 | 4192 | 4241 | 4286 | 52166.3
260 | 22 | 21 | 20 | 20 | 22 | 23 | 25 | 22 | 25 | 27 | 26 | 19 | 10 | 5 | 5 | 6 | 7 | 6 | 6 | 7 | 324 | 260 | 168.7 | 358.9 | 576.4 | 819 | 1091 | 1388 | 1702 | 2022 | 2354 | 2688 | 3016 | 3341 | 3659 | 3879 | 3985 | 4058 | 4118 | 4171 | 4219 | 4267 | 51881
261 | 23 | 26 | 23 | 22 | 13 | 14 | 13 | 19 | 19 | 20 | 16 | 9 | 5 | 4 | 5 | 4 | 2 | 2 | 2 | 2 | 243 | 261 | 172.2 | 364.6 | 581.3 | 823.6 | 1092 | 1385 | 1691 | 2006 | 2334 | 2662 | 2987 | 3302 | 3609 | 3820 | 3922 | 3992 | 4049 | 4093 | 4132 | 4177 | 51194.7
262 | 33 | 35 | 37 | 39 | 40 | 36 | 34 | 30 | 29 | 26 | 23 | 17 | 10 | 8 | 9 | 12 | 11 | 15 | 16 | 19 | 479 | 262 | 178.5 | 375.4 | 601.6 | 854.4 | 1140 | 1455 | 1783 | 2124 | 2478 | 2831 | 3183 | 3526 | 3864 | 4108 | 4233 | 4318 | 4388 | 4451 | 4506 | 4560 | 54957.9
263 | 27 | 31 | 32 | 38 | 39 | 41 | 36 | 30 | 25 | 26 | 23 | 18 | 10 | 8 | 9 | 11 | 9 | 7 | 8 | 10 | 438 | 263 | 166 | 354.8 | 571.4 | 813.2 | 1085 | 1382 | 1697 | 2021 | 2351 | 2684 | 3017 | 3345 | 3663 | 3886 | 4002 | 4081 | 4146 | 4201 | 4251 | 4300 | 52017.4
264 | 36 | 32 | 36 | 38 | 43 | 38 | 31 | 29 | 33 | 34 | 31 | 22 | 14 | 9 | 9 | 12 | 16 | 19 | 21 | 21 | 524 | 264 | 173.2 | 365.8 | 585.9 | 838.8 | 1126 | 1439 | 1768 | 2113 | 2472 | 2832 | 3191 | 3544 | 3883 | 4139 | 4271 | 4358 | 4430 | 4496 | 4554 | 4609 | 55188.7
265 | 42 | 39 | 30 | 17 | 6 | 6 | 18 | 26 | 32 | 28 | 24 | 17 | 12 | 9 | 11 | 11 | 12 | 10 | 12 | 13 | 375 | 265 | 174.2 | 369.9 | 592.7 | 841.2 | 1115 | 1414 | 1726 | 2057 | 2396 | 2742 | 3084 | 3422 | 3751 | 3987 | 4107 | 4190 | 4257 | 4316 | 4369 | 4420 | 53331
266 | 39 | 34 | 32 | 29 | 30 | 28 | 28 | 21 | 21 | 19 | 16 | 10 | 5 | 3 | 4 | 3 | 3 | 2 | 3 | 4 | 334 | 266 | 175.4 | 369.6 | 592 | 832.3 | 1101 | 1395 | 1701 | 2019 | 2349 | 2678 | 3003 | 3320 | 3629 | 3844 | 3951 | 4029 | 4091 | 4143 | 4191 | 4235 | 51648.3
267 | 31 | 30 | 31 | 32 | 31 | 30 | 28 | 29 | 29 | 30 | 27 | 21 | 15 | 11 | 13 | 12 | 14 | 13 | 14 | 15 | 456 | 267 | 178 | 371.7 | 592.1 | 843.6 | 1129 | 1438 | 1765 | 2104 | 2459 | 2821 | 3182 | 3540 | 3889 | 4148 | 4286 | 4375 | 4447 | 4512 | 4570 | 4625 | 55275.4
268 | 40 | 42 | 42 | 41 | 35 | 31 | 28 | 31 | 31 | 34 | 31 | 26 | 18 | 15 | 15 | 18 | 19 | 19 | 16 | 14 | 546 | 268 | 178.2 | 377.7 | 604.3 | 859.5 | 1144 | 1452 | 1777 | 2115 | 2473 | 2832 | 3191 | 3543 | 3882 | 4132 | 4261 | 4348 | 4420 | 4485 | 4541 | 4596 | 55211.7
269 | 36 | 37 | 37 | 38 | 35 | 32 | 29 | 29 | 30 | 32 | 27 | 22 | 14 | 12 | 11 | 13 | 14 | 12 | 11 | 8 | 479 | 269 | 170.9 | 365.7 | 586.4 | 836.9 | 1117 | 1421 | 1745 | 2080 | 2428 | 2788 | 3142 | 3491 | 3830 | 4075 | 4205 | 4291 | 4361 | 4425 | 4479 | 4532 | 54369.9
270 | 37 | 37 | 35 | 34 | 32 | 29 | 27 | 27 | 28 | 30 | 24 | 21 | 16 | 14 | 12 | 9 | 11 | 11 | 12 | 11 | 457 | 270 | 176.9 | 374 | 593.6 | 844.2 | 1123 | 1430 | 1752 | 2087 | 2433 | 2787 | 3135 | 3481 | 3818 | 4064 | 4192 | 4278 | 4348 | 4409 | 4463 | 4515 | 54303.7
271 | 37 | 36 | 36 | 34 | 35 | 34 | 33 | 27 | 27 | 28 | 25 | 15 | 6 | 4 | 4 | 5 | 3 | 3 | 3 | 3 | 398 | 271 | 175.7 | 373.1 | 596.2 | 842.8 | 1117 | 1413 | 1731 | 2058 | 2397 | 2738 | 3077 | 3410 | 3731 | 3959 | 4077 | 4156 | 4222 | 4279 | 4330 | 4379 | 53061.8
272 | 27 | 28 | 22 | 17 | 13 | 12 | 11 | 10 | 14 | 20 | 19 | 14 | 6 | 4 | 5 | 6 | 6 | 5 | 5 | 7 | 251 | 272 | 170 | 359.1 | 575.6 | 815.2 | 1081 | 1372 | 1676 | 1991 | 2311 | 2636 | 2956 | 3270 | 3575 | 3787 | 3887 | 3955 | 4010 | 4060 | 4105 | 4150 | 50741.9
273 | 44 | 44 | 43 | 39 | 38 | 35 | 36 | 35 | 37 | 36 | 31 | 20 | 14 | 13 | 17 | 16 | 17 | 17 | 19 | 20 | 571 | 273 | 177.1 | 376.4 | 601.7 | 854.2 | 1136 | 1444 | 1771 | 2111 | 2461 | 2817 | 3172 | 3518 | 3855 | 4104 | 4234 | 4320 | 4393 | 4460 | 4520 | 4578 | 54903.4
274 | 45 | 42 | 43 | 41 | 34 | 23 | 14 | 12 | 13 | 17 | 15 | 12 | 8 | 9 | 10 | 10 | 10 | 12 | 12 | 15 | 397 | 274 | 175.7 | 373.5 | 596.2 | 845.8 | 1128 | 1430 | 1749 | 2079 | 2403 | 2736 | 3068 | 3394 | 3713 | 3940 | 4055 | 4135 | 4201 | 4258 | 4310 | 4361 | 52951.2
275 | 19 | 21 | 22 | 22 | 23 | 20 | 20 | 19 | 16 | 14 | 10 | 9 | 7 | 6 | 7 | 5 | 4 | 5 | 4 | 6 | 259 | 275 | 168.1 | 357.1 | 570.5 | 811.1 | 1082 | 1376 | 1685 | 2000 | 2328 | 2655 | 2978 | 3288 | 3593 | 3802 | 3895 | 3948 | 3990 | 4027 | 4058 | 4091 | 50702.8
276 | 32 | 34 | 35 | 34 | 31 | 26 | 27 | 24 | 24 | 22 | 20 | 14 | 6 | 1 | 0 | 1 | 4 | 7 | 9 | 10 | 361 | 276 | 176.6 | 373 | 597.1 | 846.3 | 1123 | 1425 | 1745 | 2075 | 2421 | 2767 | 3107 | 3443 | 3771 | 3983 | 4073 | 4122 | 4179 | 4237 | 4289 | 4339 | 53092
277 | 35 | 40 | 39 | 37 | 32 | 30 | 30 | 30 | 28 | 29 | 26 | 26 | 22 | 19 | 18 | 17 | 16 | 12 | 10 | 12 | 508 | 277 | 178.2 | 377 | 603.1 | 854.6 | 1137 | 1445 | 1772 | 2114 | 2466 | 2824 | 3182 | 3536 | 3876 | 4127 | 4260 | 4348 | 4420 | 4483 | 4539 | 4592 | 55133.9
278 | 32 | 37 | 38 | 35 | 28 | 21 | 22 | 21 | 22 | 21 | 19 | 14 | 7 | 4 | 3 | 4 | 4 | 4 | 3 | 4 | 343 | 278 | 171.9 | 363.2 | 579.6 | 821.4 | 1096 | 1396 | 1712 | 2039 | 2375 | 2714 | 3048 | 3382 | 3700 | 3923 | 4032 | 4110 | 4176 | 4231 | 4281 | 4330 | 52481.1
279 | 12 | 16 | 17 | 22 | 18 | 15 | 14 | 17 | 18 | 14 | 13 | 8 | 6 | 4 | 3 | 2 | 1 | 1 | 1 | 1 | 203 | 279 | 149.4 | 330.4 | 541.2 | 776.9 | 1041 | 1328 | 1629 | 1943 | 2260 | 2577 | 2888 | 3190 | 3479 | 3671 | 3751 | 3800 | 3832 | 3853 | 3872 | 3889 | 48800.9
280 | 24 | 20 | 19 | 18 | 25 | 25 | 22 | 19 | 18 | 20 | 14 | 12 | 7 | 6 | 5 | 3 | 2 | 1 | 2 | 3 | 265 | 280 | 172.9 | 366.9 | 586.7 | 830.3 | 1104 | 1406 | 1723 | 2049 | 2388 | 2732 | 3072 | 3409 | 3731 | 3963 | 4081 | 4159 | 4225 | 4282 | 4333 | 4382 | 52995.8
281 | 27 | 25 | 21 | 21 | 24 | 24 | 24 | 19 | 20 | 23 | 19 | 15 | 5 | 4 | 3 | 5 | 5 | 4 | 2 | 1 | 291 | 281 | 173 | 365.7 | 581.2 | 821.9 | 1096 | 1389 | 1698 | 2018 | 2346 | 2679 | 3013 | 3337 | 3648 | 3866 | 3974 | 4049 | 4112 | 4165 | 4214 | 4261 | 51806.8
282 | 42 | 40 | 36 | 34 | 32 | 34 | 32 | 34 | 34 | 34 | 26 | 15 | 7 | 6 | 7 | 7 | 6 | 7 | 9 | 12 | 454 | 282 | 180.2 | 379.1 | 602.8 | 854.8 | 1137 | 1442 | 1765 | 2099 | 2445 | 2795 | 3141 | 3479 | 3805 | 4043 | 4166 | 4251 | 4323 | 4389 | 4448 | 4506 | 54250.9
283 | 33 | 27 | 29 | 29 | 33 | 32 | 28 | 27 | 26 | 29 | 24 | 16 | 6 | 4 | 3 | 3 | 2 | 2 | 1 | 1 | 355 | 283 | 172.1 | 363.7 | 582.1 | 827.1 | 1100 | 1397 | 1708 | 2032 | 2363 | 2700 | 3034 | 3359 | 3675 | 3893 | 4004 | 4082 | 4145 | 4197 | 4245 | 4291 | 52170
284 | 33 | 36 | 39 | 43 | 42 | 40 | 35 | 35 | 34 | 31 | 25 | 18 | 14 | 9 | 7 | 6 | 7 | 7 | 7 | 7 | 475 | 284 | 170.4 | 365.4 | 586.8 | 836 | 1117 | 1418 | 1737 | 2070 | 2409 | 2751 | 3090 | 3423 | 3744 | 3968 | 4080 | 4158 | 4225 | 4281 | 4332 | 4384 | 53145.6
285 | 40 | 41 | 37 | 33 | 28 | 29 | 26 | 24 | 20 | 22 | 19 | 15 | 7 | 6 | 7 | 10 | 11 | 9 | 8 | 6 | 398 | 285 | 169.5 | 360.5 | 577.3 | 821.2 | 1095 | 1392 | 1704 | 2030 | 2367 | 2707 | 3043 | 3375 | 3700 | 3930 | 4050 | 4133 | 4201 | 4259 | 4311 | 4360 | 52585.5
286 | 22 | 19 | 20 | 26 | 24 | 25 | 15 | 22 | 23 | 29 | 22 | 13 | 5 | 2 | 2 | 3 | 3 | 3 | 5 | 6 | 289 | 286 | 168.2 | 358.1 | 574.4 | 820.1 | 1093 | 1392 | 1704 | 2026 | 2358 | 2691 | 3023 | 3356 | 3673 | 3896 | 4005 | 4079 | 4140 | 4193 | 4242 | 4290 | 52081.8
287 | 30 | 22 | 19 | 9 | 12 | 19 | 24 | 24 | 19 | 25 | 23 | 22 | 12 | 9 | 7 | 8 | 11 | 15 | 18 | 22 | 350 | 287 | 178.2 | 375.6 | 601 | 850.4 | 1128 | 1433 | 1761 | 2101 | 2452 | 2810 | 3165 | 3516 | 3865 | 4121 | 4251 | 4338 | 4409 | 4474 | 4533 | 4590 | 54952.2
288 | 39 | 40 | 40 | 40 | 35 | 32 | 29 | 30 | 30 | 32 | 29 | 25 | 17 | 12 | 12 | 12 | 13 | 10 | 8 | 5 | 490 | 288 | 177.5 | 376.2 | 602.4 | 852.9 | 1135 | 1441 | 1763 | 2095 | 2441 | 2790 | 3132 | 3467 | 3790 | 4020 | 4137 | 4218 | 4286 | 4346 | 4399 | 4450 | 53919
289 | 16 | 22 | 20 | 28 | 29 | 33 | 27 | 24 | 20 | 19 | 16 | 12 | 7 | 5 | 6 | 8 | 8 | 6 | 7 | 7 | 320 | 289 | 166.6 | 357 | 571.9 | 814.3 | 1085 | 1376 | 1681 | 1999 | 2326 | 2654 | 2977 | 3293 | 3602 | 3818 | 3927 | 4003 | 4065 | 4117 | 4166 | 4213 | 51211.8
290 | 28 | 21 | 20 | 18 | 22 | 24 | 25 | 23 | 21 | 25 | 21 | 18 | 6 | 7 | 8 | 10 | 7 | 4 | 4 | 4 | 316 | 290 | 177.1 | 371.2 | 590 | 838.1 | 1118 | 1421 | 1741 | 2072 | 2417 | 2767 | 3114 | 3454 | 3785 | 4022 | 4148 | 4233 | 4300 | 4361 | 4413 | 4464 | 53806.4
291 | 43 | 37 | 38 | 36 | 36 | 32 | 31 | 31 | 32 | 31 | 29 | 21 | 17 | 13 | 13 | 12 | 12 | 11 | 10 | 9 | 494 | 291 | 177.2 | 371.5 | 595.8 | 846.9 | 1124 | 1428 | 1747 | 2082 | 2431 | 2780 | 3127 | 3467 | 3800 | 4038 | 4161 | 4246 | 4318 | 4383 | 4441 | 4498 | 54062.4
292 | 37 | 36 | 35 | 36 | 39 | 41 | 37 | 27 | 21 | 19 | 20 | 19 | 16 | 14 | 12 | 8 | 6 | 4 | 4 | 5 | 436 | 292 | 170.3 | 360.5 | 576.7 | 820.9 | 1099 | 1404 | 1723 | 2049 | 2390 | 2731 | 3070 | 3404 | 3729 | 3959 | 4077 | 4159 | 4226 | 4282 | 4333 | 4383 | 52946.4
293 | 9 | 19 | 17 | 18 | 18 | 18 | 14 | 4 | 3 | 3 | 5 | 4 | 4 | 3 | 2 | 1 | 2 | 2 | 2 | 2 | 150 | 293 | 165.5 | 352.9 | 565.3 | 806.3 | 1075 | 1366 | 1669 | 1983 | 2306 | 2628 | 2947 | 3252 | 3548 | 3748 | 3835 | 3887 | 3926 | 3958 | 3987 | 4016 | 50021
294 | 39 | 39 | 39 | 41 | 41 | 41 | 38 | 34 | 29 | 29 | 25 | 23 | 15 | 14 | 12 | 15 | 14 | 13 | 14 | 16 | 531 | 294 | 180.5 | 375.7 | 599 | 850.3 | 1132 | 1440 | 1763 | 2096 | 2440 | 2789 | 3133 | 3475 | 3802 | 4040 | 4161 | 4248 | 4322 | 4387 | 4447 | 4506 | 54186.5
295 | 38 | 34 | 36 | 32 | 34 | 30 | 30 | 28 | 29 | 30 | 26 | 20 | 14 | 12 | 11 | 13 | 12 | 14 | 10 | 11 | 464 | 295 | 178.4 | 374.8 | 598.5 | 851 | 1138 | 1442 | 1764 | 2103 | 2454 | 2810 | 3162 | 3511 | 3851 | 4096 | 4225 | 4313 | 4387 | 4454 | 4515 | 4573 | 54800.7
296 | 38 | 37 | 37 | 34 | 33 | 31 | 27 | 22 | 21 | 20 | 15 | 6 | 2 | 1 | 2 | 2 | 2 | 2 | 2 | 1 | 335 | 296 | 167.9 | 360.9 | 578.1 | 820.2 | 1094 | 1391 | 1701 | 2024 | 2356 | 2693 | 3024 | 3346 | 3650 | 3870 | 3979 | 4054 | 4117 | 4171 | 4220 | 4267 | 51884.1
297 | 6 | 10 | 9 | 12 | 17 | 20 | 17 | 12 | 15 | 18 | 18 | 12 | 7 | 2 | 2 | 2 | 2 | 4 | 5 | 8 | 198 | 297 | 168.3 | 358.1 | 574.1 | 818.2 | 1092 | 1387 | 1701 | 2022 | 2354 | 2687 | 3017 | 3340 | 3650 | 3861 | 3953 | 4005 | 4042 | 4071 | 4097 | 4122 | 51319.7
298 | 39 | 36 | 36 | 32 | 33 | 29 | 25 | 24 | 22 | 24 | 16 | 15 | 9 | 10 | 7 | 5 | 3 | 3 | 4 | 4 | 376 | 298 | 177.6 | 373.5 | 595.1 | 841.8 | 1116 | 1413 | 1725 | 2051 | 2386 | 2726 | 3061 | 3392 | 3714 | 3946 | 4066 | 4145 | 4210 | 4266 | 4317 | 4366 | 52888
299 | 18 | 24 | 27 | 30 | 26 | 20 | 21 | 25 | 28 | 26 | 23 | 15 | 9 | 6 | 8 | 6 | 7 | 7 | 7 | 7 | 340 | 299 | 170.7 | 362.8 | 580.2 | 827.2 | 1104 | 1401 | 1718 | 2045 | 2381 | 2721 | 3055 | 3382 | 3701 | 3929 | 4043 | 4119 | 4181 | 4237 | 4286 | 4334 | 52577.9
300 | 33 | 36 | 35 | 36 | 32 | 32 | 29 | 28 | 27 | 29 | 27 | 23 | 18 | 15 | 14 | 11 | 11 | 9 | 10 | 10 | 465 | 300 | 172.9 | 364.1 | 582.7 | 830.8 | 1110 | 1411 | 1733 | 2071 | 2412 | 2766 | 3114 | 3457 | 3789 | 4030 | 4156 | 4242 | 4313 | 4376 | 4433 | 4489 | 53852.5
301 | 38 | 32 | 31 | 28 | 34 | 34 | 36 | 31 | 30 | 26 | 18 | 9 | 4 | 5 | 7 | 8 | 10 | 11 | 11 | 11 | 414 | 301 | 172 | 365.7 | 584.1 | 831.5 | 1106 | 1411 | 1734 | 2066 | 2412 | 2760 | 3101 | 3431 | 3754 | 3987 | 4105 | 4188 | 4255 | 4313 | 4366 | 4416 | 53358.3
302 | 28 | 16 | 14 | 19 | 34 | 43 | 38 | 34 | 35 | 36 | 30 | 25 | 18 | 17 | 14 | 13 | 14 | 13 | 13 | 13 | 467 | 302 | 177.4 | 375.4 | 595.2 | 847.4 | 1135 | 1448 | 1776 | 2114 | 2465 | 2820 | 3176 | 3525 | 3865 | 4111 | 4240 | 4331 | 4407 | 4476 | 4538 | 4598 | 55020.4
303 | 13 | 18 | 19 | 22 | 23 | 21 | 22 | 25 | 26 | 22 | 13 | 8 | 6 | 5 | 5 | 4 | 4 | 3 | 4 | 4 | 267 | 303 | 169.8 | 359.5 | 575.8 | 820.5 | 1093 | 1388 | 1696 | 2020 | 2349 | 2678 | 3003 | 3321 | 3628 | 3836 | 3932 | 3995 | 4043 | 4087 | 4129 | 4171 | 51294.6
304 | 22 | 28 | 27 | 30 | 29 | 26 | 22 | 17 | 19 | 21 | 18 | 12 | 4 | 4 | 4 | 3 | 2 | 2 | 3 | 4 | 297 | 304 | 168.6 | 360.5 | 581 | 827.4 | 1102 | 1402 | 1717 | 2041 | 2379 | 2722 | 3065 | 3400 | 3724 | 3957 | 4073 | 4149 | 4214 | 4273 | 4324 | 4374 | 52853.5
305 | 6 | 7 | 6 | 9 | 11 | 19 | 16 | 16 | 8 | 10 | 5 | 4 | 0 | 0 | 0 | 1 | 1 | 1 | 2 | 2 | 124 | 305 | 166.5 | 353.1 | 566.1 | 804.8 | 1070 | 1359 | 1662 | 1973 | 2291 | 2612 | 2923 | 3228 | 3522 | 3716 | 3798 | 3845 | 3879 | 3904 | 3925 | 3945 | 49542.5
306 | 22 | 25 | 28 | 30 | 24 | 18 | 18 | 22 | 25 | 24 | 16 | 8 | 1 | 0 | 1 | 1 | 1 | 1 | 1 | 1 | 267 | 306 | 171.6 | 363.6 | 579.5 | 823.1 | 1091 | 1379 | 1684 | 2003 | 2331 | 2661 | 2990 | 3305 | 3601 | 3809 | 3913 | 3965 | 3998 | 4034 | 4079 | 4123 | 50903.8
307 | 25 | 22 | 22 | 26 | 29 | 34 | 31 | 33 | 30 | 28 | 21 | 14 | 9 | 7 | 8 | 7 | 8 | 10 | 12 | 17 | 393 | 307 | 171.5 | 363.9 | 582.5 | 833.5 | 1115 | 1421 | 1747 | 2087 | 2439 | 2794 | 3148 | 3494 | 3831 | 4080 | 4209 | 4293 | 4364 | 4428 | 4485 | 4540 | 54426.4
308 | 42 | 41 | 37 | 34 | 36 | 35 | 30 | 23 | 22 | 21 | 16 | 12 | 9 | 9 | 9 | 9 | 10 | 10 | 11 | 10 | 426 | 308 | 173.1 | 366.3 | 586.5 | 836 | 1120 | 1432 | 1755 | 2095 | 2442 | 2794 | 3143 | 3486 | 3819 | 4062 | 4188 | 4275 | 4346 | 4407 | 4462 | 4514 | 54301.9
309 | 30 | 33 | 31 | 29 | 29 | 27 | 29 | 23 | 28 | 28 | 27 | 20 | 13 | 10 | 9 | 8 | 9 | 9 | 12 | 12 | 416 | 309 | 177.8 | 373.9 | 595.9 | 841.2 | 1119 | 1420 | 1741 | 2070 | 2415 | 2766 | 3111 | 3450 | 3779 | 4015 | 4135 | 4219 | 4287 | 4347 | 4401 | 4453 | 53716.8
310 | 39 | 35 | 32 | 31 | 31 | 32 | 29 | 27 | 27 | 27 | 22 | 15 | 7 | 5 | 6 | 8 | 7 | 6 | 4 | 3 | 393 | 310 | 177.1 | 371.9 | 590.6 | 834.7 | 1109 | 1403 | 1713 | 2030 | 2358 | 2691 | 3021 | 3343 | 3656 | 3870 | 3978 | 4055 | 4120 | 4174 | 4223 | 4268 | 51986.3
311 | 28 | 32 | 36 | 40 | 42 | 39 | 35 | 30 | 29 | 29 | 26 | 20 | 14 | 11 | 10 | 7 | 8 | 8 | 9 | 7 | 460 | 311 | 171.2 | 362.4 | 581.1 | 830.6 | 1109 | 1413 | 1734 | 2063 | 2405 | 2750 | 3091 | 3422 | 3744 | 3971 | 4086 | 4166 | 4232 | 4289 | 4339 | 4388 | 53147.3
312 | 41 | 41 | 41 | 35 | 29 | 25 | 25 | 26 | 30 | 33 | 29 | 20 | 14 | 11 | 10 | 9 | 10 | 13 | 15 | 15 | 472 | 312 | 172.5 | 365.6 | 587.7 | 835.1 | 1111 | 1410 | 1726 | 2051 | 2393 | 2739 | 3082 | 3417 | 3745 | 3984 | 4106 | 4189 | 4259 | 4321 | 4377 | 4432 | 53302.9
313 | 18 | 19 | 23 | 18 | 13 | 3 | 2 | 1 | 10 | 17 | 20 | 12 | 8 | 5 | 4 | 2 | 2 | 2 | 1 | 3 | 183 | 313 | 170 | 356 | 567.2 | 808.9 | 1075 | 1364 | 1668 | 1975 | 2292 | 2612 | 2928 | 3237 | 3537 | 3741 | 3831 | 3890 | 3933 | 3970 | 4007 | 4044 | 50006.1
314 | 38 | 30 | 27 | 25 | 27 | 30 | 29 | 30 | 28 | 25 | 19 | 13 | 7 | 6 | 7 | 9 | 12 | 12 | 13 | 10 | 397 | 314 | 171.7 | 362.3 | 579.7 | 823.6 | 1097 | 1398 | 1713 | 2039 | 2376 | 2720 | 3059 | 3393 | 3719 | 3953 | 4075 | 4159 | 4227 | 4287 | 4341 | 4394 | 52887.3
315 | 10 | 8 | 13 | 10 | 10 | 7 | 11 | 9 | 8 | 8 | 8 | 5 | 2 | 0 | 1 | 1 | 1 | 1 | 1 | 1 | 115 | 315 | 168 | 358.1 | 574.4 | 813.8 | 1080 | 1371 | 1671 | 1979 | 2298 | 2613 | 2920 | 3219 | 3503 | 3691 | 3768 | 3813 | 3846 | 3868 | 3889 | 3904 | 49347.3
316 | 37 | 35 | 35 | 35 | 39 | 39 | 36 | 32 | 30 | 30 | 23 | 14 | 5 | 2 | 1 | 0 | 1 | 1 | 1 | 3 | 399 | 316 | 176.8 | 374.4 | 596 | 842.8 | 1126 | 1437 | 1764 | 2105 | 2456 | 2809 | 3160 | 3504 | 3834 | 4076 | 4169 | 4220 | 4256 | 4285 | 4305 | 4324 | 53820
317 | 41 | 39 | 41 | 43 | 45 | 43 | 36 | 31 | 30 | 33 | 30 | 23 | 15 | 13 | 12 | 10 | 7 | 8 | 8 | 8 | 516 | 317 | 175.9 | 370.3 | 592.3 | 841.6 | 1122 | 1430 | 1753 | 2091 | 2436 | 2789 | 3137 | 3480 | 3814 | 4059 | 4186 | 4274 | 4350 | 4420 | 4481 | 4541 | 54343.1
318 | 36 | 38 | 37 | 38 | 39 | 38 | 35 | 31 | 28 | 29 | 25 | 21 | 12 | 12 | 11 | 15 | 14 | 14 | 13 | 14 | 500 | 318 | 176.4 | 373.7 | 597.5 | 849.9 | 1133 | 1444 | 1770 | 2108 | 2460 | 2813 | 3162 | 3502 | 3834 | 4074 | 4195 | 4278 | 4349 | 4413 | 4471 | 4527 | 54530.5
319 | 36 | 30 | 27 | 24 | 24 | 28 | 27 | 29 | 29 | 30 | 24 | 15 | 7 | 5 | 6 | 5 | 4 | 2 | 3 | 2 | 357 | 319 | 172.2 | 365.3 | 583 | 827.1 | 1101 | 1402 | 1715 | 2044 | 2379 | 2717 | 3055 | 3385 | 3704 | 3931 | 4048 | 4129 | 4196 | 4251 | 4301 | 4349 | 52654.6
320 | 33 | 30 | 33 | 35 | 37 | 34 | 26 | 25 | 27 | 29 | 24 | 14 | 7 | 3 | 3 | 4 | 6 | 9 | 9 | 8 | 396 | 320 | 173.1 | 365.1 | 584.4 | 832.3 | 1107 | 1415 | 1736 | 2067 | 2413 | 2760 | 3105 | 3445 | 3773 | 4010 | 4128 | 4209 | 4276 | 4335 | 4387 | 4439 | 53559.9
321 | 30 | 28 | 29 | 33 | 35 | 36 | 30 | 29 | 28 | 29 | 25 | 18 | 14 | 13 | 14 | 12 | 13 | 14 | 16 | 15 | 461 | 321 | 174.9 | 369 | 588.5 | 837.5 | 1116 | 1422 | 1744 | 2082 | 2432 | 2786 | 3137 | 3482 | 3819 | 4062 | 4188 | 4272 | 4343 | 4407 | 4463 | 4518 | 54242.9
322 | 37 | 41 | 39 | 41 | 40 | 35 | 30 | 23 | 22 | 19 | 15 | 11 | 7 | 6 | 8 | 11 | 14 | 17 | 16 | 13 | 445 | 322 | 171.3 | 362.3 | 582.6 | 830.7 | 1108 | 1407 | 1720 | 2049 | 2387 | 2726 | 3063 | 3396 | 3713 | 3939 | 4058 | 4141 | 4209 | 4268 | 4321 | 4372 | 52823.9
323 | 40 | 38 | 38 | 38 | 42 | 40 | 39 | 32 | 28 | 23 | 18 | 15 | 12 | 8 | 7 | 6 | 11 | 14 | 14 | 13 | 476 | 323 | 174.6 | 370.3 | 590.9 | 837 | 1111 | 1415 | 1737 | 2071 | 2411 | 2747 | 3087 | 3425 | 3750 | 3980 | 4095 | 4176 | 4242 | 4301 | 4353 | 4404 | 53277.8
324 | 35 | 31 | 35 | 35 | 39 | 34 | 32 | 27 | 24 | 26 | 23 | 21 | 12 | 14 | 14 | 15 | 15 | 16 | 17 | 16 | 481 | 324 | 178.9 | 373.9 | 597.6 | 850.2 | 1132 | 1440 | 1769 | 2108 | 2460 | 2819 | 3173 | 3525 | 3868 | 4115 | 4245 | 4334 | 4405 | 4468 | 4523 | 4576 | 54960.6
325 | 45 | 45 | 46 | 44 | 40 | 39 | 37 | 36 | 31 | 26 | 21 | 15 | 10 | 8 | 8 | 8 | 10 | 8 | 9 | 9 | 495 | 325 | 176.7 | 374 | 597.5 | 845.8 | 1124 | 1430 | 1750 | 2080 | 2422 | 2765 | 3107 | 3439 | 3759 | 3979 | 4088 | 4168 | 4237 | 4295 | 4347 | 4401 | 53385
326 | 33 | 29 | 28 | 29 | 30 | 33 | 27 | 25 | 24 | 25 | 21 | 14 | 9 | 7 | 7 | 6 | 7 | 6 | 8 | 7 | 375 | 326 | 177.9 | 373.8 | 593.8 | 838.8 | 1113 | 1416 | 1732 | 2063 | 2401 | 2745 | 3085 | 3423 | 3747 | 3978 | 4094 | 4177 | 4243 | 4299 | 4350 | 4400 | 53250.3
327 | 28 | 26 | 32 | 34 | 38 | 33 | 30 | 25 | 21 | 22 | 20 | 19 | 17 | 16 | 17 | 16 | 15 | 14 | 15 | 16 | 454 | 327 | 170.6 | 362.8 | 584.2 | 830 | 1111 | 1419 | 1742 | 2081 | 2432 | 2786 | 3138 | 3490 | 3831 | 4087 | 4223 | 4313 | 4386 | 4451 | 4509 | 4563 | 54509.6
328 | 22 | 24 | 23 | 24 | 24 | 24 | 19 | 13 | 8 | 8 | 7 | 5 | 2 | 1 | 1 | 1 | 0 | 1 | 0 | 0 | 207 | 328 | 169.7 | 358.2 | 572.9 | 809.9 | 1075 | 1364 | 1662 | 1967 | 2280 | 2593 | 2899 | 3193 | 3475 | 3652 | 3723 | 3768 | 3799 | 3820 | 3838 | 3849 | 48867.7
329 | 16 | 24 | 26 | 32 | 33 | 33 | 32 | 22 | 17 | 17 | 22 | 21 | 17 | 15 | 12 | 10 | 9 | 13 | 14 | 15 | 400 | 329 | 170.3 | 363.6 | 584.3 | 835.5 | 1119 | 1428 | 1754 | 2092 | 2441 | 2795 | 3148 | 3501 | 3847 | 4100 | 4231 | 4320 | 4393 | 4458 | 4515 | 4569 | 54664.7
330 | 37 | 35 | 33 | 31 | 33 | 31 | 30 | 24 | 25 | 25 | 23 | 17 | 12 | 12 | 12 | 12 | 11 | 13 | 13 | 13 | 442 | 330 | 176.8 | 374.7 | 594.8 | 844.6 | 1125 | 1429 | 1753 | 2091 | 2440 | 2789 | 3138 | 3485 | 3825 | 4071 | 4201 | 4288 | 4358 | 4421 | 4476 | 4528 | 54408.9
331 | 33 | 33 | 35 | 35 | 35 | 32 | 32 | 32 | 32 | 31 | 25 | 17 | 9 | 9 | 10 | 9 | 9 | 9 | 11 | 12 | 450 | 331 | 171.5 | 365.3 | 586.7 | 837.1 | 1118 | 1423 | 1750 | 2090 | 2441 | 2796 | 3149 | 3496 | 3829 | 4075 | 4203 | 4288 | 4357 | 4419 | 4472 | 4524 | 54390.6
332 | 17 | 15 | 18 | 19 | 20 | 21 | 17 | 14 | 13 | 19 | 20 | 15 | 8 | 7 | 6 | 4 | 3 | 5 | 6 | 7 | 254 | 332 | 170.6 | 358.6 | 573.1 | 814 | 1086 | 1385 | 1694 | 2012 | 2345 | 2682 | 3012 | 3334 | 3648 | 3869 | 3971 | 4035 | 4087 | 4136 | 4179 | 4222 | 51613.3
333 | 40 | 39 | 38 | 39 | 39 | 39 | 34 | 34 | 31 | 29 | 25 | 21 | 19 | 16 | 20 | 21 | 23 | 23 | 23 | 22 | 575 | 333 | 173.4 | 372.3 | 599.9 | 856.9 | 1146 | 1461 | 1794 | 2141 | 2503 | 2872 | 3236 | 3599 | 3951 | 4221 | 4362 | 4458 | 4539 | 4616 | 4688 | 4756 | 56345.5
334 | 31 | 30 | 32 | 34 | 35 | 31 | 25 | 24 | 24 | 25 | 18 | 13 | 7 | 6 | 6 | 5 | 5 | 4 | 5 | 5 | 365 | 334 | 171.9 | 363.9 | 581.8 | 826.9 | 1102 | 1400 | 1716 | 2040 | 2375 | 2713 | 3050 | 3376 | 3698 | 3924 | 4039 | 4121 | 4187 | 4244 | 4294 | 4343 | 52566.5
335 | 25 | 21 | 18 | 20 | 17 | 20 | 16 | 22 | 24 | 26 | 20 | 13 | 6 | 2 | 3 | 4 | 5 | 5 | 7 | 7 | 281 | 335 | 169.4 | 361.4 | 575.2 | 815.3 | 1082 | 1370 | 1674 | 1989 | 2315 | 2639 | 2962 | 3279 | 3583 | 3796 | 3902 | 3972 | 4031 | 4083 | 4131 | 4178 | 50907.3
336 | 33 | 33 | 32 | 33 | 31 | 28 | 22 | 21 | 22 | 25 | 19 | 12 | 3 | 1 | 0 | 0 | 0 | 0 | 2 | 4 | 321 | 336 | 170.2 | 360.5 | 577.2 | 821.5 | 1095 | 1393 | 1704 | 2029 | 2364 | 2702 | 3037 | 3364 | 3669 | 3865 | 3949 | 3996 | 4030 | 4055 | 4087 | 4132 | 51400.4
337 | 39 | 40 | 39 | 34 | 27 | 23 | 21 | 23 | 24 | 23 | 19 | 11 | 8 | 5 | 4 | 3 | 3 | 5 | 4 | 4 | 359 | 337 | 171.1 | 364.3 | 583.2 | 830.7 | 1103 | 1401 | 1713 | 2034 | 2369 | 2705 | 3034 | 3358 | 3671 | 3892 | 4003 | 4083 | 4147 | 4200 | 4250 | 4296 | 52208.3
338 | 40 | 38 | 37 | 37 | 35 | 32 | 28 | 29 | 29 | 30 | 24 | 21 | 16 | 15 | 15 | 15 | 18 | 18 | 19 | 18 | 514 | 338 | 180.4 | 379.9 | 606 | 859.7 | 1143 | 1453 | 1774 | 2112 | 2460 | 2818 | 3166 | 3511 | 3846 | 4090 | 4219 | 4308 | 4383 | 4452 | 4515 | 4577 | 54853
339 | 22 | 18 | 21 | 18 | 22 | 22 | 25 | 23 | 26 | 30 | 30 | 22 | 13 | 9 | 10 | 11 | 10 | 6 | 4 | 5 | 347 | 339 | 165.4 | 352.6 | 568.1 | 811.2 | 1082 | 1379 | 1691 | 2013 | 2350 | 2692 | 3036 | 3370 | 3691 | 3923 | 4039 | 4113 | 4174 | 4229 | 4278 | 4325 | 52282.3
340 | 42 | 36 | 32 | 31 | 34 | 35 | 32 | 22 | 13 | 10 | 10 | 10 | 5 | 3 | 5 | 4 | 5 | 4 | 4 | 3 | 340 | 340 | 175.2 | 370.5 | 587.7 | 830.5 | 1105 | 1399 | 1709 | 2030 | 2359 | 2676 | 2993 | 3303 | 3609 | 3820 | 3927 | 4004 | 4067 | 4120 | 4168 | 4215 | 51467.9
341 | 37 | 36 | 33 | 33 | 30 | 28 | 23 | 23 | 22 | 24 | 17 | 12 | 4 | 3 | 3 | 3 | 4 | 4 | 4 | 3 | 346 | 341 | 176.8 | 372.7 | 592.7 | 836 | 1108 | 1404 | 1715 | 2036 | 2364 | 2699 | 3029 | 3349 | 3659 | 3873 | 3983 | 4064 | 4128 | 4181 | 4230 | 4277 | 52077.2
342 | 13 | 10 | 20 | 25 | 32 | 24 | 24 | 20 | 22 | 20 | 17 | 13 | 8 | 6 | 4 | 3 | 1 | 2 | 3 | 4 | 271 | 342 | 166.3 | 355.9 | 572.2 | 817 | 1089 | 1383 | 1697 | 2016 | 2344 | 2675 | 3001 | 3322 | 3631 | 3842 | 3946 | 4018 | 4078 | 4130 | 4178 | 4224 | 51485.4
343 | 9 | 5 | 4 | 2 | 3 | 3 | 12 | 17 | 25 | 19 | 18 | 12 | 9 | 6 | 5 | 5 | 6 | 6 | 6 | 7 | 179 | 343 | 172.9 | 365.9 | 584.6 | 827.7 | 1100 | 1379 | 1688 | 2011 | 2348 | 2685 | 3018 | 3348 | 3666 | 3894 | 4007 | 4083 | 4143 | 4197 | 4245 | 4293 | 52056.1
344 | 39 | 42 | 43 | 44 | 42 | 37 | 33 | 28 | 21 | 13 | 6 | 4 | 5 | 8 | 12 | 14 | 14 | 14 | 12 | 15 | 446 | 344 | 177.9 | 377.5 | 602.5 | 852.9 | 1136 | 1443 | 1768 | 2105 | 2451 | 2798 | 3143 | 3467 | 3793 | 4034 | 4156 | 4240 | 4309 | 4370 | 4424 | 4478 | 54125.8
345 | 35 | 35 | 33 | 31 | 29 | 31 | 30 | 32 | 32 | 33 | 26 | 17 | 9 | 10 | 10 | 9 | 6 | 4 | 3 | 3 | 418 | 345 | 174 | 366.4 | 582.5 | 824 | 1096 | 1394 | 1711 | 2044 | 2388 | 2735 | 3077 | 3415 | 3743 | 3975 | 4093 | 4174 | 4240 | 4299 | 4350 | 4400 | 53080.9
346 | 30 | 32 | 29 | 28 | 26 | 23 | 20 | 17 | 21 | 20 | 18 | 10 | 6 | 4 | 4 | 4 | 2 | 4 | 6 | 11 | 315 | 346 | 170.5 | 362.7 | 579.4 | 824.3 | 1101 | 1393 | 1698 | 2013 | 2345 | 2677 | 3007 | 3318 | 3626 | 3847 | 3955 | 4028 | 4089 | 4143 | 4191 | 4239 | 51606.9
347 | 40 | 42 | 43 | 43 | 40 | 38 | 36 | 34 | 29 | 24 | 19 | 13 | 8 | 5 | 7 | 6 | 3 | 1 | 0 | 3 | 434 | 347 | 171.7 | 363.3 | 584.1 | 832.4 | 1112 | 1413 | 1727 | 2054 | 2389 | 2728 | 3059 | 3381 | 3696 | 3915 | 4023 | 4098 | 4161 | 4206 | 4224 | 4263 | 52400.5
348 | 33 | 36 | 33 | 33 | 26 | 23 | 20 | 19 | 19 | 19 | 17 | 15 | 11 | 10 | 9 | 9 | 9 | 7 | 9 | 9 | 366 | 348 | 176 | 372.9 | 593.1 | 839.2 | 1113 | 1413 | 1727 | 2056 | 2395 | 2735 | 3074 | 3412 | 3741 | 3976 | 4099 | 4182 | 4251 | 4312 | 4367 | 4420 | 53254.2
349 | 40 | 36 | 34 | 32 | 33 | 34 | 33 | 27 | 26 | 25 | 24 | 18 | 11 | 11 | 12 | 13 | 11 | 10 | 10 | 12 | 452 | 349 | 177.3 | 375.4 | 595.2 | 843.3 | 1123 | 1428 | 1751 | 2086 | 2430 | 2782 | 3128 | 3469 | 3799 | 4036 | 4158 | 4241 | 4309 | 4370 | 4425 | 4479 | 54005.2
350 | 18 | 18 | 19 | 21 | 22 | 20 | 20 | 18 | 17 | 18 | 16 | 14 | 5 | 7 | 8 | 10 | 10 | 10 | 9 | 6 | 286 | 350 | 167.2 | 358.2 | 573.9 | 817.1 | 1091 | 1386 | 1700 | 2023 | 2356 | 2694 | 3022 | 3344 | 3659 | 3885 | 3995 | 4067 | 4125 | 4176 | 4223 | 4268 | 51930.4
351 | 32 | 38 | 40 | 44 | 41 | 32 | 25 | 23 | 27 | 30 | 25 | 16 | 7 | 5 | 6 | 4 | 4 | 3 | 4 | 3 | 409 | 351 | 172 | 365.7 | 585 | 834.5 | 1114 | 1413 | 1724 | 2051 | 2386 | 2727 | 3062 | 3394 | 3710 | 3930 | 4043 | 4123 | 4186 | 4239 | 4288 | 4334 | 52681.2
352 | 25 | 30 | 30 | 37 | 39 | 41 | 38 | 25 | 14 | 2 | 1 | 1 | 1 | 6 | 13 | 17 | 17 | 15 | 17 | 18 | 387 | 352 | 177 | 375.1 | 602.2 | 853.6 | 1139 | 1451 | 1779 | 2120 | 2470 | 2811 | 3141 | 3472 | 3800 | 4037 | 4162 | 4246 | 4316 | 4380 | 4437 | 4493 | 54261.9
353 | 37 | 35 | 36 | 34 | 32 | 28 | 28 | 27 | 28 | 24 | 21 | 13 | 10 | 8 | 9 | 10 | 9 | 10 | 9 | 10 | 418 | 353 | 175.9 | 373.3 | 596.8 | 845.2 | 1120 | 1420 | 1736 | 2067 | 2410 | 2753 | 3093 | 3427 | 3751 | 3983 | 4099 | 4180 | 4248 | 4308 | 4362 | 4415 | 53363.2
354 | 29 | 33 | 32 | 32 | 30 | 31 | 30 | 31 | 28 | 28 | 21 | 17 | 11 | 8 | 7 | 9 | 12 | 14 | 15 | 15 | 433 | 354 | 178.7 | 373.9 | 595.6 | 846.6 | 1130 | 1439 | 1762 | 2102 | 2459 | 2814 | 3171 | 3525 | 3871 | 4128 | 4264 | 4353 | 4426 | 4491 | 4549 | 4604 | 55082.8
355 | 33 | 28 | 33 | 35 | 40 | 34 | 25 | 21 | 18 | 22 | 19 | 15 | 9 | 8 | 7 | 10 | 13 | 16 | 16 | 16 | 418 | 355 | 171.6 | 362.8 | 584 | 834.4 | 1114 | 1422 | 1747 | 2083 | 2430 | 2787 | 3143 | 3492 | 3835 | 4092 | 4228 | 4318 | 4391 | 4456 | 4513 | 4568 | 54571.8
356 | 39 | 41 | 42 | 42 | 39 | 35 | 32 | 31 | 31 | 33 | 29 | 22 | 13 | 13 | 15 | 18 | 18 | 18 | 15 | 14 | 540 | 356 | 178.2 | 373.6 | 597.4 | 845.6 | 1126 | 1430 | 1751 | 2079 | 2418 | 2763 | 3101 | 3435 | 3758 | 3994 | 4113 | 4198 | 4269 | 4331 | 4388 | 4443 | 53591.8
357 | 32 | 33 | 32 | 34 | 24 | 14 | 12 | 17 | 24 | 21 | 21 | 15 | 12 | 9 | 8 | 7 | 5 | 5 | 8 | 9 | 342 | 357 | 174 | 369.4 | 589.1 | 836.8 | 1115 | 1413 | 1728 | 2059 | 2400 | 2745 | 3091 | 3432 | 3762 | 4001 | 4126 | 4211 | 4280 | 4340 | 4393 | 4445 | 53510.3
358 | 30 | 30 | 33 | 36 | 39 | 38 | 36 | 34 | 30 | 31 | 27 | 21 | 10 | 3 | 0 | 3 | 6 | 11 | 14 | 18 | 450 | 358 | 175.6 | 370.5 | 595.4 | 847.8 | 1133 | 1445 | 1774 | 2120 | 2478 | 2840 | 3193 | 3546 | 3885 | 4127 | 4226 | 4292 | 4361 | 4422 | 4476 | 4529 | 54836.3
359 | 35 | 30 | 28 | 30 | 31 | 33 | 28 | 33 | 32 | 35 | 24 | 14 | 4 | 1 | 2 | 3 | 5 | 10 | 13 | 16 | 407 | 359 | 169.1 | 362.2 | 580 | 827.3 | 1104 | 1406 | 1724 | 2060 | 2408 | 2761 | 3113 | 3454 | 3780 | 4020 | 4140 | 4220 | 4287 | 4348 | 4403 | 4456 | 53622.6
360 | 40 | 39 | 37 | 34 | 34 | 32 | 30 | 25 | 25 | 25 | 22 | 14 | 7 | 6 | 7 | 7 | 7 | 7 | 8 | 10 | 416 | 360 | 177.1 | 373 | 594.6 | 840.1 | 1119 | 1423 | 1742 | 2069 | 2410 | 2755 | 3097 | 3433 | 3757 | 3992 | 4111 | 4194 | 4261 | 4319 | 4371 | 4421 | 53458.8
361 | 35 | 34 | 37 | 36 | 40 | 40 | 41 | 37 | 33 | 35 | 32 | 29 | 22 | 17 | 14 | 13 | 14 | 16 | 20 | 22 | 567 | 361 | 178.6 | 375 | 600.5 | 849.4 | 1132 | 1442 | 1773 | 2114 | 2467 | 2826 | 3182 | 3535 | 3883 | 4145 | 4284 | 4376 | 4455 | 4528 | 4594 | 4659 | 55398.5
362 | 46 | 44 | 42 | 36 | 26 | 16 | 15 | 21 | 29 | 30 | 26 | 19 | 10 | 7 | 8 | 8 | 7 | 6 | 6 | 6 | 408 | 362 | 176.9 | 374 | 597.9 | 846 | 1123 | 1420 | 1732 | 2057 | 2388 | 2726 | 3064 | 3391 | 3709 | 3935 | 4048 | 4127 | 4192 | 4247 | 4297 | 4345 | 52795.8
363 | 11 | 9 | 11 | 13 | 20 | 25 | 27 | 25 | 23 | 20 | 13 | 7 | 6 | 7 | 8 | 8 | 9 | 9 | 13 | 16 | 280 | 363 | 170.1 | 364 | 585.8 | 835 | 1116 | 1424 | 1750 | 2085 | 2429 | 2776 | 3114 | 3447 | 3766 | 3992 | 4092 | 4147 | 4192 | 4231 | 4266 | 4302 | 53083.9
364 | 36 | 41 | 42 | 46 | 45 | 39 | 35 | 32 | 32 | 28 | 20 | 14 | 9 | 8 | 8 | 7 | 8 | 8 | 8 | 8 | 474 | 364 | 172.4 | 368.4 | 591.7 | 843.9 | 1128 | 1439 | 1764 | 2100 | 2446 | 2795 | 3137 | 3471 | 3802 | 4037 | 4157 | 4238 | 4306 | 4364 | 4416 | 4465 | 54041.4
365 | 33 | 33 | 30 | 27 | 29 | 27 | 27 | 22 | 27 | 28 | 26 | 17 | 9 | 5 | 5 | 4 | 6 | 6 | 7 | 6 | 374 | 365 | 177.4 | 374.2 | 593.4 | 838.4 | 1114 | 1412 | 1729 | 2056 | 2396 | 2741 | 3080 | 3416 | 3741 | 3973 | 4090 | 4170 | 4237 | 4294 | 4345 | 4393 | 53170.4
366 | 22 | 27 | 27 | 34 | 34 | 37 | 34 | 32 | 27 | 24 | 18 | 14 | 8 | 9 | 9 | 11 | 9 | 7 | 8 | 9 | 400 | 366 | 170.5 | 361.6 | 577.6 | 820.9 | 1094 | 1392 | 1710 | 2040 | 2377 | 2716 | 3051 | 3381 | 3701 | 3929 | 4043 | 4124 | 4191 | 4247 | 4298 | 4347 | 52571.6
367 | 30 | 33 | 25 | 27 | 27 | 31 | 29 | 25 | 21 | 22 | 18 | 17 | 10 | 8 | 9 | 8 | 9 | 10 | 10 | 11 | 380 | 367 | 174.2 | 367.2 | 585.1 | 830.9 | 1108 | 1408 | 1728 | 2056 | 2390 | 2737 | 3078 | 3413 | 3742 | 3982 | 4106 | 4191 | 4260 | 4320 | 4373 | 4424 | 53273.4
368 | 25 | 29 | 30 | 26 | 21 | 16 | 17 | 21 | 24 | 24 | 19 | 16 | 15 | 14 | 14 | 15 | 14 | 13 | 11 | 12 | 376 | 368 | 168.5 | 357.3 | 576.7 | 824.3 | 1095 | 1389 | 1699 | 2024 | 2354 | 2689 | 3017 | 3342 | 3659 | 3885 | 3995 | 4068 | 4128 | 4181 | 4228 | 4275 | 51954.8
369 | 41 | 43 | 41 | 38 | 35 | 34 | 33 | 29 | 28 | 29 | 27 | 19 | 11 | 8 | 8 | 9 | 9 | 12 | 12 | 13 | 479 | 369 | 171.7 | 366.2 | 591.6 | 840.9 | 1121 | 1424 | 1745 | 2080 | 2426 | 2777 | 3126 | 3469 | 3803 | 4045 | 4171 | 4257 | 4326 | 4387 | 4441 | 4494 | 54062.4
370 | 19 | 28 | 28 | 35 | 34 | 32 | 25 | 21 | 21 | 24 | 19 | 15 | 11 | 13 | 11 | 9 | 10 | 13 | 16 | 18 | 402 | 370 | 173.5 | 366.6 | 586.9 | 833.4 | 1112 | 1417 | 1739 | 2072 | 2421 | 2771 | 3115 | 3455 | 3790 | 4038 | 4167 | 4255 | 4325 | 4388 | 4442 | 4496 | 53963.4
371 | 41 | 40 | 39 | 36 | 34 | 30 | 25 | 22 | 26 | 29 | 27 | 19 | 14 | 11 | 12 | 14 | 17 | 20 | 21 | 20 | 497 | 371 | 171.3 | 365.4 | 586 | 836.8 | 1117 | 1425 | 1749 | 2088 | 2441 | 2799 | 3154 | 3506 | 3851 | 4115 | 4254 | 4344 | 4419 | 4485 | 4545 | 4601 | 54852.5
372 | 32 | 38 | 38 | 38 | 37 | 35 | 25 | 18 | 19 | 29 | 29 | 25 | 16 | 12 | 8 | 7 | 7 | 9 | 9 | 9 | 440 | 372 | 171 | 363.5 | 584.7 | 830.4 | 1111 | 1420 | 1741 | 2072 | 2415 | 2766 | 3117 | 3464 | 3802 | 4052 | 4182 | 4269 | 4342 | 4408 | 4465 | 4518 | 54093.6
373 | 27 | 25 | 29 | 30 | 36 | 35 | 34 | 31 | 29 | 32 | 30 | 27 | 19 | 13 | 9 | 7 | 7 | 9 | 10 | 10 | 449 | 373 | 170.7 | 361.2 | 579.2 | 820.7 | 1094 | 1393 | 1711 | 2043 | 2384 | 2731 | 3072 | 3409 | 3738 | 3978 | 4102 | 4187 | 4256 | 4318 | 4376 | 4432 | 53155.8
374 | 32 | 34 | 32 | 34 | 31 | 32 | 28 | 27 | 25 | 23 | 20 | 12 | 4 | 0 | 0 | 0 | 0 | 0 | 2 | 3 | 339 | 374 | 173.3 | 366.4 | 583.9 | 829.8 | 1108 | 1413 | 1732 | 2061 | 2402 | 2741 | 3079 | 3409 | 3718 | 3913 | 3995 | 4042 | 4076 | 4100 | 4126 | 4171 | 52039.4
375 | 35 | 30 | 27 | 20 | 19 | 19 | 23 | 25 | 29 | 31 | 25 | 19 | 10 | 9 | 10 | 13 | 16 | 18 | 17 | 16 | 411 | 375 | 171.9 | 364.9 | 584.2 | 830.9 | 1109 | 1412 | 1732 | 2071 | 2416 | 2768 | 3120 | 3468 | 3806 | 4059 | 4189 | 4275 | 4347 | 4411 | 4468 | 4523 | 54125.9
376 | 41 | 42 | 37 | 33 | 28 | 29 | 26 | 24 | 22 | 23 | 21 | 16 | 8 | 5 | 4 | 5 | 5 | 6 | 5 | 6 | 386 | 376 | 176.8 | 375.3 | 595.6 | 842.2 | 1119 | 1422 | 1739 | 2071 | 2413 | 2754 | 3093 | 3424 | 3746 | 3973 | 4088 | 4167 | 4232 | 4289 | 4341 | 4390 | 53250.9
377 | 37 | 33 | 35 | 34 | 37 | 33 | 32 | 27 | 25 | 26 | 22 | 19 | 10 | 11 | 12 | 15 | 15 | 14 | 12 | 10 | 459 | 377 | 175 | 371.2 | 588.8 | 835.3 | 1114 | 1417 | 1734 | 2070 | 2414 | 2762 | 3109 | 3449 | 3781 | 4017 | 4137 | 4221 | 4290 | 4350 | 4404 | 4456 | 53695.3
378 | 44 | 42 | 38 | 38 | 38 | 37 | 29 | 20 | 20 | 18 | 14 | 7 | 3 | 2 | 2 | 1 | 1 | 1 | 1 | 1 | 357 | 378 | 171.8 | 364.3 | 578.6 | 814.3 | 1084 | 1373 | 1675 | 1985 | 2305 | 2625 | 2943 | 3244 | 3536 | 3732 | 3824 | 3888 | 3925 | 3958 | 3988 | 3998 | 50012
379 | 23 | 27 | 25 | 28 | 26 | 26 | 22 | 19 | 17 | 19 | 16 | 12 | 5 | 3 | 3 | 2 | 2 | 2 | 2 | 1 | 280 | 379 | 167.3 | 355.5 | 572.8 | 813.4 | 1081 | 1372 | 1681 | 2001 | 2325 | 2654 | 2980 | 3297 | 3603 | 3815 | 3919 | 3985 | 4039 | 4090 | 4138 | 4183 | 51072
380 | 22 | 22 | 25 | 28 | 31 | 33 | 34 | 34 | 32 | 31 | 25 | 18 | 9 | 9 | 8 | 10 | 9 | 6 | 4 | 4 | 394 | 380 | 170 | 360 | 579.5 | 826.5 | 1104 | 1405 | 1728 | 2062 | 2408 | 2758 | 3104 | 3444 | 3773 | 4012 | 4136 | 4218 | 4287 | 4347 | 4399 | 4451 | 53572
381 | 33 | 33 | 31 | 30 | 27 | 25 | 25 | 20 | 21 | 16 | 17 | 13 | 9 | 6 | 7 | 5 | 4 | 3 | 3 | 4 | 332 | 381 | 171.6 | 361.5 | 578.9 | 825.2 | 1102 | 1401 | 1718 | 2046 | 2382 | 2726 | 3065 | 3396 | 3715 | 3941 | 4056 | 4137 | 4202 | 4258 | 4307 | 4356 | 52745.2
382 | 22 | 22 | 20 | 13 | 10 | 7 | 13 | 18 | 25 | 25 | 19 | 12 | 8 | 8 | 7 | 5 | 4 | 4 | 5 | 7 | 254 | 382 | 173.5 | 365.4 | 585.3 | 829.6 | 1102 | 1401 | 1712 | 2034 | 2368 | 2707 | 3041 | 3365 | 3685 | 3909 | 4021 | 4095 | 4156 | 4209 | 4257 | 4305 | 52320.8
383 | 22 | 29 | 30 | 31 | 28 | 23 | 18 | 16 | 16 | 20 | 20 | 17 | 12 | 6 | 6 | 5 | 6 | 6 | 8 | 7 | 326 | 383 | 169.9 | 359.6 | 578.2 | 822.9 | 1096 | 1397 | 1710 | 2036 | 2375 | 2717 | 3061 | 3398 | 3729 | 3966 | 4087 | 4165 | 4233 | 4293 | 4346 | 4397 | 52936.6
384 | 29 | 31 | 34 | 35 | 37 | 30 | 28 | 24 | 25 | 26 | 21 | 16 | 11 | 9 | 8 | 8 | 6 | 4 | 2 | 0 | 384 | 384 | 178.4 | 377.5 | 603.8 | 855.5 | 1137 | 1440 | 1762 | 2096 | 2438 | 2787 | 3132 | 3473 | 3804 | 4042 | 4165 | 4248 | 4316 | 4375 | 4427 | 4478 | 54135.2
385 | 20 | 27 | 18 | 17 | 17 | 25 | 28 | 25 | 26 | 24 | 21 | 14 | 10 | 7 | 7 | 6 | 6 | 6 | 5 | 9 | 318 | 385 | 166.3 | 357.8 | 572.9 | 815.7 | 1087 | 1382 | 1694 | 2015 | 2344 | 2676 | 3006 | 3327 | 3645 | 3870 | 3981 | 4054 | 4112 | 4165 | 4211 | 4257 | 51738.7
386 | 19 | 22 | 22 | 22 | 21 | 19 | 20 | 19 | 21 | 20 | 17 | 12 | 7 | 8 | 11 | 14 | 12 | 9 | 11 | 9 | 315 | 386 | 168 | 358.4 | 574.8 | 818 | 1090 | 1388 | 1696 | 2021 | 2353 | 2684 | 3006 | 3323 | 3628 | 3842 | 3944 | 4011 | 4065 | 4112 | 4155 | 4198 | 51435.2
387 | 19 | 22 | 22 | 23 | 17 | 17 | 14 | 17 | 17 | 15 | 10 | 4 | 3 | 2 | 5 | 8 | 11 | 10 | 7 | 4 | 247 | 387 | 166.1 | 356.7 | 572.2 | 814.9 | 1085 | 1382 | 1691 | 2012 | 2339 | 2672 | 2997 | 3310 | 3614 | 3822 | 3914 | 3967 | 4009 | 4043 | 4072 | 4100 | 50938.9
388 | 21 | 20 | 23 | 25 | 25 | 22 | 21 | 20 | 22 | 18 | 14 | 7 | 4 | 2 | 3 | 3 | 3 | 2 | 2 | 1 | 258 | 388 | 169.3 | 358.5 | 573.6 | 815 | 1085 | 1377 | 1686 | 2004 | 2333 | 2664 | 2991 | 3314 | 3622 | 3834 | 3937 | 4014 | 4078 | 4130 | 4179 | 4225 | 51389.4
389 | 29 | 29 | 31 | 31 | 27 | 24 | 25 | 26 | 27 | 20 | 14 | 6 | 5 | 6 | 7 | 7 | 6 | 7 | 6 | 5 | 338 | 389 | 165.8 | 358.3 | 575.3 | 820.9 | 1092 | 1388 | 1702 | 2026 | 2361 | 2699 | 3035 | 3363 | 3683 | 3908 | 4022 | 4103 | 4169 | 4226 | 4278 | 4327 | 52302.3
390 | 48 | 45 | 42 | 37 | 37 | 37 | 37 | 32 | 27 | 24 | 19 | 12 | 5 | 7 | 8 | 10 | 7 | 6 | 6 | 6 | 452 | 390 | 176 | 371.4 | 593.6 | 843 | 1118 | 1420 | 1736 | 2064 | 2398 | 2735 | 3066 | 3392 | 3704 | 3926 | 4039 | 4117 | 4182 | 4236 | 4286 | 4334 | 52737
391 | 36 | 36 | 33 | 26 | 23 | 18 | 23 | 22 | 28 | 29 | 24 | 16 | 8 | 10 | 12 | 14 | 13 | 11 | 8 | 6 | 396 | 391 | 171.4 | 365.4 | 583.8 | 831.2 | 1109 | 1405 | 1718 | 2047 | 2388 | 2731 | 3071 | 3405 | 3730 | 3969 | 4096 | 4181 | 4250 | 4311 | 4363 | 4414 | 53139.8
392 | 26 | 35 | 36 | 42 | 40 | 38 | 31 | 27 | 24 | 28 | 23 | 19 | 12 | 10 | 9 | 7 | 8 | 8 | 9 | 8 | 440 | 392 | 180 | 378 | 606.1 | 861.7 | 1147 | 1457 | 1785 | 2120 | 2464 | 2816 | 3163 | 3503 | 3832 | 4064 | 4181 | 4263 | 4329 | 4387 | 4439 | 4490 | 54465.8
393 | 39 | 33 | 34 | 33 | 34 | 29 | 25 | 25 | 29 | 30 | 23 | 16 | 10 | 9 | 9 | 10 | 8 | 7 | 8 | 8 | 419 | 393 | 172.7 | 366.1 | 586.1 | 833.1 | 1110 | 1411 | 1728 | 2058 | 2400 | 2744 | 3084 | 3421 | 3746 | 3978 | 4098 | 4182 | 4249 | 4307 | 4358 | 4408 | 53240
394 | 39 | 41 | 41 | 40 | 35 | 32 | 28 | 30 | 30 | 32 | 26 | 19 | 11 | 6 | 6 | 5 | 9 | 10 | 10 | 8 | 458 | 394 | 177.2 | 375.6 | 598.1 | 850.5 | 1132 | 1436 | 1759 | 2096 | 2444 | 2793 | 3137 | 3476 | 3803 | 4035 | 4153 | 4233 | 4300 | 4359 | 4412 | 4462 | 54031.4
395 | 19 | 18 | 24 | 24 | 30 | 19 | 23 | 20 | 30 | 30 | 25 | 17 | 8 | 5 | 7 | 8 | 11 | 14 | 15 | 15 | 362 | 395 | 171.6 | 362.7 | 580.9 | 828.8 | 1109 | 1411 | 1724 | 2055 | 2394 | 2737 | 3081 | 3423 | 3752 | 3992 | 4115 | 4195 | 4263 | 4325 | 4379 | 4433 | 53332
396 | 33 | 37 | 37 | 38 | 33 | 27 | 23 | 22 | 24 | 27 | 23 | 19 | 10 | 10 | 11 | 12 | 11 | 12 | 12 | 14 | 435 | 396 | 172 | 365.3 | 586.8 | 838.6 | 1116 | 1421 | 1742 | 2074 | 2421 | 2771 | 3120 | 3465 | 3799 | 4045 | 4175 | 4262 | 4332 | 4395 | 4450 | 4503 | 54053.7
397 | 34 | 30 | 28 | 22 | 24 | 25 | 29 | 28 | 30 | 31 | 23 | 13 | 6 | 8 | 8 | 6 | 4 | 6 | 5 | 5 | 365 | 397 | 172.9 | 365.3 | 585.1 | 829 | 1104 | 1403 | 1718 | 2044 | 2383 | 2725 | 3059 | 3385 | 3706 | 3933 | 4051 | 4132 | 4199 | 4256 | 4307 | 4356 | 52713.3
398 | 25 | 26 | 27 | 23 | 20 | 16 | 18 | 17 | 14 | 11 | 11 | 9 | 5 | 2 | 3 | 5 | 5 | 5 | 4 | 6 | 252 | 398 | 177.8 | 375.1 | 594.8 | 838.8 | 1112 | 1408 | 1719 | 2040 | 2362 | 2687 | 3012 | 3334 | 3646 | 3862 | 3968 | 4040 | 4100 | 4153 | 4202 | 4249 | 51880.5
399 | 30 | 31 | 30 | 32 | 34 | 34 | 31 | 29 | 29 | 29 | 23 | 15 | 12 | 10 | 10 | 10 | 13 | 12 | 12 | 11 | 437 | 399 | 178.2 | 379.5 | 603 | 854.9 | 1135 | 1442 | 1763 | 2100 | 2451 | 2805 | 3155 | 3494 | 3831 | 4073 | 4200 | 4285 | 4355 | 4416 | 4470 | 4522 | 54512.6
400 | 45 | 41 | 39 | 35 | 36 | 35 | 37 | 34 | 33 | 32 | 28 | 22 | 13 | 9 | 9 | 10 | 10 | 9 | 10 | 11 | 498 | 400 | 176.1 | 372.5 | 593.4 | 839.2 | 1114 | 1419 | 1742 | 2077 | 2423 | 2772 | 3120 | 3456 | 3784 | 4020 | 4140 | 4224 | 4292 | 4354 | 4409 | 4463 | 53790.2
401 | 37 | 36 | 29 | 24 | 24 | 27 | 27 | 28 | 30 | 35 | 29 | 22 | 13 | 11 | 11 | 13 | 14 | 13 | 11 | 9 | 443 | 401 | 177 | 374.3 | 594.2 | 844.7 | 1122 | 1429 | 1754 | 2092 | 2449 | 2809 | 3167 | 3516 | 3850 | 4099 | 4225 | 4310 | 4381 | 4443 | 4498 | 4550 | 54684.2
402 | 38 | 37 | 40 | 41 | 42 | 38 | 31 | 23 | 19 | 20 | 20 | 17 | 13 | 12 | 10 | 10 | 11 | 12 | 12 | 12 | 458 | 402 | 178.2 | 374.8 | 599.5 | 849.2 | 1131 | 1438 | 1760 | 2085 | 2422 | 2766 | 3103 | 3440 | 3764 | 3998 | 4118 | 4199 | 4267 | 4326 | 4378 | 4429 | 53625.7
403 | 26 | 21 | 20 | 18 | 20 | 23 | 28 | 28 | 29 | 28 | 24 | 17 | 9 | 8 | 10 | 13 | 14 | 11 | 10 | 7 | 364 | 403 | 172.1 | 361.8 | 577.6 | 817.5 | 1092 | 1389 | 1705 | 2031 | 2371 | 2715 | 3059 | 3398 | 3725 | 3968 | 4093 | 4178 | 4247 | 4308 | 4361 | 4412 | 52981
404 | 13 | 14 | 13 | 19 | 23 | 29 | 27 | 28 | 27 | 27 | 25 | 18 | 15 | 11 | 10 | 8 | 9 | 10 | 12 | 13 | 351 | 404 | 166.5 | 356.9 | 572.9 | 816.7 | 1090 | 1385 | 1697 | 2019 | 2354 | 2690 | 3023 | 3347 | 3666 | 3895 | 4005 | 4074 | 4132 | 4185 | 4233 | 4281 | 51989
405 | 33 | 32 | 33 | 32 | 31 | 26 | 25 | 21 | 21 | 18 | 15 | 10 | 5 | 3 | 2 | 3 | 2 | 2 | 2 | 3 | 319 | 405 | 172.1 | 363.2 | 578.6 | 821.4 | 1092 | 1387 | 1694 | 2015 | 2346 | 2680 | 3009 | 3323 | 3620 | 3818 | 3911 | 3977 | 4038 | 4088 | 4135 | 4179 | 51247.3
406 | 24 | 30 | 25 | 26 | 22 | 27 | 26 | 26 | 25 | 25 | 20 | 12 | 5 | 5 | 5 | 6 | 6 | 6 | 4 | 3 | 328 | 406 | 173.1 | 364.3 | 579.1 | 823.5 | 1099 | 1401 | 1721 | 2052 | 2392 | 2736 | 3077 | 3416 | 3740 | 3971 | 4093 | 4178 | 4246 | 4305 | 4358 | 4408 | 53133
407 | 45 | 35 | 35 | 29 | 35 | 35 | 39 | 34 | 32 | 28 | 21 | 15 | 11 | 11 | 13 | 15 | 16 | 14 | 12 | 14 | 489 | 407 | 174.1 | 369.8 | 591.3 | 838.8 | 1118 | 1425 | 1751 | 2088 | 2437 | 2790 | 3133 | 3475 | 3804 | 4044 | 4167 | 4252 | 4320 | 4381 | 4433 | 4485 | 54077
408 | 47 | 43 | 41 | 39 | 39 | 36 | 31 | 28 | 29 | 31 | 28 | 23 | 18 | 18 | 18 | 21 | 23 | 25 | 26 | 23 | 587 | 408 | 178 | 374.2 | 598.8 | 851.3 | 1137 | 1449 | 1779 | 2121 | 2477 | 2840 | 3198 | 3549 | 3893 | 4154 | 4290 | 4379 | 4454 | 4523 | 4588 | 4649 | 55482.3
409 | 28 | 32 | 30 | 33 | 36 | 38 | 38 | 36 | 36 | 34 | 27 | 21 | 16 | 13 | 11 | 10 | 8 | 7 | 5 | 7 | 466 | 409 | 179.6 | 377.6 | 601.8 | 854.9 | 1138 | 1442 | 1767 | 2101 | 2444 | 2791 | 3131 | 3468 | 3796 | 4029 | 4146 | 4228 | 4298 | 4361 | 4415 | 4469 | 54037.9
410 | 27 | 29 | 25 | 25 | 24 | 29 | 28 | 30 | 31 | 34 | 27 | 20 | 15 | 15 | 14 | 15 | 13 | 10 | 9 | 11 | 431 | 410 | 168.3 | 363.9 | 583.4 | 833.9 | 1111 | 1416 | 1739 | 2073 | 2422 | 2781 | 3137 | 3487 | 3828 | 4075 | 4203 | 4289 | 4359 | 4421 | 4476 | 4530 | 54296.5
411 | 36 | 35 | 33 | 32 | 34 | 33 | 33 | 26 | 24 | 22 | 19 | 12 | 4 | 2 | 2 | 4 | 6 | 6 | 6 | 5 | 374 | 411 | 172.3 | 366.5 | 586.5 | 830.6 | 1108 | 1408 | 1726 | 2054 | 2392 | 2736 | 3071 | 3398 | 3712 | 3933 | 4044 | 4125 | 4190 | 4246 | 4296 | 4344 | 52738.9
412 | 24 | 31 | 30 | 31 | 27 | 29 | 25 | 23 | 22 | 20 | 17 | 7 | 5 | 4 | 4 | 4 | 4 | 3 | 1 | 1 | 312 | 412 | 171.2 | 364.4 | 580.1 | 823.7 | 1097 | 1396 | 1709 | 2034 | 2366 | 2701 | 3029 | 3354 | 3667 | 3885 | 3994 | 4074 | 4138 | 4190 | 4238 | 4283 | 52094.4
413 | 24 | 30 | 31 | 32 | 32 | 31 | 22 | 12 | 5 | 6 | 5 | 7 | 9 | 13 | 12 | 15 | 15 | 19 | 19 | 21 | 360 | 413 | 171.6 | 365.4 | 587.8 | 838.5 | 1123 | 1435 | 1765 | 2093 | 2434 | 2778 | 3118 | 3454 | 3795 | 4052 | 4188 | 4272 | 4341 | 4405 | 4465 | 4520 | 54201.3
414 | 29 | 31 | 29 | 27 | 29 | 26 | 28 | 21 | 26 | 27 | 25 | 18 | 11 | 8 | 7 | 6 | 8 | 7 | 10 | 12 | 385 | 414 | 173 | 367.9 | 587.9 | 830.7 | 1104 | 1401 | 1714 | 2042 | 2382 | 2724 | 3067 | 3401 | 3725 | 3963 | 4085 | 4168 | 4236 | 4295 | 4348 | 4401 | 53015.5
415 | 25 | 27 | 29 | 32 | 35 | 32 | 29 | 26 | 27 | 25 | 16 | 6 | 2 | 3 | 4 | 3 | 2 | 2 | 2 | 1 | 328 | 415 | 169.6 | 360.2 | 576 | 819.8 | 1094 | 1390 | 1702 | 2024 | 2360 | 2701 | 3030 | 3337 | 3629 | 3841 | 3948 | 4023 | 4085 | 4139 | 4188 | 4235 | 51651.6
416 | 33 | 36 | 36 | 40 | 42 | 42 | 38 | 32 | 32 | 33 | 30 | 22 | 13 | 8 | 8 | 9 | 10 | 12 | 14 | 17 | 507 | 416 | 176.3 | 372.7 | 595.3 | 846.2 | 1130 | 1436 | 1762 | 2099 | 2443 | 2790 | 3135 | 3473 | 3801 | 4037 | 4158 | 4241 | 4312 | 4375 | 4433 | 4490 | 54105.5
417 | 37 | 36 | 39 | 39 | 42 | 42 | 41 | 37 | 33 | 33 | 29 | 25 | 17 | 13 | 10 | 10 | 11 | 13 | 16 | 19 | 542 | 417 | 182.4 | 385.8 | 612.9 | 869.6 | 1155 | 1470 | 1801 | 2142 | 2495 | 2851 | 3208 | 3558 | 3896 | 4143 | 4272 | 4363 | 4440 | 4509 | 4572 | 4634 | 55559.7
418 | 9 | 13 | 17 | 20 | 16 | 15 | 12 | 12 | 13 | 14 | 12 | 5 | 1 | 0 | 1 | 1 | 1 | 0 | 0 | 0 | 162 | 418 | 168.4 | 357.3 | 571 | 808.4 | 1076 | 1361 | 1658 | 1962 | 2275 | 2585 | 2889 | 3183 | 3462 | 3637 | 3712 | 3757 | 3788 | 3809 | 3828 | 3841 | 48728.1
419 | 34 | 34 | 35 | 37 | 38 | 36 | 30 | 27 | 26 | 27 | 20 | 14 | 6 | 5 | 5 | 5 | 4 | 3 | 6 | 7 | 399 | 419 | 179.4 | 375.6 | 598.9 | 848.2 | 1129 | 1433 | 1747 | 2075 | 2413 | 2751 | 3079 | 3406 | 3721 | 3939 | 4049 | 4125 | 4189 | 4242 | 4291 | 4339 | 52930.1
420 | 32 | 33 | 32 | 32 | 33 | 32 | 27 | 24 | 21 | 21 | 15 | 11 | 5 | 4 | 3 | 3 | 3 | 3 | 5 | 7 | 346 | 420 | 174.8 | 364 | 578.8 | 820.4 | 1089 | 1384 | 1692 | 2011 | 2339 | 2670 | 2995 | 3313 | 3622 | 3837 | 3944 | 4020 | 4082 | 4134 | 4183 | 4231 | 51484
421 | 33 | 25 | 27 | 21 | 28 | 28 | 32 | 28 | 27 | 22 | 17 | 10 | 9 | 7 | 10 | 10 | 9 | 6 | 3 | 6 | 358 | 421 | 174.6 | 369.1 | 585.9 | 829 | 1104 | 1408 | 1722 | 2049 | 2388 | 2729 | 3070 | 3401 | 3723 | 3953 | 4071 | 4154 | 4222 | 4279 | 4331 | 4381 | 52943.6
422 | 26 | 24 | 27 | 27 | 30 | 32 | 33 | 33 | 31 | 30 | 23 | 13 | 5 | 2 | 2 | 3 | 2 | 1 | 0 | 0 | 344 | 422 | 175.9 | 369.2 | 585.2 | 827.2 | 1099 | 1395 | 1715 | 2039 | 2376 | 2714 | 3045 | 3369 | 3681 | 3899 | 4007 | 4083 | 4146 | 4184 | 4203 | 4221 | 52133.5
423 | 24 | 27 | 28 | 29 | 24 | 21 | 20 | 20 | 19 | 17 | 14 | 11 | 6 | 4 | 2 | 4 | 3 | 5 | 5 | 4 | 287 | 423 | 170.3 | 363.1 | 582.4 | 829.1 | 1105 | 1405 | 1722 | 2056 | 2396 | 2741 | 3076 | 3404 | 3725 | 3955 | 4069 | 4148 | 4214 | 4270 | 4321 | 4371 | 52922.9
424 | 37 | 36 | 34 | 34 | 33 | 34 | 32 | 32 | 30 | 29 | 22 | 15 | 8 | 7 | 6 | 6 | 4 | 3 | 1 | 1 | 404 | 424 | 170.8 | 363.8 | 583.4 | 831.2 | 1107 | 1408 | 1733 | 2067 | 2413 | 2762 | 3110 | 3452 | 3783 | 4019 | 4140 | 4222 | 4290 | 4349 | 4401 | 4451 | 53656.2
425 | 20 | 24 | 23 | 28 | 32 | 34 | 33 | 28 | 29 | 28 | 23 | 17 | 14 | 17 | 20 | 19 | 17 | 15 | 16 | 14 | 451 | 425 | 171.3 | 362.4 | 579.7 | 822.2 | 1097 | 1396 | 1709 | 2035 | 2375 | 2717 | 3056 | 3387 | 3711 | 3946 | 4067 | 4151 | 4220 | 4281 | 4335 | 4387 | 52805.6
426 | 30 | 33 | 31 | 34 | 35 | 34 | 27 | 19 | 19 | 23 | 22 | 14 | 7 | 7 | 8 | 7 | 8 | 9 | 12 | 15 | 394 | 426 | 167.8 | 360.6 | 581.8 | 830.9 | 1114 | 1419 | 1746 | 2086 | 2436 | 2796 | 3152 | 3503 | 3847 | 4106 | 4241 | 4325 | 4396 | 4461 | 4522 | 4578 | 54669.1
427 | 21 | 25 | 29 | 35 | 38 | 39 | 35 | 30 | 23 | 21 | 20 | 18 | 14 | 10 | 10 | 9 | 9 | 9 | 11 | 15 | 421 | 427 | 178.9 | 373.2 | 595.8 | 847.8 | 1132 | 1445 | 1779 | 2120 | 2473 | 2834 | 3193 | 3543 | 3882 | 4134 | 4264 | 4351 | 4422 | 4487 | 4544 | 4598 | 55196.7
428 | 15 | 17 | 19 | 23 | 27 | 23 | 20 | 18 | 23 | 26 | 20 | 15 | 9 | 9 | 8 | 7 | 9 | 8 | 8 | 8 | 312 | 428 | 170.5 | 358.1 | 571.2 | 812.3 | 1085 | 1380 | 1693 | 2014 | 2351 | 2692 | 3028 | 3360 | 3682 | 3917 | 4036 | 4111 | 4173 | 4231 | 4283 | 4333 | 52281.1
429 | 37 | 38 | 35 | 31 | 25 | 25 | 24 | 24 | 23 | 22 | 17 | 10 | 5 | 2 | 4 | 5 | 4 | 3 | 1 | 1 | 336 | 429 | 170.4 | 361.8 | 576.7 | 818.7 | 1087 | 1382 | 1691 | 2008 | 2336 | 2661 | 2985 | 3300 | 3603 | 3809 | 3909 | 3985 | 4047 | 4097 | 4144 | 4185 | 51156.6
430 | 27 | 31 | 33 | 35 | 35 | 33 | 33 | 33 | 32 | 28 | 23 | 17 | 14 | 11 | 12 | 10 | 10 | 11 | 12 | 13 | 453 | 430 | 179 | 375.4 | 596.7 | 846.3 | 1128 | 1432 | 1755 | 2093 | 2440 | 2789 | 3134 | 3471 | 3803 | 4046 | 4175 | 4267 | 4342 | 4411 | 4474 | 4533 | 54290.4
431 | 17 | 13 | 16 | 20 | 27 | 25 | 21 | 17 | 21 | 24 | 20 | 12 | 6 | 4 | 3 | 1 | 2 | 2 | 2 | 2 | 255 | 431 | 171.3 | 363 | 578.4 | 820.6 | 1097 | 1399 | 1715 | 2040 | 2374 | 2714 | 3052 | 3382 | 3703 | 3930 | 4044 | 4121 | 4187 | 4243 | 4294 | 4342 | 52570.3
432 | 37 | 36 | 39 | 41 | 45 | 41 | 35 | 27 | 25 | 26 | 23 | 19 | 15 | 16 | 17 | 17 | 18 | 14 | 9 | 6 | 506 | 432 | 174 | 367.5 | 588 | 842.6 | 1127 | 1438 | 1774 | 2114 | 2468 | 2828 | 3181 | 3531 | 3873 | 4125 | 4254 | 4340 | 4412 | 4477 | 4533 | 4585 | 55032.1
433 | 34 | 35 | 34 | 30 | 31 | 29 | 31 | 27 | 28 | 24 | 19 | 13 | 8 | 8 | 5 | 10 | 11 | 13 | 11 | 10 | 411 | 433 | 169.1 | 361.2 | 577.8 | 819.3 | 1094 | 1393 | 1708 | 2038 | 2379 | 2724 | 3062 | 3397 | 3724 | 3966 | 4091 | 4176 | 4246 | 4307 | 4361 | 4413 | 53006.4
434 | 36 | 42 | 43 | 47 | 44 | 39 | 32 | 28 | 27 | 28 | 22 | 15 | 8 | 6 | 6 | 5 | 5 | 7 | 5 | 4 | 449 | 434 | 174.3 | 369.1 | 591.4 | 843.2 | 1125 | 1430 | 1750 | 2085 | 2425 | 2767 | 3104 | 3435 | 3751 | 3972 | 4082 | 4161 | 4225 | 4279 | 4328 | 4375 | 53272
435 | 11 | 12 | 9 | 8 | 5 | 7 | 14 | 20 | 23 | 24 | 21 | 16 | 8 | 5 | 2 | 1 | 0 | 1 | 1 | 1 | 189 | 435 | 175.1 | 367.4 | 581.9 | 822.2 | 1091 | 1383 | 1685 | 2000 | 2322 | 2647 | 2970 | 3285 | 3589 | 3804 | 3901 | 3948 | 3982 | 4005 | 4024 | 4039 | 50621.6
436 | 26 | 26 | 25 | 28 | 33 | 34 | 27 | 22 | 20 | 24 | 20 | 15 | 9 | 8 | 10 | 12 | 13 | 13 | 14 | 17 | 396 | 436 | 168.5 | 359 | 575.9 | 819.6 | 1093 | 1389 | 1700 | 2023 | 2357 | 2692 | 3023 | 3353 | 3673 | 3901 | 4017 | 4097 | 4162 | 4219 | 4271 | 4321 | 52214
437 | 8 | 19 | 24 | 31 | 33 | 32 | 31 | 29 | 27 | 24 | 18 | 12 | 6 | 1 | 2 | 2 | 2 | 2 | 2 | 5 | 310 | 437 | 168.4 | 358.9 | 576.5 | 821.2 | 1097 | 1396 | 1711 | 2036 | 2374 | 2714 | 3052 | 3383 | 3706 | 3924 | 4028 | 4102 | 4163 | 4219 | 4268 | 4317 | 52415
438 | 41 | 35 | 32 | 32 | 31 | 34 | 28 | 32 | 32 | 37 | 31 | 24 | 15 | 13 | 12 | 16 | 16 | 19 | 20 | 23 | 523 | 438 | 177 | 375 | 598.4 | 849.3 | 1134 | 1444 | 1773 | 2119 | 2479 | 2845 | 3205 | 3561 | 3908 | 4168 | 4304 | 4393 | 4467 | 4534 | 4595 | 4653 | 55581.7
439 | 33 | 37 | 37 | 37 | 33 | 29 | 25 | 24 | 26 | 29 | 24 | 16 | 9 | 7 | 8 | 7 | 9 | 8 | 6 | 2 | 406 | 439 | 170.5 | 361.2 | 579.9 | 824.8 | 1100 | 1399 | 1716 | 2044 | 2385 | 2734 | 3076 | 3411 | 3738 | 3977 | 4103 | 4188 | 4258 | 4319 | 4372 | 4422 | 53178.4
440 | 35 | 38 | 40 | 41 | 42 | 38 | 38 | 35 | 34 | 35 | 30 | 26 | 18 | 16 | 18 | 18 | 18 | 18 | 21 | 22 | 581 | 440 | 178.3 | 376.7 | 605.4 | 862.1 | 1154 | 1474 | 1812 | 2165 | 2532 | 2905 | 3276 | 3644 | 4001 | 4273 | 4416 | 4506 | 4582 | 4651 | 4716 | 4771 | 56900.5
441 | 37 | 38 | 40 | 43 | 44 | 39 | 34 | 30 | 21 | 11 | 2 | 6 | 9 | 10 | 10 | 10 | 11 | 11 | 11 | 11 | 428 | 441 | 177.2 | 374.4 | 599.8 | 853 | 1138 | 1448 | 1774 | 2112 | 2461 | 2812 | 3148 | 3488 | 3818 | 4058 | 4179 | 4262 | 4331 | 4392 | 4446 | 4499 | 54370.4
442 | 22 | 14 | 19 | 15 | 18 | 15 | 15 | 15 | 11 | 14 | 12 | 11 | 3 | 1 | 2 | 2 | 3 | 2 | 2 | 1 | 197 | 442 | 169.7 | 357.8 | 568.7 | 805.1 | 1073 | 1360 | 1660 | 1972 | 2292 | 2608 | 2925 | 3228 | 3517 | 3710 | 3795 | 3846 | 3886 | 3919 | 3948 | 3978 | 49618.3
443 | 29 | 31 | 31 | 33 | 34 | 35 | 34 | 32 | 28 | 24 | 19 | 13 | 10 | 9 | 8 | 6 | 6 | 5 | 3 | 2 | 392 | 443 | 166 | 356.5 | 574.1 | 814.8 | 1086 | 1381 | 1691 | 2016 | 2348 | 2682 | 3010 | 3336 | 3655 | 3879 | 3993 | 4072 | 4137 | 4192 | 4242 | 4290 | 51921.4
444 | 33 | 34 | 33 | 36 | 38 | 38 | 34 | 28 | 30 | 32 | 29 | 20 | 10 | 5 | 4 | 5 | 7 | 8 | 9 | 9 | 442 | 444 | 176.1 | 369.8 | 589.8 | 833.9 | 1112 | 1415 | 1732 | 2062 | 2403 | 2749 | 3087 | 3422 | 3746 | 3973 | 4087 | 4166 | 4231 | 4288 | 4339 | 4388 | 53169.6
445 | 31 | 28 | 29 | 27 | 30 | 30 | 30 | 28 | 30 | 28 | 21 | 13 | 7 | 6 | 6 | 5 | 3 | 2 | 3 | 3 | 360 | 445 | 174.5 | 365.6 | 579.2 | 820.8 | 1091 | 1384 | 1694 | 2016 | 2350 | 2686 | 3016 | 3342 | 3658 | 3885 | 4001 | 4080 | 4145 | 4200 | 4249 | 4297 | 52034.1
446 | 25 | 33 | 30 | 33 | 28 | 28 | 22 | 18 | 19 | 19 | 17 | 8 | 6 | 5 | 6 | 4 | 3 | 1 | 1 | 1 | 307 | 446 | 168.1 | 356.9 | 570.5 | 810.4 | 1079 | 1372 | 1673 | 1985 | 2309 | 2635 | 2952 | 3267 | 3572 | 3782 | 3887 | 3962 | 4024 | 4074 | 4121 | 4166 | 50765.9
447 | 26 | 25 | 26 | 28 | 33 | 34 | 36 | 34 | 34 | 32 | 25 | 20 | 15 | 16 | 15 | 12 | 10 | 10 | 11 | 13 | 455 | 447 | 170.7 | 362.4 | 582.3 | 830.1 | 1107 | 1408 | 1727 | 2063 | 2409 | 2758 | 3102 | 3441 | 3771 | 4012 | 4134 | 4213 | 4279 | 4338 | 4389 | 4440 | 53536.5
448 | 42 | 41 | 40 | 36 | 33 | 30 | 31 | 28 | 30 | 30 | 28 | 18 | 9 | 8 | 10 | 13 | 13 | 12 | 8 | 6 | 466 | 448 | 175.8 | 369 | 590.2 | 840.1 | 1113 | 1412 | 1725 | 2051 | 2389 | 2733 | 3071 | 3402 | 3720 | 3951 | 4070 | 4150 | 4217 | 4275 | 4327 | 4377 | 52958.1
449 | 17 | 20 | 20 | 19 | 20 | 24 | 29 | 29 | 26 | 23 | 19 | 14 | 9 | 8 | 7 | 6 | 6 | 7 | 7 | 5 | 315 | 449 | 168.1 | 357 | 575 | 818.3 | 1090 | 1385 | 1700 | 2023 | 2356 | 2692 | 3024 | 3347 | 3662 | 3885 | 3992 | 4061 | 4119 | 4172 | 4220 | 4267 | 51913.4
450 | 30 | 33 | 34 | 33 | 33 | 28 | 27 | 25 | 27 | 30 | 23 | 17 | 12 | 12 | 12 | 10 | 11 | 12 | 12 | 11 | 432 | 450 | 171.1 | 363.3 | 582.1 | 828 | 1105 | 1409 | 1729 | 2062 | 2411 | 2759 | 3109 | 3452 | 3791 | 4037 | 4166 | 4253 | 4324 | 4387 | 4442 | 4494 | 53874.5
451 | 46 | 47 | 46 | 43 | 43 | 42 | 40 | 33 | 28 | 29 | 24 | 19 | 12 | 11 | 11 | 13 | 12 | 13 | 13 | 14 | 539 | 451 | 183.6 | 389.7 | 622.1 | 881.8 | 1167 | 1481 | 1812 | 2154 | 2504 | 2861 | 3213 | 3560 | 3897 | 4142 | 4270 | 4361 | 4439 | 4508 | 4572 | 4636 | 55654.2
452 | 26 | 21 | 19 | 17 | 18 | 18 | 18 | 18 | 22 | 24 | 22 | 14 | 9 | 7 | 7 | 8 | 7 | 8 | 6 | 9 | 298 | 452 | 176.5 | 368 | 584.7 | 831.9 | 1108 | 1404 | 1722 | 2052 | 2392 | 2736 | 3078 | 3418 | 3744 | 3981 | 4102 | 4184 | 4253 | 4313 | 4366 | 4417 | 53231.1
453 | 42 | 40 | 42 | 42 | 41 | 39 | 38 | 36 | 32 | 28 | 24 | 17 | 11 | 9 | 12 | 13 | 14 | 10 | 7 | 5 | 502 | 453 | 178.8 | 379.1 | 603.2 | 857.7 | 1141 | 1452 | 1781 | 2123 | 2473 | 2827 | 3179 | 3524 | 3855 | 4100 | 4227 | 4311 | 4380 | 4444 | 4497 | 4549 | 54881.8
454 | 22 | 18 | 20 | 17 | 22 | 19 | 19 | 15 | 16 | 15 | 13 | 9 | 6 | 6 | 5 | 5 | 5 | 7 | 6 | 4 | 249 | 454 | 166.4 | 355.2 | 572.1 | 817.4 | 1090 | 1389 | 1702 | 2023 | 2354 | 2690 | 3020 | 3342 | 3655 | 3873 | 3970 | 4026 | 4070 | 4110 | 4144 | 4180 | 51549.1
455 | 25 | 29 | 32 | 35 | 36 | 32 | 31 | 29 | 29 | 28 | 25 | 22 | 18 | 17 | 15 | 16 | 15 | 16 | 15 | 18 | 483 | 455 | 168.7 | 361.3 | 579.2 | 826.8 | 1104 | 1411 | 1734 | 2068 | 2415 | 2769 | 3122 | 3469 | 3808 | 4063 | 4197 | 4287 | 4360 | 4426 | 4485 | 4541 | 54195
456 | 32 | 35 | 35 | 33 | 29 | 26 | 26 | 26 | 27 | 28 | 25 | 17 | 8 | 6 | 7 | 9 | 7 | 5 | 2 | 2 | 385 | 456 | 173.1 | 363.4 | 578.4 | 821.7 | 1096 | 1395 | 1707 | 2031 | 2362 | 2697 | 3031 | 3362 | 3684 | 3911 | 4026 | 4107 | 4172 | 4227 | 4277 | 4324 | 52345.6
457 | 44 | 45 | 44 | 37 | 28 | 24 | 24 | 27 | 27 | 27 | 23 | 17 | 12 | 10 | 10 | 9 | 11 | 12 | 15 | 14 | 460 | 457 | 176.8 | 374.2 | 597.8 | 844.4 | 1118 | 1417 | 1731 | 2055 | 2389 | 2726 | 3063 | 3397 | 3719 | 3946 | 4061 | 4142 | 4208 | 4264 | 4315 | 4364 | 52908.2
458 | 36 | 35 | 31 | 28 | 19 | 16 | 16 | 24 | 30 | 26 | 19 | 10 | 7 | 6 | 7 | 7 | 6 | 4 | 2 | 1 | 330 | 458 | 174.9 | 367.1 | 585.2 | 827 | 1103 | 1393 | 1703 | 2025 | 2358 | 2693 | 3021 | 3340 | 3657 | 3881 | 3995 | 4075 | 4140 | 4194 | 4244 | 4291 | 52067.2
459 | 43 | 41 | 38 | 35 | 34 | 34 | 33 | 34 | 34 | 30 | 21 | 12 | 8 | 8 | 13 | 15 | 16 | 15 | 14 | 14 | 492 | 459 | 176 | 373 | 596.4 | 849.5 | 1132 | 1438 | 1764 | 2103 | 2456 | 2811 | 3161 | 3507 | 3840 | 4085 | 4214 | 4301 | 4371 | 4435 | 4489 | 4541 | 54642.9
460 | 31 | 39 | 39 | 43 | 42 | 41 | 35 | 30 | 29 | 32 | 29 | 22 | 15 | 11 | 11 | 10 | 12 | 15 | 16 | 17 | 519 | 460 | 168.1 | 360.2 | 577.3 | 826.5 | 1105 | 1411 | 1732 | 2063 | 2410 | 2759 | 3103 | 3440 | 3771 | 4007 | 4128 | 4209 | 4277 | 4337 | 4391 | 4444 | 53519.1
461 | 38 | 41 | 40 | 41 | 41 | 41 | 40 | 39 | 37 | 35 | 27 | 20 | 14 | 15 | 16 | 16 | 17 | 18 | 20 | 18 | 574 | 461 | 175.5 | 374.3 | 602.9 | 861.3 | 1150 | 1467 | 1801 | 2152 | 2512 | 2879 | 3240 | 3598 | 3942 | 4193 | 4324 | 4409 | 4481 | 4547 | 4605 | 4662 | 55976
462 | 36 | 38 | 38 | 39 | 36 | 36 | 33 | 33 | 29 | 32 | 26 | 21 | 15 | 13 | 14 | 12 | 17 | 19 | 22 | 22 | 531 | 462 | 177.2 | 377.1 | 600.9 | 856.7 | 1141 | 1452 | 1781 | 2123 | 2473 | 2836 | 3193 | 3545 | 3885 | 4137 | 4269 | 4354 | 4424 | 4489 | 4547 | 4603 | 55263.9
463 | 33 | 36 | 33 | 30 | 22 | 19 | 19 | 26 | 31 | 32 | 26 | 20 | 13 | 7 | 2 | 1 | 1 | 1 | 0 | 2 | 354 | 463 | 172.1 | 364.2 | 581.7 | 825.2 | 1100 | 1392 | 1700 | 2024 | 2358 | 2701 | 3040 | 3379 | 3705 | 3941 | 4060 | 4138 | 4204 | 4255 | 4298 | 4348 | 52586.2
464 | 37 | 37 | 36 | 33 | 35 | 33 | 33 | 30 | 28 | 28 | 22 | 17 | 7 | 5 | 4 | 5 | 3 | 4 | 5 | 7 | 409 | 464 | 173.7 | 364.6 | 581.7 | 826 | 1100 | 1400 | 1713 | 2041 | 2379 | 2722 | 3061 | 3398 | 3724 | 3956 | 4074 | 4153 | 4218 | 4277 | 4329 | 4380 | 52871
465 | 30 | 35 | 33 | 36 | 37 | 39 | 32 | 26 | 26 | 30 | 23 | 12 | 2 | 1 | 0 | 1 | 1 | 4 | 6 | 8 | 382 | 465 | 178.4 | 377.4 | 600.1 | 846.3 | 1124 | 1431 | 1750 | 2081 | 2421 | 2769 | 3105 | 3435 | 3739 | 3930 | 4010 | 4057 | 4097 | 4148 | 4195 | 4242 | 52536.2
466 | 46 | 41 | 42 | 42 | 42 | 38 | 33 | 33 | 35 | 37 | 33 | 25 | 20 | 18 | 18 | 17 | 18 | 20 | 19 | 18 | 595 | 466 | 178.1 | 377.7 | 604.7 | 862.6 | 1153 | 1470 | 1802 | 2149 | 2509 | 2877 | 3240 | 3597 | 3946 | 4207 | 4344 | 4436 | 4514 | 4587 | 4653 | 4714 | 56221.1
467 | 46 | 46 | 45 | 41 | 36 | 31 | 31 | 33 | 34 | 34 | 28 | 21 | 14 | 10 | 13 | 13 | 14 | 12 | 10 | 11 | 523 | 467 | 173.6 | 371.3 | 595.6 | 849.8 | 1130 | 1432 | 1749 | 2086 | 2435 | 2786 | 3130 | 3470 | 3798 | 4038 | 4163 | 4246 | 4314 | 4375 | 4430 | 4481 | 54053.3
468 | 41 | 43 | 39 | 39 | 37 | 39 | 36 | 31 | 31 | 32 | 30 | 22 | 13 | 11 | 11 | 10 | 10 | 11 | 12 | 13 | 511 | 468 | 178.7 | 378.4 | 605.9 | 861 | 1147 | 1461 | 1793 | 2136 | 2488 | 2846 | 3200 | 3549 | 3890 | 4139 | 4265 | 4350 | 4422 | 4486 | 4544 | 4601 | 55341
469 | 20 | 24 | 24 | 25 | 28 | 28 | 30 | 27 | 29 | 29 | 23 | 18 | 12 | 11 | 11 | 9 | 6 | 6 | 7 | 9 | 376 | 469 | 167.5 | 357.7 | 574 | 813.7 | 1088 | 1385 | 1693 | 2014 | 2345 | 2681 | 3010 | 3339 | 3660 | 3888 | 4001 | 4077 | 4140 | 4195 | 4243 | 4291 | 51962.9
470 | 44 | 40 | 40 | 37 | 39 | 38 | 38 | 33 | 29 | 25 | 20 | 15 | 12 | 10 | 11 | 9 | 11 | 10 | 9 | 9 | 479 | 470 | 177.3 | 373.2 | 594.7 | 843.1 | 1123 | 1423 | 1742 | 2069 | 2409 | 2745 | 3079 | 3406 | 3721 | 3940 | 4050 | 4127 | 4193 | 4249 | 4301 | 4352 | 52917.3
471 | 26 | 24 | 28 | 30 | 36 | 37 | 36 | 34 | 31 | 30 | 24 | 19 | 16 | 17 | 19 | 22 | 22 | 22 | 20 | 21 | 514 | 471 | 174.3 | 368.1 | 588.1 | 836.8 | 1120 | 1431 | 1763 | 2107 | 2462 | 2821 | 3182 | 3535 | 3879 | 4135 | 4272 | 4362 | 4438 | 4506 | 4566 | 4625 | 55171.3
472 | 37 | 35 | 35 | 34 | 36 | 35 | 30 | 18 | 14 | 14 | 16 | 12 | 7 | 5 | 4 | 5 | 5 | 6 | 4 | 6 | 358 | 472 | 176.4 | 373.8 | 592.4 | 833.9 | 1106 | 1402 | 1718 | 2038 | 2371 | 2699 | 3027 | 3353 | 3666 | 3882 | 3991 | 4069 | 4132 | 4185 | 4233 | 4279 | 52127.5
473 | 20 | 18 | 18 | 16 | 16 | 16 | 14 | 9 | 6 | 7 | 7 | 6 | 2 | 2 | 2 | 1 | 1 | 0 | 0 | 1 | 162 | 473 | 169.6 | 360.2 | 573.2 | 811.2 | 1079 | 1370 | 1673 | 1985 | 2306 | 2625 | 2939 | 3242 | 3536 | 3732 | 3819 | 3874 | 3919 | 3957 | 3989 | 4025 | 49984.2
474 | 35 | 37 | 38 | 40 | 40 | 36 | 30 | 26 | 28 | 33 | 27 | 20 | 11 | 13 | 10 | 11 | 8 | 8 | 4 | 2 | 457 | 474 | 170.7 | 363.9 | 582.6 | 830.1 | 1112 | 1418 | 1739 | 2073 | 2419 | 2774 | 3125 | 3473 | 3810 | 4056 | 4184 | 4269 | 4340 | 4401 | 4455 | 4507 | 54102.3
475 | 19 | 16 | 20 | 19 | 21 | 19 | 20 | 21 | 21 | 15 | 12 | 7 | 9 | 6 | 6 | 5 | 6 | 7 | 7 | 7 | 263 | 475 | 167.4 | 358.4 | 575.8 | 821.1 | 1096 | 1395 | 1708 | 2035 | 2371 | 2706 | 3035 | 3355 | 3665 | 3877 | 3975 | 4035 | 4084 | 4128 | 4168 | 4208 | 51763.7
476 | 27 | 25 | 29 | 31 | 33 | 32 | 30 | 30 | 30 | 27 | 22 | 14 | 11 | 10 | 10 | 10 | 9 | 8 | 9 | 11 | 408 | 476 | 173.5 | 367.3 | 589.5 | 840 | 1124 | 1434 | 1760 | 2105 | 2460 | 2817 | 3176 | 3527 | 3871 | 4123 | 4256 | 4344 | 4415 | 4479 | 4535 | 4588 | 54984.3
477 | 36 | 39 | 41 | 45 | 45 | 43 | 40 | 39 | 38 | 36 | 31 | 26 | 23 | 19 | 17 | 17 | 17 | 17 | 17 | 19 | 605 | 477 | 180.4 | 379.4 | 606.9 | 863.7 | 1152 | 1467 | 1799 | 2147 | 2507 | 2873 | 3233 | 3590 | 3942 | 4201 | 4339 | 4433 | 4516 | 4590 | 4655 | 4718 | 56192.4
478 | 26 | 27 | 30 | 31 | 30 | 28 | 29 | 29 | 30 | 26 | 24 | 18 | 14 | 10 | 9 | 9 | 9 | 7 | 6 | 9 | 401 | 478 | 166.5 | 357 | 575.6 | 818.5 | 1094 | 1394 | 1705 | 2027 | 2361 | 2701 | 3037 | 3368 | 3692 | 3924 | 4042 | 4123 | 4188 | 4245 | 4296 | 4346 | 52460.6
479 | 45 | 43 | 40 | 35 | 28 | 26 | 23 | 22 | 18 | 19 | 17 | 13 | 5 | 4 | 3 | 3 | 3 | 2 | 3 | 4 | 356 | 479 | 172.6 | 364.8 | 583.7 | 824.1 | 1094 | 1385 | 1693 | 2010 | 2336 | 2667 | 2993 | 3317 | 3630 | 3846 | 3956 | 4035 | 4100 | 4154 | 4204 | 4251 | 51616.2
480 | 37 | 35 | 34 | 31 | 34 | 34 | 31 | 28 | 27 | 30 | 24 | 16 | 8 | 8 | 7 | 5 | 2 | 3 | 3 | 3 | 400 | 480 | 176.7 | 373.1 | 592.7 | 838.5 | 1115 | 1418 | 1735 | 2064 | 2401 | 2747 | 3088 | 3423 | 3747 | 3972 | 4084 | 4163 | 4228 | 4283 | 4333 | 4382 | 53164
481 | 42 | 33 | 35 | 30 | 36 | 35 | 37 | 33 | 31 | 28 | 22 | 15 | 12 | 12 | 14 | 16 | 19 | 18 | 17 | 17 | 502 | 481 | 176.7 | 373.3 | 596.7 | 848 | 1128 | 1439 | 1765 | 2104 | 2452 | 2806 | 3158 | 3503 | 3838 | 4084 | 4212 | 4297 | 4368 | 4433 | 4491 | 4548 | 54620.7
482 | 23 | 33 | 34 | 39 | 34 | 28 | 23 | 24 | 25 | 27 | 22 | 20 | 13 | 14 | 11 | 9 | 11 | 12 | 17 | 17 | 436 | 482 | 167.5 | 360.5 | 579.3 | 825.1 | 1100 | 1400 | 1719 | 2048 | 2388 | 2730 | 3072 | 3411 | 3742 | 3984 | 4110 | 4193 | 4263 | 4324 | 4377 | 4430 | 53223.4
483 | 44 | 41 | 37 | 37 | 38 | 41 | 37 | 31 | 24 | 22 | 20 | 18 | 14 | 15 | 17 | 17 | 18 | 17 | 17 | 16 | 521 | 483 | 178.3 | 376.3 | 603.5 | 856.5 | 1141 | 1451 | 1774 | 2112 | 2459 | 2805 | 3151 | 3494 | 3823 | 4062 | 4185 | 4269 | 4340 | 4403 | 4460 | 4517 | 54460.6
484 | 41 | 40 | 34 | 28 | 26 | 25 | 26 | 27 | 30 | 30 | 22 | 15 | 7 | 5 | 5 | 6 | 5 | 3 | 3 | 2 | 380 | 484 | 179.4 | 375.4 | 594.1 | 839.3 | 1109 | 1404 | 1712 | 2031 | 2361 | 2694 | 3024 | 3340 | 3646 | 3856 | 3958 | 4034 | 4095 | 4145 | 4191 | 4233 | 51821.2
485 | 38 | 33 | 33 | 28 | 30 | 28 | 28 | 24 | 24 | 26 | 24 | 16 | 8 | 6 | 6 | 6 | 6 | 7 | 8 | 10 | 389 | 485 | 176.6 | 374.1 | 597 | 843.9 | 1120 | 1423 | 1746 | 2080 | 2426 | 2775 | 3125 | 3472 | 3807 | 4048 | 4173 | 4258 | 4327 | 4387 | 4440 | 4492 | 54090.6
486 | 38 | 39 | 40 | 43 | 43 | 39 | 33 | 28 | 28 | 30 | 27 | 19 | 12 | 9 | 11 | 12 | 10 | 11 | 12 | 14 | 498 | 486 | 173.1 | 365.3 | 585.2 | 835.1 | 1118 | 1425 | 1749 | 2083 | 2426 | 2773 | 3117 | 3457 | 3783 | 4023 | 4145 | 4229 | 4297 | 4357 | 4410 | 4460 | 53810.7
487 | 46 | 41 | 37 | 34 | 34 | 37 | 37 | 35 | 28 | 22 | 16 | 13 | 10 | 9 | 11 | 13 | 14 | 15 | 15 | 14 | 481 | 487 | 175.5 | 370.2 | 592.8 | 841.2 | 1120 | 1425 | 1750 | 2089 | 2436 | 2782 | 3131 | 3472 | 3803 | 4041 | 4163 | 4247 | 4316 | 4377 | 4432 | 4484 | 54047.7
488 | 33 | 27 | 30 | 24 | 24 | 12 | 7 | 1 | 0 | 0 | 0 | 0 | 0 | 2 | 2 | 3 | 2 | 2 | 2 | 2 | 173 | 488 | 169.6 | 360.3 | 575.1 | 814.6 | 1085 | 1369 | 1664 | 1970 | 2273 | 2576 | 2874 | 3165 | 3451 | 3644 | 3734 | 3794 | 3841 | 3880 | 3917 | 3947 | 49103.6
489 | 12 | 16 | 15 | 18 | 17 | 16 | 15 | 15 | 18 | 19 | 17 | 13 | 6 | 5 | 3 | 5 | 6 | 6 | 6 | 5 | 233 | 489 | 167.4 | 356.1 | 570.8 | 811.2 | 1078 | 1368 | 1672 | 1984 | 2305 | 2629 | 2948 | 3261 | 3560 | 3767 | 3862 | 3921 | 3969 | 4012 | 4051 | 4090 | 50382.5
490 | 32 | 33 | 32 | 36 | 38 | 39 | 32 | 29 | 31 | 35 | 29 | 19 | 9 | 7 | 8 | 8 | 10 | 12 | 13 | 12 | 464 | 490 | 176.3 | 374.7 | 596 | 845.4 | 1132 | 1446 | 1775 | 2117 | 2477 | 2834 | 3190 | 3538 | 3874 | 4120 | 4246 | 4331 | 4401 | 4463 | 4517 | 4569 | 55022.4
491 | 40 | 37 | 34 | 31 | 32 | 30 | 27 | 25 | 26 | 28 | 24 | 18 | 14 | 14 | 17 | 17 | 14 | 11 | 8 | 7 | 454 | 491 | 172.3 | 364.8 | 586.2 | 840.1 | 1121 | 1436 | 1768 | 2113 | 2474 | 2839 | 3204 | 3568 | 3925 | 4196 | 4341 | 4436 | 4513 | 4583 | 4645 | 4699 | 55824.4
492 | 30 | 35 | 36 | 40 | 43 | 44 | 42 | 36 | 37 | 39 | 37 | 28 | 17 | 11 | 11 | 13 | 15 | 18 | 22 | 25 | 579 | 492 | 176.2 | 374 | 601.6 | 856.2 | 1146 | 1463 | 1800 | 2151 | 2513 | 2879 | 3244 | 3608 | 3963 | 4223 | 4359 | 4453 | 4533 | 4606 | 4672 | 4736 | 56357
493 | 35 | 28 | 33 | 36 | 44 | 41 | 36 | 30 | 28 | 31 | 30 | 26 | 20 | 16 | 17 | 14 | 13 | 15 | 19 | 21 | 533 | 493 | 176.6 | 369.2 | 590.9 | 842.8 | 1129 | 1440 | 1771 | 2116 | 2467 | 2826 | 3185 | 3539 | 3881 | 4134 | 4263 | 4351 | 4422 | 4487 | 4545 | 4602 | 55137.5
494 | 33 | 37 | 35 | 33 | 33 | 31 | 32 | 26 | 30 | 31 | 29 | 21 | 15 | 12 | 12 | 13 | 15 | 14 | 14 | 15 | 481 | 494 | 175.4 | 373.8 | 597.7 | 849 | 1133 | 1443 | 1769 | 2107 | 2461 | 2822 | 3179 | 3534 | 3876 | 4125 | 4254 | 4341 | 4413 | 4478 | 4533 | 4587 | 55050.9
495 | 24 | 34 | 29 | 31 | 26 | 33 | 33 | 34 | 31 | 30 | 25 | 19 | 12 | 12 | 13 | 15 | 16 | 17 | 17 | 16 | 467 | 495 | 175 | 368.4 | 589.8 | 838.7 | 1121 | 1430 | 1757 | 2098 | 2452 | 2814 | 3171 | 3523 | 3864 | 4114 | 4244 | 4330 | 4401 | 4465 | 4521 | 4575 | 54851.9
496 | 47 | 45 | 45 | 44 | 44 | 41 | 37 | 33 | 33 | 34 | 32 | 26 | 19 | 14 | 14 | 16 | 18 | 18 | 19 | 21 | 600 | 496 | 180 | 377.7 | 604.7 | 859.9 | 1145 | 1455 | 1784 | 2122 | 2472 | 2823 | 3175 | 3524 | 3862 | 4113 | 4247 | 4337 | 4414 | 4484 | 4546 | 4608 | 55133.3
497 | 41 | 40 | 40 | 40 | 40 | 40 | 39 | 36 | 33 | 35 | 30 | 25 | 16 | 13 | 12 | 11 | 10 | 9 | 11 | 13 | 534 | 497 | 177.3 | 375.1 | 601.3 | 857 | 1142 | 1453 | 1781 | 2120 | 2475 | 2832 | 3182 | 3531 | 3867 | 4111 | 4236 | 4319 | 4388 | 4449 | 4504 | 4558 | 54958.7
498 | 21 | 20 | 25 | 29 | 32 | 29 | 26 | 23 | 21 | 23 | 20 | 17 | 13 | 13 | 13 | 10 | 10 | 8 | 10 | 10 | 373 | 498 | 167.6 | 359 | 575.1 | 820.7 | 1097 | 1397 | 1714 | 2043 | 2382 | 2727 | 3070 | 3409 | 3739 | 3981 | 4105 | 4186 | 4252 | 4312 | 4365 | 4417 | 53118.4
499 | 41 | 41 | 42 | 42 | 40 | 36 | 33 | 31 | 27 | 24 | 16 | 8 | 1 | 2 | 4 | 7 | 10 | 8 | 10 | 9 | 432 | 499 | 176.9 | 374.4 | 596.9 | 846.3 | 1130 | 1437 | 1761 | 2096 | 2443 | 2795 | 3141 | 3483 | 3812 | 4048 | 4169 | 4253 | 4321 | 4382 | 4435 | 4488 | 54188.5
500 | 40 | 28 | 27 | 20 | 29 | 31 | 35 | 28 | 24 | 19 | 13 | 6 | 0 | 2 | 4 | 8 | 9 | 10 | 8 | 10 | 351 | 500 | 175.2 | 364.7 | 582.2 | 828 | 1101 | 1403 | 1720 | 2047 | 2387 | 2732 | 3062 | 3372 | 3664 | 3867 | 3967 | 4041 | 4104 | 4159 | 4208 | 4257 | 52041.1
501 | 30 | 22 | 20 | 23 | 24 | 27 | 17 | 21 | 23 | 30 | 24 | 16 | 7 | 4 | 5 | 7 | 8 | 10 | 11 | 13 | 342 | 501 | 169.6 | 363.8 | 580.7 | 826.9 | 1105 | 1409 | 1724 | 2056 | 2401 | 2747 | 3094 | 3430 | 3760 | 3997 | 4119 | 4199 | 4267 | 4329 | 4382 | 4434 | 53394
502 | 20 | 26 | 26 | 29 | 29 | 31 | 32 | 32 | 31 | 29 | 24 | 16 | 13 | 12 | 14 | 15 | 17 | 18 | 19 | 21 | 454 | 502 | 172.4 | 364.5 | 584.1 | 830.2 | 1108 | 1412 | 1733 | 2070 | 2423 | 2777 | 3128 | 3477 | 3818 | 4067 | 4198 | 4286 | 4357 | 4421 | 4477 | 4532 | 54235.2
503 | 32 | 32 | 31 | 32 | 34 | 35 | 31 | 29 | 27 | 31 | 24 | 17 | 8 | 7 | 9 | 8 | 7 | 5 | 4 | 2 | 405 | 503 | 169.5 | 362.1 | 582.7 | 826.3 | 1098 | 1397 | 1714 | 2043 | 2378 | 2723 | 3066 | 3402 | 3727 | 3966 | 4094 | 4177 | 4245 | 4306 | 4358 | 4409 | 53043.6
504 | 33 | 32 | 24 | 17 | 15 | 20 | 23 | 22 | 25 | 27 | 21 | 14 | 6 | 5 | 4 | 3 | 1 | 2 | 1 | 1 | 296 | 504 | 170 | 360.8 | 575.2 | 812.7 | 1081 | 1375 | 1685 | 2006 | 2336 | 2666 | 2993 | 3317 | 3632 | 3855 | 3964 | 4038 | 4101 | 4155 | 4204 | 4230 | 51556.7
505 | 42 | 41 | 40 | 34 | 26 | 23 | 23 | 27 | 30 | 31 | 27 | 18 | 10 | 8 | 7 | 9 | 9 | 11 | 13 | 13 | 442 | 505 | 175.8 | 371.2 | 593.2 | 839.9 | 1117 | 1418 | 1737 | 2066 | 2407 | 2755 | 3102 | 3441 | 3767 | 4000 | 4121 | 4202 | 4269 | 4327 | 4380 | 4430 | 53519.1
506 | 40 | 39 | 37 | 37 | 38 | 37 | 29 | 21 | 20 | 26 | 25 | 17 | 9 | 9 | 8 | 7 | 5 | 6 | 5 | 4 | 419 | 506 | 178.1 | 376.8 | 599.2 | 848.6 | 1132 | 1437 | 1758 | 2084 | 2416 | 2757 | 3095 | 3423 | 3739 | 3963 | 4075 | 4152 | 4217 | 4270 | 4320 | 4367 | 53207.7
507 | 45 | 42 | 36 | 29 | 28 | 28 | 29 | 30 | 33 | 33 | 26 | 20 | 12 | 10 | 9 | 11 | 12 | 13 | 12 | 11 | 469 | 507 | 177.4 | 373.9 | 596 | 845.3 | 1121 | 1421 | 1737 | 2067 | 2410 | 2753 | 3091 | 3426 | 3750 | 3981 | 4100 | 4183 | 4252 | 4314 | 4371 | 4427 | 53396.6
508 | 33 | 29 | 27 | 28 | 33 | 35 | 30 | 22 | 14 | 14 | 13 | 10 | 5 | 3 | 4 | 4 | 5 | 4 | 4 | 2 | 319 | 508 | 171.6 | 364 | 578.2 | 824.7 | 1097 | 1395 | 1709 | 2033 | 2363 | 2691 | 3026 | 3351 | 3667 | 3882 | 3990 | 4066 | 4131 | 4185 | 4234 | 4282 | 52040.5
509 | 30 | 32 | 33 | 30 | 31 | 27 | 29 | 23 | 23 | 20 | 16 | 12 | 7 | 5 | 3 | 5 | 6 | 8 | 6 | 5 | 351 | 509 | 174.1 | 368.7 | 590.2 | 837.7 | 1116 | 1417 | 1735 | 2065 | 2403 | 2746 | 3083 | 3414 | 3734 | 3960 | 4072 | 4153 | 4220 | 4276 | 4327 | 4376 | 53067.7
510 | 33 | 33 | 31 | 28 | 28 | 31 | 32 | 29 | 22 | 17 | 11 | 7 | 6 | 7 | 8 | 6 | 4 | 3 | 3 | 4 | 343 | 510 | 170 | 358.6 | 575.1 | 815.3 | 1088 | 1385 | 1698 | 2023 | 2361 | 2696 | 3031 | 3361 | 3679 | 3907 | 4024 | 4106 | 4172 | 4229 | 4279 | 4329 | 52287
511 | 39 | 32 | 28 | 21 | 25 | 29 | 31 | 27 | 20 | 18 | 16 | 16 | 15 | 14 | 15 | 16 | 16 | 17 | 17 | 16 | 428 | 511 | 171.9 | 365.2 | 586.8 | 835.6 | 1120 | 1428 | 1757 | 2101 | 2456 | 2816 | 3174 | 3529 | 3880 | 4144 | 4282 | 4373 | 4448 | 4516 | 4577 | 4636 | 55196.5
512 | 24 | 24 | 28 | 31 | 36 | 38 | 38 | 36 | 33 | 32 | 24 | 15 | 7 | 6 | 10 | 14 | 16 | 13 | 10 | 10 | 445 | 512 | 170.8 | 364.7 | 584.7 | 835.2 | 1115 | 1421 | 1747 | 2087 | 2435 | 2785 | 3136 | 3478 | 3804 | 4043 | 4169 | 4256 | 4326 | 4387 | 4441 | 4494 | 54079.4
513 | 20 | 21 | 22 | 23 | 25 | 22 | 19 | 16 | 17 | 19 | 16 | 11 | 6 | 4 | 4 | 4 | 3 | 3 | 3 | 2 | 260 | 513 | 173.7 | 364.3 | 580.1 | 819.7 | 1092 | 1386 | 1691 | 2007 | 2334 | 2662 | 2991 | 3310 | 3620 | 3833 | 3934 | 4004 | 4061 | 4112 | 4158 | 4204 | 51336.8
514 | 15 | 19 | 22 | 23 | 28 | 23 | 25 | 18 | 24 | 22 | 19 | 13 | 7 | 4 | 2 | 3 | 4 | 7 | 9 | 10 | 297 | 514 | 164.7 | 354.3 | 569.5 | 809.3 | 1083 | 1378 | 1688 | 2011 | 2343 | 2677 | 3007 | 3328 | 3644 | 3866 | 3975 | 4046 | 4106 | 4159 | 4208 | 4256 | 51672.8
515 | 33 | 32 | 26 | 20 | 21 | 24 | 29 | 27 | 28 | 28 | 25 | 20 | 12 | 9 | 11 | 11 | 12 | 10 | 11 | 10 | 399 | 515 | 172.3 | 364.8 | 584 | 827.1 | 1099 | 1401 | 1719 | 2048 | 2392 | 2737 | 3085 | 3429 | 3764 | 4010 | 4139 | 4225 | 4295 | 4358 | 4412 | 4465 | 53526.2
516 | 35 | 31 | 29 | 31 | 26 | 18 | 5 | 10 | 19 | 30 | 26 | 18 | 9 | 7 | 6 | 6 | 6 | 9 | 12 | 11 | 344 | 516 | 171.8 | 367 | 587.2 | 835.3 | 1113 | 1413 | 1723 | 2047 | 2389 | 2734 | 3079 | 3420 | 3754 | 3995 | 4117 | 4198 | 4266 | 4326 | 4380 | 4432 | 53347.3
517 | 19 | 24 | 27 | 28 | 25 | 23 | 26 | 27 | 28 | 23 | 21 | 16 | 13 | 10 | 11 | 12 | 13 | 13 | 14 | 17 | 390 | 517 | 151 | 341.6 | 558.7 | 802 | 1077 | 1381 | 1707 | 2044 | 2385 | 2732 | 3074 | 3409 | 3733 | 3972 | 4090 | 4165 | 4226 | 4280 | 4331 | 4380 | 52839.3
518 | 41 | 39 | 40 | 40 | 37 | 34 | 33 | 32 | 21 | 9 | 2 | 1 | 1 | 0 | 3 | 7 | 12 | 12 | 11 | 12 | 387 | 518 | 178.2 | 376 | 601.7 | 853.4 | 1132 | 1440 | 1765 | 2108 | 2463 | 2809 | 3138 | 3460 | 3770 | 3980 | 4071 | 4145 | 4207 | 4263 | 4313 | 4363 | 53436.3
519 | 37 | 34 | 32 | 30 | 33 | 33 | 33 | 27 | 27 | 28 | 27 | 22 | 15 | 15 | 16 | 17 | 15 | 14 | 11 | 12 | 478 | 519 | 176.8 | 375.1 | 602.2 | 853.3 | 1137 | 1449 | 1777 | 2120 | 2475 | 2837 | 3191 | 3544 | 3884 | 4136 | 4271 | 4363 | 4439 | 4510 | 4570 | 4630 | 55340.4
520 | 36 | 33 | 35 | 32 | 31 | 29 | 27 | 26 | 23 | 28 | 24 | 20 | 11 | 9 | 8 | 6 | 4 | 2 | 3 | 5 | 392 | 520 | 176.6 | 371.3 | 592.4 | 841.5 | 1125 | 1428 | 1753 | 2088 | 2440 | 2794 | 3149 | 3496 | 3835 | 4083 | 4209 | 4294 | 4364 | 4427 | 4481 | 4533 | 54480.8
521 | 42 | 39 | 38 | 34 | 30 | 27 | 25 | 24 | 21 | 22 | 18 | 15 | 10 | 10 | 11 | 11 | 11 | 12 | 13 | 12 | 425 | 521 | 177.6 | 376.3 | 599.4 | 845.5 | 1124 | 1426 | 1742 | 2073 | 2410 | 2754 | 3095 | 3432 | 3760 | 3994 | 4117 | 4201 | 4269 | 4329 | 4383 | 4436 | 53543.8
522 | 22 | 29 | 29 | 37 | 39 | 41 | 36 | 28 | 20 | 14 | 11 | 10 | 9 | 11 | 16 | 17 | 18 | 16 | 18 | 20 | 441 | 522 | 168.8 | 359.2 | 579.6 | 828.7 | 1112 | 1419 | 1744 | 2079 | 2424 | 2770 | 3113 | 3453 | 3784 | 4032 | 4160 | 4246 | 4315 | 4379 | 4434 | 4489 | 53889.3
523 | 27 | 24 | 26 | 27 | 29 | 30 | 29 | 30 | 26 | 23 | 18 | 11 | 7 | 4 | 2 | 1 | 1 | 2 | 2 | 1 | 320 | 523 | 170.5 | 357.1 | 570.4 | 809.7 | 1076 | 1369 | 1672 | 1987 | 2312 | 2638 | 2962 | 3283 | 3592 | 3804 | 3908 | 3975 | 4036 | 4087 | 4134 | 4179 | 50921.7
524 | 40 | 36 | 34 | 33 | 36 | 37 | 37 | 32 | 32 | 32 | 30 | 26 | 19 | 19 | 20 | 22 | 22 | 23 | 24 | 26 | 580 | 524 | 176.1 | 373.2 | 596.9 | 848.5 | 1142 | 1462 | 1803 | 2155 | 2523 | 2898 | 3272 | 3642 | 4003 | 4284 | 4437 | 4534 | 4616 | 4689 | 4761 | 4822 | 57037.7
525 | 22 | 23 | 27 | 30 | 34 | 35 | 36 | 34 | 30 | 24 | 17 | 13 | 12 | 14 | 16 | 19 | 19 | 17 | 14 | 14 | 450 | 525 | 170.4 | 363.2 | 580.6 | 827.2 | 1105 | 1410 | 1737 | 2079 | 2432 | 2783 | 3132 | 3482 | 3823 | 4074 | 4208 | 4296 | 4369 | 4434 | 4491 | 4548 | 54344.4
526 | 23 | 28 | 27 | 33 | 33 | 36 | 33 | 29 | 24 | 21 | 15 | 10 | 4 | 1 | 0 | 0 | 0 | 0 | 1 | 5 | 323 | 526 | 168.9 | 357.6 | 572.3 | 814.8 | 1084 | 1378 | 1692 | 2014 | 2351 | 2682 | 3008 | 3331 | 3643 | 3838 | 3916 | 3962 | 3995 | 4018 | 4037 | 4081 | 50943.6
527 | 38 | 33 | 35 | 36 | 40 | 37 | 33 | 27 | 26 | 26 | 24 | 18 | 13 | 13 | 14 | 13 | 11 | 14 | 16 | 20 | 487 | 527 | 179.1 | 377.4 | 601.8 | 855.2 | 1142 | 1451 | 1777 | 2110 | 2458 | 2813 | 3158 | 3506 | 3840 | 4082 | 4207 | 4291 | 4361 | 4423 | 4478 | 4532 | 54642.5
528 | 36 | 36 | 38 | 38 | 38 | 32 | 29 | 25 | 26 | 22 | 19 | 12 | 7 | 5 | 5 | 5 | 3 | 6 | 6 | 8 | 396 | 528 | 178.9 | 374.1 | 597.6 | 843.7 | 1119 | 1420 | 1731 | 2057 | 2387 | 2722 | 3049 | 3369 | 3681 | 3898 | 4004 | 4079 | 4142 | 4195 | 4246 | 4294 | 52387.3
529 | 29 | 30 | 27 | 24 | 23 | 25 | 27 | 28 | 25 | 25 | 19 | 14 | 7 | 6 | 6 | 7 | 8 | 8 | 8 | 6 | 352 | 529 | 170.5 | 363.9 | 583.1 | 828 | 1102 | 1405 | 1720 | 2052 | 2393 | 2735 | 3075 | 3409 | 3732 | 3964 | 4081 | 4159 | 4225 | 4283 | 4335 | 4386 | 53001.5
530 | 39 | 29 | 26 | 22 | 24 | 26 | 27 | 28 | 28 | 26 | 20 | 12 | 5 | 4 | 4 | 4 | 2 | 3 | 2 | 2 | 333 | 530 | 174.9 | 370.7 | 587 | 828.7 | 1099 | 1395 | 1702 | 2025 | 2351 | 2678 | 3003 | 3321 | 3627 | 3839 | 3942 | 4020 | 4082 | 4132 | 4179 | 4220 | 51576.3
531 | 27 | 22 | 19 | 17 | 19 | 27 | 30 | 33 | 33 | 31 | 23 | 13 | 6 | 3 | 2 | 1 | 1 | 0 | 2 | 2 | 311 | 531 | 173.4 | 365.2 | 583.3 | 827.2 | 1098 | 1397 | 1713 | 2040 | 2380 | 2723 | 3063 | 3398 | 3717 | 3938 | 4049 | 4124 | 4159 | 4185 | 4219 | 4265 | 52417.1
532 | 29 | 31 | 32 | 33 | 36 | 35 | 35 | 28 | 25 | 23 | 22 | 22 | 16 | 14 | 14 | 17 | 19 | 17 | 19 | 19 | 486 | 532 | 171.6 | 363.7 | 581.9 | 828.6 | 1109 | 1417 | 1742 | 2084 | 2437 | 2795 | 3152 | 3510 | 3855 | 4115 | 4253 | 4345 | 4420 | 4488 | 4551 | 4608 | 54826.8
533 | 25 | 29 | 26 | 33 | 34 | 40 | 33 | 30 | 26 | 25 | 23 | 19 | 14 | 14 | 15 | 17 | 16 | 14 | 16 | 18 | 467 | 533 | 175.2 | 368.4 | 586.6 | 837.3 | 1113 | 1421 | 1744 | 2079 | 2426 | 2776 | 3122 | 3467 | 3801 | 4050 | 4176 | 4263 | 4333 | 4396 | 4452 | 4506 | 54092.5
534 | 29 | 32 | 36 | 39 | 38 | 36 | 35 | 32 | 28 | 23 | 21 | 14 | 9 | 7 | 5 | 4 | 1 | 1 | 2 | 4 | 396 | 534 | 157.6 | 343.5 | 558.9 | 802.9 | 1072 | 1366 | 1685 | 2014 | 2346 | 2682 | 3014 | 3346 | 3670 | 3897 | 4009 | 4085 | 4146 | 4179 | 4199 | 4217 | 51789.9
535 | 37 | 33 | 36 | 38 | 42 | 40 | 37 | 33 | 30 | 29 | 27 | 22 | 18 | 17 | 19 | 19 | 19 | 21 | 22 | 26 | 565 | 535 | 178 | 377.9 | 605 | 861.9 | 1152 | 1468 | 1803 | 2150 | 2513 | 2880 | 3244 | 3602 | 3956 | 4219 | 4359 | 4449 | 4526 | 4597 | 4662 | 4722 | 56324.8
536 | 28 | 32 | 34 | 39 | 42 | 42 | 36 | 26 | 22 | 19 | 18 | 11 | 6 | 3 | 3 | 4 | 5 | 7 | 6 | 5 | 388 | 536 | 166.7 | 359.7 | 578.4 | 823.6 | 1102 | 1404 | 1724 | 2054 | 2393 | 2738 | 3077 | 3412 | 3735 | 3969 | 4086 | 4165 | 4231 | 4291 | 4343 | 4394 | 53046.4
537 | 41 | 38 | 39 | 39 | 42 | 41 | 40 | 36 | 32 | 28 | 23 | 18 | 13 | 10 | 10 | 11 | 14 | 13 | 11 | 11 | 510 | 537 | 173.2 | 367.4 | 588.8 | 838.4 | 1121 | 1426 | 1749 | 2084 | 2428 | 2771 | 3112 | 3446 | 3767 | 3997 | 4112 | 4192 | 4261 | 4321 | 4375 | 4429 | 53558.8
538 | 25 | 28 | 30 | 31 | 31 | 30 | 30 | 29 | 26 | 22 | 16 | 8 | 5 | 1 | 1 | 0 | 0 | 1 | 1 | 1 | 316 | 538 | 174.4 | 369.3 | 588.5 | 830.9 | 1102 | 1397 | 1706 | 2027 | 2355 | 2681 | 3004 | 3316 | 3620 | 3823 | 3894 | 3938 | 3969 | 3996 | 4040 | 4079 | 50910.1
539 | 17 | 22 | 19 | 22 | 18 | 18 | 18 | 18 | 22 | 17 | 13 | 6 | 4 | 6 | 6 | 4 | 2 | 1 | 3 | 3 | 239 | 539 | 168.7 | 357.5 | 573.1 | 815.5 | 1089 | 1383 | 1693 | 2014 | 2343 | 2673 | 2994 | 3307 | 3611 | 3822 | 3914 | 3972 | 4018 | 4057 | 4094 | 4131 | 51029.8
540 | 34 | 22 | 18 | 17 | 26 | 34 | 34 | 34 | 30 | 30 | 26 | 22 | 16 | 15 | 17 | 19 | 20 | 20 | 22 | 22 | 478 | 540 | 178.5 | 376.2 | 599.7 | 851.2 | 1133 | 1446 | 1780 | 2128 | 2488 | 2855 | 3216 | 3573 | 3921 | 4185 | 4327 | 4417 | 4491 | 4559 | 4622 | 4680 | 55826.6
541 | 41 | 37 | 35 | 32 | 33 | 31 | 28 | 26 | 25 | 28 | 21 | 18 | 12 | 14 | 16 | 17 | 16 | 15 | 15 | 18 | 478 | 541 | 178.3 | 378.1 | 600.4 | 851.5 | 1134 | 1445 | 1772 | 2113 | 2472 | 2832 | 3190 | 3547 | 3893 | 4152 | 4288 | 4376 | 4449 | 4515 | 4575 | 4632 | 55393.3
542 | 41 | 42 | 39 | 41 | 42 | 41 | 34 | 28 | 27 | 27 | 22 | 16 | 11 | 11 | 11 | 10 | 10 | 10 | 10 | 11 | 484 | 542 | 175.2 | 371.8 | 593 | 844.9 | 1127 | 1434 | 1753 | 2088 | 2434 | 2785 | 3132 | 3473 | 3803 | 4040 | 4158 | 4240 | 4309 | 4370 | 4425 | 4478 | 54033.9
543 | 46 | 41 | 42 | 40 | 42 | 38 | 32 | 29 | 29 | 28 | 20 | 10 | 4 | 2 | 2 | 1 | 1 | 1 | 2 | 1 | 411 | 543 | 175.5 | 369.3 | 588.8 | 833.6 | 1108 | 1403 | 1714 | 2034 | 2361 | 2689 | 3013 | 3327 | 3628 | 3833 | 3934 | 4008 | 4068 | 4117 | 4163 | 4205 | 51572.2
544 | 34 | 23 | 24 | 24 | 29 | 31 | 31 | 30 | 29 | 27 | 23 | 15 | 11 | 11 | 15 | 17 | 19 | 16 | 17 | 16 | 442 | 544 | 174.4 | 369 | 591.1 | 839.4 | 1117 | 1424 | 1745 | 2079 | 2432 | 2783 | 3134 | 3484 | 3823 | 4076 | 4208 | 4296 | 4368 | 4434 | 4494 | 4550 | 54420.9
545 | 29 | 33 | 32 | 29 | 24 | 22 | 23 | 27 | 27 | 28 | 20 | 16 | 10 | 11 | 14 | 15 | 15 | 13 | 10 | 12 | 410 | 545 | 170.9 | 362.5 | 581.1 | 830.7 | 1108 | 1411 | 1729 | 2061 | 2403 | 2749 | 3090 | 3426 | 3757 | 3994 | 4116 | 4195 | 4260 | 4319 | 4371 | 4422 | 53356.2
546 | 18 | 21 | 25 | 32 | 36 | 33 | 24 | 16 | 13 | 14 | 12 | 9 | 6 | 3 | 2 | 2 | 5 | 6 | 6 | 5 | 288 | 546 | 172.9 | 367.6 | 590.4 | 841 | 1121 | 1428 | 1749 | 2081 | 2417 | 2755 | 3085 | 3422 | 3750 | 3986 | 4106 | 4185 | 4252 | 4312 | 4364 | 4415 | 53399.9
547 | 25 | 30 | 28 | 32 | 29 | 33 | 30 | 30 | 27 | 23 | 17 | 9 | 6 | 6 | 6 | 6 | 7 | 10 | 8 | 7 | 369 | 547 | 175.3 | 366 | 583.9 | 828.6 | 1105 | 1402 | 1718 | 2042 | 2378 | 2717 | 3051 | 3376 | 3693 | 3914 | 4026 | 4107 | 4172 | 4227 | 4277 | 4324 | 52482.8
548 | 30 | 32 | 29 | 27 | 22 | 24 | 22 | 21 | 19 | 18 | 15 | 8 | 7 | 6 | 6 | 5 | 4 | 4 | 3 | 4 | 306 | 548 | 174.8 | 368.7 | 588.3 | 834.5 | 1112 | 1415 | 1731 | 2062 | 2401 | 2745 | 3082 | 3414 | 3736 | 3968 | 4084 | 4166 | 4234 | 4291 | 4342 | 4391 | 53140.3
549 | 38 | 38 | 39 | 37 | 35 | 33 | 32 | 29 | 26 | 22 | 20 | 13 | 7 | 4 | 5 | 4 | 3 | 0 | 0 | 0 | 385 | 549 | 174.8 | 368.3 | 587.1 | 833.9 | 1110 | 1411 | 1731 | 2060 | 2399 | 2739 | 3080 | 3413 | 3738 | 3970 | 4087 | 4168 | 4234 | 4274 | 4294 | 4312 | 52984.1
550 | 25 | 26 | 30 | 35 | 39 | 31 | 27 | 24 | 31 | 33 | 28 | 19 | 13 | 12 | 13 | 13 | 15 | 16 | 17 | 16 | 463 | 550 | 170.5 | 362.5 | 581.5 | 829.5 | 1112 | 1420 | 1746 | 2089 | 2448 | 2811 | 3170 | 3528 | 3876 | 4140 | 4279 | 4369 | 4443 | 4510 | 4571 | 4627 | 55083
551 | 38 | 37 | 36 | 36 | 37 | 38 | 34 | 31 | 31 | 32 | 25 | 16 | 8 | 7 | 7 | 8 | 8 | 10 | 10 | 10 | 459 | 551 | 176.7 | 372.7 | 592.9 | 839.8 | 1115 | 1417 | 1734 | 2064 | 2402 | 2740 | 3074 | 3401 | 3717 | 3938 | 4050 | 4127 | 4193 | 4249 | 4302 | 4353 | 52858.1
552 | 5 | 10 | 12 | 22 | 29 | 34 | 33 | 31 | 29 | 30 | 27 | 22 | 14 | 12 | 12 | 12 | 15 | 16 | 17 | 13 | 395 | 552 | 169 | 360.4 | 578.6 | 823.7 | 1103 | 1405 | 1723 | 2053 | 2395 | 2742 | 3091 | 3430 | 3762 | 4004 | 4126 | 4206 | 4272 | 4331 | 4383 | 4433 | 53390.7
553 | 39 | 37 | 38 | 34 | 31 | 25 | 24 | 25 | 27 | 30 | 25 | 19 | 11 | 10 | 9 | 10 | 9 | 7 | 3 | 1 | 414 | 553 | 177.4 | 376.7 | 601.4 | 854.3 | 1137 | 1441 | 1760 | 2097 | 2447 | 2802 | 3151 | 3495 | 3826 | 4064 | 4188 | 4273 | 4346 | 4411 | 4463 | 4513 | 54423.8
554 | 37 | 35 | 38 | 39 | 37 | 31 | 22 | 25 | 28 | 34 | 28 | 22 | 16 | 15 | 12 | 11 | 10 | 12 | 12 | 13 | 477 | 554 | 173.1 | 368.1 | 588.8 | 836.3 | 1117 | 1426 | 1750 | 2088 | 2436 | 2795 | 3152 | 3499 | 3840 | 4089 | 4219 | 4306 | 4376 | 4439 | 4494 | 4547 | 54539.3
555 | 40 | 42 | 41 | 38 | 34 | 32 | 33 | 33 | 30 | 29 | 23 | 19 | 12 | 10 | 10 | 10 | 10 | 7 | 4 | 4 | 461 | 555 | 168.9 | 361.8 | 586 | 833.1 | 1107 | 1411 | 1729 | 2055 | 2395 | 2736 | 3074 | 3405 | 3724 | 3946 | 4055 | 4134 | 4201 | 4256 | 4308 | 4357 | 52842.8
556 | 24 | 34 | 34 | 35 | 35 | 36 | 34 | 28 | 23 | 25 | 21 | 16 | 9 | 8 | 9 | 10 | 9 | 9 | 11 | 12 | 422 | 556 | 165.3 | 355 | 569.9 | 815.9 | 1091 | 1389 | 1702 | 2026 | 2363 | 2700 | 3037 | 3371 | 3692 | 3924 | 4045 | 4127 | 4195 | 4253 | 4305 | 4356 | 52482.1
557 | 40 | 42 | 41 | 39 | 33 | 30 | 28 | 27 | 27 | 28 | 25 | 20 | 13 | 10 | 10 | 12 | 14 | 13 | 11 | 9 | 472 | 557 | 176.1 | 373.2 | 594.5 | 845.5 | 1126 | 1431 | 1756 | 2087 | 2433 | 2784 | 3132 | 3474 | 3800 | 4036 | 4158 | 4239 | 4307 | 4368 | 4421 | 4471 | 54012.3
558 | 23 | 27 | 27 | 32 | 31 | 28 | 23 | 19 | 21 | 18 | 18 | 11 | 9 | 6 | 5 | 3 | 3 | 3 | 4 | 6 | 317 | 558 | 165.9 | 354.6 | 572.4 | 816.7 | 1089 | 1387 | 1696 | 2015 | 2345 | 2682 | 3015 | 3341 | 3661 | 3889 | 4003 | 4078 | 4141 | 4197 | 4247 | 4297 | 51992.6
559 | 44 | 41 | 43 | 41 | 39 | 34 | 31 | 33 | 35 | 38 | 32 | 22 | 12 | 9 | 10 | 11 | 14 | 16 | 17 | 16 | 538 | 559 | 179.4 | 379.2 | 605 | 856.5 | 1139 | 1450 | 1774 | 2111 | 2457 | 2805 | 3151 | 3489 | 3815 | 4049 | 4165 | 4246 | 4316 | 4379 | 4436 | 4493 | 54295.1
560 | 40 | 28 | 29 | 24 | 33 | 32 | 33 | 27 | 25 | 22 | 17 | 12 | 8 | 6 | 6 | 8 | 9 | 9 | 4 | 2 | 374 | 560 | 172 | 366.5 | 585.2 | 834.4 | 1114 | 1418 | 1737 | 2072 | 2413 | 2762 | 3110 | 3447 | 3776 | 4009 | 4131 | 4216 | 4284 | 4344 | 4396 | 4446 | 53633.1
561 | 36 | 29 | 28 | 26 | 28 | 27 | 24 | 24 | 26 | 27 | 21 | 15 | 9 | 9 | 7 | 7 | 6 | 5 | 7 | 7 | 368 | 561 | 176.7 | 372.7 | 592.5 | 836 | 1110 | 1409 | 1725 | 2056 | 2395 | 2736 | 3074 | 3409 | 3737 | 3969 | 4089 | 4171 | 4239 | 4296 | 4348 | 4397 | 53137.9
562 | 38 | 40 | 41 | 43 | 40 | 35 | 33 | 34 | 36 | 35 | 26 | 17 | 9 | 8 | 7 | 10 | 12 | 16 | 15 | 14 | 509 | 562 | 177.8 | 374.8 | 599.8 | 851.5 | 1134 | 1437 | 1760 | 2093 | 2439 | 2785 | 3126 | 3464 | 3791 | 4023 | 4142 | 4222 | 4289 | 4348 | 4401 | 4452 | 53909.9
563 | 37 | 30 | 26 | 22 | 16 | 13 | 6 | 9 | 12 | 18 | 17 | 13 | 6 | 5 | 4 | 5 | 4 | 5 | 4 | 5 | 257 | 563 | 170.3 | 359.3 | 574.8 | 817.9 | 1085 | 1374 | 1673 | 1983 | 2300 | 2616 | 2932 | 3238 | 3539 | 3749 | 3848 | 3918 | 3975 | 4022 | 4067 | 4111 | 50352.3
564 | 22 | 20 | 20 | 16 | 14 | 14 | 18 | 22 | 26 | 30 | 26 | 17 | 8 | 7 | 9 | 13 | 13 | 11 | 11 | 11 | 328 | 564 | 173.6 | 368.6 | 591 | 835.7 | 1112 | 1411 | 1729 | 2062 | 2408 | 2761 | 3108 | 3452 | 3786 | 4036 | 4166 | 4252 | 4321 | 4383 | 4439 | 4492 | 53886.9
565 | 23 | 22 | 22 | 24 | 27 | 30 | 26 | 26 | 25 | 26 | 22 | 16 | 10 | 7 | 6 | 6 | 5 | 4 | 3 | 2 | 332 | 565 | 168.6 | 355.9 | 571.4 | 813.3 | 1084 | 1382 | 1692 | 2010 | 2342 | 2675 | 3005 | 3332 | 3650 | 3877 | 3991 | 4070 | 4134 | 4189 | 4238 | 4287 | 51867.2
566 | 26 | 21 | 22 | 20 | 24 | 24 | 21 | 19 | 15 | 15 | 10 | 8 | 3 | 1 | 1 | 1 | 1 | 0 | 1 | 1 | 234 | 566 | 170 | 357.7 | 571.5 | 805.2 | 1071 | 1356 | 1653 | 1960 | 2267 | 2570 | 2861 | 3152 | 3426 | 3597 | 3672 | 3732 | 3782 | 3812 | 3841 | 3862 | 48518.4
567 | 22 | 30 | 28 | 35 | 34 | 37 | 33 | 31 | 28 | 27 | 21 | 14 | 8 | 10 | 14 | 16 | 15 | 13 | 14 | 17 | 447 | 567 | 174.4 | 368 | 586.4 | 834.7 | 1115 | 1420 | 1747 | 2087 | 2434 | 2787 | 3135 | 3476 | 3811 | 4061 | 4192 | 4279 | 4352 | 4415 | 4471 | 4525 | 54270.5
568 | 28 | 27 | 30 | 29 | 31 | 29 | 28 | 26 | 25 | 26 | 22 | 13 | 5 | 3 | 4 | 5 | 4 | 5 | 4 | 4 | 348 | 568 | 172.1 | 365.6 | 584.4 | 830.7 | 1108 | 1412 | 1732 | 2062 | 2406 | 2751 | 3090 | 3421 | 3744 | 3969 | 4085 | 4168 | 4235 | 4292 | 4342 | 4391 | 53160.8
569 | 45 | 42 | 37 | 22 | 10 | 3 | 5 | 5 | 3 | 5 | 11 | 13 | 11 | 8 | 10 | 10 | 9 | 7 | 8 | 8 | 272 | 569 | 173.2 | 368.1 | 588.6 | 833.2 | 1103 | 1394 | 1699 | 2012 | 2321 | 2634 | 2958 | 3278 | 3591 | 3815 | 3925 | 3998 | 4056 | 4106 | 4153 | 4199 | 51205.1
570 | 25 | 23 | 24 | 29 | 34 | 38 | 36 | 34 | 29 | 26 | 20 | 18 | 12 | 10 | 8 | 8 | 8 | 7 | 6 | 5 | 400 | 570 | 173.1 | 365.3 | 583.9 | 831.6 | 1108 | 1411 | 1735 | 2071 | 2417 | 2766 | 3107 | 3444 | 3773 | 4003 | 4120 | 4202 | 4269 | 4326 | 4377 | 4426 | 53508.9
571 | 33 | 39 | 39 | 41 | 38 | 33 | 28 | 24 | 23 | 25 | 24 | 21 | 16 | 13 | 15 | 15 | 16 | 14 | 13 | 9 | 479 | 571 | 172.3 | 366.7 | 587.5 | 839 | 1122 | 1433 | 1762 | 2103 | 2457 | 2813 | 3174 | 3527 | 3878 | 4133 | 4268 | 4358 | 4430 | 4496 | 4553 | 4607 | 55079.5
572 | 27 | 25 | 22 | 22 | 24 | 27 | 24 | 21 | 17 | 22 | 19 | 15 | 5 | 1 | 0 | 0 | 0 | 1 | 5 | 8 | 285 | 572 | 171.4 | 364.6 | 579.5 | 823.7 | 1100 | 1399 | 1714 | 2041 | 2380 | 2724 | 3061 | 3392 | 3705 | 3905 | 3987 | 4031 | 4063 | 4087 | 4112 | 4156 | 51796.2
573 | 24 | 25 | 25 | 26 | 25 | 23 | 21 | 22 | 20 | 20 | 15 | 11 | 6 | 3 | 1 | 0 | 3 | 3 | 4 | 2 | 279 | 573 | 168.3 | 359.2 | 579.2 | 823.9 | 1098 | 1397 | 1710 | 2034 | 2365 | 2700 | 3032 | 3357 | 3669 | 3888 | 3972 | 4020 | 4054 | 4085 | 4115 | 4156 | 51582.6
574 | 27 | 27 | 30 | 29 | 24 | 21 | 21 | 24 | 24 | 25 | 19 | 13 | 5 | 3 | 2 | 3 | 2 | 2 | 1 | 1 | 303 | 574 | 167.2 | 358.4 | 573.5 | 814.9 | 1085 | 1378 | 1687 | 2004 | 2328 | 2660 | 2990 | 3313 | 3623 | 3839 | 3950 | 4029 | 4093 | 4146 | 4195 | 4242 | 51476
575 | 43 | 33 | 31 | 25 | 32 | 32 | 33 | 27 | 26 | 22 | 16 | 10 | 6 | 5 | 6 | 9 | 11 | 12 | 10 | 11 | 400 | 575 | 175.7 | 368.4 | 584.1 | 827.9 | 1102 | 1402 | 1714 | 2038 | 2368 | 2702 | 3031 | 3353 | 3669 | 3890 | 4003 | 4082 | 4147 | 4202 | 4252 | 4301 | 52212.1
576 | 38 | 35 | 37 | 35 | 36 | 33 | 33 | 33 | 34 | 32 | 26 | 18 | 12 | 12 | 15 | 15 | 14 | 13 | 15 | 17 | 503 | 576 | 172.4 | 365.5 | 585.5 | 832.7 | 1113 | 1419 | 1741 | 2078 | 2430 | 2786 | 3140 | 3486 | 3824 | 4072 | 4201 | 4286 | 4356 | 4419 | 4474 | 4528 | 54309.1
577 | 34 | 30 | 31 | 31 | 33 | 33 | 30 | 26 | 24 | 24 | 21 | 14 | 7 | 4 | 3 | 4 | 5 | 7 | 5 | 7 | 373 | 577 | 170.4 | 360.6 | 577.4 | 823 | 1097 | 1396 | 1711 | 2037 | 2375 | 2714 | 3054 | 3386 | 3706 | 3935 | 4050 | 4128 | 4195 | 4253 | 4304 | 4354 | 52626.4
578 | 27 | 30 | 35 | 41 | 45 | 42 | 39 | 32 | 25 | 19 | 13 | 10 | 5 | 3 | 3 | 5 | 9 | 11 | 10 | 8 | 412 | 578 | 166.9 | 358.5 | 579.8 | 834 | 1116 | 1422 | 1741 | 2075 | 2417 | 2764 | 3104 | 3435 | 3760 | 3990 | 4104 | 4181 | 4247 | 4305 | 4357 | 4407 | 53364.2
579 | 16 | 28 | 29 | 36 | 28 | 20 | 10 | 5 | 5 | 14 | 19 | 22 | 14 | 13 | 11 | 10 | 11 | 12 | 14 | 14 | 331 | 579 | 170.6 | 362 | 582.7 | 831.1 | 1110 | 1409 | 1723 | 2044 | 2376 | 2714 | 3056 | 3391 | 3721 | 3962 | 4084 | 4165 | 4231 | 4291 | 4343 | 4395 | 52961.4
580 | 9 | 16 | 18 | 20 | 16 | 16 | 19 | 23 | 23 | 20 | 16 | 11 | 9 | 9 | 14 | 12 | 12 | 13 | 12 | 15 | 303 | 580 | 167.8 | 356.6 | 572 | 812.3 | 1081 | 1372 | 1678 | 1995 | 2319 | 2645 | 2966 | 3278 | 3581 | 3792 | 3897 | 3965 | 4020 | 4068 | 4111 | 4155 | 50831.7
581 | 36 | 39 | 38 | 39 | 36 | 33 | 33 | 34 | 34 | 32 | 23 | 18 | 13 | 13 | 13 | 14 | 15 | 15 | 15 | 17 | 510 | 581 | 179.3 | 379.2 | 606.5 | 863.2 | 1152 | 1467 | 1799 | 2145 | 2503 | 2867 | 3228 | 3584 | 3927 | 4187 | 4322 | 4407 | 4480 | 4547 | 4607 | 4664 | 55914.2
582 | 39 | 35 | 35 | 34 | 36 | 35 | 33 | 28 | 27 | 25 | 22 | 13 | 5 | 1 | 0 | 0 | 0 | 2 | 3 | 6 | 379 | 582 | 177.2 | 372.5 | 593.5 | 839.4 | 1113 | 1414 | 1733 | 2061 | 2397 | 2738 | 3071 | 3399 | 3715 | 3934 | 4037 | 4091 | 4139 | 4178 | 4226 | 4273 | 52501.6
583 | 44 | 42 | 39 | 38 | 40 | 39 | 34 | 27 | 27 | 24 | 21 | 14 | 10 | 10 | 12 | 12 | 13 | 11 | 10 | 9 | 476 | 583 | 171.3 | 367 | 588.1 | 831.2 | 1109 | 1412 | 1730 | 2055 | 2395 | 2737 | 3078 | 3416 | 3740 | 3970 | 4088 | 4171 | 4237 | 4295 | 4347 | 4398 | 53135.6
584 | 25 | 31 | 27 | 27 | 22 | 23 | 24 | 23 | 23 | 26 | 27 | 22 | 14 | 11 | 14 | 18 | 19 | 19 | 16 | 15 | 426 | 584 | 171.6 | 365 | 586.7 | 835.7 | 1113 | 1417 | 1740 | 2074 | 2418 | 2768 | 3116 | 3463 | 3801 | 4056 | 4190 | 4274 | 4342 | 4404 | 4461 | 4515 | 54111
585 | 40 | 41 | 41 | 39 | 36 | 28 | 25 | 23 | 28 | 27 | 19 | 9 | 1 | 0 | 0 | 0 | 0 | 0 | 1 | 1 | 359 | 585 | 175.2 | 366.5 | 587.2 | 834.4 | 1107 | 1403 | 1717 | 2038 | 2372 | 2709 | 3044 | 3347 | 3634 | 3823 | 3897 | 3939 | 3970 | 3991 | 4009 | 4037 | 51000.3
586 | 27 | 31 | 34 | 39 | 39 | 37 | 35 | 35 | 34 | 31 | 25 | 19 | 13 | 8 | 6 | 7 | 7 | 7 | 8 | 9 | 451 | 586 | 169 | 359.2 | 575.8 | 822 | 1101 | 1405 | 1731 | 2064 | 2407 | 2755 | 3098 | 3436 | 3763 | 3999 | 4119 | 4202 | 4269 | 4327 | 4380 | 4430 | 53412
587 | 25 | 24 | 27 | 31 | 34 | 32 | 26 | 25 | 23 | 27 | 22 | 18 | 11 | 10 | 11 | 11 | 11 | 7 | 10 | 10 | 395 | 587 | 170.8 | 363.5 | 583 | 830.7 | 1109 | 1414 | 1731 | 2063 | 2407 | 2753 | 3098 | 3441 | 3775 | 4013 | 4135 | 4220 | 4289 | 4349 | 4402 | 4453 | 53600
588 | 43 | 41 | 40 | 36 | 38 | 38 | 37 | 32 | 26 | 22 | 16 | 11 | 8 | 8 | 11 | 12 | 9 | 8 | 7 | 10 | 453 | 588 | 178.1 | 375.8 | 599.1 | 848 | 1132 | 1442 | 1766 | 2103 | 2448 | 2797 | 3143 | 3482 | 3808 | 4040 | 4157 | 4238 | 4307 | 4367 | 4421 | 4475 | 54127
589 | 24 | 26 | 23 | 24 | 22 | 21 | 14 | 12 | 15 | 17 | 13 | 8 | 4 | 3 | 2 | 3 | 3 | 5 | 4 | 4 | 247 | 589 | 165.5 | 353.1 | 565.8 | 803.6 | 1070 | 1362 | 1665 | 1974 | 2295 | 2615 | 2933 | 3242 | 3536 | 3740 | 3830 | 3885 | 3928 | 3966 | 4000 | 4035 | 49964
590 | 27 | 28 | 30 | 34 | 38 | 39 | 34 | 28 | 23 | 23 | 20 | 16 | 8 | 6 | 5 | 6 | 5 | 5 | 4 | 5 | 384 | 590 | 169.7 | 361.9 | 578.7 | 822 | 1096 | 1394 | 1707 | 2034 | 2369 | 2707 | 3042 | 3371 | 3695 | 3924 | 4040 | 4121 | 4187 | 4245 | 4294 | 4344 | 52502.3
591 | 41 | 40 | 39 | 34 | 36 | 35 | 35 | 28 | 24 | 26 | 22 | 16 | 7 | 7 | 7 | 8 | 5 | 5 | 6 | 7 | 428 | 591 | 176.9 | 371.7 | 593.3 | 842.3 | 1125 | 1433 | 1758 | 2090 | 2432 | 2777 | 3129 | 3467 | 3798 | 4036 | 4154 | 4236 | 4303 | 4362 | 4414 | 4464 | 53962.2
592 | 46 | 46 | 46 | 45 | 42 | 36 | 33 | 33 | 37 | 37 | 32 | 25 | 20 | 18 | 17 | 18 | 19 | 21 | 20 | 19 | 610 | 592 | 177.1 | 373.2 | 597.8 | 851.4 | 1135 | 1446 | 1774 | 2116 | 2471 | 2829 | 3186 | 3535 | 3877 | 4134 | 4270 | 4364 | 4444 | 4517 | 4584 | 4650 | 55331.5
593 | 14 | 21 | 24 | 25 | 22 | 17 | 17 | 19 | 19 | 22 | 17 | 13 | 5 | 3 | 4 | 4 | 5 | 4 | 3 | 3 | 261 | 593 | 165.9 | 354.1 | 568 | 808.6 | 1075 | 1364 | 1669 | 1984 | 2305 | 2628 | 2943 | 3253 | 3554 | 3763 | 3861 | 3930 | 3985 | 4034 | 4078 | 4121 | 50443.6
594 | 28 | 26 | 31 | 29 | 32 | 24 | 26 | 24 | 29 | 27 | 23 | 14 | 5 | 3 | 3 | 4 | 4 | 4 | 5 | 4 | 345 | 594 | 176.3 | 370.2 | 586.2 | 831.4 | 1102 | 1392 | 1698 | 2016 | 2348 | 2682 | 3012 | 3333 | 3639 | 3848 | 3952 | 4028 | 4090 | 4141 | 4189 | 4231 | 51665.1
595 | 46 | 42 | 41 | 39 | 38 | 33 | 28 | 23 | 25 | 26 | 22 | 15 | 10 | 7 | 6 | 6 | 7 | 8 | 7 | 4 | 433 | 595 | 176.7 | 371.7 | 593.2 | 842 | 1119 | 1423 | 1735 | 2057 | 2391 | 2728 | 3063 | 3389 | 3701 | 3918 | 4026 | 4105 | 4172 | 4228 | 4281 | 4329 | 52648.6
596 | 22 | 19 | 18 | 17 | 18 | 19 | 18 | 18 | 18 | 17 | 12 | 7 | 3 | 1 | 1 | 0 | 0 | 0 | 0 | 0 | 208 | 596 | 167.7 | 355.9 | 569.8 | 808.4 | 1078 | 1367 | 1667 | 1981 | 2302 | 2625 | 2939 | 3240 | 3531 | 3725 | 3806 | 3852 | 3886 | 3910 | 3929 | 3947 | 49686.8
597 | 33 | 36 | 36 | 40 | 42 | 42 | 39 | 33 | 33 | 33 | 31 | 22 | 12 | 7 | 7 | 9 | 13 | 15 | 18 | 19 | 520 | 597 | 174.7 | 368.1 | 592.7 | 846.1 | 1130 | 1439 | 1768 | 2108 | 2460 | 2816 | 3170 | 3516 | 3853 | 4101 | 4230 | 4314 | 4386 | 4452 | 4510 | 4567 | 54801.6
598 | 16 | 15 | 12 | 17 | 19 | 25 | 21 | 23 | 23 | 24 | 18 | 14 | 11 | 11 | 10 | 7 | 9 | 10 | 11 | 10 | 306 | 598 | 171.1 | 363.8 | 584.8 | 837.1 | 1119 | 1428 | 1752 | 2092 | 2443 | 2793 | 3138 | 3479 | 3813 | 4061 | 4181 | 4253 | 4312 | 4366 | 4417 | 4465 | 54068.8
599 | 30 | 31 | 35 | 37 | 38 | 35 | 33 | 30 | 27 | 25 | 20 | 14 | 8 | 5 | 3 | 2 | 2 | 3 | 3 | 3 | 384 | 599 | 173.5 | 364 | 579.4 | 822.4 | 1092 | 1387 | 1700 | 2025 | 2356 | 2692 | 3021 | 3347 | 3665 | 3881 | 3990 | 4067 | 4130 | 4183 | 4231 | 4278 | 51984.3
600 | 32 | 28 | 26 | 24 | 25 | 28 | 30 | 30 | 28 | 26 | 20 | 14 | 7 | 6 | 6 | 7 | 8 | 7 | 7 | 7 | 366 | 600 | 176 | 368.2 | 584.9 | 826.4 | 1099 | 1396 | 1709 | 2035 | 2373 | 2712 | 3049 | 3382 | 3702 | 3928 | 4044 | 4126 | 4193 | 4250 | 4301 | 4349 | 52603.5
601 | 33 | 34 | 35 | 37 | 39 | 34 | 22 | 9 | 3 | 5 | 12 | 13 | 13 | 10 | 14 | 15 | 14 | 15 | 17 | 17 | 391 | 601 | 167.2 | 360.3 | 577.8 | 823.4 | 1097 | 1402 | 1727 | 2055 | 2392 | 2728 | 3074 | 3417 | 3749 | 3989 | 4114 | 4197 | 4264 | 4325 | 4380 | 4434 | 53272.7
602 | 37 | 39 | 37 | 36 | 33 | 30 | 26 | 26 | 26 | 30 | 27 | 22 | 15 | 9 | 10 | 12 | 16 | 17 | 14 | 12 | 474 | 602 | 172.6 | 366.2 | 587.1 | 836.3 | 1117 | 1422 | 1744 | 2080 | 2424 | 2778 | 3129 | 3476 | 3812 | 4063 | 4192 | 4281 | 4352 | 4415 | 4471 | 4525 | 54243.2
603 | 39 | 38 | 36 | 36 | 35 | 33 | 30 | 31 | 24 | 21 | 10 | 8 | 2 | 2 | 1 | 3 | 10 | 16 | 21 | 19 | 415 | 603 | 177 | 373.8 | 599.8 | 853.9 | 1138 | 1448 | 1777 | 2123 | 2480 | 2840 | 3199 | 3550 | 3895 | 4153 | 4286 | 4372 | 4444 | 4510 | 4570 | 4624 | 55413.5
604 | 24 | 29 | 31 | 33 | 31 | 30 | 31 | 30 | 29 | 23 | 17 | 10 | 7 | 5 | 6 | 4 | 5 | 5 | 5 | 4 | 359 | 604 | 169.6 | 359.9 | 576.2 | 819.3 | 1092 | 1394 | 1712 | 2038 | 2372 | 2710 | 3045 | 3375 | 3697 | 3924 | 4041 | 4122 | 4187 | 4243 | 4294 | 4342 | 52513
605 | 36 | 31 | 29 | 27 | 29 | 28 | 27 | 25 | 26 | 27 | 22 | 16 | 9 | 9 | 7 | 6 | 3 | 1 | 2 | 3 | 363 | 605 | 178.7 | 376.9 | 595.4 | 841.7 | 1119 | 1418 | 1736 | 2063 | 2399 | 2740 | 3080 | 3413 | 3735 | 3967 | 4085 | 4168 | 4234 | 4289 | 4340 | 4388 | 53166.7
606 | 19 | 20 | 24 | 25 | 27 | 23 | 21 | 13 | 7 | 3 | 2 | 3 | 3 | 8 | 10 | 12 | 10 | 10 | 7 | 7 | 254 | 606 | 167.3 | 356.5 | 570.9 | 813.2 | 1084 | 1382 | 1695 | 2016 | 2346 | 2676 | 3002 | 3319 | 3625 | 3837 | 3935 | 3994 | 4039 | 4078 | 4111 | 4146 | 51192.9
607 | 37 | 42 | 42 | 45 | 42 | 40 | 35 | 33 | 32 | 35 | 30 | 25 | 17 | 15 | 13 | 13 | 15 | 18 | 19 | 19 | 567 | 607 | 178.2 | 378.4 | 604.7 | 860.9 | 1147 | 1458 | 1785 | 2128 | 2484 | 2840 | 3190 | 3533 | 3869 | 4111 | 4234 | 4319 | 4390 | 4453 | 4510 | 4565 | 55038.2
608 | 39 | 38 | 38 | 37 | 37 | 36 | 35 | 35 | 35 | 33 | 25 | 15 | 5 | 2 | 1 | 1 | 5 | 8 | 13 | 13 | 451 | 608 | 173.9 | 369.9 | 587.4 | 834.8 | 1108 | 1413 | 1735 | 2070 | 2415 | 2767 | 3113 | 3449 | 3771 | 3998 | 4085 | 4133 | 4183 | 4240 | 4291 | 4342 | 53079
609 | 31 | 36 | 33 | 29 | 30 | 28 | 30 | 22 | 28 | 28 | 26 | 17 | 11 | 7 | 6 | 5 | 7 | 7 | 8 | 8 | 397 | 609 | 171.1 | 362.1 | 579.8 | 822.8 | 1098 | 1397 | 1715 | 2039 | 2379 | 2721 | 3060 | 3394 | 3718 | 3943 | 4055 | 4136 | 4202 | 4258 | 4308 | 4358 | 52716.8
610 | 26 | 26 | 23 | 19 | 16 | 16 | 16 | 19 | 18 | 22 | 17 | 14 | 6 | 3 | 4 | 4 | 6 | 7 | 9 | 8 | 279 | 610 | 174.1 | 368 | 587.1 | 833.5 | 1111 | 1409 | 1722 | 2045 | 2383 | 2729 | 3067 | 3403 | 3725 | 3960 | 4078 | 4155 | 4219 | 4279 | 4331 | 4382 | 52960.7
611 | 19 | 27 | 27 | 33 | 35 | 37 | 36 | 33 | 33 | 29 | 21 | 14 | 10 | 9 | 8 | 7 | 5 | 4 | 5 | 4 | 396 | 611 | 165.1 | 353.3 | 567.6 | 807.4 | 1075 | 1370 | 1679 | 2000 | 2332 | 2659 | 2986 | 3307 | 3616 | 3831 | 3939 | 4015 | 4077 | 4129 | 4178 | 4224 | 51310.4
612 | 31 | 28 | 29 | 28 | 31 | 30 | 33 | 29 | 28 | 22 | 19 | 12 | 7 | 8 | 9 | 9 | 5 | 4 | 3 | 3 | 368 | 612 | 158.4 | 346.7 | 562.7 | 805 | 1075 | 1370 | 1684 | 2007 | 2339 | 2672 | 3000 | 3326 | 3644 | 3869 | 3983 | 4063 | 4125 | 4179 | 4228 | 4276 | 51712.8
613 | 45 | 44 | 42 | 40 | 39 | 40 | 40 | 39 | 36 | 32 | 24 | 19 | 15 | 16 | 15 | 15 | 15 | 17 | 17 | 16 | 566 | 613 | 176.8 | 375 | 600.2 | 850.1 | 1130 | 1437 | 1759 | 2095 | 2443 | 2790 | 3137 | 3477 | 3808 | 4049 | 4176 | 4267 | 4343 | 4412 | 4475 | 4537 | 54337.1
614 | 30 | 34 | 36 | 38 | 35 | 29 | 26 | 25 | 29 | 30 | 23 | 13 | 5 | 4 | 5 | 6 | 10 | 12 | 12 | 11 | 413 | 614 | 171.5 | 363.1 | 583.1 | 832.1 | 1108 | 1411 | 1728 | 2057 | 2399 | 2744 | 3087 | 3424 | 3748 | 3981 | 4100 | 4182 | 4250 | 4310 | 4362 | 4412 | 53252.8
615 | 31 | 33 | 33 | 36 | 36 | 36 | 32 | 32 | 30 | 28 | 20 | 12 | 7 | 5 | 3 | 5 | 4 | 3 | 2 | 3 | 391 | 615 | 174.1 | 369.6 | 586.7 | 828.1 | 1102 | 1398 | 1710 | 2032 | 2366 | 2703 | 3032 | 3355 | 3671 | 3889 | 3997 | 4077 | 4140 | 4193 | 4242 | 4289 | 52154.5
616 | 33 | 33 | 31 | 29 | 30 | 30 | 31 | 25 | 24 | 24 | 22 | 16 | 9 | 8 | 7 | 7 | 6 | 7 | 7 | 8 | 387 | 616 | 176.3 | 373 | 595.7 | 840.4 | 1117 | 1422 | 1739 | 2070 | 2413 | 2758 | 3105 | 3444 | 3776 | 4013 | 4133 | 4216 | 4284 | 4342 | 4394 | 4444 | 53655.4
617 | 27 | 28 | 29 | 32 | 32 | 31 | 26 | 20 | 18 | 18 | 17 | 12 | 7 | 4 | 5 | 5 | 6 | 6 | 3 | 7 | 333 | 617 | 167 | 358.3 | 576.6 | 818.6 | 1091 | 1386 | 1698 | 2022 | 2355 | 2692 | 3026 | 3355 | 3670 | 3896 | 4011 | 4088 | 4153 | 4210 | 4261 | 4310 | 52144.5
618 | 38 | 34 | 32 | 33 | 35 | 37 | 32 | 27 | 20 | 19 | 15 | 14 | 10 | 13 | 16 | 15 | 14 | 13 | 14 | 14 | 445 | 618 | 172.8 | 367.1 | 586.7 | 835.1 | 1114 | 1421 | 1740 | 2076 | 2419 | 2767 | 3115 | 3458 | 3792 | 4042 | 4174 | 4262 | 4334 | 4398 | 4456 | 4510 | 54039.7
619 | 40 | 34 | 32 | 28 | 25 | 22 | 19 | 17 | 19 | 18 | 15 | 9 | 4 | 3 | 2 | 2 | 2 | 3 | 2 | 1 | 297 | 619 | 175.7 | 370.4 | 585.3 | 830.7 | 1104 | 1398 | 1709 | 2027 | 2355 | 2691 | 3019 | 3340 | 3651 | 3865 | 3973 | 4048 | 4111 | 4164 | 4213 | 4244 | 51874.1
620 | 18 | 31 | 27 | 31 | 25 | 31 | 21 | 13 | 11 | 20 | 22 | 14 | 7 | 6 | 5 | 7 | 8 | 10 | 9 | 8 | 324 | 620 | 172.7 | 364.4 | 582.2 | 827.8 | 1102 | 1400 | 1714 | 2035 | 2364 | 2706 | 3041 | 3371 | 3697 | 3930 | 4051 | 4134 | 4201 | 4260 | 4313 | 4364 | 52630.1
621 | 29 | 33 | 30 | 27 | 25 | 22 | 24 | 17 | 22 | 23 | 22 | 13 | 7 | 4 | 3 | 2 | 4 | 3 | 4 | 2 | 316 | 621 | 171.7 | 361.9 | 575.7 | 814.5 | 1083 | 1377 | 1680 | 1990 | 2311 | 2635 | 2955 | 3274 | 3579 | 3789 | 3893 | 3968 | 4029 | 4079 | 4126 | 4168 | 50859.8
622 | 33 | 34 | 33 | 38 | 41 | 43 | 39 | 35 | 31 | 30 | 27 | 24 | 17 | 16 | 15 | 18 | 19 | 18 | 21 | 21 | 553 | 622 | 170.4 | 362 | 581.4 | 831.1 | 1113 | 1426 | 1758 | 2102 | 2458 | 2820 | 3177 | 3534 | 3878 | 4138 | 4277 | 4366 | 4440 | 4507 | 4568 | 4625 | 55131.9
623 | 33 | 33 | 33 | 31 | 34 | 33 | 34 | 25 | 22 | 18 | 16 | 11 | 7 | 6 | 4 | 6 | 6 | 7 | 6 | 5 | 370 | 623 | 171 | 363.6 | 583.6 | 828.9 | 1108 | 1408 | 1726 | 2056 | 2395 | 2739 | 3081 | 3414 | 3738 | 3968 | 4084 | 4166 | 4234 | 4290 | 4342 | 4392 | 53088.1
624 | 0 | 4 | 3 | 3 | 1 | 2 | 3 | 8 | 10 | 12 | 9 | 8 | 8 | 11 | 13 | 16 | 16 | 17 | 19 | 20 | 183 | 624 | 150.3 | 324.8 | 525.4 | 753.8 | 1013 | 1300 | 1603 | 1922 | 2268 | 2618 | 2967 | 3310 | 3641 | 3890 | 4015 | 4087 | 4136 | 4176 | 4212 | 4247 | 51159.3
625 | 24 | 25 | 32 | 37 | 41 | 38 | 35 | 28 | 25 | 23 | 22 | 14 | 9 | 9 | 11 | 11 | 9 | 12 | 14 | 17 | 436 | 625 | 173.7 | 365.6 | 587.3 | 835.5 | 1114 | 1420 | 1741 | 2077 | 2424 | 2774 | 3125 | 3461 | 3791 | 4028 | 4152 | 4236 | 4306 | 4367 | 4420 | 4472 | 53870.1
626 | 29 | 29 | 33 | 37 | 40 | 37 | 34 | 27 | 24 | 21 | 21 | 14 | 9 | 7 | 7 | 7 | 5 | 9 | 10 | 11 | 411 | 626 | 168 | 359.9 | 577.7 | 822.7 | 1098 | 1398 | 1718 | 2042 | 2379 | 2715 | 3053 | 3388 | 3710 | 3936 | 4050 | 4130 | 4195 | 4251 | 4302 | 4352 | 52645.3
627 | 44 | 42 | 43 | 41 | 37 | 30 | 26 | 27 | 30 | 32 | 29 | 23 | 18 | 17 | 17 | 17 | 17 | 20 | 21 | 24 | 555 | 627 | 175.5 | 374.2 | 599.6 | 853.2 | 1141 | 1452 | 1776 | 2121 | 2478 | 2838 | 3194 | 3547 | 3890 | 4145 | 4278 | 4365 | 4438 | 4505 | 4564 | 4623 | 55357.5
628 | 37 | 35 | 37 | 39 | 40 | 35 | 29 | 27 | 25 | 24 | 18 | 13 | 10 | 8 | 8 | 9 | 10 | 11 | 10 | 11 | 436 | 628 | 174.7 | 369.5 | 591.7 | 841.2 | 1125 | 1428 | 1745 | 2076 | 2421 | 2766 | 3111 | 3451 | 3780 | 4020 | 4143 | 4226 | 4294 | 4355 | 4407 | 4459 | 53784.1
629 | 24 | 23 | 25 | 29 | 33 | 35 | 33 | 30 | 27 | 26 | 23 | 18 | 14 | 9 | 7 | 4 | 5 | 3 | 3 | 4 | 375 | 629 | 174.6 | 366.1 | 587.3 | 836 | 1113 | 1412 | 1729 | 2057 | 2399 | 2742 | 3083 | 3422 | 3749 | 3984 | 4101 | 4180 | 4247 | 4304 | 4331 | 4365 | 53182
630 | 28 | 29 | 29 | 31 | 28 | 27 | 25 | 25 | 25 | 24 | 21 | 14 | 8 | 4 | 6 | 5 | 5 | 4 | 2 | 1 | 341 | 630 | 173.6 | 365.1 | 586.2 | 834.1 | 1111 | 1413 | 1732 | 2063 | 2406 | 2753 | 3092 | 3422 | 3745 | 3971 | 4085 | 4167 | 4234 | 4290 | 4340 | 4374 | 53157
631 | 45 | 43 | 44 | 43 | 39 | 32 | 28 | 27 | 29 | 33 | 32 | 27 | 19 | 18 | 15 | 15 | 16 | 20 | 21 | 22 | 568 | 631 | 180.1 | 379.5 | 608.7 | 868.9 | 1159 | 1474 | 1808 | 2154 | 2514 | 2879 | 3238 | 3596 | 3937 | 4187 | 4315 | 4401 | 4474 | 4540 | 4600 | 4658 | 55971.2
632 | 43 | 43 | 44 | 43 | 39 | 36 | 34 | 32 | 28 | 23 | 20 | 14 | 10 | 6 | 6 | 6 | 8 | 8 | 10 | 11 | 464 | 632 | 176.1 | 372.9 | 593.9 | 842.3 | 1120 | 1425 | 1745 | 2075 | 2411 | 2752 | 3089 | 3421 | 3743 | 3972 | 4085 | 4164 | 4229 | 4287 | 4338 | 4388 | 53229.2
633 | 39 | 34 | 37 | 39 | 42 | 35 | 30 | 28 | 32 | 34 | 27 | 17 | 8 | 7 | 6 | 8 | 10 | 12 | 13 | 9 | 467 | 633 | 169.8 | 360.7 | 578.3 | 827.9 | 1108 | 1413 | 1734 | 2071 | 2421 | 2772 | 3123 | 3465 | 3799 | 4037 | 4160 | 4244 | 4313 | 4374 | 4428 | 4479 | 53877.7
634 | 29 | 22 | 20 | 17 | 15 | 19 | 22 | 31 | 33 | 36 | 30 | 23 | 13 | 12 | 13 | 15 | 15 | 15 | 14 | 15 | 409 | 634 | 178.7 | 377.9 | 600.4 | 849.9 | 1127 | 1426 | 1745 | 2077 | 2424 | 2776 | 3121 | 3464 | 3797 | 4036 | 4164 | 4249 | 4321 | 4385 | 4443 | 4499 | 54060.9
635 | 39 | 42 | 42 | 44 | 43 | 38 | 34 | 32 | 32 | 29 | 20 | 14 | 8 | 6 | 5 | 4 | 5 | 4 | 2 | 1 | 444 | 635 | 177.9 | 375.1 | 599.1 | 848.5 | 1131 | 1433 | 1751 | 2075 | 2412 | 2750 | 3084 | 3409 | 3726 | 3942 | 4051 | 4128 | 4192 | 4245 | 4294 | 4341 | 52964.6
636 | 19 | 17 | 23 | 25 | 30 | 26 | 24 | 20 | 21 | 22 | 22 | 15 | 9 | 7 | 9 | 10 | 9 | 10 | 12 | 14 | 344 | 636 | 170.7 | 360.9 | 578.3 | 824.2 | 1102 | 1408 | 1730 | 2064 | 2408 | 2753 | 3097 | 3444 | 3777 | 4023 | 4150 | 4236 | 4306 | 4369 | 4423 | 4476 | 53700.1
637 | 24 | 21 | 19 | 17 | 18 | 20 | 18 | 16 | 15 | 17 | 15 | 10 | 5 | 5 | 6 | 6 | 5 | 5 | 4 | 6 | 252 | 637 | 176.6 | 371.5 | 594.7 | 843.2 | 1119 | 1417 | 1731 | 2052 | 2385 | 2722 | 3049 | 3374 | 3686 | 3904 | 4006 | 4072 | 4127 | 4177 | 4221 | 4266 | 52294
638 | 29 | 35 | 35 | 36 | 32 | 32 | 28 | 28 | 26 | 30 | 23 | 18 | 12 | 12 | 12 | 13 | 13 | 13 | 12 | 13 | 452 | 638 | 158.3 | 347.2 | 566 | 811.7 | 1083 | 1386 | 1708 | 2038 | 2381 | 2725 | 3066 | 3404 | 3735 | 3980 | 4105 | 4188 | 4255 | 4316 | 4369 | 4421 | 53043.2
639 | 27 | 21 | 26 | 19 | 22 | 19 | 22 | 19 | 19 | 20 | 17 | 11 | 4 | 2 | 2 | 3 | 2 | 2 | 1 | 0 | 258 | 639 | 168.7 | 359.3 | 575.6 | 816.7 | 1083 | 1376 | 1686 | 2008 | 2342 | 2679 | 3010 | 3333 | 3648 | 3869 | 3980 | 4055 | 4119 | 4174 | 4224 | 4250 | 51756.3
640 | 17 | 22 | 21 | 20 | 22 | 21 | 25 | 25 | 26 | 26 | 20 | 16 | 9 | 10 | 10 | 8 | 5 | 4 | 4 | 6 | 317 | 640 | 170.9 | 363.3 | 582.1 | 826.8 | 1104 | 1402 | 1718 | 2048 | 2388 | 2732 | 3073 | 3408 | 3733 | 3971 | 4094 | 4178 | 4245 | 4304 | 4356 | 4406 | 53103.1
641 | 11 | 16 | 19 | 22 | 19 | 16 | 16 | 19 | 20 | 22 | 19 | 16 | 8 | 6 | 5 | 8 | 10 | 10 | 8 | 4 | 274 | 641 | 155.5 | 346.8 | 561.4 | 805.4 | 1078 | 1373 | 1686 | 2009 | 2342 | 2678 | 3007 | 3329 | 3642 | 3861 | 3963 | 4026 | 4076 | 4122 | 4163 | 4204 | 51428.1
642 | 32 | 34 | 31 | 27 | 19 | 18 | 18 | 23 | 23 | 26 | 22 | 17 | 8 | 5 | 5 | 7 | 10 | 9 | 7 | 4 | 345 | 642 | 176.5 | 373.6 | 598.1 | 844.2 | 1120 | 1422 | 1742 | 2073 | 2412 | 2760 | 3103 | 3443 | 3773 | 4012 | 4138 | 4222 | 4292 | 4353 | 4407 | 4458 | 53722.4
643 | 21 | 28 | 30 | 35 | 36 | 36 | 30 | 21 | 18 | 13 | 10 | 6 | 5 | 8 | 6 | 7 | 4 | 4 | 5 | 7 | 330 | 643 | 167.1 | 356.8 | 572.7 | 817.8 | 1093 | 1390 | 1706 | 2033 | 2372 | 2705 | 3022 | 3341 | 3655 | 3881 | 3992 | 4068 | 4131 | 4187 | 4237 | 4285 | 52012.4
644 | 24 | 33 | 34 | 37 | 34 | 32 | 27 | 23 | 26 | 26 | 26 | 16 | 15 | 14 | 17 | 16 | 14 | 12 | 12 | 13 | 451 | 644 | 173.6 | 366.6 | 588 | 835.6 | 1117 | 1422 | 1743 | 2083 | 2434 | 2792 | 3149 | 3497 | 3837 | 4087 | 4215 | 4303 | 4375 | 4440 | 4497 | 4553 | 54507.8
645 | 39 | 37 | 28 | 17 | 8 | 4 | 7 | 16 | 28 | 33 | 25 | 15 | 9 | 7 | 7 | 5 | 3 | 1 | 0 | 0 | 289 | 645 | 170.6 | 362.8 | 579.1 | 819.2 | 1089 | 1377 | 1681 | 1996 | 2325 | 2660 | 2991 | 3314 | 3626 | 3848 | 3957 | 4033 | 4094 | 4146 | 4194 | 4212 | 51474.7
646 | 33 | 36 | 33 | 33 | 28 | 26 | 25 | 24 | 24 | 24 | 21 | 16 | 8 | 6 | 4 | 4 | 3 | 3 | 4 | 5 | 360 | 646 | 175.9 | 372.3 | 591.6 | 832.7 | 1105 | 1401 | 1714 | 2039 | 2375 | 2714 | 3048 | 3382 | 3704 | 3932 | 4045 | 4126 | 4191 | 4247 | 4296 | 4345 | 52636.5
647 | 29 | 22 | 23 | 20 | 26 | 25 | 26 | 25 | 25 | 22 | 16 | 11 | 6 | 3 | 3 | 7 | 8 | 8 | 3 | 5 | 313 | 647 | 170.1 | 360.7 | 578.4 | 819.6 | 1087 | 1383 | 1697 | 2021 | 2353 | 2688 | 3019 | 3347 | 3665 | 3892 | 4002 | 4080 | 4145 | 4202 | 4252 | 4301 | 52062.8
648 | 36 | 36 | 36 | 37 | 39 | 41 | 39 | 35 | 34 | 37 | 31 | 23 | 15 | 15 | 16 | 14 | 11 | 11 | 13 | 14 | 533 | 648 | 173.3 | 368.1 | 589 | 839.3 | 1122 | 1434 | 1762 | 2101 | 2452 | 2812 | 3167 | 3517 | 3851 | 4095 | 4222 | 4308 | 4379 | 4442 | 4499 | 4554 | 54686.7
649 | 41 | 42 | 41 | 37 | 34 | 31 | 33 | 31 | 32 | 31 | 27 | 20 | 11 | 10 | 10 | 13 | 12 | 10 | 9 | 8 | 483 | 649 | 177.9 | 377.2 | 601.4 | 852.9 | 1132 | 1433 | 1759 | 2097 | 2447 | 2796 | 3144 | 3486 | 3813 | 4048 | 4165 | 4247 | 4315 | 4374 | 4428 | 4480 | 54173.4
650 | 38 | 35 | 37 | 34 | 33 | 32 | 30 | 31 | 26 | 33 | 30 | 27 | 19 | 16 | 15 | 13 | 13 | 17 | 18 | 20 | 517 | 650 | 176.8 | 374.3 | 601.7 | 854.1 | 1137 | 1445 | 1776 | 2121 | 2476 | 2838 | 3197 | 3547 | 3887 | 4142 | 4273 | 4363 | 4438 | 4508 | 4569 | 4629 | 55352.9
651 | 35 | 31 | 36 | 38 | 43 | 40 | 36 | 29 | 26 | 24 | 22 | 17 | 14 | 14 | 15 | 14 | 10 | 11 | 13 | 16 | 484 | 651 | 174.2 | 368.6 | 589.8 | 842.5 | 1123 | 1431 | 1751 | 2084 | 2427 | 2770 | 3113 | 3449 | 3771 | 4000 | 4113 | 4193 | 4261 | 4320 | 4375 | 4428 | 53584.1
652 | 29 | 30 | 32 | 34 | 37 | 36 | 35 | 31 | 28 | 29 | 26 | 22 | 12 | 7 | 4 | 5 | 8 | 9 | 10 | 10 | 434 | 652 | 168.7 | 360.7 | 581 | 824.9 | 1095 | 1394 | 1706 | 2028 | 2363 | 2700 | 3040 | 3373 | 3691 | 3916 | 4029 | 4107 | 4173 | 4228 | 4279 | 4327 | 52384.3
653 | 40 | 32 | 29 | 26 | 28 | 29 | 28 | 28 | 29 | 27 | 21 | 13 | 7 | 6 | 8 | 8 | 9 | 8 | 7 | 5 | 388 | 653 | 176.7 | 371.8 | 594.4 | 838.8 | 1113 | 1411 | 1724 | 2052 | 2389 | 2728 | 3066 | 3402 | 3725 | 3953 | 4069 | 4149 | 4216 | 4274 | 4324 | 4373 | 52949.7
654 | 29 | 32 | 35 | 39 | 42 | 41 | 37 | 31 | 25 | 26 | 23 | 21 | 16 | 15 | 17 | 17 | 18 | 16 | 17 | 20 | 517 | 654 | 175.8 | 372.6 | 595.5 | 849.2 | 1134 | 1445 | 1775 | 2115 | 2463 | 2823 | 3179 | 3526 | 3871 | 4124 | 4255 | 4340 | 4412 | 4477 | 4535 | 4590 | 55057.1
655 | 33 | 27 | 31 | 31 | 33 | 23 | 14 | 9 | 9 | 9 | 7 | 7 | 5 | 5 | 4 | 4 | 4 | 5 | 5 | 5 | 270 | 655 | 174.8 | 369.1 | 587.1 | 832.3 | 1108 | 1407 | 1711 | 2027 | 2351 | 2681 | 3001 | 3321 | 3630 | 3844 | 3951 | 4024 | 4085 | 4137 | 4185 | 4231 | 51657.3
656 | 44 | 38 | 33 | 28 | 29 | 31 | 29 | 27 | 27 | 29 | 25 | 18 | 9 | 8 | 9 | 10 | 10 | 9 | 12 | 15 | 440 | 656 | 175.6 | 372.6 | 592.9 | 841.5 | 1124 | 1431 | 1759 | 2100 | 2452 | 2811 | 3170 | 3519 | 3859 | 4104 | 4237 | 4325 | 4398 | 4462 | 4519 | 4573 | 54825.6
657 | 37 | 36 | 34 | 34 | 35 | 38 | 34 | 31 | 28 | 30 | 26 | 22 | 15 | 14 | 14 | 14 | 15 | 16 | 17 | 14 | 504 | 657 | 179.6 | 377.9 | 603.3 | 860.4 | 1147 | 1459 | 1793 | 2138 | 2496 | 2853 | 3212 | 3566 | 3907 | 4160 | 4293 | 4380 | 4454 | 4521 | 4581 | 4640 | 55621.2
658 | 25 | 23 | 26 | 27 | 28 | 26 | 25 | 25 | 26 | 27 | 25 | 20 | 15 | 12 | 13 | 12 | 14 | 14 | 16 | 17 | 416 | 658 | 171.5 | 366 | 587 | 835.7 | 1117 | 1424 | 1748 | 2089 | 2440 | 2797 | 3153 | 3507 | 3855 | 4109 | 4245 | 4334 | 4406 | 4471 | 4529 | 4584 | 54768.2
659 | 38 | 34 | 29 | 27 | 30 | 33 | 34 | 27 | 27 | 26 | 24 | 18 | 12 | 12 | 14 | 15 | 14 | 14 | 14 | 15 | 457 | 659 | 176.2 | 370.5 | 588 | 833.9 | 1116 | 1423 | 1748 | 2084 | 2433 | 2786 | 3138 | 3483 | 3822 | 4070 | 4199 | 4287 | 4358 | 4421 | 4477 | 4530 | 54343.6
660 | 25 | 29 | 28 | 31 | 30 | 35 | 32 | 29 | 17 | 15 | 12 | 12 | 7 | 6 | 8 | 9 | 10 | 10 | 10 | 6 | 361 | 660 | 177.1 | 373.8 | 600 | 849.3 | 1131 | 1439 | 1766 | 2103 | 2447 | 2791 | 3136 | 3477 | 3805 | 4047 | 4171 | 4256 | 4325 | 4387 | 4440 | 4491 | 54212.2
661 | 47 | 43 | 43 | 42 | 44 | 41 | 36 | 34 | 34 | 34 | 27 | 19 | 14 | 11 | 11 | 10 | 12 | 13 | 15 | 13 | 543 | 661 | 175.6 | 370.8 | 594 | 845.4 | 1128 | 1438 | 1762 | 2099 | 2446 | 2796 | 3143 | 3486 | 3819 | 4065 | 4191 | 4272 | 4341 | 4404 | 4459 | 4512 | 54346.8
662 | 28 | 31 | 32 | 35 | 37 | 37 | 34 | 29 | 26 | 30 | 27 | 21 | 13 | 9 | 10 | 10 | 9 | 10 | 12 | 15 | 455 | 662 | 175.8 | 370.6 | 590.8 | 837.6 | 1117 | 1422 | 1742 | 2078 | 2427 | 2778 | 3131 | 3484 | 3820 | 4069 | 4197 | 4283 | 4353 | 4416 | 4471 | 4524 | 54286.8
663 | 25 | 26 | 29 | 28 | 28 | 20 | 21 | 18 | 22 | 22 | 18 | 10 | 4 | 0 | 0 | 0 | 1 | 1 | 2 | 2 | 277 | 663 | 164 | 350.7 | 562.7 | 802.2 | 1069 | 1356 | 1659 | 1969 | 2292 | 2620 | 2941 | 3254 | 3544 | 3738 | 3816 | 3859 | 3892 | 3917 | 3939 | 3972 | 49716.6
664 | 46 | 41 | 40 | 37 | 37 | 33 | 31 | 27 | 29 | 30 | 27 | 20 | 15 | 12 | 11 | 14 | 18 | 22 | 22 | 20 | 532 | 664 | 174.8 | 371.4 | 591.7 | 842.3 | 1124 | 1434 | 1757 | 2094 | 2444 | 2799 | 3151 | 3499 | 3835 | 4084 | 4215 | 4300 | 4373 | 4440 | 4500 | 4560 | 54589.2
665 | 24 | 23 | 26 | 26 | 29 | 28 | 30 | 28 | 25 | 22 | 15 | 11 | 6 | 8 | 10 | 13 | 15 | 17 | 16 | 20 | 392 | 665 | 165.5 | 353.1 | 570.2 | 816.1 | 1094 | 1392 | 1708 | 2040 | 2382 | 2734 | 3083 | 3416 | 3735 | 3982 | 4109 | 4189 | 4257 | 4317 | 4375 | 4429 | 53146.9
666 | 29 | 33 | 30 | 30 | 24 | 24 | 19 | 21 | 21 | 26 | 23 | 17 | 11 | 7 | 7 | 6 | 6 | 5 | 5 | 6 | 350 | 666 | 172.8 | 368.3 | 586.1 | 831.5 | 1108 | 1409 | 1726 | 2055 | 2394 | 2736 | 3080 | 3419 | 3743 | 3970 | 4085 | 4168 | 4234 | 4291 | 4341 | 4390 | 53107.7
667 | 15 | 22 | 23 | 25 | 26 | 26 | 28 | 24 | 20 | 18 | 16 | 13 | 8 | 4 | 4 | 4 | 3 | 4 | 2 | 4 | 289 | 667 | 174.5 | 370.5 | 592 | 841 | 1118 | 1423 | 1745 | 2079 | 2427 | 2780 | 3129 | 3469 | 3803 | 4038 | 4157 | 4238 | 4305 | 4366 | 4418 | 4469 | 53942
668 | 36 | 38 | 40 | 39 | 38 | 35 | 34 | 32 | 29 | 30 | 25 | 17 | 6 | 0 | 0 | 0 | 0 | 0 | 2 | 3 | 404 | 668 | 176.7 | 369.7 | 589.9 | 835.7 | 1108 | 1406 | 1722 | 2048 | 2384 | 2720 | 3051 | 3378 | 3688 | 3895 | 3973 | 4018 | 4049 | 4070 | 4088 | 4131 | 51701
669 | 34 | 34 | 27 | 17 | 8 | 7 | 9 | 9 | 12 | 22 | 25 | 23 | 14 | 12 | 12 | 11 | 11 | 10 | 12 | 12 | 321 | 669 | 175.7 | 370.7 | 590 | 836.5 | 1109 | 1406 | 1718 | 2040 | 2371 | 2710 | 3049 | 3387 | 3715 | 3955 | 4073 | 4150 | 4213 | 4270 | 4321 | 4371 | 52830.9
670 | 26 | 29 | 27 | 26 | 23 | 25 | 29 | 31 | 32 | 30 | 22 | 14 | 6 | 7 | 7 | 7 | 6 | 7 | 10 | 11 | 375 | 670 | 170.2 | 360.8 | 579.7 | 827.1 | 1103 | 1406 | 1727 | 2057 | 2399 | 2745 | 3089 | 3426 | 3749 | 3983 | 4101 | 4182 | 4248 | 4308 | 4361 | 4412 | 53233.8
671 | 36 | 39 | 41 | 43 | 40 | 35 | 32 | 32 | 34 | 33 | 25 | 14 | 7 | 5 | 8 | 11 | 13 | 14 | 13 | 13 | 488 | 671 | 175.3 | 369.9 | 594.2 | 844.2 | 1125 | 1430 | 1748 | 2080 | 2425 | 2771 | 3116 | 3455 | 3780 | 4014 | 4136 | 4216 | 4284 | 4344 | 4396 | 4448 | 53751.6
672 | 30 | 31 | 28 | 30 | 28 | 31 | 27 | 26 | 23 | 21 | 16 | 10 | 5 | 5 | 5 | 6 | 5 | 5 | 6 | 8 | 346 | 672 | 173 | 367.2 | 587.4 | 834.5 | 1113 | 1416 | 1737 | 2068 | 2410 | 2756 | 3101 | 3436 | 3762 | 3998 | 4118 | 4199 | 4266 | 4326 | 4379 | 4430 | 53477.1
673 | 39 | 37 | 38 | 35 | 37 | 32 | 29 | 27 | 25 | 27 | 19 | 19 | 13 | 14 | 13 | 14 | 13 | 12 | 12 | 12 | 467 | 673 | 172.2 | 366.6 | 586.7 | 834.6 | 1115 | 1425 | 1748 | 2081 | 2430 | 2777 | 3123 | 3468 | 3803 | 4048 | 4177 | 4263 | 4334 | 4398 | 4455 | 4511 | 54116.1
674 | 39 | 34 | 35 | 30 | 30 | 30 | 29 | 29 | 25 | 31 | 27 | 25 | 17 | 15 | 13 | 13 | 14 | 17 | 19 | 23 | 495 | 674 | 178.7 | 375.4 | 599.1 | 850.6 | 1136 | 1446 | 1776 | 2118 | 2476 | 2836 | 3197 | 3547 | 3891 | 4143 | 4278 | 4368 | 4444 | 4514 | 4578 | 4641 | 55392.8
675 | 35 | 33 | 35 | 31 | 27 | 24 | 22 | 22 | 18 | 22 | 21 | 17 | 8 | 5 | 3 | 3 | 3 | 3 | 3 | 4 | 339 | 675 | 175.9 | 372.2 | 593.2 | 836.8 | 1109 | 1403 | 1716 | 2040 | 2376 | 2712 | 3046 | 3376 | 3694 | 3913 | 4021 | 4097 | 4160 | 4214 | 4263 | 4311 | 52429.1
676 | 12 | 22 | 18 | 19 | 15 | 24 | 27 | 30 | 26 | 27 | 21 | 13 | 5 | 7 | 7 | 8 | 5 | 5 | 4 | 4 | 299 | 676 | 167.6 | 359.2 | 578 | 823 | 1097 | 1400 | 1718 | 2048 | 2389 | 2732 | 3071 | 3403 | 3727 | 3958 | 4070 | 4144 | 4206 | 4262 | 4312 | 4361 | 52825.8
677 | 35 | 32 | 34 | 32 | 35 | 35 | 34 | 31 | 27 | 28 | 24 | 19 | 9 | 5 | 3 | 2 | 2 | 2 | 4 | 8 | 401 | 677 | 177.1 | 374 | 596.4 | 842.1 | 1117 | 1422 | 1740 | 2072 | 2414 | 2759 | 3100 | 3435 | 3758 | 3986 | 4099 | 4178 | 4244 | 4292 | 4343 | 4392 | 53340.6
678 | 42 | 38 | 41 | 43 | 43 | 38 | 31 | 30 | 29 | 28 | 23 | 18 | 13 | 13 | 11 | 13 | 13 | 15 | 15 | 16 | 513 | 678 | 177.4 | 375.5 | 599.8 | 854.1 | 1140 | 1451 | 1778 | 2118 | 2472 | 2829 | 3185 | 3534 | 3872 | 4126 | 4258 | 4344 | 4415 | 4479 | 4535 | 4589 | 55131.8
679 | 0 | 1 | 1 | 1 | 3 | 7 | 9 | 13 | 11 | 11 | 9 | 7 | 4 | 1 | 2 | 1 | 2 | 3 | 3 | 2 | 91 | 679 | 150.5 | 323.6 | 521.1 | 746.5 | 994.7 | 1276 | 1578 | 1894 | 2220 | 2549 | 2873 | 3188 | 3491 | 3697 | 3790 | 3846 | 3884 | 3914 | 3939 | 3964 | 48839.4
680 | 40 | 40 | 39 | 37 | 37 | 34 | 32 | 29 | 30 | 29 | 25 | 17 | 14 | 14 | 16 | 14 | 13 | 15 | 18 | 19 | 512 | 680 | 174.4 | 368.8 | 592.2 | 845.8 | 1130 | 1441 | 1770 | 2109 | 2470 | 2831 | 3185 | 3535 | 3879 | 4131 | 4264 | 4352 | 4425 | 4490 | 4546 | 4601 | 55140.2
681 | 32 | 32 | 32 | 32 | 34 | 33 | 30 | 29 | 27 | 29 | 22 | 17 | 10 | 6 | 6 | 5 | 6 | 4 | 7 | 8 | 401 | 681 | 175.1 | 366.9 | 584 | 829.1 | 1108 | 1408 | 1727 | 2062 | 2406 | 2755 | 3101 | 3440 | 3766 | 3997 | 4115 | 4197 | 4264 | 4321 | 4373 | 4423 | 53418.1
682 | 22 | 23 | 22 | 21 | 21 | 20 | 19 | 12 | 6 | 1 | 0 | 0 | 0 | 1 | 2 | 2 | 1 | 1 | 0 | 0 | 174 | 682 | 166.5 | 354.6 | 568.7 | 808.9 | 1075 | 1362 | 1661 | 1970 | 2286 | 2597 | 2906 | 3202 | 3485 | 3676 | 3758 | 3809 | 3844 | 3870 | 3892 | 3915 | 49206.7
683 | 39 | 36 | 37 | 34 | 35 | 30 | 27 | 26 | 24 | 27 | 19 | 17 | 12 | 13 | 12 | 10 | 9 | 8 | 7 | 10 | 432 | 683 | 178.2 | 377.8 | 605.7 | 859.2 | 1146 | 1457 | 1783 | 2126 | 2482 | 2839 | 3199 | 3555 | 3899 | 4153 | 4285 | 4372 | 4445 | 4512 | 4568 | 4623 | 55464.9
684 | 38 | 31 | 27 | 25 | 26 | 27 | 28 | 27 | 27 | 24 | 20 | 14 | 8 | 6 | 8 | 8 | 8 | 7 | 6 | 4 | 369 | 684 | 171.1 | 362.7 | 580.1 | 825.4 | 1101 | 1402 | 1719 | 2046 | 2384 | 2728 | 3063 | 3395 | 3712 | 3935 | 4050 | 4132 | 4198 | 4254 | 4305 | 4353 | 52716.3
685 | 32 | 30 | 34 | 35 | 39 | 35 | 34 | 31 | 31 | 32 | 29 | 25 | 20 | 18 | 17 | 19 | 20 | 22 | 21 | 23 | 547 | 685 | 177.6 | 372.9 | 600.7 | 858.3 | 1149 | 1472 | 1813 | 2166 | 2531 | 2908 | 3279 | 3647 | 4003 | 4275 | 4420 | 4512 | 4590 | 4662 | 4729 | 4788 | 56953.5
686 | 36 | 29 | 32 | 30 | 33 | 31 | 32 | 30 | 32 | 29 | 24 | 19 | 14 | 14 | 11 | 14 | 15 | 19 | 19 | 19 | 482 | 686 | 170.5 | 365.4 | 583.9 | 832.2 | 1114 | 1423 | 1749 | 2093 | 2452 | 2816 | 3176 | 3526 | 3872 | 4126 | 4259 | 4347 | 4421 | 4487 | 4547 | 4604 | 54964
687 | 26 | 30 | 32 | 37 | 40 | 36 | 30 | 21 | 20 | 21 | 21 | 16 | 13 | 13 | 13 | 12 | 11 | 11 | 12 | 14 | 429 | 687 | 170.3 | 362.8 | 582.6 | 830.1 | 1110 | 1414 | 1737 | 2072 | 2422 | 2775 | 3125 | 3471 | 3812 | 4063 | 4195 | 4282 | 4354 | 4417 | 4473 | 4527 | 54194.8
688 | 27 | 24 | 23 | 22 | 22 | 22 | 19 | 18 | 19 | 20 | 17 | 11 | 6 | 3 | 2 | 3 | 4 | 5 | 4 | 2 | 273 | 688 | 170.8 | 361.8 | 576.6 | 819.7 | 1095 | 1390 | 1698 | 2020 | 2354 | 2690 | 3021 | 3348 | 3665 | 3885 | 3997 | 4074 | 4138 | 4194 | 4244 | 4293 | 52034.9
689 | 30 | 37 | 36 | 39 | 37 | 35 | 34 | 33 | 33 | 29 | 19 | 14 | 8 | 7 | 5 | 5 | 6 | 6 | 7 | 7 | 427 | 689 | 171.7 | 363.1 | 581.5 | 830.6 | 1111 | 1416 | 1737 | 2069 | 2412 | 2754 | 3089 | 3422 | 3748 | 3979 | 4096 | 4177 | 4244 | 4301 | 4352 | 4401 | 53254.9
690 | 28 | 27 | 26 | 25 | 20 | 15 | 15 | 18 | 21 | 21 | 15 | 11 | 4 | 2 | 0 | 0 | 1 | 2 | 2 | 1 | 254 | 690 | 167.3 | 356.9 | 569.2 | 810.1 | 1077 | 1366 | 1670 | 1979 | 2301 | 2618 | 2929 | 3233 | 3524 | 3715 | 3792 | 3838 | 3871 | 3902 | 3930 | 3958 | 49606.5
691 | 31 | 28 | 28 | 26 | 28 | 28 | 29 | 25 | 24 | 25 | 23 | 18 | 9 | 7 | 6 | 6 | 4 | 4 | 3 | 3 | 355 | 691 | 165.9 | 358.9 | 576.4 | 818.4 | 1090 | 1390 | 1702 | 2027 | 2360 | 2699 | 3037 | 3366 | 3688 | 3919 | 4037 | 4120 | 4186 | 4243 | 4294 | 4344 | 52421.6
692 | 26 | 26 | 28 | 34 | 36 | 34 | 28 | 27 | 27 | 26 | 21 | 16 | 10 | 9 | 8 | 7 | 6 | 6 | 7 | 6 | 388 | 692 | 170.1 | 362.6 | 578.6 | 823.9 | 1094 | 1395 | 1710 | 2035 | 2375 | 2715 | 3054 | 3390 | 3712 | 3948 | 4073 | 4158 | 4225 | 4285 | 4337 | 4387 | 52828.2
693 | 34 | 31 | 31 | 34 | 38 | 40 | 36 | 33 | 30 | 28 | 22 | 17 | 12 | 11 | 11 | 11 | 9 | 9 | 10 | 14 | 461 | 693 | 174 | 364.8 | 584.1 | 831.7 | 1114 | 1420 | 1743 | 2078 | 2423 | 2772 | 3116 | 3453 | 3785 | 4023 | 4145 | 4228 | 4297 | 4357 | 4409 | 4460 | 53777.6
694 | 45 | 42 | 40 | 36 | 24 | 15 | 6 | 5 | 4 | 2 | 3 | 6 | 7 | 10 | 10 | 9 | 7 | 5 | 6 | 5 | 287 | 694 | 175.4 | 372.6 | 596.8 | 845.1 | 1123 | 1418 | 1725 | 2040 | 2363 | 2689 | 3007 | 3320 | 3623 | 3839 | 3941 | 4012 | 4070 | 4119 | 4164 | 4209 | 51651.9
695 | 40 | 42 | 40 | 38 | 31 | 31 | 27 | 27 | 24 | 26 | 22 | 15 | 6 | 3 | 5 | 6 | 7 | 7 | 9 | 12 | 418 | 695 | 176.6 | 373.4 | 597.1 | 846.9 | 1126 | 1432 | 1753 | 2090 | 2433 | 2787 | 3138 | 3479 | 3809 | 4047 | 4170 | 4256 | 4326 | 4387 | 4441 | 4493 | 54161
696 | 29 | 26 | 31 | 31 | 33 | 29 | 29 | 25 | 22 | 22 | 18 | 16 | 7 | 7 | 6 | 8 | 6 | 7 | 6 | 5 | 363 | 696 | 171.3 | 362.9 | 581.5 | 823.3 | 1097 | 1397 | 1709 | 2033 | 2367 | 2703 | 3033 | 3359 | 3674 | 3902 | 4019 | 4100 | 4166 | 4222 | 4272 | 4321 | 52313
697 | 36 | 41 | 41 | 42 | 41 | 40 | 36 | 31 | 29 | 31 | 25 | 18 | 11 | 10 | 9 | 8 | 8 | 7 | 4 | 2 | 470 | 697 | 176.5 | 374.5 | 598.4 | 848.6 | 1126 | 1433 | 1755 | 2086 | 2426 | 2773 | 3110 | 3442 | 3762 | 3986 | 4098 | 4177 | 4243 | 4300 | 4349 | 4398 | 53462
698 | 36 | 36 | 31 | 26 | 20 | 21 | 21 | 24 | 25 | 26 | 19 | 11 | 3 | 1 | 1 | 1 | 2 | 4 | 5 | 4 | 317 | 698 | 167.7 | 359.7 | 575.4 | 815.2 | 1078 | 1369 | 1675 | 1990 | 2314 | 2636 | 2955 | 3268 | 3572 | 3782 | 3884 | 3955 | 4014 | 4065 | 4113 | 4159 | 50747
699 | 26 | 27 | 29 | 32 | 34 | 33 | 32 | 27 | 27 | 25 | 22 | 14 | 10 | 8 | 7 | 8 | 8 | 8 | 5 | 6 | 388 | 699 | 168.5 | 360.7 | 579.5 | 823.8 | 1099 | 1398 | 1715 | 2041 | 2379 | 2718 | 3057 | 3388 | 3711 | 3942 | 4056 | 4136 | 4202 | 4259 | 4310 | 4360 | 52703.5
700 | 34 | 36 | 33 | 32 | 31 | 31 | 29 | 26 | 28 | 28 | 24 | 16 | 11 | 8 | 8 | 6 | 8 | 6 | 7 | 5 | 407 | 700 | 177.9 | 376 | 597.7 | 842.4 | 1120 | 1421 | 1740 | 2070 | 2410 | 2750 | 3095 | 3432 | 3762 | 3993 | 4111 | 4193 | 4260 | 4317 | 4368 | 4417 | 53453
701 | 42 | 38 | 33 | 31 | 27 | 29 | 24 | 25 | 23 | 22 | 16 | 12 | 7 | 6 | 4 | 3 | 4 | 7 | 7 | 7 | 367 | 701 | 179 | 374.9 | 594.7 | 839.8 | 1115 | 1413 | 1729 | 2055 | 2392 | 2734 | 3069 | 3399 | 3720 | 3946 | 4057 | 4135 | 4199 | 4255 | 4305 | 4354 | 52865.4
702 | 43 | 43 | 43 | 43 | 41 | 38 | 36 | 37 | 36 | 36 | 30 | 23 | 15 | 13 | 15 | 18 | 18 | 16 | 12 | 13 | 569 | 702 | 178.7 | 378.1 | 605.4 | 861.9 | 1149 | 1461 | 1794 | 2136 | 2489 | 2842 | 3197 | 3543 | 3879 | 4118 | 4240 | 4324 | 4395 | 4457 | 4511 | 4562 | 55121.1
703 | 33 | 38 | 40 | 43 | 43 | 38 | 36 | 34 | 34 | 31 | 23 | 17 | 13 | 11 | 11 | 11 | 12 | 14 | 13 | 15 | 510 | 703 | 167.9 | 362.2 | 585 | 832.5 | 1115 | 1421 | 1739 | 2075 | 2424 | 2772 | 3119 | 3461 | 3796 | 4038 | 4162 | 4245 | 4313 | 4374 | 4427 | 4479 | 53907.6
704 | 32 | 33 | 35 | 37 | 38 | 33 | 30 | 27 | 29 | 26 | 21 | 13 | 8 | 6 | 6 | 7 | 5 | 7 | 8 | 9 | 410 | 704 | 176 | 373.3 | 596.8 | 847.2 | 1129 | 1431 | 1747 | 2079 | 2420 | 2762 | 3103 | 3435 | 3760 | 3987 | 4100 | 4180 | 4246 | 4301 | 4352 | 4401 | 53426.3
705 | 37 | 33 | 38 | 40 | 43 | 38 | 33 | 32 | 31 | 31 | 25 | 20 | 14 | 13 | 12 | 15 | 16 | 17 | 17 | 17 | 522 | 705 | 172.4 | 366.3 | 592 | 848.8 | 1139 | 1457 | 1793 | 2145 | 2511 | 2884 | 3255 | 3618 | 3974 | 4238 | 4376 | 4466 | 4540 | 4607 | 4667 | 4721 | 56370.5
706 | 38 | 39 | 37 | 38 | 37 | 38 | 38 | 37 | 34 | 31 | 22 | 17 | 11 | 14 | 14 | 14 | 14 | 16 | 18 | 19 | 526 | 706 | 174.5 | 369.2 | 588.6 | 833.1 | 1111 | 1416 | 1737 | 2071 | 2417 | 2765 | 3112 | 3452 | 3779 | 4020 | 4147 | 4230 | 4298 | 4361 | 4417 | 4472 | 53770.4
707 | 27 | 29 | 22 | 14 | 6 | 10 | 16 | 18 | 13 | 11 | 11 | 9 | 5 | 2 | 2 | 2 | 1 | 1 | 0 | 0 | 199 | 707 | 172.6 | 363.4 | 579.9 | 820.4 | 1091 | 1381 | 1682 | 1994 | 2312 | 2631 | 2949 | 3257 | 3552 | 3754 | 3847 | 3909 | 3961 | 4006 | 4042 | 4076 | 50380.3
708 | 41 | 39 | 38 | 34 | 36 | 28 | 24 | 22 | 22 | 25 | 17 | 16 | 11 | 12 | 11 | 11 | 8 | 6 | 6 | 7 | 414 | 708 | 175.3 | 371.7 | 594.9 | 841.7 | 1120 | 1419 | 1733 | 2059 | 2395 | 2733 | 3072 | 3402 | 3722 | 3951 | 4067 | 4148 | 4216 | 4274 | 4328 | 4380 | 53002.6
709 | 35 | 37 | 36 | 38 | 34 | 32 | 29 | 27 | 25 | 24 | 22 | 18 | 14 | 11 | 13 | 12 | 14 | 13 | 14 | 13 | 461 | 709 | 177.1 | 374.5 | 601.4 | 855.4 | 1138 | 1442 | 1765 | 2100 | 2447 | 2794 | 3140 | 3478 | 3809 | 4048 | 4172 | 4257 | 4327 | 4388 | 4442 | 4496 | 54251.4
710 | 31 | 32 | 29 | 28 | 27 | 30 | 28 | 25 | 20 | 21 | 17 | 13 | 5 | 4 | 5 | 4 | 4 | 4 | 6 | 3 | 336 | 710 | 171.6 | 363.1 | 579.8 | 824.8 | 1101 | 1401 | 1718 | 2042 | 2379 | 2719 | 3056 | 3385 | 3705 | 3935 | 4053 | 4135 | 4201 | 4258 | 4310 | 4359 | 52696.3
711 | 22 | 28 | 28 | 31 | 33 | 31 | 30 | 27 | 30 | 28 | 21 | 12 | 7 | 7 | 7 | 6 | 4 | 4 | 4 | 4 | 364 | 711 | 175 | 370.9 | 591.2 | 833.9 | 1110 | 1408 | 1721 | 2048 | 2387 | 2726 | 3060 | 3387 | 3703 | 3924 | 4033 | 4111 | 4175 | 4229 | 4278 | 4325 | 52596
712 | 22 | 15 | 20 | 25 | 35 | 37 | 32 | 27 | 23 | 24 | 17 | 13 | 7 | 6 | 8 | 7 | 8 | 5 | 8 | 9 | 348 | 712 | 172 | 365.2 | 583.8 | 829.5 | 1106 | 1413 | 1735 | 2067 | 2411 | 2761 | 3109 | 3454 | 3785 | 4025 | 4146 | 4229 | 4297 | 4359 | 4414 | 4466 | 53727.5
713 | 24 | 24 | 27 | 28 | 25 | 21 | 20 | 24 | 24 | 28 | 26 | 24 | 16 | 11 | 13 | 16 | 21 | 21 | 19 | 18 | 430 | 713 | 175.1 | 371.4 | 597.1 | 854.4 | 1144 | 1463 | 1799 | 2154 | 2519 | 2893 | 3261 | 3631 | 3992 | 4273 | 4422 | 4517 | 4595 | 4664 | 4728 | 4782 | 56835
714 | 22 | 24 | 21 | 23 | 23 | 22 | 17 | 13 | 16 | 18 | 14 | 8 | 4 | 3 | 3 | 2 | 5 | 8 | 10 | 8 | 264 | 714 | 171.5 | 365.4 | 585.8 | 832.4 | 1110 | 1406 | 1719 | 2044 | 2385 | 2731 | 3071 | 3405 | 3730 | 3961 | 4078 | 4157 | 4224 | 4284 | 4337 | 4389 | 52986.1
715 | 40 | 39 | 40 | 39 | 40 | 36 | 33 | 31 | 31 | 33 | 28 | 20 | 12 | 9 | 8 | 8 | 10 | 11 | 13 | 13 | 494 | 715 | 170.7 | 363.6 | 583.4 | 831.8 | 1112 | 1419 | 1739 | 2077 | 2427 | 2781 | 3128 | 3469 | 3800 | 4040 | 4162 | 4244 | 4312 | 4373 | 4427 | 4478 | 53937.5
716 | 31 | 35 | 35 | 37 | 36 | 37 | 33 | 29 | 29 | 29 | 28 | 18 | 17 | 14 | 18 | 17 | 18 | 17 | 17 | 17 | 512 | 716 | 177.7 | 378.4 | 603.5 | 859.1 | 1148 | 1463 | 1797 | 2148 | 2512 | 2879 | 3245 | 3602 | 3950 | 4209 | 4346 | 4434 | 4508 | 4576 | 4637 | 4693 | 56165.7
717 | 22 | 21 | 25 | 28 | 29 | 28 | 20 | 18 | 16 | 19 | 16 | 10 | 6 | 5 | 4 | 3 | 2 | 2 | 3 | 2 | 279 | 717 | 173 | 364.2 | 582.1 | 825.1 | 1099 | 1397 | 1708 | 2025 | 2358 | 2694 | 3029 | 3356 | 3674 | 3896 | 4009 | 4087 | 4151 | 4207 | 4257 | 4305 | 52196.4
718 | 39 | 36 | 38 | 42 | 46 | 44 | 39 | 34 | 32 | 31 | 29 | 25 | 19 | 19 | 19 | 19 | 13 | 12 | 15 | 23 | 574 | 718 | 180.3 | 380.4 | 611.2 | 867.9 | 1160 | 1479 | 1814 | 2158 | 2518 | 2878 | 3238 | 3592 | 3936 | 4194 | 4332 | 4426 | 4505 | 4577 | 4643 | 4707 | 56196.8
719 | 32 | 25 | 31 | 31 | 33 | 27 | 22 | 26 | 32 | 39 | 33 | 23 | 14 | 11 | 10 | 9 | 9 | 9 | 10 | 10 | 436 | 719 | 172.2 | 366.2 | 588.1 | 838.4 | 1118 | 1425 | 1748 | 2085 | 2438 | 2795 | 3150 | 3499 | 3842 | 4093 | 4223 | 4310 | 4381 | 4445 | 4501 | 4553 | 54570.9
720 | 30 | 28 | 33 | 32 | 35 | 30 | 33 | 31 | 35 | 35 | 31 | 21 | 12 | 8 | 11 | 13 | 17 | 18 | 22 | 20 | 495 | 720 | 177.9 | 376.8 | 602.5 | 853.4 | 1139 | 1448 | 1777 | 2120 | 2478 | 2838 | 3199 | 3553 | 3892 | 4145 | 4276 | 4363 | 4434 | 4500 | 4560 | 4616 | 55348.6
721 | 46 | 45 | 44 | 43 | 44 | 40 | 35 | 31 | 34 | 36 | 33 | 25 | 16 | 13 | 13 | 15 | 18 | 17 | 17 | 17 | 582 | 721 | 181.1 | 379.7 | 602 | 854.3 | 1135 | 1439 | 1760 | 2093 | 2438 | 2787 | 3131 | 3468 | 3797 | 4036 | 4158 | 4243 | 4318 | 4385 | 4447 | 4508 | 54160.1
722 | 32 | 36 | 38 | 42 | 44 | 43 | 38 | 33 | 29 | 29 | 27 | 23 | 17 | 15 | 12 | 14 | 14 | 15 | 16 | 18 | 535 | 722 | 170.7 | 364.5 | 583 | 831.7 | 1115 | 1424 | 1748 | 2081 | 2430 | 2779 | 3128 | 3471 | 3801 | 4044 | 4167 | 4252 | 4322 | 4385 | 4441 | 4496 | 54033.9
723 | 10 | 16 | 15 | 15 | 20 | 26 | 30 | 26 | 28 | 29 | 24 | 16 | 11 | 10 | 11 | 11 | 9 | 6 | 6 | 9 | 328 | 723 | 172.1 | 365 | 583.4 | 827.8 | 1100 | 1398 | 1715 | 2038 | 2376 | 2715 | 3055 | 3391 | 3716 | 3949 | 4068 | 4148 | 4212 | 4270 | 4321 | 4371 | 52791.3
724 | 28 | 26 | 28 | 25 | 26 | 22 | 17 | 8 | 3 | 5 | 8 | 8 | 5 | 3 | 4 | 3 | 4 | 5 | 6 | 4 | 238 | 724 | 176.1 | 368.1 | 586.3 | 832.4 | 1105 | 1407 | 1714 | 2029 | 2352 | 2675 | 2988 | 3298 | 3603 | 3816 | 3917 | 3990 | 4050 | 4100 | 4147 | 4193 | 51346.9
725 | 30 | 32 | 32 | 35 | 34 | 36 | 35 | 35 | 33 | 30 | 25 | 20 | 15 | 12 | 9 | 7 | 6 | 6 | 6 | 7 | 445 | 725 | 176.6 | 372.8 | 592.9 | 838 | 1116 | 1420 | 1741 | 2074 | 2421 | 2765 | 3107 | 3442 | 3769 | 4002 | 4121 | 4201 | 4267 | 4325 | 4377 | 4426 | 53554.3
726 | 12 | 17 | 16 | 18 | 15 | 16 | 12 | 13 | 15 | 20 | 20 | 13 | 8 | 5 | 8 | 6 | 8 | 8 | 13 | 14 | 257 | 726 | 168.9 | 360.4 | 575.6 | 822.4 | 1099 | 1400 | 1714 | 2040 | 2375 | 2714 | 3051 | 3375 | 3690 | 3915 | 4020 | 4080 | 4128 | 4172 | 4212 | 4253 | 52165.3
727 | 36 | 34 | 34 | 37 | 40 | 41 | 37 | 32 | 30 | 27 | 24 | 18 | 12 | 10 | 9 | 10 | 10 | 10 | 12 | 15 | 478 | 727 | 178.2 | 375.2 | 595 | 843.2 | 1126 | 1438 | 1765 | 2101 | 2449 | 2801 | 3151 | 3487 | 3819 | 4056 | 4176 | 4259 | 4328 | 4388 | 4441 | 4493 | 54269.6
728 | 25 | 30 | 31 | 34 | 33 | 29 | 24 | 21 | 23 | 25 | 22 | 14 | 7 | 4 | 5 | 6 | 6 | 8 | 7 | 11 | 365 | 728 | 166.4 | 355 | 572.9 | 816.7 | 1089 | 1386 | 1700 | 2024 | 2354 | 2692 | 3026 | 3355 | 3673 | 3904 | 4019 | 4096 | 4162 | 4220 | 4272 | 4322 | 52205
729 | 35 | 30 | 23 | 15 | 7 | 6 | 8 | 17 | 25 | 31 | 27 | 19 | 11 | 7 | 7 | 8 | 9 | 9 | 10 | 13 | 317 | 729 | 171 | 362.7 | 579 | 822.9 | 1095 | 1390 | 1700 | 2024 | 2359 | 2696 | 3033 | 3366 | 3694 | 3933 | 4053 | 4133 | 4199 | 4257 | 4308 | 4359 | 52534.6
730 | 35 | 37 | 35 | 32 | 29 | 29 | 27 | 27 | 24 | 25 | 20 | 15 | 10 | 8 | 8 | 6 | 9 | 10 | 14 | 13 | 413 | 730 | 176.7 | 374.6 | 592 | 837.2 | 1116 | 1417 | 1735 | 2067 | 2409 | 2758 | 3102 | 3445 | 3778 | 4024 | 4151 | 4237 | 4307 | 4369 | 4423 | 4475 | 53793.5
731 | 44 | 40 | 41 | 40 | 43 | 42 | 42 | 38 | 35 | 31 | 27 | 22 | 19 | 16 | 17 | 17 | 20 | 20 | 20 | 21 | 595 | 731 | 179 | 376.3 | 600.9 | 854.4 | 1140 | 1449 | 1775 | 2116 | 2467 | 2820 | 3170 | 3516 | 3856 | 4104 | 4240 | 4335 | 4418 | 4493 | 4561 | 4629 | 55099.6
732 | 43 | 31 | 30 | 27 | 33 | 35 | 36 | 36 | 37 | 36 | 30 | 24 | 17 | 16 | 19 | 20 | 23 | 22 | 23 | 19 | 557 | 732 | 184.6 | 387.4 | 616.6 | 875.7 | 1168 | 1487 | 1825 | 2176 | 2539 | 2910 | 3278 | 3640 | 3995 | 4261 | 4403 | 4498 | 4579 | 4653 | 4720 | 4783 | 56979.3
733 | 27 | 30 | 32 | 33 | 32 | 31 | 30 | 27 | 26 | 22 | 17 | 8 | 3 | 1 | 2 | 2 | 1 | 1 | 1 | 1 | 327 | 733 | 169.5 | 358.9 | 572.7 | 813 | 1084 | 1378 | 1689 | 2011 | 2344 | 2677 | 3003 | 3324 | 3631 | 3843 | 3947 | 4021 | 4083 | 4135 | 4183 | 4227 | 51494.1
734 | 25 | 30 | 36 | 41 | 42 | 39 | 36 | 32 | 29 | 28 | 25 | 19 | 15 | 13 | 11 | 8 | 7 | 8 | 11 | 10 | 465 | 734 | 171 | 362.8 | 582.4 | 832.6 | 1111 | 1419 | 1740 | 2071 | 2414 | 2758 | 3099 | 3431 | 3752 | 3984 | 4103 | 4183 | 4250 | 4309 | 4363 | 4415 | 53350.8
735 | 33 | 38 | 40 | 32 | 23 | 12 | 13 | 12 | 12 | 12 | 15 | 15 | 16 | 12 | 13 | 13 | 15 | 17 | 19 | 21 | 383 | 735 | 179.3 | 379.8 | 609.1 | 867.5 | 1154 | 1468 | 1797 | 2138 | 2482 | 2833 | 3190 | 3541 | 3890 | 4149 | 4280 | 4367 | 4439 | 4505 | 4565 | 4623 | 55456.7
736 | 38 | 36 | 33 | 31 | 30 | 33 | 31 | 31 | 31 | 33 | 27 | 16 | 8 | 8 | 9 | 9 | 7 | 5 | 4 | 4 | 424 | 736 | 174 | 368.2 | 586.2 | 830.4 | 1104 | 1403 | 1719 | 2047 | 2385 | 2724 | 3060 | 3387 | 3704 | 3928 | 4041 | 4121 | 4186 | 4240 | 4290 | 4338 | 52635.8
737 | 25 | 30 | 32 | 31 | 21 | 11 | 5 | 9 | 13 | 13 | 12 | 8 | 8 | 7 | 5 | 5 | 6 | 6 | 4 | 3 | 254 | 737 | 167.7 | 357.6 | 572.8 | 815.1 | 1085 | 1379 | 1685 | 1999 | 2321 | 2643 | 2960 | 3273 | 3574 | 3789 | 3889 | 3955 | 4008 | 4054 | 4097 | 4139 | 50763.2
738 | 31 | 32 | 32 | 33 | 33 | 33 | 29 | 26 | 24 | 27 | 22 | 18 | 11 | 9 | 8 | 8 | 8 | 6 | 8 | 9 | 407 | 738 | 175.2 | 369 | 584.1 | 825.4 | 1096 | 1393 | 1706 | 2029 | 2366 | 2705 | 3044 | 3380 | 3703 | 3935 | 4054 | 4136 | 4202 | 4260 | 4311 | 4360 | 52633.7
739 | 29 | 34 | 35 | 38 | 36 | 29 | 21 | 15 | 16 | 18 | 16 | 11 | 6 | 4 | 4 | 3 | 3 | 2 | 3 | 3 | 326 | 739 | 175.4 | 367.8 | 584.2 | 826 | 1100 | 1399 | 1711 | 2035 | 2369 | 2709 | 3040 | 3361 | 3675 | 3895 | 4004 | 4081 | 4144 | 4198 | 4248 | 4295 | 52217.4
740 | 40 | 43 | 41 | 41 | 41 | 41 | 38 | 33 | 32 | 33 | 29 | 19 | 9 | 8 | 9 | 7 | 7 | 7 | 8 | 7 | 493 | 740 | 171.3 | 362.3 | 579.8 | 824.4 | 1102 | 1408 | 1728 | 2062 | 2408 | 2754 | 3098 | 3435 | 3758 | 3989 | 4106 | 4186 | 4252 | 4309 | 4360 | 4409 | 53301.8
741 | 45 | 47 | 43 | 40 | 35 | 35 | 34 | 36 | 35 | 35 | 29 | 24 | 18 | 15 | 17 | 17 | 19 | 18 | 17 | 18 | 577 | 741 | 178.2 | 375.3 | 599.4 | 852.6 | 1135 | 1447 | 1774 | 2118 | 2472 | 2828 | 3183 | 3529 | 3873 | 4123 | 4254 | 4342 | 4418 | 4487 | 4550 | 4611 | 55149.5
742 | 37 | 41 | 42 | 45 | 43 | 35 | 26 | 21 | 23 | 26 | 25 | 20 | 14 | 12 | 14 | 15 | 13 | 12 | 15 | 18 | 497 | 742 | 175.2 | 372.5 | 594 | 844.9 | 1126 | 1430 | 1749 | 2078 | 2421 | 2765 | 3110 | 3450 | 3776 | 4015 | 4139 | 4223 | 4294 | 4357 | 4414 | 4469 | 53802.6
743 | 21 | 24 | 26 | 28 | 32 | 29 | 28 | 25 | 25 | 26 | 21 | 16 | 8 | 7 | 7 | 9 | 7 | 8 | 7 | 12 | 366 | 743 | 168.1 | 358.8 | 577.1 | 822.8 | 1100 | 1401 | 1717 | 2043 | 2381 | 2723 | 3063 | 3396 | 3722 | 3965 | 4093 | 4176 | 4243 | 4305 | 4359 | 4412 | 53025.8
744 | 25 | 22 | 25 | 24 | 28 | 25 | 29 | 28 | 31 | 30 | 24 | 15 | 7 | 6 | 7 | 7 | 10 | 11 | 11 | 7 | 372 | 744 | 170.8 | 360.1 | 577 | 822.8 | 1098 | 1397 | 1712 | 2041 | 2382 | 2727 | 3069 | 3406 | 3731 | 3971 | 4094 | 4180 | 4249 | 4308 | 4361 | 4412 | 53068.7
745 | 33 | 35 | 32 | 35 | 35 | 36 | 32 | 28 | 28 | 31 | 27 | 18 | 10 | 9 | 9 | 6 | 2 | 2 | 2 | 4 | 414 | 745 | 172 | 366.1 | 586.7 | 837.6 | 1120 | 1430 | 1755 | 2093 | 2441 | 2796 | 3152 | 3501 | 3839 | 4091 | 4223 | 4310 | 4380 | 4443 | 4498 | 4551 | 54585.4
746 | 34 | 41 | 40 | 43 | 41 | 39 | 34 | 30 | 30 | 33 | 30 | 24 | 16 | 13 | 13 | 13 | 14 | 14 | 12 | 12 | 526 | 746 | 170.9 | 362.9 | 582.2 | 831.5 | 1113 | 1422 | 1745 | 2080 | 2429 | 2781 | 3128 | 3471 | 3802 | 4043 | 4170 | 4254 | 4324 | 4387 | 4443 | 4498 | 54037.5
747 | 42 | 40 | 37 | 33 | 31 | 28 | 22 | 16 | 15 | 19 | 17 | 10 | 4 | 1 | 1 | 0 | 1 | 2 | 3 | 2 | 324 | 747 | 174.5 | 371.7 | 589.4 | 829.4 | 1099 | 1394 | 1700 | 2009 | 2336 | 2667 | 2991 | 3308 | 3604 | 3786 | 3863 | 3908 | 3946 | 3993 | 4038 | 4081 | 50688
748 | 11 | 13 | 18 | 20 | 24 | 25 | 27 | 25 | 24 | 24 | 18 | 10 | 2 | 2 | 3 | 3 | 3 | 2 | 0 | 0 | 254 | 748 | 148.7 | 330.9 | 542.7 | 778.4 | 1042 | 1328 | 1631 | 1940 | 2256 | 2575 | 2886 | 3189 | 3484 | 3683 | 3776 | 3840 | 3893 | 3936 | 3960 | 3976 | 49195.7
749 | 39 | 38 | 36 | 37 | 38 | 41 | 38 | 36 | 34 | 36 | 32 | 26 | 21 | 20 | 20 | 19 | 17 | 19 | 17 | 17 | 581 | 749 | 179.3 | 377.3 | 601.4 | 855.1 | 1140 | 1449 | 1780 | 2121 | 2476 | 2837 | 3191 | 3542 | 3884 | 4145 | 4285 | 4378 | 4459 | 4534 | 4603 | 4665 | 55502.1
750 | 28 | 32 | 32 | 36 | 38 | 38 | 34 | 27 | 26 | 25 | 21 | 15 | 9 | 8 | 7 | 6 | 7 | 7 | 8 | 7 | 411 | 750 | 169.1 | 364 | 585 | 833.9 | 1112 | 1415 | 1735 | 2063 | 2406 | 2753 | 3093 | 3428 | 3754 | 3989 | 4107 | 4190 | 4257 | 4316 | 4369 | 4419 | 53358
751 | 23 | 26 | 24 | 26 | 23 | 21 | 19 | 19 | 24 | 27 | 23 | 14 | 5 | 3 | 3 | 5 | 4 | 5 | 5 | 8 | 307 | 751 | 168.5 | 358.1 | 574.1 | 812 | 1082 | 1376 | 1682 | 2000 | 2329 | 2659 | 2982 | 3295 | 3598 | 3808 | 3908 | 3974 | 4029 | 4077 | 4121 | 4165 | 50997.7
752 | 31 | 30 | 32 | 33 | 32 | 27 | 23 | 25 | 25 | 28 | 21 | 16 | 8 | 6 | 7 | 5 | 7 | 8 | 12 | 12 | 388 | 752 | 169.6 | 362.2 | 578.9 | 822.1 | 1098 | 1398 | 1714 | 2043 | 2387 | 2734 | 3077 | 3414 | 3745 | 3990 | 4118 | 4202 | 4272 | 4334 | 4388 | 4441 | 53287.8
753 | 13 | 26 | 23 | 29 | 23 | 26 | 25 | 29 | 28 | 27 | 20 | 13 | 6 | 6 | 6 | 7 | 7 | 9 | 7 | 4 | 334 | 753 | 167 | 354.9 | 569 | 809.7 | 1082 | 1378 | 1691 | 2011 | 2341 | 2672 | 3000 | 3322 | 3633 | 3851 | 3960 | 4036 | 4098 | 4151 | 4200 | 4247 | 51573.6
754 | 40 | 34 | 31 | 28 | 30 | 33 | 35 | 35 | 35 | 36 | 33 | 25 | 17 | 16 | 19 | 21 | 23 | 22 | 22 | 20 | 555 | 754 | 176.7 | 374.3 | 596.7 | 846.3 | 1128 | 1439 | 1771 | 2116 | 2474 | 2841 | 3201 | 3557 | 3904 | 4158 | 4290 | 4377 | 4450 | 4518 | 4577 | 4635 | 55430
755 | 35 | 34 | 32 | 28 | 26 | 23 | 24 | 22 | 25 | 27 | 23 | 13 | 3 | 0 | 0 | 1 | 0 | 1 | 1 | 3 | 321 | 755 | 174.4 | 367.5 | 582.9 | 827.4 | 1100 | 1398 | 1707 | 2030 | 2364 | 2703 | 3036 | 3361 | 3660 | 3853 | 3936 | 3983 | 4016 | 4040 | 4060 | 4090 | 51289.2
756 | 40 | 43 | 42 | 43 | 41 | 39 | 36 | 34 | 34 | 36 | 32 | 26 | 18 | 15 | 13 | 12 | 15 | 17 | 19 | 19 | 574 | 756 | 177.1 | 374.5 | 596.7 | 848.2 | 1132 | 1440 | 1765 | 2109 | 2460 | 2811 | 3167 | 3517 | 3858 | 4109 | 4239 | 4327 | 4402 | 4473 | 4538 | 4601 | 54944.5
757 | 42 | 32 | 34 | 28 | 34 | 31 | 35 | 31 | 30 | 25 | 18 | 12 | 8 | 6 | 8 | 7 | 7 | 6 | 6 | 7 | 407 | 757 | 172 | 363.7 | 582.7 | 827.1 | 1100 | 1397 | 1715 | 2048 | 2385 | 2724 | 3057 | 3387 | 3702 | 3926 | 4037 | 4117 | 4182 | 4237 | 4288 | 4337 | 52584.5
758 | 40 | 34 | 37 | 37 | 39 | 35 | 30 | 28 | 26 | 25 | 19 | 13 | 8 | 5 | 4 | 5 | 4 | 6 | 7 | 7 | 409 | 758 | 175.2 | 369.7 | 590.7 | 837.6 | 1117 | 1420 | 1740 | 2068 | 2411 | 2755 | 3094 | 3428 | 3747 | 3977 | 4093 | 4172 | 4237 | 4295 | 4346 | 4396 | 53269.2
759 | 26 | 24 | 25 | 23 | 26 | 27 | 27 | 25 | 25 | 26 | 21 | 11 | 4 | 3 | 4 | 6 | 6 | 6 | 5 | 4 | 324 | 759 | 175.9 | 368.2 | 585.8 | 831.1 | 1106 | 1405 | 1721 | 2045 | 2379 | 2717 | 3051 | 3381 | 3701 | 3928 | 4043 | 4125 | 4192 | 4249 | 4300 | 4349 | 52653
760 | 37 | 33 | 37 | 38 | 42 | 36 | 29 | 21 | 21 | 21 | 20 | 15 | 11 | 8 | 4 | 1 | 1 | 4 | 7 | 9 | 395 | 760 | 176.9 | 370.7 | 591.5 | 840 | 1120 | 1425 | 1746 | 2072 | 2412 | 2758 | 3101 | 3438 | 3764 | 3999 | 4120 | 4200 | 4267 | 4325 | 4377 | 4427 | 53530.1
761 | 34 | 28 | 32 | 30 | 36 | 32 | 29 | 21 | 16 | 13 | 12 | 8 | 6 | 3 | 3 | 2 | 2 | 4 | 4 | 5 | 320 | 761 | 171.3 | 361.6 | 577.6 | 820.3 | 1096 | 1391 | 1703 | 2028 | 2362 | 2691 | 3016 | 3341 | 3654 | 3868 | 3973 | 4048 | 4111 | 4164 | 4214 | 4261 | 51851.8
762 | 40 | 41 | 39 | 37 | 30 | 24 | 21 | 20 | 22 | 25 | 23 | 17 | 8 | 4 | 4 | 3 | 6 | 6 | 8 | 7 | 385 | 762 | 175.1 | 369.5 | 589.3 | 834.6 | 1107 | 1406 | 1718 | 2039 | 2372 | 2708 | 3043 | 3371 | 3686 | 3906 | 4018 | 4094 | 4159 | 4215 | 4265 | 4313 | 52388.5
763 | 41 | 36 | 34 | 32 | 36 | 38 | 39 | 34 | 30 | 25 | 20 | 17 | 12 | 11 | 10 | 10 | 10 | 10 | 8 | 11 | 464 | 763 | 170.2 | 361.6 | 579.9 | 826.7 | 1103 | 1405 | 1727 | 2060 | 2402 | 2743 | 3083 | 3420 | 3743 | 3979 | 4098 | 4181 | 4248 | 4305 | 4356 | 4406 | 53197.4
764 | 12 | 13 | 21 | 25 | 30 | 24 | 23 | 17 | 18 | 17 | 18 | 13 | 7 | 5 | 3 | 3 | 3 | 4 | 4 | 4 | 264 | 764 | 166.3 | 354.6 | 568 | 809 | 1081 | 1377 | 1681 | 1998 | 2321 | 2650 | 2976 | 3294 | 3602 | 3817 | 3922 | 3992 | 4052 | 4104 | 4151 | 4198 | 51113.9
765 | 30 | 30 | 31 | 32 | 33 | 33 | 29 | 28 | 26 | 27 | 23 | 16 | 12 | 11 | 12 | 8 | 5 | 1 | 0 | 0 | 387 | 765 | 172.1 | 363.7 | 580.6 | 824.2 | 1100 | 1406 | 1729 | 2061 | 2402 | 2754 | 3101 | 3439 | 3768 | 4003 | 4124 | 4207 | 4274 | 4333 | 4369 | 4387 | 53397.6
766 | 32 | 31 | 30 | 34 | 36 | 35 | 25 | 19 | 20 | 22 | 18 | 10 | 5 | 3 | 4 | 2 | 3 | 4 | 4 | 5 | 342 | 766 | 172.7 | 365.3 | 586.1 | 833 | 1111 | 1415 | 1734 | 2068 | 2409 | 2759 | 3103 | 3442 | 3767 | 4000 | 4115 | 4195 | 4262 | 4321 | 4373 | 4423 | 53454.1
767 | 30 | 30 | 31 | 27 | 20 | 11 | 6 | 6 | 16 | 28 | 31 | 22 | 12 | 6 | 2 | 1 | 1 | 5 | 8 | 11 | 304 | 767 | 171.2 | 362.2 | 582.2 | 831.6 | 1107 | 1405 | 1718 | 2044 | 2386 | 2735 | 3079 | 3420 | 3754 | 3994 | 4097 | 4148 | 4185 | 4215 | 4249 | 4294 | 52777.2
768 | 39 | 37 | 40 | 42 | 45 | 41 | 32 | 23 | 21 | 22 | 20 | 15 | 11 | 11 | 11 | 11 | 11 | 10 | 10 | 12 | 464 | 768 | 178.8 | 374 | 598.1 | 849.2 | 1129 | 1435 | 1756 | 2087 | 2427 | 2772 | 3112 | 3447 | 3771 | 4003 | 4121 | 4204 | 4273 | 4335 | 4390 | 4444 | 53706.1
769 | 44 | 43 | 41 | 31 | 23 | 19 | 20 | 23 | 25 | 29 | 25 | 16 | 8 | 5 | 5 | 4 | 2 | 2 | 2 | 2 | 369 | 769 | 176 | 370.9 | 590.9 | 835.4 | 1108 | 1406 | 1719 | 2043 | 2379 | 2720 | 3059 | 3391 | 3715 | 3941 | 4058 | 4137 | 4203 | 4235 | 4255 | 4288 | 52630.2
770 | 39 | 40 | 40 | 41 | 40 | 35 | 31 | 28 | 28 | 25 | 19 | 13 | 6 | 4 | 3 | 3 | 3 | 2 | 2 | 3 | 405 | 770 | 176.2 | 372.5 | 594.1 | 842.1 | 1120 | 1420 | 1731 | 2056 | 2392 | 2727 | 3056 | 3382 | 3697 | 3921 | 4031 | 4109 | 4172 | 4226 | 4274 | 4322 | 52620.9
771 | 35 | 24 | 26 | 24 | 27 | 25 | 23 | 24 | 26 | 28 | 24 | 20 | 13 | 10 | 6 | 6 | 5 | 6 | 10 | 14 | 376 | 771 | 178.4 | 377.1 | 597.8 | 847.8 | 1127 | 1431 | 1751 | 2083 | 2427 | 2779 | 3127 | 3470 | 3802 | 4045 | 4168 | 4252 | 4320 | 4379 | 4432 | 4484 | 54078.1
772 | 42 | 40 | 39 | 36 | 37 | 36 | 36 | 31 | 24 | 18 | 11 | 8 | 5 | 5 | 6 | 7 | 5 | 5 | 4 | 4 | 399 | 772 | 174.5 | 368.3 | 586.3 | 829.3 | 1101 | 1398 | 1708 | 2028 | 2355 | 2684 | 3008 | 3321 | 3625 | 3837 | 3942 | 4017 | 4079 | 4130 | 4177 | 4221 | 51589.4
773 | 21 | 12 | 10 | 7 | 13 | 23 | 27 | 27 | 27 | 27 | 26 | 19 | 17 | 15 | 18 | 17 | 15 | 10 | 7 | 6 | 344 | 773 | 176.3 | 372.5 | 593.6 | 838.7 | 1111 | 1416 | 1739 | 2075 | 2421 | 2783 | 3139 | 3493 | 3839 | 4097 | 4234 | 4323 | 4397 | 4465 | 4524 | 4579 | 54616.1
774 | 20 | 15 | 16 | 17 | 23 | 27 | 27 | 28 | 27 | 27 | 17 | 12 | 6 | 9 | 9 | 8 | 6 | 7 | 7 | 6 | 314 | 774 | 173.3 | 364 | 576.8 | 818.3 | 1090 | 1387 | 1699 | 2026 | 2361 | 2700 | 3034 | 3365 | 3686 | 3924 | 4047 | 4129 | 4196 | 4256 | 4308 | 4358 | 52498.4
775 | 37 | 33 | 31 | 27 | 28 | 30 | 29 | 31 | 30 | 33 | 27 | 19 | 13 | 12 | 14 | 14 | 11 | 8 | 6 | 6 | 439 | 775 | 173.9 | 366.6 | 587.1 | 835.8 | 1114 | 1418 | 1741 | 2073 | 2418 | 2767 | 3117 | 3460 | 3792 | 4035 | 4159 | 4246 | 4316 | 4376 | 4429 | 4479 | 53903.4
776 | 18 | 30 | 27 | 33 | 26 | 29 | 25 | 30 | 29 | 30 | 22 | 13 | 6 | 5 | 7 | 9 | 11 | 10 | 10 | 7 | 377 | 776 | 166.8 | 356 | 575.4 | 818.9 | 1087 | 1380 | 1688 | 2011 | 2344 | 2682 | 3015 | 3339 | 3655 | 3883 | 3998 | 4078 | 4142 | 4199 | 4250 | 4299 | 51967.1
777 | 40 | 38 | 34 | 25 | 18 | 15 | 12 | 15 | 18 | 26 | 21 | 15 | 7 | 6 | 5 | 5 | 6 | 8 | 10 | 9 | 333 | 777 | 170.2 | 364.2 | 582.2 | 830.1 | 1108 | 1405 | 1715 | 2036 | 2366 | 2706 | 3041 | 3372 | 3694 | 3932 | 4052 | 4133 | 4199 | 4258 | 4310 | 4361 | 52634.7
778 | 34 | 39 | 38 | 42 | 43 | 44 | 41 | 36 | 37 | 38 | 37 | 29 | 21 | 16 | 16 | 17 | 20 | 22 | 25 | 27 | 622 | 778 | 181.4 | 382.7 | 611.4 | 871.2 | 1165 | 1485 | 1828 | 2184 | 2556 | 2934 | 3313 | 3690 | 4056 | 4339 | 4490 | 4592 | 4677 | 4757 | 4832 | 4900 | 57844.7
779 | 45 | 43 | 38 | 28 | 16 | 10 | 10 | 16 | 23 | 30 | 27 | 20 | 11 | 9 | 8 | 7 | 7 | 9 | 10 | 12 | 379 | 779 | 172.7 | 368.7 | 590.2 | 837 | 1115 | 1411 | 1718 | 2046 | 2383 | 2728 | 3070 | 3406 | 3731 | 3961 | 4079 | 4160 | 4227 | 4287 | 4340 | 4392 | 53022.6
780 | 24 | 24 | 28 | 30 | 34 | 36 | 38 | 37 | 36 | 36 | 31 | 24 | 17 | 17 | 19 | 21 | 22 | 20 | 19 | 19 | 532 | 780 | 172.2 | 364.1 | 581.1 | 828.3 | 1105 | 1414 | 1738 | 2077 | 2428 | 2785 | 3140 | 3491 | 3830 | 4081 | 4213 | 4300 | 4374 | 4442 | 4502 | 4559 | 54424.7
781 | 32 | 34 | 34 | 36 | 33 | 34 | 29 | 29 | 29 | 29 | 29 | 20 | 20 | 18 | 20 | 20 | 21 | 21 | 20 | 20 | 528 | 781 | 180.3 | 380.3 | 606.7 | 864.6 | 1152 | 1470 | 1804 | 2154 | 2518 | 2886 | 3257 | 3619 | 3974 | 4245 | 4392 | 4486 | 4564 | 4636 | 4704 | 4763 | 56655.9
782 | 26 | 27 | 24 | 20 | 22 | 24 | 25 | 27 | 30 | 33 | 27 | 20 | 11 | 9 | 8 | 11 | 15 | 15 | 13 | 9 | 396 | 782 | 167.8 | 360.8 | 581.5 | 828.6 | 1107 | 1408 | 1728 | 2061 | 2407 | 2759 | 3108 | 3451 | 3787 | 4034 | 4159 | 4241 | 4309 | 4370 | 4425 | 4477 | 53769.7
783 | 24 | 23 | 28 | 34 | 41 | 39 | 33 | 24 | 20 | 18 | 17 | 12 | 10 | 8 | 11 | 9 | 9 | 11 | 14 | 14 | 399 | 783 | 168.9 | 359.1 | 575.3 | 823.1 | 1100 | 1401 | 1720 | 2046 | 2386 | 2734 | 3076 | 3410 | 3739 | 3982 | 4106 | 4185 | 4251 | 4312 | 4366 | 4418 | 53158.4
784 | 34 | 35 | 35 | 39 | 39 | 40 | 38 | 37 | 34 | 32 | 29 | 23 | 18 | 14 | 12 | 8 | 8 | 10 | 14 | 18 | 517 | 784 | 179 | 379.2 | 606.6 | 863.1 | 1149 | 1462 | 1793 | 2136 | 2490 | 2848 | 3203 | 3551 | 3892 | 4140 | 4264 | 4346 | 4415 | 4477 | 4536 | 4594 | 55323.9
785 | 39 | 38 | 41 | 44 | 46 | 41 | 35 | 33 | 34 | 37 | 33 | 25 | 17 | 16 | 17 | 17 | 18 | 20 | 21 | 20 | 592 | 785 | 176.7 | 374.3 | 600.5 | 854.8 | 1143 | 1454 | 1784 | 2128 | 2486 | 2849 | 3209 | 3563 | 3907 | 4160 | 4292 | 4381 | 4456 | 4526 | 4588 | 4650 | 55582.3
786 | 27 | 28 | 32 | 34 | 38 | 37 | 36 | 30 | 26 | 27 | 26 | 24 | 19 | 16 | 13 | 11 | 11 | 11 | 15 | 16 | 477 | 786 | 175.7 | 371.6 | 589.5 | 836.9 | 1115 | 1419 | 1738 | 2069 | 2412 | 2759 | 3111 | 3456 | 3790 | 4035 | 4164 | 4248 | 4319 | 4380 | 4435 | 4489 | 53912.7
787 | 38 | 36 | 39 | 40 | 43 | 39 | 30 | 21 | 17 | 18 | 17 | 11 | 7 | 5 | 6 | 6 | 5 | 4 | 3 | 5 | 390 | 787 | 176.7 | 370.2 | 590.4 | 838.4 | 1117 | 1419 | 1734 | 2055 | 2386 | 2720 | 3049 | 3372 | 3685 | 3901 | 4011 | 4089 | 4153 | 4205 | 4254 | 4300 | 52425.7
788 | 27 | 30 | 29 | 34 | 36 | 36 | 32 | 23 | 16 | 10 | 9 | 9 | 12 | 13 | 15 | 13 | 14 | 13 | 13 | 14 | 398 | 788 | 167.3 | 356.1 | 573.3 | 817.1 | 1092 | 1390 | 1707 | 2033 | 2368 | 2702 | 3033 | 3362 | 3687 | 3922 | 4041 | 4119 | 4182 | 4239 | 4290 | 4339 | 52419.8
789 | 34 | 36 | 35 | 31 | 24 | 23 | 26 | 30 | 24 | 16 | 7 | 6 | 6 | 5 | 4 | 3 | 3 | 2 | 1 | 2 | 318 | 789 | 174.9 | 366.2 | 582.4 | 824.7 | 1098 | 1396 | 1710 | 2034 | 2365 | 2704 | 3023 | 3347 | 3663 | 3884 | 3994 | 4073 | 4139 | 4193 | 4242 | 4290 | 52103.2
790 | 34 | 35 | 34 | 34 | 24 | 14 | 12 | 16 | 25 | 23 | 24 | 16 | 12 | 8 | 8 | 6 | 6 | 8 | 10 | 13 | 362 | 790 | 174.7 | 369.6 | 592.1 | 843.1 | 1124 | 1423 | 1738 | 2070 | 2419 | 2767 | 3116 | 3460 | 3800 | 4046 | 4172 | 4255 | 4324 | 4387 | 4442 | 4496 | 54018.5
791 | 32 | 30 | 27 | 23 | 15 | 9 | 11 | 17 | 25 | 21 | 17 | 13 | 10 | 8 | 5 | 9 | 9 | 12 | 9 | 8 | 310 | 791 | 175.3 | 367.9 | 588.9 | 838 | 1112 | 1408 | 1716 | 2041 | 2378 | 2718 | 3057 | 3390 | 3713 | 3942 | 4058 | 4139 | 4206 | 4264 | 4316 | 4366 | 52794.1
792 | 12 | 6 | 6 | 5 | 5 | 3 | 1 | 6 | 16 | 21 | 22 | 16 | 12 | 11 | 11 | 13 | 15 | 18 | 17 | 18 | 234 | 792 | 167.8 | 358.9 | 576 | 821.6 | 1098 | 1383 | 1697 | 2022 | 2362 | 2709 | 3050 | 3383 | 3707 | 3942 | 4054 | 4123 | 4175 | 4222 | 4267 | 4312 | 52430.3
793 | 40 | 36 | 36 | 33 | 35 | 32 | 31 | 28 | 29 | 28 | 20 | 10 | 4 | 3 | 2 | 2 | 2 | 2 | 2 | 2 | 377 | 793 | 172.9 | 367.5 | 585.2 | 829.2 | 1104 | 1405 | 1722 | 2045 | 2379 | 2717 | 3049 | 3378 | 3690 | 3906 | 4012 | 4089 | 4152 | 4205 | 4253 | 4299 | 52359.8
794 | 22 | 28 | 26 | 26 | 26 | 27 | 27 | 20 | 22 | 25 | 26 | 19 | 12 | 9 | 7 | 7 | 9 | 10 | 12 | 14 | 374 | 794 | 168.1 | 357.8 | 572.7 | 815.8 | 1092 | 1394 | 1709 | 2034 | 2372 | 2711 | 3049 | 3382 | 3706 | 3943 | 4061 | 4139 | 4202 | 4258 | 4308 | 4358 | 52632.4
795 | 29 | 30 | 28 | 27 | 26 | 26 | 24 | 22 | 21 | 23 | 19 | 13 | 6 | 5 | 4 | 3 | 5 | 6 | 8 | 6 | 331 | 795 | 172.2 | 364.9 | 584.3 | 829.5 | 1106 | 1406 | 1723 | 2054 | 2393 | 2738 | 3073 | 3406 | 3729 | 3954 | 4066 | 4144 | 4210 | 4268 | 4319 | 4368 | 52907.9
796 | 36 | 29 | 30 | 27 | 31 | 30 | 27 | 24 | 26 | 27 | 22 | 14 | 9 | 7 | 6 | 5 | 7 | 11 | 12 | 10 | 390 | 796 | 171 | 364.4 | 585 | 833.5 | 1112 | 1418 | 1737 | 2070 | 2419 | 2767 | 3112 | 3452 | 3783 | 4024 | 4147 | 4229 | 4297 | 4359 | 4413 | 4465 | 53757.9
797 | 18 | 19 | 21 | 22 | 19 | 17 | 19 | 21 | 18 | 10 | 5 | 0 | 0 | 0 | 0 | 1 | 1 | 3 | 3 | 2 | 199 | 797 | 172.7 | 362.9 | 577.8 | 822.7 | 1090 | 1381 | 1686 | 2005 | 2338 | 2664 | 2981 | 3287 | 3573 | 3766 | 3846 | 3889 | 3921 | 3946 | 3980 | 4015 | 50304.1
798 | 36 | 36 | 33 | 30 | 29 | 28 | 26 | 24 | 26 | 31 | 27 | 19 | 9 | 9 | 13 | 16 | 16 | 13 | 11 | 11 | 443 | 798 | 170.2 | 361.5 | 580.9 | 826.2 | 1102 | 1402 | 1718 | 2046 | 2388 | 2734 | 3077 | 3414 | 3740 | 3972 | 4093 | 4179 | 4248 | 4308 | 4362 | 4414 | 53135.8
799 | 37 | 37 | 35 | 36 | 35 | 32 | 28 | 27 | 27 | 29 | 24 | 18 | 10 | 9 | 11 | 11 | 14 | 10 | 8 | 3 | 441 | 799 | 175.5 | 372.9 | 597.1 | 849.5 | 1133 | 1437 | 1756 | 2092 | 2440 | 2792 | 3143 | 3486 | 3817 | 4059 | 4181 | 4265 | 4336 | 4399 | 4455 | 4507 | 54293
800 | 41 | 43 | 42 | 38 | 33 | 33 | 34 | 34 | 30 | 23 | 12 | 4 | 1 | 1 | 8 | 12 | 16 | 15 | 14 | 13 | 447 | 800 | 175.5 | 371.9 | 593.8 | 842.5 | 1119 | 1424 | 1746 | 2084 | 2429 | 2776 | 3113 | 3428 | 3744 | 3963 | 4082 | 4164 | 4232 | 4292 | 4345 | 4395 | 53319.7
Grand Total | 25319 | 25387 | 25316 | 25204 | 25056 | 23849 | 22204 | 20531 | 20089 | 20106 | 16915 | 12406 | 7825 | 6535 | 6671 | 6848 | 7042 | 7180 | 7437 | 7737 | 319657 | Grand Total | 138488.5 | 293500.8 | 469417.7 | 667117.3 | 889008.7 | 1130788 | 1385431 | 1649519 | 1922388 | 2197984 | 2470923 | 2739043 | 2999044 | 3185528 | 3279613 | 3343052 | 3395218 | 3440966 | 3481877 | 3521474 | 42600381
111(d)_Emissions (3-yr Avg. MMTE)
| 2016 | 2017 | 2018 | 2019 | 2020 | 2021 | 2022 | 2023 | 2024 | 2025 | 2026 | 2027 | 2028 | 2029 | 2030 | 2031 | 2032 | 2033 | 2034 | 2035 |  | Conservation Developmenmt | 2016 | 2017 | 2018 | 2019 | 2020 | 2021 | 2022 | 2023 | 2024 | 2025 | 2026 | 2027 | 2028 | 2029 | 2030 | 2031 | 2032 | 2033 | 2034 | 2035
10% Percentile | 20 | 21 | 21 | 20 | 20 | 18 | 17 | 17 | 16 | 17 | 14 | 9 | 5 | 3 | 2 | 2 | 2 | 2 | 2 | 2 |  | 10% Percentile | 167.69 | 357.59 | 573.4 | 815.6 | 1087 | 1382 | 1691 | 2011 | 2340 | 2670 | 2995.9 | 3315.9 | 3624.8 | 3835.9 | 3935 | 4004 | 4060.5 | 4103.7 | 4144 | 4186.8
First Quartile | 26 | 27 | 27 | 27 | 27 | 25 | 24 | 22 | 22 | 22 | 18 | 12 | 7 | 5 | 5 | 5 | 5 | 5 | 4 | 4.75 |  | First Quartile | 170.5 | 362 | 579.7 | 824.175 | 1098.75 | 1396 | 1710 | 2035 | 2368.75 | 2706 | 3040 | 3370 | 3686.75 | 3912.75 | 4021 | 4097 | 4160.75 | 4214.75 | 4260.75 | 4307.75
Median | 32 | 33 | 32.5 | 33 | 33 | 31 | 29 | 27 | 26 | 26 | 22 | 15.5 | 9 | 8 | 8 | 8 | 8 | 8 | 9 | 9 |  | Median | 173.4 | 366.7 | 586.65 | 833.9 | 1111 | 1414 | 1732 | 2062 | 2403 | 2749 | 3089 | 3423.5 | 3749 | 3983 | 4101.5 | 4182.5 | 4250.5 | 4309.5 | 4363 | 4414
Third Quartile | 39 | 37 | 37 | 37 | 37 | 36 | 33 | 31 | 30 | 30 | 25 | 19 | 13 | 11 | 12 | 12 | 13 | 13 | 13.25 | 14 |  | Third Quartile | 176.5 | 372.7 | 594.5 | 843.625 | 1124 | 1430 | 1753 | 2088 | 2437 | 2789 | 3138 | 3482 | 3815 | 4059 | 4183.25 | 4269 | 4340 | 4403 | 4457.5 | 4512.25
90% Percentile | 42 | 41 | 41 | 41 | 41 | 39 | 36 | 34 | 32 | 33 | 28 | 22 | 16 | 14 | 15 | 15 | 16 | 17 | 17 | 18 |  | 90% Percentile | 178.2 | 376.2 | 600.7 | 853.21 | 1137 | 1446 | 1774 | 2115.1 | 2470 | 2826.1 | 3182 | 3534 | 3876 | 4127 | 4260.1 | 4347.1 | 4420 | 4487 | 4545 | 4601
Average | 31.6487 | 31.7338 | 31.645 | 31.505 | 31.32 | 29.8113 | 27.755 | 25.6638 | 25.1112 | 25.1325 | 21.1438 | 15.5075 | 9.7812 | 8.1687 | 8.3387 | 8.56 | 8.8025 | 8.975 | 9.2963 | 9.6713 |  | Average | 173.1106 | 366.876 | 586.7721 | 833.8966 | 1111.2609 | 1413.485 | 1731.7887 | 2061.8987 | 2402.985 | 2747.48 | 3088.6537 | 3423.8038 | 3748.805 | 3981.91 | 4099.5162 | 4178.815 | 4244.0225 | 4301.2075 | 4352.3462 | 4401.8425
[21 empty] | 2030 | [21 empty] | 2030
10% Percentile | 20 | 21 | 21 | 20 | 20 | 18 | 17 | 17 | 16 | 17 | 14 | 9 | 5 | 3 | 2 | 2 | 2 | 2 | 2 | 2 | -18 | 10% Percentile | 167.69 | 357.59 | 573.4 | 815.6 | 1087 | 1382 | 1691 | 2011 | 2340 | 2670 | 2995.9 | 3315.9 | 3624.8 | 3835.9 | 3935 | 4004 | 4060.5 | 4103.7 | 4144 | 4186.8 | 3767.31
20% Percentile | 24 | 25 | 26 | 25 | 25 | 24 | 22 | 21 | 20 | 20 | 17 | 12 | 6 | 4 | 4 | 4 | 4 | 4 | 4 | 4 | -20 | 20% Percentile | 169.7 | 360.7 | 578.18 | 821.98 | 1095.8 | 1392.8 | 1704 | 2027.8 | 2361 | 2696 | 3026.8 | 3353 | 3666.8 | 3889 | 3998 | 4074 | 4136.8 | 4185 | 4233 | 4280.6 | 3828.3
30% Percentile | 27 | 28 | 28 | 28 | 28 | 27 | 25 | 23 | 23 | 23 | 19 | 13 | 7 | 5 | 5 | 5 | 5 | 5 | 5 | 5 | -22 | 30% Percentile | 171 | 363.1 | 581.5 | 826.77 | 1101 | 1400 | 1714 | 2040 | 2376 | 2715.7 | 3052.7 | 3382 | 3702 | 3929 | 4043 | 4121.7 | 4186 | 4239 | 4289.7 | 4337.7 | 3872
40% Percentile | 30 | 31 | 31 | 31 | 31 | 29 | 27 | 25 | 25 | 24 | 20 | 14 | 8 | 6 | 7 | 7 | 7 | 7 | 7 | 7 | -23 | 40% Percentile | 172.1 | 364.9 | 584.1 | 830.4 | 1107 | 1407 | 1723 | 2052 | 2389 | 2732.6 | 3071 | 3404 | 3727 | 3959 | 4075 | 4153.6 | 4219.6 | 4277 | 4328.6 | 4376.6 | 3902.9
50% Percentile | 32 | 33 | 32.5 | 33 | 33 | 31 | 29 | 27 | 26 | 26 | 22 | 15.5 | 9 | 8 | 8 | 8 | 8 | 8 | 9 | 9 | -24 | 50% Percentile | 173.4 | 366.7 | 586.65 | 833.9 | 1111 | 1414 | 1732 | 2062 | 2403 | 2749 | 3089 | 3423.5 | 3749 | 3983 | 4101.5 | 4182.5 | 4250.5 | 4309.5 | 4363 | 4414 | 3928.1
60% Percentile | 35 | 34.4 | 34 | 34 | 34 | 33 | 30 | 28 | 27 | 27 | 23 | 17 | 11 | 9 | 9 | 10 | 10 | 10 | 10 | 11 | -26 | 60% Percentile | 174.94 | 369.3 | 589.3 | 837.3 | 1116 | 1420 | 1740 | 2073 | 2416 | 2765 | 3110 | 3447 | 3776 | 4012 | 4134 | 4216 | 4284 | 4343 | 4396.4 | 4450 | 3959.06
70% Percentile | 37 | 36 | 36 | 36 | 36 | 35 | 32 | 30 | 29 | 29 | 24 | 18 | 12 | 10 | 11 | 11 | 11 | 12 | 12 | 13 | -26 | 70% Percentile | 176 | 371.5 | 593 | 841.7 | 1121 | 1426 | 1748.3 | 2083.3 | 2430 | 2781 | 3129 | 3471 | 3803 | 4044.3 | 4168.3 | 4252.3 | 4322 | 4385 | 4439 | 4492 | 3992.3
80% Percentile | 40 | 38.2 | 38 | 38 | 38 | 36 | 34 | 31.2 | 30 | 30 | 26 | 20 | 14 | 12 | 13 | 13 | 14 | 14 | 15 | 15.2 | -27 | 80% Percentile | 176.82 | 373.8 | 596.2 | 846.22 | 1128 | 1435 | 1759.2 | 2096.2 | 2445.2 | 2796 | 3149 | 3494 | 3830.2 | 4077 | 4205.4 | 4291.2 | 4361 | 4425 | 4481 | 4535 | 4028.58
90% Percentile | 42 | 41 | 41 | 41 | 41 | 39 | 36 | 34 | 32 | 33 | 28 | 22 | 16 | 14 | 15 | 15 | 16 | 17 | 17 | 18 | -27 | 90% Percentile | 178.2 | 376.2 | 600.7 | 853.21 | 1137 | 1446 | 1774 | 2115.1 | 2470 | 2826.1 | 3182 | 3534 | 3876 | 4127 | 4260.1 | 4347.1 | 4420 | 4487 | 4545 | 4601 | 4081.9
100% Percentile | 48 | 47 | 47 | 47 | 46 | 44 | 42 | 41 | 39 | 39 | 37 | 29 | 23 | 21 | 21 | 22 | 23 | 25 | 26 | 27 | -27 | 100% Percentile | 184.6 | 389.7 | 622.1 | 881.8 | 1172 | 1491 | 1828 | 2184 | 2556 | 2934 | 3313 | 3690 | 4056 | 4339 | 4490 | 4592 | 4677 | 4757 | 4832 | 4900 | 4305.4
Minimum | 0 | 1 | 1 | 1 | 1 | 2 | 1 | 1 | 0 | 0 | 0 | 0 | 0 | 0 | 0 | 0 | 0 | 0 | 0 | 0 |  | Minimum | 148.7 | 323.6 | 521.1 | 746.5 | 994.7 | 1276 | 1578 | 1894 | 2220 | 2549 | 2861 | 3152 | 3426 | 3597 | 3672 | 3732 | 3782 | 3809 | 3828 | 3841
Maximum | 48 | 47 | 47 | 47 | 46 | 44 | 42 | 41 | 39 | 39 | 37 | 29 | 23 | 21 | 21 | 22 | 23 | 25 | 26 | 27 |  | Maximum | 184.6 | 389.7 | 622.1 | 881.8 | 1172 | 1491 | 1828 | 2184 | 2556 | 2934 | 3313 | 3690 | 4056 | 4339 | 4490 | 4592 | 4677 | 4757 | 4832 | 4900

## 1B_NoDR RPM Results by Future
| Table 3 - 111(d) CO2 Emissions (MMTE - 3-yr rolling average) | [20 empty] | Table 8 - Cumulative Conservation Acquisition (aMW)
Sum of Value | Column Labels | [20 empty] | Sum of Value | Column Labels
Row Labels | 2016 | 2017 | 2018 | 2019 | 2020 | 2021 | 2022 | 2023 | 2024 | 2025 | 2026 | 2027 | 2028 | 2029 | 2030 | 2031 | 2032 | 2033 | 2034 | 2035 | Grand Total | Row Labels | 2016 | 2017 | 2018 | 2019 | 2020 | 2021 | 2022 | 2023 | 2024 | 2025 | 2026 | 2027 | 2028 | 2029 | 2030 | 2031 | 2032 | 2033 | 2034 | 2035 | Grand Total
1 | 40 | 39 | 39 | 35 | 36 | 33 | 33 | 27 | 28 | 26 | 25 | 23 | 20 | 22 | 20 | 25 | 22 | 19 | 12 | 16 | 540 | 1 | 180.1 | 379.5 | 603.3 | 856.4 | 1141 | 1452 | 1779 | 2121 | 2475 | 2840 | 3197 | 3549 | 3894 | 4152 | 4289 | 4383 | 4463 | 4535 | 4591 | 4647 | 55527.3
2 | 43 | 39 | 40 | 36 | 35 | 28 | 25 | 20 | 22 | 22 | 26 | 24 | 25 | 22 | 20 | 19 | 21 | 23 | 22 | 19 | 531 | 2 | 178.9 | 379.3 | 602.9 | 851.4 | 1132 | 1433 | 1749 | 2076 | 2414 | 2757 | 3095 | 3423 | 3744 | 3973 | 4089 | 4168 | 4238 | 4300 | 4356 | 4410 | 53369.5
3 | 30 | 28 | 29 | 32 | 34 | 34 | 28 | 27 | 26 | 27 | 26 | 23 | 23 | 23 | 23 | 21 | 22 | 22 | 23 | 21 | 522 | 3 | 171 | 363.5 | 582.4 | 826.7 | 1106 | 1409 | 1726 | 2059 | 2403 | 2750 | 3096 | 3434 | 3760 | 3996 | 4116 | 4199 | 4270 | 4335 | 4392 | 4449 | 53443.6
4 | 23 | 28 | 34 | 36 | 37 | 34 | 33 | 29 | 27 | 28 | 30 | 30 | 31 | 28 | 23 | 19 | 18 | 20 | 23 | 23 | 554 | 4 | 173.8 | 366.8 | 584.2 | 831 | 1103 | 1402 | 1718 | 2047 | 2388 | 2732 | 3076 | 3413 | 3741 | 3973 | 4094 | 4183 | 4257 | 4321 | 4380 | 4437 | 53220.8
5 | 26 | 36 | 37 | 41 | 39 | 36 | 29 | 22 | 20 | 23 | 24 | 25 | 24 | 25 | 23 | 20 | 22 | 25 | 27 | 25 | 549 | 5 | 172.3 | 364 | 585.5 | 831.7 | 1111 | 1411 | 1725 | 2047 | 2382 | 2720 | 3057 | 3385 | 3704 | 3933 | 4055 | 4143 | 4216 | 4280 | 4339 | 4396 | 52857.5
6 | 28 | 33 | 32 | 27 | 16 | 8 | 5 | 5 | 10 | 17 | 24 | 24 | 22 | 18 | 15 | 15 | 13 | 14 | 12 | 15 | 353 | 6 | 172.5 | 365.4 | 583.7 | 828.4 | 1106 | 1406 | 1717 | 2033 | 2368 | 2713 | 3054 | 3388 | 3711 | 3937 | 4051 | 4130 | 4195 | 4250 | 4300 | 4349 | 52658
7 | 35 | 34 | 37 | 37 | 40 | 39 | 37 | 32 | 22 | 15 | 8 | 6 | 4 | 2 | 3 | 11 | 16 | 22 | 24 | 28 | 452 | 7 | 174.8 | 367.3 | 588.8 | 839 | 1119 | 1424 | 1747 | 2081 | 2425 | 2770 | 3112 | 3447 | 3772 | 4001 | 4116 | 4197 | 4263 | 4326 | 4384 | 4443 | 53596.9
8 | 41 | 39 | 36 | 33 | 32 | 33 | 32 | 32 | 33 | 35 | 32 | 27 | 24 | 25 | 27 | 26 | 21 | 16 | 16 | 18 | 578 | 8 | 182.1 | 384.3 | 611.5 | 866.3 | 1148 | 1455 | 1785 | 2129 | 2477 | 2836 | 3192 | 3536 | 3870 | 4115 | 4244 | 4336 | 4413 | 4481 | 4542 | 4601 | 55204.2
9 | 43 | 43 | 38 | 34 | 28 | 25 | 17 | 9 | 4 | 4 | 10 | 18 | 23 | 20 | 18 | 18 | 19 | 18 | 16 | 18 | 423 | 9 | 176.2 | 373.6 | 594.3 | 840.7 | 1116 | 1416 | 1730 | 2055 | 2387 | 2716 | 3050 | 3380 | 3701 | 3928 | 4041 | 4123 | 4191 | 4248 | 4302 | 4357 | 52725.8
10 | 44 | 40 | 43 | 43 | 43 | 38 | 32 | 30 | 28 | 27 | 25 | 25 | 25 | 21 | 14 | 8 | 5 | 9 | 16 | 23 | 539 | 10 | 180.2 | 381.6 | 608.6 | 862.8 | 1151 | 1462 | 1793 | 2136 | 2492 | 2849 | 3208 | 3564 | 3910 | 4164 | 4294 | 4376 | 4445 | 4507 | 4564 | 4625 | 55573.2
11 | 40 | 39 | 37 | 37 | 35 | 36 | 31 | 31 | 27 | 26 | 24 | 23 | 23 | 19 | 24 | 25 | 30 | 29 | 29 | 27 | 592 | 11 | 174.4 | 369.7 | 590.6 | 840.7 | 1121 | 1430 | 1756 | 2099 | 2451 | 2810 | 3167 | 3521 | 3864 | 4118 | 4258 | 4356 | 4436 | 4510 | 4576 | 4640 | 55088.4
12 | 22 | 16 | 17 | 16 | 21 | 18 | 15 | 16 | 17 | 21 | 17 | 20 | 18 | 20 | 19 | 19 | 16 | 15 | 13 | 16 | 352 | 12 | 172 | 365.6 | 586.5 | 834.4 | 1115 | 1420 | 1745 | 2079 | 2423 | 2773 | 3119 | 3460 | 3789 | 4026 | 4146 | 4227 | 4296 | 4355 | 4407 | 4458 | 53796.5
13 | 22 | 28 | 32 | 34 | 35 | 34 | 34 | 32 | 29 | 28 | 27 | 25 | 25 | 23 | 24 | 22 | 22 | 24 | 24 | 27 | 551 | 13 | 171.6 | 366.7 | 588 | 836.2 | 1121 | 1432 | 1756 | 2098 | 2449 | 2808 | 3164 | 3515 | 3858 | 4119 | 4260 | 4356 | 4436 | 4510 | 4576 | 4640 | 55060.5
14 | 32 | 33 | 33 | 31 | 30 | 29 | 27 | 23 | 25 | 23 | 25 | 18 | 23 | 22 | 26 | 24 | 23 | 20 | 18 | 18 | 503 | 14 | 178.6 | 375.7 | 597.8 | 843.1 | 1119 | 1421 | 1739 | 2070 | 2413 | 2759 | 3102 | 3435 | 3762 | 3997 | 4121 | 4210 | 4284 | 4349 | 4408 | 4466 | 53650.2
15 | 30 | 25 | 27 | 27 | 27 | 24 | 22 | 25 | 27 | 28 | 22 | 20 | 18 | 22 | 21 | 22 | 16 | 16 | 17 | 19 | 455 | 15 | 173.4 | 368.2 | 590.4 | 839.1 | 1122 | 1427 | 1748 | 2084 | 2431 | 2786 | 3135 | 3475 | 3807 | 4047 | 4168 | 4249 | 4318 | 4378 | 4432 | 4485 | 54063.1
16 | 33 | 39 | 35 | 38 | 34 | 36 | 33 | 29 | 28 | 28 | 27 | 24 | 19 | 18 | 17 | 16 | 14 | 16 | 18 | 20 | 522 | 16 | 172 | 364.8 | 583.7 | 828.6 | 1104 | 1404 | 1722 | 2050 | 2390 | 2734 | 3071 | 3408 | 3730 | 3956 | 4071 | 4149 | 4214 | 4271 | 4321 | 4374 | 52918.1
17 | 31 | 34 | 33 | 33 | 32 | 34 | 33 | 32 | 29 | 29 | 27 | 27 | 25 | 25 | 27 | 28 | 29 | 28 | 29 | 28 | 593 | 17 | 173.4 | 368.9 | 591.3 | 841.6 | 1125 | 1437 | 1768 | 2111 | 2471 | 2835 | 3199 | 3558 | 3912 | 4175 | 4318 | 4417 | 4501 | 4575 | 4643 | 4707 | 55727.2
18 | 32 | 32 | 30 | 31 | 31 | 32 | 29 | 28 | 29 | 30 | 27 | 22 | 22 | 22 | 23 | 21 | 23 | 21 | 20 | 22 | 527 | 18 | 177.6 | 373.5 | 596.3 | 844.6 | 1124 | 1430 | 1751 | 2085 | 2432 | 2787 | 3137 | 3482 | 3818 | 4063 | 4192 | 4281 | 4358 | 4429 | 4491 | 4553 | 54405
19 | 23 | 27 | 26 | 30 | 30 | 35 | 34 | 33 | 29 | 25 | 21 | 19 | 18 | 19 | 19 | 21 | 22 | 25 | 25 | 22 | 503 | 19 | 172.6 | 367.5 | 588.7 | 837.3 | 1121 | 1427 | 1751 | 2086 | 2437 | 2785 | 3137 | 3483 | 3814 | 4056 | 4178 | 4260 | 4329 | 4392 | 4446 | 4499 | 54167.1
20 | 31 | 27 | 27 | 23 | 16 | 8 | 6 | 7 | 10 | 7 | 12 | 16 | 21 | 20 | 19 | 15 | 14 | 14 | 16 | 17 | 326 | 20 | 172.9 | 364 | 582.5 | 827.2 | 1104 | 1395 | 1700 | 2032 | 2375 | 2720 | 3062 | 3393 | 3718 | 3949 | 4064 | 4143 | 4208 | 4264 | 4315 | 4364 | 52752.6
21 | 34 | 32 | 31 | 24 | 20 | 18 | 18 | 18 | 17 | 14 | 8 | 3 | 2 | 1 | 6 | 14 | 22 | 24 | 24 | 24 | 354 | 21 | 169.8 | 361.1 | 578.4 | 821.5 | 1095 | 1397 | 1716 | 2043 | 2382 | 2728 | 3065 | 3396 | 3712 | 3938 | 4051 | 4135 | 4202 | 4261 | 4313 | 4363 | 52727.8
22 | 33 | 35 | 36 | 38 | 39 | 37 | 33 | 31 | 30 | 30 | 27 | 26 | 22 | 20 | 20 | 20 | 24 | 21 | 26 | 27 | 575 | 22 | 175.6 | 370.6 | 590.4 | 838.1 | 1117 | 1423 | 1749 | 2091 | 2447 | 2803 | 3157 | 3506 | 3849 | 4100 | 4236 | 4332 | 4412 | 4483 | 4547 | 4609 | 54835.7
23 | 30 | 35 | 35 | 36 | 37 | 38 | 39 | 35 | 29 | 23 | 20 | 20 | 21 | 23 | 26 | 28 | 28 | 28 | 27 | 27 | 585 | 23 | 171.2 | 363.1 | 579.6 | 824 | 1101 | 1406 | 1726 | 2059 | 2401 | 2747 | 3095 | 3432 | 3763 | 4009 | 4141 | 4233 | 4309 | 4378 | 4440 | 4499 | 53676.9
24 | 29 | 30 | 31 | 35 | 36 | 30 | 26 | 24 | 25 | 25 | 22 | 18 | 13 | 12 | 13 | 14 | 15 | 17 | 19 | 20 | 454 | 24 | 170.8 | 363 | 579.1 | 823.3 | 1097 | 1397 | 1711 | 2036 | 2371 | 2708 | 3040 | 3370 | 3687 | 3909 | 4020 | 4097 | 4161 | 4216 | 4266 | 4315 | 52337.2
25 | 35 | 35 | 36 | 36 | 39 | 35 | 28 | 19 | 13 | 16 | 20 | 28 | 28 | 23 | 17 | 15 | 17 | 21 | 24 | 26 | 511 | 25 | 179.9 | 379.7 | 605 | 857.9 | 1144 | 1454 | 1779 | 2112 | 2453 | 2800 | 3147 | 3494 | 3832 | 4074 | 4200 | 4288 | 4365 | 4432 | 4493 | 4554 | 54643.5
26 | 26 | 26 | 30 | 29 | 26 | 25 | 22 | 24 | 19 | 23 | 21 | 23 | 19 | 18 | 16 | 16 | 14 | 17 | 16 | 18 | 428 | 26 | 171.3 | 362.5 | 579.9 | 825.7 | 1101 | 1403 | 1719 | 2048 | 2386 | 2727 | 3059 | 3388 | 3707 | 3932 | 4046 | 4124 | 4190 | 4246 | 4296 | 4344 | 52655.4
27 | 23 | 27 | 30 | 33 | 35 | 31 | 28 | 26 | 26 | 25 | 24 | 25 | 26 | 25 | 24 | 25 | 26 | 26 | 26 | 27 | 538 | 27 | 174.8 | 370.2 | 594.2 | 845.4 | 1130 | 1440 | 1766 | 2110 | 2463 | 2824 | 3185 | 3538 | 3887 | 4150 | 4290 | 4384 | 4463 | 4534 | 4598 | 4661 | 55407.6
28 | 38 | 39 | 35 | 31 | 26 | 23 | 15 | 7 | 0 | 2 | 6 | 11 | 12 | 11 | 11 | 11 | 12 | 14 | 17 | 17 | 338 | 28 | 171.2 | 363.4 | 577 | 818.9 | 1090 | 1386 | 1697 | 2012 | 2333 | 2659 | 2985 | 3309 | 3628 | 3852 | 3966 | 4046 | 4110 | 4165 | 4213 | 4260 | 51641.5
29 | 40 | 36 | 36 | 30 | 32 | 25 | 24 | 19 | 19 | 21 | 17 | 20 | 18 | 19 | 18 | 17 | 15 | 13 | 11 | 11 | 441 | 29 | 177 | 373.4 | 595.7 | 836.4 | 1112 | 1409 | 1722 | 2043 | 2375 | 2713 | 3045 | 3368 | 3679 | 3891 | 3997 | 4074 | 4137 | 4189 | 4237 | 4282 | 52255.5
30 | 23 | 23 | 27 | 31 | 31 | 28 | 18 | 12 | 4 | 9 | 12 | 15 | 15 | 14 | 14 | 12 | 13 | 15 | 17 | 15 | 348 | 30 | 170 | 362 | 580 | 827.6 | 1102 | 1403 | 1720 | 2047 | 2378 | 2717 | 3059 | 3394 | 3719 | 3946 | 4061 | 4141 | 4206 | 4263 | 4314 | 4363 | 52772.6
31 | 24 | 34 | 32 | 35 | 28 | 31 | 29 | 33 | 30 | 29 | 24 | 22 | 20 | 21 | 21 | 23 | 24 | 25 | 24 | 22 | 531 | 31 | 174.1 | 367.5 | 590.4 | 838.6 | 1117 | 1424 | 1746 | 2082 | 2431 | 2783 | 3134 | 3476 | 3810 | 4054 | 4183 | 4277 | 4355 | 4425 | 4487 | 4549 | 54303.6
32 | 31 | 30 | 32 | 35 | 36 | 35 | 29 | 28 | 26 | 27 | 25 | 23 | 25 | 25 | 26 | 22 | 23 | 22 | 25 | 17 | 542 | 32 | 175.6 | 369.2 | 589.4 | 838.9 | 1119 | 1424 | 1745 | 2077 | 2422 | 2769 | 3114 | 3455 | 3787 | 4033 | 4163 | 4253 | 4329 | 4397 | 4459 | 4519 | 54038.1
33 | 37 | 40 | 41 | 40 | 36 | 28 | 23 | 24 | 27 | 28 | 25 | 25 | 23 | 22 | 20 | 22 | 24 | 25 | 22 | 22 | 554 | 33 | 171.5 | 362.4 | 585.6 | 839.2 | 1118 | 1425 | 1743 | 2076 | 2425 | 2779 | 3132 | 3484 | 3827 | 4080 | 4215 | 4309 | 4389 | 4460 | 4524 | 4588 | 54532.7
34 | 33 | 37 | 39 | 43 | 43 | 35 | 25 | 21 | 22 | 25 | 25 | 26 | 26 | 26 | 27 | 24 | 23 | 23 | 26 | 26 | 575 | 34 | 171.2 | 362.7 | 583.7 | 833.1 | 1112 | 1412 | 1725 | 2052 | 2392 | 2732 | 3068 | 3405 | 3730 | 3970 | 4096 | 4188 | 4263 | 4330 | 4390 | 4448 | 53263.7
35 | 21 | 28 | 31 | 36 | 37 | 32 | 27 | 22 | 23 | 26 | 27 | 28 | 26 | 26 | 24 | 23 | 23 | 26 | 28 | 28 | 542 | 35 | 169.1 | 361.2 | 578.9 | 823.6 | 1099 | 1401 | 1724 | 2054 | 2399 | 2747 | 3094 | 3434 | 3764 | 4010 | 4138 | 4224 | 4296 | 4361 | 4420 | 4477 | 53574.8
36 | 38 | 38 | 32 | 30 | 30 | 36 | 34 | 28 | 23 | 24 | 23 | 21 | 18 | 20 | 21 | 22 | 20 | 20 | 21 | 23 | 522 | 36 | 171.7 | 363.8 | 583.5 | 829.7 | 1103 | 1408 | 1726 | 2057 | 2398 | 2744 | 3087 | 3424 | 3749 | 3988 | 4112 | 4194 | 4263 | 4325 | 4381 | 4436 | 53343.7
37 | 44 | 47 | 47 | 46 | 42 | 41 | 40 | 41 | 39 | 34 | 27 | 24 | 25 | 27 | 30 | 33 | 34 | 34 | 35 | 35 | 725 | 37 | 178.3 | 379.1 | 609.2 | 869.9 | 1161 | 1480 | 1818 | 2172 | 2541 | 2913 | 3285 | 3651 | 4006 | 4268 | 4410 | 4511 | 4598 | 4680 | 4755 | 4829 | 57114.5
38 | 35 | 38 | 37 | 35 | 27 | 25 | 24 | 26 | 29 | 32 | 33 | 30 | 30 | 29 | 27 | 20 | 17 | 19 | 27 | 33 | 573 | 38 | 172.7 | 365.6 | 586.9 | 838.4 | 1122 | 1435 | 1763 | 2106 | 2470 | 2841 | 3210 | 3577 | 3935 | 4204 | 4348 | 4444 | 4523 | 4595 | 4664 | 4726 | 55926.6
39 | 21 | 28 | 27 | 30 | 29 | 28 | 26 | 23 | 21 | 19 | 15 | 12 | 7 | 6 | 5 | 4 | 2 | 1 | 0 | 0 | 304 | 39 | 172.2 | 364.2 | 580.7 | 825 | 1100 | 1397 | 1712 | 2035 | 2372 | 2712 | 3047 | 3376 | 3691 | 3914 | 4024 | 4098 | 4160 | 4213 | 4261 | 4307 | 52361.1
40 | 41 | 37 | 40 | 41 | 41 | 35 | 28 | 24 | 23 | 22 | 22 | 23 | 22 | 23 | 19 | 15 | 11 | 11 | 12 | 11 | 501 | 40 | 176.6 | 371.3 | 594.4 | 847.1 | 1132 | 1437 | 1760 | 2092 | 2434 | 2784 | 3131 | 3473 | 3806 | 4052 | 4182 | 4263 | 4332 | 4393 | 4446 | 4498 | 54204.4
41 | 32 | 38 | 37 | 37 | 34 | 35 | 35 | 35 | 32 | 26 | 20 | 16 | 16 | 18 | 23 | 27 | 29 | 28 | 26 | 23 | 567 | 41 | 168.9 | 357.7 | 577.3 | 820.1 | 1093 | 1394 | 1712 | 2043 | 2387 | 2736 | 3077 | 3406 | 3730 | 3955 | 4078 | 4169 | 4243 | 4308 | 4369 | 4427 | 53051
42 | 40 | 40 | 39 | 34 | 31 | 27 | 28 | 26 | 28 | 30 | 30 | 27 | 22 | 22 | 23 | 25 | 24 | 19 | 14 | 12 | 541 | 42 | 176.2 | 372.9 | 594.5 | 839 | 1114 | 1409 | 1721 | 2045 | 2383 | 2722 | 3064 | 3395 | 3717 | 3946 | 4064 | 4152 | 4225 | 4287 | 4342 | 4389 | 52957.6
43 | 15 | 22 | 23 | 27 | 25 | 22 | 22 | 21 | 22 | 17 | 10 | 4 | 0 | 0 | 2 | 9 | 15 | 19 | 18 | 15 | 308 | 43 | 170.4 | 362.4 | 578.3 | 821.7 | 1094 | 1391 | 1705 | 2025 | 2358 | 2692 | 3022 | 3339 | 3645 | 3860 | 3967 | 4039 | 4104 | 4158 | 4206 | 4253 | 51790.8
44 | 43 | 40 | 41 | 38 | 37 | 32 | 28 | 25 | 27 | 29 | 29 | 28 | 28 | 27 | 26 | 27 | 29 | 31 | 30 | 26 | 621 | 44 | 171.1 | 364.8 | 586 | 836.4 | 1117 | 1425 | 1748 | 2081 | 2430 | 2784 | 3131 | 3481 | 3822 | 4077 | 4211 | 4304 | 4381 | 4451 | 4514 | 4575 | 54490.3
45 | 33 | 35 | 34 | 32 | 31 | 32 | 32 | 29 | 25 | 25 | 23 | 23 | 19 | 19 | 16 | 15 | 16 | 15 | 17 | 14 | 485 | 45 | 179.2 | 377.9 | 600.5 | 846.6 | 1126 | 1429 | 1745 | 2077 | 2416 | 2759 | 3100 | 3438 | 3761 | 3987 | 4105 | 4185 | 4256 | 4318 | 4372 | 4423 | 53501.2
46 | 23 | 21 | 20 | 20 | 23 | 25 | 27 | 26 | 24 | 21 | 21 | 21 | 23 | 20 | 18 | 14 | 13 | 14 | 14 | 15 | 403 | 46 | 175.4 | 366.7 | 588 | 836.7 | 1116 | 1424 | 1744 | 2077 | 2417 | 2764 | 3109 | 3446 | 3772 | 4001 | 4119 | 4198 | 4265 | 4323 | 4374 | 4423 | 53538.8
47 | 35 | 34 | 33 | 33 | 35 | 35 | 33 | 29 | 30 | 32 | 30 | 25 | 24 | 26 | 26 | 22 | 17 | 18 | 18 | 17 | 552 | 47 | 172.1 | 364.4 | 582.9 | 827.7 | 1104 | 1404 | 1720 | 2051 | 2391 | 2737 | 3084 | 3422 | 3749 | 3985 | 4108 | 4197 | 4270 | 4334 | 4393 | 4446 | 53342.1
48 | 45 | 36 | 32 | 26 | 24 | 24 | 23 | 19 | 22 | 25 | 29 | 25 | 19 | 13 | 12 | 13 | 17 | 16 | 16 | 14 | 450 | 48 | 176.3 | 371.5 | 587.6 | 830.2 | 1101 | 1390 | 1695 | 2010 | 2334 | 2659 | 2979 | 3293 | 3593 | 3790 | 3886 | 3958 | 4016 | 4066 | 4112 | 4149 | 50996.6
49 | 27 | 31 | 33 | 35 | 34 | 33 | 32 | 30 | 29 | 25 | 25 | 23 | 24 | 19 | 20 | 18 | 17 | 19 | 18 | 21 | 513 | 49 | 177.5 | 373.6 | 593.2 | 839.1 | 1119 | 1423 | 1743 | 2074 | 2415 | 2761 | 3108 | 3454 | 3783 | 4021 | 4144 | 4235 | 4310 | 4377 | 4438 | 4496 | 53884.4
50 | 22 | 19 | 22 | 23 | 28 | 29 | 26 | 23 | 18 | 20 | 19 | 19 | 17 | 13 | 9 | 5 | 4 | 5 | 6 | 9 | 336 | 50 | 171.2 | 359.7 | 574.6 | 816.9 | 1089 | 1380 | 1693 | 2011 | 2340 | 2671 | 2999 | 3319 | 3628 | 3842 | 3946 | 4018 | 4080 | 4130 | 4177 | 4222 | 51467.4
51 | 39 | 38 | 35 | 33 | 33 | 31 | 30 | 28 | 25 | 23 | 22 | 21 | 22 | 18 | 24 | 25 | 23 | 14 | 9 | 12 | 505 | 51 | 175.8 | 368.9 | 588.7 | 834.6 | 1113 | 1414 | 1734 | 2067 | 2412 | 2763 | 3109 | 3452 | 3787 | 4031 | 4160 | 4254 | 4330 | 4397 | 4450 | 4501 | 53942
52 | 42 | 39 | 37 | 38 | 40 | 41 | 34 | 23 | 16 | 18 | 22 | 24 | 25 | 26 | 27 | 27 | 28 | 27 | 25 | 24 | 583 | 52 | 171.9 | 364.5 | 584.3 | 830.7 | 1111 | 1416 | 1738 | 2072 | 2415 | 2763 | 3109 | 3447 | 3781 | 4027 | 4159 | 4252 | 4329 | 4400 | 4462 | 4523 | 53955.4
53 | 29 | 31 | 35 | 37 | 37 | 35 | 30 | 25 | 21 | 22 | 24 | 26 | 25 | 24 | 19 | 16 | 15 | 16 | 18 | 16 | 501 | 53 | 172.4 | 363.3 | 580.9 | 823.6 | 1095 | 1392 | 1706 | 2027 | 2353 | 2685 | 3015 | 3344 | 3660 | 3882 | 3994 | 4076 | 4146 | 4204 | 4260 | 4310 | 52089.2
54 | 23 | 28 | 28 | 32 | 34 | 36 | 35 | 32 | 31 | 28 | 27 | 25 | 26 | 27 | 28 | 27 | 24 | 21 | 20 | 22 | 554 | 54 | 174.8 | 366.3 | 582.5 | 827.6 | 1100 | 1398 | 1712 | 2042 | 2379 | 2718 | 3060 | 3397 | 3726 | 3968 | 4100 | 4192 | 4269 | 4336 | 4396 | 4455 | 53199.2
55 | 41 | 35 | 35 | 34 | 35 | 34 | 28 | 26 | 27 | 28 | 24 | 17 | 15 | 13 | 12 | 10 | 11 | 11 | 13 | 11 | 460 | 55 | 175.3 | 370.1 | 585.1 | 826.8 | 1098 | 1393 | 1703 | 2020 | 2350 | 2686 | 3013 | 3328 | 3636 | 3844 | 3947 | 4020 | 4082 | 4133 | 4180 | 4224 | 51614.3
56 | 35 | 31 | 25 | 25 | 28 | 33 | 29 | 20 | 16 | 13 | 15 | 16 | 19 | 16 | 18 | 13 | 14 | 9 | 12 | 16 | 403 | 56 | 179.8 | 379.5 | 602.5 | 852 | 1131 | 1435 | 1753 | 2081 | 2422 | 2769 | 3110 | 3447 | 3771 | 4001 | 4118 | 4198 | 4263 | 4320 | 4372 | 4421 | 53625.8
57 | 42 | 43 | 44 | 47 | 46 | 42 | 36 | 33 | 34 | 37 | 35 | 33 | 30 | 32 | 32 | 30 | 31 | 33 | 35 | 33 | 728 | 57 | 181.3 | 381.8 | 610.3 | 867.7 | 1159 | 1478 | 1815 | 2167 | 2533 | 2906 | 3276 | 3637 | 3989 | 4254 | 4396 | 4492 | 4575 | 4652 | 4724 | 4793 | 56887.1
58 | 36 | 38 | 39 | 42 | 45 | 42 | 36 | 28 | 28 | 28 | 32 | 30 | 30 | 29 | 30 | 30 | 29 | 30 | 32 | 33 | 667 | 58 | 175 | 371.1 | 592.9 | 845.9 | 1136 | 1454 | 1790 | 2136 | 2496 | 2859 | 3228 | 3596 | 3950 | 4217 | 4364 | 4463 | 4547 | 4624 | 4695 | 4762 | 56301.9
59 | 39 | 37 | 40 | 42 | 44 | 41 | 33 | 25 | 22 | 24 | 22 | 16 | 11 | 11 | 10 | 11 | 11 | 13 | 19 | 26 | 497 | 59 | 179 | 375.1 | 596.6 | 847.5 | 1130 | 1442 | 1769 | 2108 | 2462 | 2819 | 3170 | 3512 | 3843 | 4087 | 4209 | 4291 | 4359 | 4422 | 4484 | 4546 | 54651.2
60 | 37 | 34 | 35 | 35 | 35 | 32 | 29 | 28 | 31 | 30 | 29 | 27 | 27 | 27 | 26 | 28 | 30 | 31 | 30 | 31 | 612 | 60 | 174.2 | 370.4 | 592.5 | 845.4 | 1128 | 1436 | 1762 | 2108 | 2472 | 2840 | 3204 | 3568 | 3925 | 4197 | 4344 | 4445 | 4529 | 4605 | 4676 | 4741 | 55962.5
61 | 31 | 35 | 34 | 32 | 29 | 30 | 29 | 29 | 24 | 25 | 23 | 24 | 22 | 21 | 23 | 25 | 25 | 22 | 24 | 25 | 532 | 61 | 176.8 | 370.1 | 589.2 | 834.5 | 1111 | 1410 | 1726 | 2056 | 2397 | 2740 | 3081 | 3419 | 3743 | 3985 | 4113 | 4203 | 4278 | 4346 | 4407 | 4467 | 53452.6
62 | 16 | 17 | 13 | 8 | 4 | 5 | 5 | 10 | 13 | 20 | 20 | 18 | 16 | 17 | 19 | 20 | 16 | 13 | 10 | 11 | 271 | 62 | 170.4 | 361.5 | 578 | 803.9 | 1059 | 1338 | 1634 | 1943 | 2280 | 2620 | 2960 | 3291 | 3609 | 3834 | 3948 | 4029 | 4093 | 4146 | 4194 | 4241 | 51132.8
63 | 20 | 28 | 24 | 26 | 24 | 25 | 23 | 21 | 22 | 23 | 22 | 19 | 17 | 15 | 15 | 13 | 15 | 13 | 12 | 11 | 388 | 63 | 170.6 | 360.1 | 572.7 | 812.1 | 1079 | 1372 | 1678 | 1998 | 2326 | 2657 | 2985 | 3308 | 3616 | 3829 | 3936 | 4011 | 4074 | 4127 | 4175 | 4222 | 51308.5
64 | 36 | 34 | 33 | 35 | 33 | 31 | 30 | 27 | 28 | 22 | 26 | 25 | 28 | 26 | 25 | 23 | 22 | 21 | 25 | 27 | 557 | 64 | 177.2 | 374.4 | 596.1 | 844.2 | 1124 | 1431 | 1752 | 2087 | 2437 | 2790 | 3143 | 3494 | 3839 | 4098 | 4236 | 4332 | 4410 | 4482 | 4548 | 4611 | 54805.9
65 | 35 | 37 | 38 | 41 | 40 | 39 | 35 | 32 | 30 | 27 | 29 | 28 | 27 | 23 | 19 | 18 | 17 | 17 | 16 | 18 | 566 | 65 | 174.5 | 367.3 | 588.3 | 836.7 | 1116 | 1422 | 1740 | 2075 | 2421 | 2766 | 3113 | 3456 | 3790 | 4027 | 4152 | 4240 | 4312 | 4369 | 4420 | 4476 | 53861.8
66 | 20 | 20 | 19 | 14 | 13 | 8 | 9 | 7 | 12 | 18 | 21 | 22 | 16 | 19 | 20 | 24 | 22 | 22 | 19 | 19 | 344 | 66 | 172.2 | 363.7 | 584.3 | 831.3 | 1110 | 1403 | 1719 | 2055 | 2402 | 2754 | 3105 | 3446 | 3777 | 4017 | 4141 | 4224 | 4293 | 4355 | 4410 | 4465 | 53627.5
67 | 34 | 37 | 38 | 40 | 35 | 26 | 17 | 17 | 17 | 18 | 20 | 21 | 23 | 20 | 21 | 17 | 17 | 16 | 20 | 20 | 474 | 67 | 171.1 | 362.9 | 582 | 826 | 1099 | 1394 | 1705 | 2026 | 2356 | 2689 | 3014 | 3335 | 3645 | 3856 | 3961 | 4038 | 4100 | 4152 | 4203 | 4251 | 51766
68 | 27 | 36 | 38 | 44 | 43 | 40 | 34 | 28 | 25 | 27 | 28 | 29 | 29 | 31 | 30 | 28 | 30 | 31 | 33 | 33 | 644 | 68 | 172.9 | 366.9 | 589.4 | 840.3 | 1126 | 1443 | 1775 | 2116 | 2473 | 2834 | 3196 | 3555 | 3908 | 4171 | 4314 | 4412 | 4495 | 4570 | 4638 | 4705 | 55700.5
69 | 20 | 19 | 23 | 21 | 22 | 18 | 21 | 21 | 24 | 24 | 21 | 16 | 12 | 9 | 7 | 5 | 9 | 14 | 19 | 20 | 345 | 69 | 177.3 | 371.8 | 591.1 | 839.8 | 1116 | 1417 | 1734 | 2065 | 2402 | 2746 | 3084 | 3415 | 3738 | 3965 | 4076 | 4151 | 4214 | 4269 | 4319 | 4368 | 53059
70 | 35 | 30 | 32 | 32 | 35 | 32 | 29 | 26 | 28 | 24 | 19 | 10 | 8 | 12 | 19 | 25 | 28 | 28 | 30 | 30 | 512 | 70 | 170.7 | 364.4 | 586.2 | 835.8 | 1118 | 1426 | 1754 | 2096 | 2449 | 2807 | 3161 | 3512 | 3849 | 4098 | 4228 | 4314 | 4385 | 4451 | 4509 | 4565 | 54679.1
71 | 35 | 39 | 41 | 39 | 33 | 27 | 27 | 26 | 24 | 22 | 21 | 20 | 22 | 20 | 22 | 21 | 23 | 23 | 23 | 24 | 532 | 71 | 178.1 | 378.1 | 602.6 | 856.6 | 1140 | 1447 | 1772 | 2105 | 2452 | 2804 | 3153 | 3496 | 3833 | 4083 | 4216 | 4305 | 4382 | 4453 | 4517 | 4579 | 54752.4
72 | 30 | 37 | 38 | 40 | 35 | 31 | 28 | 25 | 23 | 20 | 20 | 20 | 21 | 17 | 18 | 16 | 17 | 16 | 16 | 19 | 487 | 72 | 173.6 | 367.4 | 587.4 | 834.1 | 1111 | 1412 | 1727 | 2053 | 2391 | 2729 | 3065 | 3396 | 3717 | 3942 | 4052 | 4131 | 4198 | 4253 | 4304 | 4357 | 52800.5
73 | 25 | 22 | 25 | 24 | 24 | 19 | 17 | 17 | 18 | 20 | 21 | 21 | 20 | 17 | 17 | 19 | 23 | 25 | 24 | 21 | 419 | 73 | 170.6 | 360.3 | 576.2 | 819.6 | 1094 | 1393 | 1709 | 2036 | 2376 | 2722 | 3064 | 3399 | 3727 | 3967 | 4091 | 4172 | 4241 | 4304 | 4360 | 4414 | 52995.7
74 | 38 | 38 | 34 | 34 | 34 | 35 | 30 | 23 | 21 | 19 | 17 | 13 | 13 | 13 | 14 | 12 | 13 | 13 | 13 | 12 | 439 | 74 | 171.7 | 363.9 | 582 | 825.6 | 1098 | 1396 | 1706 | 2022 | 2351 | 2683 | 3010 | 3328 | 3634 | 3846 | 3952 | 4027 | 4089 | 4141 | 4189 | 4234 | 51649.2
75 | 40 | 40 | 37 | 34 | 34 | 36 | 38 | 36 | 34 | 31 | 26 | 24 | 24 | 26 | 25 | 24 | 23 | 26 | 25 | 23 | 606 | 75 | 171.2 | 360.3 | 578.2 | 823.9 | 1099 | 1402 | 1721 | 2053 | 2398 | 2746 | 3087 | 3425 | 3753 | 3993 | 4119 | 4209 | 4284 | 4351 | 4411 | 4470 | 53454.6
76 | 41 | 42 | 43 | 43 | 40 | 33 | 26 | 24 | 27 | 32 | 30 | 27 | 24 | 25 | 24 | 21 | 20 | 20 | 22 | 19 | 583 | 76 | 177.5 | 375.3 | 598.7 | 847.9 | 1126 | 1432 | 1750 | 2078 | 2418 | 2767 | 3112 | 3450 | 3772 | 3998 | 4117 | 4202 | 4275 | 4338 | 4397 | 4453 | 53684.4
77 | 35 | 36 | 34 | 35 | 36 | 37 | 33 | 27 | 28 | 30 | 34 | 30 | 22 | 16 | 14 | 14 | 17 | 18 | 22 | 25 | 543 | 77 | 178.3 | 376.7 | 595.1 | 843.9 | 1121 | 1421 | 1739 | 2067 | 2410 | 2759 | 3104 | 3443 | 3773 | 4003 | 4121 | 4204 | 4277 | 4339 | 4399 | 4456 | 53630
78 | 29 | 29 | 28 | 28 | 22 | 16 | 13 | 17 | 18 | 21 | 19 | 20 | 16 | 14 | 17 | 17 | 18 | 18 | 17 | 18 | 395 | 78 | 170.9 | 362.5 | 578.1 | 822.4 | 1094 | 1389 | 1701 | 2023 | 2357 | 2694 | 3024 | 3353 | 3667 | 3889 | 3999 | 4077 | 4141 | 4196 | 4245 | 4293 | 52075.9
79 | 22 | 15 | 12 | 9 | 11 | 14 | 13 | 16 | 19 | 23 | 20 | 20 | 18 | 19 | 17 | 20 | 18 | 16 | 16 | 15 | 333 | 79 | 159.2 | 349.6 | 555.3 | 783.8 | 1061 | 1365 | 1687 | 2022 | 2371 | 2723 | 3070 | 3411 | 3744 | 3984 | 4106 | 4189 | 4257 | 4316 | 4368 | 4418 | 52939.9
80 | 27 | 33 | 33 | 34 | 32 | 31 | 31 | 31 | 29 | 29 | 28 | 27 | 24 | 18 | 16 | 13 | 13 | 13 | 12 | 14 | 488 | 80 | 172.6 | 365.2 | 588 | 837.5 | 1120 | 1429 | 1761 | 2104 | 2462 | 2827 | 3192 | 3552 | 3904 | 4164 | 4298 | 4384 | 4456 | 4521 | 4579 | 4633 | 55349.3
81 | 25 | 29 | 32 | 38 | 41 | 39 | 32 | 27 | 23 | 22 | 17 | 16 | 17 | 20 | 20 | 18 | 17 | 19 | 22 | 21 | 495 | 81 | 169.8 | 361.5 | 577.6 | 821.9 | 1098 | 1404 | 1721 | 2049 | 2387 | 2729 | 3065 | 3393 | 3713 | 3939 | 4054 | 4131 | 4197 | 4253 | 4307 | 4360 | 52730.8
82 | 26 | 29 | 28 | 27 | 27 | 28 | 28 | 24 | 19 | 20 | 20 | 21 | 18 | 17 | 19 | 20 | 21 | 19 | 19 | 18 | 448 | 82 | 172.9 | 363.5 | 581.4 | 827.1 | 1102 | 1398 | 1710 | 2036 | 2372 | 2717 | 3055 | 3386 | 3709 | 3938 | 4057 | 4136 | 4204 | 4264 | 4318 | 4370 | 52716.9
83 | 30 | 29 | 28 | 32 | 34 | 38 | 34 | 31 | 27 | 24 | 24 | 24 | 25 | 23 | 20 | 15 | 13 | 14 | 18 | 20 | 503 | 83 | 176.1 | 367.4 | 585.1 | 832 | 1110 | 1420 | 1742 | 2083 | 2432 | 2780 | 3127 | 3468 | 3801 | 4046 | 4174 | 4258 | 4325 | 4384 | 4440 | 4500 | 54050.6
84 | 27 | 17 | 17 | 18 | 24 | 22 | 17 | 17 | 16 | 15 | 14 | 16 | 18 | 16 | 20 | 23 | 28 | 26 | 24 | 21 | 396 | 84 | 169.7 | 359.2 | 575.4 | 819 | 1093 | 1392 | 1706 | 2034 | 2376 | 2722 | 3067 | 3405 | 3732 | 3971 | 4093 | 4180 | 4251 | 4314 | 4369 | 4423 | 53051.3
85 | 28 | 23 | 23 | 24 | 28 | 31 | 27 | 24 | 23 | 23 | 23 | 19 | 20 | 16 | 14 | 14 | 15 | 18 | 16 | 21 | 430 | 85 | 172.3 | 363.5 | 581.5 | 829 | 1105 | 1407 | 1721 | 2049 | 2387 | 2730 | 3065 | 3397 | 3719 | 3948 | 4064 | 4143 | 4208 | 4265 | 4317 | 4366 | 52837.3
86 | 23 | 21 | 20 | 19 | 18 | 18 | 17 | 20 | 22 | 23 | 21 | 19 | 18 | 20 | 20 | 18 | 19 | 18 | 19 | 17 | 390 | 86 | 175.2 | 367 | 585.9 | 832.4 | 1108 | 1412 | 1728 | 2056 | 2394 | 2735 | 3074 | 3407 | 3732 | 3963 | 4080 | 4161 | 4229 | 4290 | 4345 | 4399 | 53073.5
87 | 13 | 8 | 8 | 9 | 12 | 13 | 12 | 10 | 8 | 9 | 10 | 14 | 14 | 16 | 14 | 14 | 14 | 19 | 19 | 22 | 258 | 87 | 172.1 | 350.5 | 550.7 | 791.8 | 1048 | 1339 | 1651 | 1978 | 2310 | 2654 | 2997 | 3332 | 3656 | 3887 | 4006 | 4087 | 4152 | 4208 | 4258 | 4306 | 51734.1
88 | 26 | 31 | 27 | 33 | 34 | 39 | 35 | 32 | 26 | 23 | 21 | 23 | 23 | 21 | 23 | 24 | 26 | 23 | 25 | 28 | 543 | 88 | 174 | 366.6 | 585.8 | 832.1 | 1112 | 1419 | 1744 | 2083 | 2431 | 2779 | 3125 | 3466 | 3800 | 4047 | 4182 | 4275 | 4353 | 4425 | 4488 | 4549 | 54236.5
89 | 20 | 22 | 24 | 26 | 25 | 23 | 20 | 20 | 19 | 21 | 19 | 16 | 15 | 16 | 17 | 15 | 16 | 19 | 20 | 18 | 391 | 89 | 168.5 | 360.3 | 578.7 | 825.9 | 1104 | 1410 | 1734 | 2074 | 2425 | 2782 | 3134 | 3483 | 3822 | 4069 | 4197 | 4280 | 4351 | 4414 | 4470 | 4522 | 54204.4
90 | 17 | 16 | 16 | 18 | 18 | 15 | 12 | 11 | 16 | 14 | 15 | 13 | 16 | 17 | 16 | 16 | 16 | 17 | 12 | 6 | 297 | 90 | 170.6 | 363.4 | 580.3 | 827.2 | 1103 | 1404 | 1723 | 2051 | 2394 | 2738 | 3081 | 3415 | 3740 | 3969 | 4085 | 4164 | 4230 | 4288 | 4339 | 4387 | 53052.5
91 | 27 | 25 | 30 | 28 | 32 | 25 | 29 | 28 | 32 | 32 | 30 | 25 | 22 | 20 | 22 | 22 | 25 | 27 | 29 | 26 | 536 | 91 | 173 | 366 | 585.1 | 833 | 1112 | 1414 | 1733 | 2064 | 2408 | 2759 | 3105 | 3445 | 3776 | 4017 | 4140 | 4231 | 4308 | 4377 | 4438 | 4498 | 53782.1
92 | 31 | 32 | 34 | 37 | 39 | 36 | 32 | 31 | 33 | 34 | 31 | 24 | 16 | 13 | 14 | 16 | 20 | 23 | 25 | 24 | 545 | 92 | 173.6 | 366.6 | 585.8 | 831.6 | 1108 | 1408 | 1724 | 2052 | 2391 | 2737 | 3082 | 3417 | 3736 | 3965 | 4082 | 4160 | 4228 | 4288 | 4343 | 4397 | 53075.6
93 | 41 | 42 | 44 | 42 | 42 | 38 | 39 | 35 | 29 | 28 | 26 | 25 | 19 | 12 | 8 | 4 | 5 | 9 | 12 | 14 | 514 | 93 | 173.4 | 367.2 | 587.2 | 834.3 | 1113 | 1416 | 1733 | 2065 | 2404 | 2748 | 3088 | 3421 | 3744 | 3964 | 4074 | 4148 | 4209 | 4262 | 4311 | 4358 | 53020.1
94 | 46 | 43 | 41 | 37 | 27 | 18 | 11 | 11 | 10 | 11 | 13 | 19 | 19 | 21 | 20 | 21 | 21 | 22 | 23 | 24 | 458 | 94 | 171.5 | 366.3 | 587.8 | 834.3 | 1110 | 1411 | 1728 | 2057 | 2396 | 2736 | 3078 | 3413 | 3741 | 3977 | 4101 | 4190 | 4262 | 4328 | 4388 | 4447 | 53322.9
95 | 40 | 35 | 35 | 34 | 35 | 34 | 32 | 33 | 34 | 33 | 30 | 28 | 25 | 24 | 22 | 24 | 24 | 23 | 25 | 24 | 594 | 95 | 177.3 | 377.3 | 597.4 | 845.7 | 1127 | 1434 | 1765 | 2111 | 2474 | 2838 | 3204 | 3563 | 3912 | 4169 | 4305 | 4400 | 4481 | 4554 | 4618 | 4681 | 55633.7
96 | 29 | 33 | 34 | 36 | 36 | 34 | 34 | 33 | 32 | 29 | 28 | 25 | 25 | 20 | 17 | 11 | 8 | 13 | 18 | 24 | 519 | 96 | 180.8 | 380.1 | 605.5 | 858.1 | 1141 | 1454 | 1780 | 2122 | 2476 | 2837 | 3194 | 3543 | 3884 | 4133 | 4263 | 4348 | 4415 | 4480 | 4542 | 4603 | 55239.5
97 | 31 | 26 | 25 | 19 | 19 | 19 | 19 | 20 | 18 | 22 | 22 | 24 | 23 | 22 | 20 | 18 | 16 | 18 | 17 | 19 | 417 | 97 | 173.2 | 363.9 | 583.8 | 830.7 | 1108 | 1411 | 1727 | 2054 | 2394 | 2738 | 3077 | 3412 | 3736 | 3967 | 4085 | 4166 | 4234 | 4294 | 4347 | 4399 | 53100.6
98 | 15 | 15 | 17 | 20 | 29 | 31 | 31 | 23 | 23 | 21 | 21 | 13 | 9 | 6 | 13 | 19 | 24 | 27 | 29 | 30 | 416 | 98 | 169.5 | 361.6 | 582.4 | 832.3 | 1115 | 1424 | 1752 | 2091 | 2447 | 2806 | 3165 | 3518 | 3862 | 4122 | 4258 | 4344 | 4416 | 4482 | 4543 | 4598 | 54888.8
99 | 30 | 30 | 32 | 33 | 36 | 34 | 34 | 33 | 34 | 33 | 30 | 27 | 26 | 28 | 28 | 24 | 19 | 15 | 16 | 20 | 562 | 99 | 171.3 | 365.3 | 585.6 | 832.6 | 1111 | 1414 | 1733 | 2065 | 2412 | 2765 | 3112 | 3453 | 3787 | 4030 | 4161 | 4252 | 4327 | 4395 | 4455 | 4514 | 53940.8
100 | 32 | 32 | 33 | 35 | 33 | 32 | 28 | 27 | 26 | 25 | 26 | 25 | 25 | 22 | 21 | 21 | 23 | 22 | 21 | 20 | 529 | 100 | 173.8 | 367.9 | 589.8 | 837.5 | 1117 | 1424 | 1747 | 2081 | 2425 | 2769 | 3120 | 3463 | 3798 | 4043 | 4173 | 4266 | 4343 | 4411 | 4473 | 4532 | 54154
101 | 39 | 42 | 44 | 45 | 43 | 39 | 38 | 37 | 38 | 38 | 32 | 26 | 23 | 24 | 27 | 30 | 33 | 34 | 34 | 35 | 701 | 101 | 181.6 | 386.6 | 618.6 | 882.2 | 1177 | 1500 | 1840 | 2195 | 2567 | 2947 | 3319 | 3686 | 4042 | 4310 | 4454 | 4551 | 4637 | 4716 | 4789 | 4859 | 57658
102 | 27 | 33 | 35 | 32 | 32 | 28 | 32 | 30 | 34 | 33 | 31 | 28 | 27 | 29 | 31 | 31 | 31 | 32 | 34 | 34 | 624 | 102 | 174.6 | 371.3 | 596.7 | 848.9 | 1136 | 1451 | 1783 | 2131 | 2490 | 2856 | 3220 | 3583 | 3937 | 4202 | 4343 | 4439 | 4520 | 4594 | 4663 | 4728 | 56067.5
103 | 44 | 27 | 19 | 7 | 6 | 9 | 17 | 23 | 32 | 32 | 30 | 25 | 19 | 20 | 18 | 17 | 14 | 16 | 17 | 19 | 411 | 103 | 172.5 | 364 | 581.1 | 825.4 | 1104 | 1406 | 1724 | 2051 | 2391 | 2736 | 3079 | 3413 | 3736 | 3959 | 4074 | 4155 | 4221 | 4278 | 4335 | 4390 | 52995
104 | 36 | 33 | 35 | 36 | 37 | 35 | 34 | 34 | 32 | 30 | 28 | 29 | 29 | 29 | 26 | 24 | 24 | 27 | 30 | 33 | 621 | 104 | 173.4 | 368.6 | 591.5 | 843.9 | 1127 | 1437 | 1769 | 2116 | 2475 | 2841 | 3208 | 3568 | 3920 | 4184 | 4328 | 4426 | 4507 | 4581 | 4649 | 4713 | 55826.4
105 | 18 | 21 | 21 | 26 | 28 | 29 | 29 | 22 | 13 | 9 | 14 | 20 | 23 | 22 | 24 | 22 | 21 | 22 | 23 | 27 | 434 | 105 | 170.6 | 361.2 | 579.9 | 829.3 | 1107 | 1412 | 1735 | 2074 | 2421 | 2776 | 3128 | 3472 | 3808 | 4058 | 4188 | 4273 | 4344 | 4410 | 4470 | 4527 | 54144
106 | 21 | 23 | 23 | 25 | 28 | 27 | 26 | 24 | 27 | 26 | 25 | 21 | 21 | 19 | 20 | 17 | 20 | 19 | 18 | 19 | 449 | 106 | 153 | 343.5 | 559.3 | 801.5 | 1076 | 1374 | 1694 | 2027 | 2371 | 2713 | 3057 | 3390 | 3715 | 3949 | 4067 | 4148 | 4214 | 4272 | 4324 | 4375 | 52623.3
107 | 36 | 35 | 38 | 40 | 42 | 37 | 33 | 28 | 29 | 28 | 30 | 29 | 28 | 27 | 27 | 27 | 25 | 25 | 26 | 27 | 617 | 107 | 172.6 | 365.5 | 584.4 | 835 | 1115 | 1423 | 1748 | 2086 | 2442 | 2801 | 3159 | 3521 | 3874 | 4138 | 4282 | 4380 | 4463 | 4537 | 4604 | 4667 | 55197.5
108 | 42 | 43 | 42 | 39 | 39 | 39 | 37 | 32 | 27 | 27 | 25 | 22 | 19 | 20 | 21 | 22 | 19 | 19 | 18 | 21 | 573 | 108 | 176 | 372.5 | 594.8 | 843.5 | 1120 | 1431 | 1756 | 2095 | 2445 | 2795 | 3148 | 3491 | 3824 | 4070 | 4200 | 4292 | 4369 | 4438 | 4500 | 4560 | 54520.8
109 | 39 | 37 | 34 | 32 | 31 | 34 | 33 | 31 | 31 | 31 | 32 | 29 | 26 | 24 | 24 | 24 | 22 | 19 | 20 | 21 | 574 | 109 | 174.5 | 368.6 | 588 | 838.8 | 1118 | 1422 | 1743 | 2076 | 2423 | 2777 | 3126 | 3475 | 3812 | 4051 | 4177 | 4267 | 4342 | 4409 | 4470 | 4529 | 54186.9
110 | 42 | 41 | 42 | 41 | 36 | 28 | 24 | 23 | 25 | 29 | 31 | 31 | 20 | 12 | 4 | 5 | 9 | 18 | 27 | 32 | 520 | 110 | 170.5 | 361.7 | 583.5 | 831.8 | 1109 | 1413 | 1735 | 2067 | 2413 | 2761 | 3113 | 3460 | 3796 | 4035 | 4157 | 4239 | 4306 | 4370 | 4430 | 4489 | 53840.5
111 | 17 | 24 | 23 | 24 | 19 | 17 | 18 | 16 | 20 | 19 | 24 | 19 | 18 | 14 | 13 | 11 | 12 | 13 | 14 | 15 | 350 | 111 | 171.6 | 365.9 | 587.3 | 835.3 | 1114 | 1416 | 1738 | 2072 | 2413 | 2758 | 3099 | 3435 | 3761 | 3992 | 4110 | 4190 | 4257 | 4315 | 4367 | 4417 | 53414.1
112 | 25 | 25 | 26 | 27 | 20 | 11 | 5 | 13 | 20 | 26 | 20 | 19 | 16 | 18 | 17 | 19 | 19 | 20 | 18 | 19 | 383 | 112 | 176.8 | 372.5 | 594.4 | 843.6 | 1127 | 1427 | 1734 | 2064 | 2416 | 2768 | 3117 | 3462 | 3793 | 4033 | 4156 | 4239 | 4307 | 4367 | 4421 | 4474 | 53892.3
113 | 39 | 36 | 36 | 32 | 36 | 36 | 34 | 25 | 20 | 21 | 22 | 19 | 17 | 17 | 18 | 19 | 15 | 17 | 16 | 17 | 492 | 113 | 173.9 | 367.1 | 586 | 831.4 | 1109 | 1415 | 1738 | 2068 | 2416 | 2765 | 3110 | 3445 | 3772 | 4004 | 4122 | 4203 | 4269 | 4328 | 4380 | 4430 | 53532.4
114 | 24 | 27 | 28 | 32 | 34 | 32 | 29 | 26 | 27 | 29 | 26 | 26 | 21 | 19 | 19 | 18 | 21 | 17 | 22 | 22 | 499 | 114 | 171.4 | 366.4 | 587 | 837.6 | 1117 | 1424 | 1748 | 2083 | 2431 | 2783 | 3132 | 3477 | 3810 | 4047 | 4169 | 4257 | 4328 | 4393 | 4452 | 4510 | 54123.4
115 | 27 | 21 | 26 | 24 | 27 | 24 | 24 | 22 | 22 | 21 | 22 | 21 | 21 | 21 | 22 | 23 | 23 | 23 | 22 | 23 | 459 | 115 | 172.8 | 363.8 | 582 | 830.2 | 1106 | 1412 | 1734 | 2068 | 2412 | 2764 | 3116 | 3459 | 3794 | 4037 | 4165 | 4251 | 4325 | 4392 | 4451 | 4510 | 53944.8
116 | 22 | 23 | 20 | 18 | 18 | 22 | 24 | 25 | 27 | 27 | 25 | 19 | 16 | 18 | 18 | 18 | 17 | 16 | 18 | 17 | 408 | 116 | 177.1 | 372.8 | 595.3 | 848.9 | 1133 | 1445 | 1772 | 2112 | 2467 | 2828 | 3184 | 3534 | 3871 | 4117 | 4244 | 4328 | 4399 | 4462 | 4516 | 4570 | 54976.1
117 | 21 | 20 | 20 | 23 | 26 | 27 | 27 | 28 | 30 | 29 | 25 | 25 | 24 | 25 | 25 | 21 | 17 | 16 | 19 | 23 | 471 | 117 | 171.5 | 363.2 | 581.8 | 827.5 | 1105 | 1407 | 1726 | 2057 | 2398 | 2747 | 3094 | 3432 | 3760 | 4003 | 4130 | 4218 | 4289 | 4352 | 4411 | 4470 | 53543
118 | 45 | 41 | 38 | 33 | 33 | 30 | 26 | 23 | 22 | 22 | 22 | 18 | 17 | 16 | 17 | 16 | 16 | 18 | 20 | 20 | 493 | 118 | 175.9 | 371.3 | 591.4 | 836.1 | 1110 | 1409 | 1719 | 2044 | 2374 | 2708 | 3040 | 3364 | 3675 | 3893 | 4002 | 4078 | 4145 | 4204 | 4258 | 4312 | 52309.7
119 | 27 | 28 | 27 | 28 | 28 | 27 | 25 | 25 | 27 | 29 | 27 | 23 | 22 | 21 | 22 | 21 | 21 | 20 | 18 | 19 | 485 | 119 | 171 | 362.1 | 583.3 | 826.9 | 1102 | 1406 | 1723 | 2056 | 2398 | 2748 | 3094 | 3433 | 3765 | 4002 | 4121 | 4204 | 4273 | 4334 | 4388 | 4441 | 53431.3
120 | 39 | 37 | 34 | 33 | 30 | 27 | 21 | 22 | 22 | 20 | 20 | 18 | 20 | 14 | 20 | 20 | 24 | 22 | 22 | 19 | 484 | 120 | 175.3 | 366.9 | 583.2 | 825.7 | 1099 | 1396 | 1708 | 2036 | 2369 | 2709 | 3045 | 3367 | 3682 | 3907 | 4019 | 4099 | 4167 | 4227 | 4282 | 4336 | 52399.1
121 | 46 | 43 | 42 | 40 | 39 | 36 | 31 | 25 | 27 | 29 | 32 | 28 | 21 | 15 | 12 | 15 | 21 | 21 | 22 | 20 | 565 | 121 | 178.7 | 376.2 | 600.8 | 847.6 | 1125 | 1426 | 1744 | 2067 | 2404 | 2748 | 3091 | 3426 | 3749 | 3971 | 4080 | 4157 | 4227 | 4289 | 4347 | 4403 | 53257.3
122 | 36 | 31 | 35 | 35 | 41 | 39 | 35 | 28 | 24 | 21 | 24 | 23 | 25 | 26 | 27 | 25 | 23 | 25 | 28 | 30 | 581 | 122 | 176.4 | 371.8 | 589.7 | 841.8 | 1122 | 1427 | 1751 | 2085 | 2430 | 2775 | 3118 | 3457 | 3786 | 4031 | 4161 | 4252 | 4329 | 4398 | 4459 | 4518 | 54078.7
123 | 44 | 37 | 26 | 16 | 10 | 10 | 5 | 1 | 11 | 20 | 27 | 24 | 24 | 24 | 24 | 20 | 21 | 21 | 24 | 25 | 414 | 123 | 181.2 | 381.2 | 604.1 | 856.6 | 1138 | 1445 | 1756 | 2083 | 2431 | 2792 | 3149 | 3501 | 3851 | 4108 | 4247 | 4342 | 4417 | 4487 | 4550 | 4611 | 54931.1
124 | 40 | 39 | 40 | 37 | 37 | 34 | 33 | 26 | 22 | 21 | 23 | 21 | 17 | 12 | 12 | 10 | 7 | 2 | 0 | 1 | 434 | 124 | 175.8 | 370.5 | 589.6 | 831.3 | 1103 | 1396 | 1704 | 2020 | 2343 | 2669 | 2992 | 3308 | 3610 | 3812 | 3910 | 3983 | 4042 | 4089 | 4133 | 4172 | 51253.2
125 | 42 | 41 | 39 | 39 | 40 | 40 | 34 | 28 | 27 | 28 | 27 | 23 | 23 | 23 | 26 | 22 | 24 | 23 | 26 | 27 | 602 | 125 | 172.4 | 366.5 | 587.9 | 838.3 | 1123 | 1432 | 1759 | 2100 | 2456 | 2819 | 3176 | 3525 | 3872 | 4128 | 4269 | 4366 | 4446 | 4520 | 4586 | 4651 | 55193.1
126 | 43 | 42 | 41 | 36 | 33 | 29 | 31 | 27 | 26 | 24 | 22 | 19 | 15 | 15 | 19 | 23 | 24 | 19 | 15 | 14 | 517 | 126 | 178.6 | 376 | 599.1 | 849.1 | 1124 | 1426 | 1744 | 2073 | 2416 | 2761 | 3101 | 3435 | 3748 | 3972 | 4087 | 4177 | 4251 | 4315 | 4372 | 4429 | 53433.8
127 | 38 | 40 | 33 | 29 | 24 | 27 | 25 | 27 | 29 | 32 | 28 | 26 | 22 | 23 | 22 | 25 | 26 | 27 | 27 | 27 | 557 | 127 | 173.8 | 369.4 | 590.7 | 843.8 | 1127 | 1435 | 1759 | 2098 | 2449 | 2805 | 3154 | 3494 | 3828 | 4067 | 4189 | 4274 | 4347 | 4412 | 4472 | 4530 | 54417.7
128 | 19 | 18 | 27 | 33 | 38 | 33 | 30 | 30 | 31 | 30 | 25 | 18 | 14 | 14 | 16 | 20 | 23 | 27 | 24 | 26 | 496 | 128 | 170.3 | 359.7 | 576 | 821.8 | 1099 | 1401 | 1717 | 2046 | 2389 | 2734 | 3074 | 3408 | 3731 | 3961 | 4077 | 4159 | 4230 | 4294 | 4352 | 4410 | 53009.8
129 | 31 | 34 | 29 | 23 | 14 | 8 | 12 | 17 | 25 | 24 | 21 | 22 | 20 | 22 | 20 | 22 | 22 | 27 | 30 | 32 | 455 | 129 | 171 | 361.5 | 581.5 | 830.8 | 1113 | 1408 | 1721 | 2061 | 2416 | 2778 | 3137 | 3488 | 3833 | 4087 | 4220 | 4306 | 4378 | 4443 | 4503 | 4558 | 54394.8
130 | 39 | 30 | 25 | 23 | 24 | 27 | 28 | 30 | 29 | 26 | 25 | 22 | 19 | 17 | 19 | 21 | 22 | 20 | 17 | 13 | 476 | 130 | 174 | 363.7 | 578.1 | 818.5 | 1088 | 1380 | 1688 | 2005 | 2335 | 2666 | 2995 | 3316 | 3625 | 3840 | 3947 | 4027 | 4097 | 4155 | 4208 | 4256 | 51562.3
131 | 35 | 34 | 34 | 35 | 39 | 37 | 26 | 15 | 11 | 14 | 20 | 24 | 25 | 25 | 23 | 25 | 23 | 22 | 21 | 25 | 513 | 131 | 170.7 | 361.4 | 575.4 | 820.6 | 1093 | 1390 | 1705 | 2028 | 2364 | 2701 | 3041 | 3371 | 3697 | 3933 | 4055 | 4143 | 4215 | 4279 | 4337 | 4394 | 52674.1
132 | 40 | 36 | 35 | 33 | 36 | 34 | 33 | 30 | 29 | 29 | 25 | 26 | 25 | 26 | 24 | 24 | 27 | 29 | 27 | 27 | 595 | 132 | 180.2 | 380.4 | 608.2 | 863.9 | 1149 | 1463 | 1796 | 2145 | 2509 | 2873 | 3236 | 3597 | 3955 | 4215 | 4353 | 4450 | 4532 | 4606 | 4672 | 4736 | 56319.7
133 | 45 | 44 | 42 | 40 | 42 | 42 | 41 | 37 | 30 | 26 | 24 | 25 | 27 | 28 | 30 | 33 | 33 | 35 | 34 | 35 | 693 | 133 | 179.8 | 380.5 | 607.6 | 865.1 | 1156 | 1477 | 1816 | 2168 | 2533 | 2905 | 3276 | 3645 | 4001 | 4279 | 4427 | 4529 | 4616 | 4697 | 4772 | 4843 | 57173
134 | 43 | 43 | 42 | 35 | 29 | 25 | 24 | 19 | 13 | 17 | 20 | 24 | 22 | 21 | 20 | 23 | 27 | 30 | 31 | 30 | 538 | 134 | 179 | 377.4 | 602.6 | 852.1 | 1133 | 1441 | 1767 | 2102 | 2448 | 2800 | 3149 | 3491 | 3827 | 4071 | 4198 | 4287 | 4362 | 4430 | 4491 | 4550 | 54558.1
135 | 43 | 40 | 40 | 38 | 41 | 40 | 39 | 34 | 30 | 26 | 24 | 23 | 25 | 23 | 23 | 22 | 25 | 24 | 22 | 21 | 603 | 135 | 176.1 | 373 | 595.6 | 844.4 | 1124 | 1432 | 1750 | 2079 | 2422 | 2766 | 3103 | 3438 | 3763 | 3993 | 4112 | 4198 | 4271 | 4334 | 4392 | 4447 | 53613.1
136 | 40 | 43 | 43 | 42 | 41 | 38 | 38 | 37 | 38 | 36 | 32 | 27 | 25 | 26 | 29 | 26 | 19 | 17 | 20 | 27 | 644 | 136 | 173.6 | 370.5 | 592.9 | 846.5 | 1132 | 1442 | 1772 | 2113 | 2472 | 2836 | 3195 | 3551 | 3894 | 4146 | 4278 | 4372 | 4450 | 4521 | 4583 | 4645 | 55385.5
137 | 44 | 43 | 36 | 30 | 28 | 29 | 31 | 32 | 34 | 37 | 31 | 27 | 21 | 20 | 20 | 23 | 27 | 32 | 33 | 31 | 609 | 137 | 169.4 | 361.3 | 577.5 | 823.8 | 1100 | 1403 | 1720 | 2052 | 2403 | 2762 | 3117 | 3470 | 3810 | 4061 | 4194 | 4287 | 4365 | 4437 | 4500 | 4563 | 54176
138 | 26 | 33 | 32 | 36 | 32 | 29 | 28 | 26 | 28 | 23 | 28 | 27 | 29 | 27 | 25 | 23 | 22 | 22 | 24 | 25 | 545 | 138 | 156.5 | 350.4 | 570.6 | 816.7 | 1092 | 1400 | 1728 | 2065 | 2417 | 2770 | 3120 | 3475 | 3814 | 4064 | 4194 | 4286 | 4362 | 4429 | 4490 | 4550 | 54150.2
139 | 25 | 30 | 28 | 28 | 23 | 23 | 20 | 20 | 19 | 21 | 19 | 16 | 15 | 14 | 17 | 13 | 18 | 19 | 22 | 21 | 411 | 139 | 170.9 | 362.5 | 581.6 | 826.4 | 1101 | 1402 | 1719 | 2046 | 2386 | 2728 | 3068 | 3400 | 3721 | 3950 | 4066 | 4146 | 4212 | 4270 | 4322 | 4372 | 52850.4
140 | 34 | 32 | 32 | 34 | 35 | 35 | 30 | 29 | 27 | 28 | 27 | 26 | 26 | 27 | 27 | 24 | 25 | 26 | 28 | 27 | 579 | 140 | 178.8 | 377.8 | 602.5 | 854.7 | 1137 | 1450 | 1781 | 2123 | 2477 | 2839 | 3194 | 3553 | 3903 | 4162 | 4303 | 4399 | 4480 | 4555 | 4624 | 4691 | 55684.8
141 | 24 | 20 | 14 | 7 | 2 | 2 | 5 | 11 | 20 | 25 | 25 | 22 | 22 | 19 | 19 | 19 | 20 | 22 | 19 | 25 | 342 | 141 | 170.3 | 362 | 573.2 | 803 | 1061 | 1350 | 1655 | 1980 | 2334 | 2693 | 3049 | 3400 | 3740 | 3988 | 4118 | 4205 | 4278 | 4341 | 4397 | 4452 | 52949.5
142 | 28 | 32 | 30 | 37 | 38 | 41 | 38 | 35 | 31 | 29 | 26 | 27 | 25 | 28 | 29 | 32 | 31 | 29 | 31 | 33 | 630 | 142 | 175 | 369.8 | 591.9 | 839.7 | 1125 | 1440 | 1775 | 2120 | 2481 | 2845 | 3208 | 3565 | 3909 | 4166 | 4303 | 4398 | 4479 | 4552 | 4619 | 4684 | 55645.4
143 | 30 | 36 | 33 | 29 | 25 | 24 | 27 | 25 | 24 | 20 | 15 | 12 | 11 | 13 | 17 | 17 | 16 | 12 | 14 | 14 | 414 | 143 | 173.1 | 368.3 | 587 | 832.5 | 1111 | 1414 | 1735 | 2065 | 2405 | 2750 | 3089 | 3421 | 3745 | 3970 | 4084 | 4162 | 4228 | 4284 | 4335 | 4383 | 53141.9
144 | 36 | 32 | 32 | 31 | 36 | 35 | 36 | 34 | 35 | 32 | 28 | 26 | 27 | 28 | 26 | 21 | 15 | 12 | 14 | 19 | 555 | 144 | 176.6 | 372.2 | 592.5 | 840.1 | 1122 | 1425 | 1746 | 2087 | 2437 | 2790 | 3140 | 3486 | 3822 | 4065 | 4192 | 4283 | 4355 | 4416 | 4467 | 4524 | 54338.4
145 | 40 | 38 | 38 | 37 | 31 | 24 | 20 | 20 | 23 | 26 | 27 | 26 | 22 | 22 | 21 | 21 | 20 | 21 | 22 | 23 | 522 | 145 | 176.6 | 371.5 | 588.6 | 837.6 | 1114 | 1411 | 1728 | 2054 | 2393 | 2738 | 3082 | 3420 | 3748 | 3990 | 4119 | 4211 | 4287 | 4355 | 4416 | 4475 | 53515.3
146 | 30 | 31 | 31 | 31 | 33 | 36 | 36 | 34 | 32 | 29 | 27 | 27 | 28 | 30 | 30 | 30 | 30 | 31 | 30 | 28 | 614 | 146 | 171.7 | 363 | 579.5 | 824.1 | 1101 | 1404 | 1727 | 2062 | 2410 | 2760 | 3110 | 3455 | 3790 | 4039 | 4174 | 4270 | 4350 | 4422 | 4486 | 4550 | 54048.3
147 | 46 | 45 | 45 | 43 | 37 | 29 | 26 | 26 | 29 | 32 | 34 | 33 | 30 | 30 | 27 | 27 | 27 | 30 | 32 | 35 | 663 | 147 | 176.4 | 375 | 601.5 | 856.9 | 1141 | 1451 | 1778 | 2117 | 2471 | 2836 | 3202 | 3558 | 3905 | 4170 | 4310 | 4406 | 4488 | 4564 | 4633 | 4701 | 55740.8
148 | 38 | 31 | 33 | 29 | 30 | 28 | 30 | 31 | 31 | 31 | 29 | 27 | 25 | 26 | 25 | 26 | 24 | 23 | 24 | 24 | 565 | 148 | 174.5 | 370.5 | 593.9 | 848.6 | 1134 | 1446 | 1775 | 2117 | 2471 | 2833 | 3194 | 3548 | 3891 | 4147 | 4282 | 4376 | 4454 | 4524 | 4588 | 4650 | 55417.5
149 | 38 | 34 | 31 | 30 | 35 | 39 | 35 | 30 | 24 | 22 | 20 | 20 | 23 | 25 | 27 | 28 | 27 | 29 | 28 | 28 | 573 | 149 | 172.3 | 364 | 583.4 | 831.2 | 1110 | 1416 | 1738 | 2074 | 2422 | 2770 | 3121 | 3465 | 3801 | 4046 | 4178 | 4270 | 4346 | 4416 | 4478 | 4539 | 54140.9
150 | 27 | 31 | 33 | 32 | 33 | 27 | 27 | 25 | 21 | 16 | 12 | 12 | 12 | 10 | 8 | 9 | 12 | 18 | 20 | 20 | 405 | 150 | 172.6 | 367.4 | 587.4 | 834.4 | 1116 | 1418 | 1736 | 2068 | 2411 | 2759 | 3103 | 3439 | 3766 | 4000 | 4116 | 4194 | 4260 | 4319 | 4372 | 4423 | 53461.8
151 | 29 | 31 | 34 | 36 | 34 | 30 | 30 | 32 | 32 | 27 | 25 | 22 | 19 | 16 | 17 | 17 | 17 | 15 | 16 | 17 | 496 | 151 | 172.2 | 366 | 585 | 832.5 | 1113 | 1416 | 1740 | 2081 | 2430 | 2784 | 3138 | 3486 | 3821 | 4058 | 4178 | 4263 | 4330 | 4388 | 4440 | 4490 | 54111.7
152 | 40 | 36 | 32 | 31 | 29 | 29 | 24 | 24 | 22 | 20 | 22 | 20 | 22 | 16 | 22 | 24 | 28 | 24 | 22 | 17 | 504 | 152 | 177.5 | 368.6 | 587.1 | 833.3 | 1108 | 1409 | 1723 | 2051 | 2387 | 2729 | 3067 | 3397 | 3715 | 3943 | 4059 | 4143 | 4211 | 4271 | 4326 | 4379 | 52884.5
153 | 42 | 42 | 40 | 35 | 35 | 37 | 37 | 30 | 25 | 26 | 23 | 20 | 17 | 18 | 19 | 20 | 17 | 19 | 18 | 20 | 540 | 153 | 173.2 | 365.4 | 584.8 | 830 | 1107 | 1411 | 1731 | 2063 | 2410 | 2759 | 3106 | 3443 | 3770 | 4006 | 4129 | 4213 | 4289 | 4356 | 4417 | 4476 | 53639.4
154 | 44 | 44 | 42 | 40 | 40 | 40 | 41 | 37 | 31 | 25 | 21 | 21 | 19 | 16 | 14 | 14 | 14 | 13 | 14 | 19 | 549 | 154 | 173 | 367.4 | 586.5 | 836.5 | 1118 | 1428 | 1757 | 2102 | 2457 | 2813 | 3167 | 3517 | 3856 | 4100 | 4226 | 4308 | 4377 | 4439 | 4493 | 4551 | 54672.4
155 | 24 | 31 | 31 | 35 | 34 | 31 | 27 | 25 | 28 | 30 | 30 | 29 | 26 | 22 | 19 | 18 | 19 | 23 | 22 | 22 | 526 | 155 | 171.8 | 363.2 | 580.4 | 825.1 | 1100 | 1397 | 1712 | 2038 | 2375 | 2717 | 3054 | 3388 | 3712 | 3942 | 4057 | 4135 | 4203 | 4264 | 4320 | 4374 | 52728.5
156 | 20 | 15 | 18 | 16 | 18 | 17 | 17 | 18 | 13 | 12 | 12 | 13 | 13 | 14 | 16 | 18 | 17 | 18 | 18 | 18 | 321 | 156 | 156 | 329.3 | 536.2 | 780.2 | 1055 | 1355 | 1674 | 2008 | 2355 | 2705 | 3052 | 3388 | 3713 | 3947 | 4066 | 4148 | 4214 | 4271 | 4322 | 4371 | 52445.7
157 | 26 | 32 | 31 | 28 | 25 | 20 | 24 | 26 | 28 | 23 | 17 | 17 | 19 | 21 | 23 | 23 | 23 | 24 | 26 | 26 | 482 | 157 | 170.1 | 363.3 | 585 | 835.2 | 1119 | 1426 | 1754 | 2092 | 2444 | 2801 | 3156 | 3506 | 3844 | 4091 | 4220 | 4305 | 4376 | 4441 | 4500 | 4558 | 54586.6
158 | 38 | 34 | 34 | 31 | 31 | 31 | 32 | 31 | 32 | 32 | 32 | 29 | 25 | 26 | 27 | 29 | 28 | 25 | 19 | 16 | 582 | 158 | 171.7 | 364.4 | 583.5 | 834.1 | 1115 | 1422 | 1746 | 2080 | 2432 | 2790 | 3148 | 3499 | 3846 | 4101 | 4240 | 4337 | 4418 | 4490 | 4555 | 4616 | 54788.7
159 | 22 | 24 | 24 | 26 | 33 | 32 | 33 | 26 | 30 | 30 | 32 | 29 | 25 | 23 | 23 | 25 | 25 | 24 | 25 | 28 | 539 | 159 | 169.7 | 361.4 | 583.3 | 833.2 | 1113 | 1420 | 1748 | 2088 | 2446 | 2810 | 3174 | 3535 | 3884 | 4146 | 4289 | 4385 | 4466 | 4540 | 4607 | 4668 | 55266.6
160 | 41 | 37 | 35 | 30 | 33 | 30 | 30 | 25 | 24 | 25 | 25 | 23 | 19 | 20 | 21 | 23 | 20 | 20 | 21 | 23 | 525 | 160 | 178.8 | 373.6 | 596.9 | 844.1 | 1126 | 1432 | 1753 | 2092 | 2438 | 2790 | 3142 | 3486 | 3821 | 4068 | 4195 | 4282 | 4356 | 4425 | 4486 | 4546 | 54431.4
161 | 30 | 30 | 32 | 33 | 35 | 31 | 26 | 23 | 20 | 24 | 26 | 28 | 29 | 27 | 28 | 26 | 26 | 25 | 28 | 29 | 556 | 161 | 177.7 | 375.3 | 596.7 | 845.3 | 1125 | 1433 | 1756 | 2089 | 2435 | 2785 | 3136 | 3486 | 3828 | 4076 | 4210 | 4304 | 4383 | 4455 | 4521 | 4586 | 54603
162 | 21 | 19 | 24 | 26 | 31 | 28 | 25 | 20 | 18 | 12 | 10 | 10 | 17 | 21 | 22 | 21 | 21 | 22 | 24 | 25 | 417 | 162 | 175.5 | 371.5 | 592.5 | 842.8 | 1126 | 1435 | 1757 | 2095 | 2441 | 2792 | 3145 | 3492 | 3826 | 4068 | 4192 | 4276 | 4346 | 4409 | 4466 | 4522 | 54370.3
163 | 29 | 28 | 31 | 30 | 29 | 29 | 26 | 25 | 19 | 24 | 25 | 28 | 26 | 22 | 15 | 11 | 10 | 15 | 19 | 25 | 466 | 163 | 176.2 | 369.6 | 591.2 | 840 | 1123 | 1430 | 1754 | 2088 | 2437 | 2787 | 3140 | 3490 | 3833 | 4091 | 4225 | 4308 | 4377 | 4440 | 4502 | 4563 | 54565
164 | 23 | 27 | 28 | 31 | 36 | 38 | 37 | 32 | 31 | 29 | 27 | 24 | 24 | 25 | 26 | 25 | 22 | 18 | 18 | 20 | 541 | 164 | 175.9 | 366.8 | 583.8 | 826.2 | 1101 | 1400 | 1714 | 2041 | 2382 | 2726 | 3068 | 3400 | 3725 | 3962 | 4087 | 4177 | 4252 | 4317 | 4376 | 4433 | 53113.7
165 | 36 | 39 | 42 | 43 | 42 | 37 | 35 | 35 | 36 | 35 | 28 | 22 | 15 | 15 | 16 | 22 | 26 | 29 | 27 | 28 | 608 | 165 | 173.1 | 367.2 | 593.3 | 848.8 | 1135 | 1443 | 1769 | 2116 | 2475 | 2840 | 3200 | 3554 | 3897 | 4145 | 4274 | 4368 | 4448 | 4520 | 4584 | 4647 | 55397.4
166 | 31 | 30 | 27 | 27 | 24 | 26 | 22 | 23 | 23 | 22 | 17 | 15 | 16 | 19 | 17 | 17 | 16 | 18 | 18 | 18 | 426 | 166 | 173 | 365.2 | 583.7 | 830.3 | 1105 | 1406 | 1724 | 2054 | 2389 | 2730 | 3068 | 3401 | 3724 | 3951 | 4066 | 4145 | 4210 | 4267 | 4318 | 4367 | 52877.2
167 | 15 | 16 | 18 | 18 | 18 | 13 | 9 | 9 | 17 | 22 | 23 | 19 | 15 | 15 | 13 | 15 | 16 | 20 | 22 | 21 | 334 | 167 | 173 | 365.9 | 588.5 | 837.1 | 1115 | 1421 | 1737 | 2071 | 2422 | 2773 | 3122 | 3464 | 3798 | 4039 | 4163 | 4246 | 4314 | 4376 | 4429 | 4481 | 53935.5
168 | 45 | 38 | 33 | 25 | 27 | 29 | 35 | 23 | 15 | 4 | 6 | 5 | 3 | 11 | 21 | 28 | 25 | 21 | 21 | 21 | 436 | 168 | 172.6 | 366.5 | 584.5 | 832 | 1109 | 1415 | 1738 | 2072 | 2416 | 2764 | 3109 | 3448 | 3772 | 4005 | 4127 | 4215 | 4287 | 4350 | 4408 | 4465 | 53655.6
169 | 36 | 35 | 35 | 35 | 35 | 32 | 29 | 25 | 24 | 20 | 21 | 17 | 14 | 14 | 14 | 15 | 9 | 14 | 15 | 19 | 458 | 169 | 172.7 | 365 | 582.2 | 825.4 | 1098 | 1398 | 1708 | 2031 | 2359 | 2690 | 3015 | 3334 | 3639 | 3850 | 3952 | 4026 | 4087 | 4138 | 4186 | 4228 | 51684.3
170 | 27 | 37 | 33 | 36 | 28 | 33 | 31 | 36 | 33 | 33 | 28 | 24 | 21 | 23 | 24 | 24 | 20 | 16 | 12 | 9 | 528 | 170 | 175.4 | 370.5 | 590.2 | 842.5 | 1124 | 1432 | 1762 | 2105 | 2464 | 2825 | 3185 | 3533 | 3873 | 4125 | 4262 | 4359 | 4439 | 4509 | 4565 | 4616 | 55156.6
171 | 26 | 27 | 31 | 35 | 36 | 33 | 30 | 31 | 27 | 25 | 23 | 25 | 25 | 23 | 18 | 18 | 17 | 17 | 19 | 20 | 506 | 171 | 172.3 | 365.3 | 582.6 | 830.1 | 1107 | 1410 | 1730 | 2062 | 2404 | 2750 | 3092 | 3432 | 3759 | 3998 | 4121 | 4202 | 4270 | 4331 | 4387 | 4443 | 53448.3
172 | 30 | 25 | 27 | 29 | 34 | 32 | 27 | 26 | 28 | 28 | 25 | 19 | 14 | 12 | 13 | 15 | 17 | 21 | 22 | 24 | 468 | 172 | 170.8 | 359.3 | 573.5 | 817 | 1087 | 1385 | 1696 | 2020 | 2360 | 2702 | 3038 | 3369 | 3685 | 3914 | 4030 | 4109 | 4174 | 4233 | 4285 | 4336 | 52343.6
173 | 39 | 27 | 29 | 25 | 32 | 33 | 36 | 33 | 30 | 24 | 19 | 16 | 17 | 20 | 23 | 24 | 22 | 19 | 14 | 12 | 494 | 173 | 175.2 | 367.6 | 583.9 | 829.7 | 1105 | 1411 | 1734 | 2067 | 2412 | 2762 | 3102 | 3434 | 3755 | 3986 | 4106 | 4195 | 4270 | 4335 | 4392 | 4441 | 53463.4
174 | 32 | 34 | 33 | 31 | 30 | 25 | 20 | 16 | 20 | 18 | 17 | 11 | 13 | 17 | 22 | 25 | 23 | 23 | 24 | 25 | 459 | 174 | 172.1 | 363.3 | 582 | 827.8 | 1103 | 1405 | 1724 | 2054 | 2397 | 2745 | 3090 | 3426 | 3752 | 3984 | 4102 | 4183 | 4251 | 4311 | 4365 | 4419 | 53256.2
175 | 27 | 22 | 24 | 27 | 32 | 28 | 27 | 24 | 29 | 29 | 27 | 26 | 24 | 26 | 25 | 26 | 24 | 22 | 22 | 22 | 513 | 175 | 169.6 | 360.1 | 580.2 | 827.7 | 1110 | 1418 | 1744 | 2082 | 2433 | 2792 | 3145 | 3496 | 3839 | 4094 | 4232 | 4325 | 4400 | 4469 | 4531 | 4591 | 54638.6
176 | 34 | 35 | 35 | 36 | 35 | 29 | 26 | 22 | 23 | 19 | 19 | 14 | 12 | 12 | 12 | 13 | 8 | 12 | 12 | 17 | 425 | 176 | 174.4 | 368.5 | 586.3 | 830.3 | 1098 | 1388 | 1693 | 2006 | 2329 | 2653 | 2970 | 3281 | 3578 | 3780 | 3877 | 3949 | 4008 | 4056 | 4101 | 4140 | 50866.5
177 | 38 | 38 | 36 | 36 | 35 | 36 | 31 | 30 | 27 | 25 | 23 | 20 | 22 | 17 | 21 | 21 | 25 | 24 | 24 | 22 | 551 | 177 | 175.7 | 375.1 | 598.1 | 849.5 | 1131 | 1436 | 1761 | 2100 | 2456 | 2808 | 3160 | 3510 | 3850 | 4092 | 4220 | 4313 | 4392 | 4461 | 4524 | 4584 | 54796.4
178 | 27 | 22 | 19 | 21 | 26 | 33 | 32 | 30 | 24 | 23 | 20 | 20 | 16 | 17 | 15 | 14 | 16 | 16 | 18 | 13 | 422 | 178 | 177.7 | 371.5 | 588.4 | 832.8 | 1104 | 1400 | 1714 | 2040 | 2372 | 2712 | 3045 | 3371 | 3686 | 3901 | 4014 | 4089 | 4155 | 4216 | 4272 | 4323 | 52384.4
179 | 24 | 27 | 28 | 28 | 27 | 26 | 26 | 24 | 23 | 23 | 24 | 21 | 18 | 17 | 16 | 18 | 14 | 19 | 19 | 22 | 444 | 179 | 173.1 | 366.1 | 588.2 | 837.5 | 1117 | 1426 | 1749 | 2083 | 2431 | 2784 | 3137 | 3477 | 3812 | 4052 | 4174 | 4256 | 4324 | 4385 | 4440 | 4492 | 54103.9
180 | 24 | 29 | 28 | 29 | 33 | 35 | 36 | 32 | 31 | 27 | 23 | 20 | 20 | 21 | 22 | 21 | 18 | 13 | 14 | 16 | 492 | 180 | 176.3 | 367.8 | 583.9 | 826.7 | 1098 | 1396 | 1710 | 2034 | 2370 | 2708 | 3041 | 3369 | 3683 | 3905 | 4020 | 4107 | 4178 | 4232 | 4282 | 4337 | 52424.7
181 | 31 | 33 | 34 | 35 | 34 | 31 | 30 | 31 | 27 | 22 | 15 | 14 | 15 | 18 | 21 | 22 | 23 | 20 | 20 | 19 | 495 | 181 | 172.5 | 365.1 | 582.3 | 827.2 | 1105 | 1407 | 1726 | 2057 | 2400 | 2745 | 3086 | 3420 | 3746 | 3975 | 4091 | 4171 | 4241 | 4301 | 4355 | 4409 | 53182.1
182 | 32 | 31 | 34 | 38 | 44 | 42 | 40 | 37 | 38 | 37 | 31 | 28 | 28 | 28 | 25 | 21 | 22 | 22 | 22 | 20 | 620 | 182 | 176.5 | 370 | 588.3 | 838.7 | 1124 | 1434 | 1760 | 2106 | 2462 | 2821 | 3177 | 3526 | 3871 | 4120 | 4251 | 4343 | 4421 | 4491 | 4553 | 4614 | 55047.5
183 | 38 | 42 | 43 | 45 | 43 | 36 | 29 | 25 | 25 | 28 | 29 | 29 | 28 | 28 | 29 | 27 | 26 | 25 | 28 | 29 | 632 | 183 | 178.8 | 376.6 | 602.8 | 858.1 | 1147 | 1463 | 1791 | 2134 | 2490 | 2848 | 3207 | 3564 | 3906 | 4160 | 4295 | 4388 | 4467 | 4539 | 4603 | 4665 | 55683.3
184 | 31 | 31 | 24 | 20 | 14 | 18 | 17 | 16 | 15 | 14 | 19 | 19 | 24 | 23 | 26 | 25 | 26 | 23 | 21 | 20 | 426 | 184 | 175 | 367.5 | 586.7 | 835 | 1113 | 1414 | 1733 | 2067 | 2408 | 2755 | 3099 | 3438 | 3767 | 4009 | 4136 | 4225 | 4298 | 4364 | 4423 | 4480 | 53693.2
185 | 32 | 31 | 32 | 32 | 34 | 32 | 31 | 27 | 27 | 27 | 27 | 23 | 23 | 21 | 18 | 18 | 18 | 22 | 20 | 25 | 520 | 185 | 176.1 | 367.4 | 588 | 836 | 1115 | 1416 | 1740 | 2073 | 2420 | 2775 | 3126 | 3474 | 3814 | 4064 | 4192 | 4282 | 4361 | 4432 | 4496 | 4557 | 54304.5
186 | 41 | 41 | 41 | 39 | 40 | 39 | 37 | 33 | 30 | 31 | 31 | 31 | 25 | 21 | 22 | 21 | 19 | 17 | 19 | 22 | 600 | 186 | 176.5 | 371.3 | 594.4 | 843.3 | 1129 | 1439 | 1767 | 2109 | 2460 | 2816 | 3167 | 3518 | 3855 | 4100 | 4230 | 4322 | 4399 | 4468 | 4529 | 4589 | 54882.5
187 | 40 | 43 | 42 | 41 | 39 | 37 | 36 | 36 | 35 | 36 | 34 | 33 | 31 | 29 | 30 | 32 | 33 | 32 | 31 | 32 | 702 | 187 | 172.5 | 366 | 590.7 | 846 | 1133 | 1447 | 1781 | 2131 | 2499 | 2872 | 3243 | 3614 | 3973 | 4250 | 4398 | 4501 | 4589 | 4669 | 4743 | 4813 | 56631.2
188 | 40 | 38 | 38 | 34 | 36 | 31 | 28 | 26 | 24 | 26 | 20 | 22 | 20 | 21 | 20 | 22 | 21 | 22 | 22 | 26 | 537 | 188 | 175.4 | 372.1 | 595 | 843 | 1124 | 1429 | 1751 | 2090 | 2441 | 2797 | 3152 | 3500 | 3841 | 4092 | 4223 | 4316 | 4395 | 4466 | 4528 | 4589 | 54719.5
189 | 31 | 30 | 26 | 24 | 24 | 23 | 23 | 17 | 20 | 17 | 19 | 17 | 18 | 19 | 19 | 19 | 16 | 16 | 16 | 18 | 412 | 189 | 172.3 | 363.6 | 580.2 | 828 | 1105 | 1406 | 1724 | 2052 | 2391 | 2728 | 3068 | 3398 | 3719 | 3942 | 4054 | 4131 | 4197 | 4252 | 4302 | 4350 | 52763.1
190 | 32 | 34 | 35 | 38 | 40 | 35 | 31 | 24 | 26 | 27 | 29 | 28 | 28 | 28 | 29 | 29 | 26 | 24 | 22 | 20 | 585 | 190 | 172.2 | 366.4 | 588.9 | 842 | 1123 | 1434 | 1761 | 2100 | 2451 | 2809 | 3170 | 3519 | 3866 | 4126 | 4266 | 4361 | 4442 | 4513 | 4579 | 4642 | 55131.5
191 | 46 | 42 | 38 | 32 | 32 | 31 | 30 | 24 | 23 | 21 | 22 | 19 | 20 | 18 | 20 | 19 | 19 | 21 | 22 | 22 | 521 | 191 | 179.4 | 379.7 | 600.5 | 852.3 | 1135 | 1441 | 1760 | 2095 | 2438 | 2788 | 3134 | 3473 | 3798 | 4029 | 4146 | 4227 | 4296 | 4357 | 4413 | 4468 | 54009.9
192 | 33 | 36 | 35 | 37 | 34 | 31 | 29 | 25 | 27 | 24 | 28 | 27 | 30 | 28 | 27 | 24 | 23 | 22 | 25 | 26 | 571 | 192 | 172.4 | 366 | 588.5 | 839.6 | 1122 | 1428 | 1749 | 2085 | 2433 | 2787 | 3140 | 3495 | 3837 | 4090 | 4226 | 4321 | 4400 | 4471 | 4535 | 4597 | 54682.5
193 | 27 | 34 | 38 | 40 | 37 | 29 | 27 | 24 | 22 | 20 | 20 | 21 | 20 | 17 | 17 | 16 | 18 | 19 | 19 | 22 | 487 | 193 | 173 | 366.7 | 586.8 | 835 | 1112 | 1415 | 1732 | 2064 | 2400 | 2742 | 3082 | 3418 | 3743 | 3975 | 4094 | 4174 | 4241 | 4299 | 4354 | 4407 | 53213.5
194 | 31 | 33 | 33 | 36 | 33 | 34 | 32 | 33 | 31 | 27 | 26 | 25 | 25 | 24 | 20 | 15 | 15 | 17 | 20 | 21 | 531 | 194 | 177.5 | 375.1 | 600.8 | 851.2 | 1129 | 1438 | 1766 | 2105 | 2456 | 2807 | 3160 | 3509 | 3846 | 4095 | 4226 | 4314 | 4386 | 4454 | 4515 | 4575 | 54785.6
195 | 30 | 33 | 31 | 25 | 16 | 13 | 13 | 18 | 21 | 25 | 25 | 23 | 21 | 20 | 22 | 22 | 22 | 21 | 20 | 18 | 439 | 195 | 171.2 | 364.7 | 585.8 | 831.6 | 1109 | 1412 | 1729 | 2061 | 2402 | 2745 | 3084 | 3417 | 3738 | 3955 | 4063 | 4141 | 4206 | 4261 | 4311 | 4360 | 52947.3
196 | 34 | 38 | 40 | 39 | 36 | 29 | 28 | 25 | 23 | 20 | 19 | 19 | 20 | 17 | 17 | 16 | 17 | 16 | 16 | 18 | 487 | 196 | 176 | 369.7 | 589.2 | 836.4 | 1112 | 1411 | 1726 | 2054 | 2388 | 2723 | 3056 | 3385 | 3704 | 3930 | 4041 | 4124 | 4191 | 4246 | 4302 | 4357 | 52721.3
197 | 16 | 25 | 19 | 15 | 4 | 10 | 21 | 32 | 35 | 27 | 22 | 20 | 23 | 25 | 28 | 30 | 33 | 34 | 36 | 37 | 492 | 197 | 157.7 | 340.9 | 564.8 | 807.3 | 1076 | 1379 | 1720 | 2077 | 2454 | 2835 | 3215 | 3590 | 3954 | 4234 | 4389 | 4488 | 4569 | 4642 | 4711 | 4770 | 55973.7
198 | 44 | 45 | 44 | 41 | 41 | 40 | 39 | 34 | 29 | 29 | 27 | 24 | 22 | 23 | 24 | 26 | 22 | 24 | 23 | 25 | 626 | 198 | 179.1 | 378.4 | 603.8 | 856.6 | 1139 | 1453 | 1782 | 2124 | 2479 | 2837 | 3195 | 3543 | 3886 | 4136 | 4267 | 4358 | 4436 | 4508 | 4572 | 4633 | 55365.9
199 | 39 | 40 | 40 | 37 | 38 | 37 | 37 | 32 | 28 | 29 | 27 | 24 | 20 | 21 | 22 | 24 | 22 | 23 | 23 | 25 | 588 | 199 | 174 | 369.3 | 592.7 | 845.8 | 1131 | 1444 | 1773 | 2116 | 2475 | 2839 | 3196 | 3548 | 3889 | 4141 | 4274 | 4368 | 4449 | 4521 | 4586 | 4649 | 55380.8
200 | 28 | 36 | 36 | 39 | 37 | 35 | 30 | 25 | 25 | 28 | 27 | 27 | 26 | 27 | 27 | 25 | 24 | 25 | 28 | 27 | 582 | 200 | 174.6 | 369.5 | 590.8 | 840.9 | 1120 | 1428 | 1751 | 2089 | 2441 | 2796 | 3148 | 3497 | 3842 | 4100 | 4238 | 4333 | 4412 | 4484 | 4549 | 4611 | 54814.8
201 | 30 | 29 | 25 | 26 | 27 | 29 | 26 | 20 | 16 | 16 | 16 | 19 | 20 | 22 | 21 | 18 | 18 | 15 | 15 | 14 | 422 | 201 | 170.3 | 360.7 | 574.6 | 817 | 1086 | 1381 | 1690 | 2010 | 2343 | 2677 | 3005 | 3328 | 3641 | 3865 | 3976 | 4053 | 4116 | 4171 | 4220 | 4267 | 51751.6
202 | 37 | 41 | 42 | 44 | 42 | 37 | 35 | 34 | 35 | 35 | 29 | 21 | 17 | 16 | 19 | 22 | 23 | 18 | 17 | 19 | 583 | 202 | 173.7 | 366.8 | 586.3 | 835.6 | 1117 | 1421 | 1742 | 2072 | 2416 | 2772 | 3122 | 3459 | 3786 | 4015 | 4131 | 4218 | 4294 | 4356 | 4416 | 4474 | 53773.4
203 | 41 | 40 | 42 | 43 | 46 | 42 | 36 | 29 | 28 | 30 | 32 | 30 | 27 | 26 | 27 | 27 | 25 | 26 | 26 | 27 | 650 | 203 | 181.7 | 380.4 | 606.3 | 860.2 | 1147 | 1458 | 1788 | 2131 | 2481 | 2841 | 3193 | 3541 | 3877 | 4119 | 4247 | 4336 | 4413 | 4481 | 4542 | 4602 | 55225.6
204 | 26 | 25 | 27 | 27 | 24 | 14 | 10 | 8 | 9 | 5 | 5 | 6 | 9 | 10 | 9 | 10 | 9 | 9 | 7 | 8 | 257 | 204 | 170.9 | 360.2 | 578.6 | 821.4 | 1094 | 1391 | 1702 | 2022 | 2347 | 2675 | 2994 | 3309 | 3624 | 3842 | 3950 | 4027 | 4090 | 4141 | 4188 | 4233 | 51560.1
205 | 28 | 17 | 16 | 19 | 27 | 30 | 24 | 18 | 17 | 19 | 21 | 22 | 18 | 19 | 19 | 21 | 20 | 15 | 12 | 10 | 392 | 205 | 172.1 | 363.3 | 584.5 | 832.1 | 1111 | 1414 | 1735 | 2068 | 2415 | 2767 | 3112 | 3455 | 3787 | 4032 | 4157 | 4241 | 4311 | 4373 | 4427 | 4479 | 53836
206 | 31 | 31 | 32 | 31 | 33 | 30 | 30 | 27 | 29 | 27 | 25 | 24 | 22 | 24 | 21 | 26 | 28 | 31 | 30 | 29 | 561 | 206 | 178.3 | 373.7 | 597.4 | 846 | 1131 | 1439 | 1766 | 2109 | 2469 | 2829 | 3186 | 3540 | 3888 | 4147 | 4283 | 4377 | 4459 | 4532 | 4598 | 4661 | 55409.4
207 | 40 | 38 | 40 | 40 | 39 | 35 | 31 | 29 | 27 | 27 | 24 | 24 | 23 | 22 | 20 | 21 | 22 | 24 | 23 | 22 | 571 | 207 | 173.3 | 371.3 | 594.3 | 849.2 | 1135 | 1444 | 1773 | 2117 | 2472 | 2833 | 3190 | 3541 | 3880 | 4128 | 4262 | 4358 | 4438 | 4510 | 4574 | 4635 | 55278.1
208 | 30 | 33 | 34 | 39 | 41 | 39 | 34 | 32 | 32 | 34 | 31 | 24 | 16 | 15 | 17 | 21 | 24 | 25 | 26 | 24 | 571 | 208 | 158.2 | 349.2 | 566.9 | 810.8 | 1086 | 1389 | 1708 | 2044 | 2387 | 2739 | 3083 | 3428 | 3755 | 3994 | 4115 | 4201 | 4275 | 4341 | 4401 | 4461 | 53292.1
209 | 45 | 46 | 46 | 44 | 40 | 34 | 29 | 28 | 28 | 26 | 16 | 8 | 12 | 19 | 23 | 24 | 24 | 25 | 22 | 19 | 558 | 209 | 177.5 | 375.6 | 599.9 | 854.9 | 1140 | 1445 | 1768 | 2102 | 2448 | 2797 | 3137 | 3469 | 3797 | 4036 | 4161 | 4253 | 4330 | 4398 | 4459 | 4518 | 54265.9
210 | 16 | 19 | 18 | 21 | 23 | 22 | 17 | 16 | 16 | 20 | 15 | 14 | 11 | 12 | 12 | 12 | 12 | 10 | 8 | 5 | 299 | 210 | 155 | 330.6 | 548.5 | 790.9 | 1063 | 1362 | 1676 | 2004 | 2342 | 2681 | 3016 | 3340 | 3653 | 3872 | 3980 | 4057 | 4120 | 4171 | 4218 | 4264 | 51644
211 | 38 | 37 | 35 | 35 | 32 | 29 | 25 | 27 | 27 | 27 | 22 | 21 | 17 | 16 | 13 | 10 | 7 | 3 | 2 | 1 | 424 | 211 | 180 | 372.8 | 593.8 | 842.3 | 1121 | 1424 | 1742 | 2071 | 2414 | 2756 | 3096 | 3430 | 3747 | 3972 | 4087 | 4166 | 4232 | 4286 | 4334 | 4381 | 53247.9
212 | 22 | 29 | 31 | 37 | 38 | 33 | 28 | 24 | 25 | 29 | 29 | 29 | 27 | 26 | 24 | 23 | 25 | 27 | 27 | 24 | 557 | 212 | 170.9 | 364.1 | 584.2 | 829.1 | 1109 | 1413 | 1734 | 2070 | 2415 | 2773 | 3123 | 3471 | 3810 | 4059 | 4188 | 4274 | 4348 | 4415 | 4476 | 4535 | 54161.3
213 | 24 | 23 | 25 | 29 | 34 | 35 | 31 | 31 | 29 | 30 | 25 | 25 | 24 | 28 | 27 | 27 | 24 | 23 | 24 | 27 | 545 | 213 | 172.7 | 366.1 | 586.6 | 835.9 | 1118 | 1425 | 1751 | 2092 | 2443 | 2797 | 3149 | 3496 | 3833 | 4083 | 4215 | 4307 | 4382 | 4451 | 4512 | 4572 | 54587.3
214 | 30 | 34 | 33 | 32 | 30 | 31 | 26 | 21 | 13 | 16 | 16 | 18 | 17 | 20 | 23 | 26 | 26 | 24 | 24 | 24 | 484 | 214 | 171.9 | 362.7 | 581.9 | 830.7 | 1110 | 1414 | 1737 | 2071 | 2417 | 2765 | 3111 | 3451 | 3781 | 4022 | 4143 | 4230 | 4301 | 4364 | 4421 | 4476 | 53761.2
215 | 29 | 34 | 33 | 35 | 32 | 33 | 29 | 26 | 25 | 23 | 24 | 18 | 22 | 22 | 25 | 25 | 24 | 21 | 19 | 18 | 517 | 215 | 172.6 | 365.7 | 584.9 | 830.3 | 1108 | 1413 | 1734 | 2066 | 2407 | 2752 | 3095 | 3432 | 3757 | 3991 | 4117 | 4207 | 4283 | 4349 | 4408 | 4466 | 53538.5
216 | 43 | 38 | 37 | 32 | 33 | 29 | 25 | 21 | 23 | 25 | 25 | 20 | 19 | 18 | 19 | 20 | 20 | 22 | 22 | 22 | 513 | 216 | 176.3 | 370.5 | 588.9 | 835.6 | 1113 | 1416 | 1733 | 2061 | 2401 | 2744 | 3084 | 3417 | 3739 | 3974 | 4095 | 4178 | 4250 | 4316 | 4376 | 4434 | 53302.3
217 | 23 | 23 | 28 | 31 | 37 | 33 | 26 | 16 | 15 | 16 | 18 | 20 | 21 | 22 | 20 | 23 | 23 | 23 | 20 | 15 | 453 | 217 | 169.6 | 360.5 | 578.5 | 826 | 1104 | 1407 | 1728 | 2061 | 2408 | 2758 | 3103 | 3445 | 3776 | 4015 | 4136 | 4218 | 4288 | 4349 | 4403 | 4454 | 53587.6
218 | 22 | 31 | 28 | 29 | 27 | 28 | 27 | 23 | 25 | 24 | 23 | 17 | 14 | 12 | 13 | 12 | 11 | 13 | 12 | 14 | 405 | 218 | 170.2 | 362.3 | 579.7 | 823.5 | 1100 | 1402 | 1718 | 2045 | 2384 | 2725 | 3062 | 3390 | 3710 | 3936 | 4050 | 4128 | 4193 | 4249 | 4299 | 4348 | 52674.7
219 | 25 | 31 | 32 | 36 | 34 | 26 | 17 | 13 | 16 | 18 | 19 | 21 | 21 | 19 | 18 | 16 | 16 | 16 | 18 | 20 | 432 | 219 | 170 | 359.8 | 574 | 817.2 | 1089 | 1382 | 1690 | 2011 | 2340 | 2671 | 3000 | 3326 | 3637 | 3856 | 3966 | 4042 | 4105 | 4160 | 4210 | 4258 | 51664
220 | 40 | 42 | 42 | 43 | 41 | 37 | 35 | 34 | 36 | 36 | 35 | 29 | 25 | 24 | 27 | 29 | 29 | 29 | 29 | 30 | 672 | 220 | 173.2 | 369.3 | 595.4 | 851.3 | 1139 | 1451 | 1787 | 2138 | 2497 | 2864 | 3231 | 3586 | 3935 | 4195 | 4332 | 4426 | 4507 | 4581 | 4647 | 4711 | 56016.2
221 | 32 | 34 | 32 | 32 | 33 | 33 | 31 | 29 | 30 | 31 | 30 | 27 | 26 | 24 | 25 | 24 | 26 | 24 | 24 | 25 | 572 | 221 | 172.8 | 365.8 | 585.7 | 835.1 | 1116 | 1422 | 1745 | 2082 | 2434 | 2790 | 3144 | 3489 | 3831 | 4076 | 4204 | 4295 | 4371 | 4442 | 4505 | 4566 | 54471.4
222 | 33 | 37 | 38 | 39 | 36 | 34 | 32 | 33 | 30 | 31 | 27 | 24 | 23 | 22 | 24 | 21 | 26 | 27 | 30 | 29 | 596 | 222 | 171.3 | 364.3 | 585.6 | 832.9 | 1113 | 1421 | 1748 | 2090 | 2442 | 2800 | 3158 | 3511 | 3854 | 4109 | 4246 | 4343 | 4423 | 4496 | 4560 | 4623 | 54891.1
223 | 30 | 32 | 32 | 33 | 33 | 31 | 29 | 24 | 26 | 27 | 28 | 24 | 19 | 14 | 14 | 15 | 18 | 17 | 18 | 16 | 480 | 223 | 174.4 | 368.3 | 586.9 | 833.2 | 1107 | 1404 | 1715 | 2037 | 2369 | 2705 | 3036 | 3356 | 3665 | 3878 | 3985 | 4059 | 4122 | 4175 | 4225 | 4270 | 52070.8
224 | 27 | 25 | 31 | 30 | 34 | 27 | 31 | 29 | 32 | 29 | 26 | 20 | 15 | 13 | 15 | 15 | 18 | 20 | 22 | 20 | 479 | 224 | 174.9 | 367.9 | 586.3 | 830.7 | 1106 | 1407 | 1721 | 2049 | 2386 | 2728 | 3063 | 3390 | 3705 | 3919 | 4025 | 4101 | 4165 | 4221 | 4274 | 4326 | 52545.8
225 | 42 | 44 | 43 | 42 | 39 | 38 | 37 | 37 | 34 | 28 | 23 | 18 | 17 | 19 | 24 | 28 | 30 | 28 | 28 | 27 | 626 | 225 | 173.5 | 367.5 | 591.9 | 843.8 | 1126 | 1439 | 1769 | 2113 | 2468 | 2828 | 3185 | 3540 | 3883 | 4133 | 4266 | 4362 | 4442 | 4514 | 4578 | 4642 | 55264.7
226 | 32 | 32 | 28 | 22 | 12 | 7 | 5 | 5 | 4 | 11 | 18 | 26 | 24 | 23 | 19 | 20 | 18 | 18 | 17 | 20 | 361 | 226 | 176.4 | 370.6 | 592.7 | 842.3 | 1123 | 1418 | 1724 | 2044 | 2379 | 2729 | 3079 | 3423 | 3758 | 4000 | 4126 | 4213 | 4286 | 4347 | 4405 | 4461 | 53497
227 | 30 | 34 | 38 | 40 | 42 | 39 | 39 | 33 | 31 | 24 | 20 | 20 | 25 | 29 | 26 | 24 | 24 | 25 | 28 | 28 | 599 | 227 | 172.6 | 366.3 | 585.5 | 833 | 1111 | 1416 | 1745 | 2081 | 2428 | 2780 | 3127 | 3467 | 3806 | 4060 | 4193 | 4285 | 4364 | 4435 | 4498 | 4559 | 54312.4
228 | 38 | 33 | 34 | 32 | 33 | 31 | 30 | 32 | 33 | 33 | 30 | 28 | 26 | 26 | 25 | 27 | 27 | 27 | 28 | 28 | 601 | 228 | 176.6 | 373.5 | 595.4 | 846.3 | 1128 | 1436 | 1764 | 2110 | 2473 | 2845 | 3216 | 3580 | 3935 | 4206 | 4351 | 4449 | 4532 | 4607 | 4676 | 4739 | 56038.8
229 | 38 | 39 | 39 | 37 | 30 | 24 | 21 | 22 | 26 | 27 | 26 | 24 | 23 | 22 | 21 | 19 | 20 | 17 | 14 | 13 | 502 | 229 | 173.2 | 367.3 | 586.9 | 834.6 | 1114 | 1416 | 1738 | 2074 | 2417 | 2763 | 3105 | 3441 | 3769 | 4003 | 4118 | 4198 | 4266 | 4325 | 4377 | 4426 | 53512
230 | 30 | 33 | 32 | 32 | 29 | 29 | 26 | 28 | 26 | 25 | 23 | 21 | 22 | 19 | 24 | 26 | 31 | 29 | 28 | 25 | 538 | 230 | 168.9 | 360.4 | 578.1 | 822.6 | 1099 | 1399 | 1721 | 2055 | 2401 | 2752 | 3095 | 3438 | 3770 | 4012 | 4140 | 4231 | 4306 | 4375 | 4437 | 4499 | 53660
231 | 32 | 30 | 26 | 20 | 19 | 18 | 17 | 13 | 14 | 15 | 17 | 15 | 14 | 12 | 11 | 11 | 10 | 13 | 13 | 13 | 333 | 231 | 170.3 | 361.1 | 578.8 | 820 | 1092 | 1387 | 1698 | 2016 | 2346 | 2679 | 3008 | 3333 | 3640 | 3856 | 3960 | 4036 | 4099 | 4151 | 4199 | 4244 | 51674.2
232 | 39 | 33 | 34 | 34 | 35 | 33 | 30 | 30 | 30 | 30 | 27 | 25 | 23 | 24 | 21 | 20 | 17 | 17 | 20 | 20 | 542 | 232 | 177.6 | 371.6 | 592.5 | 842.3 | 1122 | 1424 | 1746 | 2080 | 2429 | 2787 | 3143 | 3493 | 3835 | 4086 | 4220 | 4313 | 4391 | 4461 | 4523 | 4584 | 54621
233 | 44 | 40 | 41 | 38 | 32 | 25 | 23 | 23 | 17 | 11 | 12 | 21 | 25 | 28 | 27 | 27 | 27 | 29 | 29 | 30 | 549 | 233 | 174.8 | 370.8 | 594.7 | 847.9 | 1133 | 1442 | 1771 | 2111 | 2465 | 2824 | 3176 | 3525 | 3863 | 4120 | 4259 | 4354 | 4434 | 4506 | 4571 | 4634 | 55176.2
234 | 39 | 38 | 36 | 36 | 35 | 36 | 31 | 31 | 27 | 25 | 24 | 22 | 24 | 20 | 26 | 27 | 31 | 30 | 30 | 28 | 596 | 234 | 175.3 | 372.6 | 592 | 839.8 | 1119 | 1427 | 1751 | 2092 | 2448 | 2804 | 3160 | 3513 | 3858 | 4115 | 4252 | 4347 | 4427 | 4501 | 4567 | 4632 | 54992.7
235 | 22 | 27 | 26 | 31 | 31 | 31 | 27 | 19 | 15 | 14 | 16 | 17 | 16 | 16 | 15 | 15 | 15 | 13 | 12 | 13 | 391 | 235 | 156.3 | 336.7 | 554.8 | 800.4 | 1073 | 1372 | 1687 | 2020 | 2361 | 2706 | 3043 | 3374 | 3691 | 3914 | 4027 | 4105 | 4169 | 4223 | 4272 | 4320 | 52205.2
236 | 30 | 32 | 26 | 24 | 20 | 24 | 23 | 23 | 23 | 26 | 26 | 22 | 20 | 20 | 22 | 20 | 21 | 18 | 20 | 21 | 461 | 236 | 175.6 | 371 | 589.5 | 835.4 | 1114 | 1418 | 1740 | 2073 | 2424 | 2773 | 3119 | 3461 | 3792 | 4037 | 4164 | 4249 | 4319 | 4384 | 4443 | 4500 | 53981.5
237 | 28 | 37 | 37 | 41 | 38 | 36 | 30 | 26 | 25 | 27 | 23 | 24 | 23 | 28 | 28 | 26 | 27 | 27 | 28 | 27 | 586 | 237 | 177.3 | 372.8 | 595.8 | 844.2 | 1124 | 1427 | 1751 | 2088 | 2436 | 2789 | 3142 | 3491 | 3831 | 4085 | 4223 | 4319 | 4398 | 4471 | 4535 | 4598 | 54698.1
238 | 47 | 44 | 44 | 42 | 41 | 36 | 32 | 29 | 31 | 31 | 32 | 31 | 30 | 29 | 27 | 29 | 32 | 34 | 34 | 30 | 685 | 238 | 179.2 | 379.9 | 607.6 | 865.4 | 1154 | 1469 | 1797 | 2145 | 2507 | 2874 | 3244 | 3604 | 3953 | 4218 | 4362 | 4460 | 4544 | 4623 | 4695 | 4764 | 56445.1
239 | 45 | 44 | 41 | 39 | 36 | 36 | 34 | 31 | 30 | 32 | 31 | 30 | 26 | 26 | 27 | 29 | 31 | 31 | 33 | 29 | 661 | 239 | 174.4 | 371.1 | 595.7 | 849.8 | 1138 | 1453 | 1792 | 2144 | 2516 | 2894 | 3273 | 3646 | 4013 | 4302 | 4463 | 4567 | 4654 | 4733 | 4808 | 4873 | 57260
240 | 36 | 37 | 36 | 37 | 32 | 31 | 26 | 26 | 24 | 26 | 26 | 23 | 22 | 19 | 21 | 17 | 22 | 23 | 27 | 25 | 536 | 240 | 178.6 | 375.9 | 596.9 | 846.6 | 1126 | 1431 | 1753 | 2083 | 2429 | 2780 | 3129 | 3465 | 3795 | 4033 | 4155 | 4241 | 4314 | 4380 | 4440 | 4499 | 54051
241 | 22 | 23 | 29 | 30 | 34 | 28 | 34 | 33 | 35 | 32 | 28 | 23 | 20 | 17 | 20 | 18 | 21 | 22 | 26 | 25 | 520 | 241 | 170.6 | 364.9 | 581.7 | 830.6 | 1107 | 1412 | 1730 | 2069 | 2416 | 2766 | 3114 | 3453 | 3782 | 4012 | 4131 | 4217 | 4290 | 4355 | 4414 | 4472 | 53687.8
242 | 37 | 34 | 36 | 33 | 33 | 33 | 31 | 31 | 28 | 32 | 32 | 34 | 31 | 30 | 27 | 25 | 24 | 27 | 28 | 31 | 617 | 242 | 179.2 | 375.4 | 600.7 | 853.7 | 1142 | 1456 | 1793 | 2140 | 2504 | 2872 | 3236 | 3598 | 3955 | 4220 | 4364 | 4461 | 4543 | 4618 | 4686 | 4752 | 56349
243 | 36 | 36 | 34 | 34 | 34 | 33 | 31 | 30 | 29 | 28 | 27 | 27 | 24 | 16 | 9 | 5 | 6 | 5 | 8 | 16 | 468 | 243 | 172.2 | 364.9 | 585.5 | 832.6 | 1113 | 1418 | 1740 | 2076 | 2425 | 2782 | 3136 | 3488 | 3832 | 4076 | 4201 | 4283 | 4353 | 4415 | 4468 | 4521 | 54282.2
244 | 29 | 34 | 36 | 38 | 36 | 28 | 20 | 17 | 19 | 23 | 25 | 26 | 24 | 23 | 24 | 22 | 20 | 19 | 21 | 22 | 506 | 244 | 172.7 | 362 | 580.7 | 824.4 | 1099 | 1396 | 1709 | 2031 | 2368 | 2709 | 3045 | 3376 | 3695 | 3924 | 4046 | 4129 | 4198 | 4258 | 4313 | 4368 | 52603.8
245 | 44 | 43 | 37 | 33 | 30 | 32 | 33 | 34 | 36 | 37 | 35 | 34 | 30 | 30 | 30 | 33 | 35 | 37 | 37 | 36 | 696 | 245 | 179.3 | 380.1 | 603.5 | 858.3 | 1141 | 1454 | 1786 | 2136 | 2500 | 2872 | 3245 | 3614 | 3972 | 4243 | 4394 | 4495 | 4583 | 4665 | 4742 | 4815 | 56678.2
246 | 38 | 40 | 38 | 34 | 31 | 22 | 18 | 12 | 14 | 15 | 19 | 19 | 21 | 21 | 23 | 23 | 23 | 23 | 24 | 24 | 482 | 246 | 172.2 | 366.6 | 585.1 | 831.5 | 1113 | 1415 | 1738 | 2069 | 2408 | 2753 | 3093 | 3428 | 3748 | 3980 | 4100 | 4181 | 4250 | 4310 | 4365 | 4419 | 53325.4
247 | 34 | 32 | 34 | 37 | 39 | 38 | 35 | 34 | 33 | 31 | 29 | 29 | 29 | 28 | 28 | 27 | 25 | 18 | 14 | 11 | 585 | 247 | 177.8 | 375 | 596 | 847.2 | 1129 | 1438 | 1767 | 2113 | 2475 | 2840 | 3200 | 3555 | 3902 | 4161 | 4298 | 4393 | 4473 | 4546 | 4610 | 4664 | 55560
248 | 33 | 35 | 36 | 35 | 32 | 29 | 31 | 31 | 31 | 27 | 27 | 23 | 21 | 20 | 20 | 22 | 20 | 25 | 27 | 30 | 555 | 248 | 173.4 | 366.2 | 588.4 | 836.9 | 1116 | 1422 | 1747 | 2081 | 2431 | 2785 | 3135 | 3480 | 3817 | 4066 | 4196 | 4284 | 4360 | 4430 | 4492 | 4554 | 54360.9
249 | 28 | 27 | 31 | 33 | 38 | 33 | 31 | 28 | 29 | 27 | 26 | 26 | 27 | 26 | 25 | 25 | 25 | 27 | 26 | 28 | 566 | 249 | 176.6 | 371.4 | 592.7 | 844.2 | 1129 | 1441 | 1770 | 2114 | 2471 | 2833 | 3194 | 3558 | 3909 | 4171 | 4313 | 4412 | 4492 | 4567 | 4632 | 4696 | 55686.9
250 | 44 | 42 | 43 | 41 | 42 | 38 | 34 | 30 | 30 | 32 | 32 | 30 | 25 | 20 | 20 | 21 | 24 | 22 | 22 | 22 | 614 | 250 | 178 | 376.9 | 600.9 | 851.6 | 1135 | 1441 | 1760 | 2092 | 2434 | 2782 | 3129 | 3467 | 3792 | 4023 | 4142 | 4230 | 4304 | 4368 | 4426 | 4482 | 54014.4
251 | 16 | 22 | 22 | 25 | 24 | 28 | 28 | 30 | 27 | 27 | 25 | 25 | 22 | 21 | 23 | 23 | 23 | 21 | 23 | 24 | 479 | 251 | 159.1 | 351.2 | 569.8 | 815.6 | 1093 | 1396 | 1723 | 2061 | 2408 | 2761 | 3111 | 3457 | 3790 | 4040 | 4171 | 4261 | 4334 | 4400 | 4461 | 4520 | 53882.7
252 | 31 | 28 | 29 | 22 | 22 | 17 | 21 | 22 | 22 | 24 | 21 | 20 | 15 | 15 | 15 | 19 | 18 | 20 | 18 | 14 | 413 | 252 | 170.8 | 364.3 | 582.8 | 828.6 | 1102 | 1404 | 1721 | 2052 | 2392 | 2738 | 3081 | 3414 | 3736 | 3969 | 4087 | 4167 | 4234 | 4292 | 4345 | 4395 | 53075.5
253 | 29 | 32 | 35 | 37 | 39 | 35 | 30 | 23 | 21 | 24 | 25 | 26 | 25 | 27 | 26 | 26 | 26 | 27 | 28 | 29 | 570 | 253 | 171.8 | 366.3 | 587.5 | 836.3 | 1119 | 1426 | 1750 | 2087 | 2437 | 2791 | 3144 | 3491 | 3827 | 4076 | 4203 | 4292 | 4366 | 4434 | 4494 | 4553 | 54451.9
254 | 38 | 35 | 36 | 29 | 29 | 25 | 28 | 25 | 24 | 26 | 26 | 24 | 19 | 19 | 18 | 20 | 17 | 18 | 17 | 16 | 489 | 254 | 172.1 | 366.2 | 584.5 | 830.1 | 1106 | 1408 | 1723 | 2055 | 2393 | 2737 | 3080 | 3414 | 3736 | 3967 | 4086 | 4169 | 4237 | 4299 | 4354 | 4406 | 53122.9
255 | 36 | 38 | 39 | 42 | 40 | 39 | 35 | 34 | 30 | 27 | 26 | 26 | 24 | 20 | 15 | 15 | 13 | 12 | 11 | 14 | 536 | 255 | 174.8 | 368.3 | 588.5 | 838.6 | 1119 | 1423 | 1745 | 2078 | 2418 | 2765 | 3106 | 3440 | 3762 | 3988 | 4102 | 4186 | 4256 | 4308 | 4357 | 4409 | 53432.2
256 | 42 | 43 | 44 | 43 | 44 | 40 | 40 | 36 | 32 | 32 | 32 | 31 | 25 | 20 | 19 | 19 | 18 | 17 | 19 | 21 | 617 | 256 | 177.4 | 375.8 | 600.2 | 855.2 | 1140 | 1451 | 1774 | 2111 | 2457 | 2810 | 3161 | 3505 | 3835 | 4072 | 4194 | 4282 | 4357 | 4423 | 4483 | 4542 | 54605.6
257 | 29 | 29 | 31 | 33 | 33 | 29 | 28 | 26 | 27 | 24 | 25 | 20 | 17 | 15 | 15 | 18 | 15 | 19 | 19 | 23 | 475 | 257 | 173 | 366.3 | 585.3 | 834.1 | 1112 | 1413 | 1731 | 2061 | 2402 | 2745 | 3085 | 3417 | 3739 | 3963 | 4076 | 4155 | 4221 | 4277 | 4328 | 4378 | 53061.7
258 | 20 | 18 | 17 | 17 | 16 | 14 | 8 | 4 | 3 | 9 | 14 | 18 | 15 | 12 | 10 | 12 | 11 | 10 | 8 | 9 | 245 | 258 | 171.4 | 361.4 | 575.5 | 816.9 | 1089 | 1384 | 1684 | 1993 | 2312 | 2639 | 2976 | 3299 | 3612 | 3831 | 3943 | 4022 | 4084 | 4136 | 4183 | 4229 | 51341.2
259 | 28 | 29 | 31 | 34 | 38 | 36 | 34 | 30 | 31 | 31 | 26 | 22 | 21 | 20 | 17 | 13 | 14 | 13 | 12 | 11 | 491 | 259 | 172.6 | 364.6 | 580.9 | 824.1 | 1097 | 1396 | 1710 | 2038 | 2370 | 2710 | 3045 | 3369 | 3684 | 3906 | 4010 | 4086 | 4149 | 4201 | 4249 | 4295 | 52257.2
260 | 22 | 21 | 20 | 20 | 22 | 23 | 25 | 22 | 25 | 27 | 30 | 27 | 23 | 18 | 18 | 18 | 20 | 19 | 19 | 21 | 440 | 260 | 172.9 | 364.4 | 583.8 | 830.9 | 1108 | 1410 | 1731 | 2060 | 2402 | 2746 | 3086 | 3418 | 3741 | 3969 | 4084 | 4163 | 4228 | 4285 | 4337 | 4388 | 53108
261 | 23 | 26 | 23 | 22 | 13 | 14 | 13 | 19 | 19 | 20 | 19 | 15 | 17 | 19 | 19 | 17 | 13 | 13 | 12 | 11 | 347 | 261 | 172.2 | 364.6 | 582.2 | 829.1 | 1103 | 1404 | 1720 | 2048 | 2387 | 2728 | 3065 | 3394 | 3712 | 3935 | 4048 | 4126 | 4191 | 4247 | 4297 | 4346 | 52699.1
262 | 33 | 35 | 37 | 39 | 40 | 36 | 34 | 30 | 29 | 26 | 26 | 22 | 19 | 19 | 20 | 22 | 20 | 26 | 27 | 30 | 570 | 262 | 178.9 | 376.7 | 604.1 | 858.6 | 1147 | 1461 | 1790 | 2135 | 2493 | 2850 | 3210 | 3556 | 3894 | 4141 | 4271 | 4365 | 4444 | 4516 | 4581 | 4644 | 55516.3
263 | 27 | 31 | 32 | 38 | 39 | 41 | 36 | 30 | 25 | 26 | 27 | 27 | 24 | 23 | 24 | 26 | 24 | 21 | 22 | 24 | 567 | 263 | 170.1 | 360.3 | 577.3 | 821 | 1097 | 1397 | 1716 | 2043 | 2379 | 2719 | 3057 | 3389 | 3710 | 3939 | 4064 | 4153 | 4226 | 4291 | 4349 | 4407 | 52864.7
264 | 36 | 32 | 36 | 38 | 43 | 38 | 31 | 29 | 33 | 34 | 32 | 26 | 21 | 18 | 20 | 24 | 28 | 30 | 32 | 32 | 613 | 264 | 173.2 | 365.8 | 585.9 | 838 | 1123 | 1433 | 1758 | 2101 | 2461 | 2824 | 3186 | 3545 | 3888 | 4149 | 4286 | 4383 | 4464 | 4539 | 4606 | 4671 | 55379.9
265 | 42 | 39 | 30 | 17 | 6 | 6 | 18 | 26 | 32 | 27 | 27 | 24 | 22 | 19 | 21 | 22 | 24 | 21 | 22 | 22 | 467 | 265 | 174.2 | 369.1 | 592.1 | 841.9 | 1117 | 1408 | 1726 | 2067 | 2417 | 2773 | 3125 | 3467 | 3802 | 4042 | 4169 | 4258 | 4332 | 4398 | 4459 | 4519 | 54056.3
266 | 39 | 34 | 32 | 29 | 30 | 28 | 28 | 21 | 21 | 18 | 19 | 15 | 14 | 15 | 17 | 16 | 13 | 13 | 14 | 16 | 432 | 266 | 175.8 | 370.4 | 591.7 | 833.3 | 1102 | 1396 | 1702 | 2020 | 2350 | 2679 | 3004 | 3321 | 3630 | 3841 | 3945 | 4019 | 4081 | 4133 | 4180 | 4225 | 51599.2
267 | 31 | 30 | 31 | 32 | 31 | 30 | 28 | 28 | 29 | 29 | 30 | 27 | 26 | 24 | 25 | 24 | 26 | 26 | 27 | 27 | 561 | 267 | 175.6 | 369.8 | 590.3 | 841.8 | 1127 | 1436 | 1764 | 2102 | 2457 | 2818 | 3176 | 3532 | 3881 | 4141 | 4281 | 4377 | 4457 | 4531 | 4597 | 4661 | 55315.5
268 | 40 | 42 | 42 | 41 | 35 | 31 | 28 | 31 | 31 | 34 | 33 | 33 | 29 | 26 | 27 | 29 | 30 | 30 | 26 | 23 | 641 | 268 | 179.4 | 375.1 | 600.6 | 852.7 | 1137 | 1446 | 1771 | 2112 | 2468 | 2830 | 3195 | 3554 | 3902 | 4162 | 4301 | 4398 | 4479 | 4553 | 4618 | 4680 | 55613.8
269 | 36 | 37 | 37 | 38 | 35 | 32 | 29 | 29 | 30 | 32 | 31 | 30 | 27 | 26 | 24 | 25 | 26 | 25 | 24 | 22 | 595 | 269 | 173 | 367.4 | 588.8 | 841 | 1123 | 1429 | 1756 | 2095 | 2445 | 2804 | 3161 | 3515 | 3858 | 4108 | 4244 | 4337 | 4414 | 4485 | 4547 | 4608 | 54899.2
270 | 37 | 37 | 35 | 34 | 32 | 29 | 27 | 27 | 28 | 30 | 25 | 25 | 23 | 24 | 23 | 21 | 23 | 23 | 24 | 23 | 550 | 270 | 173.5 | 369.1 | 589.6 | 840.2 | 1119 | 1426 | 1748 | 2085 | 2432 | 2786 | 3136 | 3480 | 3818 | 4067 | 4197 | 4286 | 4364 | 4434 | 4497 | 4559 | 54406.4
271 | 37 | 36 | 36 | 34 | 35 | 34 | 33 | 27 | 27 | 28 | 28 | 23 | 17 | 17 | 16 | 15 | 13 | 16 | 17 | 18 | 507 | 271 | 176.8 | 374 | 593.7 | 838.5 | 1115 | 1414 | 1731 | 2058 | 2401 | 2744 | 3088 | 3425 | 3749 | 3980 | 4102 | 4179 | 4245 | 4308 | 4364 | 4419 | 53305
272 | 27 | 28 | 22 | 17 | 13 | 12 | 11 | 10 | 14 | 20 | 22 | 22 | 17 | 15 | 17 | 17 | 19 | 15 | 18 | 19 | 355 | 272 | 170 | 359.1 | 576.5 | 820.6 | 1093 | 1391 | 1705 | 2033 | 2368 | 2708 | 3043 | 3372 | 3692 | 3920 | 4035 | 4113 | 4178 | 4235 | 4285 | 4335 | 52432.2
273 | 44 | 44 | 43 | 39 | 38 | 35 | 36 | 35 | 37 | 36 | 33 | 27 | 25 | 26 | 29 | 29 | 29 | 29 | 30 | 30 | 674 | 273 | 177.5 | 376.9 | 603.4 | 855.2 | 1134 | 1442 | 1769 | 2113 | 2468 | 2833 | 3197 | 3551 | 3898 | 4156 | 4295 | 4390 | 4471 | 4544 | 4610 | 4675 | 55559
274 | 45 | 42 | 43 | 41 | 34 | 23 | 14 | 12 | 13 | 17 | 17 | 19 | 21 | 24 | 23 | 22 | 22 | 25 | 26 | 28 | 511 | 274 | 176.8 | 375.5 | 599.4 | 850.8 | 1133 | 1435 | 1754 | 2084 | 2424 | 2768 | 3108 | 3442 | 3764 | 3995 | 4117 | 4205 | 4279 | 4344 | 4403 | 4462 | 53719.5
275 | 19 | 21 | 22 | 22 | 23 | 20 | 20 | 19 | 15 | 14 | 11 | 14 | 16 | 18 | 18 | 15 | 13 | 16 | 16 | 19 | 351 | 275 | 172.2 | 364 | 580 | 825 | 1102 | 1404 | 1723 | 2051 | 2394 | 2739 | 3082 | 3415 | 3742 | 3976 | 4096 | 4177 | 4243 | 4303 | 4355 | 4406 | 53149.2
276 | 32 | 34 | 35 | 34 | 31 | 26 | 27 | 24 | 24 | 22 | 23 | 18 | 11 | 3 | 1 | 4 | 11 | 18 | 22 | 23 | 423 | 276 | 177.2 | 374.4 | 595.1 | 842.6 | 1120 | 1422 | 1741 | 2073 | 2418 | 2764 | 3105 | 3441 | 3770 | 4003 | 4120 | 4196 | 4262 | 4321 | 4375 | 4430 | 53550.3
277 | 35 | 40 | 39 | 37 | 32 | 30 | 29 | 30 | 28 | 29 | 28 | 31 | 31 | 29 | 28 | 28 | 27 | 25 | 23 | 24 | 603 | 277 | 178.2 | 376.8 | 600.6 | 852.2 | 1135 | 1442 | 1769 | 2111 | 2462 | 2821 | 3180 | 3539 | 3885 | 4143 | 4285 | 4381 | 4462 | 4535 | 4600 | 4664 | 55421.8
278 | 32 | 37 | 38 | 35 | 28 | 21 | 22 | 21 | 22 | 21 | 22 | 21 | 19 | 15 | 15 | 15 | 16 | 16 | 16 | 18 | 450 | 278 | 170.5 | 362.1 | 579.5 | 821.5 | 1097 | 1397 | 1712 | 2039 | 2375 | 2714 | 3048 | 3380 | 3698 | 3920 | 4029 | 4107 | 4172 | 4227 | 4277 | 4325 | 52450.6
279 | 12 | 16 | 17 | 22 | 18 | 15 | 14 | 17 | 18 | 14 | 16 | 15 | 17 | 15 | 12 | 9 | 5 | 6 | 6 | 10 | 274 | 279 | 153.5 | 325.3 | 531.3 | 771.3 | 1041 | 1335 | 1646 | 1973 | 2308 | 2644 | 2976 | 3299 | 3611 | 3828 | 3936 | 4013 | 4074 | 4125 | 4171 | 4216 | 50977.4
280 | 24 | 20 | 19 | 18 | 25 | 25 | 22 | 19 | 18 | 20 | 16 | 20 | 19 | 22 | 19 | 17 | 14 | 14 | 15 | 16 | 382 | 280 | 172.9 | 366.9 | 586.7 | 832.7 | 1109 | 1413 | 1733 | 2065 | 2407 | 2754 | 3097 | 3437 | 3761 | 3992 | 4110 | 4189 | 4256 | 4314 | 4365 | 4415 | 53376.2
281 | 27 | 25 | 21 | 21 | 24 | 24 | 24 | 19 | 20 | 23 | 20 | 21 | 13 | 15 | 16 | 19 | 18 | 17 | 14 | 13 | 394 | 281 | 174 | 366.7 | 584.7 | 830 | 1109 | 1408 | 1724 | 2051 | 2387 | 2728 | 3066 | 3396 | 3714 | 3939 | 4052 | 4129 | 4194 | 4250 | 4300 | 4349 | 52751.4
282 | 42 | 40 | 36 | 34 | 32 | 34 | 32 | 34 | 34 | 34 | 29 | 24 | 21 | 22 | 23 | 22 | 19 | 17 | 18 | 20 | 567 | 282 | 180.5 | 380.2 | 604.6 | 858.3 | 1140 | 1447 | 1775 | 2113 | 2464 | 2819 | 3171 | 3516 | 3851 | 4096 | 4226 | 4315 | 4392 | 4462 | 4523 | 4583 | 54916.6
283 | 33 | 27 | 29 | 29 | 33 | 32 | 28 | 27 | 26 | 29 | 28 | 23 | 20 | 19 | 19 | 17 | 13 | 13 | 12 | 11 | 468 | 283 | 172.4 | 364.2 | 582.6 | 827.6 | 1101 | 1398 | 1709 | 2033 | 2364 | 2702 | 3033 | 3356 | 3668 | 3884 | 3993 | 4071 | 4134 | 4186 | 4234 | 4280 | 52092.8
284 | 33 | 37 | 39 | 43 | 42 | 40 | 35 | 35 | 34 | 31 | 29 | 28 | 28 | 23 | 19 | 18 | 17 | 16 | 15 | 16 | 578 | 284 | 170.1 | 362.5 | 581.6 | 832.4 | 1115 | 1418 | 1741 | 2078 | 2424 | 2773 | 3120 | 3461 | 3790 | 4022 | 4143 | 4229 | 4303 | 4366 | 4425 | 4482 | 53836.6
285 | 40 | 41 | 37 | 33 | 28 | 29 | 26 | 24 | 20 | 22 | 22 | 23 | 18 | 18 | 17 | 20 | 20 | 19 | 21 | 21 | 499 | 285 | 169.5 | 360.5 | 577.3 | 821.2 | 1095 | 1392 | 1704 | 2030 | 2367 | 2707 | 3043 | 3374 | 3695 | 3922 | 4038 | 4118 | 4184 | 4244 | 4298 | 4350 | 52489.5
286 | 22 | 19 | 20 | 26 | 24 | 25 | 15 | 22 | 23 | 29 | 26 | 23 | 19 | 16 | 15 | 16 | 17 | 16 | 19 | 21 | 413 | 286 | 172.3 | 365.1 | 584.6 | 833.5 | 1110 | 1414 | 1734 | 2064 | 2406 | 2750 | 3093 | 3432 | 3756 | 3984 | 4101 | 4182 | 4248 | 4305 | 4358 | 4411 | 53303.5
287 | 30 | 22 | 19 | 9 | 12 | 19 | 24 | 24 | 19 | 24 | 26 | 28 | 24 | 23 | 21 | 20 | 22 | 26 | 30 | 33 | 455 | 287 | 178.2 | 375 | 600.3 | 853.5 | 1133 | 1447 | 1781 | 2128 | 2487 | 2852 | 3215 | 3573 | 3925 | 4187 | 4324 | 4415 | 4494 | 4567 | 4634 | 4698 | 55867
288 | 39 | 40 | 40 | 40 | 35 | 32 | 29 | 30 | 29 | 32 | 32 | 33 | 28 | 24 | 24 | 25 | 27 | 24 | 20 | 15 | 598 | 288 | 178.6 | 378.2 | 604.5 | 855.5 | 1136 | 1442 | 1766 | 2099 | 2450 | 2808 | 3157 | 3502 | 3832 | 4070 | 4196 | 4287 | 4362 | 4428 | 4488 | 4546 | 54585.8
289 | 16 | 21 | 20 | 28 | 29 | 33 | 27 | 24 | 20 | 19 | 18 | 20 | 16 | 17 | 18 | 23 | 22 | 19 | 21 | 21 | 432 | 289 | 170.7 | 363.2 | 581.4 | 826.9 | 1101 | 1398 | 1709 | 2035 | 2372 | 2710 | 3042 | 3368 | 3686 | 3911 | 4023 | 4101 | 4167 | 4223 | 4275 | 4325 | 52388.2
290 | 28 | 21 | 20 | 18 | 22 | 24 | 25 | 23 | 21 | 25 | 22 | 23 | 15 | 19 | 20 | 23 | 19 | 16 | 15 | 16 | 415 | 290 | 175.9 | 370.6 | 589.3 | 837.4 | 1117 | 1420 | 1740 | 2072 | 2416 | 2767 | 3114 | 3454 | 3785 | 4022 | 4145 | 4227 | 4296 | 4357 | 4409 | 4460 | 53774.2
291 | 43 | 37 | 38 | 36 | 36 | 32 | 31 | 31 | 32 | 31 | 31 | 29 | 30 | 28 | 26 | 25 | 25 | 25 | 24 | 21 | 611 | 291 | 177.4 | 372.7 | 594.7 | 842.8 | 1120 | 1424 | 1747 | 2082 | 2432 | 2787 | 3140 | 3489 | 3829 | 4076 | 4207 | 4299 | 4377 | 4446 | 4508 | 4567 | 54517.6
292 | 37 | 36 | 35 | 36 | 39 | 41 | 37 | 27 | 21 | 19 | 22 | 23 | 25 | 27 | 27 | 23 | 21 | 19 | 19 | 20 | 554 | 292 | 170.3 | 360.5 | 576.7 | 821.1 | 1099 | 1402 | 1721 | 2048 | 2389 | 2730 | 3069 | 3401 | 3726 | 3958 | 4080 | 4168 | 4241 | 4304 | 4363 | 4420 | 53047.6
293 | 9 | 19 | 17 | 18 | 18 | 18 | 14 | 4 | 3 | 3 | 8 | 11 | 17 | 16 | 15 | 13 | 15 | 14 | 16 | 16 | 264 | 293 | 153.5 | 335.7 | 550.9 | 796 | 1070 | 1370 | 1686 | 2000 | 2328 | 2658 | 2990 | 3327 | 3655 | 3887 | 4008 | 4092 | 4158 | 4214 | 4264 | 4311 | 51854.1
294 | 39 | 39 | 39 | 41 | 41 | 41 | 38 | 34 | 29 | 28 | 29 | 31 | 28 | 28 | 25 | 28 | 27 | 25 | 25 | 27 | 642 | 294 | 179.2 | 375 | 598.5 | 851.6 | 1136 | 1446 | 1771 | 2107 | 2456 | 2812 | 3163 | 3511 | 3844 | 4086 | 4214 | 4308 | 4389 | 4461 | 4528 | 4595 | 54831.3
295 | 38 | 34 | 36 | 32 | 33 | 30 | 30 | 28 | 29 | 30 | 29 | 28 | 25 | 25 | 23 | 25 | 23 | 25 | 22 | 21 | 566 | 295 | 177.3 | 374.2 | 599.1 | 851 | 1136 | 1444 | 1767 | 2108 | 2461 | 2817 | 3172 | 3528 | 3877 | 4130 | 4266 | 4361 | 4441 | 4512 | 4576 | 4637 | 55234.6
296 | 38 | 37 | 37 | 34 | 33 | 31 | 27 | 22 | 21 | 20 | 17 | 11 | 10 | 11 | 13 | 12 | 14 | 15 | 16 | 14 | 433 | 296 | 172.1 | 364.7 | 582.2 | 826.5 | 1103 | 1403 | 1717 | 2044 | 2381 | 2722 | 3058 | 3388 | 3706 | 3931 | 4044 | 4122 | 4187 | 4243 | 4293 | 4341 | 52628.5
297 | 6 | 10 | 9 | 12 | 17 | 20 | 17 | 12 | 15 | 18 | 21 | 18 | 15 | 10 | 10 | 10 | 11 | 13 | 14 | 19 | 277 | 297 | 172.5 | 361 | 567.6 | 799.2 | 1074 | 1378 | 1705 | 2044 | 2396 | 2752 | 3104 | 3451 | 3785 | 4027 | 4153 | 4236 | 4305 | 4365 | 4418 | 4470 | 53563.3
298 | 39 | 36 | 36 | 32 | 33 | 29 | 25 | 24 | 22 | 24 | 18 | 23 | 22 | 25 | 18 | 14 | 10 | 13 | 15 | 17 | 475 | 298 | 176.4 | 372.7 | 595.6 | 840.4 | 1117 | 1415 | 1727 | 2053 | 2389 | 2729 | 3064 | 3394 | 3715 | 3948 | 4072 | 4151 | 4217 | 4273 | 4323 | 4371 | 52943.1
299 | 18 | 24 | 27 | 30 | 26 | 20 | 21 | 25 | 28 | 26 | 26 | 22 | 21 | 19 | 21 | 18 | 17 | 17 | 17 | 19 | 442 | 299 | 158.4 | 349.2 | 569.5 | 818.5 | 1099 | 1405 | 1733 | 2075 | 2427 | 2783 | 3134 | 3477 | 3812 | 4053 | 4176 | 4259 | 4327 | 4388 | 4442 | 4494 | 53979.6
300 | 33 | 36 | 35 | 36 | 32 | 32 | 29 | 28 | 27 | 29 | 30 | 29 | 27 | 23 | 23 | 22 | 24 | 20 | 22 | 21 | 558 | 300 | 172.9 | 364.1 | 582.9 | 831.2 | 1110 | 1411 | 1730 | 2065 | 2407 | 2759 | 3107 | 3453 | 3788 | 4033 | 4164 | 4256 | 4333 | 4401 | 4463 | 4523 | 53954.1
301 | 38 | 32 | 31 | 28 | 34 | 34 | 36 | 31 | 30 | 26 | 21 | 17 | 17 | 19 | 22 | 23 | 25 | 24 | 23 | 24 | 535 | 301 | 172 | 365.7 | 584.1 | 831.5 | 1106 | 1409 | 1729 | 2057 | 2399 | 2746 | 3087 | 3417 | 3740 | 3970 | 4088 | 4174 | 4247 | 4310 | 4369 | 4426 | 53227.3
302 | 28 | 16 | 14 | 19 | 34 | 43 | 38 | 34 | 35 | 36 | 32 | 31 | 30 | 29 | 26 | 23 | 24 | 23 | 23 | 23 | 561 | 302 | 177.8 | 375.2 | 594.5 | 847.7 | 1137 | 1452 | 1783 | 2126 | 2480 | 2840 | 3199 | 3553 | 3898 | 4149 | 4282 | 4375 | 4453 | 4524 | 4587 | 4648 | 55481.2
303 | 13 | 18 | 19 | 22 | 23 | 21 | 22 | 25 | 26 | 22 | 15 | 15 | 15 | 15 | 15 | 15 | 14 | 14 | 16 | 16 | 361 | 303 | 157.6 | 333.7 | 552.9 | 801.6 | 1080 | 1382 | 1704 | 2043 | 2391 | 2740 | 3086 | 3426 | 3754 | 3984 | 4100 | 4180 | 4246 | 4301 | 4351 | 4400 | 53013.8
304 | 22 | 28 | 27 | 30 | 29 | 26 | 22 | 17 | 19 | 21 | 21 | 19 | 15 | 16 | 16 | 16 | 15 | 14 | 16 | 17 | 406 | 304 | 160.6 | 355.3 | 576.6 | 824.3 | 1102 | 1408 | 1731 | 2069 | 2418 | 2773 | 3127 | 3472 | 3806 | 4048 | 4170 | 4253 | 4321 | 4381 | 4435 | 4486 | 53916.8
305 | 6 | 7 | 6 | 9 | 11 | 19 | 16 | 16 | 8 | 10 | 6 | 5 | 2 | 2 | 4 | 7 | 8 | 9 | 9 | 11 | 171 | 305 | 154.5 | 327.8 | 527.5 | 753.8 | 1008 | 1297 | 1611 | 1939 | 2279 | 2625 | 2965 | 3290 | 3603 | 3820 | 3927 | 4013 | 4082 | 4138 | 4188 | 4236 | 50784.6
306 | 22 | 25 | 28 | 30 | 24 | 18 | 18 | 22 | 25 | 24 | 18 | 11 | 8 | 8 | 10 | 6 | 7 | 9 | 13 | 15 | 341 | 306 | 171.6 | 363.6 | 579.5 | 823.1 | 1095 | 1390 | 1702 | 2025 | 2358 | 2694 | 3027 | 3351 | 3663 | 3881 | 3990 | 4065 | 4126 | 4179 | 4228 | 4275 | 51986.8
307 | 25 | 22 | 22 | 26 | 29 | 34 | 31 | 33 | 30 | 28 | 23 | 18 | 17 | 16 | 19 | 19 | 21 | 22 | 25 | 29 | 489 | 307 | 172 | 364.5 | 583 | 834.1 | 1115 | 1422 | 1748 | 2088 | 2438 | 2794 | 3149 | 3494 | 3832 | 4081 | 4210 | 4294 | 4366 | 4432 | 4493 | 4552 | 54461.6
308 | 42 | 41 | 37 | 34 | 36 | 35 | 30 | 23 | 22 | 21 | 19 | 19 | 21 | 21 | 22 | 20 | 20 | 21 | 22 | 23 | 529 | 308 | 173.1 | 366.1 | 586.8 | 836.3 | 1119 | 1429 | 1753 | 2092 | 2440 | 2792 | 3141 | 3484 | 3817 | 4056 | 4179 | 4265 | 4338 | 4403 | 4463 | 4521 | 54254.3
309 | 30 | 33 | 31 | 29 | 29 | 27 | 29 | 23 | 28 | 28 | 31 | 28 | 25 | 22 | 20 | 18 | 21 | 21 | 24 | 24 | 521 | 309 | 178.2 | 375.3 | 596.2 | 842.3 | 1120 | 1422 | 1743 | 2072 | 2418 | 2767 | 3111 | 3454 | 3788 | 4030 | 4154 | 4242 | 4318 | 4385 | 4447 | 4506 | 53969
310 | 39 | 35 | 32 | 31 | 31 | 32 | 29 | 27 | 27 | 27 | 26 | 23 | 18 | 17 | 19 | 23 | 22 | 21 | 18 | 19 | 516 | 310 | 177.4 | 373.1 | 589.6 | 831.9 | 1107 | 1401 | 1711 | 2031 | 2361 | 2697 | 3027 | 3350 | 3663 | 3878 | 3993 | 4080 | 4152 | 4213 | 4269 | 4323 | 52228
311 | 28 | 32 | 36 | 40 | 42 | 39 | 35 | 30 | 29 | 29 | 30 | 29 | 29 | 27 | 24 | 20 | 20 | 21 | 23 | 21 | 584 | 311 | 169.8 | 361 | 578 | 825 | 1104 | 1409 | 1733 | 2064 | 2409 | 2759 | 3104 | 3444 | 3774 | 4010 | 4134 | 4223 | 4297 | 4362 | 4421 | 4479 | 53659.8
312 | 41 | 41 | 41 | 35 | 29 | 25 | 25 | 26 | 30 | 32 | 33 | 29 | 27 | 25 | 24 | 22 | 24 | 26 | 28 | 27 | 590 | 312 | 173.6 | 367.6 | 590.9 | 837.7 | 1112 | 1411 | 1728 | 2054 | 2396 | 2745 | 3094 | 3435 | 3768 | 4014 | 4142 | 4232 | 4309 | 4378 | 4439 | 4499 | 53725.8
313 | 18 | 19 | 23 | 18 | 13 | 3 | 2 | 1 | 10 | 17 | 23 | 19 | 19 | 16 | 14 | 11 | 11 | 13 | 11 | 16 | 277 | 313 | 171.1 | 359.7 | 574.2 | 818.9 | 1082 | 1363 | 1663 | 1973 | 2305 | 2651 | 2990 | 3323 | 3645 | 3872 | 3986 | 4066 | 4131 | 4186 | 4234 | 4281 | 51674.9
314 | 38 | 30 | 27 | 25 | 27 | 30 | 29 | 30 | 28 | 25 | 23 | 21 | 21 | 21 | 23 | 24 | 27 | 26 | 25 | 22 | 522 | 314 | 172.8 | 363.7 | 581.1 | 824.9 | 1098 | 1399 | 1715 | 2041 | 2378 | 2723 | 3064 | 3397 | 3725 | 3963 | 4090 | 4180 | 4256 | 4322 | 4384 | 4442 | 53119.5
315 | 10 | 8 | 13 | 10 | 10 | 7 | 11 | 9 | 8 | 8 | 10 | 8 | 6 | 7 | 10 | 9 | 9 | 8 | 11 | 9 | 181 | 315 | 172.2 | 361 | 567.9 | 799.1 | 1054 | 1336 | 1636 | 1953 | 2277 | 2610 | 2945 | 3268 | 3575 | 3797 | 3912 | 3995 | 4059 | 4111 | 4158 | 4202 | 50788.2
316 | 37 | 35 | 35 | 35 | 39 | 39 | 35 | 32 | 30 | 30 | 25 | 19 | 13 | 8 | 5 | 3 | 3 | 2 | 2 | 5 | 432 | 316 | 173.4 | 369.6 | 591.7 | 838.5 | 1120 | 1430 | 1760 | 2101 | 2454 | 2809 | 3163 | 3512 | 3842 | 4084 | 4209 | 4291 | 4359 | 4419 | 4470 | 4520 | 54516.2
317 | 41 | 39 | 41 | 43 | 45 | 43 | 36 | 31 | 30 | 32 | 33 | 31 | 28 | 27 | 27 | 25 | 22 | 22 | 22 | 23 | 641 | 317 | 176.2 | 371.5 | 594.7 | 845.1 | 1127 | 1437 | 1762 | 2104 | 2455 | 2813 | 3166 | 3512 | 3851 | 4100 | 4231 | 4324 | 4404 | 4476 | 4541 | 4607 | 54897.5
318 | 36 | 38 | 37 | 38 | 39 | 38 | 35 | 31 | 28 | 29 | 28 | 29 | 26 | 27 | 25 | 28 | 27 | 26 | 25 | 26 | 616 | 318 | 176.8 | 374.4 | 599.4 | 853.5 | 1139 | 1453 | 1782 | 2123 | 2477 | 2834 | 3188 | 3537 | 3879 | 4127 | 4257 | 4350 | 4429 | 4500 | 4564 | 4627 | 55270.1
319 | 36 | 30 | 27 | 24 | 24 | 28 | 27 | 29 | 29 | 30 | 27 | 22 | 20 | 20 | 22 | 21 | 17 | 13 | 13 | 13 | 472 | 319 | 172.2 | 365.3 | 583 | 827.1 | 1101 | 1402 | 1715 | 2044 | 2379 | 2718 | 3054 | 3380 | 3696 | 3922 | 4039 | 4120 | 4188 | 4243 | 4293 | 4341 | 52582.6
320 | 33 | 30 | 33 | 35 | 37 | 34 | 26 | 25 | 27 | 29 | 27 | 21 | 17 | 14 | 14 | 16 | 19 | 23 | 23 | 23 | 506 | 320 | 173.1 | 365.1 | 584.4 | 832.5 | 1108 | 1417 | 1737 | 2069 | 2414 | 2759 | 3104 | 3441 | 3768 | 4004 | 4121 | 4201 | 4270 | 4333 | 4390 | 4447 | 53538.1
321 | 30 | 28 | 29 | 33 | 35 | 36 | 30 | 29 | 28 | 29 | 27 | 25 | 26 | 26 | 25 | 23 | 24 | 25 | 27 | 26 | 561 | 321 | 173.8 | 367.2 | 586.7 | 836 | 1115 | 1419 | 1742 | 2080 | 2431 | 2785 | 3136 | 3482 | 3826 | 4076 | 4210 | 4304 | 4383 | 4454 | 4517 | 4578 | 54501.7
322 | 37 | 41 | 39 | 41 | 40 | 35 | 30 | 23 | 22 | 19 | 19 | 20 | 20 | 20 | 19 | 22 | 25 | 29 | 28 | 26 | 555 | 322 | 171.3 | 362.5 | 580.2 | 825.6 | 1102 | 1401 | 1714 | 2043 | 2382 | 2721 | 3058 | 3390 | 3708 | 3934 | 4049 | 4129 | 4198 | 4261 | 4317 | 4372 | 52718.6
323 | 40 | 38 | 38 | 38 | 42 | 40 | 39 | 32 | 28 | 23 | 22 | 23 | 26 | 24 | 23 | 21 | 25 | 26 | 25 | 25 | 598 | 323 | 175.5 | 370.9 | 589.2 | 834.7 | 1110 | 1414 | 1739 | 2076 | 2418 | 2755 | 3095 | 3434 | 3765 | 4001 | 4122 | 4209 | 4284 | 4352 | 4412 | 4471 | 53627.3
324 | 35 | 31 | 35 | 35 | 39 | 34 | 32 | 27 | 24 | 26 | 25 | 26 | 21 | 25 | 25 | 28 | 27 | 27 | 26 | 25 | 573 | 324 | 177.8 | 372.3 | 596.8 | 850.3 | 1132 | 1441 | 1769 | 2109 | 2461 | 2819 | 3175 | 3525 | 3866 | 4114 | 4248 | 4342 | 4420 | 4491 | 4555 | 4617 | 55081.2
325 | 45 | 45 | 46 | 44 | 40 | 39 | 37 | 36 | 31 | 26 | 25 | 22 | 19 | 16 | 17 | 18 | 20 | 17 | 18 | 17 | 578 | 325 | 177.1 | 374.5 | 598 | 847.6 | 1128 | 1437 | 1759 | 2092 | 2440 | 2789 | 3136 | 3474 | 3799 | 4022 | 4138 | 4225 | 4299 | 4363 | 4422 | 4478 | 53998.2
326 | 33 | 29 | 28 | 29 | 30 | 33 | 27 | 25 | 24 | 25 | 24 | 21 | 21 | 21 | 21 | 19 | 19 | 18 | 20 | 18 | 485 | 326 | 178.1 | 373.7 | 592.6 | 839 | 1114 | 1417 | 1732 | 2063 | 2401 | 2747 | 3086 | 3421 | 3744 | 3974 | 4092 | 4176 | 4248 | 4311 | 4369 | 4426 | 53304.4
327 | 28 | 26 | 32 | 34 | 38 | 33 | 30 | 25 | 21 | 21 | 23 | 25 | 27 | 28 | 29 | 28 | 27 | 27 | 28 | 28 | 558 | 327 | 170.6 | 362.8 | 584.2 | 830 | 1111 | 1419 | 1742 | 2081 | 2432 | 2786 | 3138 | 3488 | 3829 | 4085 | 4223 | 4315 | 4390 | 4458 | 4520 | 4579 | 54543.6
328 | 22 | 24 | 23 | 24 | 24 | 24 | 19 | 13 | 8 | 8 | 8 | 8 | 7 | 6 | 7 | 7 | 8 | 7 | 6 | 4 | 257 | 328 | 157.5 | 348.7 | 566.3 | 807.3 | 1078 | 1374 | 1685 | 2006 | 2337 | 2671 | 2993 | 3309 | 3614 | 3818 | 3918 | 3991 | 4048 | 4096 | 4141 | 4178 | 51136.8
329 | 16 | 24 | 26 | 32 | 33 | 33 | 32 | 22 | 17 | 17 | 25 | 28 | 29 | 29 | 26 | 24 | 23 | 26 | 27 | 27 | 516 | 329 | 170.3 | 363.6 | 584.3 | 835.5 | 1119 | 1428 | 1754 | 2093 | 2445 | 2801 | 3154 | 3507 | 3854 | 4110 | 4243 | 4334 | 4410 | 4479 | 4541 | 4600 | 54825.7
330 | 37 | 35 | 33 | 31 | 33 | 31 | 30 | 24 | 25 | 25 | 26 | 24 | 23 | 25 | 25 | 24 | 23 | 24 | 25 | 25 | 548 | 330 | 176.8 | 371 | 591.7 | 841.5 | 1121 | 1426 | 1750 | 2088 | 2437 | 2786 | 3137 | 3481 | 3820 | 4068 | 4203 | 4296 | 4374 | 4445 | 4509 | 4570 | 54492
331 | 33 | 33 | 35 | 35 | 35 | 32 | 32 | 32 | 32 | 30 | 28 | 24 | 22 | 23 | 25 | 23 | 23 | 22 | 24 | 25 | 568 | 331 | 172.4 | 366.6 | 588.7 | 840 | 1120 | 1427 | 1752 | 2090 | 2440 | 2795 | 3148 | 3496 | 3832 | 4081 | 4218 | 4311 | 4390 | 4461 | 4524 | 4586 | 54638.7
332 | 17 | 15 | 18 | 19 | 20 | 21 | 17 | 14 | 13 | 19 | 23 | 23 | 22 | 22 | 20 | 18 | 17 | 19 | 18 | 19 | 374 | 332 | 172.7 | 363.5 | 581.2 | 826.6 | 1105 | 1411 | 1729 | 2060 | 2409 | 2762 | 3111 | 3452 | 3785 | 4028 | 4150 | 4232 | 4300 | 4362 | 4416 | 4467 | 53723
333 | 40 | 39 | 38 | 39 | 38 | 39 | 34 | 33 | 31 | 29 | 28 | 27 | 28 | 25 | 30 | 31 | 35 | 34 | 34 | 32 | 664 | 333 | 173.3 | 369.7 | 595 | 851.4 | 1142 | 1460 | 1797 | 2149 | 2517 | 2893 | 3266 | 3635 | 3993 | 4269 | 4420 | 4525 | 4613 | 4695 | 4772 | 4845 | 56980.4
334 | 31 | 30 | 32 | 34 | 35 | 31 | 25 | 24 | 24 | 25 | 21 | 21 | 18 | 16 | 17 | 16 | 17 | 14 | 18 | 19 | 468 | 334 | 172.8 | 364.7 | 582.7 | 828.4 | 1104 | 1402 | 1718 | 2042 | 2377 | 2715 | 3051 | 3378 | 3698 | 3922 | 4035 | 4114 | 4178 | 4234 | 4284 | 4335 | 52535.6
335 | 25 | 21 | 18 | 20 | 17 | 20 | 16 | 22 | 24 | 26 | 23 | 22 | 17 | 14 | 13 | 16 | 18 | 20 | 20 | 22 | 394 | 335 | 169.4 | 361.4 | 578.4 | 822.4 | 1094 | 1390 | 1704 | 2029 | 2365 | 2701 | 3036 | 3364 | 3679 | 3903 | 4018 | 4095 | 4159 | 4216 | 4267 | 4318 | 52269.6
336 | 33 | 33 | 32 | 33 | 31 | 28 | 22 | 21 | 22 | 25 | 21 | 16 | 7 | 3 | 2 | 1 | 3 | 3 | 9 | 13 | 358 | 336 | 170.2 | 360.5 | 577.2 | 821.5 | 1095 | 1393 | 1704 | 2029 | 2364 | 2702 | 3037 | 3364 | 3682 | 3903 | 4012 | 4086 | 4148 | 4202 | 4251 | 4298 | 52199.4
337 | 39 | 40 | 39 | 34 | 27 | 23 | 21 | 24 | 24 | 23 | 23 | 21 | 23 | 21 | 19 | 18 | 19 | 20 | 19 | 17 | 494 | 337 | 171.1 | 364.5 | 583 | 829.8 | 1102 | 1400 | 1712 | 2033 | 2368 | 2704 | 3033 | 3357 | 3668 | 3885 | 3994 | 4072 | 4138 | 4196 | 4249 | 4301 | 52160.4
338 | 40 | 38 | 37 | 37 | 35 | 32 | 28 | 29 | 29 | 30 | 26 | 25 | 23 | 24 | 23 | 23 | 27 | 28 | 29 | 27 | 590 | 338 | 179.2 | 379.2 | 606.6 | 862 | 1146 | 1457 | 1781 | 2120 | 2472 | 2834 | 3190 | 3543 | 3886 | 4137 | 4274 | 4368 | 4449 | 4523 | 4590 | 4656 | 55453
339 | 22 | 18 | 21 | 18 | 22 | 22 | 25 | 23 | 26 | 30 | 33 | 29 | 25 | 23 | 24 | 24 | 23 | 19 | 18 | 18 | 463 | 339 | 169.5 | 359.5 | 578.2 | 825.8 | 1103 | 1407 | 1727 | 2059 | 2409 | 2764 | 3125 | 3475 | 3812 | 4062 | 4195 | 4286 | 4362 | 4430 | 4489 | 4546 | 54184
340 | 42 | 36 | 32 | 31 | 34 | 35 | 32 | 22 | 13 | 10 | 11 | 16 | 15 | 16 | 19 | 19 | 21 | 18 | 17 | 16 | 455 | 340 | 175.5 | 371.4 | 587.5 | 830.9 | 1105 | 1401 | 1714 | 2036 | 2369 | 2704 | 3032 | 3356 | 3666 | 3880 | 3991 | 4071 | 4140 | 4200 | 4254 | 4304 | 52188.3
341 | 37 | 36 | 33 | 33 | 30 | 28 | 23 | 23 | 22 | 24 | 19 | 18 | 14 | 14 | 15 | 15 | 17 | 17 | 17 | 15 | 450 | 341 | 177.1 | 372.8 | 590.5 | 835.1 | 1108 | 1404 | 1715 | 2036 | 2364 | 2698 | 3029 | 3349 | 3659 | 3873 | 3982 | 4058 | 4121 | 4174 | 4225 | 4273 | 52043.5
342 | 13 | 10 | 20 | 25 | 32 | 24 | 24 | 20 | 22 | 20 | 20 | 22 | 22 | 21 | 16 | 13 | 12 | 14 | 15 | 15 | 380 | 342 | 170.4 | 362.9 | 581.7 | 828.2 | 1104 | 1403 | 1723 | 2050 | 2387 | 2726 | 3060 | 3390 | 3706 | 3925 | 4034 | 4112 | 4176 | 4230 | 4279 | 4327 | 52575.2
343 | 9 | 5 | 4 | 2 | 3 | 3 | 12 | 17 | 25 | 19 | 22 | 22 | 24 | 23 | 21 | 19 | 19 | 19 | 21 | 22 | 311 | 343 | 172.9 | 367.1 | 576.3 | 806.9 | 1068 | 1354 | 1670 | 2006 | 2360 | 2716 | 3069 | 3417 | 3750 | 3992 | 4116 | 4202 | 4272 | 4334 | 4389 | 4443 | 53081.2
344 | 39 | 42 | 43 | 44 | 42 | 37 | 33 | 28 | 21 | 13 | 7 | 8 | 12 | 18 | 22 | 25 | 27 | 27 | 25 | 27 | 540 | 344 | 178.5 | 379 | 605.2 | 857.4 | 1142 | 1451 | 1776 | 2118 | 2467 | 2814 | 3159 | 3495 | 3822 | 4063 | 4190 | 4283 | 4360 | 4429 | 4491 | 4551 | 54631.1
345 | 35 | 35 | 33 | 31 | 29 | 31 | 30 | 32 | 32 | 33 | 29 | 25 | 23 | 25 | 26 | 24 | 19 | 15 | 14 | 15 | 536 | 345 | 173.9 | 363.9 | 580.9 | 822.4 | 1095 | 1393 | 1709 | 2039 | 2386 | 2737 | 3084 | 3426 | 3761 | 4002 | 4128 | 4220 | 4295 | 4360 | 4416 | 4471 | 53463.1
346 | 30 | 32 | 29 | 28 | 26 | 23 | 20 | 17 | 21 | 20 | 21 | 14 | 12 | 13 | 13 | 15 | 11 | 15 | 18 | 23 | 401 | 346 | 171.5 | 363.6 | 580.6 | 825.9 | 1103 | 1400 | 1715 | 2042 | 2383 | 2722 | 3060 | 3387 | 3707 | 3935 | 4050 | 4129 | 4194 | 4250 | 4301 | 4350 | 52669.6
347 | 40 | 42 | 43 | 43 | 40 | 38 | 36 | 34 | 29 | 24 | 22 | 19 | 16 | 13 | 15 | 14 | 9 | 4 | 3 | 9 | 493 | 347 | 171.7 | 363.3 | 581.4 | 828.2 | 1108 | 1408 | 1723 | 2053 | 2388 | 2728 | 3061 | 3385 | 3697 | 3914 | 4023 | 4099 | 4162 | 4214 | 4261 | 4306 | 52474.6
348 | 33 | 36 | 33 | 33 | 26 | 23 | 20 | 19 | 19 | 19 | 21 | 23 | 23 | 21 | 21 | 21 | 22 | 19 | 21 | 20 | 473 | 348 | 173.7 | 366.9 | 586 | 833.4 | 1108 | 1407 | 1721 | 2050 | 2389 | 2729 | 3068 | 3404 | 3735 | 3971 | 4096 | 4185 | 4260 | 4326 | 4386 | 4444 | 53239
349 | 40 | 36 | 34 | 32 | 33 | 34 | 33 | 27 | 26 | 25 | 26 | 24 | 22 | 23 | 24 | 24 | 21 | 21 | 22 | 24 | 551 | 349 | 178.5 | 375.1 | 594.7 | 843.4 | 1124 | 1430 | 1753 | 2088 | 2434 | 2787 | 3136 | 3480 | 3815 | 4060 | 4193 | 4286 | 4363 | 4433 | 4495 | 4556 | 54424.7
350 | 18 | 18 | 19 | 21 | 22 | 20 | 20 | 18 | 17 | 18 | 17 | 19 | 14 | 20 | 21 | 24 | 23 | 23 | 22 | 19 | 393 | 350 | 171.4 | 365.2 | 584.2 | 831.9 | 1112 | 1415 | 1737 | 2071 | 2417 | 2771 | 3117 | 3456 | 3790 | 4035 | 4160 | 4244 | 4314 | 4378 | 4435 | 4489 | 53893.7
351 | 32 | 38 | 40 | 44 | 41 | 32 | 25 | 23 | 27 | 30 | 28 | 24 | 21 | 21 | 21 | 18 | 18 | 17 | 18 | 17 | 535 | 351 | 172.6 | 366.7 | 586.8 | 834.1 | 1111 | 1412 | 1723 | 2050 | 2386 | 2728 | 3063 | 3395 | 3712 | 3934 | 4049 | 4132 | 4195 | 4248 | 4302 | 4350 | 52750.2
352 | 25 | 30 | 30 | 37 | 39 | 41 | 38 | 25 | 14 | 2 | 2 | 6 | 9 | 16 | 22 | 28 | 29 | 27 | 28 | 29 | 477 | 352 | 177.3 | 376.1 | 602 | 851.6 | 1139 | 1454 | 1787 | 2132 | 2483 | 2834 | 3185 | 3530 | 3862 | 4103 | 4236 | 4330 | 4410 | 4482 | 4548 | 4613 | 55135
353 | 37 | 35 | 36 | 34 | 32 | 28 | 28 | 27 | 28 | 24 | 23 | 20 | 20 | 20 | 20 | 21 | 21 | 22 | 20 | 21 | 517 | 353 | 173.6 | 367.3 | 587.5 | 834 | 1109 | 1411 | 1726 | 2058 | 2402 | 2749 | 3094 | 3437 | 3770 | 4009 | 4136 | 4228 | 4304 | 4371 | 4431 | 4490 | 53687.4
354 | 29 | 33 | 32 | 32 | 30 | 31 | 30 | 31 | 28 | 28 | 25 | 25 | 22 | 21 | 21 | 23 | 25 | 26 | 27 | 27 | 546 | 354 | 175.3 | 371.4 | 593.6 | 844.6 | 1128 | 1437 | 1761 | 2102 | 2457 | 2815 | 3176 | 3530 | 3877 | 4136 | 4275 | 4372 | 4453 | 4527 | 4594 | 4658 | 55282.9
355 | 33 | 28 | 33 | 35 | 40 | 34 | 25 | 21 | 18 | 22 | 22 | 23 | 21 | 22 | 20 | 22 | 24 | 27 | 27 | 27 | 524 | 355 | 172.2 | 363.4 | 584.6 | 834.6 | 1115 | 1424 | 1749 | 2085 | 2432 | 2789 | 3144 | 3494 | 3835 | 4090 | 4224 | 4313 | 4389 | 4460 | 4523 | 4585 | 54605.8
356 | 39 | 41 | 42 | 42 | 39 | 35 | 32 | 31 | 31 | 33 | 32 | 28 | 23 | 24 | 26 | 30 | 29 | 29 | 26 | 26 | 638 | 356 | 178.7 | 375 | 600 | 849.9 | 1130 | 1432 | 1753 | 2082 | 2423 | 2775 | 3121 | 3464 | 3794 | 4037 | 4162 | 4253 | 4329 | 4395 | 4456 | 4514 | 54123.6
357 | 32 | 33 | 32 | 34 | 24 | 14 | 12 | 17 | 24 | 21 | 24 | 24 | 25 | 24 | 23 | 21 | 19 | 19 | 21 | 22 | 465 | 357 | 172.9 | 369.2 | 589.4 | 837.5 | 1115 | 1418 | 1739 | 2072 | 2416 | 2764 | 3112 | 3452 | 3785 | 4029 | 4159 | 4249 | 4323 | 4391 | 4452 | 4512 | 53957
358 | 30 | 30 | 33 | 36 | 39 | 38 | 36 | 34 | 30 | 31 | 30 | 26 | 16 | 6 | 1 | 8 | 15 | 23 | 26 | 28 | 516 | 358 | 175.6 | 370.5 | 595.4 | 847.8 | 1133 | 1444 | 1774 | 2119 | 2477 | 2838 | 3194 | 3550 | 3889 | 4131 | 4252 | 4334 | 4403 | 4468 | 4529 | 4588 | 55112.3
359 | 35 | 30 | 28 | 30 | 31 | 33 | 27 | 32 | 32 | 34 | 26 | 19 | 11 | 9 | 10 | 13 | 17 | 22 | 25 | 28 | 492 | 359 | 172.2 | 364.9 | 583.3 | 832.5 | 1112 | 1417 | 1739 | 2078 | 2430 | 2789 | 3146 | 3490 | 3819 | 4061 | 4183 | 4264 | 4333 | 4398 | 4456 | 4514 | 54181.9
360 | 40 | 39 | 37 | 34 | 34 | 32 | 30 | 25 | 25 | 25 | 25 | 20 | 18 | 17 | 18 | 19 | 19 | 21 | 22 | 23 | 523 | 360 | 178.2 | 373.9 | 593.3 | 840 | 1119 | 1424 | 1744 | 2072 | 2414 | 2763 | 3108 | 3443 | 3765 | 3997 | 4118 | 4202 | 4276 | 4342 | 4402 | 4461 | 53635.4
361 | 35 | 34 | 37 | 36 | 40 | 40 | 40 | 37 | 33 | 34 | 34 | 35 | 32 | 27 | 23 | 22 | 24 | 27 | 30 | 32 | 652 | 361 | 178.2 | 375.1 | 601.8 | 852.4 | 1138 | 1450 | 1784 | 2128 | 2485 | 2850 | 3211 | 3569 | 3921 | 4187 | 4330 | 4424 | 4505 | 4579 | 4652 | 4723 | 55943.5
362 | 46 | 44 | 42 | 36 | 26 | 16 | 15 | 21 | 29 | 29 | 30 | 28 | 23 | 21 | 23 | 23 | 21 | 17 | 17 | 16 | 523 | 362 | 177.3 | 375.2 | 599.7 | 847.2 | 1123 | 1421 | 1738 | 2064 | 2397 | 2735 | 3076 | 3409 | 3734 | 3966 | 4087 | 4175 | 4249 | 4312 | 4370 | 4427 | 53282.4
363 | 11 | 9 | 11 | 13 | 20 | 25 | 27 | 25 | 23 | 20 | 13 | 8 | 9 | 12 | 15 | 16 | 19 | 20 | 24 | 26 | 346 | 363 | 174.3 | 371.1 | 591.9 | 845.6 | 1133 | 1449 | 1784 | 2129 | 2487 | 2851 | 3211 | 3568 | 3914 | 4171 | 4305 | 4391 | 4462 | 4527 | 4585 | 4641 | 55590.9
364 | 36 | 41 | 42 | 46 | 45 | 39 | 35 | 32 | 32 | 28 | 23 | 21 | 19 | 19 | 18 | 18 | 20 | 21 | 19 | 19 | 573 | 364 | 173.3 | 367.6 | 590.7 | 844.3 | 1129 | 1443 | 1771 | 2112 | 2462 | 2813 | 3160 | 3494 | 3828 | 4067 | 4191 | 4279 | 4355 | 4423 | 4484 | 4543 | 54529.9
365 | 33 | 33 | 30 | 27 | 29 | 27 | 28 | 22 | 27 | 28 | 30 | 26 | 23 | 19 | 17 | 15 | 18 | 18 | 20 | 20 | 490 | 365 | 178.6 | 372.8 | 591.7 | 836.8 | 1112 | 1411 | 1727 | 2055 | 2395 | 2740 | 3077 | 3415 | 3743 | 3978 | 4098 | 4181 | 4253 | 4317 | 4376 | 4434 | 53291.9
366 | 22 | 27 | 26 | 34 | 34 | 37 | 34 | 32 | 27 | 24 | 20 | 22 | 20 | 23 | 23 | 25 | 23 | 21 | 22 | 24 | 520 | 366 | 171.5 | 363.4 | 580 | 824 | 1097 | 1397 | 1714 | 2042 | 2378 | 2719 | 3055 | 3384 | 3701 | 3927 | 4042 | 4127 | 4197 | 4258 | 4314 | 4370 | 52660.9
367 | 30 | 33 | 25 | 27 | 27 | 31 | 29 | 25 | 21 | 22 | 21 | 24 | 22 | 21 | 22 | 19 | 21 | 20 | 19 | 20 | 479 | 367 | 173.1 | 365.8 | 584.2 | 830 | 1107 | 1407 | 1728 | 2055 | 2393 | 2740 | 3083 | 3418 | 3744 | 3982 | 4103 | 4186 | 4257 | 4321 | 4378 | 4435 | 53290.1
368 | 25 | 29 | 30 | 26 | 21 | 15 | 17 | 21 | 24 | 24 | 23 | 24 | 27 | 27 | 25 | 25 | 26 | 26 | 25 | 25 | 485 | 368 | 172.7 | 364.3 | 584.1 | 834.2 | 1111 | 1413 | 1733 | 2070 | 2412 | 2760 | 3104 | 3444 | 3772 | 4009 | 4130 | 4214 | 4286 | 4348 | 4405 | 4461 | 53627.3
369 | 41 | 43 | 41 | 38 | 35 | 34 | 33 | 29 | 28 | 28 | 29 | 26 | 21 | 21 | 20 | 20 | 20 | 22 | 24 | 25 | 578 | 369 | 172 | 365.1 | 587.8 | 834.6 | 1115 | 1419 | 1740 | 2076 | 2423 | 2778 | 3128 | 3472 | 3808 | 4052 | 4182 | 4272 | 4349 | 4419 | 4482 | 4543 | 54217.5
370 | 19 | 28 | 28 | 35 | 34 | 32 | 25 | 21 | 21 | 23 | 21 | 21 | 22 | 26 | 25 | 23 | 23 | 26 | 28 | 29 | 510 | 370 | 172.3 | 365.5 | 585.8 | 832.3 | 1110 | 1416 | 1738 | 2071 | 2420 | 2770 | 3114 | 3454 | 3788 | 4035 | 4164 | 4249 | 4322 | 4389 | 4448 | 4507 | 53950.9
371 | 41 | 40 | 39 | 36 | 34 | 29 | 25 | 22 | 25 | 29 | 30 | 27 | 27 | 25 | 25 | 26 | 29 | 31 | 33 | 30 | 603 | 371 | 171.3 | 365.4 | 586 | 836.8 | 1117 | 1425 | 1750 | 2088 | 2442 | 2799 | 3154 | 3503 | 3844 | 4110 | 4252 | 4345 | 4423 | 4494 | 4560 | 4623 | 54888.5
372 | 32 | 38 | 38 | 38 | 37 | 35 | 25 | 18 | 19 | 29 | 34 | 35 | 31 | 27 | 22 | 21 | 22 | 25 | 24 | 24 | 574 | 372 | 171 | 363.7 | 583.4 | 830 | 1109 | 1414 | 1736 | 2067 | 2411 | 2764 | 3117 | 3465 | 3808 | 4060 | 4195 | 4289 | 4367 | 4438 | 4500 | 4561 | 54249.1
373 | 27 | 25 | 29 | 30 | 36 | 35 | 34 | 31 | 29 | 32 | 33 | 34 | 31 | 24 | 17 | 15 | 16 | 20 | 22 | 24 | 544 | 373 | 170.7 | 361.2 | 579.2 | 820.7 | 1094 | 1392 | 1708 | 2037 | 2377 | 2722 | 3065 | 3403 | 3731 | 3971 | 4097 | 4187 | 4262 | 4328 | 4389 | 4448 | 53142.8
374 | 32 | 34 | 32 | 34 | 31 | 32 | 28 | 27 | 25 | 23 | 22 | 16 | 8 | 4 | 4 | 5 | 3 | 2 | 7 | 11 | 380 | 374 | 173.3 | 366.4 | 583.9 | 830 | 1106 | 1409 | 1729 | 2059 | 2399 | 2739 | 3079 | 3409 | 3724 | 3947 | 4058 | 4134 | 4196 | 4249 | 4298 | 4346 | 52834.6
375 | 35 | 30 | 27 | 20 | 19 | 19 | 23 | 25 | 29 | 30 | 28 | 26 | 22 | 22 | 23 | 26 | 27 | 29 | 29 | 28 | 517 | 375 | 171.9 | 364.9 | 584.2 | 832.2 | 1116 | 1423 | 1747 | 2089 | 2439 | 2795 | 3152 | 3502 | 3842 | 4095 | 4224 | 4313 | 4390 | 4459 | 4521 | 4582 | 54642.2
376 | 41 | 42 | 37 | 33 | 28 | 29 | 26 | 24 | 22 | 23 | 23 | 23 | 18 | 17 | 15 | 16 | 16 | 18 | 19 | 20 | 490 | 376 | 174.4 | 369.3 | 589.3 | 835.9 | 1113 | 1416 | 1733 | 2064 | 2406 | 2748 | 3086 | 3417 | 3737 | 3965 | 4079 | 4159 | 4224 | 4280 | 4332 | 4383 | 53110.9
377 | 37 | 33 | 35 | 34 | 37 | 33 | 32 | 27 | 25 | 26 | 23 | 24 | 18 | 23 | 24 | 28 | 27 | 26 | 23 | 21 | 556 | 377 | 176.1 | 370.9 | 589.7 | 837.5 | 1118 | 1422 | 1741 | 2078 | 2425 | 2774 | 3122 | 3463 | 3798 | 4039 | 4168 | 4261 | 4339 | 4408 | 4470 | 4528 | 54128.2
378 | 44 | 42 | 38 | 38 | 38 | 37 | 29 | 20 | 20 | 18 | 16 | 11 | 11 | 10 | 11 | 9 | 10 | 9 | 8 | 7 | 426 | 378 | 168.4 | 357.3 | 570.3 | 806.6 | 1076 | 1364 | 1668 | 1977 | 2298 | 2618 | 2935 | 3242 | 3534 | 3730 | 3823 | 3892 | 3948 | 3993 | 4037 | 4072 | 50109.6
379 | 23 | 27 | 25 | 28 | 26 | 26 | 22 | 19 | 17 | 19 | 19 | 20 | 16 | 15 | 13 | 12 | 12 | 10 | 12 | 9 | 370 | 379 | 171.4 | 361 | 578.7 | 821.3 | 1093 | 1387 | 1700 | 2025 | 2357 | 2693 | 3025 | 3348 | 3659 | 3875 | 3983 | 4059 | 4122 | 4176 | 4225 | 4271 | 51930.4
380 | 22 | 22 | 25 | 28 | 31 | 33 | 34 | 34 | 32 | 31 | 28 | 25 | 22 | 24 | 24 | 25 | 24 | 21 | 19 | 18 | 522 | 380 | 170 | 360 | 579.5 | 826.5 | 1104 | 1405 | 1724 | 2055 | 2398 | 2747 | 3091 | 3429 | 3760 | 4001 | 4132 | 4222 | 4299 | 4367 | 4427 | 4487 | 53584
381 | 33 | 33 | 31 | 30 | 27 | 25 | 25 | 20 | 21 | 16 | 21 | 22 | 24 | 21 | 20 | 17 | 16 | 14 | 17 | 17 | 450 | 381 | 172.4 | 362.4 | 579.8 | 826.1 | 1103 | 1402 | 1719 | 2047 | 2383 | 2726 | 3065 | 3397 | 3715 | 3938 | 4049 | 4128 | 4193 | 4248 | 4298 | 4346 | 52697.7
382 | 22 | 22 | 20 | 13 | 10 | 7 | 13 | 18 | 25 | 25 | 23 | 21 | 22 | 24 | 23 | 16 | 14 | 14 | 19 | 21 | 372 | 382 | 173.5 | 365.4 | 585.3 | 834.1 | 1096 | 1390 | 1702 | 2041 | 2392 | 2747 | 3098 | 3437 | 3769 | 4004 | 4124 | 4206 | 4274 | 4331 | 4382 | 4434 | 53385.3
383 | 22 | 29 | 30 | 31 | 28 | 23 | 18 | 16 | 16 | 20 | 24 | 26 | 26 | 22 | 21 | 19 | 20 | 20 | 22 | 20 | 453 | 383 | 173 | 363.4 | 582.4 | 829.3 | 1105 | 1410 | 1728 | 2058 | 2403 | 2750 | 3098 | 3436 | 3767 | 4004 | 4126 | 4208 | 4278 | 4342 | 4399 | 4455 | 53515.1
384 | 29 | 31 | 34 | 35 | 37 | 30 | 28 | 24 | 25 | 26 | 25 | 25 | 24 | 23 | 20 | 20 | 18 | 14 | 9 | 5 | 482 | 384 | 179.5 | 375 | 599 | 848.9 | 1132 | 1436 | 1758 | 2093 | 2437 | 2787 | 3133 | 3475 | 3812 | 4058 | 4188 | 4277 | 4353 | 4417 | 4469 | 4519 | 54346.4
385 | 20 | 27 | 18 | 17 | 17 | 25 | 28 | 25 | 26 | 24 | 25 | 21 | 22 | 20 | 22 | 20 | 20 | 18 | 17 | 19 | 431 | 385 | 154.3 | 340.3 | 554.3 | 784.5 | 1061 | 1363 | 1686 | 2021 | 2370 | 2724 | 3075 | 3414 | 3747 | 3988 | 4113 | 4197 | 4266 | 4328 | 4382 | 4435 | 53003.4
386 | 19 | 22 | 22 | 22 | 21 | 19 | 20 | 19 | 20 | 20 | 20 | 21 | 19 | 22 | 24 | 27 | 24 | 20 | 22 | 20 | 423 | 386 | 172.2 | 365.3 | 585.1 | 832.8 | 1111 | 1417 | 1735 | 2070 | 2416 | 2763 | 3101 | 3437 | 3761 | 3995 | 4114 | 4198 | 4266 | 4326 | 4379 | 4432 | 53476.4
387 | 19 | 22 | 22 | 23 | 17 | 17 | 14 | 17 | 17 | 15 | 12 | 9 | 9 | 12 | 16 | 21 | 24 | 22 | 18 | 15 | 341 | 387 | 154.1 | 335.2 | 553.6 | 800.3 | 1076 | 1381 | 1704 | 2042 | 2390 | 2745 | 3094 | 3433 | 3763 | 4001 | 4123 | 4205 | 4274 | 4334 | 4387 | 4438 | 53233.2
388 | 21 | 20 | 23 | 25 | 25 | 22 | 21 | 20 | 22 | 18 | 17 | 14 | 15 | 13 | 14 | 15 | 17 | 16 | 14 | 14 | 366 | 388 | 169.3 | 359.1 | 574.5 | 816.2 | 1088 | 1386 | 1698 | 2019 | 2352 | 2686 | 3015 | 3341 | 3651 | 3865 | 3970 | 4046 | 4109 | 4161 | 4210 | 4256 | 51772.1
389 | 29 | 29 | 31 | 31 | 27 | 24 | 25 | 26 | 27 | 20 | 16 | 11 | 14 | 17 | 19 | 20 | 20 | 21 | 19 | 19 | 445 | 389 | 169.9 | 363.1 | 580.5 | 828.1 | 1102 | 1402 | 1720 | 2049 | 2389 | 2732 | 3073 | 3405 | 3729 | 3958 | 4073 | 4151 | 4218 | 4276 | 4328 | 4379 | 52925.6
390 | 48 | 45 | 42 | 37 | 37 | 37 | 37 | 32 | 27 | 24 | 23 | 21 | 17 | 20 | 21 | 24 | 20 | 17 | 17 | 16 | 562 | 390 | 176 | 371.6 | 595 | 842.6 | 1116 | 1417 | 1737 | 2070 | 2408 | 2750 | 3081 | 3407 | 3719 | 3943 | 4062 | 4149 | 4220 | 4284 | 4342 | 4398 | 53088.2
391 | 36 | 36 | 33 | 26 | 23 | 18 | 23 | 22 | 28 | 29 | 27 | 24 | 20 | 23 | 26 | 28 | 27 | 23 | 18 | 16 | 506 | 391 | 172.5 | 366.3 | 584.7 | 832.1 | 1109 | 1410 | 1727 | 2058 | 2400 | 2746 | 3089 | 3424 | 3750 | 3988 | 4116 | 4205 | 4280 | 4346 | 4404 | 4462 | 53469.6
392 | 26 | 35 | 36 | 42 | 40 | 38 | 31 | 27 | 24 | 27 | 26 | 27 | 26 | 26 | 24 | 22 | 22 | 23 | 24 | 23 | 569 | 392 | 178.8 | 374.3 | 600 | 853.9 | 1139 | 1448 | 1777 | 2115 | 2463 | 2819 | 3170 | 3517 | 3855 | 4098 | 4227 | 4320 | 4397 | 4464 | 4525 | 4584 | 54925
393 | 39 | 33 | 34 | 33 | 34 | 29 | 25 | 25 | 29 | 30 | 26 | 24 | 21 | 23 | 20 | 21 | 18 | 16 | 18 | 18 | 516 | 393 | 173.9 | 367.7 | 587.7 | 834.7 | 1111 | 1413 | 1730 | 2060 | 2403 | 2747 | 3088 | 3425 | 3748 | 3981 | 4102 | 4191 | 4264 | 4327 | 4386 | 4443 | 53383
394 | 39 | 41 | 41 | 40 | 35 | 32 | 28 | 30 | 30 | 32 | 30 | 28 | 24 | 20 | 20 | 20 | 23 | 24 | 22 | 18 | 577 | 394 | 177.2 | 373 | 593.3 | 842.7 | 1123 | 1430 | 1753 | 2091 | 2443 | 2799 | 3151 | 3499 | 3836 | 4074 | 4199 | 4288 | 4366 | 4435 | 4496 | 4555 | 54524.2
395 | 19 | 18 | 24 | 24 | 30 | 19 | 23 | 20 | 30 | 29 | 28 | 24 | 18 | 15 | 18 | 19 | 24 | 25 | 27 | 27 | 461 | 395 | 171.6 | 363.9 | 583.6 | 832.5 | 1115 | 1421 | 1742 | 2078 | 2423 | 2772 | 3121 | 3469 | 3802 | 4045 | 4172 | 4255 | 4326 | 4392 | 4449 | 4506 | 54039.6
396 | 33 | 37 | 37 | 38 | 33 | 26 | 23 | 22 | 24 | 26 | 26 | 26 | 23 | 24 | 24 | 24 | 24 | 25 | 25 | 26 | 546 | 396 | 172 | 365.7 | 586.9 | 836 | 1114 | 1419 | 1740 | 2072 | 2419 | 2770 | 3116 | 3460 | 3792 | 4041 | 4174 | 4266 | 4343 | 4413 | 4475 | 4536 | 54110.6
397 | 34 | 30 | 28 | 22 | 24 | 25 | 29 | 28 | 30 | 31 | 26 | 20 | 19 | 22 | 23 | 20 | 16 | 18 | 17 | 17 | 479 | 397 | 172.9 | 365.3 | 585.1 | 830.2 | 1109 | 1410 | 1727 | 2054 | 2396 | 2738 | 3074 | 3402 | 3722 | 3948 | 4064 | 4143 | 4211 | 4269 | 4324 | 4376 | 52920.5
398 | 25 | 26 | 27 | 23 | 20 | 16 | 18 | 17 | 14 | 11 | 14 | 15 | 15 | 11 | 13 | 15 | 16 | 17 | 16 | 19 | 348 | 398 | 178.1 | 374 | 594.6 | 838.6 | 1112 | 1414 | 1731 | 2060 | 2398 | 2741 | 3081 | 3413 | 3735 | 3965 | 4080 | 4158 | 4224 | 4282 | 4333 | 4382 | 53094.3
399 | 30 | 31 | 30 | 32 | 34 | 34 | 31 | 29 | 29 | 29 | 25 | 21 | 22 | 22 | 23 | 21 | 24 | 22 | 21 | 21 | 531 | 399 | 178.8 | 377.5 | 599.5 | 851.4 | 1133 | 1440 | 1761 | 2100 | 2450 | 2806 | 3159 | 3501 | 3839 | 4080 | 4209 | 4299 | 4377 | 4446 | 4509 | 4569 | 54685.2
400 | 45 | 41 | 39 | 35 | 36 | 35 | 37 | 34 | 33 | 32 | 32 | 30 | 25 | 22 | 22 | 25 | 24 | 21 | 21 | 21 | 610 | 400 | 172.6 | 365.5 | 584.1 | 830.7 | 1107 | 1412 | 1735 | 2074 | 2426 | 2781 | 3137 | 3483 | 3819 | 4065 | 4195 | 4288 | 4365 | 4434 | 4496 | 4556 | 54325.9
401 | 37 | 36 | 29 | 24 | 24 | 27 | 27 | 27 | 30 | 34 | 32 | 30 | 25 | 24 | 23 | 26 | 27 | 26 | 23 | 20 | 551 | 401 | 173.5 | 369.5 | 589.5 | 840 | 1117 | 1425 | 1749 | 2088 | 2442 | 2801 | 3162 | 3514 | 3852 | 4106 | 4240 | 4334 | 4413 | 4485 | 4548 | 4609 | 54857.5
402 | 38 | 37 | 40 | 41 | 42 | 38 | 31 | 23 | 19 | 20 | 23 | 25 | 26 | 27 | 25 | 25 | 24 | 24 | 24 | 25 | 577 | 402 | 178.7 | 376.2 | 602.1 | 852.4 | 1134 | 1439 | 1762 | 2089 | 2426 | 2770 | 3107 | 3446 | 3777 | 4019 | 4147 | 4238 | 4314 | 4382 | 4442 | 4501 | 54002.4
403 | 26 | 21 | 20 | 18 | 20 | 23 | 28 | 28 | 29 | 28 | 28 | 25 | 22 | 22 | 25 | 27 | 28 | 26 | 24 | 21 | 489 | 403 | 170.9 | 360.7 | 576.4 | 818.8 | 1094 | 1392 | 1709 | 2037 | 2378 | 2722 | 3063 | 3401 | 3727 | 3972 | 4102 | 4193 | 4269 | 4337 | 4398 | 4457 | 53177.8
404 | 13 | 14 | 13 | 19 | 23 | 29 | 27 | 28 | 27 | 27 | 28 | 25 | 27 | 23 | 20 | 16 | 18 | 20 | 23 | 24 | 444 | 404 | 166.6 | 355.5 | 574.7 | 822.9 | 1102 | 1405 | 1726 | 2059 | 2408 | 2760 | 3108 | 3449 | 3784 | 4028 | 4151 | 4234 | 4301 | 4363 | 4417 | 4470 | 53684.7
405 | 33 | 32 | 33 | 32 | 31 | 26 | 25 | 21 | 21 | 18 | 19 | 17 | 14 | 13 | 12 | 14 | 9 | 14 | 15 | 18 | 417 | 405 | 172.1 | 363.2 | 578.6 | 821.4 | 1092 | 1387 | 1694 | 2015 | 2346 | 2680 | 3009 | 3329 | 3638 | 3850 | 3952 | 4026 | 4089 | 4140 | 4187 | 4231 | 51600.3
406 | 24 | 30 | 25 | 26 | 22 | 27 | 26 | 26 | 25 | 25 | 23 | 20 | 17 | 18 | 18 | 21 | 21 | 20 | 14 | 12 | 440 | 406 | 171.6 | 363.1 | 577.8 | 822.2 | 1098 | 1400 | 1720 | 2050 | 2390 | 2735 | 3076 | 3413 | 3738 | 3968 | 4087 | 4169 | 4239 | 4301 | 4355 | 4405 | 53078.7
407 | 45 | 35 | 35 | 29 | 36 | 35 | 39 | 34 | 32 | 28 | 24 | 21 | 22 | 23 | 25 | 27 | 28 | 27 | 24 | 26 | 595 | 407 | 174.1 | 368.2 | 589.7 | 837.2 | 1117 | 1422 | 1746 | 2085 | 2434 | 2787 | 3131 | 3472 | 3803 | 4044 | 4171 | 4265 | 4341 | 4411 | 4472 | 4533 | 54203.2
408 | 47 | 43 | 41 | 39 | 39 | 36 | 31 | 28 | 29 | 31 | 31 | 30 | 30 | 30 | 29 | 31 | 33 | 37 | 37 | 33 | 685 | 408 | 179.1 | 376.2 | 600.9 | 855.1 | 1141 | 1451 | 1781 | 2126 | 2487 | 2858 | 3225 | 3586 | 3938 | 4209 | 4355 | 4453 | 4538 | 4617 | 4691 | 4761 | 56228.3
409 | 28 | 32 | 30 | 33 | 36 | 38 | 38 | 36 | 36 | 33 | 30 | 28 | 27 | 27 | 26 | 25 | 22 | 20 | 19 | 22 | 586 | 409 | 179.9 | 378.5 | 602.8 | 852.9 | 1133 | 1440 | 1768 | 2108 | 2459 | 2813 | 3161 | 3505 | 3841 | 4081 | 4206 | 4296 | 4371 | 4438 | 4498 | 4556 | 54688.1
410 | 27 | 29 | 25 | 25 | 24 | 29 | 28 | 30 | 31 | 33 | 30 | 27 | 27 | 28 | 28 | 28 | 25 | 22 | 21 | 22 | 539 | 410 | 172.4 | 368.7 | 590.8 | 843.8 | 1124 | 1435 | 1764 | 2105 | 2460 | 2824 | 3183 | 3537 | 3884 | 4139 | 4275 | 4369 | 4447 | 4517 | 4580 | 4642 | 55260.7
411 | 36 | 35 | 33 | 32 | 34 | 33 | 33 | 26 | 24 | 22 | 21 | 17 | 13 | 12 | 14 | 17 | 17 | 18 | 17 | 19 | 473 | 411 | 172.3 | 366.5 | 586.5 | 830.6 | 1108 | 1409 | 1726 | 2053 | 2392 | 2735 | 3071 | 3397 | 3711 | 3932 | 4044 | 4123 | 4189 | 4246 | 4299 | 4351 | 52741.9
412 | 24 | 31 | 30 | 31 | 27 | 29 | 25 | 23 | 22 | 20 | 20 | 14 | 18 | 18 | 20 | 19 | 18 | 15 | 12 | 11 | 427 | 412 | 171.2 | 364.4 | 580.1 | 823.7 | 1097 | 1396 | 1709 | 2034 | 2366 | 2701 | 3029 | 3354 | 3667 | 3882 | 3987 | 4064 | 4128 | 4180 | 4228 | 4273 | 52034.4
413 | 24 | 30 | 31 | 32 | 32 | 31 | 22 | 12 | 5 | 6 | 5 | 10 | 17 | 25 | 24 | 28 | 29 | 33 | 33 | 34 | 463 | 413 | 171.6 | 365.4 | 587.8 | 838.5 | 1123 | 1435 | 1765 | 2106 | 2463 | 2824 | 3182 | 3536 | 3888 | 4154 | 4297 | 4389 | 4465 | 4534 | 4600 | 4658 | 55382.3
414 | 29 | 31 | 29 | 27 | 29 | 26 | 28 | 21 | 26 | 27 | 29 | 27 | 24 | 20 | 19 | 17 | 20 | 21 | 24 | 25 | 499 | 414 | 171.8 | 363.2 | 580.9 | 824.5 | 1098 | 1396 | 1709 | 2038 | 2378 | 2722 | 3064 | 3402 | 3731 | 3973 | 4101 | 4189 | 4264 | 4332 | 4393 | 4453 | 53183.4
415 | 25 | 27 | 29 | 32 | 35 | 32 | 29 | 26 | 27 | 25 | 16 | 6 | 4 | 10 | 14 | 16 | 15 | 14 | 14 | 13 | 409 | 415 | 169.6 | 360.2 | 576 | 819.8 | 1094 | 1390 | 1702 | 2024 | 2360 | 2701 | 3035 | 3363 | 3674 | 3897 | 4008 | 4087 | 4151 | 4205 | 4255 | 4303 | 52174.6
416 | 33 | 36 | 36 | 40 | 42 | 42 | 38 | 32 | 32 | 33 | 34 | 30 | 23 | 17 | 16 | 17 | 21 | 23 | 27 | 29 | 601 | 416 | 177.4 | 374.7 | 595.1 | 843 | 1129 | 1438 | 1769 | 2111 | 2461 | 2814 | 3166 | 3512 | 3848 | 4091 | 4219 | 4309 | 4386 | 4454 | 4516 | 4576 | 54789.2
417 | 37 | 36 | 39 | 39 | 42 | 41 | 41 | 36 | 32 | 32 | 32 | 32 | 29 | 24 | 18 | 18 | 19 | 23 | 26 | 29 | 625 | 417 | 182.5 | 385.7 | 614.1 | 872.3 | 1158 | 1474 | 1808 | 2152 | 2506 | 2865 | 3223 | 3577 | 3920 | 4169 | 4298 | 4389 | 4466 | 4535 | 4603 | 4672 | 55869.6
418 | 9 | 13 | 17 | 20 | 16 | 15 | 12 | 12 | 13 | 14 | 14 | 7 | 3 | 3 | 5 | 9 | 10 | 9 | 8 | 9 | 218 | 418 | 172.6 | 364.2 | 581.2 | 823 | 1097 | 1389 | 1696 | 2012 | 2340 | 2668 | 2991 | 3306 | 3603 | 3805 | 3903 | 3978 | 4038 | 4087 | 4133 | 4174 | 51161
419 | 34 | 34 | 35 | 37 | 38 | 36 | 30 | 27 | 26 | 27 | 22 | 21 | 16 | 15 | 16 | 15 | 16 | 12 | 17 | 19 | 493 | 419 | 179.6 | 376.8 | 598.9 | 847.5 | 1127 | 1429 | 1744 | 2073 | 2414 | 2756 | 3087 | 3417 | 3734 | 3953 | 4064 | 4146 | 4210 | 4263 | 4316 | 4372 | 53107.8
420 | 32 | 33 | 32 | 32 | 33 | 32 | 27 | 24 | 21 | 21 | 17 | 18 | 15 | 14 | 14 | 13 | 15 | 11 | 17 | 18 | 439 | 420 | 171.3 | 361.3 | 576.1 | 817.7 | 1086 | 1381 | 1690 | 2008 | 2336 | 2667 | 2992 | 3310 | 3619 | 3834 | 3942 | 4017 | 4079 | 4131 | 4180 | 4228 | 51426.4
421 | 33 | 25 | 27 | 21 | 28 | 28 | 32 | 28 | 27 | 22 | 20 | 17 | 21 | 20 | 23 | 24 | 24 | 21 | 18 | 20 | 479 | 421 | 175.1 | 368.3 | 585.9 | 829.1 | 1104 | 1408 | 1723 | 2049 | 2388 | 2729 | 3070 | 3401 | 3723 | 3950 | 4065 | 4147 | 4218 | 4277 | 4333 | 4387 | 52930.4
422 | 26 | 24 | 27 | 27 | 30 | 32 | 33 | 33 | 31 | 30 | 26 | 20 | 16 | 16 | 16 | 19 | 15 | 10 | 4 | 2 | 437 | 422 | 174.8 | 366.5 | 582.5 | 824.7 | 1096 | 1392 | 1710 | 2033 | 2372 | 2712 | 3046 | 3371 | 3685 | 3903 | 4011 | 4090 | 4157 | 4210 | 4257 | 4302 | 52295.5
423 | 24 | 27 | 28 | 29 | 24 | 21 | 20 | 20 | 19 | 17 | 15 | 18 | 15 | 16 | 11 | 15 | 15 | 19 | 20 | 19 | 392 | 423 | 170.3 | 363.1 | 582.4 | 829.1 | 1105 | 1405 | 1722 | 2056 | 2396 | 2741 | 3081 | 3416 | 3738 | 3968 | 4083 | 4162 | 4228 | 4285 | 4337 | 4387 | 53054.9
424 | 37 | 36 | 34 | 34 | 33 | 34 | 32 | 32 | 30 | 29 | 25 | 23 | 22 | 23 | 22 | 20 | 18 | 18 | 16 | 13 | 531 | 424 | 170.8 | 363.8 | 583.4 | 831.2 | 1107 | 1408 | 1729 | 2059 | 2402 | 2748 | 3093 | 3433 | 3764 | 4003 | 4127 | 4213 | 4287 | 4353 | 4414 | 4470 | 53559.2
425 | 20 | 24 | 23 | 28 | 32 | 34 | 33 | 28 | 29 | 28 | 27 | 24 | 26 | 30 | 33 | 31 | 28 | 24 | 25 | 24 | 551 | 425 | 171.3 | 362.4 | 579.7 | 822.2 | 1097 | 1396 | 1709 | 2035 | 2375 | 2717 | 3056 | 3387 | 3708 | 3942 | 4064 | 4148 | 4217 | 4278 | 4332 | 4386 | 52782.6
426 | 30 | 33 | 31 | 34 | 35 | 34 | 27 | 19 | 20 | 23 | 25 | 21 | 18 | 18 | 21 | 19 | 20 | 22 | 26 | 28 | 504 | 426 | 159.8 | 354.6 | 576 | 826.6 | 1112 | 1423 | 1758 | 2108 | 2470 | 2840 | 3206 | 3565 | 3917 | 4184 | 4325 | 4413 | 4487 | 4552 | 4614 | 4668 | 55559
427 | 21 | 25 | 29 | 35 | 38 | 39 | 34 | 30 | 23 | 21 | 22 | 25 | 25 | 23 | 22 | 20 | 19 | 20 | 23 | 26 | 520 | 427 | 177.7 | 372.5 | 595.1 | 847.2 | 1131 | 1441 | 1774 | 2115 | 2468 | 2829 | 3188 | 3538 | 3878 | 4133 | 4265 | 4352 | 4426 | 4497 | 4560 | 4621 | 55208.5
428 | 15 | 17 | 19 | 23 | 27 | 23 | 20 | 18 | 23 | 25 | 22 | 22 | 21 | 22 | 22 | 19 | 21 | 19 | 19 | 18 | 415 | 428 | 170.5 | 359.2 | 575.6 | 821.2 | 1098 | 1400 | 1723 | 2056 | 2404 | 2757 | 3106 | 3451 | 3785 | 4032 | 4161 | 4245 | 4315 | 4378 | 4434 | 4486 | 53757.5
429 | 37 | 38 | 35 | 31 | 25 | 25 | 24 | 24 | 23 | 22 | 19 | 18 | 16 | 14 | 16 | 19 | 18 | 14 | 10 | 11 | 439 | 429 | 170.4 | 361.8 | 576.9 | 818.9 | 1087 | 1382 | 1691 | 2008 | 2336 | 2662 | 2985 | 3300 | 3603 | 3809 | 3909 | 3983 | 4044 | 4094 | 4141 | 4181 | 51143
430 | 27 | 31 | 33 | 35 | 35 | 33 | 33 | 33 | 32 | 28 | 26 | 24 | 24 | 21 | 23 | 20 | 19 | 20 | 20 | 23 | 540 | 430 | 178.5 | 375.4 | 597 | 848.4 | 1131 | 1438 | 1763 | 2106 | 2457 | 2811 | 3160 | 3501 | 3834 | 4077 | 4204 | 4294 | 4371 | 4441 | 4506 | 4571 | 54664.3
431 | 17 | 13 | 16 | 20 | 27 | 25 | 21 | 17 | 21 | 24 | 23 | 19 | 17 | 16 | 13 | 10 | 13 | 14 | 14 | 14 | 354 | 431 | 171.3 | 363.6 | 582.2 | 827.8 | 1107 | 1412 | 1732 | 2064 | 2402 | 2748 | 3091 | 3425 | 3750 | 3981 | 4097 | 4177 | 4244 | 4302 | 4353 | 4403 | 53232.9
432 | 37 | 36 | 39 | 41 | 45 | 41 | 35 | 26 | 25 | 26 | 27 | 27 | 27 | 29 | 29 | 29 | 28 | 25 | 21 | 18 | 611 | 432 | 174 | 367.5 | 588 | 841 | 1126 | 1438 | 1773 | 2113 | 2465 | 2824 | 3177 | 3529 | 3878 | 4138 | 4276 | 4373 | 4453 | 4525 | 4589 | 4651 | 55298.5
433 | 34 | 35 | 34 | 30 | 31 | 29 | 31 | 27 | 28 | 24 | 20 | 19 | 18 | 20 | 16 | 23 | 23 | 27 | 24 | 24 | 517 | 433 | 169.1 | 361.2 | 577.8 | 819.3 | 1094 | 1393 | 1709 | 2039 | 2380 | 2725 | 3063 | 3395 | 3720 | 3958 | 4079 | 4163 | 4234 | 4298 | 4355 | 4411 | 52943.4
434 | 36 | 42 | 43 | 47 | 44 | 39 | 32 | 28 | 27 | 28 | 26 | 24 | 22 | 23 | 22 | 20 | 19 | 21 | 20 | 18 | 581 | 434 | 174.3 | 368.1 | 587.8 | 840.5 | 1123 | 1429 | 1747 | 2079 | 2418 | 2762 | 3102 | 3437 | 3755 | 3980 | 4095 | 4178 | 4248 | 4310 | 4367 | 4418 | 53418.7
435 | 11 | 12 | 9 | 8 | 5 | 7 | 14 | 20 | 23 | 24 | 25 | 26 | 21 | 17 | 9 | 4 | 1 | 1 | 1 | 1 | 239 | 435 | 174.8 | 367.1 | 583.4 | 823.9 | 1081 | 1365 | 1676 | 2006 | 2343 | 2683 | 3022 | 3350 | 3667 | 3893 | 4007 | 4082 | 4144 | 4196 | 4244 | 4290 | 51998.2
436 | 26 | 26 | 25 | 28 | 33 | 34 | 27 | 22 | 20 | 24 | 24 | 24 | 24 | 24 | 25 | 24 | 23 | 23 | 25 | 29 | 510 | 436 | 172.7 | 364.5 | 583.2 | 828.7 | 1106 | 1406 | 1722 | 2052 | 2393 | 2735 | 3073 | 3409 | 3734 | 3964 | 4083 | 4168 | 4238 | 4299 | 4354 | 4409 | 53094.1
437 | 8 | 19 | 24 | 32 | 33 | 32 | 31 | 29 | 27 | 24 | 22 | 19 | 16 | 10 | 10 | 10 | 11 | 11 | 12 | 16 | 396 | 437 | 156.3 | 337.2 | 557.8 | 804.4 | 1083 | 1388 | 1713 | 2051 | 2404 | 2759 | 3110 | 3455 | 3790 | 4029 | 4151 | 4233 | 4301 | 4360 | 4412 | 4463 | 53557.7
438 | 41 | 35 | 32 | 32 | 31 | 34 | 28 | 32 | 32 | 36 | 33 | 30 | 26 | 25 | 24 | 27 | 28 | 30 | 32 | 34 | 622 | 438 | 178.1 | 377 | 598.2 | 850.9 | 1135 | 1448 | 1780 | 2128 | 2494 | 2866 | 3234 | 3599 | 3954 | 4224 | 4368 | 4467 | 4549 | 4625 | 4694 | 4760 | 56329.2
439 | 33 | 37 | 37 | 37 | 33 | 29 | 25 | 24 | 26 | 29 | 28 | 24 | 22 | 21 | 23 | 21 | 23 | 19 | 15 | 6 | 512 | 439 | 171.3 | 362.1 | 579.3 | 824.6 | 1099 | 1399 | 1716 | 2044 | 2385 | 2734 | 3077 | 3413 | 3740 | 3979 | 4105 | 4191 | 4265 | 4333 | 4389 | 4440 | 53246.3
440 | 35 | 38 | 40 | 41 | 42 | 38 | 38 | 35 | 34 | 35 | 33 | 33 | 30 | 29 | 30 | 30 | 30 | 30 | 32 | 33 | 686 | 440 | 174.8 | 370.7 | 597 | 850.8 | 1140 | 1458 | 1798 | 2157 | 2530 | 2910 | 3291 | 3669 | 4038 | 4323 | 4478 | 4581 | 4668 | 4747 | 4820 | 4884 | 57485.3
441 | 37 | 38 | 40 | 43 | 44 | 39 | 34 | 30 | 21 | 11 | 4 | 12 | 19 | 21 | 20 | 21 | 23 | 24 | 22 | 21 | 524 | 441 | 177.1 | 370.7 | 596.2 | 851 | 1138 | 1451 | 1779 | 2123 | 2477 | 2827 | 3174 | 3515 | 3851 | 4096 | 4223 | 4316 | 4394 | 4464 | 4526 | 4586 | 54935
442 | 22 | 14 | 19 | 15 | 18 | 15 | 15 | 15 | 11 | 14 | 14 | 15 | 8 | 8 | 11 | 15 | 17 | 15 | 14 | 10 | 285 | 442 | 169.7 | 359 | 572.5 | 813.2 | 1087 | 1382 | 1691 | 2017 | 2351 | 2685 | 3021 | 3346 | 3659 | 3880 | 3993 | 4070 | 4134 | 4189 | 4238 | 4286 | 51943.4
443 | 29 | 31 | 31 | 33 | 34 | 35 | 34 | 32 | 28 | 24 | 22 | 22 | 25 | 24 | 23 | 21 | 22 | 21 | 17 | 16 | 524 | 443 | 170.1 | 361.3 | 579.3 | 822.1 | 1097 | 1394 | 1707 | 2034 | 2369 | 2708 | 3041 | 3370 | 3692 | 3920 | 4035 | 4117 | 4187 | 4249 | 4306 | 4362 | 52520.8
444 | 33 | 34 | 33 | 36 | 38 | 38 | 34 | 28 | 30 | 32 | 33 | 30 | 22 | 16 | 13 | 15 | 18 | 20 | 23 | 23 | 549 | 444 | 177.2 | 368.4 | 586.2 | 832.1 | 1108 | 1409 | 1726 | 2057 | 2401 | 2754 | 3101 | 3445 | 3778 | 4008 | 4120 | 4200 | 4267 | 4333 | 4394 | 4452 | 53516.9
445 | 31 | 28 | 29 | 27 | 30 | 30 | 30 | 28 | 30 | 28 | 25 | 22 | 22 | 23 | 22 | 18 | 13 | 11 | 13 | 16 | 476 | 445 | 174.4 | 364.2 | 577.8 | 819.4 | 1090 | 1383 | 1693 | 2015 | 2349 | 2684 | 3015 | 3342 | 3657 | 3883 | 3999 | 4078 | 4143 | 4197 | 4247 | 4294 | 52004.8
446 | 25 | 33 | 30 | 33 | 28 | 28 | 22 | 18 | 19 | 19 | 20 | 14 | 18 | 18 | 21 | 19 | 17 | 13 | 11 | 9 | 415 | 446 | 172.2 | 362.4 | 576.4 | 818.3 | 1090 | 1386 | 1692 | 2011 | 2341 | 2673 | 2997 | 3317 | 3625 | 3836 | 3941 | 4016 | 4079 | 4131 | 4178 | 4222 | 51464.3
447 | 26 | 25 | 26 | 28 | 33 | 34 | 36 | 34 | 34 | 32 | 28 | 27 | 27 | 29 | 28 | 24 | 20 | 20 | 22 | 24 | 557 | 447 | 174.9 | 369.5 | 592.6 | 843.7 | 1124 | 1431 | 1757 | 2099 | 2451 | 2808 | 3160 | 3507 | 3849 | 4103 | 4238 | 4329 | 4406 | 4476 | 4539 | 4600 | 54857.7
448 | 42 | 41 | 40 | 36 | 33 | 30 | 31 | 28 | 30 | 30 | 31 | 27 | 22 | 23 | 24 | 28 | 27 | 22 | 16 | 14 | 575 | 448 | 172.4 | 362 | 579.8 | 827.8 | 1101 | 1401 | 1716 | 2043 | 2379 | 2727 | 3071 | 3410 | 3736 | 3975 | 4103 | 4195 | 4271 | 4337 | 4397 | 4454 | 53258
449 | 17 | 20 | 20 | 19 | 20 | 24 | 29 | 29 | 26 | 23 | 22 | 22 | 20 | 20 | 18 | 17 | 17 | 18 | 20 | 17 | 418 | 449 | 172.2 | 363.9 | 585.2 | 833.1 | 1111 | 1413 | 1735 | 2068 | 2414 | 2764 | 3111 | 3450 | 3779 | 4016 | 4135 | 4216 | 4284 | 4345 | 4398 | 4450 | 53643.4
450 | 30 | 33 | 34 | 33 | 33 | 28 | 27 | 25 | 27 | 29 | 26 | 25 | 24 | 26 | 26 | 23 | 24 | 25 | 25 | 24 | 547 | 450 | 171.7 | 364 | 583.6 | 829.8 | 1107 | 1411 | 1731 | 2064 | 2413 | 2762 | 3112 | 3453 | 3792 | 4042 | 4176 | 4269 | 4346 | 4417 | 4479 | 4540 | 54063.1
451 | 46 | 47 | 46 | 43 | 43 | 41 | 40 | 34 | 28 | 29 | 26 | 24 | 21 | 22 | 22 | 24 | 21 | 22 | 22 | 24 | 625 | 451 | 183.6 | 389.7 | 623 | 883.2 | 1171 | 1487 | 1821 | 2166 | 2518 | 2878 | 3234 | 3582 | 3919 | 4164 | 4293 | 4383 | 4461 | 4529 | 4594 | 4660 | 55939.5
452 | 26 | 21 | 19 | 17 | 18 | 18 | 18 | 18 | 22 | 24 | 25 | 21 | 20 | 19 | 18 | 19 | 19 | 21 | 17 | 21 | 401 | 452 | 173 | 365 | 581.8 | 830.2 | 1108 | 1413 | 1737 | 2072 | 2417 | 2767 | 3114 | 3458 | 3789 | 4026 | 4148 | 4230 | 4301 | 4364 | 4421 | 4477 | 53792
453 | 42 | 40 | 42 | 42 | 41 | 39 | 38 | 36 | 32 | 28 | 27 | 24 | 21 | 20 | 22 | 24 | 25 | 22 | 19 | 18 | 602 | 453 | 175.3 | 371.9 | 592.6 | 847.6 | 1132 | 1444 | 1777 | 2125 | 2482 | 2842 | 3201 | 3554 | 3891 | 4144 | 4282 | 4378 | 4458 | 4531 | 4595 | 4656 | 55479.4
454 | 22 | 18 | 20 | 17 | 22 | 19 | 19 | 15 | 16 | 15 | 16 | 16 | 18 | 19 | 19 | 18 | 17 | 20 | 17 | 13 | 356 | 454 | 154.4 | 341.9 | 561.8 | 811.1 | 1090 | 1397 | 1724 | 2061 | 2413 | 2770 | 3124 | 3468 | 3806 | 4052 | 4178 | 4262 | 4330 | 4392 | 4445 | 4498 | 53879.2
455 | 25 | 29 | 32 | 35 | 36 | 32 | 31 | 29 | 29 | 28 | 27 | 28 | 27 | 27 | 25 | 27 | 26 | 28 | 26 | 28 | 575 | 455 | 170.7 | 363.1 | 581.6 | 829.9 | 1108 | 1416 | 1740 | 2076 | 2424 | 2780 | 3132 | 3480 | 3822 | 4080 | 4217 | 4311 | 4389 | 4460 | 4525 | 4586 | 54491.3
456 | 32 | 35 | 35 | 33 | 29 | 26 | 26 | 26 | 27 | 28 | 28 | 25 | 21 | 21 | 22 | 24 | 22 | 18 | 12 | 11 | 501 | 456 | 171.9 | 363 | 578.1 | 821.4 | 1096 | 1395 | 1706 | 2030 | 2362 | 2697 | 3029 | 3358 | 3678 | 3904 | 4018 | 4101 | 4173 | 4231 | 4280 | 4328 | 52320.4
457 | 44 | 45 | 44 | 37 | 28 | 24 | 24 | 27 | 27 | 27 | 27 | 27 | 27 | 24 | 22 | 21 | 24 | 25 | 28 | 27 | 579 | 457 | 177.9 | 376.2 | 599.9 | 845.9 | 1120 | 1419 | 1733 | 2057 | 2392 | 2730 | 3070 | 3404 | 3729 | 3961 | 4082 | 4169 | 4242 | 4306 | 4365 | 4422 | 53200.9
458 | 36 | 35 | 31 | 28 | 19 | 16 | 16 | 24 | 30 | 26 | 23 | 18 | 21 | 21 | 24 | 22 | 19 | 14 | 12 | 11 | 446 | 458 | 174.8 | 364.6 | 582.5 | 824.3 | 1100 | 1396 | 1708 | 2032 | 2367 | 2703 | 3034 | 3353 | 3670 | 3895 | 4012 | 4098 | 4167 | 4225 | 4275 | 4322 | 52303.2
459 | 43 | 41 | 38 | 35 | 34 | 34 | 33 | 34 | 34 | 29 | 22 | 17 | 17 | 19 | 24 | 27 | 28 | 27 | 26 | 25 | 587 | 459 | 172.6 | 367.1 | 587.1 | 838.3 | 1122 | 1429 | 1757 | 2097 | 2452 | 2811 | 3164 | 3510 | 3844 | 4089 | 4220 | 4314 | 4394 | 4466 | 4530 | 4592 | 54756.1
460 | 31 | 39 | 39 | 43 | 42 | 41 | 35 | 30 | 29 | 31 | 32 | 30 | 28 | 25 | 23 | 23 | 25 | 28 | 28 | 28 | 630 | 460 | 172.3 | 365.1 | 583.3 | 833.1 | 1111 | 1420 | 1746 | 2080 | 2431 | 2788 | 3141 | 3490 | 3833 | 4081 | 4215 | 4309 | 4387 | 4458 | 4522 | 4583 | 54548.8
461 | 38 | 41 | 40 | 41 | 41 | 41 | 40 | 38 | 37 | 35 | 29 | 27 | 26 | 28 | 28 | 28 | 28 | 29 | 30 | 28 | 673 | 461 | 175.5 | 373.5 | 599.4 | 857.5 | 1148 | 1466 | 1802 | 2155 | 2518 | 2890 | 3256 | 3619 | 3971 | 4231 | 4372 | 4469 | 4550 | 4624 | 4690 | 4754 | 56520.9
462 | 36 | 38 | 38 | 39 | 36 | 36 | 32 | 33 | 29 | 31 | 28 | 25 | 23 | 21 | 24 | 21 | 27 | 29 | 32 | 31 | 609 | 462 | 177.4 | 378.2 | 602.1 | 856.1 | 1139 | 1451 | 1778 | 2121 | 2474 | 2841 | 3205 | 3562 | 3908 | 4169 | 4308 | 4402 | 4483 | 4558 | 4625 | 4690 | 55727.8
463 | 33 | 36 | 33 | 30 | 22 | 19 | 19 | 26 | 31 | 31 | 30 | 29 | 26 | 18 | 10 | 8 | 8 | 9 | 9 | 12 | 439 | 463 | 172.1 | 364.2 | 581.7 | 825.2 | 1102 | 1402 | 1719 | 2049 | 2389 | 2736 | 3078 | 3423 | 3755 | 3993 | 4116 | 4197 | 4264 | 4324 | 4377 | 4428 | 53295.2
464 | 37 | 37 | 36 | 33 | 35 | 33 | 33 | 30 | 28 | 28 | 26 | 25 | 19 | 17 | 16 | 16 | 15 | 15 | 17 | 20 | 516 | 464 | 171.5 | 363.2 | 580.3 | 824.9 | 1099 | 1399 | 1713 | 2043 | 2383 | 2727 | 3069 | 3407 | 3733 | 3963 | 4079 | 4158 | 4223 | 4281 | 4336 | 4391 | 52943.9
465 | 30 | 35 | 33 | 36 | 37 | 39 | 32 | 26 | 26 | 30 | 25 | 17 | 7 | 5 | 4 | 6 | 11 | 17 | 21 | 22 | 459 | 465 | 179 | 377.8 | 598.2 | 846.1 | 1123 | 1428 | 1747 | 2081 | 2425 | 2775 | 3112 | 3442 | 3759 | 3975 | 4080 | 4153 | 4217 | 4270 | 4322 | 4378 | 53288.1
466 | 46 | 41 | 42 | 42 | 42 | 38 | 33 | 33 | 35 | 36 | 35 | 31 | 31 | 30 | 29 | 29 | 30 | 32 | 31 | 29 | 695 | 466 | 178.4 | 378.5 | 606.7 | 865.9 | 1158 | 1479 | 1815 | 2165 | 2530 | 2904 | 3274 | 3638 | 3994 | 4261 | 4402 | 4498 | 4582 | 4661 | 4731 | 4799 | 56920.5
467 | 46 | 46 | 45 | 41 | 36 | 31 | 31 | 33 | 34 | 34 | 31 | 29 | 27 | 24 | 26 | 26 | 27 | 25 | 22 | 22 | 636 | 467 | 173.6 | 369.9 | 594.2 | 845.6 | 1126 | 1428 | 1747 | 2086 | 2438 | 2794 | 3145 | 3492 | 3829 | 4078 | 4212 | 4305 | 4383 | 4453 | 4515 | 4575 | 54589.3
468 | 41 | 43 | 39 | 39 | 37 | 39 | 36 | 31 | 31 | 32 | 32 | 29 | 24 | 23 | 22 | 22 | 21 | 23 | 24 | 25 | 613 | 468 | 179.8 | 380.4 | 608 | 863.7 | 1147 | 1463 | 1799 | 2147 | 2503 | 2869 | 3231 | 3589 | 3938 | 4196 | 4332 | 4426 | 4506 | 4578 | 4641 | 4703 | 56099.9
469 | 20 | 24 | 24 | 25 | 28 | 28 | 30 | 27 | 29 | 29 | 26 | 27 | 25 | 27 | 25 | 21 | 17 | 17 | 18 | 21 | 488 | 469 | 171.6 | 364.7 | 584.2 | 828.4 | 1108 | 1409 | 1726 | 2056 | 2399 | 2747 | 3090 | 3429 | 3760 | 4000 | 4126 | 4211 | 4281 | 4344 | 4400 | 4455 | 53489.9
470 | 44 | 40 | 40 | 37 | 39 | 38 | 38 | 33 | 29 | 25 | 24 | 24 | 26 | 25 | 24 | 23 | 25 | 25 | 22 | 22 | 603 | 470 | 178.4 | 375.2 | 596.8 | 843.4 | 1120 | 1424 | 1747 | 2080 | 2426 | 2767 | 3106 | 3441 | 3765 | 3992 | 4112 | 4199 | 4272 | 4336 | 4394 | 4451 | 53625.8
471 | 26 | 24 | 28 | 30 | 36 | 37 | 36 | 34 | 31 | 30 | 27 | 26 | 27 | 29 | 31 | 33 | 33 | 32 | 30 | 31 | 611 | 471 | 174.3 | 368.1 | 588.1 | 836.8 | 1120 | 1430 | 1762 | 2107 | 2463 | 2824 | 3185 | 3542 | 3890 | 4151 | 4293 | 4388 | 4470 | 4545 | 4613 | 4680 | 55430.3
472 | 37 | 35 | 35 | 34 | 36 | 35 | 30 | 18 | 14 | 14 | 20 | 19 | 19 | 15 | 14 | 15 | 15 | 18 | 12 | 17 | 452 | 472 | 177.5 | 372.4 | 591 | 833.7 | 1108 | 1407 | 1721 | 2043 | 2375 | 2704 | 3032 | 3354 | 3663 | 3877 | 3983 | 4059 | 4125 | 4182 | 4231 | 4281 | 52119.6
473 | 20 | 18 | 18 | 16 | 16 | 16 | 14 | 9 | 6 | 7 | 9 | 13 | 14 | 16 | 15 | 13 | 11 | 9 | 9 | 11 | 260 | 473 | 169.6 | 360.2 | 575.8 | 818.3 | 1092 | 1391 | 1704 | 2026 | 2352 | 2682 | 3019 | 3346 | 3663 | 3883 | 3993 | 4071 | 4134 | 4187 | 4236 | 4284 | 51986.9
474 | 35 | 37 | 38 | 40 | 40 | 36 | 30 | 26 | 28 | 33 | 30 | 28 | 24 | 27 | 24 | 23 | 19 | 16 | 11 | 6 | 551 | 474 | 170.7 | 363.9 | 582.8 | 831.2 | 1110 | 1414 | 1735 | 2070 | 2418 | 2773 | 3127 | 3478 | 3820 | 4072 | 4206 | 4301 | 4380 | 4450 | 4504 | 4555 | 54361.6
475 | 19 | 16 | 20 | 19 | 21 | 19 | 20 | 21 | 21 | 15 | 14 | 13 | 20 | 19 | 19 | 18 | 19 | 19 | 20 | 21 | 373 | 475 | 155.3 | 336.8 | 553 | 802.3 | 1082 | 1390 | 1715 | 2059 | 2414 | 2771 | 3125 | 3470 | 3804 | 4042 | 4165 | 4248 | 4316 | 4376 | 4428 | 4480 | 53732.4
476 | 27 | 25 | 29 | 31 | 33 | 32 | 30 | 30 | 30 | 27 | 25 | 21 | 23 | 23 | 23 | 23 | 23 | 22 | 23 | 24 | 524 | 476 | 173.5 | 367.3 | 589.5 | 840 | 1124 | 1434 | 1760 | 2103 | 2454 | 2810 | 3168 | 3516 | 3858 | 4108 | 4241 | 4331 | 4408 | 4478 | 4543 | 4605 | 54911.3
477 | 36 | 39 | 41 | 45 | 45 | 43 | 39 | 39 | 38 | 35 | 34 | 33 | 32 | 29 | 25 | 26 | 26 | 26 | 26 | 28 | 685 | 477 | 180 | 379.7 | 608.6 | 867.3 | 1157 | 1473 | 1805 | 2154 | 2518 | 2884 | 3246 | 3606 | 3960 | 4219 | 4359 | 4457 | 4545 | 4623 | 4696 | 4769 | 56506.6
478 | 26 | 27 | 30 | 31 | 30 | 28 | 29 | 29 | 29 | 25 | 26 | 24 | 23 | 21 | 20 | 21 | 22 | 21 | 20 | 21 | 503 | 478 | 170.6 | 364 | 584.4 | 829 | 1108 | 1414 | 1731 | 2060 | 2403 | 2751 | 3096 | 3432 | 3760 | 3995 | 4118 | 4202 | 4273 | 4337 | 4395 | 4452 | 53475
479 | 45 | 43 | 40 | 35 | 28 | 26 | 23 | 22 | 18 | 19 | 19 | 21 | 15 | 15 | 14 | 15 | 14 | 13 | 15 | 18 | 458 | 479 | 173.7 | 366.8 | 584.6 | 824.5 | 1094 | 1385 | 1694 | 2011 | 2338 | 2669 | 2994 | 3316 | 3627 | 3843 | 3953 | 4028 | 4091 | 4145 | 4195 | 4244 | 51576.6
480 | 37 | 35 | 34 | 31 | 34 | 34 | 31 | 28 | 27 | 30 | 29 | 24 | 23 | 23 | 23 | 18 | 14 | 15 | 15 | 15 | 520 | 480 | 177.8 | 374 | 592.5 | 838.7 | 1115 | 1418 | 1738 | 2069 | 2410 | 2756 | 3098 | 3436 | 3765 | 3999 | 4119 | 4206 | 4275 | 4333 | 4388 | 4438 | 53546
481 | 42 | 33 | 35 | 30 | 36 | 35 | 37 | 33 | 31 | 28 | 25 | 23 | 24 | 24 | 27 | 28 | 30 | 30 | 28 | 29 | 608 | 481 | 177.3 | 374.8 | 598.3 | 848.9 | 1128 | 1437 | 1762 | 2106 | 2458 | 2816 | 3173 | 3523 | 3866 | 4123 | 4262 | 4358 | 4438 | 4512 | 4577 | 4642 | 55180.3
482 | 23 | 33 | 34 | 39 | 34 | 28 | 23 | 23 | 24 | 27 | 24 | 27 | 25 | 27 | 25 | 23 | 24 | 24 | 27 | 27 | 541 | 482 | 171.6 | 366 | 585.3 | 833.1 | 1111 | 1415 | 1739 | 2073 | 2419 | 2767 | 3115 | 3459 | 3791 | 4033 | 4161 | 4245 | 4317 | 4383 | 4441 | 4498 | 53923
483 | 44 | 41 | 37 | 37 | 38 | 41 | 37 | 31 | 24 | 22 | 23 | 24 | 25 | 27 | 29 | 29 | 29 | 28 | 27 | 26 | 619 | 483 | 178.5 | 377.5 | 603.6 | 856 | 1138 | 1447 | 1772 | 2113 | 2464 | 2817 | 3168 | 3514 | 3850 | 4100 | 4232 | 4326 | 4405 | 4476 | 4540 | 4602 | 54979.6
484 | 41 | 40 | 34 | 28 | 26 | 25 | 26 | 27 | 30 | 30 | 27 | 24 | 20 | 18 | 17 | 20 | 20 | 21 | 18 | 15 | 507 | 484 | 179 | 375.8 | 595.1 | 840.8 | 1113 | 1410 | 1718 | 2039 | 2371 | 2709 | 3044 | 3363 | 3672 | 3888 | 3996 | 4078 | 4147 | 4205 | 4260 | 4310 | 52313.7
485 | 38 | 33 | 33 | 28 | 30 | 28 | 28 | 24 | 25 | 26 | 27 | 25 | 21 | 20 | 20 | 21 | 20 | 21 | 20 | 21 | 509 | 485 | 177.7 | 373.9 | 595.7 | 842.9 | 1119 | 1422 | 1745 | 2079 | 2425 | 2775 | 3126 | 3472 | 3806 | 4047 | 4173 | 4262 | 4337 | 4405 | 4467 | 4527 | 54177.2
486 | 38 | 39 | 40 | 43 | 43 | 39 | 33 | 28 | 28 | 30 | 30 | 28 | 25 | 24 | 26 | 26 | 24 | 24 | 25 | 26 | 619 | 486 | 173.1 | 365.7 | 585.3 | 831.4 | 1111 | 1415 | 1737 | 2072 | 2419 | 2767 | 3113 | 3455 | 3786 | 4033 | 4164 | 4258 | 4336 | 4405 | 4467 | 4526 | 54019.5
487 | 46 | 41 | 37 | 34 | 34 | 37 | 37 | 35 | 28 | 22 | 18 | 19 | 20 | 22 | 25 | 27 | 27 | 28 | 27 | 26 | 590 | 487 | 176.6 | 372.3 | 593.8 | 842.6 | 1123 | 1429 | 1753 | 2095 | 2445 | 2795 | 3144 | 3489 | 3818 | 4061 | 4192 | 4286 | 4365 | 4435 | 4497 | 4557 | 54469.3
488 | 33 | 27 | 30 | 24 | 24 | 12 | 7 | 1 | 0 | 0 | 0 | 2 | 4 | 11 | 13 | 15 | 12 | 14 | 12 | 12 | 253 | 488 | 169.6 | 360.3 | 575.1 | 814.6 | 1085 | 1377 | 1675 | 1982 | 2296 | 2616 | 2934 | 3247 | 3547 | 3764 | 3877 | 3957 | 4020 | 4072 | 4119 | 4164 | 50651.6
489 | 12 | 16 | 15 | 18 | 17 | 16 | 15 | 15 | 18 | 19 | 18 | 19 | 16 | 18 | 17 | 19 | 20 | 20 | 19 | 18 | 345 | 489 | 169.4 | 360.9 | 578.9 | 823.8 | 1097 | 1394 | 1708 | 2033 | 2369 | 2709 | 3046 | 3379 | 3698 | 3927 | 4042 | 4121 | 4187 | 4244 | 4295 | 4344 | 52526
490 | 32 | 33 | 32 | 36 | 38 | 39 | 31 | 29 | 30 | 35 | 32 | 24 | 17 | 17 | 18 | 21 | 23 | 25 | 22 | 22 | 556 | 490 | 177.4 | 374.4 | 595.8 | 847 | 1131 | 1443 | 1773 | 2116 | 2480 | 2844 | 3209 | 3563 | 3901 | 4152 | 4285 | 4377 | 4457 | 4529 | 4593 | 4655 | 55502.6
491 | 40 | 37 | 34 | 31 | 32 | 30 | 27 | 25 | 27 | 28 | 27 | 26 | 26 | 27 | 29 | 28 | 26 | 25 | 21 | 20 | 566 | 491 | 172.3 | 364.8 | 586.2 | 840.1 | 1121 | 1436 | 1768 | 2113 | 2474 | 2839 | 3204 | 3564 | 3918 | 4190 | 4337 | 4434 | 4514 | 4587 | 4655 | 4715 | 55832.4
492 | 30 | 35 | 36 | 40 | 43 | 43 | 41 | 36 | 36 | 38 | 38 | 34 | 28 | 22 | 21 | 23 | 26 | 29 | 32 | 34 | 665 | 492 | 173.9 | 371.5 | 595.6 | 847.3 | 1139 | 1459 | 1799 | 2154 | 2522 | 2895 | 3267 | 3636 | 3996 | 4262 | 4402 | 4500 | 4583 | 4659 | 4728 | 4795 | 56784.3
493 | 35 | 28 | 33 | 36 | 44 | 41 | 36 | 30 | 28 | 30 | 33 | 32 | 31 | 29 | 29 | 27 | 25 | 26 | 29 | 31 | 633 | 493 | 175.4 | 368.3 | 590.4 | 843.4 | 1129 | 1438 | 1768 | 2114 | 2466 | 2826 | 3189 | 3549 | 3899 | 4160 | 4299 | 4397 | 4479 | 4552 | 4618 | 4681 | 55541.5
494 | 33 | 37 | 35 | 33 | 33 | 31 | 32 | 26 | 30 | 31 | 33 | 29 | 27 | 25 | 23 | 23 | 26 | 26 | 26 | 26 | 585 | 494 | 174.2 | 370.1 | 592.9 | 845 | 1129 | 1440 | 1769 | 2108 | 2463 | 2825 | 3187 | 3548 | 3897 | 4155 | 4293 | 4391 | 4472 | 4545 | 4610 | 4672 | 55486.2
495 | 24 | 34 | 29 | 31 | 26 | 33 | 33 | 34 | 31 | 30 | 27 | 25 | 22 | 24 | 25 | 27 | 27 | 29 | 29 | 27 | 567 | 495 | 175 | 368.4 | 589.8 | 838.7 | 1121 | 1430 | 1755 | 2093 | 2443 | 2801 | 3156 | 3506 | 3844 | 4096 | 4232 | 4326 | 4404 | 4475 | 4539 | 4602 | 54794.9
496 | 47 | 45 | 45 | 44 | 44 | 40 | 37 | 33 | 33 | 34 | 34 | 33 | 29 | 26 | 25 | 27 | 29 | 29 | 29 | 30 | 693 | 496 | 180.4 | 378.9 | 606.8 | 863 | 1151 | 1463 | 1796 | 2139 | 2494 | 2852 | 3209 | 3565 | 3910 | 4166 | 4306 | 4403 | 4487 | 4566 | 4637 | 4708 | 55881.1
497 | 41 | 40 | 40 | 40 | 40 | 40 | 39 | 36 | 33 | 34 | 33 | 32 | 27 | 23 | 23 | 21 | 21 | 20 | 22 | 24 | 629 | 497 | 178.4 | 377.1 | 599.9 | 852.5 | 1135 | 1447 | 1779 | 2124 | 2486 | 2851 | 3210 | 3567 | 3912 | 4165 | 4299 | 4393 | 4472 | 4543 | 4606 | 4668 | 55664.9
498 | 21 | 20 | 25 | 29 | 32 | 29 | 26 | 23 | 21 | 23 | 23 | 22 | 23 | 22 | 24 | 20 | 23 | 22 | 23 | 23 | 474 | 498 | 171.8 | 366 | 585.3 | 833.4 | 1113 | 1419 | 1743 | 2080 | 2429 | 2784 | 3137 | 3483 | 3819 | 4069 | 4199 | 4284 | 4357 | 4425 | 4486 | 4545 | 54328.5
499 | 41 | 41 | 42 | 42 | 40 | 36 | 33 | 31 | 27 | 24 | 18 | 14 | 9 | 11 | 14 | 20 | 23 | 21 | 21 | 21 | 529 | 499 | 178.1 | 376.4 | 600.2 | 851.3 | 1136 | 1444 | 1771 | 2108 | 2459 | 2815 | 3162 | 3505 | 3834 | 4069 | 4191 | 4278 | 4354 | 4424 | 4486 | 4547 | 54589
500 | 40 | 28 | 27 | 20 | 29 | 31 | 35 | 28 | 24 | 19 | 13 | 6 | 1 | 4 | 12 | 20 | 24 | 24 | 22 | 24 | 431 | 500 | 172.9 | 362.9 | 580.4 | 826.1 | 1099 | 1401 | 1719 | 2047 | 2387 | 2731 | 3072 | 3399 | 3715 | 3942 | 4060 | 4143 | 4211 | 4271 | 4325 | 4379 | 52843.3
501 | 30 | 22 | 20 | 23 | 24 | 27 | 17 | 21 | 23 | 30 | 28 | 24 | 18 | 15 | 15 | 18 | 21 | 23 | 24 | 25 | 448 | 501 | 169.6 | 363.8 | 582.4 | 830.6 | 1110 | 1415 | 1737 | 2071 | 2420 | 2769 | 3120 | 3459 | 3792 | 4030 | 4155 | 4236 | 4306 | 4368 | 4423 | 4478 | 53835.4
502 | 20 | 26 | 26 | 29 | 29 | 31 | 32 | 32 | 31 | 29 | 27 | 25 | 27 | 27 | 28 | 28 | 28 | 28 | 29 | 31 | 563 | 502 | 171 | 363.1 | 582.7 | 828.8 | 1107 | 1410 | 1731 | 2067 | 2416 | 2768 | 3118 | 3464 | 3808 | 4061 | 4199 | 4294 | 4373 | 4444 | 4509 | 4572 | 54286.6
503 | 32 | 32 | 31 | 32 | 34 | 35 | 31 | 29 | 27 | 30 | 28 | 25 | 21 | 22 | 24 | 23 | 21 | 19 | 16 | 13 | 525 | 503 | 172.6 | 364.9 | 586 | 831.5 | 1106 | 1408 | 1728 | 2061 | 2401 | 2747 | 3091 | 3428 | 3753 | 3998 | 4132 | 4222 | 4298 | 4366 | 4424 | 4475 | 53593
504 | 33 | 32 | 24 | 17 | 15 | 20 | 23 | 22 | 25 | 27 | 24 | 22 | 18 | 19 | 15 | 12 | 8 | 9 | 8 | 6 | 379 | 504 | 170 | 360.8 | 576 | 818 | 1093 | 1393 | 1710 | 2037 | 2374 | 2711 | 3047 | 3378 | 3700 | 3926 | 4039 | 4118 | 4183 | 4240 | 4290 | 4339 | 52502.8
505 | 42 | 41 | 40 | 34 | 26 | 23 | 23 | 27 | 30 | 31 | 31 | 27 | 25 | 22 | 22 | 22 | 24 | 25 | 27 | 26 | 568 | 505 | 172.3 | 365.3 | 585.1 | 831.4 | 1108 | 1410 | 1729 | 2058 | 2399 | 2747 | 3096 | 3439 | 3767 | 4003 | 4127 | 4218 | 4294 | 4361 | 4422 | 4481 | 53613.1
506 | 40 | 39 | 37 | 37 | 38 | 37 | 29 | 21 | 20 | 26 | 28 | 25 | 22 | 23 | 23 | 21 | 16 | 16 | 15 | 13 | 526 | 506 | 179.2 | 378.8 | 600.2 | 847.8 | 1129 | 1436 | 1758 | 2084 | 2421 | 2763 | 3104 | 3437 | 3758 | 3992 | 4115 | 4202 | 4273 | 4335 | 4389 | 4436 | 53638
507 | 45 | 42 | 36 | 29 | 28 | 28 | 29 | 30 | 32 | 33 | 30 | 29 | 25 | 24 | 22 | 25 | 26 | 27 | 26 | 25 | 591 | 507 | 177.4 | 374.4 | 596.5 | 845.1 | 1123 | 1424 | 1743 | 2076 | 2423 | 2772 | 3118 | 3461 | 3791 | 4029 | 4154 | 4244 | 4318 | 4385 | 4446 | 4505 | 54005.4
508 | 33 | 29 | 27 | 28 | 33 | 35 | 30 | 22 | 14 | 14 | 15 | 17 | 17 | 17 | 20 | 19 | 22 | 19 | 19 | 17 | 447 | 508 | 171.6 | 364 | 578.2 | 824.7 | 1097 | 1395 | 1709 | 2033 | 2367 | 2705 | 3042 | 3368 | 3685 | 3902 | 4010 | 4086 | 4151 | 4205 | 4255 | 4304 | 52252.5
509 | 30 | 32 | 33 | 30 | 31 | 27 | 29 | 23 | 23 | 20 | 18 | 18 | 16 | 18 | 13 | 17 | 18 | 22 | 22 | 20 | 460 | 509 | 174.1 | 368.7 | 590.2 | 837.7 | 1116 | 1417 | 1735 | 2065 | 2403 | 2746 | 3083 | 3414 | 3734 | 3960 | 4073 | 4151 | 4217 | 4273 | 4324 | 4374 | 53055.7
510 | 33 | 33 | 31 | 28 | 28 | 31 | 32 | 29 | 22 | 17 | 15 | 14 | 18 | 21 | 22 | 22 | 20 | 20 | 18 | 19 | 473 | 510 | 170 | 358.6 | 575.1 | 815.3 | 1088 | 1385 | 1698 | 2024 | 2361 | 2701 | 3037 | 3367 | 3684 | 3909 | 4024 | 4104 | 4170 | 4228 | 4280 | 4332 | 52311
511 | 39 | 32 | 28 | 21 | 25 | 28 | 30 | 27 | 20 | 18 | 19 | 23 | 26 | 25 | 27 | 27 | 27 | 29 | 29 | 29 | 529 | 511 | 171.9 | 365.2 | 586.8 | 839.3 | 1126 | 1436 | 1767 | 2114 | 2472 | 2835 | 3195 | 3550 | 3901 | 4168 | 4307 | 4401 | 4478 | 4548 | 4612 | 4672 | 55545.2
512 | 24 | 24 | 28 | 31 | 36 | 38 | 38 | 36 | 33 | 32 | 26 | 20 | 16 | 17 | 22 | 26 | 29 | 26 | 23 | 24 | 549 | 512 | 172.9 | 366.6 | 587.1 | 838.3 | 1119 | 1426 | 1753 | 2095 | 2446 | 2799 | 3151 | 3494 | 3822 | 4062 | 4191 | 4282 | 4357 | 4424 | 4484 | 4544 | 54413.9
513 | 20 | 21 | 22 | 23 | 25 | 22 | 19 | 16 | 17 | 19 | 19 | 18 | 17 | 18 | 19 | 17 | 17 | 16 | 18 | 16 | 379 | 513 | 173.7 | 366.1 | 584.5 | 828 | 1104 | 1405 | 1720 | 2048 | 2387 | 2728 | 3069 | 3401 | 3724 | 3949 | 4061 | 4139 | 4204 | 4259 | 4310 | 4358 | 52818.3
514 | 14 | 19 | 22 | 23 | 28 | 23 | 25 | 18 | 24 | 22 | 23 | 21 | 21 | 18 | 14 | 13 | 16 | 19 | 22 | 23 | 408 | 514 | 168.7 | 361.2 | 579.7 | 823.9 | 1103 | 1403 | 1720 | 2053 | 2396 | 2743 | 3086 | 3420 | 3749 | 3983 | 4102 | 4182 | 4250 | 4309 | 4362 | 4413 | 53207.5
515 | 33 | 32 | 26 | 20 | 21 | 24 | 29 | 27 | 28 | 28 | 28 | 27 | 24 | 23 | 24 | 25 | 24 | 23 | 23 | 23 | 512 | 515 | 172.3 | 364.8 | 584 | 830.8 | 1109 | 1414 | 1735 | 2069 | 2417 | 2768 | 3121 | 3467 | 3803 | 4050 | 4179 | 4267 | 4341 | 4408 | 4468 | 4528 | 54095.9
516 | 35 | 31 | 29 | 31 | 26 | 18 | 5 | 10 | 19 | 30 | 30 | 27 | 22 | 21 | 20 | 20 | 20 | 24 | 26 | 22 | 466 | 516 | 172.6 | 368 | 588.3 | 836.3 | 1114 | 1418 | 1731 | 2059 | 2410 | 2764 | 3118 | 3463 | 3800 | 4044 | 4168 | 4253 | 4324 | 4390 | 4450 | 4509 | 53980.2
517 | 19 | 24 | 27 | 28 | 25 | 23 | 26 | 27 | 28 | 23 | 23 | 22 | 23 | 22 | 22 | 24 | 25 | 25 | 25 | 27 | 488 | 517 | 155.1 | 336.3 | 556.6 | 804.5 | 1085 | 1397 | 1732 | 2080 | 2436 | 2800 | 3161 | 3514 | 3857 | 4114 | 4249 | 4336 | 4408 | 4472 | 4532 | 4588 | 54613.5
518 | 41 | 39 | 40 | 40 | 37 | 34 | 33 | 32 | 21 | 9 | 2 | 1 | 1 | 0 | 7 | 14 | 23 | 22 | 22 | 23 | 441 | 518 | 179.3 | 375.7 | 598 | 847.9 | 1127 | 1437 | 1762 | 2108 | 2464 | 2820 | 3168 | 3506 | 3836 | 4074 | 4193 | 4280 | 4353 | 4421 | 4481 | 4541 | 54571.9
519 | 37 | 34 | 32 | 30 | 32 | 33 | 33 | 27 | 27 | 27 | 28 | 27 | 25 | 26 | 27 | 28 | 26 | 25 | 23 | 24 | 571 | 519 | 177.2 | 376.5 | 601.3 | 851.3 | 1136 | 1447 | 1774 | 2119 | 2477 | 2844 | 3206 | 3569 | 3918 | 4179 | 4321 | 4420 | 4504 | 4582 | 4652 | 4715 | 55869.3
520 | 36 | 33 | 35 | 32 | 31 | 29 | 27 | 26 | 23 | 27 | 27 | 28 | 24 | 23 | 21 | 19 | 17 | 17 | 18 | 19 | 512 | 520 | 173.1 | 366.6 | 587.7 | 838 | 1121 | 1425 | 1750 | 2085 | 2438 | 2793 | 3148 | 3496 | 3841 | 4096 | 4231 | 4323 | 4401 | 4472 | 4535 | 4597 | 54717.4
521 | 42 | 39 | 38 | 34 | 30 | 27 | 25 | 24 | 21 | 22 | 21 | 23 | 20 | 20 | 19 | 21 | 21 | 21 | 24 | 24 | 516 | 521 | 178.8 | 373.7 | 594.6 | 841.4 | 1120 | 1422 | 1738 | 2069 | 2406 | 2750 | 3091 | 3426 | 3754 | 3986 | 4111 | 4199 | 4273 | 4338 | 4397 | 4455 | 53523.5
522 | 22 | 29 | 29 | 37 | 38 | 41 | 36 | 28 | 20 | 14 | 13 | 15 | 19 | 24 | 28 | 30 | 29 | 27 | 28 | 30 | 537 | 522 | 172.9 | 364.8 | 585.5 | 836.6 | 1120 | 1427 | 1757 | 2097 | 2449 | 2800 | 3150 | 3495 | 3829 | 4078 | 4212 | 4304 | 4379 | 4450 | 4512 | 4575 | 54593.8
523 | 27 | 24 | 26 | 27 | 29 | 30 | 29 | 30 | 26 | 23 | 22 | 22 | 22 | 20 | 14 | 10 | 9 | 10 | 10 | 10 | 420 | 523 | 169.4 | 356 | 569.3 | 808.5 | 1075 | 1368 | 1671 | 1985 | 2311 | 2637 | 2962 | 3281 | 3589 | 3800 | 3905 | 3978 | 4040 | 4091 | 4138 | 4182 | 50916.2
524 | 40 | 36 | 34 | 33 | 36 | 37 | 37 | 31 | 31 | 32 | 33 | 32 | 30 | 31 | 33 | 34 | 33 | 34 | 35 | 38 | 680 | 524 | 177.2 | 374.1 | 596.7 | 850.1 | 1143 | 1462 | 1804 | 2160 | 2534 | 2917 | 3301 | 3680 | 4050 | 4341 | 4504 | 4609 | 4698 | 4780 | 4859 | 4927 | 57767.1
525 | 22 | 23 | 27 | 30 | 34 | 35 | 36 | 34 | 30 | 24 | 19 | 19 | 23 | 28 | 29 | 31 | 30 | 29 | 27 | 26 | 556 | 525 | 170.4 | 363.2 | 580.6 | 827.2 | 1105 | 1409 | 1735 | 2077 | 2427 | 2778 | 3127 | 3474 | 3818 | 4072 | 4209 | 4303 | 4383 | 4455 | 4519 | 4583 | 54415.4
526 | 23 | 28 | 27 | 33 | 33 | 36 | 33 | 29 | 24 | 21 | 18 | 16 | 10 | 6 | 3 | 5 | 5 | 4 | 6 | 14 | 374 | 526 | 168.9 | 357.6 | 572.3 | 814.8 | 1085 | 1379 | 1689 | 2010 | 2345 | 2676 | 3003 | 3324 | 3636 | 3851 | 3959 | 4034 | 4097 | 4149 | 4196 | 4243 | 51589.6
527 | 38 | 33 | 35 | 36 | 40 | 37 | 33 | 27 | 26 | 26 | 28 | 26 | 25 | 26 | 27 | 26 | 24 | 25 | 27 | 30 | 595 | 527 | 180.3 | 377.2 | 601.6 | 853.2 | 1138 | 1445 | 1773 | 2108 | 2459 | 2820 | 3172 | 3523 | 3864 | 4115 | 4250 | 4345 | 4425 | 4495 | 4559 | 4620 | 55123.3
528 | 36 | 36 | 38 | 38 | 38 | 32 | 29 | 25 | 26 | 22 | 22 | 18 | 15 | 16 | 15 | 17 | 11 | 17 | 18 | 23 | 492 | 528 | 178.5 | 374.2 | 598.1 | 845.9 | 1123 | 1425 | 1737 | 2064 | 2396 | 2735 | 3066 | 3393 | 3709 | 3929 | 4043 | 4124 | 4191 | 4251 | 4308 | 4362 | 52852.7
529 | 29 | 30 | 27 | 24 | 23 | 25 | 27 | 28 | 25 | 25 | 22 | 21 | 19 | 19 | 18 | 17 | 18 | 18 | 20 | 18 | 453 | 529 | 174.7 | 367.7 | 587.3 | 835.1 | 1113 | 1420 | 1740 | 2077 | 2424 | 2772 | 3118 | 3457 | 3784 | 4020 | 4140 | 4221 | 4289 | 4348 | 4401 | 4453 | 53741.8
530 | 39 | 29 | 26 | 22 | 24 | 26 | 27 | 28 | 28 | 26 | 25 | 19 | 18 | 16 | 19 | 19 | 20 | 19 | 16 | 12 | 458 | 530 | 176 | 370.5 | 587.3 | 829 | 1099 | 1395 | 1702 | 2025 | 2353 | 2682 | 3007 | 3324 | 3629 | 3838 | 3940 | 4019 | 4084 | 4139 | 4191 | 4232 | 51621.8
531 | 27 | 22 | 19 | 17 | 19 | 27 | 30 | 33 | 33 | 30 | 27 | 22 | 17 | 12 | 7 | 6 | 4 | 4 | 8 | 12 | 376 | 531 | 173.4 | 365.8 | 587.2 | 835.6 | 1113 | 1417 | 1736 | 2069 | 2418 | 2770 | 3115 | 3456 | 3781 | 4009 | 4126 | 4205 | 4270 | 4326 | 4377 | 4427 | 53577
532 | 29 | 31 | 32 | 33 | 36 | 35 | 35 | 28 | 25 | 23 | 25 | 29 | 28 | 28 | 27 | 29 | 30 | 29 | 30 | 31 | 593 | 532 | 171.6 | 363.7 | 581.9 | 828.6 | 1109 | 1418 | 1741 | 2082 | 2435 | 2793 | 3152 | 3512 | 3859 | 4123 | 4266 | 4363 | 4444 | 4519 | 4589 | 4654 | 55004.8
533 | 25 | 29 | 26 | 33 | 34 | 40 | 33 | 30 | 26 | 25 | 25 | 26 | 25 | 27 | 27 | 30 | 28 | 26 | 27 | 29 | 571 | 533 | 172.9 | 366.6 | 584.7 | 835.5 | 1112 | 1419 | 1742 | 2075 | 2425 | 2775 | 3123 | 3466 | 3800 | 4052 | 4185 | 4279 | 4357 | 4428 | 4492 | 4553 | 54242.7
534 | 29 | 32 | 36 | 39 | 38 | 36 | 35 | 32 | 28 | 23 | 24 | 22 | 20 | 18 | 15 | 12 | 8 | 6 | 8 | 12 | 473 | 534 | 153.6 | 338.3 | 554.8 | 800.4 | 1073 | 1372 | 1695 | 2031 | 2373 | 2717 | 3059 | 3397 | 3724 | 3953 | 4068 | 4148 | 4213 | 4270 | 4320 | 4370 | 52630.1
535 | 37 | 33 | 36 | 38 | 42 | 40 | 37 | 32 | 30 | 29 | 30 | 29 | 30 | 30 | 33 | 32 | 31 | 33 | 35 | 39 | 676 | 535 | 178.4 | 378.7 | 607 | 865.7 | 1158 | 1477 | 1816 | 2167 | 2532 | 2903 | 3274 | 3641 | 4004 | 4276 | 4426 | 4527 | 4614 | 4695 | 4770 | 4841 | 57150.8
536 | 28 | 32 | 34 | 39 | 42 | 42 | 36 | 26 | 22 | 19 | 21 | 19 | 15 | 11 | 10 | 14 | 17 | 19 | 15 | 13 | 474 | 536 | 170.8 | 364.5 | 583.6 | 831.1 | 1111 | 1418 | 1740 | 2074 | 2418 | 2769 | 3112 | 3452 | 3778 | 4016 | 4137 | 4218 | 4286 | 4347 | 4399 | 4451 | 53676
537 | 41 | 38 | 39 | 39 | 42 | 41 | 40 | 36 | 32 | 28 | 26 | 26 | 27 | 25 | 25 | 25 | 27 | 26 | 23 | 23 | 629 | 537 | 173.2 | 368.1 | 586.7 | 833.8 | 1116 | 1423 | 1748 | 2085 | 2433 | 2779 | 3126 | 3468 | 3795 | 4032 | 4155 | 4244 | 4320 | 4386 | 4446 | 4505 | 54022.8
538 | 25 | 28 | 30 | 31 | 31 | 30 | 30 | 29 | 26 | 22 | 19 | 16 | 14 | 8 | 5 | 2 | 4 | 8 | 11 | 12 | 381 | 538 | 175.5 | 367.9 | 584.9 | 828.5 | 1100 | 1394 | 1703 | 2024 | 2352 | 2680 | 3002 | 3315 | 3618 | 3821 | 3920 | 3991 | 4049 | 4096 | 4142 | 4182 | 51345.8
539 | 17 | 22 | 19 | 22 | 18 | 18 | 18 | 18 | 22 | 17 | 14 | 7 | 11 | 18 | 20 | 16 | 14 | 14 | 17 | 17 | 339 | 539 | 156.6 | 340 | 558.5 | 804.9 | 1083 | 1387 | 1710 | 2046 | 2393 | 2741 | 3086 | 3420 | 3751 | 3987 | 4107 | 4189 | 4255 | 4312 | 4363 | 4414 | 53104
540 | 34 | 22 | 18 | 17 | 26 | 34 | 33 | 33 | 29 | 29 | 28 | 27 | 26 | 26 | 28 | 29 | 30 | 30 | 31 | 32 | 562 | 540 | 175 | 372.1 | 595.6 | 847 | 1129 | 1440 | 1771 | 2117 | 2477 | 2841 | 3207 | 3570 | 3925 | 4198 | 4349 | 4449 | 4534 | 4611 | 4682 | 4748 | 56037.7
541 | 41 | 37 | 35 | 32 | 33 | 31 | 28 | 26 | 24 | 28 | 24 | 26 | 25 | 28 | 29 | 29 | 27 | 26 | 26 | 29 | 584 | 541 | 179.4 | 377.9 | 600.2 | 852.1 | 1136 | 1448 | 1776 | 2117 | 2478 | 2839 | 3198 | 3559 | 3913 | 4181 | 4327 | 4425 | 4509 | 4583 | 4651 | 4716 | 55865.6
542 | 41 | 42 | 39 | 41 | 42 | 41 | 34 | 28 | 27 | 27 | 24 | 21 | 22 | 22 | 23 | 20 | 20 | 20 | 21 | 22 | 577 | 542 | 171.8 | 364.7 | 582.6 | 832.6 | 1117 | 1427 | 1747 | 2083 | 2431 | 2787 | 3137 | 3484 | 3820 | 4067 | 4197 | 4291 | 4369 | 4439 | 4501 | 4562 | 54410.7
543 | 46 | 41 | 42 | 40 | 42 | 38 | 32 | 29 | 29 | 28 | 23 | 16 | 14 | 12 | 10 | 9 | 10 | 11 | 12 | 10 | 494 | 543 | 175.5 | 369.7 | 590.4 | 836.9 | 1113 | 1412 | 1725 | 2046 | 2379 | 2713 | 3040 | 3355 | 3655 | 3860 | 3961 | 4034 | 4095 | 4144 | 4190 | 4231 | 51925.5
544 | 34 | 23 | 24 | 24 | 29 | 31 | 31 | 30 | 29 | 26 | 27 | 23 | 24 | 23 | 27 | 29 | 30 | 28 | 28 | 26 | 546 | 544 | 174.7 | 367.9 | 588.5 | 836.9 | 1114 | 1421 | 1744 | 2078 | 2432 | 2785 | 3140 | 3492 | 3833 | 4087 | 4226 | 4323 | 4404 | 4478 | 4545 | 4608 | 54678
545 | 29 | 33 | 32 | 29 | 24 | 22 | 23 | 27 | 27 | 28 | 23 | 22 | 21 | 23 | 26 | 27 | 27 | 25 | 21 | 23 | 512 | 545 | 158.6 | 348.9 | 569 | 819.8 | 1102 | 1414 | 1743 | 2090 | 2449 | 2812 | 3169 | 3521 | 3867 | 4119 | 4251 | 4342 | 4415 | 4481 | 4539 | 4597 | 54807.3
546 | 18 | 21 | 25 | 32 | 36 | 33 | 24 | 16 | 13 | 14 | 14 | 15 | 16 | 15 | 13 | 13 | 16 | 17 | 18 | 17 | 386 | 546 | 172.9 | 367.6 | 590.4 | 841 | 1121 | 1429 | 1750 | 2082 | 2426 | 2779 | 3126 | 3467 | 3799 | 4039 | 4162 | 4244 | 4312 | 4373 | 4427 | 4478 | 53985.9
547 | 25 | 30 | 28 | 32 | 29 | 33 | 30 | 30 | 27 | 23 | 19 | 15 | 15 | 18 | 18 | 20 | 21 | 24 | 22 | 20 | 479 | 547 | 174.1 | 365.7 | 583.4 | 829.2 | 1105 | 1403 | 1718 | 2043 | 2379 | 2718 | 3052 | 3377 | 3692 | 3911 | 4020 | 4101 | 4170 | 4230 | 4286 | 4340 | 52497.4
548 | 30 | 32 | 29 | 27 | 22 | 24 | 22 | 21 | 19 | 18 | 18 | 15 | 19 | 19 | 21 | 18 | 19 | 17 | 15 | 14 | 419 | 548 | 174.8 | 368.7 | 588.3 | 834.5 | 1112 | 1415 | 1731 | 2062 | 2401 | 2745 | 3082 | 3414 | 3734 | 3963 | 4078 | 4158 | 4225 | 4282 | 4332 | 4381 | 53081.3
549 | 38 | 38 | 39 | 37 | 35 | 33 | 32 | 29 | 26 | 22 | 23 | 20 | 18 | 15 | 17 | 13 | 9 | 2 | 4 | 4 | 454 | 549 | 173.7 | 368 | 586.8 | 834.3 | 1112 | 1415 | 1733 | 2063 | 2406 | 2747 | 3089 | 3422 | 3744 | 3971 | 4090 | 4170 | 4236 | 4292 | 4342 | 4389 | 53183.8
550 | 25 | 26 | 30 | 35 | 39 | 31 | 27 | 24 | 31 | 33 | 30 | 27 | 25 | 26 | 26 | 25 | 26 | 27 | 28 | 27 | 568 | 550 | 171.5 | 363.5 | 582.8 | 831.1 | 1113 | 1421 | 1747 | 2092 | 2449 | 2814 | 3174 | 3531 | 3882 | 4151 | 4296 | 4394 | 4476 | 4550 | 4619 | 4681 | 55338.9
551 | 38 | 37 | 36 | 36 | 37 | 38 | 34 | 31 | 31 | 32 | 29 | 24 | 22 | 22 | 22 | 21 | 17 | 18 | 17 | 17 | 559 | 551 | 177.2 | 374.2 | 592.2 | 836.1 | 1109 | 1410 | 1731 | 2067 | 2412 | 2757 | 3100 | 3435 | 3760 | 3990 | 4111 | 4198 | 4272 | 4335 | 4393 | 4450 | 53509.7
552 | 5 | 10 | 12 | 22 | 29 | 34 | 33 | 31 | 29 | 30 | 29 | 28 | 25 | 24 | 23 | 22 | 24 | 25 | 27 | 24 | 486 | 552 | 156.8 | 334.5 | 539.1 | 784 | 1067 | 1375 | 1703 | 2048 | 2410 | 2777 | 3143 | 3498 | 3844 | 4101 | 4236 | 4328 | 4405 | 4475 | 4537 | 4597 | 54358.4
553 | 39 | 37 | 38 | 34 | 31 | 25 | 24 | 25 | 27 | 30 | 29 | 28 | 23 | 23 | 22 | 24 | 22 | 20 | 16 | 14 | 531 | 553 | 177.7 | 377.4 | 603.3 | 855.6 | 1137 | 1441 | 1761 | 2098 | 2449 | 2804 | 3161 | 3511 | 3849 | 4095 | 4226 | 4318 | 4396 | 4465 | 4526 | 4586 | 54837
554 | 37 | 35 | 37 | 39 | 37 | 31 | 22 | 25 | 27 | 34 | 31 | 29 | 27 | 28 | 25 | 22 | 22 | 23 | 23 | 23 | 577 | 554 | 173.7 | 368.6 | 589.4 | 837.5 | 1119 | 1428 | 1752 | 2089 | 2439 | 2795 | 3149 | 3496 | 3842 | 4094 | 4229 | 4321 | 4398 | 4469 | 4533 | 4595 | 54717.2
555 | 40 | 42 | 41 | 38 | 34 | 32 | 33 | 33 | 30 | 29 | 27 | 28 | 26 | 23 | 23 | 24 | 24 | 21 | 16 | 16 | 580 | 555 | 172 | 364.8 | 585.6 | 832 | 1108 | 1413 | 1733 | 2065 | 2411 | 2756 | 3101 | 3442 | 3772 | 4004 | 4124 | 4213 | 4288 | 4351 | 4410 | 4467 | 53612.4
556 | 24 | 34 | 34 | 35 | 35 | 35 | 33 | 28 | 23 | 25 | 23 | 22 | 19 | 20 | 21 | 22 | 20 | 20 | 21 | 23 | 517 | 556 | 169.4 | 360.4 | 575.8 | 823.7 | 1102 | 1404 | 1723 | 2052 | 2395 | 2738 | 3081 | 3419 | 3745 | 3979 | 4100 | 4181 | 4250 | 4311 | 4366 | 4421 | 53196.3
557 | 40 | 42 | 41 | 39 | 33 | 30 | 28 | 27 | 27 | 28 | 28 | 28 | 26 | 23 | 23 | 26 | 28 | 27 | 23 | 19 | 586 | 557 | 177.2 | 375.2 | 597.8 | 846.9 | 1126 | 1431 | 1756 | 2088 | 2439 | 2798 | 3154 | 3507 | 3841 | 4087 | 4218 | 4311 | 4389 | 4459 | 4521 | 4581 | 54703.1
558 | 23 | 27 | 27 | 32 | 31 | 28 | 23 | 19 | 21 | 18 | 21 | 20 | 22 | 21 | 20 | 17 | 15 | 15 | 17 | 19 | 436 | 558 | 170 | 361.5 | 580.5 | 826.4 | 1103 | 1405 | 1720 | 2046 | 2383 | 2728 | 3068 | 3402 | 3725 | 3955 | 4073 | 4152 | 4218 | 4277 | 4328 | 4380 | 52901.4
559 | 44 | 41 | 43 | 41 | 39 | 34 | 31 | 33 | 35 | 37 | 34 | 27 | 19 | 16 | 17 | 21 | 24 | 28 | 29 | 28 | 621 | 559 | 180.3 | 381 | 608 | 861.2 | 1145 | 1454 | 1777 | 2119 | 2471 | 2826 | 3179 | 3524 | 3857 | 4098 | 4222 | 4311 | 4388 | 4456 | 4517 | 4577 | 54951.5
560 | 40 | 28 | 29 | 24 | 33 | 32 | 33 | 27 | 25 | 22 | 21 | 20 | 22 | 19 | 20 | 21 | 24 | 22 | 16 | 13 | 491 | 560 | 172 | 366.5 | 585.2 | 834.4 | 1114 | 1418 | 1737 | 2072 | 2413 | 2762 | 3110 | 3447 | 3774 | 4006 | 4124 | 4206 | 4276 | 4338 | 4392 | 4442 | 53589.1
561 | 36 | 29 | 28 | 26 | 28 | 27 | 24 | 24 | 26 | 27 | 23 | 22 | 21 | 22 | 19 | 19 | 17 | 16 | 17 | 17 | 468 | 561 | 177.1 | 373.7 | 592.4 | 836.7 | 1110 | 1410 | 1726 | 2057 | 2396 | 2738 | 3075 | 3409 | 3735 | 3965 | 4084 | 4169 | 4239 | 4298 | 4352 | 4408 | 53150.9
562 | 38 | 40 | 41 | 43 | 40 | 35 | 33 | 34 | 36 | 35 | 27 | 20 | 17 | 17 | 19 | 22 | 26 | 28 | 27 | 27 | 605 | 562 | 178.9 | 376.8 | 603.1 | 856.4 | 1140 | 1443 | 1767 | 2106 | 2458 | 2810 | 3157 | 3502 | 3834 | 4073 | 4201 | 4292 | 4368 | 4437 | 4499 | 4559 | 54661.2
563 | 37 | 30 | 26 | 22 | 16 | 13 | 6 | 9 | 12 | 18 | 20 | 20 | 16 | 15 | 14 | 17 | 16 | 18 | 18 | 20 | 363 | 563 | 171.1 | 360.2 | 575.6 | 818.7 | 1091 | 1387 | 1696 | 2013 | 2345 | 2679 | 3009 | 3330 | 3643 | 3862 | 3969 | 4044 | 4106 | 4159 | 4209 | 4257 | 51724.6
564 | 22 | 20 | 20 | 16 | 14 | 14 | 18 | 22 | 26 | 30 | 29 | 26 | 22 | 22 | 24 | 27 | 27 | 25 | 23 | 24 | 451 | 564 | 173.6 | 368.6 | 591 | 839.4 | 1122 | 1429 | 1753 | 2093 | 2447 | 2808 | 3161 | 3509 | 3847 | 4100 | 4235 | 4327 | 4404 | 4473 | 4536 | 4597 | 54813.6
565 | 23 | 22 | 22 | 24 | 27 | 30 | 26 | 26 | 25 | 26 | 25 | 22 | 21 | 21 | 20 | 19 | 18 | 16 | 18 | 16 | 447 | 565 | 170.7 | 360.8 | 579.5 | 824.5 | 1099 | 1401 | 1717 | 2042 | 2381 | 2722 | 3060 | 3390 | 3710 | 3939 | 4054 | 4133 | 4199 | 4256 | 4307 | 4355 | 52700.5
566 | 26 | 21 | 22 | 20 | 24 | 24 | 21 | 19 | 15 | 15 | 12 | 12 | 9 | 8 | 10 | 11 | 11 | 8 | 9 | 8 | 305 | 566 | 170 | 357.7 | 571.5 | 807.6 | 1075 | 1360 | 1658 | 1966 | 2281 | 2601 | 2911 | 3216 | 3506 | 3699 | 3798 | 3869 | 3926 | 3972 | 4016 | 4052 | 49812.8
567 | 22 | 30 | 28 | 35 | 34 | 37 | 33 | 31 | 28 | 27 | 24 | 22 | 21 | 23 | 27 | 29 | 27 | 25 | 26 | 28 | 557 | 567 | 172.1 | 366.1 | 584.5 | 832.8 | 1114 | 1420 | 1747 | 2088 | 2438 | 2790 | 3139 | 3479 | 3815 | 4064 | 4197 | 4290 | 4368 | 4439 | 4502 | 4564 | 54409.5
568 | 28 | 27 | 30 | 29 | 31 | 29 | 28 | 26 | 25 | 26 | 26 | 21 | 17 | 15 | 16 | 18 | 17 | 19 | 15 | 15 | 458 | 568 | 172.1 | 365.6 | 584.4 | 830.7 | 1108 | 1412 | 1732 | 2062 | 2407 | 2752 | 3092 | 3423 | 3746 | 3972 | 4083 | 4163 | 4229 | 4285 | 4337 | 4385 | 53140.8
569 | 45 | 42 | 37 | 22 | 10 | 3 | 5 | 5 | 3 | 5 | 15 | 21 | 24 | 22 | 24 | 25 | 22 | 18 | 20 | 20 | 388 | 569 | 171 | 365.7 | 586.2 | 830 | 1103 | 1398 | 1699 | 2013 | 2337 | 2667 | 3009 | 3345 | 3673 | 3911 | 4037 | 4126 | 4197 | 4260 | 4317 | 4373 | 52417.9
570 | 25 | 23 | 24 | 29 | 34 | 38 | 36 | 34 | 29 | 26 | 23 | 24 | 23 | 23 | 22 | 23 | 22 | 20 | 19 | 19 | 516 | 570 | 173.1 | 365.3 | 583.9 | 831.6 | 1108 | 1411 | 1735 | 2071 | 2418 | 2767 | 3105 | 3443 | 3774 | 4008 | 4130 | 4219 | 4292 | 4356 | 4415 | 4472 | 53677.9
571 | 33 | 39 | 39 | 41 | 38 | 33 | 27 | 24 | 23 | 25 | 27 | 29 | 29 | 27 | 28 | 27 | 28 | 25 | 22 | 18 | 582 | 571 | 172.3 | 366.9 | 588.5 | 839.7 | 1122 | 1433 | 1762 | 2103 | 2458 | 2814 | 3174 | 3529 | 3882 | 4142 | 4280 | 4376 | 4455 | 4528 | 4593 | 4655 | 55273.4
572 | 27 | 25 | 22 | 22 | 24 | 27 | 24 | 21 | 17 | 22 | 22 | 22 | 12 | 5 | 0 | 0 | 0 | 3 | 11 | 19 | 325 | 572 | 171.4 | 364.6 | 580.4 | 824.9 | 1102 | 1401 | 1717 | 2045 | 2384 | 2728 | 3067 | 3398 | 3718 | 3943 | 4053 | 4128 | 4191 | 4246 | 4295 | 4344 | 52701.3
573 | 24 | 25 | 25 | 26 | 25 | 23 | 21 | 22 | 20 | 20 | 17 | 18 | 16 | 11 | 4 | 1 | 5 | 8 | 14 | 13 | 338 | 573 | 172.4 | 366.2 | 587.4 | 834.5 | 1114 | 1420 | 1741 | 2073 | 2414 | 2761 | 3104 | 3440 | 3763 | 3992 | 4104 | 4179 | 4243 | 4299 | 4350 | 4399 | 53356.5
574 | 27 | 27 | 30 | 29 | 24 | 21 | 21 | 24 | 24 | 25 | 23 | 22 | 17 | 16 | 15 | 17 | 15 | 16 | 13 | 13 | 419 | 574 | 170.3 | 361.1 | 576.8 | 820 | 1093 | 1389 | 1700 | 2021 | 2349 | 2683 | 3014 | 3337 | 3646 | 3863 | 3973 | 4051 | 4114 | 4169 | 4219 | 4266 | 51815.2
575 | 43 | 33 | 31 | 25 | 32 | 32 | 33 | 27 | 26 | 22 | 19 | 16 | 17 | 16 | 19 | 22 | 25 | 24 | 21 | 22 | 505 | 575 | 173.4 | 363.6 | 579.9 | 823.7 | 1098 | 1396 | 1709 | 2032 | 2364 | 2700 | 3029 | 3350 | 3663 | 3881 | 3994 | 4078 | 4150 | 4211 | 4268 | 4323 | 52186.6
576 | 38 | 35 | 37 | 35 | 36 | 33 | 33 | 33 | 34 | 32 | 28 | 25 | 24 | 25 | 28 | 28 | 26 | 26 | 27 | 28 | 611 | 576 | 172.4 | 365.5 | 585.5 | 832.7 | 1113 | 1419 | 1739 | 2074 | 2423 | 2775 | 3126 | 3470 | 3806 | 4057 | 4190 | 4283 | 4360 | 4429 | 4492 | 4554 | 54266.1
577 | 34 | 30 | 31 | 31 | 33 | 33 | 30 | 26 | 24 | 24 | 25 | 21 | 20 | 16 | 13 | 14 | 15 | 19 | 16 | 20 | 475 | 577 | 170.4 | 360.6 | 577.4 | 823 | 1097 | 1396 | 1711 | 2037 | 2375 | 2714 | 3054 | 3386 | 3704 | 3930 | 4045 | 4124 | 4190 | 4247 | 4298 | 4347 | 52586.4
578 | 27 | 30 | 35 | 41 | 45 | 42 | 39 | 32 | 25 | 19 | 15 | 17 | 15 | 14 | 13 | 14 | 20 | 22 | 21 | 19 | 505 | 578 | 171 | 365.5 | 587.2 | 842.7 | 1128 | 1440 | 1766 | 2108 | 2459 | 2814 | 3163 | 3501 | 3833 | 4069 | 4188 | 4269 | 4340 | 4407 | 4466 | 4525 | 54442.4
579 | 16 | 28 | 29 | 36 | 28 | 20 | 10 | 5 | 5 | 14 | 22 | 30 | 27 | 28 | 26 | 24 | 25 | 26 | 28 | 28 | 455 | 579 | 170.6 | 362.9 | 583.9 | 832.6 | 1112 | 1416 | 1740 | 2068 | 2405 | 2757 | 3112 | 3459 | 3799 | 4053 | 4186 | 4276 | 4349 | 4415 | 4475 | 4534 | 54106
580 | 9 | 16 | 18 | 20 | 16 | 16 | 19 | 23 | 23 | 20 | 20 | 19 | 20 | 19 | 22 | 20 | 18 | 19 | 19 | 23 | 379 | 580 | 172 | 363.6 | 582.1 | 827 | 1101 | 1401 | 1716 | 2042 | 2379 | 2721 | 3058 | 3388 | 3708 | 3938 | 4056 | 4135 | 4201 | 4259 | 4310 | 4361 | 52718.7
581 | 36 | 39 | 38 | 39 | 36 | 33 | 33 | 34 | 34 | 31 | 26 | 25 | 24 | 24 | 24 | 25 | 27 | 28 | 27 | 28 | 611 | 581 | 179.6 | 379.9 | 608.5 | 863.3 | 1149 | 1462 | 1795 | 2147 | 2512 | 2881 | 3246 | 3609 | 3963 | 4234 | 4381 | 4479 | 4562 | 4637 | 4706 | 4771 | 56565.3
582 | 39 | 35 | 35 | 34 | 36 | 35 | 33 | 28 | 27 | 25 | 25 | 19 | 14 | 7 | 6 | 7 | 7 | 11 | 9 | 17 | 449 | 582 | 178.3 | 373.4 | 592.2 | 838.6 | 1114 | 1415 | 1735 | 2064 | 2402 | 2746 | 3083 | 3416 | 3730 | 3949 | 4059 | 4136 | 4199 | 4253 | 4302 | 4354 | 52939.5
583 | 44 | 42 | 39 | 38 | 40 | 39 | 34 | 27 | 27 | 25 | 23 | 19 | 20 | 20 | 22 | 19 | 20 | 19 | 20 | 20 | 557 | 583 | 171.2 | 363.3 | 582.1 | 826.9 | 1103 | 1404 | 1723 | 2052 | 2395 | 2740 | 3083 | 3417 | 3745 | 3979 | 4100 | 4185 | 4259 | 4326 | 4385 | 4443 | 53282.5
584 | 25 | 31 | 27 | 27 | 22 | 23 | 24 | 23 | 23 | 25 | 29 | 29 | 25 | 24 | 26 | 31 | 32 | 31 | 28 | 27 | 532 | 584 | 175.8 | 371.4 | 594.2 | 845 | 1128 | 1441 | 1772 | 2116 | 2470 | 2833 | 3193 | 3553 | 3901 | 4168 | 4309 | 4403 | 4480 | 4551 | 4617 | 4676 | 55597.4
585 | 40 | 41 | 41 | 39 | 36 | 28 | 25 | 23 | 28 | 27 | 19 | 9 | 1 | 0 | 0 | 0 | 1 | 1 | 5 | 9 | 373 | 585 | 171.8 | 362.9 | 580.2 | 828 | 1102 | 1399 | 1712 | 2033 | 2368 | 2706 | 3042 | 3366 | 3672 | 3883 | 3986 | 4059 | 4120 | 4171 | 4218 | 4264 | 52043.9
586 | 27 | 31 | 34 | 39 | 39 | 37 | 35 | 35 | 34 | 31 | 29 | 28 | 26 | 23 | 19 | 19 | 19 | 19 | 18 | 21 | 563 | 586 | 169 | 359.2 | 575.8 | 821.3 | 1099 | 1401 | 1722 | 2055 | 2400 | 2750 | 3095 | 3438 | 3771 | 4012 | 4137 | 4226 | 4301 | 4368 | 4429 | 4488 | 53617.3
587 | 25 | 24 | 27 | 31 | 34 | 32 | 26 | 25 | 23 | 27 | 25 | 25 | 22 | 19 | 20 | 19 | 21 | 16 | 21 | 23 | 485 | 587 | 170.8 | 363.5 | 583 | 830.7 | 1109 | 1414 | 1731 | 2063 | 2407 | 2754 | 3099 | 3440 | 3775 | 4010 | 4131 | 4219 | 4291 | 4355 | 4413 | 4469 | 53628
588 | 43 | 41 | 40 | 36 | 38 | 38 | 37 | 32 | 26 | 22 | 20 | 19 | 20 | 21 | 25 | 26 | 24 | 23 | 22 | 23 | 576 | 588 | 178.5 | 376.5 | 601 | 849.2 | 1131 | 1444 | 1772 | 2115 | 2462 | 2815 | 3164 | 3506 | 3838 | 4077 | 4203 | 4295 | 4372 | 4439 | 4500 | 4559 | 54697.2
589 | 24 | 26 | 23 | 24 | 22 | 21 | 14 | 12 | 15 | 16 | 17 | 17 | 18 | 17 | 14 | 16 | 17 | 20 | 19 | 17 | 369 | 589 | 153.5 | 339.9 | 555.4 | 797.2 | 1069 | 1369 | 1685 | 2011 | 2351 | 2691 | 3030 | 3361 | 3679 | 3909 | 4025 | 4105 | 4169 | 4226 | 4277 | 4326 | 52129
590 | 27 | 28 | 30 | 34 | 38 | 39 | 34 | 28 | 23 | 23 | 24 | 25 | 21 | 20 | 19 | 21 | 21 | 19 | 18 | 19 | 511 | 590 | 173.9 | 365.8 | 583 | 828.4 | 1105 | 1407 | 1722 | 2054 | 2393 | 2736 | 3076 | 3407 | 3732 | 3962 | 4078 | 4161 | 4231 | 4292 | 4342 | 4397 | 53046.1
591 | 41 | 40 | 39 | 34 | 36 | 35 | 35 | 28 | 24 | 25 | 25 | 22 | 19 | 19 | 20 | 22 | 18 | 18 | 18 | 20 | 538 | 591 | 177.3 | 372.7 | 595.5 | 843.9 | 1125 | 1437 | 1763 | 2097 | 2444 | 2793 | 3150 | 3490 | 3821 | 4064 | 4188 | 4279 | 4354 | 4421 | 4482 | 4542 | 54439.4
592 | 46 | 46 | 46 | 44 | 42 | 36 | 33 | 33 | 36 | 36 | 34 | 31 | 31 | 30 | 28 | 29 | 31 | 32 | 30 | 28 | 702 | 592 | 177.7 | 373.8 | 599.3 | 854.5 | 1141 | 1453 | 1785 | 2132 | 2492 | 2855 | 3217 | 3571 | 3918 | 4177 | 4316 | 4413 | 4497 | 4576 | 4647 | 4717 | 55912.3
593 | 14 | 21 | 24 | 25 | 22 | 17 | 17 | 19 | 19 | 22 | 21 | 22 | 19 | 18 | 20 | 20 | 21 | 18 | 15 | 12 | 386 | 593 | 170 | 361 | 576.7 | 821.1 | 1093 | 1390 | 1703 | 2029 | 2363 | 2699 | 3029 | 3355 | 3671 | 3895 | 4006 | 4083 | 4148 | 4204 | 4255 | 4303 | 52154.8
594 | 28 | 26 | 31 | 29 | 32 | 24 | 26 | 24 | 29 | 27 | 26 | 19 | 14 | 11 | 13 | 14 | 17 | 18 | 20 | 19 | 447 | 594 | 176.3 | 368.6 | 585 | 828.1 | 1100 | 1390 | 1696 | 2015 | 2346 | 2678 | 3008 | 3329 | 3631 | 3837 | 3939 | 4012 | 4075 | 4131 | 4185 | 4234 | 51564
595 | 46 | 42 | 41 | 39 | 38 | 33 | 27 | 23 | 25 | 26 | 26 | 25 | 25 | 23 | 19 | 20 | 21 | 24 | 22 | 17 | 562 | 595 | 176.7 | 371.9 | 594.6 | 845.1 | 1122 | 1425 | 1740 | 2064 | 2400 | 2740 | 3078 | 3411 | 3732 | 3957 | 4071 | 4157 | 4230 | 4291 | 4349 | 4402 | 53157.3
596 | 22 | 19 | 18 | 17 | 18 | 19 | 18 | 18 | 18 | 17 | 14 | 11 | 11 | 8 | 7 | 3 | 3 | 1 | 4 | 5 | 251 | 596 | 171.8 | 362.9 | 580 | 823 | 1099 | 1396 | 1706 | 2030 | 2363 | 2702 | 3035 | 3358 | 3674 | 3895 | 4006 | 4079 | 4140 | 4193 | 4241 | 4286 | 52140.7
597 | 33 | 36 | 36 | 40 | 42 | 42 | 38 | 33 | 33 | 33 | 34 | 30 | 24 | 18 | 18 | 20 | 23 | 26 | 29 | 30 | 618 | 597 | 173.5 | 367.8 | 590.2 | 841.8 | 1128 | 1440 | 1772 | 2116 | 2475 | 2838 | 3200 | 3555 | 3900 | 4158 | 4293 | 4388 | 4468 | 4542 | 4606 | 4670 | 55522.3
598 | 16 | 15 | 12 | 17 | 20 | 26 | 22 | 24 | 24 | 24 | 20 | 21 | 23 | 25 | 24 | 22 | 24 | 24 | 24 | 23 | 430 | 598 | 158.8 | 337.7 | 544.9 | 788.4 | 1075 | 1393 | 1731 | 2087 | 2459 | 2834 | 3206 | 3574 | 3935 | 4207 | 4352 | 4445 | 4520 | 4589 | 4651 | 4708 | 55595.8
599 | 30 | 31 | 35 | 37 | 38 | 35 | 33 | 30 | 27 | 25 | 25 | 24 | 24 | 21 | 17 | 14 | 14 | 16 | 18 | 18 | 512 | 599 | 173.5 | 364 | 579.6 | 822.2 | 1093 | 1388 | 1700 | 2023 | 2357 | 2695 | 3027 | 3355 | 3674 | 3891 | 4002 | 4078 | 4140 | 4198 | 4254 | 4308 | 52122.3
600 | 32 | 28 | 26 | 24 | 25 | 28 | 30 | 30 | 28 | 26 | 24 | 22 | 20 | 19 | 21 | 23 | 24 | 23 | 22 | 20 | 495 | 600 | 172.6 | 365.3 | 582 | 823.5 | 1096 | 1393 | 1705 | 2032 | 2371 | 2709 | 3047 | 3380 | 3697 | 3923 | 4038 | 4119 | 4189 | 4251 | 4308 | 4364 | 52565.4
601 | 33 | 34 | 35 | 37 | 39 | 34 | 22 | 9 | 3 | 5 | 16 | 21 | 28 | 26 | 29 | 29 | 27 | 28 | 29 | 30 | 514 | 601 | 171.3 | 364.1 | 582 | 829.8 | 1106 | 1415 | 1743 | 2077 | 2430 | 2783 | 3140 | 3491 | 3835 | 4087 | 4223 | 4317 | 4394 | 4465 | 4529 | 4592 | 54574.2
602 | 37 | 39 | 37 | 36 | 33 | 30 | 26 | 26 | 26 | 30 | 30 | 30 | 27 | 24 | 24 | 26 | 29 | 28 | 25 | 22 | 585 | 602 | 173.7 | 367.7 | 589.6 | 839.8 | 1121 | 1426 | 1748 | 2084 | 2430 | 2784 | 3137 | 3488 | 3829 | 4086 | 4222 | 4318 | 4398 | 4470 | 4535 | 4596 | 54642.8
603 | 39 | 38 | 36 | 36 | 34 | 33 | 29 | 30 | 24 | 21 | 14 | 16 | 14 | 13 | 10 | 12 | 19 | 27 | 31 | 30 | 506 | 603 | 178.2 | 375.9 | 598.4 | 849.5 | 1133 | 1444 | 1775 | 2124 | 2483 | 2846 | 3205 | 3557 | 3901 | 4159 | 4293 | 4378 | 4455 | 4529 | 4598 | 4661 | 55543
604 | 24 | 29 | 31 | 33 | 31 | 30 | 31 | 30 | 29 | 23 | 21 | 18 | 20 | 17 | 18 | 14 | 14 | 15 | 15 | 17 | 460 | 604 | 169.6 | 359.9 | 576.2 | 819.3 | 1092 | 1394 | 1712 | 2039 | 2374 | 2712 | 3047 | 3374 | 3693 | 3916 | 4031 | 4108 | 4173 | 4229 | 4279 | 4327 | 52425
605 | 36 | 31 | 29 | 27 | 29 | 28 | 27 | 25 | 26 | 27 | 25 | 25 | 23 | 24 | 23 | 19 | 13 | 10 | 12 | 16 | 475 | 605 | 178.7 | 374.4 | 593 | 839.4 | 1116 | 1416 | 1734 | 2060 | 2397 | 2738 | 3078 | 3409 | 3729 | 3957 | 4074 | 4155 | 4220 | 4276 | 4326 | 4374 | 53044.5
606 | 19 | 20 | 24 | 25 | 27 | 23 | 21 | 13 | 7 | 3 | 2 | 4 | 8 | 19 | 24 | 27 | 25 | 25 | 21 | 21 | 358 | 606 | 171.5 | 363.4 | 581.1 | 827.9 | 1103 | 1408 | 1729 | 2062 | 2403 | 2742 | 3081 | 3414 | 3747 | 3989 | 4114 | 4199 | 4268 | 4330 | 4384 | 4437 | 53353.9
607 | 37 | 42 | 42 | 45 | 42 | 40 | 34 | 33 | 32 | 35 | 33 | 33 | 30 | 28 | 25 | 24 | 26 | 28 | 29 | 29 | 667 | 607 | 175.8 | 374.7 | 602.2 | 860.1 | 1145 | 1456 | 1785 | 2132 | 2495 | 2860 | 3218 | 3570 | 3914 | 4165 | 4299 | 4393 | 4472 | 4542 | 4605 | 4666 | 55729.8
608 | 39 | 38 | 38 | 37 | 37 | 36 | 35 | 35 | 35 | 33 | 28 | 19 | 10 | 4 | 2 | 2 | 9 | 17 | 26 | 27 | 507 | 608 | 171.6 | 366.3 | 585 | 833.6 | 1107 | 1412 | 1732 | 2067 | 2417 | 2774 | 3123 | 3460 | 3782 | 4016 | 4129 | 4205 | 4270 | 4333 | 4393 | 4453 | 53629.5
609 | 31 | 36 | 33 | 29 | 30 | 28 | 30 | 22 | 28 | 28 | 30 | 26 | 24 | 20 | 16 | 15 | 18 | 18 | 21 | 22 | 505 | 609 | 172 | 363.5 | 580.7 | 823.7 | 1100 | 1398 | 1717 | 2042 | 2382 | 2728 | 3071 | 3411 | 3740 | 3970 | 4086 | 4169 | 4242 | 4306 | 4365 | 4422 | 53088.9
610 | 26 | 26 | 23 | 19 | 16 | 16 | 16 | 19 | 18 | 22 | 20 | 20 | 17 | 15 | 15 | 15 | 19 | 21 | 23 | 22 | 388 | 610 | 173 | 366.8 | 585.9 | 833.6 | 1117 | 1424 | 1747 | 2081 | 2429 | 2785 | 3134 | 3479 | 3811 | 4055 | 4180 | 4264 | 4333 | 4396 | 4451 | 4505 | 54150.3
611 | 19 | 27 | 27 | 33 | 35 | 37 | 36 | 33 | 33 | 29 | 25 | 22 | 23 | 24 | 25 | 23 | 20 | 16 | 17 | 14 | 518 | 611 | 169.1 | 359.4 | 574.1 | 815.8 | 1087 | 1383 | 1695 | 2023 | 2361 | 2696 | 3028 | 3357 | 3675 | 3901 | 4019 | 4105 | 4177 | 4238 | 4294 | 4350 | 52307.4
612 | 31 | 28 | 29 | 28 | 31 | 30 | 33 | 29 | 28 | 22 | 23 | 21 | 20 | 22 | 23 | 24 | 19 | 17 | 15 | 15 | 488 | 612 | 158.5 | 349.6 | 568.1 | 812.1 | 1086 | 1386 | 1706 | 2036 | 2378 | 2720 | 3057 | 3389 | 3712 | 3943 | 4066 | 4154 | 4225 | 4286 | 4340 | 4390 | 52762.3
613 | 45 | 44 | 42 | 40 | 39 | 40 | 40 | 39 | 36 | 32 | 27 | 26 | 27 | 29 | 28 | 27 | 26 | 28 | 28 | 26 | 669 | 613 | 177.2 | 376.2 | 602.3 | 853.9 | 1136 | 1446 | 1770 | 2111 | 2463 | 2815 | 3169 | 3512 | 3848 | 4094 | 4224 | 4320 | 4403 | 4480 | 4550 | 4618 | 54968.6
614 | 30 | 34 | 36 | 38 | 35 | 29 | 26 | 25 | 29 | 30 | 26 | 18 | 15 | 15 | 18 | 19 | 24 | 26 | 25 | 24 | 522 | 614 | 171.5 | 363.1 | 583.5 | 833.1 | 1109 | 1412 | 1729 | 2058 | 2399 | 2741 | 3085 | 3422 | 3746 | 3978 | 4097 | 4177 | 4247 | 4309 | 4364 | 4419 | 53243.2
615 | 31 | 33 | 33 | 36 | 36 | 36 | 32 | 32 | 30 | 28 | 24 | 21 | 19 | 17 | 14 | 16 | 14 | 14 | 11 | 14 | 491 | 615 | 174.9 | 369.1 | 585.1 | 828.2 | 1104 | 1402 | 1716 | 2039 | 2373 | 2713 | 3047 | 3372 | 3689 | 3906 | 4013 | 4090 | 4152 | 4205 | 4254 | 4300 | 52332.3
616 | 33 | 33 | 31 | 29 | 30 | 30 | 31 | 25 | 24 | 24 | 25 | 23 | 21 | 21 | 21 | 22 | 19 | 20 | 20 | 22 | 504 | 616 | 177.4 | 373.9 | 595.1 | 839.8 | 1117 | 1422 | 1741 | 2072 | 2416 | 2761 | 3108 | 3446 | 3778 | 4017 | 4139 | 4228 | 4303 | 4369 | 4430 | 4490 | 53823.2
617 | 27 | 28 | 29 | 32 | 32 | 31 | 25 | 20 | 18 | 17 | 20 | 18 | 19 | 16 | 15 | 16 | 16 | 18 | 15 | 20 | 432 | 617 | 171.1 | 363.8 | 582.5 | 826.4 | 1102 | 1400 | 1717 | 2047 | 2386 | 2729 | 3068 | 3402 | 3722 | 3950 | 4067 | 4146 | 4212 | 4270 | 4321 | 4371 | 52853.8
618 | 38 | 34 | 32 | 33 | 35 | 37 | 32 | 26 | 20 | 19 | 18 | 21 | 22 | 27 | 29 | 28 | 26 | 25 | 25 | 25 | 552 | 618 | 172.8 | 367.1 | 586.7 | 835.1 | 1114 | 1422 | 1742 | 2078 | 2421 | 2769 | 3117 | 3460 | 3792 | 4043 | 4177 | 4267 | 4341 | 4409 | 4469 | 4528 | 54110.7
619 | 40 | 34 | 32 | 28 | 25 | 22 | 19 | 17 | 19 | 18 | 18 | 17 | 18 | 18 | 16 | 15 | 16 | 17 | 14 | 9 | 412 | 619 | 175.6 | 367.9 | 583.3 | 828.7 | 1102 | 1396 | 1707 | 2031 | 2361 | 2698 | 3027 | 3349 | 3661 | 3876 | 3984 | 4060 | 4123 | 4176 | 4225 | 4271 | 52002.5
620 | 18 | 31 | 27 | 31 | 25 | 31 | 21 | 13 | 11 | 20 | 24 | 21 | 18 | 20 | 19 | 22 | 23 | 25 | 24 | 22 | 446 | 620 | 170.5 | 362.5 | 580.9 | 826.6 | 1100 | 1399 | 1713 | 2041 | 2379 | 2723 | 3060 | 3392 | 3716 | 3946 | 4066 | 4148 | 4218 | 4281 | 4338 | 4394 | 52854.5
621 | 29 | 33 | 30 | 27 | 25 | 22 | 24 | 17 | 22 | 23 | 26 | 22 | 19 | 15 | 12 | 10 | 13 | 14 | 17 | 17 | 417 | 621 | 170.6 | 361.7 | 576 | 814.7 | 1084 | 1377 | 1680 | 1993 | 2319 | 2645 | 2967 | 3285 | 3588 | 3795 | 3896 | 3969 | 4030 | 4079 | 4126 | 4171 | 50927
622 | 33 | 34 | 33 | 38 | 41 | 43 | 39 | 34 | 31 | 30 | 30 | 31 | 28 | 28 | 27 | 30 | 31 | 30 | 32 | 33 | 656 | 622 | 170.4 | 362 | 581.4 | 831.3 | 1111 | 1421 | 1753 | 2100 | 2455 | 2819 | 3180 | 3542 | 3892 | 4159 | 4305 | 4403 | 4485 | 4559 | 4628 | 4692 | 55449.1
623 | 33 | 33 | 33 | 31 | 34 | 33 | 34 | 25 | 22 | 18 | 17 | 18 | 16 | 18 | 15 | 19 | 20 | 23 | 21 | 20 | 483 | 623 | 171 | 363.6 | 583.6 | 828.9 | 1108 | 1408 | 1726 | 2056 | 2395 | 2739 | 3081 | 3414 | 3737 | 3964 | 4077 | 4156 | 4223 | 4280 | 4332 | 4382 | 53025.1
624 | 0 | 4 | 3 | 3 | 1 | 2 | 3 | 8 | 10 | 11 | 11 | 13 | 17 | 22 | 25 | 28 | 29 | 30 | 32 | 32 | 284 | 624 | 154.4 | 331.7 | 535.6 | 768.6 | 1034 | 1330 | 1643 | 1971 | 2315 | 2667 | 3024 | 3390 | 3745 | 4022 | 4174 | 4281 | 4362 | 4432 | 4496 | 4553 | 53229.3
625 | 24 | 25 | 32 | 37 | 41 | 37 | 35 | 28 | 25 | 22 | 24 | 21 | 20 | 22 | 24 | 24 | 22 | 24 | 26 | 28 | 541 | 625 | 173.7 | 365.6 | 587.3 | 835.7 | 1114 | 1420 | 1743 | 2078 | 2425 | 2776 | 3126 | 3463 | 3792 | 4030 | 4151 | 4233 | 4304 | 4367 | 4424 | 4480 | 53888.3
626 | 29 | 29 | 33 | 37 | 40 | 37 | 34 | 26 | 24 | 21 | 24 | 23 | 23 | 22 | 23 | 22 | 20 | 22 | 24 | 26 | 539 | 626 | 172.2 | 365.4 | 583.6 | 830.9 | 1109 | 1410 | 1731 | 2060 | 2403 | 2746 | 3088 | 3426 | 3751 | 3983 | 4105 | 4194 | 4268 | 4333 | 4393 | 4451 | 53403.1
627 | 44 | 42 | 43 | 41 | 37 | 30 | 26 | 27 | 29 | 31 | 31 | 30 | 29 | 29 | 28 | 28 | 28 | 31 | 32 | 34 | 650 | 627 | 172.1 | 370.6 | 596.1 | 850.1 | 1137 | 1449 | 1776 | 2122 | 2480 | 2843 | 3207 | 3569 | 3923 | 4188 | 4332 | 4430 | 4513 | 4589 | 4657 | 4723 | 55926.9
628 | 37 | 35 | 37 | 39 | 40 | 35 | 29 | 27 | 25 | 24 | 21 | 22 | 22 | 21 | 19 | 20 | 20 | 23 | 23 | 23 | 542 | 628 | 175.8 | 368.2 | 588.1 | 834.7 | 1116 | 1421 | 1739 | 2073 | 2420 | 2766 | 3110 | 3452 | 3784 | 4028 | 4152 | 4239 | 4316 | 4385 | 4448 | 4508 | 53923.8
629 | 24 | 23 | 25 | 29 | 33 | 35 | 33 | 30 | 27 | 26 | 26 | 27 | 27 | 24 | 18 | 13 | 12 | 10 | 9 | 12 | 463 | 629 | 173.1 | 364.6 | 585.9 | 834.6 | 1111 | 1411 | 1727 | 2056 | 2397 | 2740 | 3081 | 3418 | 3741 | 3973 | 4089 | 4168 | 4235 | 4292 | 4343 | 4393 | 53133.2
630 | 28 | 29 | 29 | 31 | 28 | 27 | 25 | 25 | 25 | 24 | 24 | 22 | 21 | 17 | 18 | 17 | 18 | 15 | 12 | 7 | 442 | 630 | 173.6 | 365.1 | 586.2 | 834.1 | 1111 | 1413 | 1732 | 2063 | 2406 | 2753 | 3092 | 3422 | 3745 | 3969 | 4081 | 4159 | 4225 | 4280 | 4331 | 4379 | 53120
631 | 45 | 43 | 44 | 43 | 39 | 32 | 28 | 27 | 29 | 32 | 33 | 33 | 29 | 30 | 27 | 26 | 27 | 29 | 30 | 30 | 656 | 631 | 181.3 | 381.6 | 612 | 874 | 1164 | 1479 | 1815 | 2161 | 2524 | 2895 | 3263 | 3630 | 3981 | 4239 | 4377 | 4473 | 4554 | 4628 | 4694 | 4758 | 56683.9
632 | 43 | 43 | 44 | 43 | 39 | 36 | 34 | 32 | 28 | 23 | 23 | 21 | 19 | 17 | 17 | 18 | 20 | 18 | 19 | 19 | 556 | 632 | 177.2 | 375 | 597.2 | 847.2 | 1126 | 1430 | 1755 | 2089 | 2430 | 2775 | 3118 | 3456 | 3784 | 4020 | 4142 | 4230 | 4304 | 4370 | 4430 | 4488 | 53943.6
633 | 39 | 34 | 37 | 39 | 42 | 35 | 30 | 28 | 32 | 33 | 30 | 24 | 17 | 16 | 18 | 21 | 23 | 26 | 25 | 18 | 567 | 633 | 169.8 | 360.7 | 578.7 | 827.9 | 1105 | 1408 | 1731 | 2067 | 2415 | 2767 | 3120 | 3463 | 3796 | 4032 | 4159 | 4248 | 4325 | 4395 | 4458 | 4518 | 53944.1
634 | 29 | 22 | 20 | 17 | 15 | 19 | 22 | 31 | 33 | 36 | 34 | 30 | 25 | 24 | 25 | 27 | 28 | 27 | 26 | 27 | 517 | 634 | 178.4 | 378.1 | 599.5 | 849 | 1128 | 1432 | 1754 | 2087 | 2437 | 2795 | 3147 | 3498 | 3838 | 4085 | 4220 | 4313 | 4391 | 4461 | 4524 | 4585 | 54700
635 | 39 | 42 | 42 | 44 | 43 | 37 | 34 | 32 | 32 | 29 | 22 | 20 | 18 | 16 | 13 | 14 | 15 | 15 | 12 | 10 | 529 | 635 | 177.5 | 375.3 | 599.6 | 850.7 | 1135 | 1439 | 1760 | 2089 | 2432 | 2775 | 3113 | 3442 | 3764 | 3984 | 4093 | 4176 | 4248 | 4302 | 4351 | 4398 | 53504.1
636 | 19 | 17 | 23 | 25 | 30 | 26 | 24 | 20 | 21 | 22 | 25 | 24 | 23 | 23 | 25 | 25 | 24 | 25 | 26 | 28 | 475 | 636 | 170.7 | 360.9 | 580.1 | 826.7 | 1105 | 1412 | 1735 | 2071 | 2416 | 2763 | 3108 | 3452 | 3782 | 4027 | 4157 | 4245 | 4318 | 4384 | 4443 | 4501 | 53857.4
637 | 24 | 21 | 19 | 17 | 18 | 20 | 17 | 16 | 15 | 17 | 17 | 16 | 15 | 17 | 18 | 19 | 17 | 18 | 17 | 19 | 357 | 637 | 175.2 | 370 | 593.2 | 842.9 | 1125 | 1431 | 1756 | 2090 | 2438 | 2794 | 3140 | 3484 | 3814 | 4050 | 4169 | 4250 | 4317 | 4377 | 4430 | 4481 | 54127.3
638 | 29 | 35 | 35 | 36 | 32 | 32 | 28 | 28 | 26 | 29 | 26 | 26 | 25 | 25 | 25 | 25 | 26 | 25 | 24 | 25 | 562 | 638 | 154.4 | 341.9 | 561.2 | 808.4 | 1084 | 1391 | 1719 | 2056 | 2408 | 2761 | 3110 | 3456 | 3791 | 4038 | 4165 | 4252 | 4325 | 4389 | 4447 | 4504 | 53761.9
639 | 27 | 21 | 26 | 19 | 22 | 19 | 22 | 19 | 19 | 20 | 21 | 19 | 16 | 16 | 16 | 17 | 15 | 14 | 10 | 6 | 364 | 639 | 168.7 | 359.3 | 575.6 | 817.9 | 1090 | 1387 | 1701 | 2026 | 2363 | 2705 | 3039 | 3365 | 3684 | 3907 | 4020 | 4097 | 4161 | 4217 | 4268 | 4317 | 52268.5
640 | 17 | 22 | 21 | 20 | 22 | 21 | 25 | 25 | 26 | 26 | 23 | 24 | 21 | 24 | 24 | 21 | 16 | 15 | 15 | 19 | 427 | 640 | 170.9 | 363.3 | 582.1 | 829.2 | 1109 | 1412 | 1730 | 2063 | 2407 | 2754 | 3098 | 3436 | 3762 | 3999 | 4120 | 4202 | 4270 | 4329 | 4381 | 4432 | 53449.5
641 | 11 | 16 | 19 | 22 | 19 | 16 | 16 | 19 | 20 | 22 | 21 | 23 | 20 | 19 | 19 | 22 | 24 | 24 | 21 | 14 | 387 | 641 | 155.6 | 333.2 | 538.8 | 787.3 | 1065 | 1368 | 1691 | 2029 | 2380 | 2736 | 3087 | 3432 | 3769 | 4012 | 4138 | 4223 | 4292 | 4354 | 4407 | 4458 | 53255.9
642 | 32 | 34 | 31 | 27 | 19 | 18 | 18 | 23 | 23 | 26 | 26 | 26 | 22 | 19 | 19 | 22 | 25 | 24 | 21 | 17 | 472 | 642 | 176.8 | 374.8 | 597 | 843.9 | 1120 | 1422 | 1742 | 2072 | 2412 | 2761 | 3106 | 3445 | 3774 | 4013 | 4141 | 4229 | 4306 | 4375 | 4438 | 4497 | 53845.5
643 | 21 | 28 | 30 | 35 | 36 | 36 | 30 | 21 | 18 | 13 | 10 | 12 | 15 | 22 | 20 | 21 | 18 | 15 | 16 | 19 | 436 | 643 | 168.1 | 358.6 | 575.1 | 820.8 | 1097 | 1395 | 1712 | 2041 | 2381 | 2723 | 3059 | 3390 | 3710 | 3941 | 4057 | 4136 | 4201 | 4258 | 4309 | 4359 | 52691.6
644 | 24 | 33 | 34 | 37 | 34 | 32 | 27 | 23 | 26 | 26 | 28 | 22 | 26 | 26 | 29 | 27 | 26 | 23 | 23 | 24 | 550 | 644 | 173.6 | 366.6 | 588.2 | 836.6 | 1118 | 1424 | 1745 | 2085 | 2436 | 2794 | 3151 | 3500 | 3842 | 4096 | 4229 | 4323 | 4401 | 4472 | 4535 | 4597 | 54713
645 | 39 | 37 | 28 | 17 | 8 | 4 | 7 | 16 | 28 | 33 | 28 | 22 | 20 | 19 | 18 | 14 | 11 | 8 | 5 | 4 | 366 | 645 | 170.6 | 362.8 | 579.1 | 822.8 | 1094 | 1374 | 1674 | 2000 | 2343 | 2688 | 3030 | 3362 | 3684 | 3914 | 4029 | 4109 | 4173 | 4228 | 4277 | 4325 | 52239.3
646 | 33 | 36 | 33 | 33 | 28 | 26 | 25 | 24 | 25 | 24 | 25 | 24 | 22 | 19 | 17 | 16 | 17 | 15 | 17 | 15 | 474 | 646 | 175.9 | 370.9 | 588 | 830.4 | 1103 | 1398 | 1712 | 2037 | 2372 | 2712 | 3046 | 3378 | 3699 | 3924 | 4035 | 4113 | 4177 | 4232 | 4281 | 4334 | 52518.2
647 | 29 | 22 | 23 | 20 | 26 | 25 | 26 | 25 | 25 | 22 | 19 | 17 | 17 | 17 | 17 | 21 | 22 | 19 | 12 | 15 | 419 | 647 | 170.1 | 360.7 | 581.1 | 825.9 | 1099 | 1399 | 1719 | 2049 | 2387 | 2727 | 3066 | 3399 | 3722 | 3953 | 4068 | 4147 | 4215 | 4274 | 4325 | 4375 | 52861.8
648 | 36 | 36 | 36 | 37 | 39 | 41 | 38 | 35 | 34 | 36 | 34 | 30 | 27 | 27 | 28 | 26 | 22 | 23 | 24 | 23 | 632 | 648 | 173.3 | 368.1 | 589 | 839.3 | 1121 | 1430 | 1759 | 2099 | 2452 | 2814 | 3172 | 3525 | 3864 | 4112 | 4246 | 4338 | 4416 | 4486 | 4549 | 4609 | 54961.7
649 | 41 | 42 | 41 | 37 | 34 | 31 | 33 | 31 | 32 | 30 | 31 | 28 | 24 | 24 | 25 | 28 | 26 | 22 | 18 | 17 | 595 | 649 | 179 | 379.3 | 603.5 | 853.2 | 1134 | 1435 | 1759 | 2099 | 2449 | 2803 | 3158 | 3509 | 3842 | 4086 | 4213 | 4304 | 4381 | 4449 | 4511 | 4571 | 54718
650 | 38 | 35 | 37 | 34 | 33 | 32 | 30 | 31 | 26 | 32 | 32 | 33 | 29 | 28 | 25 | 23 | 23 | 26 | 27 | 29 | 603 | 650 | 177.1 | 374.4 | 600.5 | 851.1 | 1135 | 1444 | 1775 | 2123 | 2481 | 2849 | 3216 | 3573 | 3922 | 4185 | 4324 | 4420 | 4500 | 4574 | 4640 | 4705 | 55869.1
651 | 35 | 31 | 36 | 38 | 43 | 40 | 36 | 29 | 26 | 24 | 26 | 25 | 26 | 27 | 28 | 26 | 23 | 24 | 26 | 28 | 597 | 651 | 175.3 | 368.4 | 587.3 | 841.7 | 1125 | 1435 | 1759 | 2097 | 2444 | 2791 | 3138 | 3483 | 3814 | 4051 | 4173 | 4263 | 4339 | 4405 | 4466 | 4524 | 54279.7
652 | 29 | 30 | 32 | 34 | 37 | 36 | 35 | 31 | 28 | 29 | 30 | 30 | 27 | 20 | 14 | 13 | 16 | 18 | 21 | 23 | 533 | 652 | 172.8 | 364.5 | 585.2 | 831.4 | 1104 | 1407 | 1722 | 2050 | 2390 | 2732 | 3074 | 3413 | 3737 | 3963 | 4078 | 4156 | 4221 | 4277 | 4331 | 4384 | 52992.9
653 | 40 | 32 | 29 | 26 | 28 | 29 | 28 | 28 | 29 | 27 | 25 | 22 | 21 | 21 | 23 | 24 | 25 | 23 | 21 | 19 | 520 | 653 | 177 | 372.8 | 594.3 | 839.9 | 1115 | 1412 | 1726 | 2054 | 2392 | 2734 | 3077 | 3413 | 3737 | 3971 | 4095 | 4186 | 4261 | 4327 | 4386 | 4443 | 53313
654 | 29 | 32 | 35 | 39 | 42 | 41 | 37 | 31 | 25 | 26 | 25 | 28 | 27 | 28 | 29 | 29 | 29 | 28 | 28 | 31 | 619 | 654 | 175.8 | 369 | 589.5 | 840.3 | 1125 | 1435 | 1768 | 2109 | 2459 | 2822 | 3181 | 3533 | 3885 | 4149 | 4292 | 4390 | 4472 | 4547 | 4614 | 4677 | 55432.6
655 | 33 | 27 | 31 | 31 | 33 | 23 | 14 | 9 | 9 | 9 | 9 | 14 | 17 | 20 | 17 | 17 | 17 | 18 | 19 | 19 | 386 | 655 | 173.6 | 366.3 | 584.4 | 829.5 | 1105 | 1404 | 1718 | 2047 | 2386 | 2734 | 3075 | 3410 | 3731 | 3958 | 4073 | 4152 | 4218 | 4276 | 4329 | 4380 | 52949.8
656 | 44 | 38 | 33 | 28 | 29 | 31 | 29 | 27 | 27 | 29 | 28 | 26 | 20 | 19 | 21 | 23 | 23 | 23 | 26 | 28 | 552 | 656 | 172.2 | 366.6 | 587.5 | 836 | 1119 | 1426 | 1754 | 2095 | 2447 | 2806 | 3164 | 3516 | 3856 | 4104 | 4238 | 4327 | 4404 | 4475 | 4540 | 4603 | 54836.3
657 | 37 | 36 | 34 | 34 | 35 | 37 | 33 | 31 | 28 | 30 | 28 | 29 | 26 | 26 | 24 | 24 | 25 | 25 | 27 | 24 | 593 | 657 | 179.9 | 378.8 | 603.1 | 857.2 | 1143 | 1456 | 1790 | 2139 | 2498 | 2860 | 3229 | 3593 | 3945 | 4209 | 4351 | 4448 | 4531 | 4605 | 4671 | 4735 | 56222
658 | 25 | 23 | 26 | 27 | 28 | 26 | 25 | 25 | 26 | 27 | 28 | 27 | 27 | 24 | 25 | 24 | 27 | 26 | 28 | 28 | 522 | 658 | 171.5 | 366 | 587 | 837 | 1119 | 1427 | 1751 | 2092 | 2444 | 2801 | 3159 | 3511 | 3854 | 4107 | 4240 | 4331 | 4407 | 4476 | 4538 | 4598 | 54816.5
659 | 38 | 34 | 29 | 27 | 30 | 33 | 33 | 27 | 27 | 26 | 27 | 24 | 23 | 24 | 26 | 27 | 25 | 25 | 25 | 26 | 556 | 659 | 172.7 | 364.6 | 582.3 | 828.2 | 1110 | 1417 | 1743 | 2079 | 2427 | 2781 | 3135 | 3479 | 3817 | 4063 | 4197 | 4290 | 4368 | 4438 | 4501 | 4563 | 54355.8
660 | 25 | 29 | 28 | 31 | 30 | 34 | 32 | 29 | 17 | 15 | 14 | 19 | 19 | 20 | 21 | 23 | 24 | 24 | 24 | 18 | 476 | 660 | 177.5 | 375.2 | 599.1 | 850.1 | 1132 | 1439 | 1765 | 2102 | 2446 | 2795 | 3140 | 3482 | 3811 | 4053 | 4179 | 4268 | 4346 | 4415 | 4477 | 4537 | 54388.9
661 | 47 | 43 | 43 | 42 | 44 | 41 | 35 | 34 | 34 | 34 | 30 | 25 | 24 | 22 | 22 | 20 | 22 | 24 | 26 | 23 | 635 | 661 | 173.3 | 369.5 | 593.9 | 846.9 | 1132 | 1445 | 1772 | 2114 | 2467 | 2824 | 3179 | 3529 | 3871 | 4126 | 4260 | 4351 | 4430 | 4501 | 4564 | 4626 | 55174.6
662 | 28 | 31 | 32 | 35 | 37 | 37 | 34 | 29 | 26 | 29 | 30 | 28 | 24 | 21 | 22 | 21 | 21 | 21 | 23 | 26 | 555 | 662 | 176.9 | 368.1 | 587.2 | 835.3 | 1115 | 1423 | 1745 | 2083 | 2437 | 2792 | 3147 | 3503 | 3842 | 4095 | 4228 | 4320 | 4395 | 4467 | 4532 | 4595 | 54686.5
663 | 25 | 26 | 29 | 28 | 28 | 20 | 21 | 18 | 22 | 22 | 21 | 13 | 6 | 0 | 0 | 1 | 2 | 5 | 9 | 13 | 309 | 663 | 168.1 | 357.5 | 570.6 | 811.8 | 1082 | 1375 | 1687 | 2005 | 2337 | 2675 | 3006 | 3335 | 3646 | 3865 | 3973 | 4047 | 4108 | 4162 | 4211 | 4258 | 51680
664 | 46 | 41 | 40 | 37 | 37 | 33 | 31 | 27 | 29 | 29 | 30 | 29 | 28 | 27 | 25 | 27 | 30 | 34 | 33 | 30 | 643 | 664 | 176 | 373.4 | 594.9 | 843.7 | 1123 | 1432 | 1755 | 2094 | 2447 | 2807 | 3168 | 3526 | 3873 | 4132 | 4273 | 4369 | 4450 | 4525 | 4592 | 4659 | 55213
665 | 24 | 23 | 26 | 26 | 29 | 28 | 30 | 28 | 25 | 22 | 16 | 13 | 11 | 17 | 22 | 27 | 29 | 30 | 30 | 33 | 489 | 665 | 157.6 | 347.9 | 566.5 | 813.7 | 1094 | 1399 | 1724 | 2067 | 2420 | 2783 | 3142 | 3498 | 3845 | 4110 | 4249 | 4339 | 4414 | 4482 | 4545 | 4601 | 54597.7
666 | 29 | 33 | 30 | 30 | 24 | 24 | 19 | 21 | 21 | 26 | 26 | 25 | 23 | 19 | 19 | 18 | 19 | 17 | 18 | 17 | 458 | 666 | 172.8 | 368.3 | 586.1 | 831.5 | 1108 | 1409 | 1726 | 2058 | 2398 | 2741 | 3083 | 3419 | 3740 | 3963 | 4075 | 4156 | 4221 | 4278 | 4328 | 4379 | 53040.7
667 | 15 | 22 | 23 | 25 | 26 | 26 | 28 | 24 | 19 | 18 | 18 | 19 | 18 | 15 | 15 | 14 | 13 | 14 | 14 | 18 | 384 | 667 | 174.5 | 370.5 | 592 | 841 | 1120 | 1425 | 1748 | 2082 | 2431 | 2784 | 3134 | 3475 | 3809 | 4045 | 4164 | 4245 | 4313 | 4373 | 4426 | 4477 | 54029
668 | 36 | 38 | 40 | 39 | 38 | 35 | 34 | 32 | 29 | 30 | 28 | 21 | 10 | 1 | 0 | 0 | 0 | 0 | 6 | 10 | 427 | 668 | 173.2 | 364.9 | 581.8 | 825.8 | 1100 | 1397 | 1712 | 2040 | 2381 | 2723 | 3062 | 3397 | 3711 | 3925 | 4029 | 4101 | 4162 | 4212 | 4260 | 4305 | 52462.7
669 | 34 | 34 | 27 | 17 | 8 | 7 | 9 | 9 | 12 | 21 | 28 | 30 | 26 | 24 | 24 | 23 | 22 | 21 | 24 | 25 | 425 | 669 | 174.5 | 367.1 | 586.9 | 834.7 | 1114 | 1418 | 1741 | 2075 | 2422 | 2776 | 3128 | 3481 | 3824 | 4080 | 4215 | 4306 | 4382 | 4452 | 4517 | 4579 | 54473.2
670 | 26 | 29 | 27 | 26 | 23 | 25 | 29 | 31 | 32 | 30 | 25 | 19 | 17 | 20 | 22 | 21 | 21 | 21 | 23 | 24 | 491 | 670 | 170.2 | 360.8 | 579.7 | 827.1 | 1103 | 1406 | 1727 | 2057 | 2399 | 2746 | 3090 | 3426 | 3750 | 3984 | 4102 | 4184 | 4251 | 4311 | 4366 | 4419 | 53258.8
671 | 36 | 39 | 41 | 43 | 40 | 35 | 32 | 32 | 34 | 33 | 27 | 19 | 16 | 16 | 20 | 23 | 26 | 27 | 26 | 26 | 591 | 671 | 176.4 | 372 | 597.4 | 849.1 | 1128 | 1433 | 1752 | 2088 | 2439 | 2793 | 3144 | 3486 | 3809 | 4045 | 4166 | 4258 | 4335 | 4403 | 4464 | 4524 | 54261.9
672 | 30 | 31 | 28 | 30 | 28 | 31 | 27 | 26 | 23 | 21 | 18 | 17 | 14 | 16 | 16 | 18 | 18 | 19 | 20 | 22 | 453 | 672 | 173 | 367.2 | 587.4 | 834.5 | 1113 | 1416 | 1737 | 2068 | 2410 | 2756 | 3101 | 3436 | 3762 | 3998 | 4118 | 4199 | 4266 | 4326 | 4378 | 4430 | 53476.1
673 | 39 | 37 | 38 | 35 | 37 | 32 | 29 | 27 | 25 | 27 | 22 | 26 | 25 | 27 | 26 | 26 | 23 | 22 | 22 | 24 | 569 | 673 | 172.2 | 366.6 | 586.7 | 834.6 | 1113 | 1421 | 1743 | 2075 | 2422 | 2769 | 3117 | 3462 | 3800 | 4049 | 4183 | 4275 | 4353 | 4423 | 4485 | 4546 | 54196.1
674 | 39 | 34 | 35 | 30 | 30 | 30 | 29 | 29 | 25 | 30 | 30 | 31 | 28 | 27 | 25 | 24 | 25 | 28 | 29 | 32 | 590 | 674 | 179 | 376.6 | 599.2 | 850 | 1137 | 1446 | 1778 | 2122 | 2483 | 2849 | 3218 | 3576 | 3928 | 4189 | 4332 | 4429 | 4511 | 4586 | 4656 | 4725 | 55969.8
675 | 35 | 33 | 35 | 31 | 27 | 24 | 22 | 22 | 18 | 22 | 24 | 26 | 22 | 20 | 16 | 14 | 13 | 15 | 15 | 18 | 452 | 675 | 177 | 371.9 | 590.7 | 835.1 | 1108 | 1402 | 1714 | 2038 | 2375 | 2711 | 3045 | 3373 | 3690 | 3910 | 4018 | 4094 | 4157 | 4210 | 4259 | 4308 | 52386.7
676 | 12 | 22 | 18 | 19 | 15 | 24 | 27 | 30 | 26 | 27 | 23 | 20 | 16 | 19 | 19 | 19 | 16 | 16 | 15 | 16 | 399 | 676 | 171.7 | 364.8 | 586.1 | 835.7 | 1116 | 1424 | 1751 | 2090 | 2443 | 2800 | 3152 | 3497 | 3834 | 4078 | 4201 | 4284 | 4354 | 4415 | 4470 | 4522 | 54389.3
677 | 35 | 32 | 34 | 32 | 35 | 35 | 34 | 31 | 27 | 28 | 28 | 28 | 24 | 19 | 14 | 11 | 8 | 9 | 13 | 21 | 498 | 677 | 178.2 | 373.7 | 593.9 | 839.7 | 1116 | 1420 | 1739 | 2070 | 2415 | 2764 | 3107 | 3451 | 3783 | 4015 | 4132 | 4210 | 4276 | 4332 | 4385 | 4443 | 53643.5
678 | 42 | 38 | 41 | 43 | 43 | 38 | 31 | 30 | 29 | 27 | 25 | 24 | 24 | 24 | 22 | 23 | 23 | 25 | 26 | 27 | 605 | 678 | 178.5 | 376.4 | 597.3 | 853.2 | 1141 | 1450 | 1778 | 2121 | 2477 | 2838 | 3196 | 3550 | 3895 | 4154 | 4294 | 4389 | 4471 | 4546 | 4612 | 4676 | 55593.4
679 | 0 | 1 | 1 | 1 | 3 | 7 | 9 | 13 | 11 | 11 | 11 | 12 | 13 | 10 | 12 | 11 | 15 | 15 | 16 | 13 | 185 | 679 | 154.6 | 330.5 | 531.3 | 761.2 | 1015 | 1297 | 1593 | 1909 | 2250 | 2592 | 2935 | 3272 | 3601 | 3836 | 3964 | 4052 | 4120 | 4177 | 4227 | 4275 | 50892.6
680 | 40 | 40 | 39 | 37 | 37 | 34 | 32 | 29 | 29 | 29 | 27 | 22 | 22 | 24 | 26 | 24 | 23 | 26 | 28 | 29 | 597 | 680 | 174.4 | 368.8 | 592.2 | 845.8 | 1130 | 1441 | 1771 | 2110 | 2467 | 2828 | 3182 | 3529 | 3871 | 4124 | 4261 | 4354 | 4432 | 4504 | 4568 | 4630 | 55183.2
681 | 32 | 32 | 32 | 32 | 34 | 33 | 30 | 29 | 27 | 29 | 25 | 24 | 20 | 17 | 17 | 16 | 19 | 15 | 20 | 21 | 504 | 681 | 173.9 | 366 | 583.3 | 828.4 | 1107 | 1407 | 1726 | 2060 | 2401 | 2749 | 3094 | 3433 | 3762 | 3993 | 4110 | 4199 | 4273 | 4336 | 4396 | 4454 | 53451.6
682 | 22 | 23 | 22 | 21 | 21 | 20 | 19 | 12 | 6 | 1 | 1 | 1 | 1 | 7 | 12 | 17 | 14 | 13 | 10 | 10 | 253 | 682 | 158.6 | 349.4 | 566.4 | 810.7 | 1082 | 1378 | 1690 | 2014 | 2341 | 2666 | 2990 | 3304 | 3611 | 3830 | 3945 | 4027 | 4091 | 4144 | 4192 | 4238 | 51428.1
683 | 39 | 36 | 37 | 34 | 35 | 30 | 27 | 26 | 24 | 27 | 23 | 25 | 25 | 27 | 26 | 25 | 23 | 22 | 20 | 23 | 554 | 683 | 178.5 | 378.8 | 607.9 | 860.7 | 1145 | 1456 | 1784 | 2129 | 2487 | 2850 | 3214 | 3577 | 3931 | 4195 | 4336 | 4434 | 4515 | 4590 | 4656 | 4719 | 56043.9
684 | 38 | 31 | 27 | 25 | 26 | 27 | 28 | 27 | 27 | 24 | 24 | 23 | 21 | 21 | 23 | 23 | 24 | 22 | 19 | 13 | 493 | 684 | 171.1 | 362.7 | 580.1 | 825.4 | 1101 | 1402 | 1719 | 2046 | 2384 | 2728 | 3063 | 3395 | 3712 | 3934 | 4046 | 4124 | 4190 | 4247 | 4299 | 4347 | 52676.3
685 | 32 | 30 | 34 | 35 | 39 | 35 | 34 | 30 | 31 | 31 | 31 | 31 | 31 | 31 | 30 | 31 | 31 | 34 | 32 | 34 | 647 | 685 | 176.4 | 372 | 596.8 | 851 | 1141 | 1463 | 1802 | 2154 | 2523 | 2906 | 3286 | 3663 | 4028 | 4311 | 4467 | 4571 | 4659 | 4740 | 4815 | 4883 | 57408.2
686 | 36 | 29 | 32 | 30 | 33 | 31 | 32 | 30 | 31 | 29 | 26 | 25 | 23 | 25 | 21 | 26 | 26 | 30 | 30 | 30 | 575 | 686 | 170.5 | 365.4 | 584.3 | 833 | 1115 | 1424 | 1750 | 2092 | 2450 | 2814 | 3173 | 3523 | 3872 | 4130 | 4268 | 4364 | 4445 | 4517 | 4583 | 4647 | 55120.2
687 | 26 | 30 | 32 | 37 | 40 | 36 | 30 | 21 | 20 | 21 | 25 | 25 | 26 | 27 | 26 | 25 | 24 | 24 | 25 | 26 | 546 | 687 | 170.3 | 362.8 | 582.6 | 830.1 | 1110 | 1415 | 1737 | 2072 | 2423 | 2776 | 3126 | 3472 | 3810 | 4060 | 4193 | 4283 | 4357 | 4425 | 4485 | 4544 | 54233.8
688 | 27 | 24 | 23 | 22 | 22 | 22 | 19 | 18 | 19 | 20 | 21 | 19 | 19 | 16 | 14 | 15 | 18 | 20 | 16 | 11 | 385 | 688 | 170.8 | 361.8 | 576.6 | 819.7 | 1095 | 1394 | 1706 | 2030 | 2366 | 2703 | 3036 | 3365 | 3683 | 3904 | 4017 | 4095 | 4160 | 4216 | 4266 | 4315 | 52279.9
689 | 30 | 37 | 36 | 39 | 37 | 35 | 34 | 33 | 33 | 29 | 21 | 20 | 18 | 18 | 16 | 16 | 18 | 19 | 18 | 18 | 525 | 689 | 171.7 | 363.1 | 581.5 | 828.9 | 1106 | 1408 | 1728 | 2058 | 2401 | 2744 | 3080 | 3411 | 3737 | 3965 | 4079 | 4157 | 4222 | 4281 | 4335 | 4390 | 53047.2
690 | 28 | 27 | 26 | 25 | 20 | 15 | 14 | 18 | 21 | 21 | 17 | 16 | 12 | 10 | 5 | 4 | 7 | 12 | 14 | 12 | 324 | 690 | 159.3 | 351.6 | 566.2 | 811.1 | 1084 | 1381 | 1698 | 2022 | 2358 | 2693 | 3024 | 3350 | 3661 | 3876 | 3982 | 4054 | 4115 | 4166 | 4213 | 4258 | 51823.2
691 | 31 | 28 | 28 | 26 | 28 | 28 | 29 | 25 | 24 | 24 | 25 | 24 | 20 | 19 | 19 | 20 | 17 | 17 | 16 | 18 | 466 | 691 | 170 | 362.7 | 580.5 | 824.7 | 1099 | 1402 | 1718 | 2047 | 2385 | 2729 | 3071 | 3403 | 3726 | 3956 | 4073 | 4154 | 4220 | 4278 | 4331 | 4381 | 52910.9
692 | 26 | 26 | 28 | 34 | 36 | 34 | 28 | 27 | 27 | 26 | 25 | 25 | 25 | 26 | 24 | 22 | 19 | 20 | 20 | 18 | 516 | 692 | 169.8 | 362.3 | 578.3 | 824 | 1095 | 1395 | 1710 | 2035 | 2376 | 2716 | 3056 | 3390 | 3710 | 3946 | 4070 | 4155 | 4223 | 4288 | 4346 | 4403 | 52848.4
693 | 34 | 31 | 31 | 34 | 38 | 40 | 36 | 33 | 30 | 28 | 26 | 26 | 26 | 27 | 27 | 25 | 22 | 22 | 23 | 27 | 586 | 693 | 171.7 | 363 | 582.3 | 830.3 | 1110 | 1417 | 1742 | 2079 | 2424 | 2773 | 3120 | 3463 | 3804 | 4052 | 4184 | 4278 | 4356 | 4425 | 4487 | 4547 | 54208.3
694 | 45 | 42 | 40 | 36 | 24 | 15 | 6 | 5 | 4 | 2 | 5 | 12 | 18 | 24 | 24 | 24 | 21 | 17 | 18 | 16 | 398 | 694 | 171.9 | 369 | 590.9 | 839.3 | 1118 | 1417 | 1734 | 2056 | 2384 | 2718 | 3049 | 3383 | 3704 | 3934 | 4053 | 4141 | 4212 | 4270 | 4325 | 4376 | 52845.1
695 | 40 | 42 | 40 | 38 | 31 | 31 | 27 | 27 | 24 | 26 | 25 | 21 | 16 | 14 | 16 | 19 | 20 | 21 | 22 | 24 | 524 | 695 | 177.7 | 375.4 | 596.8 | 844.9 | 1125 | 1430 | 1753 | 2091 | 2434 | 2788 | 3138 | 3482 | 3811 | 4049 | 4172 | 4259 | 4333 | 4401 | 4462 | 4523 | 54245.8
696 | 29 | 26 | 31 | 31 | 33 | 29 | 29 | 25 | 22 | 22 | 20 | 21 | 14 | 19 | 19 | 24 | 21 | 21 | 18 | 16 | 470 | 696 | 171.3 | 362.9 | 581.5 | 823.3 | 1097 | 1397 | 1709 | 2033 | 2367 | 2703 | 3034 | 3359 | 3673 | 3898 | 4010 | 4088 | 4154 | 4211 | 4263 | 4313 | 52248
697 | 36 | 41 | 41 | 42 | 41 | 40 | 36 | 31 | 29 | 31 | 30 | 28 | 26 | 24 | 21 | 20 | 21 | 18 | 11 | 7 | 574 | 697 | 177.6 | 376.6 | 601.7 | 853.6 | 1132 | 1442 | 1767 | 2100 | 2445 | 2798 | 3144 | 3483 | 3811 | 4044 | 4164 | 4251 | 4325 | 4390 | 4442 | 4490 | 54237.5
698 | 36 | 36 | 31 | 26 | 20 | 21 | 21 | 24 | 25 | 26 | 23 | 18 | 14 | 13 | 14 | 15 | 18 | 20 | 21 | 19 | 441 | 698 | 171.9 | 364.6 | 580.7 | 823 | 1092 | 1389 | 1701 | 2024 | 2356 | 2686 | 3014 | 3336 | 3647 | 3863 | 3972 | 4047 | 4110 | 4164 | 4213 | 4261 | 51815.2
699 | 26 | 27 | 29 | 32 | 34 | 33 | 32 | 27 | 27 | 25 | 26 | 21 | 22 | 19 | 17 | 18 | 17 | 20 | 16 | 20 | 488 | 699 | 172.6 | 366.2 | 585.5 | 831.7 | 1111 | 1413 | 1735 | 2066 | 2410 | 2756 | 3100 | 3437 | 3762 | 3994 | 4108 | 4188 | 4257 | 4318 | 4372 | 4424 | 53407
700 | 34 | 36 | 33 | 32 | 31 | 31 | 29 | 26 | 28 | 28 | 27 | 23 | 22 | 20 | 21 | 16 | 19 | 16 | 16 | 15 | 503 | 700 | 178.4 | 377.5 | 599.3 | 845.2 | 1124 | 1426 | 1745 | 2075 | 2416 | 2761 | 3106 | 3444 | 3774 | 4008 | 4130 | 4213 | 4285 | 4350 | 4408 | 4458 | 53723.4
701 | 42 | 38 | 33 | 31 | 27 | 29 | 24 | 25 | 23 | 22 | 20 | 20 | 21 | 21 | 15 | 13 | 15 | 21 | 22 | 20 | 482 | 701 | 175.5 | 368.9 | 588.1 | 833.2 | 1108 | 1407 | 1722 | 2049 | 2386 | 2727 | 3063 | 3393 | 3712 | 3936 | 4046 | 4124 | 4188 | 4246 | 4298 | 4351 | 52721.7
702 | 43 | 43 | 43 | 43 | 41 | 38 | 36 | 36 | 36 | 36 | 32 | 29 | 25 | 25 | 26 | 30 | 28 | 27 | 23 | 24 | 664 | 702 | 179.1 | 378.9 | 607.4 | 865.6 | 1154 | 1467 | 1803 | 2150 | 2509 | 2869 | 3231 | 3585 | 3929 | 4178 | 4309 | 4401 | 4479 | 4549 | 4612 | 4672 | 55928
703 | 33 | 38 | 40 | 43 | 43 | 38 | 36 | 34 | 34 | 31 | 26 | 24 | 23 | 23 | 21 | 22 | 23 | 25 | 23 | 24 | 604 | 703 | 172 | 367.1 | 590.3 | 839.1 | 1122 | 1430 | 1751 | 2088 | 2442 | 2793 | 3146 | 3495 | 3837 | 4086 | 4217 | 4307 | 4385 | 4455 | 4519 | 4581 | 54622.5
704 | 32 | 33 | 35 | 37 | 38 | 33 | 30 | 27 | 29 | 26 | 25 | 20 | 18 | 17 | 17 | 18 | 14 | 19 | 20 | 24 | 512 | 704 | 176.9 | 373.9 | 594 | 841.5 | 1120 | 1423 | 1743 | 2078 | 2422 | 2766 | 3111 | 3449 | 3777 | 4010 | 4128 | 4215 | 4285 | 4345 | 4405 | 4462 | 53725.3
705 | 37 | 33 | 38 | 40 | 43 | 38 | 32 | 31 | 30 | 31 | 28 | 28 | 26 | 26 | 24 | 27 | 28 | 28 | 29 | 29 | 626 | 705 | 172.4 | 366.3 | 591 | 843.9 | 1134 | 1448 | 1782 | 2132 | 2498 | 2870 | 3242 | 3610 | 3974 | 4247 | 4396 | 4498 | 4583 | 4660 | 4731 | 4795 | 56573.6
706 | 38 | 39 | 37 | 38 | 37 | 38 | 38 | 37 | 34 | 31 | 25 | 25 | 24 | 28 | 28 | 28 | 27 | 29 | 30 | 30 | 641 | 706 | 171 | 362.2 | 579.4 | 825.6 | 1103 | 1405 | 1729 | 2067 | 2419 | 2775 | 3128 | 3476 | 3814 | 4066 | 4204 | 4297 | 4376 | 4447 | 4512 | 4574 | 54330.2
707 | 27 | 29 | 22 | 14 | 6 | 10 | 16 | 18 | 13 | 11 | 12 | 14 | 15 | 13 | 13 | 12 | 13 | 12 | 8 | 8 | 286 | 707 | 172.6 | 363.4 | 579.9 | 824.9 | 1093 | 1374 | 1688 | 2016 | 2352 | 2691 | 3027 | 3354 | 3667 | 3887 | 3997 | 4074 | 4137 | 4191 | 4240 | 4287 | 52015.8
708 | 41 | 39 | 38 | 34 | 36 | 28 | 24 | 22 | 22 | 25 | 19 | 24 | 23 | 27 | 24 | 23 | 19 | 16 | 16 | 19 | 519 | 708 | 176.4 | 373.7 | 597 | 842.1 | 1119 | 1418 | 1732 | 2059 | 2395 | 2735 | 3075 | 3406 | 3733 | 3969 | 4093 | 4183 | 4258 | 4322 | 4381 | 4438 | 53305.2
709 | 35 | 37 | 36 | 38 | 34 | 32 | 29 | 28 | 25 | 24 | 25 | 25 | 25 | 21 | 23 | 22 | 25 | 23 | 24 | 23 | 554 | 709 | 178.2 | 375.4 | 598.8 | 849.8 | 1132 | 1437 | 1761 | 2096 | 2443 | 2791 | 3136 | 3475 | 3805 | 4043 | 4171 | 4263 | 4339 | 4408 | 4469 | 4529 | 54300.2
710 | 31 | 32 | 29 | 28 | 27 | 30 | 28 | 25 | 20 | 21 | 21 | 21 | 18 | 19 | 17 | 15 | 15 | 15 | 18 | 15 | 445 | 710 | 171.6 | 363.1 | 579.8 | 824.8 | 1101 | 1401 | 1718 | 2042 | 2379 | 2719 | 3056 | 3385 | 3705 | 3933 | 4048 | 4126 | 4191 | 4249 | 4300 | 4349 | 52641.3
711 | 22 | 28 | 28 | 31 | 33 | 31 | 30 | 27 | 30 | 28 | 25 | 21 | 22 | 23 | 23 | 22 | 19 | 17 | 17 | 18 | 495 | 711 | 175.7 | 371.4 | 589.4 | 833.3 | 1108 | 1407 | 1722 | 2049 | 2390 | 2733 | 3070 | 3401 | 3724 | 3954 | 4074 | 4164 | 4237 | 4300 | 4358 | 4414 | 53074.8
712 | 22 | 15 | 20 | 25 | 35 | 37 | 32 | 27 | 23 | 23 | 20 | 20 | 17 | 17 | 19 | 18 | 20 | 17 | 21 | 22 | 450 | 712 | 172 | 366.4 | 587.7 | 835 | 1114 | 1422 | 1745 | 2081 | 2429 | 2781 | 3133 | 3480 | 3814 | 4056 | 4179 | 4262 | 4331 | 4395 | 4451 | 4506 | 54140.1
713 | 24 | 24 | 27 | 29 | 25 | 22 | 20 | 24 | 25 | 29 | 30 | 32 | 27 | 24 | 26 | 31 | 35 | 34 | 32 | 31 | 551 | 713 | 175.1 | 371.4 | 597.1 | 854.4 | 1144 | 1463 | 1799 | 2154 | 2519 | 2893 | 3261 | 3628 | 3984 | 4261 | 4409 | 4507 | 4587 | 4661 | 4730 | 4791 | 56789
714 | 22 | 24 | 21 | 23 | 23 | 22 | 17 | 13 | 16 | 18 | 16 | 14 | 15 | 16 | 17 | 17 | 20 | 23 | 24 | 22 | 383 | 714 | 171.5 | 365.4 | 585.8 | 832.4 | 1110 | 1410 | 1731 | 2064 | 2411 | 2761 | 3106 | 3443 | 3772 | 4006 | 4126 | 4207 | 4275 | 4336 | 4390 | 4442 | 53545.1
715 | 40 | 39 | 40 | 39 | 40 | 36 | 33 | 31 | 31 | 33 | 31 | 28 | 25 | 22 | 22 | 22 | 25 | 25 | 26 | 26 | 614 | 715 | 170.7 | 364 | 584.7 | 832.7 | 1110 | 1415 | 1734 | 2073 | 2425 | 2783 | 3136 | 3483 | 3822 | 4068 | 4198 | 4291 | 4369 | 4439 | 4501 | 4561 | 54360.1
716 | 31 | 35 | 35 | 37 | 36 | 37 | 32 | 29 | 29 | 28 | 30 | 25 | 27 | 26 | 30 | 29 | 30 | 28 | 28 | 28 | 610 | 716 | 176.5 | 373.5 | 596.3 | 850.1 | 1139 | 1453 | 1788 | 2139 | 2504 | 2880 | 3255 | 3623 | 3982 | 4252 | 4400 | 4501 | 4586 | 4663 | 4734 | 4799 | 56694.4
717 | 22 | 21 | 25 | 28 | 29 | 28 | 20 | 18 | 16 | 19 | 19 | 18 | 19 | 19 | 18 | 15 | 15 | 15 | 17 | 16 | 397 | 717 | 173 | 364.2 | 582.1 | 825.1 | 1099 | 1397 | 1711 | 2034 | 2373 | 2712 | 3049 | 3379 | 3698 | 3922 | 4036 | 4114 | 4179 | 4236 | 4286 | 4335 | 52504.4
718 | 39 | 36 | 38 | 42 | 45 | 44 | 39 | 34 | 32 | 31 | 31 | 32 | 31 | 31 | 31 | 30 | 24 | 24 | 26 | 34 | 674 | 718 | 180.6 | 381.1 | 613.1 | 871.2 | 1165 | 1486 | 1823 | 2171 | 2536 | 2904 | 3271 | 3633 | 3982 | 4246 | 4389 | 4486 | 4572 | 4651 | 4724 | 4796 | 56881
719 | 32 | 25 | 31 | 31 | 33 | 27 | 22 | 26 | 31 | 38 | 35 | 28 | 21 | 19 | 20 | 21 | 21 | 21 | 23 | 23 | 528 | 719 | 172.2 | 366.2 | 588.1 | 838.4 | 1118 | 1425 | 1748 | 2085 | 2436 | 2792 | 3147 | 3496 | 3835 | 4084 | 4213 | 4299 | 4373 | 4442 | 4504 | 4564 | 54525.9
720 | 30 | 28 | 33 | 32 | 35 | 30 | 33 | 31 | 34 | 34 | 33 | 28 | 22 | 20 | 23 | 25 | 28 | 29 | 32 | 31 | 591 | 720 | 178.3 | 377.1 | 599.3 | 849.5 | 1134 | 1446 | 1775 | 2118 | 2480 | 2847 | 3218 | 3582 | 3928 | 4188 | 4330 | 4428 | 4509 | 4584 | 4653 | 4717 | 55941.2
721 | 46 | 45 | 44 | 43 | 44 | 40 | 35 | 31 | 33 | 36 | 37 | 33 | 28 | 24 | 24 | 26 | 29 | 28 | 28 | 27 | 681 | 721 | 180.7 | 380 | 603 | 855.7 | 1139 | 1446 | 1769 | 2102 | 2452 | 2809 | 3160 | 3505 | 3839 | 4082 | 4210 | 4299 | 4378 | 4449 | 4515 | 4579 | 54752.4
722 | 32 | 36 | 38 | 42 | 44 | 43 | 38 | 33 | 29 | 29 | 30 | 31 | 29 | 28 | 25 | 27 | 27 | 27 | 27 | 28 | 643 | 722 | 170.7 | 364.5 | 583.6 | 829.7 | 1111 | 1420 | 1746 | 2081 | 2428 | 2778 | 3131 | 3480 | 3818 | 4069 | 4200 | 4294 | 4372 | 4441 | 4504 | 4564 | 54385.5
723 | 10 | 16 | 15 | 15 | 20 | 26 | 30 | 26 | 28 | 29 | 28 | 25 | 24 | 25 | 26 | 25 | 24 | 20 | 19 | 21 | 452 | 723 | 173.2 | 368.9 | 590.6 | 839.6 | 1117 | 1421 | 1745 | 2076 | 2424 | 2774 | 3125 | 3471 | 3803 | 4047 | 4175 | 4265 | 4339 | 4404 | 4463 | 4522 | 54143.3
724 | 28 | 26 | 28 | 25 | 26 | 22 | 17 | 8 | 3 | 5 | 12 | 15 | 15 | 14 | 17 | 17 | 19 | 20 | 21 | 20 | 358 | 724 | 173.7 | 366.3 | 584.5 | 830.8 | 1104 | 1406 | 1720 | 2045 | 2373 | 2705 | 3039 | 3366 | 3684 | 3911 | 4023 | 4102 | 4166 | 4221 | 4271 | 4322 | 52413.3
725 | 30 | 32 | 32 | 35 | 34 | 36 | 35 | 35 | 33 | 30 | 29 | 28 | 29 | 27 | 21 | 16 | 14 | 15 | 18 | 20 | 549 | 725 | 177.2 | 373.1 | 592.1 | 839 | 1117 | 1422 | 1745 | 2083 | 2435 | 2784 | 3130 | 3474 | 3809 | 4051 | 4177 | 4263 | 4329 | 4387 | 4438 | 4491 | 54116.4
726 | 12 | 17 | 16 | 18 | 15 | 16 | 12 | 13 | 15 | 20 | 21 | 18 | 17 | 16 | 20 | 17 | 21 | 21 | 25 | 26 | 356 | 726 | 156.7 | 338.6 | 556.7 | 807.6 | 1090 | 1399 | 1726 | 2071 | 2427 | 2788 | 3147 | 3495 | 3835 | 4087 | 4220 | 4306 | 4375 | 4438 | 4494 | 4548 | 54305.6
727 | 36 | 34 | 34 | 37 | 40 | 41 | 37 | 32 | 30 | 27 | 27 | 26 | 24 | 23 | 22 | 22 | 22 | 22 | 24 | 27 | 587 | 727 | 177.1 | 372.6 | 592.4 | 841.5 | 1123 | 1433 | 1761 | 2096 | 2445 | 2799 | 3155 | 3498 | 3836 | 4075 | 4199 | 4288 | 4365 | 4434 | 4497 | 4558 | 54545.6
728 | 25 | 30 | 31 | 34 | 33 | 29 | 24 | 21 | 23 | 25 | 25 | 22 | 18 | 18 | 18 | 20 | 20 | 22 | 21 | 24 | 483 | 728 | 170.6 | 362 | 580.9 | 826.5 | 1102 | 1405 | 1724 | 2055 | 2392 | 2738 | 3080 | 3415 | 3740 | 3977 | 4097 | 4177 | 4246 | 4307 | 4360 | 4412 | 53167
729 | 35 | 30 | 23 | 15 | 7 | 6 | 8 | 17 | 25 | 31 | 30 | 27 | 23 | 21 | 20 | 22 | 22 | 23 | 24 | 26 | 435 | 729 | 171.8 | 363.7 | 580 | 827.6 | 1101 | 1387 | 1694 | 2033 | 2383 | 2734 | 3084 | 3427 | 3767 | 4015 | 4145 | 4234 | 4310 | 4378 | 4438 | 4499 | 53572.1
730 | 35 | 37 | 35 | 32 | 29 | 29 | 28 | 27 | 24 | 25 | 22 | 19 | 19 | 18 | 20 | 16 | 22 | 23 | 27 | 26 | 513 | 730 | 175.5 | 370.9 | 589.2 | 834.3 | 1113 | 1415 | 1733 | 2065 | 2406 | 2755 | 3099 | 3439 | 3768 | 4011 | 4135 | 4219 | 4289 | 4356 | 4415 | 4473 | 53660.9
731 | 44 | 40 | 41 | 40 | 43 | 42 | 42 | 38 | 35 | 30 | 29 | 29 | 31 | 29 | 29 | 29 | 32 | 32 | 30 | 31 | 696 | 731 | 179.2 | 377.1 | 603 | 857.4 | 1144 | 1452 | 1781 | 2126 | 2480 | 2837 | 3190 | 3540 | 3884 | 4136 | 4274 | 4373 | 4461 | 4543 | 4616 | 4688 | 55541.7
732 | 43 | 31 | 30 | 27 | 33 | 34 | 36 | 36 | 37 | 35 | 33 | 30 | 28 | 29 | 31 | 33 | 35 | 34 | 34 | 31 | 660 | 732 | 184.9 | 388.2 | 618.2 | 877.8 | 1168 | 1486 | 1827 | 2183 | 2553 | 2932 | 3308 | 3678 | 4040 | 4313 | 4462 | 4564 | 4651 | 4731 | 4807 | 4878 | 57650.1
733 | 27 | 30 | 32 | 33 | 32 | 31 | 30 | 27 | 26 | 22 | 20 | 15 | 13 | 13 | 16 | 16 | 16 | 14 | 17 | 15 | 445 | 733 | 169.5 | 358.9 | 572.7 | 813 | 1085 | 1379 | 1691 | 2013 | 2346 | 2679 | 3005 | 3326 | 3634 | 3845 | 3949 | 4024 | 4085 | 4137 | 4185 | 4230 | 51527.1
734 | 25 | 30 | 36 | 41 | 42 | 39 | 36 | 32 | 29 | 27 | 29 | 28 | 30 | 28 | 25 | 21 | 20 | 21 | 25 | 24 | 588 | 734 | 171 | 362.8 | 582.8 | 829.2 | 1104 | 1412 | 1734 | 2068 | 2411 | 2759 | 3104 | 3443 | 3770 | 4008 | 4133 | 4222 | 4297 | 4362 | 4422 | 4480 | 53674.8
735 | 33 | 38 | 40 | 32 | 23 | 12 | 13 | 12 | 12 | 12 | 18 | 23 | 28 | 25 | 25 | 25 | 28 | 29 | 30 | 32 | 490 | 735 | 179.7 | 381.3 | 611.7 | 870.7 | 1158 | 1472 | 1803 | 2152 | 2513 | 2883 | 3251 | 3610 | 3963 | 4230 | 4368 | 4466 | 4549 | 4624 | 4692 | 4756 | 56533.4
736 | 38 | 36 | 33 | 31 | 30 | 33 | 31 | 31 | 31 | 33 | 30 | 24 | 22 | 23 | 26 | 24 | 19 | 14 | 13 | 14 | 536 | 736 | 175.1 | 368 | 584.9 | 829.8 | 1104 | 1404 | 1718 | 2045 | 2387 | 2731 | 3073 | 3407 | 3732 | 3965 | 4086 | 4175 | 4249 | 4310 | 4364 | 4417 | 53124.8
737 | 25 | 30 | 32 | 31 | 21 | 11 | 5 | 9 | 13 | 13 | 16 | 17 | 23 | 22 | 19 | 20 | 20 | 22 | 20 | 17 | 386 | 737 | 171.8 | 362.5 | 578 | 822.4 | 1096 | 1398 | 1714 | 2040 | 2378 | 2717 | 3054 | 3386 | 3705 | 3936 | 4050 | 4130 | 4196 | 4255 | 4308 | 4359 | 52656.7
738 | 31 | 32 | 32 | 33 | 33 | 33 | 29 | 26 | 24 | 27 | 24 | 25 | 21 | 18 | 18 | 17 | 19 | 15 | 20 | 21 | 498 | 738 | 175.7 | 368.2 | 583.1 | 824.7 | 1095 | 1393 | 1705 | 2028 | 2366 | 2704 | 3043 | 3376 | 3698 | 3927 | 4045 | 4127 | 4192 | 4249 | 4302 | 4356 | 52557.7
739 | 29 | 34 | 35 | 38 | 36 | 29 | 21 | 15 | 16 | 18 | 20 | 21 | 21 | 20 | 19 | 16 | 16 | 15 | 18 | 20 | 457 | 739 | 173.1 | 365.3 | 582.8 | 825.9 | 1102 | 1401 | 1713 | 2037 | 2372 | 2711 | 3042 | 3363 | 3677 | 3897 | 4008 | 4084 | 4148 | 4201 | 4252 | 4304 | 52259.1
740 | 40 | 43 | 41 | 41 | 41 | 41 | 38 | 33 | 32 | 33 | 31 | 26 | 20 | 19 | 19 | 17 | 17 | 18 | 20 | 21 | 591 | 740 | 171.3 | 362.7 | 579.8 | 823 | 1098 | 1401 | 1722 | 2059 | 2408 | 2759 | 3108 | 3450 | 3776 | 4012 | 4135 | 4217 | 4288 | 4354 | 4413 | 4471 | 53607.8
741 | 45 | 47 | 43 | 40 | 35 | 34 | 34 | 36 | 35 | 35 | 32 | 31 | 30 | 27 | 29 | 28 | 30 | 28 | 27 | 28 | 674 | 741 | 177.9 | 375.7 | 600.4 | 855.3 | 1137 | 1448 | 1779 | 2127 | 2488 | 2851 | 3213 | 3567 | 3919 | 4175 | 4314 | 4411 | 4495 | 4573 | 4644 | 4714 | 55864.3
742 | 37 | 41 | 42 | 45 | 43 | 35 | 26 | 21 | 23 | 26 | 29 | 29 | 29 | 27 | 28 | 27 | 26 | 25 | 27 | 29 | 615 | 742 | 172.9 | 367.7 | 590.4 | 843 | 1126 | 1431 | 1750 | 2082 | 2428 | 2778 | 3129 | 3477 | 3813 | 4061 | 4194 | 4288 | 4366 | 4437 | 4501 | 4563 | 54398
743 | 21 | 24 | 26 | 28 | 32 | 29 | 28 | 25 | 25 | 25 | 24 | 24 | 22 | 22 | 21 | 21 | 19 | 21 | 20 | 24 | 481 | 743 | 172.3 | 365.8 | 585.2 | 832.6 | 1114 | 1420 | 1741 | 2074 | 2419 | 2770 | 3117 | 3457 | 3791 | 4038 | 4168 | 4252 | 4323 | 4388 | 4446 | 4504 | 53977.9
744 | 25 | 22 | 25 | 24 | 28 | 25 | 29 | 28 | 31 | 29 | 27 | 22 | 18 | 17 | 20 | 20 | 23 | 24 | 25 | 22 | 484 | 744 | 170.8 | 360.1 | 577 | 822.8 | 1098 | 1397 | 1712 | 2041 | 2383 | 2728 | 3070 | 3406 | 3729 | 3965 | 4084 | 4167 | 4238 | 4301 | 4358 | 4414 | 53021.7
745 | 33 | 35 | 32 | 35 | 35 | 36 | 32 | 28 | 28 | 30 | 30 | 25 | 23 | 23 | 23 | 19 | 15 | 15 | 16 | 18 | 531 | 745 | 172 | 366.1 | 586.7 | 837.6 | 1120 | 1431 | 1757 | 2095 | 2444 | 2799 | 3154 | 3504 | 3842 | 4094 | 4229 | 4319 | 4392 | 4456 | 4516 | 4569 | 54683.4
746 | 34 | 41 | 40 | 43 | 41 | 39 | 34 | 30 | 30 | 33 | 33 | 32 | 29 | 26 | 24 | 24 | 26 | 27 | 26 | 25 | 637 | 746 | 170.9 | 362.9 | 581.8 | 829.7 | 1107 | 1413 | 1733 | 2066 | 2413 | 2765 | 3116 | 3466 | 3804 | 4054 | 4190 | 4285 | 4364 | 4435 | 4498 | 4558 | 54212.3
747 | 42 | 40 | 37 | 33 | 31 | 28 | 22 | 16 | 15 | 19 | 21 | 15 | 12 | 6 | 5 | 4 | 6 | 11 | 15 | 16 | 394 | 747 | 171.1 | 364.6 | 581.3 | 821.2 | 1091 | 1386 | 1692 | 2010 | 2339 | 2672 | 2998 | 3316 | 3625 | 3833 | 3937 | 4007 | 4067 | 4118 | 4164 | 4210 | 51403.2
748 | 11 | 13 | 18 | 20 | 24 | 25 | 27 | 25 | 24 | 24 | 21 | 16 | 13 | 16 | 18 | 20 | 17 | 11 | 6 | 4 | 353 | 748 | 152.8 | 325.7 | 528.6 | 768.6 | 1038 | 1330 | 1639 | 1959 | 2290 | 2625 | 2953 | 3273 | 3583 | 3798 | 3905 | 3982 | 4043 | 4094 | 4141 | 4184 | 50612.7
749 | 39 | 38 | 36 | 37 | 38 | 41 | 38 | 36 | 34 | 36 | 34 | 31 | 30 | 31 | 32 | 29 | 27 | 28 | 28 | 28 | 671 | 749 | 179.6 | 378.1 | 601 | 851.6 | 1135 | 1446 | 1782 | 2128 | 2490 | 2858 | 3220 | 3578 | 3926 | 4194 | 4342 | 4445 | 4533 | 4615 | 4689 | 4759 | 56150.3
750 | 28 | 32 | 32 | 36 | 38 | 38 | 34 | 27 | 26 | 24 | 23 | 20 | 19 | 20 | 20 | 17 | 17 | 18 | 21 | 21 | 511 | 750 | 173.2 | 368.9 | 590.3 | 841.3 | 1123 | 1430 | 1754 | 2087 | 2435 | 2787 | 3132 | 3472 | 3800 | 4034 | 4153 | 4234 | 4301 | 4361 | 4416 | 4469 | 53961.7
751 | 23 | 26 | 24 | 26 | 23 | 21 | 19 | 19 | 24 | 27 | 26 | 21 | 15 | 13 | 15 | 18 | 18 | 19 | 18 | 21 | 416 | 751 | 172.7 | 365.1 | 584.4 | 826.7 | 1102 | 1404 | 1718 | 2046 | 2388 | 2733 | 3071 | 3401 | 3720 | 3946 | 4061 | 4140 | 4205 | 4262 | 4313 | 4363 | 52821.9
752 | 31 | 30 | 32 | 33 | 32 | 27 | 23 | 25 | 25 | 28 | 24 | 21 | 19 | 17 | 19 | 16 | 20 | 20 | 25 | 24 | 491 | 752 | 170.4 | 363 | 579.7 | 822.9 | 1099 | 1399 | 1715 | 2044 | 2388 | 2735 | 3079 | 3417 | 3745 | 3986 | 4110 | 4191 | 4260 | 4324 | 4382 | 4438 | 53248
753 | 13 | 26 | 23 | 29 | 23 | 26 | 25 | 29 | 28 | 27 | 22 | 20 | 17 | 19 | 18 | 19 | 21 | 23 | 18 | 12 | 438 | 753 | 155 | 337.5 | 554.5 | 797.8 | 1073 | 1376 | 1699 | 2032 | 2378 | 2724 | 3067 | 3403 | 3726 | 3954 | 4070 | 4151 | 4218 | 4277 | 4331 | 4380 | 52703.8
754 | 40 | 34 | 31 | 28 | 30 | 33 | 35 | 35 | 35 | 35 | 35 | 31 | 28 | 28 | 30 | 32 | 33 | 32 | 32 | 29 | 646 | 754 | 173.2 | 369.4 | 592.4 | 842 | 1124 | 1435 | 1763 | 2110 | 2471 | 2841 | 3205 | 3567 | 3923 | 4185 | 4325 | 4422 | 4503 | 4579 | 4646 | 4713 | 55789
755 | 35 | 34 | 32 | 28 | 26 | 23 | 24 | 22 | 25 | 27 | 27 | 17 | 7 | 1 | 1 | 1 | 1 | 3 | 5 | 11 | 350 | 755 | 175.5 | 366.2 | 582.1 | 826.6 | 1100 | 1397 | 1706 | 2029 | 2363 | 2703 | 3038 | 3363 | 3681 | 3898 | 4006 | 4080 | 4142 | 4195 | 4243 | 4290 | 52184.4
756 | 40 | 43 | 42 | 43 | 41 | 39 | 36 | 34 | 34 | 36 | 35 | 34 | 31 | 28 | 25 | 25 | 27 | 30 | 31 | 31 | 685 | 756 | 178.2 | 376.6 | 599.9 | 853.2 | 1139 | 1450 | 1779 | 2127 | 2483 | 2841 | 3203 | 3557 | 3903 | 4160 | 4296 | 4388 | 4473 | 4551 | 4623 | 4692 | 55672.9
757 | 42 | 32 | 34 | 28 | 34 | 31 | 35 | 31 | 30 | 25 | 21 | 18 | 20 | 19 | 22 | 22 | 22 | 21 | 19 | 21 | 527 | 757 | 173.1 | 364.3 | 583.8 | 828.2 | 1101 | 1398 | 1715 | 2045 | 2384 | 2723 | 3056 | 3382 | 3696 | 3922 | 4036 | 4122 | 4195 | 4258 | 4316 | 4373 | 52671.4
758 | 40 | 34 | 37 | 37 | 39 | 35 | 30 | 28 | 26 | 25 | 21 | 20 | 19 | 19 | 16 | 17 | 16 | 18 | 19 | 19 | 515 | 758 | 175.5 | 370.9 | 591.9 | 839.3 | 1121 | 1423 | 1744 | 2078 | 2428 | 2777 | 3120 | 3463 | 3787 | 4025 | 4146 | 4231 | 4303 | 4370 | 4430 | 4488 | 53911.6
759 | 26 | 24 | 25 | 23 | 26 | 27 | 27 | 25 | 25 | 26 | 24 | 20 | 17 | 18 | 19 | 22 | 22 | 21 | 19 | 18 | 454 | 759 | 174.8 | 366.6 | 584.3 | 829.5 | 1104 | 1403 | 1719 | 2043 | 2378 | 2718 | 3051 | 3381 | 3702 | 3929 | 4044 | 4128 | 4198 | 4260 | 4316 | 4370 | 52699.2
760 | 37 | 33 | 37 | 38 | 42 | 36 | 29 | 21 | 21 | 22 | 24 | 24 | 25 | 22 | 14 | 9 | 7 | 13 | 18 | 24 | 496 | 760 | 175.7 | 368.2 | 587.9 | 834.7 | 1115 | 1419 | 1740 | 2069 | 2409 | 2760 | 3107 | 3448 | 3782 | 4026 | 4150 | 4230 | 4297 | 4358 | 4418 | 4477 | 53771.5
761 | 34 | 28 | 32 | 30 | 36 | 32 | 29 | 21 | 16 | 13 | 15 | 16 | 19 | 18 | 19 | 17 | 16 | 18 | 19 | 21 | 449 | 761 | 172.2 | 362.4 | 578.4 | 821.1 | 1097 | 1391 | 1704 | 2029 | 2362 | 2696 | 3027 | 3353 | 3667 | 3881 | 3988 | 4063 | 4126 | 4179 | 4229 | 4277 | 52003.1
762 | 40 | 41 | 39 | 37 | 30 | 24 | 21 | 20 | 22 | 25 | 27 | 26 | 21 | 18 | 16 | 16 | 17 | 19 | 22 | 23 | 504 | 762 | 175.6 | 370.8 | 590.7 | 833.1 | 1106 | 1405 | 1717 | 2037 | 2370 | 2707 | 3041 | 3368 | 3685 | 3910 | 4022 | 4098 | 4166 | 4227 | 4284 | 4340 | 52453.2
763 | 41 | 36 | 34 | 32 | 36 | 38 | 39 | 34 | 30 | 25 | 24 | 26 | 27 | 26 | 25 | 24 | 24 | 24 | 21 | 24 | 590 | 763 | 170.2 | 361.6 | 579.9 | 826.7 | 1103 | 1405 | 1723 | 2052 | 2392 | 2735 | 3076 | 3412 | 3739 | 3979 | 4103 | 4193 | 4268 | 4334 | 4393 | 4451 | 53296.4
764 | 12 | 13 | 21 | 25 | 30 | 24 | 23 | 17 | 18 | 17 | 22 | 21 | 20 | 18 | 15 | 15 | 15 | 16 | 18 | 17 | 377 | 764 | 154.3 | 329.1 | 544.7 | 786.8 | 1061 | 1363 | 1676 | 2009 | 2350 | 2694 | 3035 | 3368 | 3689 | 3916 | 4031 | 4111 | 4175 | 4230 | 4280 | 4329 | 52131.9
765 | 30 | 30 | 31 | 32 | 33 | 33 | 29 | 28 | 26 | 27 | 26 | 24 | 24 | 23 | 24 | 17 | 11 | 5 | 4 | 3 | 460 | 765 | 172.1 | 363.7 | 580.6 | 824.2 | 1100 | 1405 | 1727 | 2058 | 2398 | 2746 | 3092 | 3429 | 3756 | 3990 | 4113 | 4201 | 4267 | 4326 | 4377 | 4426 | 53351.6
766 | 32 | 31 | 30 | 34 | 36 | 35 | 25 | 19 | 20 | 22 | 21 | 18 | 17 | 18 | 18 | 14 | 15 | 16 | 18 | 19 | 458 | 766 | 172.7 | 365.3 | 586.1 | 833 | 1111 | 1415 | 1734 | 2068 | 2409 | 2759 | 3103 | 3442 | 3767 | 4000 | 4115 | 4195 | 4262 | 4321 | 4372 | 4423 | 53453.1
767 | 30 | 30 | 31 | 27 | 20 | 11 | 6 | 6 | 16 | 28 | 35 | 31 | 23 | 13 | 5 | 2 | 3 | 9 | 16 | 22 | 364 | 767 | 171.8 | 362.8 | 582.7 | 832.2 | 1111 | 1417 | 1733 | 2060 | 2414 | 2774 | 3130 | 3482 | 3827 | 4078 | 4208 | 4294 | 4362 | 4423 | 4478 | 4530 | 54270.5
768 | 39 | 37 | 40 | 42 | 45 | 41 | 32 | 23 | 21 | 22 | 24 | 25 | 26 | 27 | 26 | 26 | 24 | 23 | 22 | 26 | 591 | 768 | 179.1 | 375 | 600.2 | 853.1 | 1135 | 1444 | 1767 | 2099 | 2442 | 2790 | 3135 | 3476 | 3808 | 4047 | 4173 | 4264 | 4340 | 4407 | 4468 | 4529 | 54331.4
769 | 44 | 43 | 41 | 31 | 23 | 19 | 20 | 23 | 25 | 29 | 29 | 26 | 23 | 20 | 18 | 14 | 9 | 7 | 7 | 10 | 461 | 769 | 176.4 | 371.6 | 592.8 | 836.7 | 1110 | 1408 | 1720 | 2044 | 2381 | 2721 | 3059 | 3394 | 3718 | 3949 | 4070 | 4149 | 4214 | 4270 | 4320 | 4369 | 52873.5
770 | 39 | 40 | 40 | 41 | 40 | 35 | 31 | 28 | 28 | 25 | 21 | 20 | 16 | 15 | 13 | 14 | 15 | 16 | 14 | 14 | 505 | 770 | 177.3 | 374.6 | 597.4 | 844.7 | 1124 | 1423 | 1735 | 2061 | 2400 | 2738 | 3070 | 3397 | 3715 | 3937 | 4045 | 4122 | 4185 | 4239 | 4287 | 4335 | 52807
771 | 35 | 24 | 26 | 24 | 27 | 25 | 23 | 24 | 26 | 28 | 26 | 26 | 23 | 23 | 18 | 19 | 15 | 16 | 19 | 21 | 468 | 771 | 179.6 | 376.6 | 597.3 | 847.5 | 1127 | 1431 | 1750 | 2083 | 2427 | 2778 | 3125 | 3469 | 3803 | 4048 | 4174 | 4261 | 4333 | 4393 | 4452 | 4511 | 54166
772 | 42 | 40 | 39 | 36 | 37 | 36 | 36 | 31 | 24 | 18 | 14 | 13 | 15 | 18 | 20 | 21 | 19 | 20 | 18 | 17 | 514 | 772 | 174.8 | 369.5 | 586.4 | 828.7 | 1099 | 1396 | 1705 | 2025 | 2354 | 2683 | 3008 | 3320 | 3624 | 3836 | 3943 | 4023 | 4091 | 4150 | 4203 | 4250 | 51669.4
773 | 21 | 12 | 10 | 7 | 13 | 22 | 27 | 27 | 27 | 27 | 29 | 25 | 27 | 28 | 31 | 29 | 28 | 24 | 22 | 21 | 457 | 773 | 176.9 | 371.5 | 592.5 | 840.1 | 1118 | 1428 | 1755 | 2095 | 2446 | 2811 | 3169 | 3525 | 3875 | 4141 | 4285 | 4383 | 4465 | 4539 | 4607 | 4669 | 55292
774 | 20 | 15 | 16 | 17 | 23 | 27 | 27 | 28 | 27 | 27 | 21 | 20 | 20 | 24 | 24 | 21 | 16 | 17 | 18 | 19 | 427 | 774 | 172.2 | 362.9 | 577.4 | 821.7 | 1097 | 1397 | 1712 | 2041 | 2380 | 2723 | 3061 | 3395 | 3719 | 3960 | 4088 | 4170 | 4240 | 4302 | 4360 | 4416 | 52995.2
775 | 37 | 33 | 31 | 27 | 28 | 30 | 29 | 31 | 30 | 33 | 30 | 27 | 25 | 26 | 28 | 27 | 23 | 18 | 16 | 17 | 546 | 775 | 173.9 | 366.6 | 587.1 | 835.8 | 1114 | 1418 | 1741 | 2073 | 2419 | 2767 | 3113 | 3453 | 3786 | 4031 | 4159 | 4249 | 4324 | 4390 | 4449 | 4507 | 53956.4
776 | 18 | 30 | 27 | 33 | 26 | 29 | 25 | 30 | 29 | 30 | 24 | 20 | 16 | 18 | 19 | 22 | 24 | 25 | 24 | 21 | 490 | 776 | 170.9 | 362.2 | 582 | 827.3 | 1099 | 1396 | 1709 | 2038 | 2377 | 2720 | 3059 | 3389 | 3710 | 3941 | 4056 | 4136 | 4204 | 4265 | 4321 | 4375 | 52737.4
777 | 40 | 38 | 34 | 25 | 18 | 15 | 12 | 15 | 18 | 26 | 25 | 23 | 21 | 20 | 17 | 16 | 19 | 22 | 24 | 22 | 450 | 777 | 171.3 | 365.1 | 584 | 831.9 | 1109 | 1413 | 1734 | 2067 | 2413 | 2762 | 3108 | 3448 | 3776 | 4019 | 4144 | 4226 | 4297 | 4363 | 4422 | 4481 | 53734.3
778 | 34 | 39 | 38 | 42 | 43 | 44 | 41 | 36 | 37 | 38 | 39 | 36 | 31 | 27 | 26 | 28 | 31 | 34 | 37 | 39 | 720 | 778 | 181 | 383.1 | 612.8 | 873 | 1167 | 1487 | 1830 | 2187 | 2559 | 2939 | 3320 | 3697 | 4065 | 4352 | 4509 | 4618 | 4712 | 4801 | 4884 | 4959 | 58135.9
779 | 45 | 43 | 38 | 28 | 16 | 10 | 10 | 16 | 23 | 30 | 31 | 29 | 26 | 26 | 23 | 22 | 21 | 24 | 25 | 27 | 513 | 779 | 173 | 368.8 | 588.7 | 835 | 1113 | 1414 | 1731 | 2062 | 2403 | 2751 | 3098 | 3440 | 3769 | 4005 | 4130 | 4218 | 4293 | 4358 | 4418 | 4476 | 53644.5
780 | 24 | 24 | 28 | 30 | 34 | 36 | 37 | 37 | 36 | 36 | 32 | 30 | 28 | 30 | 31 | 33 | 33 | 32 | 30 | 30 | 631 | 780 | 171 | 362.5 | 579.5 | 827.2 | 1104 | 1412 | 1738 | 2079 | 2433 | 2794 | 3154 | 3512 | 3858 | 4116 | 4256 | 4351 | 4432 | 4507 | 4576 | 4642 | 54904.2
781 | 32 | 34 | 34 | 36 | 33 | 34 | 29 | 29 | 29 | 29 | 31 | 25 | 29 | 30 | 33 | 33 | 33 | 32 | 31 | 31 | 627 | 781 | 179.9 | 380.1 | 606.6 | 861.4 | 1149 | 1464 | 1799 | 2149 | 2513 | 2883 | 3256 | 3624 | 3985 | 4266 | 4423 | 4527 | 4615 | 4693 | 4765 | 4829 | 56968
782 | 26 | 27 | 24 | 20 | 22 | 24 | 25 | 27 | 30 | 33 | 30 | 28 | 24 | 23 | 22 | 25 | 28 | 28 | 26 | 22 | 514 | 782 | 171.9 | 365.3 | 587.8 | 839.6 | 1122 | 1428 | 1756 | 2096 | 2447 | 2805 | 3162 | 3515 | 3858 | 4111 | 4244 | 4334 | 4413 | 4483 | 4548 | 4610 | 54896.6
783 | 24 | 23 | 28 | 34 | 41 | 39 | 33 | 24 | 20 | 18 | 20 | 17 | 19 | 19 | 23 | 21 | 20 | 22 | 25 | 25 | 495 | 783 | 156.7 | 349.7 | 568.1 | 817.1 | 1097 | 1404 | 1733 | 2070 | 2423 | 2783 | 3136 | 3481 | 3819 | 4072 | 4204 | 4289 | 4359 | 4421 | 4478 | 4532 | 54192.6
784 | 34 | 35 | 35 | 39 | 39 | 40 | 38 | 36 | 34 | 32 | 32 | 30 | 30 | 27 | 23 | 18 | 16 | 19 | 23 | 27 | 607 | 784 | 179.6 | 380.7 | 604.7 | 859.2 | 1146 | 1462 | 1797 | 2145 | 2505 | 2870 | 3232 | 3587 | 3934 | 4188 | 4322 | 4413 | 4489 | 4561 | 4624 | 4686 | 55985.2
785 | 39 | 38 | 41 | 44 | 46 | 41 | 35 | 33 | 34 | 36 | 35 | 32 | 29 | 29 | 29 | 28 | 29 | 30 | 31 | 30 | 689 | 785 | 177.8 | 375.2 | 602.6 | 858.6 | 1149 | 1463 | 1798 | 2146 | 2509 | 2878 | 3245 | 3606 | 3957 | 4217 | 4355 | 4449 | 4529 | 4604 | 4671 | 4735 | 56325.2
786 | 27 | 28 | 32 | 34 | 38 | 37 | 36 | 30 | 26 | 27 | 29 | 31 | 32 | 29 | 27 | 23 | 23 | 24 | 27 | 28 | 588 | 786 | 176.8 | 371.3 | 590.5 | 839.1 | 1119 | 1423 | 1743 | 2076 | 2423 | 2771 | 3127 | 3479 | 3819 | 4072 | 4209 | 4302 | 4382 | 4453 | 4517 | 4579 | 54471.7
787 | 38 | 36 | 39 | 40 | 43 | 39 | 30 | 21 | 17 | 18 | 20 | 21 | 21 | 22 | 22 | 22 | 20 | 18 | 17 | 20 | 524 | 787 | 175.5 | 366.6 | 584.6 | 834.2 | 1115 | 1420 | 1736 | 2059 | 2391 | 2725 | 3053 | 3376 | 3691 | 3910 | 4027 | 4114 | 4186 | 4247 | 4303 | 4357 | 52670.9
788 | 27 | 30 | 29 | 34 | 36 | 36 | 32 | 23 | 16 | 10 | 11 | 16 | 23 | 27 | 28 | 26 | 26 | 26 | 26 | 26 | 508 | 788 | 159.3 | 350.8 | 569.6 | 815.3 | 1093 | 1397 | 1725 | 2062 | 2410 | 2765 | 3117 | 3461 | 3800 | 4050 | 4184 | 4275 | 4348 | 4414 | 4473 | 4532 | 54001
789 | 34 | 36 | 35 | 31 | 24 | 23 | 26 | 30 | 24 | 16 | 9 | 14 | 19 | 20 | 19 | 17 | 19 | 16 | 14 | 14 | 440 | 789 | 172.6 | 364.8 | 580.7 | 823.3 | 1096 | 1395 | 1709 | 2033 | 2365 | 2703 | 3038 | 3363 | 3680 | 3903 | 4012 | 4092 | 4159 | 4214 | 4263 | 4311 | 52277.4
790 | 34 | 35 | 34 | 34 | 24 | 14 | 12 | 16 | 25 | 23 | 28 | 24 | 25 | 21 | 21 | 18 | 17 | 20 | 23 | 26 | 474 | 790 | 174.7 | 369.6 | 592.1 | 843.1 | 1124 | 1431 | 1755 | 2091 | 2445 | 2798 | 3151 | 3495 | 3835 | 4083 | 4214 | 4299 | 4369 | 4434 | 4494 | 4552 | 54549.5
791 | 32 | 30 | 27 | 23 | 15 | 9 | 11 | 17 | 24 | 21 | 19 | 20 | 19 | 20 | 15 | 21 | 22 | 25 | 22 | 21 | 413 | 791 | 174.1 | 366.7 | 587.7 | 836.8 | 1114 | 1414 | 1730 | 2063 | 2409 | 2756 | 3103 | 3443 | 3771 | 4006 | 4126 | 4208 | 4277 | 4338 | 4392 | 4446 | 53561.3
792 | 12 | 6 | 6 | 5 | 5 | 3 | 1 | 6 | 16 | 21 | 25 | 23 | 25 | 25 | 24 | 26 | 28 | 30 | 29 | 30 | 346 | 792 | 172 | 353.4 | 557 | 789.9 | 1055 | 1348 | 1660 | 1989 | 2344 | 2712 | 3079 | 3442 | 3797 | 4066 | 4209 | 4308 | 4385 | 4453 | 4514 | 4574 | 53807.3
793 | 40 | 36 | 36 | 33 | 35 | 32 | 31 | 28 | 29 | 28 | 23 | 17 | 16 | 15 | 13 | 11 | 12 | 13 | 15 | 12 | 475 | 793 | 172.9 | 367.5 | 585.2 | 829.2 | 1104 | 1405 | 1722 | 2045 | 2380 | 2718 | 3050 | 3378 | 3691 | 3907 | 4013 | 4090 | 4153 | 4206 | 4254 | 4300 | 52370.8
794 | 22 | 28 | 26 | 26 | 26 | 27 | 27 | 20 | 22 | 25 | 29 | 27 | 25 | 22 | 21 | 20 | 22 | 23 | 25 | 26 | 489 | 794 | 160 | 352.5 | 570.4 | 817.6 | 1099 | 1407 | 1733 | 2072 | 2424 | 2779 | 3133 | 3480 | 3816 | 4064 | 4193 | 4280 | 4352 | 4418 | 4478 | 4537 | 54165.5
795 | 29 | 30 | 28 | 27 | 26 | 26 | 24 | 22 | 21 | 23 | 20 | 17 | 16 | 15 | 16 | 13 | 18 | 20 | 23 | 21 | 435 | 795 | 172.2 | 364.9 | 584.3 | 829.5 | 1106 | 1406 | 1723 | 2054 | 2393 | 2738 | 3073 | 3406 | 3729 | 3954 | 4066 | 4144 | 4210 | 4267 | 4319 | 4369 | 52907.9
796 | 36 | 29 | 30 | 27 | 31 | 30 | 27 | 24 | 26 | 27 | 26 | 21 | 19 | 16 | 14 | 13 | 17 | 22 | 25 | 22 | 482 | 796 | 171 | 364.4 | 585 | 833.5 | 1112 | 1418 | 1737 | 2070 | 2419 | 2767 | 3112 | 3452 | 3784 | 4024 | 4146 | 4228 | 4296 | 4358 | 4413 | 4465 | 53754.9
797 | 18 | 19 | 21 | 22 | 19 | 17 | 19 | 21 | 18 | 10 | 5 | 0 | 0 | 1 | 1 | 1 | 4 | 10 | 14 | 15 | 235 | 797 | 171.2 | 361.4 | 576.3 | 821.3 | 1092 | 1390 | 1703 | 2026 | 2364 | 2701 | 3035 | 3359 | 3670 | 3890 | 4000 | 4074 | 4137 | 4193 | 4242 | 4291 | 52097.2
798 | 36 | 36 | 33 | 30 | 29 | 28 | 26 | 24 | 26 | 31 | 31 | 27 | 22 | 22 | 26 | 30 | 29 | 23 | 18 | 17 | 544 | 798 | 170.2 | 361.5 | 580.9 | 826.2 | 1102 | 1402 | 1718 | 2046 | 2388 | 2734 | 3075 | 3408 | 3732 | 3960 | 4081 | 4168 | 4239 | 4302 | 4360 | 4416 | 53069.8
799 | 37 | 37 | 35 | 36 | 35 | 32 | 28 | 27 | 27 | 29 | 25 | 23 | 20 | 21 | 22 | 22 | 25 | 23 | 21 | 18 | 543 | 799 | 175.9 | 373.9 | 599.2 | 852.2 | 1137 | 1442 | 1763 | 2101 | 2452 | 2808 | 3163 | 3511 | 3847 | 4096 | 4225 | 4320 | 4399 | 4470 | 4533 | 4595 | 54863.2
800 | 41 | 43 | 42 | 38 | 33 | 33 | 34 | 34 | 30 | 23 | 13 | 7 | 6 | 9 | 18 | 24 | 29 | 27 | 27 | 25 | 536 | 800 | 176 | 373.3 | 596.4 | 843.2 | 1120 | 1426 | 1748 | 2085 | 2432 | 2781 | 3124 | 3461 | 3792 | 4027 | 4151 | 4244 | 4322 | 4391 | 4452 | 4512 | 54056.9
Grand Total | 25319 | 25388 | 25314 | 25204 | 25049 | 23833 | 22171 | 20508 | 20056 | 19992 | 19182 | 17948 | 16722 | 16261 | 16215 | 16243 | 16350 | 16477 | 16688 | 16959 | 401879 | Grand Total | 138470.2 | 293289.3 | 469193 | 667277.6 | 889961 | 1133042 | 1389607 | 1656372 | 1932650 | 2212268 | 2489613 | 2762252 | 3026884 | 3218396 | 3317940 | 3387073 | 3444959 | 3496318 | 3542768 | 3587679 | 43056012.1
111(d)_Emissions (3-yr Avg. MMTE)
| 2016 | 2017 | 2018 | 2019 | 2020 | 2021 | 2022 | 2023 | 2024 | 2025 | 2026 | 2027 | 2028 | 2029 | 2030 | 2031 | 2032 | 2033 | 2034 | 2035 |  | Conservation Developmenmt | 2016 | 2017 | 2018 | 2019 | 2020 | 2021 | 2022 | 2023 | 2024 | 2025 | 2026 | 2027 | 2028 | 2029 | 2030 | 2031 | 2032 | 2033 | 2034 | 2035
10% Percentile | 20 | 21 | 21 | 20 | 20 | 18 | 17 | 17 | 16 | 17 | 16 | 15 | 14 | 13 | 13 | 13 | 13 | 13 | 12 | 13 |  | 10% Percentile | 169.8 | 360.3 | 576.09 | 819.39 | 1093 | 1390 | 1703 | 2026.9 | 2361.9 | 2701 | 3033 | 3357.9 | 3672.9 | 3893 | 4006 | 4081.8 | 4148 | 4204 | 4254 | 4303
First Quartile | 26 | 27 | 27 | 27 | 27 | 25 | 24 | 22 | 22 | 22 | 21 | 19 | 17 | 17 | 17 | 17 | 17 | 17 | 17 | 17 |  | First Quartile | 171.3 | 363.3 | 581.275 | 826.5 | 1102 | 1402 | 1719 | 2046 | 2386 | 2728 | 3068 | 3401 | 3724 | 3953 | 4069.5 | 4150.5 | 4217 | 4276 | 4328 | 4379
Median | 32 | 33 | 32.5 | 33 | 33 | 31 | 29 | 27 | 26 | 26 | 25 | 23 | 22 | 21 | 21 | 21 | 21 | 21 | 21 | 21 |  | Median | 173 | 366.45 | 586.15 | 833.6 | 1112 | 1415 | 1735 | 2069 | 2414.5 | 2763.5 | 3109.5 | 3450 | 3781 | 4017 | 4141 | 4228 | 4299.5 | 4363 | 4421 | 4477
Third Quartile | 39 | 37 | 37 | 37 | 37 | 35 | 33 | 31 | 29 | 29 | 28 | 26 | 25 | 24 | 24 | 25 | 25 | 25 | 25 | 26 |  | Third Quartile | 176.4 | 371.65 | 593.625 | 843 | 1124 | 1431 | 1755 | 2092 | 2444.25 | 2799.25 | 3153.25 | 3500.25 | 3839 | 4087 | 4220 | 4311 | 4389 | 4458.25 | 4521 | 4582.25
90% Percentile | 42 | 41 | 41 | 41 | 41 | 39 | 36 | 33.1 | 32 | 32 | 31 | 29 | 27.1 | 27 | 27 | 28 | 28 | 28 | 29 | 29 |  | 90% Percentile | 178.5 | 376.22 | 600.2 | 852.01 | 1136 | 1446.1 | 1775 | 2117.1 | 2475 | 2839 | 3199.1 | 3555 | 3902 | 4161.1 | 4298 | 4391 | 4472 | 4545.1 | 4612 | 4672
Average | 31.6487 | 31.735 | 31.6425 | 31.505 | 31.3113 | 29.7913 | 27.7138 | 25.635 | 25.07 | 24.99 | 23.9775 | 22.435 | 20.9025 | 20.3263 | 20.2688 | 20.3038 | 20.4375 | 20.5963 | 20.86 | 21.1988 |  | Average | 173.0878 | 366.6116 | 586.4912 | 834.097 | 1112.4513 | 1416.3025 | 1737.0087 | 2070.465 | 2415.8125 | 2765.335 | 3112.0163 | 3452.815 | 3783.605 | 4022.995 | 4147.425 | 4233.8413 | 4306.1987 | 4370.3975 | 4428.46 | 4484.5988
[21 empty] | 2030 | [21 empty] | 2030
10% Percentile | 20 | 21 | 21 | 20 | 20 | 18 | 17 | 17 | 16 | 17 | 16 | 15 | 14 | 13 | 13 | 13 | 13 | 13 | 12 | 13 | -7 | 10% Percentile | 169.8 | 360.3 | 576.09 | 819.39 | 1093 | 1390 | 1703 | 2026.9 | 2361.9 | 2701 | 3033 | 3357.9 | 3672.9 | 3893 | 4006 | 4081.8 | 4148 | 4204 | 4254 | 4303 | 3836.2
20% Percentile | 24 | 25 | 26 | 25 | 25 | 24 | 22 | 21 | 20 | 20 | 20 | 18 | 17 | 16 | 16 | 15.8 | 16 | 16 | 16 | 16 | -8 | 20% Percentile | 170.9 | 362.7 | 580 | 824.68 | 1099 | 1398 | 1714 | 2041.8 | 2379 | 2721 | 3059 | 3390 | 3710.8 | 3937.8 | 4052 | 4131 | 4197.8 | 4257.6 | 4308.8 | 4360 | 3881.1
30% Percentile | 27 | 28 | 28 | 28 | 28 | 27 | 25 | 23 | 23 | 22 | 22 | 20 | 18 | 18 | 18 | 18 | 17 | 18 | 18 | 18 | -9 | 30% Percentile | 171.7 | 363.87 | 582.37 | 828.1 | 1104 | 1405 | 1722 | 2052 | 2391 | 2735 | 3076 | 3411 | 3735.7 | 3965 | 4083.7 | 4166.7 | 4234.7 | 4294 | 4349.7 | 4402.7 | 3912
40% Percentile | 30 | 31 | 31 | 31 | 31 | 29 | 27 | 25 | 25 | 24 | 23 | 21 | 20 | 19 | 19 | 19 | 19 | 19 | 19 | 20 | -11 | 40% Percentile | 172.3 | 365.16 | 584.3 | 830.9 | 1108 | 1411 | 1729 | 2060 | 2403 | 2748.6 | 3093 | 3432 | 3758.6 | 3992 | 4114 | 4198 | 4268.6 | 4331.6 | 4388 | 4443 | 3941.7
50% Percentile | 32 | 33 | 32.5 | 33 | 33 | 31 | 29 | 27 | 26 | 26 | 25 | 23 | 22 | 21 | 21 | 21 | 21 | 21 | 21 | 21 | -11 | 50% Percentile | 173 | 366.45 | 586.15 | 833.6 | 1112 | 1415 | 1735 | 2069 | 2414.5 | 2763.5 | 3109.5 | 3450 | 3781 | 4017 | 4141 | 4228 | 4299.5 | 4363 | 4421 | 4477 | 3968
60% Percentile | 35 | 34.4 | 34 | 34 | 34 | 33 | 30 | 28 | 27 | 27 | 26 | 24 | 23 | 22 | 22 | 22 | 23 | 22 | 23 | 23 | -13 | 60% Percentile | 174 | 368 | 588.3 | 836.74 | 1116 | 1421 | 1743 | 2077.4 | 2424 | 2775 | 3126 | 3469 | 3803.4 | 4047 | 4174 | 4263 | 4334.4 | 4401.8 | 4463 | 4521 | 4000
70% Percentile | 37 | 36 | 36 | 36 | 36 | 35 | 32 | 30 | 29 | 29 | 27 | 25.3 | 24 | 24 | 24 | 24 | 24 | 24 | 24 | 25 | -13 | 70% Percentile | 175.6 | 370.53 | 591.7 | 840.33 | 1121 | 1427 | 1750.3 | 2087.3 | 2437 | 2790 | 3142.3 | 3490 | 3828 | 4074 | 4203.3 | 4294 | 4369 | 4438 | 4500 | 4559 | 4027.7
80% Percentile | 40 | 39 | 38 | 38 | 38 | 36 | 34 | 31 | 30 | 30 | 29 | 27 | 26 | 25 | 25 | 25 | 26 | 26 | 26 | 27 | -15 | 80% Percentile | 177.2 | 373.52 | 595.42 | 845.6 | 1127 | 1436 | 1761 | 2101 | 2453.2 | 2810.2 | 3164 | 3512.2 | 3854 | 4103.2 | 4238.4 | 4331.2 | 4408 | 4478.2 | 4541.2 | 4602 | 4061.2
90% Percentile | 42 | 41 | 41 | 41 | 41 | 39 | 36 | 33.1 | 32 | 32 | 31 | 29 | 27.1 | 27 | 27 | 28 | 28 | 28 | 29 | 29 | -15 | 90% Percentile | 178.5 | 376.22 | 600.2 | 852.01 | 1136 | 1446.1 | 1775 | 2117.1 | 2475 | 2839 | 3199.1 | 3555 | 3902 | 4161.1 | 4298 | 4391 | 4472 | 4545.1 | 4612 | 4672 | 4119.5
100% Percentile | 48 | 47 | 47 | 47 | 46 | 44 | 42 | 41 | 39 | 38 | 39 | 36 | 32 | 32 | 33 | 34 | 35 | 37 | 37 | 39 | -15 | 100% Percentile | 184.9 | 389.7 | 623 | 883.2 | 1177 | 1500 | 1840 | 2195 | 2567 | 2947 | 3320 | 3697 | 4065 | 4352 | 4509 | 4618 | 4712 | 4801 | 4884 | 4959 | 4324.1
Minimum | 0 | 1 | 1 | 1 | 1 | 2 | 1 | 1 | 0 | 0 | 0 | 0 | 0 | 0 | 0 | 0 | 0 | 0 | 0 | 0 |  | Minimum | 152.8 | 325.3 | 527.5 | 753.8 | 1008 | 1297 | 1593 | 1909 | 2250 | 2592 | 2911 | 3216 | 3506 | 3699 | 3798 | 3869 | 3926 | 3972 | 4016 | 4052
Maximum | 48 | 47 | 47 | 47 | 46 | 44 | 42 | 41 | 39 | 38 | 39 | 36 | 32 | 32 | 33 | 34 | 35 | 37 | 37 | 39 |  | Maximum | 184.9 | 389.7 | 623 | 883.2 | 1177 | 1500 | 1840 | 2195 | 2567 | 2947 | 3320 | 3697 | 4065 | 4352 | 4509 | 4618 | 4712 | 4801 | 4884 | 4959

## 2C_NoDR RPM Results by Future
Table 3 - 111(d) CO2 Emissions (MMTE - 3-yr rolling average) | [21 empty] | Table 8 - Cumulative Conservation Acquisition (aMW)
Sum of Value | Column Labels | [20 empty] | Sum of Value | Column Labels
Row Labels | 2016 | 2017 | 2018 | 2019 | 2020 | 2021 | 2022 | 2023 | 2024 | 2025 | 2026 | 2027 | 2028 | 2029 | 2030 | 2031 | 2032 | 2033 | 2034 | 2035 | Grand Total | Row Labels | 2016 | 2017 | 2018 | 2019 | 2020 | 2021 | 2022 | 2023 | 2024 | 2025 | 2026 | 2027 | 2028 | 2029 | 2030 | 2031 | 2032 | 2033 | 2034 | 2035 | Grand Total
1 | 40 | 39 | 39 | 35 | 36 | 33 | 33 | 27 | 28 | 23 | 18 | 13 | 11 | 12 | 11 | 13 | 12 | 11 | 7 | 9 | 450 | 1 | 179 | 376.3 | 598.9 | 851.1 | 1136 | 1446 | 1773 | 2112 | 2464 | 2829 | 3190 | 3546 | 3894 | 4157 | 4298 | 4393 | 4472 | 4545 | 4611 | 4676 | 55547.3
2 | 43 | 33 | 33 | 25 | 23 | 16 | 16 | 11 | 14 | 14 | 18 | 17 | 19 | 17 | 14 | 13 | 14 | 17 | 16 | 14 | 387 | 2 | 177.7 | 377.3 | 602 | 853.4 | 1139 | 1441 | 1758 | 2085 | 2422 | 2766 | 3108 | 3440 | 3761 | 3990 | 4106 | 4186 | 4252 | 4308 | 4359 | 4407 | 53538.4
3 | 30 | 28 | 29 | 25 | 22 | 16 | 13 | 13 | 13 | 14 | 13 | 12 | 13 | 14 | 14 | 13 | 14 | 13 | 14 | 12 | 335 | 3 | 168.9 | 358.6 | 574.2 | 817.3 | 1098 | 1402 | 1718 | 2051 | 2394 | 2741 | 3088 | 3427 | 3757 | 3997 | 4123 | 4213 | 4289 | 4358 | 4421 | 4484 | 53480
4 | 23 | 28 | 28 | 25 | 20 | 18 | 18 | 16 | 17 | 18 | 23 | 25 | 28 | 24 | 19 | 14 | 13 | 16 | 19 | 19 | 411 | 4 | 172.7 | 364.7 | 581 | 831.1 | 1106 | 1409 | 1726 | 2057 | 2399 | 2742 | 3080 | 3411 | 3734 | 3960 | 4074 | 4157 | 4225 | 4286 | 4342 | 4396 | 53053.5
5 | 26 | 36 | 33 | 33 | 30 | 26 | 22 | 14 | 15 | 18 | 19 | 21 | 21 | 24 | 20 | 18 | 20 | 25 | 27 | 23 | 471 | 5 | 170.2 | 361 | 582 | 829.8 | 1109 | 1410 | 1725 | 2049 | 2386 | 2726 | 3063 | 3388 | 3702 | 3923 | 4035 | 4112 | 4177 | 4233 | 4286 | 4338 | 52605
6 | 28 | 33 | 32 | 27 | 16 | 7 | 4 | 5 | 9 | 15 | 22 | 23 | 21 | 17 | 14 | 14 | 12 | 13 | 12 | 15 | 339 | 6 | 168.3 | 358.4 | 573.5 | 813.7 | 1085 | 1378 | 1682 | 1995 | 2319 | 2643 | 2963 | 3275 | 3573 | 3774 | 3861 | 3915 | 3954 | 3984 | 4012 | 4042 | 50368.9
7 | 35 | 34 | 37 | 37 | 36 | 28 | 20 | 15 | 10 | 8 | 4 | 3 | 2 | 2 | 2 | 7 | 11 | 15 | 16 | 19 | 341 | 7 | 171.4 | 363 | 583.2 | 831.7 | 1109 | 1416 | 1739 | 2073 | 2419 | 2770 | 3119 | 3461 | 3795 | 4037 | 4162 | 4251 | 4326 | 4393 | 4454 | 4514 | 53987.3
8 | 41 | 37 | 30 | 22 | 20 | 23 | 26 | 26 | 28 | 30 | 28 | 23 | 21 | 22 | 25 | 24 | 20 | 14 | 14 | 16 | 490 | 8 | 181 | 382.4 | 608.9 | 864.3 | 1149 | 1457 | 1783 | 2123 | 2467 | 2822 | 3174 | 3515 | 3846 | 4088 | 4212 | 4300 | 4375 | 4438 | 4496 | 4555 | 54836.6
9 | 43 | 38 | 30 | 20 | 12 | 13 | 9 | 7 | 2 | 2 | 6 | 12 | 15 | 13 | 10 | 10 | 10 | 11 | 11 | 14 | 288 | 9 | 175.1 | 370.4 | 593.3 | 843.2 | 1124 | 1428 | 1746 | 2074 | 2412 | 2750 | 3087 | 3416 | 3736 | 3961 | 4075 | 4154 | 4219 | 4275 | 4326 | 4375 | 53140
10 | 44 | 40 | 43 | 43 | 43 | 38 | 32 | 30 | 29 | 27 | 25 | 22 | 19 | 13 | 8 | 4 | 2 | 4 | 9 | 14 | 489 | 10 | 179.1 | 379.5 | 605.3 | 857.7 | 1144 | 1451 | 1777 | 2114 | 2465 | 2816 | 3168 | 3516 | 3856 | 4107 | 4237 | 4326 | 4397 | 4462 | 4522 | 4581 | 54960.6
11 | 40 | 39 | 37 | 37 | 35 | 36 | 30 | 28 | 23 | 21 | 20 | 20 | 21 | 17 | 22 | 23 | 28 | 27 | 27 | 25 | 556 | 11 | 173.3 | 367.6 | 587.3 | 835.8 | 1114 | 1421 | 1743 | 2085 | 2435 | 2793 | 3148 | 3495 | 3832 | 4082 | 4214 | 4301 | 4373 | 4438 | 4497 | 4554 | 54489
12 | 22 | 16 | 17 | 16 | 19 | 15 | 11 | 8 | 8 | 9 | 8 | 10 | 10 | 10 | 9 | 9 | 8 | 8 | 7 | 8 | 228 | 12 | 167.8 | 358.6 | 576.2 | 819.6 | 1094 | 1394 | 1716 | 2045 | 2382 | 2724 | 3061 | 3393 | 3717 | 3950 | 4067 | 4149 | 4218 | 4278 | 4333 | 4390 | 52833.2
13 | 22 | 25 | 26 | 24 | 24 | 24 | 26 | 24 | 21 | 21 | 21 | 20 | 20 | 19 | 21 | 18 | 19 | 21 | 22 | 25 | 443 | 13 | 167.5 | 360.4 | 581.4 | 830 | 1115 | 1425 | 1749 | 2089 | 2437 | 2792 | 3144 | 3490 | 3827 | 4077 | 4207 | 4292 | 4361 | 4424 | 4480 | 4536 | 54384.3
14 | 32 | 29 | 27 | 23 | 22 | 22 | 22 | 19 | 21 | 20 | 22 | 15 | 20 | 20 | 23 | 21 | 20 | 17 | 16 | 16 | 427 | 14 | 178.1 | 374.2 | 597.4 | 842.6 | 1118 | 1420 | 1739 | 2070 | 2413 | 2761 | 3105 | 3441 | 3770 | 4003 | 4121 | 4203 | 4271 | 4329 | 4381 | 4430 | 53567.3
15 | 30 | 21 | 18 | 12 | 11 | 11 | 10 | 13 | 14 | 16 | 12 | 11 | 10 | 14 | 14 | 15 | 10 | 11 | 13 | 14 | 280 | 15 | 169.2 | 361.2 | 581.5 | 828.5 | 1108 | 1407 | 1727 | 2060 | 2404 | 2755 | 3100 | 3438 | 3766 | 4003 | 4121 | 4200 | 4265 | 4324 | 4375 | 4426 | 53419.4
16 | 33 | 39 | 35 | 38 | 34 | 36 | 33 | 29 | 28 | 28 | 27 | 24 | 19 | 15 | 10 | 8 | 7 | 7 | 8 | 9 | 467 | 16 | 167.9 | 359.1 | 576.9 | 819.7 | 1092 | 1387 | 1699 | 2022 | 2355 | 2691 | 3020 | 3348 | 3664 | 3887 | 4002 | 4083 | 4148 | 4206 | 4259 | 4310 | 52096.6
17 | 31 | 34 | 27 | 23 | 16 | 19 | 18 | 20 | 19 | 20 | 18 | 18 | 18 | 18 | 21 | 22 | 24 | 23 | 25 | 24 | 438 | 17 | 172.3 | 366.8 | 588.4 | 843.3 | 1131 | 1448 | 1782 | 2129 | 2490 | 2855 | 3220 | 3575 | 3925 | 4183 | 4322 | 4418 | 4500 | 4574 | 4641 | 4707 | 55870.8
18 | 32 | 32 | 30 | 31 | 26 | 21 | 13 | 12 | 13 | 13 | 13 | 11 | 10 | 11 | 12 | 11 | 13 | 12 | 12 | 15 | 343 | 18 | 177.2 | 372.2 | 592.6 | 839.2 | 1120 | 1429 | 1756 | 2099 | 2454 | 2815 | 3173 | 3526 | 3870 | 4122 | 4259 | 4357 | 4441 | 4519 | 4590 | 4660 | 55171.2
19 | 23 | 27 | 26 | 30 | 28 | 25 | 18 | 14 | 13 | 12 | 11 | 10 | 9 | 10 | 10 | 11 | 11 | 12 | 12 | 11 | 323 | 19 | 170.5 | 362.5 | 580.4 | 824.5 | 1101 | 1403 | 1725 | 2056 | 2404 | 2750 | 3100 | 3446 | 3779 | 4024 | 4151 | 4242 | 4319 | 4391 | 4458 | 4524 | 53810.9
20 | 31 | 27 | 27 | 23 | 16 | 8 | 7 | 8 | 10 | 7 | 12 | 16 | 21 | 20 | 18 | 13 | 9 | 7 | 7 | 8 | 295 | 20 | 170.8 | 359.1 | 574.4 | 814.6 | 1085 | 1360 | 1655 | 1959 | 2273 | 2589 | 2908 | 3224 | 3531 | 3740 | 3831 | 3888 | 3931 | 3964 | 3994 | 4024 | 49874.9
21 | 34 | 27 | 23 | 13 | 10 | 9 | 9 | 9 | 11 | 9 | 6 | 2 | 1 | 1 | 5 | 12 | 17 | 19 | 19 | 20 | 256 | 21 | 165.7 | 354.9 | 571.8 | 813.1 | 1083 | 1380 | 1695 | 2016 | 2349 | 2688 | 3023 | 3346 | 3643 | 3846 | 3937 | 4009 | 4070 | 4123 | 4171 | 4218 | 51502.5
22 | 33 | 35 | 32 | 29 | 24 | 22 | 19 | 19 | 17 | 16 | 15 | 16 | 16 | 14 | 14 | 14 | 17 | 15 | 21 | 23 | 411 | 22 | 172.2 | 366.2 | 586 | 836.8 | 1119 | 1426 | 1754 | 2100 | 2458 | 2818 | 3175 | 3526 | 3869 | 4123 | 4261 | 4358 | 4441 | 4518 | 4588 | 4657 | 55152.2
23 | 30 | 35 | 35 | 31 | 28 | 24 | 27 | 24 | 21 | 17 | 15 | 14 | 15 | 16 | 21 | 23 | 25 | 24 | 24 | 23 | 472 | 23 | 167.1 | 356.2 | 569.4 | 810.7 | 1084 | 1388 | 1704 | 2032 | 2368 | 2708 | 3049 | 3380 | 3703 | 3941 | 4061 | 4140 | 4205 | 4264 | 4317 | 4369 | 52616.4
24 | 29 | 26 | 23 | 21 | 21 | 18 | 17 | 17 | 19 | 18 | 17 | 13 | 9 | 8 | 9 | 9 | 9 | 10 | 13 | 14 | 320 | 24 | 169.8 | 361.1 | 576.7 | 820.2 | 1093 | 1392 | 1705 | 2029 | 2366 | 2702 | 3036 | 3367 | 3683 | 3905 | 4014 | 4091 | 4155 | 4210 | 4260 | 4308 | 52243.8
25 | 35 | 34 | 35 | 34 | 37 | 33 | 25 | 14 | 7 | 11 | 18 | 27 | 28 | 22 | 16 | 14 | 17 | 21 | 25 | 26 | 479 | 25 | 178.7 | 377.8 | 601.9 | 853.1 | 1137 | 1444 | 1768 | 2100 | 2442 | 2779 | 3123 | 3463 | 3794 | 4028 | 4145 | 4226 | 4294 | 4352 | 4405 | 4457 | 53968.5
26 | 26 | 20 | 21 | 17 | 15 | 14 | 13 | 16 | 11 | 15 | 14 | 16 | 12 | 11 | 10 | 11 | 10 | 12 | 11 | 11 | 286 | 26 | 167.2 | 355.5 | 572.5 | 816.6 | 1088 | 1385 | 1698 | 2021 | 2357 | 2694 | 3024 | 3351 | 3669 | 3893 | 4007 | 4085 | 4149 | 4203 | 4252 | 4300 | 52087.8
27 | 18 | 17 | 18 | 18 | 19 | 18 | 17 | 17 | 16 | 15 | 15 | 18 | 20 | 20 | 20 | 21 | 23 | 23 | 23 | 24 | 380 | 27 | 170.5 | 363.8 | 587.4 | 836.8 | 1122 | 1433 | 1758 | 2101 | 2451 | 2811 | 3169 | 3518 | 3860 | 4115 | 4246 | 4333 | 4405 | 4470 | 4529 | 4588 | 54867.5
28 | 38 | 39 | 29 | 20 | 10 | 9 | 6 | 3 | 0 | 1 | 3 | 5 | 5 | 6 | 6 | 6 | 6 | 7 | 9 | 9 | 217 | 28 | 170.1 | 361.4 | 574.5 | 818.6 | 1095 | 1394 | 1709 | 2032 | 2364 | 2699 | 3032 | 3357 | 3674 | 3894 | 4005 | 4085 | 4151 | 4207 | 4257 | 4306 | 52185.6
29 | 40 | 36 | 34 | 24 | 20 | 12 | 13 | 10 | 10 | 11 | 10 | 12 | 11 | 10 | 9 | 9 | 8 | 7 | 6 | 6 | 298 | 29 | 176.4 | 371.9 | 591.9 | 834.7 | 1113 | 1415 | 1732 | 2057 | 2392 | 2733 | 3067 | 3392 | 3704 | 3917 | 4022 | 4097 | 4160 | 4212 | 4260 | 4305 | 52552.9
30 | 18 | 17 | 21 | 24 | 25 | 22 | 14 | 10 | 3 | 6 | 10 | 11 | 12 | 12 | 11 | 9 | 9 | 11 | 14 | 12 | 271 | 30 | 165.9 | 355.1 | 569.9 | 814.3 | 1083 | 1379 | 1687 | 2001 | 2324 | 2650 | 2969 | 3280 | 3581 | 3782 | 3869 | 3917 | 3954 | 3987 | 4015 | 4044 | 50427.2
31 | 24 | 34 | 32 | 35 | 26 | 22 | 15 | 16 | 15 | 13 | 11 | 9 | 10 | 11 | 12 | 13 | 15 | 15 | 14 | 11 | 353 | 31 | 173.5 | 366.5 | 588.6 | 836.2 | 1113 | 1421 | 1746 | 2086 | 2435 | 2789 | 3142 | 3487 | 3825 | 4072 | 4204 | 4298 | 4376 | 4446 | 4510 | 4574 | 54488.8
32 | 31 | 30 | 32 | 34 | 34 | 33 | 27 | 26 | 25 | 25 | 23 | 21 | 23 | 24 | 25 | 21 | 22 | 22 | 25 | 16 | 519 | 32 | 173.4 | 366 | 586 | 834.6 | 1113 | 1418 | 1738 | 2069 | 2413 | 2759 | 3104 | 3445 | 3777 | 4018 | 4141 | 4225 | 4294 | 4353 | 4406 | 4457 | 53690
33 | 37 | 40 | 41 | 40 | 36 | 28 | 23 | 24 | 27 | 27 | 21 | 17 | 14 | 15 | 15 | 17 | 19 | 19 | 16 | 17 | 493 | 33 | 170.4 | 360.4 | 581.2 | 833.1 | 1109 | 1412 | 1730 | 2060 | 2403 | 2749 | 3100 | 3447 | 3786 | 4036 | 4169 | 4261 | 4339 | 4410 | 4475 | 4541 | 53972.1
34 | 33 | 36 | 39 | 42 | 42 | 33 | 24 | 20 | 21 | 24 | 24 | 24 | 25 | 25 | 26 | 24 | 23 | 23 | 26 | 26 | 560 | 34 | 170.1 | 360.7 | 580.5 | 828.1 | 1106 | 1404 | 1717 | 2044 | 2384 | 2724 | 3060 | 3393 | 3716 | 3951 | 4071 | 4155 | 4223 | 4281 | 4333 | 4382 | 52883.4
35 | 21 | 28 | 31 | 36 | 37 | 32 | 24 | 15 | 13 | 15 | 18 | 20 | 19 | 19 | 18 | 16 | 16 | 20 | 23 | 25 | 446 | 35 | 165 | 354.3 | 568.8 | 811.1 | 1082 | 1378 | 1691 | 2011 | 2344 | 2684 | 3022 | 3352 | 3672 | 3906 | 4023 | 4100 | 4163 | 4221 | 4272 | 4324 | 52144.2
36 | 38 | 38 | 32 | 29 | 25 | 27 | 22 | 18 | 13 | 15 | 15 | 15 | 13 | 16 | 17 | 18 | 15 | 17 | 18 | 19 | 420 | 36 | 171.7 | 363.8 | 582.6 | 824.3 | 1095 | 1396 | 1714 | 2044 | 2385 | 2730 | 3074 | 3412 | 3739 | 3980 | 4104 | 4187 | 4254 | 4315 | 4367 | 4418 | 53156.4
37 | 44 | 47 | 47 | 46 | 42 | 39 | 34 | 31 | 28 | 23 | 19 | 16 | 18 | 20 | 23 | 26 | 29 | 29 | 30 | 30 | 621 | 37 | 177.2 | 377 | 605.8 | 864.9 | 1154 | 1470 | 1806 | 2159 | 2526 | 2898 | 3270 | 3639 | 3998 | 4267 | 4415 | 4521 | 4616 | 4706 | 4790 | 4872 | 57131.9
38 | 35 | 38 | 37 | 35 | 27 | 25 | 21 | 18 | 14 | 14 | 17 | 16 | 18 | 17 | 16 | 12 | 9 | 11 | 19 | 25 | 424 | 38 | 168.5 | 360 | 580.9 | 829.8 | 1107 | 1412 | 1732 | 2070 | 2427 | 2792 | 3152 | 3511 | 3863 | 4127 | 4267 | 4362 | 4442 | 4518 | 4593 | 4667 | 54981.2
39 | 21 | 28 | 27 | 30 | 29 | 27 | 24 | 19 | 17 | 16 | 13 | 10 | 5 | 4 | 3 | 3 | 1 | 1 | 0 | 0 | 278 | 39 | 151.8 | 336.8 | 549.9 | 789.1 | 1057 | 1347 | 1655 | 1972 | 2300 | 2629 | 2948 | 3257 | 3550 | 3746 | 3830 | 3876 | 3907 | 3930 | 3947 | 3963 | 49741.6
40 | 41 | 37 | 39 | 38 | 36 | 27 | 20 | 18 | 18 | 19 | 18 | 19 | 20 | 21 | 17 | 12 | 7 | 5 | 6 | 6 | 424 | 40 | 175.5 | 367 | 588.9 | 839.9 | 1124 | 1428 | 1749 | 2081 | 2424 | 2773 | 3120 | 3463 | 3796 | 4040 | 4167 | 4249 | 4317 | 4379 | 4432 | 4483 | 53996.3
41 | 32 | 38 | 37 | 32 | 23 | 20 | 20 | 22 | 18 | 15 | 12 | 10 | 10 | 11 | 18 | 23 | 26 | 24 | 22 | 18 | 431 | 41 | 164.9 | 351.9 | 570.2 | 810.5 | 1083 | 1385 | 1699 | 2024 | 2360 | 2704 | 3043 | 3372 | 3695 | 3924 | 4042 | 4131 | 4203 | 4267 | 4327 | 4387 | 52543.5
42 | 40 | 40 | 39 | 32 | 25 | 20 | 21 | 21 | 22 | 25 | 26 | 25 | 20 | 21 | 20 | 23 | 21 | 18 | 13 | 11 | 483 | 42 | 175.1 | 370.9 | 590.1 | 833 | 1107 | 1402 | 1716 | 2044 | 2385 | 2723 | 3060 | 3385 | 3702 | 3924 | 4034 | 4112 | 4177 | 4232 | 4281 | 4328 | 52581.1
43 | 15 | 22 | 21 | 20 | 13 | 10 | 10 | 10 | 11 | 9 | 6 | 3 | 1 | 1 | 2 | 5 | 8 | 9 | 9 | 8 | 193 | 43 | 166.3 | 355.5 | 568.2 | 808.5 | 1081 | 1377 | 1689 | 2006 | 2334 | 2665 | 2991 | 3308 | 3614 | 3828 | 3934 | 4006 | 4068 | 4122 | 4172 | 4222 | 51315.5
44 | 43 | 34 | 33 | 25 | 24 | 20 | 17 | 16 | 18 | 20 | 22 | 22 | 23 | 22 | 21 | 24 | 27 | 29 | 27 | 23 | 490 | 44 | 166.9 | 360.8 | 582.1 | 834.3 | 1117 | 1426 | 1750 | 2084 | 2432 | 2786 | 3132 | 3479 | 3813 | 4060 | 4186 | 4270 | 4339 | 4404 | 4460 | 4516 | 54198.1
45 | 33 | 35 | 34 | 32 | 24 | 18 | 13 | 12 | 11 | 11 | 10 | 10 | 9 | 9 | 8 | 8 | 9 | 8 | 9 | 7 | 310 | 45 | 178.8 | 376.7 | 598.2 | 841.4 | 1122 | 1427 | 1746 | 2082 | 2428 | 2779 | 3127 | 3471 | 3805 | 4044 | 4170 | 4258 | 4335 | 4403 | 4465 | 4531 | 54188.1
46 | 23 | 21 | 20 | 20 | 21 | 17 | 14 | 11 | 11 | 10 | 11 | 11 | 12 | 10 | 9 | 7 | 7 | 7 | 7 | 7 | 256 | 46 | 174.3 | 364.4 | 582.4 | 826.5 | 1100 | 1404 | 1723 | 2054 | 2391 | 2735 | 3078 | 3415 | 3740 | 3970 | 4089 | 4173 | 4243 | 4306 | 4363 | 4420 | 53151.6
47 | 35 | 34 | 28 | 22 | 17 | 18 | 18 | 17 | 18 | 21 | 20 | 16 | 15 | 19 | 19 | 16 | 11 | 13 | 13 | 11 | 381 | 47 | 171 | 362.6 | 581.1 | 825.9 | 1107 | 1411 | 1730 | 2065 | 2408 | 2755 | 3099 | 3438 | 3764 | 3995 | 4113 | 4198 | 4269 | 4331 | 4388 | 4440 | 53451.6
48 | 45 | 36 | 30 | 22 | 17 | 17 | 15 | 13 | 16 | 21 | 26 | 22 | 17 | 12 | 10 | 11 | 14 | 14 | 15 | 12 | 385 | 48 | 175.7 | 370 | 583.8 | 825.2 | 1096 | 1385 | 1690 | 2005 | 2329 | 2653 | 2975 | 3290 | 3590 | 3787 | 3883 | 3955 | 4013 | 4061 | 4106 | 4144 | 50916.7
49 | 27 | 31 | 33 | 35 | 34 | 33 | 32 | 30 | 29 | 25 | 25 | 23 | 24 | 20 | 18 | 14 | 12 | 13 | 12 | 13 | 483 | 49 | 176.6 | 370.6 | 587.8 | 832 | 1110 | 1411 | 1726 | 2052 | 2388 | 2728 | 3068 | 3404 | 3723 | 3953 | 4070 | 4154 | 4222 | 4282 | 4336 | 4389 | 52983
50 | 22 | 19 | 18 | 14 | 12 | 11 | 10 | 10 | 8 | 9 | 9 | 9 | 8 | 6 | 5 | 3 | 3 | 3 | 4 | 4 | 187 | 50 | 170.4 | 357.1 | 570 | 811.8 | 1086 | 1380 | 1694 | 2014 | 2346 | 2679 | 3009 | 3332 | 3644 | 3859 | 3965 | 4040 | 4103 | 4154 | 4202 | 4247 | 51663.3
51 | 38 | 34 | 32 | 27 | 27 | 24 | 25 | 24 | 22 | 20 | 20 | 20 | 21 | 17 | 23 | 25 | 22 | 13 | 7 | 10 | 451 | 51 | 171.3 | 363.4 | 582 | 827.6 | 1106 | 1406 | 1727 | 2059 | 2404 | 2755 | 3103 | 3447 | 3782 | 4026 | 4152 | 4239 | 4308 | 4370 | 4422 | 4474 | 53724.3
52 | 42 | 34 | 28 | 24 | 22 | 23 | 18 | 13 | 9 | 10 | 13 | 15 | 16 | 18 | 20 | 21 | 22 | 21 | 19 | 18 | 406 | 52 | 170.8 | 362.5 | 584 | 834 | 1117 | 1425 | 1750 | 2089 | 2436 | 2788 | 3138 | 3479 | 3814 | 4057 | 4183 | 4267 | 4340 | 4406 | 4465 | 4523 | 54228.3
53 | 29 | 31 | 35 | 37 | 37 | 35 | 28 | 20 | 13 | 14 | 18 | 22 | 23 | 22 | 17 | 15 | 14 | 13 | 13 | 11 | 447 | 53 | 171.3 | 362.2 | 579.2 | 820.8 | 1091 | 1386 | 1698 | 2018 | 2344 | 2676 | 3006 | 3333 | 3644 | 3861 | 3967 | 4044 | 4108 | 4160 | 4208 | 4252 | 51729.5
54 | 23 | 28 | 28 | 32 | 34 | 36 | 35 | 32 | 31 | 28 | 27 | 25 | 26 | 28 | 28 | 27 | 24 | 21 | 21 | 20 | 554 | 54 | 172.6 | 363.3 | 579.3 | 823.2 | 1094 | 1390 | 1701 | 2027 | 2360 | 2694 | 3030 | 3360 | 3680 | 3915 | 4038 | 4122 | 4189 | 4247 | 4298 | 4348 | 52431.4
55 | 41 | 31 | 25 | 17 | 15 | 15 | 11 | 12 | 14 | 16 | 13 | 8 | 7 | 7 | 7 | 5 | 6 | 5 | 5 | 4 | 264 | 55 | 174.2 | 368.1 | 586.4 | 831 | 1105 | 1402 | 1715 | 2035 | 2365 | 2701 | 3028 | 3347 | 3656 | 3864 | 3967 | 4040 | 4102 | 4153 | 4200 | 4244 | 51883.7
56 | 35 | 31 | 24 | 17 | 12 | 12 | 12 | 9 | 7 | 6 | 6 | 7 | 10 | 9 | 10 | 7 | 6 | 4 | 5 | 7 | 236 | 56 | 179.4 | 378.2 | 598.8 | 850.6 | 1134 | 1443 | 1767 | 2101 | 2447 | 2801 | 3149 | 3492 | 3823 | 4060 | 4184 | 4272 | 4346 | 4412 | 4472 | 4531 | 54441
57 | 42 | 43 | 44 | 46 | 46 | 41 | 35 | 33 | 34 | 37 | 35 | 33 | 30 | 32 | 32 | 30 | 31 | 32 | 34 | 33 | 723 | 57 | 179 | 376.2 | 603.5 | 859.1 | 1148 | 1464 | 1798 | 2145 | 2506 | 2873 | 3235 | 3589 | 3934 | 4190 | 4324 | 4410 | 4484 | 4550 | 4611 | 4669 | 55947.8
58 | 36 | 38 | 38 | 37 | 36 | 30 | 25 | 18 | 20 | 21 | 26 | 27 | 27 | 27 | 27 | 28 | 26 | 28 | 31 | 33 | 579 | 58 | 173.9 | 369.1 | 589.6 | 844.4 | 1132 | 1448 | 1781 | 2127 | 2487 | 2848 | 3210 | 3569 | 3915 | 4172 | 4309 | 4398 | 4473 | 4542 | 4605 | 4665 | 55658
59 | 39 | 37 | 40 | 42 | 44 | 41 | 33 | 23 | 17 | 15 | 11 | 7 | 3 | 4 | 3 | 3 | 3 | 5 | 11 | 19 | 400 | 59 | 177.8 | 373.2 | 593.6 | 842.5 | 1123 | 1432 | 1754 | 2087 | 2439 | 2796 | 3150 | 3501 | 3843 | 4098 | 4233 | 4327 | 4409 | 4487 | 4557 | 4627 | 54850.1
60 | 37 | 34 | 32 | 28 | 24 | 21 | 18 | 18 | 22 | 22 | 22 | 21 | 23 | 23 | 22 | 25 | 27 | 29 | 28 | 30 | 506 | 60 | 173.1 | 368.5 | 590.5 | 844.5 | 1131 | 1444 | 1775 | 2124 | 2490 | 2858 | 3223 | 3584 | 3936 | 4201 | 4341 | 4435 | 4515 | 4587 | 4655 | 4719 | 55994.6
61 | 31 | 35 | 34 | 32 | 29 | 30 | 25 | 20 | 13 | 13 | 13 | 14 | 13 | 12 | 15 | 16 | 17 | 15 | 18 | 19 | 414 | 61 | 174.6 | 366.9 | 584.8 | 829.3 | 1103 | 1399 | 1715 | 2047 | 2390 | 2737 | 3080 | 3420 | 3747 | 3990 | 4119 | 4209 | 4283 | 4350 | 4412 | 4474 | 53430.6
62 | 16 | 17 | 13 | 8 | 3 | 4 | 4 | 9 | 13 | 19 | 19 | 17 | 16 | 17 | 19 | 19 | 16 | 12 | 9 | 11 | 261 | 62 | 166.2 | 354.6 | 563.8 | 785.2 | 1034 | 1306 | 1591 | 1889 | 2210 | 2533 | 2853 | 3163 | 3458 | 3660 | 3748 | 3801 | 3839 | 3865 | 3883 | 3900 | 48602.8
63 | 20 | 22 | 17 | 13 | 11 | 11 | 12 | 10 | 11 | 12 | 13 | 12 | 10 | 8 | 8 | 7 | 8 | 8 | 7 | 7 | 227 | 63 | 166.4 | 353.2 | 564.7 | 802.4 | 1068 | 1361 | 1665 | 1984 | 2309 | 2637 | 2962 | 3282 | 3587 | 3798 | 3903 | 3976 | 4037 | 4088 | 4135 | 4181 | 50859.7
64 | 36 | 34 | 31 | 30 | 26 | 24 | 23 | 21 | 20 | 13 | 16 | 17 | 20 | 17 | 17 | 16 | 15 | 15 | 20 | 23 | 434 | 64 | 176.8 | 373.3 | 594.9 | 846 | 1130 | 1440 | 1766 | 2103 | 2454 | 2809 | 3163 | 3515 | 3857 | 4111 | 4245 | 4336 | 4414 | 4486 | 4550 | 4612 | 54982
65 | 34 | 31 | 32 | 33 | 33 | 33 | 29 | 28 | 25 | 23 | 25 | 26 | 25 | 21 | 18 | 16 | 15 | 15 | 14 | 16 | 492 | 65 | 172.2 | 364.1 | 583.9 | 832.9 | 1113 | 1420 | 1739 | 2073 | 2418 | 2762 | 3106 | 3442 | 3768 | 3999 | 4118 | 4199 | 4266 | 4323 | 4373 | 4423 | 53495.1
66 | 20 | 14 | 12 | 6 | 5 | 3 | 4 | 3 | 6 | 11 | 15 | 17 | 11 | 14 | 16 | 20 | 17 | 17 | 14 | 14 | 239 | 66 | 168 | 356.7 | 574.1 | 816.5 | 1089 | 1382 | 1694 | 2015 | 2345 | 2681 | 3014 | 3337 | 3647 | 3866 | 3970 | 4035 | 4086 | 4131 | 4171 | 4212 | 51590.3
67 | 34 | 37 | 38 | 40 | 33 | 21 | 10 | 7 | 7 | 8 | 10 | 11 | 12 | 10 | 10 | 8 | 8 | 7 | 10 | 9 | 330 | 67 | 171.1 | 362.3 | 580.5 | 823.4 | 1096 | 1390 | 1704 | 2030 | 2365 | 2702 | 3032 | 3360 | 3678 | 3897 | 4008 | 4092 | 4160 | 4217 | 4273 | 4325 | 52266.3
68 | 27 | 36 | 38 | 44 | 42 | 39 | 33 | 26 | 22 | 25 | 25 | 28 | 28 | 31 | 30 | 28 | 30 | 31 | 34 | 33 | 630 | 68 | 168.7 | 359.8 | 581.3 | 829.6 | 1112 | 1423 | 1749 | 2083 | 2429 | 2781 | 3135 | 3483 | 3824 | 4074 | 4204 | 4289 | 4359 | 4423 | 4482 | 4538 | 54327.4
69 | 20 | 19 | 21 | 17 | 13 | 8 | 9 | 9 | 10 | 10 | 10 | 8 | 6 | 6 | 6 | 5 | 6 | 7 | 8 | 9 | 207 | 69 | 173.9 | 367.5 | 583.6 | 830.6 | 1107 | 1411 | 1730 | 2062 | 2400 | 2746 | 3087 | 3420 | 3745 | 3973 | 4084 | 4163 | 4228 | 4284 | 4336 | 4387 | 53118.6
70 | 35 | 27 | 24 | 17 | 15 | 13 | 12 | 11 | 13 | 12 | 10 | 6 | 5 | 7 | 12 | 16 | 19 | 20 | 23 | 24 | 321 | 70 | 166.6 | 357.5 | 577.3 | 826.4 | 1110 | 1417 | 1743 | 2083 | 2432 | 2787 | 3137 | 3483 | 3817 | 4062 | 4188 | 4271 | 4340 | 4402 | 4457 | 4512 | 54168.8
71 | 35 | 39 | 41 | 39 | 33 | 27 | 27 | 26 | 25 | 22 | 21 | 20 | 18 | 14 | 12 | 11 | 12 | 12 | 13 | 14 | 461 | 71 | 177.7 | 376.7 | 600 | 851.1 | 1132 | 1437 | 1761 | 2093 | 2436 | 2778 | 3115 | 3451 | 3779 | 4028 | 4159 | 4250 | 4324 | 4391 | 4453 | 4514 | 54106.5
72 | 25 | 30 | 29 | 28 | 24 | 21 | 19 | 17 | 14 | 12 | 13 | 14 | 16 | 14 | 15 | 14 | 13 | 12 | 12 | 15 | 357 | 72 | 172.7 | 367.1 | 589.6 | 839.4 | 1119 | 1423 | 1743 | 2071 | 2413 | 2754 | 3094 | 3426 | 3746 | 3970 | 4080 | 4158 | 4221 | 4276 | 4326 | 4374 | 53162.8
73 | 25 | 22 | 25 | 24 | 24 | 19 | 17 | 17 | 18 | 20 | 21 | 21 | 20 | 16 | 13 | 10 | 12 | 13 | 12 | 11 | 360 | 73 | 170 | 356.9 | 569.7 | 808.6 | 1077 | 1368 | 1674 | 1988 | 2314 | 2641 | 2963 | 3274 | 3577 | 3790 | 3890 | 3948 | 3993 | 4032 | 4066 | 4102 | 50602.2
74 | 38 | 38 | 34 | 27 | 19 | 16 | 14 | 11 | 9 | 9 | 9 | 7 | 6 | 6 | 6 | 5 | 6 | 6 | 6 | 4 | 276 | 74 | 170.6 | 361.9 | 578.9 | 821.4 | 1096 | 1397 | 1711 | 2031 | 2365 | 2702 | 3035 | 3358 | 3670 | 3889 | 4002 | 4084 | 4150 | 4206 | 4262 | 4314 | 52204.8
75 | 40 | 40 | 37 | 32 | 25 | 20 | 18 | 17 | 17 | 15 | 13 | 12 | 13 | 14 | 13 | 13 | 13 | 15 | 15 | 13 | 395 | 75 | 167.1 | 355.6 | 572.3 | 814.1 | 1087 | 1390 | 1707 | 2034 | 2374 | 2721 | 3059 | 3394 | 3721 | 3957 | 4082 | 4172 | 4247 | 4316 | 4380 | 4444 | 52994.1
76 | 41 | 42 | 43 | 43 | 40 | 33 | 26 | 24 | 27 | 32 | 28 | 21 | 14 | 15 | 15 | 13 | 12 | 12 | 14 | 12 | 507 | 76 | 176.9 | 373.8 | 596 | 843.5 | 1120 | 1422 | 1735 | 2058 | 2393 | 2736 | 3075 | 3407 | 3726 | 3950 | 4066 | 4151 | 4224 | 4287 | 4348 | 4409 | 53097.2
77 | 35 | 36 | 34 | 35 | 34 | 28 | 19 | 12 | 15 | 17 | 20 | 18 | 14 | 9 | 8 | 8 | 10 | 10 | 14 | 16 | 392 | 77 | 177.2 | 373.5 | 590.7 | 837.8 | 1112 | 1414 | 1734 | 2067 | 2412 | 2760 | 3104 | 3441 | 3771 | 4004 | 4125 | 4216 | 4294 | 4362 | 4429 | 4495 | 53719.2
78 | 29 | 29 | 28 | 28 | 22 | 16 | 12 | 11 | 11 | 9 | 8 | 8 | 7 | 7 | 8 | 8 | 8 | 8 | 8 | 8 | 273 | 78 | 166.8 | 355.6 | 568 | 807.8 | 1074 | 1361 | 1663 | 1976 | 2303 | 2629 | 2948 | 3265 | 3567 | 3776 | 3876 | 3945 | 4003 | 4053 | 4101 | 4151 | 50589.2
79 | 22 | 15 | 12 | 9 | 11 | 14 | 13 | 16 | 19 | 23 | 20 | 20 | 18 | 19 | 17 | 20 | 18 | 16 | 16 | 15 | 333 | 79 | 151 | 322.5 | 520.8 | 744.9 | 998.9 | 1279 | 1590 | 1911 | 2245 | 2582 | 2913 | 3239 | 3555 | 3774 | 3873 | 3932 | 3974 | 4007 | 4029 | 4057 | 49698.1
80 | 27 | 33 | 33 | 30 | 21 | 14 | 13 | 14 | 14 | 13 | 13 | 14 | 13 | 9 | 7 | 5 | 5 | 4 | 4 | 5 | 291 | 80 | 168.4 | 358.2 | 579.5 | 827.2 | 1110 | 1421 | 1752 | 2096 | 2455 | 2822 | 3187 | 3545 | 3898 | 4162 | 4306 | 4406 | 4488 | 4559 | 4627 | 4690 | 55457.3
81 | 25 | 29 | 32 | 38 | 41 | 39 | 29 | 20 | 13 | 12 | 9 | 8 | 9 | 11 | 11 | 9 | 8 | 9 | 10 | 9 | 371 | 81 | 165.7 | 354.6 | 568.2 | 810.4 | 1082 | 1379 | 1690 | 2015 | 2348 | 2686 | 3019 | 3344 | 3663 | 3888 | 4002 | 4081 | 4150 | 4210 | 4266 | 4320 | 52041.9
82 | 26 | 29 | 28 | 27 | 21 | 17 | 13 | 12 | 8 | 9 | 9 | 9 | 9 | 8 | 9 | 9 | 10 | 10 | 10 | 9 | 282 | 82 | 171.8 | 362.2 | 579.5 | 822.8 | 1095 | 1393 | 1708 | 2038 | 2378 | 2726 | 3070 | 3406 | 3735 | 3971 | 4097 | 4184 | 4259 | 4325 | 4384 | 4442 | 53147.3
83 | 30 | 29 | 25 | 26 | 25 | 28 | 22 | 18 | 12 | 10 | 11 | 11 | 13 | 13 | 11 | 7 | 6 | 6 | 9 | 11 | 323 | 83 | 175 | 365.4 | 582.8 | 833.5 | 1113 | 1423 | 1746 | 2084 | 2435 | 2784 | 3133 | 3474 | 3805 | 4045 | 4172 | 4259 | 4330 | 4397 | 4458 | 4517 | 54131.7
84 | 26 | 15 | 14 | 15 | 20 | 18 | 13 | 13 | 13 | 13 | 12 | 14 | 15 | 14 | 19 | 23 | 28 | 26 | 23 | 20 | 354 | 84 | 165.6 | 352.3 | 565.4 | 804.4 | 1072 | 1364 | 1667 | 1983 | 2309 | 2637 | 2961 | 3276 | 3580 | 3792 | 3885 | 3942 | 3985 | 4021 | 4049 | 4078 | 50488.7
85 | 28 | 23 | 23 | 24 | 28 | 27 | 20 | 13 | 11 | 11 | 10 | 9 | 9 | 8 | 7 | 7 | 7 | 9 | 7 | 10 | 291 | 85 | 168.1 | 356.6 | 571.3 | 814.2 | 1084 | 1379 | 1690 | 2014 | 2344 | 2678 | 3006 | 3333 | 3650 | 3872 | 3982 | 4056 | 4119 | 4176 | 4231 | 4286 | 51810.2
86 | 23 | 21 | 20 | 19 | 18 | 17 | 14 | 11 | 9 | 10 | 10 | 10 | 10 | 10 | 10 | 9 | 9 | 8 | 9 | 8 | 255 | 86 | 171.8 | 363.1 | 578.8 | 820.7 | 1090 | 1386 | 1697 | 2021 | 2356 | 2694 | 3032 | 3365 | 3691 | 3924 | 4046 | 4133 | 4207 | 4274 | 4337 | 4400 | 52587.4
87 | 13 | 8 | 8 | 9 | 12 | 13 | 12 | 10 | 9 | 7 | 7 | 7 | 8 | 8 | 7 | 7 | 7 | 11 | 12 | 13 | 188 | 87 | 151.6 | 323.2 | 520.3 | 744.5 | 994.9 | 1270 | 1559 | 1869 | 2198 | 2534 | 2864 | 3190 | 3504 | 3727 | 3838 | 3913 | 3968 | 4015 | 4060 | 4106 | 49349.5
88 | 26 | 31 | 27 | 33 | 34 | 39 | 35 | 32 | 25 | 17 | 12 | 11 | 11 | 11 | 12 | 13 | 13 | 12 | 15 | 19 | 428 | 88 | 173.5 | 365.9 | 582.3 | 826.4 | 1103 | 1408 | 1726 | 2059 | 2402 | 2751 | 3099 | 3444 | 3781 | 4031 | 4167 | 4259 | 4335 | 4405 | 4469 | 4533 | 53920.1
89 | 20 | 22 | 24 | 26 | 25 | 23 | 20 | 20 | 20 | 21 | 19 | 17 | 13 | 10 | 8 | 8 | 8 | 9 | 10 | 10 | 333 | 89 | 152.5 | 341.4 | 556.3 | 798.6 | 1070 | 1368 | 1685 | 2015 | 2354 | 2695 | 3027 | 3354 | 3674 | 3901 | 4006 | 4067 | 4113 | 4153 | 4189 | 4227 | 51746.8
90 | 17 | 16 | 16 | 18 | 18 | 15 | 12 | 11 | 12 | 9 | 8 | 8 | 9 | 9 | 8 | 8 | 8 | 8 | 7 | 4 | 221 | 90 | 166.4 | 356.4 | 570.1 | 812.5 | 1082 | 1375 | 1684 | 1999 | 2331 | 2665 | 2996 | 3315 | 3625 | 3840 | 3945 | 4013 | 4069 | 4119 | 4166 | 4213 | 51342.4
91 | 24 | 22 | 27 | 25 | 28 | 21 | 25 | 25 | 31 | 30 | 29 | 25 | 22 | 20 | 22 | 22 | 25 | 27 | 29 | 25 | 504 | 91 | 171.9 | 364.4 | 583.5 | 831.4 | 1110 | 1413 | 1732 | 2062 | 2405 | 2754 | 3103 | 3444 | 3776 | 4015 | 4136 | 4221 | 4290 | 4351 | 4404 | 4456 | 53623.2
92 | 31 | 32 | 34 | 37 | 39 | 36 | 32 | 31 | 33 | 29 | 21 | 12 | 8 | 7 | 7 | 8 | 10 | 11 | 13 | 12 | 443 | 92 | 169.4 | 359.6 | 575.5 | 816.8 | 1090 | 1384 | 1693 | 2011 | 2337 | 2670 | 3002 | 3328 | 3642 | 3866 | 3980 | 4060 | 4126 | 4185 | 4240 | 4295 | 51830.3
93 | 41 | 42 | 44 | 42 | 42 | 38 | 36 | 28 | 18 | 14 | 12 | 12 | 10 | 7 | 4 | 3 | 3 | 4 | 5 | 6 | 411 | 93 | 172.2 | 365.1 | 582.8 | 828.2 | 1104 | 1405 | 1719 | 2049 | 2387 | 2729 | 3068 | 3402 | 3729 | 3956 | 4072 | 4153 | 4223 | 4284 | 4340 | 4394 | 52962.3
94 | 46 | 43 | 39 | 32 | 19 | 11 | 3 | 3 | 3 | 3 | 6 | 14 | 17 | 20 | 18 | 19 | 19 | 20 | 21 | 23 | 379 | 94 | 170.4 | 363.1 | 583.3 | 832.7 | 1111 | 1411 | 1728 | 2058 | 2397 | 2737 | 3079 | 3416 | 3747 | 3983 | 4105 | 4190 | 4259 | 4318 | 4371 | 4423 | 53282.5
95 | 40 | 35 | 31 | 27 | 23 | 24 | 24 | 27 | 29 | 28 | 25 | 24 | 20 | 17 | 15 | 17 | 19 | 19 | 21 | 22 | 487 | 95 | 176.2 | 375.3 | 597.6 | 848.9 | 1133 | 1443 | 1774 | 2116 | 2473 | 2831 | 3191 | 3544 | 3888 | 4140 | 4273 | 4364 | 4443 | 4514 | 4578 | 4640 | 55343
96 | 29 | 33 | 34 | 32 | 27 | 21 | 22 | 21 | 21 | 18 | 19 | 18 | 18 | 13 | 8 | 4 | 3 | 9 | 13 | 19 | 382 | 96 | 180.1 | 378.4 | 602.7 | 854.8 | 1141 | 1455 | 1779 | 2121 | 2474 | 2835 | 3193 | 3543 | 3887 | 4141 | 4272 | 4361 | 4437 | 4506 | 4569 | 4636 | 55366
97 | 31 | 26 | 25 | 19 | 19 | 19 | 19 | 15 | 11 | 10 | 10 | 11 | 12 | 11 | 10 | 9 | 9 | 10 | 9 | 9 | 294 | 97 | 169 | 356.9 | 573.6 | 816 | 1087 | 1382 | 1688 | 2004 | 2336 | 2670 | 2997 | 3320 | 3634 | 3855 | 3963 | 4037 | 4097 | 4153 | 4205 | 4260 | 51603.5
98 | 15 | 15 | 14 | 13 | 17 | 19 | 19 | 13 | 12 | 12 | 12 | 7 | 6 | 4 | 9 | 14 | 17 | 20 | 22 | 24 | 284 | 98 | 165.4 | 354.7 | 572.3 | 817.5 | 1096 | 1401 | 1725 | 2057 | 2404 | 2755 | 3105 | 3444 | 3776 | 4024 | 4149 | 4231 | 4298 | 4358 | 4414 | 4468 | 53614.9
99 | 30 | 30 | 28 | 23 | 18 | 14 | 14 | 15 | 17 | 17 | 16 | 15 | 14 | 17 | 18 | 17 | 12 | 9 | 10 | 14 | 348 | 99 | 167.2 | 358.3 | 575.4 | 823 | 1102 | 1406 | 1723 | 2051 | 2392 | 2741 | 3087 | 3426 | 3755 | 3995 | 4123 | 4213 | 4288 | 4353 | 4413 | 4475 | 53466.9
100 | 32 | 32 | 32 | 33 | 32 | 30 | 26 | 25 | 24 | 23 | 25 | 24 | 25 | 21 | 21 | 21 | 23 | 22 | 21 | 20 | 512 | 100 | 172.7 | 366 | 587.5 | 834.9 | 1114 | 1421 | 1742 | 2075 | 2418 | 2763 | 3111 | 3455 | 3785 | 4026 | 4150 | 4236 | 4305 | 4365 | 4418 | 4468 | 53813.1
101 | 39 | 42 | 44 | 45 | 43 | 38 | 33 | 29 | 29 | 29 | 24 | 19 | 17 | 18 | 22 | 26 | 31 | 33 | 33 | 34 | 628 | 101 | 181 | 385 | 615.8 | 877.6 | 1170 | 1489 | 1826 | 2176 | 2546 | 2924 | 3295 | 3662 | 4018 | 4288 | 4436 | 4537 | 4625 | 4707 | 4783 | 4858 | 57399.4
102 | 27 | 33 | 35 | 32 | 32 | 28 | 32 | 30 | 33 | 30 | 29 | 26 | 26 | 28 | 30 | 30 | 31 | 31 | 33 | 33 | 609 | 102 | 170.4 | 364.3 | 586.3 | 833.9 | 1115 | 1422 | 1746 | 2083 | 2429 | 2780 | 3129 | 3477 | 3811 | 4057 | 4181 | 4260 | 4324 | 4383 | 4437 | 4491 | 54079.9
103 | 44 | 27 | 19 | 6 | 5 | 7 | 16 | 22 | 31 | 32 | 30 | 24 | 18 | 19 | 17 | 17 | 14 | 16 | 17 | 20 | 401 | 103 | 171.4 | 362.2 | 577.6 | 817.3 | 1090 | 1383 | 1692 | 2010 | 2339 | 2672 | 3002 | 3326 | 3639 | 3850 | 3954 | 4025 | 4084 | 4134 | 4181 | 4228 | 51537.5
104 | 36 | 33 | 33 | 30 | 28 | 25 | 26 | 29 | 27 | 24 | 22 | 25 | 28 | 27 | 24 | 22 | 21 | 25 | 28 | 32 | 545 | 104 | 173.4 | 368.6 | 591.5 | 843.9 | 1127 | 1436 | 1771 | 2121 | 2480 | 2849 | 3216 | 3573 | 3921 | 4179 | 4316 | 4405 | 4478 | 4544 | 4603 | 4658 | 55654.4
105 | 18 | 21 | 21 | 26 | 21 | 18 | 13 | 11 | 7 | 5 | 7 | 11 | 13 | 14 | 16 | 15 | 14 | 17 | 18 | 22 | 308 | 105 | 150.4 | 338.1 | 553.3 | 797.6 | 1069 | 1370 | 1692 | 2029 | 2371 | 2715 | 3061 | 3397 | 3727 | 3969 | 4093 | 4172 | 4236 | 4294 | 4348 | 4402 | 52784.4
106 | 21 | 23 | 23 | 25 | 28 | 27 | 24 | 17 | 14 | 11 | 11 | 10 | 11 | 10 | 10 | 9 | 10 | 9 | 9 | 10 | 312 | 106 | 148.9 | 324.5 | 537.1 | 774.8 | 1043 | 1333 | 1643 | 1969 | 2307 | 2640 | 2976 | 3301 | 3618 | 3844 | 3957 | 4035 | 4098 | 4156 | 4210 | 4267 | 51182.3
107 | 36 | 35 | 38 | 37 | 31 | 20 | 13 | 12 | 13 | 13 | 15 | 16 | 16 | 16 | 15 | 16 | 15 | 14 | 15 | 17 | 403 | 107 | 171.4 | 363.5 | 581.9 | 830.9 | 1111 | 1422 | 1749 | 2089 | 2448 | 2811 | 3172 | 3533 | 3886 | 4150 | 4296 | 4396 | 4482 | 4561 | 4635 | 4706 | 55394.7
108 | 42 | 43 | 40 | 33 | 29 | 30 | 28 | 26 | 20 | 22 | 20 | 17 | 14 | 15 | 17 | 18 | 16 | 15 | 13 | 16 | 474 | 108 | 174.8 | 367 | 587 | 837.4 | 1116 | 1425 | 1747 | 2081 | 2428 | 2777 | 3126 | 3466 | 3798 | 4041 | 4168 | 4255 | 4329 | 4397 | 4458 | 4517 | 54095.2
109 | 39 | 37 | 34 | 32 | 31 | 34 | 33 | 31 | 25 | 18 | 14 | 14 | 13 | 12 | 12 | 12 | 12 | 11 | 13 | 14 | 441 | 109 | 170.3 | 361.5 | 578.4 | 824.6 | 1097 | 1397 | 1709 | 2031 | 2368 | 2713 | 3051 | 3387 | 3713 | 3944 | 4062 | 4145 | 4214 | 4278 | 4338 | 4399 | 52780.8
110 | 42 | 41 | 42 | 41 | 36 | 26 | 17 | 12 | 11 | 14 | 16 | 17 | 12 | 7 | 2 | 2 | 4 | 12 | 18 | 24 | 396 | 110 | 170.5 | 361.1 | 580.9 | 827.2 | 1104 | 1407 | 1734 | 2071 | 2422 | 2774 | 3130 | 3479 | 3819 | 4064 | 4194 | 4283 | 4358 | 4426 | 4488 | 4551 | 54243.7
111 | 17 | 24 | 23 | 23 | 16 | 12 | 13 | 11 | 15 | 15 | 19 | 14 | 13 | 10 | 9 | 7 | 8 | 9 | 10 | 10 | 278 | 111 | 151.2 | 334.4 | 552.2 | 795 | 1067 | 1361 | 1676 | 2002 | 2333 | 2666 | 2993 | 3311 | 3618 | 3829 | 3921 | 3976 | 4017 | 4055 | 4089 | 4124 | 50870.8
112 | 25 | 25 | 26 | 27 | 20 | 11 | 4 | 8 | 11 | 13 | 9 | 11 | 9 | 10 | 9 | 11 | 11 | 11 | 10 | 12 | 273 | 112 | 175.7 | 369.3 | 590.7 | 836.2 | 1114 | 1401 | 1710 | 2035 | 2375 | 2719 | 3061 | 3399 | 3723 | 3958 | 4075 | 4154 | 4217 | 4274 | 4325 | 4374 | 52885.9
113 | 39 | 36 | 36 | 29 | 27 | 24 | 23 | 16 | 12 | 12 | 14 | 13 | 11 | 11 | 12 | 13 | 9 | 10 | 10 | 10 | 367 | 113 | 172.8 | 365.1 | 583.9 | 829.3 | 1107 | 1413 | 1739 | 2074 | 2427 | 2780 | 3130 | 3467 | 3799 | 4035 | 4156 | 4240 | 4308 | 4367 | 4419 | 4469 | 53881.1
114 | 24 | 27 | 28 | 32 | 34 | 32 | 29 | 26 | 23 | 19 | 13 | 13 | 11 | 10 | 10 | 10 | 11 | 9 | 13 | 14 | 388 | 114 | 167.3 | 359.4 | 576.8 | 823.4 | 1100 | 1401 | 1717 | 2043 | 2381 | 2726 | 3069 | 3408 | 3739 | 3975 | 4097 | 4184 | 4256 | 4321 | 4383 | 4445 | 53171.9
115 | 27 | 21 | 22 | 19 | 19 | 17 | 17 | 15 | 15 | 15 | 17 | 17 | 18 | 19 | 20 | 21 | 20 | 20 | 19 | 21 | 379 | 115 | 171.7 | 362.1 | 577.7 | 824.6 | 1099 | 1402 | 1722 | 2054 | 2396 | 2745 | 3094 | 3435 | 3767 | 4012 | 4142 | 4228 | 4299 | 4362 | 4416 | 4469 | 53578.1
116 | 18 | 16 | 13 | 9 | 8 | 12 | 13 | 15 | 18 | 18 | 17 | 11 | 9 | 11 | 11 | 11 | 10 | 9 | 11 | 11 | 251 | 116 | 172.9 | 365.7 | 584.9 | 834.5 | 1115 | 1422 | 1741 | 2071 | 2418 | 2773 | 3121 | 3459 | 3785 | 4022 | 4142 | 4219 | 4283 | 4342 | 4394 | 4445 | 53710
117 | 21 | 20 | 20 | 23 | 27 | 27 | 27 | 28 | 30 | 29 | 25 | 25 | 24 | 25 | 25 | 22 | 18 | 17 | 19 | 23 | 475 | 117 | 170.4 | 360.9 | 576.3 | 817.5 | 1089 | 1383 | 1693 | 2014 | 2343 | 2679 | 3012 | 3337 | 3650 | 3878 | 3991 | 4064 | 4124 | 4180 | 4229 | 4277 | 51868.1
118 | 45 | 41 | 38 | 33 | 33 | 30 | 26 | 23 | 22 | 22 | 17 | 12 | 8 | 9 | 10 | 9 | 10 | 11 | 12 | 11 | 422 | 118 | 174.8 | 369.2 | 588.2 | 831.7 | 1105 | 1401 | 1708 | 2028 | 2357 | 2689 | 3017 | 3344 | 3659 | 3881 | 3996 | 4080 | 4148 | 4206 | 4260 | 4315 | 52157.9
119 | 27 | 28 | 27 | 28 | 28 | 27 | 25 | 25 | 26 | 22 | 16 | 11 | 11 | 11 | 11 | 10 | 11 | 11 | 9 | 9 | 373 | 119 | 166.9 | 355.2 | 573.1 | 812.2 | 1081 | 1377 | 1684 | 2004 | 2333 | 2670 | 3002 | 3326 | 3646 | 3869 | 3976 | 4049 | 4107 | 4160 | 4210 | 4262 | 51663.4
120 | 39 | 37 | 34 | 33 | 25 | 19 | 10 | 12 | 12 | 11 | 13 | 13 | 14 | 10 | 14 | 14 | 17 | 16 | 18 | 16 | 377 | 120 | 173.1 | 363.8 | 579.5 | 822 | 1095 | 1392 | 1708 | 2040 | 2378 | 2722 | 3062 | 3388 | 3707 | 3935 | 4049 | 4130 | 4196 | 4252 | 4304 | 4354 | 52650.4
121 | 46 | 43 | 42 | 40 | 33 | 27 | 18 | 15 | 18 | 21 | 25 | 21 | 16 | 11 | 7 | 8 | 15 | 15 | 17 | 14 | 452 | 121 | 177.6 | 374.1 | 596.4 | 840.4 | 1119 | 1422 | 1741 | 2067 | 2404 | 2744 | 3080 | 3406 | 3723 | 3943 | 4054 | 4131 | 4196 | 4251 | 4304 | 4355 | 52928.5
122 | 36 | 31 | 34 | 28 | 28 | 23 | 22 | 17 | 14 | 12 | 14 | 14 | 15 | 18 | 19 | 17 | 16 | 20 | 24 | 28 | 430 | 122 | 175.3 | 368.6 | 585.4 | 836.9 | 1117 | 1422 | 1743 | 2075 | 2420 | 2769 | 3114 | 3452 | 3780 | 4021 | 4150 | 4240 | 4317 | 4386 | 4449 | 4511 | 53932.2
123 | 44 | 37 | 26 | 14 | 6 | 5 | 3 | 1 | 8 | 14 | 19 | 17 | 17 | 17 | 16 | 11 | 12 | 13 | 15 | 16 | 311 | 123 | 180.1 | 379.1 | 601.4 | 854 | 1139 | 1454 | 1782 | 2122 | 2474 | 2836 | 3195 | 3546 | 3893 | 4147 | 4280 | 4370 | 4444 | 4513 | 4575 | 4634 | 55418.6
124 | 40 | 39 | 40 | 37 | 37 | 34 | 29 | 20 | 12 | 11 | 14 | 14 | 11 | 8 | 7 | 7 | 5 | 2 | 0 | 0 | 367 | 124 | 175.2 | 369 | 585.8 | 823.6 | 1093 | 1384 | 1688 | 2002 | 2327 | 2655 | 2980 | 3297 | 3602 | 3806 | 3904 | 3977 | 4015 | 4036 | 4054 | 4066 | 50839.6
125 | 42 | 32 | 29 | 24 | 25 | 26 | 22 | 19 | 17 | 18 | 18 | 16 | 16 | 16 | 20 | 17 | 19 | 18 | 22 | 23 | 439 | 125 | 172.4 | 365.9 | 588.7 | 843.5 | 1132 | 1444 | 1774 | 2117 | 2474 | 2837 | 3194 | 3545 | 3889 | 4141 | 4274 | 4360 | 4432 | 4498 | 4557 | 4615 | 55253.5
126 | 43 | 42 | 39 | 31 | 24 | 20 | 22 | 18 | 15 | 10 | 8 | 6 | 4 | 4 | 10 | 16 | 19 | 14 | 11 | 12 | 368 | 126 | 177.5 | 374 | 595.8 | 845.3 | 1123 | 1428 | 1747 | 2074 | 2416 | 2760 | 3098 | 3432 | 3748 | 3973 | 4086 | 4169 | 4239 | 4301 | 4357 | 4411 | 53354.6
127 | 38 | 40 | 33 | 27 | 16 | 14 | 10 | 13 | 15 | 16 | 13 | 13 | 11 | 12 | 11 | 13 | 14 | 16 | 17 | 18 | 360 | 127 | 171.7 | 367.3 | 586.5 | 835.6 | 1116 | 1425 | 1750 | 2090 | 2441 | 2797 | 3148 | 3489 | 3824 | 4064 | 4188 | 4275 | 4348 | 4414 | 4474 | 4534 | 54338.1
128 | 19 | 15 | 22 | 26 | 28 | 23 | 21 | 23 | 24 | 25 | 20 | 14 | 9 | 10 | 12 | 17 | 20 | 25 | 22 | 24 | 399 | 128 | 169.5 | 357.1 | 571.9 | 815.8 | 1091 | 1391 | 1705 | 2034 | 2377 | 2722 | 3060 | 3392 | 3713 | 3942 | 4056 | 4138 | 4205 | 4264 | 4316 | 4366 | 52686.3
129 | 31 | 34 | 29 | 23 | 14 | 8 | 9 | 10 | 13 | 11 | 10 | 10 | 10 | 11 | 10 | 11 | 11 | 15 | 19 | 20 | 309 | 129 | 170 | 359.7 | 577 | 821.7 | 1097 | 1376 | 1680 | 2013 | 2362 | 2718 | 3073 | 3420 | 3763 | 4016 | 4151 | 4242 | 4317 | 4387 | 4456 | 4523 | 53522.4
130 | 39 | 30 | 22 | 13 | 10 | 11 | 14 | 15 | 15 | 12 | 11 | 11 | 9 | 9 | 10 | 12 | 13 | 11 | 8 | 5 | 280 | 130 | 170.6 | 359.7 | 574 | 816.7 | 1090 | 1387 | 1700 | 2021 | 2355 | 2690 | 3021 | 3345 | 3658 | 3876 | 3987 | 4068 | 4136 | 4195 | 4249 | 4302 | 52001
131 | 35 | 34 | 34 | 35 | 39 | 37 | 25 | 13 | 7 | 8 | 10 | 13 | 13 | 14 | 12 | 14 | 13 | 13 | 13 | 17 | 399 | 131 | 170.7 | 360.2 | 572.2 | 815.7 | 1086 | 1380 | 1692 | 2016 | 2355 | 2694 | 3038 | 3373 | 3700 | 3938 | 4063 | 4154 | 4230 | 4299 | 4365 | 4430 | 52731.8
132 | 40 | 36 | 35 | 33 | 36 | 34 | 33 | 30 | 27 | 21 | 14 | 13 | 13 | 13 | 12 | 13 | 15 | 17 | 17 | 18 | 470 | 132 | 179.5 | 378.8 | 603 | 856.9 | 1139 | 1450 | 1779 | 2123 | 2480 | 2843 | 3204 | 3564 | 3918 | 4176 | 4312 | 4408 | 4490 | 4566 | 4636 | 4705 | 55811.2
133 | 45 | 41 | 38 | 33 | 35 | 37 | 36 | 32 | 25 | 21 | 20 | 22 | 24 | 27 | 29 | 32 | 32 | 34 | 34 | 34 | 631 | 133 | 178.7 | 378.4 | 604.7 | 861.4 | 1151 | 1470 | 1806 | 2155 | 2518 | 2886 | 3254 | 3620 | 3974 | 4250 | 4399 | 4500 | 4586 | 4665 | 4738 | 4807 | 56802.2
134 | 43 | 36 | 33 | 23 | 19 | 18 | 18 | 13 | 8 | 9 | 13 | 15 | 15 | 13 | 12 | 16 | 24 | 28 | 30 | 28 | 414 | 134 | 177.9 | 375.4 | 599.3 | 851.9 | 1137 | 1450 | 1780 | 2116 | 2462 | 2814 | 3164 | 3506 | 3845 | 4092 | 4221 | 4306 | 4376 | 4440 | 4495 | 4549 | 54757.5
135 | 43 | 40 | 40 | 38 | 41 | 40 | 38 | 32 | 28 | 25 | 23 | 23 | 25 | 23 | 23 | 21 | 25 | 24 | 22 | 22 | 596 | 135 | 175.5 | 371.5 | 592.9 | 840.1 | 1117 | 1421 | 1736 | 2060 | 2398 | 2738 | 3070 | 3398 | 3715 | 3936 | 4045 | 4122 | 4185 | 4240 | 4290 | 4337 | 52788
136 | 40 | 43 | 40 | 37 | 34 | 31 | 32 | 31 | 35 | 32 | 28 | 22 | 21 | 23 | 26 | 24 | 16 | 14 | 18 | 25 | 572 | 136 | 172.5 | 368.5 | 590.8 | 843.8 | 1129 | 1438 | 1767 | 2104 | 2458 | 2816 | 3168 | 3517 | 3851 | 4096 | 4222 | 4308 | 4378 | 4439 | 4496 | 4554 | 54716.6
137 | 44 | 43 | 36 | 29 | 25 | 26 | 26 | 29 | 31 | 35 | 28 | 24 | 17 | 16 | 17 | 20 | 26 | 31 | 33 | 30 | 566 | 137 | 169.4 | 360.4 | 576 | 821.1 | 1097 | 1401 | 1723 | 2056 | 2406 | 2763 | 3116 | 3465 | 3802 | 4048 | 4175 | 4263 | 4337 | 4405 | 4464 | 4524 | 53971.9
138 | 26 | 33 | 32 | 33 | 23 | 16 | 15 | 15 | 17 | 13 | 18 | 19 | 21 | 19 | 17 | 15 | 15 | 15 | 18 | 19 | 399 | 138 | 152.3 | 339.2 | 556.2 | 799.2 | 1072 | 1379 | 1704 | 2037 | 2385 | 2733 | 3078 | 3424 | 3757 | 4000 | 4123 | 4210 | 4281 | 4345 | 4404 | 4465 | 53243.9
139 | 25 | 30 | 28 | 27 | 17 | 13 | 8 | 9 | 9 | 10 | 9 | 8 | 8 | 8 | 8 | 7 | 9 | 11 | 13 | 11 | 268 | 139 | 166.7 | 355.5 | 571.4 | 811.7 | 1083 | 1380 | 1694 | 2016 | 2350 | 2685 | 3018 | 3343 | 3657 | 3878 | 3989 | 4064 | 4126 | 4182 | 4234 | 4286 | 51890.3
140 | 34 | 29 | 25 | 24 | 21 | 24 | 20 | 22 | 21 | 21 | 19 | 19 | 22 | 23 | 24 | 21 | 23 | 23 | 26 | 25 | 466 | 140 | 178.4 | 376.5 | 601.1 | 854.6 | 1140 | 1453 | 1783 | 2125 | 2476 | 2837 | 3192 | 3548 | 3895 | 4154 | 4295 | 4392 | 4473 | 4548 | 4616 | 4683 | 55620.6
141 | 24 | 20 | 14 | 7 | 2 | 2 | 5 | 12 | 20 | 25 | 26 | 23 | 22 | 17 | 15 | 11 | 11 | 12 | 10 | 13 | 291 | 141 | 166.2 | 355.1 | 554.7 | 780 | 1032 | 1313 | 1607 | 1916 | 2254 | 2594 | 2931 | 3262 | 3581 | 3806 | 3915 | 3983 | 4032 | 4074 | 4111 | 4150 | 50417
142 | 28 | 32 | 28 | 29 | 24 | 24 | 22 | 21 | 19 | 18 | 17 | 20 | 19 | 21 | 24 | 28 | 28 | 25 | 28 | 30 | 485 | 142 | 173.9 | 367.8 | 589 | 838 | 1126 | 1439 | 1772 | 2118 | 2480 | 2845 | 3211 | 3568 | 3914 | 4173 | 4313 | 4414 | 4500 | 4580 | 4654 | 4726 | 55801.7
143 | 30 | 36 | 30 | 22 | 12 | 10 | 11 | 11 | 10 | 9 | 7 | 6 | 6 | 6 | 8 | 9 | 8 | 6 | 7 | 7 | 251 | 143 | 168.9 | 361.3 | 576.7 | 820.5 | 1100 | 1402 | 1721 | 2049 | 2385 | 2726 | 3061 | 3387 | 3706 | 3927 | 4038 | 4116 | 4182 | 4239 | 4292 | 4346 | 52604.4
144 | 36 | 31 | 31 | 28 | 31 | 32 | 32 | 31 | 32 | 29 | 25 | 24 | 26 | 27 | 25 | 19 | 12 | 8 | 9 | 15 | 503 | 144 | 175.9 | 369.4 | 590.8 | 841.4 | 1126 | 1431 | 1752 | 2087 | 2431 | 2776 | 3117 | 3455 | 3783 | 4018 | 4137 | 4218 | 4284 | 4342 | 4394 | 4443 | 53771.5
145 | 40 | 38 | 38 | 37 | 31 | 24 | 20 | 20 | 23 | 26 | 27 | 24 | 17 | 13 | 10 | 10 | 9 | 9 | 9 | 11 | 436 | 145 | 173.2 | 365 | 580.8 | 828.1 | 1102 | 1391 | 1698 | 2012 | 2335 | 2665 | 2994 | 3318 | 3634 | 3863 | 3981 | 4062 | 4128 | 4187 | 4242 | 4298 | 51857.1
146 | 30 | 31 | 31 | 29 | 23 | 18 | 15 | 15 | 14 | 12 | 13 | 16 | 21 | 25 | 25 | 26 | 24 | 23 | 20 | 18 | 429 | 146 | 167.5 | 356 | 569.4 | 810.2 | 1086 | 1389 | 1707 | 2037 | 2378 | 2723 | 3071 | 3410 | 3740 | 3982 | 4111 | 4203 | 4284 | 4360 | 4431 | 4503 | 53318.1
147 | 46 | 45 | 45 | 43 | 37 | 29 | 24 | 19 | 17 | 14 | 17 | 18 | 18 | 17 | 16 | 16 | 17 | 21 | 24 | 27 | 510 | 147 | 175.3 | 373 | 598.2 | 851.9 | 1133 | 1441 | 1765 | 2106 | 2460 | 2825 | 3186 | 3539 | 3884 | 4147 | 4287 | 4385 | 4471 | 4551 | 4626 | 4702 | 55506.4
148 | 38 | 31 | 28 | 20 | 17 | 16 | 17 | 18 | 19 | 20 | 19 | 19 | 18 | 21 | 19 | 20 | 18 | 19 | 21 | 22 | 420 | 148 | 171.4 | 365.5 | 587.8 | 840.6 | 1123 | 1436 | 1764 | 2106 | 2457 | 2816 | 3175 | 3526 | 3866 | 4117 | 4245 | 4331 | 4402 | 4467 | 4526 | 4584 | 54906.3
149 | 38 | 34 | 31 | 26 | 27 | 27 | 23 | 18 | 14 | 13 | 13 | 13 | 16 | 20 | 22 | 23 | 22 | 26 | 25 | 26 | 457 | 149 | 171.2 | 362.2 | 581.4 | 827.9 | 1106 | 1414 | 1739 | 2077 | 2428 | 2781 | 3136 | 3484 | 3823 | 4068 | 4195 | 4280 | 4351 | 4415 | 4471 | 4526 | 54236.7
150 | 27 | 31 | 33 | 32 | 25 | 15 | 11 | 10 | 10 | 9 | 8 | 9 | 9 | 8 | 7 | 7 | 8 | 10 | 10 | 10 | 289 | 150 | 168.5 | 360.4 | 577.1 | 819.6 | 1097 | 1399 | 1715 | 2044 | 2385 | 2729 | 3067 | 3397 | 3718 | 3948 | 4061 | 4140 | 4209 | 4271 | 4330 | 4388 | 52823.6
151 | 29 | 31 | 34 | 36 | 34 | 30 | 30 | 29 | 27 | 21 | 19 | 16 | 13 | 10 | 8 | 9 | 8 | 7 | 8 | 9 | 408 | 151 | 171.1 | 364.4 | 583.2 | 830 | 1110 | 1411 | 1733 | 2072 | 2419 | 2771 | 3123 | 3467 | 3801 | 4038 | 4159 | 4243 | 4311 | 4369 | 4422 | 4472 | 53869.7
152 | 40 | 27 | 22 | 16 | 15 | 16 | 14 | 15 | 14 | 14 | 18 | 18 | 20 | 13 | 20 | 21 | 26 | 19 | 16 | 11 | 375 | 152 | 175.3 | 365.4 | 583.7 | 829.9 | 1105 | 1405 | 1722 | 2054 | 2395 | 2742 | 3084 | 3418 | 3740 | 3971 | 4089 | 4171 | 4237 | 4295 | 4346 | 4395 | 53123.3
153 | 42 | 42 | 40 | 35 | 33 | 26 | 22 | 13 | 11 | 11 | 11 | 10 | 9 | 9 | 10 | 10 | 10 | 11 | 10 | 11 | 376 | 153 | 172.1 | 363.4 | 581.5 | 825.6 | 1102 | 1407 | 1729 | 2064 | 2416 | 2771 | 3122 | 3469 | 3809 | 4053 | 4184 | 4280 | 4362 | 4436 | 4505 | 4572 | 54223.6
154 | 44 | 44 | 42 | 40 | 40 | 40 | 41 | 37 | 31 | 21 | 14 | 11 | 11 | 8 | 6 | 5 | 5 | 4 | 5 | 12 | 461 | 154 | 172.8 | 366.2 | 584.5 | 833.5 | 1111 | 1417 | 1743 | 2085 | 2436 | 2788 | 3141 | 3492 | 3833 | 4085 | 4219 | 4312 | 4389 | 4459 | 4522 | 4586 | 54575
155 | 24 | 31 | 30 | 34 | 33 | 30 | 26 | 24 | 27 | 30 | 30 | 28 | 26 | 23 | 19 | 18 | 19 | 23 | 22 | 22 | 519 | 155 | 151.4 | 339.9 | 553.6 | 795.4 | 1066 | 1359 | 1669 | 1991 | 2322 | 2656 | 2985 | 3310 | 3625 | 3846 | 3953 | 4026 | 4086 | 4138 | 4187 | 4233 | 51292.3
156 | 20 | 14 | 12 | 7 | 7 | 8 | 8 | 9 | 7 | 6 | 6 | 6 | 6 | 7 | 9 | 10 | 10 | 11 | 12 | 10 | 185 | 156 | 151.9 | 322.4 | 530.1 | 769.5 | 1041 | 1336 | 1647 | 1972 | 2308 | 2646 | 2980 | 3304 | 3617 | 3841 | 3950 | 4024 | 4086 | 4139 | 4187 | 4234 | 51085.9
157 | 26 | 32 | 31 | 28 | 23 | 16 | 14 | 13 | 13 | 11 | 8 | 8 | 10 | 12 | 12 | 12 | 12 | 13 | 15 | 15 | 324 | 157 | 166 | 356.3 | 574.7 | 820.4 | 1097 | 1398 | 1719 | 2052 | 2396 | 2743 | 3087 | 3426 | 3754 | 3990 | 4109 | 4186 | 4249 | 4307 | 4361 | 4415 | 53206.4
158 | 38 | 34 | 32 | 26 | 22 | 20 | 22 | 22 | 23 | 24 | 25 | 22 | 19 | 21 | 23 | 26 | 25 | 22 | 16 | 12 | 474 | 158 | 170.6 | 362.3 | 581.3 | 831.9 | 1113 | 1423 | 1750 | 2088 | 2442 | 2802 | 3158 | 3506 | 3848 | 4097 | 4229 | 4316 | 4389 | 4454 | 4511 | 4563 | 54635.1
159 | 22 | 24 | 24 | 26 | 33 | 32 | 32 | 21 | 19 | 15 | 17 | 15 | 14 | 13 | 14 | 16 | 16 | 16 | 16 | 20 | 405 | 159 | 165.6 | 354.5 | 573.2 | 818.4 | 1093 | 1394 | 1714 | 2045 | 2396 | 2749 | 3100 | 3446 | 3781 | 4029 | 4159 | 4245 | 4316 | 4381 | 4442 | 4502 | 53703.7
160 | 41 | 37 | 35 | 30 | 33 | 30 | 30 | 22 | 17 | 13 | 11 | 10 | 9 | 10 | 10 | 11 | 9 | 10 | 10 | 12 | 390 | 160 | 176.6 | 369.2 | 591.3 | 838.2 | 1120 | 1426 | 1747 | 2087 | 2438 | 2795 | 3154 | 3506 | 3850 | 4105 | 4241 | 4335 | 4415 | 4489 | 4555 | 4622 | 54860.3
161 | 30 | 30 | 32 | 30 | 24 | 17 | 12 | 12 | 10 | 12 | 14 | 15 | 17 | 16 | 18 | 16 | 17 | 16 | 20 | 23 | 381 | 161 | 176.9 | 373.6 | 592.7 | 840.6 | 1123 | 1434 | 1763 | 2104 | 2460 | 2820 | 3177 | 3530 | 3875 | 4127 | 4265 | 4365 | 4452 | 4534 | 4610 | 4685 | 55307.8
162 | 21 | 19 | 24 | 26 | 31 | 28 | 25 | 20 | 18 | 12 | 10 | 10 | 17 | 21 | 22 | 21 | 22 | 22 | 24 | 25 | 418 | 162 | 174.6 | 368.8 | 586.6 | 832.3 | 1109 | 1410 | 1722 | 2046 | 2378 | 2710 | 3033 | 3356 | 3665 | 3879 | 3976 | 4032 | 4073 | 4109 | 4141 | 4174 | 51775.3
163 | 29 | 26 | 26 | 20 | 16 | 18 | 16 | 16 | 9 | 14 | 17 | 21 | 21 | 15 | 8 | 3 | 2 | 7 | 13 | 20 | 317 | 163 | 174 | 366.4 | 588 | 840.6 | 1129 | 1439 | 1767 | 2106 | 2459 | 2812 | 3165 | 3511 | 3847 | 4098 | 4227 | 4311 | 4381 | 4444 | 4498 | 4551 | 54714
164 | 23 | 27 | 28 | 31 | 27 | 23 | 15 | 13 | 13 | 13 | 12 | 11 | 11 | 12 | 14 | 14 | 12 | 10 | 11 | 13 | 333 | 164 | 173.7 | 363.7 | 579.8 | 822.2 | 1099 | 1401 | 1720 | 2052 | 2399 | 2748 | 3094 | 3431 | 3762 | 4002 | 4128 | 4221 | 4302 | 4375 | 4443 | 4509 | 53625.4
165 | 36 | 39 | 42 | 38 | 32 | 23 | 24 | 26 | 28 | 27 | 21 | 16 | 9 | 7 | 7 | 14 | 20 | 25 | 24 | 25 | 483 | 165 | 172 | 365.2 | 587.7 | 841.4 | 1126 | 1436 | 1761 | 2104 | 2459 | 2818 | 3173 | 3522 | 3862 | 4108 | 4235 | 4321 | 4395 | 4462 | 4522 | 4582 | 54852.3
166 | 24 | 20 | 17 | 14 | 12 | 14 | 11 | 15 | 15 | 15 | 9 | 8 | 10 | 12 | 11 | 10 | 11 | 13 | 12 | 12 | 265 | 166 | 168.8 | 358.2 | 575.5 | 820.5 | 1091 | 1388 | 1700 | 2023 | 2351 | 2684 | 3015 | 3341 | 3657 | 3879 | 3989 | 4063 | 4126 | 4180 | 4230 | 4279 | 51919
167 | 15 | 16 | 15 | 13 | 10 | 7 | 5 | 5 | 11 | 16 | 17 | 13 | 9 | 9 | 8 | 9 | 11 | 15 | 17 | 15 | 236 | 167 | 152.5 | 326.1 | 536.8 | 780.2 | 1052 | 1349 | 1661 | 1991 | 2333 | 2673 | 3009 | 3334 | 3650 | 3871 | 3975 | 4039 | 4088 | 4133 | 4172 | 4213 | 51338.6
168 | 45 | 38 | 33 | 25 | 27 | 28 | 34 | 22 | 14 | 4 | 5 | 3 | 2 | 10 | 21 | 28 | 24 | 20 | 21 | 21 | 425 | 168 | 171.5 | 364.5 | 582.5 | 825.4 | 1097 | 1396 | 1713 | 2041 | 2379 | 2709 | 3033 | 3349 | 3653 | 3862 | 3964 | 4034 | 4091 | 4141 | 4186 | 4231 | 51822.9
169 | 36 | 35 | 35 | 35 | 35 | 30 | 22 | 13 | 12 | 9 | 10 | 8 | 7 | 8 | 7 | 8 | 5 | 7 | 8 | 9 | 339 | 169 | 171.6 | 363 | 579.6 | 822.8 | 1095 | 1395 | 1709 | 2038 | 2371 | 2707 | 3038 | 3363 | 3674 | 3890 | 3998 | 4078 | 4144 | 4199 | 4252 | 4301 | 52189
170 | 27 | 37 | 33 | 36 | 28 | 33 | 31 | 36 | 27 | 21 | 13 | 13 | 12 | 13 | 14 | 15 | 11 | 8 | 5 | 4 | 417 | 170 | 174.5 | 369 | 587.7 | 838.6 | 1117 | 1423 | 1746 | 2082 | 2436 | 2792 | 3150 | 3499 | 3841 | 4094 | 4230 | 4325 | 4405 | 4477 | 4543 | 4609 | 54738.8
171 | 26 | 27 | 31 | 27 | 21 | 12 | 12 | 13 | 12 | 12 | 11 | 14 | 14 | 13 | 9 | 10 | 9 | 10 | 10 | 12 | 305 | 171 | 168.1 | 358.3 | 572.4 | 816.8 | 1094 | 1396 | 1713 | 2042 | 2379 | 2721 | 3058 | 3391 | 3714 | 3949 | 4069 | 4151 | 4221 | 4284 | 4342 | 4399 | 52838.6
172 | 30 | 25 | 21 | 17 | 15 | 15 | 14 | 14 | 15 | 14 | 13 | 10 | 8 | 6 | 6 | 7 | 9 | 12 | 14 | 16 | 281 | 172 | 166.7 | 352.5 | 564.2 | 805.9 | 1076 | 1373 | 1683 | 2003 | 2340 | 2677 | 3008 | 3334 | 3646 | 3871 | 3983 | 4060 | 4122 | 4178 | 4228 | 4277 | 51748.3
173 | 39 | 27 | 29 | 23 | 25 | 23 | 24 | 23 | 17 | 11 | 8 | 8 | 9 | 11 | 14 | 15 | 14 | 11 | 7 | 4 | 342 | 173 | 174.1 | 365.8 | 582.1 | 823.3 | 1099 | 1403 | 1724 | 2057 | 2399 | 2750 | 3093 | 3430 | 3755 | 3988 | 4110 | 4197 | 4271 | 4336 | 4395 | 4453 | 53405.3
174 | 32 | 34 | 33 | 29 | 20 | 13 | 8 | 7 | 8 | 8 | 7 | 5 | 6 | 9 | 11 | 13 | 12 | 13 | 13 | 13 | 294 | 174 | 167.9 | 356.4 | 571.8 | 813.1 | 1087 | 1388 | 1703 | 2029 | 2367 | 2708 | 3047 | 3377 | 3698 | 3925 | 4040 | 4119 | 4187 | 4249 | 4305 | 4362 | 52500.2
175 | 27 | 22 | 22 | 19 | 21 | 15 | 16 | 14 | 18 | 19 | 18 | 19 | 18 | 21 | 20 | 22 | 18 | 14 | 14 | 15 | 372 | 175 | 165.5 | 353.2 | 570.1 | 813.7 | 1092 | 1395 | 1716 | 2049 | 2395 | 2746 | 3092 | 3436 | 3771 | 4018 | 4145 | 4227 | 4294 | 4354 | 4410 | 4465 | 53507.5
176 | 34 | 35 | 35 | 36 | 35 | 29 | 26 | 22 | 23 | 17 | 14 | 8 | 6 | 5 | 6 | 6 | 4 | 5 | 5 | 7 | 358 | 176 | 173.3 | 365.4 | 580.9 | 823.2 | 1089 | 1378 | 1681 | 1992 | 2315 | 2634 | 2955 | 3269 | 3570 | 3776 | 3878 | 3953 | 4015 | 4065 | 4113 | 4156 | 50781.8
177 | 38 | 38 | 36 | 36 | 33 | 29 | 22 | 21 | 22 | 20 | 18 | 16 | 17 | 13 | 16 | 15 | 20 | 18 | 19 | 18 | 465 | 177 | 174.6 | 373.1 | 593.7 | 841.1 | 1122 | 1428 | 1754 | 2093 | 2444 | 2794 | 3142 | 3486 | 3818 | 4055 | 4177 | 4262 | 4334 | 4398 | 4456 | 4512 | 54257.5
178 | 27 | 22 | 19 | 21 | 26 | 33 | 32 | 30 | 24 | 23 | 20 | 20 | 16 | 16 | 15 | 14 | 16 | 16 | 18 | 13 | 421 | 178 | 177.2 | 368.9 | 584.9 | 826.9 | 1097 | 1391 | 1702 | 2024 | 2352 | 2687 | 3013 | 3334 | 3645 | 3860 | 3969 | 4037 | 4092 | 4145 | 4194 | 4240 | 51739.9
179 | 24 | 27 | 28 | 26 | 19 | 14 | 13 | 13 | 11 | 13 | 12 | 12 | 10 | 10 | 9 | 10 | 7 | 12 | 12 | 13 | 295 | 179 | 168.9 | 359.1 | 578 | 822.6 | 1097 | 1402 | 1722 | 2051 | 2392 | 2737 | 3082 | 3413 | 3739 | 3970 | 4085 | 4160 | 4222 | 4278 | 4328 | 4377 | 52983.6
180 | 24 | 29 | 28 | 29 | 33 | 35 | 36 | 31 | 30 | 26 | 22 | 19 | 19 | 21 | 22 | 21 | 17 | 12 | 13 | 16 | 483 | 180 | 175.2 | 365.8 | 581 | 823.8 | 1093 | 1388 | 1698 | 2019 | 2352 | 2685 | 3013 | 3333 | 3641 | 3855 | 3964 | 4044 | 4107 | 4159 | 4207 | 4253 | 51756.8
181 | 31 | 33 | 34 | 35 | 34 | 31 | 31 | 28 | 21 | 12 | 7 | 6 | 7 | 9 | 10 | 11 | 11 | 9 | 9 | 8 | 377 | 181 | 156.1 | 345.8 | 559.5 | 800.2 | 1073 | 1370 | 1683 | 2008 | 2346 | 2687 | 3022 | 3350 | 3671 | 3899 | 4014 | 4097 | 4164 | 4223 | 4280 | 4338 | 52086.6
182 | 32 | 31 | 31 | 28 | 29 | 27 | 29 | 29 | 31 | 26 | 19 | 15 | 17 | 18 | 16 | 12 | 13 | 14 | 14 | 13 | 444 | 182 | 173.1 | 366.1 | 584.2 | 837 | 1123 | 1435 | 1763 | 2110 | 2468 | 2829 | 3188 | 3541 | 3890 | 4144 | 4281 | 4381 | 4467 | 4547 | 4614 | 4674 | 55415.4
183 | 38 | 42 | 43 | 45 | 43 | 36 | 29 | 25 | 25 | 28 | 23 | 20 | 15 | 16 | 17 | 16 | 16 | 15 | 19 | 21 | 532 | 183 | 177.7 | 374.6 | 599.6 | 853.1 | 1140 | 1451 | 1776 | 2114 | 2465 | 2817 | 3170 | 3521 | 3859 | 4109 | 4240 | 4330 | 4407 | 4478 | 4542 | 4607 | 55031
184 | 31 | 31 | 24 | 15 | 6 | 5 | 7 | 7 | 8 | 8 | 13 | 13 | 19 | 18 | 23 | 22 | 24 | 22 | 19 | 16 | 331 | 184 | 173.9 | 365.5 | 583.5 | 829.1 | 1106 | 1406 | 1723 | 2055 | 2394 | 2740 | 3085 | 3428 | 3759 | 3999 | 4124 | 4210 | 4279 | 4341 | 4397 | 4451 | 53449
185 | 32 | 31 | 32 | 31 | 32 | 29 | 28 | 24 | 25 | 24 | 25 | 22 | 22 | 20 | 17 | 17 | 17 | 22 | 20 | 25 | 495 | 185 | 175 | 365.4 | 585.1 | 832 | 1110 | 1411 | 1732 | 2064 | 2407 | 2758 | 3107 | 3450 | 3783 | 4027 | 4151 | 4235 | 4305 | 4367 | 4421 | 4473 | 53758.5
186 | 41 | 41 | 41 | 34 | 30 | 26 | 26 | 23 | 19 | 23 | 24 | 25 | 20 | 17 | 17 | 16 | 15 | 13 | 15 | 17 | 483 | 186 | 171.9 | 362.4 | 582.1 | 832.7 | 1117 | 1425 | 1750 | 2089 | 2437 | 2790 | 3137 | 3484 | 3817 | 4058 | 4185 | 4273 | 4348 | 4415 | 4475 | 4534 | 54283.1
187 | 40 | 43 | 42 | 41 | 36 | 28 | 20 | 17 | 18 | 20 | 18 | 20 | 19 | 18 | 19 | 22 | 24 | 25 | 24 | 27 | 521 | 187 | 172.5 | 365.3 | 586.9 | 840.1 | 1126 | 1443 | 1777 | 2127 | 2495 | 2869 | 3240 | 3613 | 3974 | 4254 | 4408 | 4516 | 4611 | 4699 | 4783 | 4863 | 56762.8
188 | 40 | 38 | 38 | 34 | 36 | 31 | 28 | 26 | 24 | 22 | 11 | 10 | 8 | 10 | 9 | 11 | 12 | 14 | 15 | 19 | 436 | 188 | 174.3 | 370.1 | 589.4 | 834.6 | 1112 | 1413 | 1731 | 2064 | 2410 | 2762 | 3115 | 3460 | 3797 | 4043 | 4170 | 4261 | 4337 | 4406 | 4469 | 4533 | 54051.4
189 | 31 | 30 | 25 | 18 | 12 | 11 | 11 | 8 | 9 | 8 | 9 | 9 | 10 | 10 | 10 | 10 | 8 | 8 | 8 | 9 | 254 | 189 | 168.2 | 356.7 | 570.1 | 816.1 | 1094 | 1394 | 1711 | 2036 | 2371 | 2703 | 3039 | 3366 | 3684 | 3904 | 4015 | 4094 | 4161 | 4220 | 4275 | 4329 | 52307.1
190 | 32 | 32 | 30 | 30 | 32 | 28 | 23 | 17 | 19 | 21 | 25 | 25 | 26 | 26 | 29 | 29 | 25 | 23 | 20 | 18 | 510 | 190 | 168.1 | 359.4 | 580 | 831.4 | 1110 | 1416 | 1739 | 2070 | 2413 | 2762 | 3115 | 3457 | 3794 | 4043 | 4173 | 4258 | 4328 | 4390 | 4447 | 4500 | 53953.9
191 | 46 | 39 | 30 | 19 | 14 | 14 | 14 | 11 | 10 | 10 | 12 | 10 | 12 | 10 | 12 | 11 | 10 | 12 | 12 | 13 | 321 | 191 | 178.2 | 376.5 | 599.5 | 854.8 | 1142 | 1453 | 1778 | 2117 | 2464 | 2817 | 3167 | 3510 | 3839 | 4074 | 4195 | 4281 | 4355 | 4420 | 4479 | 4537 | 54637
192 | 33 | 36 | 30 | 29 | 23 | 23 | 21 | 19 | 20 | 17 | 22 | 23 | 28 | 25 | 25 | 21 | 20 | 19 | 22 | 23 | 479 | 192 | 170.3 | 363.2 | 584.8 | 836.8 | 1122 | 1430 | 1754 | 2091 | 2441 | 2795 | 3147 | 3496 | 3832 | 4077 | 4205 | 4291 | 4363 | 4429 | 4487 | 4545 | 54460.1
193 | 27 | 29 | 32 | 31 | 28 | 21 | 19 | 17 | 15 | 13 | 15 | 16 | 16 | 12 | 13 | 13 | 15 | 15 | 16 | 20 | 383 | 193 | 172.2 | 365.4 | 584.7 | 835 | 1116 | 1420 | 1740 | 2074 | 2410 | 2752 | 3094 | 3433 | 3763 | 3997 | 4116 | 4199 | 4268 | 4327 | 4379 | 4429 | 53474.3
194 | 31 | 33 | 33 | 35 | 32 | 32 | 31 | 32 | 30 | 26 | 26 | 25 | 25 | 24 | 20 | 15 | 14 | 16 | 20 | 21 | 521 | 194 | 176.4 | 373.1 | 597.6 | 846.2 | 1123 | 1429 | 1754 | 2089 | 2435 | 2780 | 3125 | 3468 | 3797 | 4038 | 4160 | 4241 | 4308 | 4367 | 4419 | 4470 | 53996.3
195 | 30 | 33 | 31 | 24 | 14 | 7 | 6 | 9 | 12 | 15 | 16 | 14 | 13 | 14 | 17 | 18 | 16 | 14 | 11 | 10 | 324 | 195 | 167.1 | 357.8 | 575.5 | 816.8 | 1088 | 1383 | 1693 | 2015 | 2343 | 2672 | 3000 | 3322 | 3631 | 3837 | 3934 | 4003 | 4059 | 4105 | 4149 | 4193 | 51344.2
196 | 34 | 34 | 34 | 32 | 29 | 22 | 22 | 20 | 19 | 16 | 15 | 15 | 17 | 15 | 15 | 14 | 15 | 15 | 13 | 16 | 412 | 196 | 175.6 | 368.6 | 586.9 | 832.4 | 1109 | 1411 | 1727 | 2055 | 2389 | 2727 | 3062 | 3391 | 3708 | 3931 | 4041 | 4119 | 4182 | 4237 | 4287 | 4335 | 52674.5
197 | 16 | 25 | 19 | 15 | 4 | 8 | 13 | 18 | 15 | 13 | 11 | 11 | 12 | 13 | 15 | 16 | 18 | 19 | 22 | 24 | 307 | 197 | 153.5 | 329.7 | 537.7 | 771.3 | 1034 | 1324 | 1657 | 2008 | 2376 | 2746 | 3119 | 3489 | 3849 | 4125 | 4276 | 4372 | 4449 | 4521 | 4593 | 4663 | 54393.2
198 | 44 | 45 | 44 | 41 | 36 | 29 | 25 | 21 | 18 | 18 | 18 | 18 | 17 | 17 | 18 | 19 | 17 | 19 | 18 | 20 | 502 | 198 | 178.9 | 377.5 | 601.6 | 852.4 | 1134 | 1447 | 1777 | 2124 | 2484 | 2849 | 3214 | 3569 | 3920 | 4179 | 4320 | 4424 | 4515 | 4600 | 4678 | 4753 | 55997.4
199 | 39 | 30 | 28 | 20 | 22 | 22 | 23 | 19 | 17 | 19 | 19 | 16 | 12 | 12 | 14 | 17 | 16 | 17 | 18 | 21 | 401 | 199 | 174 | 369.3 | 594.4 | 851.9 | 1141 | 1458 | 1790 | 2137 | 2498 | 2863 | 3221 | 3571 | 3910 | 4158 | 4287 | 4371 | 4443 | 4507 | 4565 | 4621 | 55530.6
200 | 28 | 36 | 36 | 39 | 37 | 35 | 28 | 18 | 14 | 14 | 15 | 16 | 15 | 17 | 17 | 15 | 15 | 16 | 19 | 19 | 449 | 200 | 173.5 | 367.1 | 586.7 | 834.9 | 1111 | 1417 | 1737 | 2075 | 2430 | 2787 | 3140 | 3488 | 3829 | 4084 | 4221 | 4311 | 4386 | 4455 | 4518 | 4580 | 54531.2
201 | 30 | 29 | 25 | 22 | 17 | 14 | 11 | 9 | 7 | 7 | 7 | 9 | 11 | 12 | 12 | 9 | 8 | 6 | 6 | 5 | 256 | 201 | 166.2 | 353.8 | 564.5 | 802.5 | 1070 | 1364 | 1669 | 1986 | 2313 | 2642 | 2964 | 3280 | 3588 | 3807 | 3915 | 3991 | 4054 | 4111 | 4164 | 4216 | 51021
202 | 37 | 41 | 42 | 44 | 42 | 36 | 26 | 19 | 16 | 16 | 15 | 11 | 9 | 9 | 11 | 13 | 14 | 11 | 11 | 10 | 433 | 202 | 173.7 | 366.8 | 585.7 | 833 | 1112 | 1414 | 1738 | 2071 | 2418 | 2774 | 3127 | 3470 | 3804 | 4042 | 4168 | 4261 | 4340 | 4410 | 4476 | 4541 | 54125.2
203 | 39 | 38 | 40 | 42 | 45 | 41 | 35 | 27 | 26 | 28 | 31 | 29 | 27 | 25 | 27 | 27 | 25 | 26 | 26 | 27 | 631 | 203 | 180.6 | 378.3 | 603 | 855.2 | 1139 | 1448 | 1774 | 2113 | 2460 | 2814 | 3159 | 3499 | 3826 | 4059 | 4177 | 4258 | 4326 | 4385 | 4437 | 4489 | 54380.1
204 | 26 | 25 | 27 | 27 | 24 | 14 | 10 | 8 | 9 | 5 | 5 | 6 | 9 | 11 | 10 | 10 | 9 | 8 | 5 | 5 | 253 | 204 | 169.9 | 356.4 | 571.6 | 809.9 | 1076 | 1366 | 1663 | 1968 | 2274 | 2581 | 2881 | 3174 | 3467 | 3659 | 3740 | 3789 | 3824 | 3850 | 3873 | 3895 | 48987.8
205 | 28 | 17 | 15 | 12 | 13 | 13 | 10 | 8 | 7 | 8 | 9 | 11 | 9 | 9 | 10 | 11 | 10 | 7 | 6 | 6 | 219 | 205 | 168 | 356.4 | 574.2 | 818 | 1096 | 1399 | 1716 | 2045 | 2386 | 2731 | 3070 | 3406 | 3731 | 3968 | 4088 | 4166 | 4231 | 4290 | 4341 | 4391 | 52971.6
206 | 31 | 31 | 32 | 31 | 33 | 30 | 30 | 27 | 29 | 27 | 25 | 24 | 22 | 24 | 21 | 26 | 28 | 31 | 30 | 29 | 561 | 206 | 176 | 370.5 | 593.3 | 839.4 | 1120 | 1421 | 1739 | 2077 | 2429 | 2781 | 3130 | 3477 | 3814 | 4064 | 4191 | 4274 | 4345 | 4409 | 4465 | 4519 | 54234.2
207 | 40 | 38 | 40 | 40 | 39 | 32 | 23 | 16 | 13 | 12 | 12 | 12 | 12 | 11 | 11 | 12 | 14 | 15 | 14 | 12 | 418 | 207 | 172.2 | 368.1 | 589.9 | 843 | 1125 | 1431 | 1762 | 2107 | 2463 | 2827 | 3186 | 3540 | 3882 | 4133 | 4271 | 4369 | 4452 | 4529 | 4600 | 4670 | 55320.2
208 | 30 | 33 | 34 | 37 | 35 | 31 | 25 | 25 | 25 | 26 | 25 | 18 | 12 | 10 | 13 | 17 | 21 | 22 | 23 | 21 | 483 | 208 | 150.1 | 334.3 | 548.7 | 789.5 | 1060 | 1361 | 1677 | 2008 | 2346 | 2690 | 3025 | 3359 | 3677 | 3907 | 4024 | 4102 | 4165 | 4220 | 4270 | 4320 | 52033.6
209 | 45 | 46 | 44 | 39 | 30 | 23 | 17 | 16 | 17 | 17 | 11 | 4 | 9 | 15 | 19 | 20 | 20 | 20 | 17 | 15 | 444 | 209 | 176.4 | 373.5 | 596.7 | 850.2 | 1133 | 1440 | 1763 | 2096 | 2439 | 2785 | 3126 | 3459 | 3788 | 4023 | 4143 | 4223 | 4291 | 4350 | 4403 | 4454 | 53912.8
210 | 16 | 19 | 18 | 22 | 21 | 18 | 12 | 8 | 8 | 9 | 6 | 6 | 5 | 6 | 6 | 6 | 5 | 5 | 4 | 3 | 203 | 210 | 150.9 | 323.7 | 522 | 755.9 | 1022 | 1314 | 1623 | 1945 | 2276 | 2609 | 2937 | 3253 | 3558 | 3768 | 3868 | 3939 | 3995 | 4041 | 4085 | 4126 | 50111.5
211 | 38 | 37 | 35 | 35 | 32 | 29 | 25 | 26 | 26 | 26 | 22 | 21 | 17 | 16 | 12 | 10 | 6 | 3 | 2 | 1 | 419 | 211 | 177.8 | 369.6 | 589.4 | 836.2 | 1114 | 1414 | 1732 | 2059 | 2400 | 2741 | 3076 | 3408 | 3719 | 3929 | 4013 | 4062 | 4095 | 4119 | 4136 | 4152 | 52142
212 | 22 | 29 | 31 | 35 | 27 | 18 | 12 | 11 | 11 | 12 | 12 | 13 | 14 | 13 | 12 | 12 | 14 | 15 | 16 | 15 | 344 | 212 | 150.6 | 336.9 | 553.4 | 793.3 | 1071 | 1375 | 1697 | 2033 | 2378 | 2736 | 3087 | 3434 | 3772 | 4019 | 4152 | 4244 | 4320 | 4391 | 4459 | 4526 | 53528.2
213 | 24 | 23 | 25 | 24 | 23 | 19 | 16 | 16 | 14 | 15 | 12 | 14 | 14 | 17 | 16 | 17 | 15 | 14 | 15 | 18 | 351 | 213 | 168.6 | 359.1 | 576.3 | 821.7 | 1102 | 1407 | 1730 | 2067 | 2412 | 2761 | 3106 | 3447 | 3778 | 4020 | 4142 | 4226 | 4296 | 4361 | 4419 | 4478 | 53677.7
214 | 30 | 34 | 33 | 32 | 25 | 19 | 11 | 7 | 4 | 5 | 6 | 6 | 7 | 10 | 14 | 17 | 17 | 16 | 17 | 18 | 328 | 214 | 167.8 | 356.5 | 575.3 | 820.9 | 1096 | 1399 | 1722 | 2054 | 2398 | 2744 | 3088 | 3427 | 3758 | 3998 | 4124 | 4213 | 4288 | 4356 | 4419 | 4481 | 53485.5
215 | 29 | 34 | 33 | 32 | 25 | 22 | 19 | 18 | 18 | 17 | 18 | 13 | 17 | 16 | 20 | 20 | 20 | 18 | 14 | 14 | 417 | 215 | 172 | 365 | 583.5 | 828.9 | 1108 | 1418 | 1742 | 2078 | 2424 | 2771 | 3117 | 3457 | 3782 | 4015 | 4136 | 4219 | 4288 | 4348 | 4403 | 4456 | 53711.4
216 | 43 | 30 | 28 | 22 | 23 | 19 | 14 | 12 | 16 | 18 | 19 | 15 | 16 | 14 | 15 | 16 | 16 | 18 | 17 | 18 | 389 | 216 | 175.2 | 369.7 | 591.4 | 841 | 1121 | 1429 | 1750 | 2082 | 2425 | 2770 | 3111 | 3444 | 3768 | 4001 | 4119 | 4198 | 4264 | 4324 | 4376 | 4426 | 53585.3
217 | 23 | 23 | 28 | 31 | 32 | 23 | 15 | 8 | 8 | 8 | 9 | 10 | 10 | 11 | 9 | 11 | 11 | 11 | 10 | 8 | 299 | 217 | 165.5 | 353.6 | 568.4 | 811.3 | 1084 | 1385 | 1704 | 2032 | 2373 | 2715 | 3054 | 3392 | 3720 | 3957 | 4079 | 4164 | 4237 | 4304 | 4366 | 4428 | 52892.8
218 | 22 | 31 | 28 | 28 | 19 | 15 | 11 | 10 | 11 | 10 | 10 | 8 | 7 | 7 | 7 | 6 | 6 | 6 | 6 | 7 | 255 | 218 | 166.1 | 355.4 | 569.5 | 808.8 | 1083 | 1384 | 1697 | 2021 | 2355 | 2693 | 3028 | 3353 | 3668 | 3891 | 4002 | 4081 | 4147 | 4206 | 4261 | 4316 | 52085.8
219 | 25 | 31 | 32 | 36 | 34 | 24 | 14 | 6 | 7 | 9 | 10 | 11 | 11 | 10 | 9 | 7 | 7 | 7 | 8 | 9 | 307 | 219 | 165.9 | 352.9 | 563.9 | 803.1 | 1071 | 1359 | 1664 | 1980 | 2305 | 2630 | 2954 | 3278 | 3588 | 3808 | 3920 | 4001 | 4070 | 4131 | 4190 | 4249 | 51083.8
220 | 40 | 39 | 38 | 36 | 34 | 31 | 29 | 27 | 31 | 32 | 32 | 25 | 21 | 21 | 25 | 28 | 28 | 28 | 28 | 30 | 603 | 220 | 172.1 | 367.2 | 594.5 | 848.7 | 1134 | 1444 | 1777 | 2123 | 2477 | 2838 | 3197 | 3545 | 3886 | 4138 | 4268 | 4354 | 4428 | 4497 | 4557 | 4615 | 55260.5
221 | 32 | 34 | 29 | 24 | 20 | 19 | 19 | 18 | 19 | 19 | 19 | 19 | 20 | 17 | 19 | 18 | 23 | 21 | 21 | 23 | 433 | 221 | 172 | 365 | 584.9 | 835.4 | 1121 | 1431 | 1759 | 2101 | 2458 | 2818 | 3175 | 3523 | 3865 | 4110 | 4237 | 4327 | 4402 | 4470 | 4531 | 4591 | 54876.3
222 | 33 | 37 | 38 | 39 | 36 | 34 | 29 | 25 | 18 | 16 | 15 | 13 | 13 | 13 | 15 | 14 | 17 | 19 | 21 | 21 | 466 | 222 | 167.2 | 358.8 | 579.3 | 823.8 | 1100 | 1404 | 1725 | 2065 | 2416 | 2771 | 3125 | 3476 | 3818 | 4071 | 4206 | 4303 | 4385 | 4462 | 4534 | 4606 | 54396.1
223 | 30 | 32 | 32 | 33 | 33 | 29 | 21 | 13 | 11 | 11 | 12 | 11 | 9 | 7 | 7 | 6 | 8 | 8 | 8 | 7 | 328 | 223 | 170.2 | 361.2 | 576.6 | 818.4 | 1086 | 1377 | 1685 | 2002 | 2327 | 2657 | 2982 | 3298 | 3603 | 3812 | 3917 | 3995 | 4061 | 4118 | 4175 | 4230 | 51251.4
224 | 27 | 21 | 24 | 20 | 24 | 17 | 20 | 17 | 21 | 19 | 17 | 12 | 7 | 6 | 8 | 9 | 11 | 14 | 15 | 13 | 322 | 224 | 173.8 | 366 | 586.8 | 835.3 | 1116 | 1421 | 1740 | 2071 | 2411 | 2755 | 3091 | 3420 | 3737 | 3953 | 4061 | 4138 | 4202 | 4256 | 4306 | 4354 | 52993.9
225 | 42 | 44 | 43 | 42 | 34 | 29 | 23 | 22 | 20 | 16 | 15 | 10 | 10 | 9 | 16 | 21 | 24 | 23 | 23 | 25 | 491 | 225 | 172.4 | 365.5 | 586.3 | 834.1 | 1115 | 1428 | 1755 | 2095 | 2445 | 2802 | 3158 | 3512 | 3853 | 4103 | 4232 | 4327 | 4405 | 4475 | 4539 | 4602 | 54804.3
226 | 32 | 32 | 24 | 16 | 6 | 4 | 2 | 3 | 2 | 7 | 11 | 16 | 14 | 13 | 11 | 12 | 10 | 10 | 9 | 10 | 244 | 226 | 174.1 | 367.5 | 589 | 842.1 | 1127 | 1433 | 1757 | 2094 | 2445 | 2795 | 3143 | 3485 | 3819 | 4058 | 4181 | 4265 | 4336 | 4399 | 4456 | 4512 | 54277.7
227 | 30 | 31 | 29 | 25 | 25 | 23 | 24 | 18 | 17 | 11 | 9 | 11 | 15 | 20 | 17 | 16 | 16 | 18 | 22 | 23 | 400 | 227 | 171.5 | 363.9 | 583.2 | 833.4 | 1115 | 1423 | 1750 | 2085 | 2434 | 2787 | 3137 | 3481 | 3817 | 4067 | 4196 | 4286 | 4362 | 4432 | 4494 | 4556 | 54374
228 | 38 | 31 | 32 | 29 | 28 | 26 | 27 | 30 | 32 | 31 | 28 | 26 | 25 | 26 | 25 | 27 | 26 | 26 | 28 | 28 | 569 | 228 | 175.5 | 370.3 | 592.1 | 841.3 | 1121 | 1429 | 1758 | 2104 | 2462 | 2829 | 3193 | 3549 | 3895 | 4156 | 4291 | 4379 | 4453 | 4519 | 4579 | 4634 | 55330.2
229 | 38 | 39 | 32 | 24 | 13 | 9 | 8 | 9 | 11 | 13 | 13 | 11 | 12 | 12 | 12 | 10 | 10 | 9 | 7 | 7 | 299 | 229 | 173.2 | 367.3 | 586.9 | 836.8 | 1121 | 1427 | 1754 | 2094 | 2442 | 2793 | 3139 | 3478 | 3809 | 4045 | 4163 | 4244 | 4311 | 4369 | 4420 | 4470 | 54043.2
230 | 30 | 29 | 23 | 17 | 12 | 12 | 12 | 15 | 16 | 17 | 16 | 15 | 16 | 14 | 21 | 23 | 30 | 27 | 25 | 21 | 391 | 230 | 152.9 | 342.2 | 559.2 | 803.7 | 1080 | 1382 | 1706 | 2042 | 2390 | 2741 | 3084 | 3426 | 3757 | 3999 | 4123 | 4212 | 4283 | 4348 | 4408 | 4469 | 53308
231 | 32 | 30 | 26 | 20 | 19 | 18 | 15 | 9 | 7 | 7 | 8 | 7 | 7 | 6 | 5 | 5 | 4 | 6 | 7 | 7 | 245 | 231 | 166.2 | 354.2 | 568.7 | 805.5 | 1071 | 1359 | 1659 | 1968 | 2289 | 2612 | 2929 | 3241 | 3535 | 3737 | 3829 | 3893 | 3944 | 3987 | 4029 | 4069 | 50045.6
232 | 39 | 33 | 34 | 34 | 35 | 31 | 24 | 21 | 22 | 23 | 21 | 20 | 18 | 19 | 14 | 13 | 9 | 12 | 17 | 18 | 457 | 232 | 173 | 366.1 | 585.8 | 833.9 | 1111 | 1412 | 1734 | 2069 | 2418 | 2770 | 3123 | 3469 | 3804 | 4048 | 4177 | 4264 | 4338 | 4404 | 4464 | 4522 | 54085.8
233 | 44 | 40 | 39 | 29 | 20 | 12 | 14 | 14 | 10 | 7 | 6 | 13 | 17 | 21 | 20 | 22 | 22 | 24 | 24 | 24 | 422 | 233 | 173.6 | 368.7 | 591.4 | 845.2 | 1134 | 1448 | 1782 | 2127 | 2485 | 2849 | 3206 | 3558 | 3896 | 4148 | 4282 | 4371 | 4446 | 4514 | 4575 | 4636 | 55435.9
234 | 39 | 38 | 34 | 29 | 24 | 23 | 20 | 22 | 19 | 18 | 18 | 17 | 19 | 15 | 21 | 23 | 29 | 29 | 29 | 26 | 492 | 234 | 174.2 | 369.4 | 588.8 | 838.5 | 1120 | 1432 | 1757 | 2096 | 2450 | 2805 | 3158 | 3508 | 3850 | 4104 | 4239 | 4333 | 4413 | 4488 | 4556 | 4623 | 54902.9
235 | 22 | 27 | 26 | 31 | 31 | 31 | 27 | 19 | 16 | 14 | 16 | 18 | 16 | 16 | 15 | 13 | 11 | 8 | 6 | 6 | 369 | 235 | 152.2 | 325.7 | 536.4 | 777.5 | 1044 | 1334 | 1640 | 1961 | 2287 | 2615 | 2933 | 3242 | 3536 | 3732 | 3816 | 3865 | 3902 | 3929 | 3951 | 3973 | 49551.8
236 | 25 | 25 | 21 | 18 | 14 | 17 | 16 | 16 | 16 | 19 | 21 | 18 | 16 | 17 | 20 | 17 | 18 | 16 | 19 | 21 | 370 | 236 | 173.3 | 367.8 | 586.4 | 832.2 | 1111 | 1415 | 1737 | 2070 | 2421 | 2770 | 3116 | 3458 | 3788 | 4036 | 4166 | 4251 | 4320 | 4382 | 4436 | 4488 | 53924.7
237 | 28 | 37 | 37 | 37 | 27 | 19 | 13 | 12 | 12 | 13 | 11 | 13 | 14 | 19 | 20 | 19 | 20 | 18 | 21 | 19 | 409 | 237 | 176.2 | 370.8 | 591.4 | 838.1 | 1119 | 1425 | 1751 | 2089 | 2440 | 2794 | 3148 | 3497 | 3835 | 4086 | 4222 | 4316 | 4395 | 4468 | 4535 | 4600 | 54696.5
238 | 47 | 44 | 44 | 42 | 41 | 36 | 29 | 20 | 17 | 15 | 16 | 17 | 17 | 17 | 16 | 20 | 22 | 24 | 24 | 22 | 530 | 238 | 178.8 | 378.5 | 605 | 861.1 | 1148 | 1458 | 1785 | 2133 | 2494 | 2861 | 3228 | 3588 | 3937 | 4204 | 4353 | 4455 | 4544 | 4629 | 4708 | 4785 | 56333.4
239 | 45 | 44 | 41 | 39 | 34 | 32 | 27 | 24 | 22 | 25 | 23 | 24 | 20 | 22 | 23 | 26 | 28 | 27 | 30 | 25 | 581 | 239 | 174.1 | 369.9 | 593.6 | 846.8 | 1133 | 1449 | 1788 | 2141 | 2514 | 2889 | 3262 | 3629 | 3990 | 4271 | 4423 | 4519 | 4601 | 4676 | 4746 | 4808 | 56823.4
240 | 36 | 35 | 30 | 28 | 21 | 21 | 16 | 17 | 16 | 19 | 20 | 19 | 20 | 17 | 19 | 14 | 20 | 20 | 25 | 23 | 436 | 240 | 177.5 | 371.5 | 591.3 | 841.6 | 1124 | 1429 | 1750 | 2082 | 2428 | 2781 | 3134 | 3474 | 3807 | 4046 | 4169 | 4252 | 4321 | 4380 | 4433 | 4485 | 54076.9
241 | 22 | 23 | 29 | 30 | 34 | 28 | 34 | 33 | 35 | 32 | 29 | 23 | 20 | 17 | 20 | 18 | 21 | 22 | 26 | 25 | 521 | 241 | 169.5 | 361 | 575.3 | 821.5 | 1094 | 1392 | 1703 | 2034 | 2372 | 2713 | 3051 | 3380 | 3699 | 3919 | 4027 | 4102 | 4165 | 4220 | 4270 | 4319 | 52387.3
242 | 37 | 34 | 36 | 33 | 31 | 26 | 22 | 19 | 16 | 21 | 23 | 27 | 26 | 25 | 21 | 18 | 17 | 20 | 22 | 27 | 501 | 242 | 176.9 | 372.2 | 596.3 | 848 | 1135 | 1450 | 1786 | 2134 | 2499 | 2865 | 3227 | 3586 | 3941 | 4205 | 4347 | 4446 | 4532 | 4610 | 4682 | 4753 | 56191.4
243 | 36 | 36 | 33 | 26 | 18 | 13 | 12 | 13 | 13 | 14 | 14 | 16 | 15 | 10 | 5 | 3 | 4 | 3 | 4 | 11 | 299 | 243 | 171.1 | 363.3 | 583.7 | 831.9 | 1117 | 1427 | 1754 | 2094 | 2447 | 2808 | 3167 | 3521 | 3863 | 4112 | 4244 | 4330 | 4400 | 4462 | 4516 | 4573 | 54785
244 | 29 | 34 | 29 | 27 | 19 | 15 | 11 | 10 | 12 | 15 | 17 | 18 | 18 | 17 | 18 | 16 | 14 | 13 | 15 | 16 | 363 | 244 | 168.5 | 355.1 | 572.7 | 814.6 | 1090 | 1387 | 1697 | 2017 | 2350 | 2689 | 3022 | 3348 | 3662 | 3886 | 4000 | 4077 | 4140 | 4195 | 4244 | 4295 | 52009.9
245 | 44 | 43 | 37 | 33 | 30 | 30 | 30 | 30 | 33 | 36 | 33 | 32 | 30 | 29 | 29 | 32 | 34 | 36 | 37 | 36 | 674 | 245 | 178.2 | 376.9 | 598 | 851 | 1133 | 1443 | 1774 | 2120 | 2481 | 2847 | 3214 | 3576 | 3926 | 4190 | 4334 | 4430 | 4511 | 4585 | 4654 | 4718 | 55940.1
246 | 38 | 40 | 38 | 34 | 31 | 22 | 18 | 12 | 14 | 15 | 19 | 19 | 21 | 21 | 23 | 23 | 24 | 19 | 17 | 15 | 463 | 246 | 172.2 | 366.4 | 584.9 | 828.8 | 1105 | 1400 | 1712 | 2030 | 2354 | 2681 | 3001 | 3313 | 3614 | 3825 | 3923 | 3985 | 4037 | 4083 | 4126 | 4169 | 51310.3
247 | 34 | 32 | 34 | 34 | 34 | 29 | 27 | 28 | 28 | 26 | 25 | 26 | 27 | 26 | 25 | 24 | 22 | 16 | 11 | 8 | 516 | 247 | 175.6 | 369.5 | 589.3 | 839.9 | 1122 | 1430 | 1758 | 2100 | 2457 | 2815 | 3169 | 3516 | 3857 | 4108 | 4239 | 4328 | 4403 | 4471 | 4525 | 4578 | 54850.3
248 | 33 | 35 | 31 | 25 | 19 | 17 | 22 | 22 | 22 | 16 | 16 | 14 | 15 | 15 | 14 | 16 | 15 | 19 | 21 | 27 | 414 | 248 | 172.3 | 365.2 | 587.2 | 837.7 | 1121 | 1431 | 1759 | 2098 | 2452 | 2810 | 3163 | 3510 | 3850 | 4101 | 4232 | 4321 | 4396 | 4465 | 4526 | 4586 | 54783.4
249 | 28 | 27 | 29 | 26 | 26 | 18 | 19 | 16 | 17 | 15 | 17 | 18 | 21 | 20 | 19 | 19 | 20 | 22 | 22 | 24 | 423 | 249 | 175.5 | 369.4 | 589.7 | 844.3 | 1132 | 1447 | 1780 | 2126 | 2483 | 2845 | 3206 | 3564 | 3909 | 4167 | 4306 | 4402 | 4482 | 4557 | 4623 | 4689 | 55696.9
250 | 44 | 38 | 39 | 34 | 36 | 31 | 29 | 25 | 25 | 28 | 30 | 28 | 24 | 18 | 18 | 20 | 23 | 21 | 20 | 21 | 552 | 250 | 177.6 | 376 | 598.9 | 847.9 | 1129 | 1434 | 1751 | 2080 | 2419 | 2760 | 3100 | 3431 | 3750 | 3972 | 4082 | 4162 | 4230 | 4286 | 4339 | 4391 | 53316.4
251 | 16 | 22 | 22 | 25 | 24 | 28 | 28 | 31 | 27 | 25 | 19 | 15 | 11 | 10 | 12 | 11 | 11 | 11 | 13 | 15 | 376 | 251 | 151 | 328 | 543.3 | 784.5 | 1056 | 1350 | 1667 | 1995 | 2331 | 2670 | 3005 | 3337 | 3656 | 3892 | 4011 | 4087 | 4146 | 4200 | 4251 | 4305 | 51765.8
252 | 31 | 27 | 27 | 19 | 17 | 13 | 16 | 18 | 18 | 20 | 17 | 17 | 12 | 13 | 14 | 17 | 17 | 18 | 17 | 13 | 361 | 252 | 170.8 | 361.4 | 578 | 819.3 | 1087 | 1381 | 1687 | 2007 | 2335 | 2668 | 2997 | 3316 | 3619 | 3837 | 3941 | 4009 | 4066 | 4117 | 4163 | 4208 | 51367.5
253 | 29 | 31 | 33 | 34 | 35 | 32 | 27 | 21 | 19 | 22 | 22 | 24 | 24 | 26 | 25 | 25 | 25 | 27 | 27 | 28 | 536 | 253 | 167.6 | 359.3 | 577.9 | 825 | 1104 | 1405 | 1723 | 2052 | 2393 | 2739 | 3083 | 3420 | 3748 | 3992 | 4117 | 4199 | 4267 | 4328 | 4383 | 4436 | 53318.8
254 | 38 | 35 | 36 | 29 | 29 | 25 | 28 | 25 | 25 | 26 | 26 | 24 | 19 | 19 | 19 | 20 | 16 | 13 | 9 | 7 | 468 | 254 | 171 | 364.2 | 582.2 | 825.4 | 1096 | 1392 | 1698 | 2017 | 2343 | 2677 | 3008 | 3330 | 3638 | 3852 | 3960 | 4031 | 4091 | 4145 | 4195 | 4243 | 51658.8
255 | 36 | 38 | 36 | 36 | 32 | 33 | 29 | 30 | 25 | 22 | 22 | 23 | 21 | 17 | 12 | 14 | 12 | 11 | 10 | 13 | 472 | 255 | 173.7 | 366.2 | 585.2 | 833.7 | 1112 | 1413 | 1731 | 2061 | 2397 | 2739 | 3073 | 3402 | 3718 | 3938 | 4046 | 4121 | 4184 | 4236 | 4285 | 4331 | 52745.8
256 | 42 | 43 | 44 | 43 | 44 | 38 | 35 | 27 | 23 | 23 | 25 | 25 | 20 | 15 | 14 | 14 | 13 | 13 | 16 | 17 | 534 | 256 | 176.3 | 373.8 | 597 | 850.2 | 1133 | 1441 | 1760 | 2094 | 2438 | 2789 | 3138 | 3480 | 3809 | 4045 | 4168 | 4256 | 4329 | 4393 | 4455 | 4517 | 54242.3
257 | 29 | 29 | 31 | 33 | 29 | 22 | 15 | 12 | 12 | 11 | 13 | 11 | 10 | 8 | 8 | 9 | 8 | 12 | 11 | 14 | 327 | 257 | 168.9 | 359.3 | 575 | 819.3 | 1092 | 1391 | 1706 | 2031 | 2366 | 2701 | 3034 | 3360 | 3674 | 3892 | 3999 | 4073 | 4136 | 4192 | 4244 | 4296 | 52109.5
258 | 20 | 18 | 17 | 17 | 16 | 14 | 8 | 5 | 4 | 7 | 8 | 8 | 7 | 6 | 5 | 6 | 5 | 5 | 4 | 5 | 185 | 258 | 155.1 | 342.2 | 552.9 | 789.4 | 1055 | 1338 | 1622 | 1923 | 2245 | 2574 | 2898 | 3208 | 3507 | 3710 | 3807 | 3874 | 3924 | 3966 | 4007 | 4049 | 49546.6
259 | 28 | 29 | 31 | 31 | 28 | 22 | 17 | 18 | 18 | 19 | 15 | 13 | 12 | 12 | 10 | 7 | 7 | 7 | 7 | 6 | 337 | 259 | 171.5 | 363 | 579.1 | 822 | 1094 | 1397 | 1714 | 2044 | 2378 | 2719 | 3056 | 3382 | 3696 | 3915 | 4022 | 4100 | 4164 | 4216 | 4265 | 4310 | 52407.6
260 | 22 | 21 | 20 | 20 | 22 | 22 | 19 | 12 | 11 | 12 | 13 | 12 | 11 | 9 | 9 | 9 | 10 | 9 | 9 | 10 | 282 | 260 | 168.7 | 357.4 | 573.6 | 816.2 | 1087 | 1381 | 1695 | 2019 | 2353 | 2688 | 3016 | 3336 | 3648 | 3866 | 3971 | 4043 | 4103 | 4156 | 4206 | 4258 | 51741.9
261 | 23 | 26 | 23 | 22 | 13 | 12 | 10 | 15 | 16 | 16 | 15 | 11 | 14 | 17 | 17 | 16 | 11 | 11 | 10 | 9 | 307 | 261 | 168 | 357.7 | 572 | 814.3 | 1078 | 1367 | 1674 | 1991 | 2315 | 2641 | 2958 | 3265 | 3561 | 3760 | 3846 | 3898 | 3935 | 3961 | 3981 | 3999 | 50142
262 | 33 | 35 | 37 | 39 | 40 | 32 | 26 | 19 | 17 | 15 | 14 | 14 | 11 | 12 | 13 | 17 | 16 | 22 | 23 | 27 | 462 | 262 | 177.9 | 374.9 | 601 | 853.8 | 1140 | 1453 | 1782 | 2123 | 2479 | 2834 | 3191 | 3536 | 3876 | 4120 | 4247 | 4333 | 4407 | 4474 | 4536 | 4596 | 55134.6
263 | 27 | 31 | 32 | 32 | 26 | 21 | 18 | 16 | 13 | 13 | 15 | 15 | 14 | 14 | 15 | 17 | 15 | 13 | 13 | 16 | 376 | 263 | 166 | 353.4 | 567.2 | 807.1 | 1082 | 1381 | 1694 | 2016 | 2347 | 2682 | 3013 | 3338 | 3652 | 3872 | 3986 | 4067 | 4135 | 4195 | 4250 | 4306 | 51909.7
264 | 36 | 27 | 30 | 31 | 38 | 32 | 25 | 23 | 29 | 31 | 30 | 24 | 20 | 17 | 18 | 23 | 27 | 30 | 32 | 32 | 555 | 264 | 169 | 358.8 | 577.8 | 828.9 | 1112 | 1421 | 1743 | 2082 | 2434 | 2787 | 3137 | 3482 | 3815 | 4064 | 4191 | 4274 | 4342 | 4405 | 4461 | 4515 | 54199.5
265 | 42 | 39 | 30 | 17 | 6 | 5 | 12 | 15 | 16 | 12 | 13 | 12 | 12 | 11 | 13 | 13 | 15 | 13 | 15 | 16 | 327 | 265 | 170 | 363.8 | 585.5 | 830.6 | 1095 | 1382 | 1698 | 2032 | 2375 | 2725 | 3070 | 3407 | 3737 | 3973 | 4096 | 4182 | 4255 | 4321 | 4384 | 4448 | 53129.9
266 | 38 | 32 | 29 | 26 | 27 | 26 | 24 | 18 | 18 | 16 | 16 | 12 | 12 | 14 | 16 | 14 | 11 | 11 | 12 | 14 | 386 | 266 | 175.1 | 368.8 | 590.1 | 830.4 | 1099 | 1393 | 1699 | 2017 | 2347 | 2676 | 3001 | 3302 | 3604 | 3814 | 3916 | 3989 | 4043 | 4087 | 4134 | 4178 | 51263.4
267 | 31 | 29 | 29 | 29 | 27 | 26 | 25 | 26 | 27 | 28 | 28 | 26 | 25 | 23 | 24 | 23 | 25 | 25 | 25 | 26 | 527 | 267 | 174.5 | 368.2 | 588.6 | 840.2 | 1125 | 1434 | 1762 | 2101 | 2455 | 2815 | 3172 | 3530 | 3879 | 4136 | 4274 | 4363 | 4437 | 4502 | 4560 | 4615 | 55131.5
268 | 39 | 40 | 41 | 39 | 32 | 28 | 25 | 29 | 29 | 33 | 31 | 31 | 27 | 25 | 26 | 28 | 30 | 30 | 26 | 22 | 611 | 268 | 177.1 | 371.9 | 598.5 | 851.2 | 1134 | 1443 | 1767 | 2106 | 2460 | 2820 | 3180 | 3533 | 3873 | 4125 | 4255 | 4341 | 4414 | 4478 | 4533 | 4586 | 55046.7
269 | 36 | 37 | 35 | 32 | 27 | 24 | 22 | 24 | 25 | 28 | 27 | 28 | 26 | 24 | 22 | 24 | 25 | 24 | 22 | 20 | 532 | 269 | 168.8 | 360.3 | 579.2 | 829.6 | 1108 | 1409 | 1729 | 2060 | 2403 | 2756 | 3104 | 3448 | 3781 | 4021 | 4146 | 4228 | 4295 | 4356 | 4409 | 4461 | 53651.9
270 | 37 | 37 | 33 | 26 | 18 | 13 | 13 | 13 | 15 | 18 | 16 | 17 | 18 | 17 | 15 | 12 | 13 | 13 | 15 | 14 | 373 | 270 | 172.4 | 367.1 | 586.7 | 839.6 | 1123 | 1435 | 1762 | 2104 | 2454 | 2812 | 3166 | 3514 | 3855 | 4104 | 4235 | 4326 | 4402 | 4472 | 4533 | 4594 | 54856.8
271 | 37 | 36 | 36 | 34 | 35 | 34 | 33 | 26 | 20 | 15 | 14 | 11 | 9 | 9 | 9 | 9 | 6 | 8 | 7 | 7 | 395 | 271 | 175.7 | 370.8 | 589.3 | 832.5 | 1107 | 1403 | 1716 | 2039 | 2379 | 2722 | 3063 | 3398 | 3722 | 3953 | 4074 | 4157 | 4227 | 4289 | 4346 | 4401 | 52964.3
272 | 27 | 28 | 22 | 17 | 11 | 11 | 10 | 9 | 9 | 11 | 11 | 11 | 8 | 8 | 8 | 9 | 9 | 7 | 9 | 10 | 245 | 272 | 168 | 354.2 | 568.4 | 808 | 1075 | 1369 | 1681 | 2005 | 2335 | 2670 | 3001 | 3329 | 3648 | 3874 | 3988 | 4068 | 4135 | 4195 | 4250 | 4306 | 51827.6
273 | 44 | 44 | 43 | 35 | 26 | 17 | 16 | 16 | 19 | 21 | 20 | 16 | 15 | 16 | 20 | 19 | 19 | 20 | 23 | 25 | 474 | 273 | 177.1 | 375.7 | 601 | 852.3 | 1134 | 1445 | 1774 | 2116 | 2470 | 2833 | 3196 | 3550 | 3898 | 4158 | 4301 | 4400 | 4485 | 4564 | 4636 | 4707 | 55673.1
274 | 45 | 42 | 43 | 41 | 33 | 20 | 10 | 6 | 7 | 9 | 9 | 12 | 16 | 20 | 21 | 20 | 21 | 24 | 25 | 27 | 451 | 274 | 175.7 | 373.5 | 596.2 | 845.8 | 1124 | 1426 | 1745 | 2075 | 2415 | 2759 | 3099 | 3433 | 3756 | 3987 | 4106 | 4188 | 4256 | 4314 | 4366 | 4417 | 53457.2
275 | 19 | 19 | 18 | 15 | 12 | 9 | 10 | 10 | 9 | 7 | 7 | 8 | 10 | 13 | 13 | 11 | 8 | 10 | 10 | 14 | 232 | 275 | 168.1 | 357.1 | 569.8 | 811.1 | 1084 | 1381 | 1692 | 2011 | 2343 | 2676 | 3007 | 3328 | 3644 | 3868 | 3979 | 4051 | 4112 | 4167 | 4216 | 4264 | 51729.1
276 | 32 | 34 | 32 | 25 | 16 | 10 | 12 | 12 | 11 | 9 | 10 | 9 | 6 | 2 | 1 | 3 | 6 | 10 | 12 | 12 | 264 | 276 | 176.1 | 370.1 | 589.6 | 839.9 | 1122 | 1429 | 1754 | 2090 | 2441 | 2791 | 3137 | 3477 | 3811 | 4052 | 4174 | 4256 | 4329 | 4396 | 4456 | 4515 | 54205.7
277 | 35 | 40 | 39 | 37 | 32 | 30 | 29 | 30 | 28 | 29 | 28 | 31 | 31 | 27 | 25 | 23 | 21 | 18 | 16 | 18 | 567 | 277 | 175.9 | 370.1 | 591.5 | 841.8 | 1124 | 1432 | 1759 | 2099 | 2449 | 2804 | 3159 | 3513 | 3853 | 4104 | 4239 | 4328 | 4401 | 4466 | 4523 | 4579 | 54811.3
278 | 32 | 37 | 38 | 35 | 28 | 21 | 19 | 15 | 13 | 11 | 12 | 12 | 11 | 8 | 7 | 8 | 8 | 8 | 8 | 9 | 340 | 278 | 169.7 | 360.9 | 577.4 | 819.1 | 1089 | 1381 | 1689 | 2012 | 2347 | 2685 | 3020 | 3355 | 3677 | 3905 | 4018 | 4101 | 4171 | 4233 | 4292 | 4351 | 52253.1
279 | 12 | 16 | 17 | 16 | 11 | 7 | 7 | 9 | 9 | 8 | 8 | 8 | 9 | 8 | 6 | 5 | 3 | 3 | 3 | 4 | 169 | 279 | 149.4 | 318.4 | 513.2 | 748.8 | 1016 | 1304 | 1607 | 1927 | 2257 | 2587 | 2914 | 3230 | 3537 | 3749 | 3851 | 3923 | 3979 | 4027 | 4071 | 4114 | 49822.8
280 | 24 | 20 | 19 | 16 | 16 | 12 | 9 | 7 | 7 | 8 | 7 | 10 | 11 | 12 | 10 | 8 | 6 | 5 | 6 | 7 | 220 | 280 | 172.9 | 364.1 | 580.6 | 822.8 | 1096 | 1398 | 1717 | 2047 | 2387 | 2732 | 3072 | 3410 | 3733 | 3963 | 4079 | 4157 | 4222 | 4279 | 4330 | 4379 | 52941.4
281 | 27 | 23 | 17 | 12 | 11 | 11 | 11 | 10 | 12 | 18 | 16 | 15 | 7 | 8 | 8 | 10 | 10 | 8 | 6 | 4 | 244 | 281 | 169.8 | 359.6 | 574.5 | 818 | 1093 | 1390 | 1702 | 2026 | 2357 | 2693 | 3027 | 3352 | 3666 | 3886 | 3996 | 4071 | 4132 | 4186 | 4234 | 4281 | 52013.9
282 | 42 | 40 | 36 | 34 | 32 | 32 | 28 | 29 | 28 | 28 | 21 | 16 | 14 | 15 | 16 | 15 | 14 | 13 | 16 | 19 | 488 | 282 | 179.4 | 378.1 | 601.2 | 853.2 | 1132 | 1437 | 1762 | 2097 | 2445 | 2798 | 3146 | 3488 | 3820 | 4063 | 4192 | 4280 | 4356 | 4424 | 4485 | 4545 | 54481.9
283 | 33 | 27 | 29 | 29 | 30 | 23 | 15 | 11 | 12 | 12 | 13 | 11 | 10 | 9 | 9 | 8 | 6 | 6 | 5 | 5 | 303 | 283 | 172.1 | 363.1 | 578.3 | 818.8 | 1087 | 1383 | 1693 | 2017 | 2348 | 2687 | 3020 | 3346 | 3663 | 3884 | 3999 | 4086 | 4159 | 4217 | 4272 | 4325 | 52118.3
284 | 33 | 33 | 33 | 34 | 31 | 27 | 23 | 25 | 26 | 26 | 24 | 24 | 24 | 19 | 15 | 14 | 14 | 14 | 12 | 14 | 465 | 284 | 169.3 | 360.8 | 580 | 829.4 | 1111 | 1413 | 1733 | 2068 | 2410 | 2756 | 3099 | 3437 | 3762 | 3992 | 4110 | 4195 | 4267 | 4331 | 4389 | 4446 | 53458.5
285 | 40 | 41 | 35 | 30 | 24 | 26 | 24 | 23 | 18 | 20 | 20 | 23 | 17 | 18 | 17 | 20 | 20 | 19 | 20 | 20 | 475 | 285 | 165.4 | 355.8 | 572.1 | 814 | 1085 | 1379 | 1686 | 2008 | 2340 | 2674 | 3005 | 3332 | 3649 | 3872 | 3984 | 4061 | 4124 | 4181 | 4232 | 4281 | 51800.3
286 | 22 | 19 | 20 | 26 | 24 | 19 | 8 | 9 | 10 | 12 | 11 | 10 | 9 | 7 | 7 | 7 | 8 | 7 | 10 | 11 | 256 | 286 | 168.2 | 358.1 | 574.4 | 818.7 | 1089 | 1386 | 1699 | 2024 | 2358 | 2692 | 3024 | 3353 | 3666 | 3885 | 3994 | 4069 | 4131 | 4186 | 4237 | 4290 | 52002.4
287 | 30 | 21 | 18 | 9 | 11 | 18 | 23 | 23 | 17 | 23 | 25 | 28 | 23 | 22 | 20 | 20 | 22 | 26 | 30 | 33 | 442 | 287 | 175.9 | 372.2 | 595.8 | 844.3 | 1104 | 1410 | 1735 | 2071 | 2415 | 2764 | 3111 | 3451 | 3783 | 4025 | 4142 | 4214 | 4274 | 4330 | 4383 | 4434 | 53634.2
288 | 39 | 40 | 40 | 40 | 35 | 31 | 24 | 20 | 17 | 19 | 22 | 24 | 21 | 16 | 15 | 16 | 17 | 15 | 13 | 10 | 474 | 288 | 177.5 | 375 | 598.9 | 845.9 | 1123 | 1426 | 1750 | 2085 | 2435 | 2790 | 3137 | 3480 | 3809 | 4049 | 4177 | 4273 | 4355 | 4429 | 4496 | 4559 | 54370.3
289 | 16 | 22 | 19 | 20 | 15 | 15 | 12 | 11 | 9 | 9 | 10 | 11 | 10 | 10 | 11 | 14 | 13 | 11 | 13 | 13 | 264 | 289 | 166.6 | 356.3 | 571.2 | 812.9 | 1087 | 1383 | 1692 | 2013 | 2344 | 2676 | 3003 | 3322 | 3634 | 3852 | 3960 | 4034 | 4096 | 4150 | 4202 | 4253 | 51608
290 | 28 | 21 | 20 | 18 | 18 | 15 | 12 | 10 | 10 | 12 | 11 | 11 | 8 | 10 | 11 | 11 | 10 | 8 | 8 | 8 | 260 | 290 | 172.5 | 366 | 581.6 | 825.1 | 1100 | 1402 | 1722 | 2052 | 2395 | 2746 | 3096 | 3440 | 3776 | 4020 | 4151 | 4243 | 4322 | 4394 | 4461 | 4528 | 53793.2
291 | 43 | 37 | 38 | 36 | 36 | 32 | 31 | 24 | 19 | 13 | 17 | 17 | 19 | 15 | 15 | 14 | 15 | 16 | 16 | 14 | 467 | 291 | 176.3 | 370.7 | 590.3 | 836.7 | 1112 | 1415 | 1735 | 2069 | 2419 | 2771 | 3123 | 3469 | 3807 | 4053 | 4184 | 4279 | 4360 | 4435 | 4505 | 4575 | 54285
292 | 37 | 31 | 27 | 26 | 30 | 34 | 31 | 23 | 17 | 17 | 19 | 21 | 24 | 26 | 25 | 19 | 17 | 14 | 15 | 17 | 470 | 292 | 170.3 | 360.5 | 576.7 | 822 | 1102 | 1408 | 1726 | 2055 | 2400 | 2746 | 3089 | 3423 | 3746 | 3974 | 4090 | 4170 | 4235 | 4291 | 4342 | 4391 | 53117.5
293 | 9 | 16 | 13 | 12 | 9 | 9 | 7 | 2 | 2 | 2 | 4 | 6 | 11 | 11 | 9 | 7 | 9 | 8 | 9 | 10 | 165 | 293 | 149.4 | 324.7 | 536.8 | 777.3 | 1045 | 1339 | 1645 | 1964 | 2292 | 2618 | 2940 | 3250 | 3549 | 3751 | 3842 | 3897 | 3939 | 3974 | 4006 | 4039 | 49878.2
294 | 39 | 38 | 36 | 33 | 30 | 31 | 31 | 29 | 24 | 22 | 23 | 27 | 25 | 25 | 22 | 26 | 24 | 23 | 24 | 28 | 560 | 294 | 178.8 | 373.8 | 597 | 849.7 | 1134 | 1443 | 1767 | 2102 | 2451 | 2807 | 3157 | 3504 | 3838 | 4080 | 4207 | 4299 | 4376 | 4444 | 4505 | 4567 | 54680.3
295 | 38 | 34 | 35 | 31 | 32 | 28 | 28 | 26 | 28 | 28 | 28 | 26 | 24 | 25 | 23 | 25 | 23 | 25 | 22 | 21 | 550 | 295 | 176.9 | 373.1 | 596.8 | 846.9 | 1130 | 1434 | 1756 | 2095 | 2447 | 2803 | 3155 | 3505 | 3844 | 4087 | 4213 | 4298 | 4367 | 4429 | 4484 | 4535 | 54575.7
296 | 38 | 37 | 37 | 31 | 22 | 14 | 10 | 9 | 9 | 8 | 7 | 5 | 5 | 5 | 6 | 6 | 7 | 7 | 7 | 5 | 275 | 296 | 167.9 | 357.7 | 572.1 | 811.9 | 1087 | 1387 | 1698 | 2021 | 2353 | 2689 | 3019 | 3344 | 3658 | 3880 | 3991 | 4070 | 4136 | 4195 | 4250 | 4304 | 51991.6
297 | 6 | 9 | 7 | 8 | 9 | 11 | 10 | 7 | 9 | 11 | 14 | 12 | 10 | 5 | 5 | 6 | 6 | 8 | 9 | 14 | 176 | 297 | 164.2 | 337.7 | 536.9 | 780.5 | 1054 | 1349 | 1666 | 1992 | 2330 | 2669 | 3003 | 3329 | 3642 | 3858 | 3955 | 4015 | 4061 | 4102 | 4137 | 4176 | 51157.3
298 | 39 | 36 | 35 | 31 | 32 | 28 | 24 | 24 | 21 | 24 | 18 | 22 | 21 | 25 | 18 | 13 | 10 | 12 | 15 | 17 | 465 | 298 | 176 | 371.6 | 593.2 | 836.4 | 1110 | 1408 | 1715 | 2036 | 2369 | 2707 | 3031 | 3352 | 3666 | 3892 | 4007 | 4069 | 4104 | 4136 | 4184 | 4231 | 51994.2
299 | 18 | 22 | 23 | 23 | 17 | 14 | 16 | 20 | 23 | 21 | 23 | 19 | 18 | 16 | 19 | 16 | 15 | 15 | 14 | 16 | 368 | 299 | 154.1 | 333.8 | 550.9 | 795.2 | 1071 | 1368 | 1689 | 2021 | 2362 | 2705 | 3041 | 3369 | 3689 | 3915 | 4027 | 4101 | 4160 | 4212 | 4258 | 4305 | 52127
300 | 33 | 36 | 35 | 36 | 32 | 30 | 22 | 17 | 14 | 18 | 20 | 21 | 20 | 17 | 17 | 14 | 15 | 13 | 15 | 15 | 440 | 300 | 168.7 | 358.6 | 576.7 | 822.9 | 1098 | 1394 | 1711 | 2045 | 2388 | 2740 | 3087 | 3431 | 3764 | 4010 | 4142 | 4237 | 4319 | 4394 | 4462 | 4533 | 53681.9
301 | 38 | 32 | 31 | 28 | 34 | 34 | 36 | 31 | 30 | 26 | 22 | 17 | 15 | 16 | 19 | 20 | 23 | 23 | 24 | 24 | 523 | 301 | 167.8 | 359.4 | 574.6 | 817.4 | 1088 | 1385 | 1696 | 2014 | 2345 | 2678 | 3007 | 3326 | 3636 | 3856 | 3965 | 4040 | 4102 | 4155 | 4205 | 4253 | 51670.2
302 | 28 | 16 | 14 | 19 | 32 | 36 | 25 | 18 | 18 | 19 | 18 | 20 | 20 | 20 | 17 | 16 | 16 | 16 | 15 | 16 | 399 | 302 | 177.4 | 373.9 | 592.6 | 843.6 | 1131 | 1443 | 1774 | 2118 | 2473 | 2833 | 3195 | 3552 | 3901 | 4158 | 4299 | 4403 | 4493 | 4578 | 4657 | 4735 | 55730.5
303 | 13 | 18 | 16 | 15 | 11 | 10 | 13 | 17 | 19 | 15 | 9 | 8 | 9 | 9 | 10 | 8 | 8 | 7 | 9 | 9 | 233 | 303 | 153.4 | 326.7 | 534.5 | 778.6 | 1052 | 1349 | 1663 | 1993 | 2334 | 2672 | 3006 | 3333 | 3649 | 3868 | 3974 | 4046 | 4104 | 4154 | 4200 | 4246 | 51436.2
304 | 22 | 28 | 27 | 30 | 29 | 26 | 20 | 13 | 10 | 10 | 10 | 9 | 8 | 8 | 8 | 8 | 7 | 7 | 8 | 8 | 296 | 304 | 156.4 | 348.2 | 566.3 | 809.4 | 1081 | 1379 | 1692 | 2024 | 2365 | 2710 | 3052 | 3387 | 3712 | 3945 | 4061 | 4140 | 4204 | 4263 | 4320 | 4378 | 52593.3
305 | 6 | 7 | 5 | 6 | 6 | 14 | 13 | 13 | 6 | 6 | 3 | 3 | 1 | 1 | 2 | 4 | 5 | 5 | 6 | 7 | 119 | 305 | 150.4 | 320.9 | 517.4 | 739.2 | 995.7 | 1285 | 1589 | 1906 | 2230 | 2559 | 2879 | 3192 | 3493 | 3693 | 3780 | 3831 | 3865 | 3889 | 3908 | 3927 | 48749.6
306 | 22 | 25 | 28 | 30 | 22 | 13 | 9 | 11 | 14 | 12 | 10 | 5 | 3 | 3 | 4 | 3 | 4 | 5 | 7 | 7 | 237 | 306 | 167.4 | 356.6 | 569.3 | 808.5 | 1074 | 1362 | 1667 | 1980 | 2303 | 2629 | 2949 | 3257 | 3554 | 3757 | 3852 | 3916 | 3969 | 4015 | 4058 | 4101 | 50344.8
307 | 25 | 22 | 22 | 26 | 29 | 34 | 31 | 26 | 18 | 11 | 10 | 9 | 10 | 10 | 10 | 10 | 10 | 11 | 13 | 16 | 353 | 307 | 171.5 | 362.2 | 577.4 | 823.9 | 1099 | 1399 | 1718 | 2050 | 2395 | 2746 | 3097 | 3439 | 3776 | 4027 | 4160 | 4250 | 4325 | 4394 | 4460 | 4526 | 53796
308 | 42 | 41 | 37 | 32 | 33 | 30 | 25 | 18 | 16 | 15 | 13 | 15 | 18 | 19 | 19 | 18 | 18 | 19 | 21 | 21 | 470 | 308 | 172 | 364 | 584.2 | 833.7 | 1115 | 1424 | 1747 | 2086 | 2434 | 2786 | 3135 | 3478 | 3811 | 4050 | 4173 | 4260 | 4331 | 4392 | 4447 | 4499 | 54121.9
309 | 30 | 33 | 31 | 29 | 29 | 25 | 25 | 19 | 24 | 25 | 28 | 26 | 23 | 20 | 18 | 17 | 20 | 20 | 24 | 24 | 490 | 309 | 177.2 | 372.2 | 590.8 | 836.1 | 1114 | 1415 | 1735 | 2065 | 2412 | 2763 | 3108 | 3447 | 3776 | 4013 | 4133 | 4216 | 4284 | 4342 | 4395 | 4445 | 53639.3
310 | 39 | 35 | 32 | 31 | 27 | 22 | 15 | 14 | 16 | 17 | 18 | 15 | 12 | 12 | 15 | 20 | 19 | 17 | 12 | 11 | 399 | 310 | 176.3 | 369.9 | 584.1 | 824.7 | 1098 | 1395 | 1709 | 2031 | 2364 | 2700 | 3028 | 3349 | 3662 | 3875 | 3983 | 4060 | 4123 | 4177 | 4227 | 4275 | 52011
311 | 28 | 28 | 30 | 31 | 33 | 31 | 27 | 23 | 23 | 23 | 23 | 23 | 26 | 24 | 21 | 16 | 17 | 17 | 18 | 16 | 478 | 311 | 169 | 360.2 | 577.7 | 827.3 | 1106 | 1410 | 1732 | 2061 | 2404 | 2751 | 3093 | 3426 | 3750 | 3979 | 4098 | 4181 | 4252 | 4313 | 4371 | 4423 | 53284.2
312 | 41 | 41 | 41 | 35 | 29 | 25 | 24 | 26 | 30 | 32 | 33 | 29 | 27 | 25 | 24 | 22 | 24 | 26 | 28 | 27 | 589 | 312 | 172.5 | 365.6 | 587.7 | 831.6 | 1105 | 1404 | 1720 | 2046 | 2386 | 2731 | 3075 | 3411 | 3739 | 3977 | 4099 | 4181 | 4248 | 4308 | 4361 | 4412 | 53160.4
313 | 18 | 19 | 23 | 18 | 14 | 5 | 5 | 4 | 6 | 8 | 10 | 9 | 10 | 9 | 7 | 6 | 5 | 6 | 5 | 7 | 194 | 313 | 166.9 | 352.9 | 564.1 | 804.4 | 1061 | 1355 | 1668 | 1986 | 2314 | 2644 | 2972 | 3295 | 3609 | 3828 | 3935 | 4010 | 4072 | 4128 | 4181 | 4233 | 51179.3
314 | 38 | 30 | 27 | 25 | 21 | 19 | 13 | 14 | 14 | 12 | 11 | 11 | 12 | 14 | 16 | 17 | 21 | 21 | 20 | 15 | 371 | 314 | 171.7 | 361.7 | 575.9 | 815.3 | 1084 | 1385 | 1700 | 2025 | 2360 | 2701 | 3040 | 3371 | 3693 | 3925 | 4047 | 4134 | 4206 | 4271 | 4331 | 4391 | 52588.6
315 | 10 | 8 | 13 | 10 | 10 | 6 | 8 | 8 | 8 | 8 | 7 | 6 | 5 | 5 | 6 | 6 | 6 | 6 | 6 | 6 | 148 | 315 | 164 | 341.7 | 541.2 | 763.8 | 1025 | 1320 | 1630 | 1949 | 2283 | 2615 | 2938 | 3255 | 3559 | 3770 | 3872 | 3946 | 4006 | 4057 | 4106 | 4153 | 50294.7
316 | 37 | 35 | 35 | 35 | 35 | 31 | 23 | 18 | 15 | 14 | 13 | 10 | 7 | 4 | 2 | 2 | 2 | 2 | 2 | 4 | 326 | 316 | 172.3 | 367.5 | 589.1 | 835.9 | 1116 | 1427 | 1755 | 2096 | 2448 | 2803 | 3159 | 3510 | 3847 | 4097 | 4225 | 4310 | 4379 | 4441 | 4495 | 4547 | 54619.8
317 | 41 | 39 | 41 | 41 | 36 | 30 | 20 | 18 | 16 | 21 | 24 | 22 | 20 | 19 | 19 | 17 | 14 | 15 | 16 | 17 | 486 | 317 | 175.1 | 369.5 | 591.4 | 840.2 | 1120 | 1429 | 1755 | 2098 | 2449 | 2807 | 3161 | 3510 | 3851 | 4104 | 4240 | 4337 | 4422 | 4501 | 4573 | 4643 | 54976.2
318 | 36 | 38 | 34 | 27 | 23 | 20 | 21 | 17 | 17 | 17 | 18 | 20 | 18 | 20 | 19 | 23 | 22 | 22 | 20 | 22 | 454 | 318 | 176.4 | 373 | 596.8 | 849.2 | 1132 | 1444 | 1771 | 2111 | 2465 | 2821 | 3173 | 3518 | 3855 | 4101 | 4227 | 4316 | 4394 | 4463 | 4525 | 4586 | 54897.4
319 | 36 | 28 | 23 | 17 | 16 | 21 | 22 | 25 | 25 | 26 | 25 | 20 | 18 | 18 | 20 | 19 | 15 | 11 | 11 | 11 | 407 | 319 | 172.2 | 364.7 | 581.2 | 821.7 | 1094 | 1393 | 1703 | 2028 | 2360 | 2695 | 3031 | 3356 | 3669 | 3894 | 4009 | 4089 | 4154 | 4201 | 4250 | 4298 | 52163.8
320 | 33 | 28 | 29 | 28 | 30 | 26 | 18 | 19 | 21 | 24 | 23 | 17 | 15 | 12 | 12 | 13 | 16 | 21 | 21 | 21 | 427 | 320 | 173.1 | 364.6 | 583.5 | 831.1 | 1106 | 1413 | 1733 | 2064 | 2408 | 2756 | 3101 | 3439 | 3764 | 3999 | 4116 | 4196 | 4263 | 4322 | 4374 | 4425 | 53431.3
321 | 30 | 28 | 27 | 26 | 25 | 25 | 20 | 20 | 21 | 22 | 21 | 18 | 20 | 19 | 20 | 17 | 19 | 20 | 23 | 21 | 442 | 321 | 170.4 | 363.3 | 582.8 | 834.2 | 1117 | 1426 | 1753 | 2095 | 2447 | 2802 | 3155 | 3502 | 3842 | 4087 | 4218 | 4308 | 4384 | 4454 | 4517 | 4577 | 54634.7
322 | 37 | 40 | 35 | 34 | 32 | 27 | 23 | 17 | 17 | 13 | 13 | 15 | 15 | 15 | 15 | 20 | 24 | 29 | 28 | 25 | 474 | 322 | 171.3 | 362.3 | 579.2 | 824.9 | 1105 | 1406 | 1719 | 2050 | 2388 | 2727 | 3064 | 3397 | 3714 | 3940 | 4055 | 4137 | 4205 | 4264 | 4316 | 4367 | 52791.7
323 | 40 | 38 | 38 | 36 | 35 | 30 | 25 | 18 | 13 | 10 | 10 | 13 | 15 | 14 | 13 | 11 | 16 | 20 | 21 | 19 | 435 | 323 | 174.4 | 367.8 | 584.9 | 828.7 | 1105 | 1409 | 1732 | 2068 | 2411 | 2753 | 3098 | 3440 | 3769 | 4004 | 4124 | 4210 | 4285 | 4351 | 4411 | 4470 | 53595.8
324 | 35 | 25 | 28 | 25 | 27 | 23 | 21 | 18 | 15 | 18 | 19 | 22 | 17 | 21 | 21 | 24 | 23 | 24 | 24 | 23 | 453 | 324 | 174.3 | 368.2 | 593 | 850.3 | 1137 | 1450 | 1783 | 2127 | 2483 | 2845 | 3204 | 3556 | 3897 | 4142 | 4269 | 4355 | 4425 | 4488 | 4543 | 4597 | 55286.8
325 | 45 | 45 | 46 | 40 | 32 | 27 | 27 | 27 | 21 | 17 | 16 | 15 | 14 | 13 | 13 | 13 | 15 | 13 | 14 | 13 | 466 | 325 | 176.7 | 373.1 | 595.4 | 843.3 | 1122 | 1429 | 1752 | 2086 | 2433 | 2781 | 3127 | 3465 | 3791 | 4018 | 4133 | 4219 | 4292 | 4356 | 4414 | 4471 | 53877.5
326 | 33 | 28 | 25 | 24 | 25 | 28 | 24 | 23 | 21 | 23 | 23 | 20 | 19 | 19 | 20 | 18 | 17 | 17 | 19 | 18 | 444 | 326 | 177.4 | 373.2 | 590.9 | 836 | 1111 | 1414 | 1729 | 2060 | 2398 | 2744 | 3086 | 3421 | 3745 | 3976 | 4093 | 4175 | 4241 | 4298 | 4349 | 4398 | 53215.5
327 | 28 | 26 | 32 | 27 | 23 | 12 | 11 | 10 | 9 | 9 | 10 | 14 | 16 | 17 | 17 | 16 | 16 | 15 | 17 | 18 | 343 | 327 | 166.5 | 355.9 | 574 | 818.1 | 1100 | 1408 | 1729 | 2065 | 2413 | 2765 | 3114 | 3461 | 3799 | 4053 | 4190 | 4283 | 4362 | 4435 | 4503 | 4570 | 54164.5
328 | 22 | 24 | 23 | 24 | 24 | 24 | 19 | 13 | 9 | 7 | 6 | 6 | 6 | 6 | 6 | 5 | 5 | 4 | 4 | 4 | 241 | 328 | 153.3 | 329.5 | 544 | 780.4 | 1045 | 1333 | 1634 | 1944 | 2266 | 2590 | 2906 | 3211 | 3505 | 3696 | 3784 | 3846 | 3894 | 3932 | 3970 | 4001 | 49364.2
329 | 16 | 20 | 18 | 17 | 14 | 17 | 17 | 13 | 9 | 8 | 14 | 19 | 23 | 24 | 20 | 17 | 17 | 21 | 23 | 22 | 349 | 329 | 168.2 | 358.7 | 578.9 | 828.2 | 1110 | 1419 | 1746 | 2084 | 2433 | 2788 | 3142 | 3495 | 3839 | 4091 | 4219 | 4306 | 4379 | 4445 | 4503 | 4560 | 54493
330 | 37 | 35 | 29 | 21 | 17 | 15 | 16 | 12 | 15 | 16 | 18 | 16 | 16 | 18 | 19 | 18 | 17 | 19 | 19 | 19 | 392 | 330 | 172.2 | 365.5 | 585.6 | 835.4 | 1119 | 1428 | 1757 | 2099 | 2453 | 2806 | 3160 | 3507 | 3846 | 4092 | 4222 | 4309 | 4381 | 4448 | 4506 | 4564 | 54655.7
331 | 29 | 25 | 24 | 21 | 20 | 19 | 21 | 21 | 21 | 19 | 19 | 17 | 15 | 17 | 19 | 17 | 16 | 16 | 19 | 20 | 395 | 331 | 171.5 | 365.3 | 587.9 | 843 | 1128 | 1438 | 1766 | 2106 | 2457 | 2812 | 3164 | 3510 | 3842 | 4086 | 4212 | 4295 | 4364 | 4425 | 4480 | 4532 | 54584.7
332 | 17 | 15 | 18 | 19 | 19 | 14 | 9 | 7 | 7 | 9 | 10 | 10 | 10 | 10 | 9 | 8 | 7 | 8 | 9 | 9 | 224 | 332 | 168.5 | 356.5 | 571 | 811.9 | 1084 | 1383 | 1698 | 2023 | 2364 | 2709 | 3048 | 3379 | 3703 | 3936 | 4050 | 4127 | 4192 | 4252 | 4306 | 4361 | 52522.9
333 | 40 | 39 | 38 | 39 | 38 | 39 | 34 | 32 | 27 | 25 | 24 | 24 | 25 | 22 | 28 | 29 | 32 | 30 | 30 | 28 | 623 | 333 | 172.2 | 366.5 | 589.4 | 842.9 | 1130 | 1443 | 1777 | 2124 | 2486 | 2859 | 3229 | 3596 | 3952 | 4226 | 4374 | 4476 | 4564 | 4647 | 4724 | 4799 | 56377
334 | 31 | 30 | 32 | 28 | 21 | 13 | 10 | 10 | 10 | 11 | 10 | 11 | 11 | 10 | 10 | 10 | 10 | 8 | 10 | 11 | 297 | 334 | 171.9 | 362.7 | 579.2 | 824.4 | 1103 | 1404 | 1723 | 2051 | 2389 | 2731 | 3072 | 3402 | 3727 | 3955 | 4074 | 4158 | 4229 | 4292 | 4348 | 4404 | 53000.2
335 | 25 | 21 | 18 | 20 | 17 | 20 | 16 | 22 | 19 | 17 | 11 | 10 | 8 | 7 | 7 | 8 | 8 | 9 | 10 | 11 | 284 | 335 | 165.3 | 354.5 | 568.3 | 807.8 | 1074 | 1362 | 1665 | 1978 | 2302 | 2627 | 2949 | 3263 | 3565 | 3773 | 3875 | 3943 | 3997 | 4045 | 4092 | 4140 | 50545.9
336 | 33 | 33 | 31 | 28 | 24 | 19 | 15 | 14 | 16 | 19 | 16 | 12 | 5 | 2 | 0 | 0 | 1 | 1 | 6 | 11 | 286 | 336 | 166.1 | 353.6 | 567.8 | 810.3 | 1081 | 1373 | 1678 | 1996 | 2326 | 2659 | 2988 | 3309 | 3619 | 3824 | 3908 | 3955 | 3989 | 4014 | 4044 | 4084 | 50744.8
337 | 39 | 40 | 39 | 34 | 27 | 23 | 18 | 16 | 14 | 12 | 12 | 12 | 16 | 15 | 13 | 12 | 13 | 15 | 12 | 10 | 392 | 337 | 167 | 359.4 | 576.8 | 821.1 | 1089 | 1379 | 1685 | 1999 | 2329 | 2660 | 2985 | 3305 | 3611 | 3825 | 3930 | 4005 | 4066 | 4117 | 4164 | 4210 | 51283.3
338 | 40 | 38 | 34 | 30 | 22 | 19 | 16 | 20 | 20 | 23 | 19 | 20 | 19 | 20 | 20 | 21 | 25 | 26 | 26 | 25 | 483 | 338 | 178.8 | 378.1 | 604.2 | 858.5 | 1143 | 1457 | 1785 | 2126 | 2478 | 2840 | 3196 | 3550 | 3894 | 4147 | 4286 | 4382 | 4465 | 4542 | 4612 | 4681 | 55603.6
339 | 22 | 18 | 21 | 17 | 16 | 10 | 10 | 9 | 14 | 19 | 23 | 20 | 18 | 14 | 15 | 14 | 13 | 10 | 8 | 9 | 300 | 339 | 153.4 | 340.5 | 555.8 | 798.4 | 1070 | 1371 | 1690 | 2021 | 2366 | 2715 | 3064 | 3404 | 3729 | 3968 | 4089 | 4170 | 4236 | 4298 | 4355 | 4412 | 52806.1
340 | 42 | 36 | 32 | 31 | 34 | 31 | 23 | 11 | 7 | 5 | 6 | 7 | 8 | 8 | 10 | 9 | 10 | 8 | 8 | 8 | 334 | 340 | 174.9 | 369.9 | 583.7 | 825.4 | 1098 | 1392 | 1708 | 2035 | 2373 | 2714 | 3049 | 3379 | 3696 | 3920 | 4040 | 4127 | 4200 | 4263 | 4323 | 4382 | 52652.9
341 | 37 | 36 | 33 | 30 | 22 | 17 | 12 | 14 | 13 | 14 | 11 | 10 | 8 | 7 | 8 | 9 | 10 | 11 | 11 | 10 | 323 | 341 | 176 | 369.6 | 586.1 | 829.5 | 1105 | 1406 | 1721 | 2047 | 2380 | 2719 | 3053 | 3376 | 3689 | 3904 | 4015 | 4094 | 4158 | 4213 | 4264 | 4314 | 52419.2
342 | 13 | 10 | 16 | 15 | 16 | 9 | 10 | 9 | 10 | 9 | 9 | 10 | 10 | 10 | 8 | 6 | 5 | 6 | 7 | 8 | 196 | 342 | 166.3 | 347.7 | 559 | 803.5 | 1080 | 1379 | 1699 | 2025 | 2359 | 2696 | 3027 | 3355 | 3669 | 3886 | 3996 | 4076 | 4141 | 4198 | 4253 | 4307 | 52022.5
343 | 9 | 5 | 4 | 2 | 2 | 2 | 10 | 14 | 19 | 13 | 16 | 18 | 21 | 20 | 18 | 17 | 18 | 18 | 19 | 20 | 265 | 343 | 170.8 | 362.2 | 568.1 | 794.1 | 1053 | 1332 | 1641 | 1967 | 2308 | 2649 | 2984 | 3316 | 3634 | 3862 | 3972 | 4047 | 4106 | 4157 | 4202 | 4247 | 51372.2
344 | 39 | 41 | 42 | 43 | 40 | 35 | 31 | 26 | 19 | 11 | 5 | 6 | 11 | 17 | 22 | 25 | 27 | 26 | 24 | 26 | 516 | 344 | 177.4 | 377 | 601.9 | 852.4 | 1135 | 1442 | 1767 | 2104 | 2450 | 2797 | 3137 | 3455 | 3775 | 4011 | 4132 | 4214 | 4282 | 4342 | 4395 | 4447 | 53893.7
345 | 35 | 35 | 33 | 31 | 29 | 31 | 30 | 32 | 32 | 33 | 29 | 25 | 23 | 25 | 26 | 24 | 19 | 15 | 14 | 15 | 536 | 345 | 172.8 | 361.9 | 578 | 819.5 | 1089 | 1383 | 1695 | 2022 | 2362 | 2707 | 3046 | 3379 | 3706 | 3939 | 4057 | 4140 | 4206 | 4264 | 4315 | 4364 | 52606.2
346 | 30 | 32 | 29 | 22 | 15 | 10 | 9 | 8 | 10 | 9 | 10 | 8 | 7 | 8 | 7 | 8 | 5 | 7 | 9 | 13 | 256 | 346 | 167.4 | 356.7 | 570.5 | 812.6 | 1089 | 1386 | 1699 | 2023 | 2359 | 2694 | 3027 | 3350 | 3666 | 3892 | 4006 | 4086 | 4153 | 4213 | 4269 | 4324 | 52143.2
347 | 40 | 42 | 43 | 43 | 40 | 38 | 36 | 34 | 27 | 21 | 19 | 16 | 14 | 11 | 13 | 12 | 8 | 2 | 1 | 7 | 467 | 347 | 167.5 | 358.5 | 575.4 | 818.2 | 1092 | 1387 | 1697 | 2019 | 2344 | 2680 | 3008 | 3328 | 3641 | 3857 | 3963 | 4039 | 4100 | 4144 | 4170 | 4208 | 51596.6
348 | 33 | 34 | 28 | 21 | 12 | 8 | 6 | 5 | 6 | 7 | 10 | 15 | 17 | 17 | 17 | 17 | 17 | 14 | 17 | 17 | 318 | 348 | 171.4 | 363.7 | 583.9 | 834.7 | 1113 | 1417 | 1736 | 2070 | 2413 | 2758 | 3100 | 3437 | 3764 | 3998 | 4118 | 4199 | 4268 | 4329 | 4384 | 4439 | 53496.7
349 | 40 | 36 | 34 | 32 | 29 | 24 | 20 | 16 | 16 | 16 | 16 | 14 | 13 | 15 | 17 | 18 | 15 | 15 | 15 | 18 | 419 | 349 | 176.2 | 369.6 | 588.4 | 836.4 | 1116 | 1425 | 1750 | 2087 | 2434 | 2789 | 3140 | 3487 | 3824 | 4069 | 4200 | 4294 | 4373 | 4446 | 4513 | 4580 | 54497.6
350 | 18 | 18 | 19 | 21 | 22 | 20 | 20 | 18 | 17 | 16 | 14 | 13 | 7 | 10 | 10 | 12 | 11 | 12 | 11 | 9 | 298 | 350 | 167.2 | 358.2 | 573.9 | 817.1 | 1091 | 1386 | 1698 | 2019 | 2350 | 2685 | 3012 | 3335 | 3651 | 3875 | 3980 | 4043 | 4092 | 4137 | 4177 | 4217 | 51664.4
351 | 32 | 38 | 40 | 44 | 38 | 26 | 15 | 10 | 12 | 13 | 12 | 11 | 10 | 11 | 11 | 9 | 9 | 8 | 8 | 7 | 364 | 351 | 172 | 365.7 | 585 | 831.1 | 1107 | 1409 | 1725 | 2057 | 2399 | 2746 | 3087 | 3425 | 3748 | 3975 | 4097 | 4188 | 4262 | 4328 | 4392 | 4451 | 53349.8
352 | 25 | 30 | 30 | 37 | 39 | 41 | 38 | 25 | 13 | 1 | 1 | 2 | 3 | 10 | 19 | 27 | 27 | 25 | 26 | 28 | 447 | 352 | 176.7 | 374.6 | 599.3 | 846 | 1130 | 1441 | 1770 | 2111 | 2460 | 2811 | 3163 | 3507 | 3839 | 4081 | 4210 | 4297 | 4369 | 4433 | 4491 | 4547 | 54656.6
353 | 37 | 35 | 36 | 34 | 29 | 22 | 17 | 15 | 16 | 15 | 16 | 14 | 14 | 13 | 14 | 15 | 15 | 16 | 14 | 15 | 402 | 353 | 172.5 | 365.2 | 584.2 | 829.1 | 1103 | 1406 | 1724 | 2058 | 2407 | 2757 | 3106 | 3449 | 3782 | 4025 | 4153 | 4248 | 4329 | 4402 | 4470 | 4537 | 53907
354 | 29 | 30 | 26 | 24 | 20 | 23 | 22 | 27 | 24 | 23 | 19 | 19 | 18 | 17 | 15 | 18 | 21 | 24 | 25 | 25 | 449 | 354 | 174.1 | 369.3 | 591 | 842 | 1125 | 1438 | 1765 | 2110 | 2467 | 2827 | 3189 | 3543 | 3888 | 4144 | 4278 | 4366 | 4438 | 4503 | 4561 | 4616 | 55234.4
355 | 33 | 28 | 29 | 24 | 21 | 15 | 11 | 9 | 8 | 10 | 11 | 12 | 11 | 12 | 11 | 14 | 16 | 19 | 20 | 20 | 334 | 355 | 171.6 | 362.3 | 581.3 | 831.8 | 1115 | 1426 | 1754 | 2093 | 2442 | 2802 | 3161 | 3513 | 3856 | 4112 | 4247 | 4335 | 4409 | 4477 | 4538 | 4597 | 54824
356 | 39 | 38 | 38 | 34 | 30 | 27 | 25 | 23 | 24 | 27 | 28 | 25 | 22 | 23 | 25 | 29 | 28 | 28 | 24 | 25 | 562 | 356 | 177.4 | 372.7 | 596.5 | 844.7 | 1125 | 1429 | 1750 | 2078 | 2417 | 2762 | 3100 | 3434 | 3757 | 3989 | 4104 | 4184 | 4251 | 4310 | 4363 | 4415 | 53459.3
357 | 32 | 30 | 28 | 29 | 19 | 12 | 9 | 15 | 21 | 17 | 20 | 20 | 24 | 22 | 22 | 19 | 17 | 17 | 21 | 22 | 416 | 357 | 171.8 | 367.1 | 586.8 | 834.5 | 1113 | 1411 | 1726 | 2057 | 2397 | 2743 | 3089 | 3429 | 3760 | 3999 | 4124 | 4208 | 4277 | 4338 | 4391 | 4442 | 53464.2
358 | 30 | 26 | 28 | 29 | 32 | 32 | 30 | 29 | 25 | 26 | 26 | 23 | 15 | 5 | 1 | 7 | 14 | 22 | 25 | 28 | 453 | 358 | 171.3 | 364.8 | 589.4 | 839.8 | 1121 | 1431 | 1755 | 2095 | 2448 | 2803 | 3151 | 3499 | 3833 | 4070 | 4161 | 4225 | 4290 | 4349 | 4401 | 4453 | 54050.3
359 | 35 | 30 | 28 | 30 | 29 | 29 | 20 | 25 | 23 | 23 | 14 | 9 | 7 | 6 | 6 | 7 | 9 | 14 | 17 | 19 | 380 | 359 | 168 | 358.7 | 574.5 | 820.5 | 1096 | 1400 | 1720 | 2057 | 2403 | 2756 | 3109 | 3450 | 3778 | 4020 | 4144 | 4229 | 4302 | 4369 | 4432 | 4496 | 53682.7
360 | 40 | 39 | 37 | 34 | 34 | 32 | 27 | 19 | 13 | 12 | 11 | 10 | 9 | 8 | 10 | 10 | 10 | 10 | 11 | 12 | 388 | 360 | 177.1 | 371.9 | 590 | 835.5 | 1113 | 1415 | 1735 | 2067 | 2413 | 2767 | 3119 | 3461 | 3792 | 4033 | 4160 | 4252 | 4330 | 4401 | 4467 | 4532 | 54031.5
361 | 35 | 30 | 31 | 27 | 31 | 33 | 34 | 30 | 25 | 28 | 30 | 33 | 30 | 25 | 20 | 18 | 20 | 23 | 28 | 30 | 561 | 361 | 177.7 | 373.9 | 600 | 850.2 | 1135 | 1449 | 1784 | 2130 | 2488 | 2854 | 3218 | 3578 | 3931 | 4199 | 4346 | 4447 | 4532 | 4606 | 4681 | 4752 | 56131.8
362 | 46 | 43 | 41 | 36 | 26 | 16 | 15 | 21 | 28 | 29 | 30 | 28 | 23 | 21 | 23 | 23 | 20 | 17 | 17 | 17 | 520 | 362 | 176.9 | 373.8 | 597.2 | 842.9 | 1117 | 1407 | 1717 | 2040 | 2369 | 2701 | 3035 | 3360 | 3677 | 3900 | 4013 | 4092 | 4156 | 4210 | 4259 | 4307 | 52350.8
363 | 11 | 9 | 11 | 13 | 18 | 19 | 18 | 15 | 13 | 11 | 8 | 6 | 7 | 9 | 10 | 10 | 12 | 14 | 18 | 21 | 253 | 363 | 170.1 | 351.4 | 556 | 787.6 | 1064 | 1371 | 1700 | 2040 | 2390 | 2744 | 3093 | 3436 | 3768 | 4009 | 4129 | 4203 | 4263 | 4318 | 4368 | 4417 | 53178.1
364 | 36 | 41 | 42 | 46 | 44 | 38 | 32 | 26 | 25 | 21 | 16 | 15 | 16 | 17 | 16 | 16 | 17 | 18 | 17 | 17 | 516 | 364 | 172.4 | 366.1 | 587.1 | 839.3 | 1122 | 1433 | 1758 | 2095 | 2441 | 2790 | 3136 | 3473 | 3803 | 4038 | 4158 | 4237 | 4305 | 4363 | 4415 | 4464 | 53995.9
365 | 33 | 33 | 30 | 28 | 29 | 27 | 24 | 14 | 14 | 12 | 14 | 12 | 11 | 9 | 9 | 8 | 10 | 10 | 11 | 10 | 348 | 365 | 176.3 | 368.5 | 586.5 | 830.4 | 1102 | 1397 | 1711 | 2040 | 2381 | 2728 | 3068 | 3406 | 3734 | 3971 | 4095 | 4185 | 4262 | 4331 | 4395 | 4459 | 53226.7
366 | 22 | 27 | 25 | 28 | 24 | 26 | 26 | 26 | 22 | 18 | 16 | 18 | 17 | 20 | 20 | 22 | 20 | 17 | 18 | 20 | 432 | 366 | 167.3 | 356.4 | 569.8 | 810.8 | 1081 | 1377 | 1691 | 2014 | 2345 | 2680 | 3009 | 3333 | 3643 | 3862 | 3968 | 4041 | 4103 | 4155 | 4203 | 4250 | 51659.3
367 | 30 | 33 | 25 | 27 | 27 | 31 | 29 | 23 | 18 | 18 | 19 | 21 | 19 | 18 | 20 | 18 | 20 | 19 | 19 | 20 | 454 | 367 | 170.9 | 362.7 | 579.7 | 820.9 | 1092 | 1384 | 1694 | 2013 | 2340 | 2676 | 3007 | 3331 | 3647 | 3876 | 3988 | 4064 | 4127 | 4183 | 4233 | 4282 | 51871.2
368 | 25 | 29 | 30 | 26 | 19 | 11 | 9 | 11 | 12 | 12 | 10 | 13 | 16 | 16 | 15 | 16 | 16 | 15 | 15 | 16 | 332 | 368 | 168.5 | 357.3 | 573.9 | 819.3 | 1090 | 1387 | 1704 | 2035 | 2371 | 2711 | 3047 | 3378 | 3701 | 3932 | 4050 | 4132 | 4201 | 4263 | 4322 | 4382 | 52625
369 | 41 | 40 | 32 | 24 | 16 | 16 | 15 | 15 | 15 | 15 | 15 | 14 | 13 | 12 | 12 | 12 | 12 | 15 | 16 | 17 | 367 | 369 | 171.7 | 363.9 | 588.1 | 838.8 | 1124 | 1433 | 1758 | 2097 | 2449 | 2807 | 3160 | 3506 | 3843 | 4088 | 4219 | 4309 | 4385 | 4454 | 4516 | 4577 | 54687.5
370 | 19 | 28 | 28 | 35 | 34 | 32 | 25 | 21 | 19 | 17 | 12 | 11 | 12 | 14 | 13 | 11 | 11 | 14 | 16 | 18 | 390 | 370 | 170.1 | 363.3 | 583.6 | 826.4 | 1101 | 1402 | 1714 | 2034 | 2367 | 2706 | 3044 | 3377 | 3705 | 3945 | 4069 | 4153 | 4221 | 4284 | 4340 | 4398 | 52803.4
371 | 41 | 40 | 39 | 36 | 34 | 29 | 25 | 22 | 25 | 24 | 19 | 12 | 13 | 13 | 14 | 15 | 18 | 21 | 22 | 21 | 483 | 371 | 167.2 | 361.6 | 581.9 | 830.4 | 1108 | 1412 | 1730 | 2055 | 2399 | 2748 | 3098 | 3443 | 3785 | 4045 | 4184 | 4276 | 4354 | 4424 | 4493 | 4561 | 54056.1
372 | 32 | 38 | 38 | 34 | 32 | 27 | 21 | 13 | 15 | 26 | 33 | 34 | 31 | 27 | 21 | 19 | 19 | 23 | 23 | 23 | 529 | 372 | 169.9 | 361.7 | 580 | 825 | 1102 | 1408 | 1728 | 2057 | 2400 | 2752 | 3101 | 3446 | 3783 | 4031 | 4160 | 4247 | 4318 | 4383 | 4439 | 4491 | 53782.6
373 | 27 | 25 | 25 | 20 | 17 | 15 | 16 | 19 | 19 | 22 | 26 | 29 | 27 | 21 | 14 | 12 | 12 | 15 | 17 | 17 | 395 | 373 | 169.6 | 357.4 | 572.8 | 814.5 | 1089 | 1389 | 1705 | 2034 | 2376 | 2724 | 3066 | 3403 | 3731 | 3971 | 4099 | 4191 | 4268 | 4340 | 4407 | 4472 | 53179.3
374 | 32 | 34 | 32 | 34 | 31 | 32 | 28 | 27 | 24 | 22 | 21 | 15 | 8 | 3 | 3 | 4 | 3 | 2 | 6 | 11 | 372 | 374 | 173.3 | 366.4 | 582.1 | 826.1 | 1101 | 1401 | 1719 | 2046 | 2382 | 2719 | 3055 | 3378 | 3668 | 3863 | 3945 | 3991 | 4023 | 4046 | 4064 | 4081 | 51429.9
375 | 35 | 30 | 27 | 20 | 19 | 19 | 23 | 25 | 29 | 30 | 28 | 26 | 22 | 22 | 23 | 26 | 28 | 28 | 24 | 19 | 503 | 375 | 170.9 | 361.7 | 577.9 | 821.2 | 1098 | 1398 | 1711 | 2040 | 2376 | 2717 | 3056 | 3389 | 3710 | 3943 | 4054 | 4125 | 4185 | 4240 | 4290 | 4339 | 52602.7
376 | 41 | 42 | 37 | 33 | 28 | 29 | 26 | 24 | 22 | 24 | 23 | 23 | 18 | 16 | 14 | 16 | 16 | 18 | 19 | 20 | 489 | 376 | 173.3 | 367.2 | 586.3 | 831.7 | 1103 | 1398 | 1705 | 2023 | 2350 | 2674 | 2996 | 3310 | 3613 | 3815 | 3900 | 3961 | 4006 | 4048 | 4088 | 4128 | 51076.5
377 | 37 | 33 | 35 | 32 | 31 | 24 | 24 | 21 | 20 | 21 | 18 | 20 | 14 | 19 | 21 | 25 | 24 | 23 | 20 | 18 | 480 | 377 | 175 | 367.7 | 585.4 | 831.8 | 1114 | 1421 | 1743 | 2081 | 2428 | 2780 | 3126 | 3463 | 3794 | 4028 | 4147 | 4230 | 4298 | 4359 | 4413 | 4465 | 53849.9
378 | 44 | 40 | 32 | 25 | 23 | 23 | 17 | 10 | 11 | 12 | 11 | 7 | 7 | 6 | 7 | 5 | 4 | 5 | 4 | 5 | 298 | 378 | 167.3 | 355.3 | 568.6 | 808.7 | 1081 | 1371 | 1678 | 1992 | 2317 | 2641 | 2962 | 3270 | 3563 | 3761 | 3854 | 3924 | 3982 | 4029 | 4067 | 4084 | 50475.9
379 | 23 | 27 | 24 | 20 | 12 | 10 | 9 | 8 | 7 | 8 | 8 | 9 | 7 | 7 | 6 | 5 | 6 | 5 | 5 | 4 | 210 | 379 | 167.3 | 354.1 | 568.6 | 808.1 | 1079 | 1373 | 1684 | 2006 | 2334 | 2665 | 2992 | 3311 | 3618 | 3832 | 3938 | 4010 | 4071 | 4124 | 4171 | 4215 | 51321.1
380 | 22 | 22 | 25 | 28 | 31 | 33 | 31 | 25 | 17 | 13 | 12 | 12 | 11 | 12 | 11 | 12 | 11 | 10 | 9 | 10 | 357 | 380 | 167.9 | 355.2 | 571.4 | 814.6 | 1086 | 1381 | 1691 | 2017 | 2354 | 2697 | 3037 | 3370 | 3696 | 3932 | 4057 | 4144 | 4219 | 4287 | 4351 | 4417 | 52645.1
381 | 33 | 33 | 31 | 30 | 22 | 16 | 10 | 8 | 10 | 8 | 11 | 11 | 11 | 10 | 10 | 8 | 8 | 6 | 7 | 8 | 291 | 381 | 171.6 | 361.5 | 576.3 | 818.1 | 1092 | 1391 | 1710 | 2038 | 2375 | 2718 | 3061 | 3398 | 3722 | 3951 | 4071 | 4160 | 4235 | 4302 | 4365 | 4427 | 52943.5
382 | 22 | 22 | 20 | 13 | 10 | 7 | 10 | 9 | 11 | 11 | 10 | 10 | 11 | 11 | 11 | 8 | 7 | 7 | 9 | 10 | 229 | 382 | 171.4 | 360.5 | 577.2 | 817.1 | 1072 | 1354 | 1671 | 2003 | 2347 | 2693 | 3035 | 3369 | 3697 | 3927 | 4045 | 4130 | 4200 | 4261 | 4320 | 4381 | 52431.2
383 | 22 | 29 | 30 | 31 | 28 | 23 | 17 | 11 | 8 | 9 | 11 | 12 | 13 | 11 | 10 | 9 | 10 | 10 | 11 | 10 | 315 | 383 | 168.9 | 356.5 | 572.2 | 814.6 | 1084 | 1381 | 1690 | 2012 | 2349 | 2686 | 3024 | 3353 | 3674 | 3903 | 4018 | 4096 | 4162 | 4223 | 4281 | 4340 | 52188.2
384 | 29 | 31 | 34 | 35 | 37 | 30 | 28 | 24 | 22 | 19 | 14 | 13 | 13 | 13 | 12 | 11 | 9 | 7 | 4 | 2 | 387 | 384 | 177.2 | 371.7 | 593.4 | 841.5 | 1122 | 1425 | 1747 | 2079 | 2423 | 2777 | 3123 | 3466 | 3802 | 4046 | 4176 | 4267 | 4343 | 4408 | 4466 | 4523 | 54176.8
385 | 20 | 27 | 18 | 15 | 10 | 13 | 15 | 13 | 13 | 11 | 14 | 14 | 16 | 13 | 13 | 12 | 12 | 12 | 11 | 15 | 287 | 385 | 150.2 | 333.3 | 540 | 778 | 1050 | 1347 | 1666 | 1997 | 2338 | 2683 | 3025 | 3354 | 3678 | 3909 | 4025 | 4102 | 4163 | 4217 | 4265 | 4312 | 51932.5
386 | 19 | 22 | 17 | 14 | 8 | 8 | 9 | 9 | 10 | 10 | 11 | 12 | 11 | 15 | 19 | 22 | 19 | 15 | 17 | 15 | 282 | 386 | 168 | 358.4 | 574.8 | 819.4 | 1094 | 1394 | 1706 | 2032 | 2367 | 2704 | 3032 | 3362 | 3680 | 3909 | 4023 | 4101 | 4164 | 4219 | 4269 | 4317 | 52293.6
387 | 19 | 22 | 20 | 17 | 10 | 8 | 8 | 9 | 9 | 7 | 6 | 5 | 6 | 7 | 9 | 12 | 15 | 13 | 10 | 7 | 219 | 387 | 150 | 328.2 | 543.4 | 786.3 | 1059 | 1363 | 1682 | 2016 | 2359 | 2707 | 3050 | 3382 | 3705 | 3937 | 4053 | 4131 | 4194 | 4251 | 4301 | 4352 | 52349.9
388 | 21 | 20 | 23 | 25 | 25 | 20 | 16 | 13 | 14 | 10 | 10 | 8 | 10 | 8 | 10 | 10 | 12 | 11 | 10 | 9 | 285 | 388 | 165.2 | 352.3 | 564.4 | 801.7 | 1068 | 1358 | 1661 | 1972 | 2293 | 2612 | 2926 | 3235 | 3528 | 3725 | 3817 | 3882 | 3936 | 3980 | 4021 | 4062 | 49959.6
389 | 29 | 29 | 31 | 29 | 22 | 14 | 12 | 14 | 15 | 11 | 8 | 6 | 8 | 10 | 11 | 12 | 11 | 11 | 10 | 11 | 304 | 389 | 165.8 | 356.2 | 570.4 | 813.4 | 1084 | 1379 | 1694 | 2018 | 2352 | 2688 | 3021 | 3346 | 3662 | 3884 | 3992 | 4066 | 4128 | 4183 | 4233 | 4283 | 51918.8
390 | 48 | 45 | 42 | 37 | 37 | 34 | 29 | 20 | 14 | 11 | 11 | 10 | 9 | 12 | 12 | 14 | 11 | 10 | 10 | 10 | 426 | 390 | 174.9 | 369.6 | 591.8 | 836.6 | 1107 | 1406 | 1723 | 2054 | 2393 | 2738 | 3077 | 3412 | 3733 | 3961 | 4083 | 4173 | 4249 | 4318 | 4382 | 4446 | 53227.9
391 | 36 | 36 | 33 | 26 | 23 | 18 | 21 | 15 | 15 | 12 | 12 | 12 | 11 | 12 | 13 | 14 | 14 | 12 | 11 | 10 | 356 | 391 | 171.4 | 364.3 | 582.7 | 825.5 | 1097 | 1390 | 1697 | 2021 | 2359 | 2699 | 3040 | 3373 | 3700 | 3938 | 4066 | 4154 | 4228 | 4296 | 4358 | 4421 | 52780.9
392 | 26 | 35 | 31 | 32 | 27 | 25 | 21 | 17 | 15 | 19 | 19 | 21 | 21 | 21 | 19 | 16 | 17 | 17 | 20 | 18 | 437 | 392 | 176.5 | 371 | 597.9 | 853.5 | 1139 | 1449 | 1777 | 2116 | 2464 | 2817 | 3165 | 3505 | 3835 | 4068 | 4188 | 4271 | 4341 | 4403 | 4460 | 4515 | 54511.9
393 | 39 | 32 | 33 | 32 | 34 | 28 | 24 | 24 | 28 | 29 | 25 | 23 | 21 | 23 | 20 | 21 | 18 | 16 | 18 | 18 | 506 | 393 | 172.7 | 366.1 | 586.1 | 833.1 | 1110 | 1411 | 1728 | 2058 | 2400 | 2741 | 3081 | 3414 | 3735 | 3965 | 4081 | 4163 | 4230 | 4286 | 4337 | 4386 | 53084
394 | 39 | 41 | 41 | 36 | 27 | 18 | 15 | 18 | 19 | 19 | 17 | 14 | 13 | 10 | 10 | 9 | 14 | 16 | 16 | 13 | 405 | 394 | 172.6 | 366.4 | 584.3 | 833.1 | 1116 | 1426 | 1752 | 2091 | 2445 | 2801 | 3153 | 3501 | 3839 | 4079 | 4205 | 4295 | 4373 | 4445 | 4511 | 4576 | 54564.4
395 | 19 | 18 | 22 | 18 | 19 | 9 | 12 | 9 | 15 | 16 | 16 | 13 | 10 | 9 | 11 | 11 | 16 | 19 | 21 | 21 | 304 | 395 | 167.5 | 357 | 573.4 | 819.1 | 1098 | 1400 | 1716 | 2048 | 2387 | 2729 | 3072 | 3413 | 3741 | 3979 | 4100 | 4178 | 4244 | 4304 | 4356 | 4408 | 53090
396 | 33 | 37 | 37 | 38 | 33 | 26 | 23 | 22 | 24 | 26 | 26 | 26 | 23 | 24 | 24 | 25 | 24 | 25 | 25 | 26 | 547 | 396 | 172 | 365.3 | 585.6 | 833.9 | 1111 | 1414 | 1727 | 2057 | 2391 | 2737 | 3077 | 3415 | 3741 | 3982 | 4107 | 4192 | 4260 | 4322 | 4376 | 4428 | 53293.8
397 | 34 | 30 | 23 | 14 | 12 | 13 | 16 | 17 | 20 | 21 | 17 | 11 | 11 | 16 | 17 | 14 | 10 | 14 | 13 | 12 | 335 | 397 | 168.7 | 358.3 | 575.6 | 819 | 1094 | 1390 | 1700 | 2022 | 2360 | 2697 | 3028 | 3352 | 3668 | 3890 | 4003 | 4079 | 4142 | 4196 | 4245 | 4293 | 52080.6
398 | 25 | 24 | 25 | 21 | 18 | 14 | 16 | 15 | 12 | 10 | 13 | 14 | 14 | 10 | 12 | 14 | 15 | 16 | 15 | 18 | 321 | 398 | 177 | 370.8 | 590.5 | 832.1 | 1100 | 1393 | 1701 | 2017 | 2339 | 2664 | 2984 | 3294 | 3590 | 3792 | 3877 | 3925 | 3959 | 3988 | 4015 | 4041 | 50649.4
399 | 30 | 31 | 30 | 32 | 34 | 33 | 31 | 28 | 29 | 28 | 25 | 21 | 22 | 22 | 23 | 21 | 24 | 22 | 21 | 21 | 528 | 399 | 177.7 | 375.5 | 596.6 | 848.5 | 1129 | 1435 | 1757 | 2094 | 2442 | 2794 | 3143 | 3482 | 3816 | 4052 | 4175 | 4257 | 4325 | 4386 | 4440 | 4492 | 54217.3
400 | 45 | 41 | 39 | 35 | 36 | 35 | 37 | 28 | 22 | 14 | 15 | 15 | 14 | 12 | 12 | 14 | 14 | 12 | 14 | 15 | 469 | 400 | 171.5 | 363.4 | 580.9 | 826.7 | 1101 | 1403 | 1721 | 2055 | 2402 | 2755 | 3109 | 3452 | 3788 | 4033 | 4165 | 4261 | 4342 | 4416 | 4485 | 4555 | 53985.5
401 | 37 | 36 | 29 | 24 | 21 | 19 | 15 | 11 | 13 | 15 | 15 | 15 | 12 | 12 | 12 | 14 | 15 | 15 | 15 | 14 | 359 | 401 | 172.4 | 367.4 | 586.4 | 832.3 | 1103 | 1408 | 1733 | 2071 | 2427 | 2784 | 3143 | 3492 | 3830 | 4084 | 4217 | 4312 | 4395 | 4471 | 4541 | 4610 | 54579.5
402 | 38 | 37 | 40 | 41 | 42 | 34 | 24 | 13 | 10 | 10 | 11 | 15 | 17 | 17 | 14 | 14 | 15 | 16 | 16 | 16 | 440 | 402 | 178 | 374.5 | 596.9 | 844.2 | 1121 | 1425 | 1749 | 2079 | 2421 | 2770 | 3111 | 3451 | 3780 | 4019 | 4145 | 4234 | 4310 | 4377 | 4439 | 4501 | 53925.6
403 | 26 | 21 | 20 | 18 | 20 | 23 | 28 | 28 | 29 | 28 | 27 | 21 | 14 | 11 | 14 | 16 | 17 | 13 | 13 | 12 | 399 | 403 | 169.8 | 359 | 571.5 | 809.4 | 1079 | 1368 | 1677 | 1994 | 2324 | 2655 | 2983 | 3309 | 3626 | 3862 | 3981 | 4063 | 4131 | 4192 | 4250 | 4307 | 51710.7
404 | 13 | 14 | 13 | 14 | 13 | 15 | 15 | 16 | 17 | 17 | 19 | 16 | 19 | 16 | 15 | 12 | 14 | 14 | 18 | 19 | 309 | 404 | 150.4 | 324.3 | 523.6 | 758.5 | 1031 | 1328 | 1643 | 1969 | 2315 | 2665 | 3010 | 3347 | 3677 | 3912 | 4030 | 4110 | 4171 | 4225 | 4273 | 4320 | 51782.8
405 | 33 | 32 | 30 | 23 | 15 | 10 | 11 | 11 | 10 | 9 | 9 | 9 | 7 | 7 | 6 | 8 | 5 | 7 | 7 | 9 | 258 | 405 | 167.9 | 356.2 | 568.5 | 809.5 | 1078 | 1372 | 1677 | 1995 | 2321 | 2650 | 2975 | 3290 | 3593 | 3799 | 3896 | 3966 | 4025 | 4074 | 4120 | 4163 | 50896.1
406 | 24 | 30 | 25 | 26 | 22 | 27 | 26 | 26 | 21 | 16 | 12 | 10 | 8 | 9 | 9 | 10 | 9 | 9 | 7 | 6 | 332 | 406 | 170.8 | 362 | 575.1 | 814.9 | 1084 | 1378 | 1690 | 2012 | 2343 | 2683 | 3018 | 3352 | 3677 | 3907 | 4029 | 4115 | 4186 | 4250 | 4311 | 4372 | 52329.8
407 | 45 | 35 | 35 | 29 | 36 | 33 | 31 | 21 | 15 | 13 | 11 | 12 | 12 | 13 | 15 | 16 | 18 | 16 | 15 | 19 | 440 | 407 | 173 | 366.3 | 587.8 | 831.7 | 1108 | 1409 | 1732 | 2069 | 2418 | 2773 | 3123 | 3470 | 3805 | 4052 | 4184 | 4280 | 4360 | 4435 | 4504 | 4572 | 54252.8
408 | 47 | 43 | 41 | 39 | 35 | 27 | 17 | 12 | 14 | 15 | 15 | 15 | 17 | 20 | 22 | 26 | 30 | 34 | 33 | 28 | 530 | 408 | 178 | 374.2 | 595.3 | 846.6 | 1129 | 1441 | 1773 | 2122 | 2485 | 2853 | 3218 | 3578 | 3932 | 4205 | 4354 | 4457 | 4548 | 4633 | 4715 | 4793 | 56230.1
409 | 28 | 32 | 29 | 32 | 34 | 38 | 37 | 36 | 36 | 33 | 30 | 28 | 27 | 27 | 26 | 25 | 22 | 19 | 19 | 21 | 579 | 409 | 179.3 | 377 | 598.9 | 847.3 | 1126 | 1431 | 1756 | 2091 | 2436 | 2784 | 3125 | 3462 | 3789 | 4021 | 4139 | 4220 | 4285 | 4343 | 4394 | 4443 | 53847.5
410 | 27 | 29 | 22 | 19 | 14 | 19 | 18 | 21 | 24 | 27 | 24 | 22 | 23 | 25 | 25 | 25 | 23 | 19 | 18 | 20 | 444 | 410 | 168.3 | 361.7 | 580.5 | 830.3 | 1107 | 1413 | 1734 | 2066 | 2412 | 2768 | 3120 | 3467 | 3804 | 4048 | 4173 | 4256 | 4325 | 4385 | 4439 | 4491 | 53948.8
411 | 36 | 35 | 33 | 32 | 34 | 32 | 27 | 16 | 12 | 12 | 12 | 11 | 7 | 7 | 8 | 10 | 10 | 10 | 9 | 10 | 363 | 411 | 168.2 | 361.7 | 579.8 | 820.1 | 1094 | 1389 | 1701 | 2026 | 2361 | 2702 | 3038 | 3366 | 3682 | 3904 | 4017 | 4102 | 4173 | 4236 | 4295 | 4354 | 52369.8
412 | 20 | 24 | 23 | 22 | 18 | 20 | 19 | 18 | 18 | 16 | 14 | 8 | 13 | 15 | 17 | 16 | 15 | 12 | 9 | 8 | 325 | 412 | 167.1 | 358.2 | 573.4 | 815.2 | 1085 | 1379 | 1688 | 2007 | 2334 | 2664 | 2985 | 3305 | 3614 | 3828 | 3933 | 4010 | 4072 | 4122 | 4170 | 4214 | 51323.9
413 | 24 | 28 | 26 | 25 | 23 | 22 | 16 | 8 | 2 | 3 | 3 | 9 | 16 | 23 | 22 | 26 | 27 | 32 | 31 | 34 | 400 | 413 | 167.4 | 358.5 | 579.7 | 828.7 | 1110 | 1417 | 1740 | 2073 | 2414 | 2758 | 3098 | 3434 | 3770 | 4021 | 4150 | 4228 | 4292 | 4351 | 4407 | 4460 | 53657.3
414 | 29 | 28 | 27 | 23 | 26 | 23 | 25 | 18 | 24 | 24 | 28 | 26 | 24 | 20 | 18 | 16 | 19 | 19 | 23 | 25 | 465 | 414 | 169.6 | 360.1 | 576.6 | 819.4 | 1093 | 1390 | 1702 | 2031 | 2371 | 2716 | 3060 | 3394 | 3718 | 3956 | 4079 | 4162 | 4229 | 4288 | 4340 | 4391 | 52845.7
415 | 25 | 27 | 27 | 24 | 19 | 14 | 12 | 11 | 12 | 12 | 8 | 4 | 3 | 6 | 8 | 8 | 7 | 6 | 6 | 5 | 244 | 415 | 165.5 | 353.3 | 565.9 | 807.3 | 1082 | 1377 | 1686 | 2005 | 2336 | 2671 | 3000 | 3324 | 3635 | 3852 | 3958 | 4032 | 4094 | 4146 | 4194 | 4240 | 51524
416 | 33 | 36 | 36 | 40 | 38 | 32 | 22 | 16 | 16 | 17 | 19 | 17 | 14 | 11 | 11 | 11 | 14 | 16 | 19 | 22 | 440 | 416 | 176.3 | 371.5 | 589.6 | 835.7 | 1119 | 1426 | 1757 | 2099 | 2449 | 2802 | 3155 | 3503 | 3842 | 4090 | 4223 | 4320 | 4403 | 4482 | 4555 | 4629 | 54827.1
417 | 37 | 36 | 39 | 38 | 34 | 29 | 26 | 24 | 20 | 18 | 18 | 20 | 18 | 15 | 11 | 12 | 13 | 16 | 21 | 24 | 469 | 417 | 182.4 | 384.9 | 611.9 | 868.2 | 1155 | 1473 | 1809 | 2157 | 2519 | 2886 | 3254 | 3616 | 3967 | 4228 | 4369 | 4471 | 4565 | 4653 | 4736 | 4816 | 56721.4
418 | 9 | 13 | 17 | 16 | 13 | 8 | 7 | 7 | 7 | 7 | 7 | 5 | 3 | 2 | 3 | 5 | 5 | 4 | 4 | 4 | 146 | 418 | 168.4 | 357.3 | 562.7 | 800.6 | 1071 | 1361 | 1666 | 1979 | 2302 | 2624 | 2942 | 3251 | 3548 | 3749 | 3847 | 3916 | 3972 | 4018 | 4062 | 4102 | 50299
419 | 34 | 34 | 33 | 33 | 31 | 28 | 22 | 21 | 20 | 21 | 17 | 17 | 13 | 12 | 12 | 11 | 12 | 8 | 14 | 16 | 409 | 419 | 178.8 | 373.9 | 594.8 | 844.1 | 1125 | 1430 | 1746 | 2075 | 2416 | 2757 | 3088 | 3417 | 3733 | 3951 | 4060 | 4136 | 4200 | 4253 | 4304 | 4356 | 53038.6
420 | 32 | 33 | 32 | 25 | 19 | 13 | 12 | 11 | 10 | 10 | 8 | 8 | 7 | 7 | 7 | 7 | 8 | 6 | 11 | 14 | 280 | 420 | 170.2 | 359.5 | 573.5 | 813.5 | 1086 | 1385 | 1698 | 2020 | 2353 | 2689 | 3020 | 3344 | 3659 | 3879 | 3993 | 4074 | 4143 | 4203 | 4259 | 4314 | 52035.7
421 | 33 | 25 | 27 | 21 | 28 | 28 | 32 | 26 | 20 | 13 | 10 | 9 | 11 | 10 | 12 | 12 | 12 | 10 | 9 | 12 | 360 | 421 | 174 | 366.3 | 583 | 822.6 | 1092 | 1388 | 1697 | 2017 | 2354 | 2693 | 3032 | 3365 | 3690 | 3920 | 4039 | 4124 | 4197 | 4260 | 4321 | 4382 | 52516.9
422 | 26 | 24 | 27 | 22 | 18 | 13 | 14 | 15 | 15 | 14 | 13 | 10 | 8 | 8 | 8 | 8 | 7 | 4 | 1 | 0 | 255 | 422 | 173.7 | 364.7 | 580.7 | 825 | 1101 | 1401 | 1722 | 2050 | 2391 | 2733 | 3070 | 3401 | 3720 | 3944 | 4059 | 4143 | 4215 | 4275 | 4331 | 4384 | 52884.1
423 | 24 | 27 | 28 | 29 | 25 | 20 | 14 | 11 | 9 | 8 | 7 | 8 | 7 | 8 | 7 | 9 | 8 | 9 | 9 | 9 | 276 | 423 | 166.2 | 356.2 | 572.3 | 814.3 | 1084 | 1377 | 1690 | 2019 | 2352 | 2688 | 3018 | 3344 | 3657 | 3881 | 3989 | 4067 | 4131 | 4188 | 4241 | 4296 | 51931
424 | 37 | 36 | 28 | 22 | 14 | 17 | 16 | 19 | 17 | 17 | 15 | 14 | 14 | 15 | 14 | 12 | 10 | 11 | 8 | 6 | 342 | 424 | 166.7 | 360.1 | 579.3 | 827.1 | 1105 | 1407 | 1728 | 2058 | 2400 | 2746 | 3090 | 3427 | 3755 | 3989 | 4109 | 4192 | 4262 | 4325 | 4382 | 4431 | 53339.2
425 | 20 | 24 | 23 | 27 | 32 | 34 | 33 | 28 | 29 | 28 | 27 | 24 | 27 | 30 | 33 | 32 | 28 | 25 | 25 | 25 | 554 | 425 | 167.2 | 355.5 | 569.6 | 807.6 | 1077 | 1370 | 1674 | 1990 | 2317 | 2645 | 2969 | 3284 | 3589 | 3807 | 3913 | 3984 | 4042 | 4092 | 4137 | 4182 | 50971.9
426 | 30 | 33 | 28 | 22 | 15 | 13 | 11 | 9 | 10 | 11 | 12 | 10 | 9 | 10 | 11 | 10 | 11 | 13 | 16 | 18 | 302 | 426 | 151.6 | 339.4 | 557.4 | 806.2 | 1093 | 1402 | 1735 | 2083 | 2442 | 2807 | 3169 | 3524 | 3870 | 4133 | 4270 | 4357 | 4428 | 4493 | 4555 | 4614 | 54829.6
427 | 21 | 25 | 29 | 33 | 33 | 29 | 22 | 18 | 12 | 11 | 13 | 15 | 16 | 13 | 13 | 13 | 13 | 13 | 16 | 21 | 379 | 427 | 174.3 | 368.6 | 591.2 | 843.2 | 1129 | 1442 | 1776 | 2119 | 2477 | 2842 | 3206 | 3560 | 3904 | 4159 | 4291 | 4378 | 4450 | 4515 | 4571 | 4624 | 55420.3
428 | 15 | 17 | 19 | 23 | 27 | 23 | 20 | 18 | 23 | 25 | 22 | 22 | 21 | 22 | 22 | 20 | 21 | 19 | 20 | 19 | 418 | 428 | 166.4 | 352.4 | 565.5 | 806.6 | 1078 | 1371 | 1684 | 2004 | 2336 | 2671 | 2999 | 3320 | 3630 | 3851 | 3951 | 4005 | 4046 | 4083 | 4114 | 4144 | 51177.9
429 | 37 | 38 | 34 | 28 | 22 | 21 | 22 | 22 | 21 | 19 | 17 | 15 | 14 | 12 | 16 | 18 | 17 | 13 | 9 | 11 | 406 | 429 | 167.3 | 359.1 | 573.5 | 812.8 | 1076 | 1365 | 1669 | 1980 | 2302 | 2620 | 2937 | 3238 | 3530 | 3719 | 3807 | 3874 | 3930 | 3963 | 4001 | 4014 | 49937.7
430 | 27 | 31 | 33 | 34 | 34 | 32 | 33 | 33 | 32 | 28 | 26 | 24 | 24 | 21 | 22 | 19 | 19 | 20 | 20 | 23 | 535 | 430 | 178.1 | 374.2 | 595.1 | 844.7 | 1126 | 1430 | 1753 | 2091 | 2438 | 2788 | 3132 | 3469 | 3798 | 4038 | 4162 | 4249 | 4322 | 4387 | 4447 | 4505 | 54127.1
431 | 17 | 13 | 16 | 20 | 27 | 25 | 19 | 11 | 10 | 10 | 9 | 9 | 9 | 9 | 7 | 6 | 7 | 6 | 6 | 6 | 242 | 431 | 169.3 | 358.7 | 574.1 | 815.1 | 1088 | 1385 | 1696 | 2020 | 2351 | 2689 | 3022 | 3347 | 3665 | 3890 | 4001 | 4077 | 4141 | 4197 | 4250 | 4303 | 52039.2
432 | 37 | 36 | 39 | 41 | 44 | 41 | 34 | 26 | 24 | 26 | 27 | 27 | 27 | 28 | 29 | 29 | 28 | 25 | 20 | 17 | 605 | 432 | 174 | 367.5 | 588 | 840.2 | 1125 | 1435 | 1769 | 2107 | 2457 | 2814 | 3162 | 3510 | 3853 | 4106 | 4237 | 4325 | 4396 | 4460 | 4514 | 4567 | 54806.7
433 | 34 | 32 | 27 | 18 | 16 | 16 | 20 | 18 | 19 | 16 | 13 | 14 | 13 | 16 | 11 | 19 | 19 | 23 | 19 | 19 | 382 | 433 | 169.1 | 359.7 | 575.7 | 819.9 | 1098 | 1401 | 1720 | 2053 | 2397 | 2744 | 3086 | 3420 | 3746 | 3985 | 4108 | 4190 | 4257 | 4317 | 4370 | 4422 | 53238.4
434 | 36 | 42 | 42 | 43 | 37 | 30 | 22 | 20 | 18 | 18 | 15 | 14 | 14 | 14 | 14 | 13 | 13 | 15 | 13 | 11 | 444 | 434 | 170.1 | 362.3 | 579.6 | 828.3 | 1107 | 1408 | 1724 | 2054 | 2388 | 2727 | 3060 | 3389 | 3704 | 3921 | 4027 | 4103 | 4165 | 4217 | 4265 | 4311 | 52510.3
435 | 11 | 12 | 9 | 7 | 3 | 4 | 9 | 13 | 15 | 14 | 15 | 17 | 14 | 12 | 6 | 3 | 1 | 1 | 1 | 1 | 168 | 435 | 171.7 | 362.2 | 575.3 | 815.5 | 1084 | 1376 | 1681 | 1996 | 2318 | 2643 | 2970 | 3288 | 3596 | 3813 | 3917 | 3981 | 4015 | 4040 | 4059 | 4077 | 50778.7
436 | 26 | 26 | 25 | 28 | 33 | 34 | 27 | 22 | 20 | 21 | 17 | 13 | 11 | 11 | 13 | 14 | 14 | 14 | 16 | 21 | 406 | 436 | 168.5 | 357.5 | 573 | 813.9 | 1085 | 1380 | 1688 | 2005 | 2332 | 2660 | 2984 | 3309 | 3622 | 3842 | 3950 | 4025 | 4086 | 4141 | 4193 | 4248 | 51462.9
437 | 8 | 11 | 13 | 15 | 17 | 18 | 18 | 17 | 15 | 12 | 11 | 9 | 8 | 4 | 5 | 5 | 5 | 4 | 5 | 9 | 209 | 437 | 152.1 | 330.2 | 548.9 | 793.8 | 1071 | 1375 | 1699 | 2035 | 2384 | 2735 | 3083 | 3424 | 3755 | 3989 | 4106 | 4186 | 4250 | 4307 | 4357 | 4408 | 52989
438 | 41 | 35 | 32 | 32 | 31 | 34 | 28 | 29 | 23 | 22 | 18 | 18 | 15 | 16 | 15 | 19 | 19 | 22 | 24 | 28 | 501 | 438 | 177 | 373.8 | 593.8 | 844.7 | 1127 | 1437 | 1766 | 2109 | 2470 | 2836 | 3202 | 3563 | 3916 | 4184 | 4328 | 4427 | 4510 | 4588 | 4661 | 4733 | 55846.3
439 | 33 | 37 | 36 | 32 | 25 | 20 | 18 | 19 | 21 | 25 | 24 | 20 | 19 | 18 | 21 | 19 | 22 | 18 | 13 | 5 | 445 | 439 | 170.5 | 361.2 | 577.6 | 822.6 | 1097 | 1397 | 1713 | 2042 | 2382 | 2730 | 3071 | 3407 | 3732 | 3967 | 4092 | 4177 | 4246 | 4307 | 4360 | 4411 | 53062.9
440 | 35 | 38 | 40 | 41 | 42 | 38 | 38 | 35 | 30 | 24 | 17 | 17 | 16 | 17 | 19 | 18 | 18 | 18 | 21 | 24 | 546 | 440 | 173.7 | 368.6 | 593.7 | 845.7 | 1132 | 1447 | 1781 | 2131 | 2498 | 2873 | 3250 | 3624 | 3990 | 4272 | 4426 | 4530 | 4618 | 4700 | 4779 | 4851 | 56883.7
441 | 37 | 38 | 40 | 43 | 44 | 39 | 33 | 30 | 20 | 11 | 4 | 12 | 19 | 21 | 20 | 21 | 23 | 24 | 22 | 22 | 523 | 441 | 176 | 368.6 | 591.8 | 844.8 | 1130 | 1440 | 1764 | 2103 | 2451 | 2793 | 3119 | 3446 | 3772 | 4006 | 4122 | 4204 | 4271 | 4330 | 4383 | 4433 | 53748.2
442 | 22 | 14 | 19 | 13 | 13 | 6 | 7 | 7 | 5 | 7 | 7 | 7 | 4 | 4 | 5 | 7 | 8 | 6 | 6 | 4 | 171 | 442 | 165.6 | 352.1 | 562.5 | 798.8 | 1068 | 1357 | 1660 | 1975 | 2299 | 2621 | 2945 | 3258 | 3558 | 3768 | 3871 | 3944 | 4002 | 4053 | 4099 | 4144 | 50501
443 | 29 | 22 | 20 | 18 | 19 | 23 | 22 | 22 | 19 | 15 | 14 | 15 | 19 | 20 | 18 | 15 | 16 | 14 | 11 | 8 | 359 | 443 | 166 | 354.4 | 572 | 813.1 | 1085 | 1383 | 1694 | 2018 | 2350 | 2687 | 3017 | 3343 | 3660 | 3881 | 3991 | 4067 | 4130 | 4184 | 4234 | 4281 | 51910.5
444 | 33 | 28 | 23 | 19 | 21 | 23 | 21 | 17 | 20 | 23 | 26 | 22 | 16 | 10 | 9 | 11 | 14 | 15 | 17 | 17 | 385 | 444 | 174.9 | 364.2 | 585.3 | 834 | 1112 | 1415 | 1733 | 2063 | 2406 | 2752 | 3092 | 3428 | 3754 | 3983 | 4097 | 4175 | 4240 | 4301 | 4356 | 4409 | 53274.4
445 | 31 | 28 | 28 | 26 | 27 | 26 | 27 | 26 | 28 | 26 | 23 | 20 | 21 | 22 | 21 | 16 | 11 | 10 | 12 | 15 | 444 | 445 | 172.2 | 361.1 | 574.7 | 816.3 | 1086 | 1379 | 1690 | 2011 | 2344 | 2677 | 3007 | 3332 | 3644 | 3868 | 3980 | 4057 | 4114 | 4138 | 4187 | 4234 | 51672.3
446 | 25 | 33 | 27 | 24 | 17 | 16 | 12 | 9 | 11 | 12 | 15 | 10 | 13 | 13 | 17 | 13 | 11 | 7 | 7 | 6 | 298 | 446 | 168.1 | 355.5 | 567 | 807.2 | 1078 | 1373 | 1678 | 1992 | 2316 | 2645 | 2964 | 3281 | 3584 | 3792 | 3894 | 3967 | 4026 | 4075 | 4121 | 4165 | 50848.8
447 | 22 | 18 | 18 | 17 | 21 | 24 | 29 | 29 | 28 | 25 | 21 | 23 | 23 | 27 | 25 | 21 | 17 | 18 | 20 | 22 | 448 | 447 | 170.7 | 362.4 | 583 | 832.3 | 1109 | 1411 | 1732 | 2070 | 2418 | 2769 | 3115 | 3456 | 3788 | 4030 | 4154 | 4235 | 4301 | 4361 | 4414 | 4465 | 53776.4
448 | 42 | 41 | 40 | 36 | 27 | 19 | 15 | 14 | 16 | 15 | 17 | 14 | 12 | 13 | 15 | 19 | 20 | 17 | 12 | 9 | 413 | 448 | 171.3 | 360 | 576.6 | 822.9 | 1097 | 1401 | 1720 | 2049 | 2391 | 2740 | 3085 | 3424 | 3752 | 3994 | 4123 | 4217 | 4298 | 4370 | 4435 | 4496 | 53522.8
449 | 17 | 20 | 20 | 18 | 14 | 11 | 12 | 12 | 11 | 10 | 10 | 11 | 10 | 11 | 9 | 8 | 8 | 9 | 10 | 8 | 239 | 449 | 168.1 | 357 | 575 | 818.3 | 1095 | 1396 | 1716 | 2046 | 2387 | 2731 | 3073 | 3411 | 3739 | 3976 | 4096 | 4178 | 4248 | 4313 | 4374 | 4435 | 53132.4
450 | 30 | 33 | 34 | 33 | 33 | 28 | 27 | 25 | 27 | 29 | 26 | 25 | 24 | 26 | 26 | 24 | 22 | 19 | 15 | 12 | 518 | 450 | 171.1 | 362.7 | 581.2 | 826.8 | 1103 | 1407 | 1717 | 2041 | 2385 | 2729 | 3072 | 3407 | 3740 | 3983 | 4109 | 4194 | 4263 | 4326 | 4380 | 4434 | 53231.8
451 | 46 | 47 | 46 | 43 | 42 | 41 | 39 | 34 | 28 | 29 | 26 | 24 | 21 | 22 | 22 | 24 | 21 | 22 | 23 | 24 | 624 | 451 | 183.6 | 389.5 | 621.7 | 879 | 1164 | 1477 | 1805 | 2146 | 2492 | 2846 | 3195 | 3535 | 3864 | 4101 | 4221 | 4302 | 4370 | 4430 | 4488 | 4545 | 55054.8
452 | 26 | 21 | 18 | 15 | 16 | 16 | 17 | 17 | 21 | 23 | 24 | 21 | 20 | 19 | 18 | 19 | 19 | 20 | 17 | 20 | 387 | 452 | 171.9 | 363.4 | 577 | 820.8 | 1092 | 1389 | 1703 | 2026 | 2355 | 2690 | 3020 | 3347 | 3661 | 3880 | 3985 | 4052 | 4108 | 4160 | 4205 | 4251 | 51857.1
453 | 42 | 40 | 39 | 34 | 28 | 22 | 23 | 22 | 20 | 16 | 17 | 16 | 14 | 13 | 16 | 17 | 19 | 14 | 11 | 8 | 431 | 453 | 174.2 | 369.8 | 589.3 | 844.2 | 1128 | 1440 | 1773 | 2120 | 2477 | 2836 | 3194 | 3545 | 3882 | 4136 | 4273 | 4370 | 4450 | 4524 | 4587 | 4648 | 55360.5
454 | 22 | 18 | 19 | 14 | 13 | 9 | 8 | 6 | 7 | 7 | 8 | 9 | 10 | 12 | 11 | 10 | 10 | 13 | 12 | 8 | 226 | 454 | 150.3 | 322.7 | 535.4 | 780 | 1054 | 1355 | 1674 | 2002 | 2345 | 2692 | 3034 | 3366 | 3692 | 3932 | 4052 | 4132 | 4195 | 4251 | 4300 | 4350 | 52214.4
455 | 25 | 29 | 28 | 24 | 19 | 16 | 17 | 16 | 16 | 16 | 18 | 19 | 21 | 21 | 19 | 20 | 18 | 20 | 19 | 23 | 404 | 455 | 166.6 | 356.2 | 572.2 | 821 | 1101 | 1408 | 1731 | 2064 | 2408 | 2761 | 3110 | 3452 | 3789 | 4043 | 4178 | 4271 | 4348 | 4420 | 4485 | 4551 | 54036
456 | 32 | 35 | 35 | 33 | 29 | 26 | 24 | 20 | 17 | 17 | 19 | 18 | 15 | 14 | 16 | 18 | 15 | 11 | 6 | 6 | 406 | 456 | 170.8 | 361.2 | 576.1 | 818.2 | 1087 | 1378 | 1680 | 1998 | 2323 | 2655 | 2982 | 3307 | 3623 | 3844 | 3954 | 4031 | 4094 | 4147 | 4196 | 4243 | 51468.3
457 | 44 | 45 | 44 | 37 | 28 | 24 | 24 | 27 | 27 | 27 | 27 | 24 | 22 | 18 | 17 | 15 | 17 | 18 | 22 | 21 | 528 | 457 | 176.8 | 374.2 | 595.5 | 839.7 | 1112 | 1403 | 1712 | 2026 | 2354 | 2685 | 3017 | 3343 | 3661 | 3885 | 3998 | 4078 | 4143 | 4199 | 4251 | 4303 | 52156.2
458 | 36 | 35 | 30 | 24 | 14 | 10 | 11 | 18 | 22 | 18 | 15 | 11 | 16 | 16 | 19 | 18 | 15 | 11 | 7 | 6 | 352 | 458 | 172.6 | 361.5 | 578.5 | 820.3 | 1096 | 1392 | 1704 | 2033 | 2370 | 2710 | 3044 | 3368 | 3687 | 3911 | 4025 | 4105 | 4170 | 4224 | 4274 | 4322 | 52367.9
459 | 43 | 41 | 38 | 31 | 25 | 22 | 22 | 25 | 26 | 23 | 17 | 11 | 12 | 13 | 19 | 22 | 24 | 22 | 22 | 22 | 480 | 459 | 171.5 | 365.1 | 583.8 | 833.3 | 1116 | 1425 | 1754 | 2095 | 2448 | 2804 | 3159 | 3509 | 3847 | 4095 | 4224 | 4310 | 4380 | 4444 | 4498 | 4550 | 54611.7
460 | 31 | 39 | 39 | 43 | 42 | 41 | 35 | 30 | 29 | 31 | 32 | 30 | 25 | 19 | 13 | 12 | 14 | 17 | 17 | 18 | 557 | 460 | 155.9 | 346.5 | 563.2 | 809.9 | 1083 | 1384 | 1702 | 2031 | 2376 | 2724 | 3069 | 3407 | 3740 | 3978 | 4106 | 4194 | 4265 | 4327 | 4386 | 4446 | 53093.5
461 | 38 | 41 | 40 | 41 | 41 | 41 | 40 | 37 | 31 | 24 | 17 | 16 | 16 | 20 | 21 | 20 | 21 | 23 | 26 | 23 | 577 | 461 | 175.5 | 373.1 | 597 | 854.2 | 1143 | 1460 | 1794 | 2144 | 2504 | 2872 | 3235 | 3595 | 3942 | 4197 | 4332 | 4424 | 4501 | 4572 | 4636 | 4698 | 56048.8
462 | 36 | 38 | 38 | 39 | 36 | 35 | 29 | 26 | 22 | 24 | 21 | 20 | 19 | 17 | 19 | 16 | 23 | 26 | 29 | 28 | 541 | 462 | 176.6 | 376.5 | 598 | 849.1 | 1130 | 1439 | 1766 | 2109 | 2461 | 2826 | 3186 | 3540 | 3882 | 4137 | 4273 | 4363 | 4439 | 4509 | 4573 | 4634 | 55267.2
463 | 33 | 36 | 33 | 30 | 22 | 16 | 12 | 13 | 15 | 15 | 16 | 15 | 14 | 9 | 5 | 4 | 4 | 4 | 3 | 5 | 304 | 463 | 167.9 | 357.9 | 572.9 | 811.9 | 1082 | 1376 | 1689 | 2014 | 2347 | 2689 | 3025 | 3360 | 3684 | 3918 | 4036 | 4115 | 4181 | 4242 | 4297 | 4353 | 52318.6
464 | 37 | 37 | 36 | 33 | 35 | 33 | 33 | 30 | 28 | 28 | 26 | 25 | 18 | 13 | 9 | 8 | 7 | 7 | 8 | 10 | 461 | 464 | 170.4 | 361.2 | 578.3 | 822.7 | 1097 | 1396 | 1709 | 2038 | 2376 | 2719 | 3058 | 3391 | 3715 | 3947 | 4069 | 4153 | 4221 | 4282 | 4337 | 4391 | 52831.6
465 | 30 | 31 | 25 | 23 | 23 | 26 | 23 | 17 | 18 | 20 | 17 | 10 | 4 | 3 | 2 | 3 | 5 | 10 | 14 | 16 | 320 | 465 | 177.9 | 373.4 | 597.2 | 848 | 1127 | 1434 | 1754 | 2089 | 2432 | 2779 | 3117 | 3448 | 3765 | 3969 | 4049 | 4117 | 4179 | 4233 | 4283 | 4331 | 53102.5
466 | 46 | 41 | 42 | 40 | 35 | 27 | 21 | 24 | 28 | 30 | 30 | 25 | 27 | 26 | 26 | 24 | 26 | 28 | 28 | 26 | 600 | 466 | 177.8 | 377 | 603.9 | 861.8 | 1152 | 1470 | 1803 | 2150 | 2512 | 2881 | 3248 | 3608 | 3960 | 4224 | 4364 | 4458 | 4539 | 4614 | 4682 | 4745 | 56430.5
467 | 46 | 45 | 42 | 37 | 29 | 23 | 23 | 28 | 31 | 31 | 29 | 27 | 25 | 22 | 25 | 25 | 26 | 24 | 21 | 22 | 581 | 467 | 172.5 | 367.9 | 592.1 | 846.4 | 1129 | 1431 | 1751 | 2089 | 2438 | 2789 | 3132 | 3471 | 3800 | 4039 | 4164 | 4245 | 4314 | 4374 | 4426 | 4477 | 54047.9
468 | 41 | 43 | 39 | 31 | 22 | 18 | 17 | 15 | 16 | 17 | 19 | 18 | 15 | 16 | 15 | 14 | 13 | 15 | 16 | 18 | 418 | 468 | 178.7 | 378.4 | 604.7 | 858.6 | 1145 | 1460 | 1792 | 2137 | 2490 | 2852 | 3212 | 3568 | 3916 | 4174 | 4311 | 4405 | 4487 | 4563 | 4631 | 4699 | 55862.4
469 | 20 | 24 | 24 | 25 | 28 | 28 | 30 | 27 | 29 | 28 | 21 | 18 | 14 | 15 | 14 | 12 | 10 | 9 | 10 | 11 | 397 | 469 | 155.3 | 345.4 | 561.5 | 800.7 | 1073 | 1368 | 1677 | 1999 | 2332 | 2667 | 2996 | 3323 | 3639 | 3861 | 3969 | 4041 | 4096 | 4146 | 4193 | 4240 | 51482.9
470 | 44 | 40 | 40 | 36 | 35 | 32 | 30 | 25 | 21 | 17 | 19 | 20 | 23 | 22 | 23 | 21 | 24 | 23 | 20 | 21 | 536 | 470 | 177.3 | 373.2 | 592.4 | 836.1 | 1114 | 1415 | 1735 | 2064 | 2405 | 2742 | 3077 | 3406 | 3723 | 3944 | 4058 | 4138 | 4207 | 4267 | 4322 | 4376 | 52972
471 | 25 | 23 | 26 | 28 | 34 | 36 | 35 | 33 | 29 | 28 | 25 | 25 | 26 | 29 | 31 | 33 | 33 | 32 | 31 | 31 | 593 | 471 | 170.1 | 361 | 578.5 | 825.5 | 1106 | 1410 | 1735 | 2071 | 2417 | 2767 | 3118 | 3463 | 3799 | 4047 | 4177 | 4262 | 4334 | 4397 | 4455 | 4510 | 54003.1
472 | 37 | 35 | 35 | 35 | 34 | 31 | 25 | 14 | 8 | 8 | 13 | 15 | 15 | 12 | 11 | 14 | 13 | 15 | 10 | 15 | 395 | 472 | 175.3 | 368.1 | 585.5 | 827 | 1099 | 1400 | 1715 | 2040 | 2376 | 2707 | 3039 | 3365 | 3677 | 3892 | 4000 | 4077 | 4140 | 4192 | 4240 | 4286 | 52200.9
473 | 20 | 18 | 18 | 16 | 16 | 16 | 14 | 9 | 5 | 4 | 6 | 7 | 7 | 8 | 7 | 7 | 6 | 5 | 5 | 5 | 199 | 473 | 165.5 | 353.3 | 565.7 | 803.8 | 1072 | 1363 | 1665 | 1969 | 2292 | 2617 | 2939 | 3250 | 3550 | 3753 | 3849 | 3915 | 3965 | 4008 | 4049 | 4093 | 50237.3
474 | 35 | 37 | 38 | 40 | 40 | 36 | 30 | 23 | 18 | 16 | 14 | 15 | 12 | 15 | 13 | 13 | 11 | 9 | 6 | 4 | 425 | 474 | 166.6 | 358.4 | 576.7 | 822.2 | 1097 | 1396 | 1712 | 2042 | 2386 | 2737 | 3086 | 3434 | 3772 | 4020 | 4153 | 4246 | 4325 | 4397 | 4463 | 4526 | 53715.9
475 | 18 | 15 | 19 | 17 | 18 | 17 | 18 | 19 | 19 | 14 | 13 | 13 | 19 | 18 | 18 | 17 | 18 | 19 | 20 | 20 | 349 | 475 | 151.2 | 325.7 | 530.4 | 775.1 | 1049 | 1348 | 1663 | 1993 | 2333 | 2674 | 3009 | 3332 | 3641 | 3851 | 3944 | 3999 | 4038 | 4067 | 4090 | 4114 | 50927.4
476 | 27 | 25 | 27 | 26 | 26 | 23 | 23 | 24 | 25 | 23 | 21 | 17 | 19 | 19 | 18 | 18 | 19 | 18 | 19 | 21 | 438 | 476 | 169.4 | 360.3 | 579.2 | 826.5 | 1108 | 1412 | 1730 | 2068 | 2413 | 2762 | 3112 | 3452 | 3786 | 4029 | 4152 | 4232 | 4298 | 4357 | 4410 | 4462 | 53718.4
477 | 36 | 36 | 39 | 42 | 43 | 41 | 38 | 38 | 37 | 34 | 32 | 32 | 32 | 28 | 25 | 25 | 26 | 26 | 25 | 28 | 663 | 477 | 179.6 | 378.6 | 606.1 | 862.8 | 1152 | 1468 | 1800 | 2148 | 2509 | 2875 | 3236 | 3592 | 3940 | 4195 | 4333 | 4425 | 4505 | 4578 | 4644 | 4706 | 56133.1
478 | 26 | 27 | 30 | 31 | 30 | 28 | 29 | 29 | 28 | 21 | 18 | 14 | 14 | 12 | 11 | 11 | 11 | 11 | 11 | 13 | 405 | 478 | 166.5 | 357 | 574.2 | 814.3 | 1087 | 1385 | 1693 | 2013 | 2342 | 2680 | 3013 | 3340 | 3659 | 3886 | 4000 | 4079 | 4144 | 4203 | 4259 | 4317 | 52012
479 | 45 | 43 | 40 | 35 | 28 | 26 | 24 | 19 | 13 | 9 | 9 | 10 | 8 | 8 | 7 | 7 | 7 | 6 | 7 | 8 | 359 | 479 | 172.6 | 364.8 | 580.3 | 818.5 | 1087 | 1375 | 1682 | 2000 | 2330 | 2665 | 2996 | 3325 | 3642 | 3863 | 3977 | 4060 | 4130 | 4191 | 4249 | 4307 | 51815.2
480 | 37 | 35 | 34 | 31 | 25 | 19 | 12 | 11 | 11 | 12 | 12 | 10 | 11 | 12 | 12 | 10 | 7 | 7 | 7 | 7 | 322 | 480 | 176.7 | 370.8 | 588.2 | 834 | 1112 | 1418 | 1741 | 2077 | 2423 | 2774 | 3120 | 3461 | 3792 | 4027 | 4149 | 4241 | 4320 | 4390 | 4457 | 4522 | 53993.7
481 | 42 | 33 | 35 | 30 | 34 | 29 | 28 | 25 | 23 | 20 | 18 | 17 | 20 | 20 | 23 | 26 | 29 | 28 | 27 | 29 | 536 | 481 | 176.2 | 372.7 | 591.6 | 840.4 | 1118 | 1429 | 1755 | 2095 | 2445 | 2800 | 3155 | 3501 | 3837 | 4085 | 4214 | 4303 | 4378 | 4446 | 4507 | 4567 | 54615.9
482 | 23 | 23 | 21 | 20 | 17 | 15 | 13 | 14 | 14 | 16 | 13 | 17 | 16 | 19 | 17 | 14 | 16 | 17 | 21 | 21 | 347 | 482 | 167.5 | 359.8 | 578.6 | 828 | 1107 | 1411 | 1735 | 2068 | 2412 | 2758 | 3104 | 3445 | 3775 | 4015 | 4139 | 4220 | 4288 | 4350 | 4405 | 4459 | 53624.9
483 | 44 | 36 | 30 | 26 | 25 | 29 | 27 | 23 | 19 | 18 | 18 | 19 | 20 | 24 | 27 | 27 | 28 | 27 | 28 | 26 | 521 | 483 | 177.4 | 375.5 | 602.7 | 858.1 | 1143 | 1453 | 1776 | 2114 | 2463 | 2812 | 3160 | 3502 | 3830 | 4069 | 4189 | 4272 | 4342 | 4404 | 4461 | 4517 | 54520.7
484 | 41 | 40 | 34 | 28 | 26 | 23 | 20 | 15 | 15 | 16 | 14 | 12 | 10 | 10 | 10 | 11 | 11 | 9 | 8 | 8 | 361 | 484 | 178.6 | 374.6 | 592.7 | 835.6 | 1106 | 1400 | 1712 | 2035 | 2367 | 2705 | 3041 | 3364 | 3676 | 3891 | 4003 | 4090 | 4164 | 4226 | 4285 | 4339 | 52385.5
485 | 38 | 33 | 33 | 25 | 21 | 13 | 12 | 10 | 12 | 13 | 14 | 12 | 12 | 11 | 11 | 11 | 11 | 13 | 12 | 15 | 332 | 485 | 176.6 | 370.7 | 591.3 | 838.2 | 1118 | 1425 | 1753 | 2091 | 2443 | 2797 | 3150 | 3497 | 3831 | 4072 | 4198 | 4285 | 4358 | 4424 | 4484 | 4543 | 54445.8
486 | 38 | 39 | 40 | 43 | 43 | 39 | 33 | 28 | 28 | 30 | 30 | 28 | 25 | 23 | 20 | 17 | 13 | 13 | 13 | 14 | 557 | 486 | 173.1 | 365.3 | 584 | 829.3 | 1108 | 1410 | 1731 | 2064 | 2408 | 2752 | 3091 | 3426 | 3748 | 3984 | 4107 | 4195 | 4266 | 4328 | 4384 | 4439 | 53392.7
487 | 46 | 41 | 37 | 34 | 34 | 37 | 37 | 35 | 28 | 22 | 18 | 19 | 20 | 22 | 25 | 23 | 19 | 16 | 16 | 15 | 544 | 487 | 175.5 | 370.2 | 589.4 | 836.5 | 1115 | 1418 | 1738 | 2072 | 2416 | 2762 | 3110 | 3448 | 3776 | 4011 | 4134 | 4219 | 4290 | 4352 | 4407 | 4462 | 53701.6
488 | 33 | 26 | 28 | 22 | 21 | 10 | 6 | 0 | 0 | 0 | 0 | 1 | 3 | 9 | 12 | 14 | 12 | 14 | 11 | 11 | 233 | 488 | 169.6 | 358.6 | 571.3 | 807.5 | 1072 | 1356 | 1647 | 1942 | 2242 | 2545 | 2843 | 3134 | 3411 | 3603 | 3687 | 3737 | 3773 | 3798 | 3819 | 3835 | 48351
489 | 12 | 16 | 15 | 18 | 17 | 15 | 12 | 9 | 10 | 10 | 10 | 10 | 9 | 9 | 8 | 9 | 9 | 10 | 9 | 9 | 226 | 489 | 165.3 | 354 | 568.8 | 809.2 | 1076 | 1367 | 1676 | 1996 | 2325 | 2656 | 2984 | 3309 | 3623 | 3846 | 3958 | 4037 | 4103 | 4163 | 4220 | 4278 | 51514.3
490 | 32 | 33 | 32 | 36 | 38 | 33 | 22 | 14 | 14 | 16 | 14 | 11 | 9 | 9 | 10 | 10 | 12 | 13 | 12 | 12 | 382 | 490 | 176.3 | 372.4 | 592.6 | 842 | 1124 | 1436 | 1767 | 2114 | 2478 | 2841 | 3204 | 3559 | 3904 | 4161 | 4300 | 4398 | 4483 | 4562 | 4633 | 4703 | 55650.3
491 | 40 | 37 | 34 | 31 | 24 | 18 | 11 | 12 | 12 | 13 | 13 | 13 | 15 | 19 | 22 | 21 | 18 | 15 | 12 | 12 | 392 | 491 | 172.3 | 364.8 | 584.4 | 833.6 | 1111 | 1427 | 1761 | 2107 | 2468 | 2835 | 3201 | 3566 | 3925 | 4199 | 4347 | 4448 | 4532 | 4610 | 4685 | 4756 | 55933.1
492 | 30 | 35 | 36 | 40 | 43 | 43 | 41 | 36 | 36 | 37 | 36 | 30 | 22 | 15 | 15 | 17 | 20 | 24 | 28 | 31 | 615 | 492 | 172.8 | 369.4 | 592.3 | 842.3 | 1129 | 1446 | 1782 | 2133 | 2495 | 2861 | 3226 | 3590 | 3945 | 4204 | 4338 | 4430 | 4507 | 4578 | 4642 | 4706 | 55988.8
493 | 35 | 28 | 33 | 33 | 33 | 24 | 16 | 13 | 12 | 13 | 17 | 19 | 21 | 19 | 18 | 16 | 15 | 19 | 24 | 28 | 436 | 493 | 174.2 | 366.9 | 587.6 | 839.2 | 1125 | 1436 | 1767 | 2115 | 2471 | 2833 | 3197 | 3556 | 3905 | 4166 | 4305 | 4404 | 4488 | 4566 | 4637 | 4706 | 55644.9
494 | 33 | 37 | 35 | 30 | 22 | 16 | 14 | 12 | 15 | 16 | 17 | 16 | 16 | 16 | 16 | 17 | 20 | 19 | 19 | 19 | 405 | 494 | 173.1 | 368 | 589.6 | 840.9 | 1129 | 1443 | 1774 | 2118 | 2475 | 2840 | 3202 | 3564 | 3912 | 4170 | 4309 | 4408 | 4492 | 4570 | 4640 | 4710 | 55727.6
495 | 24 | 34 | 29 | 26 | 16 | 15 | 15 | 15 | 14 | 13 | 12 | 12 | 12 | 14 | 15 | 16 | 16 | 18 | 19 | 19 | 354 | 495 | 170.8 | 362.1 | 582.4 | 828.1 | 1110 | 1419 | 1743 | 2080 | 2430 | 2789 | 3144 | 3495 | 3837 | 4090 | 4226 | 4321 | 4403 | 4480 | 4551 | 4621 | 54682.4
496 | 47 | 45 | 45 | 44 | 44 | 40 | 36 | 32 | 30 | 32 | 33 | 33 | 29 | 25 | 24 | 26 | 29 | 29 | 29 | 30 | 682 | 496 | 180 | 377.7 | 603.7 | 858.1 | 1144 | 1453 | 1782 | 2121 | 2470 | 2822 | 3174 | 3523 | 3860 | 4111 | 4245 | 4334 | 4410 | 4480 | 4542 | 4603 | 55093.5
497 | 41 | 40 | 39 | 38 | 39 | 39 | 38 | 36 | 33 | 34 | 33 | 32 | 27 | 24 | 23 | 21 | 20 | 19 | 22 | 24 | 622 | 497 | 177.3 | 371.7 | 593.2 | 844.1 | 1125 | 1434 | 1763 | 2103 | 2460 | 2819 | 3170 | 3520 | 3856 | 4101 | 4227 | 4312 | 4381 | 4442 | 4496 | 4548 | 54743.3
498 | 21 | 20 | 24 | 28 | 31 | 28 | 24 | 22 | 20 | 22 | 22 | 22 | 23 | 23 | 25 | 21 | 23 | 22 | 23 | 24 | 468 | 498 | 151.4 | 342.7 | 558.5 | 801.5 | 1075 | 1373 | 1690 | 2018 | 2355 | 2697 | 3032 | 3359 | 3673 | 3898 | 4004 | 4065 | 4113 | 4157 | 4197 | 4238 | 51798.1
499 | 41 | 41 | 42 | 42 | 40 | 36 | 31 | 28 | 23 | 20 | 15 | 10 | 5 | 7 | 11 | 17 | 21 | 19 | 21 | 20 | 490 | 499 | 176.9 | 373.2 | 595.7 | 845.1 | 1126 | 1429 | 1752 | 2087 | 2434 | 2788 | 3133 | 3476 | 3805 | 4040 | 4162 | 4245 | 4314 | 4375 | 4428 | 4480 | 54064.9
500 | 40 | 25 | 19 | 9 | 13 | 16 | 19 | 15 | 13 | 9 | 7 | 3 | 0 | 3 | 8 | 14 | 17 | 18 | 16 | 18 | 282 | 500 | 171.8 | 361.3 | 578.8 | 824.5 | 1099 | 1405 | 1727 | 2059 | 2403 | 2752 | 3096 | 3429 | 3750 | 3983 | 4101 | 4185 | 4253 | 4313 | 4365 | 4416 | 53272.4
501 | 30 | 22 | 19 | 15 | 13 | 14 | 10 | 12 | 12 | 16 | 16 | 14 | 9 | 8 | 8 | 10 | 12 | 14 | 15 | 17 | 286 | 501 | 165.5 | 356.8 | 572.2 | 817.9 | 1094 | 1397 | 1716 | 2047 | 2391 | 2735 | 3080 | 3413 | 3741 | 3974 | 4094 | 4172 | 4238 | 4297 | 4349 | 4402 | 53052.4
502 | 20 | 26 | 26 | 29 | 29 | 31 | 32 | 32 | 31 | 29 | 27 | 25 | 27 | 27 | 26 | 23 | 20 | 19 | 21 | 24 | 524 | 502 | 170.2 | 362.2 | 580.1 | 821.7 | 1094 | 1392 | 1707 | 2036 | 2377 | 2720 | 3061 | 3398 | 3731 | 3975 | 4102 | 4188 | 4259 | 4322 | 4380 | 4437 | 53113.2
503 | 32 | 32 | 28 | 26 | 24 | 25 | 21 | 21 | 20 | 25 | 23 | 20 | 16 | 17 | 20 | 20 | 18 | 16 | 11 | 7 | 422 | 503 | 168.4 | 357.9 | 577.1 | 821 | 1092 | 1389 | 1707 | 2037 | 2373 | 2714 | 3052 | 3385 | 3705 | 3940 | 4062 | 4141 | 4206 | 4265 | 4316 | 4365 | 52673.4
504 | 33 | 32 | 24 | 17 | 15 | 20 | 23 | 23 | 25 | 27 | 24 | 22 | 18 | 17 | 12 | 7 | 4 | 4 | 4 | 3 | 354 | 504 | 165.9 | 353.9 | 565.9 | 803.4 | 1072 | 1364 | 1671 | 1986 | 2309 | 2631 | 2949 | 3260 | 3561 | 3765 | 3861 | 3925 | 3975 | 4018 | 4059 | 4100 | 50395.1
505 | 42 | 36 | 31 | 21 | 14 | 11 | 12 | 15 | 20 | 21 | 23 | 19 | 18 | 16 | 16 | 18 | 18 | 21 | 23 | 23 | 418 | 505 | 171.2 | 363.3 | 586.5 | 836.6 | 1118 | 1424 | 1748 | 2082 | 2426 | 2773 | 3119 | 3457 | 3782 | 4014 | 4133 | 4213 | 4282 | 4343 | 4398 | 4452 | 53721.6
506 | 40 | 35 | 30 | 24 | 24 | 24 | 18 | 12 | 12 | 18 | 21 | 18 | 17 | 19 | 18 | 17 | 12 | 13 | 10 | 8 | 390 | 506 | 178.1 | 376.8 | 600.4 | 850.9 | 1134 | 1440 | 1762 | 2091 | 2427 | 2766 | 3104 | 3431 | 3747 | 3970 | 4082 | 4159 | 4225 | 4278 | 4328 | 4375 | 53325.2
507 | 45 | 38 | 31 | 22 | 20 | 20 | 21 | 22 | 26 | 27 | 24 | 23 | 22 | 21 | 20 | 22 | 23 | 25 | 24 | 23 | 499 | 507 | 176.3 | 372.3 | 594.4 | 844.8 | 1126 | 1429 | 1749 | 2081 | 2423 | 2764 | 3102 | 3437 | 3761 | 3991 | 4109 | 4192 | 4263 | 4326 | 4384 | 4441 | 53565.8
508 | 33 | 29 | 27 | 28 | 33 | 35 | 30 | 22 | 14 | 11 | 9 | 9 | 8 | 8 | 9 | 9 | 10 | 9 | 8 | 6 | 347 | 508 | 167.4 | 357 | 568.1 | 810.7 | 1079 | 1372 | 1678 | 1991 | 2310 | 2632 | 2957 | 3272 | 3579 | 3787 | 3889 | 3962 | 4022 | 4073 | 4123 | 4174 | 50803.2
509 | 30 | 32 | 33 | 30 | 31 | 27 | 29 | 23 | 23 | 20 | 18 | 15 | 11 | 10 | 7 | 9 | 9 | 11 | 10 | 9 | 387 | 509 | 169.9 | 361.6 | 581.3 | 825.7 | 1098 | 1391 | 1699 | 2016 | 2339 | 2665 | 2981 | 3291 | 3593 | 3800 | 3893 | 3954 | 4002 | 4041 | 4079 | 4118 | 50898.5
510 | 33 | 33 | 31 | 28 | 28 | 31 | 32 | 29 | 21 | 13 | 8 | 7 | 9 | 11 | 12 | 11 | 9 | 9 | 8 | 9 | 372 | 510 | 170 | 358.6 | 574.3 | 810.1 | 1077 | 1367 | 1674 | 1993 | 2321 | 2654 | 2987 | 3314 | 3632 | 3859 | 3975 | 4059 | 4127 | 4187 | 4244 | 4302 | 51685
511 | 39 | 32 | 28 | 21 | 25 | 28 | 30 | 27 | 20 | 15 | 15 | 19 | 24 | 24 | 26 | 26 | 25 | 26 | 26 | 25 | 501 | 511 | 167.7 | 358.2 | 576.5 | 824.4 | 1105 | 1409 | 1731 | 2066 | 2409 | 2753 | 3094 | 3433 | 3764 | 4008 | 4125 | 4198 | 4256 | 4310 | 4360 | 4410 | 53357.8
512 | 24 | 21 | 24 | 25 | 30 | 34 | 34 | 33 | 30 | 28 | 21 | 14 | 10 | 11 | 18 | 24 | 28 | 25 | 21 | 22 | 477 | 512 | 168.7 | 359.6 | 578.2 | 827.7 | 1105 | 1408 | 1729 | 2063 | 2404 | 2747 | 3091 | 3428 | 3749 | 3982 | 4102 | 4184 | 4251 | 4310 | 4362 | 4414 | 53263.2
513 | 20 | 21 | 20 | 18 | 17 | 14 | 13 | 10 | 11 | 12 | 14 | 13 | 13 | 13 | 14 | 13 | 13 | 12 | 14 | 12 | 287 | 513 | 169.5 | 359.1 | 574.3 | 813.3 | 1084 | 1376 | 1681 | 1997 | 2323 | 2647 | 2971 | 3283 | 3585 | 3788 | 3878 | 3936 | 3984 | 4024 | 4062 | 4101 | 50636.2
514 | 15 | 19 | 22 | 22 | 21 | 14 | 12 | 8 | 12 | 11 | 11 | 10 | 10 | 9 | 6 | 6 | 8 | 11 | 12 | 15 | 254 | 514 | 160.6 | 350.2 | 565.4 | 805.1 | 1079 | 1374 | 1686 | 2014 | 2351 | 2690 | 3025 | 3351 | 3672 | 3898 | 4011 | 4085 | 4146 | 4200 | 4248 | 4296 | 52007.3
515 | 33 | 32 | 26 | 20 | 20 | 23 | 29 | 27 | 28 | 28 | 28 | 27 | 24 | 23 | 24 | 25 | 24 | 23 | 23 | 23 | 510 | 515 | 168.2 | 357.9 | 573.7 | 816 | 1088 | 1385 | 1698 | 2021 | 2356 | 2691 | 3027 | 3354 | 3671 | 3899 | 4009 | 4078 | 4135 | 4187 | 4234 | 4280 | 52028.8
516 | 35 | 31 | 29 | 31 | 24 | 16 | 2 | 7 | 15 | 22 | 21 | 19 | 16 | 15 | 14 | 13 | 14 | 19 | 23 | 20 | 386 | 516 | 171.8 | 367 | 585.5 | 829.8 | 1105 | 1405 | 1715 | 2041 | 2381 | 2730 | 3077 | 3416 | 3748 | 3987 | 4108 | 4190 | 4256 | 4316 | 4369 | 4421 | 53219.1
517 | 19 | 24 | 26 | 26 | 23 | 21 | 25 | 26 | 27 | 22 | 23 | 22 | 23 | 21 | 22 | 24 | 24 | 24 | 24 | 27 | 473 | 517 | 151 | 325.2 | 542.3 | 785.5 | 1060 | 1364 | 1687 | 2024 | 2368 | 2716 | 3057 | 3390 | 3711 | 3946 | 4058 | 4123 | 4176 | 4223 | 4267 | 4312 | 52286
518 | 41 | 39 | 40 | 40 | 36 | 33 | 31 | 30 | 19 | 8 | 1 | 1 | 1 | 0 | 6 | 14 | 22 | 21 | 21 | 22 | 426 | 518 | 178.2 | 372.5 | 593.6 | 841.8 | 1120 | 1428 | 1750 | 2093 | 2447 | 2793 | 3122 | 3443 | 3750 | 3959 | 4050 | 4118 | 4178 | 4233 | 4283 | 4332 | 53085.1
519 | 37 | 34 | 32 | 25 | 20 | 15 | 14 | 12 | 12 | 14 | 17 | 18 | 18 | 19 | 21 | 22 | 20 | 19 | 16 | 16 | 401 | 519 | 176.5 | 374.8 | 597.2 | 847.2 | 1135 | 1449 | 1779 | 2127 | 2489 | 2857 | 3218 | 3580 | 3930 | 4192 | 4337 | 4439 | 4527 | 4611 | 4687 | 4758 | 56110.7
520 | 36 | 33 | 33 | 24 | 18 | 12 | 12 | 12 | 11 | 13 | 13 | 15 | 14 | 14 | 13 | 10 | 7 | 5 | 6 | 8 | 309 | 520 | 172 | 364.5 | 584.5 | 835.9 | 1124 | 1432 | 1762 | 2101 | 2459 | 2817 | 3174 | 3523 | 3865 | 4119 | 4253 | 4344 | 4420 | 4491 | 4553 | 4614 | 55007.9
521 | 42 | 39 | 38 | 31 | 24 | 17 | 15 | 14 | 13 | 15 | 13 | 17 | 16 | 19 | 19 | 20 | 21 | 21 | 23 | 21 | 438 | 521 | 176.5 | 370.5 | 590.2 | 836.2 | 1115 | 1417 | 1733 | 2064 | 2400 | 2745 | 3086 | 3423 | 3752 | 3985 | 4108 | 4192 | 4261 | 4321 | 4374 | 4426 | 53375.4
522 | 22 | 29 | 28 | 35 | 37 | 39 | 35 | 26 | 18 | 11 | 10 | 12 | 17 | 23 | 28 | 30 | 29 | 28 | 28 | 30 | 515 | 522 | 168.8 | 357.8 | 575.3 | 822.5 | 1102 | 1403 | 1724 | 2053 | 2395 | 2732 | 3061 | 3383 | 3698 | 3929 | 4045 | 4119 | 4178 | 4234 | 4283 | 4332 | 52595.4
523 | 27 | 24 | 24 | 21 | 19 | 21 | 23 | 25 | 21 | 17 | 17 | 16 | 18 | 14 | 10 | 6 | 6 | 8 | 8 | 6 | 331 | 523 | 168.3 | 354.3 | 566.4 | 805 | 1071 | 1362 | 1667 | 1983 | 2312 | 2640 | 2967 | 3288 | 3596 | 3809 | 3913 | 3979 | 4033 | 4083 | 4130 | 4174 | 50901
524 | 40 | 36 | 34 | 33 | 29 | 27 | 22 | 21 | 22 | 24 | 25 | 25 | 22 | 25 | 27 | 30 | 30 | 30 | 31 | 34 | 567 | 524 | 176.1 | 372.1 | 593.4 | 845.1 | 1137 | 1457 | 1799 | 2152 | 2523 | 2904 | 3284 | 3661 | 4030 | 4322 | 4486 | 4594 | 4688 | 4774 | 4859 | 4933 | 57589.7
525 | 22 | 23 | 23 | 20 | 18 | 17 | 19 | 18 | 15 | 12 | 9 | 12 | 15 | 20 | 21 | 24 | 23 | 23 | 20 | 20 | 374 | 525 | 166.3 | 356.3 | 571.1 | 819.5 | 1098 | 1402 | 1724 | 2059 | 2405 | 2752 | 3098 | 3442 | 3779 | 4027 | 4160 | 4250 | 4328 | 4398 | 4463 | 4528 | 53826.2
526 | 23 | 29 | 27 | 27 | 23 | 22 | 21 | 18 | 15 | 12 | 10 | 9 | 5 | 3 | 1 | 1 | 1 | 0 | 3 | 10 | 260 | 526 | 166.9 | 354.9 | 567 | 806.2 | 1075 | 1370 | 1680 | 2000 | 2335 | 2666 | 2994 | 3317 | 3630 | 3845 | 3952 | 4027 | 4089 | 4141 | 4189 | 4237 | 51442
527 | 38 | 33 | 31 | 28 | 27 | 25 | 21 | 18 | 19 | 22 | 23 | 21 | 20 | 22 | 23 | 22 | 19 | 22 | 25 | 29 | 488 | 527 | 179.1 | 374 | 597.2 | 850.5 | 1137 | 1446 | 1775 | 2111 | 2463 | 2822 | 3170 | 3516 | 3850 | 4091 | 4214 | 4298 | 4368 | 4431 | 4487 | 4543 | 54722.8
528 | 36 | 36 | 37 | 37 | 37 | 30 | 28 | 24 | 25 | 21 | 21 | 18 | 15 | 16 | 15 | 16 | 11 | 17 | 18 | 23 | 481 | 528 | 178 | 373.3 | 596.8 | 842.9 | 1118 | 1419 | 1731 | 2056 | 2386 | 2722 | 3049 | 3369 | 3680 | 3896 | 4002 | 4078 | 4140 | 4193 | 4242 | 4287 | 52359
529 | 29 | 30 | 27 | 24 | 23 | 25 | 27 | 28 | 25 | 25 | 22 | 20 | 15 | 11 | 9 | 8 | 9 | 9 | 10 | 9 | 385 | 529 | 170.5 | 360.7 | 577 | 820.2 | 1092 | 1391 | 1700 | 2026 | 2359 | 2688 | 3014 | 3329 | 3637 | 3851 | 3949 | 4009 | 4056 | 4096 | 4132 | 4171 | 51428.4
530 | 39 | 29 | 26 | 18 | 15 | 12 | 11 | 13 | 13 | 13 | 11 | 8 | 8 | 9 | 10 | 9 | 8 | 8 | 7 | 5 | 272 | 530 | 174.9 | 367.3 | 583.6 | 822.9 | 1096 | 1395 | 1706 | 2032 | 2362 | 2693 | 3022 | 3342 | 3652 | 3864 | 3969 | 4049 | 4116 | 4172 | 4226 | 4270 | 51914.7
531 | 27 | 22 | 19 | 17 | 19 | 27 | 30 | 33 | 31 | 24 | 17 | 10 | 8 | 5 | 3 | 2 | 2 | 1 | 4 | 5 | 306 | 531 | 169.2 | 358.8 | 576.9 | 820.8 | 1092 | 1388 | 1699 | 2022 | 2357 | 2694 | 3026 | 3353 | 3667 | 3884 | 3990 | 4061 | 4118 | 4167 | 4213 | 4258 | 51914.7
532 | 29 | 31 | 26 | 21 | 16 | 15 | 18 | 14 | 13 | 11 | 14 | 20 | 21 | 21 | 22 | 25 | 28 | 26 | 27 | 27 | 425 | 532 | 167.4 | 356.7 | 572.5 | 817.4 | 1099 | 1406 | 1727 | 2064 | 2413 | 2766 | 3118 | 3466 | 3802 | 4054 | 4189 | 4278 | 4353 | 4423 | 4488 | 4552 | 54112
533 | 25 | 29 | 26 | 33 | 34 | 40 | 33 | 30 | 21 | 16 | 12 | 14 | 14 | 15 | 15 | 17 | 16 | 16 | 19 | 21 | 446 | 533 | 171.8 | 365 | 580.5 | 828.4 | 1102 | 1406 | 1724 | 2053 | 2398 | 2750 | 3099 | 3446 | 3782 | 4034 | 4166 | 4260 | 4339 | 4412 | 4480 | 4548 | 53944.7
534 | 29 | 32 | 36 | 40 | 38 | 36 | 35 | 32 | 28 | 23 | 24 | 22 | 20 | 18 | 15 | 13 | 9 | 7 | 6 | 7 | 470 | 534 | 149.5 | 323.5 | 536.8 | 779.9 | 1049 | 1342 | 1656 | 1983 | 2316 | 2651 | 2984 | 3311 | 3629 | 3850 | 3947 | 4002 | 4060 | 4112 | 4159 | 4207 | 51047.7
535 | 37 | 32 | 35 | 35 | 39 | 38 | 35 | 31 | 28 | 28 | 29 | 28 | 30 | 30 | 32 | 32 | 31 | 33 | 35 | 39 | 657 | 535 | 178 | 377.4 | 604.5 | 861.4 | 1152 | 1467 | 1802 | 2150 | 2512 | 2879 | 3243 | 3601 | 3955 | 4217 | 4357 | 4446 | 4522 | 4592 | 4656 | 4715 | 56287.3
536 | 28 | 32 | 34 | 39 | 42 | 36 | 25 | 12 | 10 | 10 | 10 | 10 | 9 | 7 | 6 | 7 | 8 | 9 | 8 | 7 | 349 | 536 | 166.7 | 357.5 | 573.4 | 819 | 1093 | 1392 | 1709 | 2040 | 2382 | 2732 | 3076 | 3418 | 3746 | 3984 | 4106 | 4192 | 4267 | 4336 | 4399 | 4463 | 53251.6
537 | 41 | 38 | 35 | 30 | 28 | 27 | 27 | 24 | 21 | 18 | 18 | 20 | 22 | 20 | 20 | 21 | 24 | 23 | 20 | 19 | 496 | 537 | 170.1 | 364.7 | 584.3 | 832.5 | 1113 | 1417 | 1738 | 2073 | 2416 | 2759 | 3099 | 3437 | 3763 | 3999 | 4122 | 4211 | 4288 | 4357 | 4420 | 4484 | 53647.6
538 | 25 | 28 | 30 | 30 | 24 | 18 | 15 | 14 | 14 | 11 | 9 | 7 | 7 | 4 | 3 | 1 | 2 | 4 | 5 | 5 | 256 | 538 | 173.3 | 364.7 | 580.6 | 822.9 | 1098 | 1397 | 1711 | 2038 | 2372 | 2708 | 3040 | 3361 | 3673 | 3883 | 3989 | 4068 | 4129 | 4181 | 4232 | 4277 | 52098.5
539 | 17 | 22 | 19 | 22 | 18 | 18 | 18 | 18 | 22 | 17 | 14 | 7 | 6 | 9 | 10 | 8 | 6 | 6 | 8 | 7 | 272 | 539 | 152.4 | 324.8 | 527.8 | 769.6 | 1042 | 1337 | 1649 | 1973 | 2307 | 2640 | 2964 | 3283 | 3596 | 3814 | 3913 | 3978 | 4024 | 4062 | 4097 | 4134 | 50587.6
540 | 34 | 22 | 18 | 17 | 26 | 33 | 32 | 32 | 29 | 29 | 27 | 27 | 26 | 25 | 28 | 30 | 31 | 30 | 31 | 32 | 559 | 540 | 173.9 | 369.9 | 590.1 | 836.9 | 1113 | 1418 | 1744 | 2084 | 2436 | 2793 | 3146 | 3496 | 3839 | 4097 | 4233 | 4319 | 4390 | 4455 | 4514 | 4571 | 54618.8
541 | 41 | 37 | 35 | 31 | 29 | 26 | 23 | 22 | 20 | 23 | 21 | 24 | 24 | 28 | 28 | 29 | 27 | 26 | 25 | 28 | 547 | 541 | 177.1 | 372.3 | 593.5 | 844.5 | 1127 | 1437 | 1764 | 2106 | 2468 | 2829 | 3187 | 3544 | 3890 | 4150 | 4286 | 4374 | 4448 | 4514 | 4575 | 4633 | 55319.4
542 | 41 | 40 | 36 | 37 | 37 | 36 | 28 | 22 | 23 | 25 | 22 | 19 | 20 | 21 | 22 | 19 | 20 | 19 | 20 | 21 | 528 | 542 | 170.7 | 362.7 | 581.7 | 833.4 | 1115 | 1423 | 1742 | 2079 | 2425 | 2779 | 3127 | 3470 | 3801 | 4038 | 4157 | 4238 | 4306 | 4365 | 4418 | 4469 | 53900.5
543 | 46 | 41 | 41 | 37 | 37 | 32 | 27 | 25 | 25 | 24 | 19 | 13 | 11 | 10 | 8 | 7 | 8 | 9 | 10 | 8 | 438 | 543 | 174.4 | 367.7 | 587.3 | 832 | 1106 | 1402 | 1713 | 2033 | 2360 | 2688 | 3012 | 3325 | 3626 | 3831 | 3932 | 3998 | 4059 | 4108 | 4154 | 4188 | 51496.4
544 | 34 | 23 | 24 | 24 | 29 | 28 | 22 | 16 | 12 | 12 | 12 | 10 | 11 | 12 | 15 | 17 | 18 | 16 | 17 | 17 | 369 | 544 | 173.9 | 366.2 | 585.9 | 833.1 | 1107 | 1409 | 1733 | 2067 | 2420 | 2775 | 3132 | 3487 | 3830 | 4088 | 4226 | 4323 | 4406 | 4483 | 4555 | 4625 | 54625.1
545 | 29 | 30 | 26 | 20 | 14 | 14 | 16 | 20 | 20 | 21 | 17 | 16 | 15 | 18 | 23 | 24 | 24 | 22 | 18 | 20 | 407 | 545 | 154.4 | 337.7 | 554.5 | 800.7 | 1077 | 1382 | 1703 | 2040 | 2386 | 2734 | 3076 | 3413 | 3743 | 3981 | 4101 | 4179 | 4241 | 4296 | 4345 | 4395 | 52939.3
546 | 18 | 21 | 25 | 32 | 36 | 33 | 24 | 16 | 13 | 14 | 13 | 11 | 9 | 8 | 7 | 6 | 8 | 8 | 9 | 8 | 319 | 546 | 168.7 | 360.6 | 580 | 826.1 | 1102 | 1403 | 1715 | 2034 | 2363 | 2697 | 3023 | 3344 | 3660 | 3881 | 3986 | 4051 | 4102 | 4148 | 4191 | 4234 | 51869.4
547 | 23 | 23 | 22 | 24 | 23 | 27 | 23 | 21 | 16 | 13 | 10 | 8 | 11 | 15 | 15 | 17 | 17 | 21 | 18 | 16 | 363 | 547 | 170.8 | 361.5 | 580.5 | 829.8 | 1110 | 1412 | 1730 | 2058 | 2399 | 2742 | 3078 | 3403 | 3722 | 3942 | 4051 | 4130 | 4194 | 4247 | 4297 | 4344 | 52801.6
548 | 27 | 27 | 24 | 21 | 18 | 19 | 18 | 18 | 16 | 15 | 14 | 12 | 16 | 17 | 18 | 15 | 16 | 15 | 13 | 12 | 351 | 548 | 170.6 | 361.7 | 580.1 | 824.5 | 1097 | 1394 | 1704 | 2026 | 2356 | 2691 | 3019 | 3341 | 3653 | 3874 | 3982 | 4055 | 4117 | 4171 | 4219 | 4266 | 51901.9
549 | 38 | 38 | 39 | 37 | 35 | 33 | 32 | 29 | 26 | 22 | 23 | 20 | 16 | 11 | 10 | 6 | 5 | 1 | 1 | 1 | 423 | 549 | 172.5 | 366 | 583.6 | 829.3 | 1105 | 1407 | 1723 | 2049 | 2387 | 2728 | 3065 | 3394 | 3714 | 3945 | 4064 | 4148 | 4216 | 4274 | 4327 | 4379 | 52876.4
550 | 25 | 24 | 23 | 22 | 25 | 20 | 18 | 15 | 23 | 24 | 22 | 18 | 19 | 20 | 21 | 21 | 23 | 24 | 25 | 24 | 436 | 550 | 167.4 | 356.5 | 574 | 820.5 | 1101 | 1408 | 1732 | 2074 | 2425 | 2780 | 3132 | 3482 | 3821 | 4078 | 4211 | 4296 | 4367 | 4432 | 4493 | 4550 | 54300.4
551 | 38 | 37 | 36 | 36 | 37 | 36 | 33 | 30 | 30 | 31 | 28 | 23 | 21 | 22 | 22 | 20 | 17 | 18 | 17 | 18 | 550 | 551 | 176.1 | 371 | 587.8 | 830 | 1101 | 1402 | 1720 | 2051 | 2391 | 2730 | 3065 | 3393 | 3710 | 3932 | 4045 | 4123 | 4187 | 4242 | 4291 | 4339 | 52686.9
552 | 5 | 10 | 12 | 22 | 24 | 22 | 17 | 14 | 14 | 15 | 16 | 16 | 14 | 14 | 13 | 14 | 16 | 17 | 19 | 16 | 310 | 552 | 152.7 | 327.5 | 528.8 | 760.8 | 1038 | 1343 | 1668 | 2008 | 2362 | 2722 | 3081 | 3428 | 3767 | 4016 | 4144 | 4230 | 4301 | 4367 | 4426 | 4484 | 53154.8
553 | 39 | 37 | 38 | 34 | 31 | 19 | 14 | 13 | 16 | 19 | 18 | 18 | 16 | 16 | 15 | 16 | 15 | 12 | 8 | 5 | 399 | 553 | 177.1 | 375.9 | 600.6 | 850 | 1129 | 1434 | 1758 | 2099 | 2452 | 2810 | 3165 | 3514 | 3851 | 4096 | 4229 | 4323 | 4405 | 4479 | 4542 | 4601 | 54890.6
554 | 37 | 35 | 38 | 39 | 37 | 26 | 15 | 12 | 14 | 18 | 16 | 17 | 17 | 18 | 15 | 13 | 12 | 14 | 14 | 15 | 422 | 554 | 173.1 | 368.1 | 588.8 | 836.3 | 1117 | 1426 | 1754 | 2096 | 2450 | 2810 | 3167 | 3516 | 3862 | 4115 | 4250 | 4340 | 4416 | 4485 | 4548 | 4610 | 54928.3
555 | 40 | 42 | 41 | 36 | 32 | 29 | 31 | 31 | 28 | 28 | 25 | 27 | 26 | 23 | 23 | 24 | 24 | 20 | 16 | 16 | 562 | 555 | 159.7 | 351.6 | 571 | 815.2 | 1088 | 1390 | 1708 | 2036 | 2377 | 2717 | 3056 | 3388 | 3708 | 3930 | 4040 | 4119 | 4183 | 4237 | 4286 | 4334 | 52494.5
556 | 24 | 34 | 29 | 25 | 17 | 16 | 15 | 13 | 12 | 13 | 12 | 11 | 10 | 11 | 12 | 13 | 11 | 12 | 14 | 15 | 319 | 556 | 165.3 | 353.6 | 566.4 | 814.9 | 1094 | 1396 | 1713 | 2040 | 2380 | 2721 | 3061 | 3398 | 3723 | 3957 | 4079 | 4164 | 4235 | 4300 | 4359 | 4417 | 52937.2
557 | 40 | 42 | 41 | 35 | 26 | 17 | 14 | 12 | 12 | 11 | 13 | 14 | 14 | 13 | 13 | 14 | 16 | 16 | 14 | 12 | 389 | 557 | 176.1 | 372 | 592.2 | 839.6 | 1121 | 1431 | 1760 | 2096 | 2448 | 2805 | 3161 | 3514 | 3850 | 4100 | 4236 | 4333 | 4418 | 4496 | 4567 | 4637 | 54952.9
558 | 23 | 27 | 21 | 19 | 12 | 12 | 10 | 8 | 9 | 9 | 11 | 10 | 12 | 12 | 10 | 8 | 7 | 7 | 8 | 11 | 246 | 558 | 165.9 | 354.6 | 571 | 816.4 | 1094 | 1396 | 1709 | 2031 | 2365 | 2706 | 3042 | 3371 | 3691 | 3917 | 4032 | 4111 | 4177 | 4236 | 4290 | 4345 | 52420.9
559 | 44 | 41 | 39 | 30 | 22 | 18 | 19 | 24 | 28 | 31 | 29 | 23 | 16 | 14 | 15 | 18 | 22 | 26 | 28 | 26 | 513 | 559 | 179.1 | 378.9 | 604.8 | 856.8 | 1140 | 1452 | 1776 | 2115 | 2463 | 2814 | 3166 | 3507 | 3838 | 4078 | 4200 | 4287 | 4363 | 4430 | 4491 | 4553 | 54692.6
560 | 40 | 25 | 21 | 12 | 16 | 16 | 15 | 12 | 11 | 9 | 10 | 11 | 14 | 13 | 12 | 14 | 16 | 15 | 8 | 5 | 295 | 560 | 167.9 | 359.5 | 577.8 | 826.4 | 1107 | 1410 | 1729 | 2063 | 2401 | 2747 | 3093 | 3428 | 3752 | 3980 | 4095 | 4175 | 4240 | 4298 | 4349 | 4399 | 53197.6
561 | 36 | 29 | 28 | 26 | 28 | 24 | 18 | 12 | 11 | 11 | 10 | 10 | 11 | 12 | 10 | 10 | 9 | 8 | 9 | 10 | 322 | 561 | 176.4 | 372.1 | 588.5 | 832 | 1106 | 1401 | 1721 | 2056 | 2400 | 2750 | 3095 | 3437 | 3770 | 4009 | 4137 | 4230 | 4310 | 4378 | 4440 | 4504 | 53713
562 | 38 | 40 | 40 | 42 | 39 | 33 | 31 | 33 | 36 | 34 | 27 | 20 | 17 | 17 | 19 | 22 | 25 | 28 | 27 | 27 | 595 | 562 | 177.8 | 374.8 | 598.6 | 850.3 | 1133 | 1434 | 1755 | 2089 | 2436 | 2782 | 3123 | 3460 | 3785 | 4016 | 4135 | 4216 | 4284 | 4343 | 4396 | 4447 | 53835.5
563 | 37 | 30 | 26 | 22 | 16 | 13 | 7 | 8 | 8 | 10 | 10 | 10 | 9 | 9 | 8 | 8 | 8 | 8 | 8 | 9 | 264 | 563 | 170.3 | 358.8 | 571 | 809.6 | 1076 | 1365 | 1671 | 1991 | 2319 | 2648 | 2975 | 3296 | 3610 | 3831 | 3942 | 4024 | 4094 | 4155 | 4214 | 4273 | 51393.7
564 | 18 | 12 | 12 | 6 | 6 | 6 | 9 | 12 | 17 | 21 | 21 | 17 | 14 | 15 | 18 | 22 | 23 | 20 | 19 | 20 | 308 | 564 | 171.5 | 365.8 | 587.3 | 834.7 | 1116 | 1422 | 1744 | 2082 | 2435 | 2798 | 3153 | 3504 | 3844 | 4100 | 4235 | 4323 | 4396 | 4460 | 4516 | 4570 | 54657.3
565 | 23 | 22 | 20 | 21 | 21 | 22 | 20 | 20 | 22 | 22 | 21 | 18 | 16 | 16 | 15 | 15 | 14 | 11 | 11 | 9 | 359 | 565 | 166.6 | 353.9 | 569.3 | 809.9 | 1081 | 1378 | 1686 | 2004 | 2337 | 2671 | 3001 | 3324 | 3639 | 3861 | 3970 | 4044 | 4105 | 4157 | 4205 | 4251 | 51613.7
566 | 26 | 21 | 20 | 15 | 16 | 14 | 14 | 11 | 8 | 8 | 7 | 6 | 5 | 4 | 6 | 6 | 6 | 5 | 5 | 5 | 208 | 566 | 169 | 354 | 564.6 | 798.2 | 1062 | 1343 | 1636 | 1939 | 2246 | 2557 | 2860 | 3151 | 3424 | 3596 | 3670 | 3731 | 3781 | 3811 | 3829 | 3844 | 48365.8
567 | 22 | 30 | 28 | 35 | 34 | 37 | 31 | 26 | 19 | 15 | 13 | 11 | 12 | 15 | 21 | 24 | 22 | 20 | 20 | 24 | 459 | 567 | 171 | 364.6 | 582.1 | 827.6 | 1106 | 1410 | 1734 | 2071 | 2421 | 2776 | 3127 | 3471 | 3809 | 4058 | 4188 | 4274 | 4346 | 4410 | 4466 | 4522 | 54134.3
568 | 28 | 27 | 27 | 20 | 15 | 11 | 11 | 11 | 11 | 12 | 12 | 9 | 8 | 8 | 8 | 9 | 8 | 9 | 7 | 7 | 258 | 568 | 167.9 | 358.6 | 574.1 | 821 | 1100 | 1403 | 1721 | 2049 | 2390 | 2732 | 3068 | 3396 | 3718 | 3943 | 4056 | 4138 | 4206 | 4267 | 4323 | 4378 | 52809.6
569 | 45 | 41 | 36 | 22 | 10 | 3 | 4 | 4 | 3 | 4 | 15 | 21 | 23 | 21 | 23 | 24 | 21 | 18 | 19 | 20 | 377 | 569 | 168.7 | 360.2 | 580.8 | 824.2 | 1092 | 1383 | 1689 | 1996 | 2305 | 2617 | 2943 | 3260 | 3568 | 3788 | 3897 | 3971 | 4027 | 4077 | 4122 | 4168 | 50836.9
570 | 25 | 23 | 24 | 29 | 34 | 38 | 36 | 34 | 29 | 23 | 16 | 15 | 14 | 14 | 11 | 11 | 11 | 11 | 11 | 12 | 421 | 570 | 172.1 | 361.4 | 576.8 | 819.9 | 1092 | 1388 | 1703 | 2031 | 2367 | 2705 | 3037 | 3367 | 3691 | 3918 | 4034 | 4118 | 4188 | 4251 | 4310 | 4369 | 52499.2
571 | 33 | 33 | 27 | 24 | 18 | 16 | 13 | 12 | 12 | 12 | 17 | 18 | 21 | 18 | 21 | 19 | 21 | 19 | 17 | 12 | 383 | 571 | 172.3 | 366.7 | 589.8 | 844.8 | 1131 | 1447 | 1780 | 2126 | 2486 | 2846 | 3209 | 3561 | 3911 | 4165 | 4298 | 4386 | 4460 | 4528 | 4590 | 4649 | 55546.6
572 | 27 | 25 | 22 | 17 | 13 | 11 | 10 | 10 | 9 | 10 | 10 | 10 | 7 | 3 | 1 | 1 | 1 | 2 | 6 | 9 | 204 | 572 | 171.4 | 361.8 | 574.4 | 816.2 | 1093 | 1393 | 1710 | 2038 | 2377 | 2722 | 3062 | 3394 | 3717 | 3948 | 4062 | 4140 | 4205 | 4261 | 4316 | 4372 | 52733.8
573 | 24 | 19 | 17 | 13 | 11 | 10 | 9 | 11 | 10 | 10 | 8 | 9 | 9 | 6 | 2 | 0 | 4 | 5 | 8 | 6 | 191 | 573 | 152 | 338.8 | 557.8 | 802.6 | 1078 | 1379 | 1697 | 2028 | 2370 | 2715 | 3057 | 3392 | 3714 | 3940 | 4051 | 4113 | 4154 | 4205 | 4254 | 4301 | 52299.2
574 | 27 | 27 | 30 | 26 | 19 | 13 | 14 | 20 | 21 | 23 | 20 | 17 | 12 | 12 | 11 | 13 | 11 | 12 | 10 | 10 | 348 | 574 | 166.2 | 354.2 | 566.7 | 806.8 | 1076 | 1367 | 1671 | 1985 | 2308 | 2635 | 2959 | 3275 | 3579 | 3792 | 3897 | 3971 | 4030 | 4080 | 4127 | 4172 | 50817.9
575 | 43 | 30 | 28 | 19 | 28 | 28 | 30 | 23 | 23 | 21 | 17 | 15 | 15 | 16 | 18 | 21 | 25 | 24 | 21 | 22 | 467 | 575 | 171.2 | 360.5 | 576.2 | 820 | 1094 | 1392 | 1703 | 2023 | 2353 | 2687 | 3016 | 3337 | 3648 | 3866 | 3976 | 4057 | 4122 | 4176 | 4225 | 4273 | 51875.9
576 | 38 | 35 | 29 | 21 | 15 | 14 | 17 | 19 | 21 | 17 | 15 | 14 | 14 | 17 | 21 | 21 | 18 | 17 | 19 | 22 | 404 | 576 | 168.2 | 359.5 | 578.4 | 826.2 | 1108 | 1413 | 1733 | 2064 | 2410 | 2760 | 3108 | 3449 | 3782 | 4027 | 4154 | 4240 | 4313 | 4380 | 4440 | 4501 | 53814.3
577 | 34 | 30 | 31 | 29 | 24 | 18 | 12 | 11 | 10 | 11 | 11 | 10 | 9 | 8 | 6 | 7 | 7 | 10 | 8 | 10 | 296 | 577 | 170.4 | 359.5 | 573.1 | 814.1 | 1087 | 1387 | 1702 | 2031 | 2371 | 2714 | 3058 | 3395 | 3721 | 3955 | 4077 | 4163 | 4238 | 4306 | 4371 | 4435 | 52928.1
578 | 27 | 30 | 35 | 41 | 45 | 42 | 39 | 32 | 23 | 17 | 12 | 14 | 13 | 12 | 12 | 13 | 20 | 22 | 21 | 19 | 489 | 578 | 166.9 | 358.5 | 577.9 | 829.7 | 1111 | 1417 | 1736 | 2068 | 2408 | 2751 | 3090 | 3421 | 3745 | 3969 | 4057 | 4131 | 4193 | 4249 | 4299 | 4348 | 52926
579 | 16 | 28 | 29 | 36 | 28 | 20 | 10 | 6 | 7 | 12 | 13 | 16 | 15 | 15 | 13 | 12 | 14 | 15 | 17 | 19 | 341 | 579 | 166.4 | 356 | 573.7 | 817.8 | 1091 | 1387 | 1701 | 2018 | 2356 | 2697 | 3039 | 3372 | 3695 | 3930 | 4046 | 4122 | 4184 | 4243 | 4299 | 4357 | 52450.9
580 | 9 | 16 | 18 | 20 | 16 | 16 | 19 | 23 | 22 | 16 | 11 | 9 | 10 | 11 | 13 | 12 | 12 | 14 | 13 | 16 | 296 | 580 | 167.8 | 352.6 | 567.9 | 808.2 | 1076 | 1368 | 1674 | 1988 | 2311 | 2638 | 2963 | 3278 | 3582 | 3797 | 3901 | 3969 | 4021 | 4068 | 4113 | 4161 | 50804.5
581 | 36 | 32 | 29 | 27 | 26 | 25 | 24 | 26 | 27 | 24 | 18 | 19 | 19 | 22 | 21 | 22 | 24 | 24 | 23 | 25 | 493 | 581 | 179 | 378.4 | 605.8 | 862.4 | 1151 | 1466 | 1798 | 2145 | 2502 | 2867 | 3227 | 3583 | 3927 | 4188 | 4324 | 4411 | 4486 | 4555 | 4619 | 4678 | 55952.6
582 | 39 | 35 | 35 | 33 | 33 | 32 | 29 | 25 | 25 | 22 | 22 | 16 | 10 | 4 | 3 | 4 | 4 | 7 | 7 | 16 | 401 | 582 | 177.2 | 370.2 | 587.8 | 832.5 | 1105 | 1408 | 1727 | 2056 | 2393 | 2735 | 3070 | 3398 | 3714 | 3933 | 4029 | 4090 | 4138 | 4170 | 4218 | 4265 | 52416.7
583 | 44 | 42 | 39 | 38 | 40 | 39 | 34 | 27 | 27 | 25 | 23 | 20 | 20 | 20 | 20 | 15 | 15 | 13 | 13 | 11 | 525 | 583 | 170.1 | 361.3 | 578.9 | 822 | 1096 | 1394 | 1710 | 2035 | 2374 | 2713 | 3053 | 3386 | 3706 | 3933 | 4050 | 4134 | 4203 | 4263 | 4316 | 4370 | 52668.3
584 | 25 | 23 | 19 | 13 | 9 | 9 | 10 | 11 | 12 | 13 | 17 | 18 | 17 | 16 | 19 | 24 | 26 | 25 | 21 | 21 | 348 | 584 | 171.6 | 364.3 | 585.9 | 835 | 1114 | 1422 | 1748 | 2088 | 2439 | 2798 | 3155 | 3512 | 3858 | 4121 | 4260 | 4347 | 4419 | 4484 | 4545 | 4603 | 54869.8
585 | 40 | 41 | 39 | 29 | 19 | 11 | 11 | 10 | 12 | 11 | 9 | 5 | 2 | 1 | 1 | 1 | 1 | 1 | 2 | 4 | 250 | 585 | 170.7 | 360.9 | 577 | 825.4 | 1103 | 1405 | 1723 | 2050 | 2391 | 2734 | 3076 | 3407 | 3726 | 3945 | 4054 | 4132 | 4195 | 4249 | 4297 | 4348 | 52769
586 | 27 | 27 | 26 | 27 | 26 | 25 | 25 | 27 | 26 | 24 | 22 | 24 | 22 | 17 | 13 | 14 | 15 | 15 | 15 | 17 | 434 | 586 | 167 | 355 | 571 | 817.9 | 1097 | 1400 | 1723 | 2054 | 2395 | 2740 | 3080 | 3417 | 3743 | 3979 | 4098 | 4181 | 4250 | 4310 | 4364 | 4420 | 53161.9
587 | 25 | 24 | 27 | 31 | 34 | 32 | 25 | 24 | 23 | 26 | 25 | 26 | 22 | 20 | 20 | 19 | 21 | 17 | 21 | 23 | 485 | 587 | 166.6 | 356.5 | 572.8 | 815.9 | 1088 | 1387 | 1695 | 2014 | 2345 | 2676 | 3003 | 3324 | 3639 | 3854 | 3955 | 4023 | 4078 | 4126 | 4169 | 4213 | 51500.8
588 | 43 | 41 | 36 | 26 | 20 | 18 | 18 | 15 | 12 | 11 | 11 | 10 | 11 | 13 | 17 | 17 | 15 | 13 | 12 | 15 | 374 | 588 | 178.1 | 375.1 | 598.3 | 847.5 | 1132 | 1443 | 1769 | 2109 | 2457 | 2812 | 3165 | 3509 | 3842 | 4080 | 4206 | 4297 | 4375 | 4443 | 4506 | 4569 | 54713
589 | 23 | 22 | 19 | 18 | 17 | 16 | 10 | 9 | 12 | 13 | 14 | 14 | 15 | 14 | 12 | 14 | 15 | 18 | 17 | 16 | 308 | 589 | 149.5 | 333 | 545.4 | 782.6 | 1048 | 1341 | 1647 | 1960 | 2285 | 2607 | 2926 | 3236 | 3533 | 3737 | 3825 | 3877 | 3916 | 3948 | 3977 | 4006 | 49679.5
590 | 27 | 28 | 30 | 33 | 37 | 37 | 33 | 26 | 22 | 22 | 23 | 24 | 20 | 19 | 18 | 21 | 20 | 19 | 17 | 18 | 494 | 590 | 169.7 | 358.8 | 572.8 | 814.4 | 1088 | 1383 | 1691 | 2013 | 2342 | 2673 | 3002 | 3321 | 3634 | 3853 | 3958 | 4030 | 4090 | 4143 | 4190 | 4237 | 51563.7
591 | 41 | 40 | 39 | 32 | 33 | 30 | 29 | 21 | 17 | 20 | 21 | 19 | 15 | 16 | 17 | 20 | 15 | 15 | 16 | 18 | 474 | 591 | 176.6 | 371.1 | 591.6 | 837.1 | 1118 | 1427 | 1751 | 2086 | 2432 | 2781 | 3132 | 3469 | 3801 | 4038 | 4155 | 4237 | 4304 | 4362 | 4414 | 4464 | 53947.4
592 | 46 | 43 | 41 | 39 | 36 | 31 | 27 | 28 | 33 | 34 | 33 | 30 | 30 | 29 | 28 | 29 | 30 | 32 | 30 | 28 | 657 | 592 | 176.5 | 371.8 | 596.1 | 850.1 | 1135 | 1445 | 1773 | 2116 | 2471 | 2829 | 3186 | 3535 | 3877 | 4131 | 4265 | 4357 | 4435 | 4508 | 4573 | 4635 | 55265.5
593 | 14 | 21 | 24 | 22 | 15 | 8 | 8 | 10 | 10 | 10 | 9 | 10 | 9 | 8 | 9 | 9 | 9 | 8 | 7 | 6 | 226 | 593 | 165.9 | 354.1 | 566.6 | 807.2 | 1078 | 1375 | 1686 | 2008 | 2337 | 2669 | 2997 | 3322 | 3639 | 3865 | 3979 | 4062 | 4133 | 4197 | 4255 | 4311 | 51806.8
594 | 28 | 26 | 31 | 29 | 32 | 24 | 26 | 24 | 29 | 27 | 25 | 18 | 12 | 9 | 12 | 12 | 15 | 17 | 19 | 17 | 432 | 594 | 174 | 365.7 | 581.7 | 823.4 | 1094 | 1380 | 1678 | 1993 | 2319 | 2646 | 2968 | 3285 | 3587 | 3792 | 3894 | 3970 | 4033 | 4083 | 4131 | 4174 | 50971.8
595 | 46 | 42 | 41 | 39 | 35 | 25 | 16 | 12 | 13 | 14 | 14 | 13 | 13 | 13 | 11 | 11 | 13 | 14 | 13 | 9 | 407 | 595 | 175.6 | 369.8 | 591.4 | 839 | 1114 | 1419 | 1735 | 2064 | 2404 | 2746 | 3086 | 3418 | 3738 | 3963 | 4079 | 4167 | 4244 | 4311 | 4375 | 4436 | 53274.8
596 | 22 | 19 | 18 | 16 | 17 | 17 | 16 | 17 | 17 | 15 | 12 | 9 | 9 | 7 | 6 | 3 | 2 | 1 | 3 | 4 | 230 | 596 | 167.7 | 355.9 | 569.8 | 808.4 | 1078 | 1367 | 1667 | 1979 | 2297 | 2619 | 2932 | 3233 | 3524 | 3718 | 3798 | 3842 | 3873 | 3895 | 3913 | 3928 | 49564.8
597 | 33 | 36 | 36 | 40 | 42 | 42 | 39 | 33 | 33 | 33 | 34 | 30 | 24 | 18 | 18 | 20 | 23 | 26 | 29 | 30 | 619 | 597 | 172.4 | 365.8 | 586.9 | 835.7 | 1118 | 1427 | 1755 | 2095 | 2449 | 2805 | 3160 | 3508 | 3845 | 4092 | 4219 | 4305 | 4376 | 4439 | 4495 | 4549 | 54597.8
598 | 16 | 15 | 12 | 11 | 10 | 11 | 10 | 10 | 10 | 10 | 10 | 10 | 12 | 13 | 12 | 11 | 12 | 12 | 13 | 13 | 233 | 598 | 154.5 | 330.6 | 534.5 | 773.3 | 1058 | 1375 | 1710 | 2062 | 2428 | 2797 | 3164 | 3526 | 3882 | 4153 | 4298 | 4395 | 4473 | 4545 | 4613 | 4679 | 54950.9
599 | 30 | 31 | 35 | 37 | 38 | 32 | 24 | 16 | 11 | 10 | 10 | 11 | 11 | 10 | 8 | 6 | 6 | 7 | 8 | 8 | 349 | 599 | 172.5 | 360.9 | 575 | 815.2 | 1083 | 1375 | 1688 | 2012 | 2346 | 2687 | 3023 | 3354 | 3677 | 3898 | 4015 | 4104 | 4178 | 4244 | 4306 | 4367 | 52280.6
600 | 32 | 28 | 26 | 24 | 25 | 28 | 30 | 30 | 29 | 26 | 24 | 22 | 20 | 20 | 21 | 23 | 24 | 23 | 22 | 20 | 497 | 600 | 171.4 | 363.7 | 578.7 | 815.7 | 1082 | 1372 | 1676 | 1994 | 2324 | 2653 | 2980 | 3303 | 3610 | 3828 | 3934 | 4007 | 4067 | 4120 | 4169 | 4216 | 51264.5
601 | 33 | 34 | 35 | 35 | 30 | 21 | 11 | 5 | 2 | 3 | 11 | 14 | 17 | 15 | 18 | 19 | 18 | 19 | 22 | 23 | 385 | 601 | 167.2 | 357.1 | 571.8 | 817.1 | 1092 | 1397 | 1723 | 2055 | 2404 | 2754 | 3109 | 3458 | 3797 | 4045 | 4177 | 4270 | 4348 | 4420 | 4488 | 4555 | 54005.2
602 | 37 | 39 | 37 | 33 | 24 | 16 | 11 | 12 | 12 | 15 | 17 | 19 | 17 | 13 | 14 | 17 | 20 | 20 | 17 | 16 | 406 | 602 | 172.6 | 366.2 | 587.1 | 836.3 | 1119 | 1429 | 1757 | 2098 | 2447 | 2805 | 3161 | 3513 | 3855 | 4113 | 4250 | 4347 | 4429 | 4504 | 4573 | 4640 | 55002.2
603 | 39 | 32 | 29 | 25 | 23 | 22 | 20 | 24 | 18 | 13 | 4 | 6 | 6 | 6 | 3 | 5 | 14 | 22 | 29 | 28 | 368 | 603 | 177 | 373.8 | 599.8 | 853.9 | 1140 | 1455 | 1787 | 2133 | 2490 | 2853 | 3214 | 3567 | 3914 | 4173 | 4307 | 4393 | 4464 | 4531 | 4591 | 4646 | 55662.5
604 | 24 | 29 | 31 | 33 | 31 | 28 | 26 | 21 | 20 | 15 | 13 | 10 | 12 | 11 | 13 | 9 | 9 | 9 | 9 | 9 | 362 | 604 | 166.5 | 354 | 567.1 | 806.4 | 1073 | 1370 | 1681 | 2003 | 2331 | 2662 | 2990 | 3310 | 3622 | 3839 | 3946 | 4020 | 4080 | 4131 | 4179 | 4225 | 51356
605 | 36 | 29 | 24 | 17 | 16 | 16 | 16 | 15 | 16 | 16 | 16 | 17 | 17 | 19 | 17 | 14 | 9 | 5 | 7 | 11 | 333 | 605 | 176.4 | 371.2 | 589.6 | 836 | 1113 | 1414 | 1733 | 2064 | 2405 | 2751 | 3095 | 3430 | 3752 | 3982 | 4099 | 4180 | 4245 | 4301 | 4351 | 4400 | 53288.2
606 | 19 | 20 | 22 | 22 | 21 | 18 | 16 | 10 | 5 | 2 | 1 | 4 | 7 | 18 | 23 | 26 | 24 | 24 | 19 | 19 | 320 | 606 | 163.3 | 352.4 | 566.8 | 808.9 | 1078 | 1375 | 1686 | 2008 | 2338 | 2669 | 2995 | 3304 | 3612 | 3824 | 3917 | 3973 | 4013 | 4046 | 4074 | 4101 | 50904.4
607 | 37 | 42 | 42 | 44 | 39 | 35 | 29 | 29 | 29 | 32 | 30 | 31 | 28 | 26 | 23 | 22 | 24 | 27 | 28 | 28 | 625 | 607 | 173.6 | 369.1 | 595.4 | 850.4 | 1135 | 1446 | 1774 | 2118 | 2476 | 2834 | 3184 | 3529 | 3866 | 4109 | 4234 | 4316 | 4386 | 4447 | 4502 | 4556 | 54900.5
608 | 39 | 38 | 38 | 32 | 29 | 26 | 26 | 27 | 28 | 27 | 22 | 14 | 8 | 3 | 2 | 2 | 8 | 15 | 24 | 24 | 432 | 608 | 170.5 | 364.2 | 581.7 | 829.1 | 1102 | 1408 | 1730 | 2065 | 2410 | 2763 | 3109 | 3445 | 3770 | 4004 | 4114 | 4170 | 4220 | 4279 | 4331 | 4382 | 53247.5
609 | 31 | 36 | 33 | 29 | 30 | 28 | 30 | 22 | 28 | 28 | 30 | 26 | 24 | 20 | 16 | 15 | 18 | 19 | 20 | 17 | 500 | 609 | 171.1 | 362.1 | 578.6 | 819.2 | 1092 | 1387 | 1703 | 2024 | 2360 | 2699 | 3037 | 3369 | 3691 | 3912 | 4019 | 4096 | 4160 | 4215 | 4265 | 4314 | 52274
610 | 26 | 26 | 23 | 19 | 16 | 16 | 16 | 19 | 16 | 15 | 9 | 9 | 8 | 7 | 8 | 8 | 10 | 11 | 11 | 10 | 283 | 610 | 171.8 | 365.1 | 581 | 824.1 | 1101 | 1400 | 1713 | 2034 | 2368 | 2712 | 3050 | 3385 | 3707 | 3940 | 4057 | 4134 | 4197 | 4256 | 4309 | 4362 | 52667
611 | 19 | 27 | 27 | 33 | 35 | 37 | 36 | 33 | 33 | 29 | 25 | 22 | 24 | 25 | 25 | 23 | 20 | 16 | 17 | 13 | 519 | 611 | 165.1 | 352.6 | 564.1 | 801.3 | 1067 | 1358 | 1662 | 1975 | 2302 | 2622 | 2939 | 3249 | 3550 | 3759 | 3862 | 3934 | 3991 | 4039 | 4084 | 4129 | 50405.1
612 | 31 | 28 | 29 | 28 | 31 | 30 | 33 | 29 | 28 | 22 | 23 | 18 | 14 | 12 | 12 | 13 | 10 | 8 | 7 | 7 | 413 | 612 | 150.4 | 334.7 | 549.9 | 789.3 | 1057 | 1349 | 1660 | 1981 | 2311 | 2639 | 2960 | 3277 | 3587 | 3805 | 3913 | 3988 | 4046 | 4097 | 4146 | 4197 | 50837.3
613 | 45 | 44 | 41 | 40 | 39 | 40 | 39 | 39 | 35 | 32 | 27 | 26 | 27 | 29 | 28 | 28 | 26 | 28 | 28 | 26 | 667 | 613 | 176.8 | 375 | 599.9 | 849.8 | 1130 | 1436 | 1757 | 2093 | 2439 | 2786 | 3132 | 3468 | 3796 | 4035 | 4156 | 4242 | 4315 | 4381 | 4441 | 4499 | 54107.5
614 | 30 | 30 | 26 | 21 | 15 | 12 | 11 | 13 | 16 | 18 | 15 | 10 | 8 | 8 | 10 | 11 | 16 | 18 | 18 | 17 | 323 | 614 | 169.4 | 360.4 | 580.6 | 833.2 | 1113 | 1418 | 1739 | 2070 | 2414 | 2757 | 3103 | 3442 | 3767 | 4001 | 4121 | 4201 | 4268 | 4328 | 4381 | 4434 | 53500.6
615 | 31 | 33 | 33 | 32 | 26 | 21 | 15 | 17 | 16 | 15 | 12 | 11 | 11 | 10 | 8 | 10 | 8 | 7 | 6 | 8 | 330 | 615 | 173.8 | 367.1 | 581.9 | 823.3 | 1101 | 1401 | 1718 | 2043 | 2378 | 2718 | 3052 | 3380 | 3697 | 3920 | 4031 | 4114 | 4181 | 4234 | 4283 | 4332 | 52529.1
616 | 33 | 33 | 30 | 25 | 23 | 23 | 24 | 20 | 19 | 20 | 22 | 21 | 18 | 19 | 18 | 19 | 16 | 18 | 18 | 20 | 439 | 616 | 176.3 | 369.6 | 589.9 | 834.6 | 1111 | 1416 | 1734 | 2066 | 2410 | 2758 | 3106 | 3445 | 3777 | 4014 | 4134 | 4217 | 4284 | 4343 | 4395 | 4445 | 53625.4
617 | 27 | 28 | 29 | 32 | 32 | 30 | 23 | 16 | 14 | 13 | 16 | 15 | 16 | 14 | 13 | 14 | 14 | 16 | 13 | 18 | 393 | 617 | 167 | 356.8 | 572.3 | 811.8 | 1081 | 1372 | 1681 | 2000 | 2326 | 2654 | 2976 | 3293 | 3596 | 3807 | 3907 | 3972 | 4026 | 4074 | 4117 | 4161 | 50950.9
618 | 38 | 34 | 32 | 33 | 29 | 24 | 14 | 11 | 9 | 8 | 8 | 10 | 12 | 16 | 18 | 17 | 15 | 14 | 16 | 16 | 374 | 618 | 172.8 | 367.1 | 584 | 830.5 | 1108 | 1417 | 1740 | 2079 | 2426 | 2777 | 3133 | 3484 | 3825 | 4081 | 4220 | 4317 | 4400 | 4477 | 4549 | 4621 | 54608.4
619 | 40 | 34 | 32 | 28 | 21 | 15 | 8 | 8 | 8 | 8 | 8 | 8 | 8 | 8 | 7 | 7 | 8 | 8 | 6 | 4 | 274 | 619 | 173.4 | 364.7 | 579.6 | 821.3 | 1093 | 1389 | 1704 | 2031 | 2363 | 2704 | 3036 | 3362 | 3681 | 3904 | 4021 | 4105 | 4178 | 4240 | 4299 | 4353 | 52402
620 | 18 | 31 | 27 | 31 | 25 | 31 | 21 | 13 | 11 | 20 | 24 | 21 | 18 | 20 | 19 | 22 | 23 | 25 | 24 | 23 | 447 | 620 | 169.4 | 361 | 578.8 | 822 | 1090 | 1383 | 1691 | 2006 | 2329 | 2660 | 2984 | 3304 | 3616 | 3835 | 3945 | 4016 | 4077 | 4131 | 4180 | 4229 | 51407.2
621 | 29 | 32 | 29 | 25 | 23 | 20 | 21 | 16 | 21 | 22 | 25 | 21 | 19 | 15 | 12 | 10 | 14 | 14 | 17 | 16 | 401 | 621 | 169.5 | 359.7 | 573.5 | 811 | 1074 | 1360 | 1653 | 1954 | 2268 | 2582 | 2891 | 3195 | 3486 | 3683 | 3766 | 3815 | 3851 | 3893 | 3933 | 3970 | 49287.7
622 | 33 | 34 | 33 | 38 | 41 | 43 | 39 | 35 | 31 | 30 | 28 | 25 | 19 | 16 | 15 | 17 | 18 | 18 | 21 | 22 | 556 | 622 | 166.3 | 355.1 | 571.9 | 819.9 | 1095 | 1399 | 1724 | 2061 | 2406 | 2753 | 3100 | 3449 | 3789 | 4048 | 4185 | 4276 | 4351 | 4421 | 4488 | 4555 | 54013.2
623 | 33 | 30 | 26 | 19 | 18 | 17 | 19 | 13 | 11 | 8 | 8 | 9 | 9 | 11 | 8 | 11 | 11 | 13 | 11 | 10 | 295 | 623 | 166.8 | 356.6 | 575.5 | 823.7 | 1104 | 1404 | 1722 | 2050 | 2388 | 2729 | 3067 | 3397 | 3717 | 3943 | 4054 | 4132 | 4199 | 4258 | 4313 | 4367 | 52766.6
624 | 0 | 4 | 3 | 3 | 1 | 2 | 3 | 8 | 10 | 11 | 11 | 13 | 17 | 22 | 25 | 29 | 29 | 30 | 32 | 32 | 285 | 624 | 150.3 | 324.8 | 525.4 | 753.8 | 1013 | 1300 | 1603 | 1918 | 2246 | 2579 | 2910 | 3248 | 3576 | 3824 | 3945 | 4018 | 4067 | 4106 | 4140 | 4172 | 50419.3
625 | 24 | 25 | 32 | 37 | 41 | 37 | 34 | 27 | 24 | 22 | 23 | 20 | 19 | 21 | 23 | 23 | 21 | 23 | 25 | 28 | 529 | 625 | 173.7 | 362.8 | 582 | 827.9 | 1104 | 1406 | 1724 | 2055 | 2397 | 2743 | 3089 | 3422 | 3748 | 3982 | 4099 | 4179 | 4245 | 4305 | 4357 | 4409 | 53210.4
626 | 29 | 29 | 33 | 32 | 31 | 24 | 21 | 15 | 12 | 13 | 16 | 17 | 15 | 16 | 15 | 16 | 13 | 17 | 19 | 22 | 405 | 626 | 168 | 358.4 | 573.4 | 818.7 | 1095 | 1394 | 1712 | 2037 | 2375 | 2713 | 3049 | 3381 | 3698 | 3920 | 4031 | 4109 | 4174 | 4232 | 4285 | 4339 | 52462.5
627 | 44 | 42 | 43 | 34 | 24 | 13 | 12 | 13 | 16 | 19 | 19 | 19 | 20 | 21 | 21 | 21 | 20 | 25 | 26 | 31 | 483 | 627 | 171 | 365.1 | 588.2 | 841.7 | 1131 | 1446 | 1776 | 2124 | 2483 | 2845 | 3206 | 3565 | 3916 | 4179 | 4321 | 4418 | 4501 | 4578 | 4649 | 4718 | 55822
628 | 37 | 35 | 37 | 39 | 40 | 34 | 28 | 26 | 25 | 23 | 21 | 21 | 21 | 21 | 18 | 19 | 20 | 23 | 23 | 23 | 534 | 628 | 174.7 | 365 | 583.7 | 828.7 | 1107 | 1409 | 1726 | 2057 | 2400 | 2745 | 3090 | 3426 | 3752 | 3989 | 4109 | 4190 | 4258 | 4318 | 4372 | 4423 | 53323.1
629 | 24 | 23 | 25 | 29 | 33 | 35 | 33 | 30 | 24 | 18 | 13 | 13 | 13 | 12 | 10 | 7 | 8 | 8 | 9 | 9 | 376 | 629 | 172.3 | 362.6 | 580.6 | 824.7 | 1095 | 1389 | 1698 | 2019 | 2351 | 2690 | 3027 | 3360 | 3683 | 3915 | 4032 | 4115 | 4182 | 4242 | 4296 | 4351 | 52385.2
630 | 28 | 29 | 29 | 31 | 24 | 18 | 10 | 10 | 10 | 10 | 10 | 10 | 10 | 8 | 9 | 8 | 9 | 8 | 6 | 3 | 280 | 630 | 171.5 | 360.2 | 578.7 | 823.4 | 1097 | 1399 | 1718 | 2048 | 2392 | 2741 | 3083 | 3417 | 3745 | 3977 | 4098 | 4188 | 4265 | 4334 | 4399 | 4457 | 53291.8
631 | 45 | 43 | 44 | 43 | 39 | 32 | 26 | 21 | 19 | 18 | 19 | 21 | 19 | 21 | 17 | 18 | 19 | 24 | 25 | 25 | 538 | 631 | 180.1 | 378.3 | 604 | 864.1 | 1151 | 1463 | 1794 | 2140 | 2502 | 2870 | 3232 | 3595 | 3942 | 4198 | 4334 | 4429 | 4510 | 4584 | 4653 | 4721 | 56144.5
632 | 43 | 43 | 44 | 43 | 37 | 32 | 29 | 26 | 23 | 19 | 21 | 20 | 18 | 15 | 15 | 15 | 19 | 17 | 19 | 20 | 518 | 632 | 176.1 | 371.8 | 592.8 | 841.1 | 1118 | 1424 | 1745 | 2074 | 2411 | 2752 | 3090 | 3422 | 3744 | 3972 | 4086 | 4165 | 4230 | 4287 | 4338 | 4387 | 53226.8
633 | 39 | 34 | 37 | 39 | 42 | 35 | 30 | 24 | 24 | 21 | 17 | 13 | 10 | 10 | 11 | 13 | 16 | 19 | 20 | 13 | 467 | 633 | 169.8 | 360.7 | 578.3 | 826.7 | 1103 | 1405 | 1726 | 2060 | 2410 | 2762 | 3114 | 3457 | 3791 | 4032 | 4158 | 4245 | 4318 | 4383 | 4442 | 4499 | 53840.5
634 | 29 | 22 | 20 | 17 | 15 | 18 | 18 | 23 | 24 | 27 | 26 | 24 | 20 | 20 | 21 | 23 | 23 | 22 | 22 | 23 | 437 | 634 | 178 | 376.9 | 596 | 844.2 | 1117 | 1413 | 1729 | 2060 | 2403 | 2752 | 3095 | 3437 | 3769 | 4008 | 4136 | 4223 | 4296 | 4363 | 4423 | 4482 | 53701.1
635 | 39 | 42 | 42 | 44 | 43 | 37 | 34 | 29 | 24 | 17 | 11 | 11 | 10 | 9 | 7 | 8 | 9 | 9 | 7 | 5 | 437 | 635 | 177.1 | 374 | 597.1 | 846.5 | 1129 | 1430 | 1745 | 2070 | 2408 | 2750 | 3089 | 3420 | 3744 | 3970 | 4090 | 4178 | 4254 | 4320 | 4382 | 4437 | 53410.7
636 | 19 | 17 | 17 | 13 | 12 | 9 | 9 | 7 | 9 | 10 | 14 | 14 | 14 | 15 | 17 | 18 | 17 | 19 | 21 | 23 | 294 | 636 | 168.6 | 356.1 | 573.4 | 817.9 | 1097 | 1405 | 1728 | 2064 | 2409 | 2755 | 3100 | 3443 | 3773 | 4015 | 4139 | 4223 | 4293 | 4357 | 4415 | 4472 | 53604
637 | 24 | 21 | 19 | 17 | 18 | 20 | 17 | 16 | 15 | 17 | 17 | 15 | 12 | 11 | 10 | 10 | 9 | 9 | 8 | 9 | 294 | 637 | 174.3 | 367.9 | 587.9 | 833 | 1109 | 1407 | 1721 | 2042 | 2375 | 2712 | 3038 | 3358 | 3666 | 3882 | 3982 | 4045 | 4095 | 4139 | 4180 | 4223 | 51937.1
638 | 29 | 34 | 33 | 33 | 27 | 27 | 23 | 24 | 22 | 25 | 23 | 24 | 24 | 24 | 24 | 24 | 25 | 24 | 23 | 24 | 516 | 638 | 150.3 | 331 | 547.7 | 793.1 | 1065 | 1367 | 1687 | 2018 | 2362 | 2706 | 3047 | 3384 | 3713 | 3956 | 4080 | 4162 | 4229 | 4288 | 4340 | 4391 | 52617.1
639 | 27 | 21 | 26 | 19 | 19 | 11 | 11 | 9 | 8 | 8 | 8 | 8 | 7 | 7 | 7 | 7 | 7 | 6 | 5 | 5 | 226 | 639 | 164.6 | 352.4 | 565.6 | 803.3 | 1070 | 1364 | 1676 | 1996 | 2327 | 2662 | 2989 | 3309 | 3621 | 3840 | 3950 | 4026 | 4092 | 4150 | 4204 | 4258 | 51419.9
640 | 17 | 20 | 16 | 12 | 10 | 10 | 12 | 13 | 14 | 15 | 12 | 15 | 14 | 18 | 17 | 16 | 10 | 9 | 8 | 12 | 270 | 640 | 168.9 | 358.4 | 574.6 | 819.8 | 1096 | 1395 | 1709 | 2039 | 2380 | 2726 | 3069 | 3406 | 3733 | 3970 | 4091 | 4172 | 4239 | 4297 | 4349 | 4399 | 52991.7
641 | 11 | 15 | 18 | 19 | 17 | 14 | 14 | 17 | 18 | 20 | 20 | 22 | 18 | 18 | 18 | 21 | 24 | 23 | 21 | 13 | 361 | 641 | 151.5 | 326.2 | 524.5 | 768.4 | 1040 | 1335 | 1647 | 1972 | 2308 | 2647 | 2980 | 3304 | 3618 | 3836 | 3936 | 3995 | 4039 | 4078 | 4112 | 4141 | 50758.6
642 | 32 | 34 | 26 | 18 | 8 | 7 | 7 | 8 | 9 | 11 | 12 | 13 | 11 | 9 | 9 | 12 | 16 | 14 | 12 | 8 | 276 | 642 | 175.7 | 372.8 | 596.1 | 846.8 | 1128 | 1434 | 1759 | 2093 | 2436 | 2787 | 3133 | 3473 | 3802 | 4042 | 4170 | 4254 | 4328 | 4395 | 4455 | 4513 | 54193.4
643 | 21 | 28 | 30 | 35 | 36 | 32 | 24 | 14 | 10 | 8 | 6 | 7 | 8 | 11 | 10 | 10 | 9 | 8 | 8 | 9 | 324 | 643 | 164 | 351.8 | 565.1 | 806.3 | 1077 | 1370 | 1683 | 2007 | 2340 | 2675 | 3005 | 3331 | 3646 | 3874 | 3989 | 4070 | 4138 | 4200 | 4259 | 4318 | 51869.2
644 | 24 | 31 | 30 | 31 | 27 | 26 | 21 | 19 | 22 | 24 | 27 | 20 | 24 | 25 | 29 | 26 | 24 | 22 | 22 | 23 | 497 | 644 | 169.4 | 360.3 | 581.3 | 829.3 | 1111 | 1416 | 1737 | 2075 | 2423 | 2775 | 3125 | 3467 | 3800 | 4043 | 4165 | 4247 | 4315 | 4378 | 4433 | 4488 | 53938.3
645 | 39 | 37 | 28 | 17 | 8 | 4 | 6 | 15 | 26 | 31 | 26 | 20 | 19 | 18 | 17 | 13 | 9 | 5 | 2 | 1 | 341 | 645 | 170.6 | 362.2 | 576.5 | 815.7 | 1072 | 1345 | 1635 | 1954 | 2287 | 2625 | 2957 | 3280 | 3593 | 3814 | 3920 | 3991 | 4049 | 4098 | 4117 | 4134 | 50796
646 | 33 | 33 | 29 | 26 | 21 | 19 | 20 | 19 | 21 | 21 | 22 | 22 | 19 | 16 | 13 | 13 | 13 | 13 | 15 | 14 | 402 | 646 | 174.8 | 367.7 | 584.8 | 825.9 | 1098 | 1394 | 1707 | 2033 | 2368 | 2709 | 3048 | 3381 | 3703 | 3929 | 4040 | 4118 | 4182 | 4237 | 4287 | 4335 | 52522.2
647 | 29 | 22 | 21 | 15 | 15 | 11 | 14 | 13 | 14 | 12 | 10 | 10 | 9 | 9 | 8 | 14 | 16 | 14 | 6 | 10 | 272 | 647 | 166 | 353.8 | 570.9 | 811.2 | 1081 | 1376 | 1688 | 2013 | 2345 | 2679 | 3010 | 3336 | 3652 | 3878 | 3987 | 4061 | 4123 | 4176 | 4224 | 4272 | 51802.9
648 | 31 | 25 | 24 | 21 | 28 | 31 | 31 | 28 | 28 | 31 | 29 | 25 | 23 | 25 | 26 | 23 | 18 | 19 | 21 | 21 | 508 | 648 | 170.2 | 365.3 | 585.7 | 837.6 | 1121 | 1431 | 1756 | 2093 | 2441 | 2798 | 3150 | 3498 | 3832 | 4075 | 4204 | 4292 | 4367 | 4435 | 4497 | 4556 | 54504.8
649 | 41 | 41 | 38 | 32 | 28 | 25 | 28 | 25 | 25 | 20 | 22 | 20 | 18 | 19 | 20 | 24 | 22 | 19 | 16 | 15 | 498 | 649 | 176.8 | 373.8 | 598 | 849.3 | 1133 | 1439 | 1766 | 2105 | 2454 | 2804 | 3152 | 3496 | 3824 | 4061 | 4181 | 4266 | 4338 | 4404 | 4463 | 4521 | 54404.9
650 | 38 | 35 | 36 | 31 | 29 | 29 | 29 | 31 | 26 | 32 | 31 | 33 | 29 | 28 | 25 | 23 | 23 | 26 | 27 | 30 | 591 | 650 | 176 | 372.3 | 595 | 843.8 | 1127 | 1434 | 1764 | 2109 | 2465 | 2828 | 3188 | 3538 | 3879 | 4133 | 4263 | 4349 | 4419 | 4485 | 4542 | 4598 | 55108.1
651 | 35 | 31 | 36 | 38 | 44 | 40 | 36 | 29 | 26 | 24 | 26 | 25 | 26 | 27 | 28 | 27 | 23 | 24 | 26 | 29 | 600 | 651 | 174.2 | 365.2 | 583 | 835.6 | 1116 | 1423 | 1744 | 2078 | 2420 | 2761 | 3101 | 3438 | 3762 | 3990 | 4105 | 4186 | 4253 | 4310 | 4361 | 4411 | 53417
652 | 29 | 30 | 32 | 34 | 37 | 36 | 35 | 28 | 23 | 21 | 24 | 26 | 22 | 16 | 10 | 10 | 14 | 15 | 18 | 19 | 479 | 652 | 168.7 | 357.5 | 575 | 816.6 | 1085 | 1382 | 1689 | 2006 | 2334 | 2668 | 3000 | 3324 | 3633 | 3849 | 3954 | 4026 | 4086 | 4137 | 4184 | 4230 | 51504.8
653 | 40 | 32 | 29 | 26 | 26 | 21 | 15 | 11 | 12 | 11 | 10 | 10 | 10 | 11 | 12 | 12 | 13 | 12 | 12 | 11 | 336 | 653 | 176.5 | 371.3 | 589.2 | 833.7 | 1108 | 1409 | 1728 | 2060 | 2405 | 2752 | 3100 | 3442 | 3772 | 4009 | 4135 | 4229 | 4309 | 4381 | 4448 | 4514 | 53771.7
654 | 29 | 32 | 35 | 39 | 42 | 41 | 32 | 21 | 13 | 12 | 12 | 13 | 13 | 14 | 15 | 16 | 17 | 16 | 18 | 21 | 451 | 654 | 174.7 | 366.9 | 586.3 | 835.3 | 1115 | 1421 | 1750 | 2091 | 2445 | 2811 | 3173 | 3527 | 3881 | 4143 | 4284 | 4382 | 4466 | 4544 | 4618 | 4690 | 55304.2
655 | 33 | 27 | 27 | 21 | 18 | 9 | 5 | 2 | 2 | 2 | 2 | 7 | 9 | 13 | 10 | 11 | 11 | 13 | 12 | 11 | 245 | 655 | 170.3 | 362.3 | 580.3 | 825.5 | 1101 | 1403 | 1717 | 2046 | 2386 | 2733 | 3074 | 3412 | 3738 | 3970 | 4089 | 4173 | 4240 | 4298 | 4350 | 4400 | 53068.4
656 | 44 | 38 | 33 | 28 | 27 | 25 | 21 | 17 | 18 | 20 | 20 | 18 | 13 | 13 | 16 | 17 | 17 | 16 | 20 | 23 | 444 | 656 | 171.1 | 364.6 | 584 | 828.9 | 1107 | 1410 | 1736 | 2077 | 2430 | 2787 | 3143 | 3493 | 3834 | 4081 | 4211 | 4295 | 4365 | 4428 | 4485 | 4539 | 54369.6
657 | 35 | 32 | 28 | 27 | 28 | 34 | 30 | 28 | 24 | 26 | 26 | 27 | 25 | 25 | 24 | 23 | 24 | 25 | 27 | 24 | 542 | 657 | 179.3 | 377.3 | 602.7 | 859.9 | 1149 | 1462 | 1795 | 2140 | 2497 | 2854 | 3213 | 3567 | 3907 | 4160 | 4291 | 4376 | 4448 | 4514 | 4572 | 4629 | 55593.2
658 | 25 | 23 | 26 | 27 | 28 | 26 | 25 | 25 | 26 | 27 | 28 | 27 | 27 | 24 | 25 | 25 | 26 | 26 | 28 | 28 | 522 | 658 | 167.4 | 359 | 576.7 | 822.1 | 1098 | 1397 | 1711 | 2039 | 2376 | 2714 | 3052 | 3382 | 3701 | 3925 | 4029 | 4092 | 4140 | 4183 | 4221 | 4260 | 52245.2
659 | 38 | 34 | 29 | 27 | 30 | 33 | 34 | 28 | 27 | 22 | 19 | 14 | 12 | 13 | 14 | 16 | 15 | 16 | 17 | 18 | 456 | 659 | 171.6 | 362.6 | 578.3 | 819.7 | 1098 | 1401 | 1720 | 2049 | 2391 | 2737 | 3087 | 3430 | 3765 | 4012 | 4142 | 4233 | 4307 | 4375 | 4437 | 4500 | 53616.2
660 | 25 | 29 | 25 | 22 | 16 | 20 | 19 | 19 | 9 | 10 | 8 | 11 | 11 | 13 | 14 | 17 | 18 | 18 | 17 | 11 | 332 | 660 | 176.8 | 371.2 | 595.1 | 849 | 1135 | 1446 | 1774 | 2112 | 2460 | 2811 | 3160 | 3503 | 3835 | 4076 | 4199 | 4283 | 4355 | 4420 | 4477 | 4534 | 54572.1
661 | 47 | 43 | 43 | 42 | 43 | 40 | 33 | 32 | 32 | 33 | 28 | 24 | 23 | 22 | 21 | 20 | 22 | 23 | 26 | 23 | 620 | 661 | 172.2 | 367.5 | 590.6 | 841.9 | 1125 | 1434 | 1759 | 2097 | 2445 | 2795 | 3143 | 3486 | 3820 | 4065 | 4190 | 4271 | 4340 | 4402 | 4456 | 4508 | 54308.2
662 | 28 | 31 | 32 | 35 | 37 | 37 | 33 | 23 | 15 | 13 | 13 | 13 | 12 | 10 | 11 | 11 | 11 | 12 | 15 | 18 | 410 | 662 | 174.7 | 365 | 582.9 | 829.7 | 1109 | 1414 | 1733 | 2073 | 2427 | 2783 | 3141 | 3498 | 3839 | 4094 | 4230 | 4326 | 4406 | 4480 | 4549 | 4617 | 54671.3
663 | 25 | 26 | 29 | 27 | 22 | 12 | 9 | 8 | 11 | 10 | 11 | 7 | 4 | 0 | 0 | 1 | 1 | 3 | 6 | 8 | 220 | 663 | 164 | 350.7 | 560.6 | 797.4 | 1062 | 1350 | 1654 | 1962 | 2283 | 2607 | 2926 | 3241 | 3539 | 3736 | 3818 | 3865 | 3899 | 3924 | 3957 | 3991 | 49686.7
664 | 46 | 41 | 39 | 30 | 28 | 25 | 25 | 22 | 24 | 23 | 25 | 24 | 26 | 23 | 22 | 24 | 29 | 34 | 33 | 30 | 573 | 664 | 174.8 | 371.4 | 590.5 | 841.1 | 1123 | 1432 | 1756 | 2094 | 2445 | 2799 | 3153 | 3501 | 3838 | 4087 | 4218 | 4305 | 4380 | 4449 | 4512 | 4574 | 54643.8
665 | 24 | 20 | 17 | 12 | 12 | 11 | 13 | 12 | 12 | 10 | 8 | 8 | 8 | 11 | 13 | 16 | 18 | 21 | 21 | 26 | 293 | 665 | 149.5 | 333.1 | 549.9 | 797.5 | 1079 | 1383 | 1706 | 2048 | 2400 | 2760 | 3116 | 3468 | 3811 | 4073 | 4210 | 4296 | 4368 | 4433 | 4495 | 4555 | 54031
666 | 29 | 33 | 27 | 22 | 13 | 13 | 11 | 15 | 14 | 18 | 18 | 19 | 18 | 14 | 14 | 13 | 12 | 11 | 11 | 13 | 338 | 666 | 168.6 | 361.2 | 575.8 | 819.6 | 1093 | 1389 | 1702 | 2030 | 2365 | 2703 | 3039 | 3370 | 3688 | 3906 | 4014 | 4091 | 4152 | 4205 | 4254 | 4301 | 52227.2
667 | 15 | 22 | 23 | 25 | 26 | 26 | 28 | 21 | 15 | 11 | 12 | 13 | 14 | 11 | 10 | 10 | 8 | 9 | 8 | 12 | 319 | 667 | 172.4 | 365.6 | 583.7 | 828.2 | 1101 | 1398 | 1710 | 2035 | 2370 | 2709 | 3043 | 3368 | 3686 | 3906 | 4011 | 4079 | 4136 | 4188 | 4234 | 4280 | 52203.9
668 | 36 | 38 | 40 | 39 | 38 | 32 | 29 | 26 | 25 | 28 | 26 | 19 | 8 | 0 | 0 | 0 | 0 | 0 | 5 | 8 | 397 | 668 | 172.1 | 362.9 | 578.5 | 820.9 | 1092 | 1387 | 1701 | 2026 | 2363 | 2700 | 3034 | 3362 | 3675 | 3889 | 3974 | 4020 | 4053 | 4076 | 4108 | 4153 | 51547.4
669 | 34 | 34 | 25 | 15 | 4 | 3 | 4 | 3 | 6 | 13 | 18 | 19 | 16 | 15 | 16 | 14 | 14 | 13 | 16 | 15 | 297 | 669 | 171.2 | 362.8 | 582 | 833.3 | 1117 | 1426 | 1753 | 2093 | 2444 | 2803 | 3158 | 3510 | 3851 | 4104 | 4234 | 4322 | 4395 | 4462 | 4524 | 4584 | 54729.3
670 | 26 | 29 | 27 | 26 | 23 | 25 | 29 | 26 | 21 | 13 | 11 | 10 | 10 | 10 | 10 | 10 | 10 | 10 | 12 | 12 | 350 | 670 | 168.2 | 355.9 | 571.6 | 814.5 | 1084 | 1379 | 1690 | 2010 | 2344 | 2681 | 3015 | 3342 | 3659 | 3888 | 4002 | 4082 | 4148 | 4209 | 4266 | 4325 | 52034.2
671 | 36 | 39 | 41 | 43 | 40 | 31 | 25 | 21 | 23 | 23 | 19 | 12 | 10 | 10 | 14 | 17 | 21 | 23 | 21 | 21 | 490 | 671 | 175.3 | 365.4 | 589.6 | 838.4 | 1115 | 1419 | 1740 | 2073 | 2420 | 2768 | 3114 | 3454 | 3780 | 4015 | 4138 | 4223 | 4293 | 4356 | 4413 | 4469 | 53758.7
672 | 30 | 31 | 28 | 26 | 21 | 21 | 19 | 20 | 17 | 14 | 11 | 10 | 9 | 11 | 11 | 14 | 12 | 13 | 15 | 18 | 351 | 672 | 168.8 | 360.2 | 577.1 | 819.6 | 1094 | 1392 | 1705 | 2026 | 2357 | 2692 | 3024 | 3346 | 3661 | 3885 | 3995 | 4068 | 4128 | 4183 | 4232 | 4280 | 51993.7
673 | 39 | 36 | 36 | 33 | 35 | 31 | 27 | 25 | 24 | 26 | 21 | 25 | 24 | 27 | 25 | 26 | 24 | 23 | 22 | 24 | 553 | 673 | 168.1 | 361.8 | 581.5 | 827.3 | 1102 | 1409 | 1728 | 2055 | 2398 | 2738 | 3079 | 3418 | 3748 | 3989 | 4113 | 4197 | 4265 | 4325 | 4378 | 4429 | 53309.7
674 | 39 | 34 | 35 | 30 | 28 | 25 | 22 | 20 | 16 | 22 | 23 | 26 | 24 | 23 | 20 | 20 | 21 | 26 | 28 | 32 | 514 | 674 | 177.9 | 373.4 | 592.5 | 841.6 | 1127 | 1438 | 1769 | 2112 | 2471 | 2833 | 3197 | 3553 | 3902 | 4161 | 4303 | 4401 | 4483 | 4559 | 4630 | 4700 | 55624.4
675 | 35 | 33 | 35 | 31 | 25 | 17 | 12 | 10 | 9 | 10 | 12 | 13 | 12 | 10 | 8 | 7 | 6 | 7 | 7 | 8 | 307 | 675 | 175.9 | 368.8 | 586.3 | 829.9 | 1099 | 1396 | 1712 | 2040 | 2381 | 2722 | 3063 | 3396 | 3719 | 3946 | 4065 | 4154 | 4228 | 4294 | 4356 | 4418 | 52949.9
676 | 12 | 21 | 17 | 18 | 14 | 23 | 26 | 29 | 25 | 26 | 23 | 20 | 15 | 18 | 18 | 19 | 15 | 15 | 14 | 15 | 383 | 676 | 167.6 | 357.8 | 575.8 | 820.8 | 1095 | 1395 | 1713 | 2039 | 2379 | 2719 | 3054 | 3375 | 3686 | 3903 | 4001 | 4059 | 4106 | 4148 | 4177 | 4209 | 51980
677 | 35 | 31 | 30 | 24 | 25 | 27 | 27 | 25 | 20 | 23 | 23 | 25 | 22 | 17 | 12 | 9 | 6 | 7 | 12 | 20 | 420 | 677 | 177.1 | 369.4 | 588.4 | 833 | 1108 | 1412 | 1731 | 2064 | 2408 | 2756 | 3097 | 3433 | 3756 | 3984 | 4097 | 4176 | 4241 | 4274 | 4325 | 4374 | 53203.9
678 | 42 | 38 | 41 | 43 | 36 | 25 | 13 | 13 | 14 | 13 | 12 | 12 | 12 | 13 | 12 | 13 | 13 | 15 | 16 | 18 | 414 | 678 | 177.4 | 374.4 | 594 | 847 | 1133 | 1444 | 1774 | 2118 | 2477 | 2842 | 3206 | 3563 | 3911 | 4174 | 4319 | 4419 | 4505 | 4584 | 4658 | 4730 | 55849.8
679 | 0 | 1 | 1 | 1 | 3 | 7 | 9 | 13 | 11 | 10 | 7 | 6 | 6 | 5 | 6 | 5 | 6 | 6 | 7 | 6 | 116 | 679 | 150.5 | 323.6 | 521.1 | 746.5 | 994.7 | 1268 | 1554 | 1854 | 2163 | 2479 | 2804 | 3121 | 3428 | 3644 | 3752 | 3823 | 3871 | 3910 | 3943 | 3977 | 48327.4
680 | 40 | 40 | 39 | 37 | 37 | 33 | 29 | 25 | 25 | 24 | 21 | 18 | 20 | 23 | 25 | 22 | 21 | 24 | 27 | 28 | 558 | 680 | 170.2 | 362.4 | 585.5 | 837.2 | 1118 | 1424 | 1747 | 2081 | 2434 | 2792 | 3141 | 3486 | 3824 | 4072 | 4200 | 4285 | 4354 | 4418 | 4473 | 4526 | 54330.3
681 | 32 | 32 | 30 | 28 | 26 | 26 | 25 | 25 | 24 | 26 | 23 | 22 | 19 | 15 | 15 | 14 | 16 | 13 | 19 | 20 | 450 | 681 | 172.8 | 364.6 | 581.7 | 826.8 | 1105 | 1407 | 1730 | 2066 | 2410 | 2759 | 3105 | 3445 | 3771 | 4000 | 4116 | 4199 | 4266 | 4323 | 4374 | 4424 | 53445.9
682 | 22 | 23 | 20 | 17 | 13 | 12 | 11 | 7 | 3 | 0 | 0 | 1 | 1 | 5 | 9 | 11 | 8 | 6 | 5 | 5 | 179 | 682 | 150.4 | 326.2 | 540 | 779.7 | 1045 | 1333 | 1634 | 1948 | 2269 | 2583 | 2893 | 3188 | 3471 | 3665 | 3750 | 3803 | 3840 | 3865 | 3887 | 3909 | 48879.3
683 | 39 | 36 | 31 | 22 | 16 | 12 | 10 | 11 | 11 | 12 | 9 | 12 | 14 | 17 | 15 | 14 | 13 | 12 | 11 | 13 | 330 | 683 | 177.9 | 377.2 | 605.2 | 859.3 | 1147 | 1461 | 1794 | 2142 | 2501 | 2866 | 3231 | 3593 | 3945 | 4209 | 4350 | 4448 | 4531 | 4609 | 4679 | 4747 | 56272.6
684 | 38 | 31 | 27 | 25 | 26 | 27 | 28 | 23 | 19 | 12 | 11 | 11 | 10 | 10 | 11 | 11 | 11 | 11 | 11 | 10 | 363 | 684 | 170.1 | 360.6 | 574.8 | 815.5 | 1085 | 1378 | 1686 | 2003 | 2335 | 2671 | 2999 | 3326 | 3640 | 3860 | 3970 | 4051 | 4118 | 4177 | 4234 | 4291 | 51745
685 | 32 | 26 | 28 | 25 | 27 | 22 | 23 | 22 | 24 | 24 | 25 | 27 | 27 | 27 | 27 | 29 | 29 | 30 | 29 | 32 | 535 | 685 | 175.2 | 370.5 | 597.1 | 854.8 | 1148 | 1473 | 1814 | 2168 | 2536 | 2914 | 3289 | 3660 | 4020 | 4297 | 4448 | 4548 | 4633 | 4712 | 4785 | 4851 | 57293.6
686 | 36 | 29 | 32 | 29 | 30 | 27 | 28 | 28 | 30 | 28 | 25 | 25 | 23 | 25 | 21 | 26 | 27 | 31 | 30 | 30 | 560 | 686 | 170.5 | 364.8 | 583 | 830.9 | 1112 | 1421 | 1746 | 2087 | 2446 | 2809 | 3168 | 3518 | 3863 | 4115 | 4247 | 4334 | 4407 | 4472 | 4529 | 4583 | 54806.2
687 | 26 | 30 | 32 | 37 | 35 | 28 | 18 | 11 | 11 | 12 | 15 | 16 | 18 | 20 | 20 | 19 | 17 | 18 | 19 | 21 | 423 | 687 | 166.2 | 355.8 | 572.4 | 816.1 | 1092 | 1393 | 1712 | 2042 | 2385 | 2731 | 3074 | 3414 | 3745 | 3985 | 4108 | 4187 | 4253 | 4313 | 4367 | 4421 | 53132.5
688 | 27 | 24 | 23 | 21 | 16 | 13 | 8 | 8 | 10 | 9 | 10 | 9 | 9 | 8 | 7 | 7 | 8 | 9 | 8 | 7 | 241 | 688 | 169.8 | 358 | 569.6 | 808.2 | 1081 | 1380 | 1691 | 2013 | 2348 | 2686 | 3021 | 3353 | 3675 | 3902 | 4021 | 4109 | 4184 | 4251 | 4315 | 4374 | 52309.6
689 | 30 | 37 | 36 | 39 | 37 | 34 | 34 | 33 | 33 | 28 | 21 | 19 | 17 | 18 | 16 | 16 | 18 | 19 | 18 | 18 | 521 | 689 | 167.6 | 357.5 | 575.5 | 820.4 | 1093 | 1391 | 1705 | 2029 | 2362 | 2696 | 3025 | 3351 | 3668 | 3891 | 3995 | 4069 | 4133 | 4188 | 4237 | 4285 | 52039
690 | 28 | 27 | 25 | 19 | 12 | 6 | 7 | 9 | 11 | 10 | 8 | 8 | 7 | 5 | 3 | 2 | 4 | 6 | 7 | 6 | 210 | 690 | 155.1 | 344.6 | 556 | 796.4 | 1066 | 1358 | 1667 | 1982 | 2311 | 2639 | 2962 | 3277 | 3579 | 3784 | 3883 | 3952 | 4009 | 4056 | 4102 | 4146 | 50625.1
691 | 31 | 28 | 25 | 19 | 14 | 14 | 17 | 17 | 17 | 19 | 20 | 19 | 14 | 14 | 13 | 13 | 10 | 10 | 9 | 10 | 333 | 691 | 165.9 | 355.7 | 570.4 | 812.1 | 1083 | 1381 | 1693 | 2018 | 2352 | 2690 | 3026 | 3354 | 3672 | 3898 | 4010 | 4087 | 4149 | 4204 | 4254 | 4302 | 52077.1
692 | 26 | 26 | 28 | 34 | 31 | 25 | 14 | 14 | 14 | 14 | 13 | 14 | 16 | 17 | 15 | 13 | 11 | 12 | 13 | 11 | 361 | 692 | 168.9 | 360.8 | 573.7 | 816.5 | 1085 | 1382 | 1696 | 2022 | 2363 | 2704 | 3044 | 3379 | 3698 | 3932 | 4054 | 4135 | 4201 | 4259 | 4311 | 4361 | 52545.9
693 | 34 | 31 | 31 | 34 | 38 | 40 | 36 | 32 | 24 | 17 | 12 | 13 | 14 | 15 | 16 | 15 | 14 | 13 | 15 | 19 | 463 | 693 | 170.6 | 361.4 | 580.7 | 828.3 | 1106 | 1407 | 1730 | 2062 | 2407 | 2756 | 3102 | 3442 | 3780 | 4025 | 4154 | 4246 | 4321 | 4389 | 4452 | 4514 | 53834
694 | 45 | 42 | 36 | 29 | 17 | 10 | 4 | 4 | 3 | 1 | 4 | 10 | 14 | 20 | 20 | 21 | 16 | 13 | 13 | 11 | 333 | 694 | 170.8 | 364.6 | 585.3 | 837.2 | 1119 | 1418 | 1735 | 2062 | 2401 | 2735 | 3058 | 3388 | 3708 | 3935 | 4048 | 4130 | 4196 | 4251 | 4302 | 4349 | 52792.9
695 | 40 | 42 | 37 | 34 | 26 | 26 | 23 | 24 | 21 | 24 | 22 | 18 | 12 | 11 | 13 | 16 | 18 | 19 | 21 | 24 | 471 | 695 | 176.6 | 369.9 | 589 | 835.4 | 1115 | 1420 | 1742 | 2079 | 2422 | 2777 | 3127 | 3469 | 3798 | 4036 | 4159 | 4242 | 4310 | 4372 | 4426 | 4478 | 53942.9
696 | 26 | 21 | 25 | 24 | 26 | 23 | 25 | 22 | 19 | 18 | 17 | 19 | 13 | 17 | 18 | 22 | 19 | 19 | 16 | 15 | 404 | 696 | 167.1 | 358.1 | 576.3 | 816 | 1087 | 1383 | 1693 | 2016 | 2347 | 2678 | 3006 | 3327 | 3637 | 3859 | 3972 | 4051 | 4116 | 4170 | 4220 | 4268 | 51747.5
697 | 36 | 41 | 41 | 42 | 41 | 40 | 36 | 31 | 29 | 31 | 30 | 26 | 21 | 17 | 13 | 11 | 11 | 10 | 6 | 4 | 517 | 697 | 176.5 | 374.5 | 598.4 | 847.5 | 1120 | 1426 | 1747 | 2075 | 2414 | 2761 | 3100 | 3433 | 3755 | 3985 | 4102 | 4186 | 4256 | 4317 | 4374 | 4429 | 53476.9
698 | 36 | 36 | 31 | 26 | 20 | 17 | 14 | 12 | 12 | 12 | 10 | 7 | 5 | 4 | 4 | 5 | 7 | 10 | 11 | 10 | 289 | 698 | 155.5 | 345.2 | 557.9 | 795.4 | 1058 | 1349 | 1658 | 1978 | 2306 | 2631 | 2951 | 3265 | 3570 | 3779 | 3882 | 3954 | 4014 | 4064 | 4115 | 4164 | 50592
699 | 26 | 27 | 29 | 32 | 34 | 33 | 32 | 27 | 27 | 25 | 26 | 22 | 22 | 19 | 15 | 12 | 10 | 11 | 8 | 10 | 447 | 699 | 168.5 | 359.2 | 575.3 | 817 | 1091 | 1388 | 1703 | 2024 | 2356 | 2689 | 3020 | 3343 | 3655 | 3874 | 3976 | 4051 | 4113 | 4167 | 4217 | 4266 | 51853
700 | 34 | 36 | 33 | 32 | 31 | 29 | 23 | 16 | 15 | 14 | 15 | 13 | 15 | 13 | 13 | 10 | 12 | 10 | 11 | 8 | 383 | 700 | 177.3 | 375.4 | 593.7 | 838.4 | 1116 | 1417 | 1737 | 2072 | 2416 | 2763 | 3109 | 3447 | 3776 | 4008 | 4128 | 4213 | 4284 | 4347 | 4404 | 4460 | 53681.8
701 | 42 | 38 | 33 | 25 | 18 | 15 | 13 | 12 | 11 | 11 | 11 | 12 | 14 | 13 | 9 | 7 | 8 | 14 | 15 | 14 | 335 | 701 | 174.4 | 366.8 | 585.5 | 830.6 | 1108 | 1411 | 1731 | 2062 | 2403 | 2750 | 3090 | 3424 | 3746 | 3971 | 4084 | 4163 | 4229 | 4284 | 4334 | 4384 | 53131.3
702 | 43 | 43 | 43 | 41 | 39 | 36 | 35 | 36 | 35 | 35 | 32 | 29 | 25 | 24 | 26 | 30 | 28 | 26 | 22 | 23 | 651 | 702 | 178.7 | 377.4 | 604.7 | 861.2 | 1149 | 1461 | 1792 | 2135 | 2488 | 2841 | 3195 | 3541 | 3878 | 4117 | 4238 | 4320 | 4389 | 4449 | 4503 | 4553 | 55071
703 | 33 | 38 | 37 | 33 | 24 | 17 | 16 | 16 | 17 | 15 | 13 | 13 | 13 | 13 | 12 | 12 | 14 | 16 | 15 | 16 | 383 | 703 | 167.9 | 360 | 581.4 | 830.4 | 1114 | 1421 | 1741 | 2075 | 2427 | 2777 | 3129 | 3475 | 3814 | 4063 | 4196 | 4289 | 4369 | 4443 | 4511 | 4579 | 54362.7
704 | 32 | 33 | 35 | 37 | 33 | 25 | 16 | 15 | 18 | 16 | 17 | 13 | 13 | 12 | 12 | 13 | 10 | 14 | 15 | 18 | 397 | 704 | 175.7 | 369.6 | 588.5 | 834.2 | 1113 | 1418 | 1738 | 2074 | 2418 | 2763 | 3105 | 3439 | 3766 | 3996 | 4112 | 4196 | 4267 | 4328 | 4386 | 4441 | 53528
705 | 37 | 28 | 34 | 34 | 39 | 34 | 29 | 29 | 28 | 28 | 26 | 26 | 24 | 25 | 23 | 26 | 27 | 27 | 27 | 27 | 578 | 705 | 168.3 | 360.8 | 584.8 | 839.6 | 1127 | 1441 | 1772 | 2119 | 2479 | 2846 | 3211 | 3569 | 3919 | 4179 | 4313 | 4400 | 4471 | 4536 | 4595 | 4650 | 55580.5
706 | 38 | 39 | 37 | 38 | 37 | 38 | 38 | 37 | 32 | 24 | 15 | 13 | 13 | 16 | 17 | 17 | 16 | 18 | 21 | 23 | 527 | 706 | 169.9 | 360.2 | 576.2 | 820.7 | 1095 | 1395 | 1714 | 2048 | 2395 | 2745 | 3095 | 3440 | 3775 | 4024 | 4158 | 4251 | 4329 | 4401 | 4469 | 4537 | 53798
707 | 27 | 27 | 20 | 11 | 2 | 4 | 7 | 8 | 6 | 6 | 8 | 8 | 9 | 7 | 7 | 6 | 6 | 6 | 3 | 4 | 182 | 707 | 172.6 | 360.6 | 576.3 | 820.1 | 1091 | 1385 | 1692 | 2012 | 2340 | 2672 | 3001 | 3322 | 3632 | 3849 | 3955 | 4030 | 4092 | 4145 | 4193 | 4240 | 51580.6
708 | 41 | 37 | 34 | 28 | 29 | 22 | 18 | 17 | 18 | 22 | 17 | 22 | 21 | 25 | 23 | 22 | 17 | 15 | 14 | 17 | 459 | 708 | 170.8 | 367.2 | 590.5 | 838.3 | 1118 | 1419 | 1737 | 2068 | 2405 | 2745 | 3086 | 3414 | 3734 | 3960 | 4073 | 4152 | 4219 | 4276 | 4328 | 4380 | 53080.8
709 | 35 | 37 | 36 | 38 | 34 | 32 | 28 | 26 | 23 | 22 | 24 | 25 | 25 | 21 | 23 | 22 | 25 | 23 | 25 | 23 | 547 | 709 | 177.1 | 371.1 | 593.2 | 842.5 | 1122 | 1427 | 1749 | 2084 | 2423 | 2770 | 3114 | 3451 | 3778 | 4011 | 4133 | 4218 | 4287 | 4347 | 4400 | 4452 | 53749.9
710 | 31 | 30 | 23 | 18 | 12 | 13 | 11 | 11 | 9 | 11 | 11 | 11 | 9 | 10 | 10 | 9 | 10 | 10 | 11 | 8 | 268 | 710 | 167.5 | 356.2 | 571.8 | 817.3 | 1095 | 1394 | 1710 | 2032 | 2366 | 2703 | 3036 | 3363 | 3679 | 3904 | 4016 | 4092 | 4154 | 4209 | 4259 | 4307 | 52231.8
711 | 20 | 25 | 25 | 26 | 28 | 25 | 24 | 23 | 27 | 25 | 22 | 19 | 21 | 22 | 22 | 21 | 18 | 16 | 16 | 17 | 442 | 711 | 174.5 | 370.4 | 590.6 | 833.3 | 1110 | 1408 | 1720 | 2047 | 2386 | 2725 | 3059 | 3386 | 3702 | 3922 | 4032 | 4109 | 4173 | 4227 | 4276 | 4323 | 52573.8
712 | 22 | 15 | 20 | 22 | 25 | 21 | 14 | 12 | 10 | 11 | 10 | 10 | 9 | 8 | 9 | 9 | 10 | 8 | 10 | 10 | 265 | 712 | 167.8 | 359.4 | 577.4 | 820.2 | 1096 | 1404 | 1726 | 2061 | 2407 | 2758 | 3109 | 3457 | 3793 | 4036 | 4165 | 4256 | 4335 | 4409 | 4478 | 4547 | 53961.8
713 | 24 | 21 | 20 | 17 | 15 | 12 | 11 | 13 | 14 | 19 | 22 | 26 | 22 | 18 | 21 | 26 | 32 | 31 | 29 | 26 | 419 | 713 | 174 | 367.5 | 591.9 | 847.2 | 1134 | 1450 | 1783 | 2134 | 2494 | 2865 | 3232 | 3599 | 3957 | 4234 | 4381 | 4475 | 4552 | 4622 | 4685 | 4743 | 56320.6
714 | 22 | 24 | 18 | 14 | 8 | 8 | 6 | 5 | 7 | 7 | 6 | 5 | 7 | 8 | 8 | 7 | 11 | 16 | 20 | 17 | 224 | 714 | 167.4 | 358.4 | 575.6 | 820.4 | 1099 | 1397 | 1716 | 2046 | 2388 | 2734 | 3073 | 3405 | 3729 | 3959 | 4075 | 4154 | 4220 | 4279 | 4333 | 4387 | 52915.8
715 | 40 | 39 | 40 | 39 | 40 | 36 | 33 | 31 | 31 | 33 | 31 | 28 | 22 | 16 | 12 | 11 | 12 | 13 | 14 | 14 | 535 | 715 | 166.5 | 358.8 | 578.2 | 823.4 | 1097 | 1397 | 1709 | 2038 | 2381 | 2729 | 3071 | 3408 | 3736 | 3975 | 4098 | 4184 | 4254 | 4317 | 4374 | 4431 | 53125.9
716 | 31 | 28 | 26 | 25 | 25 | 28 | 26 | 24 | 24 | 23 | 25 | 20 | 24 | 22 | 27 | 26 | 27 | 25 | 25 | 26 | 507 | 716 | 175.3 | 372.6 | 598.9 | 855.6 | 1147 | 1463 | 1798 | 2150 | 2514 | 2883 | 3250 | 3610 | 3961 | 4223 | 4364 | 4460 | 4542 | 4616 | 4682 | 4745 | 56410.4
717 | 22 | 21 | 25 | 28 | 29 | 28 | 19 | 16 | 12 | 13 | 14 | 14 | 15 | 16 | 14 | 11 | 10 | 10 | 13 | 13 | 343 | 717 | 168.8 | 357.2 | 571.9 | 810.5 | 1078 | 1368 | 1672 | 1984 | 2308 | 2632 | 2952 | 3261 | 3560 | 3762 | 3855 | 3913 | 3961 | 4002 | 4040 | 4078 | 50334.4
718 | 39 | 36 | 38 | 42 | 45 | 44 | 39 | 34 | 32 | 31 | 28 | 23 | 18 | 18 | 21 | 22 | 16 | 15 | 20 | 29 | 590 | 718 | 180.1 | 379.6 | 610.4 | 866.7 | 1158 | 1476 | 1809 | 2153 | 2512 | 2873 | 3233 | 3588 | 3935 | 4196 | 4335 | 4429 | 4510 | 4586 | 4657 | 4728 | 56214.8
719 | 32 | 23 | 22 | 16 | 15 | 11 | 8 | 14 | 21 | 28 | 27 | 21 | 15 | 13 | 13 | 13 | 12 | 12 | 13 | 13 | 342 | 719 | 168 | 359.2 | 579.2 | 831.3 | 1112 | 1419 | 1740 | 2075 | 2423 | 2772 | 3118 | 3460 | 3795 | 4041 | 4166 | 4250 | 4321 | 4388 | 4449 | 4508 | 53974.7
720 | 30 | 28 | 33 | 31 | 35 | 30 | 33 | 31 | 34 | 34 | 33 | 28 | 22 | 20 | 23 | 25 | 28 | 30 | 32 | 31 | 591 | 720 | 177.6 | 375.4 | 596.4 | 843.7 | 1126 | 1435 | 1760 | 2098 | 2453 | 2813 | 3177 | 3533 | 3871 | 4122 | 4255 | 4344 | 4415 | 4480 | 4538 | 4593 | 55006.1
721 | 46 | 44 | 43 | 43 | 43 | 39 | 34 | 30 | 33 | 36 | 37 | 33 | 28 | 24 | 24 | 26 | 29 | 28 | 29 | 28 | 677 | 721 | 180.3 | 378.8 | 600.9 | 851.9 | 1132 | 1437 | 1757 | 2088 | 2432 | 2782 | 3126 | 3463 | 3789 | 4024 | 4142 | 4224 | 4294 | 4356 | 4413 | 4468 | 53938.9
722 | 32 | 36 | 38 | 42 | 44 | 43 | 38 | 32 | 25 | 22 | 23 | 25 | 25 | 23 | 19 | 22 | 22 | 23 | 23 | 26 | 583 | 722 | 168.6 | 362.7 | 580.5 | 825.2 | 1105 | 1411 | 1734 | 2065 | 2413 | 2761 | 3110 | 3454 | 3784 | 4028 | 4151 | 4238 | 4310 | 4375 | 4433 | 4490 | 53799
723 | 10 | 14 | 11 | 10 | 14 | 19 | 23 | 19 | 22 | 24 | 24 | 21 | 21 | 22 | 24 | 23 | 21 | 16 | 15 | 18 | 371 | 723 | 169 | 361.9 | 580.3 | 824.7 | 1096 | 1394 | 1710 | 2031 | 2366 | 2702 | 3039 | 3372 | 3691 | 3919 | 4032 | 4106 | 4167 | 4220 | 4269 | 4316 | 52365.9
724 | 28 | 23 | 23 | 18 | 18 | 14 | 10 | 5 | 2 | 3 | 8 | 9 | 9 | 9 | 12 | 11 | 13 | 13 | 15 | 13 | 256 | 724 | 172.6 | 364.7 | 582.8 | 831.2 | 1108 | 1414 | 1729 | 2057 | 2391 | 2717 | 3049 | 3370 | 3685 | 3912 | 4025 | 4106 | 4172 | 4227 | 4276 | 4325 | 52514.3
725 | 30 | 32 | 32 | 35 | 34 | 36 | 35 | 35 | 31 | 24 | 17 | 15 | 16 | 16 | 12 | 9 | 8 | 9 | 10 | 11 | 447 | 725 | 176.1 | 370 | 587.7 | 832.9 | 1109 | 1410 | 1730 | 2063 | 2409 | 2755 | 3099 | 3439 | 3770 | 4008 | 4133 | 4221 | 4291 | 4357 | 4418 | 4479 | 53657.7
726 | 12 | 17 | 16 | 18 | 13 | 12 | 9 | 9 | 10 | 10 | 10 | 8 | 9 | 8 | 10 | 9 | 11 | 11 | 13 | 14 | 229 | 726 | 152.6 | 327.5 | 526 | 759.6 | 1039 | 1347 | 1671 | 2011 | 2364 | 2722 | 3080 | 3426 | 3766 | 4019 | 4154 | 4245 | 4319 | 4387 | 4450 | 4512 | 53277.7
727 | 35 | 29 | 28 | 29 | 34 | 35 | 32 | 27 | 25 | 21 | 21 | 19 | 19 | 17 | 16 | 19 | 20 | 21 | 23 | 26 | 496 | 727 | 173.6 | 368.2 | 588 | 836.3 | 1119 | 1431 | 1758 | 2094 | 2442 | 2796 | 3151 | 3491 | 3824 | 4061 | 4181 | 4264 | 4333 | 4393 | 4446 | 4498 | 54248.1
728 | 25 | 30 | 24 | 21 | 15 | 13 | 11 | 10 | 10 | 11 | 12 | 11 | 10 | 8 | 8 | 10 | 11 | 13 | 12 | 17 | 282 | 728 | 166.4 | 355 | 571.4 | 816.4 | 1094 | 1395 | 1712 | 2041 | 2374 | 2716 | 3053 | 3384 | 3704 | 3936 | 4053 | 4131 | 4195 | 4254 | 4305 | 4356 | 52612.2
729 | 35 | 30 | 24 | 15 | 8 | 7 | 7 | 9 | 12 | 14 | 14 | 14 | 13 | 11 | 11 | 12 | 13 | 13 | 13 | 14 | 289 | 729 | 171 | 362.7 | 576.4 | 822.1 | 1099 | 1403 | 1726 | 2063 | 2410 | 2760 | 3109 | 3454 | 3792 | 4041 | 4171 | 4262 | 4338 | 4407 | 4469 | 4531 | 53967.2
730 | 35 | 34 | 28 | 21 | 16 | 17 | 16 | 16 | 16 | 16 | 14 | 13 | 15 | 14 | 15 | 12 | 17 | 18 | 23 | 21 | 377 | 730 | 172.1 | 366.5 | 584 | 829.1 | 1111 | 1418 | 1740 | 2077 | 2423 | 2776 | 3125 | 3469 | 3801 | 4045 | 4170 | 4254 | 4323 | 4385 | 4440 | 4492 | 54000.7
731 | 44 | 40 | 41 | 40 | 43 | 42 | 42 | 38 | 35 | 31 | 28 | 25 | 23 | 20 | 21 | 21 | 25 | 26 | 25 | 25 | 635 | 731 | 178.9 | 375.3 | 599.5 | 851.6 | 1136 | 1441 | 1765 | 2104 | 2451 | 2801 | 3148 | 3493 | 3833 | 4080 | 4215 | 4312 | 4396 | 4474 | 4547 | 4621 | 54822.3
732 | 43 | 29 | 25 | 18 | 22 | 24 | 29 | 29 | 32 | 30 | 27 | 25 | 25 | 27 | 29 | 31 | 33 | 33 | 32 | 28 | 571 | 732 | 184.4 | 386.3 | 615 | 874.1 | 1167 | 1487 | 1825 | 2176 | 2540 | 2914 | 3285 | 3650 | 4008 | 4278 | 4423 | 4521 | 4605 | 4683 | 4754 | 4818 | 57193.8
733 | 27 | 30 | 32 | 31 | 24 | 17 | 12 | 11 | 10 | 8 | 8 | 6 | 5 | 6 | 7 | 7 | 6 | 5 | 6 | 5 | 263 | 733 | 167.4 | 354.1 | 566.8 | 804.9 | 1076 | 1372 | 1684 | 2006 | 2340 | 2675 | 3003 | 3327 | 3638 | 3853 | 3962 | 4043 | 4111 | 4170 | 4225 | 4278 | 51656.2
734 | 25 | 30 | 36 | 41 | 38 | 28 | 20 | 14 | 13 | 12 | 14 | 15 | 19 | 19 | 17 | 13 | 12 | 13 | 18 | 17 | 414 | 734 | 166.8 | 355.8 | 573.6 | 817.5 | 1088 | 1391 | 1708 | 2037 | 2376 | 2717 | 3058 | 3392 | 3716 | 3951 | 4076 | 4168 | 4249 | 4322 | 4393 | 4463 | 53018.7
735 | 33 | 38 | 40 | 32 | 23 | 12 | 13 | 12 | 12 | 10 | 10 | 11 | 14 | 13 | 13 | 14 | 17 | 18 | 19 | 22 | 376 | 735 | 179 | 379.6 | 607.6 | 863.6 | 1150 | 1456 | 1777 | 2112 | 2457 | 2818 | 3181 | 3534 | 3885 | 4145 | 4280 | 4372 | 4450 | 4523 | 4592 | 4662 | 55423.8
736 | 36 | 29 | 25 | 20 | 21 | 26 | 25 | 25 | 26 | 29 | 27 | 20 | 18 | 20 | 23 | 22 | 17 | 12 | 11 | 12 | 444 | 736 | 172.9 | 367.1 | 587.4 | 836.2 | 1114 | 1417 | 1734 | 2061 | 2397 | 2736 | 3071 | 3398 | 3715 | 3938 | 4051 | 4132 | 4198 | 4252 | 4301 | 4349 | 52827.6
737 | 25 | 30 | 32 | 31 | 21 | 10 | 3 | 4 | 5 | 5 | 7 | 9 | 12 | 12 | 10 | 10 | 10 | 10 | 9 | 7 | 262 | 737 | 167.7 | 355.5 | 567.9 | 807.8 | 1075 | 1371 | 1682 | 2002 | 2331 | 2662 | 2990 | 3313 | 3623 | 3844 | 3951 | 4024 | 4085 | 4140 | 4191 | 4242 | 51424.9
738 | 31 | 32 | 31 | 31 | 31 | 31 | 27 | 25 | 22 | 26 | 23 | 25 | 20 | 18 | 18 | 17 | 18 | 14 | 19 | 21 | 480 | 738 | 174.6 | 365.1 | 579.1 | 820.4 | 1091 | 1388 | 1701 | 2024 | 2361 | 2700 | 3039 | 3370 | 3692 | 3920 | 4034 | 4114 | 4179 | 4236 | 4287 | 4336 | 52411.2
739 | 29 | 34 | 35 | 30 | 20 | 11 | 8 | 7 | 7 | 7 | 8 | 9 | 10 | 9 | 9 | 7 | 7 | 7 | 8 | 8 | 270 | 739 | 172 | 363.2 | 579.6 | 822.6 | 1101 | 1406 | 1723 | 2052 | 2393 | 2739 | 3077 | 3405 | 3726 | 3953 | 4070 | 4155 | 4226 | 4287 | 4345 | 4401 | 52996.4
740 | 40 | 43 | 41 | 41 | 39 | 38 | 34 | 30 | 29 | 31 | 29 | 23 | 17 | 17 | 17 | 16 | 16 | 17 | 18 | 18 | 554 | 740 | 168.2 | 359.5 | 575.4 | 815.9 | 1087 | 1389 | 1706 | 2037 | 2379 | 2721 | 3061 | 3396 | 3717 | 3946 | 4062 | 4141 | 4207 | 4264 | 4314 | 4363 | 52709
741 | 45 | 47 | 37 | 28 | 17 | 18 | 21 | 25 | 24 | 23 | 21 | 21 | 23 | 21 | 24 | 23 | 26 | 24 | 24 | 25 | 517 | 741 | 177.5 | 374.6 | 598.7 | 853.6 | 1138 | 1453 | 1785 | 2132 | 2492 | 2854 | 3216 | 3569 | 3921 | 4179 | 4318 | 4415 | 4497 | 4572 | 4641 | 4708 | 55894.4
742 | 37 | 41 | 41 | 44 | 42 | 35 | 26 | 21 | 22 | 26 | 28 | 29 | 29 | 28 | 28 | 27 | 25 | 25 | 27 | 29 | 610 | 742 | 171.8 | 365.6 | 587.1 | 838 | 1119 | 1422 | 1739 | 2067 | 2408 | 2752 | 3097 | 3438 | 3766 | 4007 | 4131 | 4216 | 4286 | 4348 | 4403 | 4457 | 53618.5
743 | 21 | 24 | 26 | 28 | 32 | 25 | 20 | 12 | 13 | 13 | 12 | 12 | 11 | 13 | 13 | 14 | 12 | 13 | 13 | 18 | 345 | 743 | 168.1 | 358.8 | 575 | 817.8 | 1093 | 1393 | 1709 | 2036 | 2373 | 2715 | 3053 | 3383 | 3706 | 3943 | 4064 | 4139 | 4201 | 4258 | 4309 | 4360 | 52654.7
744 | 25 | 22 | 25 | 24 | 25 | 18 | 15 | 12 | 13 | 12 | 11 | 10 | 9 | 9 | 10 | 11 | 13 | 13 | 12 | 9 | 298 | 744 | 166.7 | 353.2 | 566.9 | 808.2 | 1077 | 1373 | 1686 | 2010 | 2346 | 2687 | 3023 | 3354 | 3675 | 3909 | 4029 | 4114 | 4187 | 4254 | 4316 | 4379 | 52314
745 | 33 | 35 | 32 | 34 | 34 | 35 | 30 | 27 | 27 | 29 | 29 | 24 | 22 | 22 | 23 | 18 | 14 | 14 | 15 | 17 | 514 | 745 | 167.9 | 359.1 | 576.5 | 824.2 | 1103 | 1408 | 1725 | 2054 | 2392 | 2735 | 3077 | 3414 | 3740 | 3978 | 4100 | 4177 | 4241 | 4300 | 4352 | 4403 | 53126.7
746 | 34 | 36 | 32 | 30 | 28 | 27 | 24 | 21 | 22 | 25 | 28 | 26 | 25 | 22 | 21 | 21 | 23 | 23 | 21 | 21 | 510 | 746 | 166.7 | 356.6 | 577.8 | 827.7 | 1105 | 1411 | 1728 | 2058 | 2400 | 2745 | 3085 | 3423 | 3749 | 3985 | 4107 | 4188 | 4257 | 4320 | 4376 | 4432 | 53297.8
747 | 42 | 39 | 32 | 24 | 18 | 18 | 14 | 11 | 9 | 12 | 14 | 10 | 7 | 3 | 3 | 2 | 4 | 9 | 11 | 11 | 293 | 747 | 170 | 362.6 | 578.1 | 820.3 | 1094 | 1394 | 1702 | 2020 | 2349 | 2686 | 3017 | 3337 | 3646 | 3855 | 3953 | 4012 | 4074 | 4125 | 4173 | 4219 | 51587
748 | 11 | 13 | 18 | 19 | 20 | 18 | 20 | 19 | 19 | 19 | 17 | 13 | 11 | 12 | 14 | 16 | 13 | 9 | 3 | 2 | 286 | 748 | 148.7 | 318.9 | 514.6 | 746.1 | 1009 | 1294 | 1595 | 1906 | 2224 | 2546 | 2861 | 3166 | 3462 | 3661 | 3755 | 3820 | 3872 | 3914 | 3932 | 3947 | 48692.3
749 | 39 | 38 | 34 | 29 | 25 | 28 | 27 | 29 | 25 | 28 | 28 | 28 | 29 | 30 | 31 | 29 | 26 | 27 | 26 | 24 | 580 | 749 | 179 | 376.6 | 598.3 | 851.9 | 1137 | 1447 | 1779 | 2121 | 2479 | 2842 | 3199 | 3555 | 3901 | 4165 | 4309 | 4406 | 4490 | 4568 | 4639 | 4705 | 55747.8
750 | 28 | 32 | 32 | 36 | 38 | 38 | 34 | 27 | 26 | 24 | 23 | 20 | 15 | 13 | 10 | 9 | 10 | 9 | 10 | 10 | 444 | 750 | 169.1 | 361.8 | 580 | 826.3 | 1103 | 1404 | 1720 | 2044 | 2379 | 2717 | 3045 | 3364 | 3676 | 3898 | 4006 | 4081 | 4141 | 4195 | 4245 | 4296 | 52251.2
751 | 23 | 26 | 24 | 26 | 23 | 21 | 18 | 14 | 14 | 12 | 11 | 10 | 8 | 8 | 8 | 9 | 9 | 9 | 9 | 11 | 293 | 751 | 168.5 | 358.1 | 574.1 | 812 | 1081 | 1375 | 1679 | 1998 | 2332 | 2666 | 2994 | 3315 | 3622 | 3839 | 3947 | 4020 | 4081 | 4136 | 4189 | 4243 | 51429.7
752 | 31 | 30 | 32 | 33 | 32 | 27 | 23 | 23 | 20 | 19 | 14 | 13 | 12 | 11 | 12 | 10 | 13 | 14 | 20 | 20 | 409 | 752 | 169.6 | 362.2 | 578 | 820.9 | 1092 | 1384 | 1690 | 2011 | 2347 | 2688 | 3028 | 3362 | 3688 | 3926 | 4048 | 4129 | 4195 | 4255 | 4308 | 4359 | 52440.7
753 | 13 | 25 | 21 | 26 | 19 | 21 | 20 | 26 | 26 | 24 | 19 | 18 | 16 | 18 | 18 | 18 | 20 | 22 | 18 | 10 | 398 | 753 | 150.9 | 326.5 | 540.3 | 779.1 | 1048 | 1343 | 1659 | 1982 | 2315 | 2647 | 2974 | 3294 | 3601 | 3813 | 3914 | 3981 | 4036 | 4084 | 4128 | 4172 | 50787.8
754 | 40 | 34 | 31 | 24 | 23 | 25 | 30 | 31 | 32 | 31 | 33 | 29 | 26 | 26 | 29 | 31 | 33 | 32 | 32 | 29 | 601 | 754 | 172.1 | 367.4 | 589.8 | 839.4 | 1121 | 1432 | 1763 | 2108 | 2466 | 2832 | 3193 | 3551 | 3899 | 4155 | 4288 | 4377 | 4451 | 4520 | 4581 | 4640 | 55345.7
755 | 35 | 32 | 27 | 21 | 19 | 17 | 17 | 16 | 20 | 23 | 23 | 15 | 6 | 0 | 1 | 1 | 1 | 2 | 5 | 10 | 291 | 755 | 173.2 | 363 | 578.4 | 822.9 | 1096 | 1393 | 1703 | 2025 | 2359 | 2699 | 3031 | 3356 | 3655 | 3849 | 3931 | 3974 | 4006 | 4029 | 4047 | 4063 | 51153.5
756 | 40 | 43 | 42 | 35 | 25 | 18 | 20 | 25 | 27 | 28 | 26 | 26 | 24 | 20 | 17 | 17 | 20 | 24 | 27 | 27 | 531 | 756 | 177.1 | 374.5 | 596.7 | 848.2 | 1133 | 1441 | 1770 | 2118 | 2474 | 2831 | 3194 | 3549 | 3898 | 4158 | 4298 | 4396 | 4485 | 4569 | 4648 | 4725 | 55683.5
757 | 42 | 32 | 34 | 28 | 34 | 31 | 35 | 31 | 30 | 25 | 21 | 18 | 20 | 19 | 22 | 21 | 22 | 21 | 19 | 21 | 526 | 757 | 172 | 362.5 | 581.5 | 824.8 | 1094 | 1388 | 1701 | 2028 | 2359 | 2694 | 3024 | 3347 | 3656 | 3875 | 3982 | 4060 | 4125 | 4180 | 4230 | 4277 | 51960.8
758 | 40 | 34 | 37 | 37 | 39 | 35 | 29 | 27 | 24 | 22 | 19 | 16 | 13 | 12 | 9 | 11 | 10 | 13 | 14 | 15 | 456 | 758 | 174.7 | 369.1 | 585.5 | 828.9 | 1106 | 1405 | 1724 | 2054 | 2399 | 2746 | 3088 | 3426 | 3748 | 3984 | 4105 | 4185 | 4250 | 4311 | 4367 | 4423 | 53279.2
759 | 26 | 24 | 25 | 20 | 18 | 15 | 15 | 15 | 17 | 16 | 15 | 10 | 10 | 11 | 12 | 16 | 17 | 16 | 14 | 14 | 326 | 759 | 171.4 | 362.5 | 577.5 | 818.3 | 1091 | 1386 | 1698 | 2019 | 2353 | 2691 | 3024 | 3355 | 3676 | 3904 | 4019 | 4098 | 4163 | 4220 | 4270 | 4318 | 52214.7
760 | 37 | 33 | 37 | 38 | 42 | 36 | 29 | 20 | 15 | 13 | 12 | 13 | 14 | 12 | 7 | 3 | 2 | 6 | 10 | 14 | 393 | 760 | 172.3 | 363.9 | 582.4 | 826.3 | 1102 | 1402 | 1720 | 2046 | 2387 | 2739 | 3085 | 3424 | 3754 | 3995 | 4120 | 4208 | 4280 | 4343 | 4401 | 4458 | 53408.9
761 | 34 | 28 | 28 | 20 | 19 | 14 | 14 | 9 | 8 | 6 | 7 | 7 | 9 | 9 | 9 | 8 | 7 | 10 | 10 | 12 | 268 | 761 | 171.3 | 360.4 | 573.8 | 816.1 | 1094 | 1391 | 1706 | 2033 | 2368 | 2703 | 3036 | 3362 | 3678 | 3893 | 4002 | 4080 | 4143 | 4198 | 4250 | 4301 | 52159.6
762 | 40 | 41 | 35 | 27 | 16 | 11 | 9 | 10 | 10 | 13 | 14 | 14 | 11 | 9 | 8 | 7 | 9 | 10 | 13 | 13 | 320 | 762 | 174.8 | 369.2 | 587.9 | 833.2 | 1109 | 1413 | 1729 | 2054 | 2391 | 2732 | 3067 | 3396 | 3713 | 3938 | 4056 | 4138 | 4209 | 4272 | 4329 | 4385 | 52896.1
763 | 41 | 36 | 34 | 32 | 36 | 35 | 30 | 20 | 16 | 13 | 14 | 17 | 18 | 17 | 16 | 16 | 15 | 15 | 13 | 17 | 451 | 763 | 167.2 | 358.9 | 576.7 | 819.5 | 1091 | 1389 | 1704 | 2031 | 2369 | 2709 | 3048 | 3380 | 3700 | 3933 | 4050 | 4133 | 4202 | 4264 | 4320 | 4376 | 52621.3
764 | 12 | 13 | 21 | 20 | 20 | 10 | 10 | 8 | 8 | 8 | 9 | 10 | 10 | 9 | 7 | 7 | 7 | 8 | 8 | 8 | 213 | 764 | 150.2 | 322.2 | 526.5 | 764.9 | 1038 | 1339 | 1650 | 1979 | 2315 | 2656 | 2993 | 3322 | 3640 | 3865 | 3979 | 4060 | 4127 | 4185 | 4240 | 4294 | 51445.8
765 | 30 | 30 | 31 | 32 | 33 | 33 | 28 | 23 | 16 | 14 | 14 | 13 | 13 | 13 | 14 | 10 | 7 | 3 | 2 | 2 | 361 | 765 | 168 | 356.8 | 570.4 | 809.6 | 1080 | 1379 | 1692 | 2015 | 2347 | 2689 | 3028 | 3357 | 3679 | 3907 | 4025 | 4108 | 4179 | 4241 | 4295 | 4348 | 52273.8
766 | 28 | 24 | 23 | 26 | 27 | 26 | 17 | 13 | 14 | 17 | 16 | 13 | 13 | 13 | 14 | 10 | 12 | 13 | 14 | 16 | 349 | 766 | 168.5 | 360.5 | 580.9 | 825.6 | 1101 | 1401 | 1716 | 2045 | 2381 | 2725 | 3065 | 3399 | 3720 | 3949 | 4062 | 4139 | 4205 | 4262 | 4313 | 4363 | 52781.5
767 | 30 | 27 | 27 | 21 | 15 | 8 | 5 | 5 | 15 | 26 | 31 | 27 | 19 | 12 | 4 | 1 | 2 | 6 | 11 | 15 | 307 | 767 | 171.2 | 360.5 | 579.5 | 827.9 | 1105 | 1408 | 1721 | 2047 | 2392 | 2744 | 3090 | 3433 | 3771 | 4013 | 4137 | 4188 | 4225 | 4255 | 4304 | 4353 | 53125.1
768 | 39 | 37 | 40 | 42 | 45 | 41 | 32 | 23 | 21 | 21 | 19 | 15 | 14 | 15 | 16 | 16 | 15 | 14 | 15 | 19 | 499 | 768 | 178.5 | 373.5 | 597.5 | 848.7 | 1129 | 1434 | 1752 | 2082 | 2422 | 2766 | 3109 | 3446 | 3775 | 4011 | 4134 | 4224 | 4300 | 4368 | 4431 | 4495 | 53876.2
769 | 44 | 43 | 41 | 28 | 17 | 8 | 9 | 11 | 14 | 20 | 22 | 18 | 14 | 12 | 12 | 9 | 5 | 4 | 3 | 5 | 339 | 769 | 176 | 370.5 | 590.5 | 832.7 | 1105 | 1406 | 1723 | 2052 | 2391 | 2733 | 3072 | 3404 | 3728 | 3956 | 4074 | 4153 | 4218 | 4274 | 4324 | 4373 | 52955.7
770 | 39 | 40 | 40 | 41 | 40 | 35 | 28 | 20 | 15 | 11 | 10 | 10 | 8 | 8 | 6 | 7 | 7 | 7 | 6 | 6 | 384 | 770 | 175.1 | 370.3 | 590.7 | 834.1 | 1110 | 1406 | 1715 | 2042 | 2381 | 2722 | 3059 | 3391 | 3712 | 3942 | 4061 | 4148 | 4222 | 4287 | 4347 | 4404 | 52919.2
771 | 35 | 23 | 24 | 19 | 22 | 20 | 19 | 21 | 23 | 26 | 26 | 26 | 22 | 22 | 17 | 17 | 14 | 15 | 18 | 21 | 430 | 771 | 178.4 | 374.8 | 595.5 | 845.4 | 1125 | 1429 | 1748 | 2081 | 2425 | 2777 | 3125 | 3468 | 3799 | 4040 | 4163 | 4245 | 4313 | 4372 | 4425 | 4476 | 54005.1
772 | 42 | 40 | 39 | 32 | 32 | 27 | 27 | 23 | 18 | 14 | 10 | 9 | 10 | 14 | 16 | 18 | 15 | 17 | 15 | 14 | 432 | 772 | 173.7 | 367.5 | 583.2 | 823.9 | 1096 | 1393 | 1703 | 2023 | 2354 | 2683 | 3008 | 3321 | 3625 | 3837 | 3942 | 4017 | 4079 | 4130 | 4177 | 4221 | 51557.3
773 | 21 | 12 | 9 | 5 | 11 | 20 | 25 | 26 | 27 | 27 | 29 | 25 | 28 | 28 | 31 | 29 | 27 | 24 | 21 | 21 | 446 | 773 | 175.8 | 369.6 | 588.9 | 832 | 1104 | 1406 | 1726 | 2058 | 2400 | 2755 | 3105 | 3454 | 3793 | 4047 | 4180 | 4265 | 4335 | 4398 | 4455 | 4509 | 53956.3
774 | 20 | 15 | 16 | 17 | 23 | 23 | 19 | 15 | 12 | 12 | 9 | 9 | 10 | 12 | 12 | 11 | 8 | 9 | 9 | 9 | 270 | 774 | 168.8 | 358.4 | 569.7 | 809.5 | 1079 | 1372 | 1684 | 2009 | 2343 | 2684 | 3021 | 3354 | 3677 | 3917 | 4042 | 4130 | 4205 | 4275 | 4339 | 4403 | 52440.4
775 | 37 | 33 | 31 | 25 | 19 | 14 | 11 | 13 | 13 | 14 | 13 | 13 | 14 | 15 | 16 | 16 | 14 | 11 | 10 | 11 | 343 | 775 | 169.7 | 359.6 | 576.8 | 821.6 | 1099 | 1403 | 1723 | 2052 | 2395 | 2741 | 3085 | 3423 | 3753 | 3994 | 4119 | 4209 | 4286 | 4356 | 4422 | 4487 | 53474.7
776 | 18 | 30 | 27 | 33 | 26 | 27 | 19 | 18 | 14 | 14 | 11 | 9 | 8 | 9 | 10 | 11 | 12 | 12 | 12 | 10 | 330 | 776 | 166.8 | 355.3 | 571.8 | 812.6 | 1078 | 1368 | 1674 | 1997 | 2329 | 2665 | 2997 | 3320 | 3636 | 3861 | 3973 | 4053 | 4119 | 4181 | 4240 | 4300 | 51697.5
777 | 40 | 38 | 34 | 25 | 18 | 15 | 12 | 15 | 14 | 16 | 12 | 11 | 10 | 10 | 9 | 9 | 10 | 11 | 13 | 12 | 334 | 777 | 170.2 | 363.1 | 581.1 | 825.3 | 1097 | 1392 | 1699 | 2018 | 2351 | 2694 | 3031 | 3367 | 3690 | 3929 | 4053 | 4138 | 4209 | 4274 | 4334 | 4396 | 52611.7
778 | 34 | 39 | 38 | 38 | 37 | 35 | 34 | 28 | 30 | 33 | 37 | 34 | 28 | 24 | 22 | 24 | 27 | 32 | 35 | 38 | 647 | 778 | 180.6 | 381.9 | 609.9 | 869.4 | 1163 | 1482 | 1825 | 2181 | 2554 | 2936 | 3318 | 3695 | 4065 | 4353 | 4511 | 4619 | 4712 | 4800 | 4882 | 4955 | 58092.8
779 | 45 | 43 | 38 | 26 | 13 | 4 | 4 | 9 | 15 | 20 | 21 | 20 | 19 | 19 | 17 | 15 | 15 | 19 | 20 | 22 | 404 | 779 | 172.7 | 365.3 | 583.2 | 828.9 | 1107 | 1408 | 1724 | 2060 | 2406 | 2758 | 3105 | 3445 | 3773 | 4007 | 4128 | 4213 | 4285 | 4348 | 4405 | 4462 | 53584.1
780 | 24 | 24 | 28 | 30 | 34 | 36 | 32 | 26 | 19 | 18 | 16 | 16 | 16 | 18 | 20 | 23 | 24 | 22 | 20 | 20 | 466 | 780 | 168.8 | 359.6 | 576.6 | 823.8 | 1101 | 1406 | 1729 | 2070 | 2425 | 2786 | 3147 | 3506 | 3855 | 4117 | 4262 | 4364 | 4452 | 4536 | 4615 | 4692 | 54991.8
781 | 32 | 34 | 34 | 36 | 33 | 34 | 26 | 24 | 24 | 25 | 27 | 21 | 26 | 28 | 31 | 31 | 32 | 30 | 29 | 30 | 587 | 781 | 179.5 | 379 | 603 | 856.1 | 1142 | 1456 | 1788 | 2138 | 2502 | 2871 | 3243 | 3607 | 3963 | 4236 | 4383 | 4477 | 4556 | 4627 | 4694 | 4753 | 56453.6
782 | 26 | 27 | 23 | 18 | 17 | 19 | 20 | 23 | 27 | 31 | 28 | 26 | 22 | 20 | 21 | 24 | 28 | 28 | 25 | 21 | 474 | 782 | 167.8 | 358.3 | 577.5 | 824.7 | 1101 | 1399 | 1718 | 2048 | 2390 | 2736 | 3079 | 3414 | 3741 | 3976 | 4091 | 4164 | 4224 | 4278 | 4327 | 4375 | 52989.3
783 | 24 | 23 | 28 | 34 | 41 | 39 | 33 | 24 | 20 | 18 | 20 | 17 | 19 | 19 | 23 | 21 | 20 | 18 | 19 | 17 | 477 | 783 | 152.5 | 338.6 | 553.8 | 798.2 | 1074 | 1376 | 1696 | 2023 | 2360 | 2702 | 3034 | 3356 | 3669 | 3892 | 3994 | 4051 | 4090 | 4126 | 4159 | 4191 | 51636.1
784 | 34 | 35 | 35 | 35 | 30 | 26 | 23 | 23 | 20 | 19 | 21 | 22 | 22 | 18 | 15 | 10 | 11 | 14 | 19 | 24 | 456 | 784 | 178.5 | 377.5 | 600.2 | 853 | 1139 | 1453 | 1788 | 2135 | 2495 | 2860 | 3223 | 3579 | 3928 | 4185 | 4324 | 4416 | 4494 | 4569 | 4640 | 4710 | 55947.2
785 | 37 | 36 | 40 | 43 | 45 | 41 | 34 | 32 | 33 | 36 | 35 | 31 | 28 | 29 | 29 | 28 | 29 | 30 | 31 | 30 | 677 | 785 | 176.7 | 373.1 | 599.3 | 853.6 | 1141 | 1453 | 1783 | 2127 | 2485 | 2847 | 3208 | 3562 | 3904 | 4155 | 4284 | 4370 | 4440 | 4505 | 4564 | 4620 | 55450.7
786 | 27 | 28 | 32 | 34 | 32 | 23 | 17 | 13 | 12 | 12 | 14 | 17 | 18 | 17 | 15 | 14 | 14 | 14 | 20 | 21 | 394 | 786 | 175.7 | 368.1 | 586.1 | 833.4 | 1114 | 1420 | 1742 | 2082 | 2434 | 2790 | 3149 | 3501 | 3843 | 4096 | 4236 | 4333 | 4419 | 4497 | 4572 | 4645 | 54836.3
787 | 38 | 36 | 39 | 40 | 42 | 38 | 29 | 20 | 16 | 18 | 20 | 21 | 21 | 21 | 21 | 22 | 20 | 18 | 17 | 20 | 517 | 787 | 172.1 | 362.2 | 579.1 | 823.5 | 1102 | 1404 | 1716 | 2038 | 2369 | 2703 | 3032 | 3354 | 3664 | 3876 | 3986 | 4066 | 4130 | 4183 | 4232 | 4278 | 52069.9
788 | 27 | 30 | 29 | 25 | 19 | 15 | 14 | 12 | 9 | 7 | 8 | 9 | 13 | 15 | 16 | 13 | 13 | 13 | 14 | 16 | 317 | 788 | 151.1 | 335.8 | 551.3 | 793.9 | 1073 | 1377 | 1701 | 2037 | 2383 | 2735 | 3083 | 3425 | 3763 | 4010 | 4143 | 4234 | 4309 | 4378 | 4443 | 4508 | 53434.1
789 | 29 | 30 | 29 | 24 | 18 | 17 | 20 | 25 | 20 | 12 | 6 | 11 | 17 | 17 | 16 | 14 | 16 | 13 | 11 | 11 | 356 | 789 | 171.4 | 362.8 | 577.8 | 820.1 | 1093 | 1392 | 1705 | 2030 | 2361 | 2699 | 3014 | 3332 | 3645 | 3864 | 3972 | 4048 | 4111 | 4165 | 4213 | 4261 | 51837.1
790 | 34 | 35 | 34 | 34 | 24 | 14 | 12 | 16 | 25 | 23 | 26 | 18 | 16 | 11 | 11 | 10 | 10 | 10 | 12 | 14 | 389 | 790 | 174.7 | 369.6 | 590.3 | 839.4 | 1114 | 1413 | 1727 | 2050 | 2392 | 2732 | 3071 | 3407 | 3739 | 3981 | 4108 | 4193 | 4263 | 4326 | 4385 | 4444 | 53319
791 | 32 | 30 | 27 | 23 | 15 | 10 | 7 | 9 | 11 | 9 | 9 | 10 | 10 | 10 | 8 | 12 | 12 | 14 | 11 | 10 | 279 | 791 | 173 | 365.6 | 583.9 | 828.5 | 1100 | 1387 | 1700 | 2029 | 2371 | 2714 | 3056 | 3392 | 3718 | 3952 | 4072 | 4158 | 4229 | 4292 | 4351 | 4410 | 52882
792 | 12 | 6 | 6 | 5 | 5 | 3 | 1 | 6 | 16 | 21 | 21 | 16 | 13 | 14 | 14 | 15 | 17 | 21 | 21 | 23 | 256 | 792 | 167.8 | 342.3 | 542.6 | 771 | 1030 | 1315 | 1616 | 1932 | 2271 | 2620 | 2968 | 3315 | 3650 | 3897 | 4017 | 4095 | 4151 | 4200 | 4247 | 4297 | 51444.7
793 | 40 | 33 | 27 | 18 | 15 | 14 | 13 | 13 | 14 | 14 | 11 | 8 | 8 | 7 | 6 | 5 | 6 | 5 | 6 | 5 | 268 | 793 | 168.8 | 360.5 | 577.8 | 822.3 | 1098 | 1399 | 1715 | 2037 | 2369 | 2705 | 3035 | 3360 | 3670 | 3883 | 3988 | 4062 | 4123 | 4174 | 4222 | 4266 | 52035.4
794 | 22 | 28 | 25 | 23 | 20 | 20 | 19 | 13 | 16 | 21 | 25 | 24 | 21 | 20 | 18 | 17 | 19 | 20 | 23 | 25 | 419 | 794 | 151.8 | 333.3 | 547.9 | 790.5 | 1065 | 1368 | 1686 | 2016 | 2358 | 2701 | 3041 | 3377 | 3703 | 3941 | 4060 | 4139 | 4200 | 4255 | 4304 | 4353 | 52390.5
795 | 29 | 23 | 19 | 13 | 14 | 13 | 12 | 10 | 11 | 13 | 12 | 10 | 10 | 11 | 11 | 8 | 13 | 15 | 18 | 14 | 279 | 795 | 168 | 359.3 | 578.3 | 821.6 | 1097 | 1398 | 1715 | 2045 | 2384 | 2727 | 3060 | 3390 | 3712 | 3937 | 4048 | 4126 | 4190 | 4246 | 4296 | 4345 | 52643.2
796 | 36 | 29 | 30 | 27 | 31 | 27 | 20 | 13 | 11 | 12 | 12 | 11 | 10 | 9 | 8 | 8 | 9 | 12 | 12 | 11 | 338 | 796 | 166.8 | 357.4 | 574.8 | 818.7 | 1091 | 1390 | 1706 | 2035 | 2376 | 2719 | 3058 | 3393 | 3721 | 3957 | 4079 | 4163 | 4235 | 4303 | 4365 | 4428 | 52936.7
797 | 18 | 19 | 21 | 22 | 19 | 14 | 11 | 9 | 8 | 6 | 4 | 3 | 2 | 3 | 2 | 2 | 3 | 5 | 7 | 7 | 185 | 797 | 170.4 | 359.4 | 571.1 | 811.6 | 1076 | 1368 | 1678 | 1999 | 2334 | 2667 | 3001 | 3329 | 3644 | 3868 | 3984 | 4064 | 4132 | 4193 | 4249 | 4305 | 51803.5
798 | 36 | 36 | 33 | 27 | 19 | 13 | 11 | 11 | 12 | 13 | 14 | 13 | 11 | 13 | 17 | 21 | 22 | 18 | 14 | 13 | 367 | 798 | 166.1 | 354.5 | 570.8 | 812.2 | 1088 | 1388 | 1702 | 2027 | 2368 | 2713 | 3052 | 3384 | 3709 | 3940 | 4062 | 4150 | 4226 | 4296 | 4361 | 4426 | 52795.6
799 | 37 | 35 | 31 | 31 | 29 | 28 | 23 | 21 | 21 | 22 | 20 | 20 | 18 | 18 | 20 | 20 | 23 | 20 | 17 | 11 | 465 | 799 | 175.5 | 372.5 | 596.6 | 849.1 | 1133 | 1440 | 1761 | 2098 | 2447 | 2799 | 3149 | 3492 | 3822 | 4063 | 4184 | 4266 | 4336 | 4399 | 4455 | 4510 | 54347.7
800 | 41 | 43 | 42 | 38 | 32 | 27 | 23 | 20 | 16 | 12 | 7 | 3 | 3 | 4 | 13 | 19 | 23 | 21 | 20 | 18 | 425 | 800 | 174.7 | 371.1 | 592.9 | 838.1 | 1113 | 1419 | 1743 | 2081 | 2427 | 2778 | 3123 | 3463 | 3797 | 4033 | 4156 | 4240 | 4309 | 4370 | 4425 | 4478 | 53931.8
Grand Total | 25229 | 24765 | 23954 | 22344 | 20588 | 18480 | 16541 | 14957 | 14343 | 14033 | 13495 | 12764 | 12142 | 11885 | 11913 | 11992 | 12125 | 12277 | 12572 | 12935 | 319334 | Grand Total | 136359.1 | 289559.5 | 463925.5 | 660459.2 | 881595.2 | 1122959 | 1377487 | 1641797 | 1915131 | 2191422 | 2465148 | 2733904 | 2994662 | 3182034 | 3277403 | 3342676 | 3396797 | 3444888 | 3488877 | 3531949 | 42539032.5
111(d)_Emissions (3-yr Avg. MMTE)
| 2016 | 2017 | 2018 | 2019 | 2020 | 2021 | 2022 | 2023 | 2024 | 2025 | 2026 | 2027 | 2028 | 2029 | 2030 | 2031 | 2032 | 2033 | 2034 | 2035 |  | Conservation Developmenmt | 2016 | 2017 | 2018 | 2019 | 2020 | 2021 | 2022 | 2023 | 2024 | 2025 | 2026 | 2027 | 2028 | 2029 | 2030 | 2031 | 2032 | 2033 | 2034 | 2035
10% Percentile | 20 | 20 | 19 | 17 | 13 | 11 | 10 | 9 | 9 | 9 | 8 | 8 | 8 | 7 | 7 | 7 | 7 | 7 | 7 | 7 |  | 10% Percentile | 165.5 | 352.6 | 565.37 | 804.4 | 1073.9 | 1368 | 1676 | 1996 | 2325.9 | 2656 | 2984 | 3305 | 3615.8 | 3828.9 | 3934 | 4001.9 | 4058.7 | 4104.7 | 4139.7 | 4180.7
First Quartile | 25.75 | 26 | 25 | 22 | 19 | 16 | 13 | 12 | 12 | 12 | 11 | 11 | 10 | 10 | 10 | 10 | 10 | 10 | 10 | 10 |  | First Quartile | 167.9 | 357.8 | 573.6 | 816.275 | 1088 | 1385 | 1698 | 2021 | 2355 | 2692 | 3025 | 3353 | 3668.75 | 3890.75 | 4001.75 | 4078 | 4140 | 4195.75 | 4250 | 4301
Median | 32 | 32 | 31 | 28 | 26 | 23 | 20.5 | 18 | 17 | 16 | 16 | 15 | 15 | 14 | 15 | 14 | 15 | 15 | 15 | 16 |  | Median | 171.4 | 362.85 | 581.1 | 826.75 | 1103 | 1405 | 1723 | 2053 | 2393.5 | 2740 | 3083 | 3419 | 3745 | 3977.5 | 4098 | 4181 | 4249 | 4310 | 4365 | 4420.5
Third Quartile | 38 | 37 | 36 | 34 | 33 | 30 | 27 | 25 | 24 | 23 | 22 | 21 | 20 | 19 | 20 | 20 | 20 | 20 | 21 | 22 |  | Third Quartile | 175 | 369.2 | 589.4 | 838 | 1118 | 1426 | 1750 | 2085 | 2434 | 2787 | 3136 | 3480 | 3815.25 | 4059.25 | 4184.25 | 4272.25 | 4346 | 4412.5 | 4475 | 4534.25
90% Percentile | 42 | 41 | 40 | 39 | 38 | 36 | 33 | 30 | 28 | 28 | 27 | 25 | 24 | 24 | 24 | 24 | 25 | 25 | 26 | 26 |  | 90% Percentile | 177.4 | 374 | 597.1 | 848.52 | 1132.1 | 1443 | 1773 | 2114 | 2467 | 2829 | 3187.1 | 3540 | 3882.2 | 4140.1 | 4273.1 | 4365.1 | 4443 | 4514 | 4575 | 4637.3
Average | 31.5362 | 30.9563 | 29.9425 | 27.93 | 25.735 | 23.1 | 20.6762 | 18.6962 | 17.9288 | 17.5413 | 16.8687 | 15.955 | 15.1775 | 14.8562 | 14.8912 | 14.99 | 15.1562 | 15.3462 | 15.715 | 16.1687 |  | Average | 170.4489 | 361.9494 | 579.9069 | 825.574 | 1101.994 | 1403.6988 | 1721.8588 | 2052.2463 | 2393.9138 | 2739.2775 | 3081.435 | 3417.38 | 3743.3275 | 3977.5425 | 4096.7537 | 4178.345 | 4245.9963 | 4306.11 | 4361.0962 | 4414.9362
[21 empty] | 2030 | [21 empty] | 2030
10% Percentile | 20 | 20 | 19 | 17 | 13 | 11 | 10 | 9 | 9 | 9 | 8 | 8 | 8 | 7 | 7 | 7 | 7 | 7 | 7 | 7 | -13 | 10% Percentile | 165.5 | 352.6 | 565.37 | 804.4 | 1073.9 | 1368 | 1676 | 1996 | 2325.9 | 2656 | 2984 | 3305 | 3615.8 | 3828.9 | 3934 | 4001.9 | 4058.7 | 4104.7 | 4139.7 | 4180.7 | 3768.5
20% Percentile | 24 | 24 | 23.8 | 20 | 17 | 14 | 12 | 11 | 11 | 11 | 10 | 10 | 9 | 9 | 9 | 9 | 9 | 9 | 9 | 9 | -15 | 20% Percentile | 167.2 | 356.48 | 571.8 | 813.7 | 1084 | 1380 | 1692 | 2014.8 | 2347 | 2685 | 3015.8 | 3340.8 | 3652.8 | 3874 | 3982.8 | 4060 | 4121.4 | 4176 | 4225 | 4274.6 | 3815.6
30% Percentile | 27 | 28 | 26 | 24 | 20 | 17 | 15 | 13 | 13 | 12 | 12 | 11 | 11 | 11 | 11 | 11 | 11 | 11 | 11 | 11 | -16 | 30% Percentile | 168.5 | 358.8 | 575.3 | 818.67 | 1092 | 1389 | 1702 | 2027.7 | 2363 | 2702 | 3036 | 3364 | 3680.7 | 3907 | 4021.7 | 4100.7 | 4163.7 | 4220 | 4270 | 4320 | 3853.2
40% Percentile | 30 | 30 | 28 | 26 | 23 | 20 | 18 | 15.6 | 15 | 14 | 14 | 13 | 13 | 13 | 12 | 13 | 12.6 | 13 | 13 | 13 | -18 | 40% Percentile | 170.1 | 360.9 | 578.2 | 822.56 | 1097 | 1397 | 1712 | 2040 | 2379 | 2722 | 3061 | 3393 | 3715 | 3943.6 | 4060 | 4139 | 4206 | 4266.2 | 4322.6 | 4375.6 | 3889.9
50% Percentile | 32 | 32 | 31 | 28 | 26 | 23 | 20.5 | 18 | 17 | 16 | 16 | 15 | 15 | 14 | 15 | 14 | 15 | 15 | 15 | 16 | -17 | 50% Percentile | 171.4 | 362.85 | 581.1 | 826.75 | 1103 | 1405 | 1723 | 2053 | 2393.5 | 2740 | 3083 | 3419 | 3745 | 3977.5 | 4098 | 4181 | 4249 | 4310 | 4365 | 4420.5 | 3926.6
60% Percentile | 35 | 34 | 32 | 31 | 28.4 | 26 | 23 | 21 | 19.4 | 19 | 18 | 17 | 16 | 16 | 17 | 16 | 17 | 16.4 | 17.4 | 18 | -18 | 60% Percentile | 172.4 | 365.3 | 584.04 | 831.48 | 1109 | 1411 | 1731.4 | 2064 | 2408 | 2755 | 3100 | 3440.4 | 3770.4 | 4010.4 | 4133.4 | 4217.4 | 4288 | 4351 | 4407 | 4462.4 | 3961
70% Percentile | 37 | 36 | 34 | 33 | 32 | 29 | 26 | 24 | 22 | 22 | 21 | 20 | 19 | 18 | 19 | 19 | 19 | 19 | 20 | 21 | -18 | 70% Percentile | 174.1 | 367.5 | 587.7 | 835.6 | 1115 | 1421 | 1743 | 2077 | 2424 | 2775.3 | 3123 | 3465.3 | 3798 | 4040.3 | 4166 | 4252.6 | 4326 | 4393 | 4455 | 4513.3 | 3991.9
80% Percentile | 40 | 38 | 37 | 35 | 34 | 32 | 29 | 26 | 25 | 24.2 | 23 | 22 | 21 | 20 | 21 | 21 | 22 | 22 | 22 | 23 | -19 | 80% Percentile | 176 | 370.5 | 591.4 | 841.1 | 1122.2 | 1430 | 1755 | 2093.2 | 2443.2 | 2797.2 | 3150 | 3499 | 3837 | 4082.4 | 4213.2 | 4300.2 | 4375.2 | 4441.2 | 4502.2 | 4559.2 | 4037.2
90% Percentile | 42 | 41 | 40 | 39 | 38 | 36 | 33 | 30 | 28 | 28 | 27 | 25 | 24 | 24 | 24 | 24 | 25 | 25 | 26 | 26 | -18 | 90% Percentile | 177.4 | 374 | 597.1 | 848.52 | 1132.1 | 1443 | 1773 | 2114 | 2467 | 2829 | 3187.1 | 3540 | 3882.2 | 4140.1 | 4273.1 | 4365.1 | 4443 | 4514 | 4575 | 4637.3 | 4095.7
100% Percentile | 48 | 47 | 47 | 46 | 46 | 44 | 42 | 39 | 37 | 37 | 37 | 34 | 32 | 32 | 33 | 33 | 34 | 36 | 37 | 39 | -15 | 100% Percentile | 184.4 | 389.5 | 621.7 | 879 | 1170 | 1489 | 1826 | 2181 | 2554 | 2936 | 3318 | 3695 | 4065 | 4353 | 4511 | 4619 | 4712 | 4800 | 4882 | 4955 | 4326.6
Minimum | 0 | 1 | 1 | 1 | 1 | 2 | 1 | 0 | 0 | 0 | 0 | 1 | 0 | 0 | 0 | 0 | 0 | 0 | 0 | 0 |  | Minimum | 148.7 | 318.4 | 513.2 | 739.2 | 994.7 | 1268 | 1554 | 1854 | 2163 | 2479 | 2804 | 3121 | 3411 | 3596 | 3670 | 3731 | 3773 | 3798 | 3819 | 3835
Maximum | 48 | 47 | 47 | 46 | 46 | 44 | 42 | 39 | 37 | 37 | 37 | 34 | 32 | 32 | 33 | 33 | 34 | 36 | 37 | 39 |  | Maximum | 184.4 | 389.5 | 621.7 | 879 | 1170 | 1489 | 1826 | 2181 | 2554 | 2936 | 3318 | 3695 | 4065 | 4353 | 4511 | 4619 | 4712 | 4800 | 4882 | 4955

## RPM Rev. Req. per MWh w Penalty
These include penalties.
Scenario 1A - No Uncertainty, No Carbon Cost | 2016 | 2017 | 2018 | 2019 | 2020 | 2021 | 2022 | 2023 | 2024 | 2025 | 2026 | 2027 | 2028 | 2029 | 2030 | 2031 | 2032 | 2033 | 2034 | 2035
Average Revenue Requirement/MWh (2012$) | 73.21 | 76.7 | 83.74 | 73.09 | 73.43 | 73.9 | 74.43 | 74.83 | 75.25 | 75.59 | 76.06 | 76.82 | 77.3 | 77.48 | 77.43 | 77.26 | 77.02 | 76.84 | 76.66 | 76.69
Scenario 1B - Existing Policy, No Carbon Risk
Revenue Requirements ($/MWH) | 2016 | 2017 | 2018 | 2019 | 2020 | 2021 | 2022 | 2023 | 2024 | 2025 | 2026 | 2027 | 2028 | 2029 | 2030 | 2031 | 2032 | 2033 | 2034 | 2035
10% Percentile | 70 | 72.228 | 71.48 | 70.737 | 70.699 | 71.518 | 71.717 | 71.89 | 72.4 | 72.797 | 73.729 | 74.395 | 74.897 | 75.119 | 74.778 | 75 | 75.079 | 74.709 | 74.579 | 74.67
First Quartile | 71.07 | 73.835 | 73.81 | 72.2 | 72.0675 | 73.09 | 73.3025 | 73.62 | 74.12 | 74.7675 | 75.4675 | 76.1325 | 76.8325 | 77.34 | 77.2975 | 77.47 | 77.26 | 77.0275 | 77.0675 | 77.015
Median | 72.96 | 76.43 | 76.965 | 74.265 | 73.995 | 75.31 | 75.385 | 75.955 | 76.57 | 77.18 | 78.26 | 78.62 | 79.68 | 80.12 | 80.065 | 80.32 | 80.345 | 80.35 | 80.395 | 80.215
Third Quartile | 75.5325 | 79.8125 | 80.07 | 77.135 | 76.88 | 78.2525 | 78.1925 | 78.9725 | 79.5475 | 79.94 | 81.2525 | 82.41 | 83.19 | 83.3575 | 84.125 | 84.11 | 83.99 | 84.29 | 84.09 | 84.6825
90% Percentile | 77.453 | 82.7 | 82.711 | 79.841 | 79.372 | 80.883 | 81.05 | 81.114 | 81.985 | 83.081 | 84.722 | 85.462 | 86.381 | 86.524 | 87.313 | 87.565 | 87.634 | 88.434 | 88.131 | 88.475
Average | 73.3703 | 77.0863 | 77.065 | 74.9022 | 74.6222 | 75.8293 | 75.8659 | 76.2819 | 76.9207 | 77.5213 | 78.8863 | 79.5254 | 80.3634 | 80.5708 | 80.8808 | 81.1245 | 81.012 | 81.0543 | 80.9243 | 81.2307
10% Percentile | 70 | 72.228 | 71.48 | 70.737 | 70.699 | 71.518 | 71.717 | 71.89 | 72.4 | 72.797 | 73.729 | 74.395 | 74.897 | 75.119 | 74.778 | 75 | 75.079 | 74.709 | 74.579 | 74.67
20% Percentile | 70.71 | 73.238 | 73.072 | 71.758 | 71.604 | 72.65 | 72.748 | 73.09 | 73.67 | 74.21 | 74.908 | 75.576 | 76.42 | 76.61 | 76.39 | 76.84 | 76.706 | 76.258 | 76.116 | 76.348
30% Percentile | 71.447 | 74.37 | 74.547 | 72.634 | 72.52 | 73.54 | 73.64 | 74.097 | 74.571 | 75.321 | 75.897 | 76.641 | 77.34 | 77.777 | 77.85 | 78.024 | 77.797 | 77.59 | 77.617 | 77.604
40% Percentile | 72.2 | 75.456 | 75.756 | 73.426 | 73.278 | 74.436 | 74.41 | 74.922 | 75.508 | 76.27 | 77.016 | 77.666 | 78.462 | 78.826 | 79.196 | 79.176 | 79.058 | 78.86 | 78.882 | 78.902
50% Percentile | 72.96 | 76.43 | 76.965 | 74.265 | 73.995 | 75.31 | 75.385 | 75.955 | 76.57 | 77.18 | 78.26 | 78.62 | 79.68 | 80.12 | 80.065 | 80.32 | 80.345 | 80.35 | 80.395 | 80.215
60% Percentile | 73.864 | 77.71 | 78.11 | 75.254 | 74.928 | 76.324 | 76.474 | 76.794 | 77.658 | 78.104 | 79.478 | 79.96 | 80.884 | 81.534 | 81.408 | 81.888 | 81.77 | 81.97 | 81.864 | 82.044
70% Percentile | 74.83 | 79.025 | 79.483 | 76.43 | 76.253 | 77.72 | 77.603 | 78.153 | 78.763 | 79.046 | 80.67 | 81.602 | 82.373 | 82.93 | 83.293 | 83.279 | 83.355 | 83.546 | 83.26 | 84.03
80% Percentile | 75.852 | 80.758 | 80.75 | 77.836 | 77.46 | 78.806 | 78.84 | 79.54 | 80.3 | 80.834 | 82.282 | 83.13 | 83.932 | 84.398 | 85.054 | 85.324 | 85.08 | 85.17 | 85.348 | 85.884
90% Percentile | 77.453 | 82.7 | 82.711 | 79.841 | 79.372 | 80.883 | 81.05 | 81.114 | 81.985 | 83.081 | 84.722 | 85.462 | 86.381 | 86.524 | 87.313 | 87.565 | 87.634 | 88.434 | 88.131 | 88.475
100% Percentile | 80.98 | 93.43 | 87.79 | 89.57 | 94.68 | 88.29 | 89 | 89.08 | 92.96 | 89.59 | 108.5 | 120 | 131.3 | 97.01 | 123.6 | 128.6 | 114.2 | 122.7 | 121 | 113.6
Scenario 2B - Social Cost of Carbon (3% Discount Rate)
Revenue Requirements ($/MWH) | 2016 | 2017 | 2018 | 2019 | 2020 | 2021 | 2022 | 2023 | 2024 | 2025 | 2026 | 2027 | 2028 | 2029 | 2030 | 2031 | 2032 | 2033 | 2034 | 2035
10% Percentile | 72.912 | 73.287 | 73.828 | 74 | 74.064 | 74.893 | 75.496 | 75.74 | 76.528 | 76.889 | 77.519 | 78.269 | 79.107 | 79.629 | 80.003 | 80.019 | 80.519 | 80.35 | 80.369 | 81.107
First Quartile | 75.5625 | 76.7925 | 77.15 | 77.01 | 77.53 | 77.895 | 78.2825 | 79.0725 | 79.645 | 80.12 | 80.89 | 81.61 | 82.7975 | 83.225 | 83.4375 | 84.1775 | 84.1575 | 84.1875 | 84.3975 | 84.9775
Median | 79.38 | 80.95 | 81.545 | 80.975 | 81.615 | 81.99 | 82.63 | 83.14 | 84 | 84.545 | 85.47 | 86.455 | 87.405 | 87.97 | 88.335 | 88.99 | 89.335 | 89.7 | 89.97 | 90.455
Third Quartile | 84.4375 | 86.7725 | 86.8925 | 86.215 | 87.5 | 88.11 | 88.3725 | 89.3225 | 90.2475 | 90.48 | 91.56 | 92.91 | 93.89 | 94.715 | 95.415 | 95.91 | 95.9225 | 96.8925 | 97.3925 | 98.4125
90% Percentile | 88.124 | 90.624 | 91.557 | 91.058 | 92.312 | 92.513 | 93.61 | 93.664 | 94.832 | 96.419 | 97.517 | 98.329 | 99.29 | 99.656 | 101.3 | 102.21 | 102.22 | 103.41 | 103.11 | 104.7
Average | 80.0011 | 81.7542 | 82.127 | 81.7586 | 82.4372 | 82.9408 | 83.5302 | 84.1782 | 84.9435 | 85.5407 | 86.4409 | 87.5202 | 88.3929 | 88.9932 | 89.6462 | 90.2062 | 90.48 | 90.9668 | 91.143 | 91.8668
10% Percentile | 72.912 | 73.287 | 73.828 | 74 | 74.064 | 74.893 | 75.496 | 75.74 | 76.528 | 76.889 | 77.519 | 78.269 | 79.107 | 79.629 | 80.003 | 80.019 | 80.519 | 80.35 | 80.369 | 81.107
20% Percentile | 74.596 | 75.828 | 76.24 | 75.85 | 76.26 | 76.696 | 77.262 | 77.876 | 78.446 | 78.88 | 79.928 | 80.626 | 81.584 | 82.228 | 82.506 | 83.068 | 83.188 | 83.264 | 83.384 | 83.84
30% Percentile | 76.28 | 77.577 | 77.977 | 77.714 | 78.377 | 78.827 | 79.057 | 79.975 | 80.624 | 81.207 | 81.77 | 82.481 | 83.59 | 84.156 | 84.237 | 85.11 | 85.118 | 85.27 | 85.344 | 86.414
40% Percentile | 77.798 | 79.102 | 79.736 | 79.096 | 79.742 | 80.272 | 80.898 | 81.486 | 82.27 | 82.826 | 83.346 | 84.31 | 85.036 | 85.99 | 86.2 | 86.702 | 87.2 | 87.256 | 87.706 | 88.302
50% Percentile | 79.38 | 80.95 | 81.545 | 80.975 | 81.615 | 81.99 | 82.63 | 83.14 | 84 | 84.545 | 85.47 | 86.455 | 87.405 | 87.97 | 88.335 | 88.99 | 89.335 | 89.7 | 89.97 | 90.455
60% Percentile | 81.226 | 83.068 | 83.364 | 83.082 | 83.584 | 83.954 | 84.554 | 85.308 | 85.892 | 86.716 | 87.84 | 88.812 | 89.414 | 90.494 | 90.784 | 91.842 | 91.512 | 92.188 | 92.534 | 93.016
70% Percentile | 83.278 | 85.742 | 85.599 | 84.947 | 86.133 | 86.405 | 87.083 | 88.059 | 88.763 | 89.013 | 90.013 | 91.543 | 92.54 | 93.475 | 93.823 | 94.356 | 94.365 | 95.403 | 95.583 | 96.318
80% Percentile | 85.332 | 88.112 | 88.308 | 87.762 | 88.454 | 89.284 | 89.502 | 90.466 | 91.466 | 92.08 | 93.106 | 94.55 | 95.21 | 96.122 | 97.106 | 97.31 | 97.792 | 98.864 | 98.908 | 100.1
90% Percentile | 88.124 | 90.624 | 91.557 | 91.058 | 92.312 | 92.513 | 93.61 | 93.664 | 94.832 | 96.419 | 97.517 | 98.329 | 99.29 | 99.656 | 101.3 | 102.21 | 102.22 | 103.41 | 103.11 | 104.7
100% Percentile | 94.84 | 100.1 | 99.96 | 100.1 | 108.8 | 101.9 | 100.7 | 105.2 | 103.2 | 104.8 | 106.7 | 112 | 130.1 | 114 | 129.6 | 133.7 | 121 | 127.8 | 129.3 | 120.9
Scenario 2C - Carbon Risk
Revenue Requirements ($/MWH) | 2016 | 2017 | 2018 | 2019 | 2020 | 2021 | 2022 | 2023 | 2024 | 2025 | 2026 | 2027 | 2028 | 2029 | 2030 | 2031 | 2032 | 2033 | 2034 | 2035
10% Percentile | 69.848 | 70.586 | 71.237 | 71.149 | 71.698 | 72.769 | 73.43 | 73.59 | 74.898 | 75.268 | 75.999 | 76.913 | 78.214 | 78.018 | 78.33 | 78.609 | 78.557 | 78.294 | 78.509 | 78.75
First Quartile | 70.91 | 72.485 | 73.1475 | 73.105 | 73.925 | 74.7325 | 75.635 | 76.76 | 77.3525 | 78.1575 | 78.8075 | 79.675 | 80.635 | 81.355 | 81.3725 | 81.83 | 81.7275 | 81.84 | 81.72 | 82.2575
Median | 72.815 | 75.65 | 76.57 | 75.87 | 77.055 | 78.195 | 79.545 | 80.305 | 81.225 | 82.255 | 83.01 | 83.895 | 84.815 | 85.955 | 86.2 | 86.81 | 87.195 | 87.215 | 87.445 | 88
Third Quartile | 75.32 | 78.74 | 79.94 | 79.825 | 81.31 | 83.3025 | 84.54 | 85.985 | 86.77 | 87.81 | 89.1025 | 91.0475 | 91.68 | 92.0525 | 92.57 | 93.935 | 93.35 | 94.635 | 94.37 | 94.9975
90% Percentile | 77.324 | 82.628 | 83.371 | 84.727 | 87.891 | 90.691 | 90.227 | 92.681 | 94.039 | 94.938 | 95.886 | 97.772 | 98.641 | 98.503 | 99.911 | 101.41 | 101.22 | 102.11 | 102.61 | 103.8
Average | 73.2263 | 76.053 | 77.0177 | 77.0352 | 78.4786 | 80.0225 | 80.9497 | 81.969 | 82.9566 | 83.8344 | 84.8796 | 86.1047 | 86.837 | 87.4013 | 87.8399 | 88.5539 | 88.7206 | 89.1101 | 89.1028 | 89.6667
10% Percentile | 69.848 | 70.586 | 71.237 | 71.149 | 71.698 | 72.769 | 73.43 | 73.59 | 74.898 | 75.268 | 75.999 | 76.913 | 78.214 | 78.018 | 78.33 | 78.609 | 78.557 | 78.294 | 78.509 | 78.75
20% Percentile | 70.538 | 71.81 | 72.546 | 72.578 | 73.318 | 74.308 | 74.818 | 75.882 | 76.498 | 77.304 | 78.098 | 78.89 | 79.758 | 80.456 | 80.57 | 80.732 | 80.748 | 80.974 | 81.13 | 81.042
30% Percentile | 71.337 | 73 | 73.77 | 73.628 | 74.35 | 75.457 | 76.294 | 77.391 | 77.976 | 78.848 | 79.52 | 80.454 | 81.35 | 82.404 | 82.381 | 82.815 | 82.761 | 83.067 | 82.594 | 83.427
40% Percentile | 72.04 | 74.38 | 75.204 | 74.672 | 75.606 | 76.85 | 77.686 | 78.836 | 79.512 | 80.68 | 81.302 | 81.988 | 83.112 | 84.03 | 84.094 | 84.582 | 85.14 | 85.35 | 84.86 | 85.836
50% Percentile | 72.815 | 75.65 | 76.57 | 75.87 | 77.055 | 78.195 | 79.545 | 80.305 | 81.225 | 82.255 | 83.01 | 83.895 | 84.815 | 85.955 | 86.2 | 86.81 | 87.195 | 87.215 | 87.445 | 88
60% Percentile | 73.594 | 76.788 | 77.914 | 77.144 | 78.594 | 79.616 | 81.374 | 82.186 | 83.394 | 84.11 | 85.348 | 86.184 | 87.114 | 88.294 | 88.436 | 88.986 | 89.434 | 90.07 | 90.262 | 90.314
70% Percentile | 74.843 | 78.003 | 79.259 | 78.722 | 80.248 | 82.015 | 83.08 | 84.266 | 85.586 | 86.426 | 87.58 | 88.953 | 89.783 | 90.843 | 91.143 | 92.093 | 92.083 | 92.689 | 92.683 | 93.369
80% Percentile | 75.764 | 79.71 | 80.968 | 80.916 | 82.64 | 85.522 | 86.328 | 87.462 | 88.706 | 89.594 | 90.942 | 93.142 | 93.274 | 93.85 | 94.05 | 95.536 | 96 | 96.998 | 96.076 | 96.652
90% Percentile | 77.324 | 82.628 | 83.371 | 84.727 | 87.891 | 90.691 | 90.227 | 92.681 | 94.039 | 94.938 | 95.886 | 97.772 | 98.641 | 98.503 | 99.911 | 101.41 | 101.22 | 102.11 | 102.61 | 103.8
100% Percentile | 81.21 | 90.63 | 95.13 | 100.1 | 109.8 | 111.6 | 111.3 | 111.8 | 113.8 | 112.4 | 113.9 | 123 | 132.8 | 120.5 | 130.1 | 133.4 | 120.9 | 128.1 | 129.6 | 128.2
Scenario 3A - Maximum CO2 Reduction, Existing Technology
Revenue Requirements ($/MWH) | 2016 | 2017 | 2018 | 2019 | 2020 | 2021 | 2022 | 2023 | 2024 | 2025 | 2026 | 2027 | 2028 | 2029 | 2030 | 2031 | 2032 | 2033 | 2034 | 2035
10% Percentile | 69.748 | 70.249 | 70.539 | 70.64 | 71.07 | 71.639 | 72.167 | 74.2 | 75.307 | 75.848 | 78.6 | 79.956 | 80.43 | 81.074 | 81.229 | 81.75 | 81.917 | 81.512 | 81.02 | 81.289
First Quartile | 70.795 | 71.615 | 72.19 | 72.01 | 72.4275 | 73.1775 | 73.79 | 75.6 | 76.6975 | 77.435 | 82.03 | 82.3875 | 82.4 | 83.225 | 83.51 | 84.2425 | 84.1675 | 83.595 | 83.8075 | 83.8775
Median | 72.63 | 74.08 | 74.51 | 73.91 | 74.305 | 75.175 | 75.91 | 77.635 | 78.7 | 79.45 | 86.505 | 87.155 | 85.635 | 86.185 | 86.295 | 87.24 | 87.31 | 87.425 | 87.105 | 87.215
Third Quartile | 75.22 | 77.4675 | 77.605 | 76.4475 | 77.165 | 78.2625 | 78.71 | 80.5425 | 81.6625 | 82.08 | 92.005 | 91.9525 | 90.385 | 90.405 | 91.2425 | 91.495 | 91.415 | 91.9275 | 91.6425 | 92.325
90% Percentile | 77.16 | 80.821 | 79.97 | 78.753 | 79.58 | 80.554 | 81.396 | 82.769 | 84.092 | 85.08 | 97.448 | 96.853 | 95.433 | 94.222 | 95.045 | 96.19 | 95.941 | 97.273 | 96.129 | 96.723
Average | 73.0893 | 74.8695 | 74.9951 | 74.3399 | 74.8919 | 75.7693 | 76.381 | 78.1589 | 79.2522 | 79.9402 | 87.4312 | 87.7713 | 86.8872 | 87.0283 | 87.5861 | 88.3793 | 88.2333 | 88.6302 | 87.9588 | 88.3923
10% Percentile | 69.748 | 70.249 | 70.539 | 70.64 | 71.07 | 71.639 | 72.167 | 74.2 | 75.307 | 75.848 | 78.6 | 79.956 | 80.43 | 81.074 | 81.229 | 81.75 | 81.917 | 81.512 | 81.02 | 81.289
20% Percentile | 70.41 | 71.208 | 71.714 | 71.524 | 72.008 | 72.784 | 73.282 | 75.158 | 76.298 | 76.938 | 80.938 | 81.72 | 81.834 | 82.59 | 82.838 | 83.516 | 83.566 | 83.14 | 82.958 | 83.208
30% Percentile | 71.134 | 71.997 | 72.59 | 72.357 | 72.927 | 73.584 | 74.27 | 76.057 | 77.15 | 77.817 | 83.095 | 83.277 | 82.981 | 83.75 | 84.15 | 84.837 | 84.744 | 84.301 | 84.377 | 84.624
40% Percentile | 71.928 | 73.036 | 73.486 | 73.15 | 73.632 | 74.35 | 74.95 | 76.846 | 77.806 | 78.65 | 84.622 | 85.004 | 84.21 | 84.894 | 85.252 | 86.094 | 85.932 | 85.822 | 85.78 | 85.88
50% Percentile | 72.63 | 74.08 | 74.51 | 73.91 | 74.305 | 75.175 | 75.91 | 77.635 | 78.7 | 79.45 | 86.505 | 87.155 | 85.635 | 86.185 | 86.295 | 87.24 | 87.31 | 87.425 | 87.105 | 87.215
60% Percentile | 73.554 | 75.35 | 75.726 | 74.704 | 75.252 | 76.108 | 76.994 | 78.594 | 79.69 | 80.41 | 88.732 | 88.722 | 87.374 | 87.75 | 88.028 | 88.974 | 88.644 | 89.03 | 88.602 | 88.838
70% Percentile | 74.616 | 76.71 | 76.98 | 75.79 | 76.502 | 77.353 | 78.11 | 79.893 | 80.94 | 81.393 | 90.844 | 90.472 | 89.33 | 89.56 | 90.06 | 90.775 | 90.126 | 90.751 | 90.403 | 91
80% Percentile | 75.582 | 78.51 | 78.282 | 77.302 | 77.682 | 78.864 | 79.38 | 81.226 | 82.22 | 82.846 | 93.542 | 93.39 | 91.55 | 91.41 | 92.452 | 92.662 | 92.804 | 93.244 | 92.882 | 93.532
90% Percentile | 77.16 | 80.821 | 79.97 | 78.753 | 79.58 | 80.554 | 81.396 | 82.769 | 84.092 | 85.08 | 97.448 | 96.853 | 95.433 | 94.222 | 95.045 | 96.19 | 95.941 | 97.273 | 96.129 | 96.723
100% Percentile | 80.72 | 88.8 | 86.26 | 85.25 | 93.89 | 97.04 | 86.12 | 90.37 | 95.11 | 92.78 | 113.2 | 112 | 112.5 | 109.7 | 128.2 | 132.7 | 117.4 | 162.9 | 125.4 | 117.6
Scenario 4A - Unplanned Loss of Major Non-GHG Emitting Repsource
Revenue Requirements ($/MWH) | 2016 | 2017 | 2018 | 2019 | 2020 | 2021 | 2022 | 2023 | 2024 | 2025 | 2026 | 2027 | 2028 | 2029 | 2030 | 2031 | 2032 | 2033 | 2034 | 2035
10% Percentile | 72.912 | 73.299 | 73.859 | 74.187 | 74.55 | 75.003 | 75.629 | 75.846 | 76.61 | 77.075 | 77.68 | 78.458 | 79.269 | 79.775 | 80.035 | 80.194 | 80.696 | 81.066 | 80.805 | 81.709
First Quartile | 75.555 | 76.8075 | 77.2425 | 77.3925 | 77.79 | 78.2075 | 78.5075 | 79.2775 | 79.96 | 80.48 | 81.24 | 81.825 | 83.1825 | 83.81 | 84.0475 | 84.6675 | 84.84 | 84.9975 | 85.2625 | 85.9775
Median | 79.315 | 80.97 | 81.945 | 82.015 | 81.935 | 82.58 | 83.465 | 83.525 | 84.61 | 85.175 | 86.325 | 86.93 | 88.23 | 88.96 | 89.4 | 89.995 | 90.505 | 91.115 | 91.27 | 92.215
Third Quartile | 84.435 | 86.85 | 87.6425 | 87.67 | 88.27 | 89.095 | 89.39 | 90.1725 | 90.995 | 91.25 | 92.925 | 94.2975 | 95.1575 | 95.8575 | 96.5775 | 97.405 | 97.485 | 98.66 | 99.21 | 100.425
90% Percentile | 88.112 | 90.864 | 92.802 | 92.653 | 93.803 | 94.402 | 95.589 | 94.797 | 95.963 | 97.201 | 99.125 | 100.13 | 101.61 | 101.21 | 103.21 | 104.1 | 104.22 | 106.32 | 105.6 | 107.64
Average | 79.9923 | 81.9875 | 83.1723 | 83.4613 | 84.0303 | 84.3567 | 85.4691 | 85.1527 | 85.7383 | 86.3255 | 87.9073 | 88.9735 | 89.8334 | 89.9203 | 90.6741 | 91.5396 | 91.6139 | 92.547 | 92.5299 | 93.7244
10% Percentile | 72.912 | 73.299 | 73.859 | 74.187 | 74.55 | 75.003 | 75.629 | 75.846 | 76.61 | 77.075 | 77.68 | 78.458 | 79.269 | 79.775 | 80.035 | 80.194 | 80.696 | 81.066 | 80.805 | 81.709
20% Percentile | 74.562 | 75.77 | 76.288 | 76.242 | 76.55 | 77.028 | 77.592 | 78.008 | 78.812 | 79.158 | 80.29 | 80.858 | 82.07 | 82.42 | 83.014 | 83.332 | 83.55 | 84.23 | 84.362 | 84.588
30% Percentile | 76.268 | 77.597 | 78.117 | 78.041 | 78.624 | 79.11 | 79.8 | 80.314 | 81.147 | 81.631 | 82.277 | 82.955 | 84.037 | 84.707 | 84.947 | 85.98 | 85.927 | 86.127 | 86.512 | 87.47
40% Percentile | 77.798 | 79.16 | 79.986 | 79.858 | 79.988 | 80.636 | 81.724 | 81.846 | 82.726 | 83.31 | 84.066 | 84.796 | 85.906 | 86.99 | 86.922 | 87.616 | 88.256 | 88.496 | 88.99 | 89.952
50% Percentile | 79.315 | 80.97 | 81.945 | 82.015 | 81.935 | 82.58 | 83.465 | 83.525 | 84.61 | 85.175 | 86.325 | 86.93 | 88.23 | 88.96 | 89.4 | 89.995 | 90.505 | 91.115 | 91.27 | 92.215
60% Percentile | 81.186 | 83.14 | 83.674 | 83.882 | 84.466 | 84.686 | 85.582 | 85.994 | 86.59 | 87.322 | 89.096 | 89.812 | 90.464 | 91.484 | 92.04 | 93.504 | 93.144 | 93.734 | 94.118 | 95.15
70% Percentile | 83.313 | 85.973 | 86.122 | 85.884 | 86.976 | 87.741 | 88.352 | 88.976 | 89.583 | 89.757 | 91.485 | 92.882 | 93.941 | 94.236 | 94.903 | 96.172 | 95.929 | 96.986 | 97.326 | 98.32
80% Percentile | 85.346 | 88.122 | 89.476 | 89.058 | 89.522 | 90.544 | 90.934 | 91.542 | 92.452 | 92.928 | 94.646 | 96.334 | 97.034 | 97.67 | 98.674 | 99.244 | 99.464 | 100.9 | 101.12 | 102.62
90% Percentile | 88.112 | 90.864 | 92.802 | 92.653 | 93.803 | 94.402 | 95.589 | 94.797 | 95.963 | 97.201 | 99.125 | 100.13 | 101.61 | 101.21 | 103.21 | 104.1 | 104.22 | 106.32 | 105.6 | 107.64
100% Percentile | 94.78 | 122.8 | 124.2 | 138.6 | 185 | 149 | 194.3 | 189.6 | 158.9 | 153.7 | 198.6 | 206.3 | 193.2 | 121.5 | 140.3 | 134.4 | 118.5 | 126.2 | 122 | 136.7
Scenario 4B - Planned Loss of Major Non-GHG Emitting Resource
Revenue Requirements ($/MWH) | 2016 | 2017 | 2018 | 2019 | 2020 | 2021 | 2022 | 2023 | 2024 | 2025 | 2026 | 2027 | 2028 | 2029 | 2030 | 2031 | 2032 | 2033 | 2034 | 2035
10% Percentile | 72.937 | 73.057 | 73.566 | 73.989 | 74.168 | 74.829 | 75.374 | 75.828 | 76.403 | 76.919 | 77.509 | 78.24 | 78.929 | 79.66 | 79.785 | 80.019 | 80.629 | 80.724 | 80.567 | 81.352
First Quartile | 75.6025 | 76.24 | 76.5325 | 77 | 77.725 | 77.8725 | 78.44 | 79.3025 | 79.895 | 80.315 | 81.225 | 81.8575 | 83.0275 | 83.405 | 83.6975 | 84.41 | 84.73 | 84.6375 | 84.9575 | 85.675
Median | 79.45 | 80.23 | 80.515 | 81.16 | 81.97 | 82.37 | 82.945 | 83.64 | 84.445 | 85.06 | 86.345 | 86.795 | 88.065 | 88.655 | 89.005 | 89.705 | 90.31 | 90.96 | 90.925 | 91.485
Third Quartile | 84.525 | 85.5825 | 85.6275 | 86.5225 | 88.1025 | 88.5575 | 88.965 | 89.975 | 90.9025 | 91.2075 | 92.975 | 93.87 | 95.1925 | 95.74 | 96.44 | 96.88 | 97.29 | 97.8925 | 98.78 | 99.6775
90% Percentile | 88.304 | 89.432 | 90.497 | 91.431 | 93.308 | 93.101 | 94.527 | 94.467 | 95.523 | 97.432 | 98.904 | 100.2 | 101.3 | 100.91 | 102.7 | 103.41 | 103.9 | 105.11 | 105.11 | 106.5
Average | 80.0896 | 80.8461 | 81.3009 | 81.9218 | 83.0749 | 83.3168 | 83.9106 | 84.6704 | 85.4473 | 86.1528 | 87.2486 | 88.2893 | 89.1789 | 89.6291 | 90.3661 | 91.012 | 91.4325 | 91.9424 | 92.1482 | 92.9486
10% Percentile | 72.937 | 73.057 | 73.566 | 73.989 | 74.168 | 74.829 | 75.374 | 75.828 | 76.403 | 76.919 | 77.509 | 78.24 | 78.929 | 79.66 | 79.785 | 80.019 | 80.629 | 80.724 | 80.567 | 81.352
20% Percentile | 74.582 | 75.132 | 75.434 | 75.936 | 76.492 | 76.7 | 77.416 | 77.976 | 78.54 | 78.962 | 79.93 | 80.806 | 81.652 | 82.15 | 82.556 | 83.16 | 83.302 | 84.08 | 83.918 | 84.15
30% Percentile | 76.364 | 77.08 | 77.354 | 77.861 | 78.54 | 78.987 | 79.407 | 80.194 | 81.087 | 81.71 | 82.111 | 82.981 | 84.095 | 84.53 | 84.841 | 85.607 | 85.727 | 85.838 | 86.17 | 87.113
40% Percentile | 77.86 | 78.496 | 78.868 | 79.426 | 80.03 | 80.59 | 81.35 | 81.902 | 82.798 | 83.38 | 83.94 | 84.776 | 85.642 | 86.594 | 86.7 | 87.522 | 88.116 | 88.166 | 88.608 | 89.45
50% Percentile | 79.45 | 80.23 | 80.515 | 81.16 | 81.97 | 82.37 | 82.945 | 83.64 | 84.445 | 85.06 | 86.345 | 86.795 | 88.065 | 88.655 | 89.005 | 89.705 | 90.31 | 90.96 | 90.925 | 91.485
60% Percentile | 81.224 | 82.25 | 82.57 | 83.224 | 84.102 | 84.214 | 85.01 | 85.836 | 86.634 | 87.288 | 89.09 | 89.898 | 90.434 | 91.198 | 91.714 | 92.99 | 92.832 | 93.25 | 93.712 | 94.444
70% Percentile | 83.383 | 83.943 | 84.639 | 85.043 | 86.672 | 86.803 | 87.456 | 88.699 | 89.491 | 89.673 | 91.393 | 92.583 | 93.583 | 94.013 | 94.699 | 95.43 | 95.933 | 96.513 | 96.871 | 97.743
80% Percentile | 85.454 | 86.664 | 86.886 | 88.116 | 89.048 | 89.736 | 90.22 | 91.18 | 92.292 | 92.968 | 94.484 | 95.916 | 96.97 | 97.438 | 98.344 | 98.666 | 99.402 | 100.32 | 100.6 | 101.72
90% Percentile | 88.304 | 89.432 | 90.497 | 91.431 | 93.308 | 93.101 | 94.527 | 94.467 | 95.523 | 97.432 | 98.904 | 100.2 | 101.3 | 100.91 | 102.7 | 103.41 | 103.9 | 105.11 | 105.11 | 106.5
100% Percentile | 95.04 | 97.17 | 99.24 | 100.7 | 137.1 | 109 | 101.9 | 107.9 | 105.6 | 107 | 110.5 | 113.7 | 131.9 | 117.3 | 128.5 | 119.3 | 118.9 | 122.8 | 120.4 | 123.7
Scenario 4C - Option to Develop Conservation Faster in the Near Term
Revenue Requirements ($/MWH) | 2016 | 2017 | 2018 | 2019 | 2020 | 2021 | 2022 | 2023 | 2024 | 2025 | 2026 | 2027 | 2028 | 2029 | 2030 | 2031 | 2032 | 2033 | 2034 | 2035
10% Percentile | 69.807 | 70.378 | 71.085 | 71.16 | 71.788 | 72.69 | 73.497 | 73.687 | 74.939 | 75.31 | 76.059 | 77.008 | 78.258 | 78.208 | 78.64 | 78.684 | 78.728 | 78.615 | 78.656 | 78.82
First Quartile | 70.8775 | 71.88 | 72.905 | 73.0375 | 73.955 | 74.715 | 75.73 | 76.885 | 77.5175 | 78.3 | 78.965 | 79.87 | 80.735 | 81.54 | 81.5675 | 82.02 | 81.87 | 82.0275 | 81.9525 | 82.43
Median | 72.74 | 75.08 | 76.17 | 75.815 | 77.09 | 78.125 | 79.56 | 80.485 | 81.41 | 82.39 | 83.23 | 84.035 | 84.935 | 86.025 | 86.34 | 86.94 | 87.33 | 87.395 | 87.59 | 88.12
Third Quartile | 75.2725 | 78.4525 | 79.6125 | 79.6325 | 81.2925 | 83.3 | 84.6975 | 86.0475 | 86.9075 | 87.94 | 89.095 | 91.11 | 91.89 | 92.235 | 92.7625 | 94.0425 | 93.52 | 94.8875 | 94.465 | 95.065
90% Percentile | 77.228 | 82.191 | 82.807 | 84.245 | 87.953 | 90.37 | 90.31 | 92.721 | 94.253 | 95.118 | 95.808 | 97.921 | 98.712 | 98.682 | 100.21 | 101.6 | 101.32 | 102.32 | 102.71 | 104.11
Average | 73.1749 | 75.6619 | 76.6722 | 76.9713 | 78.5066 | 79.9366 | 81.0277 | 82.0713 | 83.078 | 83.9677 | 84.9245 | 86.2113 | 86.9377 | 87.5708 | 88.0111 | 88.7257 | 88.8782 | 89.2541 | 89.2712 | 89.8084
10% Percentile | 69.807 | 70.378 | 71.085 | 71.16 | 71.788 | 72.69 | 73.497 | 73.687 | 74.939 | 75.31 | 76.059 | 77.008 | 78.258 | 78.208 | 78.64 | 78.684 | 78.728 | 78.615 | 78.656 | 78.82
20% Percentile | 70.5 | 71.468 | 72.378 | 72.586 | 73.324 | 74.19 | 74.988 | 75.906 | 76.584 | 77.45 | 78.156 | 78.996 | 79.886 | 80.716 | 80.75 | 80.92 | 80.922 | 81.144 | 81.198 | 81.19
30% Percentile | 71.261 | 72.537 | 73.47 | 73.564 | 74.457 | 75.317 | 76.357 | 77.434 | 78.164 | 78.965 | 79.75 | 80.627 | 81.55 | 82.454 | 82.548 | 83.033 | 83.014 | 83.238 | 82.804 | 83.6
40% Percentile | 72.016 | 73.662 | 74.766 | 74.622 | 75.63 | 76.766 | 77.796 | 78.946 | 79.64 | 80.872 | 81.634 | 82.246 | 83.278 | 84.288 | 84.322 | 84.806 | 85.26 | 85.516 | 85.176 | 86.012
50% Percentile | 72.74 | 75.08 | 76.17 | 75.815 | 77.09 | 78.125 | 79.56 | 80.485 | 81.41 | 82.39 | 83.23 | 84.035 | 84.935 | 86.025 | 86.34 | 86.94 | 87.33 | 87.395 | 87.59 | 88.12
60% Percentile | 73.578 | 76.394 | 77.594 | 77.084 | 78.644 | 79.584 | 81.482 | 82.256 | 83.464 | 84.288 | 85.396 | 86.384 | 87.214 | 88.464 | 88.568 | 89.078 | 89.6 | 90.09 | 90.438 | 90.402
70% Percentile | 74.823 | 77.549 | 78.843 | 78.77 | 80.251 | 82.019 | 83.209 | 84.36 | 85.679 | 86.516 | 87.448 | 89.08 | 89.876 | 91.073 | 91.256 | 92.129 | 92.152 | 92.793 | 92.792 | 93.445
80% Percentile | 75.71 | 79.48 | 80.278 | 80.906 | 82.66 | 85.456 | 86.368 | 87.458 | 88.898 | 89.766 | 90.512 | 93.232 | 93.314 | 94.018 | 94.256 | 95.91 | 96.044 | 97.162 | 96.266 | 96.888
90% Percentile | 77.228 | 82.191 | 82.807 | 84.245 | 87.953 | 90.37 | 90.31 | 92.721 | 94.253 | 95.118 | 95.808 | 97.921 | 98.712 | 98.682 | 100.21 | 101.6 | 101.32 | 102.32 | 102.71 | 104.11
100% Percentile | 81.15 | 90.63 | 95.13 | 100.1 | 109.8 | 111.6 | 110.2 | 111.9 | 113.8 | 112.4 | 114 | 117 | 130.5 | 120.5 | 130.1 | 133.9 | 121.6 | 128.2 | 130.3 | 128.2
Scenario 4D - Slower Maximum Near Term Conservation Development
Revenue Requirements ($/MWH) | 2016 | 2017 | 2018 | 2019 | 2020 | 2021 | 2022 | 2023 | 2024 | 2025 | 2026 | 2027 | 2028 | 2029 | 2030 | 2031 | 2032 | 2033 | 2034 | 2035
10% Percentile | 69.807 | 70.398 | 71.077 | 71.188 | 71.759 | 72.844 | 73.496 | 73.679 | 74.889 | 75.25 | 76.044 | 76.828 | 78.209 | 77.919 | 78.267 | 78.52 | 78.439 | 78.308 | 78.439 | 78.718
First Quartile | 70.8775 | 71.9975 | 72.94 | 73.05 | 73.9475 | 74.815 | 75.7175 | 76.82 | 77.355 | 78.1675 | 78.85 | 79.6775 | 80.5925 | 81.2825 | 81.2925 | 81.7275 | 81.5425 | 81.775 | 81.62 | 82.125
Median | 72.78 | 75.15 | 76.22 | 75.81 | 77.1 | 78.255 | 79.545 | 80.365 | 81.185 | 82.26 | 83.055 | 83.925 | 84.77 | 85.845 | 86.095 | 86.685 | 87.025 | 87.14 | 87.32 | 87.94
Third Quartile | 75.31 | 78.595 | 79.5925 | 79.6975 | 81.2825 | 83.4125 | 84.6575 | 85.9925 | 86.75 | 87.74 | 89.0825 | 90.97 | 91.705 | 91.96 | 92.465 | 93.795 | 93.27 | 94.5825 | 94.22 | 94.89
90% Percentile | 77.228 | 82.057 | 82.804 | 84.377 | 87.917 | 90.822 | 90.252 | 92.661 | 94.136 | 94.968 | 95.966 | 97.774 | 98.593 | 98.407 | 99.865 | 101.4 | 101.21 | 102.1 | 102.32 | 103.7
Average | 73.1859 | 75.6898 | 76.682 | 76.987 | 78.5066 | 80.077 | 80.9823 | 81.9909 | 82.9691 | 83.8393 | 84.9338 | 86.1119 | 86.8383 | 87.3438 | 87.7633 | 88.4693 | 88.6304 | 89.0162 | 89.0053 | 89.6049
10% Percentile | 69.807 | 70.398 | 71.077 | 71.188 | 71.759 | 72.844 | 73.496 | 73.679 | 74.889 | 75.25 | 76.044 | 76.828 | 78.209 | 77.919 | 78.267 | 78.52 | 78.439 | 78.308 | 78.439 | 78.718
20% Percentile | 70.508 | 71.528 | 72.37 | 72.576 | 73.336 | 74.36 | 74.92 | 75.878 | 76.524 | 77.356 | 78.108 | 78.878 | 79.708 | 80.412 | 80.508 | 80.692 | 80.686 | 80.866 | 81.018 | 80.86
30% Percentile | 71.287 | 72.727 | 73.447 | 73.622 | 74.441 | 75.497 | 76.297 | 77.4 | 78 | 78.837 | 79.571 | 80.498 | 81.327 | 82.321 | 82.284 | 82.734 | 82.71 | 83 | 82.534 | 83.378
40% Percentile | 72.026 | 73.782 | 74.74 | 74.63 | 75.644 | 76.856 | 77.722 | 78.85 | 79.522 | 80.678 | 81.34 | 81.99 | 83.1 | 84.048 | 84.008 | 84.57 | 85.026 | 85.3 | 84.854 | 85.798
50% Percentile | 72.78 | 75.15 | 76.22 | 75.81 | 77.1 | 78.255 | 79.545 | 80.365 | 81.185 | 82.26 | 83.055 | 83.925 | 84.77 | 85.845 | 86.095 | 86.685 | 87.025 | 87.14 | 87.32 | 87.94
60% Percentile | 73.594 | 76.41 | 77.618 | 77.084 | 78.644 | 79.728 | 81.42 | 82.222 | 83.406 | 84.078 | 85.364 | 86.152 | 87.06 | 88.192 | 88.288 | 88.87 | 89.418 | 89.986 | 90.12 | 90.184
70% Percentile | 74.84 | 77.591 | 78.833 | 78.77 | 80.241 | 82.016 | 83.105 | 84.242 | 85.593 | 86.396 | 87.602 | 88.968 | 89.722 | 90.796 | 91.073 | 92.069 | 92.02 | 92.586 | 92.593 | 93.238
80% Percentile | 75.714 | 79.414 | 80.412 | 80.904 | 82.632 | 85.55 | 86.366 | 87.418 | 88.72 | 89.49 | 90.942 | 93.106 | 93.144 | 93.802 | 93.998 | 95.44 | 95.904 | 96.94 | 96.036 | 96.652
90% Percentile | 77.228 | 82.057 | 82.804 | 84.377 | 87.917 | 90.822 | 90.252 | 92.661 | 94.136 | 94.968 | 95.966 | 97.774 | 98.593 | 98.407 | 99.865 | 101.4 | 101.21 | 102.1 | 102.32 | 103.7
100% Percentile | 81.15 | 89.88 | 95.14 | 100.1 | 109.8 | 111.5 | 112.3 | 111.8 | 113.7 | 112.4 | 113.8 | 126.1 | 133.5 | 120.3 | 129.6 | 133.2 | 120.5 | 128.2 | 129.2 | 128.2
Scenario 5B - Increased Reliance on External Market
Revenue Requirements ($/MWH) | 2016 | 2017 | 2018 | 2019 | 2020 | 2021 | 2022 | 2023 | 2024 | 2025 | 2026 | 2027 | 2028 | 2029 | 2030 | 2031 | 2032 | 2033 | 2034 | 2035
10% Percentile | 69.6 | 70.2 | 69.738 | 69.86 | 70.008 | 70.659 | 71.009 | 71.118 | 71.534 | 71.926 | 72.936 | 73.539 | 73.959 | 73.869 | 73.473 | 73.744 | 73.729 | 73.367 | 73.197 | 73.519
First Quartile | 70.69 | 72.135 | 71.2075 | 71.2275 | 71.475 | 72.3175 | 72.6625 | 72.93 | 73.395 | 73.98 | 74.5675 | 75.1925 | 75.9175 | 76.01 | 75.87 | 76.2275 | 76.105 | 75.6675 | 75.655 | 75.77
Median | 72.57 | 75.215 | 73.255 | 73.145 | 73.335 | 74.38 | 74.85 | 75.225 | 75.825 | 76.405 | 77.555 | 77.74 | 78.68 | 78.935 | 78.8 | 79.025 | 79.17 | 79.125 | 79.05 | 78.94
Third Quartile | 75.185 | 79.6175 | 75.95 | 75.6925 | 76.2425 | 77.51 | 77.7325 | 78.3 | 78.8525 | 79.1925 | 80.755 | 81.52 | 82.2625 | 82.34 | 82.82 | 82.77 | 82.7075 | 82.98 | 82.8775 | 83.57
90% Percentile | 77.214 | 84.059 | 78.632 | 78.012 | 78.651 | 80.07 | 80.572 | 80.53 | 81.372 | 82.376 | 84.492 | 84.877 | 85.647 | 85.41 | 86.244 | 86.596 | 86.57 | 87.135 | 86.836 | 87.373
Average | 73.0322 | 76.2222 | 73.8778 | 73.6098 | 73.9113 | 74.9917 | 75.3839 | 75.666 | 76.2318 | 76.7547 | 78.3372 | 78.8572 | 79.6188 | 79.3829 | 79.618 | 79.8248 | 79.7226 | 79.7879 | 79.6063 | 80.0041
10% Percentile | 69.6 | 70.2 | 69.738 | 69.86 | 70.008 | 70.659 | 71.009 | 71.118 | 71.534 | 71.926 | 72.936 | 73.539 | 73.959 | 73.869 | 73.473 | 73.744 | 73.729 | 73.367 | 73.197 | 73.519
20% Percentile | 70.308 | 71.5 | 70.75 | 70.728 | 71.066 | 71.868 | 72.208 | 72.29 | 72.79 | 73.35 | 74.078 | 74.618 | 75.388 | 75.378 | 75.278 | 75.466 | 75.382 | 74.89 | 74.908 | 75.044
30% Percentile | 71.137 | 72.56 | 71.567 | 71.634 | 71.981 | 72.701 | 73.037 | 73.374 | 73.787 | 74.42 | 75.084 | 75.71 | 76.45 | 76.487 | 76.56 | 76.841 | 76.514 | 76.197 | 76.391 | 76.37
40% Percentile | 71.796 | 73.792 | 72.202 | 72.4 | 72.676 | 73.526 | 73.87 | 74.232 | 74.83 | 75.462 | 76.234 | 76.828 | 77.486 | 77.606 | 77.836 | 77.912 | 77.746 | 77.506 | 77.562 | 77.584
50% Percentile | 72.57 | 75.215 | 73.255 | 73.145 | 73.335 | 74.38 | 74.85 | 75.225 | 75.825 | 76.405 | 77.555 | 77.74 | 78.68 | 78.935 | 78.8 | 79.025 | 79.17 | 79.125 | 79.05 | 78.94
60% Percentile | 73.528 | 76.83 | 74.202 | 73.922 | 74.268 | 75.298 | 75.9 | 76.188 | 76.924 | 77.308 | 78.66 | 79.12 | 80.02 | 80.362 | 80.166 | 80.388 | 80.264 | 80.606 | 80.478 | 80.506
70% Percentile | 74.56 | 78.613 | 75.33 | 75.093 | 75.576 | 76.962 | 77.123 | 77.426 | 78.126 | 78.296 | 80.023 | 80.806 | 81.41 | 81.72 | 82.113 | 81.943 | 81.873 | 82.153 | 81.959 | 82.51
80% Percentile | 75.612 | 80.944 | 76.788 | 76.49 | 76.83 | 78.184 | 78.488 | 79.008 | 79.51 | 80.084 | 81.952 | 82.376 | 83.114 | 83.098 | 83.916 | 83.94 | 83.724 | 84.012 | 84.078 | 84.696
90% Percentile | 77.214 | 84.059 | 78.632 | 78.012 | 78.651 | 80.07 | 80.572 | 80.53 | 81.372 | 82.376 | 84.492 | 84.877 | 85.647 | 85.41 | 86.244 | 86.596 | 86.57 | 87.135 | 86.836 | 87.373
100% Percentile | 80.58 | 95.27 | 94.69 | 90.51 | 84.1 | 91.92 | 113.7 | 115.2 | 104.6 | 99.98 | 112.7 | 121.3 | 133.9 | 95.64 | 120.2 | 122.1 | 111.3 | 113 | 117.8 | 118.7
Sensitivity Study S3.1 - Scenario 1B_No Demand Response
Revenue Requirements ($/MWH) | 2016 | 2017 | 2018 | 2019 | 2020 | 2021 | 2022 | 2023 | 2024 | 2025 | 2026 | 2027 | 2028 | 2029 | 2030 | 2031 | 2032 | 2033 | 2034 | 2035
10% Percentile | 69.49 | 91.545 | 75.204 | 72.599 | 71.367 | 71.697 | 72.149 | 72.788 | 73.219 | 73.775 | 74.429 | 75.258 | 75.81 | 75.948 | 75.92 | 75.899 | 75.937 | 75.66 | 75.508 | 75.536
First Quartile | 70.5575 | 105.5 | 90.48 | 75.8975 | 72.7475 | 73.18 | 73.7625 | 74.2925 | 74.9675 | 75.625 | 76.05 | 76.8 | 77.5875 | 78.1575 | 78.1975 | 78.4625 | 78.1775 | 77.9975 | 77.9525 | 77.83
Median | 72.46 | 108.5 | 120.35 | 96.33 | 74.83 | 75.125 | 75.77 | 76.5 | 77.165 | 77.86 | 78.79 | 79.315 | 80.195 | 80.99 | 81.005 | 81.27 | 81.25 | 81.175 | 81.33 | 81.07
Third Quartile | 75.0275 | 111.3 | 142.5 | 129.8 | 78.4775 | 78.2425 | 78.51 | 79.45 | 80.09 | 80.5725 | 81.7025 | 82.76 | 83.695 | 84.26 | 84.94 | 85.2125 | 85.155 | 85.14 | 85.3725 | 85.57
90% Percentile | 76.921 | 113.71 | 146.8 | 161.65 | 82.842 | 80.522 | 81.255 | 81.587 | 82.525 | 83.604 | 84.892 | 85.824 | 86.697 | 87.33 | 87.984 | 88.267 | 88.565 | 89.19 | 88.972 | 89.284
Average | 72.8754 | 105.8265 | 116.1159 | 105.959 | 78.7458 | 75.8567 | 76.2745 | 76.86 | 77.5843 | 78.2677 | 79.1554 | 80.0221 | 80.7816 | 81.4925 | 81.8519 | 82.096 | 81.9514 | 82.0016 | 81.8923 | 82.1123
10% Percentile | 69.49 | 91.545 | 75.204 | 72.599 | 71.367 | 71.697 | 72.149 | 72.788 | 73.219 | 73.775 | 74.429 | 75.258 | 75.81 | 75.948 | 75.92 | 75.899 | 75.937 | 75.66 | 75.508 | 75.536
20% Percentile | 70.198 | 104.1 | 84.158 | 74.712 | 72.346 | 72.76 | 73.316 | 73.778 | 74.468 | 75.086 | 75.638 | 76.338 | 77.08 | 77.58 | 77.498 | 77.764 | 77.508 | 77.144 | 77.116 | 77.218
30% Percentile | 70.91 | 106.2 | 97.64 | 77.215 | 73.16 | 73.55 | 74.16 | 74.73 | 75.37 | 76.05 | 76.477 | 77.34 | 78.117 | 78.69 | 78.77 | 78.997 | 78.807 | 78.53 | 78.667 | 78.494
40% Percentile | 71.696 | 107.4 | 109.82 | 82.36 | 73.87 | 74.286 | 74.886 | 75.612 | 76.166 | 77.062 | 77.516 | 78.47 | 79.196 | 79.816 | 80.166 | 80.158 | 80.062 | 79.774 | 79.82 | 79.796
50% Percentile | 72.46 | 108.5 | 120.35 | 96.33 | 74.83 | 75.125 | 75.77 | 76.5 | 77.165 | 77.86 | 78.79 | 79.315 | 80.195 | 80.99 | 81.005 | 81.27 | 81.25 | 81.175 | 81.33 | 81.07
60% Percentile | 73.324 | 109.5 | 132.1 | 109.84 | 76.266 | 75.984 | 76.854 | 77.342 | 78.284 | 78.794 | 79.84 | 80.554 | 81.514 | 82.36 | 82.5 | 82.794 | 82.634 | 82.772 | 82.664 | 82.98
70% Percentile | 74.452 | 110.7 | 140.6 | 121.39 | 77.583 | 77.436 | 77.91 | 78.656 | 79.489 | 79.85 | 81.146 | 81.985 | 82.792 | 83.675 | 84.068 | 84.186 | 84.333 | 84.516 | 84.405 | 84.772
80% Percentile | 75.434 | 111.92 | 143.9 | 137.04 | 79.442 | 78.852 | 79.134 | 80.11 | 80.812 | 81.612 | 82.536 | 83.688 | 84.454 | 85.162 | 86.032 | 86.246 | 85.992 | 86.054 | 86.39 | 86.764
90% Percentile | 76.921 | 113.71 | 146.8 | 161.65 | 82.842 | 80.522 | 81.255 | 81.587 | 82.525 | 83.604 | 84.892 | 85.824 | 86.697 | 87.33 | 87.984 | 88.267 | 88.565 | 89.19 | 88.972 | 89.284
100% Percentile | 80.64 | 119 | 154.6 | 187.9 | 189.6 | 107.9 | 87.81 | 88.85 | 94.97 | 92.44 | 90.5 | 107.7 | 110.6 | 100.2 | 126.9 | 133.4 | 119.3 | 128.1 | 127.4 | 118
Sensitivity Study S2.2 - Scenario 2C_NoDemandResponse
Revenue Requirements ($/MWH) | 2016 | 2017 | 2018 | 2019 | 2020 | 2021 | 2022 | 2023 | 2024 | 2025 | 2026 | 2027 | 2028 | 2029 | 2030 | 2031 | 2032 | 2033 | 2034 | 2035
10% Percentile | 69.599 | 91.847 | 77.302 | 73.417 | 71.959 | 72.943 | 73.488 | 73.628 | 74.87 | 74.979 | 75.926 | 76.538 | 77.671 | 77.767 | 77.95 | 78.159 | 78.159 | 77.927 | 78.098 | 78.043
First Quartile | 70.6275 | 106.1 | 93 | 78.33 | 74.0175 | 74.9175 | 75.51 | 76.5775 | 77.1925 | 77.895 | 78.6825 | 79.37 | 80.2575 | 81 | 81.0825 | 81.44 | 81.14 | 81.6 | 81.4 | 81.8375
Median | 72.55 | 109.4 | 121.8 | 99.515 | 77.215 | 78.26 | 79.3 | 80.345 | 81.055 | 82.16 | 82.92 | 83.495 | 84.285 | 85.51 | 85.78 | 86.305 | 86.96 | 87.205 | 86.965 | 87.55
Third Quartile | 75.125 | 112.4 | 144.6 | 134.025 | 81.4925 | 83.4925 | 84.5525 | 85.765 | 86.75 | 87.58 | 88.67 | 90.45 | 90.975 | 91.55 | 92.145 | 93.625 | 93.52 | 94.5025 | 93.77 | 94.5225
90% Percentile | 77.09 | 115 | 149.71 | 166.43 | 88.598 | 90.938 | 90.012 | 92.684 | 93.933 | 94.897 | 95.725 | 97.247 | 98.03 | 97.998 | 99.368 | 100.9 | 101.1 | 102.6 | 101.75 | 102.92
Average | 72.9736 | 106.8848 | 118.4224 | 109.4328 | 79.3309 | 80.2153 | 80.8849 | 81.8805 | 82.8447 | 83.7078 | 84.6475 | 85.6392 | 86.204 | 87.0028 | 87.4214 | 88.2728 | 88.4997 | 88.9902 | 88.6284 | 89.1393
10% Percentile | 69.599 | 91.847 | 77.302 | 73.417 | 71.959 | 72.943 | 73.488 | 73.628 | 74.87 | 74.979 | 75.926 | 76.538 | 77.671 | 77.767 | 77.95 | 78.159 | 78.159 | 77.927 | 78.098 | 78.043
20% Percentile | 70.28 | 105.08 | 87 | 76.536 | 73.486 | 74.23 | 74.868 | 75.794 | 76.472 | 77.27 | 77.896 | 78.47 | 79.306 | 80.076 | 80.088 | 80.436 | 80.456 | 80.39 | 80.568 | 80.406
30% Percentile | 71.007 | 106.9 | 99.376 | 80.715 | 74.504 | 75.46 | 76.317 | 77.334 | 77.92 | 78.617 | 79.337 | 80.118 | 80.964 | 81.825 | 81.921 | 82.324 | 82.6 | 82.792 | 82.267 | 82.968
40% Percentile | 71.82 | 108.3 | 111.76 | 86.938 | 75.91 | 76.858 | 77.756 | 78.816 | 79.436 | 80.466 | 81.146 | 81.71 | 82.55 | 83.64 | 83.688 | 84.28 | 84.838 | 85.06 | 84.312 | 85.358
50% Percentile | 72.55 | 109.4 | 121.8 | 99.515 | 77.215 | 78.26 | 79.3 | 80.345 | 81.055 | 82.16 | 82.92 | 83.495 | 84.285 | 85.51 | 85.78 | 86.305 | 86.96 | 87.205 | 86.965 | 87.55
60% Percentile | 73.378 | 110.5 | 135.14 | 113.5 | 79.014 | 79.754 | 81.268 | 82.144 | 83.17 | 83.938 | 85.014 | 85.658 | 86.53 | 87.898 | 87.94 | 88.842 | 89.26 | 89.976 | 89.868 | 89.934
70% Percentile | 74.6 | 111.9 | 142.26 | 125.09 | 80.636 | 82.193 | 83.085 | 84.239 | 85.383 | 86.29 | 87.327 | 88.411 | 89.155 | 90.439 | 90.616 | 91.897 | 91.623 | 92.84 | 92.419 | 92.812
80% Percentile | 75.55 | 113.3 | 146.4 | 141.88 | 83.502 | 85.56 | 86.182 | 87.18 | 88.544 | 89.338 | 90.362 | 92.564 | 92.522 | 93.212 | 93.626 | 95.482 | 95.51 | 97.04 | 95.798 | 96.156
90% Percentile | 77.09 | 115 | 149.71 | 166.43 | 88.598 | 90.938 | 90.012 | 92.684 | 93.933 | 94.897 | 95.725 | 97.247 | 98.03 | 97.998 | 99.368 | 100.9 | 101.1 | 102.6 | 101.75 | 102.92
100% Percentile | 80.89 | 125.5 | 163.2 | 206.1 | 154.4 | 112.4 | 111.7 | 111.5 | 114.3 | 112.1 | 113.5 | 116.1 | 116.3 | 119.6 | 128.6 | 133.3 | 125.1 | 150.2 | 129 | 125.8
Sensitivity Study S5_Scenario 1B_35% RPS
Revenue Requirements ($/MWH) | 2016 | 2017 | 2018 | 2019 | 2020 | 2021 | 2022 | 2023 | 2024 | 2025 | 2026 | 2027 | 2028 | 2029 | 2030 | 2031 | 2032 | 2033 | 2034 | 2035
10% Percentile | 70.149 | 73.197 | 72.059 | 71.06 | 71.718 | 76.269 | 78.119 | 80.038 | 82.209 | 85.7 | 86.85 | 86.527 | 86.279 | 86.134 | 85.789 | 85.788 | 85.368 | 84.373 | 83.338 | 83.026
First Quartile | 71.2625 | 75.5175 | 75.015 | 72.61 | 73.015 | 77.495 | 79.5475 | 81.6025 | 83.93 | 87.225 | 88.7275 | 88.8425 | 89.2075 | 89.3975 | 88.8675 | 88.5025 | 88.2225 | 87.8075 | 86.82 | 86.1625
Median | 73.135 | 78.215 | 79.145 | 74.915 | 74.875 | 79.405 | 81.625 | 83.865 | 86.045 | 89.175 | 92.065 | 92.25 | 92.845 | 93.015 | 93.04 | 92.7 | 92.41 | 91.81 | 90.685 | 90.485
Third Quartile | 75.71 | 81.455 | 82.5725 | 78.25 | 77.71 | 82.225 | 83.74 | 86.16 | 88.515 | 92.01 | 95.69 | 96.6975 | 97.8775 | 98.9925 | 98.0425 | 98.1925 | 97.6125 | 97.095 | 96.01 | 95.815
90% Percentile | 77.62 | 84.47 | 84.924 | 82.722 | 80.373 | 84.428 | 85.991 | 87.843 | 90.532 | 94.627 | 101.94 | 105.91 | 106.3 | 108.31 | 108.32 | 108.2 | 106.6 | 106.31 | 106.2 | 105.24
Average | 73.5459 | 78.6303 | 78.8538 | 75.9812 | 75.5939 | 80.0063 | 81.7806 | 83.9715 | 86.5134 | 90.1385 | 93.472 | 94.4124 | 95.1311 | 95.7897 | 95.369 | 95.3809 | 94.8179 | 94.3067 | 93.0759 | 92.9059
10% Percentile | 70.149 | 73.197 | 72.059 | 71.06 | 71.718 | 76.269 | 78.119 | 80.038 | 82.209 | 85.7 | 86.85 | 86.527 | 86.279 | 86.134 | 85.789 | 85.788 | 85.368 | 84.373 | 83.338 | 83.026
20% Percentile | 70.89 | 74.76 | 73.96 | 72.136 | 72.546 | 77.16 | 79.038 | 81.128 | 83.296 | 86.718 | 88.114 | 88.07 | 88.44 | 88.438 | 87.864 | 87.828 | 87.154 | 86.548 | 85.802 | 85.318
30% Percentile | 71.664 | 76.027 | 75.81 | 73.107 | 73.407 | 77.88 | 79.877 | 82.04 | 84.47 | 87.625 | 89.407 | 89.548 | 90.041 | 90 | 89.674 | 89.231 | 88.937 | 88.645 | 87.628 | 86.947
40% Percentile | 72.376 | 76.996 | 77.54 | 74.02 | 74.12 | 78.55 | 80.64 | 82.992 | 85.3 | 88.44 | 90.744 | 90.81 | 91.37 | 91.51 | 91.31 | 91.04 | 90.748 | 90.26 | 89.236 | 88.724
50% Percentile | 73.135 | 78.215 | 79.145 | 74.915 | 74.875 | 79.405 | 81.625 | 83.865 | 86.045 | 89.175 | 92.065 | 92.25 | 92.845 | 93.015 | 93.04 | 92.7 | 92.41 | 91.81 | 90.685 | 90.485
60% Percentile | 74.014 | 79.336 | 80.478 | 76.03 | 75.87 | 80.434 | 82.41 | 84.76 | 86.914 | 90.282 | 93.294 | 93.96 | 94.33 | 94.642 | 94.698 | 94.578 | 93.82 | 93.598 | 92.324 | 92.518
70% Percentile | 75.133 | 80.716 | 81.716 | 77.44 | 77.143 | 81.613 | 83.273 | 85.743 | 88.023 | 91.403 | 94.712 | 95.546 | 96.509 | 97.184 | 96.946 | 96.611 | 96.158 | 95.629 | 94.396 | 94.576
80% Percentile | 76.09 | 82.352 | 83.376 | 79.164 | 78.282 | 82.86 | 84.304 | 86.542 | 89.124 | 92.698 | 97.382 | 98.072 | 99.834 | 101.4 | 100.3 | 100.36 | 99.988 | 98.912 | 97.836 | 97.746
90% Percentile | 77.62 | 84.47 | 84.924 | 82.722 | 80.373 | 84.428 | 85.991 | 87.843 | 90.532 | 94.627 | 101.94 | 105.91 | 106.3 | 108.31 | 108.32 | 108.2 | 106.6 | 106.31 | 106.2 | 105.24
100% Percentile | 81.15 | 93.44 | 90.67 | 93.29 | 99.26 | 95.32 | 91.11 | 100.6 | 117.7 | 124.5 | 131.5 | 153.8 | 158.4 | 148.5 | 173 | 184.2 | 162.9 | 175.4 | 169.6 | 163.7

## NPV Frequency Distributions w P
These include penalties.
NPV Distribution Across Futures | [19 empty] | NPV Cumulative Distribution Across Futures
NPV Bin (millions -2012$ | Scenario 1B | Scenario 2B | Scenario 2C | Scenario 3A | Scenario 4A | Scenario 4B | Scenario 4C | Scenario 4D | Scenario 5B | Sensitivity S1 - Scenario 1B_No Coal Retirement | Senssitivity S2 - Scenario 1B_Low Gas Prices | Sensitivity S2.1 - Scenario 2C_Low Gas Prices | Sensitivity S3 - Scenario 1B_No DR | Sensitivity S3.1 - Scenario 2C_NoDR | Sensitivity S5 - Scenario 1B_RPS at 35% | Sensitivity S6 - Scenario 2B_SCC at 95% | Sensitivity S7 - Scenario 2B_No Coneservation | Sensitivity S8 - Scenario 2B_SCC at 95% w/o Conservation | Sensitivity S9 - Scenario 1B_No Transmission and Distribution Deferral Credit | NPV Bin (millions -2012$ | Scenario 1B | Scenario 2B | Scenario 2C | Scenario 3A | Scenario 4A | Scenario 4B | Scenario 4C | Scenario 4D | Scenario 5B | Sensitivity S1 - Scenario 1B_No Coal Retirement | Senssitivity S2 - Scenario 1B_Low Gas Prices | Sensitivity S2.1 - Scenario 2C_Low Gas Prices | Sensitivity S3 - Scenario 1B_No DR | Sensitivity S3.1 - Scenario 2C_NoDR | Sensitivity S5 - Scenario 1B_RPS at 35% | Sensitivity S6 - Scenario 2B_SCC at 95% | Sensitivity S7 - Scenario 2B_No Coneservation | Sensitivity S8 - Scenario 2B_SCC at 95% w/o Conservation | Sensitivity S9 - Scenario 1B_No Transmission and Distribution Deferral Credit
45000 | 0% | 0% | 0% | 0% | 0% | 0% | 0% | 0% | 0% | 0% | 0% | 0% | 0% | 0% | 0% | 0% | 0% | 0% | 0% | 45000 | 0% | 0% | 0% | 0% | 0% | 0% | 0% | 0% | 0% | 0% | 0% | 0% | 0% | 0% | 0% | 0% | 0% | 0% | 0%
46000 | 0.125% | 0% | 0% | 0% | 0% | 0% | 0% | 0% | 0.125% | 0% | 0% | 0% | 0% | 0% | 0% | 0% | 0% | 0% | 0% | 46000 | 0.125% | 0% | 0% | 0% | 0% | 0% | 0% | 0% | 0.125% | 0% | 0% | 0% | 0% | 0% | 0% | 0% | 0% | 0% | 0%
47000 | 0% | 0% | 0% | 0% | 0% | 0% | 0% | 0% | 0% | 0% | 0% | 0% | 0% | 0% | 0% | 0% | 0% | 0% | 0% | 47000 | 0.125% | 0% | 0% | 0% | 0% | 0% | 0% | 0% | 0.125% | 0% | 0% | 0% | 0% | 0% | 0% | 0% | 0% | 0% | 0%
48000 | 0% | 0% | 0.125% | 0% | 0% | 0% | 0% | 0% | 0% | 0% | 0.125% | 0% | 0% | 0% | 0% | 0% | 0% | 0% | 0% | 48000 | 0.125% | 0.125% | 0.125% | 0% | 0% | 0% | 0% | 0% | 0.125% | 0.125% | 0.125% | 0% | 0% | 0% | 0% | 0% | 0% | 0% | 0%
49000 | 0% | 0% | 0% | 0.125% | 0% | 0% | 0% | 0% | 0% | 0% | 0% | 0.125% | 0% | 0% | 0% | 0% | 0% | 0% | 0% | 49000 | 0.125% | 0% | 0.125% | 0.125% | 0% | 0% | 0% | 0% | 0.125% | 0% | 0.125% | 0.125% | 0% | 0% | 0% | 0% | 0% | 0% | 0%
50000 | 0.125% | 0% | 0% | 0% | 0% | 0% | 0% | 0% | 0.25% | 0.125% | 0.125% | 0% | 0% | 0% | 0% | 0% | 0% | 0% | 0% | 50000 | 0.125% | 0% | 0% | 0% | 0% | 0% | 0% | 0% | 0.375% | 0.125% | 0.25% | 0.125% | 0% | 0% | 0% | 0% | 0% | 0% | 0%
51000 | 0% | 0% | 0% | 0% | 0% | 0% | 0% | 0% | 0% | 0% | 0.25% | 0.125% | 0% | 0% | 0% | 0% | 0% | 0% | 0% | 51000 | 0.125% | 0% | 0% | 0% | 0% | 0% | 0% | 0% | 0.375% | 0.125% | 0.5% | 0.25% | 0% | 0% | 0% | 0% | 0% | 0% | 0%
52000 | 0% | 0% | 0% | 0.125% | 0.125% | 0% | 0% | 0% | 0.625% | 0% | 0.375% | 0% | 0% | 0.125% | 0% | 0% | 0% | 0% | 0% | 52000 | 0.125% | 0% | 0% | 0.125% | 0.125% | 0% | 0% | 0% | 1% | 0.125% | 0.875% | 0.25% | 0% | 0.125% | 0% | 0% | 0% | 0% | 0%
53000 | 0.25% | 0% | 0% | 0.125% | 0% | 0.125% | 0% | 0.125% | 0.375% | 0.125% | 0.75% | 0.25% | 0.125% | 0.125% | 0% | 0% | 0% | 0% | 0% | 53000 | 0.375% | 0% | 0% | 0.25% | 0.125% | 0.125% | 0% | 0.125% | 1.375% | 0.25% | 1.625% | 0.5% | 0.125% | 0.25% | 0% | 0% | 0% | 0% | 0%
54000 | 0% | 0% | 0.25% | 0% | 0% | 0% | 0.125% | 0.125% | 0.25% | 0.125% | 0.625% | 0% | 0% | 0% | 0% | 0.25% | 0% | 0% | 0% | 54000 | 0.375% | 0.375% | 0.25% | 0.25% | 0.125% | 0.125% | 0.125% | 0.25% | 1.625% | 0.375% | 2.25% | 0.5% | 0.125% | 0.25% | 0% | 0.25% | 0% | 0% | 0%
55000 | 0.625% | 0% | 0% | 0% | 0.125% | 0% | 0% | 0% | 0.875% | 0.25% | 1.5% | 0.375% | 0% | 0% | 0% | 0% | 0% | 0% | 0.125% | 55000 | 1% | 0% | 0.25% | 0.25% | 0.25% | 0.125% | 0.125% | 0.25% | 2.5% | 0.625% | 3.75% | 0.875% | 0.125% | 0.25% | 0% | 0.25% | 0% | 0% | 0.125%
56000 | 0% | 0.125% | 0% | 0.25% | 0% | 0.125% | 0.125% | 0% | 0.375% | 0.5% | 1.25% | 0.25% | 0.25% | 0% | 0% | 0% | 0% | 0% | 0% | 56000 | 1% | 0.125% | 0.25% | 0.5% | 0.25% | 0.25% | 0.25% | 0.25% | 2.875% | 1.125% | 5% | 1.125% | 0.375% | 0.25% | 0% | 0.25% | 0% | 0% | 0.125%
57000 | 0.625% | 0% | 0% | 0% | 0% | 0% | 0% | 0% | 0.625% | 0.375% | 1.25% | 0.25% | 0.5% | 0.125% | 0% | 0% | 0% | 0% | 0% | 57000 | 1.625% | 0.125% | 0.25% | 0.5% | 0.25% | 0.25% | 0.25% | 0.25% | 3.5% | 1.5% | 6.25% | 1.375% | 0.875% | 0.375% | 0% | 0.25% | 0% | 0% | 0.125%
58000 | 0.125% | 0% | 0% | 0% | 0% | 0% | 0% | 0.125% | 1% | 0.5% | 2.625% | 0.75% | 0.375% | 0.375% | 0% | 0% | 0% | 0% | 0.125% | 58000 | 1.75% | 0.125% | 0.25% | 0.5% | 0.25% | 0.25% | 0.25% | 0.375% | 4.5% | 2% | 8.875% | 2.125% | 1.25% | 0.75% | 0% | 0.25% | 0% | 0% | 0.25%
59000 | 1% | 0% | 0.375% | 0% | 0% | 0% | 0.375% | 0.25% | 1% | 0.875% | 2% | 0.25% | 0.5% | 0% | 0% | 0.375% | 0% | 0% | 0.25% | 59000 | 2.75% | 0.125% | 0.625% | 0.5% | 0.25% | 0.25% | 0.625% | 0.625% | 5.5% | 2.875% | 10.88% | 2.375% | 1.75% | 0.75% | 0% | 0.625% | 0% | 0% | 0.5%
60000 | 0.625% | 0% | 0.125% | 0.375% | 0.125% | 0.125% | 0.125% | 0.125% | 1.625% | 0.625% | 3% | 0.875% | 0.625% | 0.125% | 0% | 0.125% | 0% | 0% | 0.125% | 60000 | 3.375% | 0.125% | 0.75% | 0.875% | 0.375% | 0.375% | 0.75% | 0.75% | 7.125% | 3.5% | 13.87% | 3.25% | 2.375% | 0.875% | 0% | 0.75% | 0% | 0% | 0.625%
61000 | 1.25% | 0.125% | 0.25% | 0.375% | 0% | 0% | 0% | 0.125% | 2.125% | 1.375% | 2.125% | 0.625% | 0.25% | 0.125% | 0% | 0.25% | 0% | 0% | 0.25% | 61000 | 4.625% | 0.25% | 1% | 1.25% | 0.375% | 0.375% | 0.75% | 0.875% | 9.25% | 4.875% | 16% | 3.875% | 2.625% | 1% | 0% | 1% | 0% | 0% | 0.875%
62000 | 0.875% | 0% | 0% | 0.375% | 0% | 0% | 0.125% | 0.125% | 1.5% | 0.75% | 2.5% | 1.125% | 1.375% | 0.25% | 0% | 0% | 0% | 0% | 0.25% | 62000 | 5.5% | 0.25% | 1% | 1.625% | 0.375% | 0.375% | 0.875% | 1% | 10.75% | 5.625% | 18.5% | 5% | 4% | 1.25% | 0% | 1% | 0% | 0% | 1.125%
63000 | 1.5% | 0% | 0% | 0.25% | 0.125% | 0.125% | 0.125% | 0.125% | 1.625% | 2.5% | 2.875% | 1.125% | 0.875% | 0.375% | 0% | 0% | 0% | 0% | 0.375% | 63000 | 7% | 0.25% | 1% | 1.875% | 0.5% | 0.5% | 1% | 1.125% | 12.38% | 8.125% | 21.37% | 6.125% | 4.875% | 1.625% | 0% | 1% | 0% | 0% | 1.5%
64000 | 2.125% | 0% | 0.25% | 0.5% | 0% | 0.125% | 0.25% | 0.25% | 1.25% | 1.875% | 4.625% | 1.125% | 1.5% | 0.875% | 0% | 0.25% | 0% | 0% | 0.375% | 64000 | 9.125% | 0.25% | 1.25% | 2.375% | 0.5% | 0.625% | 1.25% | 1.375% | 13.63% | 10% | 26% | 7.25% | 6.375% | 2.5% | 0% | 1.25% | 0% | 0% | 1.875%
65000 | 1.5% | 0.125% | 0.875% | 0.25% | 0.25% | 0.125% | 0.5% | 0.875% | 1.25% | 1.25% | 3.875% | 1.625% | 1.75% | 0.5% | 0% | 0.875% | 0% | 0% | 0.875% | 65000 | 10.63% | 0.375% | 2.125% | 2.625% | 0.75% | 0.75% | 1.75% | 2.25% | 14.88% | 11.25% | 29.87% | 8.875% | 8.125% | 3% | 0% | 2.125% | 0% | 0% | 2.75%
66000 | 2.125% | 0.5% | 0.625% | 0.75% | 0.25% | 0% | 0.5% | 0.5% | 2.125% | 2.125% | 4.625% | 1.375% | 1.875% | 0.75% | 0% | 0.625% | 0% | 0% | 1% | 66000 | 12.75% | 0.875% | 2.75% | 3.375% | 1% | 0.75% | 2.25% | 2.75% | 17% | 13.38% | 34.5% | 10.25% | 10% | 3.75% | 0% | 2.75% | 0% | 0% | 3.75%
67000 | 1.5% | 0% | 0.625% | 0.75% | 0% | 0.25% | 1% | 0.75% | 2.125% | 1.75% | 3% | 1% | 2% | 0.625% | 0% | 0.625% | 0% | 0% | 0.75% | 67000 | 14.25% | 0.875% | 3.375% | 4.125% | 1% | 1% | 3.25% | 3.5% | 19.12% | 15.12% | 37.5% | 11.25% | 12% | 4.375% | 0% | 3.375% | 0% | 0% | 4.5%
68000 | 1.625% | 0% | 0.5% | 0.25% | 0.125% | 0.25% | 0.375% | 0.5% | 2% | 1.625% | 3.125% | 1% | 1.375% | 0% | 0% | 0.5% | 0% | 0% | 0.75% | 68000 | 15.88% | 0.875% | 3.875% | 4.375% | 1.125% | 1.25% | 3.625% | 4% | 21.12% | 16.75% | 40.62% | 12.25% | 13.38% | 4.375% | 0% | 3.875% | 0% | 0% | 5.25%
69000 | 1.25% | 0.5% | 0.5% | 0.25% | 0.25% | 0.25% | 0.375% | 0.375% | 2.25% | 1.875% | 3.25% | 1.375% | 1.5% | 0.625% | 0% | 0.5% | 0% | 0% | 2.125% | 69000 | 17.12% | 1.375% | 4.375% | 4.625% | 1.375% | 1.5% | 4% | 4.375% | 23.38% | 18.62% | 43.88% | 13.62% | 14.88% | 5% | 0% | 4.375% | 0% | 0% | 7.375%
70000 | 2.625% | 0.25% | 0.25% | 1% | 0.125% | 0.125% | 0.625% | 0.25% | 2.625% | 3.5% | 3.125% | 1.375% | 2.5% | 0.625% | 0% | 0.25% | 0% | 0% | 1.5% | 70000 | 19.75% | 1.625% | 4.625% | 5.625% | 1.5% | 1.625% | 4.625% | 4.625% | 26% | 22.12% | 47% | 15% | 17.38% | 5.625% | 0% | 4.625% | 0% | 0% | 8.875%
71000 | 2.375% | 0% | 0.5% | 0.25% | 0.375% | 0.125% | 0.25% | 0.625% | 3.375% | 2.125% | 3.125% | 0.625% | 2.25% | 0.625% | 0% | 0.5% | 0% | 0% | 1.375% | 71000 | 22.12% | 1.625% | 5.125% | 5.875% | 1.875% | 1.75% | 4.875% | 5.25% | 29.38% | 24.25% | 50.12% | 15.62% | 19.62% | 6.25% | 0% | 5.125% | 0% | 0% | 10.25%
72000 | 3.375% | 0.25% | 0.625% | 0.375% | 0.125% | 0.5% | 1% | 0.75% | 2.5% | 3.25% | 2.25% | 1.5% | 1.875% | 1.875% | 0% | 0.625% | 0% | 0% | 1.375% | 72000 | 25.5% | 1.875% | 5.75% | 6.25% | 2% | 2.25% | 5.875% | 6% | 31.88% | 27.5% | 52.37% | 17.12% | 21.5% | 8.125% | 0% | 5.75% | 0% | 0% | 11.62%
73000 | 2.375% | 0.25% | 1.125% | 0.75% | 0.25% | 0.625% | 0.75% | 1.125% | 2.75% | 2.75% | 2.375% | 1.375% | 3.125% | 1% | 0% | 1.125% | 0% | 0% | 1.625% | 73000 | 27.88% | 2.125% | 6.875% | 7% | 2.25% | 2.875% | 6.625% | 7.125% | 34.63% | 30.25% | 54.75% | 18.5% | 24.62% | 9.125% | 0% | 6.875% | 0% | 0% | 13.25%
74000 | 1.625% | 0.5% | 1.375% | 1% | 0.625% | 0% | 1.375% | 1.375% | 2.5% | 2.5% | 2.25% | 2% | 2.25% | 1.25% | 0% | 1.375% | 0% | 0% | 1.625% | 74000 | 29.5% | 2.625% | 8.25% | 8% | 2.875% | 2.875% | 8% | 8.5% | 37.13% | 32.75% | 57% | 20.5% | 26.88% | 10.38% | 0% | 8.25% | 0% | 0% | 14.88%
75000 | 3.125% | 0.125% | 1.5% | 1.625% | 0.125% | 0.25% | 1.5% | 1.375% | 2.25% | 2.375% | 2.625% | 1.25% | 3.125% | 0.75% | 0% | 1.5% | 0% | 0% | 1.5% | 75000 | 32.62% | 2.75% | 9.75% | 9.625% | 3% | 3.125% | 9.5% | 9.875% | 39.38% | 35.12% | 59.62% | 21.75% | 30% | 11.12% | 0% | 9.75% | 0% | 0% | 16.38%
76000 | 2.25% | 0.125% | 0.875% | 1% | 0.25% | 0.125% | 1% | 1% | 2% | 2.75% | 3.5% | 1.875% | 3.125% | 1% | 0% | 0.875% | 0% | 0% | 1.75% | 76000 | 34.88% | 2.875% | 10.62% | 10.62% | 3.25% | 3.25% | 10.5% | 10.87% | 41.38% | 37.88% | 63.12% | 23.62% | 33.12% | 12.12% | 0% | 10.62% | 0% | 0% | 18.13%
77000 | 2.25% | 0.375% | 0.625% | 1.25% | 0.125% | 0.25% | 0.625% | 0.625% | 1.625% | 2.375% | 1.625% | 1.375% | 2% | 1% | 0% | 0.625% | 0% | 0% | 2.25% | 77000 | 37.12% | 3.25% | 11.25% | 11.88% | 3.375% | 3.5% | 11.12% | 11.5% | 43% | 40.25% | 64.75% | 25% | 35.12% | 13.12% | 0% | 11.25% | 0% | 0% | 20.38%
78000 | 3.25% | 0.125% | 1.75% | 0.75% | 0.125% | 0.25% | 1.25% | 1.375% | 2.5% | 3% | 2.125% | 2.125% | 2.375% | 0.625% | 0% | 1.75% | 0% | 0% | 2.625% | 78000 | 40.38% | 3.375% | 13% | 12.62% | 3.5% | 3.75% | 12.38% | 12.88% | 45.5% | 43.25% | 66.88% | 27.12% | 37.5% | 13.75% | 0% | 13% | 0% | 0% | 23%
79000 | 2% | 0.625% | 0.375% | 1.25% | 0.125% | 0.25% | 0.625% | 0.625% | 2% | 2.625% | 1.5% | 1.875% | 2.375% | 0.875% | 0% | 0.375% | 0% | 0% | 2.625% | 79000 | 42.38% | 4% | 13.38% | 13.88% | 3.625% | 4% | 13% | 13.5% | 47.5% | 45.88% | 68.38% | 29% | 39.88% | 14.62% | 0% | 13.38% | 0% | 0% | 25.63%
80000 | 2% | 0.5% | 0.75% | 1.125% | 0.875% | 0.5% | 1.125% | 0.75% | 2% | 2% | 1.5% | 1.25% | 1.75% | 1.125% | 0% | 0.75% | 0% | 0% | 1.875% | 80000 | 44.38% | 4.5% | 14.13% | 15% | 4.5% | 4.5% | 14.13% | 14.25% | 49.5% | 47.88% | 69.88% | 30.25% | 41.62% | 15.75% | 0% | 14.13% | 0% | 0% | 27.5%
81000 | 2.125% | 0.5% | 0.875% | 0.875% | 0.375% | 0.5% | 0.625% | 0.75% | 1.625% | 1.875% | 1% | 1.25% | 2.25% | 1.25% | 0% | 0.875% | 0% | 0% | 2.125% | 81000 | 46.5% | 5% | 15% | 15.88% | 4.875% | 5% | 14.75% | 15% | 51.13% | 49.75% | 70.88% | 31.5% | 43.88% | 17% | 0% | 15% | 0% | 0% | 29.62%
82000 | 2.25% | 0.375% | 1.5% | 0.875% | 0.375% | 0.625% | 1% | 1.625% | 1.75% | 2.25% | 2% | 1.625% | 3% | 1.25% | 0% | 1.5% | 0% | 0% | 2.25% | 82000 | 48.75% | 5.375% | 16.5% | 16.75% | 5.25% | 5.625% | 15.75% | 16.62% | 52.88% | 52% | 72.88% | 33.12% | 46.88% | 18.25% | 0% | 16.5% | 0% | 0% | 31.88%
83000 | 1.5% | 1% | 1.25% | 1.25% | 0.75% | 0.5% | 1.625% | 1.125% | 2.25% | 2.125% | 1.875% | 1.625% | 2.125% | 1.625% | 0% | 1.25% | 0% | 0% | 2.25% | 83000 | 50.25% | 6.375% | 17.75% | 18% | 6% | 6.125% | 17.38% | 17.75% | 55.13% | 54.12% | 74.75% | 34.75% | 49% | 19.88% | 0% | 17.75% | 0% | 0% | 34.13%
84000 | 1.375% | 1.375% | 1.625% | 1.5% | 0.75% | 0.625% | 1.5% | 1.75% | 1% | 1.875% | 2.5% | 1.625% | 1.125% | 0.875% | 0% | 1.625% | 0.125% | 0% | 2.875% | 84000 | 51.63% | 7.75% | 19.38% | 19.5% | 6.75% | 6.75% | 18.88% | 19.5% | 56.13% | 56% | 77.25% | 36.37% | 50.12% | 20.75% | 0% | 19.38% | 0.125% | 0% | 37%
85000 | 2.25% | 0.5% | 1.125% | 1.625% | 0.75% | 0.75% | 1.25% | 0.875% | 1.375% | 1.625% | 1.25% | 1.375% | 1.75% | 1.5% | 0% | 1.125% | 0% | 0% | 2.625% | 85000 | 53.88% | 8.25% | 20.5% | 21.13% | 7.5% | 7.5% | 20.13% | 20.38% | 57.5% | 57.63% | 78.5% | 37.75% | 51.87% | 22.25% | 0% | 20.5% | 0.125% | 0% | 39.63%
86000 | 2% | 1% | 1.375% | 1% | 0.125% | 1% | 0.875% | 1.5% | 2.25% | 1.625% | 1.25% | 2.125% | 2.125% | 1.375% | 0% | 1.375% | 0% | 0% | 1.5% | 86000 | 55.88% | 9.25% | 21.88% | 22.13% | 7.625% | 8.5% | 21% | 21.88% | 59.75% | 59.25% | 79.75% | 39.87% | 54% | 23.63% | 0% | 21.88% | 0.125% | 0% | 41.13%
87000 | 1% | 0.75% | 1.25% | 1.625% | 1.625% | 1.125% | 1.75% | 1.5% | 2.125% | 2.625% | 1.625% | 1% | 1.625% | 1.125% | 0% | 1.25% | 0.125% | 0% | 2.25% | 87000 | 56.88% | 10% | 23.13% | 23.75% | 9.25% | 9.625% | 22.75% | 23.38% | 61.88% | 61.88% | 81.38% | 40.87% | 55.62% | 24.75% | 0% | 23.13% | 0.25% | 0% | 43.38%
88000 | 2% | 1% | 1.625% | 1.375% | 0.875% | 0.75% | 1.375% | 1.375% | 1.5% | 1.875% | 1.75% | 1.75% | 1.875% | 1.125% | 0% | 1.625% | 0% | 0% | 2.125% | 88000 | 58.88% | 11% | 24.75% | 25.13% | 10.12% | 10.38% | 24.13% | 24.75% | 63.38% | 63.75% | 83.12% | 42.62% | 57.5% | 25.88% | 0% | 24.75% | 0.25% | 0% | 45.5%
89000 | 1.75% | 0.875% | 0.375% | 1.625% | 0.75% | 0.75% | 0.75% | 0.5% | 1.5% | 2% | 1.25% | 1.25% | 1.375% | 1% | 0% | 0.375% | 0% | 0% | 2.125% | 89000 | 60.63% | 11.87% | 25.13% | 26.75% | 10.88% | 11.13% | 24.88% | 25.25% | 64.88% | 65.75% | 84.37% | 43.88% | 58.88% | 26.88% | 0% | 25.13% | 0.25% | 0% | 47.63%
90000 | 1.5% | 1% | 1% | 1.625% | 0.875% | 0.625% | 0.75% | 1% | 1.5% | 1.875% | 1.625% | 1.75% | 2% | 1% | 0% | 1% | 0% | 0% | 1.625% | 90000 | 62.13% | 12.87% | 26.13% | 28.38% | 11.75% | 11.75% | 25.63% | 26.25% | 66.38% | 67.63% | 86% | 45.62% | 60.88% | 27.88% | 0% | 26.13% | 0.25% | 0% | 49.25%
91000 | 2% | 0.5% | 1.5% | 1.125% | 0.75% | 1.25% | 1.625% | 1.375% | 1.625% | 1.25% | 1.5% | 1.625% | 1.5% | 0.75% | 0% | 1.5% | 0% | 0% | 1.5% | 91000 | 64.13% | 13.37% | 27.63% | 29.5% | 12.5% | 13% | 27.25% | 27.62% | 68% | 68.88% | 87.5% | 47.25% | 62.38% | 28.63% | 0% | 27.63% | 0.25% | 0% | 50.75%
92000 | 1.875% | 0.5% | 1.375% | 1.875% | 0.75% | 0.5% | 1.5% | 1.625% | 1% | 1.25% | 0.375% | 2% | 2.25% | 1.125% | 0% | 1.375% | 0% | 0% | 1.5% | 92000 | 66% | 13.87% | 29% | 31.37% | 13.25% | 13.5% | 28.75% | 29.25% | 69% | 70.12% | 87.87% | 49.25% | 64.62% | 29.75% | 0% | 29% | 0.25% | 0% | 52.25%
93000 | 1.75% | 0.875% | 0.75% | 1.875% | 0.75% | 0.5% | 1% | 0.875% | 0.5% | 1.25% | 1% | 2.125% | 2% | 1.5% | 0% | 0.75% | 0% | 0% | 1.375% | 93000 | 67.75% | 14.75% | 29.75% | 33.25% | 14% | 14% | 29.75% | 30.12% | 69.5% | 71.38% | 88.88% | 51.38% | 66.62% | 31.25% | 0% | 29.75% | 0.25% | 0% | 53.63%
94000 | 1.125% | 0.875% | 1% | 2% | 0.375% | 0.25% | 0.75% | 0.625% | 1.75% | 1% | 1% | 1.625% | 1.125% | 0.75% | 0% | 1% | 0.125% | 0% | 2.25% | 94000 | 68.88% | 15.62% | 30.75% | 35.25% | 14.38% | 14.25% | 30.5% | 30.75% | 71.25% | 72.38% | 89.88% | 53% | 67.75% | 32% | 0% | 30.75% | 0.375% | 0% | 55.88%
95000 | 0.125% | 1.25% | 1.125% | 1.5% | 0.75% | 0.625% | 1.125% | 1.625% | 1.25% | 1.25% | 0.5% | 1.625% | 0.75% | 1.5% | 0% | 1.125% | 0% | 0% | 1.25% | 95000 | 69% | 16.88% | 31.88% | 36.75% | 15.13% | 14.88% | 31.63% | 32.37% | 72.5% | 73.62% | 90.38% | 54.62% | 68.5% | 33.5% | 0% | 31.88% | 0.375% | 0% | 57.12%
96000 | 0.875% | 1.5% | 1.625% | 1.625% | 0.75% | 1.125% | 1.375% | 1.25% | 1.125% | 1.5% | 0.75% | 0.75% | 0.625% | 2.125% | 0.125% | 1.625% | 0% | 0% | 1.75% | 96000 | 69.88% | 18.38% | 33.5% | 38.38% | 15.88% | 16% | 33% | 33.62% | 73.62% | 75.12% | 91.12% | 55.38% | 69.12% | 35.63% | 0.125% | 33.5% | 0.375% | 0% | 58.88%
97000 | 1.75% | 0.125% | 1.5% | 1.625% | 0.875% | 0.875% | 1.625% | 1.75% | 1% | 1.375% | 0.875% | 1.875% | 1.375% | 1.125% | 0% | 1.5% | 0.125% | 0% | 1.5% | 97000 | 71.62% | 18.5% | 35% | 40% | 16.75% | 16.88% | 34.62% | 35.37% | 74.63% | 76.5% | 92% | 57.25% | 70.5% | 36.75% | 0.125% | 35% | 0.5% | 0% | 60.38%
98000 | 1.25% | 1.25% | 1.5% | 1.125% | 1.375% | 0.875% | 1.625% | 1.125% | 1.25% | 1.25% | 1% | 1.5% | 1% | 1.625% | 0% | 1.5% | 0.125% | 0% | 1.5% | 98000 | 72.88% | 19.75% | 36.5% | 41.12% | 18.13% | 17.75% | 36.25% | 36.5% | 75.88% | 77.75% | 93% | 58.75% | 71.5% | 38.38% | 0.125% | 36.5% | 0.625% | 0% | 61.88%
99000 | 1.375% | 1.875% | 1.875% | 1.875% | 0.375% | 1% | 1.75% | 2.125% | 0.875% | 2% | 0.375% | 1.5% | 1.5% | 1.25% | 0% | 1.875% | 0% | 0% | 2% | 99000 | 74.25% | 21.63% | 38.38% | 43% | 18.5% | 18.75% | 38% | 38.62% | 76.75% | 79.75% | 93.38% | 60.25% | 73% | 39.63% | 0.125% | 38.38% | 0.625% | 0% | 63.88%
100000 | 0.875% | 0.875% | 1.5% | 1.625% | 0.75% | 0.75% | 1.625% | 1.625% | 1.125% | 0.625% | 0.75% | 1.25% | 1.125% | 1.5% | 0.375% | 1.5% | 0% | 0% | 2% | 100000 | 75.13% | 22.5% | 39.88% | 44.62% | 19.25% | 19.5% | 39.62% | 40.25% | 77.88% | 80.38% | 94.12% | 61.5% | 74.12% | 41.13% | 0.5% | 39.88% | 0.625% | 0% | 65.88%
101000 | 0.875% | 1% | 1.375% | 2.25% | 1% | 1% | 1.125% | 1.375% | 1.25% | 1.125% | 0.375% | 1.125% | 1.5% | 1.25% | 0.5% | 1.375% | 0% | 0% | 1.625% | 101000 | 76% | 23.5% | 41.25% | 46.87% | 20.25% | 20.5% | 40.75% | 41.62% | 79.12% | 81.5% | 94.5% | 62.62% | 75.62% | 42.38% | 1% | 41.25% | 0.625% | 0% | 67.5%
102000 | 1.375% | 1.625% | 1.125% | 1.375% | 1.25% | 1.5% | 1.375% | 0.875% | 1.25% | 1.5% | 0.375% | 1.375% | 0.625% | 1.25% | 0.75% | 1.125% | 0% | 0% | 0.625% | 102000 | 77.38% | 25.13% | 42.38% | 48.25% | 21.5% | 22% | 42.12% | 42.5% | 80.38% | 83% | 94.88% | 64% | 76.25% | 43.63% | 1.75% | 42.38% | 0.625% | 0% | 68.12%
103000 | 0.625% | 1.75% | 1.25% | 2.25% | 1.75% | 1.125% | 1.375% | 1.375% | 1.75% | 1% | 0.5% | 1% | 0.75% | 1.375% | 0.75% | 1.25% | 0% | 0% | 0.875% | 103000 | 78% | 26.88% | 43.62% | 50.5% | 23.25% | 23.13% | 43.5% | 43.87% | 82.12% | 84% | 95.38% | 65% | 77% | 45% | 2.5% | 43.62% | 0.625% | 0% | 69%
104000 | 1.75% | 1.25% | 0.625% | 1.125% | 0.875% | 1% | 0.75% | 0.5% | 1% | 1.5% | 0.125% | 1.375% | 1.25% | 1% | 1.75% | 0.625% | 0% | 0% | 0.5% | 104000 | 79.75% | 28.13% | 44.25% | 51.62% | 24.13% | 24.13% | 44.25% | 44.37% | 83.12% | 85.5% | 95.5% | 66.38% | 78.25% | 46% | 4.25% | 44.25% | 0.625% | 0% | 69.5%
105000 | 1% | 2.25% | 1.5% | 1% | 1.25% | 1.5% | 1.125% | 1.5% | 1% | 0.5% | 0.625% | 0.5% | 0.875% | 0.625% | 1.375% | 1.5% | 0% | 0% | 1.25% | 105000 | 80.75% | 30.38% | 45.75% | 52.62% | 25.38% | 25.63% | 45.37% | 45.87% | 84.12% | 86% | 96.12% | 66.88% | 79.12% | 46.63% | 5.625% | 45.75% | 0.625% | 0% | 70.75%
106000 | 1.5% | 1.25% | 1.125% | 0.875% | 1% | 1% | 1.125% | 1.375% | 0.5% | 0.75% | 0.5% | 1.125% | 1.375% | 0.75% | 3.125% | 1.125% | 0% | 0.125% | 1% | 106000 | 82.25% | 31.63% | 46.88% | 53.5% | 26.38% | 26.63% | 46.5% | 47.25% | 84.62% | 86.75% | 96.62% | 68% | 80.5% | 47.38% | 8.75% | 46.88% | 0.625% | 0.125% | 71.75%
107000 | 1.125% | 1.25% | 1.375% | 1.125% | 1.25% | 1.5% | 1.625% | 1.125% | 1% | 0.875% | 0.375% | 1.25% | 1% | 0.875% | 2.125% | 1.375% | 0.125% | 0% | 1.5% | 107000 | 83.38% | 32.88% | 48.25% | 54.62% | 27.63% | 28.13% | 48.12% | 48.37% | 85.62% | 87.62% | 97% | 69.25% | 81.5% | 48.25% | 10.88% | 48.25% | 0.75% | 0.125% | 73.25%
108000 | 1% | 1.375% | 0.625% | 1.375% | 1.75% | 1.375% | 0.5% | 0.75% | 0.625% | 0.625% | 0.25% | 1.25% | 1.375% | 2% | 1.375% | 0.625% | 0% | 0% | 1.125% | 108000 | 84.38% | 34.25% | 48.87% | 56% | 29.38% | 29.5% | 48.62% | 49.12% | 86.25% | 88.25% | 97.25% | 70.5% | 82.88% | 50.25% | 12.25% | 48.87% | 0.75% | 0.125% | 74.38%
109000 | 1% | 1% | 1.25% | 1.375% | 1.25% | 1.375% | 1.375% | 1.25% | 0.625% | 0.875% | 0.5% | 0.875% | 1.375% | 1.125% | 3.5% | 1.25% | 0.125% | 0% | 1% | 109000 | 85.38% | 35.25% | 50.12% | 57.38% | 30.63% | 30.88% | 50% | 50.37% | 86.87% | 89.12% | 97.75% | 71.38% | 84.25% | 51.38% | 15.75% | 50.12% | 0.875% | 0.125% | 75.38%
110000 | 0.25% | 1.75% | 1.625% | 1.75% | 1.625% | 1.375% | 1.5% | 1.5% | 0.75% | 0.75% | 0% | 1.125% | 0.875% | 1.25% | 4.25% | 1.625% | 0.125% | 0% | 1.125% | 110000 | 85.62% | 37% | 51.75% | 59.12% | 32.25% | 32.25% | 51.5% | 51.87% | 87.62% | 89.88% | 97.75% | 72.5% | 85.12% | 52.62% | 20% | 51.75% | 1% | 0.125% | 76.5%
111000 | 0.625% | 1% | 1.5% | 1.125% | 1.125% | 1.25% | 1.375% | 1.375% | 1% | 0.875% | 0.25% | 1.25% | 0.75% | 1.25% | 4.75% | 1.5% | 0.125% | 0% | 1% | 111000 | 86.25% | 38% | 53.25% | 60.25% | 33.38% | 33.5% | 52.87% | 53.25% | 88.62% | 90.75% | 98% | 73.75% | 85.88% | 53.87% | 24.75% | 53.25% | 1.125% | 0.125% | 77.5%
112000 | 0.875% | 1.125% | 0.75% | 1.375% | 1% | 2% | 1.125% | 1.125% | 0.5% | 0.625% | 0.125% | 1.125% | 1% | 1.25% | 3.25% | 0.75% | 0.25% | 0% | 0.75% | 112000 | 87.13% | 39.13% | 54% | 61.62% | 34.38% | 35.5% | 54% | 54.37% | 89.12% | 91.38% | 98.12% | 74.87% | 86.88% | 55.12% | 28% | 54% | 1.375% | 0.125% | 78.25%
113000 | 0.875% | 0.5% | 1.25% | 1.375% | 1.875% | 0.875% | 1.125% | 1% | 1.125% | 1.125% | 0.25% | 1% | 0.5% | 0.625% | 3% | 1.25% | 0.25% | 0% | 1.625% | 113000 | 88% | 39.63% | 55.25% | 63% | 36.25% | 36.38% | 55.12% | 55.37% | 90.25% | 92.5% | 98.37% | 75.87% | 87.38% | 55.75% | 31% | 55.25% | 1.625% | 0.125% | 79.88%
114000 | 0.5% | 1.375% | 1.375% | 1.5% | 0.875% | 1.25% | 0.875% | 1.375% | 0.625% | 0.25% | 0.125% | 1% | 0.5% | 1% | 4.875% | 1.375% | 0.375% | 0% | 0.875% | 114000 | 88.5% | 41% | 56.62% | 64.5% | 37.13% | 37.63% | 56% | 56.75% | 90.87% | 92.75% | 98.5% | 76.88% | 87.88% | 56.75% | 35.88% | 56.62% | 2% | 0.125% | 80.75%
115000 | 1% | 1.125% | 0.75% | 0.625% | 0.5% | 0.25% | 1.125% | 0.75% | 0.25% | 0.5% | 0.125% | 1.25% | 0.75% | 0.75% | 3.5% | 0.75% | 0.125% | 0% | 1.75% | 115000 | 89.5% | 42.13% | 57.37% | 65.12% | 37.63% | 37.88% | 57.12% | 57.5% | 91.12% | 93.25% | 98.62% | 78.12% | 88.62% | 57.5% | 39.38% | 57.37% | 2.125% | 0.125% | 82.5%
116000 | 0.625% | 1.125% | 1.625% | 1.125% | 1% | 1.25% | 1.25% | 1.75% | 1.125% | 0.375% | 0.25% | 1.375% | 0.875% | 1.375% | 3.875% | 1.625% | 0.125% | 0.125% | 0.625% | 116000 | 90.13% | 43.25% | 59% | 66.25% | 38.63% | 39.13% | 58.37% | 59.25% | 92.25% | 93.62% | 98.87% | 79.5% | 89.5% | 58.87% | 43.25% | 59% | 2.25% | 0.25% | 83.12%
117000 | 0.875% | 1.125% | 0.625% | 1.5% | 1.125% | 0.625% | 1.25% | 0.75% | 0.5% | 0.25% | 0.125% | 0.875% | 0.5% | 1.625% | 3.125% | 0.625% | 0.25% | 0% | 1.25% | 117000 | 91% | 44.38% | 59.62% | 67.75% | 39.75% | 39.75% | 59.62% | 60% | 92.75% | 93.87% | 99% | 80.38% | 90% | 60.5% | 46.38% | 59.62% | 2.5% | 0.25% | 84.37%
118000 | 0.5% | 1.375% | 1.25% | 0.625% | 1.25% | 1.125% | 1.25% | 1% | 0.5% | 0.125% | 0% | 1% | 0.5% | 1.5% | 3.125% | 1.25% | 0.125% | 0% | 1% | 118000 | 91.5% | 45.75% | 60.87% | 68.38% | 41% | 40.88% | 60.87% | 61% | 93.25% | 94% | 99% | 81.38% | 90.5% | 62% | 49.5% | 60.87% | 2.625% | 0.25% | 85.37%
119000 | 0.625% | 1.375% | 1% | 1.625% | 0.75% | 1.25% | 1% | 1.125% | 0.25% | 0.75% | 0.125% | 0.75% | 0.75% | 0.75% | 3% | 1% | 0.375% | 0% | 0.375% | 119000 | 92.13% | 47.12% | 61.87% | 70% | 41.75% | 42.13% | 61.87% | 62.12% | 93.5% | 94.75% | 99.12% | 82.12% | 91.25% | 62.75% | 52.5% | 61.87% | 3% | 0.25% | 85.75%
120000 | 0.625% | 0.625% | 1.125% | 1.125% | 1.25% | 1% | 1% | 1% | 0.375% | 0.375% | 0.375% | 0.5% | 0.375% | 0.5% | 3.25% | 1.125% | 0% | 0% | 0.75% | 120000 | 92.75% | 47.75% | 63% | 71.12% | 43% | 43.13% | 62.87% | 63.12% | 93.87% | 95.12% | 99.5% | 82.62% | 91.62% | 63.25% | 55.75% | 63% | 3% | 0.25% | 86.5%
121000 | 0.375% | 1.25% | 0.625% | 0.875% | 0.625% | 1.25% | 0.75% | 1% | 0.125% | 0.25% | 0.125% | 0.5% | 1.125% | 1.125% | 2.875% | 0.625% | 0.125% | 0% | 0.75% | 121000 | 93.13% | 49% | 63.62% | 72% | 43.63% | 44.38% | 63.62% | 64.12% | 94% | 95.37% | 99.62% | 83.12% | 92.75% | 64.37% | 58.63% | 63.62% | 3.125% | 0.25% | 87.25%
122000 | 0.625% | 1.375% | 1.125% | 0.875% | 1.5% | 1% | 1.125% | 0.625% | 0.5% | 0.25% | 0% | 0.625% | 0.375% | 0.75% | 2.5% | 1.125% | 0% | 0% | 1% | 122000 | 93.75% | 50.38% | 64.75% | 72.88% | 45.13% | 45.38% | 64.75% | 64.75% | 94.5% | 95.62% | 99.62% | 83.75% | 93.12% | 65.12% | 61.13% | 64.75% | 3.125% | 0.25% | 88.25%
123000 | 0% | 1.25% | 0.5% | 0.75% | 0.875% | 1% | 0.5% | 0.5% | 0.375% | 0.25% | 0.125% | 0.5% | 0.25% | 0.5% | 2.875% | 0.5% | 0.625% | 0% | 0.375% | 123000 | 93.75% | 51.62% | 65.25% | 73.62% | 46% | 46.38% | 65.25% | 65.25% | 94.87% | 95.87% | 99.75% | 84.25% | 93.38% | 65.62% | 64% | 65.25% | 3.75% | 0.25% | 88.62%
124000 | 0.375% | 1.125% | 0.75% | 0.75% | 1.375% | 1% | 0.5% | 1% | 0.5% | 0.125% | 0% | 0.375% | 0.25% | 0.875% | 2.75% | 0.75% | 0.125% | 0.125% | 0.5% | 124000 | 94.13% | 52.75% | 66% | 74.37% | 47.38% | 47.38% | 65.75% | 66.25% | 95.37% | 96% | 99.75% | 84.62% | 93.62% | 66.5% | 66.75% | 66% | 3.875% | 0.375% | 89.12%
125000 | 0.25% | 1.125% | 1.625% | 0.75% | 1% | 1.125% | 1.625% | 1.625% | 0.375% | 0.375% | 0% | 0.25% | 0.25% | 1.25% | 1.875% | 1.625% | 0.375% | 0% | 0.875% | 125000 | 94.38% | 53.87% | 67.62% | 75.12% | 48.38% | 48.5% | 67.37% | 67.87% | 95.75% | 96.37% | 99.75% | 84.87% | 93.87% | 67.75% | 68.63% | 67.62% | 4.25% | 0.375% | 90%
126000 | 0.75% | 1.5% | 0.875% | 1.25% | 0.375% | 1.25% | 1.125% | 0.75% | 0% | 0% | 0.125% | 0.75% | 0.375% | 1% | 1.625% | 0.875% | 0.375% | 0% | 0.75% | 126000 | 95.12% | 55.38% | 68.5% | 76.37% | 48.75% | 49.75% | 68.5% | 68.62% | 95.75% | 96.37% | 99.87% | 85.62% | 94.25% | 68.75% | 70.25% | 68.5% | 4.625% | 0.375% | 90.75%
127000 | 0.375% | 0.625% | 1.25% | 1.375% | 2% | 1.125% | 1.125% | 1.125% | 0% | 0.25% | 0% | 0.875% | 0% | 1.375% | 1.75% | 1.25% | 0.125% | 0% | 0.375% | 127000 | 95.5% | 56% | 69.75% | 77.75% | 50.75% | 50.88% | 69.62% | 69.75% | 95.75% | 96.62% | 99.87% | 86.5% | 94.25% | 70.12% | 72% | 69.75% | 4.75% | 0.375% | 91.12%
128000 | 0% | 1% | 1% | 0.375% | 1.125% | 0.625% | 1.125% | 1.25% | 0.25% | 0.375% | 0% | 1% | 0.75% | 0.875% | 1.625% | 1% | 0.25% | 0% | 0.75% | 128000 | 95.5% | 57% | 70.75% | 78.12% | 51.88% | 51.5% | 70.75% | 71% | 96% | 97% | 99.87% | 87.5% | 95% | 71% | 73.62% | 70.75% | 5% | 0.375% | 91.87%
129000 | 0.25% | 1.75% | 1.125% | 1.25% | 1.375% | 0.875% | 1.125% | 1% | 0.375% | 0% | 0% | 0.25% | 0.375% | 1% | 1.875% | 1.125% | 0.125% | 0% | 0.75% | 129000 | 95.75% | 58.75% | 71.87% | 79.37% | 53.25% | 52.38% | 71.87% | 72% | 96.37% | 97% | 99.87% | 87.75% | 95.37% | 72% | 75.5% | 71.87% | 5.125% | 0.375% | 92.62%
130000 | 0% | 1% | 0.875% | 1.5% | 0.25% | 1.25% | 0.75% | 0.75% | 0% | 0.25% | 0% | 0.625% | 0.125% | 0.625% | 2.5% | 0.875% | 0.625% | 0% | 0.375% | 130000 | 95.75% | 59.75% | 72.75% | 80.87% | 53.5% | 53.63% | 72.62% | 72.75% | 96.37% | 97.25% | 99.87% | 88.37% | 95.5% | 72.62% | 78% | 72.75% | 5.75% | 0.375% | 93%
131000 | 0.25% | 0.875% | 0.375% | 1.375% | 1.625% | 1% | 0.375% | 0.625% | 0.125% | 0.25% | 0% | 0.5% | 0.375% | 0.375% | 1.5% | 0.375% | 0.375% | 0% | 0.25% | 131000 | 96% | 60.62% | 73.12% | 82.25% | 55.12% | 54.63% | 73% | 73.37% | 96.5% | 97.5% | 99.87% | 88.87% | 95.87% | 73% | 79.5% | 73.12% | 6.125% | 0.375% | 93.25%
132000 | 0.125% | 0.625% | 0.75% | 0.375% | 0.875% | 0.875% | 0.75% | 0.5% | 0.25% | 0.375% | 0% | 0.5% | 0.125% | 1% | 1.25% | 0.75% | 0.125% | 0% | 0.625% | 132000 | 96.12% | 61.25% | 73.87% | 82.62% | 56% | 55.5% | 73.75% | 73.87% | 96.75% | 97.87% | 99.87% | 89.37% | 96% | 74% | 80.75% | 73.87% | 6.25% | 0.375% | 93.87%
133000 | 0.25% | 0.75% | 1% | 0.875% | 1.125% | 1.375% | 0.875% | 1% | 0.125% | 0.25% | 0.125% | 1% | 0% | 0.875% | 1.75% | 1% | 0.75% | 0.125% | 0.125% | 133000 | 96.37% | 62% | 74.87% | 83.5% | 57.12% | 56.88% | 74.62% | 74.87% | 96.87% | 98.12% | 100% | 90.37% | 96% | 74.87% | 82.5% | 74.87% | 7% | 0.5% | 94%
134000 | 0.125% | 0.875% | 0.875% | 0.875% | 1% | 1.375% | 0.875% | 0.875% | 0.25% | 0.125% | 0% | 0% | 0.5% | 1.125% | 1.125% | 0.875% | 0.875% | 0% | 0.25% | 134000 | 96.5% | 62.87% | 75.75% | 84.38% | 58.13% | 58.25% | 75.5% | 75.75% | 97.12% | 98.25% | 100% | 90.37% | 96.5% | 76% | 83.62% | 75.75% | 7.875% | 0.5% | 94.25%
135000 | 0.375% | 0.375% | 0.75% | 0.75% | 1.125% | 1% | 0.875% | 0.875% | 0.125% | 0.375% | 0% | 0.25% | 0.125% | 0.75% | 0.875% | 0.75% | 0.375% | 0% | 0.25% | 135000 | 96.87% | 63.25% | 76.5% | 85.12% | 59.25% | 59.25% | 76.37% | 76.62% | 97.25% | 98.62% | 100% | 90.62% | 96.62% | 76.75% | 84.5% | 76.5% | 8.25% | 0.5% | 94.5%
136000 | 0% | 0.875% | 1.375% | 0.625% | 1.375% | 1% | 1.25% | 1.5% | 0.125% | 0% | 0% | 0.25% | 0.25% | 1.25% | 1.5% | 1.375% | 0.25% | 0% | 0.5% | 136000 | 96.87% | 64.12% | 77.87% | 85.75% | 60.63% | 60.25% | 77.62% | 78.12% | 97.37% | 98.62% | 100% | 90.87% | 96.87% | 78% | 86% | 77.87% | 8.5% | 0.5% | 95%
137000 | 0.125% | 0.625% | 0.75% | 0.625% | 0.75% | 1.125% | 0.875% | 0.5% | 0.25% | 0.375% | 0% | 0.375% | 0.125% | 0.875% | 1.625% | 0.75% | 0.5% | 0% | 0.75% | 137000 | 97% | 64.75% | 78.62% | 86.37% | 61.38% | 61.38% | 78.5% | 78.62% | 97.62% | 99% | 100% | 91.25% | 97% | 78.87% | 87.63% | 78.62% | 9% | 0.5% | 95.75%
138000 | 0.375% | 1.375% | 1% | 0.75% | 1% | 0.75% | 0.875% | 1% | 0.375% | 0% | 0% | 0.25% | 0.25% | 0.375% | 1% | 1% | 0.625% | 0% | 0% | 138000 | 97.37% | 66.12% | 79.62% | 87.12% | 62.38% | 62.13% | 79.37% | 79.62% | 98% | 99% | 100% | 91.5% | 97.25% | 79.25% | 88.63% | 79.62% | 9.625% | 0.5% | 95.75%
139000 | 0.25% | 1.375% | 0.125% | 0.625% | 0.875% | 0.875% | 0.25% | 0.375% | 0.25% | 0% | 0% | 0.125% | 0.25% | 0.875% | 0.625% | 0.125% | 0.5% | 0% | 0.125% | 139000 | 97.62% | 67.5% | 79.75% | 87.75% | 63.25% | 63% | 79.62% | 80% | 98.25% | 99% | 100% | 91.62% | 97.5% | 80.12% | 89.25% | 79.75% | 10.13% | 0.5% | 95.87%
140000 | 0.25% | 1.375% | 0.375% | 0.875% | 0.375% | 0.375% | 0.5% | 0.125% | 0.375% | 0% | 0% | 0.25% | 0.25% | 0.25% | 1% | 0.375% | 0.75% | 0% | 0% | 140000 | 97.87% | 68.88% | 80.12% | 88.62% | 63.63% | 63.38% | 80.12% | 80.12% | 98.62% | 99% | 100% | 91.87% | 97.75% | 80.37% | 90.25% | 80.12% | 10.88% | 0.5% | 95.87%
141000 | 0% | 0.875% | 0.25% | 0.5% | 1% | 0.625% | 0.25% | 0.25% | 0% | 0.125% | 0% | 0.25% | 0.125% | 0.25% | 1% | 0.25% | 0.875% | 0.125% | 0.375% | 141000 | 97.87% | 69.75% | 80.37% | 89.12% | 64.63% | 64% | 80.37% | 80.37% | 98.62% | 99.12% | 100% | 92.12% | 97.87% | 80.62% | 91.25% | 80.37% | 11.75% | 0.625% | 96.25%
142000 | 0.125% | 0.5% | 0.625% | 0.375% | 0.25% | 0.25% | 0.625% | 0.75% | 0.25% | 0.125% | 0% | 0.375% | 0.25% | 1.125% | 0.625% | 0.625% | 0.375% | 0% | 0% | 142000 | 98% | 70.25% | 81% | 89.5% | 64.88% | 64.25% | 81% | 81.12% | 98.87% | 99.25% | 100% | 92.5% | 98.12% | 81.75% | 91.88% | 81% | 12.13% | 0.625% | 96.25%
143000 | 0.625% | 1% | 1.125% | 1.125% | 0.875% | 0.75% | 1.125% | 1.25% | 0.125% | 0% | 0% | 0.375% | 0.25% | 0.375% | 0.75% | 1.125% | 0.125% | 0% | 0.375% | 143000 | 98.62% | 71.25% | 82.12% | 90.62% | 65.75% | 65% | 82.12% | 82.37% | 99% | 99.25% | 100% | 92.87% | 98.37% | 82.12% | 92.62% | 82.12% | 12.25% | 0.625% | 96.62%
144000 | 0.125% | 0.375% | 0.5% | 0.5% | 1.125% | 1.25% | 0.5% | 0.25% | 0% | 0.125% | 0% | 0.375% | 0.125% | 0.125% | 0.625% | 0.5% | 0.25% | 0% | 0.125% | 144000 | 98.75% | 71.63% | 82.62% | 91.12% | 66.88% | 66.25% | 82.62% | 82.62% | 99% | 99.37% | 100% | 93.25% | 98.5% | 82.25% | 93.25% | 82.62% | 12.5% | 0.625% | 96.75%
145000 | 0.125% | 0.375% | 0.375% | 0.25% | 0.75% | 1% | 0.5% | 0.5% | 0% | 0% | 0% | 0.25% | 0.375% | 0.5% | 0.5% | 0.375% | 0.25% | 0% | 0.25% | 145000 | 98.87% | 72% | 83% | 91.37% | 67.62% | 67.25% | 83.12% | 83.12% | 99% | 99.37% | 100% | 93.5% | 98.87% | 82.75% | 93.75% | 83% | 12.75% | 0.625% | 97%
146000 | 0.125% | 1.125% | 0.375% | 0.375% | 1.375% | 1.625% | 0% | 0.25% | 0% | 0% | 0% | 0.5% | 0.125% | 0.5% | 0.5% | 0.375% | 0.125% | 0% | 0% | 146000 | 99% | 73.13% | 83.37% | 91.75% | 69% | 68.88% | 83.12% | 83.37% | 99% | 99.37% | 100% | 94% | 99% | 83.25% | 94.25% | 83.37% | 12.88% | 0.625% | 97%
147000 | 0% | 1.125% | 0.5% | 0.875% | 0.75% | 0.875% | 0.625% | 0.5% | 0.125% | 0.125% | 0% | 0.125% | 0% | 0.625% | 0.25% | 0.5% | 0.5% | 0% | 0.125% | 147000 | 99% | 74.25% | 83.87% | 92.62% | 69.75% | 69.75% | 83.75% | 83.87% | 99.12% | 99.5% | 100% | 94.12% | 99% | 83.87% | 94.5% | 83.87% | 13.38% | 0.625% | 97.12%
148000 | 0% | 0.875% | 0.5% | 0.25% | 0.5% | 0.75% | 0.625% | 0.625% | 0.125% | 0.125% | 0% | 0.25% | 0% | 0.5% | 0.5% | 0.5% | 0.375% | 0.125% | 0.25% | 148000 | 99% | 75.13% | 84.37% | 92.87% | 70.25% | 70.5% | 84.37% | 84.5% | 99.25% | 99.62% | 100% | 94.37% | 99% | 84.37% | 95% | 84.37% | 13.75% | 0.75% | 97.37%
149000 | 0.125% | 0.75% | 0.375% | 0.625% | 0.75% | 0.375% | 0.375% | 0.25% | 0% | 0% | 0% | 0.5% | 0% | 0.25% | 0.125% | 0.375% | 0.875% | 0% | 0.375% | 149000 | 99.12% | 75.88% | 84.75% | 93.5% | 71% | 70.88% | 84.75% | 84.75% | 99.25% | 99.62% | 100% | 94.87% | 99% | 84.62% | 95.12% | 84.75% | 14.63% | 0.75% | 97.75%
150000 | 0% | 1.25% | 0.75% | 0.625% | 0.75% | 1% | 0.625% | 0.75% | 0% | 0% | 0% | 0.5% | 0.125% | 0.75% | 0.625% | 0.75% | 0.5% | 0% | 0.125% | 150000 | 99.12% | 77.13% | 85.5% | 94.12% | 71.75% | 71.88% | 85.37% | 85.5% | 99.25% | 99.62% | 100% | 95.37% | 99.12% | 85.37% | 95.75% | 85.5% | 15.13% | 0.75% | 97.87%
151000 | 0.125% | 0.625% | 0.375% | 0% | 0.25% | 0.375% | 0.5% | 0.5% | 0.25% | 0.125% | 0% | 0.25% | 0% | 0.25% | 0.375% | 0.375% | 1% | 0% | 0% | 151000 | 99.25% | 77.75% | 85.87% | 94.12% | 72% | 72.25% | 85.87% | 86% | 99.5% | 99.75% | 100% | 95.62% | 99.12% | 85.62% | 96.12% | 85.87% | 16.13% | 0.75% | 97.87%
152000 | 0% | 1.125% | 0.75% | 0.25% | 0.75% | 0.375% | 0.5% | 0.625% | 0% | 0% | 0% | 0% | 0.125% | 0.75% | 0.125% | 0.75% | 0.5% | 0.125% | 0.375% | 152000 | 99.25% | 78.88% | 86.62% | 94.37% | 72.75% | 72.63% | 86.37% | 86.62% | 99.5% | 99.75% | 100% | 95.62% | 99.25% | 86.37% | 96.25% | 86.62% | 16.63% | 0.875% | 98.25%
153000 | 0% | 0.5% | 0.5% | 0.5% | 0.875% | 1.125% | 0.75% | 0.5% | 0% | 0% | 0% | 0.25% | 0% | 1% | 0.5% | 0.5% | 1.125% | 0% | 0.5% | 153000 | 99.25% | 79.38% | 87.12% | 94.87% | 73.62% | 73.75% | 87.12% | 87.12% | 99.5% | 99.75% | 100% | 95.87% | 99.25% | 87.37% | 96.75% | 87.12% | 17.75% | 0.875% | 98.75%
154000 | 0.25% | 0.5% | 0.25% | 0.5% | 1.375% | 1% | 0.25% | 0.375% | 0% | 0% | 0% | 0.5% | 0.125% | 0.5% | 0.125% | 0.25% | 1% | 0.375% | 0% | 154000 | 99.5% | 79.88% | 87.37% | 95.37% | 75% | 74.75% | 87.37% | 87.5% | 99.5% | 99.75% | 100% | 96.37% | 99.37% | 87.87% | 96.87% | 87.37% | 18.75% | 1.25% | 98.75%
155000 | 0% | 0.375% | 0.875% | 0% | 0.5% | 0.875% | 0.875% | 0.75% | 0.25% | 0% | 0% | 0.25% | 0.125% | 0.5% | 0.125% | 0.875% | 1.125% | 0% | 0.25% | 155000 | 99.5% | 80.25% | 88.25% | 95.37% | 75.5% | 75.63% | 88.25% | 88.25% | 99.75% | 99.75% | 100% | 96.62% | 99.5% | 88.37% | 97% | 88.25% | 19.88% | 1.25% | 99%
156000 | 0% | 0.5% | 0.375% | 0.125% | 1.125% | 0.375% | 0.375% | 0.375% | 0% | 0% | 0% | 0.25% | 0.125% | 0.5% | 0.125% | 0.375% | 0.875% | 0.125% | 0% | 156000 | 99.5% | 80.75% | 88.62% | 95.5% | 76.62% | 76% | 88.62% | 88.62% | 99.75% | 99.75% | 100% | 96.87% | 99.62% | 88.87% | 97.12% | 88.62% | 20.75% | 1.375% | 99%
157000 | 0% | 0.625% | 0.5% | 0.125% | 0.625% | 1.125% | 0.5% | 0.5% | 0% | 0% | 0% | 0% | 0% | 0.25% | 0.5% | 0.5% | 0.875% | 0.125% | 0% | 157000 | 99.5% | 81.38% | 89.12% | 95.62% | 77.25% | 77.13% | 89.12% | 89.12% | 99.75% | 99.75% | 100% | 96.87% | 99.62% | 89.12% | 97.62% | 89.12% | 21.63% | 1.5% | 99%
158000 | 0% | 1% | 0.375% | 0.25% | 0.75% | 1% | 0.375% | 0.375% | 0% | 0.125% | 0% | 0.125% | 0% | 0.25% | 0.25% | 0.375% | 0.75% | 0% | 0% | 158000 | 99.5% | 82.38% | 89.5% | 95.87% | 78% | 78.13% | 89.5% | 89.5% | 99.75% | 99.87% | 100% | 97% | 99.62% | 89.37% | 97.87% | 89.5% | 22.38% | 1.5% | 99%
159000 | 0.25% | 0.75% | 0.125% | 0.25% | 0.875% | 0.75% | 0.125% | 0.125% | 0% | 0.125% | 0% | 0.25% | 0% | 0.25% | 0.25% | 0.125% | 0.375% | 0.125% | 0.125% | 159000 | 99.75% | 83.12% | 89.62% | 96.12% | 78.87% | 78.88% | 89.62% | 89.62% | 99.75% | 100% | 100% | 97.25% | 99.62% | 89.62% | 98.12% | 89.62% | 22.75% | 1.625% | 99.12%
160000 | 0% | 0.625% | 0% | 0% | 0.5% | 0.625% | 0% | 0% | 0% | 0% | 0% | 0.25% | 0.125% | 0.125% | 0.125% | 0% | 1.375% | 0.125% | 0.125% | 160000 | 99.75% | 83.75% | 89.62% | 96.12% | 79.37% | 79.5% | 89.62% | 89.62% | 99.75% | 100% | 100% | 97.5% | 99.75% | 89.75% | 98.25% | 89.62% | 24.13% | 1.75% | 99.25%
161000 | 0% | 0.5% | 0.25% | 0.125% | 0.875% | 0.625% | 0.25% | 0.25% | 0% | 0% | 0% | 0.125% | 0% | 0.5% | 0.25% | 0.25% | 0.875% | 0.125% | 0% | 161000 | 99.75% | 84.25% | 89.87% | 96.25% | 80.25% | 80.13% | 89.87% | 89.87% | 99.75% | 100% | 100% | 97.62% | 99.75% | 90.25% | 98.5% | 89.87% | 25% | 1.875% | 99.25%
162000 | 0% | 1.125% | 0.375% | 0.625% | 0.375% | 0.375% | 0.5% | 0.625% | 0% | 0% | 0% | 0% | 0% | 0.25% | 0.375% | 0.375% | 0.5% | 0.25% | 0% | 162000 | 99.75% | 85.38% | 90.25% | 96.87% | 80.62% | 80.5% | 90.37% | 90.5% | 99.75% | 100% | 100% | 97.62% | 99.75% | 90.5% | 98.87% | 90.25% | 25.5% | 2.125% | 99.25%
163000 | 0% | 1% | 0.5% | 0% | 0.5% | 0.375% | 0.25% | 0.375% | 0% | 0% | 0% | 0.375% | 0% | 0.125% | 0% | 0.5% | 1.375% | 0.125% | 0.125% | 163000 | 99.75% | 86.38% | 90.75% | 96.87% | 81.12% | 80.88% | 90.62% | 90.87% | 99.75% | 100% | 100% | 98% | 99.75% | 90.62% | 98.87% | 90.75% | 26.88% | 2.25% | 99.37%
164000 | 0% | 0.625% | 0.25% | 0.125% | 0.5% | 0.625% | 0.375% | 0.125% | 0% | 0% | 0% | 0.125% | 0% | 0.375% | 0.125% | 0.25% | 0.75% | 0.25% | 0.125% | 164000 | 99.75% | 87% | 91% | 97% | 81.62% | 81.5% | 91% | 91% | 99.75% | 100% | 100% | 98.12% | 99.75% | 91% | 99% | 91% | 27.63% | 2.5% | 99.5%
165000 | 0% | 0.375% | 0.125% | 0.125% | 0.5% | 0.75% | 0.125% | 0.125% | 0% | 0% | 0% | 0% | 0.125% | 0.125% | 0.25% | 0.125% | 0.5% | 0.125% | 0% | 165000 | 99.75% | 87.38% | 91.12% | 97.12% | 82.12% | 82.25% | 91.12% | 91.12% | 99.75% | 100% | 100% | 98.12% | 99.87% | 91.12% | 99.25% | 91.12% | 28.13% | 2.625% | 99.5%
166000 | 0% | 0.125% | 0.5% | 0.125% | 0.75% | 0.625% | 0.5% | 0.625% | 0% | 0% | 0% | 0% | 0% | 0.25% | 0% | 0.5% | 1.5% | 0.375% | 0% | 166000 | 99.75% | 87.5% | 91.62% | 97.25% | 82.87% | 82.88% | 91.62% | 91.75% | 99.75% | 100% | 100% | 98.12% | 99.87% | 91.37% | 99.25% | 91.62% | 29.63% | 3% | 99.5%
167000 | 0% | 0.25% | 0.375% | 0.25% | 1.125% | 1% | 0.375% | 0.25% | 0.125% | 0% | 0% | 0.25% | 0.125% | 0.5% | 0% | 0.375% | 1.75% | 0% | 0.125% | 167000 | 99.75% | 87.75% | 92% | 97.5% | 84% | 83.88% | 92% | 92% | 99.87% | 100% | 100% | 98.37% | 100% | 91.87% | 99.25% | 92% | 31.38% | 3% | 99.62%
168000 | 0% | 0.375% | 0.125% | 0.25% | 0.75% | 0.75% | 0.125% | 0.125% | 0.125% | 0% | 0% | 0% | 0% | 0.25% | 0.125% | 0.125% | 1% | 0.125% | 0% | 168000 | 99.75% | 88.12% | 92.12% | 97.75% | 84.75% | 84.62% | 92.12% | 92.12% | 100% | 100% | 100% | 98.37% | 100% | 92.12% | 99.37% | 92.12% | 32.38% | 3.125% | 99.62%
169000 | 0% | 0.375% | 0.375% | 0.125% | 1% | 0.75% | 0% | 0.5% | 0% | 0% | 0% | 0% | 0% | 0.125% | 0% | 0.375% | 1.375% | 0% | 0.125% | 169000 | 99.75% | 88.5% | 92.5% | 97.87% | 85.75% | 85.38% | 92.12% | 92.62% | 100% | 100% | 100% | 98.37% | 100% | 92.25% | 99.37% | 92.5% | 33.75% | 3.125% | 99.75%
170000 | 0.125% | 0.75% | 0.125% | 0.25% | 0.5% | 0.875% | 0.5% | 0% | 0% | 0% | 0% | 0.125% | 0% | 0.25% | 0% | 0.125% | 0.625% | 0% | 0% | 170000 | 99.87% | 89.25% | 92.62% | 98.12% | 86.25% | 86.25% | 92.62% | 92.62% | 100% | 100% | 100% | 98.5% | 100% | 92.5% | 99.37% | 92.62% | 34.38% | 3.125% | 99.75%
171000 |  | 0.125% | 0% | 0.125% | 0.625% | 0.5% | 0% | 0% | 0% | 0% | 0% | 0.125% |  | 0.375% | 0.125% | 0% | 0.5% | 0.125% | 0% | 171000 |  | 89.38% | 92.62% | 98.25% | 86.87% | 86.75% | 92.62% | 92.62% | 100% | 100% | 100% | 98.62% |  | 92.87% | 99.5% | 92.62% | 34.88% | 3.25% | 99.75%
172000 |  | 0.625% | 0.25% | 0.25% | 0.125% | 0.5% | 0.25% | 0.25% | 0% | 0% | 0% | 0.125% |  | 0.125% | 0% | 0.25% | 0.5% | 0.125% | 0% | 172000 |  | 90% | 92.87% | 98.5% | 87% | 87.25% | 92.87% | 92.87% | 100% | 100% | 100% | 98.75% |  | 93% | 99.5% | 92.87% | 35.38% | 3.375% | 99.75%
173000 |  | 0.625% | 0.125% | 0% | 0% | 0.375% | 0% | 0.125% | 0% | 0% | 0% | 0% |  | 0.125% | 0% | 0.125% | 1% | 0% | 0% | 173000 |  | 90.62% | 93% | 98.5% | 87% | 87.63% | 92.87% | 93% | 100% | 100% | 100% | 98.75% |  | 93.12% | 99.5% | 93% | 36.38% | 3.375% | 99.75%
174000 |  | 0.375% | 0.25% | 0.125% | 0.875% | 0.25% | 0.375% | 0.375% | 0% | 0% | 0% | 0% |  | 0.125% | 0.125% | 0.25% | 1.125% | 0.25% | 0% | 174000 |  | 91% | 93.25% | 98.62% | 87.87% | 87.88% | 93.25% | 93.37% | 100% | 100% | 100% | 98.75% |  | 93.25% | 99.62% | 93.25% | 37.5% | 3.625% | 99.75%
175000 |  | 0.5% | 0.125% | 0.125% | 0.375% | 0.375% | 0% | 0.125% | 0% | 0% | 0% | 0% |  | 0.625% | 0% | 0.125% | 0.75% | 0% | 0% | 175000 |  | 91.5% | 93.37% | 98.75% | 88.25% | 88.25% | 93.25% | 93.5% | 100% | 100% | 100% | 98.75% |  | 93.87% | 99.62% | 93.37% | 38.25% | 3.625% | 99.75%
176000 |  | 0.625% | 0.25% | 0.125% | 0.625% | 0.625% | 0.375% | 0.125% | 0% | 0% | 0% | 0% |  | 0% | 0.125% | 0.25% | 0.625% | 0% | 0% | 176000 |  | 92.12% | 93.62% | 98.87% | 88.87% | 88.88% | 93.62% | 93.62% | 100% | 100% | 100% | 98.75% |  | 93.87% | 99.75% | 93.62% | 38.88% | 3.625% | 99.75%
177000 |  | 0.5% | 0.25% | 0% | 0% | 0.375% | 0.125% | 0.25% | 0% | 0% | 0% | 0.125% |  | 0.25% | 0% | 0.25% | 1.5% | 0% | 0% | 177000 |  | 92.62% | 93.87% | 98.87% | 88.87% | 89.25% | 93.75% | 93.87% | 100% | 100% | 100% | 98.87% |  | 94.12% | 99.75% | 93.87% | 40.38% | 3.625% | 99.75%
178000 |  | 0.375% | 0.25% | 0.25% | 0.125% | 0.125% | 0.375% | 0.25% | 0% | 0% | 0% | 0% |  | 0.125% | 0% | 0.25% | 0.625% | 0.25% | 0.125% | 178000 |  | 93% | 94.12% | 99.12% | 89% | 89.38% | 94.12% | 94.12% | 100% | 100% | 100% | 98.87% |  | 94.25% | 99.75% | 94.12% | 41% | 3.875% | 99.87%
179000 |  | 0.625% | 0.125% | 0.125% | 0.875% | 0.375% | 0.125% | 0.25% | 0% | 0% | 0% | 0% |  | 0.375% | 0% | 0.125% | 0.5% | 0.375% | 0% | 179000 |  | 93.62% | 94.25% | 99.25% | 89.87% | 89.75% | 94.25% | 94.37% | 100% | 100% | 100% | 98.87% |  | 94.62% | 99.75% | 94.25% | 41.5% | 4.25% | 99.87%
180000 |  | 0.375% | 0.25% | 0% | 0.625% | 0.375% | 0.25% | 0.125% | 0% | 0% | 0% | 0.125% |  | 0.375% | 0% | 0.25% | 1% | 0% | 0.125% | 180000 |  | 94% | 94.5% | 99.25% | 90.5% | 90.13% | 94.5% | 94.5% | 100% | 100% | 100% | 99% |  | 95% | 99.75% | 94.5% | 42.5% | 4.25% | 100%
181000 |  | 0.25% | 0.5% | 0.125% | 0.625% | 0.75% | 0.5% | 0.625% | 0% | 0% | 0% | 0% |  | 0.375% | 0% | 0.5% | 1% | 0.5% | 0% | 181000 |  | 94.25% | 95% | 99.37% | 91.12% | 90.88% | 95% | 95.12% | 100% | 100% | 100% | 99% |  | 95.37% | 99.75% | 95% | 43.5% | 4.75% | 100%
182000 |  | 0% | 0.375% | 0% | 0.625% | 0.875% | 0.25% | 0.25% | 0% | 0% | 0% | 0% |  | 0.25% | 0.25% | 0.375% | 0.5% | 0.25% | 0% | 182000 |  | 94.25% | 95.37% | 99.37% | 91.75% | 91.75% | 95.25% | 95.37% | 100% | 100% | 100% | 99% |  | 95.62% | 100% | 95.37% | 44% | 5% | 100%
183000 |  | 0.25% | 0.5% | 0% | 0.625% | 0.375% | 0.5% | 0.5% | 0% | 0% | 0% | 0% |  | 0.375% | 0% | 0.5% | 0.625% | 0.125% | 0% | 183000 |  | 94.5% | 95.87% | 99.37% | 92.37% | 92.13% | 95.75% | 95.87% | 100% | 100% | 100% | 99% |  | 96% | 100% | 95.87% | 44.63% | 5.125% | 100%
184000 |  | 0.5% | 0.25% | 0% | 0.25% | 0.25% | 0.25% | 0.25% | 0% | 0% | 0% | 0.125% |  | 0.375% | 0% | 0.25% | 1.25% | 0.25% | 0% | 184000 |  | 95% | 96.12% | 99.37% | 92.62% | 92.38% | 96% | 96.12% | 100% | 100% | 100% | 99.12% |  | 96.37% | 100% | 96.12% | 45.88% | 5.375% | 100%
185000 |  | 0.125% | 0.125% | 0% | 0.25% | 0.375% | 0.25% | 0.125% | 0% | 0% | 0% | 0% |  | 0% | 0% | 0.125% | 0.5% | 0.25% | 0% | 185000 |  | 95.12% | 96.25% | 99.37% | 92.87% | 92.75% | 96.25% | 96.25% | 100% | 100% | 100% | 99.12% |  | 96.37% | 100% | 96.25% | 46.38% | 5.625% | 100%
186000 |  | 0% | 0.125% | 0% | 0.25% | 0.5% | 0.125% | 0.125% | 0% | 0% | 0% | 0% |  | 0.25% | 0% | 0.125% | 0.875% | 0.25% | 0% | 186000 |  | 95.12% | 96.37% | 99.37% | 93.12% | 93.25% | 96.37% | 96.37% | 100% | 100% | 100% | 99.12% |  | 96.62% | 100% | 96.37% | 47.25% | 5.875% | 100%
187000 |  | 0% | 0.375% | 0.125% | 0.375% | 0.375% | 0.375% | 0.375% | 0% | 0% | 0% | 0.25% |  | 0.125% | 0% | 0.375% | 0.75% | 0.25% | 0% | 187000 |  | 95.12% | 96.75% | 99.5% | 93.5% | 93.63% | 96.75% | 96.75% | 100% | 100% | 100% | 99.37% |  | 96.75% | 100% | 96.75% | 48% | 6.125% | 100%
188000 |  | 0.25% | 0% | 0.25% | 0.625% | 0.625% | 0% | 0.125% | 0% | 0% | 0% | 0.25% |  | 0% | 0% | 0% | 1.125% | 0.375% | 0% | 188000 |  | 95.37% | 96.75% | 99.75% | 94.12% | 94.25% | 96.75% | 96.87% | 100% | 100% | 100% | 99.62% |  | 96.75% | 100% | 96.75% | 49.13% | 6.5% | 100%
189000 |  | 0.125% | 0.125% | 0% | 0.125% | 0% | 0.125% | 0% | 0% | 0% | 0% | 0% |  | 0.25% | 0% | 0.125% | 0.875% | 0.5% | 0% | 189000 |  | 95.5% | 96.87% | 99.75% | 94.25% | 94.25% | 96.87% | 96.87% | 100% | 100% | 100% | 99.62% |  | 97% | 100% | 96.87% | 50% | 7% | 100%
190000 |  | 0.125% | 0% | 0% | 0.375% | 0.125% | 0% | 0.125% | 0% | 0% | 0% | 0% |  | 0% | 0% | 0% | 0.375% | 0.75% | 0% | 190000 |  | 95.62% | 96.87% | 99.75% | 94.62% | 94.38% | 96.87% | 97% | 100% | 100% | 100% | 99.62% |  | 97% | 100% | 96.87% | 50.38% | 7.75% | 100%
191000 |  | 0.125% | 0.125% | 0% | 0% | 0.125% | 0.125% | 0% | 0% | 0% | 0% | 0% |  | 0.25% | 0% | 0.125% | 0.75% | 0.375% | 0% | 191000 |  | 95.75% | 97% | 99.75% | 94.62% | 94.5% | 97% | 97% | 100% | 100% | 100% | 99.62% |  | 97.25% | 100% | 97% | 51.13% | 8.125% | 100%
192000 |  | 0.625% | 0.125% | 0% | 0.25% | 0.375% | 0.125% | 0.25% | 0% | 0% | 0% | 0% |  | 0.25% | 0% | 0.125% | 0.75% | 0.375% | 0% | 192000 |  | 96.37% | 97.12% | 99.75% | 94.87% | 94.88% | 97.12% | 97.25% | 100% | 100% | 100% | 99.62% |  | 97.5% | 100% | 97.12% | 51.88% | 8.5% | 100%
193000 |  | 0.125% | 0.5% | 0% | 0.25% | 0.125% | 0.5% | 0.375% | 0% | 0% | 0% | 0% |  | 0.125% | 0% | 0.5% | 1% | 0.5% | 0% | 193000 |  | 96.5% | 97.62% | 99.75% | 95.12% | 95% | 97.62% | 97.62% | 100% | 100% | 100% | 99.62% |  | 97.62% | 100% | 97.62% | 52.88% | 9% | 100%
194000 |  | 0% | 0.125% | 0% | 0.375% | 0% | 0.125% | 0.125% | 0% | 0% | 0% | 0% |  | 0.375% | 0% | 0.125% | 0.75% | 0.25% | 0% | 194000 |  | 96.5% | 97.75% | 99.75% | 95.5% | 95% | 97.75% | 97.75% | 100% | 100% | 100% | 99.62% |  | 98% | 100% | 97.75% | 53.62% | 9.25% | 100%
195000 |  | 0% | 0.125% | 0% | 0% | 0.375% | 0.125% | 0.125% | 0% | 0% | 0% | 0% |  | 0% | 0% | 0.125% | 0.625% | 0.5% | 0% | 195000 |  | 96.5% | 97.87% | 99.75% | 95.5% | 95.38% | 97.87% | 97.87% | 100% | 100% | 100% | 99.62% |  | 98% | 100% | 97.87% | 54.25% | 9.75% | 100%
196000 |  | 0.125% | 0% | 0% | 0.125% | 0% | 0% | 0% | 0% | 0% | 0% | 0.125% |  | 0% | 0% | 0% | 1.375% | 0.125% | 0% | 196000 |  | 96.62% | 97.87% | 99.75% | 95.62% | 95.38% | 97.87% | 97.87% | 100% | 100% | 100% | 99.75% |  | 98% | 100% | 97.87% | 55.62% | 9.875% | 100%
197000 |  | 0.375% | 0.125% | 0% | 0% | 0.125% | 0.125% | 0.125% | 0% | 0% | 0% | 0% |  | 0% | 0% | 0.125% | 1.25% | 0.25% | 0% | 197000 |  | 97% | 98% | 99.75% | 95.62% | 95.5% | 98% | 98% | 100% | 100% | 100% | 99.75% |  | 98% | 100% | 98% | 56.88% | 10.13% | 100%
198000 |  | 0% | 0% | 0.25% | 0.125% | 0.125% | 0% | 0% | 0% | 0% | 0% | 0% |  | 0% | 0% | 0% | 1.5% | 0.5% | 0% | 198000 |  | 97% | 98% | 100% | 95.75% | 95.62% | 98% | 98% | 100% | 100% | 100% | 99.75% |  | 98% | 100% | 98% | 58.38% | 10.63% | 100%
199000 |  | 0.125% | 0% | 0% | 0.25% | 0.125% | 0% | 0% | 0% | 0% | 0% | 0% |  | 0% | 0% | 0% | 0.875% | 0.75% | 0% | 199000 |  | 97.12% | 98% | 100% | 96% | 95.75% | 98% | 98% | 100% | 100% | 100% | 99.75% |  | 98% | 100% | 98% | 59.25% | 11.38% | 100%
200000 |  | 0.125% | 0% | 0% | 0.125% | 0.25% | 0% | 0% | 0% | 0% | 0% | 0% |  | 0.125% | 0% | 0% | 1.25% | 0.875% | 0% | 200000 |  | 97.25% | 98% | 100% | 96.12% | 96% | 98% | 98% | 100% | 100% | 100% | 99.75% |  | 98.12% | 100% | 98% | 60.5% | 12.25% | 100%
201000 |  | 0% | 0.125% |  | 0.25% | 0.25% | 0.125% | 0.125% | 0% | 0% | 0% | 0% |  | 0% | 0% | 0.125% | 0.875% | 0% | 0% | 201000 |  | 97.25% | 98.12% |  | 96.37% | 96.25% | 98.12% | 98.12% | 100% | 100% | 100% | 99.75% |  | 98.12% | 100% | 98.12% | 61.38% | 12.25% | 100%
202000 |  | 0% | 0% |  | 0% | 0% | 0% | 0% | 0% | 0% | 0% | 0% |  | 0.125% | 0% | 0% | 1.25% | 0.125% | 0% | 202000 |  | 97.25% | 98.12% |  | 96.37% | 96.25% | 98.12% | 98.12% | 100% | 100% | 100% | 99.75% |  | 98.25% | 100% | 98.12% | 62.62% | 12.38% | 100%
203000 |  | 0.375% | 0% |  | 0.25% | 0.125% | 0% | 0.125% | 0% | 0% | 0% | 0% |  | 0% | 0% | 0% | 0% | 0.125% | 0% | 203000 |  | 97.62% | 98.12% |  | 96.62% | 96.37% | 98.12% | 98.25% | 100% | 100% | 100% | 99.75% |  | 98.25% | 100% | 98.12% | 62.62% | 12.5% | 100%
204000 |  | 0% | 0.125% |  | 0% | 0% | 0.125% | 0% | 0% | 0% | 0% | 0% |  | 0% | 0% | 0.125% | 0.875% | 0.375% | 0% | 204000 |  | 97.62% | 98.25% |  | 96.62% | 96.37% | 98.25% | 98.25% | 100% | 100% | 100% | 99.75% |  | 98.25% | 100% | 98.25% | 63.5% | 12.88% | 100%
205000 |  | 0.125% | 0% |  | 0.125% | 0.125% | 0% | 0% | 0% | 0% | 0% | 0% |  | 0% | 0% | 0% | 1.125% | 0.25% | 0% | 205000 |  | 97.75% | 98.25% |  | 96.75% | 96.5% | 98.25% | 98.25% | 100% | 100% | 100% | 99.75% |  | 98.25% | 100% | 98.25% | 64.62% | 13.13% | 100%
206000 |  | 0.125% | 0% |  | 0% | 0.5% | 0% | 0.125% | 0% | 0% | 0% | 0% |  | 0.125% | 0% | 0% | 0.75% | 0.25% | 0% | 206000 |  | 97.87% | 98.25% |  | 96.75% | 97% | 98.25% | 98.37% | 100% | 100% | 100% | 99.75% |  | 98.37% | 100% | 98.25% | 65.38% | 13.38% | 100%
207000 |  | 0.125% | 0.125% |  | 0.125% | 0.25% | 0.125% | 0% | 0% | 0% | 0% | 0% |  | 0.375% | 0% | 0.125% | 0.5% | 0.5% | 0% | 207000 |  | 98% | 98.37% |  | 96.87% | 97.25% | 98.37% | 98.37% | 100% | 100% | 100% | 99.75% |  | 98.75% | 100% | 98.37% | 65.88% | 13.88% | 100%
208000 |  | 0.375% | 0% |  | 0.25% | 0% | 0% | 0% | 0% | 0% | 0% | 0% |  | 0% | 0% | 0% | 0.375% | 0.625% | 0% | 208000 |  | 98.37% | 98.37% |  | 97.12% | 97.25% | 98.37% | 98.37% | 100% | 100% | 100% | 99.75% |  | 98.75% | 100% | 98.37% | 66.25% | 14.5% | 100%
209000 |  | 0.125% | 0.125% |  | 0.125% | 0% | 0.125% | 0.125% | 0% | 0% | 0% | 0% |  | 0% | 0% | 0.125% | 0.625% | 0.25% | 0% | 209000 |  | 98.5% | 98.5% |  | 97.25% | 97.25% | 98.5% | 98.5% | 100% | 100% | 100% | 99.75% |  | 98.75% | 100% | 98.5% | 66.88% | 14.75% | 100%
210000 |  | 0% | 0.125% |  | 0.25% | 0% | 0.125% | 0.125% | 0% | 0% | 0% | 0% |  | 0.125% | 0% | 0.125% | 0.75% | 0.375% | 0% | 210000 |  | 98.5% | 98.62% |  | 97.5% | 97.25% | 98.62% | 98.62% | 100% | 100% | 100% | 99.75% |  | 98.87% | 100% | 98.62% | 67.62% | 15.13% | 100%
211000 |  | 0.125% | 0.25% |  | 0% | 0% | 0.25% | 0.25% | 0% | 0% | 0% | 0% |  | 0% | 0% | 0.25% | 1% | 0.625% | 0% | 211000 |  | 98.62% | 98.87% |  | 97.5% | 97.25% | 98.87% | 98.87% | 100% | 100% | 100% | 99.75% |  | 98.87% | 100% | 98.87% | 68.62% | 15.75% | 100%
212000 |  | 0.25% | 0% |  | 0% | 0.25% | 0% | 0% | 0% | 0% | 0% | 0% |  | 0% | 0% | 0% | 0.75% | 0.25% | 0% | 212000 |  | 98.87% | 98.87% |  | 97.5% | 97.5% | 98.87% | 98.87% | 100% | 100% | 100% | 99.75% |  | 98.87% | 100% | 98.87% | 69.37% | 16% | 100%
213000 |  | 0.125% | 0% |  | 0.125% | 0% | 0% | 0% | 0% | 0% | 0% | 0.125% |  | 0% | 0% | 0% | 0.75% | 0.375% | 0% | 213000 |  | 99% | 98.87% |  | 97.62% | 97.5% | 98.87% | 98.87% | 100% | 100% | 100% | 99.87% |  | 98.87% | 100% | 98.87% | 70.12% | 16.38% | 100%
214000 |  | 0% | 0% |  | 0.125% | 0.25% | 0% | 0% | 0% | 0% | 0% | 0.125% |  | 0.125% | 0% | 0% | 1.125% | 0.375% | 0% | 214000 |  | 99% | 98.87% |  | 97.75% | 97.75% | 98.87% | 98.87% | 100% | 100% | 100% | 100% |  | 99% | 100% | 98.87% | 71.25% | 16.75% | 100%
215000 |  | 0.125% | 0% |  | 0.125% | 0.125% | 0% | 0% | 0% | 0% | 0% | 0% |  | 0% | 0% | 0% | 0.75% | 0.75% | 0% | 215000 |  | 99.12% | 98.87% |  | 97.87% | 97.87% | 98.87% | 98.87% | 100% | 100% | 100% | 100% |  | 99% | 100% | 98.87% | 72% | 17.5% | 100%
216000 |  | 0% | 0% |  | 0.125% | 0.375% | 0% | 0% | 0% | 0% | 0% | 0% |  | 0% | 0% | 0% | 0.375% | 0.5% | 0% | 216000 |  | 99.12% | 98.87% |  | 98% | 98.25% | 98.87% | 98.87% | 100% | 100% | 100% | 100% |  | 99% | 100% | 98.87% | 72.37% | 18% | 100%
217000 |  | 0% | 0% |  | 0.25% | 0% | 0% | 0% | 0% | 0% | 0% | 0% |  | 0% | 0% | 0% | 0.375% | 0.25% | 0% | 217000 |  | 99.12% | 98.87% |  | 98.25% | 98.25% | 98.87% | 98.87% | 100% | 100% | 100% | 100% |  | 99% | 100% | 98.87% | 72.75% | 18.25% | 100%
218000 |  | 0% | 0.125% |  | 0.375% | 0.125% | 0% | 0.125% | 0% | 0% | 0% | 0% |  | 0% | 0% | 0.125% | 0.875% | 0.75% | 0% | 218000 |  | 99.12% | 99% |  | 98.62% | 98.37% | 98.87% | 99% | 100% | 100% | 100% | 100% |  | 99% | 100% | 99% | 73.62% | 19% | 100%
219000 |  | 0% | 0% |  | 0.125% | 0.125% | 0.125% | 0% | 0% | 0% | 0% | 0% |  | 0% | 0% | 0% | 0.5% | 0.375% | 0% | 219000 |  | 99.12% | 99% |  | 98.75% | 98.5% | 99% | 99% | 100% | 100% | 100% | 100% |  | 99% | 100% | 99% | 74.12% | 19.38% | 100%
220000 |  | 0.25% | 0% |  | 0.25% | 0.125% | 0% | 0% | 0% | 0% | 0% | 0% |  | 0.125% | 0% | 0% | 0.5% | 0.75% | 0% | 220000 |  | 99.37% | 99% |  | 99% | 98.62% | 99% | 99% | 100% | 100% | 100% | 100% |  | 99.12% | 100% | 99% | 74.62% | 20.13% | 100%
221000 |  | 0% | 0% |  | 0% | 0.375% | 0% | 0% | 0% | 0% | 0% | 0% |  | 0% | 0% | 0% | 1.25% | 1.25% | 0% | 221000 |  | 99.37% | 99% |  | 99% | 99% | 99% | 99% | 100% | 100% | 100% | 100% |  | 99.12% | 100% | 99% | 75.87% | 21.38% | 100%
222000 |  | 0% | 0% |  | 0.125% | 0% | 0% | 0% | 0% | 0% | 0% | 0% |  | 0% | 0% | 0% | 0.75% | 0.625% | 0% | 222000 |  | 99.37% | 99% |  | 99.12% | 99% | 99% | 99% | 100% | 100% | 100% | 100% |  | 99.12% | 100% | 99% | 76.62% | 22% | 100%
223000 |  | 0% | 0% |  | 0% | 0% | 0% | 0% | 0% | 0% | 0% | 0% |  | 0.125% | 0% | 0% | 0.75% | 0.25% | 0% | 223000 |  | 99.37% | 99% |  | 99.12% | 99% | 99% | 99% | 100% | 100% | 100% | 100% |  | 99.25% | 100% | 99% | 77.37% | 22.25% | 100%
224000 |  | 0% | 0.125% |  | 0% | 0.125% | 0.125% | 0.125% | 0% | 0% | 0% | 0% |  | 0% | 0% | 0.125% | 0.75% | 0.5% | 0% | 224000 |  | 99.37% | 99.12% |  | 99.12% | 99.12% | 99.12% | 99.12% | 100% | 100% | 100% | 100% |  | 99.25% | 100% | 99.12% | 78.12% | 22.75% | 100%
225000 |  | 0% | 0.125% |  | 0% | 0% | 0.125% | 0% | 0% | 0% | 0% | 0% |  | 0.125% | 0% | 0.125% | 1.5% | 0.375% | 0% | 225000 |  | 99.37% | 99.25% |  | 99.12% | 99.12% | 99.25% | 99.12% | 100% | 100% | 100% | 100% |  | 99.37% | 100% | 99.25% | 79.62% | 23.13% | 100%
226000 |  | 0.125% | 0% |  | 0% | 0% | 0% | 0.125% | 0% | 0% | 0% | 0% |  | 0% | 0% | 0% | 0.5% | 0.25% | 0% | 226000 |  | 99.5% | 99.25% |  | 99.12% | 99.12% | 99.25% | 99.25% | 100% | 100% | 100% | 100% |  | 99.37% | 100% | 99.25% | 80.12% | 23.38% | 100%
227000 |  | 0% | 0% |  | 0% | 0% | 0% | 0% | 0% | 0% | 0% | 0% |  | 0% | 0% | 0% | 0.875% | 0.625% | 0% | 227000 |  | 99.5% | 99.25% |  | 99.12% | 99.12% | 99.25% | 99.25% | 100% | 100% | 100% | 100% |  | 99.37% | 100% | 99.25% | 81% | 24% | 100%
228000 |  | 0.125% | 0.125% |  | 0.125% | 0% | 0.125% | 0% | 0% | 0% | 0% | 0% |  | 0% | 0% | 0.125% | 1% | 1.625% | 0% | 228000 |  | 99.62% | 99.37% |  | 99.25% | 99.12% | 99.37% | 99.25% | 100% | 100% | 100% | 100% |  | 99.37% | 100% | 99.37% | 82% | 25.63% | 100%
229000 |  | 0% | 0% |  | 0% | 0.125% | 0% | 0.125% | 0% | 0% | 0% | 0% |  | 0.25% | 0% | 0% | 0.375% | 0.75% | 0% | 229000 |  | 99.62% | 99.37% |  | 99.25% | 99.25% | 99.37% | 99.37% | 100% | 100% | 100% | 100% |  | 99.62% | 100% | 99.37% | 82.37% | 26.38% | 100%
230000 |  | 0% | 0% |  | 0% | 0.125% | 0% | 0% | 0% | 0% | 0% | 0% |  | 0% | 0% | 0% | 0.75% | 0.375% | 0% | 230000 |  | 99.62% | 99.37% |  | 99.25% | 99.37% | 99.37% | 99.37% | 100% | 100% | 100% | 100% |  | 99.62% | 100% | 99.37% | 83.12% | 26.75% | 100%
231000 |  | 0.125% | 0.125% |  | 0.125% | 0.125% | 0.125% | 0.125% | 0% | 0% | 0% | 0% |  | 0% | 0% | 0.125% | 0.625% | 1% | 0% | 231000 |  | 99.75% | 99.5% |  | 99.37% | 99.5% | 99.5% | 99.5% | 100% | 100% | 100% | 100% |  | 99.62% | 100% | 99.5% | 83.75% | 27.75% | 100%
232000 |  | 0% | 0% |  | 0.125% | 0% | 0% | 0% | 0% | 0% | 0% | 0% |  | 0% | 0% | 0% | 0.5% | 0.625% | 0% | 232000 |  | 99.75% | 99.5% |  | 99.5% | 99.5% | 99.5% | 99.5% | 100% | 100% | 100% | 100% |  | 99.62% | 100% | 99.5% | 84.25% | 28.38% | 100%
233000 |  | 0% | 0% |  | 0% | 0% | 0% | 0% | 0% | 0% | 0% | 0% |  | 0% | 0% | 0% | 0.875% | 1.25% | 0% | 233000 |  | 99.75% | 99.5% |  | 99.5% | 99.5% | 99.5% | 99.5% | 100% | 100% | 100% | 100% |  | 99.62% | 100% | 99.5% | 85.12% | 29.63% | 100%
234000 |  | 0% | 0.125% |  | 0% | 0% | 0.125% | 0.125% | 0% | 0% | 0% | 0% |  | 0% | 0% | 0.125% | 0.5% | 1% | 0% | 234000 |  | 99.75% | 99.62% |  | 99.5% | 99.5% | 99.62% | 99.62% | 100% | 100% | 100% | 100% |  | 99.62% | 100% | 99.62% | 85.62% | 30.63% | 100%
235000 |  | 0% | 0% |  | 0% | 0% | 0% | 0% | 0% | 0% | 0% | 0% |  | 0% | 0% | 0% | 0.375% | 0.5% | 0% | 235000 |  | 99.75% | 99.62% |  | 99.5% | 99.5% | 99.62% | 99.62% | 100% | 100% | 100% | 100% |  | 99.62% | 100% | 99.62% | 86% | 31.13% | 100%
236000 |  | 0% | 0% |  | 0.125% | 0% | 0% | 0% | 0% | 0% | 0% | 0% |  | 0% | 0% | 0% | 0.375% | 0.5% | 0% | 236000 |  | 99.75% | 99.62% |  | 99.62% | 99.5% | 99.62% | 99.62% | 100% | 100% | 100% | 100% |  | 99.62% | 100% | 99.62% | 86.37% | 31.63% | 100%
237000 |  | 0% | 0% |  | 0% | 0% | 0% | 0% | 0% | 0% | 0% | 0% |  | 0% | 0% | 0% | 0.125% | 0.875% | 0% | 237000 |  | 99.75% | 99.62% |  | 99.62% | 99.5% | 99.62% | 99.62% | 100% | 100% | 100% | 100% |  | 99.62% | 100% | 99.62% | 86.5% | 32.5% | 100%
238000 |  | 0% | 0% |  | 0.125% | 0.125% | 0% | 0% | 0% | 0% | 0% | 0% |  | 0% | 0% | 0% | 1% | 0.75% | 0% | 238000 |  | 99.75% | 99.62% |  | 99.75% | 99.62% | 99.62% | 99.62% | 100% | 100% | 100% | 100% |  | 99.62% | 100% | 99.62% | 87.5% | 33.25% | 100%
239000 |  | 0% | 0% |  | 0% | 0% | 0% | 0% | 0% | 0% | 0% | 0% |  | 0% | 0% | 0% | 0.125% | 1.5% | 0% | 239000 |  | 99.75% | 99.62% |  | 99.75% | 99.62% | 99.62% | 99.62% | 100% | 100% | 100% | 100% |  | 99.62% | 100% | 99.62% | 87.62% | 34.75% | 100%
240000 |  | 0.125% | 0% |  | 0% | 0.125% | 0% | 0% | 0% | 0% | 0% | 0% |  | 0.125% | 0% | 0% | 0.5% | 0.875% | 0% | 240000 |  | 99.87% | 99.62% |  | 99.75% | 99.75% | 99.62% | 99.62% | 100% | 100% | 100% | 100% |  | 99.75% | 100% | 99.62% | 88.12% | 35.63% | 100%
241000 |  | 0% | 0% |  | 0% | 0% | 0% | 0% | 0% | 0% | 0% | 0% |  | 0% | 0% | 0% | 0.75% | 0.25% | 0% | 241000 |  | 99.87% | 99.62% |  | 99.75% | 99.75% | 99.62% | 99.62% | 100% | 100% | 100% | 100% |  | 99.75% | 100% | 99.62% | 88.87% | 35.88% | 100%
242000 |  | 0% | 0% |  | 0% | 0% | 0% | 0% | 0% | 0% | 0% | 0% |  | 0% | 0% | 0% | 0.5% | 0.625% | 0% | 242000 |  | 99.87% | 99.62% |  | 99.75% | 99.75% | 99.62% | 99.62% | 100% | 100% | 100% | 100% |  | 99.75% | 100% | 99.62% | 89.37% | 36.5% | 100%
243000 |  | 0.125% | 0% |  | 0% | 0% | 0% | 0% | 0% | 0% | 0% | 0% |  | 0% | 0% | 0% | 0.375% | 0.75% | 0% | 243000 |  | 100% | 99.62% |  | 99.75% | 99.75% | 99.62% | 99.62% | 100% | 100% | 100% | 100% |  | 99.75% | 100% | 99.62% | 89.75% | 37.25% | 100%
244000 |  | 0% | 0% |  | 0% | 0% | 0% | 0% | 0% | 0% | 0% | 0% |  | 0% | 0% | 0% | 0.5% | 0.875% | 0% | 244000 |  | 100% | 99.62% |  | 99.75% | 99.75% | 99.62% | 99.62% | 100% | 100% | 100% | 100% |  | 99.75% | 100% | 99.62% | 90.25% | 38.13% | 100%
245000 |  | 0% | 0.125% |  | 0% | 0% | 0.125% | 0.125% | 0% | 0% | 0% | 0% |  | 0% | 0% | 0.125% | 0.5% | 0.375% | 0% | 245000 |  | 100% | 99.75% |  | 99.75% | 99.75% | 99.75% | 99.75% | 100% | 100% | 100% | 100% |  | 99.75% | 100% | 99.75% | 90.75% | 38.5% | 100%
246000 |  | 0% | 0% |  | 0% | 0% | 0% | 0% | 0% | 0% | 0% | 0% |  | 0% | 0% | 0% | 0.375% | 0.375% | 0% | 246000 |  | 100% | 99.75% |  | 99.75% | 99.75% | 99.75% | 99.75% | 100% | 100% | 100% | 100% |  | 99.75% | 100% | 99.75% | 91.12% | 38.88% | 100%
247000 |  | 0% | 0% |  | 0% | 0% | 0% | 0% | 0% | 0% | 0% | 0% |  | 0% | 0% | 0% | 0.125% | 0.25% | 0% | 247000 |  | 100% | 99.75% |  | 99.75% | 99.75% | 99.75% | 99.75% | 100% | 100% | 100% | 100% |  | 99.75% | 100% | 99.75% | 91.25% | 39.13% | 100%
248000 |  | 0% | 0% |  | 0.125% | 0.125% | 0% | 0% | 0% | 0% | 0% | 0% |  | 0% | 0% | 0% | 0.125% | 0.125% | 0% | 248000 |  | 100% | 99.75% |  | 99.87% | 99.87% | 99.75% | 99.75% | 100% | 100% | 100% | 100% |  | 99.75% | 100% | 99.75% | 91.37% | 39.25% | 100%
249000 |  | 0% | 0% |  | 0% | 0% | 0% | 0% | 0% | 0% | 0% | 0% |  | 0% | 0% | 0% | 1.125% | 0.25% | 0% | 249000 |  | 100% | 99.75% |  | 99.87% | 99.87% | 99.75% | 99.75% | 100% | 100% | 100% | 100% |  | 99.75% | 100% | 99.75% | 92.5% | 39.5% | 100%
250000 |  | 0% | 0% |  | 0% | 0% | 0% | 0% | 0% | 0% | 0% | 0% |  | 0% | 0% | 0% | 0.125% | 1% | 0% | 250000 |  | 100% | 99.75% |  | 99.87% | 99.87% | 99.75% | 99.75% | 100% | 100% | 100% | 100% |  | 99.75% | 100% | 99.75% | 92.62% | 40.5% | 100%
251000 |  | 0% | 0% |  | 0% | 0% | 0% | 0% | 0% | 0% | 0% | 0% |  | 0% | 0% | 0% | 0.375% | 0% | 0% | 251000 |  | 100% | 99.75% |  | 99.87% | 99.87% | 99.75% | 99.75% | 100% | 100% | 100% | 100% |  | 99.75% | 100% | 99.75% | 93% | 40.5% | 100%
252000 |  | 0% | 0% |  | 0% | 0.125% | 0% | 0% | 0% | 0% | 0% | 0% |  | 0% | 0% | 0% | 0.375% | 0.75% | 0% | 252000 |  | 100% | 99.75% |  | 99.87% | 100% | 99.75% | 99.75% | 100% | 100% | 100% | 100% |  | 99.75% | 100% | 99.75% | 93.37% | 41.25% | 100%
253000 |  | 0% | 0% |  | 0% | 0% | 0% | 0% | 0% | 0% | 0% | 0% |  | 0.125% | 0% | 0% | 0.25% | 0.75% | 0% | 253000 |  | 100% | 99.75% |  | 99.87% | 100% | 99.75% | 99.75% | 100% | 100% | 100% | 100% |  | 99.87% | 100% | 99.75% | 93.62% | 42% | 100%
254000 |  | 0% | 0% |  | 0.125% | 0% | 0% | 0% | 0% | 0% | 0% | 0% |  | 0% | 0% | 0% | 0.125% | 0.75% | 0% | 254000 |  | 100% | 99.75% |  | 100% | 100% | 99.75% | 99.75% | 100% | 100% | 100% | 100% |  | 99.87% | 100% | 99.75% | 93.75% | 42.75% | 100%
255000 |  | 0% | 0% |  | 0% | 0% | 0% | 0% | 0% | 0% | 0% | 0% |  | 0% | 0% | 0% | 0.625% | 1% | 0% | 255000 |  | 100% | 99.75% |  | 100% | 100% | 99.75% | 99.75% | 100% | 100% | 100% | 100% |  | 99.87% | 100% | 99.75% | 94.37% | 43.75% | 100%
256000 |  | 0% | 0% |  | 0% | 0% | 0% | 0% | 0% | 0% | 0% | 0% |  | 0% | 0% | 0% | 0.25% | 0.625% | 0% | 256000 |  | 100% | 99.75% |  | 100% | 100% | 99.75% | 99.75% | 100% | 100% | 100% | 100% |  | 99.87% | 100% | 99.75% | 94.62% | 44.38% | 100%
257000 |  | 0% | 0% |  | 0% | 0% | 0% | 0% | 0% | 0% | 0% | 0% |  | 0% | 0% | 0% | 0.5% | 0.625% | 0% | 257000 |  | 100% | 99.75% |  | 100% | 100% | 99.75% | 99.75% | 100% | 100% | 100% | 100% |  | 99.87% | 100% | 99.75% | 95.12% | 45% | 100%
258000 |  | 0% | 0.125% |  | 0% | 0% | 0.125% | 0.125% | 0% | 0% |  | 0% |  | 0% | 0% | 0.125% | 0.25% | 0.625% | 0% | 258000 |  | 100% | 99.87% |  | 100% | 100% | 99.87% | 99.87% | 100% | 100% |  | 100% |  | 99.87% | 100% | 99.87% | 95.37% | 45.62% | 100%
259000 |  | 0% | 0% |  | 0% | 0% | 0% | 0% | 0% | 0% |  | 0% |  | 0% | 0% | 0% | 0.125% | 0.25% | 0% | 259000 |  | 100% | 99.87% |  | 100% | 100% | 99.87% | 99.87% | 100% | 100% |  | 100% |  | 99.87% | 100% | 99.87% | 95.5% | 45.88% | 100%
260000 |  | 0% | 0% |  | 0% | 0% | 0% | 0% | 0% | 0% |  | 0% |  | 0.125% | 0% | 0% | 0% | 1.125% | 0% | 260000 |  | 100% | 99.87% |  | 100% | 100% | 99.87% | 99.87% | 100% | 100% |  | 100% |  | 100% | 100% | 99.87% | 95.5% | 47% | 100%
261000 |  | 0% | 0% |  | 0% | 0% | 0% | 0% | 0% | 0% |  | 0% |  | 0% | 0% | 0% | 0% | 1% | 0% | 261000 |  | 100% | 99.87% |  | 100% | 100% | 99.87% | 99.87% | 100% | 100% |  | 100% |  | 100% | 100% | 99.87% | 95.5% | 48% | 100%
262000 |  | 0% | 0% |  | 0% | 0% | 0% | 0% |  | 0% |  | 0% |  | 0% | 0% | 0% | 0% | 0.375% | 0% | 262000 |  | 100% | 99.87% |  | 100% | 100% | 99.87% | 99.87% |  | 100% |  | 100% |  | 100% | 100% | 99.87% | 95.5% | 48.37% | 100%
263000 |  | 0% | 0.125% |  | 0% | 0% | 0.125% | 0.125% |  | 0% |  | 0% |  | 0% | 0% | 0.125% | 0.25% | 1.125% | 0% | 263000 |  | 100% | 100% |  | 100% | 100% | 100% | 100% |  | 100% |  | 100% |  | 100% | 100% | 100% | 95.75% | 49.5% | 100%
264000 |  | 0% | 0% |  | 0% | 0% | 0% | 0% |  | 0% |  |  |  | 0% | 0% | 0% | 0.125% | 0.75% | 0% | 264000 |  | 100% | 100% |  | 100% | 100% | 100% | 100% |  | 100% |  |  |  | 100% | 100% | 100% | 95.87% | 50.25% | 100%
265000 |  | 0% | 0% |  | 0% | 0% | 0% | 0% |  | 0% |  |  |  | 0% | 0% | 0% | 0.125% | 1% | 0% | 265000 |  | 100% | 100% |  | 100% | 100% | 100% | 100% |  | 100% |  |  |  | 100% | 100% | 100% | 96% | 51.25% | 100%
266000 |  | 0% | 0% |  | 0% | 0% | 0% | [6 empty] | 0% | 0% | 0% | 0.375% | 0.75% | 0% | 266000 |  | 100% | 100% |  | 100% | 100% | 100% | [6 empty] | 100% | 100% | 100% | 96.37% | 52% | 100%
267000 |  | 0% |  |  |  | 0% | 0% | [7 empty] | 0% |  | 0.125% | 0.875% | 0% | 267000 |  | 100% |  |  |  | 100% | 100% | [7 empty] | 100% |  | 96.5% | 52.87% | 100%
268000 | [5 empty] | 0% | 0% | [7 empty] | 0% |  | 0.125% | 0.375% | 0% | 268000 | [5 empty] | 100% | 100% | [7 empty] | 100% |  | 96.62% | 53.25% | 100%
269000 | [6 empty] | 0% | [7 empty] | 0% |  | 0.25% | 0.625% | 0% | 269000 | [6 empty] | 100% | [7 empty] | 100% |  | 96.87% | 53.87% | 100%
270000 | [16 empty] | 0.125% | 0.375% |  | 270000 | [16 empty] | 97% | 54.25%
271000 | [16 empty] | 0% | 0.875% |  | 271000 | [16 empty] | 97% | 55.12%
272000 | [16 empty] | 0.375% | 0.375% |  | 272000 | [16 empty] | 97.37% | 55.5%
273000 | [16 empty] | 0% | 1.5% |  | 273000 | [16 empty] | 97.37% | 57%
274000 | [16 empty] | 0.125% | 0.5% |  | 274000 | [16 empty] | 97.5% | 57.5%
275000 | [16 empty] | 0.125% | 0.625% |  | 275000 | [16 empty] | 97.62% | 58.13%
276000 | [16 empty] | 0.125% | 0.25% |  | 276000 | [16 empty] | 97.75% | 58.38%
277000 | [16 empty] | 0.125% | 0.5% |  | 277000 | [16 empty] | 97.87% | 58.88%
278000 | [16 empty] | 0.25% | 0.875% |  | 278000 | [16 empty] | 98.12% | 59.75%
279000 | [16 empty] | 0.25% | 0.5% |  | 279000 | [16 empty] | 98.37% | 60.25%
280000 | [16 empty] | 0% | 0.875% |  | 280000 | [16 empty] | 98.37% | 61.13%
281000 | [16 empty] | 0.125% | 0.375% |  | 281000 | [16 empty] | 98.5% | 61.5%
282000 | [16 empty] | 0% | 0.25% |  | 282000 | [16 empty] | 98.5% | 61.75%
283000 | [16 empty] | 0.125% | 0.625% |  | 283000 | [16 empty] | 98.62% | 62.38%
284000 | [16 empty] | 0.125% | 0.25% |  | 284000 | [16 empty] | 98.75% | 62.62%
285000 | [16 empty] | 0.125% | 0.375% |  | 285000 | [16 empty] | 98.87% | 63%
286000 | [16 empty] | 0.125% | 0.375% |  | 286000 | [16 empty] | 99% | 63.38%
287000 | [16 empty] | 0% | 0.5% |  | 287000 | [16 empty] | 99% | 63.88%
288000 | [16 empty] | 0.125% | 0.375% |  | 288000 | [16 empty] | 99.12% | 64.25%
289000 | [16 empty] | 0.125% | 0.5% |  | 289000 | [16 empty] | 99.25% | 64.75%
290000 | [16 empty] | 0% | 0.25% |  | 290000 | [16 empty] | 99.25% | 65%
291000 | [16 empty] | 0.125% | 0.625% |  | 291000 | [16 empty] | 99.37% | 65.62%
292000 | [16 empty] | 0% | 1% |  | 292000 | [16 empty] | 99.37% | 66.62%
293000 | [16 empty] | 0% | 0.25% |  | 293000 | [16 empty] | 99.37% | 66.88%
294000 | [16 empty] | 0% | 0.375% |  | 294000 | [16 empty] | 99.37% | 67.25%
295000 | [16 empty] | 0% | 0.75% |  | 295000 | [16 empty] | 99.37% | 68%
296000 | [16 empty] | 0% | 0.625% |  | 296000 | [16 empty] | 99.37% | 68.62%
297000 | [16 empty] | 0.125% | 0.75% |  | 297000 | [16 empty] | 99.5% | 69.37%
298000 | [16 empty] | 0% | 0.125% |  | 298000 | [16 empty] | 99.5% | 69.5%
299000 | [16 empty] | 0% | 0.5% |  | 299000 | [16 empty] | 99.5% | 70%
300000 | [16 empty] | 0% | 0.75% |  | 300000 | [16 empty] | 99.5% | 70.75%
301000 | [16 empty] | 0% | 0.75% |  | 301000 | [16 empty] | 99.5% | 71.5%
302000 | [16 empty] | 0% | 0.375% |  | 302000 | [16 empty] | 99.5% | 71.87%
303000 | [16 empty] | 0.125% | 0.625% |  | 303000 | [16 empty] | 99.62% | 72.5%
304000 | [16 empty] | 0.125% | 0.875% |  | 304000 | [16 empty] | 99.75% | 73.37%
305000 | [16 empty] | 0% | 0.375% |  | 305000 | [16 empty] | 99.75% | 73.75%
306000 | [16 empty] | 0% | 0.375% |  | 306000 | [16 empty] | 99.75% | 74.12%
307000 | [16 empty] | 0% | 0.5% |  | 307000 | [16 empty] | 99.75% | 74.62%
308000 | [16 empty] | 0.125% | 0.375% |  | 308000 | [16 empty] | 99.87% | 75%
309000 | [16 empty] | 0% | 0.625% |  | 309000 | [16 empty] | 99.87% | 75.62%
310000 | [16 empty] | 0% | 0.375% |  | 310000 | [16 empty] | 99.87% | 76%
311000 | [16 empty] | 0% | 0.375% |  | 311000 | [16 empty] | 99.87% | 76.38%
312000 | [16 empty] | 0% | 0.625% |  | 312000 | [16 empty] | 99.87% | 77%
313000 | [16 empty] | 0.125% | 0.625% |  | 313000 | [16 empty] | 100% | 77.62%
314000 | [17 empty] | 0.625% |  | 314000 | [17 empty] | 78.25%
315000 | [17 empty] | 0.375% |  | 315000 | [17 empty] | 78.62%
316000 | [17 empty] | 0.25% |  | 316000 | [17 empty] | 78.87%
317000 | [17 empty] | 0.375% |  | 317000 | [17 empty] | 79.25%

## RPM Rev. Req. per MWh No CO2
NO Penalty but with CO2 cost included
| Scenario 1A - No Uncertainty, No Carbon Cost | 2016 | 2017 | 2018 | 2019 | 2020 | 2021 | 2022 | 2023 | 2024 | 2025 | 2026 | 2027 | 2028 | 2029 | 2030 | 2031 | 2032 | 2033 | 2034 | 2035
| Average Revenue Requirement/MWh (2012$) | 73.21 | 76.7 | 83.74 | 73.09 | 73.43 | 73.9 | 74.43 | 74.83 | 75.25 | 75.59 | 76.06 | 76.82 | 77.3 | 77.48 | 77.43 | 77.26 | 77.02 | 76.84 | 76.66 | 76.69
Scenario 1B - Existing Policy, No Carbon Risk
Mapping | Revenue Requirements ($/MWH) | 2016 | 2017 | 2018 | 2019 | 2020 | 2021 | 2022 | 2023 | 2024 | 2025 | 2026 | 2027 | 2028 | 2029 | 2030 | 2031 | 2032 | 2033 | 2034 | 2035
| 10% Percentile | 69.508 | 69.74 | 69.957 | 70.31 | 70.6 | 71.039 | 71.45 | 71.89 | 72.398 | 72.797 | 73.527 | 74.239 | 74.739 | 75.119 | 74.759 | 74.937 | 75.079 | 74.688 | 74.579 | 74.67
| First Quartile | 70.5475 | 71.0175 | 71.34 | 71.4675 | 71.95 | 72.4175 | 73.05 | 73.61 | 74.11 | 74.76 | 75.1075 | 76.005 | 76.6875 | 77.1675 | 77.0775 | 77.315 | 77.2 | 76.8575 | 76.95 | 76.9175
1B | Median | 72.44 | 72.825 | 73 | 73.485 | 73.845 | 74.53 | 75.27 | 75.92 | 76.42 | 77.165 | 77.745 | 78.525 | 79.275 | 79.86 | 79.86 | 80.085 | 80.025 | 80.1 | 80.185 | 79.84
| Third Quartile | 75.01 | 75.2625 | 75.5825 | 76.04 | 76.7325 | 77.5825 | 78.0825 | 78.935 | 79.5225 | 79.85 | 80.875 | 81.8725 | 82.6225 | 83.13 | 83.755 | 83.71 | 83.7625 | 83.94 | 83.875 | 84.415
| 90% Percentile | 76.942 | 77.443 | 78.096 | 78.203 | 79.102 | 79.874 | 80.832 | 81.092 | 81.863 | 83.031 | 84.18 | 84.621 | 85.577 | 85.93 | 86.853 | 87.052 | 87.276 | 87.766 | 87.861 | 88.183
| Average | 72.877 | 73.2658 | 73.5538 | 73.8725 | 74.4123 | 75.042 | 75.7111 | 76.2469 | 76.8524 | 77.4528 | 78.2335 | 79.07 | 79.75 | 80.2395 | 80.4882 | 80.7245 | 80.6779 | 80.6871 | 80.6741 | 80.8874
| 10% Percentile | 69.508 | 69.74 | 69.957 | 70.31 | 70.6 | 71.039 | 71.45 | 71.89 | 72.398 | 72.797 | 73.527 | 74.239 | 74.739 | 75.119 | 74.759 | 74.937 | 75.079 | 74.688 | 74.579 | 74.67
| 20% Percentile | 70.2 | 70.61 | 70.88 | 71.07 | 71.546 | 72.058 | 72.54 | 73.09 | 73.616 | 74.12 | 74.676 | 75.474 | 76.238 | 76.488 | 76.382 | 76.668 | 76.608 | 76.176 | 76.088 | 76.246
| 30% Percentile | 70.894 | 71.391 | 71.674 | 71.904 | 72.44 | 72.947 | 73.52 | 74.017 | 74.517 | 75.224 | 75.624 | 76.488 | 77.137 | 77.614 | 77.658 | 77.818 | 77.657 | 77.494 | 77.557 | 77.437
| 40% Percentile | 71.72 | 72.076 | 72.256 | 72.732 | 73.196 | 73.686 | 74.256 | 74.866 | 75.446 | 76.27 | 76.58 | 77.616 | 78.176 | 78.58 | 78.832 | 79.006 | 78.826 | 78.76 | 78.81 | 78.616
| 50% Percentile | 72.44 | 72.825 | 73 | 73.485 | 73.845 | 74.53 | 75.27 | 75.92 | 76.42 | 77.165 | 77.745 | 78.525 | 79.275 | 79.86 | 79.86 | 80.085 | 80.025 | 80.1 | 80.185 | 79.84
| 60% Percentile | 73.34 | 73.664 | 73.94 | 74.27 | 74.78 | 75.424 | 76.376 | 76.774 | 77.59 | 78.074 | 79.02 | 79.704 | 80.554 | 81.17 | 81.15 | 81.464 | 81.394 | 81.508 | 81.532 | 81.72
| 70% Percentile | 74.38 | 74.72 | 74.956 | 75.356 | 76.059 | 76.69 | 77.46 | 78.033 | 78.753 | 79.016 | 80.163 | 81.11 | 81.886 | 82.51 | 82.97 | 82.99 | 82.97 | 83.14 | 82.996 | 83.496
| 80% Percentile | 75.384 | 75.94 | 76.252 | 76.774 | 77.242 | 78.224 | 78.72 | 79.512 | 80.282 | 80.692 | 81.612 | 82.726 | 83.58 | 83.962 | 84.598 | 85.106 | 84.87 | 84.686 | 84.986 | 85.502
| 90% Percentile | 76.942 | 77.443 | 78.096 | 78.203 | 79.102 | 79.874 | 80.832 | 81.092 | 81.863 | 83.031 | 84.18 | 84.621 | 85.577 | 85.93 | 86.853 | 87.052 | 87.276 | 87.766 | 87.861 | 88.183
| 100% Percentile | 80.68 | 82.37 | 84.24 | 83.62 | 84.67 | 86.61 | 85.59 | 89.08 | 87.13 | 87.96 | 90.48 | 93.15 | 96.49 | 96.05 | 106.4 | 97.07 | 97.25 | 98.82 | 98.78 | 100.3
Scenario 2B - Social Cost of Carbon (3% Discount Rate)
| Revenue Requirements ($/MWH) | 2016 | 2017 | 2018 | 2019 | 2020 | 2021 | 2022 | 2023 | 2024 | 2025 | 2026 | 2027 | 2028 | 2029 | 2030 | 2031 | 2032 | 2033 | 2034 | 2035
| 10% Percentile | 72.748 | 72.9 | 73.21 | 73.898 | 73.918 | 74.768 | 75.419 | 75.707 | 76.379 | 76.778 | 77.419 | 78.1 | 78.729 | 79.35 | 79.62 | 79.579 | 80.094 | 79.962 | 80.17 | 80.56
| First Quartile | 75.37 | 75.9075 | 76.145 | 76.68 | 77.4675 | 77.6125 | 78.2525 | 78.9675 | 79.545 | 80.04 | 80.4925 | 81.315 | 82.155 | 82.695 | 82.935 | 83.6475 | 83.5625 | 83.745 | 84.125 | 84.39
2B | Median | 79.23 | 79.43 | 80.02 | 80.885 | 81.545 | 81.945 | 82.63 | 83.14 | 83.99 | 84.49 | 85.19 | 85.88 | 87.005 | 87.66 | 87.49 | 88.345 | 88.91 | 89.355 | 89.59 | 90.015
| Third Quartile | 84.2875 | 85.1125 | 85.21 | 86.05 | 87.4825 | 88.0475 | 88.3725 | 89.3225 | 90.1425 | 90.455 | 91.55 | 92.42 | 93.4475 | 94.2 | 95.005 | 95.075 | 95.7275 | 96.48 | 97.2325 | 97.82
| 90% Percentile | 87.977 | 88.901 | 90.261 | 90.97 | 92.22 | 92.513 | 93.61 | 93.664 | 94.832 | 96.419 | 97.462 | 97.796 | 98.852 | 99.405 | 100.91 | 101.71 | 101.9 | 103.2 | 103.01 | 104.4
| Average | 79.8464 | 80.3936 | 80.9734 | 81.6173 | 82.369 | 82.8693 | 83.5023 | 84.1503 | 84.872 | 85.4704 | 86.2337 | 87.1601 | 87.8915 | 88.5625 | 89.145 | 89.6758 | 90.0423 | 90.5056 | 90.7847 | 91.4394
| 10% Percentile | 72.748 | 72.9 | 73.21 | 73.898 | 73.918 | 74.768 | 75.419 | 75.707 | 76.379 | 76.778 | 77.419 | 78.1 | 78.729 | 79.35 | 79.62 | 79.579 | 80.094 | 79.962 | 80.17 | 80.56
| 20% Percentile | 74.41 | 74.748 | 75.248 | 75.684 | 76.15 | 76.51 | 77.2 | 77.696 | 78.198 | 78.748 | 79.418 | 80.344 | 80.96 | 81.608 | 81.76 | 82.238 | 82.392 | 82.778 | 83.028 | 83.298
| 30% Percentile | 76.067 | 76.791 | 77.144 | 77.64 | 78.331 | 78.76 | 79.057 | 79.834 | 80.541 | 81.127 | 81.401 | 82.347 | 83.172 | 83.69 | 83.851 | 84.807 | 84.664 | 84.868 | 85.091 | 85.73
| 40% Percentile | 77.616 | 78.166 | 78.568 | 79.006 | 79.626 | 80.15 | 80.898 | 81.46 | 82.258 | 82.774 | 83.062 | 84.116 | 84.766 | 85.55 | 85.68 | 86.286 | 86.814 | 86.828 | 87.206 | 87.946
| 50% Percentile | 79.23 | 79.43 | 80.02 | 80.885 | 81.545 | 81.945 | 82.63 | 83.14 | 83.99 | 84.49 | 85.19 | 85.88 | 87.005 | 87.66 | 87.49 | 88.345 | 88.91 | 89.355 | 89.59 | 90.015
| 60% Percentile | 81.048 | 81.486 | 82.05 | 82.938 | 83.534 | 83.95 | 84.554 | 85.308 | 85.804 | 86.64 | 87.714 | 88.552 | 88.866 | 89.776 | 90.246 | 91.138 | 91.2 | 91.754 | 92.04 | 92.728
| 70% Percentile | 83.132 | 83.483 | 84.118 | 84.738 | 86.078 | 86.343 | 87.083 | 88.059 | 88.693 | 88.925 | 89.907 | 91.096 | 91.962 | 92.835 | 93.37 | 93.692 | 94.109 | 95.109 | 95.224 | 95.691
| 80% Percentile | 85.202 | 86.31 | 86.552 | 87.76 | 88.41 | 89.16 | 89.502 | 90.466 | 91.426 | 91.82 | 93.034 | 94.114 | 94.876 | 95.646 | 96.354 | 96.674 | 97.318 | 98.38 | 98.69 | 99.668
| 90% Percentile | 87.977 | 88.901 | 90.261 | 90.97 | 92.22 | 92.513 | 93.61 | 93.664 | 94.832 | 96.419 | 97.462 | 97.796 | 98.852 | 99.405 | 100.91 | 101.71 | 101.9 | 103.2 | 103.01 | 104.4
| 100% Percentile | 94.76 | 96.57 | 98.62 | 99.6 | 100.7 | 101.9 | 100.7 | 105.2 | 103.2 | 104.8 | 106.7 | 110 | 113.9 | 114 | 125.3 | 115 | 114.8 | 120.1 | 116.7 | 120.9
Scenario 2C - Carbon Risk
| Revenue Requirements ($/MWH) | 2016 | 2017 | 2018 | 2019 | 2020 | 2021 | 2022 | 2023 | 2024 | 2025 | 2026 | 2027 | 2028 | 2029 | 2030 | 2031 | 2032 | 2033 | 2034 | 2035
| 10% Percentile | 69.548 | 69.919 | 70.27 | 70.929 | 71.67 | 72.64 | 73.4 | 73.589 | 74.827 | 75.137 | 75.879 | 76.498 | 77.598 | 77.935 | 78.105 | 78.196 | 78.236 | 77.884 | 78.419 | 78.298
| First Quartile | 70.5975 | 71.31 | 72.0375 | 72.7675 | 73.7275 | 74.5275 | 75.61 | 76.59 | 77.165 | 78.0125 | 78.535 | 79.44 | 80.3375 | 80.87 | 81.0375 | 81.415 | 81.1675 | 81.4925 | 81.525 | 81.91
2C | Median | 72.485 | 73.37 | 74.225 | 75.585 | 77 | 78.055 | 79.545 | 80.24 | 81.185 | 82.16 | 82.87 | 83.69 | 84.38 | 85.55 | 85.505 | 86.215 | 86.79 | 86.89 | 86.855 | 87.655
| Third Quartile | 75.0425 | 76.04 | 77.735 | 79.31 | 81.225 | 83.11 | 84.54 | 85.985 | 86.7375 | 87.685 | 88.8075 | 90.3325 | 91.1125 | 91.5025 | 92.135 | 93.0025 | 93.205 | 94.1575 | 93.8875 | 94.5425
| 90% Percentile | 77.082 | 78.166 | 80.88 | 84.039 | 87.773 | 90.153 | 90.227 | 92.681 | 93.984 | 94.938 | 95.308 | 97.503 | 98.213 | 97.743 | 99.014 | 100.9 | 100.51 | 101.7 | 102.31 | 103.31
| Average | 72.9395 | 73.8766 | 75.1551 | 76.7064 | 78.3762 | 79.7941 | 80.9078 | 81.9415 | 82.8894 | 83.7675 | 84.5918 | 85.7185 | 86.3099 | 86.9893 | 87.3561 | 88.048 | 88.3039 | 88.6623 | 88.7662 | 89.2481
| 10% Percentile | 69.548 | 69.919 | 70.27 | 70.929 | 71.67 | 72.64 | 73.4 | 73.589 | 74.827 | 75.137 | 75.879 | 76.498 | 77.598 | 77.935 | 78.105 | 78.196 | 78.236 | 77.884 | 78.419 | 78.298
| 20% Percentile | 70.276 | 70.866 | 71.596 | 72.264 | 73.186 | 74.058 | 74.804 | 75.768 | 76.376 | 77.22 | 77.648 | 78.696 | 79.368 | 80.088 | 80.188 | 80.308 | 80.224 | 80.524 | 80.748 | 80.58
| 30% Percentile | 70.968 | 71.68 | 72.377 | 73.297 | 74.301 | 75.159 | 76.25 | 77.231 | 77.75 | 78.691 | 79.215 | 80.28 | 81.085 | 81.75 | 81.884 | 82.301 | 82.171 | 82.577 | 82.424 | 82.828
| 40% Percentile | 71.78 | 72.502 | 73.246 | 74.406 | 75.57 | 76.634 | 77.64 | 78.812 | 79.406 | 80.638 | 80.942 | 81.862 | 82.658 | 83.386 | 83.712 | 84.19 | 84.428 | 84.548 | 84.342 | 85.31
| 50% Percentile | 72.485 | 73.37 | 74.225 | 75.585 | 77 | 78.055 | 79.545 | 80.24 | 81.185 | 82.16 | 82.87 | 83.69 | 84.38 | 85.55 | 85.505 | 86.215 | 86.79 | 86.89 | 86.855 | 87.655
| 60% Percentile | 73.378 | 74.39 | 75.494 | 76.864 | 78.554 | 79.508 | 81.374 | 82.186 | 83.238 | 84.086 | 85.048 | 85.594 | 86.418 | 87.624 | 87.894 | 88.618 | 89.28 | 89.248 | 89.688 | 89.794
| 70% Percentile | 74.513 | 75.42 | 77.043 | 78.413 | 80.176 | 81.883 | 83.08 | 84.266 | 85.566 | 86.334 | 87.32 | 88.416 | 89.156 | 90.311 | 90.642 | 91.33 | 91.683 | 92.37 | 92.523 | 92.746
| 80% Percentile | 75.456 | 76.666 | 78.482 | 80.642 | 82.474 | 85.072 | 86.31 | 87.462 | 88.68 | 89.406 | 90.2 | 92.828 | 92.718 | 93.102 | 93.356 | 95.042 | 95.1 | 96.564 | 96 | 96.148
| 90% Percentile | 77.082 | 78.166 | 80.88 | 84.039 | 87.773 | 90.153 | 90.227 | 92.681 | 93.984 | 94.938 | 95.308 | 97.503 | 98.213 | 97.743 | 99.014 | 100.9 | 100.51 | 101.7 | 102.31 | 103.31
| 100% Percentile | 81.13 | 88.09 | 95.13 | 100.1 | 109.8 | 111.6 | 110.2 | 111.8 | 113.8 | 112.4 | 113.9 | 116.9 | 117 | 120.5 | 130.1 | 125.2 | 120.2 | 121.9 | 127 | 128.2
Scenario 3A - Maximum CO2 Reduction, Existing Technology
| Revenue Requirements ($/MWH) | 2016 | 2017 | 2018 | 2019 | 2020 | 2021 | 2022 | 2023 | 2024 | 2025 | 2026 | 2027 | 2028 | 2029 | 2030 | 2031 | 2032 | 2033 | 2034 | 2035
| 10% Percentile | 69.548 | 69.879 | 70.199 | 70.597 | 71.05 | 71.577 | 72.119 | 74.2 | 75.229 | 75.83 | 76.009 | 78.45 | 79.489 | 80.846 | 80.989 | 81.439 | 81.38 | 81.2 | 80.91 | 81.028
| First Quartile | 70.58 | 71.13 | 71.5875 | 71.8 | 72.34 | 73.0175 | 73.7125 | 75.5125 | 76.595 | 77.39 | 77.95 | 80.205 | 81.4475 | 82.82 | 83.21 | 83.6325 | 83.675 | 83.26 | 83.53 | 83.565
3A | Median | 72.47 | 72.95 | 73.23 | 73.8 | 74.275 | 75.055 | 75.87 | 77.58 | 78.64 | 79.43 | 80.7 | 83.185 | 84.545 | 85.755 | 85.94 | 86.775 | 86.86 | 86.79 | 86.68 | 86.795
| Third Quartile | 75.05 | 75.385 | 75.7825 | 76.2925 | 77.1425 | 78.07 | 78.68 | 80.525 | 81.6525 | 81.98 | 84.3225 | 87.51 | 88.5925 | 90.025 | 90.8125 | 91.12 | 90.9675 | 91.045 | 91.2 | 91.9625
| 90% Percentile | 76.973 | 77.57 | 78.31 | 78.463 | 79.543 | 80.352 | 81.39 | 82.769 | 83.973 | 85.043 | 88.175 | 91.221 | 92.293 | 93.608 | 94.663 | 95.301 | 95.421 | 95.974 | 95.902 | 96.352
| Average | 72.9084 | 73.3789 | 73.7708 | 74.1696 | 74.8263 | 75.5607 | 76.3293 | 78.1317 | 79.1845 | 79.8727 | 81.4796 | 84.2064 | 85.2813 | 86.6269 | 87.1212 | 87.7086 | 87.7368 | 87.7819 | 87.6292 | 87.9519
| 10% Percentile | 69.548 | 69.879 | 70.199 | 70.597 | 71.05 | 71.577 | 72.119 | 74.2 | 75.229 | 75.83 | 76.009 | 78.45 | 79.489 | 80.846 | 80.989 | 81.439 | 81.38 | 81.2 | 80.91 | 81.028
| 20% Percentile | 70.23 | 70.74 | 71.136 | 71.406 | 71.986 | 72.55 | 73.206 | 75.108 | 76.15 | 76.864 | 77.324 | 79.578 | 80.878 | 82.222 | 82.416 | 83.038 | 83.178 | 82.674 | 82.67 | 82.848
| 30% Percentile | 70.91 | 71.504 | 71.907 | 72.21 | 72.827 | 73.45 | 74.157 | 76.01 | 77.021 | 77.767 | 78.447 | 80.857 | 82.17 | 83.377 | 83.79 | 84.43 | 84.27 | 83.844 | 84.041 | 84.19
| 40% Percentile | 71.746 | 72.19 | 72.508 | 73.048 | 73.606 | 74.192 | 74.846 | 76.8 | 77.71 | 78.554 | 79.39 | 81.896 | 83.174 | 84.566 | 84.952 | 85.566 | 85.448 | 85.37 | 85.426 | 85.526
| 50% Percentile | 72.47 | 72.95 | 73.23 | 73.8 | 74.275 | 75.055 | 75.87 | 77.58 | 78.64 | 79.43 | 80.7 | 83.185 | 84.545 | 85.755 | 85.94 | 86.775 | 86.86 | 86.79 | 86.68 | 86.795
| 60% Percentile | 73.388 | 73.774 | 74.164 | 74.524 | 75.13 | 75.948 | 76.984 | 78.57 | 79.684 | 80.32 | 82.04 | 84.952 | 85.654 | 87.3 | 87.5 | 88.334 | 88.234 | 88.468 | 88.138 | 88.45
| 70% Percentile | 74.41 | 74.823 | 75.163 | 75.653 | 76.47 | 77.243 | 78.083 | 79.863 | 80.933 | 81.34 | 83.593 | 86.562 | 87.58 | 88.935 | 89.663 | 90.066 | 89.743 | 90.146 | 90.056 | 90.476
| 80% Percentile | 75.426 | 76.054 | 76.386 | 77.062 | 77.654 | 78.682 | 79.364 | 81.212 | 82.174 | 82.792 | 85.47 | 88.46 | 89.646 | 90.92 | 91.982 | 91.964 | 92.258 | 92.472 | 92.454 | 93.074
| 90% Percentile | 76.973 | 77.57 | 78.31 | 78.463 | 79.543 | 80.352 | 81.39 | 82.769 | 83.973 | 85.043 | 88.175 | 91.221 | 92.293 | 93.608 | 94.663 | 95.301 | 95.421 | 95.974 | 95.902 | 96.352
| 100% Percentile | 80.69 | 82.39 | 84.44 | 83.7 | 84.91 | 86.73 | 86.12 | 90.37 | 89.27 | 90.12 | 101.9 | 107.5 | 110.3 | 109.7 | 118.9 | 110 | 110 | 108.4 | 110.6 | 114.1
Scenario 4A - Unplanned Loss of Major Non-GHG Emitting Repsource
| Revenue Requirements ($/MWH) | 2016 | 2017 | 2018 | 2019 | 2020 | 2021 | 2022 | 2023 | 2024 | 2025 | 2026 | 2027 | 2028 | 2029 | 2030 | 2031 | 2032 | 2033 | 2034 | 2035
| 10% Percentile | 72.727 | 72.837 | 73.21 | 73.972 | 74.067 | 74.799 | 75.449 | 75.648 | 76.439 | 76.964 | 77.449 | 78.216 | 78.849 | 79.416 | 79.914 | 80.058 | 80.299 | 80.466 | 80.767 | 81.395
| First Quartile | 75.3775 | 75.9075 | 76.1725 | 76.8525 | 77.5675 | 77.775 | 78.375 | 79.1725 | 79.68 | 80.2725 | 80.9175 | 81.76 | 82.84 | 83.23 | 83.6875 | 84.4075 | 84.7475 | 84.7175 | 85.0825 | 85.875
4A | Median | 79.235 | 79.43 | 80.255 | 80.925 | 81.67 | 82.225 | 82.91 | 83.365 | 84.285 | 84.77 | 85.765 | 86.56 | 87.62 | 88.56 | 88.68 | 89.58 | 90.07 | 90.94 | 91.065 | 91.745
| Third Quartile | 84.2875 | 85.1225 | 85.32 | 86.1725 | 87.6 | 88.29 | 88.5725 | 89.65 | 90.78 | 91.05 | 92.3225 | 93.2425 | 94.6325 | 95.6275 | 96.3925 | 96.6625 | 97.31 | 98.09 | 98.805 | 99.905
| 90% Percentile | 87.996 | 88.901 | 90.34 | 91.152 | 92.391 | 92.795 | 94 | 94.48 | 95.591 | 96.811 | 98.231 | 98.986 | 100.12 | 100.71 | 102.6 | 103.6 | 103.61 | 105.21 | 105.6 | 106.9
| Average | 79.8552 | 80.4257 | 81.0399 | 81.7458 | 82.5454 | 83.0832 | 83.7467 | 84.5009 | 85.2961 | 85.9306 | 86.8075 | 87.8624 | 88.6901 | 89.5391 | 90.3035 | 90.9531 | 91.3436 | 91.9269 | 92.3117 | 93.1592
| 10% Percentile | 72.727 | 72.837 | 73.21 | 73.972 | 74.067 | 74.799 | 75.449 | 75.648 | 76.439 | 76.964 | 77.449 | 78.216 | 78.849 | 79.416 | 79.914 | 80.058 | 80.299 | 80.466 | 80.767 | 81.395
| 20% Percentile | 74.444 | 74.8 | 75.258 | 75.802 | 76.158 | 76.68 | 77.35 | 77.932 | 78.438 | 78.874 | 79.86 | 80.508 | 81.528 | 81.998 | 82.658 | 82.862 | 83.394 | 83.816 | 83.74 | 84.306
| 30% Percentile | 76.077 | 76.791 | 77.15 | 77.664 | 78.38 | 78.847 | 79.267 | 80.04 | 80.823 | 81.457 | 81.935 | 82.842 | 83.74 | 84.281 | 84.87 | 85.564 | 85.694 | 85.624 | 86.257 | 87.072
| 40% Percentile | 77.676 | 78.192 | 78.602 | 79.096 | 79.836 | 80.272 | 81.07 | 81.762 | 82.48 | 83.276 | 83.56 | 84.54 | 85.512 | 86.664 | 86.772 | 87.382 | 87.966 | 88.118 | 88.726 | 89.61
| 50% Percentile | 79.235 | 79.43 | 80.255 | 80.925 | 81.67 | 82.225 | 82.91 | 83.365 | 84.285 | 84.77 | 85.765 | 86.56 | 87.62 | 88.56 | 88.68 | 89.58 | 90.07 | 90.94 | 91.065 | 91.745
| 60% Percentile | 81.068 | 81.534 | 82.084 | 83.012 | 83.63 | 84.15 | 84.84 | 85.748 | 86.296 | 87.132 | 88.284 | 89.394 | 89.994 | 90.952 | 91.32 | 92.712 | 92.818 | 93.51 | 94.042 | 94.346
| 70% Percentile | 83.132 | 83.518 | 84.275 | 85.062 | 86.4 | 86.449 | 87.423 | 88.43 | 89.489 | 89.443 | 90.616 | 92.073 | 92.673 | 94.093 | 94.738 | 95.56 | 95.806 | 96.619 | 97.193 | 97.843
| 80% Percentile | 85.21 | 86.312 | 86.72 | 87.962 | 88.634 | 89.544 | 89.926 | 91.172 | 91.932 | 92.622 | 93.568 | 95.276 | 96.044 | 97.454 | 98.24 | 98.708 | 99.432 | 100.32 | 100.8 | 102.3
| 90% Percentile | 87.996 | 88.901 | 90.34 | 91.152 | 92.391 | 92.795 | 94 | 94.48 | 95.591 | 96.811 | 98.231 | 98.986 | 100.12 | 100.71 | 102.6 | 103.6 | 103.61 | 105.21 | 105.6 | 106.9
| 100% Percentile | 94.94 | 96.78 | 98.62 | 99.61 | 100.7 | 101.9 | 103 | 105.7 | 107.7 | 107.4 | 111.4 | 114.6 | 119.9 | 118.6 | 131.1 | 120.7 | 119.4 | 122.8 | 120.7 | 124.1
Scenario 4B - Planned Loss of Major Non-GHG Emitting Resource
| Revenue Requirements ($/MWH) | 2016 | 2017 | 2018 | 2019 | 2020 | 2021 | 2022 | 2023 | 2024 | 2025 | 2026 | 2027 | 2028 | 2029 | 2030 | 2031 | 2032 | 2033 | 2034 | 2035
| 10% Percentile | 72.67 | 72.919 | 73.315 | 73.984 | 74.148 | 74.785 | 75.317 | 75.704 | 76.206 | 76.86 | 77.357 | 78.034 | 78.818 | 79.179 | 79.529 | 79.846 | 80.168 | 80.275 | 80.347 | 81.072
| First Quartile | 75.35 | 75.9775 | 76.305 | 76.78 | 77.5775 | 77.7875 | 78.44 | 79.1375 | 79.8925 | 80.295 | 81.015 | 81.57 | 82.61 | 83.045 | 83.3825 | 84.1275 | 84.53 | 84.46 | 84.6825 | 85.4425
4B | Median | 79.235 | 79.58 | 80.19 | 81.14 | 81.845 | 82.315 | 82.945 | 83.595 | 84.42 | 85.05 | 86.025 | 86.625 | 87.875 | 88.545 | 88.685 | 89.37 | 90.05 | 90.635 | 90.6 | 91.325
| Third Quartile | 84.3075 | 85.275 | 85.5525 | 86.4675 | 87.8575 | 88.4525 | 88.96 | 89.9475 | 90.895 | 91.105 | 92.675 | 93.64 | 94.7325 | 95.6775 | 96.3575 | 96.625 | 97.16 | 97.79 | 98.61 | 99.4925
| 90% Percentile | 88.151 | 89.054 | 90.497 | 91.402 | 92.853 | 93.021 | 94.412 | 94.449 | 95.514 | 97.302 | 98.664 | 99.396 | 100.1 | 100.9 | 102.61 | 103.3 | 103.5 | 105 | 104.92 | 106.31
| Average | 79.8809 | 80.5322 | 81.1769 | 81.877 | 82.6908 | 83.1959 | 83.8831 | 84.6403 | 85.4055 | 86.0943 | 86.9597 | 87.9685 | 88.7388 | 89.4254 | 90.1084 | 90.7299 | 91.1918 | 91.6859 | 91.96 | 92.706
| 10% Percentile | 72.67 | 72.919 | 73.315 | 73.984 | 74.148 | 74.785 | 75.317 | 75.704 | 76.206 | 76.86 | 77.357 | 78.034 | 78.818 | 79.179 | 79.529 | 79.846 | 80.168 | 80.275 | 80.347 | 81.072
| 20% Percentile | 74.35 | 74.736 | 75.308 | 75.802 | 76.348 | 76.676 | 77.368 | 77.976 | 78.54 | 78.892 | 79.756 | 80.498 | 81.146 | 81.698 | 82.26 | 82.638 | 82.978 | 83.682 | 83.416 | 83.988
| 30% Percentile | 76.137 | 76.92 | 77.2 | 77.82 | 78.394 | 78.931 | 79.407 | 80.153 | 81.061 | 81.662 | 82.007 | 82.687 | 83.797 | 84.258 | 84.577 | 85.314 | 85.615 | 85.258 | 85.977 | 86.824
| 40% Percentile | 77.662 | 78.332 | 78.72 | 79.228 | 79.916 | 80.46 | 81.35 | 81.882 | 82.736 | 83.346 | 83.742 | 84.636 | 85.372 | 86.284 | 86.446 | 87.146 | 87.87 | 87.922 | 88.448 | 89.202
| 50% Percentile | 79.235 | 79.58 | 80.19 | 81.14 | 81.845 | 82.315 | 82.945 | 83.595 | 84.42 | 85.05 | 86.025 | 86.625 | 87.875 | 88.545 | 88.685 | 89.37 | 90.05 | 90.635 | 90.6 | 91.325
| 60% Percentile | 81.042 | 81.664 | 82.252 | 83.224 | 83.854 | 84.164 | 85.01 | 85.792 | 86.548 | 87.268 | 88.634 | 89.64 | 89.984 | 90.966 | 91.508 | 92.804 | 92.496 | 93.19 | 93.582 | 94.174
| 70% Percentile | 83.166 | 83.679 | 84.4 | 85.043 | 86.492 | 86.705 | 87.443 | 88.659 | 89.329 | 89.67 | 90.836 | 92.323 | 93.09 | 93.978 | 94.404 | 95.312 | 95.632 | 96.435 | 96.74 | 97.378
| 80% Percentile | 85.31 | 86.506 | 86.86 | 88.094 | 88.752 | 89.616 | 90.212 | 91.134 | 92.292 | 92.786 | 94.06 | 95.446 | 96.336 | 97.35 | 98.182 | 98.5 | 99.008 | 100.012 | 100.5 | 101.62
| 90% Percentile | 88.151 | 89.054 | 90.497 | 91.402 | 92.853 | 93.021 | 94.412 | 94.449 | 95.514 | 97.302 | 98.664 | 99.396 | 100.1 | 100.9 | 102.61 | 103.3 | 103.5 | 105 | 104.92 | 106.31
| 100% Percentile | 94.95 | 97.17 | 99.24 | 100.7 | 102.1 | 103.5 | 101.9 | 107.9 | 105.6 | 107 | 110.5 | 113.8 | 118.8 | 117.2 | 129 | 119.3 | 118.9 | 122.9 | 120.4 | 123.6
Scenario 4C - Option to Develop Conservation Faster in the Near Term
| Revenue Requirements ($/MWH) | 2016 | 2017 | 2018 | 2019 | 2020 | 2021 | 2022 | 2023 | 2024 | 2025 | 2026 | 2027 | 2028 | 2029 | 2030 | 2031 | 2032 | 2033 | 2034 | 2035
| 10% Percentile | 69.55 | 69.957 | 70.318 | 71.018 | 71.74 | 72.678 | 73.488 | 73.655 | 74.88 | 75.306 | 75.981 | 76.678 | 77.738 | 78.037 | 78.4 | 78.355 | 78.397 | 78.117 | 78.539 | 78.531
| First Quartile | 70.5975 | 71.32 | 72.0575 | 72.8375 | 73.8375 | 74.6375 | 75.6975 | 76.695 | 77.275 | 78.2475 | 78.6625 | 79.695 | 80.4675 | 81.0775 | 81.28 | 81.6975 | 81.345 | 81.6825 | 81.7175 | 82.0575
4C | Median | 72.505 | 73.37 | 74.25 | 75.59 | 77.07 | 78.11 | 79.56 | 80.4 | 81.37 | 82.275 | 82.925 | 83.85 | 84.635 | 85.715 | 85.58 | 86.33 | 86.965 | 87.02 | 87.07 | 87.765
| Third Quartile | 75.0425 | 76.04 | 77.785 | 79.36 | 81.21 | 83.2025 | 84.6975 | 86.0475 | 86.815 | 87.835 | 89.035 | 90.5375 | 91.23 | 91.7475 | 92.255 | 93.1 | 93.305 | 94.2225 | 94 | 94.73
| 90% Percentile | 77.082 | 78.166 | 80.882 | 84.132 | 87.791 | 90.16 | 90.31 | 92.721 | 94.07 | 95.118 | 95.611 | 97.661 | 98.351 | 97.831 | 99.122 | 101.01 | 100.7 | 101.8 | 102.41 | 103.41
| Average | 72.9452 | 73.8974 | 75.1894 | 76.7448 | 78.4227 | 79.8561 | 80.9917 | 82.0438 | 83.0085 | 83.8984 | 84.7296 | 85.8662 | 86.4662 | 87.1467 | 87.5127 | 88.1997 | 88.4452 | 88.8031 | 88.916 | 89.3948
| 10% Percentile | 69.55 | 69.957 | 70.318 | 71.018 | 71.74 | 72.678 | 73.488 | 73.655 | 74.88 | 75.306 | 75.981 | 76.678 | 77.738 | 78.037 | 78.4 | 78.355 | 78.397 | 78.117 | 78.539 | 78.531
| 20% Percentile | 70.276 | 70.91 | 71.62 | 72.316 | 73.194 | 74.178 | 74.958 | 75.854 | 76.48 | 77.43 | 77.868 | 78.878 | 79.558 | 80.396 | 80.45 | 80.48 | 80.418 | 80.624 | 80.99 | 80.768
| 30% Percentile | 70.968 | 71.728 | 72.447 | 73.304 | 74.37 | 75.27 | 76.3 | 77.42 | 77.861 | 78.847 | 79.3 | 80.397 | 81.29 | 81.86 | 82.01 | 82.48 | 82.393 | 82.778 | 82.554 | 83.015
| 40% Percentile | 71.78 | 72.52 | 73.262 | 74.426 | 75.592 | 76.722 | 77.7 | 78.932 | 79.496 | 80.798 | 81.084 | 82.006 | 82.826 | 83.626 | 83.842 | 84.37 | 84.558 | 84.794 | 84.486 | 85.444
| 50% Percentile | 72.505 | 73.37 | 74.25 | 75.59 | 77.07 | 78.11 | 79.56 | 80.4 | 81.37 | 82.275 | 82.925 | 83.85 | 84.635 | 85.715 | 85.58 | 86.33 | 86.965 | 87.02 | 87.07 | 87.765
| 60% Percentile | 73.384 | 74.43 | 75.516 | 76.908 | 78.618 | 79.568 | 81.482 | 82.256 | 83.436 | 84.206 | 85.134 | 85.722 | 86.634 | 87.706 | 88.06 | 88.67 | 89.384 | 89.478 | 89.774 | 90.01
| 70% Percentile | 74.52 | 75.452 | 77.056 | 78.44 | 80.173 | 81.983 | 83.209 | 84.36 | 85.621 | 86.386 | 87.383 | 88.534 | 89.29 | 90.533 | 90.702 | 91.436 | 91.746 | 92.496 | 92.566 | 92.903
| 80% Percentile | 75.48 | 76.682 | 78.496 | 80.682 | 82.574 | 85.112 | 86.368 | 87.458 | 88.85 | 89.482 | 90.336 | 92.934 | 92.838 | 93.248 | 93.492 | 95.11 | 95.178 | 96.75 | 96.04 | 96.322
| 90% Percentile | 77.082 | 78.166 | 80.882 | 84.132 | 87.791 | 90.16 | 90.31 | 92.721 | 94.07 | 95.118 | 95.611 | 97.661 | 98.351 | 97.831 | 99.122 | 101.01 | 100.7 | 101.8 | 102.41 | 103.41
| 100% Percentile | 81.14 | 88.11 | 95.13 | 100.1 | 109.8 | 111.6 | 110.2 | 111.9 | 113.8 | 112.4 | 114 | 117 | 117.1 | 120.5 | 130.1 | 125.3 | 120.2 | 122 | 127.1 | 128.2
Scenario 4D - Slower Maximum Near Term Conservation Development
| Revenue Requirements ($/MWH) | 2016 | 2017 | 2018 | 2019 | 2020 | 2021 | 2022 | 2023 | 2024 | 2025 | 2026 | 2027 | 2028 | 2029 | 2030 | 2031 | 2032 | 2033 | 2034 | 2035
| 10% Percentile | 69.55 | 69.957 | 70.318 | 70.998 | 71.727 | 72.65 | 73.457 | 73.579 | 74.848 | 75.153 | 75.897 | 76.527 | 77.578 | 77.827 | 78.031 | 78.096 | 78.208 | 77.758 | 78.349 | 78.205
| First Quartile | 70.5975 | 71.32 | 72.0575 | 72.8225 | 73.8275 | 74.59 | 75.685 | 76.635 | 77.1675 | 77.995 | 78.51 | 79.4575 | 80.2975 | 80.8075 | 80.9875 | 81.4 | 81.11 | 81.395 | 81.4575 | 81.8275
4D | Median | 72.505 | 73.37 | 74.25 | 75.575 | 77.035 | 78.105 | 79.545 | 80.25 | 81.16 | 82.21 | 82.81 | 83.715 | 84.425 | 85.53 | 85.415 | 86.15 | 86.71 | 86.71 | 86.8 | 87.56
| Third Quartile | 75.0425 | 76.0425 | 77.785 | 79.3525 | 81.2075 | 83.195 | 84.6575 | 85.9925 | 86.7325 | 87.6925 | 88.845 | 90.3175 | 91.1 | 91.5075 | 92.06 | 92.9625 | 93.0775 | 94.0975 | 93.8125 | 94.365
| 90% Percentile | 77.082 | 78.166 | 80.882 | 84.131 | 87.78 | 90.139 | 90.252 | 92.661 | 94.013 | 94.968 | 95.28 | 97.453 | 98.132 | 97.638 | 98.886 | 100.8 | 100.51 | 101.62 | 102.3 | 103.11
| Average | 72.9445 | 73.894 | 75.1841 | 76.7318 | 78.4048 | 79.8248 | 80.9348 | 81.9613 | 82.9016 | 83.7722 | 84.585 | 85.7101 | 86.2888 | 86.9326 | 87.2821 | 87.9684 | 88.217 | 88.5646 | 88.672 | 89.151
| 10% Percentile | 69.55 | 69.957 | 70.318 | 70.998 | 71.727 | 72.65 | 73.457 | 73.579 | 74.848 | 75.153 | 75.897 | 76.527 | 77.578 | 77.827 | 78.031 | 78.096 | 78.208 | 77.758 | 78.349 | 78.205
| 20% Percentile | 70.276 | 70.898 | 71.618 | 72.306 | 73.182 | 74.112 | 74.904 | 75.768 | 76.364 | 77.28 | 77.644 | 78.73 | 79.4 | 80.128 | 80.14 | 80.224 | 80.244 | 80.45 | 80.678 | 80.46
| 30% Percentile | 70.968 | 71.728 | 72.454 | 73.297 | 74.357 | 75.204 | 76.25 | 77.378 | 77.757 | 78.711 | 79.189 | 80.3 | 81.066 | 81.707 | 81.844 | 82.241 | 82.098 | 82.46 | 82.317 | 82.727
| 40% Percentile | 71.78 | 72.52 | 73.266 | 74.426 | 75.592 | 76.668 | 77.634 | 78.85 | 79.448 | 80.622 | 80.936 | 81.874 | 82.668 | 83.328 | 83.662 | 84.092 | 84.306 | 84.394 | 84.24 | 85.18
| 50% Percentile | 72.505 | 73.37 | 74.25 | 75.575 | 77.035 | 78.105 | 79.545 | 80.25 | 81.16 | 82.21 | 82.81 | 83.715 | 84.425 | 85.53 | 85.415 | 86.15 | 86.71 | 86.71 | 86.8 | 87.56
| 60% Percentile | 73.384 | 74.41 | 75.516 | 76.908 | 78.594 | 79.532 | 81.42 | 82.222 | 83.294 | 84.06 | 85.05 | 85.588 | 86.384 | 87.564 | 87.852 | 88.528 | 89.148 | 89.198 | 89.544 | 89.708
| 70% Percentile | 74.52 | 75.433 | 77.056 | 78.423 | 80.156 | 81.946 | 83.09 | 84.242 | 85.555 | 86.343 | 87.266 | 88.385 | 89.147 | 90.251 | 90.532 | 91.215 | 91.569 | 92.249 | 92.428 | 92.685
| 80% Percentile | 75.456 | 76.682 | 78.496 | 80.656 | 82.564 | 85.08 | 86.312 | 87.418 | 88.648 | 89.416 | 90.172 | 92.818 | 92.594 | 93.052 | 93.328 | 94.888 | 94.914 | 96.544 | 95.892 | 96.076
| 90% Percentile | 77.082 | 78.166 | 80.882 | 84.131 | 87.78 | 90.139 | 90.252 | 92.661 | 94.013 | 94.968 | 95.28 | 97.453 | 98.132 | 97.638 | 98.886 | 100.8 | 100.51 | 101.62 | 102.3 | 103.11
| 100% Percentile | 81.14 | 88.12 | 95.14 | 100.1 | 109.8 | 111.5 | 110.2 | 111.8 | 113.7 | 112.4 | 113.8 | 116.9 | 116.9 | 120.3 | 129.6 | 125.3 | 120 | 121.9 | 126.9 | 128.2
Scenario 5B - Increased Reliance on External Market
| Revenue Requirements ($/MWH) | 2016 | 2017 | 2018 | 2019 | 2020 | 2021 | 2022 | 2023 | 2024 | 2025 | 2026 | 2027 | 2028 | 2029 | 2030 | 2031 | 2032 | 2033 | 2034 | 2035
| 10% Percentile | 69.28 | 69.369 | 69.59 | 69.689 | 69.959 | 70.289 | 70.718 | 71.098 | 71.475 | 71.886 | 72.509 | 73.4 | 73.667 | 73.869 | 73.405 | 73.6 | 73.698 | 73.326 | 73.197 | 73.507
| First Quartile | 70.3675 | 70.7 | 70.85 | 71.045 | 71.4475 | 71.87 | 72.355 | 72.93 | 73.3575 | 73.9475 | 74.1475 | 74.9575 | 75.57 | 75.985 | 75.7025 | 76.1275 | 76.0075 | 75.4625 | 75.6075 | 75.605
5B | Median | 72.24 | 72.52 | 72.51 | 72.99 | 73.32 | 74.02 | 74.6 | 75.195 | 75.645 | 76.37 | 76.925 | 77.55 | 78.195 | 78.665 | 78.675 | 78.86 | 78.84 | 78.81 | 78.73 | 78.605
| Third Quartile | 74.84 | 74.98 | 75.18 | 75.53 | 76.175 | 77.0525 | 77.4925 | 78.28 | 78.7425 | 79.1125 | 80.035 | 81.025 | 81.5225 | 81.97 | 82.53 | 82.545 | 82.505 | 82.51 | 82.4825 | 83.21
| 90% Percentile | 76.822 | 77.132 | 77.74 | 77.715 | 78.632 | 79.401 | 80.32 | 80.43 | 81.253 | 82.177 | 83.471 | 83.792 | 84.593 | 85.061 | 85.782 | 85.99 | 86.137 | 86.703 | 86.603 | 87.062
| Average | 72.6969 | 72.9165 | 73.12 | 73.3823 | 73.8784 | 74.4622 | 75.0775 | 75.5446 | 76.0871 | 76.6356 | 77.3634 | 78.1121 | 78.7078 | 79.1063 | 79.2948 | 79.4873 | 79.4185 | 79.4186 | 79.4047 | 79.6213
| 10% Percentile | 69.28 | 69.369 | 69.59 | 69.689 | 69.959 | 70.289 | 70.718 | 71.098 | 71.475 | 71.886 | 72.509 | 73.4 | 73.667 | 73.869 | 73.405 | 73.6 | 73.698 | 73.326 | 73.197 | 73.507
| 20% Percentile | 70.04 | 70.256 | 70.484 | 70.534 | 71.038 | 71.408 | 71.94 | 72.29 | 72.778 | 73.35 | 73.718 | 74.45 | 75.078 | 75.366 | 75.224 | 75.434 | 75.316 | 74.816 | 74.9 | 74.978
| 30% Percentile | 70.74 | 71.027 | 71.2 | 71.45 | 71.934 | 72.317 | 72.797 | 73.297 | 73.727 | 74.37 | 74.64 | 75.464 | 76.127 | 76.427 | 76.437 | 76.647 | 76.414 | 76.157 | 76.284 | 76.2
| 40% Percentile | 71.53 | 71.756 | 71.826 | 72.286 | 72.656 | 73.096 | 73.61 | 74.15 | 74.742 | 75.32 | 75.616 | 76.59 | 77.134 | 77.386 | 77.722 | 77.658 | 77.53 | 77.316 | 77.53 | 77.336
| 50% Percentile | 72.24 | 72.52 | 72.51 | 72.99 | 73.32 | 74.02 | 74.6 | 75.195 | 75.645 | 76.37 | 76.925 | 77.55 | 78.195 | 78.665 | 78.675 | 78.86 | 78.84 | 78.81 | 78.73 | 78.605
| 60% Percentile | 73.142 | 73.268 | 73.568 | 73.8 | 74.25 | 74.862 | 75.664 | 76.144 | 76.83 | 77.224 | 78.144 | 78.714 | 79.47 | 79.992 | 79.98 | 80.204 | 80.086 | 80.254 | 80.13 | 80.344
| 70% Percentile | 74.26 | 74.43 | 74.543 | 74.92 | 75.563 | 76.058 | 76.853 | 77.386 | 78.036 | 78.236 | 79.353 | 80.103 | 80.869 | 81.353 | 81.776 | 81.733 | 81.57 | 81.829 | 81.582 | 82.266
| 80% Percentile | 75.23 | 75.52 | 75.784 | 76.234 | 76.802 | 77.624 | 78.154 | 78.952 | 79.47 | 79.886 | 80.754 | 81.758 | 82.44 | 82.856 | 83.38 | 83.732 | 83.492 | 83.422 | 83.786 | 84.212
| 90% Percentile | 76.822 | 77.132 | 77.74 | 77.715 | 78.632 | 79.401 | 80.32 | 80.43 | 81.253 | 82.177 | 83.471 | 83.792 | 84.593 | 85.061 | 85.782 | 85.99 | 86.137 | 86.703 | 86.603 | 87.062
| 100% Percentile | 80.56 | 82.11 | 83.89 | 83.07 | 84.1 | 86.04 | 85.05 | 88.48 | 86.99 | 87.14 | 90.03 | 92.59 | 96.12 | 95.25 | 105.7 | 96.79 | 97.1 | 98.2 | 98.39 | 99.64
Sensitivity Study S3.1 - Scenario 1B_No Demand Response
| Revenue Requirements ($/MWH) | 2016 | 2017 | 2018 | 2019 | 2020 | 2021 | 2022 | 2023 | 2024 | 2025 | 2026 | 2027 | 2028 | 2029 | 2030 | 2031 | 2032 | 2033 | 2034 | 2035
| 10% Percentile | 69.3 | 69.459 | 69.88 | 70.538 | 70.955 | 71.469 | 72.118 | 72.788 | 73.209 | 73.775 | 74.418 | 75.149 | 75.7 | 75.928 | 75.869 | 75.899 | 75.889 | 75.66 | 75.486 | 75.536
| First Quartile | 70.355 | 70.7175 | 71.21 | 71.7475 | 72.35 | 72.9575 | 73.665 | 74.24 | 74.8775 | 75.56 | 75.955 | 76.695 | 77.4475 | 78.0875 | 78.02 | 78.2 | 77.9725 | 77.705 | 77.82 | 77.76
S3.1 | Median | 72.245 | 72.595 | 72.915 | 73.63 | 74.195 | 74.875 | 75.685 | 76.45 | 77.095 | 77.825 | 78.54 | 79.215 | 80.005 | 80.61 | 80.735 | 80.91 | 80.835 | 81.015 | 81.12 | 80.78
| Third Quartile | 74.8425 | 75.06 | 75.47 | 76.1625 | 76.95 | 77.945 | 78.4775 | 79.4175 | 80.055 | 80.475 | 81.605 | 82.4525 | 83.38 | 84.0125 | 84.485 | 84.63 | 84.6525 | 84.8125 | 84.71 | 85.24
| 90% Percentile | 76.743 | 77.21 | 78.07 | 78.5 | 79.372 | 80.123 | 81.095 | 81.587 | 82.52 | 83.573 | 84.811 | 85.283 | 86.145 | 86.792 | 87.494 | 87.801 | 87.885 | 88.506 | 88.658 | 88.892
| Average | 72.6962 | 72.9855 | 73.4666 | 74.0676 | 74.7322 | 75.4469 | 76.222 | 76.8313 | 77.515 | 78.1989 | 79.0095 | 79.8022 | 80.5144 | 81.0777 | 81.3699 | 81.5882 | 81.5369 | 81.5605 | 81.5515 | 81.7202
| 10% Percentile | 69.3 | 69.459 | 69.88 | 70.538 | 70.955 | 71.469 | 72.118 | 72.788 | 73.209 | 73.775 | 74.418 | 75.149 | 75.7 | 75.928 | 75.869 | 75.899 | 75.889 | 75.66 | 75.486 | 75.536
| 20% Percentile | 70.02 | 70.346 | 70.77 | 71.396 | 71.86 | 72.56 | 73.268 | 73.762 | 74.386 | 74.954 | 75.43 | 76.25 | 77.038 | 77.538 | 77.418 | 77.558 | 77.45 | 77.054 | 77.09 | 77.17
| 30% Percentile | 70.73 | 71.11 | 71.58 | 72.087 | 72.747 | 73.334 | 74.06 | 74.68 | 75.31 | 76.027 | 76.377 | 77.23 | 77.927 | 78.517 | 78.557 | 78.727 | 78.594 | 78.441 | 78.595 | 78.25
| 40% Percentile | 71.54 | 71.806 | 72.17 | 72.906 | 73.49 | 74.008 | 74.76 | 75.558 | 76.052 | 77.032 | 77.392 | 78.368 | 78.986 | 79.456 | 79.816 | 79.85 | 79.7 | 79.6 | 79.684 | 79.646
| 50% Percentile | 72.245 | 72.595 | 72.915 | 73.63 | 74.195 | 74.875 | 75.685 | 76.45 | 77.095 | 77.825 | 78.54 | 79.215 | 80.005 | 80.61 | 80.735 | 80.91 | 80.835 | 81.015 | 81.12 | 80.78
| 60% Percentile | 73.174 | 73.368 | 73.872 | 74.434 | 75.058 | 75.768 | 76.826 | 77.264 | 78.2 | 78.73 | 79.718 | 80.472 | 81.19 | 82.06 | 82.094 | 82.364 | 82.24 | 82.396 | 82.464 | 82.646
| 70% Percentile | 74.26 | 74.429 | 74.906 | 75.44 | 76.4 | 77.043 | 77.896 | 78.63 | 79.435 | 79.7 | 80.913 | 81.806 | 82.576 | 83.323 | 83.73 | 83.793 | 83.932 | 84.009 | 83.933 | 84.503
| 80% Percentile | 75.23 | 75.604 | 76.112 | 76.99 | 77.55 | 78.498 | 79.112 | 80.094 | 80.81 | 81.472 | 82.34 | 83.394 | 84.23 | 84.76 | 85.432 | 85.808 | 85.506 | 85.56 | 85.708 | 86.486
| 90% Percentile | 76.743 | 77.21 | 78.07 | 78.5 | 79.372 | 80.123 | 81.095 | 81.587 | 82.52 | 83.573 | 84.811 | 85.283 | 86.145 | 86.792 | 87.494 | 87.801 | 87.885 | 88.506 | 88.658 | 88.892
| 100% Percentile | 80.55 | 82.09 | 83.99 | 83.29 | 84.68 | 86.32 | 85.61 | 88.85 | 87.55 | 88.65 | 90.5 | 93.28 | 95.69 | 95.38 | 105.7 | 97.23 | 97.38 | 98.27 | 98.83 | 99.82
Sensitivity Study S2.2 - Scenario 2C_NoDemandResponse
| Revenue Requirements ($/MWH) | 2016 | 2017 | 2018 | 2019 | 2020 | 2021 | 2022 | 2023 | 2024 | 2025 | 2026 | 2027 | 2028 | 2029 | 2030 | 2031 | 2032 | 2033 | 2034 | 2035
| 10% Percentile | 69.327 | 69.54 | 70.198 | 71.015 | 71.72 | 72.669 | 73.447 | 73.608 | 74.758 | 74.969 | 75.747 | 76.316 | 77.137 | 77.637 | 77.728 | 77.8 | 77.771 | 77.523 | 77.974 | 77.829
| First Quartile | 70.3875 | 70.86 | 71.78 | 72.8 | 73.7775 | 74.53 | 75.465 | 76.535 | 77.0725 | 77.8475 | 78.4 | 79.2275 | 79.9875 | 80.4375 | 80.6875 | 80.95 | 80.805 | 81.0925 | 81.1575 | 81.4875
S2.2 | Median | 72.325 | 73.02 | 74.055 | 75.44 | 76.905 | 77.915 | 79.3 | 80.305 | 81.035 | 82.125 | 82.685 | 83.24 | 83.965 | 85.18 | 85.055 | 85.86 | 86.69 | 86.41 | 86.59 | 87.26
| Third Quartile | 74.8525 | 75.675 | 77.5125 | 79.255 | 81.0325 | 83.0625 | 84.46 | 85.765 | 86.6825 | 87.5175 | 88.5325 | 90.185 | 90.76 | 91.2375 | 91.605 | 92.86 | 92.89 | 93.9825 | 93.3825 | 94.1825
| 90% Percentile | 76.847 | 77.982 | 80.582 | 84.315 | 87.807 | 90.168 | 90.012 | 92.684 | 93.858 | 94.897 | 95.157 | 97.151 | 97.705 | 97.298 | 98.767 | 100.61 | 100.8 | 101.92 | 101.61 | 102.41
| Average | 72.7336 | 73.505 | 74.9769 | 76.6654 | 78.3211 | 79.725 | 80.8339 | 81.8524 | 82.7775 | 83.641 | 84.426 | 85.405 | 85.9339 | 86.6016 | 86.951 | 87.7758 | 88.0738 | 88.3531 | 88.3121 | 88.7781
| 10% Percentile | 69.327 | 69.54 | 70.198 | 71.015 | 71.72 | 72.669 | 73.447 | 73.608 | 74.758 | 74.969 | 75.747 | 76.316 | 77.137 | 77.637 | 77.728 | 77.8 | 77.771 | 77.523 | 77.974 | 77.829
| 20% Percentile | 70.038 | 70.488 | 71.378 | 72.178 | 73.206 | 73.958 | 74.8 | 75.722 | 76.206 | 77.186 | 77.49 | 78.364 | 79.106 | 79.732 | 79.7 | 80.006 | 80.016 | 80.064 | 80.278 | 80.128
| 30% Percentile | 70.744 | 71.267 | 72.207 | 73.26 | 74.284 | 75.107 | 76.191 | 77.267 | 77.831 | 78.544 | 79.051 | 79.987 | 80.767 | 81.387 | 81.56 | 81.957 | 81.691 | 82.084 | 81.92 | 82.597
| 40% Percentile | 71.556 | 72.126 | 73.006 | 74.296 | 75.386 | 76.62 | 77.698 | 78.782 | 79.36 | 80.426 | 80.678 | 81.586 | 82.268 | 83.11 | 83.296 | 83.84 | 84.062 | 84.368 | 83.9 | 85.006
| 50% Percentile | 72.325 | 73.02 | 74.055 | 75.44 | 76.905 | 77.915 | 79.3 | 80.305 | 81.035 | 82.125 | 82.685 | 83.24 | 83.965 | 85.18 | 85.055 | 85.86 | 86.69 | 86.41 | 86.59 | 87.26
| 60% Percentile | 73.174 | 74.126 | 75.314 | 76.758 | 78.47 | 79.374 | 81.268 | 82.144 | 83.094 | 83.918 | 84.91 | 85.294 | 86.006 | 87.232 | 87.482 | 88.188 | 88.996 | 89.068 | 89.252 | 89.498
| 70% Percentile | 74.27 | 75.16 | 76.873 | 78.363 | 79.979 | 81.716 | 83.085 | 84.239 | 85.38 | 86.211 | 87.2 | 88.026 | 88.645 | 89.921 | 90.186 | 90.944 | 91.503 | 91.975 | 92.053 | 92.333
| 80% Percentile | 75.31 | 76.304 | 78.29 | 80.412 | 82.418 | 85.126 | 86.182 | 87.18 | 88.484 | 89.224 | 90.23 | 92.42 | 92.412 | 92.868 | 92.872 | 94.79 | 95.016 | 96.27 | 95.51 | 95.778
| 90% Percentile | 76.847 | 77.982 | 80.582 | 84.315 | 87.807 | 90.168 | 90.012 | 92.684 | 93.858 | 94.897 | 95.157 | 97.151 | 97.705 | 97.298 | 98.767 | 100.61 | 100.8 | 101.92 | 101.61 | 102.41
| 100% Percentile | 80.88 | 87.7 | 95.05 | 100 | 109.6 | 110.8 | 109.2 | 111.5 | 114.3 | 112.1 | 113.5 | 116.1 | 116.3 | 119.6 | 128.6 | 124.6 | 121.1 | 120.6 | 125.8 | 125.8
Sensitivity Study S5_Scenario 1B_35% RPS
| Revenue Requirements ($/MWH) | 2016 | 2017 | 2018 | 2019 | 2020 | 2021 | 2022 | 2023 | 2024 | 2025 | 2026 | 2027 | 2028 | 2029 | 2030 | 2031 | 2032 | 2033 | 2034 | 2035
| 10% Percentile | 70.149 | 73.197 | 72.059 | 71.06 | 71.718 | 76.269 | 78.119 | 80.038 | 82.209 | 85.7 | 86.85 | 86.527 | 86.279 | 86.134 | 85.789 | 85.788 | 85.368 | 84.373 | 83.338 | 83.026
| First Quartile | 71.2625 | 75.5175 | 75.015 | 72.61 | 73.015 | 77.495 | 79.5475 | 81.6025 | 83.93 | 87.225 | 88.7275 | 88.8425 | 89.2075 | 89.3975 | 88.8675 | 88.5025 | 88.2225 | 87.8075 | 86.82 | 86.1625
S5 | Median | 73.135 | 78.215 | 79.145 | 74.915 | 74.875 | 79.405 | 81.625 | 83.865 | 86.045 | 89.175 | 92.065 | 92.25 | 92.845 | 93.015 | 93.04 | 92.7 | 92.41 | 91.81 | 90.685 | 90.485
| Third Quartile | 75.71 | 81.455 | 82.5725 | 78.25 | 77.71 | 82.225 | 83.74 | 86.16 | 88.515 | 92.01 | 95.69 | 96.6975 | 97.8775 | 98.9925 | 98.0425 | 98.1925 | 97.6125 | 97.095 | 96.01 | 95.815
| 90% Percentile | 77.62 | 84.47 | 84.924 | 82.722 | 80.373 | 84.428 | 85.991 | 87.843 | 90.532 | 94.627 | 101.94 | 105.91 | 106.3 | 108.31 | 108.32 | 108.2 | 106.6 | 106.31 | 106.2 | 105.24
| Average | 73.5459 | 78.6303 | 78.8538 | 75.9812 | 75.5939 | 80.0063 | 81.7806 | 83.9715 | 86.5134 | 90.1385 | 93.472 | 94.4124 | 95.1311 | 95.7897 | 95.369 | 95.3809 | 94.8179 | 94.3067 | 93.0759 | 92.9059
| 10% Percentile | 70.149 | 73.197 | 72.059 | 71.06 | 71.718 | 76.269 | 78.119 | 80.038 | 82.209 | 85.7 | 86.85 | 86.527 | 86.279 | 86.134 | 85.789 | 85.788 | 85.368 | 84.373 | 83.338 | 83.026
| 20% Percentile | 70.89 | 74.76 | 73.96 | 72.136 | 72.546 | 77.16 | 79.038 | 81.128 | 83.296 | 86.718 | 88.114 | 88.07 | 88.44 | 88.438 | 87.864 | 87.828 | 87.154 | 86.548 | 85.802 | 85.318
| 30% Percentile | 71.664 | 76.027 | 75.81 | 73.107 | 73.407 | 77.88 | 79.877 | 82.04 | 84.47 | 87.625 | 89.407 | 89.548 | 90.041 | 90 | 89.674 | 89.231 | 88.937 | 88.645 | 87.628 | 86.947
| 40% Percentile | 72.376 | 76.996 | 77.54 | 74.02 | 74.12 | 78.55 | 80.64 | 82.992 | 85.3 | 88.44 | 90.744 | 90.81 | 91.37 | 91.51 | 91.31 | 91.04 | 90.748 | 90.26 | 89.236 | 88.724
| 50% Percentile | 73.135 | 78.215 | 79.145 | 74.915 | 74.875 | 79.405 | 81.625 | 83.865 | 86.045 | 89.175 | 92.065 | 92.25 | 92.845 | 93.015 | 93.04 | 92.7 | 92.41 | 91.81 | 90.685 | 90.485
| 60% Percentile | 74.014 | 79.336 | 80.478 | 76.03 | 75.87 | 80.434 | 82.41 | 84.76 | 86.914 | 90.282 | 93.294 | 93.96 | 94.33 | 94.642 | 94.698 | 94.578 | 93.82 | 93.598 | 92.324 | 92.518
| 70% Percentile | 75.133 | 80.716 | 81.716 | 77.44 | 77.143 | 81.613 | 83.273 | 85.743 | 88.023 | 91.403 | 94.712 | 95.546 | 96.509 | 97.184 | 96.946 | 96.611 | 96.158 | 95.629 | 94.396 | 94.576
| 80% Percentile | 76.09 | 82.352 | 83.376 | 79.164 | 78.282 | 82.86 | 84.304 | 86.542 | 89.124 | 92.698 | 97.382 | 98.072 | 99.834 | 101.4 | 100.3 | 100.36 | 99.988 | 98.912 | 97.836 | 97.746
| 90% Percentile | 77.62 | 84.47 | 84.924 | 82.722 | 80.373 | 84.428 | 85.991 | 87.843 | 90.532 | 94.627 | 101.94 | 105.91 | 106.3 | 108.31 | 108.32 | 108.2 | 106.6 | 106.31 | 106.2 | 105.24
| 100% Percentile | 81.15 | 93.44 | 90.67 | 93.29 | 99.26 | 95.32 | 91.11 | 100.6 | 117.7 | 124.5 | 131.5 | 153.8 | 158.4 | 148.5 | 173 | 184.2 | 162.9 | 175.4 | 169.6 | 163.7
Sensitivity Study S3 - Scenario 1B_Low Gas Prices
| Revenue Requirements ($/MWH) | 2016 | 2017 | 2018 | 2019 | 2020 | 2021 | 2022 | 2023 | 2024 | 2025 | 2026 | 2027 | 2028 | 2029 | 2030 | 2031 | 2032 | 2033 | 2034 | 2035
| 10% Percentile | 69.819 | 72.219 | 71.27 | 70.369 | 70.329 | 71.149 | 71.05 | 71.139 | 71.5 | 71.799 | 72.75 | 73.189 | 73.408 | 73.149 | 72.867 | 72.726 | 72.257 | 71.69 | 71.287 | 71.318
| First Quartile | 70.84 | 73.87 | 73.665 | 71.7875 | 71.5625 | 72.5 | 72.47 | 72.69 | 72.92 | 73.5775 | 74.1775 | 74.77 | 75.32 | 75.0775 | 74.79 | 74.6725 | 73.9775 | 73.37 | 72.99 | 72.85
S3 | Median | 72.545 | 76.205 | 76.755 | 73.62 | 73.205 | 74.4 | 74.375 | 74.71 | 75.105 | 75.65 | 76.76 | 76.875 | 77.43 | 77.535 | 77.335 | 76.88 | 76.44 | 76.07 | 75.435 | 75.24
| Third Quartile | 74.8625 | 79.3625 | 79.695 | 76.1425 | 75.7125 | 77.15 | 76.5625 | 77.1225 | 77.4125 | 78.03 | 79.61 | 79.37 | 80.0475 | 80.1525 | 80.065 | 79.9125 | 79.4325 | 79.0825 | 78.2725 | 78.295
| 90% Percentile | 76.543 | 82.257 | 81.953 | 78.731 | 77.774 | 79.272 | 78.551 | 78.833 | 79.672 | 80.08 | 81.98 | 82.054 | 82.681 | 82.87 | 82.771 | 82.554 | 81.925 | 81.957 | 81.371 | 81.063
| Average | 72.9144 | 76.8709 | 76.7434 | 74.2693 | 73.7882 | 74.9414 | 74.6096 | 74.8544 | 75.3137 | 75.8417 | 77.4362 | 77.5415 | 78.1411 | 77.8986 | 77.7937 | 77.5835 | 77.0111 | 76.6499 | 76.0595 | 75.9679
| 10% Percentile | 69.819 | 72.219 | 71.27 | 70.369 | 70.329 | 71.149 | 71.05 | 71.139 | 71.5 | 71.799 | 72.75 | 73.189 | 73.408 | 73.149 | 72.867 | 72.726 | 72.257 | 71.69 | 71.287 | 71.318
| 20% Percentile | 70.518 | 73.366 | 72.77 | 71.38 | 71.2 | 72.12 | 72.038 | 72.178 | 72.434 | 73.068 | 73.836 | 74.286 | 74.87 | 74.648 | 74.32 | 74.098 | 73.404 | 72.826 | 72.51 | 72.368
| 30% Percentile | 71.22 | 74.454 | 74.297 | 72.187 | 72.047 | 72.837 | 72.77 | 73.14 | 73.37 | 73.977 | 74.707 | 75.137 | 75.75 | 75.767 | 75.25 | 75.034 | 74.49 | 73.827 | 73.481 | 73.314
| 40% Percentile | 71.86 | 75.326 | 75.596 | 72.876 | 72.64 | 73.67 | 73.498 | 73.872 | 74.43 | 74.83 | 75.662 | 76.06 | 76.54 | 76.776 | 76.38 | 75.97 | 75.452 | 74.962 | 74.516 | 74.146
| 50% Percentile | 72.545 | 76.205 | 76.755 | 73.62 | 73.205 | 74.4 | 74.375 | 74.71 | 75.105 | 75.65 | 76.76 | 76.875 | 77.43 | 77.535 | 77.335 | 76.88 | 76.44 | 76.07 | 75.435 | 75.24
| 60% Percentile | 73.348 | 77.414 | 77.834 | 74.544 | 74.134 | 75.354 | 75.1 | 75.44 | 75.934 | 76.394 | 77.812 | 77.67 | 78.364 | 78.36 | 78.368 | 78.044 | 77.71 | 77.03 | 76.484 | 76.296
| 70% Percentile | 74.282 | 78.583 | 78.823 | 75.63 | 75.15 | 76.74 | 76.113 | 76.453 | 76.93 | 77.269 | 78.94 | 78.923 | 79.372 | 79.544 | 79.543 | 79.293 | 78.696 | 78.359 | 77.753 | 77.416
| 80% Percentile | 75.216 | 80.184 | 80.366 | 76.692 | 76.22 | 77.762 | 77.29 | 77.55 | 78.052 | 78.81 | 80.1 | 80.014 | 80.766 | 80.772 | 81 | 80.73 | 80.11 | 79.992 | 79.204 | 79.012
| 90% Percentile | 76.543 | 82.257 | 81.953 | 78.731 | 77.774 | 79.272 | 78.551 | 78.833 | 79.672 | 80.08 | 81.98 | 82.054 | 82.681 | 82.87 | 82.771 | 82.554 | 81.925 | 81.957 | 81.371 | 81.063
| 100% Percentile | 79.7 | 92.51 | 88.96 | 88.39 | 92.65 | 86.33 | 86.07 | 84.69 | 91.96 | 88.79 | 110.5 | 122.2 | 135.5 | 95.52 | 120.7 | 123.8 | 110.8 | 117.1 | 117.4 | 107.7
Scensitivity Study S3.1 - Scenario 2C_Low Gas Price
| Revenue Requirements ($/MWH) | 2016 | 2017 | 2018 | 2019 | 2020 | 2021 | 2022 | 2023 | 2024 | 2025 | 2026 | 2027 | 2028 | 2029 | 2030 | 2031 | 2032 | 2033 | 2034 | 2035
| 10% Percentile | 69.828 | 72.53 | 71.832 | 70.946 | 71.048 | 72.12 | 72.31 | 72.358 | 73.219 | 73.505 | 74.249 | 74.907 | 75.617 | 75.38 | 75.51 | 75.258 | 74.759 | 74.299 | 74.203 | 74.198
| First Quartile | 70.8975 | 74.4675 | 74.575 | 72.7275 | 72.95 | 74.07 | 74.24 | 74.9475 | 75.2675 | 76.23 | 76.72 | 77.2575 | 77.9375 | 78.2975 | 78.095 | 78.18 | 77.785 | 77.7475 | 77.06 | 76.835
S3.1 | Median | 72.64 | 77.215 | 78.04 | 75.485 | 75.845 | 77.2 | 77.68 | 78.175 | 78.85 | 79.565 | 80.705 | 80.795 | 81.675 | 82.17 | 82.045 | 82.47 | 82.235 | 81.895 | 81.74 | 81.68
| Third Quartile | 74.9125 | 80.3125 | 81.6225 | 79.625 | 79.5925 | 82.245 | 82.1925 | 82.965 | 83.815 | 84.275 | 86.06 | 87.02 | 87.2825 | 87.6575 | 87.0925 | 87.81 | 86.94 | 87.8225 | 87.0225 | 86.9525
| 90% Percentile | 76.677 | 83.472 | 85.163 | 84.234 | 85.823 | 88.5 | 87.038 | 88.961 | 90.199 | 91.101 | 92.301 | 93.205 | 93.332 | 92.85 | 93.507 | 94.351 | 93.422 | 93.353 | 93.281 | 94.061
| Average | 72.9849 | 77.6366 | 78.3466 | 76.7551 | 77.1577 | 78.9613 | 78.9542 | 79.6177 | 80.3131 | 81.034 | 82.3926 | 82.8646 | 83.365 | 83.3815 | 83.4258 | 83.6716 | 83.3027 | 83.1637 | 82.7726 | 82.7911
| 10% Percentile | 69.828 | 72.53 | 71.832 | 70.946 | 71.048 | 72.12 | 72.31 | 72.358 | 73.219 | 73.505 | 74.249 | 74.907 | 75.617 | 75.38 | 75.51 | 75.258 | 74.759 | 74.299 | 74.203 | 74.198
| 20% Percentile | 70.55 | 73.866 | 73.634 | 72.208 | 72.414 | 73.388 | 73.49 | 74.24 | 74.676 | 75.418 | 76.128 | 76.64 | 77.266 | 77.656 | 77.316 | 77.31 | 76.766 | 76.72 | 76.31 | 76.06
| 30% Percentile | 71.267 | 75.004 | 75.422 | 73.29 | 73.474 | 74.754 | 74.82 | 75.641 | 76.027 | 76.747 | 77.498 | 78.024 | 78.547 | 79.024 | 78.958 | 78.847 | 78.72 | 78.41 | 77.877 | 77.944
| 40% Percentile | 71.976 | 76.026 | 76.82 | 74.32 | 74.516 | 75.99 | 76.02 | 76.696 | 77.23 | 78.216 | 79.096 | 79.292 | 80.106 | 80.716 | 80.526 | 80.512 | 80.666 | 79.926 | 79.692 | 79.73
| 50% Percentile | 72.64 | 77.215 | 78.04 | 75.485 | 75.845 | 77.2 | 77.68 | 78.175 | 78.85 | 79.565 | 80.705 | 80.795 | 81.675 | 82.17 | 82.045 | 82.47 | 82.235 | 81.895 | 81.74 | 81.68
| 60% Percentile | 73.402 | 78.21 | 79.184 | 76.782 | 77.134 | 78.876 | 79.144 | 79.818 | 80.524 | 81.192 | 82.434 | 82.546 | 83.474 | 83.934 | 83.89 | 84.178 | 84.066 | 83.794 | 83.508 | 83.628
| 70% Percentile | 74.38 | 79.536 | 80.796 | 78.616 | 78.636 | 80.952 | 80.563 | 81.663 | 82.479 | 83.106 | 84.367 | 85.343 | 85.68 | 86.105 | 85.646 | 86.25 | 86.07 | 86.502 | 85.643 | 85.553
| 80% Percentile | 75.242 | 81.01 | 82.6 | 81.038 | 80.912 | 83.6 | 83.692 | 84.368 | 85.376 | 86.052 | 87.854 | 88.764 | 88.384 | 88.602 | 88.846 | 89.542 | 88.522 | 89.828 | 88.724 | 88.536
| 90% Percentile | 76.677 | 83.472 | 85.163 | 84.234 | 85.823 | 88.5 | 87.038 | 88.961 | 90.199 | 91.101 | 92.301 | 93.205 | 93.332 | 92.85 | 93.507 | 94.351 | 93.422 | 93.353 | 93.281 | 94.061
| 100% Percentile | 79.83 | 92.82 | 94.85 | 103.1 | 105.9 | 107.6 | 111.4 | 108.4 | 106.9 | 106.9 | 125.2 | 138.9 | 150.9 | 110.2 | 122.5 | 127.8 | 118 | 117.8 | 126 | 111.2

## NPV without Carbon Cost wP
These include penalties.
Scenario Net Present Value Without Carbon Cost (billions) | Average System Cost w/o CO2$
Scenario 1B - Existing Policy, No Carbon Risk | 87.3628
Scenario 2B - Carbon Reduction - Social Cost of Carbon | 88.1551
Sensitivity S6 - Scenario 2B_95th Percentile SCC | 88.9111
Scenario 2C - Carbon Risk | 88.0458
Scenario 3A - Maximum Carbon Reduction, Existing Technology | 106.9676
Sensitivity S5 - Scenario 1B_35% RPS | 121.2151
Scenario 4A - Unplanned Loss of Major Non-GHG Emitting Resource | 90.2066
Scenario 4B - Planned Loss of Major Non-GHG Emitting Resource | 89.8713
Sensitivity S10 - Scenario 1B_No Conservation Adder | 84.7949
Scenario | NPV System Cost Without Carbon Cost (billion 2012$)
Existing Policy, No Carbon Risk | 87.3628
Social Cost of Carbon - Base | 88.1551
Social Cost of Carbon - High | 88.9111
Carbon Risk | 88.0458
Maximum CO2 Reduction | 106.9676
Unplanned Loss of Major Resource | 90.2066
Planned Loss of Major Resource | 89.8713
Faster Conservation Deployment | 88.2075
Slower Conservation Deployment | 87.9409
Increased Market Reliance | 84.6421
RPS at 35% | 121.2151
Lower Conservation, No Carbon Risk | 101.1861
NPV System Cost (billions) | Average System Cost w/CO2$ | Average System Risk w/CO$ (TailVar90) | Average System Cost w/o CO2$ | Average System Risk w/o CO2$ (TailVar90)
Scenario 1A - Existing Policy, No Uncertainty | 77.565 | 77.565 | 77.565 | 77.565
Scenario 1B - Existing Policy, No Carbon Risk | 87.3628 | 130.2213 | 87.3628 | 130.2213
Scenario 2B - Carbon Reduction - Social Cost of Carbon | 126.2711 | 190.8374 | 88.1551 | 132.2789
Scenario 2C - Carbon Risk | 114.2997 | 186.1231 | 88.0458 | 133.0132
Scenario 3A - Maximum Carbon Reduction, Existing Technology | 106.9676 | 158.0104 | 106.9676 | 158.0104
Scenario 4A - Unplanned Loss of Major Non-GHG Emitting Resource | 130.6768 | 198.5606 | 90.2066 | 136.269
Scenario 4B - Planned Loss of Major Non-GHG Emitting Resource | 130.6933 | 198.9937 | 89.8713 | 136.135
Scenario 4C - Faster Near-Term Pace of Conservation Deployment | 114.5095 | 186.222 | 88.2075 | 133.0839
Scenario 4D - Slower Near-Term Pace of Conservation Deployment | 114.1635 | 185.9638 | 87.9409 | 132.8993
Scenario 5B - Increased Reliance on External Market | 84.6421 | 127.2267 | 84.6421 | 127.2267
Sensitivity S1 - Scenario 1B_No Coal Retirements | 84.7949 | 123.227 | 84.7949 | 123.227
Sensitivity S2 - Scenario 1B_Low Gas Prices | 74.2774 | 104.3373 | 74.2774 | 104.3373
Sensitivity S2.1 - Scenario 2C_Low Gas Prices | 96.973 | 153.9042 | 75.8686 | 109.8524
Sensitivity S3 - Scenario 1B_No Demand Response | 87.9736 | 131.3078 | 88.4423 | 131.3078
Sensitivity S3.1 - Scenario 2C_No Demand Response | 113.4249 | 185.0549 | 86.6573 | 130.9625
Sensitivity S5 - Scenario 1B_35% RPS | 121.2151 | 150.7934 | 121.2151 | 150.7934
Sensitivity S6 - Scenario 2B_95th Percentile SCC | 121.2151 | 278.2723 | 88.9111 | 157.1022
Sensitivity S7 - Scenario 2B_No Conservation | 190.5701 | 263.1448 | Not Estimated | Not Estimated
Sensitivity S8 - Scenario 2B_95th Percentile SCC w/No Conservation | 268.9617 | 380.4064 | Not Estimated | Not Estimated
Sensitivity S9 - Scenario 1B_No Transmission and Distribution Cost Deferral Credit | 95.0656 | 139.6919 | 95.0656 | 139.6919
Sensitivity S10 - Scenario 1B_No Conservation Adder | 101.1861 | 148.674 | 101.1861 | 148.674

## 7p conservation targets
Key | Mean Conservation Development (aMW) | 2016 | 2017 | 2018 | 2019 | 2020 | 2021 | 2022 | 2023 | 2024 | 2025 | 2026 | 2027 | 2028 | 2029 | 2030 | 2031 | 2032 | 2033 | 2034 | 2035
1A | Scenario 1A - Existing Policy, No Uncertainty | 151.3 | 320.7 | 503.8 | 711.4 | 945.6 | 1206 | 1491 | 1793 | 2107 | 2426 | 2744 | 3056 | 3358 | 3567 | 3660 | 3713 | 3750 | 3778 | 3803 | 3824
1B | Scenario 1B - Existing Policy, No Carbon Risk | 158.2091 | 335.6704 | 538.4226 | 768.1346 | 1027.8666 | 1313.4425 | 1617.5138 | 1936.1762 | 2268.0487 | 2605.2975 | 2940.9837 | 3271.9938 | 3594.0087 | 3825.4513 | 3942.2925 | 4021.8137 | 4087.3925 | 4145.1313 | 4197.2875 | 4247.5775
2B | Scenario 2B - Carbon Reduction - Social Cost of Carbon | 174.2734 | 369.0716 | 590.4663 | 839.9377 | 1120.59 | 1427.0487 | 1750.225 | 2086.0662 | 2433.8175 | 2785.95 | 3135.3663 | 3478.7575 | 3812.0575 | 4053.8288 | 4180.2788 | 4268.775 | 4343.385 | 4409.89 | 4470.3888 | 4529.0238
2C | Scenario 2C - Carbon Risk | 168.1014 | 356.8955 | 572.5577 | 816.6211 | 1092.261 | 1394.5725 | 1714.9488 | 2048.9625 | 2395.3913 | 2746.4262 | 3094.8688 | 3437.46 | 3770.2288 | 4011.6788 | 4138.175 | 4226.95 | 4300.6038 | 4366.0725 | 4425.8787 | 4484.2738
3A | Scenario 3A - Maximum Carbon Reduction, Existing Technology | 173.1106 | 366.876 | 586.7721 | 833.8966 | 1111.2609 | 1413.485 | 1731.7887 | 2061.8987 | 2402.985 | 2747.48 | 3088.6537 | 3423.8038 | 3748.805 | 3981.91 | 4099.5162 | 4178.815 | 4244.0225 | 4301.2075 | 4352.3462 | 4401.8425
4A | Scenario 4A - Unplanned Loss of Major Non-GHG Emitting Resource | 174.9795 | 370.5075 | 592.7791 | 843.2836 | 1125.1625 | 1432.84 | 1757.215 | 2094.24 | 2443.2663 | 2796.7025 | 3147.5087 | 3492.3025 | 3827.0575 | 4070.2962 | 4198.1088 | 4288.0588 | 4364.5112 | 4432.9963 | 4495.435 | 4556.0588
4B | Scenario 4B - Planned Loss of Major Non-GHG Emitting Resource | 172.0238 | 364.9226 | 584.4871 | 832.0468 | 1110.6356 | 1414.9425 | 1736.095 | 2069.965 | 2415.7025 | 2765.7638 | 3113.0475 | 3454.2337 | 3785.3575 | 4025.0788 | 4149.6088 | 4236.055 | 4308.1375 | 4372.02 | 4429.9038 | 4485.9637
4C | Scenario 4C - Faster Near-Term Pace of Conservation Deployment | 170.7925 | 362.3697 | 580.6439 | 827.1714 | 1105.6707 | 1412.14 | 1736.5087 | 2073.82 | 2422.8513 | 2776.2987 | 3126.88 | 3470.8475 | 3804.3463 | 4045.7238 | 4171.76 | 4259.8713 | 4334.5275 | 4401.5837 | 4462.9113 | 4522.7188
4D | Scenario 4D - Slower Near-Term Pace of Conservation Deployment | 170.2504 | 361.4244 | 579.3931 | 825.603 | 1102.3536 | 1404.47 | 1723.775 | 2056.4425 | 2401.3463 | 2750.385 | 3096.5312 | 3436.4662 | 3766.3975 | 4005.0287 | 4128.9312 | 4215.2325 | 4287.4338 | 4351.8062 | 4410.5988 | 4468.0662
5B | Scenario 5B - Increased Reliance on External Market | 151.5705 | 322.8452 | 519.3655 | 741.8836 | 992.6399 | 1268.1188 | 1561.3087 | 1868.0238 | 2186.9975 | 2510.6988 | 2832.7825 | 3150.1962 | 3459.0212 | 3676.9163 | 3780.6225 | 3847.5138 | 3901.085 | 3948.2638 | 3991.9037 | 4033.8088
S1 | Sensitivity S1 - Scenario 1B_No Coal Retirements | 158.3729 | 336.1299 | 538.578 | 767.4022 | 1025.5311 | 1308.6813 | 1609.1225 | 1922.7487 | 2248.0738 | 2577.1762 | 2903.3812 | 3223.0675 | 3532.34 | 3749.2125 | 3851.2425 | 3915.6112 | 3967.1887 | 4011.9088 | 4051.4175 | 4089.7112
S2 | Sensitivity S2 - Scenario 1B_Low Gas Prices | 156.423 | 332.443 | 533.394 | 760.447 | 1016.3538 | 1296.7938 | 1594.1012 | 1903.6388 | 2224 | 2547.4075 | 2866.835 | 3179.0637 | 3480.0225 | 3686.91 | 3776.9938 | 3828.36 | 3867.205 | 3898.17 | 3923.2025 | 3945.6137
S2.1 | Sensitivity S2.1 - Scenario 2C_Low Gas Prices | 154.8907 | 329.6371 | 529.754 | 756.7846 | 1014.02 | 1297.958 | 1600.6988 | 1917.69 | 2247.7075 | 2582.5538 | 2915.3938 | 3242.13 | 3558.8113 | 3783.4037 | 3892.84 | 3964.3463 | 4020.27 | 4067.79 | 4109.8112 | 4149.9475
S3 | Sensitivity S3 - Scenario 1B_No Demand Response | 173.0878 | 366.6116 | 586.4912 | 834.097 | 1112.4513 | 1416.3025 | 1737.0087 | 2070.465 | 2415.8125 | 2765.335 | 3112.0163 | 3452.815 | 3783.605 | 4022.995 | 4147.425 | 4233.8413 | 4306.1987 | 4370.3975 | 4428.46 | 4484.5988
S3.1 | Sensitivity S3.1 - Scenario 2C_No Demand Response | 170.4489 | 361.9494 | 579.9069 | 825.574 | 1101.994 | 1403.6988 | 1721.8588 | 2052.2463 | 2393.9138 | 2739.2775 | 3081.435 | 3417.38 | 3743.3275 | 3977.5425 | 4096.7537 | 4178.345 | 4245.9963 | 4306.11 | 4361.0962 | 4414.9362
S5 | Sensitivity S5 - Scenario 1B_35% RPS | 149.1145 | 317.3086 | 510.1538 | 728.3198 | 974.3758 | 1245.0638 | 1533.4375 | 1835.1225 | 2149.0125 | 2467.3362 | 2783.1675 | 3094.5087 | 3397.7475 | 3611.2038 | 3711.6962 | 3776.065 | 3829.55 | 3878.2288 | 3925.4462 | 3971.5662
S6 | Sensitivity S6 - Scenario 2B_95th Percentile SCC | 173.613 | 368.113 | 589.7475 | 840.1625 | 1122.5638 | 1431.8712 | 1759.0963 | 2100.2025 | 2454.32 | 2813.9125 | 3171.6487 | 3524.0725 | 3866.985 | 4118.915 | 4255.9712 | 4356.05 | 4442.7688 | 4521.6175 | 4594.6187 | 4665.975
S7 | Sensitivity S7 - Scenario 2B_No Conservation | 0 | 0 | 0 | 0 | 0 | 0 | 0 | 0 | 0 | 0 | 0 | 0 | 0 | 0 | 0 | 0 | 0 | 0 | 0 | 0
S8 | Sensitivity S8 - Scenario 2B_95th Percentile SCC w/No Conservation | 0 | 0 | 0 | 0 | 0 | 0 | 0 | 0 | 0 | 0 | 0 | 0 | 0 | 0 | 0 | 0 | 0 | 0 | 0 | 0
S9 | Sensitivity S9 - Scenario 1B_No Transmission and Distribution Cost Deferral Credit | 151.762 | 322.1201 | 516.4754 | 736.3774 | 984.5196 | 1256.9161 | 1547.025 | 1850.8238 | 2167.4 | 2489.3412 | 2800.46 | 3040.8175 | 3271.66 | 3494.5738 | 3673.9862 | 3790.3825 | 3893.9738 | 3991.5912 | 4039.4488 | 4073.115
S10 | Sensitivity S10 - Scenario 1B_No Conservation Adder | 102.8108 | 215.5938 | 340.6908 | 477.4276 | 626.7577 | 791.5101 | 971.9665 | 1163.789 | 1369.914 | 1587.2938 | 1812.5425 | 2045.985 | 2283.2325 | 2510.2712 | 2650.545 | 2753.9138 | 2835.3875 | 2907.1588 | 2975.6062 | 3037.1863

## wholesale price electr (hidden)
in the new methodology we are not using this data set
Key | Mean Wholesale Price of Electricity (2012$/MWH) Excluding CO2 penalty | 2016 | 2017 | 2018 | 2019 | 2020 | 2021 | 2022 | 2023 | 2024 | 2025 | 2026 | 2027 | 2028 | 2029 | 2030 | 2031 | 2032 | 2033 | 2034 | 2035
1A | Scenario 1A - Existing Policy, No Uncertainty | 80 | 30 | 30 | 30 | 30 | 30 | 30 | 30 | 30 | 30 | 30 | 30 | 30 | 30 | 30 | 30 | 30 | 30 | 30 | 30
1B | Scenario 1B - Existing Policy, No Carbon Risk | 30 | 30 | 30 | 30 | 30 | 30 | 30 | 30 | 30 | 30 | 30 | 30 | 30 | 30 | 30 | 30 | 30 | 30 | 30 | 30
2B | Scenario 2B - Carbon Reduction - Social Cost of Carbon | 30 | 30 | 30 | 30 | 30 | 30 | 30 | 30 | 30 | 30 | 30 | 30 | 30 | 30 | 30 | 30 | 30 | 30 | 30 | 30
2C | Scenario 2C - Carbon Risk | 30 | 30 | 30 | 30 | 30 | 30 | 30 | 30 | 30 | 30 | 30 | 30 | 30 | 30 | 30 | 30 | 30 | 30 | 30 | 30
3A | Scenario 3A - Maximum Carbon Reduction, Existing Technology | 30 | 30 | 30 | 30 | 30 | 30 | 30 | 30 | 30 | 30 | 30 | 30 | 30 | 30 | 30 | 30 | 30 | 30 | 30 | 30
4A | Scenario 4A - Unplanned Loss of Major Non-GHG Emitting Resource | 30 | 30 | 30 | 30 | 30 | 30 | 30 | 30 | 30 | 30 | 30 | 30 | 30 | 30 | 30 | 30 | 30 | 30 | 30 | 30
4B | Scenario 4B - Planned Loss of Major Non-GHG Emitting Resource | 30 | 30 | 30 | 30 | 30 | 30 | 30 | 30 | 30 | 30 | 30 | 30 | 30 | 30 | 30 | 30 | 30 | 30 | 30 | 30
4C | Scenario 4C - Faster Near-Term Pace of Conservation Deployment | 30 | 30 | 30 | 30 | 30 | 30 | 30 | 30 | 30 | 30 | 30 | 30 | 30 | 30 | 30 | 30 | 30 | 30 | 30 | 30
4D | Scenario 4D - Slower Near-Term Pace of Conservation Deployment | 30 | 30 | 30 | 30 | 30 | 30 | 30 | 30 | 30 | 30 | 30 | 30 | 30 | 30 | 30 | 30 | 30 | 30 | 30 | 30
5B | Scenario 5B - Increased Reliance on External Market | 30 | 30 | 30 | 30 | 30 | 30 | 30 | 30 | 30 | 30 | 30 | 30 | 30 | 30 | 30 | 30 | 30 | 30 | 30 | 30
S1 | Sensitivity S1 - Scenario 1B_No Coal Retirements | 30 | 30 | 30 | 30 | 30 | 30 | 30 | 30 | 30 | 30 | 30 | 30 | 30 | 30 | 30 | 30 | 30 | 30 | 30 | 30
S2 | Sensitivity S2 - Scenario 1B_Low Gas Prices | 30 | 30 | 30 | 30 | 30 | 30 | 30 | 30 | 30 | 30 | 30 | 30 | 30 | 30 | 30 | 30 | 30 | 30 | 30 | 30
S2.1 | Sensitivity S2.1 - Scenario 2C_Low Gas Prices | 30 | 30 | 30 | 30 | 30 | 30 | 30 | 30 | 30 | 30 | 30 | 30 | 30 | 30 | 30 | 30 | 30 | 30 | 30 | 30
S3 | Sensitivity S3 - Scenario 1B_No Demand Response | 30 | 30 | 30 | 30 | 30 | 30 | 30 | 30 | 30 | 30 | 30 | 30 | 30 | 30 | 30 | 30 | 30 | 30 | 30 | 30
S3.1 | Sensitivity S3.1 - Scenario 2C_No Demand Response | 30 | 30 | 30 | 30 | 30 | 30 | 30 | 30 | 30 | 30 | 30 | 30 | 30 | 30 | 30 | 30 | 30 | 30 | 30 | 30
S5 | Sensitivity S5 - Scenario 1B_35% RPS | 30 | 30 | 30 | 30 | 30 | 30 | 30 | 30 | 30 | 30 | 30 | 30 | 30 | 30 | 30 | 30 | 30 | 30 | 30 | 30
S6 | Sensitivity S6 - Scenario 2B_95th Percentile SCC | 30 | 30 | 30 | 30 | 30 | 30 | 30 | 30 | 30 | 30 | 30 | 30 | 30 | 30 | 30 | 30 | 30 | 30 | 30 | 30
S7 | Sensitivity S7 - Scenario 2B_No Conservation | 30 | 30 | 30 | 30 | 30 | 30 | 30 | 30 | 30 | 30 | 30 | 30 | 30 | 30 | 30 | 30 | 30 | 30 | 30 | 30
S8 | Sensitivity S8 - Scenario 2B_95th Percentile SCC w/No Conservation | 30 | 30 | 30 | 30 | 30 | 30 | 30 | 30 | 30 | 30 | 30 | 30 | 30 | 30 | 30 | 30 | 30 | 30 | 30 | 30
S9 | Sensitivity S9 - Scenario 1B_No Transmission and Distribution Cost Deferral Credit | 30 | 30 | 30 | 30 | 30 | 30 | 30 | 30 | 30 | 30 | 30 | 30 | 30 | 30 | 30 | 30 | 30 | 30 | 30 | 30

## inc Cost of Systm incl CO2 cost (hidden)
Note that this table is not used…it is a placeholder in case we want to use it later.
Yellow highlighted rows are the scenarios we are producing results for
Key | Incremental Cost of System (Billions of $2012) excluding CO2 cost and Penalties | 2016 | 2017 | 2018 | 2019 | 2020 | 2021 | 2022 | 2023 | 2024 | 2025 | 2026 | 2027 | 2028 | 2029 | 2030 | 2031 | 2032 | 2033 | 2034 | 2035
1A | Scenario 1A - Existing Policy, No Uncertainty | 2.5 | 2.5 | 2.5 | 2.5 | 2.5 | 2.5 | 2.5 | 2.5 | 2.5 | 2.5 | 2.5 | 2.5 | 2.5 | 2.5 | 2.5 | 2.5 | 2.5 | 2.5 | 2.5 | 2.5
1B | Scenario 1B - Existing Policy, No Carbon Risk | 2.5 | 2.5 | 2.5 | 2.5 | 2.5 | 2.5 | 2.5 | 2.5 | 2.5 | 2.5 | 2.5 | 2.5 | 2.5 | 2.5 | 2.5 | 2.5 | 2.5 | 2.5 | 2.5 | 2.5
2B | Scenario 2B - Carbon Reduction - Social Cost of Carbon | 2.5 | 2.5 | 2.5 | 2.5 | 2.5 | 2.5 | 2.5 | 2.5 | 2.5 | 2.5 | 2.5 | 2.5 | 2.5 | 2.5 | 2.5 | 2.5 | 2.5 | 2.5 | 2.5 | 2.5
2C | Scenario 2C - Carbon Risk | 2.5 | 2.5 | 2.5 | 2.5 | 2.5 | 2.5 | 2.5 | 2.5 | 2.5 | 2.5 | 2.5 | 2.5 | 2.5 | 2.5 | 2.5 | 2.5 | 2.5 | 2.5 | 2.5 | 2.5
3A | Scenario 3A - Maximum Carbon Reduction, Existing Technology | 2.5 | 2.5 | 2.5 | 2.5 | 2.5 | 2.5 | 2.5 | 2.5 | 2.5 | 2.5 | 2.5 | 2.5 | 2.5 | 2.5 | 2.5 | 2.5 | 2.5 | 2.5 | 2.5 | 2.5
4A | Scenario 4A - Unplanned Loss of Major Non-GHG Emitting Resource | 2.5 | 2.5 | 2.5 | 2.5 | 2.5 | 2.5 | 2.5 | 2.5 | 2.5 | 2.5 | 2.5 | 2.5 | 2.5 | 2.5 | 2.5 | 2.5 | 2.5 | 2.5 | 2.5 | 2.5
4B | Scenario 4B - Planned Loss of Major Non-GHG Emitting Resource | 2.5 | 2.5 | 2.5 | 2.5 | 2.5 | 2.5 | 2.5 | 2.5 | 2.5 | 2.5 | 2.5 | 2.5 | 2.5 | 2.5 | 2.5 | 2.5 | 2.5 | 2.5 | 2.5 | 2.5
4C | Scenario 4C - Faster Near-Term Pace of Conservation Deployment | 2.5 | 2.5 | 2.5 | 2.5 | 2.5 | 2.5 | 2.5 | 2.5 | 2.5 | 2.5 | 2.5 | 2.5 | 2.5 | 2.5 | 2.5 | 2.5 | 2.5 | 2.5 | 2.5 | 2.5
4D | Scenario 4D - Slower Near-Term Pace of Conservation Deployment | 2.5 | 2.5 | 2.5 | 2.5 | 2.5 | 2.5 | 2.5 | 2.5 | 2.5 | 2.5 | 2.5 | 2.5 | 2.5 | 2.5 | 2.5 | 2.5 | 2.5 | 2.5 | 2.5 | 2.5
5B | Scenario 5B - Increased Reliance on External Market | 2.5 | 2.5 | 2.5 | 2.5 | 2.5 | 2.5 | 2.5 | 2.5 | 2.5 | 2.5 | 2.5 | 2.5 | 2.5 | 2.5 | 2.5 | 2.5 | 2.5 | 2.5 | 2.5 | 2.5
S1 | Sensitivity S1 - Scenario 1B_No Coal Retirements | 2.5 | 2.5 | 2.5 | 2.5 | 2.5 | 2.5 | 2.5 | 2.5 | 2.5 | 2.5 | 2.5 | 2.5 | 2.5 | 2.5 | 2.5 | 2.5 | 2.5 | 2.5 | 2.5 | 2.5
S2 | Sensitivity S2 - Scenario 1B_Low Gas Prices | 2.5 | 2.5 | 2.5 | 2.5 | 2.5 | 2.5 | 2.5 | 2.5 | 2.5 | 2.5 | 2.5 | 2.5 | 2.5 | 2.5 | 2.5 | 2.5 | 2.5 | 2.5 | 2.5 | 2.5
S2.1 | Sensitivity S2.1 - Scenario 2C_Low Gas Prices | 2.5 | 2.5 | 2.5 | 2.5 | 2.5 | 2.5 | 2.5 | 2.5 | 2.5 | 2.5 | 2.5 | 2.5 | 2.5 | 2.5 | 2.5 | 2.5 | 2.5 | 2.5 | 2.5 | 2.5
S3 | Sensitivity S3 - Scenario 1B_No Demand Response | 2.5 | 2.5 | 2.5 | 2.5 | 2.5 | 2.5 | 2.5 | 2.5 | 2.5 | 2.5 | 2.5 | 2.5 | 2.5 | 2.5 | 2.5 | 2.5 | 2.5 | 2.5 | 2.5 | 2.5
S3.1 | Sensitivity S3.1 - Scenario 2C_No Demand Response | 2.5 | 2.5 | 2.5 | 2.5 | 2.5 | 2.5 | 2.5 | 2.5 | 2.5 | 2.5 | 2.5 | 2.5 | 2.5 | 2.5 | 2.5 | 2.5 | 2.5 | 2.5 | 2.5 | 2.5
S5 | Sensitivity S5 - Scenario 1B_35% RPS | 2.5 | 2.5 | 2.5 | 2.5 | 2.5 | 2.5 | 2.5 | 2.5 | 2.5 | 2.5 | 2.5 | 2.5 | 2.5 | 2.5 | 2.5 | 2.5 | 2.5 | 2.5 | 2.5 | 2.5
S6 | Sensitivity S6 - Scenario 2B_95th Percentile SCC | 2.5 | 2.5 | 2.5 | 2.5 | 2.5 | 2.5 | 2.5 | 2.5 | 2.5 | 2.5 | 2.5 | 2.5 | 2.5 | 2.5 | 2.5 | 2.5 | 2.5 | 2.5 | 2.5 | 2.5
S7 | Sensitivity S7 - Scenario 2B_No Conservation | 2.5 | 2.5 | 2.5 | 2.5 | 2.5 | 2.5 | 2.5 | 2.5 | 2.5 | 2.5 | 2.5 | 2.5 | 2.5 | 2.5 | 2.5 | 2.5 | 2.5 | 2.5 | 2.5 | 2.5
S8 | Sensitivity S8 - Scenario 2B_95th Percentile SCC w/No Conservation | 2.5 | 2.5 | 2.5 | 2.5 | 2.5 | 2.5 | 2.5 | 2.5 | 2.5 | 2.5 | 2.5 | 2.5 | 2.5 | 2.5 | 2.5 | 2.5 | 2.5 | 2.5 | 2.5 | 2.5
S9 | Sensitivity S9 - Scenario 1B_No Transmission and Distribution Cost Deferral Credit | 2.5 | 2.5 | 2.5 | 2.5 | 2.5 | 2.5 | 2.5 | 2.5 | 2.5 | 2.5 | 2.5 | 2.5 | 2.5 | 2.5 | 2.5 | 2.5 | 2.5 | 2.5 | 2.5 | 2.5
S10 | Scenario 1B - Existing Policy, No Adder, low Conservation

## Res Housing stock
Medium Case
|  | from | Q:\MJ\Demand Forecasting Model\Economic Forecasts\Economic drivers for the model-May 2015 7th plan update to load forecast .xlsx
REGION |  |  | 2016 | 2017 | 2018 | 2019 | 2020 | 2021 | 2022 | 2023 | 2024 | 2025 | 2026 | 2027 | 2028 | 2029 | 2030 | 2031 | 2032 | 2033 | 2034 | 2035
Single Family | New |  | 62685.759 | 59961.781 | 56834.012 | 54985.193 | 53507.474 | 50982.05 | 49561.669 | 49324.518 | 48815.77 | 49683.252 | 50030.137 | 49387.763 | 48079.346 | 48129.051 | 48690.569 | 48482.864 | 46879.001 | 46798.778 | 46917.627 | 47236.145
Multifamily - Low Rise | New |  | 23280.3471 | 23017.4181 | 22811.6085 | 22085.9164 | 20817.8539 | 20070.2793 | 19887.8313 | 20257.5832 | 20750.368 | 21314.3343 | 21403.2862 | 21409.1375 | 21443.3583 | 21209.8656 | 20954.178 | 20525.4402 | 20175.5056 | 19919.7239 | 19536.1941 | 19462.2871
MF - High Rise | New |  | 5226.2387 | 5239.9531 | 5271.2613 | 4985.8836 | 4608.5912 | 4509.6376 | 4481.7604 | 4621.8313 | 4700.9783 | 4828.2392 | 4790.0249 | 4782.065 | 4748.3908 | 4733.4824 | 4698.6972 | 4599.2988 | 4526.3104 | 4422.06 | 4405.1824 | 4385.1137
Manufactured | New |  | 1869.5754 | 1881.7963 | 1949.134 | 2021.1964 | 1959.5062 | 1928.5764 | 1934.9641 | 1945.8622 | 1956.5399 | 1957.7742 | 1947.2038 | 1945.1535 | 1947.9163 | 1950.075 | 1950.7771 | 1949.8166 | 1948.4904 | 1948.7048 | 1949.2967 | 1949.5268
Single Family | Stock - 2016 |  | 4203528.272 | 4193982.9786 | 4184459.3605 | 4174957.3684 | 4165476.9533 | 4156018.0661 | 4146580.658 | 4137164.6802 | 4127770.084 | 4118396.8208 | 4109044.8423 | 4099714.1001 | 4090404.546 | 4081116.1319 | 4071848.8097 | 4062602.5315 | 4053377.2496 | 4044172.9164 | 4034989.4841 | 4025826.9055
Multifamily - Low Rise | Stock - 2016 |  | 926243.2561 | 924139.9264 | 922041.373 | 919947.585 | 917858.5517 | 915774.2621 | 913694.7056 | 911619.8714 | 909549.7488 | 907484.327 | 905423.5954 | 903367.5434 | 901316.1603 | 899269.4355 | 897227.3585 | 895189.9186 | 893157.1054 | 891128.9083 | 889105.3169 | 887086.3207
MF - High Rise | Stock - 2016 |  | 211180.0799 | 210700.5284 | 210222.0659 | 209744.6898 | 209268.3979 | 208793.1875 | 208319.0562 | 207846.0016 | 207374.0211 | 206903.1125 | 206433.2733 | 205964.5009 | 205496.793 | 205030.1473 | 204564.5612 | 204100.0323 | 203636.5583 | 203174.1368 | 202712.7653 | 202252.4416
Manufactured | Stock - 2016 |  | 572006.3278 | 565893.3039 | 559845.6099 | 553862.5474 | 547943.4258 | 542087.5619 | 536294.2794 | 530562.9097 | 524892.7911 | 519283.2689 | 513733.6956 | 508243.4306 | 502811.8399 | 497438.2966 | 492122.1802 | 486862.8771 | 481659.7801 | 476512.2886 | 471419.8082 | 466381.7511
|  | Total stock | 6006019.856 | 5984817.6859 | 5963434.425 | 5942590.38 | 5921440.7539 | 5900163.6209 | 5880754.9239 | 5863343.2575 | 5845810.3011 | 5829851.1289 | 5812806.0586 | 5794813.694 | 5776248.3507 | 5758876.4852 | 5742057.1308 | 5724312.7792 | 5705360.0009 | 5688077.5169 | 5671035.6747 | 5654580.4915

## Load net of conservation
Key | Net Load After Conservation (aMW) | 2016 | 2017 | 2018 | 2019 | 2020 | 2021 | 2022 | 2023 | 2024 | 2025 | 2026 | 2027 | 2028 | 2029 | 2030 | 2031 | 2032 | 2033 | 2034 | 2035
1A | Scenario 1A - Existing Policy, No Uncertainty | 21018 | 20961 | 20956 | 20902 | 20795 | 20671 | 20542 | 20403 | 20267 | 20139 | 20021 | 19924 | 19851 | 19813 | 19897 | 20055 | 20249 | 20468 | 20696 | 20933
1B | Scenario 1B - Existing Policy, No Carbon Risk | 21016.5737 | 20959.3237 | 20938.1387 | 20865.4113 | 20732.0863 | 20583.62 | 20427.2487 | 20273.9588 | 20126.095 | 19981.2925 | 19842.9137 | 19726.18 | 19634.8675 | 19582.09 | 19649.9837 | 19780.9625 | 19955.0238 | 20163.9837 | 20391.7487 | 20615.5213
2B | Scenario 2B - Carbon Reduction - Social Cost of Carbon | 21010.6587 | 20936.88 | 20897.8375 | 20806.0887 | 20652.57 | 20483.02 | 20306.2262 | 20134.6325 | 19970.1312 | 19809.8363 | 19657.0238 | 19527.03 | 19423.795 | 19360.075 | 19417.9338 | 19539.5725 | 19704.7375 | 19904.6525 | 20123.8338 | 20339.2975
2C | Scenario 2C - Carbon Risk | 21012.955 | 20945.365 | 20912.1688 | 20826.0488 | 20677.7675 | 20512.9912 | 20339.9075 | 20170.6575 | 20007.785 | 19848.6587 | 19696.945 | 19567.8537 | 19465.31 | 19402.0762 | 19460.1263 | 19581.6025 | 19746.7912 | 19947.8662 | 20167.9738 | 20383.9575
3A | Scenario 3A - Maximum Carbon Reduction, Existing Technology | 21011.08 | 20938.4375 | 20900.515 | 20810.5762 | 20659.76 | 20493.8475 | 20321.5412 | 20155.1162 | 19996.7212 | 19843.41 | 19698.5612 | 19576.8187 | 19481.8638 | 19426.545 | 19493.1712 | 19623.7663 | 19798.235 | 20007.5225 | 20236.08 | 20460.8175
4A | Scenario 4A - Unplanned Loss of Major Non-GHG Emitting Resource | 21010.3975 | 20935.9062 | 20896.0913 | 20803.4025 | 20648.7513 | 20477.9837 | 20300.0325 | 20127.2113 | 19961.505 | 19799.9038 | 19645.7513 | 19514.3575 | 19409.7088 | 19344.5275 | 19400.9863 | 19521.2438 | 19684.7875 | 19882.7887 | 20100.05 | 20313.5238
4B | Scenario 4B - Planned Loss of Major Non-GHG Emitting Resource | 21011.505 | 20939.885 | 20902.6625 | 20812.7687 | 20661.2137 | 20493.7612 | 20319.1188 | 20149.4875 | 19987.0137 | 19828.7212 | 19677.995 | 19550.155 | 19449.1362 | 19387.54 | 19447.4425 | 19571.0213 | 19738.3488 | 19940.8963 | 20162.735 | 20380.8013
4C | Scenario 4C - Faster Near-Term Pace of Conservation Deployment | 21011.9412 | 20941.6125 | 20905.7375 | 20816.9975 | 20666.2025 | 20498.1625 | 20320.7487 | 20147.7775 | 19981.9062 | 19820.2938 | 19666.1675 | 19535.26 | 19431.5875 | 19367.9038 | 19426.2487 | 19548.2925 | 19713.6825 | 19913.3375 | 20131.9287 | 20346.395
4D | Scenario 4D - Slower Near-Term Pace of Conservation Deployment | 21012.14 | 20942.3425 | 20906.7687 | 20818.3763 | 20668.2687 | 20502.8425 | 20330.3438 | 20162.3037 | 20000.8812 | 19843.4412 | 19693.775 | 19567.1437 | 19467.3625 | 19406.94 | 19467.7562 | 19591.7825 | 19759.13 | 19961.445 | 20182.6237 | 20399.6138
5B | Scenario 5B - Increased Reliance on External Market | 21019.0488 | 20968.3688 | 20953.2262 | 20887.0537 | 20761.54 | 20622.555 | 20476.5 | 20334.4863 | 20198.9575 | 20067.3375 | 19942.5962 | 19839.4362 | 19761.6237 | 19722.0425 | 19803.4487 | 19947.3288 | 20133.8688 | 20354.43 | 20591.795 | 20824.0662
S1 | Sensitivity S1 - Scenario 1B_No Coal Retirements | 21016.47 | 20959.0525 | 20937.73 | 20865.56 | 20733.34 | 20586.7975 | 20433.2375 | 20284.0638 | 20141.8312 | 20004.1113 | 19874.44 | 19767.7925 | 19688.37 | 19648.9912 | 19731.72 | 19877.5737 | 20066.57 | 20289.045 | 20529.6925 | 20766.0112
S2 | Sensitivity S2 - Scenario 1B_Low Gas Prices | 21017.2238 | 20961.6987 | 20941.9512 | 20871.375 | 20741.0887 | 20596.9688 | 20446.2363 | 20300.5312 | 20162.7388 | 20030.245 | 19906.73 | 19807.0887 | 19735.4813 | 19704.9562 | 19798.4087 | 19956.6838 | 20158.7287 | 20394.1475 | 20648.8475 | 20900.0675
S2.1 | Sensitivity S2.1 - Scenario 2C_Low Gas Prices | 21017.7725 | 20963.7687 | 20945.0938 | 20875.1012 | 20744.4025 | 20598.1213 | 20443.1825 | 20291.3488 | 20145.2212 | 20002.4575 | 19866.6787 | 19753.1963 | 19666.625 | 19619.7375 | 19694.7775 | 19833.3375 | 20015.9538 | 20234.9275 | 20472.8812 | 20706.8438
S3 | Sensitivity S3 - Scenario 1B_No Demand Response | 21011.0887 | 20938.5225 | 20900.8387 | 20810.7188 | 20659.19 | 20492.1287 | 20317.9512 | 20148.7238 | 19986.645 | 19828.79 | 19678.6512 | 19551.3138 | 19450.685 | 19389.45 | 19449.535 | 19573.19 | 19740.4787 | 19942.7088 | 20164.26 | 20382.185
S3.1 | Sensitivity S3.1 - Scenario 2C_No Demand Response | 21012.0863 | 20942.0363 | 20906.2012 | 20818.0337 | 20668.4525 | 20503.33 | 20331.4325 | 20164.9675 | 20006.165 | 19852.2025 | 19706.3675 | 19583.7025 | 19487.9188 | 19431.6113 | 19496.965 | 19625.715 | 19797.7287 | 20004.5062 | 20229.75 | 20450.5
S5 | Sensitivity S5 - Scenario 1B_35% RPS | 21019.9688 | 20971.925 | 20960.0788 | 20897.835 | 20776.8275 | 20642.565 | 20501.3662 | 20364.2475 | 20233.7363 | 20107.1512 | 19988.1675 | 19891.2412 | 19819.3575 | 19785.0125 | 19870.34 | 20017.1425 | 20205.56 | 20425.4813 | 20660.52 | 20888.9188
S6 | Sensitivity S6 - Scenario 2B_95th Percentile SCC | 21010.9075 | 20937.6888 | 20898.7625 | 20806.4863 | 20651.7487 | 20480.0662 | 20300.03 | 20123.8713 | 19953.7175 | 19786.6587 | 19626.0175 | 19487.4025 | 19374.9162 | 19301.3887 | 19348.9137 | 19459.6525 | 19612.9325 | 19800.665 | 20007.4425 | 20210.3363
S7 | Sensitivity S7 - Scenario 2B_No Conservation | 21076.0425 | 21181.625 | 21347.4762 | 21487.4362 | 21594.7475 | 21716.2788 | 21853.1838 | 22009.68 | 22185.5013 | 22375.565 | 22574.3787 | 22791.8725 | 23028.4412 | 23273.4425 | 23530.3063 | 23753.8725 | 24002.96 | 24273.6625 | 24556.7125 | 24831.9238
S8 | Sensitivity S8 - Scenario 2B_95th Percentile SCC w/No Conservation | 21076.0425 | 21181.625 | 21347.4762 | 21487.4362 | 21594.7475 | 21716.2788 | 21853.1838 | 22009.68 | 22185.5013 | 22375.565 | 22574.3787 | 22791.8725 | 23028.4412 | 23273.4425 | 23530.3063 | 23753.8725 | 24002.96 | 24273.6625 | 24556.7125 | 24831.9238
S9 | Sensitivity S9 - Scenario 1B_No Transmission and Distribution Cost Deferral Credit | 21019.0037 | 20968.3237 | 20954.7188 | 20890.895 | 20768.0037 | 20631.7988 | 20488.8763 | 20349.9588 | 20217.125 | 20087.6338 | 19964.4188 | 19900.46 | 19900.1925 | 19917.3237 | 19957.2412 | 20035.5163 | 20172.3288 | 20342.735 | 20542.58 | 20779.5525
S10 | Sensitivity S10 - Scenario 1B_No Conservation Adder | 21036.9338 | 21037.99 | 21085.945 | 21096.4738 | 21062.4825 | 21029.2075 | 20995.1237 | 20966.5163 | 20945.7562 | 20924.6875 | 20903.2663 | 20892.0187 | 20893.475 | 20903.0812 | 20956.71 | 21063.53 | 21216.1425 | 21411.005 | 21623.39 | 21833

## inc Cost of Systm Excl CO2 cost
Key | Incremental Cost of System (Billions of $2012) excluding CO2 cost and Penalties | 2016 | 2017 | 2018 | 2019 | 2020 | 2021 | 2022 | 2023 | 2024 | 2025 | 2026 | 2027 | 2028 | 2029 | 2030 | 2031 | 2032 | 2033 | 2034 | 2035
1A | Scenario 1A - Existing Policy, No Uncertainty
1B | Scenario 1B - Existing Policy, No Carbon Risk | 2469.2393 | 2487.7528 | 2535.2144 | 2535.7605 | 2552.9611 | 2565.9525 | 2593.4738 | 2590.3699 | 2612.5671 | 2609.3283 | 2648.1743 | 2728.3297 | 2762.6648 | 2822.4963 | 2851.6096 | 2931.7207 | 3040.0547 | 3133.9755 | 3248.5555 | 3442.4753
2B | Scenario 2B - Carbon Reduction - Social Cost of Carbon | 2566.8837 | 2592.917 | 2650.2823 | 2628.6764 | 2667.4336 | 2687.1714 | 2718.8839 | 2691.7646 | 2681.1004 | 2674.2482 | 2701.037 | 2798.9141 | 2808.512 | 2879.2018 | 2890.6977 | 3078.6943 | 3177.8711 | 3324.0614 | 3479.5761 | 3678.0178
2C | Scenario 2C - Carbon Risk | 2960.6058 | 2934.9044 | 3056.0052 | 3003.2523 | 3053.7951 | 2978.0503 | 2838.0133 | 2764.324 | 2746.1587 | 2607.7233 | 2474.3432 | 2588.5621 | 2568.9701 | 2627.4731 | 2551.1188 | 2851.5142 | 2978.7744 | 3046.3202 | 3130.788 | 3391.5927
3A | Scenario 3A - Maximum Carbon Reduction, Existing Technology | 2472.3695 | 2501.7388 | 2561.4208 | 2569.0124 | 2602.4883 | 2622.8802 | 2659.9409 | 2867.4274 | 2952.871 | 2964.5376 | 3100.5421 | 3491.7511 | 3589.794 | 3790.1546 | 3858.7078 | 3979.0399 | 4180.5931 | 4282.3006 | 4423.5631 | 4681.6538
4A | Scenario 4A - Unplanned Loss of Major Non-GHG Emitting Resource | 2565.4149 | 2587.8966 | 2652.5983 | 2627.1839 | 2669.6456 | 2711.7865 | 2735.0922 | 2708.9297 | 2707.9009 | 2697.729 | 2730.7529 | 2861.1824 | 2886.004 | 2969.5267 | 2962.9364 | 3204.2425 | 3316.7779 | 3438.8358 | 3601.0985 | 3818.1665
4B | Scenario 4B - Planned Loss of Major Non-GHG Emitting Resource | 2568.139 | 2604.0971 | 2672.3909 | 2653.559 | 2680.2453 | 2718.4356 | 2755.8917 | 2729.3849 | 2733.767 | 2716.1342 | 2743.9836 | 2870.0437 | 2895.1216 | 2968.6718 | 2946.2783 | 3169.424 | 3298.2408 | 3436.4808 | 3572.2227 | 3789.4796
4C | Scenario 4C - Faster Near-Term Pace of Conservation Deployment
4D | Scenario 4D - Slower Near-Term Pace of Conservation Deployment
5B | Scenario 5B - Increased Reliance on External Market | 2439.6413 | 2428.9771 | 2466.6843 | 2462.0513 | 2475.4655 | 2481.3438 | 2504.9426 | 2507.35 | 2521.6626 | 2510.592 | 2548.7815 | 2627.6534 | 2650.3725 | 2710.6942 | 2727.3367 | 2809.9884 | 2921.666 | 3010.2169 | 3131.2596 | 3346.5882
S1 | Sensitivity S1 - Scenario 1B_No Coal Retirements
S2 | Sensitivity S2 - Scenario 1B_Low Gas Prices
S2.1 | Sensitivity S2.1 - Scenario 2C_Low Gas Prices | 2394.2941 | 2402.59 | 2434.9684 | 2429.2605 | 2435.9937 | 2430.164 | 2455.8143 | 2422.9273 | 2406.6127 | 2421.4937 | 2402.5368 | 2462.9428 | 2499.5857 | 2550.8113 | 2524.5102 | 2630.4407 | 2704.6319 | 2791.5426 | 2860.3416 | 3019.9538
S3 | Sensitivity S3 - Scenario 1B_No Demand Response
S3.1 | Sensitivity S3.1 - Scenario 2C_No Demand Response
S5 | Sensitivity S5 - Scenario 1B_35% RPS | 2466.8863 | 2484.908 | 2553.973 | 2576.3004 | 2712.6531 | 3267.336 | 3577.4591 | 3819.5476 | 4074.4225 | 4477.2625 | 4629.8909 | 4654.9908 | 4681.1226 | 4708.0878 | 4692.1766 | 4778.2613 | 4810.2499 | 4882.0643 | 4927.6569 | 5016.6768
S6 | Sensitivity S6 - Scenario 2B_95th Percentile SCC | 2960.6058 | 2934.9044 | 3056.0052 | 3003.2523 | 3053.7951 | 2978.0503 | 2838.0133 | 2764.324 | 2746.1587 | 2607.7233 | 2474.3432 | 2588.5621 | 2568.9701 | 2627.4731 | 2551.1188 | 2851.5142 | 2978.7744 | 3046.3202 | 3130.788 | 3391.5927
S7 | Sensitivity S7 - Scenario 2B_No Conservation
S8 | Sensitivity S8 - Scenario 2B_95th Percentile SCC w/No Conservation
S9 | Sensitivity S9 - Scenario 1B_No Transmission and Distribution Cost Deferral Credit
S10 | Scenario 1B - Existing Policy, No Adder, lower Conservation | 2468.4595 | 2494.0562 | 2591.2096 | 2630.291 | 2648.5433 | 2676.1015 | 2697.3483 | 2783.4777 | 2816.4646 | 2836.6882 | 2927.6688 | 3087.3941 | 3104.5044 | 3273.8373 | 3330.3277 | 3497.8719 | 3671.5619 | 3904.0426 | 4130.8957 | 4479.429

## Inc System Cost wCO2 Cost
Waiting for data from RPM
Key | Incremental Cost of System (Billions of $2012) Including CO2 cost and Penalties | 2016 | 2017 | 2018 | 2019 | 2020 | 2021 | 2022 | 2023 | 2024 | 2025 | 2026 | 2027 | 2028 | 2029 | 2030 | 2031 | 2032 | 2033 | 2034 | 2035
1A | Scenario 1A - Existing Policy, No Uncertainty | 0 | 0 | 0 | 0 | 0 | 0 | 0 | 0 | 0 | 0 | 0 | 0 | 0 | 0 | 0 | 0 | 0 | 0 | 0 | 0
1B | Scenario 1B - Existing Policy, No Carbon Risk | 2469.2393 | 2487.7528 | 2535.2144 | 2535.7605 | 2552.9611 | 2565.9525 | 2593.4738 | 2590.3699 | 2612.5671 | 2609.3283 | 2648.1743 | 2728.3297 | 2762.6648 | 2822.4963 | 2851.6096 | 2931.7207 | 3040.0547 | 3133.9755 | 3248.5555 | 3442.4753
2B | Scenario 2B - Carbon Reduction - Social Cost of Carbon | 3625.7281 | 3677.9667 | 3738.5792 | 3743.9834 | 3811.7766 | 3787.7642 | 3785.2099 | 3784.5461 | 3815.9895 | 3809.317 | 3802.6367 | 3907.792 | 3921.608 | 4017.9665 | 4061.7012 | 4249.8862 | 4421.0257 | 4612.3458 | 4814.095 | 5139.3684
2C | Scenario 2C - Carbon Risk | 2960.6058 | 2934.9044 | 3056.0052 | 3102.3384 | 3445.0015 | 3526.3233 | 3458.9564 | 3485.7131 | 3547.3113 | 3451.9256 | 3289.696 | 3388.061 | 3378.4335 | 3468.6744 | 3411.4346 | 3724.4751 | 3873.3105 | 3986.2176 | 4063.3694 | 4371.6849
3A | Scenario 3A - Maximum Carbon Reduction, Existing Technology | 2472.3695 | 2501.7388 | 2561.4208 | 2569.0124 | 2602.4883 | 2622.8802 | 2659.9409 | 2867.4274 | 2952.871 | 2964.5376 | 3100.5421 | 3491.7511 | 3589.794 | 3790.1546 | 3858.7078 | 3979.0399 | 4180.5931 | 4282.3006 | 4423.5631 | 4681.6538
4A | Scenario 4A - Unplanned Loss of Major Non-GHG Emitting Resource | 3627.4179 | 3678.7969 | 3757.0727 | 3769.5036 | 3847.165 | 3845.2117 | 3839.5041 | 3846.4316 | 3894.5059 | 3890.7896 | 3889.5018 | 4036.8023 | 4076.9592 | 4183.0262 | 4246.3905 | 4470.9269 | 4678.0619 | 4848.0595 | 5077.9283 | 5433.5704
4B | Scenario 4B - Planned Loss of Major Non-GHG Emitting Resource | 3638.8089 | 3716.7446 | 3787.8849 | 3806.7555 | 3881.1611 | 3858.9332 | 3891.6551 | 3895.1836 | 3943.0047 | 3936.5287 | 3946.7213 | 4069.7536 | 4112.5808 | 4211.4295 | 4231.6318 | 4441.5431 | 4667.4887 | 4840.3662 | 5033.9322 | 5392.4192
4C | Scenario 4C - Faster Near-Term Pace of Conservation Deployment | 0 | 0 | 0 | 0 | 0 | 0 | 0 | 0 | 0 | 0 | 0 | 0 | 0 | 0 | 0 | 0 | 0 | 0 | 0 | 0
4D | Scenario 4D - Slower Near-Term Pace of Conservation Deployment | 0 | 0 | 0 | 0 | 0 | 0 | 0 | 0 | 0 | 0 | 0 | 0 | 0 | 0 | 0 | 0 | 0 | 0 | 0 | 0
5B | Scenario 5B - Increased Reliance on External Market | 2439.6413 | 2428.9771 | 2466.6843 | 2462.0513 | 2475.4655 | 2481.3438 | 2504.9426 | 2507.35 | 2521.6626 | 2510.592 | 2548.7815 | 2627.6534 | 2650.3725 | 2710.6942 | 2727.3367 | 2809.9884 | 2921.666 | 3010.2169 | 3131.2596 | 3346.5882
S1 | Sensitivity S1 - Scenario 1B_No Coal Retirements | 0 | 0 | 0 | 0 | 0 | 0 | 0 | 0 | 0 | 0 | 0 | 0 | 0 | 0 | 0 | 0 | 0 | 0 | 0 | 0
S2 | Sensitivity S2 - Scenario 1B_Low Gas Prices | 0 | 0 | 0 | 0 | 0 | 0 | 0 | 0 | 0 | 0 | 0 | 0 | 0 | 0 | 0 | 0 | 0 | 0 | 0 | 0
S2.1 | Sensitivity S2.1 - Scenario 2C_Low Gas Prices | 2394.2941 | 2402.59 | 2434.9684 | 2503.7915 | 2770.9311 | 2900.5696 | 2979.3965 | 3023.5805 | 3082.1915 | 3121.0265 | 3094.4688 | 3107.2495 | 3151.4961 | 3209.0858 | 3199.2822 | 3317.269 | 3385.9321 | 3505.1818 | 3585.1922 | 3756.0842
S3 | Sensitivity S3 - Scenario 1B_No Demand Response | 0 | 0 | 0 | 0 | 0 | 0 | 0 | 0 | 0 | 0 | 0 | 0 | 0 | 0 | 0 | 0 | 0 | 0 | 0 | 0
S3.1 | Sensitivity S3.1 - Scenario 2C_No Demand Response | 0 | 0 | 0 | 0 | 0 | 0 | 0 | 0 | 0 | 0 | 0 | 0 | 0 | 0 | 0 | 0 | 0 | 0 | 0 | 0
S5 | Sensitivity S5 - Scenario 1B_35% RPS | 2466.8863 | 2484.908 | 2553.973 | 2576.3004 | 2712.6531 | 3267.336 | 3577.4591 | 3819.5476 | 4074.4225 | 4477.2625 | 4629.8909 | 4654.9908 | 4681.1226 | 4708.0878 | 4692.1766 | 4778.2613 | 4810.2499 | 4882.0643 | 4927.6569 | 5016.6768
S6 | Sensitivity S6 - Scenario 2B_95th Percentile SCC | 2960.6058 | 2934.9044 | 3056.0052 | 3003.2523 | 3053.7951 | 2978.0503 | 2838.0133 | 2764.324 | 2746.1587 | 2607.7233 | 2474.3432 | 2588.5621 | 2568.9701 | 2627.4731 | 2551.1188 | 2851.5142 | 2978.7744 | 3046.3202 | 3130.788 | 3391.5927
S7 | Sensitivity S7 - Scenario 2B_No Conservation | 0 | 0 | 0 | 0 | 0 | 0 | 0 | 0 | 0 | 0 | 0 | 0 | 0 | 0 | 0 | 0 | 0 | 0 | 0 | 0
S8 | Sensitivity S8 - Scenario 2B_95th Percentile SCC w/No Conservation | 0 | 0 | 0 | 0 | 0 | 0 | 0 | 0 | 0 | 0 | 0 | 0 | 0 | 0 | 0 | 0 | 0 | 0 | 0 | 0
S9 | Sensitivity S9 - Scenario 1B_No Transmission and Distribution Cost Deferral Credit | 0 | 0 | 0 | 0 | 0 | 0 | 0 | 0 | 0 | 0 | 0 | 0 | 0 | 0 | 0 | 0 | 0 | 0 | 0 | 0
S10 | Scenario 1B - Existing Policy, No Adder, lower Conservation | 2468.4595 | 2494.0562 | 2591.2096 | 2630.291 | 2648.5433 | 2676.1015 | 2697.3483 | 2783.4777 | 2816.4646 | 2836.6882 | 2927.6688 | 3087.3941 | 3104.5044 | 3273.8373 | 3330.3277 | 3497.8719 | 3671.5619 | 3904.0426 | 4130.8957 | 4479.429
Key | Incremental Cost of System (Billions of $2012) excluding CO2 cost and Penalties | 2016 | 2017 | 2018 | 2019 | 2020 | 2021 | 2022 | 2023 | 2024 | 2025 | 2026 | 2027 | 2028 | 2029 | 2030 | 2031 | 2032 | 2033 | 2034 | 2035
1A | Scenario 1A - Existing Policy, No Uncertainty
1B | Scenario 1B - Existing Policy, No Carbon Risk | 2469.2393 | 2487.7528 | 2535.2144 | 2535.7605 | 2552.9611 | 2565.9525 | 2593.4738 | 2590.3699 | 2612.5671 | 2609.3283 | 2648.1743 | 2728.3297 | 2762.6648 | 2822.4963 | 2851.6096 | 2931.7207 | 3040.0547 | 3133.9755 | 3248.5555 | 3442.4753
2B | Scenario 2B - Carbon Reduction - Social Cost of Carbon | 2566.8837 | 2592.917 | 2650.2823 | 2628.6764 | 2667.4336 | 2687.1714 | 2718.8839 | 2691.7646 | 2681.1004 | 2674.2482 | 2701.037 | 2798.9141 | 2808.512 | 2879.2018 | 2890.6977 | 3078.6943 | 3177.8711 | 3324.0614 | 3479.5761 | 3678.0178
2C | Scenario 2C - Carbon Risk | 2960.6058 | 2934.9044 | 3056.0052 | 3003.2523 | 3053.7951 | 2978.0503 | 2838.0133 | 2764.324 | 2746.1587 | 2607.7233 | 2474.3432 | 2588.5621 | 2568.9701 | 2627.4731 | 2551.1188 | 2851.5142 | 2978.7744 | 3046.3202 | 3130.788 | 3391.5927
3A | Scenario 3A - Maximum Carbon Reduction, Existing Technology | 2472.3695 | 2501.7388 | 2561.4208 | 2569.0124 | 2602.4883 | 2622.8802 | 2659.9409 | 2867.4274 | 2952.871 | 2964.5376 | 3100.5421 | 3491.7511 | 3589.794 | 3790.1546 | 3858.7078 | 3979.0399 | 4180.5931 | 4282.3006 | 4423.5631 | 4681.6538
4A | Scenario 4A - Unplanned Loss of Major Non-GHG Emitting Resource | 2565.4149 | 2587.8966 | 2652.5983 | 2627.1839 | 2669.6456 | 2711.7865 | 2735.0922 | 2708.9297 | 2707.9009 | 2697.729 | 2730.7529 | 2861.1824 | 2886.004 | 2969.5267 | 2962.9364 | 3204.2425 | 3316.7779 | 3438.8358 | 3601.0985 | 3818.1665
4B | Scenario 4B - Planned Loss of Major Non-GHG Emitting Resource | 2568.139 | 2604.0971 | 2672.3909 | 2653.559 | 2680.2453 | 2718.4356 | 2755.8917 | 2729.3849 | 2733.767 | 2716.1342 | 2743.9836 | 2870.0437 | 2895.1216 | 2968.6718 | 2946.2783 | 3169.424 | 3298.2408 | 3436.4808 | 3572.2227 | 3789.4796
4C | Scenario 4C - Faster Near-Term Pace of Conservation Deployment
4D | Scenario 4D - Slower Near-Term Pace of Conservation Deployment
5B | Scenario 5B - Increased Reliance on External Market | 2439.6413 | 2428.9771 | 2466.6843 | 2462.0513 | 2475.4655 | 2481.3438 | 2504.9426 | 2507.35 | 2521.6626 | 2510.592 | 2548.7815 | 2627.6534 | 2650.3725 | 2710.6942 | 2727.3367 | 2809.9884 | 2921.666 | 3010.2169 | 3131.2596 | 3346.5882
S1 | Sensitivity S1 - Scenario 1B_No Coal Retirements
S2 | Sensitivity S2 - Scenario 1B_Low Gas Prices
S2.1 | Sensitivity S2.1 - Scenario 2C_Low Gas Prices | 2394.2941 | 2402.59 | 2434.9684 | 2429.2605 | 2435.9937 | 2430.164 | 2455.8143 | 2422.9273 | 2406.6127 | 2421.4937 | 2402.5368 | 2462.9428 | 2499.5857 | 2550.8113 | 2524.5102 | 2630.4407 | 2704.6319 | 2791.5426 | 2860.3416 | 3019.9538
S3 | Sensitivity S3 - Scenario 1B_No Demand Response
S3.1 | Sensitivity S3.1 - Scenario 2C_No Demand Response
S5 | Sensitivity S5 - Scenario 1B_35% RPS | 2466.8863 | 2484.908 | 2553.973 | 2576.3004 | 2712.6531 | 3267.336 | 3577.4591 | 3819.5476 | 4074.4225 | 4477.2625 | 4629.8909 | 4654.9908 | 4681.1226 | 4708.0878 | 4692.1766 | 4778.2613 | 4810.2499 | 4882.0643 | 4927.6569 | 5016.6768
S6 | Sensitivity S6 - Scenario 2B_95th Percentile SCC | 2960.6058 | 2934.9044 | 3056.0052 | 3003.2523 | 3053.7951 | 2978.0503 | 2838.0133 | 2764.324 | 2746.1587 | 2607.7233 | 2474.3432 | 2588.5621 | 2568.9701 | 2627.4731 | 2551.1188 | 2851.5142 | 2978.7744 | 3046.3202 | 3130.788 | 3391.5927
S7 | Sensitivity S7 - Scenario 2B_No Conservation
S8 | Sensitivity S8 - Scenario 2B_95th Percentile SCC w/No Conservation
S9 | Sensitivity S9 - Scenario 1B_No Transmission and Distribution Cost Deferral Credit
S10 | Scenario 1B - Existing Policy, No Adder, lower Conservation | 2468.4595 | 2494.0562 | 2591.2096 | 2630.291 | 2648.5433 | 2676.1015 | 2697.3483 | 2783.4777 | 2816.4646 | 2836.6882 | 2927.6688 | 3087.3941 | 3104.5044 | 3273.8373 | 3330.3277 | 3497.8719 | 3671.5619 | 3904.0426 | 4130.8957 | 4479.429
Key | CO2 Cost ( Millions of 2012 dollars) | 2016 | 2017 | 2018 | 2019 | 2020 | 2021 | 2022 | 2023 | 2024 | 2025 | 2026 | 2027 | 2028 | 2029 | 2030 | 2031 | 2032 | 2033 | 2034 | 2035
1A | Scenario 1A - Existing Policy, No Uncertainty
1B | Scenario 1B - Existing Policy, No Carbon Risk | 0 | 0 | 0 | 0 | 0 | 0 | 0 | 0 | 0 | 0 | 0 | 0 | 0 | 0 | 0 | 0 | 0 | 0 | 0 | 0
2B | Scenario 2B - Carbon Reduction - Social Cost of Carbon | 1058.8444 | 1085.0497 | 1088.2969 | 1115.307 | 1144.343 | 1100.5928 | 1066.326 | 1092.7815 | 1134.8891 | 1135.0689 | 1101.5997 | 1108.8779 | 1113.0961 | 1138.7647 | 1171.0035 | 1171.1919 | 1243.1546 | 1288.2843 | 1334.519 | 1461.3506
2C | Scenario 2C - Carbon Risk | 0 | 0 | 0 | 99.0861 | 391.2064 | 548.273 | 620.9432 | 721.3892 | 801.1525 | 844.2023 | 815.3528 | 799.4989 | 809.4634 | 841.2012 | 860.3157 | 872.9609 | 894.5361 | 939.8975 | 932.5815 | 980.0922
3A | Scenario 3A - Maximum Carbon Reduction, Existing Technology | 0 | 0 | 0 | 0 | 0 | 0 | 0 | 0 | 0 | 0 | 0 | 0 | 0 | 0 | 0 | 0 | 0 | 0 | 0 | 0
4A | Scenario 4A - Unplanned Loss of Major Non-GHG Emitting Resource | 1062.003 | 1090.9004 | 1104.4744 | 1142.3197 | 1177.5193 | 1133.4252 | 1104.4119 | 1137.5019 | 1186.6051 | 1193.0606 | 1158.7489 | 1175.6199 | 1190.9551 | 1213.4995 | 1283.4541 | 1266.6844 | 1361.284 | 1409.2237 | 1476.8298 | 1615.404
4B | Scenario 4B - Planned Loss of Major Non-GHG Emitting Resource | 1070.6699 | 1112.6475 | 1115.494 | 1153.1965 | 1200.9158 | 1140.4976 | 1135.7633 | 1165.7987 | 1209.2377 | 1220.3944 | 1202.7377 | 1199.7099 | 1217.4592 | 1242.7577 | 1285.3535 | 1272.1191 | 1369.248 | 1403.8855 | 1461.7094 | 1602.9396
4C | Scenario 4C - Faster Near-Term Pace of Conservation Deployment
4D | Scenario 4D - Slower Near-Term Pace of Conservation Deployment
5B | Scenario 5B - Increased Reliance on External Market | 0 | 0 | 0 | 0 | 0 | 0 | 0 | 0 | 0 | 0 | 0 | 0 | 0 | 0 | 0 | 0 | 0 | 0 | 0 | 0
S1 | Sensitivity S1 - Scenario 1B_No Coal Retirements
S2 | Sensitivity S2 - Scenario 1B_Low Gas Prices
S2.1 | Sensitivity S2.1 - Scenario 2C_Low Gas Prices | 0 | 0 | 0 | 74.531 | 334.9374 | 470.4056 | 523.5821 | 600.6532 | 675.5787 | 699.5327 | 691.932 | 644.3067 | 651.9104 | 658.2745 | 674.772 | 686.8283 | 681.3002 | 713.6392 | 724.8506 | 736.1304
S3 | Sensitivity S3 - Scenario 1B_No Demand Response
S3.1 | Sensitivity S3.1 - Scenario 2C_No Demand Response
S5 | Sensitivity S5 - Scenario 1B_35% RPS | 0 | 0 | 0 | 0 | 0 | 0 | 0 | 0 | 0 | 0 | 0 | 0 | 0 | 0 | 0 | 0 | 0 | 0 | 0 | 0
S6 | Sensitivity S6 - Scenario 2B_95th Percentile SCC | 0 | 0 | 0 | 0 | 0 | 0 | 0 | 0 | 0 | 0 | 0 | 0 | 0 | 0 | 0 | 0 | 0 | 0 | 0 | 0
S7 | Sensitivity S7 - Scenario 2B_No Conservation
S8 | Sensitivity S8 - Scenario 2B_95th Percentile SCC w/No Conservation
S9 | Sensitivity S9 - Scenario 1B_No Transmission and Distribution Cost Deferral Credit
S10 | Sensitivity S10 - Scenario 1B_low Conservation | 0 | 0 | 0 | 0 | 0 | 0 | 0 | 0 | 0 | 0 | 0 | 0 | 0 | 0 | 0 | 0 | 0 | 0 | 0 | 0
Key | Net Load After Conservation (aMW) | 2016 | 2017 | 2018 | 2019 | 2020 | 2021 | 2022 | 2023 | 2024 | 2025 | 2026 | 2027 | 2028 | 2029 | 2030 | 2031 | 2032 | 2033 | 2034 | 2035
1A | Scenario 1A - Existing Policy, No Uncertainty | 21018 | 20961 | 20956 | 20902 | 20795 | 20671 | 20542 | 20403 | 20267 | 20139 | 20021 | 19924 | 19851 | 19813 | 19897 | 20055 | 20249 | 20468 | 20696 | 20933
1B | Scenario 1B - Existing Policy, No Carbon Risk | 21016.5737 | 20959.3237 | 20938.1387 | 20865.4113 | 20732.0863 | 20583.62 | 20427.2487 | 20273.9588 | 20126.095 | 19981.2925 | 19842.9137 | 19726.18 | 19634.8675 | 19582.09 | 19649.9837 | 19780.9625 | 19955.0238 | 20163.9837 | 20391.7487 | 20615.5213
2B | Scenario 2B - Carbon Reduction - Social Cost of Carbon | 21010.6587 | 20936.88 | 20897.8375 | 20806.0887 | 20652.57 | 20483.02 | 20306.2262 | 20134.6325 | 19970.1312 | 19809.8363 | 19657.0238 | 19527.03 | 19423.795 | 19360.075 | 19417.9338 | 19539.5725 | 19704.7375 | 19904.6525 | 20123.8338 | 20339.2975
2C | Scenario 2C - Carbon Risk | 21012.955 | 20945.365 | 20912.1688 | 20826.0488 | 20677.7675 | 20512.9912 | 20339.9075 | 20170.6575 | 20007.785 | 19848.6587 | 19696.945 | 19567.8537 | 19465.31 | 19402.0762 | 19460.1263 | 19581.6025 | 19746.7912 | 19947.8662 | 20167.9738 | 20383.9575
3A | Scenario 3A - Maximum Carbon Reduction, Existing Technology | 21011.08 | 20938.4375 | 20900.515 | 20810.5762 | 20659.76 | 20493.8475 | 20321.5412 | 20155.1162 | 19996.7212 | 19843.41 | 19698.5612 | 19576.8187 | 19481.8638 | 19426.545 | 19493.1712 | 19623.7663 | 19798.235 | 20007.5225 | 20236.08 | 20460.8175
4A | Scenario 4A - Unplanned Loss of Major Non-GHG Emitting Resource | 21010.3975 | 20935.9062 | 20896.0913 | 20803.4025 | 20648.7513 | 20477.9837 | 20300.0325 | 20127.2113 | 19961.505 | 19799.9038 | 19645.7513 | 19514.3575 | 19409.7088 | 19344.5275 | 19400.9863 | 19521.2438 | 19684.7875 | 19882.7887 | 20100.05 | 20313.5238
4B | Scenario 4B - Planned Loss of Major Non-GHG Emitting Resource | 21011.505 | 20939.885 | 20902.6625 | 20812.7687 | 20661.2137 | 20493.7612 | 20319.1188 | 20149.4875 | 19987.0137 | 19828.7212 | 19677.995 | 19550.155 | 19449.1362 | 19387.54 | 19447.4425 | 19571.0213 | 19738.3488 | 19940.8963 | 20162.735 | 20380.8013
4C | Scenario 4C - Faster Near-Term Pace of Conservation Deployment | 21011.9412 | 20941.6125 | 20905.7375 | 20816.9975 | 20666.2025 | 20498.1625 | 20320.7487 | 20147.7775 | 19981.9062 | 19820.2938 | 19666.1675 | 19535.26 | 19431.5875 | 19367.9038 | 19426.2487 | 19548.2925 | 19713.6825 | 19913.3375 | 20131.9287 | 20346.395
4D | Scenario 4D - Slower Near-Term Pace of Conservation Deployment | 21012.14 | 20942.3425 | 20906.7687 | 20818.3763 | 20668.2687 | 20502.8425 | 20330.3438 | 20162.3037 | 20000.8812 | 19843.4412 | 19693.775 | 19567.1437 | 19467.3625 | 19406.94 | 19467.7562 | 19591.7825 | 19759.13 | 19961.445 | 20182.6237 | 20399.6138
5B | Scenario 5B - Increased Reliance on External Market | 21019.0488 | 20968.3688 | 20953.2262 | 20887.0537 | 20761.54 | 20622.555 | 20476.5 | 20334.4863 | 20198.9575 | 20067.3375 | 19942.5962 | 19839.4362 | 19761.6237 | 19722.0425 | 19803.4487 | 19947.3288 | 20133.8688 | 20354.43 | 20591.795 | 20824.0662
S1 | Sensitivity S1 - Scenario 1B_No Coal Retirements | 21016.47 | 20959.0525 | 20937.73 | 20865.56 | 20733.34 | 20586.7975 | 20433.2375 | 20284.0638 | 20141.8312 | 20004.1113 | 19874.44 | 19767.7925 | 19688.37 | 19648.9912 | 19731.72 | 19877.5737 | 20066.57 | 20289.045 | 20529.6925 | 20766.0112
S2 | Sensitivity S2 - Scenario 1B_Low Gas Prices | 21017.2238 | 20961.6987 | 20941.9512 | 20871.375 | 20741.0887 | 20596.9688 | 20446.2363 | 20300.5312 | 20162.7388 | 20030.245 | 19906.73 | 19807.0887 | 19735.4813 | 19704.9562 | 19798.4087 | 19956.6838 | 20158.7287 | 20394.1475 | 20648.8475 | 20900.0675
S2.1 | Sensitivity S2.1 - Scenario 2C_Low Gas Prices | 21017.7725 | 20963.7687 | 20945.0938 | 20875.1012 | 20744.4025 | 20598.1213 | 20443.1825 | 20291.3488 | 20145.2212 | 20002.4575 | 19866.6787 | 19753.1963 | 19666.625 | 19619.7375 | 19694.7775 | 19833.3375 | 20015.9538 | 20234.9275 | 20472.8812 | 20706.8438
S3 | Sensitivity S3 - Scenario 1B_No Demand Response | 21011.0887 | 20938.5225 | 20900.8387 | 20810.7188 | 20659.19 | 20492.1287 | 20317.9512 | 20148.7238 | 19986.645 | 19828.79 | 19678.6512 | 19551.3138 | 19450.685 | 19389.45 | 19449.535 | 19573.19 | 19740.4787 | 19942.7088 | 20164.26 | 20382.185
S3.1 | Sensitivity S3.1 - Scenario 2C_No Demand Response | 21012.0863 | 20942.0363 | 20906.2012 | 20818.0337 | 20668.4525 | 20503.33 | 20331.4325 | 20164.9675 | 20006.165 | 19852.2025 | 19706.3675 | 19583.7025 | 19487.9188 | 19431.6113 | 19496.965 | 19625.715 | 19797.7287 | 20004.5062 | 20229.75 | 20450.5
S5 | Sensitivity S5 - Scenario 1B_35% RPS | 21019.9688 | 20971.925 | 20960.0788 | 20897.835 | 20776.8275 | 20642.565 | 20501.3662 | 20364.2475 | 20233.7363 | 20107.1512 | 19988.1675 | 19891.2412 | 19819.3575 | 19785.0125 | 19870.34 | 20017.1425 | 20205.56 | 20425.4813 | 20660.52 | 20888.9188
S6 | Sensitivity S6 - Scenario 2B_95th Percentile SCC | 21010.9075 | 20937.6888 | 20898.7625 | 20806.4863 | 20651.7487 | 20480.0662 | 20300.03 | 20123.8713 | 19953.7175 | 19786.6587 | 19626.0175 | 19487.4025 | 19374.9162 | 19301.3887 | 19348.9137 | 19459.6525 | 19612.9325 | 19800.665 | 20007.4425 | 20210.3363
S7 | Sensitivity S7 - Scenario 2B_No Conservation | 21076.0425 | 21181.625 | 21347.4762 | 21487.4362 | 21594.7475 | 21716.2788 | 21853.1838 | 22009.68 | 22185.5013 | 22375.565 | 22574.3787 | 22791.8725 | 23028.4412 | 23273.4425 | 23530.3063 | 23753.8725 | 24002.96 | 24273.6625 | 24556.7125 | 24831.9238
S8 | Sensitivity S8 - Scenario 2B_95th Percentile SCC w/No Conservation | 21076.0425 | 21181.625 | 21347.4762 | 21487.4362 | 21594.7475 | 21716.2788 | 21853.1838 | 22009.68 | 22185.5013 | 22375.565 | 22574.3787 | 22791.8725 | 23028.4412 | 23273.4425 | 23530.3063 | 23753.8725 | 24002.96 | 24273.6625 | 24556.7125 | 24831.9238
S9 | Sensitivity S9 - Scenario 1B_No Transmission and Distribution Cost Deferral Credit | 21019.0037 | 20968.3237 | 20954.7188 | 20890.895 | 20768.0037 | 20631.7988 | 20488.8763 | 20349.9588 | 20217.125 | 20087.6338 | 19964.4188 | 19900.46 | 19900.1925 | 19917.3237 | 19957.2412 | 20035.5163 | 20172.3288 | 20342.735 | 20542.58 | 20779.5525
S10 | Sensitivity S10 - Scenario 1B_No Conservation Adder | 21036.9338 | 21037.99 | 21085.945 | 21096.4738 | 21062.4825 | 21029.2075 | 20995.1237 | 20966.5163 | 20945.7562 | 20924.6875 | 20903.2663 | 20892.0187 | 20893.475 | 20903.0812 | 20956.71 | 21063.53 | 21216.1425 | 21411.005 | 21623.39 | 21833
Added Calculation for the Appendix on Bills and rates
| Cost of CO2 Dollars per MWH | 2016 | 2017 | 2018 | 2019 | 2020 | 2021 | 2022 | 2023 | 2024 | 2025 | 2026 | 2027 | 2028 | 2029 | 2030 | 2031 | 2032 | 2033 | 2034 | 2035
| Scenario 1A - Existing Policy, No Uncertainty | 0 | 0 | 0 | 0 | 0 | 0 | 0 | 0 | 0 | 0 | 0 | 0 | 0 | 0 | 0 | 0 | 0 | 0 | 0 | 0
| Scenario 1B - Existing Policy, No Carbon Risk | 0 | 0 | 0 | 0 | 0 | 0 | 0 | 0 | 0 | 0 | 0 | 0 | 0 | 0 | 0 | 0 | 0 | 0 | 0 | 0
| Scenario 2B - Carbon Reduction - Social Cost of Carbon | 5.7529 | 5.9161 | 5.9449 | 6.1193 | 6.3253 | 6.1338 | 5.9946 | 6.1956 | 6.4874 | 6.5409 | 6.3974 | 6.4825 | 6.5418 | 6.7146 | 6.8842 | 6.8424 | 7.202 | 7.3884 | 7.5702 | 8.2019
| Scenario 2C - Carbon Risk | 0 | 0 | 0 | 0.54313 | 2.1597 | 3.0512 | 3.485 | 4.0827 | 4.571 | 4.8552 | 4.7254 | 4.6641 | 4.7471 | 4.9493 | 5.0467 | 5.0891 | 5.1713 | 5.3787 | 5.2786 | 5.4888
| Scenario 3A - Maximum Carbon Reduction, Existing Technology | 0 | 0 | 0 | 0 | 0 | 0 | 0 | 0 | 0 | 0 | 0 | 0 | 0 | 0 | 0 | 0 | 0 | 0 | 0 | 0
| Scenario 4A - Unplanned Loss of Major Non-GHG Emitting Resource | 5.7702 | 5.9483 | 6.0337 | 6.2683 | 6.5098 | 6.3183 | 6.2106 | 6.4516 | 6.7859 | 6.8785 | 6.7331 | 6.8772 | 7.0044 | 7.1611 | 7.5518 | 7.4072 | 7.8943 | 8.0909 | 8.3874 | 9.078
| Scenario 4B - Planned Loss of Major Non-GHG Emitting Resource | 5.8169 | 6.0657 | 6.092 | 6.3251 | 6.6352 | 6.3528 | 6.3809 | 6.6047 | 6.9065 | 7.0259 | 6.9773 | 7.0052 | 7.1458 | 7.3174 | 7.5449 | 7.4201 | 7.9189 | 8.0368 | 8.2758 | 8.9783
| Scenario 4C - Faster Near-Term Pace of Conservation Deployment | 0 | 0 | 0 | 0 | 0 | 0 | 0 | 0 | 0 | 0 | 0 | 0 | 0 | 0 | 0 | 0 | 0 | 0 | 0 | 0
| Scenario 4D - Slower Near-Term Pace of Conservation Deployment | 0 | 0 | 0 | 0 | 0 | 0 | 0 | 0 | 0 | 0 | 0 | 0 | 0 | 0 | 0 | 0 | 0 | 0 | 0 | 0
| Scenario 5B - Increased Reliance on External Market | 0 | 0 | 0 | 0 | 0 | 0 | 0 | 0 | 0 | 0 | 0 | 0 | 0 | 0 | 0 | 0 | 0 | 0 | 0 | 0
| Sensitivity S1 - Scenario 1B_No Coal Retirements | 0 | 0 | 0 | 0 | 0 | 0 | 0 | 0 | 0 | 0 | 0 | 0 | 0 | 0 | 0 | 0 | 0 | 0 | 0 | 0
| Sensitivity S2 - Scenario 1B_Low Gas Prices | 0 | 0 | 0 | 0 | 0 | 0 | 0 | 0 | 0 | 0 | 0 | 0 | 0 | 0 | 0 | 0 | 0 | 0 | 0 | 0
| Sensitivity S2.1 - Scenario 2C_Low Gas Prices | 0 | 0 | 0 | 0.40757 | 1.8431 | 2.607 | 2.9237 | 3.3792 | 3.8282 | 3.9923 | 3.9759 | 3.7235 | 3.784 | 3.8301 | 3.9111 | 3.9532 | 3.8856 | 4.026 | 4.0417 | 4.0582
| Sensitivity S3 - Scenario 1B_No Demand Response | 0 | 0 | 0 | 0 | 0 | 0 | 0 | 0 | 0 | 0 | 0 | 0 | 0 | 0 | 0 | 0 | 0 | 0 | 0 | 0
| Sensitivity S3.1 - Scenario 2C_No Demand Response | 0 | 0 | 0 | 0 | 0 | 0 | 0 | 0 | 0 | 0 | 0 | 0 | 0 | 0 | 0 | 0 | 0 | 0 | 0 | 0
| Sensitivity S5 - Scenario 1B_35% RPS | 0 | 0 | 0 | 0 | 0 | 0 | 0 | 0 | 0 | 0 | 0 | 0 | 0 | 0 | 0 | 0 | 0 | 0 | 0 | 0
| Sensitivity S6 - Scenario 2B_95th Percentile SCC | 0 | 0 | 0 | 0 | 0 | 0 | 0 | 0 | 0 | 0 | 0 | 0 | 0 | 0 | 0 | 0 | 0 | 0 | 0 | 0
| Sensitivity S7 - Scenario 2B_No Conservation | 0 | 0 | 0 | 0 | 0 | 0 | 0 | 0 | 0 | 0 | 0 | 0 | 0 | 0 | 0 | 0 | 0 | 0 | 0 | 0
| Sensitivity S8 - Scenario 2B_95th Percentile SCC w/No Conservation | 0 | 0 | 0 | 0 | 0 | 0 | 0 | 0 | 0 | 0 | 0 | 0 | 0 | 0 | 0 | 0 | 0 | 0 | 0 | 0
| Sensitivity S9 - Scenario 1B_No Transmission and Distribution Cost Deferral Credit | 0 | 0 | 0 | 0 | 0 | 0 | 0 | 0 | 0 | 0 | 0 | 0 | 0 | 0 | 0 | 0 | 0 | 0 | 0 | 0
| Sensitivity S10 - Scenario 1B_No Conservation Adder | 0 | 0 | 0 | 0 | 0 | 0 | 0 | 0 | 0 | 0 | 0 | 0 | 0 | 0 | 0 | 0 | 0 | 0 | 0 | 0

## RR 1B no CO2
Rev Requirement w\out CO2 ($ millions)
Time | 1 | 2 | 3 | 4 | 5 | 6 | 7 | 8 | 9 | 10 | 11 | 12 | 13 | 14 | 15 | 16 | 17 | 18 | 19 | 20 | 21 | 22 | 23 | 24 | 25 | 26 | 27 | 28 | 29 | 30 | 31 | 32 | 33 | 34 | 35 | 36 | 37 | 38 | 39 | 40 | 41 | 42 | 43 | 44 | 45 | 46 | 47 | 48 | 49 | 50 | 51 | 52 | 53 | 54 | 55 | 56 | 57 | 58 | 59 | 60 | 61 | 62 | 63 | 64 | 65 | 66 | 67 | 68 | 69 | 70 | 71 | 72 | 73 | 74 | 75 | 76 | 77 | 78 | 79 | 80
Probability
0 | 454.0868 | 337.7465 | 309.1625 | 406.0933 | 444.1783 | 337.6522 | 305.118 | 387.6947 | 461.921 | 334.818 | 315.6713 | 377.184 | 464.6221 | 337.0712 | 317.1322 | 399.8468 | 467.0762 | 349.8605 | 315.841 | 401.5424 | 447.2398 | 339.238 | 318.5518 | 374.2806 | 445.7491 | 346.6884 | 330.1052 | 387.6931 | 429.8702 | 368.6033 | 325.2779 | 380.0828 | 424.5254 | 368.7544 | 333.8043 | 395.8552 | 435.9565 | 358.2761 | 338.4152 | 392.9726 | 417.3996 | 362.8959 | 309.2997 | 339.1658 | 399.6298 | 349.4196 | 321.9255 | 371.5059 | 395.4711 | 383.6081 | 290.5726 | 353.028 | 413.6408 | 403.5231 | 335.0047 | 333.1593 | 414.7887 | 403.406 | 325.0867 | 334.7114 | 379.3583 | 394.8703 | 283.6644 | 375.5459 | 408.9482 | 387.2637 | 305.9574 | 362.5359 | 414.9649 | 388.1913 | 304.9517 | 363.3145 | 405.2524 | 406.3042 | 341.8478 | 342.8994 | 411.25 | 404.7671 | 306.3597 | 384.5025
0.05 | 530.1238 | 395.7642 | 333.3336 | 468.6775 | 535.0746 | 399.4555 | 333.1382 | 475.5072 | 546.9606 | 402.0038 | 346.6266 | 478.0938 | 549.6658 | 405.9816 | 347.3295 | 484.9182 | 547.2923 | 412.6034 | 355.032 | 480.5971 | 548.7805 | 398.7031 | 344.9586 | 487.5307 | 542.8735 | 401.1049 | 358.1765 | 483.9698 | 540.613 | 408.5249 | 354.2488 | 495.5389 | 557.3519 | 408.021 | 372.3459 | 491.2767 | 538.2547 | 415.3745 | 365.5378 | 489.2617 | 529.9418 | 399.9452 | 351.2827 | 491.3408 | 528.4602 | 419.0756 | 358.5033 | 494.7518 | 536.7881 | 432.7012 | 367.4047 | 498.2569 | 539.2419 | 440.3377 | 377.5417 | 499.4832 | 536.4249 | 449.588 | 382.244 | 510.3716 | 534.187 | 452.0797 | 389.8934 | 523.0209 | 549.3482 | 450.7412 | 395.373 | 527.8167 | 534.7613 | 451.8762 | 398.1458 | 545.6864 | 549.5509 | 456.3197 | 402.7216 | 537.1438 | 552.8965 | 461.7367 | 405.5654 | 594.7691
0.1 | 576.6785 | 421.8999 | 345.5891 | 497.6068 | 585.9559 | 430.5497 | 347.2929 | 505.3149 | 593.6736 | 426.1032 | 364.1039 | 511.3288 | 591.2378 | 435.5776 | 362.8465 | 517.4754 | 588.7758 | 442.2245 | 369.817 | 522.5252 | 593.6312 | 426.2262 | 358.8918 | 523.6596 | 594.872 | 427.8848 | 371.9308 | 532.3944 | 589.5934 | 434.3961 | 367.973 | 527.1842 | 599.5241 | 440.9852 | 380.9059 | 535.4822 | 581.9348 | 442.1616 | 379.1645 | 526.4613 | 577.1694 | 417.7888 | 364.074 | 535.4493 | 579.6275 | 434.671 | 371.5061 | 540.3497 | 587.6811 | 457.9377 | 383.6268 | 550.5375 | 583.6298 | 462.9195 | 394.2735 | 554.4707 | 588.6818 | 470.6591 | 406.0485 | 561.7795 | 601.693 | 468.1962 | 408.1893 | 594.1125 | 603.0894 | 471.9802 | 413.8516 | 586.7082 | 600.4773 | 474.7285 | 417.7486 | 618.705 | 636.1726 | 482.608 | 422.4986 | 609.3081 | 629.3766 | 484.0216 | 424.8483 | 657.0141
0.25 | 675.0819 | 489.593 | 379.1605 | 562.9869 | 677.1395 | 493.5623 | 380.2886 | 570.0802 | 681.9187 | 501.2562 | 398.0507 | 569.8217 | 687.1738 | 496.8715 | 397.1768 | 588.6402 | 686.5021 | 498.4943 | 402.3789 | 587.2192 | 685.7946 | 491.1402 | 387.8307 | 595.1969 | 692.9965 | 495.9761 | 395.4991 | 611.1561 | 693.9917 | 503.3681 | 395.4116 | 610.3329 | 686.6548 | 505.2596 | 409.9631 | 612.9466 | 683.3087 | 500.7169 | 408.8969 | 616.351 | 691.7989 | 489.0584 | 391.9746 | 632.5024 | 692.095 | 502.1818 | 407.0178 | 648.6804 | 696.7484 | 513.789 | 424.7249 | 647.4076 | 704 | 513.9558 | 432.6962 | 675.6065 | 699.8223 | 528.1109 | 441.5815 | 681.01 | 712.4613 | 534.4999 | 440.6722 | 715.9937 | 716.1606 | 527.3027 | 450.5636 | 730.6083 | 746.2918 | 541.223 | 455.7007 | 752.629 | 765.3747 | 556.5902 | 464.104 | 759.3275 | 800.324 | 573.4947 | 466.9141 | 806.2053
0.33333 | 704.6279 | 523.2432 | 394.1861 | 612.0099 | 708.9964 | 527.6571 | 394.2639 | 621.0075 | 716.4395 | 532.0112 | 412.9841 | 624.3487 | 724.9814 | 535.9651 | 410.2606 | 624.0479 | 720.7836 | 532.1909 | 416.7235 | 636.9944 | 719.742 | 528.2357 | 403.2538 | 645.7416 | 731.5389 | 540.8198 | 409.5943 | 649.8187 | 727.6916 | 534.9995 | 410.0247 | 656.009 | 725.085 | 534.8691 | 419.8646 | 659.9215 | 723.9344 | 530.3598 | 419.3556 | 662.6764 | 725.5564 | 529.3287 | 408.84 | 680.8037 | 739.1705 | 539.7975 | 428.0386 | 696.1675 | 742.7063 | 554.145 | 438.4083 | 708.8751 | 752.0928 | 557.7601 | 449.1045 | 727.0788 | 748.2561 | 564.8697 | 459.3566 | 739.487 | 768.3706 | 579.0241 | 458.1051 | 771.6092 | 786.0284 | 582.215 | 466.9283 | 777.9384 | 809.4138 | 602.4444 | 470.9938 | 806.62 | 812.0955 | 613.3763 | 481.4781 | 834.1219 | 869.991 | 645.1172 | 493.592 | 889.1613
0.5 | 763.7053 | 603.0873 | 418.23 | 684.2167 | 770.8873 | 607.5751 | 422.573 | 686.7173 | 777.6829 | 611.1945 | 442.9884 | 703.3487 | 780.525 | 614.3671 | 440.6057 | 700.2627 | 782.5887 | 615.8565 | 445.884 | 708.6318 | 788.5354 | 617.059 | 435.7407 | 724.6175 | 793.7998 | 620.714 | 444.8963 | 734.0637 | 793.9347 | 623.4839 | 439.3851 | 733.5662 | 792.5258 | 622.6875 | 448.6405 | 748.7133 | 790.8232 | 622.5194 | 450.3928 | 745.5929 | 800.1832 | 621.413 | 446.4211 | 780.1571 | 824.7058 | 649.8796 | 464.3588 | 789.3856 | 830.6625 | 649.3399 | 470.5216 | 812.1407 | 850.1508 | 669.0893 | 486.7276 | 816.5286 | 846.6428 | 656.5238 | 493.2653 | 855.1778 | 863.5994 | 684.5839 | 505.4454 | 878.092 | 906.8655 | 695.7386 | 522.7636 | 914.687 | 927.0242 | 726.1461 | 527.8305 | 952.9747 | 941.1995 | 765.8032 | 551.0854 | 990.4674 | 1012.3324 | 795.9631 | 579.3941 | 1054.7857
0.66667 | 809.491 | 710.4564 | 461.5189 | 745.9971 | 831.2772 | 729.912 | 469.6171 | 748.3853 | 841.7409 | 745.0953 | 484.7713 | 765.7264 | 839.0559 | 741.5207 | 483.4833 | 765.5744 | 837.1846 | 748.8761 | 487.0938 | 783.9248 | 852.244 | 744.1783 | 486.4681 | 802.7571 | 867.1471 | 737.2893 | 492.7398 | 805.5738 | 863.6769 | 762.7934 | 491.4538 | 810.4886 | 855.9421 | 750.0393 | 495.6351 | 821.49 | 862.3421 | 759.184 | 502.3498 | 828.152 | 874.5239 | 764.9606 | 498.6871 | 867.3665 | 902.6802 | 809.0646 | 513.894 | 892.4632 | 914.091 | 794.9017 | 524.9593 | 910.3779 | 958.0361 | 822.497 | 540.8362 | 941.3913 | 948.4539 | 792.045 | 547.7624 | 955.16 | 984.062 | 849.0477 | 579.4182 | 1002.5662 | 1036.4864 | 895.4124 | 588.3016 | 1063.8934 | 1093.3189 | 902.7491 | 629.7123 | 1101.8588 | 1101.5487 | 971.0587 | 667.702 | 1169.4074 | 1203.7644 | 1011.8703 | 717.4172 | 1256.5064
0.75 | 838.9746 | 786.5736 | 494.6689 | 777.1377 | 863.0204 | 794.1801 | 502.2308 | 782.9123 | 872.4943 | 806.6023 | 515.6658 | 807.7613 | 871.7206 | 815.8322 | 518.2798 | 802.9751 | 873.9275 | 818.6606 | 518.8726 | 829.0695 | 885.8756 | 820.8878 | 516.2981 | 847.0759 | 906.3212 | 816.8168 | 525.1655 | 849.6261 | 902.4912 | 831.3769 | 522.8381 | 857.1028 | 899.3307 | 827.321 | 529.1164 | 870.5623 | 894.9751 | 842.2871 | 547.4617 | 883.171 | 926.2611 | 852.3839 | 539.28 | 910.5022 | 957.3851 | 906.8892 | 570.1522 | 955.5008 | 977.6278 | 888.2666 | 571.7867 | 972.6764 | 1023.2273 | 905.0322 | 593.525 | 997.0008 | 1031.8739 | 894.2679 | 589.3935 | 1035.9626 | 1063.1777 | 958.1652 | 637.7895 | 1078.5818 | 1136.6759 | 996.0004 | 637.7221 | 1146.066 | 1183.1149 | 1027.9205 | 693.6337 | 1191.0653 | 1200.8827 | 1104.1131 | 752.2228 | 1294.0933 | 1311.0199 | 1134.7217 | 791.948 | 1354.7452
0.9 | 927.9922 | 943.9267 | 614.722 | 856.1587 | 942.2092 | 984.4342 | 624.4236 | 876.8208 | 959.601 | 966.6439 | 640.5031 | 900.1679 | 954.4769 | 1007.3527 | 631.9795 | 890.741 | 974.5244 | 994.4457 | 639.7309 | 907.6336 | 962.2582 | 1046.9355 | 650.6523 | 958.7303 | 1026.2899 | 1014.7199 | 654.1116 | 944.9443 | 1020.9881 | 1030.7832 | 639.4055 | 980.4797 | 1017.9198 | 1033.2194 | 652.1782 | 975.3252 | 1030.7306 | 1058.3513 | 664.6732 | 1028.6295 | 1072.6767 | 1098.0031 | 693.31 | 1047.7541 | 1128.0139 | 1122.4803 | 719.7304 | 1137.0347 | 1144.4394 | 1148.0619 | 724.2107 | 1125.0422 | 1188.5501 | 1110.0012 | 741.1549 | 1162.858 | 1211.0536 | 1231.8636 | 779.6015 | 1231.3663 | 1300.6625 | 1257.948 | 810.6992 | 1328.9086 | 1394.3298 | 1320.2981 | 868.0262 | 1392.3487 | 1451.9095 | 1403.7703 | 912.7768 | 1468.9202 | 1504.6441 | 1505.239 | 961.8586 | 1567.4762 | 1613.9025 | 1550.5122 | 1002.0327 | 1647.846
0.95 | 979.0916 | 1038.1263 | 681.9739 | 892.957 | 990.8266 | 1074.1315 | 701.2977 | 917.4836 | 1022.5151 | 1066.5791 | 711.074 | 950.6714 | 1010.2167 | 1117.6374 | 712.8898 | 942.3999 | 1024.1362 | 1094.7005 | 738.1671 | 963.4072 | 1031.7356 | 1154.6507 | 743.5847 | 1039.7061 | 1090.0188 | 1134.906 | 730.065 | 1002.1962 | 1097.6831 | 1163.8947 | 729.9751 | 1054.0942 | 1104.3736 | 1124.7489 | 751.2168 | 1064.3396 | 1104.0377 | 1212.9568 | 759.9094 | 1085.9129 | 1154.6748 | 1241.5226 | 773.9608 | 1129.2652 | 1218.1201 | 1275.2898 | 824.3535 | 1261.7389 | 1280.6509 | 1280.7838 | 820.1345 | 1232.9087 | 1296.94 | 1275.6005 | 813.4784 | 1284.2757 | 1356.3893 | 1394.6123 | 866.5924 | 1369.074 | 1463.9832 | 1517.2178 | 932.6825 | 1466.9712 | 1542.5072 | 1506.3575 | 1011.4271 | 1534.0262 | 1666.2632 | 1643.4112 | 1099.9959 | 1697.8469 | 1677.4761 | 1729.4545 | 1119.375 | 1766.9109 | 1817.471 | 1825.0186 | 1133.6095 | 1853.1031
1 | 1247.4625 | 1375.9764 | 834.8219 | 1076.4297 | 1216.2086 | 1457.3653 | 856.2015 | 1143.9104 | 1299.5312 | 1453.3239 | 878.6295 | 1176.5682 | 1370.2184 | 1773.8929 | 938.9382 | 1231.6543 | 1422.1804 | 1676.4546 | 915.4698 | 1307.5828 | 1221.2926 | 1845.1092 | 971.7565 | 1376.6213 | 1401.8415 | 1975.0939 | 1002.9819 | 1377.4962 | 1394.0068 | 1832.6653 | 1011.0315 | 1410.0228 | 1474.2972 | 1782.9848 | 1134.9727 | 1590.0915 | 1882.4944 | 1763.8808 | 1126.4443 | 1472.6019 | 1745.822 | 2112.0933 | 1077.9739 | 1770.3517 | 1924.2902 | 2312.9575 | 1165.998 | 1552.2156 | 1938.7168 | 1938.0229 | 1356.9009 | 1963.6936 | 1989.7165 | 2473.6787 | 1546.4407 | 1901.4776 | 2017.3144 | 2579.0417 | 1873.1405 | 2871.0994 | 2532.9985 | 2803.3866 | 1544.6709 | 2228.8688 | 2640.156 | 2637.8769 | 1538.7473 | 2247.0872 | 2770.3658 | 2775.1979 | 1954.171 | 2671.8148 | 2427.3252 | 2613.6978 | 1823.158 | 2253.846 | 2714.16 | 4302.3769 | 1804.038 | 3272.564
50%
| year | RR 1B no CO2
| 2016 | 763.7053 |  |  | Column Labels
| 2016 | 603.0873 |  |  | 2016 | 2017 | 2018 | 2019 | 2020 | 2021 | 2022 | 2023 | 2024 | 2025 | 2026 | 2027 | 2028 | 2029 | 2030 | 2031 | 2032 | 2033 | 2034 | 2035 | Grand Total
| 2016 | 418.23 |  | Sum of RR 1B no CO2 | 2469.2393 | 2487.7528 | 2535.2144 | 2535.7605 | 2552.9611 | 2565.9525 | 2593.4738 | 2590.3699 | 2612.5671 | 2609.3283 | 2648.1743 | 2728.3297 | 2762.6648 | 2822.4963 | 2851.6096 | 2931.7207 | 3040.0547 | 3133.9755 | 3248.5555 | 3442.4753 | 55162.6761
| 2016 | 684.2167
| 2017 | 770.8873
| 2017 | 607.5751
| 2017 | 422.573
| 2017 | 686.7173
| 2018 | 777.6829
| 2018 | 611.1945
| 2018 | 442.9884
| 2018 | 703.3487
| 2019 | 780.525
| 2019 | 614.3671
| 2019 | 440.6057
| 2019 | 700.2627
| 2020 | 782.5887
| 2020 | 615.8565
| 2020 | 445.884
| 2020 | 708.6318
| 2021 | 788.5354
| 2021 | 617.059
| 2021 | 435.7407
| 2021 | 724.6175
| 2022 | 793.7998
| 2022 | 620.714
| 2022 | 444.8963
| 2022 | 734.0637
| 2023 | 793.9347
| 2023 | 623.4839
| 2023 | 439.3851
| 2023 | 733.5662
| 2024 | 792.5258
| 2024 | 622.6875
| 2024 | 448.6405
| 2024 | 748.7133
| 2025 | 790.8232
| 2025 | 622.5194
| 2025 | 450.3928
| 2025 | 745.5929
| 2026 | 800.1832
| 2026 | 621.413
| 2026 | 446.4211
| 2026 | 780.1571
| 2027 | 824.7058
| 2027 | 649.8796
| 2027 | 464.3588
| 2027 | 789.3856
| 2028 | 830.6625
| 2028 | 649.3399
| 2028 | 470.5216
| 2028 | 812.1407
| 2029 | 850.1508
| 2029 | 669.0893
| 2029 | 486.7276
| 2029 | 816.5286
| 2030 | 846.6428
| 2030 | 656.5238
| 2030 | 493.2653
| 2030 | 855.1778
| 2031 | 863.5994
| 2031 | 684.5839
| 2031 | 505.4454
| 2031 | 878.092
| 2032 | 906.8655
| 2032 | 695.7386
| 2032 | 522.7636
| 2032 | 914.687
| 2033 | 927.0242
| 2033 | 726.1461
| 2033 | 527.8305
| 2033 | 952.9747
| 2034 | 941.1995
| 2034 | 765.8032
| 2034 | 551.0854
| 2034 | 990.4674
| 2035 | 1012.3324
| 2035 | 795.9631
| 2035 | 579.3941
| 2035 | 1054.7857

## RR 1B_35PercRPS No CO2
Rev Requirement w\out CO2 ($ millions)
| 1 | 2 | 3 | 4 | 5 | 6 | 7 | 8 | 9 | 10 | 11 | 12 | 13 | 14 | 15 | 16 | 17 | 18 | 19 | 20 | 21 | 22 | 23 | 24 | 25 | 26 | 27 | 28 | 29 | 30 | 31 | 32 | 33 | 34 | 35 | 36 | 37 | 38 | 39 | 40 | 41 | 42 | 43 | 44 | 45 | 46 | 47 | 48 | 49 | 50 | 51 | 52 | 53 | 54 | 55 | 56 | 57 | 58 | 59 | 60 | 61 | 62 | 63 | 64 | 65 | 66 | 67 | 68 | 69 | 70 | 71 | 72 | 73 | 74 | 75 | 76 | 77 | 78 | 79 | 80
0 | 454.0868 | 337.7465 | 309.1625 | 405.0847 | 440.9817 | 336.9449 | 304.9167 | 386.552 | 462.2854 | 339.7005 | 319.0237 | 380.4299 | 470.3979 | 344.5674 | 326.5654 | 412.4554 | 485.5286 | 372.4903 | 334.8088 | 462.9177 | 575.2635 | 526.399 | 479.2459 | 572.1219 | 659.1059 | 594.363 | 569.7039 | 608.5745 | 709.8366 | 705.8203 | 647.1429 | 687.419 | 728.5508 | 773.2293 | 743.4804 | 761.6559 | 847.691 | 849.5441 | 803.23 | 791.7795 | 844.8213 | 858.8269 | 934.0084 | 921.4373 | 994.0436 | 1009.8877 | 918.2943 | 954.7178 | 1014.8212 | 1023.5951 | 962.0161 | 960.3024 | 1011.0147 | 1020.4727 | 935.6419 | 955.4706 | 1009.5812 | 1000.275 | 965.5285 | 953.2466 | 1012.2352 | 1002.0114 | 963.1153 | 950.6696 | 998.1964 | 964.8859 | 937.1599 | 913.2027 | 1005.8824 | 1002.9256 | 960.4407 | 937.7597 | 972.0927 | 1010.2233 | 958.0908 | 947.1399 | 979.0141 | 979.2609 | 961.79 | 915.6506
0.05 | 530.1238 | 395.7642 | 332.9642 | 467.615 | 534.9804 | 397.3244 | 330.4936 | 474.8803 | 550.2869 | 405.4967 | 352.9292 | 482.939 | 557.3655 | 418.4183 | 361.4219 | 496.5188 | 565.2966 | 434.6332 | 389.2948 | 553.0249 | 677.1123 | 590.6259 | 558.4045 | 681.456 | 767.4037 | 688.3531 | 653.136 | 738.5647 | 834.0355 | 774.008 | 718.5001 | 805.326 | 908.4894 | 845.7866 | 797.2688 | 867.637 | 954.0484 | 918.3768 | 879.2791 | 983.0394 | 1069.2256 | 1030.8081 | 983.6517 | 996.9392 | 1063.4942 | 1038.5412 | 990.7786 | 1001.1109 | 1067.5973 | 1048.6125 | 993.9392 | 1012.3267 | 1070.0743 | 1048.2909 | 996.3683 | 1012.1017 | 1065.3806 | 1042.0191 | 1002.2612 | 1005.9575 | 1060.0831 | 1047.5791 | 1002.3082 | 1017.1287 | 1067.8952 | 1038.8431 | 1002.2936 | 1020.7304 | 1075.0187 | 1043.8248 | 1006.6646 | 1026.6208 | 1065.3937 | 1048.0497 | 1009.454 | 1017.4286 | 1070.7826 | 1042.8174 | 1002.343 | 1042.6347
0.1 | 576.6785 | 421.5744 | 344.8508 | 496.5759 | 584.3977 | 428.5187 | 347.1932 | 505.0258 | 596.9348 | 431.366 | 369.0708 | 514.9157 | 598.3782 | 446.7742 | 376.2612 | 529.686 | 607.3797 | 464.0642 | 406.2955 | 592.5414 | 724.9473 | 623.4943 | 573.907 | 721.7476 | 812.7983 | 710.97 | 665.5285 | 784.215 | 876.7936 | 792.5241 | 734.2029 | 838.924 | 947.5245 | 867.4917 | 815.7098 | 899.7789 | 993.2706 | 943.2698 | 903.9805 | 1025.8089 | 1106.8342 | 1041.6146 | 992.0873 | 1023.9203 | 1097.4314 | 1050.7719 | 1000.4994 | 1021.8165 | 1088.9016 | 1057.433 | 1005.3439 | 1031.8556 | 1096.0776 | 1058.8103 | 1008.2048 | 1033.142 | 1096.1282 | 1055.2416 | 1010.7906 | 1036.4517 | 1097.6816 | 1060.2037 | 1013.387 | 1046.3994 | 1101.0354 | 1058.2683 | 1013.4451 | 1048.6689 | 1099.5661 | 1058.1137 | 1018.327 | 1058.2691 | 1116.6334 | 1064.0718 | 1023.0027 | 1050.1295 | 1107.0353 | 1060.0659 | 1016.9994 | 1085.8413
0.25 | 675.0819 | 489.2605 | 378.9328 | 561.9486 | 676.2543 | 493.1583 | 378.5902 | 569.9061 | 683.619 | 506.1627 | 403.4173 | 575.4237 | 694.2982 | 508.7681 | 409.8221 | 601.4655 | 701.9214 | 522.3683 | 439.455 | 665.4913 | 814.8817 | 686.2217 | 604.3313 | 779.4556 | 909.3111 | 774.9448 | 689.6312 | 855.5935 | 971.7544 | 840.8896 | 763.8948 | 908.4244 | 1020.0114 | 917.4357 | 844.9761 | 964.8598 | 1078.3229 | 998.3347 | 964.4419 | 1083.9079 | 1178.1978 | 1060.994 | 1010.3255 | 1091.7422 | 1161.6698 | 1073.224 | 1018.6231 | 1093.7893 | 1169.382 | 1082.3141 | 1029.2178 | 1097.0398 | 1171.1752 | 1088.8668 | 1032.3853 | 1106.518 | 1169.6669 | 1080.7373 | 1035.5324 | 1105.2071 | 1170.2407 | 1085.1766 | 1044.3951 | 1131.0316 | 1172.3668 | 1086.2814 | 1043.4179 | 1137.0484 | 1184.236 | 1090.9871 | 1050.0443 | 1148.8277 | 1198.9015 | 1091.5271 | 1051.8258 | 1160.9458 | 1225.207 | 1092.7011 | 1051.6295 | 1186.008
0.3333 | 704.6279 | 522.6483 | 393.6529 | 611.0883 | 708.5054 | 526.3128 | 394.1624 | 620.1685 | 717.8753 | 536.2296 | 419.1435 | 630.0401 | 731.8495 | 548.4488 | 424.5357 | 637.5366 | 737.566 | 558.2263 | 457.9758 | 710.8344 | 848.3562 | 715.9346 | 616.823 | 826.1215 | 948.633 | 804.5743 | 701.4724 | 889.4972 | 1006.8433 | 872.3098 | 776.9927 | 947.0862 | 1055.8418 | 939.796 | 858.9111 | 1004.9402 | 1117.9988 | 1029.29 | 987.5916 | 1117.9381 | 1209.3432 | 1073.3755 | 1024.2093 | 1124.0391 | 1205.8752 | 1089.7638 | 1029.8147 | 1130.9978 | 1191.8871 | 1096.772 | 1041.415 | 1138.7324 | 1201.1138 | 1103.4305 | 1044.6498 | 1140.3809 | 1201.0453 | 1094.2849 | 1049.1459 | 1150.9176 | 1204.6449 | 1100.6678 | 1057.593 | 1174.6383 | 1219.5041 | 1101.9015 | 1058.4218 | 1174.516 | 1231.8213 | 1108.1743 | 1064.7373 | 1191.6831 | 1238.2763 | 1109.2212 | 1066.7594 | 1215.3832 | 1271.8075 | 1111.3853 | 1069.0696 | 1243.3741
0.5 | 763.7053 | 602.9714 | 417.5449 | 682.6647 | 770.3838 | 606.5769 | 421.3597 | 686.5878 | 780.4482 | 615.8172 | 449.1404 | 708.5672 | 787.4236 | 623.5754 | 454.0883 | 711.2131 | 799.2437 | 639.7943 | 490.7823 | 782.8328 | 919.1121 | 800.0334 | 643.4314 | 904.7592 | 1009.6304 | 878.7089 | 729.6011 | 959.5187 | 1065.0845 | 941.5353 | 803.7163 | 1009.2115 | 1116.0155 | 1000.9957 | 886.3186 | 1071.0927 | 1174.7999 | 1095.6563 | 1020.3263 | 1186.48 | 1271.1065 | 1113.2372 | 1051.7207 | 1193.8266 | 1266.6119 | 1129.3176 | 1061.5271 | 1197.5342 | 1262.4065 | 1130.4114 | 1074.604 | 1213.7007 | 1277.975 | 1137.9117 | 1080.2686 | 1211.9325 | 1261.2716 | 1125.9402 | 1077.7986 | 1227.1662 | 1281.6756 | 1142.5199 | 1095.6966 | 1258.3691 | 1295.3093 | 1148.026 | 1094.2774 | 1272.6373 | 1326.0396 | 1159.5991 | 1099.4588 | 1296.9669 | 1329.9944 | 1170.7295 | 1098.5726 | 1328.3604 | 1373.9778 | 1177.4187 | 1099.3741 | 1365.9063
0.6667 | 809.491 | 710.4564 | 461.5189 | 745.1743 | 830.3725 | 729.4252 | 469.1304 | 748.1703 | 844.1885 | 750.9555 | 489.3768 | 770.2604 | 846.0602 | 755.5018 | 497.8575 | 775.1518 | 854.4806 | 773.2426 | 532.484 | 850.2441 | 980.4652 | 922.0334 | 678.7626 | 969.6008 | 1073.7938 | 978.508 | 756.7461 | 1027.7451 | 1127.4856 | 1054.5082 | 829.3345 | 1077.2612 | 1174.348 | 1095.106 | 919.2288 | 1132.4921 | 1239.3447 | 1186.2563 | 1052.5937 | 1253.4613 | 1319.7277 | 1199.1828 | 1091.1608 | 1262.4175 | 1332.2996 | 1212.8969 | 1102.6363 | 1273.3885 | 1329.3829 | 1212.1168 | 1106.2477 | 1288.633 | 1349.2861 | 1222.9392 | 1107.8286 | 1300.2258 | 1340.0794 | 1195.5588 | 1110.9185 | 1302.7053 | 1364.6896 | 1230.8211 | 1121.8486 | 1335.8102 | 1398.6055 | 1265.5151 | 1124.8708 | 1379.3165 | 1440.871 | 1260.9855 | 1132.9642 | 1411.0385 | 1440.9113 | 1290.7095 | 1130.3011 | 1461.1478 | 1503.386 | 1323.0271 | 1130.8393 | 1511.9356
0.75 | 838.9746 | 786.5224 | 494.1632 | 776.3857 | 862.5915 | 792.2595 | 502.8922 | 784.5747 | 874.9566 | 812.6857 | 521.2753 | 811.4046 | 879.3715 | 826.8476 | 531.2814 | 814.1722 | 890.6962 | 837.3478 | 563.2808 | 896.3653 | 1015.0839 | 993.3131 | 702.4816 | 1004.0224 | 1108.2019 | 1045.4954 | 776.5909 | 1057.0649 | 1160.0548 | 1112.8538 | 849.4749 | 1116.0542 | 1209.705 | 1167.5777 | 937.0205 | 1176.8561 | 1288.7518 | 1254.0366 | 1073.5847 | 1291.1763 | 1357.4192 | 1269.4531 | 1102.4348 | 1297.2435 | 1360.9338 | 1272.6789 | 1112.843 | 1325.116 | 1367.7021 | 1270.6002 | 1117.145 | 1320.3693 | 1389.6957 | 1278.8282 | 1120.1089 | 1339.9958 | 1399.2461 | 1268.3802 | 1127.1385 | 1361.3139 | 1417.3107 | 1312.3988 | 1136.7851 | 1401.6928 | 1472.661 | 1329.0144 | 1140.5155 | 1444.2663 | 1509.5173 | 1345.8393 | 1148.0676 | 1478.5652 | 1519.2027 | 1411.0179 | 1152.1672 | 1531.3117 | 1586.9617 | 1409.2223 | 1150.6704 | 1582.2174
0.9 | 927.9922 | 943.9103 | 614.5749 | 856.1587 | 941.7403 | 984.1152 | 624.1794 | 877.5883 | 962.8296 | 971.2569 | 645.7846 | 903.6346 | 961.5193 | 1019.9043 | 640.7103 | 900.191 | 990.4758 | 1013.3358 | 676.6057 | 972.7581 | 1089.8561 | 1195.3336 | 808.7341 | 1106.7576 | 1217.55 | 1225.3499 | 876.4358 | 1134.7133 | 1257.34 | 1288.5398 | 917.161 | 1213.4334 | 1320.6625 | 1338.0409 | 987.0175 | 1267.4896 | 1389.529 | 1436.8518 | 1118.809 | 1382.4009 | 1440.8114 | 1435.1129 | 1128.2958 | 1383.8361 | 1466.9209 | 1445.3006 | 1140.4736 | 1434.4887 | 1485.6986 | 1463.994 | 1143.2303 | 1438.9893 | 1514.1625 | 1433.0841 | 1148.6879 | 1468.4456 | 1524.6758 | 1499.011 | 1162.3171 | 1494.2664 | 1578.5965 | 1520.983 | 1170.8443 | 1565.0429 | 1649.6089 | 1562.0594 | 1192.66 | 1625.4138 | 1684.9766 | 1632.0454 | 1204.3921 | 1661.9165 | 1735.1302 | 1683.5861 | 1209.6994 | 1762.4824 | 1819.9112 | 1729.2148 | 1225.1742 | 1789.5662
0.95 | 979.0916 | 1037.8493 | 681.2515 | 892.3011 | 990.8096 | 1073.8659 | 701.1133 | 917.8826 | 1024.5166 | 1072.5636 | 716.7549 | 953.1751 | 1018.2381 | 1131.3863 | 725.4421 | 952.0653 | 1041.9971 | 1121.0965 | 773.943 | 1036.1814 | 1152.9729 | 1310.5021 | 890.9821 | 1168.5657 | 1270.3898 | 1310.6507 | 926.3044 | 1175.6998 | 1327.627 | 1400.1866 | 977.1349 | 1273.9865 | 1385.682 | 1432.7816 | 1049.9997 | 1320.6613 | 1461.1885 | 1546.5727 | 1145.8838 | 1434.4599 | 1502.4111 | 1526.1659 | 1147.6301 | 1427.4914 | 1526.0363 | 1531.9001 | 1164.7266 | 1513.396 | 1548.7138 | 1544.9027 | 1164.9373 | 1494.7357 | 1578.8091 | 1529.7108 | 1171.7778 | 1539.9002 | 1603.7555 | 1639.5118 | 1198.5291 | 1582.98 | 1686.2301 | 1690.0104 | 1235.7941 | 1671.9516 | 1787.7895 | 1722.8359 | 1265.4297 | 1725.4562 | 1853.6847 | 1816.4487 | 1290.7427 | 1842.9148 | 1872.4525 | 1866.609 | 1327.4537 | 1896.9753 | 1987.6271 | 1958.2764 | 1327.51 | 1969.8989
1 | 1247.4625 | 1375.9764 | 834.8219 | 1076.4297 | 1216.2086 | 1457.2951 | 856.8585 | 1144.3512 | 1301.879 | 1461.4374 | 881.9745 | 1176.2541 | 1375.092 | 1790.6637 | 944.4417 | 1228.8534 | 1430.5519 | 1701.5558 | 952.1674 | 1359.6045 | 1322.5997 | 1860.186 | 1063.857 | 1399.5533 | 1567.9045 | 1901.4126 | 1154.5272 | 1481.7351 | 1519.187 | 1933.9794 | 1197.0729 | 1454.8636 | 1672.5441 | 1955.9632 | 1300.0769 | 1680.4207 | 1897.1227 | 1934.8018 | 1362.6074 | 1603.2179 | 1892.1701 | 2020.3961 | 1317.7322 | 1691.514 | 2013.802 | 2085.7917 | 1414.3569 | 1722.9912 | 1818.9111 | 1962.9937 | 1565.5524 | 1941.9136 | 1971.835 | 2368.5238 | 1495.9324 | 1967.3195 | 2103.2066 | 2239.876 | 1708.9152 | 2537.7132 | 2375.6244 | 2655.653 | 1675.7775 | 2195.1018 | 2374.7017 | 2497.9222 | 1611.7135 | 2275.5766 | 2711.7206 | 2562.9705 | 1957.5845 | 2474.0443 | 2542.8022 | 2619.4814 | 1848.0847 | 2284.7623 | 2699.8051 | 3852.7249 | 1812.5187 | 2800.7496
50%
| year | RR 1B-35% RPS no CO2
| 2016 | 763.7053
| 2016 | 602.9714
| 2016 | 417.5449 |  |  | Column Labels
| 2016 | 682.6647 |  |  | 2016 | 2017 | 2018 | 2019 | 2020 | 2021 | 2022 | 2023 | 2024 | 2025 | 2026 | 2027 | 2028 | 2029 | 2030 | 2031 | 2032 | 2033 | 2034 | 2035 | Grand Total
| 2017 | 770.3838 |  | Sum of RR 1B-35% RPS no CO2 | 2466.8863 | 2484.908 | 2553.973 | 2576.3004 | 2712.6531 | 3267.336 | 3577.4591 | 3819.5476 | 4074.4225 | 4477.2625 | 4629.8909 | 4654.9908 | 4681.1226 | 4708.0878 | 4692.1766 | 4778.2613 | 4810.2499 | 4882.0643 | 4927.6569 | 5016.6768 | 79791.9265
| 2017 | 606.5769
| 2017 | 421.3597
| 2017 | 686.5878
| 2018 | 780.4482
| 2018 | 615.8172
| 2018 | 449.1404
| 2018 | 708.5672
| 2019 | 787.4236
| 2019 | 623.5754
| 2019 | 454.0883
| 2019 | 711.2131
| 2020 | 799.2437
| 2020 | 639.7943
| 2020 | 490.7823
| 2020 | 782.8328
| 2021 | 919.1121
| 2021 | 800.0334
| 2021 | 643.4314
| 2021 | 904.7592
| 2022 | 1009.6304
| 2022 | 878.7089
| 2022 | 729.6011
| 2022 | 959.5187
| 2023 | 1065.0845
| 2023 | 941.5353
| 2023 | 803.7163
| 2023 | 1009.2115
| 2024 | 1116.0155
| 2024 | 1000.9957
| 2024 | 886.3186
| 2024 | 1071.0927
| 2025 | 1174.7999
| 2025 | 1095.6563
| 2025 | 1020.3263
| 2025 | 1186.48
| 2026 | 1271.1065
| 2026 | 1113.2372
| 2026 | 1051.7207
| 2026 | 1193.8266
| 2027 | 1266.6119
| 2027 | 1129.3176
| 2027 | 1061.5271
| 2027 | 1197.5342
| 2028 | 1262.4065
| 2028 | 1130.4114
| 2028 | 1074.604
| 2028 | 1213.7007
| 2029 | 1277.975
| 2029 | 1137.9117
| 2029 | 1080.2686
| 2029 | 1211.9325
| 2030 | 1261.2716
| 2030 | 1125.9402
| 2030 | 1077.7986
| 2030 | 1227.1662
| 2031 | 1281.6756
| 2031 | 1142.5199
| 2031 | 1095.6966
| 2031 | 1258.3691
| 2032 | 1295.3093
| 2032 | 1148.026
| 2032 | 1094.2774
| 2032 | 1272.6373
| 2033 | 1326.0396
| 2033 | 1159.5991
| 2033 | 1099.4588
| 2033 | 1296.9669
| 2034 | 1329.9944
| 2034 | 1170.7295
| 2034 | 1098.5726
| 2034 | 1328.3604
| 2035 | 1373.9778
| 2035 | 1177.4187
| 2035 | 1099.3741
| 2035 | 1365.9063

## RR 2B no CO2
Rev Requirement w\out CO2 ($ millions)
Time | 1 | 2 | 3 | 4 | 5 | 6 | 7 | 8 | 9 | 10 | 11 | 12 | 13 | 14 | 15 | 16 | 17 | 18 | 19 | 20 | 21 | 22 | 23 | 24 | 25 | 26 | 27 | 28 | 29 | 30 | 31 | 32 | 33 | 34 | 35 | 36 | 37 | 38 | 39 | 40 | 41 | 42 | 43 | 44 | 45 | 46 | 47 | 48 | 49 | 50 | 51 | 52 | 53 | 54 | 55 | 56 | 57 | 58 | 59 | 60 | 61 | 62 | 63 | 64 | 65 | 66 | 67 | 68 | 69 | 70 | 71 | 72 | 73 | 74 | 75 | 76 | 77 | 78 | 79 | 80
Probability
0 | 207.8237 | 109.3821 | -44.66 | 101.3785 | 248.3884 | 40.4524 | -81.6449 | 115.5717 | 308.7106 | 79.3118 | -47.6709 | 71.0204 | 279.3978 | 82.3037 | -77.4274 | 78.0454 | 213.6885 | 63.8539 | -58.1197 | 118.8106 | 240.7526 | 83.5497 | -48.6829 | 146.7392 | 282.8128 | 56.1263 | -150.3774 | 116.8356 | 216.093 | 95.5181 | -104.6288 | 74.2401 | 272.6335 | 72.2423 | -122.3339 | 107.4203 | 146.0665 | 99.1669 | -77.4409 | 68.6014 | 154.6316 | 82.6209 | -72.4524 | 51.7632 | 249.1358 | 131.2545 | -100.3137 | 117.2714 | 131.3499 | 106.1186 | -142.4858 | 99.5779 | 187.429 | 83.2212 | -134.6913 | 57.4799 | 157.9583 | 165.894 | -233.2472 | -11.6763 | 99.3678 | 118.309 | -198.3007 | 79.6534 | 122.1441 | 140.343 | -118.484 | 3.2808 | 156.7211 | 168.1481 | -122.3788 | 32.3733 | 111.6209 | 96.2349 | -130.6281 | 72.7685 | 75.8012 | 50.145 | -177.514 | 111.7319
0.05 | 497.2878 | 213.9795 | 55.7416 | 344.4184 | 500.5191 | 219.4832 | 51.6898 | 355.3158 | 520.6258 | 209.1936 | 61.0397 | 358.8305 | 502.6325 | 208.8528 | 56.7381 | 364.4513 | 502.235 | 200.0615 | 47.4976 | 335.0982 | 491.664 | 206.0758 | 44.5222 | 367.6961 | 479.6763 | 216.7623 | 55.1002 | 375.1911 | 494.6377 | 222.0729 | 52.528 | 361.2302 | 486.0225 | 221.201 | 60.2982 | 317.8062 | 445.1283 | 215.009 | 36.7301 | 325.8235 | 427.3075 | 214.2783 | 45.8601 | 387.8381 | 441.5373 | 239.1715 | 52.6801 | 358.3733 | 456.523 | 259.4664 | 61.1839 | 350.3521 | 445.5651 | 271.2967 | 63.5073 | 363.9545 | 433.4199 | 268.7562 | 53.2982 | 380.0527 | 436.981 | 283.2768 | 56.5496 | 424.3978 | 466.2544 | 272.7731 | 62.1881 | 397.3612 | 427.07 | 289.7064 | 58.3972 | 476.5595 | 485.3833 | 274.1429 | 67.0165 | 471.313 | 500.7347 | 292.6697 | 51.8407 | 526.619
0.1 | 596.4505 | 265.2276 | 79.9758 | 420.9236 | 603.9303 | 279.3533 | 70.9975 | 434.6723 | 610.6021 | 264.4848 | 96.7969 | 443.1851 | 590.5354 | 261.101 | 83.0876 | 437.1082 | 609.2846 | 275.3797 | 85.6115 | 434.3435 | 581.6824 | 265.5489 | 90.7745 | 456.8753 | 596.4101 | 261.1327 | 79.4877 | 474.1127 | 570.3514 | 270.8134 | 87.3858 | 443.973 | 566.2574 | 259.4247 | 93.0253 | 405.7994 | 547.3879 | 256.2516 | 69.1179 | 416.0821 | 529.9229 | 263.0188 | 87.9862 | 465.0171 | 546.6468 | 282.3909 | 83.1629 | 437.8206 | 553.2006 | 301.6035 | 97.3217 | 466.3431 | 531.8394 | 311.9973 | 104.6936 | 487.6978 | 576.9928 | 321.8999 | 104.8471 | 511.0513 | 552.7637 | 336.0583 | 102.6532 | 527.9905 | 576.4482 | 333.4145 | 114.5474 | 535.8008 | 587.1758 | 343.8128 | 114.2464 | 579.0882 | 627.2282 | 341.5051 | 129.7732 | 584.6575 | 635.3584 | 358.154 | 113.7174 | 683.727
0.25 | 738.4877 | 399.6134 | 153.5608 | 566.9204 | 754.9683 | 404.7179 | 145.9084 | 566.2106 | 752.2752 | 397.8516 | 180.4434 | 584.3767 | 764.8969 | 403.6887 | 164.9833 | 603.2238 | 763.6784 | 414.4494 | 172.4774 | 593.2492 | 736.8176 | 407.7539 | 174.2196 | 612.2076 | 760.589 | 421.4922 | 171.5011 | 623.9734 | 760.0851 | 414.2113 | 163.7002 | 616.8697 | 747.4472 | 386.8859 | 169.7961 | 595.245 | 724.7452 | 364.887 | 147.7428 | 621.3375 | 716.8674 | 375.6453 | 160.0449 | 642.6382 | 732.4237 | 391.9942 | 168.2075 | 638.645 | 740.9427 | 418.1674 | 183.4811 | 649.3477 | 754.3443 | 401.5579 | 196.3996 | 671.0498 | 745.277 | 428.7284 | 196.1386 | 689.4402 | 778.9853 | 447.195 | 190.6623 | 762.6667 | 796.0632 | 433.5273 | 234.3006 | 796.882 | 820.8518 | 474.9643 | 215.2367 | 808.5447 | 876.6043 | 482.9682 | 255.0646 | 866.7211 | 900.7381 | 503.6121 | 254.6102 | 929.3386
0.33333 | 799.1885 | 472.884 | 203.3403 | 641.9277 | 812.0147 | 478.42 | 188.7423 | 636.507 | 799.5413 | 488.4991 | 229.553 | 646.4827 | 820.7952 | 484.6164 | 217.4998 | 672.6031 | 816.1368 | 490.8154 | 218.8067 | 663.0376 | 802.2782 | 489.5905 | 218.7716 | 684.5568 | 841.5614 | 484.8301 | 206.5936 | 707.6534 | 827.8218 | 483.8223 | 206.9826 | 690.047 | 820.0441 | 456.8137 | 219.482 | 670.7656 | 793.6167 | 437.8615 | 194.2176 | 702.2435 | 781.8797 | 454.8223 | 203.5329 | 707.24 | 823.519 | 478.5815 | 215.2957 | 724.1652 | 804.3435 | 472.6947 | 232.1448 | 752.4922 | 828.6962 | 473.9597 | 257.363 | 760.5637 | 815.8572 | 508.0192 | 250.7271 | 769.6949 | 851.2441 | 513.4744 | 252.176 | 848.3077 | 872.5306 | 506.9797 | 279.9958 | 871.3881 | 917.3906 | 568.2478 | 280.6247 | 898.0279 | 950.6344 | 578.3297 | 328.821 | 960.1516 | 1001.6868 | 606.1164 | 334.3622 | 1031.3038
0.5 | 882.313 | 635.8206 | 298.8665 | 749.8836 | 878.4842 | 640.1067 | 288.0811 | 786.245 | 889.0738 | 648.5754 | 329.4032 | 783.2299 | 899.3546 | 636.4726 | 311.3295 | 781.5197 | 907.9011 | 657.4128 | 307.4847 | 794.635 | 886.2387 | 649.1033 | 322.2325 | 829.5969 | 926.6042 | 647.4106 | 316.2634 | 828.6057 | 922.8264 | 642.7283 | 304.3129 | 821.897 | 901.96 | 631.0158 | 315.9614 | 832.1633 | 903.5911 | 623.9972 | 293.7376 | 852.9223 | 903.1061 | 620.1554 | 302.2276 | 875.5479 | 944.2285 | 652.0919 | 333.433 | 869.1608 | 926.0807 | 634.8995 | 331.1417 | 916.3902 | 958.0538 | 654.3975 | 352.2497 | 914.5008 | 955.1218 | 638.4918 | 364.3121 | 932.7721 | 982.1856 | 697.7732 | 397.0988 | 1001.6367 | 1020.1671 | 711.0013 | 406.6816 | 1040.0211 | 1071.5635 | 754.2294 | 414.6633 | 1083.6053 | 1079.3477 | 772.0641 | 462.288 | 1165.8764 | 1165.4199 | 802.1863 | 482.2658 | 1228.1458
0.66667 | 941.8731 | 791.1118 | 385.3658 | 850.4229 | 940.6066 | 812.3872 | 386.6359 | 859.8775 | 955.0031 | 817.3055 | 432.9334 | 886.0302 | 971.4479 | 822.5532 | 420.7163 | 897.1228 | 973.6461 | 816.4364 | 417.8918 | 889.8807 | 967.0804 | 838.1273 | 425.1534 | 930.4872 | 1001.5672 | 827.719 | 425.0859 | 937.5655 | 1000.0446 | 805.1239 | 417.3717 | 949.0825 | 997.79 | 791.9195 | 421.2499 | 954.29 | 994.4069 | 845.3409 | 417.5827 | 970.1113 | 989.6365 | 838.948 | 411.942 | 1008.3327 | 1043.7289 | 856.7927 | 438.3376 | 1035.6928 | 1043.6762 | 851.2586 | 435.913 | 1046.633 | 1079.9177 | 856.2108 | 475.9093 | 1070.3448 | 1086.1008 | 821.2313 | 466.878 | 1103.1131 | 1095.9266 | 935.4796 | 519.2745 | 1156.4651 | 1156.4339 | 970.182 | 537.9969 | 1210.3487 | 1234.0026 | 980.8426 | 577.874 | 1254.1152 | 1233.0594 | 1035.8197 | 629.0782 | 1360.2009 | 1321.8177 | 1057.2313 | 661.3151 | 1407.5252
0.75 | 972.2501 | 871.2085 | 445.5618 | 895.9686 | 975.97 | 899.0193 | 454.5547 | 911.5251 | 991.3695 | 922.048 | 497.4032 | 934.9352 | 1009.4908 | 917.8908 | 503.8031 | 943.7493 | 1008.5383 | 925.0266 | 475.5001 | 951.8509 | 1010.1869 | 955.4594 | 495.6807 | 975.3338 | 1036.2667 | 931.2865 | 499.7109 | 996.6347 | 1039.8682 | 948.874 | 477.426 | 1005.2443 | 1045.7752 | 917.2721 | 485.5116 | 1012.5395 | 1042.2455 | 950.1177 | 484.8664 | 1024.3516 | 1037.7078 | 966.4522 | 493.591 | 1071.801 | 1098.8605 | 983.16 | 516.7554 | 1118.6974 | 1108.3048 | 969.3019 | 530.9943 | 1129.576 | 1138.2219 | 977.1224 | 538.2268 | 1156.8828 | 1145.7591 | 973.34 | 536.6409 | 1180.4314 | 1176.1323 | 1027.4455 | 610.333 | 1248.1022 | 1245.699 | 1073.5559 | 617.8977 | 1323.3375 | 1328.7334 | 1120.6329 | 680.848 | 1371.0923 | 1314.2406 | 1178.4728 | 724.5311 | 1447.5972 | 1428.8233 | 1202.5413 | 767.4531 | 1520.5362
0.9 | 1038.5272 | 1073.4055 | 622.6991 | 979.5343 | 1055.5733 | 1106.388 | 641.7055 | 1000.4086 | 1074.3111 | 1105.0297 | 686.3161 | 1023.5921 | 1092.2295 | 1133.6378 | 699.6093 | 1049.7342 | 1094.0371 | 1117.0269 | 688.2807 | 1057.7968 | 1094.9313 | 1158.3988 | 697.3779 | 1099.0344 | 1132.937 | 1151.0487 | 721.2417 | 1095.8384 | 1140.2185 | 1152.6512 | 713.3514 | 1120.9918 | 1145.3448 | 1164.8615 | 705.4472 | 1134.0368 | 1153.5304 | 1185.1763 | 710.4199 | 1157.5774 | 1166.9673 | 1214.4624 | 711.806 | 1215.8994 | 1222.8057 | 1239.9578 | 737.0237 | 1309.0184 | 1259.6971 | 1249.5194 | 777.2261 | 1296.5439 | 1298.7038 | 1235.4107 | 777.4951 | 1351.5183 | 1324.804 | 1316.0778 | 794.1078 | 1391.6927 | 1370.7253 | 1345.4433 | 887.1785 | 1465.6562 | 1474.5104 | 1394.4857 | 917.0072 | 1555.9339 | 1547.3578 | 1505.6583 | 998.3265 | 1616.9225 | 1564.401 | 1569.5421 | 996.5665 | 1717.6763 | 1689.3863 | 1565.11 | 1043.6978 | 1782.1738
0.95 | 1075.4574 | 1133.9808 | 756.4783 | 1019.9831 | 1097.3978 | 1192.65 | 776.4518 | 1046.1254 | 1121.6252 | 1176.5669 | 794.8391 | 1067.7022 | 1135.4504 | 1235.2744 | 798.9483 | 1092.7188 | 1131.0955 | 1191.2185 | 795.0841 | 1102.9998 | 1139.309 | 1259.5162 | 842.8265 | 1160.7466 | 1190.004 | 1266.8094 | 816.7743 | 1145.7519 | 1180.747 | 1289.5947 | 839.1567 | 1208.7205 | 1224.5617 | 1237.9498 | 854.388 | 1205.6268 | 1194.1731 | 1314.0066 | 843.578 | 1250.1091 | 1260.0174 | 1344.363 | 832.1819 | 1287.6686 | 1314.4975 | 1382.9244 | 897.8808 | 1412.9383 | 1352.3887 | 1422.4394 | 893.4653 | 1385.1348 | 1398.4808 | 1361.4047 | 916.6772 | 1451.4523 | 1432.3267 | 1468.2013 | 961.3209 | 1517.0028 | 1505.7754 | 1595.4954 | 1030.7624 | 1607.2467 | 1576.2782 | 1627.1917 | 1068.6449 | 1700.1081 | 1692.3164 | 1708.8377 | 1135.0776 | 1813.8248 | 1725.3579 | 1828.9224 | 1164.257 | 1863.6222 | 1849.8307 | 1867.8629 | 1206.7648 | 1967.8614
1 | 1219.4301 | 1434.5913 | 901.6058 | 1112.2823 | 1243.7725 | 1415.6476 | 1023.5672 | 1163.8739 | 1227.0967 | 1439.4046 | 1036.9665 | 1222.8057 | 1310.1706 | 1652.5645 | 1027.7085 | 1218.4101 | 1315.9132 | 1547.563 | 1035.7127 | 1240.5248 | 1267.082 | 1629.0122 | 1081.5533 | 1377.0747 | 1450.1253 | 1798.1108 | 1177.9789 | 1394.9387 | 1440.1588 | 1838.5054 | 1145.9383 | 1398.0915 | 1566.1909 | 1772.9323 | 1272.7565 | 1474.6044 | 1605.0586 | 1747.5721 | 1248.4263 | 1504.4077 | 1525.6169 | 2000.2846 | 1244.1127 | 1653.1781 | 1719.0858 | 2184.9306 | 1406.3512 | 1685.0851 | 1658.7218 | 1862.9867 | 1532.4092 | 1852.689 | 1819.3049 | 2324.8538 | 1352.1797 | 1903.6328 | 1945.6311 | 2240.0903 | 1798.7087 | 2799.1545 | 2290.5603 | 2733.6199 | 1658.8356 | 2166.6896 | 2401.2643 | 2491.326 | 1507.898 | 2289.6481 | 2645.0775 | 2704.2326 | 1799.8056 | 2542.489 | 2325.7836 | 2689.5221 | 1734.8651 | 2441.5001 | 2442.3898 | 4163.7802 | 1907.456 | 3071.5691
CO2 Tax Rev ($)
| 1 | 2 | 3 | 4 | 5 | 6 | 7 | 8 | 9 | 10 | 11 | 12 | 13 | 14 | 15 | 16 | 17 | 18 | 19 | 20 | 21 | 22 | 23 | 24 | 25 | 26 | 27 | 28 | 29 | 30 | 31 | 32 | 33 | 34 | 35 | 36 | 37 | 38 | 39 | 40 | 41 | 42 | 43 | 44 | 45 | 46 | 47 | 48 | 49 | 50 | 51 | 52 | 53 | 54 | 55 | 56 | 57 | 58 | 59 | 60 | 61 | 62 | 63 | 64 | 65 | 66 | 67 | 68 | 69 | 70 | 71 | 72 | 73 | 74 | 75 | 76 | 77 | 78 | 79 | 80 | Total
0 | 54939279.3326 | 12810106.1423 | 4037124.4738 | 40226030.4214 | 13166550.8915 | 3240934.7878 | 1509621.6037 | 7029732.3644 | 5967353.1781 | 3429519.0379 | 2059560.6852 | 11404690.3126 | 12081948.1757 | 2645186.6705 | 2042943.6576 | 13473608.3107 | 9608433.638 | 4730175.1008 | 1546621.2364 | 13110866.2271 | 13409183.8292 | 15334.7571 | 1707791.414 | 4234843.03 | 5421162.7815 | 1950885.7565 | 2159273.8033 | 11016270.0702 | 2846692.9213 | 51734.6486 | 1208187.5929 | 28130829.0437 | 7210247.3388 | 0 | 0 | 13811825.2361 | 6915288.932 | 0 | 0 | 4721693.6493 | 5423116.0484 | 0 | 4244.0923 | 8165521.4403 | 13632216.3615 | 0 | 0 | 3693950.0741 | 3338876.1267 | 0 | 0 | 6737568.1975 | 5146320.8078 | 0 | 0 | 6226776.7736 | 5472246.3412 | 0 | 0 | 5966564.7137 | 6202166.0966 | 0 | 0 | 4910281.6602 | 3924587.9559 | 0 | 0 | 6177684.7128 | 2843014.953 | 0 | 0 | 1685261.1983 | 8999046.4345 | 0 | 0 | 4261835.4416 | 2185178.0217 | 0 | 0 | 1049876.0972 | 429917864.6018
0.05 | 127786956.5235 | 69111570.4475 | 49315614.5422 | 120678079.8401 | 136401365.1351 | 64919770.5363 | 48895560.988 | 123967090.1547 | 130942073.0657 | 70876172.9997 | 44380178.2576 | 124228372.1709 | 153633747.5186 | 74917421.6224 | 46807859.1984 | 128475526.2429 | 129227917.8834 | 61051723.1267 | 45253989.5052 | 132487592.3145 | 138876553.6615 | 51232229.9406 | 33563009.5929 | 128676165.5792 | 142104882.0501 | 56137829.4757 | 37656223.8007 | 118850923.425 | 128259638.306 | 54712037.6966 | 34112892.8746 | 126903035.5856 | 123640832.5854 | 51731697.0488 | 20563004.5727 | 138545044.3424 | 128766795.174 | 49590721.5908 | 31185321.4258 | 139002240.5445 | 131384773.0879 | 40542365.1386 | 23527789.8883 | 129626911.7145 | 121336693.7729 | 29442127.6454 | 7045834.9219 | 136146893.8881 | 113238597.9232 | 19355354.4137 | 5011357.4293 | 134926363.6587 | 111255831.8009 | 19855723.7732 | 4048851.4344 | 133146724.7551 | 104107991.764 | 13347788.6972 | 3584295.3721 | 137376746.0656 | 109538534.045 | 14979628.195 | 3924959.1951 | 129756901.2978 | 104818034.8964 | 21654425.4366 | 5496618.3117 | 135151536.2705 | 104604386.7102 | 17560408.2651 | 5736204.9557 | 128921889.5813 | 120405696.4511 | 20842730.7994 | 5766272.4148 | 128140245.9782 | 106005771.9949 | 18952009.8627 | 10291774.7888 | 126883556.4173 | 6355210264.3592
0.1 | 178629400.7659 | 96352563.3454 | 65506526.5883 | 150584480.1522 | 172889903.0143 | 89397981.6481 | 68402816.2873 | 155468673.1564 | 170275165.4451 | 98844023.6435 | 61414029.1962 | 155525388.9005 | 188059973.407 | 106642409.2967 | 67673061.9702 | 154372404.5644 | 173781895.599 | 88092569.9395 | 66627758.5647 | 166326675.8909 | 177955372.0359 | 88009981.5467 | 53253976.9751 | 162588032.2952 | 179416010.0797 | 84352371.2064 | 57627176.9229 | 155218273.507 | 166311769.863 | 80379203.8867 | 55776573.1583 | 167712367.0882 | 169577794.4564 | 89699743.2587 | 53399532.9972 | 177601155.4887 | 153669176.1776 | 85817056.578 | 58147674.1774 | 163391542.5708 | 173841739.3808 | 74471252.4889 | 50241334.9031 | 169099883.0374 | 149074951.2126 | 66166643.7598 | 30385446.6248 | 168272775.5917 | 151278098.4497 | 60332430.2676 | 30291178.1625 | 165385893.1218 | 151468510.522 | 62676658.0345 | 27534824.8687 | 174919403.9041 | 145088183.7731 | 56695869.6004 | 26783569.7336 | 173315173.4203 | 147246729.0356 | 55011645.1017 | 29515788.0062 | 181913026.682 | 139256583.3114 | 54176513.6236 | 27275521.1469 | 180246414.4056 | 153012618.5062 | 51498846.8573 | 33781240.4949 | 178003212.8232 | 161995688.6745 | 61232588.3538 | 30448746.5189 | 178645300.7949 | 154973379.8909 | 61343857.0037 | 43458677.5565 | 169005325.4799 | 9054138010.7708
0.25 | 247770166.7252 | 155407204.5408 | 105152049.5402 | 212509239.2179 | 243662568.7247 | 166041693.9941 | 113791811.2582 | 207548161.5543 | 244163137.9275 | 165149784.3634 | 101317109.1236 | 221690810.3397 | 253247208.7292 | 165665119.6041 | 107893551.0443 | 222337233.3429 | 252142545.3549 | 171961360.7124 | 111491268.0821 | 234097491.0474 | 249619699.2297 | 155259265.7612 | 99446037.388 | 225145703.6518 | 238548687.6969 | 153474260.689 | 104462347.6189 | 222245670.0364 | 230005677.1776 | 149920495.3221 | 103666191.9616 | 236552308.4634 | 236820194.0237 | 171802905.2472 | 105481878.0852 | 255626802.3941 | 237877419.3159 | 157405495.8912 | 109088755.5055 | 236080705.7345 | 245760775.9573 | 152832091.5528 | 97457990.6076 | 229906840.1823 | 226946490.2239 | 139682297.2979 | 88819886.1838 | 236606044.8362 | 228671265.0495 | 132307228.2725 | 83139271.4483 | 240537408.0823 | 236482213.53 | 134015501.6172 | 79639612.396 | 248902995.0939 | 223334792.4415 | 133167068.4003 | 94084735.1687 | 257971910.1886 | 220335693.7399 | 125287450.1362 | 93941520.8419 | 255631812.6815 | 231567367.8545 | 134022150.2798 | 83497740.2323 | 272626031.8112 | 248167849.344 | 144484323.3297 | 92332193.0225 | 277547864.322 | 245505481.7024 | 156148055.1921 | 92843875.31 | 258549692.2088 | 266660133.9028 | 174455159.6019 | 104957836.6124 | 283968130.6302 | 14654366797.7075
0.3333 | 271738375.6087 | 196729033.016 | 125823482.5598 | 245722619.598 | 270212451.1873 | 207539136.88 | 139147521.0497 | 240555556.5187 | 270284442.6754 | 201039543.3524 | 121872819.1603 | 247347790.5282 | 280183752.6873 | 208853246.8044 | 128278751.5568 | 253772139.5115 | 281370167.7099 | 208267673.4169 | 135003871.5332 | 265582994.7702 | 284885149.7835 | 194746008.2534 | 124286241.3496 | 251840166.8264 | 262866577.6662 | 185376172.2866 | 129080532.5025 | 254344454.3741 | 261158312.8956 | 190548399.2344 | 125122791.7674 | 269835255.5633 | 262951873.9048 | 214390904.8586 | 129697484.8285 | 283220570.7657 | 266134818.278 | 196086169.2927 | 134572998.8185 | 264073038.0125 | 278849506.1052 | 188215466.1525 | 118733255.6152 | 255838310.4239 | 257851658.2647 | 191253805.5696 | 116214989.0659 | 274499718.8043 | 266152194.6871 | 175776282.9706 | 111424323.2581 | 277431311.0427 | 277555664.8022 | 178843724.9607 | 105338348.1053 | 285481531.6535 | 266300494.0728 | 177746345.3119 | 119540093.1968 | 295655488.3219 | 266437046.8886 | 169552661.617 | 118604673.7208 | 290884115.7769 | 286189114.2489 | 184588981.4842 | 116218318.5828 | 306816594.1655 | 289543072.9148 | 192754990.274 | 126228274.9079 | 327852028.3371 | 282149551.5085 | 208780945.7936 | 123854356.2316 | 308262082.7009 | 318546197.378 | 241470922.9515 | 138368659.6257 | 340321369.1896 | 17440669762.0698
0.5 | 309683521.3753 | 277704882.8226 | 175869474.1129 | 295586519.6944 | 320121010.5132 | 283834436.0889 | 188276259.5207 | 292817981.6065 | 321305251.2129 | 283377629.4138 | 175285154.4344 | 308328849.2609 | 329249497.3799 | 293937570.615 | 179916523.9239 | 312203415.2751 | 330587205.8281 | 297639082.5971 | 186117865.8731 | 329998818.4103 | 349709341.7585 | 272550428.6538 | 168594510.7558 | 309738503.0876 | 320907911.0551 | 267016493.8939 | 175233733.0235 | 303167862.181 | 321038173.3795 | 279149044.65 | 171557151.875 | 321037164.222 | 326034894.815 | 294978231.4732 | 174415697.1871 | 339460245.8136 | 339271199.3748 | 279571511.8801 | 186842172.2237 | 329383984.0529 | 358754436.5964 | 267940210.445 | 160820543.7865 | 314084526.4665 | 331180749.6233 | 273261622.542 | 167969285.1697 | 336466192.7608 | 342556781.9653 | 263296974.4347 | 168381061.649 | 338861233.6625 | 353939639.2726 | 271358113.3787 | 158972147.1181 | 354494750.6088 | 351854852.9807 | 273737707.6071 | 176523720.2205 | 368887200.2235 | 362808361.5312 | 270874507.2765 | 171741916.597 | 365767129.9644 | 382492892.7191 | 295117413.3055 | 174583497.9824 | 390960788.8403 | 389426154.6174 | 292239773.8148 | 184236560.3774 | 422381856.3077 | 391541764.0048 | 342406562.102 | 197314725.7374 | 403255919.2285 | 436490049.322 | 365520925.372 | 205072117.313 | 454267476.4844 | 23153341348.7248
0.6667 | 371822705.0492 | 363618813.1587 | 231099202.6178 | 356984861.0759 | 393820179.3892 | 379885687.6394 | 248905066.165 | 342577701.739 | 397572172.7843 | 376068457.8802 | 236583915.2285 | 372574068.4846 | 404919131.5179 | 397225199.8601 | 243029467.3154 | 366615208.173 | 421485199.9973 | 396682153.3577 | 249772461.8391 | 400161056.069 | 453719131.8395 | 352972202.1105 | 225594636.6883 | 366053363.376 | 416298035.7508 | 364963451.2122 | 234377646.1789 | 356995478.2534 | 409716313.8124 | 370245560.8928 | 229314774.7044 | 387899226.4892 | 422330551.2561 | 394925332.829 | 229254178.953 | 417697738.2264 | 437723165.2022 | 366013514.5745 | 248403651.538 | 397539741.1508 | 474515375.6427 | 359146824.9786 | 216774494.3296 | 384807366.4828 | 414342790.9328 | 385680008.7525 | 229181858.6827 | 410202471.2432 | 448929503.3629 | 372089079.5824 | 228229274.6674 | 418280847.3807 | 461748854.4437 | 373029747.1957 | 218793614.2794 | 431666490.0913 | 472393005.8637 | 395728909.1322 | 244487361.2438 | 473960208.53 | 490792259.6064 | 415098115.0093 | 240007622.5248 | 463125000.8193 | 511669328.8868 | 414063128.5564 | 255895147.7898 | 495075177.7053 | 522579045.4581 | 430383007.1296 | 267395767.5098 | 516879168.4379 | 538551084.3374 | 470027952.9618 | 284424353.4162 | 526849984.2158 | 573066206.3913 | 492612377.642 | 294713985.0033 | 561038581.794 | 30211675786.3935
0.75 | 423155157.5756 | 412396691.3886 | 275691784.634 | 402949519.4321 | 443549241.8466 | 428880009.7793 | 281899097.5609 | 391714925.8264 | 455498449.3939 | 422750177.7482 | 272204350.6792 | 417480812.434 | 469123066.1989 | 454596375.2734 | 279561857.3056 | 409513043.8329 | 481109005.1657 | 444935976.1866 | 286298263.9927 | 463687799.5803 | 520561364.3673 | 412026636.5383 | 266367138.8859 | 411569303.5087 | 482825100.8694 | 418218318.6344 | 273649811.6925 | 405555680.3582 | 488430952.3434 | 434298525.5547 | 265801473.2329 | 431217175.1501 | 493282983.1035 | 443423957.4717 | 266519948.7523 | 461544182.7542 | 512525620.2531 | 424605792.4462 | 283094337.1802 | 446569612.5671 | 534196198.7285 | 412269566.8279 | 257014024.2152 | 440426647.7489 | 486996243.9927 | 453202157.3446 | 270380074.2591 | 464427624.9861 | 501429261.316 | 446443582.2645 | 266265509.9664 | 473261619.1661 | 522003078.8975 | 454775170.7628 | 264505011.6269 | 471594242.9819 | 551716310.9215 | 462799461.056 | 292490097.5888 | 528866681.1967 | 568215291.8086 | 480927372.0024 | 300322456.303 | 523230823.8154 | 589102689.5243 | 513303242.0764 | 313219657.8644 | 546740417.0215 | 603490424.9273 | 507277812.864 | 324561273.6062 | 587228798.3228 | 626447016.2156 | 575715090.7182 | 347046962.3537 | 582563612.2663 | 666196111.4607 | 598879305.7888 | 360273210.9267 | 643441676.2498 | 34872329333.4635
0.9 | 599342694.449 | 560905738.3824 | 383114573.811 | 499790035.5294 | 620298208.3542 | 573074615.2338 | 385739089.9354 | 517548542.7573 | 644005609.1701 | 592238719.5827 | 377905753.7317 | 573553786.916 | 645960900.7283 | 655184315.0946 | 378168774.0275 | 561541981.9601 | 688617813.8588 | 653175717.4895 | 396208174.7704 | 602431180.2633 | 700746842.3763 | 606345486.6246 | 375572316.1794 | 545249521.3818 | 638353998.8673 | 608316426.6021 | 366985200.4972 | 542495839.6456 | 642353405.6086 | 633421877.6682 | 385404678.2107 | 570899648.1947 | 679266942.7155 | 630962405.0353 | 372872070.5508 | 599795053.92 | 668356679.2101 | 595186888.0948 | 413375726.8054 | 600662257.6353 | 710437643.1056 | 570944016.4812 | 387126018.3476 | 566248172.3938 | 655179300.9276 | 619612522.0591 | 386428146.0843 | 618834965.6494 | 681633225.123 | 610232691.5644 | 373858587.9454 | 614416594.3364 | 689233886.1134 | 628963759.2663 | 395907971.5779 | 618049784.3081 | 700820038.2743 | 673051564.1576 | 445319524.2657 | 702199125.3315 | 749350862.8444 | 681126582.1217 | 434123498.5944 | 695970817.9992 | 772764010.9139 | 701367676.202 | 452347398.7869 | 739570499.7582 | 783163416.9588 | 724778890.6732 | 501364513.4838 | 766048118.001 | 815107639.7696 | 823791794.208 | 492262078.0599 | 798155190.7936 | 849699732.7068 | 820597747.5626 | 516094454.482 | 848207997.5789 | 47699819950.6811
0.95 | 681090273.7304 | 662862611.8711 | 459783706.5383 | 577486910.7256 | 719382734.6379 | 674703169.4334 | 473996116.4094 | 594370071.687 | 711483090.2662 | 683154400.9948 | 467755050.2473 | 651037799.711 | 757772876.5919 | 775148412.429 | 450276365.2443 | 650641546.6248 | 794340793.2453 | 753126254.7684 | 495463441.9162 | 690581564.0551 | 789844050.4033 | 712257331.9261 | 449380168.1344 | 658766679.9875 | 741668135.3509 | 727881984.4564 | 436216380.1903 | 647716220.2295 | 740573633.1428 | 721442428.0764 | 458536563.1847 | 661405576.8348 | 752235806.0582 | 752032502.5372 | 462328453.3404 | 673948716.8313 | 767048941.1086 | 737156642.217 | 492873458.3337 | 694967031.5961 | 795566686.9553 | 674990361.8867 | 482702450.8329 | 634029694.5163 | 714420378.6262 | 732713421.6299 | 484141463.7654 | 684973013.8389 | 752697383.1854 | 724626111.3878 | 454899715.742 | 706278569.7603 | 760731772.421 | 733967061.9033 | 484675395.5965 | 727532632.9044 | 799872182.7118 | 777881771.7451 | 529251964.7353 | 810586913.0467 | 841126018.9956 | 804446430.185 | 541468447.8361 | 799089106.8532 | 856935400.6519 | 805386852.5859 | 551850119.759 | 855937946.1901 | 891531586.9587 | 844290603.0916 | 604015996.332 | 864851113.2113 | 925558800.9648 | 913907873.8575 | 591866106.3552 | 897607463.8494 | 974483346.7157 | 933572846.8021 | 620385110.9053 | 937255714.3293 | 55324843728.688
1 | 884996286.9663 | 900205804.9155 | 679190471.5604 | 867065803.4507 | 896157513.7286 | 984214762.2488 | 732618699.1789 | 895261475.766 | 946553482.9215 | 998967322.2651 | 746491140.7624 | 882680509.0388 | 944614298.3743 | 1086912587.8278 | 805309884.8271 | 1079454722.9353 | 1046848955.5081 | 1031012678.6238 | 783839826.4442 | 1029848936.2569 | 993018581.5364 | 968970202.9243 | 792498157.0789 | 912080722.8648 | 920478934.4734 | 1021041677.4851 | 811827875.6463 | 1013903815.5395 | 961889695.7349 | 1016409306.2546 | 908305424.4553 | 1049939592.7041 | 969052971.6702 | 1018837552.1493 | 924588098.008 | 1074301214.8509 | 1032533404.7847 | 1066225277.609 | 875994548.2854 | 1037806877.6997 | 1086158609.8445 | 976573972.9879 | 800927505.0349 | 982902786.0708 | 997174362.7571 | 982480870.5791 | 742706594.2165 | 919305055.6701 | 970579481.8223 | 958929777.1986 | 791435482.6134 | 977732998.3499 | 1007589838.238 | 1025581644.8098 | 893135607.08 | 1043510790.3622 | 1028010829.8829 | 1069930183.969 | 1019159064.2182 | 1109269805.7523 | 1139602641.0056 | 1148839531.8034 | 969861845.5411 | 1112771574.5249 | 1060253231.262 | 1113214343.2361 | 907230220.2549 | 1142587925.109 | 1233402601.7053 | 1159260477.7285 | 1088586189.8749 | 1300805804.8863 | 1208073988.2232 | 1204215540.3307 | 1022290315.4926 | 1209996576.1751 | 1208451371.5762 | 1285523882.2157 | 1046820894.2662 | 1427924308.6747 | 79964757620.6993
|  | 50% | 50%
| year | RR 2B no CO2 | CO2 Cost
| 2016 | 882.313 | 309.6835 |  |  | Column Labels
| 2016 | 635.8206 | 277.7049 |  | Values | 2016 | 2017 | 2018 | 2019 | 2020 | 2021 | 2022 | 2023 | 2024 | 2025 | 2026 | 2027 | 2028 | 2029 | 2030 | 2031 | 2032 | 2033 | 2034 | 2035 | Grand Total
| 2016 | 298.8665 | 175.8695 |  | Sum of RR 2B no CO2 | 2566.8837 | 2592.917 | 2650.2823 | 2628.6764 | 2667.4336 | 2687.1714 | 2718.8839 | 2691.7646 | 2681.1004 | 2674.2482 | 2701.037 | 2798.9141 | 2808.512 | 2879.2018 | 2890.6977 | 3078.6943 | 3177.8711 | 3324.0614 | 3479.5761 | 3678.0178 | 57375.9448
| 2016 | 749.8836 | 295.5865 |  | Sum of CO2 Cost | 1058.8444 | 1085.0497 | 1088.2969 | 1115.307 | 1144.343 | 1100.5928 | 1066.326 | 1092.7815 | 1134.8891 | 1135.0689 | 1101.5997 | 1108.8779 | 1113.0961 | 1138.7647 | 1171.0035 | 1171.1919 | 1243.1546 | 1288.2843 | 1334.519 | 1461.3506 | 23153.3413
| 2017 | 878.4842 | 320.121
| 2017 | 640.1067 | 283.8344
| 2017 | 288.0811 | 188.2763
| 2017 | 786.245 | 292.818
| 2018 | 889.0738 | 321.3053
| 2018 | 648.5754 | 283.3776
| 2018 | 329.4032 | 175.2852
| 2018 | 783.2299 | 308.3288
| 2019 | 899.3546 | 329.2495
| 2019 | 636.4726 | 293.9376
| 2019 | 311.3295 | 179.9165
| 2019 | 781.5197 | 312.2034
| 2020 | 907.9011 | 330.5872
| 2020 | 657.4128 | 297.6391
| 2020 | 307.4847 | 186.1179
| 2020 | 794.635 | 329.9988
| 2021 | 886.2387 | 349.7093
| 2021 | 649.1033 | 272.5504
| 2021 | 322.2325 | 168.5945
| 2021 | 829.5969 | 309.7385
| 2022 | 926.6042 | 320.9079
| 2022 | 647.4106 | 267.0165
| 2022 | 316.2634 | 175.2337
| 2022 | 828.6057 | 303.1679
| 2023 | 922.8264 | 321.0382
| 2023 | 642.7283 | 279.149
| 2023 | 304.3129 | 171.5572
| 2023 | 821.897 | 321.0372
| 2024 | 901.96 | 326.0349
| 2024 | 631.0158 | 294.9782
| 2024 | 315.9614 | 174.4157
| 2024 | 832.1633 | 339.4602
| 2025 | 903.5911 | 339.2712
| 2025 | 623.9972 | 279.5715
| 2025 | 293.7376 | 186.8422
| 2025 | 852.9223 | 329.384
| 2026 | 903.1061 | 358.7544
| 2026 | 620.1554 | 267.9402
| 2026 | 302.2276 | 160.8205
| 2026 | 875.5479 | 314.0845
| 2027 | 944.2285 | 331.1807
| 2027 | 652.0919 | 273.2616
| 2027 | 333.433 | 167.9693
| 2027 | 869.1608 | 336.4662
| 2028 | 926.0807 | 342.5568
| 2028 | 634.8995 | 263.297
| 2028 | 331.1417 | 168.3811
| 2028 | 916.3902 | 338.8612
| 2029 | 958.0538 | 353.9396
| 2029 | 654.3975 | 271.3581
| 2029 | 352.2497 | 158.9721
| 2029 | 914.5008 | 354.4948
| 2030 | 955.1218 | 351.8549
| 2030 | 638.4918 | 273.7377
| 2030 | 364.3121 | 176.5237
| 2030 | 932.7721 | 368.8872
| 2031 | 982.1856 | 362.8084
| 2031 | 697.7732 | 270.8745
| 2031 | 397.0988 | 171.7419
| 2031 | 1001.6367 | 365.7671
| 2032 | 1020.1671 | 382.4929
| 2032 | 711.0013 | 295.1174
| 2032 | 406.6816 | 174.5835
| 2032 | 1040.0211 | 390.9608
| 2033 | 1071.5635 | 389.4262
| 2033 | 754.2294 | 292.2398
| 2033 | 414.6633 | 184.2366
| 2033 | 1083.6053 | 422.3819
| 2034 | 1079.3477 | 391.5418
| 2034 | 772.0641 | 342.4066
| 2034 | 462.288 | 197.3147
| 2034 | 1165.8764 | 403.2559
| 2035 | 1165.4199 | 436.49
| 2035 | 802.1863 | 365.5209
| 2035 | 482.2658 | 205.0721
| 2035 | 1228.1458 | 454.2675

## RR 2B_95Perc NO CO2
Rev Requirement w\out CO2 ($ millions)
| 1 | 2 | 3 | 4 | 5 | 6 | 7 | 8 | 9 | 10 | 11 | 12 | 13 | 14 | 15 | 16 | 17 | 18 | 19 | 20 | 21 | 22 | 23 | 24 | 25 | 26 | 27 | 28 | 29 | 30 | 31 | 32 | 33 | 34 | 35 | 36 | 37 | 38 | 39 | 40 | 41 | 42 | 43 | 44 | 45 | 46 | 47 | 48 | 49 | 50 | 51 | 52 | 53 | 54 | 55 | 56 | 57 | 58 | 59 | 60 | 61 | 62 | 63 | 64 | 65 | 66 | 67 | 68 | 69 | 70 | 71 | 72 | 73 | 74 | 75 | 76 | 77 | 78 | 79 | 80
0 | -25.2982 | -169.9847 | -416.6131 | -152.2051 | 91.1337 | -202.2383 | -437.8806 | -198.673 | 36.8074 | -152.2434 | -409.2868 | -340.2018 | -39.3562 | -135.9925 | -439.6564 | -345.2112 | -29.6849 | -254.3834 | -488.3108 | -429.7795 | -32.3674 | -165.7471 | -477.8679 | -325.5767 | -30.5708 | -201.7676 | -581.6376 | -340.286 | -73.8716 | -180.6311 | -558.2428 | -361.058 | -87.0035 | -165.442 | -587.0287 | -386.7112 | -118.8015 | -142.6463 | -511.6254 | -377.619 | -124.5618 | -172.8396 | -491.6404 | -432.9852 | -69.5055 | -97.1407 | -454.7723 | -396.1247 | -135.5999 | -132.6638 | -626.7143 | -386.7191 | -107.273 | -99.7541 | -515.9871 | -399.9389 | -122.8938 | -96.4008 | -607.4653 | -476.7666 | -114.2271 | -69.3702 | -572.9143 | -477.2148 | -95.2225 | -110.1575 | -448.0566 | -490.4363 | -85.3344 | -91.5216 | -445.6311 | -454.7847 | -136.9689 | -113.5211 | -540.0981 | -453.7443 | -139.3053 | -169.1079 | -534.0858 | -431.0063
0.05 | 545.6975 | -59.1835 | -323.0159 | 196.9362 | 504.267 | -63.4628 | -335.0049 | 237.5571 | 540.093 | -60.5883 | -339.821 | 224.0329 | 503.4974 | -58.3114 | -334.6387 | 215.0767 | 461.6455 | -54.0524 | -348.182 | 151.4701 | 416.1614 | -67.3416 | -359.4372 | 128.8917 | 343.2681 | -62.4122 | -370.2955 | 112.4972 | 295.1377 | -37.0418 | -358.166 | 96.9964 | 303.2696 | -47.3579 | -347.653 | -1.2757 | 230.7844 | -41.8497 | -372.9554 | -24.3853 | 201.2847 | -38.6667 | -365.6623 | 8.6449 | 175.4045 | -4.6487 | -350.0535 | -40.8708 | 220.9605 | 12.2625 | -346.3013 | -29.9312 | 198.9449 | 41.3773 | -330.4888 | -73.9069 | 165.0339 | 32.0936 | -348.4469 | -70.5706 | 164.6653 | 80.1209 | -331.4422 | -34.0016 | 198.0828 | 47.632 | -317.5553 | -35.847 | 174.4597 | 94.0312 | -316.1523 | 8.4602 | 217.9892 | 74.9535 | -322.2175 | -13.5926 | 223.4584 | 98.2026 | -314.6502 | 94.2543
0.1 | 724.3319 | -2.0644 | -287.0191 | 333.021 | 654.974 | 0.19617 | -309.4844 | 336.8337 | 693.5299 | -27.1559 | -306.886 | 369.0831 | 664.8211 | -5.6401 | -306.407 | 340.7817 | 649.7893 | -9.7613 | -320.1488 | 347.3446 | 618.7556 | -31.3138 | -334.3362 | 290.5872 | 532.5779 | -26.5992 | -345.0624 | 304.1512 | 494.8156 | -3.412 | -327.3636 | 244.0155 | 510.2107 | -0.76702 | -323.3962 | 158.1428 | 408.3752 | -7.9535 | -338.8128 | 137.0094 | 353.9789 | -2.1321 | -334.6611 | 147.5575 | 349.5386 | 25.5709 | -317.8549 | 119.6919 | 352.9706 | 62.4972 | -314.1725 | 118.9421 | 361.3953 | 87.6058 | -290.1685 | 123.1997 | 326.9191 | 77.1637 | -308.3989 | 107.8882 | 350.2705 | 122.6931 | -288.4691 | 161.3849 | 359.2355 | 113.5032 | -270.7361 | 163.2995 | 385.062 | 138.128 | -274.983 | 170.2675 | 376.9373 | 135.3986 | -263.4332 | 165.1779 | 417.8941 | 141.0872 | -269.7677 | 268.2801
0.25 | 1036.0054 | 260.9742 | -202.0221 | 620.9037 | 1010.9963 | 254.9568 | -232.2192 | 601.1452 | 995.6194 | 238.7262 | -207.8714 | 620.2574 | 1027.6331 | 233.2781 | -236.0244 | 638.4495 | 1022.1993 | 202.7848 | -243.6362 | 626.7099 | 990.5391 | 191.6587 | -266.9567 | 589.5312 | 937.5848 | 169.5166 | -279.2893 | 595.4429 | 897.6899 | 160.9105 | -262.1547 | 567.6821 | 864.361 | 137.4574 | -265.9485 | 520.002 | 814.2917 | 123.906 | -285.077 | 492.1936 | 718.3166 | 118.0326 | -277.458 | 498.7244 | 712.4191 | 163.6893 | -251.0236 | 491.4368 | 674.7532 | 185.5964 | -244.5618 | 522.2611 | 700.5872 | 199.1428 | -214.5442 | 499.8068 | 634.4324 | 196.3385 | -223.6717 | 541.5656 | 696.7777 | 239.6611 | -205.0091 | 601.9183 | 686.247 | 238.3027 | -177.5917 | 675.9389 | 770.2137 | 282.982 | -190.1239 | 589.2545 | 716.6078 | 250.968 | -166.9084 | 677.2345 | 789.0505 | 293.1226 | -171.4484 | 812.9057
0.3333 | 1116.7149 | 427.0557 | -141.0752 | 762.8687 | 1099.1996 | 421.2262 | -181.3532 | 777.8734 | 1102.1716 | 409.5458 | -138.5068 | 801.7256 | 1142.8239 | 388.7528 | -176.022 | 803.8448 | 1124.1806 | 392.7387 | -176.6297 | 801.0065 | 1104.1286 | 341.7351 | -207.7089 | 753.4485 | 1079.9529 | 315.1176 | -243.7923 | 765.9913 | 1043.4277 | 293.7847 | -225.6767 | 750.6294 | 997.3444 | 260.476 | -227.2328 | 721.682 | 956.6523 | 230.5779 | -245.3348 | 713.7951 | 867.1694 | 220.3297 | -243.9896 | 673.953 | 891.6236 | 248.108 | -204.8109 | 710.4583 | 851.1006 | 259.0938 | -204.9751 | 718.7212 | 882.9726 | 281.5653 | -174.0759 | 690.6182 | 769.9736 | 277.2463 | -180.5011 | 721.2378 | 859.6373 | 334.8773 | -155.4781 | 789.395 | 846.6955 | 313.4991 | -127.8156 | 859.4257 | 919.5361 | 379.9575 | -143.8318 | 816.874 | 880.2203 | 345.6305 | -110.3685 | 916.5839 | 962.8421 | 390.0361 | -127.8661 | 1017.7613
0.5 | 1205.2231 | 740.3992 | 5.9063 | 1009.0772 | 1217.3798 | 709.3638 | -19.872 | 1028.0327 | 1228.0798 | 765.6994 | 17.1934 | 1045.0326 | 1250.6184 | 712.4008 | -1.6095 | 1041.8426 | 1269.3408 | 733.0224 | -29.0348 | 1080.4667 | 1257.0928 | 690.0247 | -33.5707 | 1064.5035 | 1249.87 | 636.5918 | -94.3586 | 1045.9101 | 1227.2298 | 589.1364 | -95.617 | 1043.5747 | 1209.807 | 573.9554 | -98.1759 | 1060.5723 | 1182.045 | 541.1371 | -118.9432 | 1003.4846 | 1122.83 | 479.5197 | -141.0654 | 1013.0589 | 1116.3323 | 522.1866 | -88.3528 | 1038.3961 | 1089.0456 | 494.0667 | -77.9917 | 1063.8495 | 1121.6808 | 550.8941 | -37.335 | 992.2333 | 1052.8529 | 494.9633 | -64.6455 | 1067.9481 | 1112.6602 | 594.5867 | 4.9484 | 1139.319 | 1138.9274 | 618.7453 | -0.055466 | 1221.1572 | 1209.1935 | 643.2608 | 10.3162 | 1183.5496 | 1145.8105 | 616.1069 | 44.9242 | 1323.9464 | 1256.4449 | 646.4601 | 58.44 | 1430.2477
0.6667 | 1293.0078 | 1070.3549 | 205.8755 | 1171.2866 | 1323.1225 | 1124.9029 | 186.0202 | 1194.5772 | 1345.2112 | 1145.0058 | 246.0365 | 1233.8661 | 1368.0252 | 1119.41 | 212.5821 | 1238.1022 | 1377.5918 | 1131.0325 | 194.9054 | 1265.0047 | 1392.4302 | 1110.4623 | 181.4895 | 1250.238 | 1364.222 | 1029.6921 | 152.5411 | 1259.1108 | 1361.1268 | 1070.2289 | 123.1653 | 1267.6617 | 1371.6313 | 957.1557 | 110.2408 | 1259.8424 | 1358.7571 | 1043.5222 | 111.2216 | 1270.1658 | 1289.707 | 927.2413 | 55.55 | 1289.8815 | 1308.4679 | 948.3096 | 127.7598 | 1322.7997 | 1301.8806 | 954.2133 | 145.883 | 1339.6552 | 1363.5927 | 906.1489 | 171.8643 | 1337.6824 | 1285.6512 | 794.145 | 132.4497 | 1376.0786 | 1351.5134 | 980.7072 | 235.6496 | 1452.1763 | 1399.1481 | 1015.5526 | 244.1508 | 1548.6306 | 1517.2887 | 1014.5787 | 290.6472 | 1511.2849 | 1430.0099 | 1005.4613 | 296.9151 | 1685.9726 | 1565.4036 | 1033.2446 | 333.2856 | 1780.167
0.75 | 1340.4054 | 1214.7927 | 341.3061 | 1233.66 | 1376.0729 | 1243.0041 | 354.0667 | 1253.9019 | 1400.8639 | 1288.8213 | 381.0338 | 1300.4222 | 1415.2942 | 1306.5953 | 384.5683 | 1322.543 | 1431.6282 | 1294.1702 | 340.7185 | 1354.0434 | 1449.7976 | 1298.707 | 323.8556 | 1341.3552 | 1434.5721 | 1244.1316 | 295.92 | 1354.3419 | 1443.6734 | 1269.1387 | 244.5012 | 1386.7353 | 1451.653 | 1221.0629 | 243.4912 | 1408.9939 | 1437.7218 | 1234.3621 | 286.1768 | 1371.8526 | 1382.7354 | 1195.5251 | 223.0107 | 1411.3292 | 1417.4517 | 1185.6224 | 304.1962 | 1493.4225 | 1424.912 | 1160.1791 | 315.3437 | 1487.5448 | 1469.6838 | 1154.0211 | 334.2604 | 1472.685 | 1427.6185 | 1070.8498 | 299.2198 | 1544.3935 | 1484.2135 | 1188.0834 | 410.0039 | 1598.5489 | 1558.8929 | 1246.3118 | 385.7199 | 1742.9749 | 1671.7378 | 1285.7222 | 457.1945 | 1688.3714 | 1580.83 | 1275.4668 | 431.0324 | 1842.0584 | 1750.5673 | 1286.5739 | 480.5239 | 1921.6433
0.9 | 1453.6718 | 1470.8337 | 738.7188 | 1355.7339 | 1485.7053 | 1546.1701 | 782.7198 | 1411.3378 | 1522.8855 | 1539.092 | 820.9601 | 1465.6409 | 1541.4143 | 1619.6844 | 845.0565 | 1471.757 | 1580.4749 | 1618.0172 | 827.0287 | 1508.2223 | 1590.1566 | 1648.5908 | 809.7616 | 1523.686 | 1596.4892 | 1596.2642 | 792.95 | 1519.8506 | 1616.3254 | 1661.1607 | 761.7017 | 1602.9942 | 1635.9678 | 1636.5061 | 746.0768 | 1601.0962 | 1598.7421 | 1671.7622 | 747.9025 | 1618.7438 | 1618.4009 | 1615.7607 | 649.9491 | 1654.7485 | 1646.8849 | 1663.3035 | 699.8825 | 1788.9226 | 1684.5224 | 1685.2725 | 753.3532 | 1777.2602 | 1738.4502 | 1605.2301 | 705.5416 | 1802.7641 | 1717.5996 | 1682.9582 | 700.0153 | 1871.0825 | 1806.1459 | 1774.9822 | 816.0557 | 1967.0325 | 1903.8293 | 1819.5125 | 834.5762 | 2118.3515 | 2010.8923 | 1917.6967 | 1007.6933 | 2142.0733 | 1965.3986 | 1949.4505 | 907.5614 | 2286.943 | 2136.2072 | 1951.7944 | 971.3475 | 2334.51
0.95 | 1521.0487 | 1601.9962 | 1028.4267 | 1419.8788 | 1532.8494 | 1660.9343 | 1030.7172 | 1470.9908 | 1581.0237 | 1659.3061 | 1063.4268 | 1522.0798 | 1635.0808 | 1747.6257 | 1087.202 | 1554.6117 | 1666.8388 | 1746.2754 | 1113.8885 | 1602.0327 | 1660.1923 | 1810.6379 | 1129.4331 | 1635.0078 | 1701.1982 | 1728.5762 | 988.6183 | 1614.9938 | 1713.764 | 1845.448 | 1031.9811 | 1697.7182 | 1737.9389 | 1782.2061 | 1076.226 | 1708.5947 | 1711.7125 | 1847.7861 | 942.8996 | 1750.0583 | 1734.7962 | 1797.876 | 952.9384 | 1762.1225 | 1777.9318 | 1861.0806 | 1012.8854 | 1937.8818 | 1833.4437 | 1875.9936 | 985.5509 | 1880.1653 | 1852.6034 | 1816.8329 | 1053.5142 | 1957.0262 | 1867.7746 | 1937.8046 | 1023.4976 | 2047.1086 | 2000.041 | 2135.912 | 1162.387 | 2169.4912 | 2081.1617 | 2134.0415 | 1265.1571 | 2291.7292 | 2207.0106 | 2266.3045 | 1298.351 | 2406.7272 | 2207.5517 | 2328.6934 | 1233.0456 | 2489.6703 | 2386.6635 | 2351.6813 | 1272.7217 | 2626.8642
1 | 1810.5766 | 2001.7048 | 1299.435 | 1635.3276 | 1772.3309 | 2047.9201 | 1389.026 | 1705.179 | 1952.27 | 2012.6785 | 1438.1818 | 1750.6667 | 1883.1113 | 2437.9583 | 1455.6984 | 1934.44 | 1959.042 | 2216.2427 | 1421.7038 | 2039.2045 | 1843.3065 | 2350.0572 | 1534.3807 | 1998.1102 | 2163.4507 | 2411.162 | 1657.8807 | 2111.1023 | 2005.7023 | 2494.8991 | 1680.4822 | 2085.2616 | 2249.7364 | 2606.0165 | 1754.9228 | 2241.9543 | 2379.6277 | 2572.0197 | 1815.9398 | 2084.0293 | 2303.8535 | 2715.1788 | 1654.6921 | 2220.9526 | 2324.8133 | 2683.4062 | 1892.4112 | 2445.3893 | 2261.93 | 2445.1249 | 2087.8425 | 2742.0232 | 2453.1138 | 2852.553 | 1651.8406 | 2720.0911 | 2595.1559 | 2759.4927 | 2319.2724 | 2770.8792 | 2827.0349 | 3211.493 | 2312.8071 | 2950.5704 | 2822.2828 | 2802.7046 | 2026.5806 | 3141.4466 | 3010.7449 | 2897.5665 | 2264.4405 | 3305.7682 | 3008.098 | 3505.5649 | 2310.281 | 3172.198 | 3355.8041 | 4239.4933 | 2574.2181 | 3455.0581
CO2 Tax Rev ($)
| 1 | 2 | 3 | 4 | 5 | 6 | 7 | 8 | 9 | 10 | 11 | 12 | 13 | 14 | 15 | 16 | 17 | 18 | 19 | 20 | 21 | 22 | 23 | 24 | 25 | 26 | 27 | 28 | 29 | 30 | 31 | 32 | 33 | 34 | 35 | 36 | 37 | 38 | 39 | 40 | 41 | 42 | 43 | 44 | 45 | 46 | 47 | 48 | 49 | 50 | 51 | 52 | 53 | 54 | 55 | 56 | 57 | 58 | 59 | 60 | 61 | 62 | 63 | 64 | 65 | 66 | 67 | 68 | 69 | 70 | 71 | 72 | 73 | 74 | 75 | 76 | 77 | 78 | 79 | 80 | Total
0 | 211385699.4353 | 115615445.2457 | 129859235.9405 | 211287486.309 | 187140385.4882 | 102380254.9653 | 119422721.0414 | 210044977.225 | 175001794.9573 | 41174994.2394 | 104896726.0453 | 174977273.0712 | 168217790.4435 | 55606176.3202 | 84909209.5145 | 252986707.1107 | 182855344.4553 | 26621112.0839 | 108919462.2527 | 270480753.1091 | 233998989.7728 | 837682.0824 | 85229288.4643 | 248632203.5849 | 239427139.8643 | 3934360.1254 | 62040841.8752 | 228299446.2971 | 190128034.4752 | 535320.2469 | 6025027.9751 | 234258499.4094 | 332327982.1141 | 0 | 0 | 281164440.5367 | 287013078.9869 | 0 | 0 | 297065983.0522 | 187821144.4429 | 0 | 0.93475 | 301583106.4639 | 260453764.7512 | 0 | 0 | 231561436.5781 | 139332773.2924 | 0 | 0 | 301511927.8428 | 170061892.2718 | 0 | 0 | 198591454.5492 | 246271213.7746 | 0 | 0 | 335598963.4172 | 215290770.1095 | 0 | 0 | 322043606.7509 | 138461158.0928 | 0 | 0 | 215854738.6474 | 209317705.6371 | 0 | 0 | 296387029.7878 | 183281682.9959 | 0 | 0 | 303090050.3983 | 128315657.6271 | 0 | 0 | 241217140.1577 | 10290749086.6395
0.05 | 417498609.0332 | 341006884.347 | 234731556.8812 | 451275648.1474 | 461235867.6302 | 333462753.5203 | 224001535.7143 | 467308818.283 | 464505735.4988 | 317080097.547 | 216334321.1501 | 483310482.9771 | 500176037.4522 | 309237547.602 | 224331059.6646 | 495642920.2619 | 487484835.6563 | 308795839.8898 | 225493536.1909 | 502226566.2854 | 503418287.3928 | 279546848.3718 | 202917310.9702 | 520711349.9328 | 533947190.0335 | 259035371.7874 | 182890722.9196 | 525391670.5284 | 515674472.5167 | 213233101.8159 | 176083464.0399 | 551314761.841 | 526618649.7474 | 218628114.8754 | 131554089.545 | 564581374.9015 | 522911458.3158 | 205648484.2753 | 117152095.8543 | 574535573.4038 | 539684607.6288 | 158645847.9661 | 104224124.6807 | 577724761.0267 | 533774921.8848 | 132640645.7117 | 43779170.8559 | 595348037.6483 | 534175348.9178 | 118062978.0681 | 44663355.7782 | 581286535.7287 | 512980917.3991 | 86480585.3803 | 19804914.4383 | 589800652.2689 | 510358630.6201 | 91650224.5031 | 6676116.6412 | 618045285.8802 | 494443642.1931 | 82304995.0924 | 24592314.4386 | 638953903.574 | 498202916.2713 | 95600386.7058 | 34996907.9573 | 628395398.9962 | 529974320.619 | 107530045.4423 | 45560686.9547 | 665248717.7234 | 553201378.0267 | 138589891.3671 | 45295215.9006 | 654592083.3674 | 536372012.0733 | 142747729.2823 | 78871614.549 | 655704116.6334 | 27841920986.9963
0.1 | 464209752.5087 | 388507785.5906 | 315779229.0608 | 486149350.8396 | 499913169.1149 | 391002298.7919 | 313454489.2741 | 503094606.0782 | 503201509.246 | 408444836.384 | 307638002.5105 | 514704106.9674 | 535769140.3974 | 409870910.7903 | 301677444.0588 | 525837261.6994 | 523551835.5841 | 394609006.96 | 287736497.7448 | 546641630.8296 | 544081729.2386 | 378292382.8675 | 269639674.8149 | 567155320.2483 | 569095234.3932 | 364925928.9254 | 277733352.2793 | 571174101.5019 | 558101889.4528 | 342735378.3708 | 241618442.153 | 594343220.6677 | 572264305.0996 | 339079268.5931 | 250513274.5184 | 620893182.1684 | 570557878.8582 | 309090406.9745 | 224205430.8374 | 613449584.7576 | 611512154.3453 | 292621222.0062 | 224770559.7559 | 628922638.7577 | 593020485.8558 | 249416355.4666 | 152059586.2734 | 648780246.4465 | 583407540.2483 | 215169854.3867 | 137886930.1262 | 651135084.7297 | 585396099.2029 | 188357531.2139 | 125696319.8507 | 677045567.729 | 595817703.5149 | 231170313.5852 | 148045955.9226 | 690419057.4367 | 601387633.1044 | 196628859.762 | 156531153.3564 | 709956366.1964 | 628000799.1529 | 228730781.7172 | 147295270.5386 | 712825643.3057 | 618972060.2919 | 228860460.998 | 162685036.4867 | 765634892.5007 | 658995804.2783 | 290894598.2307 | 171876182.4877 | 762112768.509 | 670275267.8622 | 268609425.0562 | 207901654.8596 | 766017802.0122 | 34585586518.7128
0.25 | 572767873.3808 | 456511890.9743 | 389885644.6766 | 545160778.0127 | 585657436.0781 | 476140368.8957 | 411526914.2624 | 556421125.3547 | 602152604.934 | 492799043.7409 | 405484863.3207 | 582026932.7347 | 623190818.0999 | 503795631.6025 | 422260505.2054 | 592710162.9244 | 623408528.5708 | 508892278.9329 | 426889582.6203 | 613419696.5632 | 635177545.8265 | 504793335.6917 | 417929561.892 | 641638768.4668 | 644466308.0758 | 517119066.7844 | 430002161.5441 | 654324673.4043 | 640731981.0283 | 512721283.2655 | 416672890.3052 | 678316325.1472 | 651341273.7002 | 538558828.8793 | 413942078.9518 | 698863135.8071 | 656439634.5485 | 504592102.9019 | 405462736.9557 | 691987316.2342 | 688789930.6595 | 490669551.7157 | 390201332.0267 | 707747585.9949 | 675069841.263 | 494456038.6123 | 363119086.9862 | 724464937.0877 | 688360468.9507 | 466785275.2048 | 340534790.1376 | 743462435.9886 | 702061664.215 | 459360467.6044 | 347601023.3177 | 781582209.9708 | 728673809.9494 | 478870132.4892 | 363717722.165 | 797803083.4699 | 726183040.6982 | 472073622.8989 | 346054241.8733 | 833420632.481 | 772818713.4708 | 483387884.1712 | 368749199.2283 | 857483898.7866 | 769302983.5462 | 494603575.6949 | 383192253.8416 | 927153267.9183 | 850321170.6446 | 528436931.1972 | 409944613.4105 | 929780563.2643 | 861470976.8441 | 591887042.1939 | 432734742.2334 | 969420147.5692 | 46087934580.0712
0.3333 | 614311081.6613 | 497867953.2952 | 415720403.8585 | 582121587.2683 | 634463185.0473 | 519635361.4441 | 440033530.9668 | 585686507.9615 | 649105098.276 | 525812570.5104 | 436611532.0551 | 610155492.8717 | 670039100.0461 | 545950334.1549 | 449836143.9928 | 626460070.0105 | 661993907.8192 | 551220691.1839 | 462310986.286 | 645217015.6955 | 687118996.5721 | 551738898.9025 | 453517858.701 | 677948585.3552 | 677924645.5159 | 561398773.9575 | 471931358.0167 | 689527751.3339 | 675218501.6915 | 567501280.07 | 462567252.9761 | 707958528.7973 | 684754462.4721 | 599354549.5245 | 468833278.9057 | 735283464.6729 | 701657470.4394 | 568685921.9883 | 466734569.5706 | 732334446.4597 | 728850902.5183 | 570771710.0223 | 452004918.6517 | 747499007.7248 | 725568375.8849 | 570654000.9697 | 446831277.3598 | 773369353.8989 | 740047032.1988 | 552440545.1052 | 422282166.9323 | 777959867.6266 | 752354927.4997 | 550474718.2525 | 405123817.7099 | 827746728.2296 | 781537106.3194 | 580907921.3646 | 442275529.4093 | 858704618.8469 | 788297529.9545 | 577638959.0548 | 433302266.4475 | 885493394.6432 | 822551642.9273 | 583318479.8057 | 462064275.4626 | 910551333.1577 | 838368116.512 | 625642121.7679 | 475921215.2431 | 986300181.5105 | 918964418.5935 | 663532194.2968 | 512668705.9093 | 988459564.5205 | 953441464.9201 | 729346517.655 | 539498686.583 | 1040912353.6453 | 50710221099.4639
0.5 | 698205631.705 | 593374074.8825 | 466731808.0203 | 644142222.4052 | 713554500.6233 | 615485281.86 | 492831931.1423 | 648246353.6338 | 726618569.6155 | 626446891.7617 | 491025184.3328 | 684655888.0941 | 744296255.079 | 640688204.4559 | 507638319.1345 | 695030995.9649 | 739677902.8455 | 652276999.8298 | 526499321.3263 | 720054225.7835 | 756102857.9955 | 635075737.9741 | 516626394.4723 | 741658763.0426 | 754786884.6022 | 667559546.9864 | 538828524.8164 | 748672699.4218 | 755114802.3622 | 674630062.9341 | 544195192.5061 | 773716739.1252 | 762232717.6123 | 706109685.694 | 538143869.7753 | 795426875.062 | 771451789.2735 | 669966155.7367 | 539090926.7331 | 808851780.0801 | 823373996.734 | 684515620.0825 | 538777395.8227 | 820376633.0472 | 806245900.7632 | 694543352.5629 | 549195798.5584 | 851266103.1837 | 824207721.2633 | 676291307.2331 | 537976066.9761 | 859615747.1542 | 846221711.6958 | 701182791.6439 | 521453712.9852 | 918779659.0422 | 879980490.7323 | 729723851.7914 | 572372558.8865 | 940346504.648 | 900973240.6699 | 740578571.8912 | 569799147.2996 | 993740505.9274 | 951307997.0012 | 774996703.5044 | 595078440.6817 | 1015815576.1827 | 961186721.4819 | 797499729.5559 | 613157559.8396 | 1118512432.0811 | 1056685825.2791 | 884544409.2844 | 670374222.7356 | 1114955935.0213 | 1115368149.8709 | 924688548.5695 | 699739791.7577 | 1182050235.8284 | 58783223237.9718
0.6667 | 770277016.5219 | 732133721.54 | 526882161.3087 | 724630683.255 | 786513505.2482 | 744856604.3795 | 560437738.3815 | 735706379.3825 | 802601587.3237 | 761813130.7345 | 561379412.4441 | 766500061.3707 | 822357542.6654 | 779898744.8407 | 576527031.2775 | 780242359.4597 | 822118975.2689 | 782129465.5286 | 586254388.5831 | 816849009.7709 | 845107017.5325 | 762196679.5134 | 577541832.7035 | 809170668.5149 | 842893568.1316 | 788689293.4405 | 607552330.2533 | 808676455.6778 | 833475098.0171 | 806360766.9623 | 612600371.1755 | 843612965.3914 | 844246812.0198 | 821078575.3493 | 613937670.7922 | 875302693.1639 | 868120126.0273 | 788563479.188 | 622485886.876 | 892135201.6804 | 920839963.6703 | 826009249.4342 | 619116326.0256 | 907739193.9235 | 904596925.3058 | 854125691.3461 | 634198824.0173 | 946717998.7278 | 922605663.6107 | 836318080.851 | 639417100.6964 | 956265557.3328 | 946987477.8628 | 846464687.6722 | 631990698.1014 | 1004146712.2085 | 1024103275.4804 | 888690906.2673 | 681749180.9523 | 1060885290.8501 | 1046777668.3436 | 913701179.4879 | 693595267.8324 | 1103641351.0806 | 1093683840.7101 | 959796471.6238 | 722084818.4175 | 1141762062.3011 | 1130990916.5042 | 966070848.2703 | 749327632.078 | 1245011822.1926 | 1214869060.1161 | 1110568934.093 | 833728882.9853 | 1275829170.0267 | 1269019443.0956 | 1133453420.5022 | 843368205.5751 | 1355160623.7174 | 67759267434.9857
0.75 | 811829704.8481 | 819432143.3667 | 576257451.6472 | 758490747.7763 | 825967644.5981 | 838698455.0211 | 598964728.3984 | 774619250.6592 | 863071970.842 | 858405160.7006 | 593656780.3201 | 820942326.5453 | 887261786.4186 | 895750647.1706 | 613750614.8374 | 825074237.4646 | 866476766.976 | 875264522.0992 | 627996395.3303 | 863535460.4563 | 894269800.7347 | 863674850.6886 | 623746249.4095 | 868188729.3487 | 891360419.2752 | 884655717.3949 | 646808286.445 | 855963372.5557 | 895705712.3959 | 892872116.7344 | 653868541.5726 | 891387336.7695 | 902309201.5073 | 898532773.3866 | 652163914.5483 | 931119262.9126 | 937092333.8415 | 862784596.6532 | 674278248.5078 | 949362193.6812 | 998406085.8975 | 889924093.184 | 668265901.7462 | 967966466.5536 | 975860158.8723 | 955928250.4284 | 684461448.3906 | 1006286481.1409 | 1002171193.8981 | 927375542.2469 | 689855784.6596 | 1004876865.1743 | 1018017015.3818 | 942590957.5699 | 697552268.8607 | 1059218501.7804 | 1108340489.6156 | 979820527.72 | 749238842.7357 | 1136776698.5869 | 1123596220.8456 | 1040155273.7096 | 748268362.4192 | 1170019420.9109 | 1209714091.0449 | 1080506477.774 | 802226860.7664 | 1224097490.1672 | 1232253437.2955 | 1105549276.9975 | 830332990.4054 | 1333005909.6555 | 1328765476.7297 | 1247392479.338 | 945749942.8074 | 1364339163.8897 | 1392574873.018 | 1275714326.2016 | 923328812.4168 | 1439867340.2494 | 73545982254.9249
0.9 | 918124350.2653 | 1016956349.8955 | 694996861.2115 | 847215484.2457 | 954790460.2581 | 1042745926.2472 | 711234726.8572 | 881402956.4842 | 988926088.1766 | 1051521856.0994 | 714479759.8247 | 934424891.7616 | 1014410105.5438 | 1107455201.174 | 711849286.9267 | 939789207.954 | 1062904894.0214 | 1083045222.6582 | 763752698.8946 | 978255020.4814 | 1069453429.0754 | 1066568537.8284 | 741495053.4827 | 997054988.6265 | 1061485904.9818 | 1109070346.3848 | 770578091.0394 | 980477900.0477 | 1083077286.1606 | 1138689331.8151 | 794915347.8611 | 1041910100.4914 | 1144831977.4692 | 1150045887.6911 | 784372730.7199 | 1077193473.355 | 1118993299.9894 | 1117737665.9597 | 815416577.6 | 1094226605.6938 | 1231928679.6158 | 1109218359.9867 | 841140404.5259 | 1116012885.0619 | 1200987790.829 | 1174366896.876 | 863941448.6672 | 1175052940.2062 | 1261768365.2573 | 1187707318.6889 | 839224796.2363 | 1164377065.7854 | 1272627470.2993 | 1202878397.1805 | 873886470.6296 | 1224107538.35 | 1387712248.1721 | 1291282216.4288 | 958527294.8197 | 1354578355.5207 | 1422652033.7816 | 1336668665.6 | 945747451.0066 | 1404429775.9418 | 1548976449.3256 | 1405574674.6978 | 983201664.602 | 1471249631.9327 | 1518005834.2138 | 1431289052.9747 | 1085931319.7271 | 1571369651.5582 | 1642481012.764 | 1663127061.2296 | 1134763841.3583 | 1623529464.5728 | 1716333850.2903 | 1665111021.644 | 1187604640.4369 | 1684245651.0751 | 89749495577.1247
0.95 | 1022982963.4343 | 1103009589.8936 | 765705350.6904 | 917863501.2265 | 1078502629.7825 | 1137380559.0596 | 804142717.2069 | 938805191.001 | 1112107801.6142 | 1173983329.4811 | 820115520.7029 | 1022626496.3724 | 1177178823.8643 | 1277851149.0024 | 796969300.3099 | 1024390329.7569 | 1221233375.5084 | 1251796399.5316 | 861585215.4384 | 1072102456.7977 | 1253553528.6974 | 1222971935.5784 | 857025563.293 | 1103501276.9245 | 1230473320.0444 | 1267456084.0322 | 854503166.9517 | 1104344823.0819 | 1257257098.4063 | 1302180902.2024 | 898051876.8389 | 1151949356.8233 | 1317979027.554 | 1372879513.4781 | 867215078.6779 | 1180188321.6974 | 1341082269.5149 | 1300881528.0198 | 915114828.38 | 1194453870.8021 | 1430955229.7153 | 1254728024.3084 | 989056620.7983 | 1214853096.6351 | 1333666481.2796 | 1380194332.3739 | 1001206700.2129 | 1288692895.0186 | 1440647132.6818 | 1340115768.3937 | 950607339.5858 | 1315428991.2431 | 1440635519.1384 | 1379545841.0678 | 984148570.9266 | 1401116484.8675 | 1570522614.9564 | 1500692323.5419 | 1109377472.4531 | 1569631005.4553 | 1664054892.252 | 1574650098.5679 | 1117994108.6107 | 1589862197.4253 | 1722320233.7707 | 1610883810.8157 | 1179271438.7564 | 1653990008.1842 | 1822982684.627 | 1700346053.3532 | 1253138281.0405 | 1777514444.1101 | 1853957009.4508 | 1930499971.1056 | 1289295930.0142 | 1792140891.7126 | 1958143522.1592 | 1910771261.281 | 1328159176.8461 | 1927844503.6934 | 102127039034.104
1 | 2233736406.9251 | 2222061761.8517 | 1137840559.0642 | 1395306524.1869 | 2011409452.9761 | 2067715277.6495 | 1411109946.217 | 1820676711.7057 | 2254178426.0801 | 2209232751.2439 | 1187983068.8491 | 1578438853.2085 | 2088938822.912 | 2349601017.1037 | 1462726556.726 | 2591785313.6238 | 2830469679.7681 | 1996556074.9718 | 2052381556.4976 | 1972173353.3024 | 2310242378.834 | 2600222061.6861 | 1373480422.0353 | 1805792899.4883 | 2439051309.1628 | 2665581544.3794 | 1543224804.8525 | 2227454845.7514 | 2518948520.2214 | 1955849196.442 | 1897827746.9781 | 2287466282.1604 | 2323407061.674 | 2425307842.3019 | 2042298349.1807 | 2525265598.8468 | 2582185611.6174 | 2361361264.2096 | 1693028125.2593 | 2389101614.9032 | 2672594583.1558 | 2686482303.5731 | 1738196673.4679 | 2190397300.2624 | 2442308448.3615 | 2397967334.1447 | 1525652113.5879 | 2065553186.2074 | 2638577953.0171 | 2462207820.7571 | 1597458918.7605 | 2658574901.6149 | 2496183673.5188 | 2660555806.4058 | 1719779671.1225 | 2426252489.5547 | 2556623389.0672 | 2973091676.2998 | 2697259750.1133 | 3174153377.9325 | 3019687483.0097 | 2988435591.1962 | 2332381757.0047 | 2615593254.6135 | 2975128955.3056 | 2956320144.5683 | 1854741479.9005 | 2707198688.1541 | 3369471880.5631 | 2897218501.744 | 2307886972.4763 | 3157378430.0725 | 2870029657.2868 | 3274392008.0198 | 2428575732.1224 | 3267245284.1758 | 3151519594.9776 | 3387320448.4614 | 2268162932.4015 | 3507359728.7771 | 187957339490.604
| year | RR 2B_95% no CO2 | CO2 Cost
| 2016 | 1205.2231 | 698.2056 |  |  | Column Labels
| 2016 | 740.3992 | 593.3741 |  | Values | 2016 | 2017 | 2018 | 2019 | 2020 | 2021 | 2022 | 2023 | 2024 | 2025 | 2026 | 2027 | 2028 | 2029 | 2030 | 2031 | 2032 | 2033 | 2034 | 2035 | Grand Total
| 2016 | 5.9063 | 466.7318 |  | Sum of RR 2B_95% no CO2 | 2960.6058 | 2934.9044 | 3056.0052 | 3003.2523 | 3053.7951 | 2978.0503 | 2838.0133 | 2764.324 | 2746.1587 | 2607.7233 | 2474.3432 | 2588.5621 | 2568.9701 | 2627.4731 | 2551.1188 | 2851.5142 | 2978.7744 | 3046.3202 | 3130.788 | 3391.5927 | 57152.2893
| 2016 | 1009.0772 | 644.1422 |  | Sum of CO2 Cost | 2402.4537 | 2470.1181 | 2528.7465 | 2587.6538 | 2638.5084 | 2649.4638 | 2709.8477 | 2747.6568 | 2801.9131 | 2789.3607 | 2867.0436 | 2901.2512 | 2898.0908 | 2987.6379 | 3122.4234 | 3205.0915 | 3337.1987 | 3490.3564 | 3726.5604 | 3921.8467 | 58783.2232
| 2017 | 1217.3798 | 713.5545
| 2017 | 709.3638 | 615.4853
| 2017 | -19.872 | 492.8319
| 2017 | 1028.0327 | 648.2464
| 2018 | 1228.0798 | 726.6186
| 2018 | 765.6994 | 626.4469
| 2018 | 17.1934 | 491.0252
| 2018 | 1045.0326 | 684.6559
| 2019 | 1250.6184 | 744.2963
| 2019 | 712.4008 | 640.6882
| 2019 | -1.6095 | 507.6383
| 2019 | 1041.8426 | 695.031
| 2020 | 1269.3408 | 739.6779
| 2020 | 733.0224 | 652.277
| 2020 | -29.0348 | 526.4993
| 2020 | 1080.4667 | 720.0542
| 2021 | 1257.0928 | 756.1029
| 2021 | 690.0247 | 635.0757
| 2021 | -33.5707 | 516.6264
| 2021 | 1064.5035 | 741.6588
| 2022 | 1249.87 | 754.7869
| 2022 | 636.5918 | 667.5595
| 2022 | -94.3586 | 538.8285
| 2022 | 1045.9101 | 748.6727
| 2023 | 1227.2298 | 755.1148
| 2023 | 589.1364 | 674.6301
| 2023 | -95.617 | 544.1952
| 2023 | 1043.5747 | 773.7167
| 2024 | 1209.807 | 762.2327
| 2024 | 573.9554 | 706.1097
| 2024 | -98.1759 | 538.1439
| 2024 | 1060.5723 | 795.4269
| 2025 | 1182.045 | 771.4518
| 2025 | 541.1371 | 669.9662
| 2025 | -118.9432 | 539.0909
| 2025 | 1003.4846 | 808.8518
| 2026 | 1122.83 | 823.374
| 2026 | 479.5197 | 684.5156
| 2026 | -141.0654 | 538.7774
| 2026 | 1013.0589 | 820.3766
| 2027 | 1116.3323 | 806.2459
| 2027 | 522.1866 | 694.5434
| 2027 | -88.3528 | 549.1958
| 2027 | 1038.3961 | 851.2661
| 2028 | 1089.0456 | 824.2077
| 2028 | 494.0667 | 676.2913
| 2028 | -77.9917 | 537.9761
| 2028 | 1063.8495 | 859.6157
| 2029 | 1121.6808 | 846.2217
| 2029 | 550.8941 | 701.1828
| 2029 | -37.335 | 521.4537
| 2029 | 992.2333 | 918.7797
| 2030 | 1052.8529 | 879.9805
| 2030 | 494.9633 | 729.7239
| 2030 | -64.6455 | 572.3726
| 2030 | 1067.9481 | 940.3465
| 2031 | 1112.6602 | 900.9732
| 2031 | 594.5867 | 740.5786
| 2031 | 4.9484 | 569.7991
| 2031 | 1139.319 | 993.7405
| 2032 | 1138.9274 | 951.308
| 2032 | 618.7453 | 774.9967
| 2032 | -0.055466 | 595.0784
| 2032 | 1221.1572 | 1015.8156
| 2033 | 1209.1935 | 961.1867
| 2033 | 643.2608 | 797.4997
| 2033 | 10.3162 | 613.1576
| 2033 | 1183.5496 | 1118.5124
| 2034 | 1145.8105 | 1056.6858
| 2034 | 616.1069 | 884.5444
| 2034 | 44.9242 | 670.3742
| 2034 | 1323.9464 | 1114.9559
| 2035 | 1256.4449 | 1115.3681
| 2035 | 646.4601 | 924.6885
| 2035 | 58.44 | 699.7398
| 2035 | 1430.2477 | 1182.0502

## RR 2C no CO2
Rev Requirement w\out CO2 ($ millions)
| 1 | 2 | 3 | 4 | 5 | 6 | 7 | 8 | 9 | 10 | 11 | 12 | 13 | 14 | 15 | 16 | 17 | 18 | 19 | 20 | 21 | 22 | 23 | 24 | 25 | 26 | 27 | 28 | 29 | 30 | 31 | 32 | 33 | 34 | 35 | 36 | 37 | 38 | 39 | 40 | 41 | 42 | 43 | 44 | 45 | 46 | 47 | 48 | 49 | 50 | 51 | 52 | 53 | 54 | 55 | 56 | 57 | 58 | 59 | 60 | 61 | 62 | 63 | 64 | 65 | 66 | 67 | 68 | 69 | 70 | 71 | 72 | 73 | 74 | 75 | 76 | 77 | 78 | 79 | 80
0 | 454.0868 | 338.0949 | 261.7328 | 295.1014 | 445.3244 | 257.9939 | 21.1658 | 328.3353 | 401.9456 | 148.0024 | -7.3291 | 158.589 | 317.5725 | 110.5973 | -135.5043 | 209.9254 | 92.6034 | -73.5738 | -223.8188 | 18.4078 | 89.0942 | 4.56 | -200.9408 | 37.3277 | 201.9789 | 28.6938 | -211.4144 | -8.4861 | 149.5597 | -67.2697 | -242.6403 | -115.7116 | 234.0325 | 4.5413 | -251.9907 | -118.9449 | 184.8848 | 27.762 | -281.5083 | -79.3036 | 193.3857 | 1.5677 | -287.6564 | -98.0045 | 208.1482 | 79.0035 | -227.6015 | 83.0471 | 103.8672 | 44.9784 | -203.3551 | -51.6987 | 78.1525 | -41.0142 | -349.802 | -69.9733 | 81.0402 | 33.4294 | -468.405 | -46.5163 | 178.3106 | 34.4667 | -363.2444 | -108.988 | 134.4531 | -30.9343 | -233.0457 | -170.0626 | 192.601 | 144.8197 | -214.2147 | 114.6482 | 34.3523 | 19.8383 | -243.9327 | 13.4653 | 113.1532 | 113.0446 | -305.6468 | 98.0159
0.05 | 530.1238 | 395.6274 | 331.7566 | 468.6329 | 537.0561 | 391.3968 | 264.4152 | 460.619 | 545.531 | 351.677 | 189.856 | 449.0189 | 540.49 | 339.6705 | 120.8816 | 444.5567 | 535.251 | 288.1784 | 42.7315 | 401.6207 | 528.5183 | 241.2129 | -20.3249 | 406.1044 | 523.6473 | 220.1979 | -40.0582 | 426.9527 | 509.6789 | 241.493 | -37.1869 | 397.5824 | 518.868 | 210.4967 | -54.238 | 355.5535 | 467.052 | 184.2701 | -68.0236 | 356.9126 | 457.3874 | 208.4051 | -68.5294 | 382.4514 | 465.3918 | 225.0227 | -43.7069 | 390.1355 | 472.5839 | 233.5831 | -16.1338 | 370.058 | 493.7782 | 262.0766 | 6.9187 | 410.9929 | 450.895 | 259.442 | -12.7396 | 396.1815 | 450.0567 | 277.5845 | 5.198 | 424.7096 | 466.7226 | 276.8015 | 26.7924 | 437.5901 | 492.3689 | 316.8718 | 37.4714 | 486.8328 | 511.8409 | 314.0588 | 48.3973 | 500.6517 | 507.5434 | 323.1357 | 60.5603 | 559.7467
0.1 | 576.6785 | 421.5253 | 344.6568 | 497.8662 | 584.9252 | 420.6515 | 330.056 | 498.6891 | 586.7265 | 402.3543 | 270.077 | 491.7045 | 585.4031 | 385.6967 | 203.0676 | 487.7991 | 587.557 | 372.8042 | 158.0592 | 475.8319 | 592.1856 | 330.6616 | 120.6431 | 489.8809 | 585.6738 | 320.9205 | 48.0873 | 491.9209 | 584.6283 | 313.655 | 52.217 | 474.8692 | 609.2355 | 282.5343 | 52.5949 | 433.0485 | 566.6495 | 268.8478 | 29.1402 | 448.8238 | 554.2416 | 275.4759 | 27.3996 | 489.0621 | 555.8671 | 304.2796 | 68.0451 | 479.3378 | 556.5997 | 324.8723 | 52.2731 | 476.2354 | 561.4258 | 339.6694 | 84.9737 | 497.3744 | 576.5787 | 343.6277 | 91.9445 | 502.807 | 559.5853 | 349.5918 | 88.6769 | 561.8154 | 573.0547 | 345.7579 | 118.8425 | 544.9745 | 593.8373 | 383.8329 | 109.2713 | 583.3969 | 637.9661 | 380.8797 | 146.6514 | 592.5306 | 642.6078 | 395.0239 | 166.3631 | 655.8242
0.25 | 675.0819 | 489.6564 | 379.1309 | 561.3015 | 679.0375 | 490.659 | 371.4125 | 566.9531 | 687.8707 | 495.6991 | 367.3713 | 571.7308 | 695.2917 | 479.1489 | 342.4365 | 582.1101 | 701.4201 | 472.5868 | 299.371 | 589.1737 | 699.7819 | 456.8169 | 281.8353 | 603.3435 | 731.603 | 459.5865 | 239.6461 | 616.4484 | 725.0242 | 442.4121 | 222.911 | 614.4129 | 715.4185 | 430.7606 | 222.6516 | 602.8959 | 699.2329 | 427.6203 | 201.2214 | 615.5373 | 708.4353 | 411.1974 | 190.1788 | 627.6886 | 716.8699 | 428.4218 | 228.1538 | 639.2651 | 726.8105 | 452.1463 | 227.0377 | 645.7847 | 724.0407 | 449.4843 | 244.6092 | 665.9591 | 728.7701 | 467.7165 | 237.7262 | 690.304 | 755.5385 | 481.0288 | 261.9536 | 742.8304 | 759.2045 | 478.4324 | 295.7219 | 758.312 | 806.9478 | 506.8836 | 289.2619 | 778.8285 | 838.6703 | 515.4755 | 322.0097 | 802.5833 | 855.2389 | 530.04 | 325.1784 | 884.7963
0.3333 | 704.6279 | 523.4737 | 394.5491 | 610.7479 | 711.6675 | 526.3367 | 388.0966 | 611.9316 | 721.3567 | 527.7538 | 392.7437 | 626.6801 | 733.1969 | 525.774 | 372.0893 | 631.877 | 741.8097 | 520.7846 | 348.1637 | 634.6156 | 752.8497 | 514.5118 | 330.0295 | 663.0279 | 784.301 | 511.2171 | 306.9812 | 674.3413 | 768.9599 | 511.7489 | 290.6753 | 670.0971 | 770.1667 | 495.4272 | 274.207 | 664.1078 | 765.813 | 486.3241 | 276.1659 | 679.5988 | 763.884 | 478.779 | 256.6688 | 691.8141 | 789.8395 | 496.2529 | 283.3959 | 709.9861 | 789.7308 | 505.697 | 293.0179 | 728.9751 | 800.3926 | 509.1429 | 303.591 | 743.5348 | 798.4572 | 518.8376 | 322.1909 | 761.8693 | 822.6022 | 543.2436 | 334.1356 | 815.0962 | 847.5 | 537.6687 | 350.5002 | 842.8843 | 885.3018 | 563.7622 | 354.6749 | 873.8961 | 912.9529 | 595.0398 | 382.7204 | 921.1474 | 963.7612 | 617.022 | 385.65 | 979.9846
0.5 | 763.7053 | 603.5407 | 418.9359 | 685.0929 | 774.5618 | 607.6487 | 417.1405 | 687.443 | 785.2219 | 610.8541 | 432.0395 | 708.2263 | 795.3416 | 621.875 | 418.9805 | 725.3203 | 821.4127 | 616.1745 | 413.1158 | 723.9884 | 824.7129 | 623.6529 | 399.9516 | 759.2025 | 862.375 | 637.6801 | 401.1881 | 787.4888 | 865.6199 | 627.3439 | 381.2611 | 783.6548 | 856.9811 | 620.0703 | 388.061 | 779.7859 | 862.2883 | 629.188 | 376.1357 | 804.8445 | 846.2416 | 613.0592 | 369.3066 | 832.8738 | 890.6736 | 646.7937 | 380.9332 | 845.8451 | 892.7536 | 633.8767 | 392.3645 | 881.0844 | 931.3596 | 661.8232 | 406.0083 | 878.3276 | 913.5834 | 634.2693 | 406.6079 | 902.8679 | 962.514 | 701.9558 | 433.2586 | 950.5504 | 987.3828 | 703.2993 | 442.3868 | 1009.9038 | 1035.4254 | 755.9942 | 462.7563 | 1045.5498 | 1050.7375 | 767.8165 | 497.317 | 1119.1876 | 1116.7199 | 807.052 | 508.5679 | 1185.3256
0.6667 | 809.491 | 710.98 | 462.194 | 745.3618 | 833.6443 | 733.2739 | 460.9414 | 759.5028 | 849.7596 | 744.2023 | 478.2013 | 782.3488 | 864.0766 | 760.2446 | 476.2644 | 805.1707 | 898.6036 | 767.3115 | 464.974 | 828.195 | 901.3372 | 787.6312 | 466.5494 | 870.754 | 938.9046 | 784.0275 | 462.4227 | 874.0411 | 957.2104 | 802.0327 | 454.1052 | 890.5961 | 948.9965 | 761.3591 | 459.4267 | 903.2949 | 954.199 | 802.8795 | 449.8535 | 917.0306 | 956.2387 | 798.5849 | 455.5428 | 957.9756 | 1007.7558 | 825.9159 | 474.5438 | 992.3827 | 1010.8635 | 834.6022 | 488.1077 | 1027.722 | 1049.0773 | 866.7161 | 495.2907 | 1017.3777 | 1056.3398 | 806.9606 | 503.643 | 1066.3295 | 1103.7527 | 892.0646 | 546.4969 | 1127.4101 | 1163.8948 | 957.3195 | 552.9369 | 1173.3062 | 1198.4874 | 974.9342 | 582.5075 | 1243.108 | 1209.8588 | 1015.7368 | 633.6073 | 1326.7992 | 1293.0093 | 1059.8652 | 665.2048 | 1384.7448
0.75 | 838.9746 | 787.02 | 494.552 | 778.4189 | 866.9661 | 798.6203 | 498.778 | 792.046 | 879.98 | 810.4445 | 514.2477 | 823.3761 | 897.4124 | 830.8278 | 519.9048 | 851.9896 | 942.0806 | 867.333 | 509.6824 | 874.6812 | 946.5249 | 881.9196 | 511.4984 | 930.8557 | 996.9887 | 884.7718 | 520.0513 | 922.5755 | 1000.2023 | 885.2574 | 508.346 | 951.7118 | 1006.0898 | 874.6902 | 506.5456 | 969.2603 | 1004.7744 | 922.0115 | 504.8168 | 992.2745 | 1030.1709 | 922.7127 | 520.8167 | 1024.8947 | 1090.6116 | 941.5845 | 529.6898 | 1088.0007 | 1092.717 | 949.3192 | 536.3967 | 1098.9597 | 1128.0641 | 969.0594 | 551.1821 | 1120.7113 | 1124.9187 | 957.0057 | 549.9772 | 1145.3487 | 1183.4909 | 1028.3266 | 609.5758 | 1239.3436 | 1248.8484 | 1052.4094 | 626.7777 | 1302.1753 | 1300.9916 | 1094.7281 | 689.5075 | 1331.6373 | 1315.8212 | 1169.3715 | 733.1679 | 1435.0932 | 1391.5146 | 1190.5803 | 777.2344 | 1489.3658
0.9 | 927.9922 | 940.8171 | 615.7594 | 854.992 | 942.9889 | 982.5973 | 624.9953 | 888.0636 | 971.8008 | 989.6642 | 645.7799 | 934.8279 | 1010.4341 | 1048.8124 | 651.6678 | 977.0468 | 1053.1482 | 1043.707 | 662.297 | 1005.426 | 1073.0951 | 1122.0751 | 682.6778 | 1075.4918 | 1128.0103 | 1122.4989 | 693.0077 | 1081.1986 | 1145.7458 | 1154.7154 | 679.5813 | 1112.049 | 1172.3685 | 1131.7726 | 661.8556 | 1163.3844 | 1171.933 | 1189.9642 | 680.9815 | 1187.979 | 1193.4372 | 1236.1134 | 690.225 | 1217.3704 | 1238.2426 | 1233.5194 | 715.8426 | 1344.1989 | 1301.9039 | 1259.3908 | 734.7665 | 1287.3542 | 1304.2713 | 1227.1753 | 753.9189 | 1376.5281 | 1352.8748 | 1301.636 | 797.1841 | 1419.4801 | 1388.8802 | 1387.8648 | 851.9158 | 1476.3844 | 1499.7455 | 1419.2981 | 911.6863 | 1569.7442 | 1573.6454 | 1510.6197 | 1008.0449 | 1627.3869 | 1569.9932 | 1574.7186 | 984.008 | 1754.4649 | 1713.9324 | 1560.6753 | 1033.5538 | 1796.6429
0.95 | 979.0916 | 1038.2823 | 681.4625 | 893.4084 | 986.5672 | 1074.2851 | 692.6167 | 925.073 | 1029.3793 | 1098.9103 | 718.6429 | 993.6181 | 1076.8387 | 1130.2377 | 743.297 | 1047.5259 | 1134.6894 | 1165.4355 | 767.6288 | 1092.2022 | 1170.173 | 1252.362 | 804.5859 | 1168.3492 | 1200.2116 | 1246.2357 | 796.5639 | 1170.791 | 1243.2778 | 1290.4341 | 782.0701 | 1225.0082 | 1292.3181 | 1286.4564 | 816.079 | 1261.7244 | 1256.1924 | 1297.0728 | 803.1953 | 1300.8576 | 1333.5493 | 1387.7954 | 791.9988 | 1349.0993 | 1363.7979 | 1442.5137 | 884.9138 | 1444.1493 | 1421.3138 | 1455.7154 | 879.5891 | 1403.844 | 1449.9247 | 1400.7189 | 862.1664 | 1489.9604 | 1490.1513 | 1473.5639 | 928.8879 | 1556.7286 | 1518.5857 | 1589.793 | 1038.0482 | 1621.5011 | 1656.377 | 1642.0736 | 1094.4669 | 1723.7258 | 1740.948 | 1742.1022 | 1137.237 | 1803.0226 | 1753.9193 | 1824.3681 | 1152.214 | 1887.8829 | 1920.9158 | 1860.1708 | 1210.5709 | 2006.4367
1 | 1247.4625 | 1376.1641 | 835.2126 | 1076.4297 | 1216.2086 | 1457.4091 | 858.3461 | 1144.3489 | 1300.3626 | 1397.306 | 992.8701 | 1239.2442 | 1370.7534 | 1774.8869 | 989.7435 | 1335.2579 | 1423.4934 | 1746.2395 | 1079.5378 | 1385.2099 | 1482.8662 | 1834.5563 | 1180.9409 | 1542.7694 | 1897.2795 | 1730.3194 | 1192.1246 | 1476.5673 | 1557.1228 | 2124.0081 | 1339.1008 | 1716.1426 | 1872.6003 | 2093.7555 | 1520.9637 | 1780.9415 | 2034.4133 | 1920.5802 | 1523.2699 | 1707.2539 | 1943.0949 | 2159.7874 | 1268.1838 | 1846.2587 | 1967.5004 | 2293.9919 | 1538.1332 | 1917.8956 | 1889.7145 | 2058.579 | 1446.8541 | 1869.8314 | 1951.6624 | 2394.5071 | 1442.9673 | 1869.7362 | 2173.9153 | 2264.6454 | 2002.8124 | 2786.4715 | 2461.2187 | 2775.7529 | 1635.4706 | 2305.1335 | 2517.6492 | 2582.494 | 1596.7392 | 2707.5401 | 2643.2814 | 2788.5882 | 1815.8869 | 2559.0703 | 2577.0773 | 3026.1976 | 1976.1374 | 2707.4491 | 2725.072 | 4323.0277 | 1886.4216 | 3095.0897
CO2 Tax Rev ($)
| 1 | 2 | 3 | 4 | 5 | 6 | 7 | 8 | 9 | 10 | 11 | 12 | 13 | 14 | 15 | 16 | 17 | 18 | 19 | 20 | 21 | 22 | 23 | 24 | 25 | 26 | 27 | 28 | 29 | 30 | 31 | 32 | 33 | 34 | 35 | 36 | 37 | 38 | 39 | 40 | 41 | 42 | 43 | 44 | 45 | 46 | 47 | 48 | 49 | 50 | 51 | 52 | 53 | 54 | 55 | 56 | 57 | 58 | 59 | 60 | 61 | 62 | 63 | 64 | 65 | 66 | 67 | 68 | 69 | 70 | 71 | 72 | 73 | 74 | 75 | 76 | 77 | 78 | 79 | 80 | Total
0 | 0 | 0 | 0 | 0 | 0 | 0 | 0 | 0 | 0 | 0 | 0 | 0 | 0 | 0 | 0 | 0 | 0 | 0 | 0 | 0 | 0 | 0 | 0 | 0 | 0 | 0 | 0 | 0 | 0 | 0 | 0 | 0 | 0 | 0 | 0 | 0 | 0 | 0 | 0 | 0 | 0 | 0 | 0 | 0 | 0 | 0 | 0 | 0 | 0 | 0 | 0 | 0 | 0 | 0 | 0 | 0 | 0 | 0 | 0 | 0 | 0 | 0 | 0 | 0 | 0 | 0 | 0 | 0 | 0 | 0 | 0 | 0 | 0 | 0 | 0 | 0 | 0 | 0 | 0 | 0 | 0
0.05 | 0 | 0 | 0 | 0 | 0 | 0 | 0 | 0 | 0 | 0 | 0 | 0 | 0 | 0 | 0 | 0 | 0 | 0 | 0 | 0 | 0 | 0 | 0 | 0 | 0 | 0 | 0 | 0 | 0 | 0 | 0 | 0 | 0 | 0 | 0 | 0 | 0 | 0 | 0 | 0 | 0 | 0 | 0 | 0 | 0 | 0 | 0 | 766640.835 | 391606.1428 | 0 | 6171.0738 | 8082348.7368 | 9628881.8952 | 729.328 | 0 | 9016569.3955 | 10926208.9589 | 0 | 45598.3178 | 17108572.7487 | 18746080.4943 | 74031.4417 | 47978.655 | 17242527.4778 | 15254049.7356 | 691954.4684 | 347868.4294 | 20683686.2484 | 17941564.503 | 1968377.446 | 144866.5222 | 21403125.8717 | 21157066.4782 | 3016424.0458 | 1234891.3357 | 24136136.662 | 22315778.055 | 5623815.9959 | 1965884.0446 | 24920452.0392 | 274889887.3823
0.1 | 0 | 0 | 0 | 0 | 0 | 0 | 0 | 0 | 0 | 0 | 0 | 0 | 0 | 0 | 0 | 0 | 0 | 0 | 0 | 0 | 0 | 0 | 0 | 0 | 0 | 0 | 0 | 0 | 0 | 0 | 0 | 0 | 0 | 0 | 0 | 458683.0557 | 3533938.8848 | 1017121.0918 | 833934.0305 | 18985784.4699 | 23959973.0647 | 4050318.4777 | 4856109.9872 | 21604014.572 | 23865592.9587 | 8336447.8965 | 2362131.1966 | 31767076.0392 | 28972076.5758 | 7216986.0265 | 3529803.1994 | 35245616.9789 | 32167798.049 | 10844587.9901 | 3815042.5116 | 39271677.3613 | 36295012.0334 | 9714562.2318 | 6158849.4067 | 53560100.369 | 46253138.2571 | 13300080.7184 | 8791983.029 | 50521064.7284 | 45365274.7408 | 16461719.6848 | 7808786.2647 | 51462689.9469 | 48583619.5375 | 17432820.212 | 11813322.4346 | 52951976.9495 | 58559573.5538 | 21111241.9705 | 13669434.4661 | 55002152.1516 | 50542909.1273 | 22857762.6355 | 16722683.2604 | 54049364.4357 | 1075684836.5633
0.25 | 0 | 0 | 0 | 0 | 0 | 0 | 0 | 0 | 0 | 0 | 0 | 0 | 0 | 0 | 0 | 0 | 0 | 0 | 0 | 0 | 0 | 0 | 473341.6489 | 20260769.9986 | 33438940.4401 | 20494557.9179 | 16044331.4802 | 54955540.6568 | 54945804.6203 | 32083439.3696 | 27070980.2023 | 78752836.5422 | 85218012.8497 | 59522946.2023 | 36926588.0717 | 113467561.1835 | 103564741.8971 | 67618233.7735 | 43885337.573 | 111860036.7484 | 119837557.5151 | 67482096.0244 | 42590618.927 | 109707004.5366 | 103097554.5822 | 64310006.5421 | 38458302.3225 | 118911023.5568 | 106792248.2555 | 63917558.1672 | 37435555.931 | 118103069.3845 | 119298807.8102 | 64354813.2244 | 43196046.4985 | 122933625.3885 | 112741294.9407 | 70969880.35 | 49243290.888 | 135398912.5817 | 124561240.9485 | 67715428.895 | 47955093.33 | 129215380.4072 | 122109727.1583 | 71765206.189 | 48561805.2766 | 139928057.5685 | 130727031.1226 | 73403335.8978 | 52193085.5938 | 141798241.0891 | 132192461.3584 | 78626873.1507 | 52193667.1174 | 142390217.9033 | 137356889.0828 | 87460854.3093 | 58565544.0006 | 146879158.0183 | 4654962567.0203
0.3333 | 0 | 0 | 0 | 0 | 0 | 0 | 0 | 0 | 0 | 0 | 0 | 0 | 0 | 0 | 0 | 0 | 0 | 0 | 618615.4958 | 22162929.7717 | 42657125.9736 | 29881181.5452 | 27300718.924 | 76996612.2161 | 87256383.5254 | 59510443.7598 | 43113150.47 | 109528380.0673 | 111561262.7941 | 79530455.0499 | 57018699.9114 | 130930457.2754 | 138485055.2339 | 102813080.488 | 69134382.2912 | 156371981.9665 | 147202863.3645 | 106783166.1836 | 76546320.1019 | 153108720.3631 | 175772038.8055 | 99494862.6836 | 68958021.5765 | 151802948.7462 | 151605659.0116 | 94488286.7011 | 58526821.6203 | 156085208.5043 | 153552978.8229 | 93579189.4818 | 65237794.6188 | 162943521.3742 | 158948776.135 | 101041761.207 | 68727046.4674 | 168709292.7043 | 161832107.316 | 104019840.7319 | 69798358.555 | 178961567.1016 | 168634377.7507 | 97524527.0951 | 69199280.0312 | 182514546.329 | 173074002.4601 | 110620886.4613 | 78269058.5268 | 192928451.7153 | 179230166.8477 | 111051903.3473 | 82506691.2864 | 189606421.3925 | 174786325.5177 | 115510677.9297 | 75762662.0553 | 195468623.4608 | 186888015.3776 | 129136423.9393 | 91159300.5007 | 193581364.9806 | 7070051775.9425
0.5 | 0 | 0 | 0 | 0 | 0 | 0 | 0 | 0 | 0 | 0 | 0 | 0 | 0 | 7809160.7974 | 22447553.18 | 68829370.4315 | 97833018.9337 | 78396163.5911 | 68720765.4109 | 146256445.9966 | 158560157.0701 | 120187002.1763 | 87148350.8099 | 182377442.7819 | 186705313.4887 | 138745370.6893 | 101566739.4744 | 193925732.5367 | 208098088.8304 | 169509098.7352 | 116973300.9513 | 226808670.6119 | 234797229.7526 | 183301217.0804 | 124491706.6928 | 258562365.135 | 256699052.7711 | 193168038.8177 | 135070952.7068 | 259264209.6449 | 270744309.0893 | 188277998.7966 | 119923834.6261 | 236406685.2885 | 245630917.5244 | 178484123.6218 | 121906002.1876 | 253477829.6215 | 252024004.1493 | 172302655.7367 | 116034398.3667 | 269102372.0562 | 262625356.9261 | 185980128.6195 | 121179909.8324 | 271415835.5336 | 260027838.5068 | 185593209.4617 | 126050102.1 | 288644588.0882 | 265062895.0984 | 188430706.2233 | 130816622.0936 | 288650655.8398 | 261572674.251 | 195242272.8081 | 134653315.4634 | 303067801.2796 | 278151856.2306 | 206551627.031 | 143466687.5757 | 311727284.5511 | 276294022.4827 | 214852956.6142 | 139872582.0446 | 301561898.7729 | 294396859.4436 | 224351834.8085 | 149945197.9809 | 311398349.5509 | 12772152719.3748
0.6667 | 0 | 0 | 0 | 0 | 0 | 0 | 0 | 0 | 0 | 15350575.2548 | 26106083.0321 | 97427966.161 | 145530943.1396 | 120090052.6305 | 94623684.9245 | 182479269.2572 | 229181306.2039 | 195250616.4271 | 142547440.9247 | 272746594.6643 | 299782115.3794 | 220046373.0878 | 155323031.004 | 287947023.0164 | 303357247.8641 | 236305728.0658 | 172151097.0343 | 291886045.3411 | 325882477.0046 | 279840215.5459 | 192794028.5921 | 332845843.7182 | 347281782.8337 | 307621316.3452 | 205363663.0989 | 353196631.8833 | 368456828.4733 | 296013208.5473 | 209497266.8332 | 362631629.6504 | 375848578.6273 | 294298444.7117 | 194199594.5899 | 348935884.6443 | 345990705.7499 | 303648036.2157 | 201969643.7516 | 364184582.4123 | 363462766.1356 | 287366183.0882 | 200000528.3016 | 371792124.1056 | 368042311.3467 | 297479334.6306 | 194573842.0594 | 379335268.3004 | 367056149.6781 | 295778321.293 | 204109114.9622 | 377594680.4721 | 366453553.4192 | 302959565.6292 | 210116071.7993 | 391452163.29 | 390618740.4537 | 311393895.3167 | 210138468.1943 | 405165996.7996 | 399630022.385 | 316957816.8276 | 216409134.4715 | 436167143.8949 | 392541044.7869 | 337663586.4421 | 225386989.0241 | 405042628.1677 | 425012239.5 | 359742984.2474 | 233630349.9881 | 438759839.0658 | 19980466414.7181
0.75 | 0 | 0 | 0 | 0 | 0 | 0 | 0 | 0 | 71034349.6627 | 87620366.6678 | 71465825.0754 | 166496903.7038 | 208721437.4586 | 184503420.1544 | 137482720.4059 | 251627536.8255 | 299668270.6735 | 261542957.3445 | 180222115.1592 | 340633646.4539 | 363792199.9396 | 279389960.3018 | 201855738.8043 | 349719617.4487 | 375650627.3775 | 318512268.3397 | 225298883.2909 | 354476313.756 | 383576158.8399 | 347198681.4151 | 232385191.9208 | 383260658.2723 | 401435213.0737 | 370747730.5101 | 260496814.5861 | 417209457.6955 | 422201667.3573 | 357936840.0004 | 262790432.8732 | 419074643.4323 | 443321812.555 | 345203648.8203 | 243104557.8859 | 418550831.4221 | 425169164.86 | 368650170.4901 | 260819818.9659 | 434353805.625 | 433300960.9432 | 368573358.8365 | 248486739.0898 | 426473121.9785 | 433281329.8609 | 357790824.7501 | 233038139.6263 | 452003151.9865 | 421469842.4047 | 366493313.6558 | 248586671.5004 | 450771889.3987 | 423845497.0219 | 370274989.5523 | 254415807.0304 | 470154086.7356 | 468825497.3072 | 386604498.9645 | 261296021.4779 | 480755292.0382 | 471553830.7351 | 389124149.8369 | 264568797.1386 | 503392976.5163 | 474494846.5534 | 430920884.4032 | 277738120.9303 | 484320136.2966 | 514371247.9504 | 466955632.6167 | 291943784.6515 | 527949871.8157 | 24580977773.0487
0.9 | 0 | 0 | 0 | 0 | 0 | 85886871.2675 | 89917489.8059 | 193564073.5425 | 254818271.1435 | 251091960.6487 | 192176855.6466 | 337681555.5173 | 373404866.222 | 370078933.589 | 257214217.6257 | 400343725.0796 | 466870847.0945 | 435923165.9761 | 306340665.8425 | 481891193.6125 | 548937436.558 | 469269613.3602 | 332717820.2288 | 499027971.5914 | 525174399.7447 | 500071339.0862 | 357878852.1578 | 510060258.0016 | 576813388.0598 | 530859712.9925 | 361746317.1581 | 557501655.0769 | 584061744.164 | 566347545.8531 | 360626787.9724 | 588060906.9887 | 615088115.086 | 560939452.1066 | 412602332.0164 | 570002222.507 | 627192137.3649 | 541314197.9231 | 354947250.8752 | 568293697.5805 | 589140708.7257 | 609273168.7479 | 388984360.4744 | 621193238.8465 | 619523115.2326 | 562365314.9828 | 380963347.0473 | 583978143.3449 | 641854861.1646 | 567178289.4606 | 353788510.4526 | 600763595.2355 | 680577981.8822 | 582552124.137 | 401769491.424 | 632512227.3823 | 671469257.3192 | 601428833.0185 | 398384697.5932 | 635830022.3656 | 711234800.9883 | 621734015.8068 | 422702451.5123 | 675855082.8768 | 688730439.1003 | 649397095.9643 | 424072057.9261 | 704636320.943 | 720809505.3641 | 703206080.9951 | 455432067.333 | 725877275.8495 | 782559448.9263 | 692854802.3524 | 470592607.3337 | 768248310.0752 | 37958213499.2525
0.95 | 0 | 0 | 0 | 8926855.1721 | 139914091.8264 | 191838600.4079 | 159821680.0579 | 289068331.9733 | 366773741.8675 | 338270486.7612 | 264597308.4074 | 405681957.5321 | 494005072.1193 | 511964414.4418 | 324175401.7742 | 500834106.7324 | 580295028.825 | 555625120.8547 | 410054120.632 | 605446162.3056 | 697857871.1057 | 643586740.2906 | 423501912.5271 | 602804915.1132 | 643002259.6468 | 663118686.053 | 470326870.7844 | 605711526.512 | 688671230.1883 | 661998013.6924 | 439309740.8505 | 641379768.9426 | 698452800.4256 | 711511489.9043 | 434829173.7853 | 696596468.6534 | 754449523.0136 | 714160045.405 | 492852807.837 | 699560035.6041 | 777529789.6926 | 655849419.8664 | 487638512.6655 | 684411686.1893 | 761499330.0533 | 750097907.1276 | 474587379.9988 | 755047599.3541 | 773023823.4438 | 703202661.6495 | 441030475.3129 | 679083342.5133 | 780944049.5579 | 722105109.4946 | 447581012.7408 | 718647597.3492 | 815255790.5008 | 771985817.0409 | 512869526.1554 | 817323938.7051 | 831798639.5347 | 754071417.2554 | 507270663.9964 | 762698678.9106 | 892740878.6405 | 784844610.3719 | 529220528.7295 | 832169652.524 | 832876435.4023 | 863968276.0062 | 590924547.6474 | 851379659.9104 | 880967126.0317 | 952658973.889 | 564483075.5876 | 880154838.3978 | 1003502738.056 | 918128538.558 | 609102092.5973 | 936506641.555 | 47840157145.0396
1 | 0 | 97338887.9806 | 147910204.8831 | 386686220.7288 | 545916122.4203 | 552168737.3801 | 470537015.6994 | 776648601.9454 | 761053153.7398 | 809582632.6869 | 692048497.9851 | 934623207.092 | 1067124030.5511 | 1006847079.4238 | 657615956.1431 | 1075146847.8032 | 1479646292.3274 | 1352520035.7616 | 996211510.1236 | 1265520575.8916 | 1677578343.2283 | 1409604140.7937 | 1223014325.205 | 1347723302.2727 | 1401323687.2431 | 1690411939.6607 | 937027598.1831 | 1300527861.3556 | 1370827132.6675 | 1343425750.3662 | 1217104438.5204 | 1883608953.4684 | 1503834698.4362 | 1389639749.0076 | 1036934712.7139 | 1329504619.8746 | 1313768265.0848 | 1319150504.4275 | 950223116.4629 | 1624880599.739 | 1557501862.1168 | 1331314725.7792 | 1025713304.8902 | 1284238652.7566 | 1345016395.6572 | 1595971479.0152 | 1086490194.3863 | 1071139639.3996 | 1458047430.4752 | 1492714391.3225 | 1125478313.9491 | 1472960843.0819 | 1432138338.0672 | 1484538131.5696 | 1108901048.484 | 1494656456.7266 | 1690361959.6739 | 1774169751.169 | 1234379406.0814 | 1460574900.3508 | 1871518993.7322 | 1672855041.4961 | 1628432981.8578 | 1818386600.9056 | 1699306701.4822 | 1746684626.3144 | 1140512805.4481 | 1848621084.3043 | 1886040899.017 | 1697438756.4996 | 1375279455.4097 | 1945375274.0613 | 1774232262.9119 | 1773636750.3921 | 1322281070.0207 | 1887676415.8776 | 1790885471.1877 | 1787912347.5895 | 1390592521.1714 | 1744150157.0367 | 103673386790.947
| year | RR 2C_no CO2 | CO2 Cost
| 2016 | 1205.2231 | 0 |  |  | Column Labels
| 2016 | 740.3992 | 0 |  | Values | 2016 | 2017 | 2018 | 2019 | 2020 | 2021 | 2022 | 2023 | 2024 | 2025 | 2026 | 2027 | 2028 | 2029 | 2030 | 2031 | 2032 | 2033 | 2034 | 2035 | Grand Total
| 2016 | 5.9063 | 0 |  | Sum of RR 2C_no CO2 | 2960.6058 | 2934.9044 | 3056.0052 | 3003.2523 | 3053.7951 | 2978.0503 | 2838.0133 | 2764.324 | 2746.1587 | 2607.7233 | 2474.3432 | 2588.5621 | 2568.9701 | 2627.4731 | 2551.1188 | 2851.5142 | 2978.7744 | 3046.3202 | 3130.788 | 3391.5927 | 57152.2893
| 2016 | 1009.0772 | 0 |  | Sum of CO2 Cost | 0 | 0 | 0 | 99.0861 | 391.2064 | 548.273 | 620.9432 | 721.3892 | 801.1525 | 844.2023 | 815.3528 | 799.4989 | 809.4634 | 841.2012 | 860.3157 | 872.9609 | 894.5361 | 939.8975 | 932.5815 | 980.0922 | 12772.1527
| 2017 | 1217.3798 | 0
| 2017 | 709.3638 | 0 |  |  | 2960.6058 | 2934.9044 | 3056.0052 | 3102.3384 | 3445.0015 | 3526.3233 | 3458.9564 | 3485.7131 | 3547.3113 | 3451.9256 | 3289.696 | 3388.061 | 3378.4335 | 3468.6744 | 3411.4346 | 3724.4751 | 3873.3105 | 3986.2176 | 4063.3694 | 4371.6849
| 2017 | -19.872 | 0
| 2017 | 1028.0327 | 0
| 2018 | 1228.0798 | 0
| 2018 | 765.6994 | 0
| 2018 | 17.1934 | 0
| 2018 | 1045.0326 | 0
| 2019 | 1250.6184 | 0
| 2019 | 712.4008 | 7.8092
| 2019 | -1.6095 | 22.4476
| 2019 | 1041.8426 | 68.8294
| 2020 | 1269.3408 | 97.833
| 2020 | 733.0224 | 78.3962
| 2020 | -29.0348 | 68.7208
| 2020 | 1080.4667 | 146.2564
| 2021 | 1257.0928 | 158.5602
| 2021 | 690.0247 | 120.187
| 2021 | -33.5707 | 87.1484
| 2021 | 1064.5035 | 182.3774
| 2022 | 1249.87 | 186.7053
| 2022 | 636.5918 | 138.7454
| 2022 | -94.3586 | 101.5667
| 2022 | 1045.9101 | 193.9257
| 2023 | 1227.2298 | 208.0981
| 2023 | 589.1364 | 169.5091
| 2023 | -95.617 | 116.9733
| 2023 | 1043.5747 | 226.8087
| 2024 | 1209.807 | 234.7972
| 2024 | 573.9554 | 183.3012
| 2024 | -98.1759 | 124.4917
| 2024 | 1060.5723 | 258.5624
| 2025 | 1182.045 | 256.6991
| 2025 | 541.1371 | 193.168
| 2025 | -118.9432 | 135.071
| 2025 | 1003.4846 | 259.2642
| 2026 | 1122.83 | 270.7443
| 2026 | 479.5197 | 188.278
| 2026 | -141.0654 | 119.9238
| 2026 | 1013.0589 | 236.4067
| 2027 | 1116.3323 | 245.6309
| 2027 | 522.1866 | 178.4841
| 2027 | -88.3528 | 121.906
| 2027 | 1038.3961 | 253.4778
| 2028 | 1089.0456 | 252.024
| 2028 | 494.0667 | 172.3027
| 2028 | -77.9917 | 116.0344
| 2028 | 1063.8495 | 269.1024
| 2029 | 1121.6808 | 262.6254
| 2029 | 550.8941 | 185.9801
| 2029 | -37.335 | 121.1799
| 2029 | 992.2333 | 271.4158
| 2030 | 1052.8529 | 260.0278
| 2030 | 494.9633 | 185.5932
| 2030 | -64.6455 | 126.0501
| 2030 | 1067.9481 | 288.6446
| 2031 | 1112.6602 | 265.0629
| 2031 | 594.5867 | 188.4307
| 2031 | 4.9484 | 130.8166
| 2031 | 1139.319 | 288.6507
| 2032 | 1138.9274 | 261.5727
| 2032 | 618.7453 | 195.2423
| 2032 | -0.055466 | 134.6533
| 2032 | 1221.1572 | 303.0678
| 2033 | 1209.1935 | 278.1519
| 2033 | 643.2608 | 206.5516
| 2033 | 10.3162 | 143.4667
| 2033 | 1183.5496 | 311.7273
| 2034 | 1145.8105 | 276.294
| 2034 | 616.1069 | 214.853
| 2034 | 44.9242 | 139.8726
| 2034 | 1323.9464 | 301.5619
| 2035 | 1256.4449 | 294.3969
| 2035 | 646.4601 | 224.3518
| 2035 | 58.44 | 149.9452
| 2035 | 1430.2477 | 311.3983

## RR 2C_LowGas No CO2
Rev Requirement w\out CO2 ($ millions)
| 1 | 2 | 3 | 4 | 5 | 6 | 7 | 8 | 9 | 10 | 11 | 12 | 13 | 14 | 15 | 16 | 17 | 18 | 19 | 20 | 21 | 22 | 23 | 24 | 25 | 26 | 27 | 28 | 29 | 30 | 31 | 32 | 33 | 34 | 35 | 36 | 37 | 38 | 39 | 40 | 41 | 42 | 43 | 44 | 45 | 46 | 47 | 48 | 49 | 50 | 51 | 52 | 53 | 54 | 55 | 56 | 57 | 58 | 59 | 60 | 61 | 62 | 63 | 64 | 65 | 66 | 67 | 68 | 69 | 70 | 71 | 72 | 73 | 74 | 75 | 76 | 77 | 78 | 79 | 80
0 | 449.0674 | 336.4584 | 266.0829 | 297.8753 | 435.0594 | 275.1564 | 67.676 | 332.3663 | 394.7431 | 174.6398 | 25.1078 | 166.2556 | 319.4272 | 78.8606 | -116.7811 | 178.4857 | 101.5633 | -38.498 | -198.2666 | -21.4809 | 159.2467 | 25.0255 | -156.2265 | 27.3007 | 189.5559 | 45.6971 | -179.9489 | -27.5501 | 116.8148 | 14.8872 | -187.1697 | -53.4395 | 200.7141 | -14.9065 | -191.4713 | -139.034 | 170.4366 | 41.5069 | -208.4846 | -68.561 | 181.5712 | 25.7494 | -201.0507 | -129.1912 | 158.5526 | 46.4541 | -158.9385 | 44.2849 | 143.0413 | 96.137 | -120.6889 | -117.4546 | 142.0405 | 91.1661 | -150.9894 | -111.4582 | 147.454 | 81.5059 | -147.928 | -70.8064 | 104.0475 | 109.4904 | -153.5952 | -108.5218 | 210.7824 | 50.3897 | -121.0127 | -147.6405 | 183.1741 | 107.1509 | -104.3217 | 49.9525 | 138.2847 | 109.9988 | -62.0014 | -55.7151 | 173.5249 | 146.6487 | -80.1092 | 65.2284
0.05 | 520.4272 | 394.0078 | 333.2959 | 462.0952 | 522.6664 | 390.2406 | 281.7519 | 453.5586 | 525.7305 | 353.5528 | 219.5856 | 440.8746 | 526.3726 | 341.0136 | 125.3563 | 439.951 | 515.6383 | 293.7666 | 62.4779 | 400.9453 | 509.5196 | 225.5917 | -2.6471 | 389.7173 | 496.0318 | 214.594 | -54.2326 | 398.4766 | 483.2444 | 227.2142 | -40.8866 | 391.3458 | 489.8704 | 210.6957 | -44.86 | 328.0186 | 456.4297 | 172.1575 | -55.0713 | 342.3158 | 430.5534 | 205.734 | -67.2611 | 360.8951 | 433.2146 | 228.449 | -30.5434 | 385.6021 | 445.6032 | 225.073 | -5.7192 | 352.47 | 438.3477 | 257.0639 | 18.8113 | 386.3045 | 436.6019 | 259.4809 | 9.9166 | 364.8157 | 425.5657 | 281.7789 | 31.6778 | 412.8564 | 455.136 | 254.6319 | 45.2632 | 433.4194 | 461.4137 | 305.2503 | 40.5596 | 457.3266 | 462.1175 | 290.3759 | 63.4088 | 446.4116 | 471.9926 | 317.7871 | 96.5282 | 504.5635
0.1 | 563.0284 | 422.072 | 346.9667 | 489.7034 | 568.2776 | 422.8654 | 333.1498 | 491.1934 | 561.4747 | 397.6609 | 292.9107 | 480.568 | 563.9368 | 389.6452 | 207.2259 | 480.6785 | 560.9533 | 366.6726 | 157.2168 | 466.7249 | 561.9672 | 309.8219 | 113.6792 | 459.4786 | 554.7302 | 323.9109 | 43.6583 | 462.3813 | 549.2327 | 309.0372 | 46.9623 | 460.0917 | 559.0945 | 285.7167 | 41.6352 | 428.1341 | 527.1035 | 271.0623 | 32.1279 | 432.6209 | 520.9803 | 279.6325 | 38.5281 | 449.1311 | 513.4881 | 295.7099 | 68.7097 | 450.4359 | 521.4982 | 316.7545 | 46.7007 | 459.7577 | 522.2797 | 334.9667 | 103.5172 | 470.3284 | 525.838 | 340.5353 | 81.1989 | 471.0222 | 529.5432 | 346.034 | 120.3613 | 493.6618 | 534.0459 | 332.2438 | 139.1006 | 514.3526 | 532.4414 | 370.279 | 141.6192 | 524.758 | 563.0312 | 373.7679 | 155.4702 | 527.3201 | 561.8551 | 383.6378 | 177.8003 | 572.0038
0.25 | 649.6073 | 487.3635 | 383.2547 | 546.7401 | 652.2655 | 485.821 | 377.4595 | 550.6007 | 651.918 | 484.9985 | 378.3329 | 553.6148 | 655.8836 | 469.6293 | 337.9521 | 561.5599 | 660.4913 | 455.7545 | 314.6582 | 558.1381 | 655.0345 | 447.6713 | 283.9559 | 558.5476 | 667.674 | 438.0471 | 240.769 | 566.1911 | 657.2657 | 418.4063 | 229.8812 | 572.3861 | 655.263 | 412.4941 | 217.3698 | 557.9254 | 643.1648 | 411.0091 | 212.423 | 563.1083 | 644.4634 | 391.6632 | 206.3759 | 566.2687 | 643.5569 | 411.8031 | 225.2852 | 583.3244 | 642.5222 | 414.043 | 231.12 | 581.9966 | 648.8222 | 431.7583 | 249.9451 | 603.123 | 643.2431 | 440.2537 | 260.109 | 613.6206 | 657.8469 | 455.0364 | 289.4429 | 642.726 | 667.8739 | 454.5378 | 285.294 | 660.944 | 679.8954 | 459.4 | 289.6401 | 661.798 | 694.0315 | 482.6315 | 311.1539 | 671.0693 | 704.9043 | 505.4242 | 329.47 | 708.1984
0.3333 | 674.9716 | 517.6007 | 398.6777 | 590.6502 | 679.978 | 515.1288 | 394.312 | 592.913 | 681.7038 | 517.6705 | 401.1995 | 599.9788 | 690.6714 | 512.0049 | 371.4279 | 601.8347 | 700.8624 | 502.6787 | 351.4415 | 605.888 | 696.4153 | 497.7698 | 329.7741 | 613.4941 | 711.1354 | 488.2009 | 294.7468 | 613.9313 | 694.658 | 490.0832 | 287.7723 | 617.3896 | 699.2276 | 469.7371 | 272.9734 | 612.6393 | 688.7359 | 461.1337 | 270.1677 | 614.5826 | 680.1929 | 457.9954 | 251.829 | 623.976 | 693.1022 | 467.1069 | 287.8793 | 630.0395 | 687.4997 | 472.4224 | 294.4113 | 650.5889 | 695.2847 | 487.3613 | 305.0952 | 652.4026 | 688.5899 | 486.6952 | 318.5901 | 663.1758 | 711.1936 | 512.0435 | 334.4021 | 698.6953 | 717.6324 | 500.5607 | 337.1622 | 718.7462 | 744.4382 | 524.4531 | 340.5684 | 727.4276 | 743.3472 | 535.8695 | 375.1354 | 765.4807 | 778.0996 | 566.0872 | 377.243 | 788.9366
0.5 | 728.4307 | 587.6707 | 422.8249 | 655.3677 | 732.9664 | 590.5251 | 423.1239 | 655.9745 | 736.3695 | 588.6034 | 442.3108 | 667.6847 | 740.9452 | 590.8124 | 414.7274 | 682.7755 | 762.9411 | 586.0244 | 412.9911 | 674.0371 | 761.3617 | 587.4939 | 391.9676 | 689.3406 | 778.948 | 590.4956 | 377.6056 | 708.765 | 770.7884 | 577.4603 | 366.0522 | 708.6264 | 762.0014 | 576.9038 | 366.3271 | 701.3805 | 769.5326 | 575.1314 | 359.1574 | 717.6723 | 757.1325 | 568.0218 | 350.0953 | 727.2872 | 772.5784 | 590.1424 | 367.334 | 732.888 | 773.2386 | 584.8592 | 386.3101 | 755.1777 | 791.8504 | 599.8514 | 395.7133 | 763.3961 | 773.9681 | 585.6588 | 400.8725 | 764.0107 | 793.7176 | 626.8506 | 413.1367 | 796.7359 | 823.5403 | 625.9352 | 423.3941 | 831.7623 | 846.2303 | 664.1712 | 431.4149 | 849.7262 | 844.6287 | 672.0734 | 459.9543 | 883.6851 | 896.3515 | 702.2164 | 479.7704 | 941.6156
0.6667 | 770.2827 | 680.6716 | 465.408 | 711.1013 | 786.2602 | 700.1585 | 462.3093 | 720.2958 | 791.5128 | 704.8362 | 484.1255 | 738.8056 | 806.5369 | 714.4466 | 468.5147 | 748.9806 | 824.8124 | 712.8114 | 459.0359 | 766.732 | 826.6719 | 714.7229 | 456.0146 | 787.1861 | 850.8922 | 716.2687 | 443.0752 | 781.4324 | 856.0057 | 721.7485 | 441.2189 | 805.6753 | 843.874 | 686.8631 | 437.7418 | 808.3147 | 841.8177 | 722.4705 | 430.8404 | 811.568 | 844.5203 | 715.7478 | 433.0054 | 828.9476 | 879.3394 | 729.8434 | 453.0162 | 860.4269 | 864.2028 | 718.6369 | 465.1553 | 868.9804 | 902.369 | 750.63 | 477.1229 | 866.5584 | 886.5188 | 707.233 | 473.7638 | 892.046 | 909.3235 | 769.3483 | 503.1444 | 940.9519 | 949.0357 | 794.8384 | 510.7722 | 952.3972 | 967.7288 | 804.8682 | 545.7443 | 988.085 | 981.6383 | 830.3778 | 569.849 | 1031.9252 | 1024.9569 | 872.6707 | 603.4108 | 1072.3923
0.75 | 795.3609 | 752.1594 | 496.2035 | 739.9324 | 817.2577 | 751.3779 | 499.6498 | 748.0891 | 818.4252 | 762.5221 | 516.3881 | 772.5225 | 836.7342 | 769.2052 | 503.9244 | 795.9718 | 870.5675 | 794.1681 | 502.0853 | 802.5545 | 863.6996 | 797.2067 | 486.4003 | 839.2181 | 893.7585 | 794.3391 | 483.2035 | 824.1012 | 898.6206 | 790.0625 | 484.4397 | 850.0672 | 900.0708 | 778.6281 | 474.4585 | 864.3936 | 893.244 | 802.3728 | 476.0714 | 875.0798 | 909.7962 | 804.8999 | 483.5996 | 888.175 | 929.457 | 824.4556 | 506.6385 | 931.6966 | 938.42 | 808.8233 | 513.3681 | 932.2906 | 958.8911 | 827.1381 | 515.0978 | 936.9577 | 949.0037 | 802.6388 | 522.2443 | 964.9327 | 979.4983 | 866.0339 | 562.7934 | 1015.1072 | 1018.1363 | 881.5118 | 566.6318 | 1035.6889 | 1041.5038 | 900.8271 | 610.6221 | 1066.7299 | 1049.5367 | 937.8311 | 646.2818 | 1124.3019 | 1111.1319 | 969.4367 | 688.9938 | 1159.0896
0.9 | 875.8321 | 881.0233 | 602.4673 | 807.5548 | 884.1798 | 906.9234 | 607.2571 | 830.4656 | 901.9132 | 919.4845 | 628.2566 | 869.8924 | 935.8122 | 963.0925 | 620.3348 | 910.7295 | 966.8242 | 954.3761 | 630.0873 | 936.6449 | 993.8157 | 1007.1122 | 619.9084 | 974.2691 | 1019.3578 | 992.6031 | 635.8761 | 960.3108 | 1032.1191 | 1027.9214 | 620.0893 | 1006.3201 | 1052.7408 | 995.4554 | 614.286 | 1027.0313 | 1038.9202 | 1011.4541 | 627.7144 | 1038.436 | 1044.1113 | 1053.8277 | 609.1957 | 1048.8532 | 1084.1672 | 1030.7891 | 650.24 | 1128.5316 | 1101.2948 | 1054.6756 | 660.8702 | 1097.4047 | 1107.5955 | 1053.9297 | 673.7354 | 1148.0286 | 1140.7728 | 1061.656 | 681.9724 | 1171.5275 | 1146.0533 | 1131.7293 | 737.4844 | 1196.5901 | 1229.8158 | 1124.8804 | 749.216 | 1234.4497 | 1238.7698 | 1159.3806 | 806.3032 | 1243.4551 | 1244.6058 | 1213.5664 | 825.1576 | 1315.6269 | 1331.936 | 1200.7036 | 854.8337 | 1362.0498
0.95 | 920.0323 | 965.7851 | 656.674 | 845.4972 | 920.013 | 987.9981 | 666.7417 | 871.4942 | 954.5509 | 1013.4691 | 695.447 | 921.628 | 1001.71 | 1022.7682 | 697.064 | 967.4709 | 1051.5436 | 1065.8047 | 711.545 | 1019.9956 | 1069.8395 | 1124.9882 | 731.3106 | 1072.9977 | 1082.385 | 1105.3732 | 701.6983 | 1051.3184 | 1104.8027 | 1138.8922 | 702.2467 | 1100.1435 | 1148.0253 | 1128.7025 | 710.3844 | 1132.8202 | 1135.2344 | 1145.3757 | 716.0532 | 1144.45 | 1166.4714 | 1161.0323 | 705.109 | 1155.161 | 1179.12 | 1203.5768 | 759.817 | 1252.834 | 1208.6853 | 1211.7465 | 768.3973 | 1194.7383 | 1222.8001 | 1173.4769 | 742.1674 | 1232.4847 | 1231.3485 | 1187.8936 | 805.3273 | 1302.4537 | 1250.5857 | 1263.0649 | 848.0139 | 1297.6117 | 1326.2736 | 1262.128 | 888.8843 | 1336.8597 | 1354.8835 | 1350.7445 | 936.0708 | 1381.1518 | 1377.4751 | 1381.4842 | 946.9337 | 1453.4756 | 1439.745 | 1389.3048 | 965.6901 | 1521.9763
1 | 1171.0422 | 1285.6076 | 798.5379 | 1019.1412 | 1134.1197 | 1317.7876 | 818.7033 | 1066.5858 | 1186.0487 | 1253.1528 | 951.0539 | 1167.5818 | 1276.1018 | 1521.2717 | 968.0022 | 1315.7229 | 1306.4729 | 1579.7777 | 998.8591 | 1332.5722 | 1359.2351 | 1613.011 | 1060.651 | 1560.3754 | 1668.2038 | 1571.7988 | 1054.6356 | 1350.1066 | 1482.5349 | 1888.0497 | 1214.8829 | 1494.9696 | 1620.4223 | 1771.6368 | 1319.768 | 1553.7777 | 1825.3565 | 1602.5313 | 1373.593 | 1450.0904 | 1739.2566 | 1825.1036 | 1103.6192 | 1593.892 | 1655.8378 | 1881.3854 | 1274.588 | 1613.0193 | 1565.8446 | 1649.4886 | 1179.8233 | 1600.962 | 1697.227 | 1715.4604 | 1155.9723 | 1645.0161 | 1687.9501 | 1583.4731 | 1567.3071 | 2005.8754 | 1899.4423 | 2213.4107 | 1308.5299 | 2012.6321 | 1896.7671 | 1877.734 | 1349.134 | 2034.1225 | 1935.0685 | 1980.1797 | 1358.0767 | 1939.6586 | 2031.2263 | 2176.1642 | 1519.5693 | 2012.1877 | 2147.5038 | 2362.3828 | 1426.1178 | 2145.2886
CO2 Tax Rev ($)
| 1 | 2 | 3 | 4 | 5 | 6 | 7 | 8 | 9 | 10 | 11 | 12 | 13 | 14 | 15 | 16 | 17 | 18 | 19 | 20 | 21 | 22 | 23 | 24 | 25 | 26 | 27 | 28 | 29 | 30 | 31 | 32 | 33 | 34 | 35 | 36 | 37 | 38 | 39 | 40 | 41 | 42 | 43 | 44 | 45 | 46 | 47 | 48 | 49 | 50 | 51 | 52 | 53 | 54 | 55 | 56 | 57 | 58 | 59 | 60 | 61 | 62 | 63 | 64 | 65 | 66 | 67 | 68 | 69 | 70 | 71 | 72 | 73 | 74 | 75 | 76 | 77 | 78 | 79 | 80 | Total
0 | 0 | 0 | 0 | 0 | 0 | 0 | 0 | 0 | 0 | 0 | 0 | 0 | 0 | 0 | 0 | 0 | 0 | 0 | 0 | 0 | 0 | 0 | 0 | 0 | 0 | 0 | 0 | 0 | 0 | 0 | 0 | 0 | 0 | 0 | 0 | 0 | 0 | 0 | 0 | 0 | 0 | 0 | 0 | 0 | 0 | 0 | 0 | 0 | 0 | 0 | 0 | 0 | 0 | 0 | 0 | 0 | 0 | 0 | 0 | 0 | 0 | 0 | 0 | 0 | 0 | 0 | 0 | 0 | 0 | 0 | 0 | 0 | 0 | 0 | 0 | 0 | 0 | 0 | 0 | 0 | 0
0.05 | 0 | 0 | 0 | 0 | 0 | 0 | 0 | 0 | 0 | 0 | 0 | 0 | 0 | 0 | 0 | 0 | 0 | 0 | 0 | 0 | 0 | 0 | 0 | 0 | 0 | 0 | 0 | 0 | 0 | 0 | 0 | 0 | 0 | 0 | 0 | 0 | 0 | 0 | 0 | 0 | 0 | 0 | 0 | 0 | 0 | 0 | 0 | 689697.7193 | 251182.9317 | 81.8234 | 817.2184 | 3114014.7135 | 4057206.5252 | 4275.9112 | 150.7133 | 8033643.587 | 7079927.3139 | 163.1136 | 27365.562 | 10163441.0422 | 10496349.8426 | 121965.0738 | 93122.1573 | 9686239.2565 | 7884619.9618 | 77739.4086 | 94169.7376 | 7869840.9187 | 9947948.6719 | 401249.1679 | 217424.816 | 9780768.5151 | 15483479.2881 | 1228847.5196 | 549978.9603 | 9677789.2658 | 14003767.3115 | 451605.1223 | 446786.7538 | 12498418.4343 | 144434078.3582
0.1 | 0 | 0 | 0 | 0 | 0 | 0 | 0 | 0 | 0 | 0 | 0 | 0 | 0 | 0 | 0 | 0 | 0 | 0 | 0 | 0 | 0 | 0 | 0 | 0 | 0 | 0 | 0 | 0 | 0 | 0 | 0 | 0 | 0 | 0 | 0 | 133870.0622 | 2170166.0102 | 667561.5353 | 558149.8976 | 13005231.2866 | 17284761.5609 | 3837124.4562 | 2147496.5133 | 17847731.846 | 19208002.9095 | 5095011.9959 | 1542475.892 | 21931709.7116 | 22143918.7101 | 6247534.6103 | 2389838.6154 | 27154539.721 | 22238665.7337 | 6975993.6039 | 2344722.4354 | 27168685.3079 | 26208161.6966 | 5949897.8412 | 2810868.1328 | 30590383.6042 | 32542960.3754 | 7902778.7933 | 2971579.9407 | 30396728.1423 | 26316972.4974 | 12944350.8432 | 3680066.7361 | 30203305.8667 | 33494578.3719 | 10275054.1819 | 5570161.2069 | 32125450.8019 | 34054045.0504 | 11011221.8689 | 4127623.3677 | 30968592.1169 | 29035225.0627 | 11326057.8076 | 5415318.499 | 33457247.3101 | 675471822.5309
0.25 | 0 | 0 | 0 | 0 | 0 | 0 | 0 | 0 | 0 | 0 | 0 | 0 | 0 | 0 | 0 | 0 | 0 | 0 | 0 | 0 | 0 | 0 | 268403.2891 | 14970319.93 | 25314234.8091 | 15880836.7713 | 10629380.7512 | 43319857.4069 | 49733734.7083 | 25264502.5962 | 19728775.7219 | 62710721.2201 | 66927276.5145 | 52864539.7076 | 29592052.1304 | 86472976.8703 | 85041088.7114 | 56534534.3893 | 31844326.478 | 82813125.8448 | 98582725.3472 | 52891912.946 | 31592790.4741 | 81794279.9148 | 88289872.4427 | 51103692.0468 | 27720989.5431 | 86711561.2961 | 87284382.9177 | 52387855.3273 | 29562551.6217 | 82544746.2906 | 96175651.0595 | 51835723.4294 | 29686957.8963 | 90259537.9189 | 88511625.2808 | 53275818.378 | 31596599.3395 | 93105704.8863 | 92937031.6548 | 49594210.8764 | 29965024.7766 | 88439473.0547 | 91488379.9081 | 53951656.9844 | 30337309.3307 | 94443703.1189 | 94424133.0602 | 51976377.8405 | 33403473.6835 | 95803688.4706 | 88518760.1519 | 51345022.1967 | 33375315.2697 | 86701683.1247 | 96763924.9217 | 55785465.0417 | 32760535.3826 | 87534945.4402 | 3404375780.4957
0.3333 | 0 | 0 | 0 | 0 | 0 | 0 | 0 | 0 | 0 | 0 | 0 | 0 | 0 | 0 | 0 | 0 | 0 | 0 | 163502.874 | 20526654.7517 | 39913991.5159 | 24902252.8726 | 21441970.1169 | 61648195.16 | 78412980.9094 | 50162789.527 | 31859155.2728 | 84393829.9992 | 98209703.394 | 62246213.9555 | 44372866.1001 | 107170241.9145 | 112271569.974 | 82303226.0069 | 53530161.6723 | 120987153.8281 | 124563845.9368 | 87594365.6311 | 58568137.4745 | 117706684.8316 | 142231014.314 | 79523227.7938 | 53838013.4149 | 113616410.8071 | 121060704.0117 | 80731797.3497 | 43782569.4661 | 117164733.5488 | 121094843.23 | 79250861.2425 | 49284411.1051 | 124082217.8963 | 126588124.0475 | 79388160.429 | 52927134.3399 | 120998679.1167 | 122792769.8501 | 78801617.1711 | 53457190.2974 | 128610741.5326 | 133356478.9741 | 76297864.9703 | 51391316.4845 | 121544687.0077 | 127922042.2586 | 84387228.5509 | 51526734.1024 | 129556811.3442 | 131147861.9185 | 79148715.0508 | 54231193.7914 | 132596655.9297 | 128404512.0367 | 84312839.6847 | 54666653.9196 | 129378569.1042 | 132128407.6724 | 97800324.7854 | 56406770.1696 | 127562286.609 | 5355942669.0482
0.5 | 0 | 0 | 0 | 0 | 0 | 0 | 0 | 0 | 0 | 0 | 0 | 0 | 0 | 4367105.0867 | 12874191.3812 | 57289676.9468 | 86179767.9251 | 70470610.4457 | 54700200.9308 | 123586792.5708 | 140995010.5955 | 104724920.3429 | 70313886.5216 | 154371811.0817 | 160440250.6322 | 114792969.3487 | 83590269.6274 | 164758655.7259 | 178695565.3914 | 145311875.0714 | 94282639.9305 | 182363085.1479 | 204169635.0421 | 168946616.0083 | 101310777.3327 | 201151718.0801 | 218479989.228 | 165556870.6321 | 108863882.7279 | 206631996.9098 | 233149700.2362 | 156031650.2298 | 104939639.5891 | 197811016.1045 | 199575462.2073 | 146989091.0047 | 100685801.1295 | 197056329.2875 | 207271561.6356 | 145111378.048 | 94907730.4508 | 204619696.9608 | 211672940.6036 | 152136573.3615 | 100109927.52 | 194355096.9067 | 202277209.3833 | 154075956.6147 | 99928904.7713 | 218489953.2831 | 214755673.5552 | 149015626.3133 | 108573174.303 | 214483804.0531 | 210771480.3481 | 149097653.994 | 106802423.9828 | 214628676.1442 | 223333116.7179 | 158795431.4096 | 110672471.3745 | 220838171.1916 | 226387996.003 | 172218780.3744 | 112241461.4882 | 214002342.4404 | 228458394.9197 | 171131344.6657 | 109440703.8251 | 227099910.2281 | 10243165027.3253
0.6667 | 0 | 0 | 0 | 0 | 0 | 0 | 0 | 0 | 0 | 10647581.1516 | 21633509.7407 | 84473541.4555 | 125503761.1333 | 102439999.9617 | 80544443.0232 | 160869651.8932 | 193090808.9868 | 172645643.9857 | 125832014.6581 | 234744620.6826 | 260182633.1555 | 192978550.2645 | 140011683.6075 | 251066591.7847 | 276019166.4906 | 220322999.1161 | 150214447.0255 | 254946608.216 | 294161556.8316 | 253327516.3552 | 169534017.9977 | 285652068.0072 | 302798619.9065 | 270852941.1282 | 192332237.0146 | 302158062.2278 | 325642241.5995 | 256446975.492 | 189110775.829 | 315602505.8298 | 340920763.7222 | 259707890.6454 | 186209520.6467 | 310905631.3113 | 322342845.8055 | 267423954.4202 | 182285817.5555 | 324380267.9293 | 324491329.6351 | 250199228.5435 | 179508359.7106 | 306297310.4125 | 319423605.1124 | 248943074.4319 | 173489311.5465 | 319611782.6371 | 317326345.785 | 253737825.573 | 181388750.0986 | 322514148.8972 | 325162515.4133 | 257307878.8534 | 183700810.3874 | 331986500.2097 | 335931113.6146 | 255678498.5528 | 188393753.3422 | 342319278.4729 | 335584446.2156 | 269649313.703 | 195756944.4695 | 342395972.5711 | 333266150.6972 | 271056614.4267 | 197171050.9625 | 340459578.3585 | 340004552.9905 | 281847999.9049 | 202046538.0341 | 339531127.8927 | 17276146178.0437
0.75 | 0 | 0 | 0 | 0 | 0 | 0 | 0 | 0 | 65666990.0472 | 80685058.8959 | 59004907.1569 | 146145158.6323 | 183677465.1851 | 153186217.4719 | 121364454.7833 | 217170971.6192 | 265844303.8099 | 241755112.72 | 162291406.1706 | 292220786.8701 | 329690632.7075 | 260994904.3586 | 187534977.1905 | 314727583.9765 | 344728542.6662 | 284103681.0405 | 200880811.4315 | 323293777.0307 | 360618408.0987 | 328583920.206 | 216570878.4742 | 348790697.9902 | 366504592.4753 | 328409197.2303 | 234532436.6374 | 370628715.5934 | 385274431.0216 | 324858379.7749 | 252871958.5687 | 377515515.7976 | 403504095.0613 | 319305213.526 | 225108286.3848 | 372861054.2686 | 374282486.4622 | 335257506.8633 | 244842072.4576 | 386243748.2881 | 389097100.6803 | 324134012.5057 | 232115310.0411 | 375104193.9146 | 385548186.3863 | 321341724.0808 | 227145090.7312 | 381604563.7527 | 377364439.0516 | 328068292.5936 | 233649041.9248 | 381284221.7141 | 377578252.3264 | 318846690.3221 | 231837925.4208 | 391289685.9463 | 397049355.2599 | 326061501.1123 | 245749181.6908 | 398391516.21 | 393528791.8987 | 330876508.0702 | 250490734.4626 | 406875964.2826 | 389536969.3906 | 345402978.8187 | 250090675.9013 | 393268953.1023 | 401621192.757 | 360598872.0949 | 272286036.3103 | 409550366.7931 | 21638919668.4924
0.9 | 0 | 0 | 0 | 0 | 0 | 80627873.8123 | 77141151.198 | 172704598.7559 | 232883704.5731 | 225586043.2027 | 168601953.1527 | 292761800.0967 | 347084528.7967 | 329404369.9822 | 241333969.2009 | 353970460.6437 | 432666751.6522 | 387236618.6827 | 280246944.8405 | 429684671.6432 | 500832685.535 | 422682156.7231 | 322813735.1198 | 466310009.7207 | 473056730.146 | 463565087.4292 | 349238782.73 | 463733884.7201 | 517913066.6364 | 465076319.8659 | 355563954.8109 | 492995026.3932 | 517642181.6667 | 504664658.7248 | 353967657.9739 | 509960039.6557 | 535788577.0368 | 492679598.8135 | 387214155.0978 | 500617149.2967 | 544316517.3513 | 475043605.0297 | 361258209.0661 | 493533641.8772 | 516077311.8875 | 515703502.7251 | 367479286.3112 | 530065552.6648 | 530841014.5793 | 472534822.1101 | 354373375.9536 | 496626511.8079 | 521234993.9597 | 465463413.3634 | 351016032.6805 | 515862177.4425 | 531443058.4939 | 481419892.3003 | 358334411.4985 | 523667899.0955 | 533602942.3986 | 475060246.2709 | 362794663.3143 | 528279325.3662 | 551956995.0201 | 490335124.0909 | 370048241.1938 | 563910488.6561 | 538752558.5202 | 498840501.7083 | 384641418.8691 | 557537106.9057 | 561486577.3595 | 526873855.39 | 399337669.3009 | 562528062.7701 | 594542754.4706 | 521548788.992 | 412984227.9671 | 596972743.9201 | 32586580421.0122
0.95 | 0 | 0 | 0 | 8824018.4004 | 121402461.5661 | 168642554.3929 | 138918721.9824 | 244745546.1455 | 340900029.5911 | 302234975.2649 | 234631944.8202 | 372927217.6119 | 464624072.0551 | 446001385.5141 | 294470493.0389 | 438316019.6406 | 521112655.6738 | 499314740.4093 | 379372643.3408 | 544022439.1337 | 627408460.6333 | 571857568.8389 | 396590946.2313 | 544169844.6946 | 575767055.9621 | 574580615.0618 | 440607299.2454 | 535206853.9617 | 603502326.8363 | 555070589.3227 | 407945180.4945 | 557661891.3686 | 610946451.1846 | 614505815.5418 | 402115640.5028 | 612345569.516 | 630070313.66 | 610642740.2055 | 452191792.3867 | 609117314.6552 | 650178544.7696 | 576689643.0994 | 441347192.4828 | 588852210.6473 | 629703666.1252 | 618122749.1083 | 433458046.4117 | 635838353.1777 | 615271686.7788 | 567448027.3934 | 412336996.9005 | 570997644.8286 | 607971445.6766 | 570715513.5977 | 404562507.1687 | 594574818.1744 | 613320108.3629 | 584733990.7978 | 449229544.6502 | 618120258.6463 | 628712744.1177 | 590095191.9225 | 431859357.5133 | 628099826.2486 | 656494169.925 | 594940378.8195 | 450274414.1491 | 649067764.8288 | 653549068.8487 | 635663692.0977 | 465756332.3064 | 663198864.4543 | 681828873.0623 | 681637545.8228 | 501470998.1765 | 690197326.8136 | 714458829.0769 | 662545455.9422 | 495298992.0465 | 696767402.9596 | 39808156366.8149
1 | 0 | 96221538.5718 | 118230908.8418 | 381030461.6776 | 541216918.1875 | 530377028.697 | 433169501.7592 | 728669319.5122 | 717276339.9027 | 756896009.5865 | 613608885.3354 | 835409585.5657 | 1007101303.0765 | 999507274.2401 | 567085718.4517 | 927537393.422 | 1326119551.1648 | 1240659495.7262 | 853957223.3915 | 1118856688.6739 | 1536003560.8525 | 1235722044.7036 | 1059506567.7059 | 1183192745.5411 | 1251373277.5906 | 1420647482.6888 | 882813720.862 | 1120321726.7583 | 1335585755.2457 | 1060442671.1829 | 1062041560.8834 | 1599683805.2859 | 1198773643.8013 | 1177068048.406 | 879356349.5819 | 1031332379.9045 | 1233409365.6221 | 1217133021.7645 | 740700463.3378 | 1417106942.8573 | 1224427966.9854 | 1311472089.7461 | 929603745.9533 | 1078912554.3653 | 1070923664.4634 | 1331215613.0618 | 901412289.4546 | 915837610.5505 | 1310717472.7183 | 1330977285.0412 | 918675675.67 | 1068972496.3134 | 1244428564.3448 | 1335874359.6628 | 817179098.2622 | 1196388414.5164 | 1451473710.0824 | 1584956733.0475 | 1147867147.5891 | 1237346378.5436 | 1762590054.6004 | 1584410350.568 | 1271649493.8775 | 1339398584.539 | 1249770182.8428 | 1413741075.747 | 826318351.6765 | 1361532123.6119 | 1612417798.5826 | 1477554360.7772 | 1174266223.4388 | 1416369427.9798 | 1347866458.9081 | 1298067663.7599 | 899883653.2903 | 1386787846.7296 | 1544228388.2409 | 1171205935.5893 | 939201095.3253 | 1226794055.3594 | 87147862276.1771
| year | RR 2C_Low Gas no CO2 | CO2 Cost
| 2016 | 728.4307 | 0 |  |  | Column Labels
| 2016 | 587.6707 | 0 |  | Values | 2016 | 2017 | 2018 | 2019 | 2020 | 2021 | 2022 | 2023 | 2024 | 2025 | 2026 | 2027 | 2028 | 2029 | 2030 | 2031 | 2032 | 2033 | 2034 | 2035 | Grand Total
| 2016 | 422.8249 | 0 |  | Sum of RR 2C_Low Gas no CO2 | 2394.2941 | 2402.59 | 2434.9684 | 2429.2605 | 2435.9937 | 2430.164 | 2455.8143 | 2422.9273 | 2406.6127 | 2421.4937 | 2402.5368 | 2462.9428 | 2499.5857 | 2550.8113 | 2524.5102 | 2630.4407 | 2704.6319 | 2791.5426 | 2860.3416 | 3019.9538 | 50681.4162
| 2016 | 655.3677 | 0 |  | Sum of CO2 Cost | 0 | 0 | 0 | 74.531 | 334.9374 | 470.4056 | 523.5821 | 600.6532 | 675.5787 | 699.5327 | 691.932 | 644.3067 | 651.9104 | 658.2745 | 674.772 | 686.8283 | 681.3002 | 713.6392 | 724.8506 | 736.1304 | 10243.165
| 2017 | 732.9664 | 0
| 2017 | 590.5251 | 0
| 2017 | 423.1239 | 0
| 2017 | 655.9745 | 0
| 2018 | 736.3695 | 0
| 2018 | 588.6034 | 0
| 2018 | 442.3108 | 0
| 2018 | 667.6847 | 0
| 2019 | 740.9452 | 0
| 2019 | 590.8124 | 4.3671
| 2019 | 414.7274 | 12.8742
| 2019 | 682.7755 | 57.2897
| 2020 | 762.9411 | 86.1798
| 2020 | 586.0244 | 70.4706
| 2020 | 412.9911 | 54.7002
| 2020 | 674.0371 | 123.5868
| 2021 | 761.3617 | 140.995
| 2021 | 587.4939 | 104.7249
| 2021 | 391.9676 | 70.3139
| 2021 | 689.3406 | 154.3718
| 2022 | 778.948 | 160.4403
| 2022 | 590.4956 | 114.793
| 2022 | 377.6056 | 83.5903
| 2022 | 708.765 | 164.7587
| 2023 | 770.7884 | 178.6956
| 2023 | 577.4603 | 145.3119
| 2023 | 366.0522 | 94.2826
| 2023 | 708.6264 | 182.3631
| 2024 | 762.0014 | 204.1696
| 2024 | 576.9038 | 168.9466
| 2024 | 366.3271 | 101.3108
| 2024 | 701.3805 | 201.1517
| 2025 | 769.5326 | 218.48
| 2025 | 575.1314 | 165.5569
| 2025 | 359.1574 | 108.8639
| 2025 | 717.6723 | 206.632
| 2026 | 757.1325 | 233.1497
| 2026 | 568.0218 | 156.0317
| 2026 | 350.0953 | 104.9396
| 2026 | 727.2872 | 197.811
| 2027 | 772.5784 | 199.5755
| 2027 | 590.1424 | 146.9891
| 2027 | 367.334 | 100.6858
| 2027 | 732.888 | 197.0563
| 2028 | 773.2386 | 207.2716
| 2028 | 584.8592 | 145.1114
| 2028 | 386.3101 | 94.9077
| 2028 | 755.1777 | 204.6197
| 2029 | 791.8504 | 211.6729
| 2029 | 599.8514 | 152.1366
| 2029 | 395.7133 | 100.1099
| 2029 | 763.3961 | 194.3551
| 2030 | 773.9681 | 202.2772
| 2030 | 585.6588 | 154.076
| 2030 | 400.8725 | 99.9289
| 2030 | 764.0107 | 218.49
| 2031 | 793.7176 | 214.7557
| 2031 | 626.8506 | 149.0156
| 2031 | 413.1367 | 108.5732
| 2031 | 796.7359 | 214.4838
| 2032 | 823.5403 | 210.7715
| 2032 | 625.9352 | 149.0977
| 2032 | 423.3941 | 106.8024
| 2032 | 831.7623 | 214.6287
| 2033 | 846.2303 | 223.3331
| 2033 | 664.1712 | 158.7954
| 2033 | 431.4149 | 110.6725
| 2033 | 849.7262 | 220.8382
| 2034 | 844.6287 | 226.388
| 2034 | 672.0734 | 172.2188
| 2034 | 459.9543 | 112.2415
| 2034 | 883.6851 | 214.0023
| 2035 | 896.3515 | 228.4584
| 2035 | 702.2164 | 171.1313
| 2035 | 479.7704 | 109.4407
| 2035 | 941.6156 | 227.0999

## RR 3A no CO2
Rev Requirement w\out CO2 ($ millions)
| 1 | 2 | 3 | 4 | 5 | 6 | 7 | 8 | 9 | 10 | 11 | 12 | 13 | 14 | 15 | 16 | 17 | 18 | 19 | 20 | 21 | 22 | 23 | 24 | 25 | 26 | 27 | 28 | 29 | 30 | 31 | 32 | 33 | 34 | 35 | 36 | 37 | 38 | 39 | 40 | 41 | 42 | 43 | 44 | 45 | 46 | 47 | 48 | 49 | 50 | 51 | 52 | 53 | 54 | 55 | 56 | 57 | 58 | 59 | 60 | 61 | 62 | 63 | 64 | 65 | 66 | 67 | 68 | 69 | 70 | 71 | 72 | 73 | 74 | 75 | 76 | 77 | 78 | 79 | 80
0 | 454.0868 | 338.0949 | 311.0762 | 408.1111 | 445.3244 | 341.6424 | 309.7333 | 391.3656 | 467.9803 | 342.2747 | 323.0361 | 385.0654 | 472.8455 | 352.1985 | 326.6992 | 410.0508 | 477.9339 | 367.6722 | 336.0511 | 414.333 | 464.6477 | 362.1531 | 338.891 | 400.7781 | 465.9999 | 374.1191 | 348.3729 | 403.0472 | 448.4448 | 400.839 | 360.4141 | 409.223 | 448.7209 | 392.3325 | 364.0671 | 423.7757 | 460.0973 | 424.1562 | 377.8178 | 432.5314 | 455.1381 | 250.196 | 182.9434 | 380.4434 | 454.4473 | 284.1123 | 191.6029 | 362.4528 | 317.748 | 277.7448 | 146.2999 | 374.315 | 419.3757 | 273.1225 | 178.2037 | 292.1213 | 333.4255 | 349.1686 | 163.7314 | 396.6033 | 361.0246 | 362.9836 | 120.2696 | 392.2328 | 415.3183 | 378.3045 | 194.2869 | 273.2483 | 355.3801 | 322.7984 | 220.5052 | 382.3856 | 406.7633 | 397.5312 | 186.253 | 301.0151 | 366.2724 | 379.7401 | 166.0284 | 430.9338
0.05 | 530.1238 | 396.6753 | 334.911 | 470.5692 | 537.858 | 402.3824 | 337.2781 | 480.3915 | 551.8357 | 408.5395 | 355.6419 | 486.6013 | 559.2079 | 416.5346 | 357.6918 | 495.9948 | 556.4085 | 426.8891 | 372.5906 | 495.2394 | 562.256 | 415.718 | 365.2192 | 506.1918 | 561.8324 | 421.3968 | 381.2314 | 504.1252 | 557.1013 | 470.2098 | 400.6559 | 542.4769 | 617.9854 | 463.2756 | 422.1216 | 541.2909 | 593.7746 | 481.0513 | 417.2537 | 557.7724 | 597.8677 | 404.8479 | 309.1374 | 561.9927 | 604.5204 | 434.4811 | 337.1662 | 594.2253 | 643.6209 | 447.3989 | 346.7415 | 598.5786 | 636.4156 | 504.3495 | 367.4766 | 637.4386 | 669.8491 | 510.8465 | 387.4318 | 661.1149 | 676.8792 | 522.2517 | 396.842 | 682.9511 | 691.4255 | 509.235 | 401.3965 | 660.7751 | 672.5136 | 525.6011 | 425.0573 | 692.6912 | 716.2524 | 527.8091 | 394.1599 | 709.2627 | 697.5377 | 537.4892 | 410.9852 | 754.3291
0.1 | 576.6785 | 422.6232 | 346.331 | 499.6357 | 588.4102 | 434.2575 | 352.1457 | 510.3828 | 599.4795 | 433.9925 | 371.6254 | 518.676 | 597.8847 | 444.3517 | 372.579 | 527.8276 | 599.9897 | 455.9792 | 385.5878 | 537.553 | 606.8255 | 442.1316 | 377.9496 | 540.7112 | 607.5884 | 446.188 | 393.2501 | 553.474 | 606.6225 | 501.5421 | 423.9915 | 593.9638 | 661.8061 | 507.244 | 442.3343 | 602.5297 | 647.8381 | 514.5988 | 445.7532 | 602.0969 | 650.1527 | 447.7559 | 357.5242 | 624.4947 | 671.7948 | 501.534 | 403.3814 | 675.1563 | 715.3101 | 510.2784 | 403.1363 | 679.4422 | 730.2284 | 554.9891 | 432.2177 | 738.6899 | 762.9988 | 560.3095 | 443.7274 | 740.0248 | 775.1496 | 578.5392 | 468.456 | 776.3946 | 781.5353 | 578.5513 | 469.763 | 783.6634 | 780.4305 | 598.4819 | 480.734 | 821.5349 | 803.6661 | 603.7494 | 481.9601 | 787.1181 | 799.3456 | 599.5713 | 495.1937 | 853.7929
0.25 | 675.0819 | 490.1289 | 381.0861 | 565.7383 | 679.6885 | 496.8241 | 384.4695 | 575.2832 | 686.287 | 506.6971 | 406.1431 | 578.2425 | 695.9818 | 504.4728 | 406.5178 | 598.9027 | 696.4853 | 511.1736 | 416.2714 | 599.5818 | 697.5863 | 506.6048 | 404.9472 | 611.0971 | 707.7843 | 515.4632 | 417.5228 | 630.494 | 707.9679 | 585.3209 | 466.0566 | 696.0778 | 753.5256 | 594.0676 | 486.7676 | 690.4902 | 750.059 | 584.4267 | 487.0944 | 697.5908 | 754.7322 | 574.2467 | 433.6607 | 746.8014 | 819.4435 | 627.6982 | 481.2881 | 817.4583 | 877.6364 | 645.0579 | 491.7903 | 831.4391 | 894.7749 | 684.4991 | 538.4056 | 889.1848 | 912.7492 | 695.8435 | 555.8494 | 895.5956 | 934.5613 | 732.726 | 579.4343 | 957.5362 | 979.5373 | 712.4224 | 589.2759 | 957.4801 | 993.0041 | 742.1152 | 591.2696 | 993.3118 | 1022.8512 | 761.9372 | 611.8061 | 1005.0976 | 1067.2007 | 808.313 | 609.9193 | 1063.2436
0.3333 | 704.6279 | 523.4737 | 395.504 | 613.9802 | 712.1879 | 531.3538 | 397.5986 | 625.5442 | 721.1502 | 537.8495 | 421.1358 | 633.0083 | 732.589 | 544.037 | 420.5812 | 634.3865 | 730.2435 | 543.8827 | 430.4907 | 650.0868 | 732.2294 | 544.7498 | 420.6753 | 662.6253 | 745.945 | 556.2177 | 430.5771 | 668.7809 | 745.3212 | 624.0614 | 492.6865 | 735.3721 | 793.7692 | 626.3527 | 503.9616 | 747.2329 | 791.0105 | 621.2662 | 505.0133 | 741.2535 | 791.2171 | 638.4759 | 467.0484 | 802.5488 | 889.3813 | 701.5123 | 516.2886 | 880.2292 | 939.7044 | 718.38 | 538.0418 | 902.8862 | 956.8616 | 752.1861 | 585.6312 | 956.4144 | 988.0523 | 771.697 | 599.2823 | 969.5553 | 1003.0433 | 811.233 | 627.309 | 1029.9186 | 1038.4809 | 810.1133 | 648.0026 | 1052.8208 | 1083.8667 | 828.5505 | 647.1201 | 1073.6627 | 1086.8366 | 852.6382 | 664.8564 | 1101.2662 | 1173.8897 | 905.7397 | 675.7562 | 1170.1082
0.5 | 763.7053 | 603.5407 | 419.9075 | 685.2161 | 773.2703 | 610.0487 | 426.7194 | 691.7004 | 781.7844 | 615.7471 | 451.2306 | 712.6586 | 786.8077 | 622.0368 | 450.6611 | 709.5068 | 791.2676 | 627.6974 | 460.4433 | 723.0799 | 800.1644 | 630.2433 | 452.0558 | 740.4167 | 807.8675 | 636.0323 | 464.2218 | 751.8193 | 810.3411 | 716.5777 | 534.9937 | 805.5149 | 870.4293 | 711.7964 | 544.9587 | 825.6866 | 869.7541 | 712.2187 | 554.939 | 827.6257 | 872.581 | 762.995 | 536.8425 | 928.1237 | 995.2408 | 872.0413 | 615.8576 | 1008.6114 | 1078.5348 | 857.6236 | 620.8055 | 1032.8301 | 1093.3129 | 934.5178 | 681.6011 | 1080.7229 | 1124.7292 | 919.766 | 687.545 | 1126.6676 | 1140.4876 | 953.5265 | 731.2318 | 1153.794 | 1229.5411 | 976.8866 | 754.9641 | 1219.2013 | 1256.2262 | 1010.9735 | 760.8593 | 1254.2415 | 1264.711 | 1066.0884 | 802.5955 | 1290.1682 | 1346.3286 | 1117.5107 | 844.7902 | 1373.0244
0.6667 | 809.491 | 711.1898 | 462.8516 | 747.1957 | 833.4511 | 733.3518 | 473.625 | 753.2106 | 845.7619 | 750.9683 | 491.4338 | 773.4723 | 845.2842 | 749.1099 | 493.0225 | 774.0939 | 846.3589 | 759.2043 | 501.4384 | 796.4086 | 862.845 | 756.3656 | 501.8341 | 816.6075 | 880.3912 | 754.2222 | 511.6134 | 822.694 | 876.6797 | 843.9731 | 593.9267 | 902.7703 | 940.4176 | 832.3885 | 597.0117 | 907.8556 | 943.7035 | 851.2521 | 614.2868 | 903.932 | 955.4283 | 948.8245 | 615.3404 | 1053.7347 | 1120.0483 | 1058.6655 | 717.2035 | 1157.0796 | 1204.7385 | 1042.7523 | 734.5341 | 1171.6472 | 1246.222 | 1134.9271 | 800.0886 | 1226.7455 | 1294.126 | 1101.4248 | 796.2932 | 1265.3279 | 1332.7176 | 1189.8608 | 863.2577 | 1329.7568 | 1402.4133 | 1229.1674 | 886.8109 | 1401.0254 | 1461.5673 | 1242.6827 | 920.4319 | 1444.6044 | 1468.0721 | 1302.3285 | 966.8738 | 1508.0713 | 1575.6678 | 1359.84 | 1023.7724 | 1588.3285
0.75 | 838.9746 | 787.02 | 496.6638 | 779.0543 | 865.1074 | 794.9523 | 506.1935 | 787.7095 | 875.823 | 811.5776 | 524.4406 | 814.6967 | 878.0806 | 822.1388 | 527.2315 | 810.5741 | 882.0282 | 826.0913 | 532.1664 | 841.749 | 895.4656 | 832.573 | 530.9042 | 860.7356 | 918.0948 | 831.839 | 545.1636 | 865.6749 | 917.0793 | 902.7207 | 630.6166 | 939.5797 | 980.561 | 916.2251 | 630.8754 | 955.9393 | 991.8627 | 920.3853 | 651.8318 | 965.2456 | 1006.2903 | 1033.6051 | 681.0731 | 1114.2309 | 1194.3256 | 1193.8562 | 774.959 | 1241.986 | 1293.0278 | 1190.2402 | 790.5624 | 1257.784 | 1332.7211 | 1239.9897 | 863.1869 | 1307.5048 | 1382.57 | 1231.4997 | 866.6649 | 1356.118 | 1427.6754 | 1305.2878 | 942.7291 | 1441.5551 | 1520.1384 | 1348.6963 | 953.7516 | 1498.3359 | 1571.1537 | 1392.7305 | 1015.2756 | 1530.6465 | 1577.5809 | 1476.7585 | 1078.1082 | 1634.9448 | 1664.63 | 1499.7053 | 1118.5095 | 1707.7378
0.9 | 927.9922 | 944.4435 | 615.7594 | 858.4314 | 943.9811 | 985.3079 | 628.6506 | 881.5046 | 962.8422 | 971.3664 | 647.6684 | 907.1583 | 961.226 | 1012.613 | 637.7265 | 899.1781 | 981.0441 | 999.2166 | 652.2096 | 919.9435 | 973.7715 | 1051.4581 | 666.5253 | 975.1725 | 1036.7865 | 1026.7297 | 669.7083 | 961.642 | 1036.0117 | 1133.6535 | 737.7729 | 1085.3852 | 1130.1616 | 1122.7339 | 753.5696 | 1069.6756 | 1136.1299 | 1165.3214 | 781.8287 | 1107.4601 | 1138.9359 | 1345.8778 | 876.5633 | 1283.4338 | 1409.9794 | 1467.9192 | 986.2801 | 1473.0891 | 1546.8441 | 1478.0068 | 988.037 | 1441.619 | 1553.2639 | 1516.956 | 1083.1605 | 1515.7377 | 1613.3126 | 1589.6472 | 1123.0195 | 1587.0562 | 1710.8001 | 1683.9896 | 1169.3178 | 1683.8718 | 1832.4367 | 1733.4766 | 1237.4715 | 1767.4387 | 1882.2702 | 1804.684 | 1302.5524 | 1811.5751 | 1889.0968 | 1887.6053 | 1356.5636 | 1923.1957 | 2001.8373 | 1959.176 | 1391.1549 | 2019.1234
0.95 | 979.0916 | 1038.2726 | 683.3848 | 894.3615 | 993.1107 | 1075.2003 | 703.7723 | 918.0906 | 1024.56 | 1069.2737 | 719.2758 | 957.1061 | 1014.5058 | 1119.8144 | 721.7701 | 951.0303 | 1032.6351 | 1098.4828 | 750.2747 | 974.7286 | 1037.7562 | 1166.3189 | 758.9938 | 1052.8626 | 1099.244 | 1140.8397 | 750.1286 | 1017.3532 | 1108.3054 | 1235.5393 | 830.3286 | 1169.138 | 1230.004 | 1223.6868 | 858.5414 | 1174.7238 | 1208.7409 | 1298.8908 | 865.2959 | 1167.3186 | 1231.2022 | 1564.9774 | 991.5482 | 1390.1131 | 1551.3908 | 1647.3826 | 1108.1667 | 1604.0097 | 1680.9543 | 1682.0252 | 1116.5037 | 1560.9643 | 1674.0912 | 1679.0167 | 1179.7125 | 1658.4053 | 1781.5386 | 1796.84 | 1243.6759 | 1738.6645 | 1888.9642 | 1923.6292 | 1330.9166 | 1829.9975 | 1967.2467 | 1885.5725 | 1405.6242 | 1903.6403 | 2059.6466 | 2061.4752 | 1515.9873 | 2037.4537 | 2075.0066 | 2116.0766 | 1488.9677 | 2109.9105 | 2221.3122 | 2235.2094 | 1547.6829 | 2198.275
1 | 1247.4625 | 1376.2798 | 835.2126 | 1076.4297 | 1216.2086 | 1457.4883 | 858.3461 | 1144.6609 | 1300.3489 | 1449.771 | 894.4015 | 1177.8929 | 1379.9821 | 1772.6354 | 943.99 | 1234.1833 | 1422.5334 | 1674.6602 | 920.5134 | 1312.243 | 1224.1577 | 1815.4453 | 981.1086 | 1399.4974 | 1419.4272 | 1950.6501 | 1011.9704 | 1384.9402 | 1388.8475 | 1979.7657 | 1153.3735 | 1526.875 | 1601.9248 | 1913.7507 | 1276.0582 | 1687.0655 | 1877.1795 | 1880.351 | 1325.0509 | 1430.6713 | 1656.2042 | 3077.4181 | 1481.8331 | 2250.556 | 2360.8103 | 2820.8782 | 1597.8293 | 2001.3292 | 2656.7929 | 2593.0379 | 1747.526 | 2489.2942 | 2582.7285 | 2944.4674 | 2055.4026 | 2280.4983 | 2569.0895 | 3100.1418 | 2446.2216 | 3319.9791 | 3040.731 | 3407.9792 | 1935.8944 | 2652.1025 | 3256.8123 | 3113.9533 | 1963.4482 | 2654.0018 | 3317.3463 | 3231.7643 | 2361.9742 | 3086.4797 | 2719.8423 | 2967.002 | 2242.4389 | 2653.5047 | 3214.8952 | 4694.7606 | 2333.0673 | 3744.753
| year | RR 3A no CO2
| 2016 | 763.7053 |  |  |  | Column Labels
| 2016 | 603.5407 |  |  |  | 2016 | 2017 | 2018 | 2019 | 2020 | 2021 | 2022 | 2023 | 2024 | 2025 | 2026 | 2027 | 2028 | 2029 | 2030 | 2031 | 2032 | 2033 | 2034 | 2035 | Grand Total
| 2016 | 419.9075 |  |  | Sum of RR 3A no CO2 | 2472.3695 | 2501.7388 | 2561.4208 | 2569.0124 | 2602.4883 | 2622.8802 | 2659.9409 | 2867.4274 | 2952.871 | 2964.5376 | 3100.5421 | 3491.7511 | 3589.794 | 3790.1546 | 3858.7078 | 3979.0399 | 4180.5931 | 4282.3006 | 4423.5631 | 4681.6538 | 66152.7868
| 2016 | 685.2161
| 2017 | 773.2703
| 2017 | 610.0487
| 2017 | 426.7194
| 2017 | 691.7004
| 2018 | 781.7844
| 2018 | 615.7471
| 2018 | 451.2306
| 2018 | 712.6586
| 2019 | 786.8077
| 2019 | 622.0368
| 2019 | 450.6611
| 2019 | 709.5068
| 2020 | 791.2676
| 2020 | 627.6974
| 2020 | 460.4433
| 2020 | 723.0799
| 2021 | 800.1644
| 2021 | 630.2433
| 2021 | 452.0558
| 2021 | 740.4167
| 2022 | 807.8675
| 2022 | 636.0323
| 2022 | 464.2218
| 2022 | 751.8193
| 2023 | 810.3411
| 2023 | 716.5777
| 2023 | 534.9937
| 2023 | 805.5149
| 2024 | 870.4293
| 2024 | 711.7964
| 2024 | 544.9587
| 2024 | 825.6866
| 2025 | 869.7541
| 2025 | 712.2187
| 2025 | 554.939
| 2025 | 827.6257
| 2026 | 872.581
| 2026 | 762.995
| 2026 | 536.8425
| 2026 | 928.1237
| 2027 | 995.2408
| 2027 | 872.0413
| 2027 | 615.8576
| 2027 | 1008.6114
| 2028 | 1078.5348
| 2028 | 857.6236
| 2028 | 620.8055
| 2028 | 1032.8301
| 2029 | 1093.3129
| 2029 | 934.5178
| 2029 | 681.6011
| 2029 | 1080.7229
| 2030 | 1124.7292
| 2030 | 919.766
| 2030 | 687.545
| 2030 | 1126.6676
| 2031 | 1140.4876
| 2031 | 953.5265
| 2031 | 731.2318
| 2031 | 1153.794
| 2032 | 1229.5411
| 2032 | 976.8866
| 2032 | 754.9641
| 2032 | 1219.2013
| 2033 | 1256.2262
| 2033 | 1010.9735
| 2033 | 760.8593
| 2033 | 1254.2415
| 2034 | 1264.711
| 2034 | 1066.0884
| 2034 | 802.5955
| 2034 | 1290.1682
| 2035 | 1346.3286
| 2035 | 1117.5107
| 2035 | 844.7902
| 2035 | 1373.0244

## RR 4A No CO2
Rev Requirement w\out CO2 ($ millions)
| 1 | 2 | 3 | 4 | 5 | 6 | 7 | 8 | 9 | 10 | 11 | 12 | 13 | 14 | 15 | 16 | 17 | 18 | 19 | 20 | 21 | 22 | 23 | 24 | 25 | 26 | 27 | 28 | 29 | 30 | 31 | 32 | 33 | 34 | 35 | 36 | 37 | 38 | 39 | 40 | 41 | 42 | 43 | 44 | 45 | 46 | 47 | 48 | 49 | 50 | 51 | 52 | 53 | 54 | 55 | 56 | 57 | 58 | 59 | 60 | 61 | 62 | 63 | 64 | 65 | 66 | 67 | 68 | 69 | 70 | 71 | 72 | 73 | 74 | 75 | 76 | 77 | 78 | 79 | 80
0 | 207.8237 | 53.1105 | -70.1616 | 101.3785 | 248.3884 | 40.4524 | -72.523 | 102.5954 | 308.7106 | 46.0567 | -76.4736 | 71.9543 | 279.3978 | 82.8788 | -113.0929 | 78.5517 | 213.9481 | -49.7739 | -120.4245 | 114.4063 | 198.9361 | -56.1416 | -88.5669 | 148.3471 | 283.1509 | 6.4361 | -149.5318 | 118.153 | 216.3525 | 65.6614 | -107.8835 | 81.7693 | 256.6826 | -13.5172 | -162.2027 | 60.3464 | 146.9802 | 23.4888 | -150.6764 | 71.9623 | 78.4591 | 15.4434 | -181.1792 | 53.1251 | 250.3097 | -24.2607 | -153.8432 | 83.6202 | 62.3321 | -13.5718 | -216.7232 | 142.7913 | 185.3786 | 16.2036 | -198.3937 | 7.7084 | 23.5773 | 70.965 | -297.2931 | -8.0478 | 102.045 | 43.5558 | -239.011 | 77.1049 | 71.4887 | -2.7507 | -201.283 | -80.0739 | 145.8001 | 45.1207 | -226.624 | 73.6506 | 95.2198 | 4.3785 | -241.3037 | 53.8309 | 1.7426 | -40.555 | -286.3509 | 134.0477
0.05 | 498.5903 | 213.9795 | 54.6038 | 339.9891 | 500.6992 | 216.3077 | 51.0325 | 358.1081 | 520.6315 | 203.634 | 55.0755 | 359.7298 | 517.2929 | 206.2577 | 48.6434 | 370.6079 | 502.5104 | 197.2966 | 35.6523 | 352.6266 | 499.4207 | 203.5645 | 39.2446 | 369.4987 | 493.11 | 210.3388 | 31.1102 | 378.2861 | 495.5214 | 209.7413 | 35.077 | 364.8856 | 500.2203 | 190.8855 | 24.9865 | 331.0905 | 464.2204 | 187.8324 | -15.2416 | 339.1405 | 439.2222 | 182.3134 | 15.8233 | 417.4429 | 447.5778 | 175.6833 | -22.8006 | 373.5841 | 480.3083 | 200.5174 | 0.59201 | 362.5827 | 446.664 | 182.0636 | -15.3661 | 386.114 | 450.5313 | 209.0108 | -11.4779 | 391.7396 | 458.1586 | 198.8729 | -10.8803 | 449.7209 | 480.6513 | 217.6793 | -2.9361 | 434.0097 | 458.9632 | 212.2056 | 2.1449 | 526.2563 | 516.292 | 204.772 | -13.7704 | 518.0848 | 540.5903 | 218.6226 | -5.7138 | 574.7477
0.1 | 598.0048 | 265.248 | 78.4149 | 420.9236 | 602.5485 | 279.4911 | 70.6052 | 435.5645 | 613.5576 | 264.8798 | 90.2293 | 449.4215 | 593.636 | 261.3768 | 76.3797 | 446.9041 | 616.7795 | 275.6529 | 75.0119 | 435.7568 | 582.1798 | 259.5818 | 83.0076 | 462.74 | 596.6628 | 248.6896 | 69.0752 | 476.7401 | 578.9991 | 263.6483 | 69.8776 | 454.0333 | 586.8595 | 246.0144 | 72.2782 | 421.303 | 553.0175 | 233.8405 | 29.4423 | 430.8396 | 545.5406 | 237.4335 | 52.9622 | 488.8342 | 566.5274 | 240.5586 | 38.4176 | 464.2941 | 573.9153 | 251.5628 | 54.262 | 489.9559 | 549.4 | 256.6628 | 53.6648 | 515.4855 | 591.2007 | 270.9606 | 48.5378 | 537.2252 | 576.6931 | 261.8682 | 56.7154 | 567.956 | 618.4508 | 270.2398 | 56.7464 | 566.6574 | 602.3082 | 295.7112 | 65.4738 | 628.4009 | 676.4869 | 278.4454 | 59.0181 | 634.8954 | 707.3481 | 301.8478 | 70.1531 | 730.8543
0.25 | 738.4877 | 397.7396 | 152.3669 | 566.9872 | 754.9683 | 405.4316 | 148.477 | 566.9258 | 751.4033 | 397.2049 | 179.227 | 588.4262 | 764.8469 | 405.6984 | 162.8245 | 607.2625 | 767.4381 | 418.8399 | 170.838 | 596.7711 | 737.8031 | 410.1859 | 168.425 | 615.3139 | 772.4308 | 421.8108 | 162.8446 | 631.3161 | 763.8327 | 412.1235 | 158.3593 | 631.0067 | 755.1603 | 388.7004 | 164.2608 | 605.0959 | 743.0152 | 361.941 | 138.7358 | 634.5772 | 734.9744 | 372.6319 | 150.0947 | 656.8678 | 756.3779 | 394.8939 | 139.8642 | 664.7831 | 761.3551 | 410.6476 | 157.0816 | 674.4783 | 778.269 | 393.2327 | 171.9673 | 695.2731 | 787.8661 | 417.4792 | 174.3421 | 724.9797 | 814.3102 | 432.0369 | 180.0317 | 807.7535 | 825.7709 | 422.2805 | 197.476 | 820.1082 | 858.0306 | 460.6194 | 207.1084 | 840.6198 | 914.8279 | 484.2142 | 244.4227 | 878.6032 | 939.5297 | 505.8825 | 249.8878 | 966.7059
0.3333 | 799.1885 | 475.5034 | 203.5932 | 641.9277 | 809.9364 | 478.4783 | 187.2189 | 638.0828 | 797.8531 | 492.2917 | 230.6201 | 647.2627 | 822.8054 | 488.6345 | 218.0555 | 672.0429 | 816.4626 | 493.7469 | 222.3683 | 670.9673 | 805.0262 | 498.0837 | 215.1734 | 688.6559 | 841.9398 | 490.4051 | 202.0196 | 712.2006 | 828.4152 | 488.2419 | 206.5168 | 691.8026 | 823.86 | 459.4809 | 219.4967 | 693.2398 | 802.9568 | 434.3192 | 194.3506 | 718.0096 | 792.5567 | 462.7952 | 199.4592 | 724.5559 | 830.425 | 490.6769 | 204.9782 | 755.5124 | 828.9765 | 475.1138 | 217.7655 | 774.6907 | 861.5733 | 480.514 | 242.347 | 791.5825 | 849.8625 | 502.2593 | 231.9716 | 818.9226 | 886.3292 | 529.4375 | 244.1404 | 887.719 | 911.3596 | 503.1353 | 273.9568 | 918.7881 | 950.6787 | 582.1745 | 270.96 | 937.5507 | 983.4298 | 602.4422 | 330.5356 | 991.8476 | 1031.6202 | 632.8437 | 349.1999 | 1072.4911
0.5 | 882.6351 | 635.8206 | 297.7066 | 749.2525 | 879.3481 | 637.4407 | 287.353 | 783.7548 | 888.5427 | 647.6992 | 331.4302 | 784.9261 | 895.7385 | 633.9614 | 314.6687 | 782.8153 | 907.274 | 657.5562 | 308.0219 | 796.7936 | 895.0133 | 657.5736 | 323.6758 | 835.5236 | 931.4466 | 653.4464 | 313.0724 | 837.1267 | 920.0153 | 650.7983 | 307.2976 | 830.8185 | 905.1144 | 640.4561 | 314.9019 | 847.4285 | 913.9199 | 631.5216 | 296.429 | 855.8586 | 912.5978 | 637.4356 | 301.2284 | 879.4911 | 959.3109 | 672.2389 | 330.4771 | 899.1555 | 946.5783 | 667.1926 | 327.5665 | 944.6666 | 986.3856 | 682.9214 | 350.5444 | 949.6754 | 966.0448 | 666.8827 | 358.4325 | 971.5763 | 1025.6485 | 745.9969 | 398.3264 | 1034.2706 | 1057.2123 | 752.0829 | 425.3471 | 1082.1356 | 1105.5479 | 795.6603 | 423.4254 | 1114.2022 | 1115.3612 | 816.4388 | 476.3538 | 1192.9447 | 1201.0737 | 849.6563 | 503.3545 | 1264.082
0.6667 | 941.8731 | 791.1956 | 385.3658 | 849.805 | 939.6547 | 812.3872 | 383.9594 | 856.9115 | 955.1796 | 818.2697 | 431.8676 | 882.2135 | 970.0574 | 820.8225 | 421.2219 | 897.4382 | 973.8844 | 822.3805 | 417.6893 | 892.2146 | 967.6008 | 837.5564 | 428.643 | 934.4881 | 1007.3967 | 828.4699 | 426.3022 | 944.8677 | 1004.3138 | 813.207 | 422.6937 | 952.2561 | 1006.7134 | 808.6394 | 424.4544 | 966.2566 | 1005.0311 | 855.9951 | 422.8628 | 975.3682 | 998.7581 | 847.5243 | 417.8663 | 1025.6887 | 1066.3352 | 870.2631 | 447.4584 | 1054.1542 | 1072.0013 | 890.867 | 447.0644 | 1081.9221 | 1106.3375 | 913.0288 | 491.9153 | 1102.5385 | 1111.2329 | 865.1206 | 487.6947 | 1129.1718 | 1140.1143 | 965.4933 | 552.0379 | 1187.6199 | 1214.3421 | 1008.5396 | 563.7827 | 1258.4889 | 1285.1844 | 1019.4603 | 615.3186 | 1304.0979 | 1273.1258 | 1081.4463 | 672.6449 | 1394.2065 | 1375.9271 | 1110.202 | 709.3266 | 1469.797
0.75 | 972.2501 | 871.2085 | 445.908 | 895.4538 | 976.4408 | 900.7518 | 454.8772 | 911.3142 | 989.1526 | 924.2581 | 498.7447 | 933.3731 | 1011.8543 | 923.8557 | 504.4805 | 944.6027 | 1012.8502 | 929.7773 | 483.141 | 951.7998 | 1012.4812 | 954.5937 | 504.0329 | 974.878 | 1038.3957 | 927.8824 | 500.8561 | 1000.0333 | 1046.3778 | 948.2381 | 483.4328 | 1011.373 | 1058.6126 | 925.3683 | 493.1178 | 1014.4298 | 1049.7435 | 966.6424 | 493.5341 | 1033.0718 | 1052.9896 | 974.4823 | 513.7239 | 1088.0556 | 1118.4365 | 1007.1531 | 532.7883 | 1140.6653 | 1134.4391 | 990.5092 | 551.5883 | 1150.3122 | 1173.4848 | 1023.3627 | 566.1407 | 1198.3965 | 1192.4703 | 1016.095 | 567.6647 | 1228.165 | 1223.1377 | 1087.9012 | 642.5761 | 1277.1453 | 1301.8853 | 1113.7911 | 656.6276 | 1374.454 | 1375.4581 | 1177.1796 | 726.2153 | 1416.6704 | 1359.8535 | 1231.041 | 770.1355 | 1500.9701 | 1497.4367 | 1264.332 | 833.5445 | 1581.8191
0.9 | 1038.8577 | 1074.613 | 622.6991 | 979.5822 | 1054.7277 | 1106.388 | 642.0721 | 1001.7205 | 1075.7299 | 1107.8673 | 687.1808 | 1024.274 | 1092.2106 | 1136.0167 | 701.663 | 1045.119 | 1098.6367 | 1123.9837 | 686.1199 | 1060.6599 | 1095.917 | 1172.4681 | 702.1844 | 1107.1184 | 1135.5982 | 1164.5516 | 728.4157 | 1103.1902 | 1149.0659 | 1165.7056 | 718.8657 | 1136.4079 | 1163.7945 | 1170.4617 | 716.1893 | 1146.1756 | 1163.6586 | 1202.8323 | 723.4942 | 1167.1244 | 1200.1401 | 1239.5448 | 736.5477 | 1242.1634 | 1272.6979 | 1282.2181 | 761.4351 | 1351.4994 | 1296.9969 | 1303.9148 | 800.2013 | 1317.5346 | 1334.045 | 1281.8838 | 813.5992 | 1391.6147 | 1399.372 | 1386.4717 | 847.8296 | 1448.3102 | 1443.8311 | 1416.8344 | 943.3237 | 1521.1564 | 1520.5178 | 1449.1223 | 945.5947 | 1593.8765 | 1585.678 | 1581.711 | 1051.8515 | 1654.8315 | 1614.8591 | 1655.4551 | 1059.0919 | 1783.5943 | 1765.1109 | 1632.1211 | 1088.2532 | 1834.0973
0.95 | 1075.4574 | 1133.9808 | 757.282 | 1014.571 | 1097.8201 | 1188.9524 | 772.4431 | 1046.1382 | 1121.8466 | 1179.2564 | 793.5087 | 1067.7148 | 1136.2586 | 1246.7266 | 799.8379 | 1093.4973 | 1133.1976 | 1202.5317 | 784.8618 | 1099.8067 | 1148.9504 | 1277.5488 | 847.0228 | 1169.0753 | 1213.3975 | 1267.5031 | 826.2388 | 1152.9079 | 1201.3375 | 1308.684 | 846.9956 | 1219.1912 | 1237.8121 | 1261.2311 | 855.3698 | 1227.765 | 1213.4834 | 1319.9874 | 851.5202 | 1278.7099 | 1269.2048 | 1390.3563 | 865.4109 | 1323.4663 | 1343.933 | 1423.9952 | 923.8932 | 1446.8088 | 1403.3728 | 1447.6303 | 912.8359 | 1415.7031 | 1450.6121 | 1425.8374 | 948.8666 | 1512.8817 | 1496.7736 | 1564.2737 | 1025.2337 | 1584.6961 | 1593.9529 | 1649.2428 | 1085.6269 | 1626.233 | 1641.5738 | 1688.9599 | 1116.3373 | 1725.8242 | 1756.3614 | 1785.1187 | 1203.0665 | 1861.2599 | 1782.666 | 1897.0602 | 1236.1419 | 1922.0023 | 1942.371 | 1945.6195 | 1265.7219 | 2018.3525
1 | 1219.4301 | 1434.5913 | 901.6058 | 1112.2823 | 1243.7725 | 1415.6476 | 1004.7279 | 1147.9158 | 1213.9247 | 1439.411 | 1037.0345 | 1222.8493 | 1310.1706 | 1652.8241 | 1026.9997 | 1218.6697 | 1316.1728 | 1630.2725 | 1020.9442 | 1242.2699 | 1267.3416 | 1629.2361 | 1092.1765 | 1377.8866 | 1448.6446 | 1798.3733 | 1178.4967 | 1490.9028 | 1440.6058 | 1926.1796 | 1224.9681 | 1523.0553 | 1568.2236 | 1881.8071 | 1315.222 | 1643.3638 | 1752.0179 | 1902.6053 | 1295.1476 | 1518.4756 | 1617.0189 | 2178.9206 | 1250.7788 | 1786.7312 | 1752.2763 | 2335.2083 | 1462.0963 | 1752.1418 | 1934.509 | 2087.7165 | 1530.6656 | 2038.8308 | 2047.7103 | 2456.2692 | 1440.9602 | 1987.2509 | 1975.3419 | 2465.9524 | 1804.9519 | 2951.6079 | 2489.2239 | 2875.93 | 1775.3962 | 2217.7691 | 2640.9286 | 2569.9814 | 1631.1465 | 2366.2724 | 2671.472 | 2665.785 | 1739.8722 | 2477.6718 | 2401.0911 | 2742.2314 | 1815.3064 | 2461.1847 | 2575.5622 | 4468.2097 | 1970.7578 | 3450.9007
CO2 Tax Rev ($)
| 1 | 2 | 3 | 4 | 5 | 6 | 7 | 8 | 9 | 10 | 11 | 12 | 13 | 14 | 15 | 16 | 17 | 18 | 19 | 20 | 21 | 22 | 23 | 24 | 25 | 26 | 27 | 28 | 29 | 30 | 31 | 32 | 33 | 34 | 35 | 36 | 37 | 38 | 39 | 40 | 41 | 42 | 43 | 44 | 45 | 46 | 47 | 48 | 49 | 50 | 51 | 52 | 53 | 54 | 55 | 56 | 57 | 58 | 59 | 60 | 61 | 62 | 63 | 64 | 65 | 66 | 67 | 68 | 69 | 70 | 71 | 72 | 73 | 74 | 75 | 76 | 77 | 78 | 79 | 80 | Total
0 | 54939279.3326 | 12810106.1423 | 4037124.4738 | 40090146.7925 | 13166550.8915 | 3240934.7878 | 1509621.6037 | 7029732.3644 | 5967353.1781 | 3429519.0379 | 2059560.6852 | 11404690.3126 | 12081948.1757 | 2645186.6705 | 3781805.2817 | 13473608.3107 | 9608433.638 | 4730175.1008 | 1546621.2364 | 13110866.2271 | 13409183.8292 | 15334.7571 | 1707791.414 | 4234843.03 | 25864572.4811 | 1950885.7565 | 2159757.7715 | 11575581.6684 | 2846692.9213 | 959274.7588 | 1208187.5929 | 30141057.3604 | 18168214.2171 | 5942.9462 | 0 | 13766424.4605 | 6915288.932 | 36186.662 | 0 | 4721693.6493 | 5423116.0484 | 0 | 4244.0923 | 9101875.9544 | 51434015.5947 | 0 | 0 | 6043108.0265 | 3338876.1267 | 0 | 0 | 6737568.1975 | 6161738.4257 | 0 | 0 | 6226776.7736 | 5472246.3412 | 0 | 0 | 10265793.7577 | 6202166.0966 | 0 | 0 | 4910281.6602 | 4264320.0584 | 0 | 0 | 6208780.613 | 2843014.953 | 0 | 198.681 | 1685261.1983 | 8999046.4345 | 0 | 0 | 14142654.1762 | 2185178.0217 | 0 | 0 | 1754716.242 | 523755155.9254
0.05 | 127786956.5235 | 69111570.4475 | 49315614.5422 | 120678079.8401 | 137681767.8974 | 65944481.2358 | 48895560.988 | 127884543.87 | 134503591.0364 | 72834712.0633 | 45854130.0379 | 125728416.2415 | 154290697.3167 | 78418488.6323 | 48412447.1034 | 129800715.7632 | 135047126.6618 | 64356046.7432 | 48978422.8577 | 132487592.3145 | 144384960.9191 | 52802214.3135 | 34013279.2389 | 132607797.8357 | 144799674.4134 | 60528616.9284 | 42637512.7467 | 124661611.4057 | 141625980.3293 | 64006852.8421 | 37493043.1206 | 132642395.242 | 130477447.3844 | 65240634.9995 | 27449814.9641 | 141818879.2941 | 133787964.6367 | 62971420.7662 | 37755678.0276 | 142219857.0421 | 137916847.4737 | 50173748.8054 | 31563151.1241 | 132545520.5531 | 128276466.5641 | 50130355.7216 | 13399457.1999 | 136146893.8881 | 115849394.9023 | 40082222.2769 | 18095282.7287 | 141873314.1529 | 128902315.1765 | 29122059.2257 | 15113762.0099 | 138152085.9742 | 113443892.5019 | 28366031.4909 | 11473405.4674 | 144533586.2781 | 123098823.2532 | 32274373.1243 | 14881663.4952 | 138365441.5933 | 117437630.0734 | 34292061.7669 | 13691372.5661 | 144723557.7739 | 124445988.7258 | 26291989.0524 | 19303152.6239 | 142085257.1186 | 138767654.1507 | 39528139.6886 | 17252835.624 | 147346774.8619 | 125473681.8402 | 32356784.0059 | 24720814.2332 | 144280472.5892 | 6977714860.2425
0.1 | 178629400.7659 | 96352563.3454 | 65506526.5883 | 150528291.6267 | 174274248.2172 | 90519911.3579 | 68402816.2873 | 155551565.8511 | 176694277.871 | 100064437.3631 | 61545273.1748 | 158099789.6506 | 191340831.6294 | 109144109.6353 | 67803561.3854 | 158744429.8752 | 180564417.9804 | 88990651.6106 | 68162432.2879 | 167098095.0469 | 186623825.5459 | 90183687.2384 | 53696850.2004 | 164439355.7902 | 188613037.8526 | 87102790.1348 | 63265504.7805 | 159263943.451 | 174994895.7241 | 84045320.4483 | 58275793.5 | 173107184.7076 | 177599824.3241 | 101937664.7346 | 57614222.4656 | 186033949.5168 | 169674454.0337 | 97047100.5821 | 62746466.8027 | 175948710.1312 | 186539326.6688 | 85164298.5448 | 57267504.8307 | 174819677.3372 | 163832533.8909 | 80893450.0617 | 47812565.2672 | 170903483.5905 | 161076386.7562 | 75259553.2877 | 45608129.8018 | 167938415.6857 | 171042136.1156 | 75507626.6813 | 43535019.0485 | 181984568.3932 | 164257388.5459 | 76969786.8522 | 43537411.9464 | 180026993.1502 | 165166237.868 | 73926580.4844 | 43705849.6354 | 185854718.3096 | 161526614.0508 | 71016359.7265 | 41441915.5347 | 192473275.0813 | 177646956.8499 | 67506004.5548 | 49474483.3544 | 194130980.4948 | 186709809.1315 | 80313883.1214 | 50792374.561 | 198620072.0964 | 198404046.2762 | 82687640.4939 | 55738959.1488 | 198058813.9174 | 9849404044.663
0.25 | 247889700.7619 | 157516639.8861 | 105336866.5421 | 214634529.9357 | 246077394.016 | 167057114.5194 | 114958369.1497 | 211801896.3947 | 250408824.5738 | 166405142.254 | 101465963.9354 | 225133756.3008 | 257962165.8193 | 172766792.2404 | 109420550.9357 | 225575112.7401 | 262966477.5362 | 175889015.9347 | 112386864.4473 | 240667680.0255 | 261626980.0664 | 162972455.5485 | 100622184.6963 | 229440670.4209 | 250702045.9924 | 157857594.1792 | 107670555.693 | 232663152.8756 | 247306626.9288 | 153359861.6229 | 106345240.6581 | 246932493.3205 | 253607542.8469 | 179785992.4508 | 111279993.1818 | 269071618.3818 | 251818469.191 | 172306107.963 | 119800209.6602 | 244322077.809 | 270227810.5607 | 165638412.7325 | 102170259.3981 | 239264977.4789 | 246648865.9338 | 163245244.9746 | 101907882.3801 | 248826275.0563 | 247375760.7081 | 149976981.6272 | 93317746.7704 | 250066182.6559 | 254712854.5524 | 158440427.9309 | 98069355.7675 | 261488541.2288 | 244004474.4568 | 157383553.9356 | 104722246.1699 | 278622109.188 | 247908061.3099 | 144373839.5296 | 108104695.0619 | 274079358.856 | 257889254.3317 | 168103456.7383 | 103721397.6781 | 287819480.0449 | 286394592.2866 | 167673096.1023 | 107798409.1278 | 302675786.4706 | 275819230.8822 | 183028154.9803 | 112967273.6134 | 292195765.6549 | 306523152.2914 | 208179027.3597 | 122071480.8125 | 315012543.8073 | 15734260751.8816
0.3333 | 271877840.705 | 197049110.8384 | 126299226.0214 | 247113159.6795 | 272099337.892 | 208546457.8139 | 140243299.8928 | 246471513.2552 | 276538809.3738 | 203549680.8909 | 123231844.29 | 250582114.0514 | 286004306.089 | 215139253.6977 | 129122190.1573 | 255889375.4851 | 289309969.908 | 215691812.7521 | 138305540.3984 | 272368813.7613 | 297677318.4562 | 205059345.9438 | 125481116.2917 | 257104141.1292 | 272655332.0512 | 193673441.0966 | 132144964.932 | 261495812.6826 | 272989942.7619 | 198296067.6514 | 129604171.4086 | 281403428.315 | 285308974.3405 | 228566591.6263 | 137355656.1789 | 294770528.747 | 282899656.5078 | 213259754.5675 | 143387215.2003 | 278665084.3504 | 296688669.6476 | 200991873.9302 | 125194088.691 | 267341111.6403 | 276658127.6806 | 203652323.8729 | 128217252.0777 | 285975001.5468 | 291652586.9868 | 189468048.7573 | 124635455.1861 | 293817198.2147 | 299099896.0111 | 204668014.9658 | 122496150.6907 | 301050621.7568 | 287694139.2854 | 199018270.7153 | 135705181.0984 | 312680490.6478 | 288813390.6029 | 192989812.473 | 132921479.2104 | 315735659.0574 | 312075799.6789 | 219409500.4615 | 136724491.0929 | 329010451.7494 | 324775838.9198 | 219076596.7721 | 145748228.959 | 353427426.4966 | 315112674.6981 | 241813794.8563 | 146391618.781 | 336687647.8595 | 357415024.3927 | 283029149.8373 | 161430458.5582 | 367354509.155 | 18583880258.2074
0.5 | 310311165.1137 | 277977827.8562 | 176130220.9512 | 297583795.0873 | 321840481.8483 | 285998952.1635 | 188725885.5552 | 294335047.4854 | 328945808.2983 | 286583996.6793 | 176040259.6623 | 312904360.6121 | 338959465.2354 | 302294539.5872 | 183129539.6158 | 317936106.8755 | 343591423.6263 | 304679115.2419 | 193183616.0052 | 336065180.5151 | 362362685.6736 | 280560082.9187 | 171093699.2038 | 319408725.1584 | 334532172.7214 | 275275621.3933 | 180687626.1326 | 313916522.5516 | 337904943.1448 | 289888520.4239 | 174111859.9423 | 335596599.5002 | 343487726.8431 | 314355432.1799 | 178727627.3556 | 350034263.6465 | 359203471.1306 | 297632715.7578 | 198813283.2339 | 337411085.3412 | 375664912.4302 | 283634981.5085 | 175358905.2549 | 324090125.3854 | 344507596.7905 | 295885070.7356 | 178062063.7554 | 357165199.5809 | 362054474.3581 | 288705854.6816 | 182448869.0594 | 357745943.1983 | 377235037.0725 | 291460059.5184 | 175102394.6245 | 369702017.1852 | 373972874.3304 | 315832485.1524 | 202647869.79 | 391000884.6645 | 382270075.801 | 298268515.1611 | 196783372.5088 | 389362480.7503 | 406090524.1974 | 332820252.5913 | 199430037.0691 | 422943203.4583 | 421896252.4254 | 321707397.3656 | 213540913.8827 | 452079174.2089 | 428415807.6896 | 380228932.7405 | 224193901.341 | 443991202.1891 | 472443596.4375 | 414677194.7172 | 238425303.9113 | 489857866.2218 | 24483925076.0131
0.6667 | 371822705.0492 | 364364632.8565 | 231099202.6178 | 357769300.0211 | 396327281.447 | 381220822.8164 | 252000649.4573 | 345578877.9238 | 400107879.1854 | 377277305.5641 | 239893586.0866 | 376881508.23 | 409544773.1465 | 403380330.3168 | 248254831.7994 | 373712214.4515 | 425540646.0654 | 403416309.2689 | 256957872.776 | 414240604.9281 | 456838389.5063 | 361573065.2757 | 232524225.0671 | 376500149.8659 | 424161281.5821 | 375839744.1606 | 238873905.5651 | 365554908.6043 | 418828378.9031 | 377682439.2999 | 240498735.5323 | 397380667.9669 | 427330335.3755 | 409103784.7205 | 238690206.0505 | 425175943.1871 | 441267941.8997 | 384770822.6404 | 259177309.6069 | 405970150.9036 | 480101803.688 | 376012846.8487 | 227392931.0526 | 401624181.7929 | 424233444.2594 | 405208611.8972 | 242369394.464 | 424369582.2168 | 459035969.7322 | 395452994.9725 | 252005667.6208 | 436586533.3849 | 474642633.5297 | 405368433.1752 | 240009198.3448 | 439870689.4685 | 485153606.5695 | 424904412.1403 | 267368259.3405 | 490460756.8062 | 509516950.7353 | 453746398.3134 | 268898605.5164 | 486037986.1073 | 528510896.2908 | 459501340.9616 | 286751140.6906 | 525240584.9014 | 553652340.3392 | 463170602.0546 | 299630144.6962 | 542613226.6071 | 573424716.1837 | 512477280.269 | 318898105.9699 | 561606950.7537 | 605924349.941 | 542255061.3556 | 334899752.0036 | 603847669.4292 | 31469909774.1459
0.75 | 423238091.982 | 412396691.3886 | 275691784.634 | 403272665.5263 | 443856077.0709 | 435523675.8185 | 282271672.4395 | 391714925.8264 | 459875892.7155 | 429973881.8703 | 273209862.7789 | 417924228.8988 | 469663426.6611 | 458566536.4389 | 285805340.932 | 413562339.1948 | 486070168.4676 | 465811385.7409 | 296692625.9183 | 467455964.2309 | 520561364.3673 | 427945922.2325 | 270712744.7784 | 423905249.7686 | 482825100.8694 | 429025923.1756 | 286383917.0552 | 411324570.6093 | 490542539.9204 | 441766730.7161 | 276231513.8677 | 433802643.8636 | 496197527.7616 | 462649577.1341 | 281684052.9774 | 467570177.41 | 514770082.797 | 437718528.2937 | 299388353.473 | 457361791.7281 | 544642954.5715 | 432606073.5147 | 275670327.0529 | 447577857.7671 | 498710463.6325 | 473000453.1707 | 289727369.4205 | 483694992.4288 | 515544059.4722 | 464945297.2329 | 289627066.4005 | 479978811.5505 | 531937785.16 | 474096613.6193 | 293346737.7662 | 493499891.0243 | 569731136.6296 | 495877923.9146 | 319888441.0458 | 544185550.4099 | 587957626.9073 | 515235565.6897 | 323753252.5541 | 547117531.1938 | 613197531.4672 | 551107288.8676 | 352491897.3888 | 572442334.5518 | 625193186.4424 | 549551246.3237 | 362646844.8859 | 614163057.8135 | 648457983.7807 | 617927550.7224 | 383967748.8859 | 618159293.8353 | 694857013.7967 | 647330934.5962 | 399893728.8334 | 669060584.2192 | 36117747559.873
0.9 | 599342694.449 | 560905738.3824 | 383845136.1528 | 499790035.5294 | 614839514.4211 | 578088334.3937 | 386549729.5389 | 517548542.7573 | 644758515.1528 | 600336484.8175 | 384311062.4035 | 573553786.916 | 647497074.5238 | 656503200.1227 | 379590476.7878 | 563126440.4522 | 688617813.8588 | 666340602.859 | 408755242.9623 | 603787034.1413 | 704619193.9926 | 608728930.3914 | 388263893.1148 | 545249521.3818 | 639625444.0228 | 611481289.9014 | 380076442.5627 | 544128318.433 | 650760801.4497 | 636851683.386 | 397110421.0597 | 573874193.2922 | 688123404.4419 | 649428132.0299 | 394321283.2434 | 605496083.8786 | 684587779.0853 | 620394374.9939 | 422134471.7928 | 607418031.8224 | 724296133.787 | 586579550.0077 | 397793678.9325 | 575692338.0208 | 665438527.0718 | 644582393.7933 | 407749267.9094 | 623108876.4644 | 692876693.2981 | 639779279.8755 | 402723739.19 | 618824994.6789 | 710875187.666 | 649092144.415 | 424416826.4069 | 635892902.2358 | 737691893.712 | 701715382.435 | 480415830.2809 | 720592677.2437 | 773697765.5323 | 715044135.1391 | 467567006.9133 | 722792906.0046 | 805413311.9346 | 730079672.4891 | 500016291.808 | 771493558.9825 | 819100202.2609 | 773234842.967 | 542837513.3849 | 809133587.7053 | 851326902.1097 | 867649938.9754 | 541410832.3987 | 809973260.4821 | 894214257.1107 | 872397591.6874 | 560672404.0995 | 884166435.1468 | 49063121889.455
0.95 | 681090273.7304 | 662862611.8711 | 459783706.5383 | 577486910.7256 | 716947218.2036 | 675695283.4822 | 485085107.3358 | 594370071.687 | 713572563.684 | 691273149.6562 | 480685807.5283 | 651037799.711 | 757772876.5919 | 775148412.429 | 453515509.2104 | 651006866.4325 | 798258872.4795 | 755316752.1561 | 496168744.017 | 696736891.3048 | 798977992.082 | 718274779.1656 | 465442065.3214 | 663030281.2878 | 743492223.0781 | 730836081.6502 | 447574476.1406 | 647716220.2295 | 746633906.8264 | 741160232.6224 | 483707359.3779 | 665882948.2286 | 761583731.7505 | 774248461.2806 | 479670497.5235 | 681503716.4893 | 784881511.786 | 757979854.3194 | 507140470.1478 | 701005266.1942 | 810184806.5386 | 692299540.6275 | 499746825.5788 | 640212302.2348 | 739622784.2114 | 751969348.9956 | 512472174.8967 | 709716666.9452 | 780931186.3778 | 732787834.9651 | 480909973.1672 | 724004722.8932 | 779597629.8244 | 769456656.1618 | 513297219.2607 | 746305716.5984 | 831831077.0976 | 789695539.7008 | 554264714.2369 | 829334940.9373 | 852614683.4454 | 830661166.7338 | 569079678.3939 | 832519642.9245 | 887276813.4899 | 842013935.5974 | 592695680.635 | 871172457.2887 | 934706994.1963 | 882492712.622 | 646186576.7056 | 916940841.4617 | 965353743.5019 | 958933588.9701 | 638898647.436 | 939392125.2531 | 1009245503.1388 | 990524604.8837 | 665650982.0874 | 1001000810.4748 | 56790560354.7662
1 | 884996286.9663 | 900205804.9155 | 679190471.5604 | 867065803.4507 | 896157513.7286 | 984214762.2488 | 732618699.1789 | 895261475.766 | 946553482.9215 | 998967322.2651 | 746491140.7624 | 909888492.505 | 944614298.3743 | 1086912587.8278 | 805309884.8271 | 1115140629.176 | 1097175355.5551 | 1031012678.6238 | 878194374.2806 | 1029848936.2569 | 1029939473.312 | 968970202.9243 | 792498157.0789 | 912080722.8648 | 972348067.1372 | 1021041677.4851 | 847969558.6619 | 1013903815.5395 | 1009977247.6117 | 1016409306.2546 | 908305424.4553 | 1049939592.7041 | 1029061356.7805 | 1051180522.6921 | 992095765.3778 | 1074301214.8509 | 1032533404.7847 | 1066587184.8106 | 894622000.3254 | 1071248163.1481 | 1103954485.1308 | 1001995374.9946 | 844383091.0677 | 1011598184.7958 | 1045529286.1687 | 1024028672.7606 | 758113782.002 | 946833231.4857 | 1018764468.2079 | 986834230.0668 | 780633821.2168 | 1009059912.2931 | 1064225051.7507 | 1073519837.1811 | 955813082.7791 | 1101265138.0979 | 1105405035.5383 | 1131284984.555 | 1076677625.3246 | 1150954515.737 | 1155385838.8559 | 1168294774.3956 | 995527323.3201 | 1159125893.192 | 1124183458.853 | 1170353408.8503 | 962294417.8412 | 1204493803.2214 | 1236967852.0121 | 1258209930.1191 | 1085089561.3072 | 1347960851.9191 | 1221855040.4555 | 1286742752.5064 | 1073531561.5989 | 1263095144.7873 | 1265673557.1325 | 1317902205.9679 | 1101664368.7466 | 1468967279.5778 | 82243025695.8047
| year | RR 4A no CO2 | CO2 Cost
| 2016 | 882.6351 | 310.3112
| 2016 | 635.8206 | 277.9778 |  |  | Column Labels
| 2016 | 297.7066 | 176.1302 |  | Values | 2016 | 2017 | 2018 | 2019 | 2020 | 2021 | 2022 | 2023 | 2024 | 2025 | 2026 | 2027 | 2028 | 2029 | 2030 | 2031 | 2032 | 2033 | 2034 | 2035 | Grand Total
| 2016 | 749.2525 | 297.5838 |  | Sum of RR 4A no CO2 | 2565.4149 | 2587.8966 | 2652.5983 | 2627.1839 | 2669.6456 | 2711.7865 | 2735.0922 | 2708.9297 | 2707.9009 | 2697.729 | 2730.7529 | 2861.1824 | 2886.004 | 2969.5267 | 2962.9364 | 3204.2425 | 3316.7779 | 3438.8358 | 3601.0985 | 3818.1665 | 58453.7011
| 2017 | 879.3481 | 321.8405 |  | Sum of CO2 Cost | 1062.003 | 1090.9004 | 1104.4744 | 1142.3197 | 1177.5193 | 1133.4252 | 1104.4119 | 1137.5019 | 1186.6051 | 1193.0606 | 1158.7489 | 1175.6199 | 1190.9551 | 1213.4995 | 1283.4541 | 1266.6844 | 1361.284 | 1409.2237 | 1476.8298 | 1615.404 | 24483.9251
| 2017 | 637.4407 | 285.999
| 2017 | 287.353 | 188.7259
| 2017 | 783.7548 | 294.335
| 2018 | 888.5427 | 328.9458
| 2018 | 647.6992 | 286.584
| 2018 | 331.4302 | 176.0403
| 2018 | 784.9261 | 312.9044
| 2019 | 895.7385 | 338.9595
| 2019 | 633.9614 | 302.2945
| 2019 | 314.6687 | 183.1295
| 2019 | 782.8153 | 317.9361
| 2020 | 907.274 | 343.5914
| 2020 | 657.5562 | 304.6791
| 2020 | 308.0219 | 193.1836
| 2020 | 796.7936 | 336.0652
| 2021 | 895.0133 | 362.3627
| 2021 | 657.5736 | 280.5601
| 2021 | 323.6758 | 171.0937
| 2021 | 835.5236 | 319.4087
| 2022 | 931.4466 | 334.5322
| 2022 | 653.4464 | 275.2756
| 2022 | 313.0724 | 180.6876
| 2022 | 837.1267 | 313.9165
| 2023 | 920.0153 | 337.9049
| 2023 | 650.7983 | 289.8885
| 2023 | 307.2976 | 174.1119
| 2023 | 830.8185 | 335.5966
| 2024 | 905.1144 | 343.4877
| 2024 | 640.4561 | 314.3554
| 2024 | 314.9019 | 178.7276
| 2024 | 847.4285 | 350.0343
| 2025 | 913.9199 | 359.2035
| 2025 | 631.5216 | 297.6327
| 2025 | 296.429 | 198.8133
| 2025 | 855.8586 | 337.4111
| 2026 | 912.5978 | 375.6649
| 2026 | 637.4356 | 283.635
| 2026 | 301.2284 | 175.3589
| 2026 | 879.4911 | 324.0901
| 2027 | 959.3109 | 344.5076
| 2027 | 672.2389 | 295.8851
| 2027 | 330.4771 | 178.0621
| 2027 | 899.1555 | 357.1652
| 2028 | 946.5783 | 362.0545
| 2028 | 667.1926 | 288.7059
| 2028 | 327.5665 | 182.4489
| 2028 | 944.6666 | 357.7459
| 2029 | 986.3856 | 377.235
| 2029 | 682.9214 | 291.4601
| 2029 | 350.5444 | 175.1024
| 2029 | 949.6754 | 369.702
| 2030 | 966.0448 | 373.9729
| 2030 | 666.8827 | 315.8325
| 2030 | 358.4325 | 202.6479
| 2030 | 971.5763 | 391.0009
| 2031 | 1025.6485 | 382.2701
| 2031 | 745.9969 | 298.2685
| 2031 | 398.3264 | 196.7834
| 2031 | 1034.2706 | 389.3625
| 2032 | 1057.2123 | 406.0905
| 2032 | 752.0829 | 332.8203
| 2032 | 425.3471 | 199.43
| 2032 | 1082.1356 | 422.9432
| 2033 | 1105.5479 | 421.8963
| 2033 | 795.6603 | 321.7074
| 2033 | 423.4254 | 213.5409
| 2033 | 1114.2022 | 452.0792
| 2034 | 1115.3612 | 428.4158
| 2034 | 816.4388 | 380.2289
| 2034 | 476.3538 | 224.1939
| 2034 | 1192.9447 | 443.9912
| 2035 | 1201.0737 | 472.4436
| 2035 | 849.6563 | 414.6772
| 2035 | 503.3545 | 238.4253
| 2035 | 1264.082 | 489.8579

## RR 4B NO CO2
Rev Requirement w\out CO2 ($ millions)
| 1 | 2 | 3 | 4 | 5 | 6 | 7 | 8 | 9 | 10 | 11 | 12 | 13 | 14 | 15 | 16 | 17 | 18 | 19 | 20 | 21 | 22 | 23 | 24 | 25 | 26 | 27 | 28 | 29 | 30 | 31 | 32 | 33 | 34 | 35 | 36 | 37 | 38 | 39 | 40 | 41 | 42 | 43 | 44 | 45 | 46 | 47 | 48 | 49 | 50 | 51 | 52 | 53 | 54 | 55 | 56 | 57 | 58 | 59 | 60 | 61 | 62 | 63 | 64 | 65 | 66 | 67 | 68 | 69 | 70 | 71 | 72 | 73 | 74 | 75 | 76 | 77 | 78 | 79 | 80
0 | 207.8237 | 66.4696 | -43.1123 | 79.6211 | 249.3479 | 48.9738 | -100.0763 | 123.6877 | 291.924 | 79.5754 | -28.303 | 87.4322 | 292.3633 | 43.7407 | -80.2833 | 51.7847 | 178.7099 | -2.5387 | -103.2705 | 103.9713 | 204.9397 | -1.8259 | -131.607 | 100.7802 | 268.9342 | 22.9533 | -160.8315 | 82.8735 | 154.0004 | 11.6814 | -174.5544 | 76.1339 | 268.6125 | 33.6626 | -233.3114 | 73.066 | 100.7908 | 16.6406 | -150.0942 | 54.6663 | 76.9445 | 35.4894 | -182.4375 | 21.4791 | 252.5229 | 47.6608 | -135.0069 | 76.0864 | 49.5463 | -24.4427 | -227.7271 | 128.0152 | 156.7778 | 7.4671 | -221.51 | 4.3279 | 17.712 | 73.9972 | -320.6014 | -14.0424 | 34.4076 | 40.3322 | -209.2503 | 68.9106 | 56.7459 | 61.5985 | -202.0521 | -71.9054 | 117.5274 | 45.1577 | -235.8902 | 75.5687 | 84.2603 | -0.79769 | -227.733 | 47.9352 | -0.40435 | -51.8616 | -295.9907 | 135.0238
0.05 | 497.2878 | 202.0748 | 33.4992 | 345.3525 | 498.1333 | 215.0861 | 26.7785 | 366.7229 | 530.5049 | 199.8132 | 47.1523 | 364.1259 | 519.859 | 190.0606 | 14.1873 | 378.0462 | 511.8446 | 181.2812 | 18.7042 | 350.2533 | 496.1384 | 180.3493 | 22.757 | 384.0435 | 500.1482 | 180.5495 | 1.1545 | 387.9403 | 504.251 | 175.9776 | -1.113 | 372.232 | 507.7909 | 159.5181 | 5.6334 | 333.6335 | 464.5239 | 139.9427 | -47.8089 | 348.0012 | 434.4861 | 150.2658 | -26.7059 | 414.8085 | 438.7345 | 151.6091 | -35.4049 | 381.5533 | 479.0905 | 183.895 | -19.5907 | 367.4995 | 445.7833 | 162.8015 | -27.7137 | 382.917 | 440.1937 | 192.6936 | -27.1387 | 400.0535 | 444.0176 | 190.9012 | -15.8477 | 446.4112 | 479.2482 | 196.7114 | -12.5621 | 423.4756 | 451.3192 | 214.5327 | -3.6475 | 508.7181 | 510.8992 | 200.5949 | -12.4654 | 505.7162 | 533.8193 | 224.6732 | -6.4233 | 568.8862
0.1 | 596.4505 | 259.9872 | 67.0379 | 421.0012 | 604.4252 | 277.3568 | 59.9452 | 439.8224 | 617.2507 | 265.1046 | 79.0454 | 452.214 | 600.8506 | 253.7048 | 56.9961 | 447.3125 | 623.0876 | 258.7911 | 52.7949 | 441.1706 | 595.5297 | 248.6485 | 54.6956 | 469.7699 | 602.1991 | 239.2028 | 38.062 | 489.2517 | 584.8627 | 244.1619 | 33.9044 | 467.7515 | 599.5208 | 224.6953 | 44.0019 | 424.4535 | 560.9382 | 200.4983 | -1.9881 | 441.5941 | 550.9537 | 203.4856 | 19.0534 | 497.9602 | 574.3264 | 208.6122 | 10.057 | 474.321 | 578.6038 | 229.5561 | 31.5177 | 487.8584 | 553.4187 | 239.4918 | 32.7637 | 515.8631 | 598.826 | 251.8326 | 29.8057 | 538.7881 | 569.5657 | 244.0346 | 37.2763 | 565.5684 | 616.6342 | 255.0723 | 47.4704 | 575.2672 | 614.756 | 285.4081 | 46.0982 | 614.0263 | 674.538 | 273.1299 | 63.8447 | 619.1019 | 694.8988 | 296.1797 | 61.8996 | 714.2552
0.25 | 738.4877 | 394.2208 | 150.7393 | 568.32 | 759.0551 | 408.8493 | 142.1529 | 575.7485 | 750.2786 | 395.241 | 175.0791 | 589.7493 | 773.7176 | 407.9253 | 153.2033 | 614.4457 | 766.6522 | 415.6405 | 164.6333 | 611.2494 | 745.8796 | 408.2769 | 162.8265 | 621.0431 | 774.8644 | 425.1929 | 148.2061 | 639.3229 | 775.7636 | 411.1188 | 140.586 | 636.2373 | 763.5053 | 389.482 | 147.3069 | 622.1665 | 749.2784 | 353.9238 | 101.037 | 646.2261 | 751.2929 | 362.7396 | 131.7021 | 660.5982 | 752.5594 | 370.3953 | 114.881 | 677.057 | 767.2942 | 396.4664 | 144.2707 | 683.9007 | 785.0347 | 372.0236 | 144.1297 | 701.5979 | 789.1954 | 405.837 | 153.0015 | 734.5061 | 814.4398 | 413.4837 | 162.6755 | 813.109 | 826.4342 | 415.8217 | 188.3212 | 823.7578 | 862.0697 | 458.3536 | 187.1659 | 843.3475 | 909.8497 | 478.6939 | 233.8061 | 873.4178 | 934.1631 | 491.2181 | 233.1961 | 964.0096
0.3333 | 799.1885 | 476.3824 | 201.6256 | 645.1245 | 811.0179 | 479.5733 | 190.1137 | 641.6686 | 802.4424 | 494.2745 | 230.5654 | 654.3751 | 824.7532 | 491.2201 | 214.5394 | 677.286 | 819.5548 | 500.4859 | 219.4891 | 674.6163 | 810.6507 | 500.5636 | 219.1066 | 694.8578 | 847.5283 | 490.9089 | 191.783 | 723.3184 | 836.3771 | 494.8399 | 195.3899 | 705.2918 | 829.5972 | 460.449 | 201.8602 | 702.49 | 807.1084 | 432.5892 | 176.0446 | 725.756 | 803.3769 | 459.8804 | 185.6041 | 731.2127 | 847.5111 | 476.0819 | 185.673 | 770.5053 | 836.94 | 469.3043 | 199.9678 | 770.9942 | 863.7066 | 462.6839 | 216.7726 | 795.7559 | 847.9091 | 485.3711 | 212.453 | 809.8266 | 888.7019 | 514.6493 | 233.5099 | 888.5256 | 910.2168 | 492.2277 | 269.5123 | 919.9008 | 948.3007 | 580.0685 | 257.7176 | 927.5995 | 982.7888 | 584.5705 | 322.6777 | 989.0273 | 1028.2421 | 633.4656 | 327.7075 | 1070.5981
0.5 | 882.313 | 636.3121 | 297.2101 | 752.3038 | 882.5722 | 641.5227 | 290.2351 | 789.7671 | 895.3075 | 656.4962 | 333.9571 | 786.63 | 903.3409 | 647.958 | 311.9212 | 790.3389 | 905.5079 | 659.8437 | 310.5975 | 804.2961 | 894.8844 | 661.0572 | 324.4078 | 838.0863 | 935.3444 | 661.0024 | 317.928 | 841.617 | 929.3607 | 655.7641 | 304.7667 | 839.4934 | 922.5681 | 646.7753 | 309.7571 | 854.6665 | 918.0831 | 641.3366 | 287.0292 | 869.6854 | 917.394 | 639.2078 | 294.7897 | 892.5921 | 969.1902 | 681.9905 | 315.477 | 903.3859 | 957.8735 | 664.1783 | 318.1101 | 954.9598 | 991.8813 | 685.2279 | 337.589 | 953.9735 | 969.3054 | 665.5659 | 341.5097 | 969.8972 | 1014.4352 | 735.0752 | 383.6286 | 1036.2849 | 1056.9997 | 744.0305 | 417.3436 | 1079.867 | 1107.8753 | 793.9968 | 418.2053 | 1116.4034 | 1112.4873 | 802.1187 | 470.6441 | 1186.9726 | 1192.0488 | 837.5343 | 496.0579 | 1263.8386
0.6667 | 941.8731 | 781.2997 | 384.5559 | 844.1217 | 940.0313 | 816.3251 | 388.5126 | 866.9373 | 956.8888 | 822.4455 | 440.3231 | 888.4883 | 974.5554 | 820.7876 | 425.6979 | 902.4706 | 982.1802 | 829.5616 | 419.62 | 900.5624 | 974.9872 | 837.0811 | 430.3222 | 938.3663 | 1010.1181 | 839.0563 | 431.3666 | 949.3371 | 1008.9662 | 826.7916 | 428.9677 | 958.5981 | 1011.5985 | 816.2724 | 429.6479 | 968.8689 | 1011.582 | 857.0935 | 421.5038 | 981.6523 | 1006.8423 | 858.1265 | 424.4695 | 1023.8 | 1066.0332 | 887.787 | 444.0421 | 1056.5653 | 1073.7156 | 887.5169 | 447.7599 | 1088.0153 | 1106.6119 | 903.957 | 484.581 | 1099.2626 | 1113.2159 | 862.7749 | 475.9936 | 1132.781 | 1133.1497 | 965.6979 | 542.4363 | 1182.4321 | 1207.7707 | 1012.8136 | 554.0586 | 1253.7695 | 1283.35 | 1014.3063 | 613.3723 | 1301.7584 | 1260.1049 | 1078.2835 | 663.8215 | 1386.8101 | 1364.056 | 1099.957 | 696.1023 | 1466.7755
0.75 | 972.2501 | 868.9816 | 445.4231 | 895.6055 | 976.7926 | 904.5587 | 455.6564 | 911.2364 | 996.2484 | 924.1269 | 503.1195 | 943.0023 | 1013.2176 | 924.813 | 509.0398 | 942.8401 | 1011.7889 | 930.8029 | 476.8258 | 956.9013 | 1020.7308 | 958.5692 | 503.2009 | 986.7576 | 1042.5013 | 920.5388 | 507.0014 | 994.8833 | 1047.472 | 948.69 | 492.558 | 1014.2165 | 1054.1926 | 941.7182 | 488.78 | 1029.3619 | 1051.1324 | 967.7179 | 499.7143 | 1040.3435 | 1063.7418 | 987.8192 | 509.1531 | 1090.8695 | 1119.5746 | 1008.6155 | 532.7444 | 1154.0611 | 1144.976 | 999.6337 | 546.8195 | 1152.3691 | 1178.43 | 1022.3335 | 556.9415 | 1196.2012 | 1189.4016 | 1003.4472 | 558.6737 | 1226.4943 | 1219.3978 | 1069.0078 | 637.5108 | 1287.7506 | 1297.603 | 1109.717 | 648.5396 | 1382.8218 | 1374.1265 | 1178.8197 | 724.4829 | 1416.6339 | 1359.2187 | 1221.3417 | 764.8504 | 1502.8864 | 1489.9673 | 1257.8049 | 816.7873 | 1566.652
0.9 | 1038.5272 | 1075.8257 | 627.4988 | 981.1799 | 1056.4249 | 1112.2522 | 650.5167 | 1002.2201 | 1076.0997 | 1106.2887 | 683.5686 | 1035.4842 | 1096.6388 | 1141.6016 | 705.1727 | 1048.6563 | 1098.0649 | 1130.734 | 703.1593 | 1058.1643 | 1106.2117 | 1182.9682 | 695.647 | 1109.9163 | 1145.3572 | 1173.8186 | 728.7251 | 1102.9205 | 1165.922 | 1197.6515 | 724.6428 | 1142.4532 | 1175.0598 | 1186.6287 | 725.9297 | 1145.2533 | 1173.7523 | 1216.0404 | 730.5042 | 1180.5196 | 1202.0278 | 1258.6751 | 741.6325 | 1241.4185 | 1266.6603 | 1284.9452 | 768.6147 | 1355.0227 | 1301.1866 | 1302.6875 | 804.3647 | 1324.446 | 1346.4347 | 1271.0614 | 819.2776 | 1386.3574 | 1371.6026 | 1384.8913 | 838.3262 | 1433.7915 | 1426.4547 | 1407.8842 | 920.1879 | 1533.6785 | 1514.5154 | 1456.4208 | 949.6078 | 1615.8315 | 1598.4259 | 1589.8262 | 1043.693 | 1658.2406 | 1612.9945 | 1656.9027 | 1054.0056 | 1774.1988 | 1746.4321 | 1630.9646 | 1084.1445 | 1831.9579
0.95 | 1075.4574 | 1139.7331 | 757.2762 | 1017.9164 | 1097.2538 | 1196.2417 | 780.826 | 1050.0215 | 1124.3993 | 1188.4147 | 793.1821 | 1075.7742 | 1150.2095 | 1238.8043 | 799.3942 | 1091.5071 | 1142.1256 | 1210.4157 | 801.4194 | 1105.8237 | 1155.4529 | 1281.6069 | 856.795 | 1189.5347 | 1215.0997 | 1274.8655 | 822.4185 | 1159.3861 | 1218.7483 | 1333.4965 | 864.6053 | 1224.8748 | 1244.9685 | 1262.5429 | 867.6734 | 1224.9835 | 1241.6288 | 1331.9008 | 863.0884 | 1273.2766 | 1282.0027 | 1388.198 | 866.1184 | 1322.5272 | 1357.8907 | 1436.9137 | 942.2177 | 1480.7747 | 1416.1564 | 1453.9435 | 917.0907 | 1425.3539 | 1459.7002 | 1415.8818 | 951.6112 | 1498.2562 | 1468.577 | 1557.49 | 1012.4434 | 1579.3159 | 1576.4398 | 1643.9293 | 1070.364 | 1661.1572 | 1633.0719 | 1695.585 | 1132.3059 | 1754.8008 | 1759.9992 | 1781.3876 | 1196.5361 | 1855.4725 | 1777.7694 | 1881.8977 | 1209.6 | 1937.4064 | 1918.4181 | 1932.0249 | 1248.5913 | 2011.592
1 | 1219.4301 | 1432.5899 | 897.8809 | 1119.703 | 1236.4247 | 1422.8694 | 1029.6539 | 1163.9088 | 1231.3858 | 1454.1295 | 1025.5611 | 1230.9056 | 1312.2681 | 1732.2421 | 1022.5209 | 1249.8067 | 1330.3639 | 1578.2116 | 1024.9694 | 1291.0142 | 1298.8239 | 1733.6637 | 1096.9139 | 1382.1258 | 1469.9482 | 1941.7006 | 1217.0951 | 1457.5985 | 1495.9341 | 1912.3677 | 1197.2714 | 1474.9729 | 1588.1902 | 1836.1917 | 1317.738 | 1581.0661 | 1710.8655 | 1849.7446 | 1298.4641 | 1515.5097 | 1588.2253 | 2125.5944 | 1242.1443 | 1722.9666 | 1843.9562 | 2303.7253 | 1455.0581 | 1740.075 | 1769.3764 | 2051.7148 | 1574.2952 | 2025.5061 | 1990.649 | 2402.5311 | 1433.7359 | 1962.2353 | 1988.2256 | 2365.6349 | 1793.6669 | 2904.8777 | 2405.166 | 2792.5247 | 1723.2317 | 2246.2943 | 2677.5748 | 2592.1698 | 1635.2832 | 2312.373 | 2716.6403 | 2760.5365 | 1817.6981 | 2710.8734 | 2367.3699 | 2752.8199 | 1797.8499 | 2448.4857 | 2582.5739 | 4235.2545 | 1977.2397 | 3308.3256
CO2 Tax Rev ($)
| 1 | 2 | 3 | 4 | 5 | 6 | 7 | 8 | 9 | 10 | 11 | 12 | 13 | 14 | 15 | 16 | 17 | 18 | 19 | 20 | 21 | 22 | 23 | 24 | 25 | 26 | 27 | 28 | 29 | 30 | 31 | 32 | 33 | 34 | 35 | 36 | 37 | 38 | 39 | 40 | 41 | 42 | 43 | 44 | 45 | 46 | 47 | 48 | 49 | 50 | 51 | 52 | 53 | 54 | 55 | 56 | 57 | 58 | 59 | 60 | 61 | 62 | 63 | 64 | 65 | 66 | 67 | 68 | 69 | 70 | 71 | 72 | 73 | 74 | 75 | 76 | 77 | 78 | 79 | 80 | Total
0 | 54939279.3326 | 12810106.1423 | 4037124.4738 | 51362996.8481 | 13166550.8915 | 3240934.7878 | 1509621.6037 | 7029732.3644 | 11483122.8693 | 3429519.0379 | 2059560.6852 | 11530412.5424 | 25000604.5263 | 2645186.6705 | 3781805.2817 | 13473608.3107 | 28118718.9751 | 6502320.648 | 1546621.2364 | 13110866.2271 | 13409183.8292 | 2702357.0023 | 1707791.414 | 4234843.03 | 20307933.2986 | 1950885.7565 | 2159273.8033 | 11575581.6684 | 8162022.3408 | 3690106.8137 | 1825847.088 | 30141057.3604 | 18168214.2171 | 2463142.0515 | 3611.4732 | 23838124.977 | 34220240.2175 | 0 | 129785.5598 | 4721693.6493 | 5423116.0484 | 0 | 530564.6828 | 9101875.9544 | 57656866.5836 | 0 | 0 | 6043108.0265 | 3338876.1267 | 0 | 0 | 11252453.2609 | 6161738.4257 | 0 | 0 | 6226776.7736 | 5472246.3412 | 0 | 0 | 10265793.7577 | 13786619.5098 | 0 | 0 | 4910281.6602 | 4264320.0584 | 0 | 0 | 6208780.613 | 2843014.953 | 0 | 0 | 1685261.1983 | 8999046.4345 | 0 | 0 | 14142654.1762 | 2185178.0217 | 0 | 0 | 1049876.0972 | 637738837.7097
0.05 | 127786956.5235 | 71658267.8582 | 49315614.5422 | 123712817.0898 | 140096484.2337 | 65944481.2358 | 51365365.1594 | 123967090.1547 | 142429940.5777 | 73018541.6925 | 48212390.8145 | 125693615.5951 | 158216368.8981 | 83939390.319 | 51556376.927 | 129800715.7632 | 136983327.9486 | 65627169.3146 | 51428705.8662 | 135429629.8889 | 156893721.7253 | 57780248.4919 | 35595951.981 | 134517566.8309 | 154588837.638 | 64715024.3934 | 47328130.679 | 128808234.5191 | 142919724.6881 | 64002092.3269 | 38188467.2267 | 134300564.0804 | 134238109.7283 | 68088866.9909 | 33617908.2282 | 141818879.2941 | 133355644.1803 | 74288882.7492 | 49400833.6385 | 143447304.4117 | 153301322.7849 | 60067192.2645 | 42498849.5796 | 143088421.1826 | 134351985.4668 | 58742212.1748 | 27199847.825 | 144982362.5311 | 123230553.7455 | 45057257.6421 | 26908292.646 | 143810694.0185 | 132593233.6634 | 36610729.9424 | 22013080.6803 | 138345540.6808 | 126603433.9056 | 28397183.6733 | 21106248.7777 | 150344948.9898 | 130474816.2168 | 35570328.0824 | 21155150.7216 | 145523608.5134 | 118577697.8999 | 41555134.8375 | 15305445.8165 | 145320285.4484 | 125241117.8257 | 25840332.6512 | 21368796.8628 | 143795032.9403 | 142159313.0142 | 39525947.8666 | 17543739.1898 | 148041096.3616 | 126165681.0499 | 31250066.6335 | 23298661.6904 | 138126824.012 | 7289170714.0138
0.1 | 178629400.7659 | 97541773.7069 | 67919894.7274 | 153010922.3375 | 180701177.1997 | 90519911.3579 | 71243171.3997 | 157419310.1477 | 176508704.7228 | 101847966.4057 | 62292617.307 | 158178260.8254 | 194434539.7551 | 112507004.2797 | 68617295.1217 | 158839758.3733 | 189505901.7344 | 94681992.6378 | 70595383.7078 | 174382518.8648 | 189341134.9647 | 91238635.3431 | 53586651.7318 | 164969406.6307 | 193328818.6334 | 93133425.8355 | 65155423.8963 | 162885790.2094 | 189114784.8164 | 87977020.3703 | 62513470.803 | 173396068.5243 | 185039688.6051 | 106346313.4245 | 64364678.8242 | 187631165.4559 | 183892826.4422 | 102831685.859 | 69743303.7539 | 176231248.3721 | 195822926.516 | 94632065.7375 | 61419660.5118 | 175576631.781 | 172864049.1071 | 94105085.5979 | 55713217.7054 | 174812786.2061 | 170625707.8201 | 79837527.4739 | 48481534.6102 | 173594808.6603 | 173068441.0574 | 88322312.2549 | 50606127.2341 | 183883596.7639 | 167769621.014 | 77766072.9764 | 46523438.4248 | 180785744.2736 | 170575654.6713 | 75900809.3237 | 48640013.2653 | 185510617.8168 | 162623278.7417 | 71553681.1543 | 44302644.0172 | 198439065.7588 | 177639839.8423 | 70916206.4355 | 52441689.0611 | 193587017.5532 | 186194209.3592 | 80313883.1214 | 48830579.9464 | 197129900.1391 | 194020502.4361 | 80714933.9575 | 53392595.2218 | 193406239.8867 | 10114443765.3098
0.25 | 247770166.7252 | 163084420.0183 | 105905311.2547 | 217611123.7962 | 250478860.4355 | 172061680.2815 | 116133370.6028 | 211960277.4987 | 250405351.3627 | 168155255.9138 | 102547235.8303 | 227070113.3472 | 263871201.0722 | 178030713.1504 | 111861236.3742 | 229714988.8914 | 271080100.7996 | 179161511.305 | 114508824.0835 | 243914940.0373 | 266936450.6815 | 166691953.8984 | 105563699.1303 | 231196309.2005 | 251532696.3361 | 164999832.9667 | 109459911.7906 | 234680922.4145 | 256079582.1772 | 166198713.5924 | 112669636.753 | 250002702.2331 | 258383713.1549 | 185359773.6619 | 111597771.7477 | 267764455.9005 | 258146955.5703 | 185091991.2794 | 124956100.4466 | 254155769.0728 | 278657398.2888 | 174005927.867 | 106755877.6983 | 245070574.0105 | 254681411.9255 | 170510232.6087 | 107296301.2608 | 251804270.7963 | 257941859.9713 | 158650838.5028 | 100515597.693 | 255039708.7339 | 262321305.9858 | 159317825.2997 | 101213941.0209 | 268861854.3773 | 249482556.6521 | 160368562.0756 | 109167723.5629 | 278622109.188 | 255544040.1484 | 146310443.8198 | 109554588.173 | 277816760.4484 | 257491400.7912 | 170175543.2418 | 103721397.6781 | 289152909.1022 | 285248712.724 | 170531058.2629 | 108162788.67 | 302450802.9158 | 275284224.7049 | 184288973.8758 | 108822170.2668 | 287604732.0296 | 301981450.8198 | 206930731.3165 | 119272579.35 | 310586481.0878 | 16008013291.7348
0.3333 | 271738375.6087 | 202204337.7004 | 130425037.9538 | 248891280.5095 | 275606559.7911 | 211539903.465 | 142438465.2352 | 246499642.2382 | 279299133.0728 | 205446718.9478 | 124256033.2106 | 251935079.3783 | 287504454.1225 | 221944398.9148 | 131702758.1373 | 264515899.2153 | 297102365.374 | 219780517.3959 | 140364726.9514 | 272918430.8402 | 305395264.6845 | 205564201.9909 | 128506222.3049 | 258341336.6955 | 279655878.5128 | 206281461.7237 | 133221548.4584 | 267447064.8325 | 285334824.0515 | 204906788.2442 | 136927163.9183 | 282298882.517 | 292231973.549 | 230200378.8908 | 139839322.5517 | 299314374.6031 | 293132110.7293 | 222661627.623 | 148168358.0876 | 287476970.8604 | 304876596.9988 | 210906464.7287 | 130149497.278 | 275495762.9719 | 288089681.4026 | 211988931.6891 | 130171990.6979 | 295398134.3654 | 296488433.6047 | 199975445.4794 | 127845418.7822 | 297682132.4172 | 305097866.4905 | 203175931.0672 | 126417275.3912 | 310512936.9864 | 292313593.1677 | 201789812.4273 | 140399437.2585 | 311507931.5209 | 293333991.6022 | 194785099.4169 | 137821037.8813 | 317435201.7661 | 312793269.3199 | 224648275.7047 | 138722891.3201 | 332522235.787 | 322311692.4452 | 221311317.9265 | 146920536.4623 | 349547543.9417 | 315336768.4432 | 243789737.9129 | 145435737.0229 | 335660886.8561 | 353091309.3395 | 281236946.4296 | 161584656.547 | 365874213.6628 | 18887466497.4052
0.5 | 309683521.3753 | 282665921.8817 | 178091944.0562 | 300228562.0122 | 329257505.9567 | 290213394.7355 | 195254022.5509 | 297922533.9227 | 331552508.3244 | 292823611.8278 | 178969958.4842 | 312147969.7652 | 338000180.4396 | 305716281.9325 | 185098712.4867 | 324381366.0566 | 350489976.1193 | 312865673.4579 | 195732713.0305 | 341827450.0533 | 362362875.2222 | 281216180.9385 | 177308971.7937 | 319609535.6103 | 334789182.0035 | 288098641.8143 | 191938914.7947 | 320936607.0872 | 346073717.8131 | 297150584.3119 | 185710987.77 | 336863412.2961 | 345974008.2481 | 319047466.2917 | 189668645.6076 | 354547540.3328 | 360127580.9633 | 306892369.1442 | 208007499.9542 | 345366982.1443 | 384126100.611 | 297616578.1375 | 185281821.9556 | 335713150.904 | 352086418.0876 | 301471729.079 | 186762013.6083 | 359389785.5617 | 367884139.0954 | 298410445.1307 | 188261844.9523 | 362902783.9551 | 383568540.1595 | 301756453.703 | 183852428.1316 | 373580308.5495 | 374742834.604 | 311512585.941 | 204186720.3531 | 394911362.803 | 384145787.0891 | 300973165.2927 | 199367025.6975 | 387633118.2866 | 411844665.2179 | 338717347.5204 | 199586836.293 | 419099110.2025 | 421087952.7281 | 321888871.3355 | 210681304.2889 | 450227330.0222 | 424466565.8471 | 376443637.3099 | 219174947.5887 | 441624270.3785 | 474036394.5144 | 409462682.7965 | 236323297.9759 | 483117189.769 | 24782535058.0885
0.6667 | 371822705.0492 | 369834207.7613 | 238766221.3235 | 360693826.5738 | 400255758.867 | 386242955.0513 | 254719844.6498 | 347798757.0467 | 401413695.7856 | 382832145.7405 | 244798571.6573 | 378539578.9726 | 409532767.7984 | 413301115.0268 | 253763542.915 | 378043173.2548 | 432526380.7159 | 415422041.1733 | 263290534.009 | 411103635.7709 | 456907313.9207 | 372775128.5145 | 239498951.0456 | 376796227.3664 | 423395294.5079 | 386583962.1013 | 250542878.7815 | 370400994.9334 | 420382477.2387 | 396159443.1268 | 246296118.1944 | 400466195.0852 | 432324124.8895 | 415419586.9921 | 248969343.5297 | 428611987.3341 | 446657636.162 | 403524233.1482 | 276666645.4124 | 414105937.8474 | 486649572.3564 | 386924215.2895 | 239736279.2364 | 409996522.2819 | 429183470.249 | 422302985.5081 | 253861306.9072 | 434532932.0654 | 460189214.1967 | 403480605.8065 | 259145368.4887 | 440072940.473 | 480195855.4526 | 410936279.9909 | 246086227.0976 | 447882324.8057 | 487273188.12 | 425054397.2119 | 272536658.1629 | 496299040.3685 | 515311943.4781 | 455308852.8627 | 273979926.862 | 483166328.1736 | 532079958.6936 | 461085455.853 | 287294171.8599 | 519452320.4411 | 550530462.2298 | 459338449.5149 | 299346461.5982 | 540986233.0466 | 568901945.4407 | 510189389.881 | 316381692.7003 | 560696120.8119 | 607327663.3916 | 536238064.7686 | 331331119.2665 | 596661921.364 | 31819133805.5813
0.75 | 423155157.5756 | 417245046.1384 | 280273895.6565 | 403272665.5263 | 444285727.2436 | 437917968.5996 | 286334558.1039 | 395045181.5834 | 455498449.3939 | 438250460.8218 | 277497714.2489 | 417978509.2974 | 472480554.2206 | 472709382.0418 | 295004523.3851 | 412108776.8482 | 489466353.2671 | 464737240.835 | 302249400.1652 | 468889782.1629 | 526909940.8839 | 430322713.1676 | 275564206.2558 | 423444044.2003 | 483955962.6891 | 444463432.185 | 294152514.1346 | 412268561.199 | 490927479.0954 | 451388075.2095 | 286615911.661 | 439212798.4025 | 496197527.7616 | 468344507.1846 | 284501634.0589 | 476154732.9739 | 521319245.1775 | 458771284.1782 | 312958726.4231 | 461478333.0936 | 554722703.7574 | 447337965.14 | 284646087.265 | 450953921.4544 | 500192134.8354 | 486489999.7478 | 299310035.192 | 484781739.0787 | 516583162.8417 | 477732074.3696 | 299275353.0092 | 481382787.3597 | 536769771.7742 | 483745370.1098 | 293625115.5404 | 491440129.6302 | 575131242.3065 | 499697219.0379 | 331312880.9438 | 549497576.4973 | 587886245.0007 | 521719634.05 | 335685185.069 | 546196445.3923 | 614150369.5689 | 553223815.2981 | 354555148.8532 | 574939056.5312 | 627643321.7351 | 549221267.3663 | 361493415.9193 | 614522150.3383 | 651730952.4109 | 616420611.6644 | 377456315.8461 | 617785774.9502 | 697335546.7775 | 645631516.9387 | 398886050.6757 | 668957539.2566 | 36453420610.5838
0.9 | 599342694.449 | 565899625.34 | 387977925.8188 | 500184235.1788 | 617210450.1063 | 580327164.9326 | 393086477.0185 | 517548542.7573 | 644736798.7655 | 595463017.5574 | 382579728.3461 | 578405454.2531 | 646068869.0332 | 661204019.1239 | 388840182.0199 | 563581503.9803 | 704660386.1581 | 670963098.8861 | 409970282.9279 | 614257918.8208 | 709511943.5017 | 609153090.5072 | 389094648.1639 | 552547131.9817 | 650758223.9532 | 623204371.0464 | 389888561.4695 | 546210964.4494 | 657754473.7618 | 641704078.4911 | 406602407.7183 | 577573764.8159 | 692468004.5959 | 657806835.6195 | 405038550.9303 | 607782000.4202 | 691530681.4048 | 627154446.4816 | 437783403.8026 | 610095901.9445 | 740385397.6475 | 601524231.4266 | 417579926.139 | 580226324.446 | 674121236.9297 | 647908654.2939 | 425072729.4466 | 624576084.2462 | 710462950.1452 | 645477451.4778 | 410072646.6859 | 627156309.3006 | 723800613.8613 | 653232888.9129 | 432532490.6684 | 640380396.7441 | 753524811.1176 | 702267870.4562 | 483877295.3991 | 733028661.1039 | 784493109.7257 | 715243642.1429 | 473725837.2838 | 722655360.654 | 813529028.157 | 732823946.5125 | 493612246.3925 | 767423602.3237 | 817937872.0648 | 768616274.7661 | 542355502.4979 | 800750295.3183 | 848208711.8234 | 863660616.1226 | 531295828.5458 | 822067295.3993 | 891260851.43 | 864383018.548 | 553984210.8678 | 883572710.9187 | 49424780792.4765
0.95 | 681090273.7304 | 677506486.3903 | 469030450.1237 | 579651411.2399 | 716712606.5635 | 679387680.2318 | 481352896.0396 | 594370071.687 | 716984463.2807 | 685285140.0212 | 477675717.7578 | 659197774.4847 | 740266137.7956 | 785448601.0113 | 459738552.3206 | 656591297.4123 | 819772021.7528 | 763889620.2726 | 503597187.9799 | 701162369.4222 | 813488662.7495 | 724233184.9167 | 472833008.4704 | 663030281.2878 | 747887719.4997 | 745216522.1572 | 458804161.6412 | 651218236.7086 | 755573766.5387 | 747758915.9622 | 490414492.1826 | 666557543.3986 | 772896001.6073 | 785360319.5313 | 483736388.6013 | 681503716.4893 | 784902976.2991 | 771066225.1555 | 510958058.0656 | 703242213.1208 | 826460314.0781 | 695053511.1112 | 503610579.6034 | 661686018.3629 | 747750338.7745 | 767424634.956 | 518811726.2014 | 711079988.9053 | 789142424.7663 | 744470831.5217 | 486440924.3015 | 726512194.0825 | 795068575.0293 | 762078083.5473 | 523541572.328 | 761441800.5026 | 846081517.8732 | 819821840.7681 | 563751213.0971 | 836931791.4337 | 872125135.932 | 838242122.6952 | 570662655.0137 | 830974253.925 | 903455798.626 | 847288030.7741 | 602153316.8968 | 889014361.6131 | 931244584.7193 | 881023464.4436 | 655290696.6764 | 913888830.3729 | 964994137.7218 | 959069022.6755 | 645054331.7493 | 938241563.1136 | 1009182970.8386 | 982945883.5057 | 664302742.8092 | 986412187.63 | 57252119126.8774
1 | 884996286.9663 | 900205804.9155 | 695911037.3949 | 871753109.7367 | 910985745.7712 | 997187137.5503 | 749859194.1998 | 916189150.5805 | 946553482.9215 | 1011365747.2754 | 746491140.7624 | 882680509.0388 | 962125200.7276 | 1086912587.8278 | 818130427.5698 | 1107427738.5496 | 1064652322.9209 | 1040520200.0447 | 835113484.4708 | 1048461263.6064 | 1009865412.6406 | 995486388.9061 | 792498157.0789 | 912080722.8648 | 934306877.4259 | 1021041677.4851 | 825546132.8732 | 1013903815.5395 | 980650308.4891 | 1036024710.4246 | 935052038.5792 | 1049939592.7041 | 1033662936.2804 | 1039303928.3611 | 966310916.6013 | 1079007659.3877 | 1089472976.3326 | 1070955877.9741 | 912392651.9942 | 1075890870.4246 | 1127285137.4411 | 1013980910.3765 | 832034989.041 | 1005648068.939 | 1039458113.2644 | 1016800774.5345 | 789982788.4162 | 937373784.0624 | 1009765664.445 | 997040236.352 | 831836487.5278 | 1027997799.6767 | 1064938299.138 | 1070954424.2551 | 935417343.0994 | 1102197841.5359 | 1098808262.9214 | 1118343682.9184 | 1066553520.5582 | 1155522305.7749 | 1186086856.417 | 1195443125.4426 | 1044596808.1039 | 1168156877.1781 | 1122239687.4911 | 1160132701.3918 | 968017084.7087 | 1198831705.9464 | 1270936428.2925 | 1219416500.021 | 1108281755.0531 | 1350240508.577 | 1252579956.5332 | 1264791146.4785 | 1078626013.9003 | 1243556315.039 | 1262725783.2871 | 1344276478.0382 | 1090031487.3902 | 1448753303.3413 | 82470576182.1071
| year | RR 4B no CO2 | CO2 Cost
| 2016 | 882.313 | 309.6835 |  |  | Column Labels
| 2016 | 636.3121 | 282.6659 |  | Values | 2016 | 2017 | 2018 | 2019 | 2020 | 2021 | 2022 | 2023 | 2024 | 2025 | 2026 | 2027 | 2028 | 2029 | 2030 | 2031 | 2032 | 2033 | 2034 | 2035 | Grand Total
| 2016 | 297.2101 | 178.0919 |  | Sum of RR 4B no CO2 | 2568.139 | 2604.0971 | 2672.3909 | 2653.559 | 2680.2453 | 2718.4356 | 2755.8917 | 2729.3849 | 2733.767 | 2716.1342 | 2743.9836 | 2870.0437 | 2895.1216 | 2968.6718 | 2946.2783 | 3169.424 | 3298.2408 | 3436.4808 | 3572.2227 | 3789.4796 | 58521.9917
| 2016 | 752.3038 | 300.2286 |  | Sum of CO2 Cost | 1070.6699 | 1112.6475 | 1115.494 | 1153.1965 | 1200.9158 | 1140.4976 | 1135.7633 | 1165.7987 | 1209.2377 | 1220.3944 | 1202.7377 | 1199.7099 | 1217.4592 | 1242.7577 | 1285.3535 | 1272.1191 | 1369.248 | 1403.8855 | 1461.7094 | 1602.9396 | 24782.5351
| 2017 | 882.5722 | 329.2575
| 2017 | 641.5227 | 290.2134
| 2017 | 290.2351 | 195.254
| 2017 | 789.7671 | 297.9225
| 2018 | 895.3075 | 331.5525
| 2018 | 656.4962 | 292.8236
| 2018 | 333.9571 | 178.97
| 2018 | 786.63 | 312.148
| 2019 | 903.3409 | 338.0002
| 2019 | 647.958 | 305.7163
| 2019 | 311.9212 | 185.0987
| 2019 | 790.3389 | 324.3814
| 2020 | 905.5079 | 350.49
| 2020 | 659.8437 | 312.8657
| 2020 | 310.5975 | 195.7327
| 2020 | 804.2961 | 341.8275
| 2021 | 894.8844 | 362.3629
| 2021 | 661.0572 | 281.2162
| 2021 | 324.4078 | 177.309
| 2021 | 838.0863 | 319.6095
| 2022 | 935.3444 | 334.7892
| 2022 | 661.0024 | 288.0986
| 2022 | 317.928 | 191.9389
| 2022 | 841.617 | 320.9366
| 2023 | 929.3607 | 346.0737
| 2023 | 655.7641 | 297.1506
| 2023 | 304.7667 | 185.711
| 2023 | 839.4934 | 336.8634
| 2024 | 922.5681 | 345.974
| 2024 | 646.7753 | 319.0475
| 2024 | 309.7571 | 189.6686
| 2024 | 854.6665 | 354.5475
| 2025 | 918.0831 | 360.1276
| 2025 | 641.3366 | 306.8924
| 2025 | 287.0292 | 208.0075
| 2025 | 869.6854 | 345.367
| 2026 | 917.394 | 384.1261
| 2026 | 639.2078 | 297.6166
| 2026 | 294.7897 | 185.2818
| 2026 | 892.5921 | 335.7132
| 2027 | 969.1902 | 352.0864
| 2027 | 681.9905 | 301.4717
| 2027 | 315.477 | 186.762
| 2027 | 903.3859 | 359.3898
| 2028 | 957.8735 | 367.8841
| 2028 | 664.1783 | 298.4104
| 2028 | 318.1101 | 188.2618
| 2028 | 954.9598 | 362.9028
| 2029 | 991.8813 | 383.5685
| 2029 | 685.2279 | 301.7565
| 2029 | 337.589 | 183.8524
| 2029 | 953.9735 | 373.5803
| 2030 | 969.3054 | 374.7428
| 2030 | 665.5659 | 311.5126
| 2030 | 341.5097 | 204.1867
| 2030 | 969.8972 | 394.9114
| 2031 | 1014.4352 | 384.1458
| 2031 | 735.0752 | 300.9732
| 2031 | 383.6286 | 199.367
| 2031 | 1036.2849 | 387.6331
| 2032 | 1056.9997 | 411.8447
| 2032 | 744.0305 | 338.7173
| 2032 | 417.3436 | 199.5868
| 2032 | 1079.867 | 419.0991
| 2033 | 1107.8753 | 421.088
| 2033 | 793.9968 | 321.8889
| 2033 | 418.2053 | 210.6813
| 2033 | 1116.4034 | 450.2273
| 2034 | 1112.4873 | 424.4666
| 2034 | 802.1187 | 376.4436
| 2034 | 470.6441 | 219.1749
| 2034 | 1186.9726 | 441.6243
| 2035 | 1192.0488 | 474.0364
| 2035 | 837.5343 | 409.4627
| 2035 | 496.0579 | 236.3233
| 2035 | 1263.8386 | 483.1172

## RR 5B No CO2
Rev Requirement w\out CO2 ($ millions)
| 1 | 2 | 3 | 4 | 5 | 6 | 7 | 8 | 9 | 10 | 11 | 12 | 13 | 14 | 15 | 16 | 17 | 18 | 19 | 20 | 21 | 22 | 23 | 24 | 25 | 26 | 27 | 28 | 29 | 30 | 31 | 32 | 33 | 34 | 35 | 36 | 37 | 38 | 39 | 40 | 41 | 42 | 43 | 44 | 45 | 46 | 47 | 48 | 49 | 50 | 51 | 52 | 53 | 54 | 55 | 56 | 57 | 58 | 59 | 60 | 61 | 62 | 63 | 64 | 65 | 66 | 67 | 68 | 69 | 70 | 71 | 72 | 73 | 74 | 75 | 76 | 77 | 78 | 79 | 80
0 | 454.0868 | 331.8772 | 305.9735 | 391.7012 | 430.1711 | 332.61 | 299.9833 | 384.3445 | 458.1874 | 333.4219 | 305.4706 | 373.7115 | 460.9062 | 331.61 | 309.2531 | 395.7633 | 462.7616 | 342.8053 | 307.2091 | 391.5646 | 442.1037 | 324.045 | 304.3477 | 359.0147 | 423.0499 | 331.8765 | 310.9761 | 369.3369 | 402.9831 | 346.2368 | 302.5692 | 360.3802 | 403.1891 | 337.8125 | 316.0247 | 378.9894 | 418.6696 | 340.4738 | 310.9856 | 366.3047 | 409.3443 | 328.9326 | 293.3264 | 329.8731 | 389.6497 | 327.0082 | 280.3892 | 332.9999 | 331.7552 | 350.5552 | 233.0434 | 329.8272 | 366.6247 | 350.1681 | 293.0126 | 308.9938 | 384.9931 | 357.9378 | 294.9501 | 299.0272 | 337.8013 | 339.5034 | 265.5652 | 316.983 | 375.03 | 355.3739 | 284.4889 | 315.4352 | 335.864 | 360.7458 | 285.9068 | 342.8399 | 358.3654 | 346.8686 | 233.8395 | 310.7069 | 347.8679 | 343.4131 | 287.9178 | 349.865
0.05 | 530.1238 | 387.3704 | 323.0154 | 459.9607 | 522.1833 | 384.3461 | 319.9202 | 462.9805 | 529.2596 | 387.8222 | 331.9513 | 466.4811 | 536.2311 | 389.3344 | 330.5265 | 469.7706 | 526.2183 | 396.0764 | 339.2605 | 465.9258 | 527.4381 | 381.8566 | 330.5163 | 473.4041 | 522.139 | 383.0827 | 337.7141 | 467.2878 | 515.5582 | 384.6062 | 333.2139 | 474.3703 | 535.5776 | 384.8425 | 348.8056 | 467.8236 | 515.8618 | 393.9189 | 344.1982 | 466.1661 | 506.3347 | 378.606 | 329.4675 | 467.9529 | 508.1822 | 393.6568 | 328.7801 | 466.4543 | 514.6901 | 402.9777 | 341.833 | 474.7553 | 509.8458 | 405.8095 | 347.0744 | 477.7669 | 502.8454 | 415.7067 | 349.7244 | 477.5988 | 512.4184 | 409.3947 | 352.057 | 494.7608 | 513.9271 | 408.6055 | 358.8878 | 486.5148 | 506.5524 | 414.0542 | 360.5385 | 517.3429 | 525.8931 | 415.0614 | 360.5153 | 501.1833 | 514.1668 | 410.3079 | 361.0405 | 558.0692
0.1 | 576.6785 | 410.806 | 335.3042 | 489.3653 | 573.87 | 415.4066 | 334.0577 | 489.9935 | 576.3374 | 411.2277 | 347.5663 | 495.8416 | 577.6656 | 417.2414 | 344.5651 | 497.9294 | 570.4209 | 424.6848 | 351.6056 | 503.619 | 575.9545 | 406.5771 | 340.2326 | 501.2826 | 576.4487 | 407.6683 | 351.5956 | 512.4397 | 566.0001 | 414.2381 | 346.1497 | 507.2723 | 579.8522 | 416.0985 | 360.7556 | 513.1524 | 562.5317 | 415.9494 | 355.164 | 503.8837 | 557.7542 | 395.0171 | 341.4089 | 510.3937 | 561.7881 | 411.7569 | 343.6164 | 517.8867 | 559.0545 | 426.7086 | 355.8743 | 518.4417 | 560.7132 | 428.7113 | 363.2295 | 524.4964 | 562.5642 | 433.5226 | 374.1645 | 528.405 | 577.0463 | 430.8826 | 368.4912 | 563.6587 | 573.73 | 434.3483 | 374.1072 | 555.8491 | 571.0067 | 438.6459 | 377.0957 | 587.0056 | 602.7328 | 442.9798 | 380.2063 | 580.4405 | 593.4613 | 447.0497 | 380.2235 | 627.162
0.25 | 675.0819 | 477.9789 | 370.6782 | 554.0569 | 668.0074 | 479.6531 | 366.8145 | 553.1041 | 668.305 | 483.8034 | 381.2551 | 554.4393 | 670.6747 | 481.07 | 379.9337 | 565.7894 | 668.642 | 480.7771 | 383.8264 | 566.5365 | 664.8161 | 468.4488 | 366.0096 | 571.8691 | 674.9914 | 476.6231 | 374.3047 | 586.2794 | 673.1846 | 479.9541 | 372.0539 | 585.6283 | 667.6556 | 479.5088 | 385.0592 | 591.9169 | 661.0725 | 474.9878 | 382.6828 | 594.2123 | 669.8062 | 461.9253 | 365.8846 | 605.8411 | 671.9289 | 474.6016 | 379.7744 | 621.2807 | 675.2736 | 486.1839 | 393.2735 | 617.0779 | 678.4293 | 484.1486 | 398.4833 | 646.0613 | 671.3148 | 495.187 | 406.0772 | 651.4714 | 687.2647 | 499.878 | 403.4856 | 682.9881 | 691.6116 | 494.6189 | 415.3305 | 697.9577 | 715.3692 | 503.029 | 414.564 | 717.3744 | 734.5865 | 519.9305 | 421.1063 | 725.9343 | 772.6134 | 541.9228 | 428.7384 | 775.4342
0.3333 | 704.6279 | 514.0883 | 384.0102 | 600.9938 | 699.9836 | 516.2567 | 380.1368 | 607.2829 | 703.6446 | 513.5841 | 396.7838 | 612.5096 | 708.0668 | 519.2507 | 392.4179 | 608.0131 | 703.4211 | 514.6583 | 396.8374 | 616.2392 | 701.1575 | 509.3291 | 381.3329 | 627.9658 | 711.3318 | 518.905 | 389.3214 | 628.5245 | 710.665 | 510.1332 | 386.711 | 635.8818 | 701.8744 | 515.5718 | 394.7848 | 636.2016 | 701.6496 | 505.8555 | 394.1356 | 633.3148 | 705.3156 | 508.1552 | 381.8287 | 650.9698 | 714.0824 | 510.7312 | 396.8332 | 668.6371 | 717.5861 | 522.9531 | 407.2882 | 678.4612 | 727.1463 | 523.8726 | 414.9924 | 696.2656 | 719.5933 | 532.8064 | 422.0056 | 706.877 | 741.3868 | 548.1083 | 422.9763 | 742.0994 | 757.7054 | 546.4278 | 432.8591 | 748.5852 | 780.8523 | 568.5299 | 430.0199 | 780.0063 | 789.6525 | 585.5559 | 443.1935 | 802.76 | 847.2012 | 620.4234 | 456.1784 | 865.6721
0.5 | 763.7053 | 593.1058 | 410.6215 | 672.2087 | 759.2345 | 592.3487 | 405.2438 | 672.15 | 764.3421 | 591.2507 | 424.8628 | 686.2288 | 764.7594 | 594.8848 | 421.4131 | 680.9941 | 765.7818 | 594.2954 | 426.2285 | 689.1598 | 769.2823 | 596.8902 | 413.1721 | 701.9992 | 774.7887 | 598.1661 | 418.3108 | 713.677 | 775.8199 | 604.9572 | 413.5025 | 713.0704 | 771.176 | 603.5362 | 420.2921 | 726.6582 | 768.2994 | 596.615 | 422.413 | 723.2647 | 778.6536 | 597.894 | 417.1233 | 755.1105 | 804.7707 | 628.7974 | 432.4316 | 761.6538 | 803.7257 | 620.6745 | 437.3982 | 788.5742 | 829.2196 | 639.5271 | 451.5433 | 790.4042 | 822.8516 | 627.3201 | 456.7242 | 820.4408 | 837.5089 | 655.7016 | 470.5895 | 846.1883 | 882.121 | 667.9394 | 482.7385 | 888.8671 | 904.9432 | 691.7538 | 490.6325 | 922.8874 | 921.5542 | 736.3422 | 515.7489 | 957.6143 | 990.3224 | 772.7771 | 550.9532 | 1032.5355
0.6667 | 809.491 | 699.3416 | 451.5095 | 738.3731 | 819.6942 | 714.6635 | 451.9166 | 734.2744 | 827.0169 | 726.4872 | 466.2712 | 751.894 | 822.379 | 722.2439 | 461.8322 | 744.6757 | 822.2745 | 727.7331 | 465.2777 | 768.468 | 832.4256 | 722.617 | 461.578 | 779.4598 | 847.4594 | 715.7468 | 467.7828 | 784.4213 | 844.2422 | 743.0587 | 465.9449 | 790.7198 | 836.1921 | 729.1977 | 469.4007 | 799.3675 | 835.8417 | 737.7417 | 474.4815 | 799.63 | 856.2893 | 743.9992 | 466.6396 | 842.6659 | 883.8129 | 784.0802 | 486.4849 | 870.0804 | 894.0121 | 774.7286 | 494.6661 | 882.7967 | 935.1619 | 794.3959 | 504.3272 | 910.1163 | 924.009 | 767.4959 | 510.8673 | 928.677 | 959.2964 | 819.0763 | 543.3465 | 975.0579 | 1011.4723 | 869.595 | 551.5504 | 1032.7803 | 1073.5287 | 875.259 | 596.0199 | 1073.0746 | 1078.3664 | 948.7351 | 632.5894 | 1142.9213 | 1183.731 | 991.5466 | 682.9234 | 1236.0173
0.75 | 838.9746 | 777.8099 | 487.9692 | 768.6625 | 855.2043 | 779.3853 | 488.4604 | 765.4454 | 855.0379 | 787.7458 | 501.0231 | 791.6042 | 854.1595 | 800.8155 | 498.7869 | 788.9155 | 855.7945 | 797.4329 | 500.6983 | 807.3945 | 863.5424 | 794.8398 | 497.9108 | 822.3055 | 882.7534 | 798.8574 | 501.377 | 825.4166 | 881.2938 | 806.7283 | 498.0367 | 830.9221 | 875.4642 | 802.9607 | 500.6135 | 838.7653 | 873.4952 | 819.7089 | 520.3893 | 859.414 | 906.6279 | 832.7668 | 508.3759 | 888.6124 | 936.4094 | 881.5373 | 533.3781 | 927.0696 | 956.9867 | 868.1812 | 540.3859 | 945.3216 | 993.4904 | 875.8491 | 557.7297 | 972.1659 | 1012.37 | 863.7779 | 554.2719 | 1002.2506 | 1042.6627 | 934.8964 | 601.6866 | 1051.4409 | 1113.0704 | 976.8135 | 607.3444 | 1115.5899 | 1162.3431 | 1006.0665 | 655.4911 | 1160.5649 | 1179.6147 | 1081.8261 | 721.6985 | 1263.7496 | 1287.3115 | 1126.5825 | 759.2206 | 1322.4909
0.9 | 927.9922 | 932.5254 | 602.4431 | 845.3067 | 935.1911 | 964.2146 | 609.447 | 860.5656 | 944.6333 | 952.3118 | 621.2979 | 880.1471 | 937.7926 | 990.0049 | 617.7334 | 869.9776 | 957.394 | 980.5298 | 617.325 | 886.2604 | 947.1474 | 1024.9558 | 633.2085 | 940.8389 | 1012.6385 | 987.1643 | 631.6307 | 925.7108 | 998.5172 | 1015.5205 | 624.4305 | 956.2542 | 991.7987 | 1005.8819 | 629.2321 | 955.6002 | 1002.0241 | 1035.6104 | 641.6136 | 1007.1063 | 1050.3606 | 1074.0971 | 667.8476 | 1024.9811 | 1102.2803 | 1100.3888 | 691.8423 | 1110.619 | 1120.3268 | 1117.0333 | 689.2596 | 1097.3103 | 1162.2585 | 1086.2763 | 707.7979 | 1133.8972 | 1190.0082 | 1199.2621 | 745.7079 | 1207.307 | 1272.7559 | 1250.7004 | 778.2832 | 1306.9034 | 1371.7199 | 1300.1699 | 833.4709 | 1353.3702 | 1435.513 | 1382.5642 | 882.2578 | 1447.3357 | 1485.6548 | 1496.053 | 927.6025 | 1537.2815 | 1594.4597 | 1525.2616 | 962.8655 | 1622.5555
0.95 | 979.0916 | 1028.2022 | 668.892 | 885.1446 | 980.6758 | 1058.6669 | 689.7681 | 896.5295 | 1007.7696 | 1046.0034 | 696.8201 | 929.7606 | 991.26 | 1093.8537 | 696.6777 | 918.271 | 1008.9385 | 1073.458 | 717.5607 | 948.1378 | 1007.3774 | 1137.6539 | 723.1109 | 1014.509 | 1074.9631 | 1120.8404 | 710.0795 | 982.9209 | 1077.7617 | 1155.474 | 701.0948 | 1027.0546 | 1083.0433 | 1106.0429 | 726.3474 | 1038.3922 | 1088.6663 | 1194.5426 | 722.5339 | 1060.1735 | 1136.4423 | 1222.1845 | 756.8538 | 1103.9985 | 1200.3953 | 1255.2057 | 793.4937 | 1228.9978 | 1254.3786 | 1266.6351 | 791.2757 | 1202.3853 | 1265.1627 | 1256.2129 | 780.5096 | 1264.4569 | 1334.2953 | 1376.8207 | 833.4764 | 1333.1459 | 1428.497 | 1479.6567 | 899.3788 | 1436.7528 | 1529.1569 | 1487.4466 | 977.4137 | 1498.412 | 1644.7825 | 1629.3563 | 1071.2776 | 1664.6293 | 1667.4263 | 1725.243 | 1090.6858 | 1740.2048 | 1816.5961 | 1813.0678 | 1105.1224 | 1822.3444
1 | 1247.4625 | 1362.8868 | 831.9077 | 1073.5155 | 1213.2944 | 1447.0308 | 840.0211 | 1138.7283 | 1285.8365 | 1418.1353 | 855.5261 | 1148.9299 | 1343.4319 | 1761.3999 | 922.1354 | 1200.4553 | 1395.1353 | 1666.4497 | 882.0399 | 1274.5515 | 1192.2232 | 1825.3223 | 942.4396 | 1347.047 | 1372.5375 | 1956.4369 | 975.5328 | 1345.3959 | 1368.7787 | 1814.2157 | 993.0317 | 1365.9325 | 1443.5585 | 1766.7271 | 1096.366 | 1583.7369 | 1850.2648 | 1733.0685 | 1096.3888 | 1444.5166 | 1760.2378 | 2107.7156 | 1051.2207 | 1756.1908 | 1932.9205 | 2320.3535 | 1146.1064 | 1547.2639 | 1916.6806 | 1922.2482 | 1344.9155 | 1961.6319 | 1991.042 | 2436.3828 | 1503.615 | 1856.3763 | 1973.7821 | 2542.2315 | 1858.6418 | 2862.3783 | 2535.8529 | 2805.8401 | 1510.1993 | 2190.8938 | 2681.9018 | 2618.2996 | 1496.7654 | 2230.415 | 2754.9575 | 2758.1691 | 1941.993 | 2676.2308 | 2423.0511 | 2593.288 | 1775.7011 | 2227.1897 | 2701.3844 | 4296.7272 | 1785.5733 | 3255.5019
| year | RR 5B No CO2
| 2016 | 763.7053
| 2016 | 593.1058 |  |  |  | Column Labels
| 2016 | 410.6215 |  |  |  | 2016 | 2017 | 2018 | 2019 | 2020 | 2021 | 2022 | 2023 | 2024 | 2025 | 2026 | 2027 | 2028 | 2029 | 2030 | 2031 | 2032 | 2033 | 2034 | 2035 | Grand Total
| 2016 | 672.2087 |  |  | Sum of RR 5B No CO2 | 2439.6413 | 2428.9771 | 2466.6843 | 2462.0513 | 2475.4655 | 2481.3438 | 2504.9426 | 2507.35 | 2521.6626 | 2510.592 | 2548.7815 | 2627.6534 | 2650.3725 | 2710.6942 | 2727.3367 | 2809.9884 | 2921.666 | 3010.2169 | 3131.2596 | 3346.5882 | 53283.2681
| 2017 | 759.2345
| 2017 | 592.3487
| 2017 | 405.2438
| 2017 | 672.15
| 2018 | 764.3421
| 2018 | 591.2507
| 2018 | 424.8628
| 2018 | 686.2288
| 2019 | 764.7594
| 2019 | 594.8848
| 2019 | 421.4131
| 2019 | 680.9941
| 2020 | 765.7818
| 2020 | 594.2954
| 2020 | 426.2285
| 2020 | 689.1598
| 2021 | 769.2823
| 2021 | 596.8902
| 2021 | 413.1721
| 2021 | 701.9992
| 2022 | 774.7887
| 2022 | 598.1661
| 2022 | 418.3108
| 2022 | 713.677
| 2023 | 775.8199
| 2023 | 604.9572
| 2023 | 413.5025
| 2023 | 713.0704
| 2024 | 771.176
| 2024 | 603.5362
| 2024 | 420.2921
| 2024 | 726.6582
| 2025 | 768.2994
| 2025 | 596.615
| 2025 | 422.413
| 2025 | 723.2647
| 2026 | 778.6536
| 2026 | 597.894
| 2026 | 417.1233
| 2026 | 755.1105
| 2027 | 804.7707
| 2027 | 628.7974
| 2027 | 432.4316
| 2027 | 761.6538
| 2028 | 803.7257
| 2028 | 620.6745
| 2028 | 437.3982
| 2028 | 788.5742
| 2029 | 829.2196
| 2029 | 639.5271
| 2029 | 451.5433
| 2029 | 790.4042
| 2030 | 822.8516
| 2030 | 627.3201
| 2030 | 456.7242
| 2030 | 820.4408
| 2031 | 837.5089
| 2031 | 655.7016
| 2031 | 470.5895
| 2031 | 846.1883
| 2032 | 882.121
| 2032 | 667.9394
| 2032 | 482.7385
| 2032 | 888.8671
| 2033 | 904.9432
| 2033 | 691.7538
| 2033 | 490.6325
| 2033 | 922.8874
| 2034 | 921.5542
| 2034 | 736.3422
| 2034 | 515.7489
| 2034 | 957.6143
| 2035 | 990.3224
| 2035 | 772.7771
| 2035 | 550.9532
| 2035 | 1032.5355

## RR 1B_ZeroAdder No CO2
Rev Requirement w\out CO2 ($ millions)
| 1 | 2 | 3 | 4 | 5 | 6 | 7 | 8 | 9 | 10 | 11 | 12 | 13 | 14 | 15 | 16 | 17 | 18 | 19 | 20 | 21 | 22 | 23 | 24 | 25 | 26 | 27 | 28 | 29 | 30 | 31 | 32 | 33 | 34 | 35 | 36 | 37 | 38 | 39 | 40 | 41 | 42 | 43 | 44 | 45 | 46 | 47 | 48 | 49 | 50 | 51 | 52 | 53 | 54 | 55 | 56 | 57 | 58 | 59 | 60 | 61 | 62 | 63 | 64 | 65 | 66 | 67 | 68 | 69 | 70 | 71 | 72 | 73 | 74 | 75 | 76 | 77 | 78 | 79 | 80
0 | 454.0868 | 342.4854 | 309.168 | 401.9794 | 439.598 | 331.3719 | 307.0165 | 380.7565 | 450.6002 | 332.7844 | 305.7467 | 382.9873 | 461.1776 | 327.4434 | 307.9999 | 399.721 | 470.8055 | 335.1804 | 303.5957 | 395.0897 | 462.098 | 338.9243 | 314.135 | 369.2238 | 441.4426 | 327.7401 | 297.5304 | 369.6261 | 415.222 | 318.7466 | 301.0647 | 363.3798 | 405.3206 | 315.6775 | 291.4126 | 374.222 | 449.2618 | 328.8919 | 300.179 | 374.2217 | 400.7546 | 296.0211 | 232.009 | 324.9147 | 420.8633 | 295.457 | 250.4231 | 327.7254 | 323.3367 | 324.6734 | 232.4177 | 335.2862 | 374.8182 | 327.7349 | 278.3241 | 301.5968 | 429.5918 | 328.3626 | 245.0069 | 357.4611 | 356.3512 | 360.6115 | 287.9751 | 377.8799 | 401.3656 | 369.0581 | 264.1756 | 351.652 | 393.0463 | 391.2234 | 295.186 | 437.8794 | 468.3316 | 382.6514 | 324.3224 | 368.8973 | 395.2346 | 386.9887 | 325.5416 | 454.8854
0.05 | 530.1238 | 396.5121 | 332.7578 | 467.4883 | 533.3741 | 399.6363 | 332.7723 | 475.3974 | 550.7184 | 411.3646 | 348.9252 | 479.6507 | 552.8776 | 418.9963 | 353.3497 | 492.978 | 564.0105 | 421.1878 | 354.2725 | 492.0282 | 556.2996 | 404.0251 | 341.5255 | 499.0295 | 559.1304 | 399.4292 | 343.2289 | 488.4584 | 553.4646 | 423.0297 | 340.6746 | 503.5854 | 592.2217 | 403.1494 | 348.9891 | 499.2365 | 560.3282 | 426.4759 | 348.4613 | 508.2345 | 573.2109 | 400.2108 | 326.7983 | 510.9102 | 575.6068 | 422.6653 | 342.4299 | 522.085 | 576.2795 | 418.6752 | 342.5855 | 536.5398 | 569.2692 | 449.216 | 368.4959 | 555.668 | 596.0468 | 450.0407 | 367.8746 | 559.9569 | 598.591 | 466.755 | 397.1809 | 604.869 | 635.8182 | 474.3662 | 406.9068 | 584.5339 | 614.8519 | 522.4401 | 442.9325 | 648.5179 | 669.703 | 517.0216 | 445.3217 | 642.2153 | 674.3429 | 551.2489 | 484.1454 | 734.5355
0.1 | 576.6785 | 423.2864 | 343.5547 | 497.292 | 583.4945 | 431.9249 | 346.693 | 505.7876 | 594.1725 | 435.9225 | 368.8011 | 519.1445 | 604.642 | 454.0358 | 372.6347 | 530.8721 | 611.0378 | 454.1883 | 374.257 | 529.6407 | 613.6514 | 446.3266 | 360.9444 | 534.3235 | 623.0386 | 433.3985 | 361.8158 | 540.9077 | 608.4122 | 456.0586 | 366.9843 | 556.5266 | 636.5465 | 450.554 | 369.9175 | 552.9232 | 610.3861 | 459.3075 | 372.8894 | 554.4395 | 631.5819 | 431.9917 | 355.2928 | 566.5751 | 643.1852 | 466.3753 | 369.9541 | 580.1075 | 655.1286 | 465.5111 | 367.9151 | 582.7154 | 655.3467 | 489.1801 | 396.0633 | 621.5199 | 678.9978 | 489.2487 | 400.7746 | 625.6403 | 686.0146 | 514.724 | 436.3356 | 691.0026 | 704.3855 | 517.0061 | 436.2383 | 672.6924 | 708.4398 | 559.2454 | 476.9041 | 734.3169 | 770.6855 | 563.051 | 480.9863 | 729.1286 | 777.0013 | 608.6188 | 514.1823 | 824.2784
0.25 | 675.0819 | 489.8563 | 379.177 | 564.2109 | 675.8164 | 497.9226 | 380.9111 | 570.6127 | 682.21 | 513.1409 | 405.4545 | 590.6635 | 702.4461 | 520.0492 | 408.9814 | 609.1707 | 704.0573 | 519.7712 | 410.8934 | 608.3102 | 705.5911 | 516.4238 | 399.2579 | 618.5964 | 717.684 | 521.4372 | 394.9664 | 624.7224 | 717.6251 | 543.5779 | 407.4496 | 652.4508 | 734.4229 | 544.0188 | 414.0833 | 649.2829 | 730.0949 | 541.6017 | 416.4412 | 659.7135 | 755.2442 | 543.5858 | 405.8787 | 682.7488 | 766.6453 | 560.5996 | 420.5434 | 709.2096 | 783.7817 | 567.2973 | 431.1741 | 702.3491 | 787.555 | 590.7328 | 458.3787 | 768.9083 | 807.83 | 608.4302 | 465.7212 | 769.0854 | 822.4733 | 630.7389 | 497.7424 | 837.1266 | 871.1193 | 633.4608 | 509.674 | 842.0715 | 896.5562 | 680.8922 | 539.1699 | 900.8505 | 943.0286 | 717.1172 | 559.5508 | 922.8779 | 994.9537 | 795.917 | 615.9293 | 1005.5988
0.3333 | 704.6279 | 523.3869 | 392.6045 | 609.9725 | 710.0763 | 531.3622 | 393.2257 | 622.4269 | 717.1669 | 549.5318 | 422.2485 | 639.9533 | 739.2509 | 557.7299 | 423.6295 | 646.6999 | 742.636 | 556.2692 | 426.8558 | 657.3738 | 743.9557 | 559.7918 | 417.0841 | 670.8787 | 763.5505 | 564.5714 | 414.2793 | 670.2988 | 756.554 | 592.0896 | 429.2533 | 701.4206 | 780.1142 | 580.8178 | 434.2165 | 705.3097 | 775.2804 | 592.6068 | 437.0888 | 703.9949 | 796.7173 | 601.3666 | 437.5509 | 725.9435 | 822.0845 | 615.7638 | 450.4361 | 761.5714 | 842.0093 | 627.9511 | 455.7094 | 775.3783 | 843.4605 | 656.6728 | 489.9255 | 819.207 | 866.8432 | 660.3508 | 498.5869 | 834.988 | 885.9636 | 712.421 | 532.7351 | 893.5596 | 931.0571 | 714.9804 | 548.6764 | 904.1463 | 961.8614 | 772.0951 | 577.874 | 976.281 | 1011.8794 | 819.7544 | 616.1107 | 1011.1602 | 1101.8366 | 884.9365 | 669.5758 | 1092.2733
0.5 | 763.7053 | 604.0391 | 418.6367 | 682.0784 | 770.2491 | 613.4846 | 423.5988 | 686.7237 | 781.3746 | 632.6068 | 459.52 | 717.7083 | 802.4793 | 645.1372 | 461.0579 | 721.6166 | 810.1209 | 641.8551 | 464.5126 | 732.0547 | 816.3538 | 652.3104 | 456.9623 | 750.4751 | 831.6423 | 654.7843 | 460.1682 | 750.7535 | 829.2158 | 692.3285 | 484.653 | 777.2803 | 852.6688 | 688.1231 | 481.4088 | 794.2639 | 854.6178 | 691.4752 | 493.0943 | 797.5009 | 886.5297 | 714.1639 | 489.7863 | 837.1889 | 918.0626 | 777.1562 | 518.8215 | 873.3537 | 947.3561 | 754.7462 | 515.8041 | 886.5979 | 956.4932 | 820.849 | 569.0649 | 927.4302 | 989.9495 | 801.9282 | 573.7441 | 964.7058 | 1011.2486 | 848.7679 | 614.1878 | 1023.6676 | 1088.7109 | 872.0381 | 648.313 | 1062.4999 | 1118.4933 | 953.4879 | 684.9869 | 1147.0745 | 1186.839 | 1004.7193 | 749.9945 | 1189.343 | 1285.0837 | 1086.9648 | 817.8567 | 1289.5238
0.6667 | 809.491 | 710.1938 | 461.2842 | 745.7191 | 830.5807 | 737.7595 | 468.5083 | 750.9131 | 845.9012 | 761.9244 | 507.4216 | 784.5489 | 861.8299 | 773.0622 | 510.3349 | 789.5914 | 872.0605 | 784.2878 | 509.7761 | 804.768 | 889.9066 | 784.2397 | 511.9401 | 835.8169 | 911.0283 | 777.5188 | 515.0929 | 839.6449 | 907.1351 | 832.3638 | 542.1832 | 869.5764 | 930.8333 | 820.585 | 541.9463 | 878.3735 | 941.3822 | 846.9561 | 564.6677 | 889.8411 | 982.6147 | 870.256 | 558.2762 | 944.5178 | 1002.8246 | 929.697 | 602.9474 | 980.5461 | 1052.7509 | 928.1198 | 615.1596 | 1009.3683 | 1098.3653 | 1007.006 | 671.5359 | 1066.4725 | 1122.682 | 960.2529 | 666.2882 | 1088.3187 | 1154.9986 | 1058.7709 | 730.7692 | 1163.7075 | 1258.0747 | 1088.0418 | 748.5926 | 1229.6914 | 1325.0357 | 1156.5903 | 849.6006 | 1323.5392 | 1371.5793 | 1231.6532 | 902.4747 | 1382.0037 | 1458.1108 | 1306.2371 | 968.8654 | 1498.1527
0.75 | 838.9746 | 790.1443 | 496.3051 | 776.0184 | 863.6297 | 799.8772 | 504.7644 | 785.4974 | 878.1596 | 829.9265 | 540.1689 | 828.6917 | 895.8139 | 842.5833 | 545.1497 | 832.3733 | 906.2369 | 854.6885 | 543.2232 | 855.1298 | 929.1916 | 870.3326 | 543.9282 | 883.2118 | 954.9391 | 866.4136 | 546.8217 | 880.0417 | 951.2487 | 907.4394 | 589.7823 | 913.7462 | 980.9684 | 903.6387 | 581.425 | 929.7048 | 995.3877 | 936.4984 | 619.5815 | 960.0722 | 1048.8181 | 956.7202 | 616.8454 | 996.4637 | 1079.5791 | 1036.7146 | 660.2222 | 1077.5666 | 1125.7728 | 1043.1318 | 670.1427 | 1078.7562 | 1165.8017 | 1090.3562 | 721.2748 | 1153.5276 | 1222.0682 | 1075.0367 | 730.0288 | 1188.1883 | 1250.3913 | 1191.2712 | 807.4622 | 1258.3667 | 1360.2327 | 1227.9327 | 822.3463 | 1333.6657 | 1427.9233 | 1300.6498 | 934.8236 | 1410.5219 | 1481.2494 | 1411.2125 | 993.4672 | 1514.6209 | 1566.5064 | 1430.6615 | 1055.7515 | 1599.2558
0.9 | 927.9922 | 944.0834 | 614.0144 | 855.2651 | 944.3319 | 994.5184 | 628.7407 | 883.0909 | 965.9029 | 987.4675 | 655.5342 | 929.8413 | 990.3333 | 1042.9718 | 669.0158 | 925.8005 | 1016.6572 | 1031.6488 | 673.3733 | 937.3604 | 1015.6964 | 1109.4082 | 686.3195 | 1004.591 | 1085.2799 | 1075.568 | 692.639 | 990.9859 | 1087.2116 | 1138.8283 | 717.44 | 1062.6823 | 1129.2238 | 1134.7171 | 712.2986 | 1053.0348 | 1150.0221 | 1201.1446 | 759.6092 | 1115.9069 | 1194.1436 | 1213.5121 | 783.8046 | 1136.7265 | 1237.6561 | 1278.6484 | 838.1723 | 1266.3154 | 1320.6832 | 1303.4595 | 841.0964 | 1259.6993 | 1359.2815 | 1320.5953 | 913.7728 | 1329.6328 | 1422.7354 | 1419.8509 | 953.5739 | 1401.9638 | 1503.193 | 1506.6365 | 1013.791 | 1505.4778 | 1607.5458 | 1552.9651 | 1118.5171 | 1581.8305 | 1691.5383 | 1685.0463 | 1190.5914 | 1697.0026 | 1763.9785 | 1802.4957 | 1228.0072 | 1776.8902 | 1885.8909 | 1852.0025 | 1289.4017 | 1860.6325
0.95 | 979.0916 | 1039.5034 | 679.8019 | 895.5835 | 994.0144 | 1083.4158 | 702.9013 | 919.4915 | 1030.6379 | 1106.4839 | 732.4233 | 981.4876 | 1044.9201 | 1157.1573 | 755.9135 | 984.4766 | 1088.6217 | 1148.8182 | 767.7933 | 1000.1835 | 1080.1388 | 1211.2326 | 792.3893 | 1079.1401 | 1170.5219 | 1190.3802 | 769.5206 | 1044.5097 | 1175.7127 | 1269.2112 | 806.8527 | 1139.7978 | 1223.6046 | 1244.3792 | 839.8393 | 1165.4956 | 1239.1951 | 1363.8999 | 868.2167 | 1177.0746 | 1305.2706 | 1377.5003 | 871.4299 | 1217.7158 | 1341.0908 | 1443.6536 | 954.271 | 1391.0369 | 1452.4538 | 1470.8246 | 946.6489 | 1357.273 | 1466.3714 | 1475.1107 | 1003.6726 | 1440.0116 | 1551.4635 | 1629.7946 | 1074.0717 | 1537.2587 | 1672.8603 | 1753.1449 | 1204.5576 | 1669.8902 | 1754.7479 | 1731.9165 | 1243.4165 | 1733.6405 | 1872.6184 | 1929.6145 | 1401.2974 | 1888.233 | 1967.4699 | 2013.019 | 1390.7759 | 1941.8627 | 2064.9775 | 2093.8234 | 1466.6825 | 2021.1355
1 | 1247.4625 | 1376.0941 | 833.822 | 1076.1083 | 1215.8294 | 1463.1722 | 864.8939 | 1141.2521 | 1299.1982 | 1564.4019 | 959.6783 | 1213.6101 | 1445.4092 | 1847.8979 | 980.6933 | 1262.8539 | 1579.1157 | 1787.7138 | 1338.3394 | 1533.6188 | 1523.8583 | 2042.3873 | 1055.38 | 1540.6345 | 1520.9701 | 1920.1641 | 1067.6575 | 1394.7678 | 1505.2588 | 2000.29 | 1133.9659 | 1581.8727 | 1658.5367 | 1909.1838 | 1238.5684 | 1582.7456 | 1882.7807 | 1901.248 | 1251.7582 | 1511.1208 | 1729.9635 | 2219.8329 | 1206.6896 | 1722.7395 | 1893.9067 | 2359.156 | 1494.7971 | 1760.047 | 2060.2692 | 2197.4832 | 1556.2972 | 2225.6495 | 2296.2771 | 2711.7757 | 1664.1728 | 2054.0697 | 2150.8542 | 2420.4178 | 1883.8906 | 2720.322 | 2447.7111 | 2979.9546 | 1838.5427 | 2420.9377 | 2763.634 | 2714.1189 | 1760.7938 | 2570.5471 | 3179.4228 | 2933.2462 | 2076.3925 | 2735.3059 | 2511.5674 | 2774.9659 | 2030.728 | 2480.2872 | 2897.3725 | 3790.0649 | 2058.4251 | 3347.398
| year | 1B zero adder no CO2
| 2016 | 763.7053 |  |  |  | Column Labels
| 2016 | 604.0391 |  |  |  | 2016 | 2017 | 2018 | 2019 | 2020 | 2021 | 2022 | 2023 | 2024 | 2025 | 2026 | 2027 | 2028 | 2029 | 2030 | 2031 | 2032 | 2033 | 2034 | 2035 | Grand Total
| 2016 | 418.6367 |  |  | Sum of 1B zero adder no CO2 | 2468.4595 | 2494.0562 | 2591.2096 | 2630.291 | 2648.5433 | 2676.1015 | 2697.3483 | 2783.4777 | 2816.4646 | 2836.6882 | 2927.6688 | 3087.3941 | 3104.5044 | 3273.8373 | 3330.3277 | 3497.8719 | 3671.5619 | 3904.0426 | 4130.8957 | 4479.429 | 62050.1734
| 2016 | 682.0784
| 2017 | 770.2491
| 2017 | 613.4846
| 2017 | 423.5988
| 2017 | 686.7237
| 2018 | 781.3746
| 2018 | 632.6068
| 2018 | 459.52
| 2018 | 717.7083
| 2019 | 802.4793
| 2019 | 645.1372
| 2019 | 461.0579
| 2019 | 721.6166
| 2020 | 810.1209
| 2020 | 641.8551
| 2020 | 464.5126
| 2020 | 732.0547
| 2021 | 816.3538
| 2021 | 652.3104
| 2021 | 456.9623
| 2021 | 750.4751
| 2022 | 831.6423
| 2022 | 654.7843
| 2022 | 460.1682
| 2022 | 750.7535
| 2023 | 829.2158
| 2023 | 692.3285
| 2023 | 484.653
| 2023 | 777.2803
| 2024 | 852.6688
| 2024 | 688.1231
| 2024 | 481.4088
| 2024 | 794.2639
| 2025 | 854.6178
| 2025 | 691.4752
| 2025 | 493.0943
| 2025 | 797.5009
| 2026 | 886.5297
| 2026 | 714.1639
| 2026 | 489.7863
| 2026 | 837.1889
| 2027 | 918.0626
| 2027 | 777.1562
| 2027 | 518.8215
| 2027 | 873.3537
| 2028 | 947.3561
| 2028 | 754.7462
| 2028 | 515.8041
| 2028 | 886.5979
| 2029 | 956.4932
| 2029 | 820.849
| 2029 | 569.0649
| 2029 | 927.4302
| 2030 | 989.9495
| 2030 | 801.9282
| 2030 | 573.7441
| 2030 | 964.7058
| 2031 | 1011.2486
| 2031 | 848.7679
| 2031 | 614.1878
| 2031 | 1023.6676
| 2032 | 1088.7109
| 2032 | 872.0381
| 2032 | 648.313
| 2032 | 1062.4999
| 2033 | 1118.4933
| 2033 | 953.4879
| 2033 | 684.9869
| 2033 | 1147.0745
| 2034 | 1186.839
| 2034 | 1004.7193
| 2034 | 749.9945
| 2034 | 1189.343
| 2035 | 1285.0837
| 2035 | 1086.9648
| 2035 | 817.8567
| 2035 | 1289.5238

## 7P model Template
| Scenario ID | Description
| 1B | Scenario 1B - Existing Policy, No Carbon Risk
| 2B | Scenario 2B - Carbon Reduction - Social Cost of Carbon
| 3A | Scenario 3A - Maximum Carbon Reduction, Existing Technology
| 4A | Scenario 4A - Unplanned Loss of Major Non-GHG Emitting Resource
| 4B | Scenario 4B - Planned Loss of Major Non-GHG Emitting Resource
| 5B | Scenario 5B - Increased Reliance on External Market
| S5 | Sensitivity S5 - Scenario 1B_35% RPS
Select Scenario
| Scenario | 1B | Scenario 1B - Existing Policy, No Carbon Risk
| Mapping do not erase | 3 | 4 | 5 | 6 | 7 | 8 | 9 | 10 | 11 | 12 | 13 | 14 | 15 | 16 | 17 | 18 | 19 | 20 | 21 | 22
|  | 2016 | 2017 | 2018 | 2019 | 2020 | 2021 | 2022 | 2023 | 2024 | 2025 | 2026 | 2027 | 2028 | 2029 | 2030 | 2031 | 2032 | 2033 | 2034 | 2035
Revenue Requirement Components in RPM
this cost goes right into the RR. | Capitalized System Cost
this cost is modified later it is only reported here | Conservation - expensed
| Cummulative Conservation target from RPM | 158.2091 | 335.6704 | 538.4226 | 768.1346 | 1027.8666 | 1313.4425 | 1617.5138 | 1936.1762 | 2268.0487 | 2605.2975 | 2940.9837 | 3271.9938 | 3594.0087 | 3825.4513 | 3942.2925 | 4021.8137 | 4087.3925 | 4145.1313 | 4197.2875 | 4247.5775
source is TE/JA | Conservation budget already in the Rate Base (2012$ Millions) | 420 | 420 | 420 | 420 | 420 | 420 | 420 | 420 | 420 | 420 | 420 | 420 | 420 | 420 | 420 | 420 | 420 | 420 | 420 | 420
net of credits, T&D credits. | net Cost of Conservation per $2012Millions/Mwa | 3 | 3 | 3 | 3 | 3 | 3 | 3 | 3 | 3 | 3 | 3 | 3 | 3 | 3 | 3 | 3 | 3 | 3 | 3 | 3
| Conservation that can be purchased from existing system budget | 140 | 140 | 140 | 140 | 140 | 140 | 140 | 140 | 140 | 140 | 140 | 140 | 140 | 140 | 140 | 140 | 140 | 140 | 140 | 140
| Incremental conservation target | 158.2091 | 177.4612 | 202.7522 | 229.712 | 259.732 | 285.5759 | 304.0712 | 318.6625 | 331.8725 | 337.2488 | 335.6862 | 331.01 | 322.015 | 231.4425 | 116.8412 | 79.5212 | 65.5788 | 57.7388 | 52.1562 | 50.29
| Incremental Conservation target net of conservation already in the existing system RR | 18.2091 | 37.4612 | 62.7522 | 89.712 | 119.732 | 145.5759 | 164.0712 | 178.6625 | 191.8725 | 197.2488 | 195.6862 | 191.01 | 182.015 | 91.4425 | -23.1588 | -60.4788 | -74.4212 | -82.2612 | -87.8438 | -89.71
| cost of Conservation Millions $2012/Mwa | 1B 3 2016: 6.25
| Utility Share of total per MW share of cost of conservation | 1B 3 2016: 0.65
T&D benefits ($2012 millions/mwa) | bar: 1B 3 2016
|  | 2016 | 2017 | 2018 | 2019 | 2020 | 2021 | 2022 | 2023 | 2024 | 2025 | 2026 | 2027 | 2028 | 2029 | 2030 | 2031 | 2032 | 2033 | 2034 | 2035
| Utility cost ( expensed, net of credits and net of consumer share) (millions 2012$) | 3.0625 | 3.0625 | 3.0625 | 3.0625 | 3.0625 | 3.0625 | 3.0625 | 3.0625 | 3.0625 | 3.0625 | 3.0625 | 3.0625 | 3.0625 | 3.0625 | 3.0625 | 3.0625 | 3.0625 | 3.0625 | 3.0625 | 3.0625
| incremental Cost of new incremental conservation (Millions 2012$) | 55.7654 | 114.7251 | 192.1788 | 274.743 | 366.6792 | 445.8261 | 502.4682 | 547.1539 | 587.6095 | 604.0743 | 599.2891 | 584.9681 | 557.4209 | 280.0427 | -70.9237 | -185.2162 | -227.9151 | -251.9251 | -269.0215 | -274.7369
| Cummulative cost of purchasing new incremenatl conservation (Millions 2012$) | 55.7654 | 170.4905 | 362.6693 | 637.4123 | 1004.0915 | 1449.9177 | 1952.3859 | 2499.5398 | 3087.1493 | 3691.2236 | 4290.5127 | 4875.4809 | 5432.9018 | 5712.9445 | 5642.0208 | 5456.8046 | 5228.8895 | 4976.9645 | 4707.943 | 4433.2061
Based on actual 2013 Revenue from Sales. | Fixed cost of existing System M2012$ | 10880 | 10880 | 10880 | 10880 | 10880 | 10880 | 10880 | 10880 | 10880 | 10880 | 10880 | 10880 | 10880 | 10880 | 10880 | 10880 | 10880 | 10880 | 10880 | 10880
| Cost of New system that is not EE ( thermal, etc) | 800 | 800 | 800 | 800 | 800 | 800 | 800 | 800 | 800 | 800 | 800 | 800 | 800 | 800 | 800 | 800 | 800 | 800 | 800 | 800
| Cost of EE | 55.7654 | 114.7251 | 192.1788 | 274.743 | 366.6792 | 445.8261 | 502.4682 | 547.1539 | 587.6095 | 604.0743 | 599.2891 | 584.9681 | 557.4209 | 280.0427 | -70.9237 | -185.2162 | -227.9151 | -251.9251 | -269.0215 | -274.7369
| New system revenue Requirement $2012 millions | 11735.7654 | 11794.7251 | 11872.1788 | 11954.743 | 12046.6792 | 12125.8261 | 12182.4682 | 12227.1539 | 12267.6095 | 12284.0743 | 12279.2891 | 12264.9681 | 12237.4209 | 11960.0427 | 11609.0763 | 11494.7838 | 11452.0849 | 11428.0749 | 11410.9785 | 11405.2631
Not used in the final analysis. Use loads net of EE | Load (FE) MWA | 21136.47 | 21252.57 | 21458.75 | 21590.05 | 21706.76 | 21843.59 | 21994.85 | 22159.41 | 22339.43 | 22538.91 | 22748.17 | 22976.51 | 23220.39 | 23463.17 | 23720.24 | 23940.69 | 24193.96 | 24448.47 | 24707.02 | 24970.5
Not used in the final analysis. Use loads net of EE | Conservation Load from RPM | 158.2091 | 335.6704 | 538.4226 | 768.1346 | 1027.8666 | 1313.4425 | 1617.5138 | 1936.1762 | 2268.0487 | 2605.2975 | 2940.9837 | 3271.9938 | 3594.0087 | 3825.4513 | 3942.2925 | 4021.8137 | 4087.3925 | 4145.1313 | 4197.2875 | 4247.5775
T&D efficiency improvement at 2% per year | Losses | 8% | 7.84% | 7.683% | 7.53% | 7.379% | 7.231% | 7.087% | 6.945% | 6.806% | 6.67% | 6.537% | 6.406% | 6.278% | 6.152% | 6.029% | 5.909% | 5.79% | 5.675% | 5.561% | 5.45%
Not used in the final analysis. Use loads net of EE | Sales_net_cons_SY MWH ( already adjusted for Losses) Mwa | 20990.9176 | 20943.2162 | 20961.6955 | 20879.7523 | 20754.7391 | 20625.1273 | 20491.9652 | 20357.7013 | 20225.747 | 20107.3854 | 19999.4261 | 19914.1153 | 19852.0036 | 19873.0674 | 20015.6337 | 20156.5072 | 20343.2431 | 20538.5573 | 20743.1471 | 20954.4096
| Load net of Conservation from RPM | 21016.5737 | 20959.3237 | 20938.1387 | 20865.4113 | 20732.0863 | 20583.62 | 20427.2487 | 20273.9588 | 20126.095 | 19981.2925 | 19842.9137 | 19726.18 | 19634.8675 | 19582.09 | 19649.9837 | 19780.9625 | 19955.0238 | 20163.9837 | 20391.7487 | 20615.5213
| Sales using RPM load Net of EE | 19335.2478 | 19316.1128 | 19329.4197 | 19294.3426 | 19202.277 | 19095.143 | 18979.6229 | 18865.9314 | 18756.292 | 18648.5439 | 18545.8653 | 18462.5503 | 18402.2428 | 18377.3647 | 18465.2596 | 18612.1939 | 18799.5517 | 19019.7635 | 19257.7467 | 19492.004
Not used in the final analysis. Use loads net of EE | Rate ($2012/MWH) dollars per MWH of sales | 63.8228 | 64.2895 | 64.6547 | 65.3598 | 66.2592 | 67.1136 | 67.8653 | 68.5634 | 69.2391 | 69.7401 | 70.0893 | 70.3074 | 70.369 | 68.7011 | 66.2101 | 65.1001 | 64.2629 | 63.5183 | 62.7978 | 62.1335
| Rate Excluding CO2 cost | 69.2879 | 69.705 | 70.1144 | 70.7304 | 71.6161 | 72.491 | 73.2729 | 73.9849 | 74.6636 | 75.1958 | 75.5826 | 75.8352 | 75.9128 | 74.2926 | 71.7692 | 70.5016 | 69.5397 | 68.5905 | 67.6415 | 66.7951
Need this information fromRPM (no co2 no penalty) | Rate calculations with CO2 and capitalized EE | 72.44 | 72.825 | 73 | 73.485 | 73.845 | 74.53 | 75.27 | 75.92 | 76.42 | 77.165 | 77.745 | 78.525 | 79.275 | 79.86 | 79.86 | 80.085 | 80.025 | 80.1 | 80.185 | 79.84
| Residential Share of Total Cost | 5515.8098 | 5543.5208 | 5579.924 | 5618.7292 | 5661.9392 | 5699.1383 | 5725.7601 | 5746.7623 | 5765.7765 | 5773.5149 | 5771.2659 | 5764.535 | 5751.5878 | 5621.22 | 5456.2659 | 5402.5484 | 5382.4799 | 5371.1952 | 5363.1599 | 5360.4737
| Residential Monthly Electric Bill excluding CO2 cost 2012$/MWH | 76.5317 | 77.1887 | 77.9741 | 78.7918 | 79.6813 | 80.4941 | 81.137 | 81.6764 | 82.1924 | 82.528 | 82.7378 | 82.8979 | 82.9776 | 81.3414 | 79.1857 | 78.6492 | 78.6173 | 78.6908 | 78.8092 | 78.999
CO2 Cost
Placeholder | CO2 cost from RPM ($2012 millions) | 0 | 0 | 0 | 0 | 0 | 0 | 0 | 0 | 0 | 0 | 0 | 0 | 0 | 0 | 0 | 0 | 0 | 0 | 0 | 0
| New system revenue Requirement with CO2 cost included | 11735.7654 | 11794.7251 | 11872.1788 | 11954.743 | 12046.6792 | 12125.8261 | 12182.4682 | 12227.1539 | 12267.6095 | 12284.0743 | 12279.2891 | 12264.9681 | 12237.4209 | 11960.0427 | 11609.0763 | 11494.7838 | 11452.0849 | 11428.0749 | 11410.9785 | 11405.2631
| Rates including CO2 cost | 69.2879 | 69.705 | 70.1144 | 70.7304 | 71.6161 | 72.491 | 73.2729 | 73.9849 | 74.6636 | 75.1958 | 75.5826 | 75.8352 | 75.9128 | 74.2926 | 71.7692 | 70.5016 | 69.5397 | 68.5905 | 67.6415 | 66.7951
| Residential Monthly Electric Bill including CO2 Cost 2012$/MWH | 76.5317 | 77.1887 | 77.9741 | 78.7918 | 79.6813 | 80.4941 | 81.137 | 81.6764 | 82.1924 | 82.528 | 82.7378 | 82.8979 | 82.9776 | 81.3414 | 79.1857 | 78.6492 | 78.6173 | 78.6908 | 78.8092 | 78.999
|  | 2016 | 2017 | 2018 | 2019 | 2020 | 2021 | 2022 | 2023 | 2024 | 2025 | 2026 | 2027 | 2028 | 2029 | 2030 | 2031 | 2032 | 2033 | 2034 | 2035
Share of total cost to res | Share of total cost to res | 47% | 47% | 47% | 47% | 47% | 47% | 47% | 47% | 47% | 47% | 47% | 47% | 47% | 47% | 47% | 47% | 47% | 47% | 47% | 47%
Households in region (includes teardowns) | Households in region (includes teardowns) | 6006019.856 | 5984817.6859 | 5963434.425 | 5942590.38 | 5921440.7539 | 5900163.6209 | 5880754.9239 | 5863343.2575 | 5845810.3011 | 5829851.1289 | 5812806.0586 | 5794813.694 | 5776248.3507 | 5758876.4852 | 5742057.1308 | 5724312.7792 | 5705360.0009 | 5688077.5169 | 5671035.6747 | 5654580.4915
Summary of Bills and Rates
|  | Row59 | Row63 |  | Row68 | Row69
|  | Rate Excl. CO2 cost | Res Bill Excl. CO2 |  | Rate Incl. CO2 cost | Res Bill Incl. CO2
| 2016 | 2016: 69.2879; 2017: 76.5317; 2019: 69.2879; 2020: 76.5317
| 2017 | 2016: 69.705; 2017: 77.1887; 2019: 69.705; 2020: 77.1887
| 2018 | 2016: 70.1144; 2017: 77.9741; 2019: 70.1144; 2020: 77.9741
| 2019 | 2016: 70.7304; 2017: 78.7918; 2019: 70.7304; 2020: 78.7918
| 2020 | 2016: 71.6161; 2017: 79.6813; 2019: 71.6161; 2020: 79.6813
| 2021 | 2016: 72.491; 2017: 80.4941; 2019: 72.491; 2020: 80.4941
| 2022 | 2016: 73.2729; 2017: 81.137; 2019: 73.2729; 2020: 81.137
| 2023 | 2016: 73.9849; 2017: 81.6764; 2019: 73.9849; 2020: 81.6764
| 2024 | 2016: 74.6636; 2017: 82.1924; 2019: 74.6636; 2020: 82.1924
| 2025 | 2016: 75.1958; 2017: 82.528; 2019: 75.1958; 2020: 82.528
| 2026 | 2016: 75.5826; 2017: 82.7378; 2019: 75.5826; 2020: 82.7378
| 2027 | 2016: 75.8352; 2017: 82.8979; 2019: 75.8352; 2020: 82.8979
| 2028 | 2016: 75.9128; 2017: 82.9776; 2019: 75.9128; 2020: 82.9776
| 2029 | 2016: 74.2926; 2017: 81.3414; 2019: 74.2926; 2020: 81.3414
| 2030 | 2016: 71.7692; 2017: 79.1857; 2019: 71.7692; 2020: 79.1857
| 2031 | 2016: 70.5016; 2017: 78.6492; 2019: 70.5016; 2020: 78.6492
| 2032 | 2016: 69.5397; 2017: 78.6173; 2019: 69.5397; 2020: 78.6173
| 2033 | 2016: 68.5905; 2017: 78.6908; 2019: 68.5905; 2020: 78.6908
| 2034 | 2016: 67.6415; 2017: 78.8092; 2019: 67.6415; 2020: 78.8092
| 2035 | 2016: 66.7951; 2017: 78.999; 2019: 66.7951; 2020: 78.999
Note on C72: Massoud Jourabchi: Share of revenue requirement.

## 1B
| Scenario ID | Description
| 1B | Scenario 1B - Existing Policy, No Carbon Risk
| 2B | Scenario 2B - Carbon Reduction - Social Cost of Carbon
| 3A | Scenario 3A - Maximum Carbon Reduction, Existing Technology
| 4A | Scenario 4A - Unplanned Loss of Major Non-GHG Emitting Resource
| 4B | Scenario 4B - Planned Loss of Major Non-GHG Emitting Resource
| 5B | Scenario 5B - Increased Reliance on External Market
| S5 | Sensitivity S5 - Scenario 1B_35% RPS
Select Scenario
| Scenario | 1B | Scenario 1B - Existing Policy, No Carbon Risk
| Mapping do not erase | 3 | 4 | 5 | 6 | 7 | 8 | 9 | 10 | 11 | 12 | 13 | 14 | 15 | 16 | 17 | 18 | 19 | 20 | 21 | 22
|  | 2016 | 2017 | 2018 | 2019 | 2020 | 2021 | 2022 | 2023 | 2024 | 2025 | 2026 | 2027 | 2028 | 2029 | 2030 | 2031 | 2032 | 2033 | 2034 | 2035
Revenue Requirement Components in RPM
this cost goes right into the RR. | Capitalized System Cost
this cost is modified later it is only reported here | Conservation - expensed
| Cummulative Conservation target from RPM | 158.2091 | 335.6704 | 538.4226 | 768.1346 | 1027.8666 | 1313.4425 | 1617.5138 | 1936.1762 | 2268.0487 | 2605.2975 | 2940.9837 | 3271.9938 | 3594.0087 | 3825.4513 | 3942.2925 | 4021.8137 | 4087.3925 | 4145.1313 | 4197.2875 | 4247.5775
source is TE/JA | Conservation budget already in the Rate Base (2012$ Millions) | 420 | 420 | 420 | 420 | 420 | 420 | 420 | 420 | 420 | 420 | 420 | 420 | 420 | 420 | 420 | 420 | 420 | 420 | 420 | 420 | 8400
net of credits, T&D credits. | net Cost of Conservation per $2012Millions/Mwa | 3 | 3 | 3 | 3 | 3 | 3 | 3 | 3 | 3 | 3 | 3 | 3 | 3 | 3 | 3 | 3 | 3 | 3 | 3 | 3 | 60
| Conservation that can be purchased from existing system budget | 140 | 140 | 140 | 140 | 140 | 140 | 140 | 140 | 140 | 140 | 140 | 140 | 140 | 140 | 140 | 140 | 140 | 140 | 140 | 140 | 2800
| Incremental conservation target | 158.2091 | 177.4612 | 202.7522 | 229.712 | 259.732 | 285.5759 | 304.0712 | 318.6625 | 331.8725 | 337.2488 | 335.6862 | 331.01 | 322.015 | 231.4425 | 116.8412 | 79.5212 | 65.5788 | 57.7388 | 52.1562 | 50.29 | 4247.5775
| Incremental Conservation target net of conservation already in the existing system RR | 18.2091 | 37.4612 | 62.7522 | 89.712 | 119.732 | 145.5759 | 164.0712 | 178.6625 | 191.8725 | 197.2488 | 195.6862 | 191.01 | 182.015 | 91.4425 | -23.1588 | -60.4788 | -74.4212 | -82.2612 | -87.8438 | -89.71 | 1447.5775
| cost of Conservation Millions $2012/Mwa | 1B 3 2016: 6.25
| Utility Share of total per MW share of cost of conservation | 1B 3 2016: 0.65
T&D benefits ($2012 millions/mwa) | bar: 1B 3 2016
|  | 2016 | 2017 | 2018 | 2019 | 2020 | 2021 | 2022 | 2023 | 2024 | 2025 | 2026 | 2027 | 2028 | 2029 | 2030 | 2031 | 2032 | 2033 | 2034 | 2035
| Utility cost ( expensed, net of credits and net of consumer share) (millions 2012$) | 3.0625 | 3.0625 | 3.0625 | 3.0625 | 3.0625 | 3.0625 | 3.0625 | 3.0625 | 3.0625 | 3.0625 | 3.0625 | 3.0625 | 3.0625 | 3.0625 | 3.0625 | 3.0625 | 3.0625 | 3.0625 | 3.0625 | 3.0625
| incremental Cost of new incremental conservation (Millions 2012$) | 55.7654 | 114.7251 | 192.1788 | 274.743 | 366.6792 | 445.8261 | 502.4682 | 547.1539 | 587.6095 | 604.0743 | 599.2891 | 584.9681 | 557.4209 | 280.0427 | -70.9237 | -185.2162 | -227.9151 | -251.9251 | -269.0215 | -274.7369
| Cummulative cost of purchasing new incremenatl conservation (Millions 2012$) | 55.7654 | 170.4905 | 362.6693 | 637.4123 | 1004.0915 | 1449.9177 | 1952.3859 | 2499.5398 | 3087.1493 | 3691.2236 | 4290.5127 | 4875.4809 | 5432.9018 | 5712.9445 | 5642.0208 | 5456.8046 | 5228.8895 | 4976.9645 | 4707.943 | 4433.2061 | 12833.2061
Based on actual 2013 Revenue from Sales. | Fixed cost of existing System M2012$ | 10880 | 10880 | 10880 | 10880 | 10880 | 10880 | 10880 | 10880 | 10880 | 10880 | 10880 | 10880 | 10880 | 10880 | 10880 | 10880 | 10880 | 10880 | 10880 | 10880 | 217600
| Cost of New system that is not EE ( thermal, etc) excluding CO2 | 2469.2393 | 2487.7528 | 2535.2144 | 2535.7605 | 2552.9611 | 2565.9525 | 2593.4738 | 2590.3699 | 2612.5671 | 2609.3283 | 2648.1743 | 2728.3297 | 2762.6648 | 2822.4963 | 2851.6096 | 2931.7207 | 3040.0547 | 3133.9755 | 3248.5555 | 3442.4753 | 55162.6761
| Cost of EE | 55.7654 | 114.7251 | 192.1788 | 274.743 | 366.6792 | 445.8261 | 502.4682 | 547.1539 | 587.6095 | 604.0743 | 599.2891 | 584.9681 | 557.4209 | 280.0427 | -70.9237 | -185.2162 | -227.9151 | -251.9251 | -269.0215 | -274.7369 | 4433.2061
| New system revenue Requirement $2012 millions Excluding CO2 | 13405.0047 | 13482.4779 | 13607.3932 | 13690.5035 | 13799.6403 | 13891.7787 | 13975.942 | 14017.5238 | 14080.1767 | 14093.4026 | 14127.4635 | 14193.2978 | 14200.0857 | 13982.5389 | 13660.686 | 13626.5045 | 13692.1396 | 13762.0504 | 13859.534 | 14047.7385 | 277195.8821
Not used in the final analysis. Use loads net of EE | Load (FE) MWA | 21136.47 | 21252.57 | 21458.75 | 21590.05 | 21706.76 | 21843.59 | 21994.85 | 22159.41 | 22339.43 | 22538.91 | 22748.17 | 22976.51 | 23220.39 | 23463.17 | 23720.24 | 23940.69 | 24193.96 | 24448.47 | 24707.02 | 24970.5
Not used in the final analysis. Use loads net of EE | Conservation Load from RPM | 158.2091 | 335.6704 | 538.4226 | 768.1346 | 1027.8666 | 1313.4425 | 1617.5138 | 1936.1762 | 2268.0487 | 2605.2975 | 2940.9837 | 3271.9938 | 3594.0087 | 3825.4513 | 3942.2925 | 4021.8137 | 4087.3925 | 4145.1313 | 4197.2875 | 4247.5775
T&D efficiency improvement at 2% per year | Losses | 8% | 7.84% | 7.683% | 7.53% | 7.379% | 7.231% | 7.087% | 6.945% | 6.806% | 6.67% | 6.537% | 6.406% | 6.278% | 6.152% | 6.029% | 5.909% | 5.79% | 5.675% | 5.561% | 5.45%
Not used in the final analysis. Use loads net of EE | Sales_net_cons_SY MWH ( already adjusted for Losses) Mwa | 20990.9176 | 20943.2162 | 20961.6955 | 20879.7523 | 20754.7391 | 20625.1273 | 20491.9652 | 20357.7013 | 20225.747 | 20107.3854 | 19999.4261 | 19914.1153 | 19852.0036 | 19873.0674 | 20015.6337 | 20156.5072 | 20343.2431 | 20538.5573 | 20743.1471 | 20954.4096
| Load net of Conservation from RPM | 21016.5737 | 20959.3237 | 20938.1387 | 20865.4113 | 20732.0863 | 20583.62 | 20427.2487 | 20273.9588 | 20126.095 | 19981.2925 | 19842.9137 | 19726.18 | 19634.8675 | 19582.09 | 19649.9837 | 19780.9625 | 19955.0238 | 20163.9837 | 20391.7487 | 20615.5213
| Sales using RPM load Net of EE (aMW) | 19335.2478 | 19316.1128 | 19329.4197 | 19294.3426 | 19202.277 | 19095.143 | 18979.6229 | 18865.9314 | 18756.292 | 18648.5439 | 18545.8653 | 18462.5503 | 18402.2428 | 18377.3647 | 18465.2596 | 18612.1939 | 18799.5517 | 19019.7635 | 19257.7467 | 19492.004
Not used in the final analysis. Use loads net of EE | Rate ($2012/MWH) dollars per MWH of sales | 72.8757 | 73.4638 | 74.0791 | 74.8241 | 75.8748 | 76.8614 | 77.8296 | 78.576 | 79.4421 | 79.9848 | 80.6109 | 81.3335 | 81.627 | 80.2913 | 77.8844 | 77.1465 | 76.8066 | 76.4646 | 76.2467 | 76.5029
| Rate Excluding CO2 cost | 79.116 | 79.6521 | 80.3347 | 80.9723 | 82.0091 | 83.0199 | 84.0312 | 84.7891 | 85.666 | 86.2419 | 86.9289 | 87.7281 | 88.0577 | 86.826 | 84.4237 | 83.5476 | 83.1134 | 82.5706 | 82.1278 | 82.2427
Need this information fromRPM (no co2 no penalty) | Rate calculations with CO2 and capitalized EE ( do not use in graphs it is FYI) | 72.44 | 72.825 | 73 | 73.485 | 73.845 | 74.53 | 75.27 | 75.92 | 76.42 | 77.165 | 77.745 | 78.525 | 79.275 | 79.86 | 79.86 | 80.085 | 80.025 | 80.1 | 80.185 | 79.84
| Residential Share of Total Cost | 6300.3522 | 6336.7646 | 6395.4748 | 6434.5366 | 6485.8309 | 6529.136 | 6568.6928 | 6588.2362 | 6617.683 | 6623.8992 | 6639.9078 | 6670.85 | 6674.0403 | 6571.7933 | 6420.5224 | 6404.4571 | 6435.3056 | 6468.1637 | 6513.981 | 6602.4371
| Residential Monthly Electric Bill excluding CO2 cost 2012$/MWH | 87.4172 | 88.2339 | 89.3707 | 90.2319 | 91.2761 | 92.2169 | 93.0818 | 93.6359 | 94.3366 | 94.6837 | 95.1908 | 95.9313 | 96.2857 | 95.0966 | 93.1798 | 93.2347 | 93.995 | 94.762 | 95.72 | 97.3022
CO2 Cost
| CO2 cost from RPM ($2012 millions) | 0 | 0 | 0 | 0 | 0 | 0 | 0 | 0 | 0 | 0 | 0 | 0 | 0 | 0 | 0 | 0 | 0 | 0 | 0 | 0
| New system revenue Requirement with CO2 cost included | 13405.0047 | 13482.4779 | 13607.3932 | 13690.5035 | 13799.6403 | 13891.7787 | 13975.942 | 14017.5238 | 14080.1767 | 14093.4026 | 14127.4635 | 14193.2978 | 14200.0857 | 13982.5389 | 13660.686 | 13626.5045 | 13692.1396 | 13762.0504 | 13859.534 | 14047.7385
| Rates including CO2 cost | 79.116 | 79.6521 | 80.3347 | 80.9723 | 82.0091 | 83.0199 | 84.0312 | 84.7891 | 85.666 | 86.2419 | 86.9289 | 87.7281 | 88.0577 | 86.826 | 84.4237 | 83.5476 | 83.1134 | 82.5706 | 82.1278 | 82.2427
| Residential Monthly Electric Bill including CO2 Cost 2012$/MWH | 87.4172 | 88.2339 | 89.3707 | 90.2319 | 91.2761 | 92.2169 | 93.0818 | 93.6359 | 94.3366 | 94.6837 | 95.1908 | 95.9313 | 96.2857 | 95.0966 | 93.1798 | 93.2347 | 93.995 | 94.762 | 95.72 | 97.3022
|  | 2016 | 2017 | 2018 | 2019 | 2020 | 2021 | 2022 | 2023 | 2024 | 2025 | 2026 | 2027 | 2028 | 2029 | 2030 | 2031 | 2032 | 2033 | 2034 | 2035
Share of total cost to res | Share of total cost to res | 47% | 47% | 47% | 47% | 47% | 47% | 47% | 47% | 47% | 47% | 47% | 47% | 47% | 47% | 47% | 47% | 47% | 47% | 47% | 47%
Households in region (includes teardowns) | Households in region (includes teardowns) | 6006019.856 | 5984817.6859 | 5963434.425 | 5942590.38 | 5921440.7539 | 5900163.6209 | 5880754.9239 | 5863343.2575 | 5845810.3011 | 5829851.1289 | 5812806.0586 | 5794813.694 | 5776248.3507 | 5758876.4852 | 5742057.1308 | 5724312.7792 | 5705360.0009 | 5688077.5169 | 5671035.6747 | 5654580.4915
| Cost contribution from Existing system | 64.2355 | 64.2991 | 64.2549 | 64.3717 | 64.6803 | 65.0432 | 65.4391 | 65.8334 | 66.2183 | 66.6009 | 66.9696 | 67.2718 | 67.4923 | 67.5836 | 67.2619 | 66.7309 | 66.0659 | 65.301 | 64.494 | 63.7189
| CO2 Cost per MWH | 0 | 0 | 0 | 0 | 0 | 0 | 0 | 0 | 0 | 0 | 0 | 0 | 0 | 0 | 0 | 0 | 0 | 0 | 0 | 0
Summary of Bills and Rates
|  | Row59 | Row63 |  | Row68 | Row69
|  | Rate Excl. CO2 cost | Res Bill Excl. CO2 |  | Rate Incl. CO2 cost | Res Bill Incl. CO2
| 2016 | 2016: 79.116; 2017: 87.4172; 2019: 79.116; 2020: 87.4172
| 2017 | 2016: 79.6521; 2017: 88.2339; 2019: 79.6521; 2020: 88.2339
| 2018 | 2016: 80.3347; 2017: 89.3707; 2019: 80.3347; 2020: 89.3707
| 2019 | 2016: 80.9723; 2017: 90.2319; 2019: 80.9723; 2020: 90.2319
| 2020 | 2016: 82.0091; 2017: 91.2761; 2019: 82.0091; 2020: 91.2761
| 2021 | 2016: 83.0199; 2017: 92.2169; 2019: 83.0199; 2020: 92.2169
| 2022 | 2016: 84.0312; 2017: 93.0818; 2019: 84.0312; 2020: 93.0818
| 2023 | 2016: 84.7891; 2017: 93.6359; 2019: 84.7891; 2020: 93.6359
| 2024 | 2016: 85.666; 2017: 94.3366; 2019: 85.666; 2020: 94.3366
| 2025 | 2016: 86.2419; 2017: 94.6837; 2019: 86.2419; 2020: 94.6837
| 2026 | 2016: 86.9289; 2017: 95.1908; 2019: 86.9289; 2020: 95.1908
| 2027 | 2016: 87.7281; 2017: 95.9313; 2019: 87.7281; 2020: 95.9313
| 2028 | 2016: 88.0577; 2017: 96.2857; 2019: 88.0577; 2020: 96.2857
| 2029 | 2016: 86.826; 2017: 95.0966; 2019: 86.826; 2020: 95.0966
| 2030 | 2016: 84.4237; 2017: 93.1798; 2019: 84.4237; 2020: 93.1798
| 2031 | 2016: 83.5476; 2017: 93.2347; 2019: 83.5476; 2020: 93.2347
| 2032 | 2016: 83.1134; 2017: 93.995; 2019: 83.1134; 2020: 93.995
| 2033 | 2016: 82.5706; 2017: 94.762; 2019: 82.5706; 2020: 94.762
| 2034 | 2016: 82.1278; 2017: 95.72; 2019: 82.1278; 2020: 95.72
| 2035 | 2016: 82.2427; 2017: 97.3022; 2019: 82.2427; 2020: 97.3022
Note on C72: Massoud Jourabchi: Based on Basecase Model Run. Located in the summary tab in the file Q:\MJ\Results\Feb 19 2015\results April 2015.xlsx

## 2B
| Scenario ID | Description
| 1B | Scenario 1B - Existing Policy, No Carbon Risk
| 2B | Scenario 2B - Carbon Reduction - Social Cost of Carbon
| 3A | Scenario 3A - Maximum Carbon Reduction, Existing Technology
| 4A | Scenario 4A - Unplanned Loss of Major Non-GHG Emitting Resource
| 4B | Scenario 4B - Planned Loss of Major Non-GHG Emitting Resource
| 5B | Scenario 5B - Increased Reliance on External Market
| S5 | Sensitivity S5 - Scenario 1B_35% RPS
Select Scenario
| Scenario | 2B | Scenario 2B - Carbon Reduction - Social Cost of Carbon
| Mapping do not erase | 3 | 4 | 5 | 6 | 7 | 8 | 9 | 10 | 11 | 12 | 13 | 14 | 15 | 16 | 17 | 18 | 19 | 20 | 21 | 22
|  | 2016 | 2017 | 2018 | 2019 | 2020 | 2021 | 2022 | 2023 | 2024 | 2025 | 2026 | 2027 | 2028 | 2029 | 2030 | 2031 | 2032 | 2033 | 2034 | 2035
Revenue Requirement Components in RPM
this cost goes right into the RR. | Capitalized System Cost
this cost is modified later it is only reported here | Conservation - expensed
| Cummulative Conservation target from RPM | 174.2734 | 369.0716 | 590.4663 | 839.9377 | 1120.59 | 1427.0487 | 1750.225 | 2086.0662 | 2433.8175 | 2785.95 | 3135.3663 | 3478.7575 | 3812.0575 | 4053.8288 | 4180.2788 | 4268.775 | 4343.385 | 4409.89 | 4470.3888 | 4529.0238
source is TE/JA | Conservation budget already in the Rate Base (2012$ Millions) | 420 | 420 | 420 | 420 | 420 | 420 | 420 | 420 | 420 | 420 | 420 | 420 | 420 | 420 | 420 | 420 | 420 | 420 | 420 | 420
net of credits, T&D credits. | net Cost of Conservation per $2012Millions/Mwa | 3 | 3 | 3 | 3 | 3 | 3 | 3 | 3 | 3 | 3 | 3 | 3 | 3 | 3 | 3 | 3 | 3 | 3 | 3 | 3
| Conservation that can be purchased from existing system budget | 140 | 140 | 140 | 140 | 140 | 140 | 140 | 140 | 140 | 140 | 140 | 140 | 140 | 140 | 140 | 140 | 140 | 140 | 140 | 140
| Incremental conservation target | 174.2734 | 194.7982 | 221.3946 | 249.4715 | 280.6523 | 306.4588 | 323.1762 | 335.8412 | 347.7513 | 352.1325 | 349.4163 | 343.3913 | 333.3 | 241.7713 | 126.45 | 88.4962 | 74.61 | 66.505 | 60.4987 | 58.635
| Incremental Conservation target net of conservation already in the existing system RR | 34.2734 | 54.7982 | 81.3946 | 109.4715 | 140.6523 | 166.4588 | 183.1762 | 195.8412 | 207.7513 | 212.1325 | 209.4163 | 203.3913 | 193.3 | 101.7713 | -13.55 | -51.5038 | -65.39 | -73.495 | -79.5013 | -81.365
| cost of Conservation Millions $2012/Mwa | 2B 3 2016: 6.25
| Utility Share of total per MW share of cost of conservation | 2B 3 2016: 0.65
T&D benefits ($2012 millions/mwa) | bar: 2B 3 2016
|  | 2016 | 2017 | 2018 | 2019 | 2020 | 2021 | 2022 | 2023 | 2024 | 2025 | 2026 | 2027 | 2028 | 2029 | 2030 | 2031 | 2032 | 2033 | 2034 | 2035
| Utility cost ( expensed, net of credits and net of consumer share) (millions 2012$) | 3.0625 | 3.0625 | 3.0625 | 3.0625 | 3.0625 | 3.0625 | 3.0625 | 3.0625 | 3.0625 | 3.0625 | 3.0625 | 3.0625 | 3.0625 | 3.0625 | 3.0625 | 3.0625 | 3.0625 | 3.0625 | 3.0625 | 3.0625
| incremental Cost of new incremental conservation (Millions 2012$) | 104.9622 | 167.8196 | 249.271 | 335.2565 | 430.7475 | 509.7799 | 560.9773 | 599.7638 | 636.2382 | 649.6558 | 641.3373 | 622.8857 | 591.9812 | 311.6745 | -41.4969 | -157.7302 | -200.2569 | -225.0784 | -243.4726 | -249.1803
| Cummulative cost of purchasing new incremenatl conservation (Millions 2012$) | 104.9622 | 272.7819 | 522.0529 | 857.3094 | 1288.0569 | 1797.8368 | 2358.8141 | 2958.5779 | 3594.8161 | 4244.4719 | 4885.8091 | 5508.6948 | 6100.6761 | 6412.3505 | 6370.8537 | 6213.1234 | 6012.8666 | 5787.7881 | 5544.3155 | 5295.1352
Based on actual 2013 Revenue from Sales. | Fixed cost of existing System M2012$ | 10880 | 10880 | 10880 | 10880 | 10880 | 10880 | 10880 | 10880 | 10880 | 10880 | 10880 | 10880 | 10880 | 10880 | 10880 | 10880 | 10880 | 10880 | 10880 | 10880 | 217600
| Cost of New system that is not EE ( thermal, etc) | 2566.8837 | 2592.917 | 2650.2823 | 2628.6764 | 2667.4336 | 2687.1714 | 2718.8839 | 2691.7646 | 2681.1004 | 2674.2482 | 2701.037 | 2798.9141 | 2808.512 | 2879.2018 | 2890.6977 | 3078.6943 | 3177.8711 | 3324.0614 | 3479.5761 | 3678.0178 | 57375.9448
| Cost of EE | 104.9622 | 167.8196 | 249.271 | 335.2565 | 430.7475 | 509.7799 | 560.9773 | 599.7638 | 636.2382 | 649.6558 | 641.3373 | 622.8857 | 591.9812 | 311.6745 | -41.4969 | -157.7302 | -200.2569 | -225.0784 | -243.4726 | -249.1803 | 5295.1352
| New system revenue Requirement $2012 millions | 13551.8459 | 13640.7366 | 13779.5533 | 13843.9328 | 13978.1811 | 14076.9514 | 14159.8612 | 14171.5284 | 14197.3386 | 14203.904 | 14222.3743 | 14301.7998 | 14280.4932 | 14070.8763 | 13729.2009 | 13800.964 | 13857.6142 | 13978.983 | 14116.1035 | 14308.8375 | 280271.08
Not used in the final analysis. Use loads net of EE | Load (FE) MWA | 21136.47 | 21252.57 | 21458.75 | 21590.05 | 21706.76 | 21843.59 | 21994.85 | 22159.41 | 22339.43 | 22538.91 | 22748.17 | 22976.51 | 23220.39 | 23463.17 | 23720.24 | 23940.69 | 24193.96 | 24448.47 | 24707.02 | 24970.5
Not used in the final analysis. Use loads net of EE | Conservation Load from RPM | 174.2734 | 369.0716 | 590.4663 | 839.9377 | 1120.59 | 1427.0487 | 1750.225 | 2086.0662 | 2433.8175 | 2785.95 | 3135.3663 | 3478.7575 | 3812.0575 | 4053.8288 | 4180.2788 | 4268.775 | 4343.385 | 4409.89 | 4470.3888 | 4529.0238
T&D efficiency improvement at 2% per year | Losses | 8% | 7.84% | 7.683% | 7.53% | 7.379% | 7.231% | 7.087% | 6.945% | 6.806% | 6.67% | 6.537% | 6.406% | 6.278% | 6.152% | 6.029% | 5.909% | 5.79% | 5.675% | 5.561% | 5.45%
Not used in the final analysis. Use loads net of EE | Sales_net_cons_SY MWH ( already adjusted for Losses) Mwa | 20976.1385 | 20912.4336 | 20913.6505 | 20813.3557 | 20668.8577 | 20519.7364 | 20368.6589 | 20218.2211 | 20071.2607 | 19938.7824 | 19817.7496 | 19720.5965 | 19647.6433 | 19658.7401 | 19791.9959 | 19924.1378 | 20102.0736 | 20288.8225 | 20485.2333 | 20688.3017
| Load net of Conservation from RPM | 21010.6587 | 20936.88 | 20897.8375 | 20806.0887 | 20652.57 | 20483.02 | 20306.2262 | 20134.6325 | 19970.1312 | 19809.8363 | 19657.0238 | 19527.03 | 19423.795 | 19360.075 | 19417.9338 | 19539.5725 | 19704.7375 | 19904.6525 | 20123.8338 | 20339.2975
| Sales using RPM load Net of EE | 19329.806 | 19295.4286 | 19292.2148 | 19239.4868 | 19128.6282 | 19001.8178 | 18867.177 | 18736.2814 | 18610.9433 | 18488.5237 | 18372.1262 | 18276.1576 | 18204.4209 | 18169.0085 | 18247.2002 | 18385.0665 | 18563.758 | 18775.1482 | 19004.7307 | 19230.8341
Not used in the final analysis. Use loads net of EE | Rate ($2012/MWH) dollars per MWH of sales | 73.7512 | 74.461 | 75.2144 | 75.93 | 77.2023 | 78.3128 | 79.3583 | 80.0147 | 80.7473 | 81.3214 | 81.9245 | 82.7878 | 82.9714 | 81.7074 | 79.1866 | 79.0726 | 78.6943 | 78.6529 | 78.6629 | 78.9542
| Rate Excluding CO2 cost | 80.0326 | 80.7011 | 81.5359 | 82.1414 | 83.4186 | 84.5686 | 85.6738 | 86.3434 | 87.0832 | 87.7004 | 88.3708 | 89.3309 | 89.5493 | 88.4068 | 85.8905 | 85.692 | 85.2155 | 84.994 | 84.7909 | 84.938
Need this information fromRPM (no co2 no penalty) | Rate calculations with CO2 and capitalized EE | 79.23 | 79.43 | 80.02 | 80.885 | 81.545 | 81.945 | 82.63 | 83.14 | 83.99 | 84.49 | 85.19 | 85.88 | 87.005 | 87.66 | 87.49 | 88.345 | 88.91 | 89.355 | 89.59 | 90.015
| Residential Share of Total Cost | 6369.3676 | 6411.1462 | 6476.3901 | 6506.6484 | 6569.7451 | 6616.1671 | 6655.1348 | 6660.6184 | 6672.7492 | 6675.8349 | 6684.5159 | 6721.8459 | 6711.8318 | 6613.3118 | 6452.7244 | 6486.4531 | 6513.0787 | 6570.122 | 6634.5686 | 6725.1536
| Residential Monthly Electric Bill excluding CO2 cost 2012$/MWH | 88.3748 | 89.2696 | 90.5014 | 91.2432 | 92.457 | 93.4461 | 94.3067 | 94.6647 | 95.1215 | 95.426 | 95.8303 | 96.6647 | 96.8309 | 95.6974 | 93.6471 | 94.4284 | 95.131 | 96.2557 | 97.492 | 99.1107
CO2 Cost
Placeholder | CO2 cost from RPM ($2012 millions) | 1058.8444 | 1085.0497 | 1088.2969 | 1115.307 | 1144.343 | 1100.5928 | 1066.326 | 1092.7815 | 1134.8891 | 1135.0689 | 1101.5997 | 1108.8779 | 1113.0961 | 1138.7647 | 1171.0035 | 1171.1919 | 1243.1546 | 1288.2843 | 1334.519 | 1461.3506
| New system revenue Requirement with CO2 cost included | 14610.6903 | 14725.7863 | 14867.8502 | 14959.2398 | 15122.5241 | 15177.5442 | 15226.1872 | 15264.3099 | 15332.2277 | 15338.9728 | 15323.974 | 15410.6777 | 15393.5893 | 15209.6409 | 14900.2043 | 14972.1559 | 15100.7688 | 15267.2673 | 15450.6225 | 15770.1881
| Rates including CO2 cost | 86.2858 | 87.1204 | 87.9755 | 88.7589 | 90.2477 | 91.1806 | 92.1256 | 93.0014 | 94.0444 | 94.7087 | 95.2155 | 96.2571 | 96.5292 | 95.5616 | 93.2163 | 92.964 | 92.8601 | 92.8269 | 92.8069 | 93.6127
| Residential Monthly Electric Bill including CO2 Cost 2012$/MWH | 95.2797 | 96.3705 | 97.6491 | 98.594 | 100.0261 | 100.7521 | 101.4086 | 101.9644 | 102.7252 | 103.0518 | 103.2529 | 104.1595 | 104.3784 | 103.4422 | 101.6345 | 102.4419 | 103.6651 | 105.1266 | 106.7088 | 109.2328
|  | 2016 | 2017 | 2018 | 2019 | 2020 | 2021 | 2022 | 2023 | 2024 | 2025 | 2026 | 2027 | 2028 | 2029 | 2030 | 2031 | 2032 | 2033 | 2034 | 2035
Share of total cost to res | Share of total cost to res | 47% | 47% | 47% | 47% | 47% | 47% | 47% | 47% | 47% | 47% | 47% | 47% | 47% | 47% | 47% | 47% | 47% | 47% | 47% | 47%
Households in region (includes teardowns) | Households in region (includes teardowns) | 6006019.856 | 5984817.6859 | 5963434.425 | 5942590.38 | 5921440.7539 | 5900163.6209 | 5880754.9239 | 5863343.2575 | 5845810.3011 | 5829851.1289 | 5812806.0586 | 5794813.694 | 5776248.3507 | 5758876.4852 | 5742057.1308 | 5724312.7792 | 5705360.0009 | 5688077.5169 | 5671035.6747 | 5654580.4915
Used in Appendix on bills and rates | Cost contribution from Existing system | 64.2536 | 64.3681 | 64.3788 | 64.5552 | 64.9293 | 65.3626 | 65.8291 | 66.289 | 66.7354 | 67.1773 | 67.6029 | 67.9579 | 68.2257 | 68.3587 | 68.0657 | 67.5553 | 66.905 | 66.1518 | 65.3526 | 64.5843
Used in Appendix on bills and rates | CO2 Cost per MWH | 6.2532 | 6.4194 | 6.4396 | 6.6175 | 6.8292 | 6.6119 | 6.4518 | 6.658 | 6.9611 | 7.0084 | 6.8448 | 6.9262 | 6.9799 | 7.1548 | 7.3258 | 7.2721 | 7.6446 | 7.8329 | 8.016 | 8.6747
Used in Appendix on bills and rates | Cost contribution of New system | 15.779 | 16.333 | 17.1571 | 17.5861 | 18.4892 | 19.206 | 19.8447 | 20.0544 | 20.3478 | 20.5231 | 20.7679 | 21.373 | 21.3236 | 20.0482 | 17.8247 | 18.1366 | 18.3104 | 18.8422 | 19.4382 | 20.3538
Summary of Bills and Rates
|  | Row59 | Row63 |  | Row68 | Row69
|  | Rate Excl. CO2 cost | Res Bill Excl. CO2 |  | Rate Incl. CO2 cost | Res Bill Incl. CO2
| 2016 | 2016: 80.0326; 2017: 88.3748; 2019: 86.2858; 2020: 95.2797
| 2017 | 2016: 80.7011; 2017: 89.2696; 2019: 87.1204; 2020: 96.3705
| 2018 | 2016: 81.5359; 2017: 90.5014; 2019: 87.9755; 2020: 97.6491
| 2019 | 2016: 82.1414; 2017: 91.2432; 2019: 88.7589; 2020: 98.594
| 2020 | 2016: 83.4186; 2017: 92.457; 2019: 90.2477; 2020: 100.0261
| 2021 | 2016: 84.5686; 2017: 93.4461; 2019: 91.1806; 2020: 100.7521
| 2022 | 2016: 85.6738; 2017: 94.3067; 2019: 92.1256; 2020: 101.4086
| 2023 | 2016: 86.3434; 2017: 94.6647; 2019: 93.0014; 2020: 101.9644
| 2024 | 2016: 87.0832; 2017: 95.1215; 2019: 94.0444; 2020: 102.7252
| 2025 | 2016: 87.7004; 2017: 95.426; 2019: 94.7087; 2020: 103.0518
| 2026 | 2016: 88.3708; 2017: 95.8303; 2019: 95.2155; 2020: 103.2529
| 2027 | 2016: 89.3309; 2017: 96.6647; 2019: 96.2571; 2020: 104.1595
| 2028 | 2016: 89.5493; 2017: 96.8309; 2019: 96.5292; 2020: 104.3784
| 2029 | 2016: 88.4068; 2017: 95.6974; 2019: 95.5616; 2020: 103.4422
| 2030 | 2016: 85.8905; 2017: 93.6471; 2019: 93.2163; 2020: 101.6345
| 2031 | 2016: 85.692; 2017: 94.4284; 2019: 92.964; 2020: 102.4419
| 2032 | 2016: 85.2155; 2017: 95.131; 2019: 92.8601; 2020: 103.6651
| 2033 | 2016: 84.994; 2017: 96.2557; 2019: 92.8269; 2020: 105.1266
| 2034 | 2016: 84.7909; 2017: 97.492; 2019: 92.8069; 2020: 106.7088
| 2035 | 2016: 84.938; 2017: 99.1107; 2019: 93.6127; 2020: 109.2328
Note on C72: Massoud Jourabchi: Based on Basecase Model Run. Located in the summary tab in the file Q:\MJ\Results\Feb 19 2015\results April 2015.xlsx

## 2C
| Scenario ID | Description
| 1B | Scenario 1B - Existing Policy, No Carbon Risk
| 2B | Scenario 2B - Carbon Reduction - Social Cost of Carbon
| 3A | Scenario 3A - Maximum Carbon Reduction, Existing Technology
| 4A | Scenario 4A - Unplanned Loss of Major Non-GHG Emitting Resource
| 4B | Scenario 4B - Planned Loss of Major Non-GHG Emitting Resource
| 5B | Scenario 5B - Increased Reliance on External Market
| S5 | Sensitivity S5 - Scenario 1B_35% RPS
Select Scenario
| Scenario | 2C | Scenario 2C - Carbon Risk
| Mapping do not erase | 3 | 4 | 5 | 6 | 7 | 8 | 9 | 10 | 11 | 12 | 13 | 14 | 15 | 16 | 17 | 18 | 19 | 20 | 21 | 22
|  | 2016 | 2017 | 2018 | 2019 | 2020 | 2021 | 2022 | 2023 | 2024 | 2025 | 2026 | 2027 | 2028 | 2029 | 2030 | 2031 | 2032 | 2033 | 2034 | 2035
Revenue Requirement Components in RPM
this cost goes right into the RR. | Capitalized System Cost
this cost is modified later it is only reported here | Conservation - expensed
| Cummulative Conservation target from RPM | 168.1014 | 356.8955 | 572.5577 | 816.6211 | 1092.261 | 1394.5725 | 1714.9488 | 2048.9625 | 2395.3913 | 2746.4262 | 3094.8688 | 3437.46 | 3770.2288 | 4011.6788 | 4138.175 | 4226.95 | 4300.6038 | 4366.0725 | 4425.8787 | 4484.2738
source is TE/JA | Conservation budget already in the Rate Base (2012$ Millions) | 420 | 420 | 420 | 420 | 420 | 420 | 420 | 420 | 420 | 420 | 420 | 420 | 420 | 420 | 420 | 420 | 420 | 420 | 420 | 420
net of credits, T&D credits. | net Cost of Conservation per $2012Millions/Mwa | 3 | 3 | 3 | 3 | 3 | 3 | 3 | 3 | 3 | 3 | 3 | 3 | 3 | 3 | 3 | 3 | 3 | 3 | 3 | 3
| Conservation that can be purchased from existing system budget | 140 | 140 | 140 | 140 | 140 | 140 | 140 | 140 | 140 | 140 | 140 | 140 | 140 | 140 | 140 | 140 | 140 | 140 | 140 | 140
| Incremental conservation target | 168.1014 | 188.7941 | 215.6622 | 244.0634 | 275.6399 | 302.3115 | 320.3763 | 334.0138 | 346.4288 | 351.035 | 348.4425 | 342.5912 | 332.7688 | 241.45 | 126.4963 | 88.775 | 73.6538 | 65.4688 | 59.8062 | 58.395
| Incremental Conservation target net of conservation already in the existing system RR | 28.1014 | 48.7941 | 75.6622 | 104.0634 | 135.6399 | 162.3115 | 180.3763 | 194.0138 | 206.4288 | 211.035 | 208.4425 | 202.5912 | 192.7688 | 101.45 | -13.5037 | -51.225 | -66.3462 | -74.5312 | -80.1938 | -81.605
| cost of Conservation Millions $2012/Mwa | 2C 3 2016: 6.25
| Utility Share of total per MW share of cost of conservation | 2C 3 2016: 0.65
T&D benefits ($2012 millions/mwa) | bar: 2C 3 2016
|  | 2016 | 2017 | 2018 | 2019 | 2020 | 2021 | 2022 | 2023 | 2024 | 2025 | 2026 | 2027 | 2028 | 2029 | 2030 | 2031 | 2032 | 2033 | 2034 | 2035
| Utility cost ( expensed, net of credits and net of consumer share) (millions 2012$) | 3.0625 | 3.0625 | 3.0625 | 3.0625 | 3.0625 | 3.0625 | 3.0625 | 3.0625 | 3.0625 | 3.0625 | 3.0625 | 3.0625 | 3.0625 | 3.0625 | 3.0625 | 3.0625 | 3.0625 | 3.0625 | 3.0625 | 3.0625
| incremental Cost of new incremental conservation (Millions 2012$) | 86.0605 | 149.432 | 231.7156 | 318.6941 | 415.3971 | 497.079 | 552.4023 | 594.1671 | 632.188 | 646.2947 | 638.3552 | 620.4357 | 590.3543 | 310.6906 | -41.3552 | -156.8766 | -203.1854 | -228.252 | -245.5934 | -249.9153
| Cummulative cost of purchasing new incremenatl conservation (Millions 2012$) | 86.0605 | 235.4925 | 467.2081 | 785.9022 | 1201.2993 | 1698.3783 | 2250.7805 | 2844.9477 | 3477.1357 | 4123.4304 | 4761.7855 | 5382.2213 | 5972.5755 | 6283.2662 | 6241.9109 | 6085.0344 | 5881.849 | 5653.597 | 5408.0037 | 5158.0884
Based on actual 2013 Revenue from Sales. | Fixed cost of existing System M2012$ | 10880 | 10880 | 10880 | 10880 | 10880 | 10880 | 10880 | 10880 | 10880 | 10880 | 10880 | 10880 | 10880 | 10880 | 10880 | 10880 | 10880 | 10880 | 10880 | 10880 | 217600
| Cost of New system that is not EE ( thermal, etc) | 2960.6058 | 2934.9044 | 3056.0052 | 3003.2523 | 3053.7951 | 2978.0503 | 2838.0133 | 2764.324 | 2746.1587 | 2607.7233 | 2474.3432 | 2588.5621 | 2568.9701 | 2627.4731 | 2551.1188 | 2851.5142 | 2978.7744 | 3046.3202 | 3130.788 | 3391.5927 | 57152.2893
| Cost of EE | 86.0605 | 149.432 | 231.7156 | 318.6941 | 415.3971 | 497.079 | 552.4023 | 594.1671 | 632.188 | 646.2947 | 638.3552 | 620.4357 | 590.3543 | 310.6906 | -41.3552 | -156.8766 | -203.1854 | -228.252 | -245.5934 | -249.9153 | 5158.0884
| New system revenue Requirement $2012 millions, Excluding CO2 | 13926.6662 | 13964.3364 | 14167.7209 | 14201.9464 | 14349.1922 | 14355.1293 | 14270.4155 | 14238.4911 | 14258.3468 | 14134.018 | 13992.6984 | 14088.9978 | 14039.3244 | 13818.1638 | 13389.7636 | 13574.6377 | 13655.589 | 13698.0682 | 13765.1946 | 14021.6774 | 279910.3777
Not used in the final analysis. Use loads net of EE | Load (FE) MWA | 21136.47 | 21252.57 | 21458.75 | 21590.05 | 21706.76 | 21843.59 | 21994.85 | 22159.41 | 22339.43 | 22538.91 | 22748.17 | 22976.51 | 23220.39 | 23463.17 | 23720.24 | 23940.69 | 24193.96 | 24448.47 | 24707.02 | 24970.5
Not used in the final analysis. Use loads net of EE | Conservation Load from RPM | 168.1014 | 356.8955 | 572.5577 | 816.6211 | 1092.261 | 1394.5725 | 1714.9488 | 2048.9625 | 2395.3913 | 2746.4262 | 3094.8688 | 3437.46 | 3770.2288 | 4011.6788 | 4138.175 | 4226.95 | 4300.6038 | 4366.0725 | 4425.8787 | 4484.2738
T&D efficiency improvement at 2% per year | Losses | 8% | 7.84% | 7.683% | 7.53% | 7.379% | 7.231% | 7.087% | 6.945% | 6.806% | 6.67% | 6.537% | 6.406% | 6.278% | 6.152% | 6.029% | 5.909% | 5.79% | 5.675% | 5.561% | 5.45%
Not used in the final analysis. Use loads net of EE | Sales_net_cons_SY MWH ( already adjusted for Losses) Mwa | 20981.8167 | 20923.6551 | 20930.183 | 20834.9167 | 20695.0963 | 20549.8641 | 20401.4352 | 20252.748 | 20107.0716 | 19975.6699 | 19855.5999 | 19759.2486 | 19686.8462 | 19698.2969 | 19831.5612 | 19963.4916 | 20142.3776 | 20330.1535 | 20527.268 | 20730.6129
| Load net of Conservation from RPM | 21012.955 | 20945.365 | 20912.1688 | 20826.0488 | 20677.7675 | 20512.9912 | 20339.9075 | 20170.6575 | 20007.785 | 19848.6587 | 19696.945 | 19567.8537 | 19465.31 | 19402.0762 | 19460.1263 | 19581.6025 | 19746.7912 | 19947.8662 | 20167.9738 | 20383.9575
| Sales using RPM load Net of EE | 19331.9186 | 19303.2484 | 19305.445 | 19257.9439 | 19151.9664 | 19029.6217 | 18898.4713 | 18769.8045 | 18646.0343 | 18524.7568 | 18409.4379 | 18314.3662 | 18243.3297 | 18208.4258 | 18286.8489 | 18424.6132 | 18603.3767 | 18815.9098 | 19046.4161 | 19273.0602
Not used in the final analysis. Use loads net of EE | Rate ($2012/MWH) dollars per MWH of sales | 75.7705 | 76.1866 | 77.2721 | 77.813 | 79.1509 | 79.7433 | 79.8494 | 80.2557 | 80.9499 | 80.7719 | 80.4478 | 81.3965 | 81.4078 | 80.0788 | 77.0747 | 77.6225 | 77.3919 | 76.9156 | 76.5503 | 77.2118
| Rate Excluding CO2 cost | 82.2372 | 82.5821 | 83.7753 | 84.1848 | 85.5283 | 86.1138 | 86.1997 | 86.5965 | 87.2928 | 87.0982 | 86.7675 | 87.8181 | 87.8492 | 86.6311 | 83.5853 | 84.1058 | 83.7943 | 83.1055 | 82.5021 | 83.0511
Need this information fromRPM (no co2 no penalty) | Rate calculations with CO2 and capitalized EE | 72.485 | 73.37 | 74.225 | 75.585 | 77 | 78.055 | 79.545 | 80.24 | 81.185 | 82.16 | 82.87 | 83.69 | 84.38 | 85.55 | 85.505 | 86.215 | 86.79 | 86.89 | 86.855 | 87.655
| Residential Share of Total Cost | 6545.5331 | 6563.2381 | 6658.8288 | 6674.9148 | 6744.1204 | 6746.9108 | 6707.0953 | 6692.0908 | 6701.423 | 6642.9885 | 6576.5682 | 6621.829 | 6598.4825 | 6494.537 | 6293.1889 | 6380.0797 | 6418.1268 | 6438.0921 | 6469.6415 | 6590.1884
| Residential Monthly Electric Bill excluding CO2 cost 2012$/MWH | 90.8191 | 91.3873 | 93.0508 | 93.6028 | 94.911 | 95.2927 | 95.043 | 95.112 | 95.5303 | 94.9565 | 94.2828 | 95.2264 | 95.1956 | 93.9786 | 91.3318 | 92.8798 | 93.7441 | 94.3214 | 95.0685 | 97.1217
CO2 Cost
Placeholder | CO2 cost from RPM ($2012 millions) | 0 | 0 | 0 | 99.0861 | 391.2064 | 548.273 | 620.9432 | 721.3892 | 801.1525 | 844.2023 | 815.3528 | 799.4989 | 809.4634 | 841.2012 | 860.3157 | 872.9609 | 894.5361 | 939.8975 | 932.5815 | 980.0922
| New system revenue Requirement with CO2 cost included | 13926.6662 | 13964.3364 | 14167.7209 | 14301.0325 | 14740.3986 | 14903.4022 | 14891.3587 | 14959.8802 | 15059.4993 | 14978.2203 | 14808.0512 | 14888.4967 | 14848.7878 | 14659.365 | 14250.0793 | 14447.5986 | 14550.1251 | 14637.9657 | 14697.7761 | 15001.7696
| Rates including CO2 cost | 82.2372 | 82.5821 | 83.7753 | 84.7722 | 87.8601 | 89.4028 | 89.9505 | 90.9838 | 92.1977 | 92.3004 | 91.8234 | 92.8015 | 92.9143 | 91.9049 | 88.9558 | 89.5145 | 89.2834 | 88.8079 | 88.0916 | 88.8562
| Residential Monthly Electric Bill including CO2 Cost 2012$/MWH | 90.8191 | 91.3873 | 93.0508 | 94.2558 | 97.4986 | 98.9323 | 99.1786 | 99.9308 | 100.898 | 100.6281 | 99.7766 | 100.6301 | 100.6843 | 99.6997 | 97.2 | 98.8528 | 99.885 | 100.7933 | 101.5093 | 103.9103
|  | 2016 | 2017 | 2018 | 2019 | 2020 | 2021 | 2022 | 2023 | 2024 | 2025 | 2026 | 2027 | 2028 | 2029 | 2030 | 2031 | 2032 | 2033 | 2034 | 2035
Share of total cost to res | Share of total cost to res | 47% | 47% | 47% | 47% | 47% | 47% | 47% | 47% | 47% | 47% | 47% | 47% | 47% | 47% | 47% | 47% | 47% | 47% | 47% | 47%
Households in region (includes teardowns) | Households in region (includes teardowns) | 6006019.856 | 5984817.6859 | 5963434.425 | 5942590.38 | 5921440.7539 | 5900163.6209 | 5880754.9239 | 5863343.2575 | 5845810.3011 | 5829851.1289 | 5812806.0586 | 5794813.694 | 5776248.3507 | 5758876.4852 | 5742057.1308 | 5724312.7792 | 5705360.0009 | 5688077.5169 | 5671035.6747 | 5654580.4915
| Cost contribution from Existing system | 64.2466 | 64.342 | 64.3347 | 64.4933 | 64.8502 | 65.2671 | 65.7201 | 66.1706 | 66.6098 | 67.0459 | 67.4659 | 67.8161 | 68.0802 | 68.2107 | 67.9182 | 67.4103 | 66.7626 | 66.0085 | 65.2096 | 64.4428
| CO2 Cost per MWH | 0 | 0 | 0 | 0.58735 | 2.3318 | 3.289 | 3.7508 | 4.3874 | 4.9048 | 5.2022 | 5.0559 | 4.9834 | 5.0651 | 5.2738 | 5.3705 | 5.4087 | 5.4891 | 5.7023 | 5.5895 | 5.8051
Summary of Bills and Rates
|  | Row59 | Row63 |  | Row68 | Row69
|  | Rate Excl. CO2 cost | Res Bill Excl. CO2 |  | Rate Incl. CO2 cost | Res Bill Incl. CO2
| 2016 | 2016: 82.2372; 2017: 90.8191; 2019: 82.2372; 2020: 90.8191
| 2017 | 2016: 82.5821; 2017: 91.3873; 2019: 82.5821; 2020: 91.3873
| 2018 | 2016: 83.7753; 2017: 93.0508; 2019: 83.7753; 2020: 93.0508
| 2019 | 2016: 84.1848; 2017: 93.6028; 2019: 84.7722; 2020: 94.2558
| 2020 | 2016: 85.5283; 2017: 94.911; 2019: 87.8601; 2020: 97.4986
| 2021 | 2016: 86.1138; 2017: 95.2927; 2019: 89.4028; 2020: 98.9323
| 2022 | 2016: 86.1997; 2017: 95.043; 2019: 89.9505; 2020: 99.1786
| 2023 | 2016: 86.5965; 2017: 95.112; 2019: 90.9838; 2020: 99.9308
| 2024 | 2016: 87.2928; 2017: 95.5303; 2019: 92.1977; 2020: 100.898
| 2025 | 2016: 87.0982; 2017: 94.9565; 2019: 92.3004; 2020: 100.6281
| 2026 | 2016: 86.7675; 2017: 94.2828; 2019: 91.8234; 2020: 99.7766
| 2027 | 2016: 87.8181; 2017: 95.2264; 2019: 92.8015; 2020: 100.6301
| 2028 | 2016: 87.8492; 2017: 95.1956; 2019: 92.9143; 2020: 100.6843
| 2029 | 2016: 86.6311; 2017: 93.9786; 2019: 91.9049; 2020: 99.6997
| 2030 | 2016: 83.5853; 2017: 91.3318; 2019: 88.9558; 2020: 97.2
| 2031 | 2016: 84.1058; 2017: 92.8798; 2019: 89.5145; 2020: 98.8528
| 2032 | 2016: 83.7943; 2017: 93.7441; 2019: 89.2834; 2020: 99.885
| 2033 | 2016: 83.1055; 2017: 94.3214; 2019: 88.8079; 2020: 100.7933
| 2034 | 2016: 82.5021; 2017: 95.0685; 2019: 88.0916; 2020: 101.5093
| 2035 | 2016: 83.0511; 2017: 97.1217; 2019: 88.8562; 2020: 103.9103
Note on C72: Massoud Jourabchi: Based on Basecase Model Run. Located in the summary tab in the file Q:\MJ\Results\Feb 19 2015\results April 2015.xlsx

## 3A
| Scenario ID | Description
| 1B | Scenario 1B - Existing Policy, No Carbon Risk
| 2B | Scenario 2B - Carbon Reduction - Social Cost of Carbon
| 3A | Scenario 3A - Maximum Carbon Reduction, Existing Technology
| 4A | Scenario 4A - Unplanned Loss of Major Non-GHG Emitting Resource
| 4B | Scenario 4B - Planned Loss of Major Non-GHG Emitting Resource
| 5B | Scenario 5B - Increased Reliance on External Market
| S5 | Sensitivity S5 - Scenario 1B_35% RPS
Select Scenario
| Scenario | 3A | Scenario 3A - Maximum Carbon Reduction, Existing Technology
| Mapping do not erase | 3 | 4 | 5 | 6 | 7 | 8 | 9 | 10 | 11 | 12 | 13 | 14 | 15 | 16 | 17 | 18 | 19 | 20 | 21 | 22
|  | 2016 | 2017 | 2018 | 2019 | 2020 | 2021 | 2022 | 2023 | 2024 | 2025 | 2026 | 2027 | 2028 | 2029 | 2030 | 2031 | 2032 | 2033 | 2034 | 2035
Revenue Requirement Components in RPM
this cost goes right into the RR. | Capitalized System Cost
this cost is modified later it is only reported here | Conservation - expensed
| Cummulative Conservation target from RPM | 173.1106 | 366.876 | 586.7721 | 833.8966 | 1111.2609 | 1413.485 | 1731.7887 | 2061.8987 | 2402.985 | 2747.48 | 3088.6537 | 3423.8038 | 3748.805 | 3981.91 | 4099.5162 | 4178.815 | 4244.0225 | 4301.2075 | 4352.3462 | 4401.8425
source is TE/JA | Conservation budget already in the Rate Base (2012$ Millions) | 420 | 420 | 420 | 420 | 420 | 420 | 420 | 420 | 420 | 420 | 420 | 420 | 420 | 420 | 420 | 420 | 420 | 420 | 420 | 420
net of credits, T&D credits. | net Cost of Conservation per $2012Millions/Mwa | 3 | 3 | 3 | 3 | 3 | 3 | 3 | 3 | 3 | 3 | 3 | 3 | 3 | 3 | 3 | 3 | 3 | 3 | 3 | 3
| Conservation that can be purchased from existing system budget | 140 | 140 | 140 | 140 | 140 | 140 | 140 | 140 | 140 | 140 | 140 | 140 | 140 | 140 | 140 | 140 | 140 | 140 | 140 | 140
| Incremental conservation target | 173.1106 | 193.7654 | 219.8961 | 247.1245 | 277.3642 | 302.2241 | 318.3038 | 330.11 | 341.0863 | 344.495 | 341.1737 | 335.15 | 325.0012 | 233.105 | 117.6062 | 79.2987 | 65.2075 | 57.185 | 51.1387 | 49.4963
| Incremental Conservation target net of conservation already in the existing system RR | 33.1106 | 53.7654 | 79.8961 | 107.1245 | 137.3642 | 162.2241 | 178.3038 | 190.11 | 201.0863 | 204.495 | 201.1737 | 195.15 | 185.0012 | 93.105 | -22.3938 | -60.7013 | -74.7925 | -82.815 | -88.8613 | -90.5037
| cost of Conservation Millions $2012/Mwa | 3A 3 2016: 6.25
| Utility Share of total per MW share of cost of conservation | 3A 3 2016: 0.65
T&D benefits ($2012 millions/mwa) | bar: 3A 3 2016
|  | 2016 | 2017 | 2018 | 2019 | 2020 | 2021 | 2022 | 2023 | 2024 | 2025 | 2026 | 2027 | 2028 | 2029 | 2030 | 2031 | 2032 | 2033 | 2034 | 2035
| Utility cost ( expensed, net of credits and net of consumer share) (millions 2012$) | 3.0625 | 3.0625 | 3.0625 | 3.0625 | 3.0625 | 3.0625 | 3.0625 | 3.0625 | 3.0625 | 3.0625 | 3.0625 | 3.0625 | 3.0625 | 3.0625 | 3.0625 | 3.0625 | 3.0625 | 3.0625 | 3.0625 | 3.0625
| incremental Cost of new incremental conservation (Millions 2012$) | 101.4013 | 164.6565 | 244.6819 | 328.0688 | 420.678 | 496.8114 | 546.0552 | 582.2119 | 615.8266 | 626.2659 | 616.0946 | 597.6469 | 566.5663 | 285.1341 | -68.5809 | -185.8976 | -229.052 | -253.6209 | -272.1376 | -277.1677
| Cummulative cost of purchasing new incremenatl conservation (Millions 2012$) | 101.4013 | 266.0578 | 510.7396 | 838.8084 | 1259.4864 | 1756.2978 | 2302.353 | 2884.5649 | 3500.3916 | 4126.6575 | 4742.7521 | 5340.399 | 5906.9653 | 6192.0994 | 6123.5185 | 5937.6209 | 5708.5689 | 5454.948 | 5182.8104 | 4905.6427
Based on actual 2013 Revenue from Sales. | Fixed cost of existing System M2012$ | 10880 | 10880 | 10880 | 10880 | 10880 | 10880 | 10880 | 10880 | 10880 | 10880 | 10880 | 10880 | 10880 | 10880 | 10880 | 10880 | 10880 | 10880 | 10880 | 10880 | 217600
numbers are not right | Cost of New system that is not EE ( thermal, etc) | 2472.3695 | 2501.7388 | 2561.4208 | 2569.0124 | 2602.4883 | 2622.8802 | 2659.9409 | 2867.4274 | 2952.871 | 2964.5376 | 3100.5421 | 3491.7511 | 3589.794 | 3790.1546 | 3858.7078 | 3979.0399 | 4180.5931 | 4282.3006 | 4423.5631 | 4681.6538 | 66152.7868
| Cost of EE | 101.4013 | 164.6565 | 244.6819 | 328.0688 | 420.678 | 496.8114 | 546.0552 | 582.2119 | 615.8266 | 626.2659 | 616.0946 | 597.6469 | 566.5663 | 285.1341 | -68.5809 | -185.8976 | -229.052 | -253.6209 | -272.1376 | -277.1677 | 4905.6427
| New system revenue Requirement $2012 millions | 13453.7708 | 13546.3953 | 13686.1027 | 13777.0811 | 13903.1663 | 13999.6916 | 14085.9962 | 14329.6392 | 14448.6977 | 14470.8035 | 14596.6367 | 14969.398 | 15036.3603 | 14955.2887 | 14670.1269 | 14673.1423 | 14831.541 | 14908.6796 | 15031.4255 | 15284.4861 | 288658.4295
Not used in the final analysis. Use loads net of EE | Load (FE) MWA | 21136.47 | 21252.57 | 21458.75 | 21590.05 | 21706.76 | 21843.59 | 21994.85 | 22159.41 | 22339.43 | 22538.91 | 22748.17 | 22976.51 | 23220.39 | 23463.17 | 23720.24 | 23940.69 | 24193.96 | 24448.47 | 24707.02 | 24970.5
Not used in the final analysis. Use loads net of EE | Conservation Load from RPM | 173.1106 | 366.876 | 586.7721 | 833.8966 | 1111.2609 | 1413.485 | 1731.7887 | 2061.8987 | 2402.985 | 2747.48 | 3088.6537 | 3423.8038 | 3748.805 | 3981.91 | 4099.5162 | 4178.815 | 4244.0225 | 4301.2075 | 4352.3462 | 4401.8425
T&D efficiency improvement at 2% per year | Losses | 8% | 7.84% | 7.683% | 7.53% | 7.379% | 7.231% | 7.087% | 6.945% | 6.806% | 6.67% | 6.537% | 6.406% | 6.278% | 6.152% | 6.029% | 5.909% | 5.79% | 5.675% | 5.561% | 5.45%
Not used in the final analysis. Use loads net of EE | Sales_net_cons_SY MWH ( already adjusted for Losses) Mwa | 20977.2082 | 20914.4571 | 20917.0608 | 20818.9419 | 20677.4985 | 20532.3193 | 20385.7886 | 20240.7102 | 20099.9947 | 19974.6864 | 19861.4086 | 19772.03 | 19706.925 | 19726.2342 | 19867.8891 | 20008.7825 | 20195.6826 | 20391.3377 | 20596.7113 | 20808.5518
| Load net of Conservation from RPM | 21011.08 | 20938.4375 | 20900.515 | 20810.5762 | 20659.76 | 20493.8475 | 20321.5412 | 20155.1162 | 19996.7212 | 19843.41 | 19698.5612 | 19576.8187 | 19481.8638 | 19426.545 | 19493.1712 | 19623.7663 | 19798.235 | 20007.5225 | 20236.08 | 20460.8175
| Sales using RPM load Net of EE | 19330.1936 | 19296.864 | 19294.6866 | 19243.6364 | 19135.2876 | 19011.8623 | 18881.4067 | 18755.3426 | 18635.7236 | 18519.8581 | 18410.9486 | 18322.7569 | 18258.8442 | 18231.3892 | 18317.9015 | 18464.2857 | 18651.8416 | 18872.1808 | 19110.7349 | 19345.7314
Not used in the final analysis. Use loads net of EE | Rate ($2012/MWH) dollars per MWH of sales | 73.2137 | 73.9389 | 74.6922 | 75.543 | 76.7559 | 77.8353 | 78.878 | 80.8175 | 82.0595 | 82.7006 | 83.8955 | 86.4269 | 87.1003 | 86.5459 | 84.2904 | 83.7141 | 83.8347 | 83.4621 | 83.3102 | 83.8503
| Rate Excluding CO2 cost | 79.4518 | 80.137 | 80.9726 | 81.7271 | 82.942 | 84.0601 | 85.1626 | 87.218 | 88.5071 | 89.1971 | 90.505 | 93.263 | 94.0081 | 93.6421 | 91.4227 | 90.7165 | 90.7738 | 90.1806 | 89.7881 | 90.1907
Need this information fromRPM (no co2 no penalty) | Rate calculations with CO2 and capitalized EE | 72.47 | 72.95 | 73.23 | 73.8 | 74.275 | 75.055 | 75.87 | 77.58 | 78.64 | 79.43 | 80.7 | 83.185 | 84.545 | 85.755 | 85.94 | 86.775 | 86.86 | 86.79 | 86.68 | 86.795
| Residential Share of Total Cost | 6323.2723 | 6366.8058 | 6432.4683 | 6475.2281 | 6534.4881 | 6579.855 | 6620.4182 | 6734.9304 | 6790.8879 | 6801.2776 | 6860.4193 | 7035.617 | 7067.0894 | 7028.9857 | 6894.9596 | 6896.3769 | 6970.8243 | 7007.0794 | 7064.77 | 7183.7085
| Residential Monthly Electric Bill excluding CO2 cost 2012$/MWH | 87.7352 | 88.6522 | 89.8876 | 90.8025 | 91.9608 | 92.9332 | 93.8147 | 95.7209 | 96.8056 | 97.2191 | 98.3521 | 101.1769 | 101.9562 | 101.7123 | 100.0652 | 100.396 | 101.8169 | 102.6574 | 103.8136 | 105.8686
CO2 Cost
Placeholder | CO2 cost from RPM ($2012 millions) | 0 | 0 | 0 | 0 | 0 | 0 | 0 | 0 | 0 | 0 | 0 | 0 | 0 | 0 | 0 | 0 | 0 | 0 | 0 | 0
| New system revenue Requirement with CO2 cost included | 13453.7708 | 13546.3953 | 13686.1027 | 13777.0811 | 13903.1663 | 13999.6916 | 14085.9962 | 14329.6392 | 14448.6977 | 14470.8035 | 14596.6367 | 14969.398 | 15036.3603 | 14955.2887 | 14670.1269 | 14673.1423 | 14831.541 | 14908.6796 | 15031.4255 | 15284.4861
| Rates including CO2 cost | 79.4518 | 80.137 | 80.9726 | 81.7271 | 82.942 | 84.0601 | 85.1626 | 87.218 | 88.5071 | 89.1971 | 90.505 | 93.263 | 94.0081 | 93.6421 | 91.4227 | 90.7165 | 90.7738 | 90.1806 | 89.7881 | 90.1907
| Residential Monthly Electric Bill including CO2 Cost 2012$/MWH | 87.7352 | 88.6522 | 89.8876 | 90.8025 | 91.9608 | 92.9332 | 93.8147 | 95.7209 | 96.8056 | 97.2191 | 98.3521 | 101.1769 | 101.9562 | 101.7123 | 100.0652 | 100.396 | 101.8169 | 102.6574 | 103.8136 | 105.8686
|  | 2016 | 2017 | 2018 | 2019 | 2020 | 2021 | 2022 | 2023 | 2024 | 2025 | 2026 | 2027 | 2028 | 2029 | 2030 | 2031 | 2032 | 2033 | 2034 | 2035
Share of total cost to res | Share of total cost to res | 47% | 47% | 47% | 47% | 47% | 47% | 47% | 47% | 47% | 47% | 47% | 47% | 47% | 47% | 47% | 47% | 47% | 47% | 47% | 47%
Households in region (includes teardowns) | Households in region (includes teardowns) | 6006019.856 | 5984817.6859 | 5963434.425 | 5942590.38 | 5921440.7539 | 5900163.6209 | 5880754.9239 | 5863343.2575 | 5845810.3011 | 5829851.1289 | 5812806.0586 | 5794813.694 | 5776248.3507 | 5758876.4852 | 5742057.1308 | 5724312.7792 | 5705360.0009 | 5688077.5169 | 5671035.6747 | 5654580.4915
| Cost contribution from Existing system | 64.2523 | 64.3633 | 64.3705 | 64.5413 | 64.9067 | 65.3281 | 65.7795 | 66.2216 | 66.6467 | 67.0636 | 67.4604 | 67.7851 | 68.0223 | 68.1248 | 67.803 | 67.2655 | 66.5891 | 65.8116 | 64.9901 | 64.2007
| CO2 Cost per MWH | 0 | 0 | 0 | 0 | 0 | 0 | 0 | 0 | 0 | 0 | 0 | 0 | 0 | 0 | 0 | 0 | 0 | 0 | 0 | 0
Summary of Bills and Rates
|  | Row59 | Row63 |  | Row68 | Row69
|  | Rate Excl. CO2 cost | Res Bill Excl. CO2 |  | Rate Incl. CO2 cost | Res Bill Incl. CO2
| 2016 | 2016: 79.4518; 2017: 87.7352; 2019: 79.4518; 2020: 87.7352
| 2017 | 2016: 80.137; 2017: 88.6522; 2019: 80.137; 2020: 88.6522
| 2018 | 2016: 80.9726; 2017: 89.8876; 2019: 80.9726; 2020: 89.8876
| 2019 | 2016: 81.7271; 2017: 90.8025; 2019: 81.7271; 2020: 90.8025
| 2020 | 2016: 82.942; 2017: 91.9608; 2019: 82.942; 2020: 91.9608
| 2021 | 2016: 84.0601; 2017: 92.9332; 2019: 84.0601; 2020: 92.9332
| 2022 | 2016: 85.1626; 2017: 93.8147; 2019: 85.1626; 2020: 93.8147
| 2023 | 2016: 87.218; 2017: 95.7209; 2019: 87.218; 2020: 95.7209
| 2024 | 2016: 88.5071; 2017: 96.8056; 2019: 88.5071; 2020: 96.8056
| 2025 | 2016: 89.1971; 2017: 97.2191; 2019: 89.1971; 2020: 97.2191
| 2026 | 2016: 90.505; 2017: 98.3521; 2019: 90.505; 2020: 98.3521
| 2027 | 2016: 93.263; 2017: 101.1769; 2019: 93.263; 2020: 101.1769
| 2028 | 2016: 94.0081; 2017: 101.9562; 2019: 94.0081; 2020: 101.9562
| 2029 | 2016: 93.6421; 2017: 101.7123; 2019: 93.6421; 2020: 101.7123
| 2030 | 2016: 91.4227; 2017: 100.0652; 2019: 91.4227; 2020: 100.0652
| 2031 | 2016: 90.7165; 2017: 100.396; 2019: 90.7165; 2020: 100.396
| 2032 | 2016: 90.7738; 2017: 101.8169; 2019: 90.7738; 2020: 101.8169
| 2033 | 2016: 90.1806; 2017: 102.6574; 2019: 90.1806; 2020: 102.6574
| 2034 | 2016: 89.7881; 2017: 103.8136; 2019: 89.7881; 2020: 103.8136
| 2035 | 2016: 90.1907; 2017: 105.8686; 2019: 90.1907; 2020: 105.8686
Note on C72: Massoud Jourabchi: Based on Basecase Model Run. Located in the summary tab in the file Q:\MJ\Results\Feb 19 2015\results April 2015.xlsx

## 4A
| Scenario ID | Description
| 1B | Scenario 1B - Existing Policy, No Carbon Risk
| 2B | Scenario 2B - Carbon Reduction - Social Cost of Carbon
| 3A | Scenario 3A - Maximum Carbon Reduction, Existing Technology
| 4A | Scenario 4A - Unplanned Loss of Major Non-GHG Emitting Resource
| 4B | Scenario 4B - Planned Loss of Major Non-GHG Emitting Resource
| 5B | Scenario 5B - Increased Reliance on External Market
| S5 | Sensitivity S5 - Scenario 1B_35% RPS
Select Scenario
| Scenario | 4A | Scenario 4A - Unplanned Loss of Major Non-GHG Emitting Resource
| Mapping do not erase | 3 | 4 | 5 | 6 | 7 | 8 | 9 | 10 | 11 | 12 | 13 | 14 | 15 | 16 | 17 | 18 | 19 | 20 | 21 | 22
|  | 2016 | 2017 | 2018 | 2019 | 2020 | 2021 | 2022 | 2023 | 2024 | 2025 | 2026 | 2027 | 2028 | 2029 | 2030 | 2031 | 2032 | 2033 | 2034 | 2035
Revenue Requirement Components in RPM
this cost goes right into the RR. | Capitalized System Cost
this cost is modified later it is only reported here | Conservation - expensed
| Cummulative Conservation target from RPM | 174.9795 | 370.5075 | 592.7791 | 843.2836 | 1125.1625 | 1432.84 | 1757.215 | 2094.24 | 2443.2663 | 2796.7025 | 3147.5087 | 3492.3025 | 3827.0575 | 4070.2962 | 4198.1088 | 4288.0588 | 4364.5112 | 4432.9963 | 4495.435 | 4556.0588
source is TE/JA | Conservation budget already in the Rate Base (2012$ Millions) | 420 | 420 | 420 | 420 | 420 | 420 | 420 | 420 | 420 | 420 | 420 | 420 | 420 | 420 | 420 | 420 | 420 | 420 | 420 | 420
net of credits, T&D credits. | net Cost of Conservation per $2012Millions/Mwa | 3 | 3 | 3 | 3 | 3 | 3 | 3 | 3 | 3 | 3 | 3 | 3 | 3 | 3 | 3 | 3 | 3 | 3 | 3 | 3
| Conservation that can be purchased from existing system budget | 140 | 140 | 140 | 140 | 140 | 140 | 140 | 140 | 140 | 140 | 140 | 140 | 140 | 140 | 140 | 140 | 140 | 140 | 140 | 140
| Incremental conservation target | 174.9795 | 195.528 | 222.2716 | 250.5045 | 281.8789 | 307.6775 | 324.375 | 337.025 | 349.0263 | 353.4362 | 350.8063 | 344.7937 | 334.755 | 243.2387 | 127.8125 | 89.95 | 76.4525 | 68.485 | 62.4388 | 60.6237
| Incremental Conservation target net of conservation already in the existing system RR | 34.9795 | 55.528 | 82.2716 | 110.5045 | 141.8789 | 167.6775 | 184.375 | 197.025 | 209.0263 | 213.4362 | 210.8063 | 204.7937 | 194.755 | 103.2387 | -12.1875 | -50.05 | -63.5475 | -71.515 | -77.5612 | -79.3763
| cost of Conservation Millions $2012/Mwa | 4A 3 2016: 6.25
| Utility Share of total per MW share of cost of conservation | 4A 3 2016: 0.65
T&D benefits ($2012 millions/mwa) | bar: 4A 3 2016
|  | 2016 | 2017 | 2018 | 2019 | 2020 | 2021 | 2022 | 2023 | 2024 | 2025 | 2026 | 2027 | 2028 | 2029 | 2030 | 2031 | 2032 | 2033 | 2034 | 2035
| Utility cost ( expensed, net of credits and net of consumer share) (millions 2012$) | 3.0625 | 3.0625 | 3.0625 | 3.0625 | 3.0625 | 3.0625 | 3.0625 | 3.0625 | 3.0625 | 3.0625 | 3.0625 | 3.0625 | 3.0625 | 3.0625 | 3.0625 | 3.0625 | 3.0625 | 3.0625 | 3.0625 | 3.0625
| incremental Cost of new incremental conservation (Millions 2012$) | 107.1247 | 170.0545 | 251.9569 | 338.42 | 434.5041 | 513.5123 | 564.6484 | 603.3891 | 640.1429 | 653.6485 | 645.5941 | 627.1809 | 596.4372 | 316.1687 | -37.3242 | -153.2781 | -194.6142 | -219.0147 | -237.5313 | -243.0898
| Cummulative cost of purchasing new incremenatl conservation (Millions 2012$) | 107.1247 | 277.1792 | 529.1361 | 867.5561 | 1302.0602 | 1815.5725 | 2380.2209 | 2983.61 | 3623.7529 | 4277.4014 | 4922.9955 | 5550.1764 | 6146.6136 | 6462.7823 | 6425.458 | 6272.1799 | 6077.5657 | 5858.551 | 5621.0197 | 5377.9299
Based on actual 2013 Revenue from Sales. | Fixed cost of existing System M2012$ | 10880 | 10880 | 10880 | 10880 | 10880 | 10880 | 10880 | 10880 | 10880 | 10880 | 10880 | 10880 | 10880 | 10880 | 10880 | 10880 | 10880 | 10880 | 10880 | 10880 | 217600
| Cost of New system that is not EE ( thermal, etc) | 2565.4149 | 2587.8966 | 2652.5983 | 2627.1839 | 2669.6456 | 2711.7865 | 2735.0922 | 2708.9297 | 2707.9009 | 2697.729 | 2730.7529 | 2861.1824 | 2886.004 | 2969.5267 | 2962.9364 | 3204.2425 | 3316.7779 | 3438.8358 | 3601.0985 | 3818.1665 | 58453.7011
| Cost of EE | 107.1247 | 170.0545 | 251.9569 | 338.42 | 434.5041 | 513.5123 | 564.6484 | 603.3891 | 640.1429 | 653.6485 | 645.5941 | 627.1809 | 596.4372 | 316.1687 | -37.3242 | -153.2781 | -194.6142 | -219.0147 | -237.5313 | -243.0898 | 5377.9299
| New system revenue Requirement $2012 millions | 13552.5396 | 13637.9511 | 13784.5551 | 13845.604 | 13984.1497 | 14105.2988 | 14179.7406 | 14192.3187 | 14228.0438 | 14231.3776 | 14256.347 | 14368.3632 | 14362.4412 | 14165.6954 | 13805.6122 | 13930.9643 | 14002.1637 | 14099.8211 | 14243.5672 | 14455.0767 | 281431.631
Not used in the final analysis. Use loads net of EE | Load (FE) MWA | 21136.47 | 21252.57 | 21458.75 | 21590.05 | 21706.76 | 21843.59 | 21994.85 | 22159.41 | 22339.43 | 22538.91 | 22748.17 | 22976.51 | 23220.39 | 23463.17 | 23720.24 | 23940.69 | 24193.96 | 24448.47 | 24707.02 | 24970.5
Not used in the final analysis. Use loads net of EE | Conservation Load from RPM | 174.9795 | 370.5075 | 592.7791 | 843.2836 | 1125.1625 | 1432.84 | 1757.215 | 2094.24 | 2443.2663 | 2796.7025 | 3147.5087 | 3492.3025 | 3827.0575 | 4070.2962 | 4198.1088 | 4288.0588 | 4364.5112 | 4432.9963 | 4495.435 | 4556.0588
T&D efficiency improvement at 2% per year | Losses | 8% | 7.84% | 7.683% | 7.53% | 7.379% | 7.231% | 7.087% | 6.945% | 6.806% | 6.67% | 6.537% | 6.406% | 6.278% | 6.152% | 6.029% | 5.909% | 5.79% | 5.675% | 5.561% | 5.45%
Not used in the final analysis. Use loads net of EE | Sales_net_cons_SY MWH ( already adjusted for Losses) Mwa | 20975.4889 | 20911.1103 | 20911.5153 | 20810.2617 | 20664.6226 | 20514.3639 | 20362.1642 | 20210.6151 | 20062.455 | 19928.7471 | 19806.4008 | 19707.9192 | 19633.585 | 19643.2857 | 19775.2409 | 19905.9935 | 20082.1706 | 20267.0274 | 20461.5799 | 20662.7401
| Load net of Conservation from RPM | 21010.3975 | 20935.9062 | 20896.0913 | 20803.4025 | 20648.7513 | 20477.9837 | 20300.0325 | 20127.2113 | 19961.505 | 19799.9038 | 19645.7513 | 19514.3575 | 19409.7088 | 19344.5275 | 19400.9863 | 19521.2438 | 19684.7875 | 19882.7887 | 20100.05 | 20313.5238
| Sales using RPM load Net of EE | 19329.5657 | 19294.5312 | 19290.6028 | 19237.0028 | 19125.0912 | 18997.1457 | 18861.4222 | 18729.3756 | 18602.9042 | 18479.2537 | 18361.5905 | 18264.2969 | 18191.2189 | 18154.4175 | 18231.2745 | 18367.8208 | 18544.9632 | 18754.5252 | 18982.2696 | 19206.4649
Not used in the final analysis. Use loads net of EE | Rate ($2012/MWH) dollars per MWH of sales | 73.7572 | 74.4506 | 75.2494 | 75.9504 | 77.2511 | 78.491 | 79.4951 | 80.1622 | 80.9575 | 81.5198 | 82.1672 | 83.2267 | 83.5073 | 82.3227 | 79.6948 | 79.8901 | 79.594 | 79.4181 | 79.4649 | 79.8598
| Rate Excluding CO2 cost | 80.0377 | 80.6883 | 81.5723 | 82.1619 | 83.4696 | 84.7598 | 85.8202 | 86.502 | 87.3093 | 87.9141 | 88.6327 | 89.8049 | 90.1285 | 89.0741 | 86.4439 | 86.5804 | 86.1916 | 85.8229 | 85.6577 | 85.915
Need this information fromRPM (no co2 no penalty) | Rate calculations with CO2 and capitalized EE | 79.235 | 79.43 | 80.255 | 80.925 | 81.67 | 82.225 | 82.91 | 83.365 | 84.285 | 84.77 | 85.765 | 86.56 | 87.62 | 88.56 | 88.68 | 89.58 | 90.07 | 90.94 | 91.065 | 91.745
| Residential Share of Total Cost | 6369.6936 | 6409.837 | 6478.7409 | 6507.4339 | 6572.5504 | 6629.4904 | 6664.4781 | 6670.3898 | 6687.1806 | 6688.7475 | 6700.4831 | 6753.1307 | 6750.3474 | 6657.8768 | 6488.6377 | 6547.5532 | 6581.0169 | 6626.9159 | 6694.4766 | 6793.886
| Residential Monthly Electric Bill excluding CO2 cost 2012$/MWH | 88.3793 | 89.2514 | 90.5343 | 91.2542 | 92.4965 | 93.6343 | 94.4391 | 94.8036 | 95.3273 | 95.6106 | 96.0592 | 97.1146 | 97.3866 | 96.3422 | 94.1683 | 95.3179 | 96.1233 | 97.0878 | 98.3723 | 100.1236
CO2 Cost
Placeholder | CO2 cost from RPM ($2012 millions) | 1062.003 | 1090.9004 | 1104.4744 | 1142.3197 | 1177.5193 | 1133.4252 | 1104.4119 | 1137.5019 | 1186.6051 | 1193.0606 | 1158.7489 | 1175.6199 | 1190.9551 | 1213.4995 | 1283.4541 | 1266.6844 | 1361.284 | 1409.2237 | 1476.8298 | 1615.404
| New system revenue Requirement with CO2 cost included | 14614.5426 | 14728.8514 | 14889.0295 | 14987.9236 | 15161.669 | 15238.724 | 15284.1526 | 15329.8207 | 15414.6488 | 15424.4381 | 15415.096 | 15543.9832 | 15553.3963 | 15379.1949 | 15089.0663 | 15197.6488 | 15363.4477 | 15509.0448 | 15720.397 | 16070.4806
| Rates including CO2 cost | 86.3096 | 87.1426 | 88.1082 | 88.9406 | 90.4981 | 91.5706 | 92.5045 | 93.435 | 94.5908 | 95.2842 | 95.8367 | 97.1528 | 97.6021 | 96.7046 | 94.4803 | 94.4528 | 94.5711 | 94.4006 | 94.5391 | 95.5163
| Residential Monthly Electric Bill including CO2 Cost 2012$/MWH | 95.3049 | 96.3906 | 97.7882 | 98.783 | 100.2851 | 101.1582 | 101.7946 | 102.402 | 103.2775 | 103.6259 | 103.8669 | 105.0605 | 105.462 | 104.5954 | 102.9228 | 103.9848 | 105.4684 | 106.7914 | 108.572 | 111.3128
|  | 2016 | 2017 | 2018 | 2019 | 2020 | 2021 | 2022 | 2023 | 2024 | 2025 | 2026 | 2027 | 2028 | 2029 | 2030 | 2031 | 2032 | 2033 | 2034 | 2035
Share of total cost to res | Share of total cost to res | 47% | 47% | 47% | 47% | 47% | 47% | 47% | 47% | 47% | 47% | 47% | 47% | 47% | 47% | 47% | 47% | 47% | 47% | 47% | 47%
Households in region (includes teardowns) | Households in region (includes teardowns) | 6006019.856 | 5984817.6859 | 5963434.425 | 5942590.38 | 5921440.7539 | 5900163.6209 | 5880754.9239 | 5863343.2575 | 5845810.3011 | 5829851.1289 | 5812806.0586 | 5794813.694 | 5776248.3507 | 5758876.4852 | 5742057.1308 | 5724312.7792 | 5705360.0009 | 5688077.5169 | 5671035.6747 | 5654580.4915
| Cost contribution from Existing system | 64.2544 | 64.371 | 64.3842 | 64.5635 | 64.9413 | 65.3787 | 65.8492 | 66.3134 | 66.7643 | 67.211 | 67.6417 | 68.002 | 68.2752 | 68.4136 | 68.1252 | 67.6188 | 66.9729 | 66.2245 | 65.43 | 64.6662
| CO2 Cost per MWH | 6.2719 | 6.4543 | 6.5359 | 6.7787 | 7.0285 | 6.8108 | 6.6842 | 6.9331 | 7.2815 | 7.3701 | 7.204 | 7.3478 | 7.4736 | 7.6305 | 8.0364 | 7.8724 | 8.3795 | 8.5777 | 8.8813 | 9.6013
Summary of Bills and Rates
|  | Row59 | Row63 |  | Row68 | Row69
|  | Rate Excl. CO2 cost | Res Bill Excl. CO2 |  | Rate Incl. CO2 cost | Res Bill Incl. CO2
| 2016 | 2016: 80.0377; 2017: 88.3793; 2019: 86.3096; 2020: 95.3049
| 2017 | 2016: 80.6883; 2017: 89.2514; 2019: 87.1426; 2020: 96.3906
| 2018 | 2016: 81.5723; 2017: 90.5343; 2019: 88.1082; 2020: 97.7882
| 2019 | 2016: 82.1619; 2017: 91.2542; 2019: 88.9406; 2020: 98.783
| 2020 | 2016: 83.4696; 2017: 92.4965; 2019: 90.4981; 2020: 100.2851
| 2021 | 2016: 84.7598; 2017: 93.6343; 2019: 91.5706; 2020: 101.1582
| 2022 | 2016: 85.8202; 2017: 94.4391; 2019: 92.5045; 2020: 101.7946
| 2023 | 2016: 86.502; 2017: 94.8036; 2019: 93.435; 2020: 102.402
| 2024 | 2016: 87.3093; 2017: 95.3273; 2019: 94.5908; 2020: 103.2775
| 2025 | 2016: 87.9141; 2017: 95.6106; 2019: 95.2842; 2020: 103.6259
| 2026 | 2016: 88.6327; 2017: 96.0592; 2019: 95.8367; 2020: 103.8669
| 2027 | 2016: 89.8049; 2017: 97.1146; 2019: 97.1528; 2020: 105.0605
| 2028 | 2016: 90.1285; 2017: 97.3866; 2019: 97.6021; 2020: 105.462
| 2029 | 2016: 89.0741; 2017: 96.3422; 2019: 96.7046; 2020: 104.5954
| 2030 | 2016: 86.4439; 2017: 94.1683; 2019: 94.4803; 2020: 102.9228
| 2031 | 2016: 86.5804; 2017: 95.3179; 2019: 94.4528; 2020: 103.9848
| 2032 | 2016: 86.1916; 2017: 96.1233; 2019: 94.5711; 2020: 105.4684
| 2033 | 2016: 85.8229; 2017: 97.0878; 2019: 94.4006; 2020: 106.7914
| 2034 | 2016: 85.6577; 2017: 98.3723; 2019: 94.5391; 2020: 108.572
| 2035 | 2016: 85.915; 2017: 100.1236; 2019: 95.5163; 2020: 111.3128
Note on C72: Massoud Jourabchi: Based on Basecase Model Run. Located in the summary tab in the file Q:\MJ\Results\Feb 19 2015\results April 2015.xlsx

## 4B
| Scenario ID | Description
| 1B | Scenario 1B - Existing Policy, No Carbon Risk
| 2B | Scenario 2B - Carbon Reduction - Social Cost of Carbon
| 3A | Scenario 3A - Maximum Carbon Reduction, Existing Technology
| 4A | Scenario 4A - Unplanned Loss of Major Non-GHG Emitting Resource
| 4B | Scenario 4B - Planned Loss of Major Non-GHG Emitting Resource
| 5B | Scenario 5B - Increased Reliance on External Market
| S5 | Sensitivity S5 - Scenario 1B_35% RPS
Select Scenario
| Scenario | 4B | Scenario 4B - Planned Loss of Major Non-GHG Emitting Resource
| Mapping do not erase | 3 | 4 | 5 | 6 | 7 | 8 | 9 | 10 | 11 | 12 | 13 | 14 | 15 | 16 | 17 | 18 | 19 | 20 | 21 | 22
|  | 2016 | 2017 | 2018 | 2019 | 2020 | 2021 | 2022 | 2023 | 2024 | 2025 | 2026 | 2027 | 2028 | 2029 | 2030 | 2031 | 2032 | 2033 | 2034 | 2035
Revenue Requirement Components in RPM
this cost goes right into the RR. | Capitalized System Cost
this cost is modified later it is only reported here | Conservation - expensed
| Cummulative Conservation target from RPM | 172.0238 | 364.9226 | 584.4871 | 832.0468 | 1110.6356 | 1414.9425 | 1736.095 | 2069.965 | 2415.7025 | 2765.7638 | 3113.0475 | 3454.2337 | 3785.3575 | 4025.0788 | 4149.6088 | 4236.055 | 4308.1375 | 4372.02 | 4429.9038 | 4485.9637
source is TE/JA | Conservation budget already in the Rate Base (2012$ Millions) | 420 | 420 | 420 | 420 | 420 | 420 | 420 | 420 | 420 | 420 | 420 | 420 | 420 | 420 | 420 | 420 | 420 | 420 | 420 | 420
net of credits, T&D credits. | net Cost of Conservation per $2012Millions/Mwa | 3 | 3 | 3 | 3 | 3 | 3 | 3 | 3 | 3 | 3 | 3 | 3 | 3 | 3 | 3 | 3 | 3 | 3 | 3 | 3
| Conservation that can be purchased from existing system budget | 140 | 140 | 140 | 140 | 140 | 140 | 140 | 140 | 140 | 140 | 140 | 140 | 140 | 140 | 140 | 140 | 140 | 140 | 140 | 140
| Incremental conservation target | 172.0238 | 192.8989 | 219.5645 | 247.5596 | 278.5889 | 304.3069 | 321.1525 | 333.87 | 345.7375 | 350.0613 | 347.2838 | 341.1862 | 331.1238 | 239.7213 | 124.53 | 86.4462 | 72.0825 | 63.8825 | 57.8837 | 56.06
| Incremental Conservation target net of conservation already in the existing system RR | 32.0238 | 52.8989 | 79.5645 | 107.5596 | 138.5889 | 164.3069 | 181.1525 | 193.87 | 205.7375 | 210.0613 | 207.2838 | 201.1862 | 191.1238 | 99.7213 | -15.47 | -53.5538 | -67.9175 | -76.1175 | -82.1163 | -83.94
| cost of Conservation Millions $2012/Mwa | 4B 3 2016: 6.25
| Utility Share of total per MW share of cost of conservation | 4B 3 2016: 0.65
T&D benefits ($2012 millions/mwa) | bar: 4B 3 2016
|  | 2016 | 2017 | 2018 | 2019 | 2020 | 2021 | 2022 | 2023 | 2024 | 2025 | 2026 | 2027 | 2028 | 2029 | 2030 | 2031 | 2032 | 2033 | 2034 | 2035
| Utility cost ( expensed, net of credits and net of consumer share) (millions 2012$) | 3.0625 | 3.0625 | 3.0625 | 3.0625 | 3.0625 | 3.0625 | 3.0625 | 3.0625 | 3.0625 | 3.0625 | 3.0625 | 3.0625 | 3.0625 | 3.0625 | 3.0625 | 3.0625 | 3.0625 | 3.0625 | 3.0625 | 3.0625
| incremental Cost of new incremental conservation (Millions 2012$) | 98.0727 | 162.0028 | 243.6663 | 329.4014 | 424.4284 | 503.1898 | 554.7795 | 593.7269 | 630.0711 | 643.3126 | 634.8065 | 616.1329 | 585.3165 | 305.3963 | -47.3769 | -164.0084 | -207.9973 | -233.1098 | -251.481 | -257.0663
| Cummulative cost of purchasing new incremenatl conservation (Millions 2012$) | 98.0727 | 260.0755 | 503.7418 | 833.1432 | 1257.5716 | 1760.7614 | 2315.5409 | 2909.2678 | 3539.3389 | 4182.6515 | 4817.458 | 5433.5909 | 6018.9073 | 6324.3037 | 6276.9268 | 6112.9184 | 5904.9211 | 5671.8113 | 5420.3302 | 5163.264
Based on actual 2013 Revenue from Sales. | Fixed cost of existing System M2012$ | 10880 | 10880 | 10880 | 10880 | 10880 | 10880 | 10880 | 10880 | 10880 | 10880 | 10880 | 10880 | 10880 | 10880 | 10880 | 10880 | 10880 | 10880 | 10880 | 10880 | 217600
| Cost of New system that is not EE ( thermal, etc) | 2568.139 | 2604.0971 | 2672.3909 | 2653.559 | 2680.2453 | 2718.4356 | 2755.8917 | 2729.3849 | 2733.767 | 2716.1342 | 2743.9836 | 2870.0437 | 2895.1216 | 2968.6718 | 2946.2783 | 3169.424 | 3298.2408 | 3436.4808 | 3572.2227 | 3789.4796 | 58521.9917
| Cost of EE | 98.0727 | 162.0028 | 243.6663 | 329.4014 | 424.4284 | 503.1898 | 554.7795 | 593.7269 | 630.0711 | 643.3126 | 634.8065 | 616.1329 | 585.3165 | 305.3963 | -47.3769 | -164.0084 | -207.9973 | -233.1098 | -251.481 | -257.0663 | 5163.264
| New system revenue Requirement $2012 millions | 13546.2117 | 13646.0999 | 13796.0571 | 13862.9603 | 13984.6737 | 14101.6254 | 14190.6713 | 14203.1118 | 14243.8381 | 14239.4468 | 14258.7901 | 14366.1766 | 14360.4381 | 14154.0681 | 13778.9014 | 13885.4157 | 13970.2434 | 14083.3709 | 14200.7417 | 14412.4134 | 281285.2557
Not used in the final analysis. Use loads net of EE | Load (FE) MWA | 21136.47 | 21252.57 | 21458.75 | 21590.05 | 21706.76 | 21843.59 | 21994.85 | 22159.41 | 22339.43 | 22538.91 | 22748.17 | 22976.51 | 23220.39 | 23463.17 | 23720.24 | 23940.69 | 24193.96 | 24448.47 | 24707.02 | 24970.5
Not used in the final analysis. Use loads net of EE | Conservation Load from RPM | 172.0238 | 364.9226 | 584.4871 | 832.0468 | 1110.6356 | 1414.9425 | 1736.095 | 2069.965 | 2415.7025 | 2765.7638 | 3113.0475 | 3454.2337 | 3785.3575 | 4025.0788 | 4149.6088 | 4236.055 | 4308.1375 | 4372.02 | 4429.9038 | 4485.9637
T&D efficiency improvement at 2% per year | Losses | 8% | 7.84% | 7.683% | 7.53% | 7.379% | 7.231% | 7.087% | 6.945% | 6.806% | 6.67% | 6.537% | 6.406% | 6.278% | 6.152% | 6.029% | 5.909% | 5.79% | 5.675% | 5.561% | 5.45%
Not used in the final analysis. Use loads net of EE | Sales_net_cons_SY MWH ( already adjusted for Losses) Mwa | 20978.2082 | 20916.2573 | 20919.1702 | 20820.6525 | 20678.0776 | 20530.9672 | 20381.7875 | 20233.2042 | 20088.1427 | 19957.6222 | 19838.6094 | 19743.5493 | 19672.6672 | 19685.7213 | 19820.8168 | 19954.9245 | 20135.2801 | 20324.5435 | 20523.4669 | 20729.015
| Load net of Conservation from RPM | 21011.505 | 20939.885 | 20902.6625 | 20812.7687 | 20661.2137 | 20493.7612 | 20319.1188 | 20149.4875 | 19987.0137 | 19828.7212 | 19677.995 | 19550.155 | 19449.1362 | 19387.54 | 19447.4425 | 19571.0213 | 19738.3488 | 19940.8963 | 20162.735 | 20380.8013
| Sales using RPM load Net of EE | 19330.5846 | 19298.198 | 19296.6691 | 19245.6638 | 19136.6341 | 19011.7823 | 18879.1558 | 18750.1047 | 18626.6768 | 18506.1491 | 18391.7266 | 18297.8012 | 18228.1713 | 18194.7838 | 18274.9298 | 18414.6571 | 18595.423 | 18809.3353 | 19041.4686 | 19270.0759
Not used in the final analysis. Use loads net of EE | Rate ($2012/MWH) dollars per MWH of sales | 73.7132 | 74.4767 | 75.2846 | 76.0077 | 77.2037 | 78.4071 | 79.4798 | 80.1336 | 80.9437 | 81.448 | 82.0479 | 83.0638 | 83.3298 | 82.0778 | 79.3577 | 79.4337 | 79.2031 | 79.101 | 78.9871 | 79.3696
| Rate Excluding CO2 cost | 79.9961 | 80.7212 | 81.6147 | 82.2279 | 83.4224 | 84.6725 | 85.8057 | 86.472 | 87.2946 | 87.8361 | 88.5026 | 89.6269 | 89.9333 | 88.8035 | 86.0706 | 86.0778 | 85.7618 | 85.473 | 85.1347 | 85.3786
Need this information fromRPM (no co2 no penalty) | Rate calculations with CO2 and capitalized EE | 79.235 | 79.58 | 80.19 | 81.14 | 81.845 | 82.315 | 82.945 | 83.595 | 84.42 | 85.05 | 86.025 | 86.625 | 87.875 | 88.545 | 88.685 | 89.37 | 90.05 | 90.635 | 90.6 | 91.325
| Residential Share of Total Cost | 6366.7195 | 6413.667 | 6484.1469 | 6515.5914 | 6572.7966 | 6627.7639 | 6669.6155 | 6675.4626 | 6694.6039 | 6692.54 | 6701.6314 | 6752.103 | 6749.4059 | 6652.412 | 6476.0837 | 6526.1454 | 6566.0144 | 6619.1843 | 6674.3486 | 6773.8343
| Residential Monthly Electric Bill excluding CO2 cost 2012$/MWH | 88.338 | 89.3047 | 90.6098 | 91.3686 | 92.5 | 93.6099 | 94.5119 | 94.8757 | 95.4331 | 95.6648 | 96.0757 | 97.0998 | 97.373 | 96.2632 | 93.9861 | 95.0062 | 95.9042 | 96.9745 | 98.0766 | 99.8281
CO2 Cost
Placeholder | CO2 cost from RPM ($2012 millions) | 1070.6699 | 1112.6475 | 1115.494 | 1153.1965 | 1200.9158 | 1140.4976 | 1135.7633 | 1165.7987 | 1209.2377 | 1220.3944 | 1202.7377 | 1199.7099 | 1217.4592 | 1242.7577 | 1285.3535 | 1272.1191 | 1369.248 | 1403.8855 | 1461.7094 | 1602.9396
| New system revenue Requirement with CO2 cost included | 14616.8817 | 14758.7474 | 14911.5512 | 15016.1569 | 15185.5895 | 15242.123 | 15326.4346 | 15368.9105 | 15453.0758 | 15459.8413 | 15461.5278 | 15565.8865 | 15577.8973 | 15396.8258 | 15064.2549 | 15157.5348 | 15339.4914 | 15487.2564 | 15662.4511 | 16015.3529
| Rates including CO2 cost | 86.3188 | 87.3029 | 88.2138 | 89.068 | 90.5862 | 91.5205 | 92.6733 | 93.5697 | 94.7056 | 95.3641 | 95.9679 | 97.1115 | 97.5577 | 96.6007 | 94.0996 | 93.9639 | 94.1674 | 93.9933 | 93.8977 | 94.8744
| Residential Monthly Electric Bill including CO2 Cost 2012$/MWH | 95.3201 | 96.5862 | 97.9361 | 98.9691 | 100.4433 | 101.1808 | 102.0762 | 102.6631 | 103.5349 | 103.8638 | 104.1797 | 105.2085 | 105.6281 | 104.7153 | 102.7535 | 103.7103 | 105.3039 | 106.6413 | 108.1718 | 110.931
|  | 2016 | 2017 | 2018 | 2019 | 2020 | 2021 | 2022 | 2023 | 2024 | 2025 | 2026 | 2027 | 2028 | 2029 | 2030 | 2031 | 2032 | 2033 | 2034 | 2035
Share of total cost to res | Share of total cost to res | 47% | 47% | 47% | 47% | 47% | 47% | 47% | 47% | 47% | 47% | 47% | 47% | 47% | 47% | 47% | 47% | 47% | 47% | 47% | 47%
Households in region (includes teardowns) | Households in region (includes teardowns) | 6006019.856 | 5984817.6859 | 5963434.425 | 5942590.38 | 5921440.7539 | 5900163.6209 | 5880754.9239 | 5863343.2575 | 5845810.3011 | 5829851.1289 | 5812806.0586 | 5794813.694 | 5776248.3507 | 5758876.4852 | 5742057.1308 | 5724312.7792 | 5705360.0009 | 5688077.5169 | 5671035.6747 | 5654580.4915
| Cost contribution from Existing system | 64.251 | 64.3588 | 64.3639 | 64.5345 | 64.9022 | 65.3284 | 65.7873 | 66.2401 | 66.6791 | 67.1133 | 67.5309 | 67.8775 | 68.1368 | 68.2618 | 67.9625 | 67.4468 | 66.7911 | 66.0315 | 65.2265 | 64.4527
| CO2 Cost per MWH | 6.3228 | 6.5817 | 6.599 | 6.8402 | 7.1638 | 6.8481 | 6.8675 | 7.0977 | 7.4109 | 7.528 | 7.4652 | 7.4847 | 7.6244 | 7.7971 | 8.029 | 7.8861 | 8.4057 | 8.5203 | 8.7631 | 9.4958
Summary of Bills and Rates
|  | Row59 | Row63 |  | Row68 | Row69
|  | Rate Excl. CO2 cost | Res Bill Excl. CO2 |  | Rate Incl. CO2 cost | Res Bill Incl. CO2
| 2016 | 2016: 79.9961; 2017: 88.338; 2019: 86.3188; 2020: 95.3201
| 2017 | 2016: 80.7212; 2017: 89.3047; 2019: 87.3029; 2020: 96.5862
| 2018 | 2016: 81.6147; 2017: 90.6098; 2019: 88.2138; 2020: 97.9361
| 2019 | 2016: 82.2279; 2017: 91.3686; 2019: 89.068; 2020: 98.9691
| 2020 | 2016: 83.4224; 2017: 92.5; 2019: 90.5862; 2020: 100.4433
| 2021 | 2016: 84.6725; 2017: 93.6099; 2019: 91.5205; 2020: 101.1808
| 2022 | 2016: 85.8057; 2017: 94.5119; 2019: 92.6733; 2020: 102.0762
| 2023 | 2016: 86.472; 2017: 94.8757; 2019: 93.5697; 2020: 102.6631
| 2024 | 2016: 87.2946; 2017: 95.4331; 2019: 94.7056; 2020: 103.5349
| 2025 | 2016: 87.8361; 2017: 95.6648; 2019: 95.3641; 2020: 103.8638
| 2026 | 2016: 88.5026; 2017: 96.0757; 2019: 95.9679; 2020: 104.1797
| 2027 | 2016: 89.6269; 2017: 97.0998; 2019: 97.1115; 2020: 105.2085
| 2028 | 2016: 89.9333; 2017: 97.373; 2019: 97.5577; 2020: 105.6281
| 2029 | 2016: 88.8035; 2017: 96.2632; 2019: 96.6007; 2020: 104.7153
| 2030 | 2016: 86.0706; 2017: 93.9861; 2019: 94.0996; 2020: 102.7535
| 2031 | 2016: 86.0778; 2017: 95.0062; 2019: 93.9639; 2020: 103.7103
| 2032 | 2016: 85.7618; 2017: 95.9042; 2019: 94.1674; 2020: 105.3039
| 2033 | 2016: 85.473; 2017: 96.9745; 2019: 93.9933; 2020: 106.6413
| 2034 | 2016: 85.1347; 2017: 98.0766; 2019: 93.8977; 2020: 108.1718
| 2035 | 2016: 85.3786; 2017: 99.8281; 2019: 94.8744; 2020: 110.931
Note on C72: Massoud Jourabchi: Based on Basecase Model Run. Located in the summary tab in the file Q:\MJ\Results\Feb 19 2015\results April 2015.xlsx

## 5B
| Scenario ID | Description
| 1B | Scenario 1B - Existing Policy, No Carbon Risk
| 2B | Scenario 2B - Carbon Reduction - Social Cost of Carbon
| 3A | Scenario 3A - Maximum Carbon Reduction, Existing Technology
| 4A | Scenario 4A - Unplanned Loss of Major Non-GHG Emitting Resource
| 4B | Scenario 4B - Planned Loss of Major Non-GHG Emitting Resource
| 5B | Scenario 5B - Increased Reliance on External Market
| S5 | Sensitivity S5 - Scenario 1B_35% RPS
Select Scenario
| Scenario | 5B | Scenario 5B - Increased Reliance on External Market
| Mapping do not erase | 3 | 4 | 5 | 6 | 7 | 8 | 9 | 10 | 11 | 12 | 13 | 14 | 15 | 16 | 17 | 18 | 19 | 20 | 21 | 22
|  | 2016 | 2017 | 2018 | 2019 | 2020 | 2021 | 2022 | 2023 | 2024 | 2025 | 2026 | 2027 | 2028 | 2029 | 2030 | 2031 | 2032 | 2033 | 2034 | 2035
Revenue Requirement Components in RPM
this cost goes right into the RR. | Capitalized System Cost
this cost is modified later it is only reported here | Conservation - expensed
| Cummulative Conservation target from RPM | 151.5705 | 322.8452 | 519.3655 | 741.8836 | 992.6399 | 1268.1188 | 1561.3087 | 1868.0238 | 2186.9975 | 2510.6988 | 2832.7825 | 3150.1962 | 3459.0212 | 3676.9163 | 3780.6225 | 3847.5138 | 3901.085 | 3948.2638 | 3991.9037 | 4033.8088
source is TE/JA | Conservation budget already in the Rate Base (2012$ Millions) | 420 | 420 | 420 | 420 | 420 | 420 | 420 | 420 | 420 | 420 | 420 | 420 | 420 | 420 | 420 | 420 | 420 | 420 | 420 | 420
net of credits, T&D credits. | net Cost of Conservation per $2012Millions/Mwa | 3 | 3 | 3 | 3 | 3 | 3 | 3 | 3 | 3 | 3 | 3 | 3 | 3 | 3 | 3 | 3 | 3 | 3 | 3 | 3
| Conservation that can be purchased from existing system budget | 140 | 140 | 140 | 140 | 140 | 140 | 140 | 140 | 140 | 140 | 140 | 140 | 140 | 140 | 140 | 140 | 140 | 140 | 140 | 140
| Incremental conservation target | 151.5705 | 171.2747 | 196.5203 | 222.5181 | 250.7562 | 275.4789 | 293.19 | 306.715 | 318.9737 | 323.7013 | 322.0837 | 317.4138 | 308.825 | 217.895 | 103.7062 | 66.8913 | 53.5712 | 47.1788 | 43.64 | 41.905
| Incremental Conservation target net of conservation already in the existing system RR | 11.5705 | 31.2747 | 56.5203 | 82.5181 | 110.7562 | 135.4789 | 153.19 | 166.715 | 178.9737 | 183.7013 | 182.0837 | 177.4138 | 168.825 | 77.895 | -36.2938 | -73.1087 | -86.4288 | -92.8212 | -96.36 | -98.095
| cost of Conservation Millions $2012/Mwa | 5B 3 2016: 6.25
| Utility Share of total per MW share of cost of conservation | 5B 3 2016: 0.65
T&D benefits ($2012 millions/mwa) | bar: 5B 3 2016
|  | 2016 | 2017 | 2018 | 2019 | 2020 | 2021 | 2022 | 2023 | 2024 | 2025 | 2026 | 2027 | 2028 | 2029 | 2030 | 2031 | 2032 | 2033 | 2034 | 2035
| Utility cost ( expensed, net of credits and net of consumer share) (millions 2012$) | 3.0625 | 3.0625 | 3.0625 | 3.0625 | 3.0625 | 3.0625 | 3.0625 | 3.0625 | 3.0625 | 3.0625 | 3.0625 | 3.0625 | 3.0625 | 3.0625 | 3.0625 | 3.0625 | 3.0625 | 3.0625 | 3.0625 | 3.0625
| incremental Cost of new incremental conservation (Millions 2012$) | 35.4347 | 95.7789 | 173.0933 | 252.7118 | 339.191 | 414.9041 | 469.1444 | 510.5647 | 548.1071 | 562.5851 | 557.6315 | 543.3296 | 517.0266 | 238.5534 | -111.1496 | -223.8955 | -264.688 | -284.2651 | -295.1025 | -300.4159
| Cummulative cost of purchasing new incremenatl conservation (Millions 2012$) | 35.4347 | 131.2136 | 304.3068 | 557.0186 | 896.2096 | 1311.1137 | 1780.258 | 2290.8227 | 2838.9298 | 3401.5149 | 3959.1464 | 4502.476 | 5019.5026 | 5258.056 | 5146.9064 | 4923.0109 | 4658.3228 | 4374.0577 | 4078.9552 | 3778.5393
Based on actual 2013 Revenue from Sales. | Fixed cost of existing System M2012$ | 10880 | 10880 | 10880 | 10880 | 10880 | 10880 | 10880 | 10880 | 10880 | 10880 | 10880 | 10880 | 10880 | 10880 | 10880 | 10880 | 10880 | 10880 | 10880 | 10880 | 217600
need to be checked the values are not correct | Cost of New system that is not EE ( thermal, etc) | 2439.6413 | 2428.9771 | 2466.6843 | 2462.0513 | 2475.4655 | 2481.3438 | 2504.9426 | 2507.35 | 2521.6626 | 2510.592 | 2548.7815 | 2627.6534 | 2650.3725 | 2710.6942 | 2727.3367 | 2809.9884 | 2921.666 | 3010.2169 | 3131.2596 | 3346.5882 | 53283.2681
| Cost of EE | 35.4347 | 95.7789 | 173.0933 | 252.7118 | 339.191 | 414.9041 | 469.1444 | 510.5647 | 548.1071 | 562.5851 | 557.6315 | 543.3296 | 517.0266 | 238.5534 | -111.1496 | -223.8955 | -264.688 | -284.2651 | -295.1025 | -300.4159 | 3778.5393
| New system revenue Requirement $2012 millions | 13355.0759 | 13404.756 | 13519.7776 | 13594.7631 | 13694.6565 | 13776.2478 | 13854.087 | 13897.9147 | 13949.7697 | 13953.1771 | 13986.413 | 14050.9831 | 14047.3991 | 13829.2477 | 13496.1871 | 13466.0929 | 13536.9779 | 13605.9518 | 13716.1571 | 13926.1723 | 274661.8074
Not used in the final analysis. Use loads net of EE | Load (FE) MWA | 21136.47 | 21252.57 | 21458.75 | 21590.05 | 21706.76 | 21843.59 | 21994.85 | 22159.41 | 22339.43 | 22538.91 | 22748.17 | 22976.51 | 23220.39 | 23463.17 | 23720.24 | 23940.69 | 24193.96 | 24448.47 | 24707.02 | 24970.5
Not used in the final analysis. Use loads net of EE | Conservation Load from RPM | 151.5705 | 322.8452 | 519.3655 | 741.8836 | 992.6399 | 1268.1188 | 1561.3087 | 1868.0238 | 2186.9975 | 2510.6988 | 2832.7825 | 3150.1962 | 3459.0212 | 3676.9163 | 3780.6225 | 3847.5138 | 3901.085 | 3948.2638 | 3991.9037 | 4033.8088
T&D efficiency improvement at 2% per year | Losses | 8% | 7.84% | 7.683% | 7.53% | 7.379% | 7.231% | 7.087% | 6.945% | 6.806% | 6.67% | 6.537% | 6.406% | 6.278% | 6.152% | 6.029% | 5.909% | 5.79% | 5.675% | 5.561% | 5.45%
Not used in the final analysis. Use loads net of EE | Sales_net_cons_SY MWH ( already adjusted for Losses) Mwa | 20997.0251 | 20955.0358 | 20979.2884 | 20904.0268 | 20787.3665 | 20667.1736 | 20544.1871 | 20421.1206 | 20301.2818 | 20195.6744 | 20100.5547 | 20028.1106 | 19978.5169 | 20012.4642 | 20167.5564 | 20320.5086 | 20518.7627 | 20724.2534 | 20937.1093 | 21156.5282
| Load net of Conservation from RPM | 21019.0488 | 20968.3688 | 20953.2262 | 20887.0537 | 20761.54 | 20622.555 | 20476.5 | 20334.4863 | 20198.9575 | 20067.3375 | 19942.5962 | 19839.4362 | 19761.6237 | 19722.0425 | 19803.4487 | 19947.3288 | 20133.8688 | 20354.43 | 20591.795 | 20824.0662
| Sales using RPM load Net of EE | 19337.5249 | 19324.4486 | 19343.348 | 19314.3555 | 19229.5573 | 19131.2625 | 19025.3839 | 18922.2553 | 18824.1954 | 18728.8497 | 18639.032 | 18568.5516 | 18521.0416 | 18508.7071 | 18609.472 | 18768.7303 | 18968.0409 | 19199.4028 | 19446.6683 | 19689.1836
Not used in the final analysis. Use loads net of EE | Rate ($2012/MWH) dollars per MWH of sales | 72.608 | 73.0241 | 73.5656 | 74.2399 | 75.2051 | 76.0932 | 76.9812 | 77.6902 | 78.4403 | 78.8698 | 79.4318 | 80.0871 | 80.2654 | 78.8849 | 76.393 | 75.649 | 75.3124 | 74.9456 | 74.7845 | 75.1421
| Rate Excluding CO2 cost | 78.839 | 79.1859 | 79.7873 | 80.3503 | 81.2976 | 82.2022 | 83.1267 | 83.8441 | 84.5954 | 85.0468 | 85.6602 | 86.3823 | 86.5818 | 85.294 | 82.7891 | 81.9035 | 81.4695 | 80.8979 | 80.5162 | 80.7421
Need this information fromRPM (no co2 no penalty) | Rate calculations with CO2 and capitalized EE | 72.24 | 72.52 | 72.51 | 72.99 | 73.32 | 74.02 | 74.6 | 75.195 | 75.645 | 76.37 | 76.925 | 77.55 | 78.195 | 78.665 | 78.675 | 78.86 | 78.84 | 78.81 | 78.73 | 78.605
| Residential Share of Total Cost | 6276.8857 | 6300.2353 | 6354.2955 | 6389.5387 | 6436.4886 | 6474.8365 | 6511.4209 | 6532.0199 | 6556.3917 | 6557.9932 | 6573.6141 | 6603.962 | 6602.2776 | 6499.7464 | 6343.208 | 6329.0636 | 6362.3796 | 6394.7973 | 6446.5938 | 6545.301
| Residential Monthly Electric Bill excluding CO2 cost 2012$/MWH | 87.0916 | 87.7252 | 88.7952 | 89.6009 | 90.5817 | 91.45 | 92.2702 | 92.837 | 93.4628 | 93.7416 | 94.2404 | 94.9694 | 95.2504 | 94.054 | 92.0577 | 92.1372 | 92.9299 | 93.6872 | 94.7298 | 96.4602
CO2 Cost
Placeholder | CO2 cost from RPM ($2012 millions) | 0 | 0 | 0 | 0 | 0 | 0 | 0 | 0 | 0 | 0 | 0 | 0 | 0 | 0 | 0 | 0 | 0 | 0 | 0 | 0
| New system revenue Requirement with CO2 cost included | 13355.0759 | 13404.756 | 13519.7776 | 13594.7631 | 13694.6565 | 13776.2478 | 13854.087 | 13897.9147 | 13949.7697 | 13953.1771 | 13986.413 | 14050.9831 | 14047.3991 | 13829.2477 | 13496.1871 | 13466.0929 | 13536.9779 | 13605.9518 | 13716.1571 | 13926.1723
| Rates including CO2 cost | 78.839 | 79.1859 | 79.7873 | 80.3503 | 81.2976 | 82.2022 | 83.1267 | 83.8441 | 84.5954 | 85.0468 | 85.6602 | 86.3823 | 86.5818 | 85.294 | 82.7891 | 81.9035 | 81.4695 | 80.8979 | 80.5162 | 80.7421
| Residential Monthly Electric Bill including CO2 Cost 2012$/MWH | 87.0916 | 87.7252 | 88.7952 | 89.6009 | 90.5817 | 91.45 | 92.2702 | 92.837 | 93.4628 | 93.7416 | 94.2404 | 94.9694 | 95.2504 | 94.054 | 92.0577 | 92.1372 | 92.9299 | 93.6872 | 94.7298 | 96.4602
|  | 2016 | 2017 | 2018 | 2019 | 2020 | 2021 | 2022 | 2023 | 2024 | 2025 | 2026 | 2027 | 2028 | 2029 | 2030 | 2031 | 2032 | 2033 | 2034 | 2035
Share of total cost to res | Share of total cost to res | 47% | 47% | 47% | 47% | 47% | 47% | 47% | 47% | 47% | 47% | 47% | 47% | 47% | 47% | 47% | 47% | 47% | 47% | 47% | 47%
Households in region (includes teardowns) | Households in region (includes teardowns) | 6006019.856 | 5984817.6859 | 5963434.425 | 5942590.38 | 5921440.7539 | 5900163.6209 | 5880754.9239 | 5863343.2575 | 5845810.3011 | 5829851.1289 | 5812806.0586 | 5794813.694 | 5776248.3507 | 5758876.4852 | 5742057.1308 | 5724312.7792 | 5705360.0009 | 5688077.5169 | 5671035.6747 | 5654580.4915
| Cost contribution from Existing system | 64.2279 | 64.2714 | 64.2086 | 64.305 | 64.5885 | 64.9204 | 65.2817 | 65.6375 | 65.9794 | 66.3153 | 66.6349 | 66.8878 | 67.0594 | 67.104 | 66.7407 | 66.1744 | 65.479 | 64.69 | 63.8675 | 63.0808
| CO2 Cost per MWH | 0 | 0 | 0 | 0 | 0 | 0 | 0 | 0 | 0 | 0 | 0 | 0 | 0 | 0 | 0 | 0 | 0 | 0 | 0 | 0
Summary of Bills and Rates
|  | Row59 | Row63 |  | Row68 | Row69
|  | Rate Excl. CO2 cost | Res Bill Excl. CO2 |  | Rate Incl. CO2 cost | Res Bill Incl. CO2
| 2016 | 2016: 78.839; 2017: 87.0916; 2019: 78.839; 2020: 87.0916
| 2017 | 2016: 79.1859; 2017: 87.7252; 2019: 79.1859; 2020: 87.7252
| 2018 | 2016: 79.7873; 2017: 88.7952; 2019: 79.7873; 2020: 88.7952
| 2019 | 2016: 80.3503; 2017: 89.6009; 2019: 80.3503; 2020: 89.6009
| 2020 | 2016: 81.2976; 2017: 90.5817; 2019: 81.2976; 2020: 90.5817
| 2021 | 2016: 82.2022; 2017: 91.45; 2019: 82.2022; 2020: 91.45
| 2022 | 2016: 83.1267; 2017: 92.2702; 2019: 83.1267; 2020: 92.2702
| 2023 | 2016: 83.8441; 2017: 92.837; 2019: 83.8441; 2020: 92.837
| 2024 | 2016: 84.5954; 2017: 93.4628; 2019: 84.5954; 2020: 93.4628
| 2025 | 2016: 85.0468; 2017: 93.7416; 2019: 85.0468; 2020: 93.7416
| 2026 | 2016: 85.6602; 2017: 94.2404; 2019: 85.6602; 2020: 94.2404
| 2027 | 2016: 86.3823; 2017: 94.9694; 2019: 86.3823; 2020: 94.9694
| 2028 | 2016: 86.5818; 2017: 95.2504; 2019: 86.5818; 2020: 95.2504
| 2029 | 2016: 85.294; 2017: 94.054; 2019: 85.294; 2020: 94.054
| 2030 | 2016: 82.7891; 2017: 92.0577; 2019: 82.7891; 2020: 92.0577
| 2031 | 2016: 81.9035; 2017: 92.1372; 2019: 81.9035; 2020: 92.1372
| 2032 | 2016: 81.4695; 2017: 92.9299; 2019: 81.4695; 2020: 92.9299
| 2033 | 2016: 80.8979; 2017: 93.6872; 2019: 80.8979; 2020: 93.6872
| 2034 | 2016: 80.5162; 2017: 94.7298; 2019: 80.5162; 2020: 94.7298
| 2035 | 2016: 80.7421; 2017: 96.4602; 2019: 80.7421; 2020: 96.4602
Note on C72: Massoud Jourabchi: Based on Basecase Model Run. Located in the summary tab in the file Q:\MJ\Results\Feb 19 2015\results April 2015.xlsx

## S5
| Scenario ID | Description
| 1B | Scenario 1B - Existing Policy, No Carbon Risk
| 2B | Scenario 2B - Carbon Reduction - Social Cost of Carbon
| 3A | Scenario 3A - Maximum Carbon Reduction, Existing Technology
| 4A | Scenario 4A - Unplanned Loss of Major Non-GHG Emitting Resource
| 4B | Scenario 4B - Planned Loss of Major Non-GHG Emitting Resource
| 5B | Scenario 5B - Increased Reliance on External Market
| S5 | Sensitivity S5 - Scenario 1B_35% RPS
Select Scenario
| Scenario | S5 | Sensitivity S5 - Scenario 1B_35% RPS
| Mapping do not erase | 3 | 4 | 5 | 6 | 7 | 8 | 9 | 10 | 11 | 12 | 13 | 14 | 15 | 16 | 17 | 18 | 19 | 20 | 21 | 22
|  | 2016 | 2017 | 2018 | 2019 | 2020 | 2021 | 2022 | 2023 | 2024 | 2025 | 2026 | 2027 | 2028 | 2029 | 2030 | 2031 | 2032 | 2033 | 2034 | 2035
Revenue Requirement Components in RPM
this cost goes right into the RR. | Capitalized System Cost
this cost is modified later it is only reported here | Conservation - expensed
| Cummulative Conservation target from RPM | 149.1145 | 317.3086 | 510.1538 | 728.3198 | 974.3758 | 1245.0638 | 1533.4375 | 1835.1225 | 2149.0125 | 2467.3362 | 2783.1675 | 3094.5087 | 3397.7475 | 3611.2038 | 3711.6962 | 3776.065 | 3829.55 | 3878.2288 | 3925.4462 | 3971.5662
source is TE/JA | Conservation budget already in the Rate Base (2012$ Millions) | 420 | 420 | 420 | 420 | 420 | 420 | 420 | 420 | 420 | 420 | 420 | 420 | 420 | 420 | 420 | 420 | 420 | 420 | 420 | 420
net of credits, T&D credits. | net Cost of Conservation per $2012Millions/Mwa | 3 | 3 | 3 | 3 | 3 | 3 | 3 | 3 | 3 | 3 | 3 | 3 | 3 | 3 | 3 | 3 | 3 | 3 | 3 | 3
| Conservation that can be purchased from existing system budget | 140 | 140 | 140 | 140 | 140 | 140 | 140 | 140 | 140 | 140 | 140 | 140 | 140 | 140 | 140 | 140 | 140 | 140 | 140 | 140
| Incremental conservation target | 149.1145 | 168.1941 | 192.8451 | 218.166 | 246.056 | 270.688 | 288.3737 | 301.685 | 313.89 | 318.3238 | 315.8313 | 311.3412 | 303.2387 | 213.4563 | 100.4925 | 64.3688 | 53.485 | 48.6788 | 47.2175 | 46.12
| Incremental Conservation target net of conservation already in the existing system RR | 9.1145 | 28.1941 | 52.8451 | 78.166 | 106.056 | 130.688 | 148.3737 | 161.685 | 173.89 | 178.3238 | 175.8313 | 171.3412 | 163.2387 | 73.4563 | -39.5075 | -75.6312 | -86.515 | -91.3212 | -92.7825 | -93.88
| cost of Conservation Millions $2012/Mwa | S5 3 2016: 6.25
| Utility Share of total per MW share of cost of conservation | S5 3 2016: 0.65
T&D benefits ($2012 millions/mwa) | bar: S5 3 2016
|  | 2016 | 2017 | 2018 | 2019 | 2020 | 2021 | 2022 | 2023 | 2024 | 2025 | 2026 | 2027 | 2028 | 2029 | 2030 | 2031 | 2032 | 2033 | 2034 | 2035
| Utility cost ( expensed, net of credits and net of consumer share) (millions 2012$) | 3.0625 | 3.0625 | 3.0625 | 3.0625 | 3.0625 | 3.0625 | 3.0625 | 3.0625 | 3.0625 | 3.0625 | 3.0625 | 3.0625 | 3.0625 | 3.0625 | 3.0625 | 3.0625 | 3.0625 | 3.0625 | 3.0625 | 3.0625
| incremental Cost of new incremental conservation (Millions 2012$) | 27.9131 | 86.3445 | 161.8382 | 239.3834 | 324.7965 | 400.232 | 454.3946 | 495.1603 | 532.5381 | 546.1165 | 538.4832 | 524.7326 | 499.9187 | 224.9598 | -120.9917 | -231.6207 | -264.9522 | -279.6713 | -284.1464 | -287.5075
| Cummulative cost of purchasing new incremenatl conservation (Millions 2012$) | 27.9131 | 114.2577 | 276.0959 | 515.4792 | 840.2757 | 1240.5077 | 1694.9023 | 2190.0627 | 2722.6008 | 3268.7173 | 3807.2005 | 4331.933 | 4831.8517 | 5056.8115 | 4935.8198 | 4704.1991 | 4439.2469 | 4159.5755 | 3875.4291 | 3587.9216
Based on actual 2013 Revenue from Sales. | Fixed cost of existing System M2012$ | 10880 | 10880 | 10880 | 10880 | 10880 | 10880 | 10880 | 10880 | 10880 | 10880 | 10880 | 10880 | 10880 | 10880 | 10880 | 10880 | 10880 | 10880 | 10880 | 10880 | 217600
need to be checked the values are not correct | Cost of New system that is not EE ( thermal, etc) | 2466.8863 | 2484.908 | 2553.973 | 2576.3004 | 2712.6531 | 3267.336 | 3577.4591 | 3819.5476 | 4074.4225 | 4477.2625 | 4629.8909 | 4654.9908 | 4681.1226 | 4708.0878 | 4692.1766 | 4778.2613 | 4810.2499 | 4882.0643 | 4927.6569 | 5016.6768 | 79791.9265
| Cost of EE | 27.9131 | 86.3445 | 161.8382 | 239.3834 | 324.7965 | 400.232 | 454.3946 | 495.1603 | 532.5381 | 546.1165 | 538.4832 | 524.7326 | 499.9187 | 224.9598 | -120.9917 | -231.6207 | -264.9522 | -279.6713 | -284.1464 | -287.5075 | 3587.9216
| New system revenue Requirement $2012 millions | 13374.7994 | 13451.2526 | 13595.8112 | 13695.6838 | 13917.4496 | 14547.568 | 14911.8537 | 15194.7079 | 15486.9606 | 15903.379 | 16048.3741 | 16059.7234 | 16061.0413 | 15813.0476 | 15451.1848 | 15426.6406 | 15425.2977 | 15482.393 | 15523.5105 | 15609.1693 | 300979.8481
Not used in the final analysis. Use loads net of EE | Load (FE) MWA | 21136.47 | 21252.57 | 21458.75 | 21590.05 | 21706.76 | 21843.59 | 21994.85 | 22159.41 | 22339.43 | 22538.91 | 22748.17 | 22976.51 | 23220.39 | 23463.17 | 23720.24 | 23940.69 | 24193.96 | 24448.47 | 24707.02 | 24970.5
Not used in the final analysis. Use loads net of EE | Conservation Load from RPM | 149.1145 | 317.3086 | 510.1538 | 728.3198 | 974.3758 | 1245.0638 | 1533.4375 | 1835.1225 | 2149.0125 | 2467.3362 | 2783.1675 | 3094.5087 | 3397.7475 | 3611.2038 | 3711.6962 | 3776.065 | 3829.55 | 3878.2288 | 3925.4462 | 3971.5662
T&D efficiency improvement at 2% per year | Losses | 8% | 7.84% | 7.683% | 7.53% | 7.379% | 7.231% | 7.087% | 6.945% | 6.806% | 6.67% | 6.537% | 6.406% | 6.278% | 6.152% | 6.029% | 5.909% | 5.79% | 5.675% | 5.561% | 5.45%
Not used in the final analysis. Use loads net of EE | Sales_net_cons_SY MWH ( already adjusted for Losses) Mwa | 20999.2847 | 20960.1384 | 20987.7924 | 20916.5693 | 20804.2829 | 20688.5614 | 20570.0832 | 20451.7368 | 20336.6815 | 20236.1446 | 20146.9265 | 20080.2309 | 20035.944 | 20074.134 | 20232.3269 | 20387.7358 | 20586.1556 | 20790.3142 | 20999.8711 | 21215.3786
| Load net of Conservation from RPM | 21019.9688 | 20971.925 | 20960.0788 | 20897.835 | 20776.8275 | 20642.565 | 20501.3662 | 20364.2475 | 20233.7363 | 20107.1512 | 19988.1675 | 19891.2412 | 19819.3575 | 19785.0125 | 19870.34 | 20017.1425 | 20205.56 | 20425.4813 | 20660.52 | 20888.9188
| Sales using RPM load Net of EE | 19338.3713 | 19327.7261 | 19349.674 | 19324.325 | 19243.7168 | 19149.8255 | 19048.4879 | 18949.9496 | 18856.6071 | 18766.0079 | 18681.6245 | 18617.038 | 18575.151 | 18567.8031 | 18672.3303 | 18834.4191 | 19035.5809 | 19266.4222 | 19511.5714 | 19750.5017
Not used in the final analysis. Use loads net of EE | Rate ($2012/MWH) dollars per MWH of sales | 72.7074 | 73.2596 | 73.9493 | 74.7462 | 76.3665 | 80.2705 | 82.7545 | 84.8121 | 86.9325 | 89.7134 | 90.9323 | 91.2988 | 91.5082 | 89.9238 | 87.179 | 86.377 | 85.537 | 85.0106 | 84.3858 | 83.9895
| Rate Excluding CO2 cost | 78.952 | 79.4471 | 80.2098 | 80.905 | 82.5594 | 86.7204 | 89.3649 | 91.5335 | 93.7559 | 96.7416 | 98.0646 | 98.4744 | 98.7046 | 97.219 | 94.4624 | 93.5007 | 92.5046 | 91.7345 | 90.8225 | 90.2189
Need this information fromRPM (no co2 no penalty) | Rate calculations with CO2 and capitalized EE | 73.135 | 78.215 | 79.145 | 74.915 | 74.875 | 79.405 | 81.625 | 83.865 | 86.045 | 89.175 | 92.065 | 92.25 | 92.845 | 93.015 | 93.04 | 92.7 | 92.41 | 91.81 | 90.685 | 90.485
| Residential Share of Total Cost | 6286.1557 | 6322.0887 | 6390.0313 | 6436.9714 | 6541.2013 | 6837.357 | 7008.5713 | 7141.5127 | 7278.8715 | 7474.5881 | 7542.7358 | 7548.07 | 7548.6894 | 7432.1324 | 7262.0569 | 7250.5211 | 7249.8899 | 7276.7247 | 7296.0499 | 7336.3096
| Residential Monthly Electric Bill excluding CO2 cost 2012$/MWH | 87.2202 | 88.0295 | 89.2946 | 90.2661 | 92.0553 | 96.5702 | 99.3151 | 101.4994 | 103.7619 | 106.8436 | 108.1339 | 108.5463 | 108.9042 | 107.546 | 105.3928 | 105.5516 | 105.893 | 106.6079 | 107.2122 | 108.1175
CO2 Cost
Placeholder | CO2 cost from RPM ($2012 millions) | 0 | 0 | 0 | 0 | 0 | 0 | 0 | 0 | 0 | 0 | 0 | 0 | 0 | 0 | 0 | 0 | 0 | 0 | 0 | 0
| New system revenue Requirement with CO2 cost included | 13374.7994 | 13451.2526 | 13595.8112 | 13695.6838 | 13917.4496 | 14547.568 | 14911.8537 | 15194.7079 | 15486.9606 | 15903.379 | 16048.3741 | 16059.7234 | 16061.0413 | 15813.0476 | 15451.1848 | 15426.6406 | 15425.2977 | 15482.393 | 15523.5105 | 15609.1693
| Rates including CO2 cost | 78.952 | 79.4471 | 80.2098 | 80.905 | 82.5594 | 86.7204 | 89.3649 | 91.5335 | 93.7559 | 96.7416 | 98.0646 | 98.4744 | 98.7046 | 97.219 | 94.4624 | 93.5007 | 92.5046 | 91.7345 | 90.8225 | 90.2189
| Residential Monthly Electric Bill including CO2 Cost 2012$/MWH | 87.2202 | 88.0295 | 89.2946 | 90.2661 | 92.0553 | 96.5702 | 99.3151 | 101.4994 | 103.7619 | 106.8436 | 108.1339 | 108.5463 | 108.9042 | 107.546 | 105.3928 | 105.5516 | 105.893 | 106.6079 | 107.2122 | 108.1175
|  | 2016 | 2017 | 2018 | 2019 | 2020 | 2021 | 2022 | 2023 | 2024 | 2025 | 2026 | 2027 | 2028 | 2029 | 2030 | 2031 | 2032 | 2033 | 2034 | 2035
Share of total cost to res | Share of total cost to res | 47% | 47% | 47% | 47% | 47% | 47% | 47% | 47% | 47% | 47% | 47% | 47% | 47% | 47% | 47% | 47% | 47% | 47% | 47% | 47%
Households in region (includes teardowns) | Households in region (includes teardowns) | 6006019.856 | 5984817.6859 | 5963434.425 | 5942590.38 | 5921440.7539 | 5900163.6209 | 5880754.9239 | 5863343.2575 | 5845810.3011 | 5829851.1289 | 5812806.0586 | 5794813.694 | 5776248.3507 | 5758876.4852 | 5742057.1308 | 5724312.7792 | 5705360.0009 | 5688077.5169 | 5671035.6747 | 5654580.4915
| Cost contribution from Existing system | 64.2251 | 64.2605 | 64.1876 | 64.2718 | 64.541 | 64.8575 | 65.2025 | 65.5416 | 65.866 | 66.184 | 66.4829 | 66.7136 | 66.864 | 66.8905 | 66.516 | 65.9436 | 65.2467 | 64.465 | 63.655 | 62.8849
| CO2 Cost per MWH | 0 | 0 | 0 | 0 | 0 | 0 | 0 | 0 | 0 | 0 | 0 | 0 | 0 | 0 | 0 | 0 | 0 | 0 | 0 | 0
Summary of Bills and Rates
|  | Row59 | Row63 |  | Row68 | Row69
|  | Rate Excl. CO2 cost | Res Bill Excl. CO2 |  | Rate Incl. CO2 cost | Res Bill Incl. CO2
| 2016 | 2016: 78.952; 2017: 87.2202; 2019: 78.952; 2020: 87.2202
| 2017 | 2016: 79.4471; 2017: 88.0295; 2019: 79.4471; 2020: 88.0295
| 2018 | 2016: 80.2098; 2017: 89.2946; 2019: 80.2098; 2020: 89.2946
| 2019 | 2016: 80.905; 2017: 90.2661; 2019: 80.905; 2020: 90.2661
| 2020 | 2016: 82.5594; 2017: 92.0553; 2019: 82.5594; 2020: 92.0553
| 2021 | 2016: 86.7204; 2017: 96.5702; 2019: 86.7204; 2020: 96.5702
| 2022 | 2016: 89.3649; 2017: 99.3151; 2019: 89.3649; 2020: 99.3151
| 2023 | 2016: 91.5335; 2017: 101.4994; 2019: 91.5335; 2020: 101.4994
| 2024 | 2016: 93.7559; 2017: 103.7619; 2019: 93.7559; 2020: 103.7619
| 2025 | 2016: 96.7416; 2017: 106.8436; 2019: 96.7416; 2020: 106.8436
| 2026 | 2016: 98.0646; 2017: 108.1339; 2019: 98.0646; 2020: 108.1339
| 2027 | 2016: 98.4744; 2017: 108.5463; 2019: 98.4744; 2020: 108.5463
| 2028 | 2016: 98.7046; 2017: 108.9042; 2019: 98.7046; 2020: 108.9042
| 2029 | 2016: 97.219; 2017: 107.546; 2019: 97.219; 2020: 107.546
| 2030 | 2016: 94.4624; 2017: 105.3928; 2019: 94.4624; 2020: 105.3928
| 2031 | 2016: 93.5007; 2017: 105.5516; 2019: 93.5007; 2020: 105.5516
| 2032 | 2016: 92.5046; 2017: 105.893; 2019: 92.5046; 2020: 105.893
| 2033 | 2016: 91.7345; 2017: 106.6079; 2019: 91.7345; 2020: 106.6079
| 2034 | 2016: 90.8225; 2017: 107.2122; 2019: 90.8225; 2020: 107.2122
| 2035 | 2016: 90.2189; 2017: 108.1175; 2019: 90.2189; 2020: 108.1175
Note on C72: Massoud Jourabchi: Based on Basecase Model Run. Located in the summary tab in the file Q:\MJ\Results\Feb 19 2015\results April 2015.xlsx

## S10
| Scenario ID | Description
| 1B | Scenario 1B - Existing Policy, No Carbon Risk
| 2B | Scenario 2B - Carbon Reduction - Social Cost of Carbon
| 3A | Scenario 3A - Maximum Carbon Reduction, Existing Technology
| 4A | Scenario 4A - Unplanned Loss of Major Non-GHG Emitting Resource
| 4B | Scenario 4B - Planned Loss of Major Non-GHG Emitting Resource
| 5B | Scenario 5B - Increased Reliance on External Market
| S5 | Sensitivity S5 - Scenario 1B_35% RPS
Select Scenario
| Scenario | S10 | Sensitivity S10 - Scenario 1B_Lower Conservation (zero adder)
| Mapping do not erase | 3 | 4 | 5 | 6 | 7 | 8 | 9 | 10 | 11 | 12 | 13 | 14 | 15 | 16 | 17 | 18 | 19 | 20 | 21 | 22
|  | 2016 | 2017 | 2018 | 2019 | 2020 | 2021 | 2022 | 2023 | 2024 | 2025 | 2026 | 2027 | 2028 | 2029 | 2030 | 2031 | 2032 | 2033 | 2034 | 2035
Revenue Requirement Components in RPM
this cost goes right into the RR. | Capitalized System Cost
this cost is modified later it is only reported here | Conservation - expensed
| Cummulative Conservation target from RPM | 102.8108 | 215.5938 | 340.6908 | 477.4276 | 626.7577 | 791.5101 | 971.9665 | 1163.789 | 1369.914 | 1587.2938 | 1812.5425 | 2045.985 | 2283.2325 | 2510.2712 | 2650.545 | 2753.9138 | 2835.3875 | 2907.1588 | 2975.6062 | 3037.1863
source is TE/JA | Conservation budget already in the Rate Base (2012$ Millions) | 420 | 420 | 420 | 420 | 420 | 420 | 420 | 420 | 420 | 420 | 420 | 420 | 420 | 420 | 420 | 420 | 420 | 420 | 420 | 420
net of credits, T&D credits. | net Cost of Conservation per $2012Millions/Mwa | 3 | 3 | 3 | 3 | 3 | 3 | 3 | 3 | 3 | 3 | 3 | 3 | 3 | 3 | 3 | 3 | 3 | 3 | 3 | 3
| Conservation that can be purchased from existing system budget | 140 | 140 | 140 | 140 | 140 | 140 | 140 | 140 | 140 | 140 | 140 | 140 | 140 | 140 | 140 | 140 | 140 | 140 | 140 | 140
| Incremental conservation target | 102.8108 | 112.783 | 125.097 | 136.7369 | 149.3301 | 164.7524 | 180.4564 | 191.8225 | 206.125 | 217.3797 | 225.2487 | 233.4425 | 237.2475 | 227.0387 | 140.2738 | 103.3688 | 81.4737 | 71.7713 | 68.4475 | 61.58
| Incremental Conservation target net of conservation already in the existing system RR | -37.1892 | -27.217 | -14.903 | -3.2631 | 9.3301 | 24.7524 | 40.4564 | 51.8225 | 66.125 | 77.3797 | 85.2487 | 93.4425 | 97.2475 | 87.0387 | 0.27375 | -36.6312 | -58.5263 | -68.2287 | -71.5525 | -78.42
| cost of Conservation Millions $2012/Mwa | S10 3 2016: 6.25
| Utility Share of total per MW share of cost of conservation | S10 3 2016: 0.65
T&D benefits ($2012 millions/mwa) | bar: S10 3 2016
|  | 2016 | 2017 | 2018 | 2019 | 2020 | 2021 | 2022 | 2023 | 2024 | 2025 | 2026 | 2027 | 2028 | 2029 | 2030 | 2031 | 2032 | 2033 | 2034 | 2035
| Utility cost ( expensed, net of credits and net of consumer share) (millions 2012$) | 3.0625 | 3.0625 | 3.0625 | 3.0625 | 3.0625 | 3.0625 | 3.0625 | 3.0625 | 3.0625 | 3.0625 | 3.0625 | 3.0625 | 3.0625 | 3.0625 | 3.0625 | 3.0625 | 3.0625 | 3.0625 | 3.0625 | 3.0625
| incremental Cost of new incremental conservation (Millions 2012$) | -113.892 | -83.3521 | -45.6404 | -9.9933 | 28.5735 | 75.8041 | 123.8976 | 158.7064 | 202.5078 | 236.9755 | 261.0743 | 286.1677 | 297.8205 | 266.5562 | 0.83836 | -112.1832 | -179.2366 | -208.9505 | -219.1295 | -240.1612
| Cummulative cost of purchasing new incremenatl conservation (Millions 2012$) | -113.892 | -197.2441 | -242.8846 | -252.8779 | -224.3044 | -148.5002 | -24.6026 | 134.1038 | 336.6116 | 573.5871 | 834.6614 | 1120.8291 | 1418.6495 | 1685.2057 | 1686.0441 | 1573.8609 | 1394.6242 | 1185.6737 | 966.5441 | 726.3829
Based on actual 2013 Revenue from Sales. | Fixed cost of existing System M2012$ | 10880 | 10880 | 10880 | 10880 | 10880 | 10880 | 10880 | 10880 | 10880 | 10880 | 10880 | 10880 | 10880 | 10880 | 10880 | 10880 | 10880 | 10880 | 10880 | 10880 | 217600
need to be checked the values are not correct | Cost of New system that is not EE ( thermal, etc) | 2468.4595 | 2494.0562 | 2591.2096 | 2630.291 | 2648.5433 | 2676.1015 | 2697.3483 | 2783.4777 | 2816.4646 | 2836.6882 | 2927.6688 | 3087.3941 | 3104.5044 | 3273.8373 | 3330.3277 | 3497.8719 | 3671.5619 | 3904.0426 | 4130.8957 | 4479.429 | 62050.1734
| Cost of EE | -113.892 | -83.3521 | -45.6404 | -9.9933 | 28.5735 | 75.8041 | 123.8976 | 158.7064 | 202.5078 | 236.9755 | 261.0743 | 286.1677 | 297.8205 | 266.5562 | 0.83836 | -112.1832 | -179.2366 | -208.9505 | -219.1295 | -240.1612 | 726.3829
| New system revenue Requirement $2012 millions | 13234.5675 | 13290.7041 | 13425.5692 | 13500.2977 | 13557.1168 | 13631.9057 | 13701.246 | 13822.1841 | 13898.9724 | 13953.6637 | 14068.7431 | 14253.5617 | 14282.3249 | 14420.3935 | 14211.1661 | 14265.6887 | 14372.3253 | 14575.0921 | 14791.7662 | 15119.2678 | 280376.5563
Not used in the final analysis. Use loads net of EE | Load (FE) MWA | 21136.47 | 21252.57 | 21458.75 | 21590.05 | 21706.76 | 21843.59 | 21994.85 | 22159.41 | 22339.43 | 22538.91 | 22748.17 | 22976.51 | 23220.39 | 23463.17 | 23720.24 | 23940.69 | 24193.96 | 24448.47 | 24707.02 | 24970.5
Not used in the final analysis. Use loads net of EE | Conservation Load from RPM | 102.8108 | 215.5938 | 340.6908 | 477.4276 | 626.7577 | 791.5101 | 971.9665 | 1163.789 | 1369.914 | 1587.2938 | 1812.5425 | 2045.985 | 2283.2325 | 2510.2712 | 2650.545 | 2753.9138 | 2835.3875 | 2907.1588 | 2975.6062 | 3037.1863
T&D efficiency improvement at 2% per year | Losses | 8% | 7.84% | 7.683% | 7.53% | 7.379% | 7.231% | 7.087% | 6.945% | 6.806% | 6.67% | 6.537% | 6.406% | 6.278% | 6.152% | 6.029% | 5.909% | 5.79% | 5.675% | 5.561% | 5.45%
Not used in the final analysis. Use loads net of EE | Sales_net_cons_SY MWH ( already adjusted for Losses) Mwa | 21041.8841 | 21053.8788 | 21144.2352 | 21148.5705 | 21126.2504 | 21109.3169 | 21091.7642 | 21076.4462 | 21062.7538 | 21057.4885 | 21054.1058 | 21061.5877 | 21080.4928 | 21107.3351 | 21229.5 | 21349.4927 | 21522.7523 | 21706.2801 | 21896.8897 | 22098.8362
| Load net of Conservation from RPM | 21036.9338 | 21037.99 | 21085.945 | 21096.4738 | 21062.4825 | 21029.2075 | 20995.1237 | 20966.5163 | 20945.7562 | 20924.6875 | 20903.2663 | 20892.0187 | 20893.475 | 20903.0812 | 20956.71 | 21063.53 | 21216.1425 | 21411.005 | 21623.39 | 21833
| Sales using RPM load Net of EE | 19353.9791 | 19388.6116 | 19465.8697 | 19508.0072 | 19508.2934 | 19508.5085 | 19507.2541 | 19510.3908 | 19520.1663 | 19529.0146 | 19536.907 | 19553.7072 | 19581.8383 | 19617.0863 | 19693.2016 | 19818.9802 | 19987.6469 | 20196.0216 | 20420.8954 | 20643.1318
Not used in the final analysis. Use loads net of EE | Rate ($2012/MWH) dollars per MWH of sales | 71.7994 | 72.0629 | 72.4831 | 72.8716 | 73.2556 | 73.7188 | 74.1554 | 74.8644 | 75.3292 | 75.6445 | 76.2807 | 77.2553 | 77.3418 | 77.9901 | 76.4163 | 76.2783 | 76.2299 | 76.6517 | 77.114 | 78.1011
| Rate Excluding CO2 cost | 78.0612 | 78.2523 | 78.7326 | 78.9999 | 79.3312 | 79.7679 | 80.1788 | 80.8736 | 81.2821 | 81.565 | 82.2045 | 83.2128 | 83.2609 | 83.9148 | 82.3776 | 82.1689 | 82.0845 | 82.3837 | 82.6877 | 83.6086
Need this information fromRPM (no co2 no penalty) | Rate calculations with CO2 and capitalized EE | #N/A | #N/A | #N/A | #N/A | #N/A | #N/A | #N/A | #N/A | #N/A | #N/A | #N/A | #N/A | #N/A | #N/A | #N/A | #N/A | #N/A | #N/A | #N/A | #N/A
| Residential Share of Total Cost | 6220.2467 | 6246.6309 | 6310.0175 | 6345.1399 | 6371.8449 | 6406.9957 | 6439.5856 | 6496.4265 | 6532.517 | 6558.2219 | 6612.3092 | 6699.174 | 6712.6927 | 6777.585 | 6679.2481 | 6704.8737 | 6754.9929 | 6850.2933 | 6952.1301 | 7106.0558
| Residential Monthly Electric Bill excluding CO2 cost 2012$/MWH | 86.3057 | 86.9789 | 88.1765 | 88.9783 | 89.6719 | 90.4918 | 91.2523 | 92.3311 | 93.1225 | 93.7448 | 94.7951 | 96.3386 | 96.8433 | 98.0745 | 96.9346 | 97.6081 | 98.6644 | 100.3604 | 102.1584 | 104.7242
CO2 Cost
Placeholder | CO2 cost from RPM ($2012 millions) | 0 | 0 | 0 | 0 | 0 | 0 | 0 | 0 | 0 | 0 | 0 | 0 | 0 | 0 | 0 | 0 | 0 | 0 | 0 | 0
| New system revenue Requirement with CO2 cost included | 13234.5675 | 13290.7041 | 13425.5692 | 13500.2977 | 13557.1168 | 13631.9057 | 13701.246 | 13822.1841 | 13898.9724 | 13953.6637 | 14068.7431 | 14253.5617 | 14282.3249 | 14420.3935 | 14211.1661 | 14265.6887 | 14372.3253 | 14575.0921 | 14791.7662 | 15119.2678
| Rates including CO2 cost | 78.0612 | 78.2523 | 78.7326 | 78.9999 | 79.3312 | 79.7679 | 80.1788 | 80.8736 | 81.2821 | 81.565 | 82.2045 | 83.2128 | 83.2609 | 83.9148 | 82.3776 | 82.1689 | 82.0845 | 82.3837 | 82.6877 | 83.6086
| Residential Monthly Electric Bill including CO2 Cost 2012$/MWH | 86.3057 | 86.9789 | 88.1765 | 88.9783 | 89.6719 | 90.4918 | 91.2523 | 92.3311 | 93.1225 | 93.7448 | 94.7951 | 96.3386 | 96.8433 | 98.0745 | 96.9346 | 97.6081 | 98.6644 | 100.3604 | 102.1584 | 104.7242
|  | 2016 | 2017 | 2018 | 2019 | 2020 | 2021 | 2022 | 2023 | 2024 | 2025 | 2026 | 2027 | 2028 | 2029 | 2030 | 2031 | 2032 | 2033 | 2034 | 2035
Share of total cost to res | Share of total cost to res | 47% | 47% | 47% | 47% | 47% | 47% | 47% | 47% | 47% | 47% | 47% | 47% | 47% | 47% | 47% | 47% | 47% | 47% | 47% | 47%
Households in region (includes teardowns) | Households in region (includes teardowns) | 6006019.856 | 5984817.6859 | 5963434.425 | 5942590.38 | 5921440.7539 | 5900163.6209 | 5880754.9239 | 5863343.2575 | 5845810.3011 | 5829851.1289 | 5812806.0586 | 5794813.694 | 5776248.3507 | 5758876.4852 | 5742057.1308 | 5724312.7792 | 5705360.0009 | 5688077.5169 | 5671035.6747 | 5654580.4915
| Cost contribution from Existing system | 64.1733 | 64.0587 | 63.8045 | 63.6666 | 63.6657 | 63.665 | 63.6691 | 63.6589 | 63.627 | 63.5981 | 63.5725 | 63.5178 | 63.4266 | 63.3126 | 63.0679 | 62.6677 | 62.1388 | 61.4977 | 60.8205 | 60.1657
| CO2 Cost per MWH | 0 | 0 | 0 | 0 | 0 | 0 | 0 | 0 | 0 | 0 | 0 | 0 | 0 | 0 | 0 | 0 | 0 | 0 | 0 | 0
Summary of Bills and Rates
|  | Row59 | Row63 |  | Row68 | Row69
|  | Rate Excl. CO2 cost | Res Bill Excl. CO2 |  | Rate Incl. CO2 cost | Res Bill Incl. CO2
| 2016 | 2016: 78.0612; 2017: 86.3057; 2019: 78.0612; 2020: 86.3057
| 2017 | 2016: 78.2523; 2017: 86.9789; 2019: 78.2523; 2020: 86.9789
| 2018 | 2016: 78.7326; 2017: 88.1765; 2019: 78.7326; 2020: 88.1765
| 2019 | 2016: 78.9999; 2017: 88.9783; 2019: 78.9999; 2020: 88.9783
| 2020 | 2016: 79.3312; 2017: 89.6719; 2019: 79.3312; 2020: 89.6719
| 2021 | 2016: 79.7679; 2017: 90.4918; 2019: 79.7679; 2020: 90.4918
| 2022 | 2016: 80.1788; 2017: 91.2523; 2019: 80.1788; 2020: 91.2523
| 2023 | 2016: 80.8736; 2017: 92.3311; 2019: 80.8736; 2020: 92.3311
| 2024 | 2016: 81.2821; 2017: 93.1225; 2019: 81.2821; 2020: 93.1225
| 2025 | 2016: 81.565; 2017: 93.7448; 2019: 81.565; 2020: 93.7448
| 2026 | 2016: 82.2045; 2017: 94.7951; 2019: 82.2045; 2020: 94.7951
| 2027 | 2016: 83.2128; 2017: 96.3386; 2019: 83.2128; 2020: 96.3386
| 2028 | 2016: 83.2609; 2017: 96.8433; 2019: 83.2609; 2020: 96.8433
| 2029 | 2016: 83.9148; 2017: 98.0745; 2019: 83.9148; 2020: 98.0745
| 2030 | 2016: 82.3776; 2017: 96.9346; 2019: 82.3776; 2020: 96.9346
| 2031 | 2016: 82.1689; 2017: 97.6081; 2019: 82.1689; 2020: 97.6081
| 2032 | 2016: 82.0845; 2017: 98.6644; 2019: 82.0845; 2020: 98.6644
| 2033 | 2016: 82.3837; 2017: 100.3604; 2019: 82.3837; 2020: 100.3604
| 2034 | 2016: 82.6877; 2017: 102.1584; 2019: 82.6877; 2020: 102.1584
| 2035 | 2016: 83.6086; 2017: 104.7242; 2019: 83.6086; 2020: 104.7242
Note on C72: Massoud Jourabchi: Based on Basecase Model Run. Located in the summary tab in the file Q:\MJ\Results\Feb 19 2015\results April 2015.xlsx

## Rates Summary
Analysis of Retail Residential Electricity Rates For the Least Risk Plans under different Scenarios
|  | All rates are expressed in $2012/MWh - Excluding CO2 Cost | [8 empty] | All rates are expressed in $2012/MWh - Including CO2
|  | Existing Policy, No Carbon Risk | Carbon Reduction Social Cost of Carbon |  | Maximum Carbon Reduction, Existing Technology | Unplanned Loss of Major NonGHG Emitting Resources | Planned Loss of Major Non-GHG Emitting Resources | Increased Reliance on External Market | Scenario 1B_35% RPS | Sensitivity S10 - Lower Conservation | Existing Policy, No Carbon Risk | Carbon Reduction Social Cost of Carbon |  | Maximum Carbon Reduction, Existing Technology | Unplanned Loss of Major NonGHG Emitting Resources | Planned Loss of Major Non-GHG Emitting Resources | Increased Reliance on External Market | Scenario 1B_35% RPS | Sensitivity S10 - Lower Conservation
|  | 1B | 2B | 2C | 3A | 4A | 4B | 5B | S5 | S10 | 1B | 2B |  | 3A | 4A | 4B | 5B | S5 | S10
|  | Existing Policy, No Carbon Risk | Carbon Reduction Social Cost of Carbon | Scenario 2C - Carbon Risk | Maximum Carbon Reduction, Existing Technology | Unplanned Loss of Major NonGHG Emitting Resources | Planned Loss of Major Non-GHG Emitting Resources | Increased Reliance on External Market | Scenario 1B_35% RPS | Sensitivity S10 - Lower Conservation | Existing Policy, No Carbon Risk | Carbon Reduction Social Cost of Carbon | Scenario 2C - Carbon Risk | Maximum Carbon Reduction, Existing Technology | Unplanned Loss of Major NonGHG Emitting Resources | Planned Loss of Major Non-GHG Emitting Resources | Increased Reliance on External Market | Scenario 1B_35% RPS | Scenario 1B- Low conservatin
| 2016 | 79.116 | 80.0326 | 82.2372 | 79.4518 | 80.0377 | 79.9961 | 78.839 | 78.952 | 78.0612 | 79.116 | 86.2858 | 82.2372 | 79.4518 | 86.3096 | 86.3188 | 78.839 | 78.952 | 78.0612
| 2017 | 79.6521 | 80.7011 | 82.5821 | 80.137 | 80.6883 | 80.7212 | 79.1859 | 79.4471 | 78.2523 | 79.6521 | 87.1204 | 82.5821 | 80.137 | 87.1426 | 87.3029 | 79.1859 | 79.4471 | 78.2523
| 2018 | 80.3347 | 81.5359 | 83.7753 | 80.9726 | 81.5723 | 81.6147 | 79.7873 | 80.2098 | 78.7326 | 80.3347 | 87.9755 | 83.7753 | 80.9726 | 88.1082 | 88.2138 | 79.7873 | 80.2098 | 78.7326
| 2019 | 80.9723 | 82.1414 | 84.1848 | 81.7271 | 82.1619 | 82.2279 | 80.3503 | 80.905 | 78.9999 | 80.9723 | 88.7589 | 84.7722 | 81.7271 | 88.9406 | 89.068 | 80.3503 | 80.905 | 78.9999
| 2020 | 82.0091 | 83.4186 | 85.5283 | 82.942 | 83.4696 | 83.4224 | 81.2976 | 82.5594 | 79.3312 | 82.0091 | 90.2477 | 87.8601 | 82.942 | 90.4981 | 90.5862 | 81.2976 | 82.5594 | 79.3312
| 2021 | 83.0199 | 84.5686 | 86.1138 | 84.0601 | 84.7598 | 84.6725 | 82.2022 | 86.7204 | 79.7679 | 83.0199 | 91.1806 | 89.4028 | 84.0601 | 91.5706 | 91.5205 | 82.2022 | 86.7204 | 79.7679
| 2022 | 84.0312 | 85.6738 | 86.1997 | 85.1626 | 85.8202 | 85.8057 | 83.1267 | 89.3649 | 80.1788 | 84.0312 | 92.1256 | 89.9505 | 85.1626 | 92.5045 | 92.6733 | 83.1267 | 89.3649 | 80.1788
| 2023 | 84.7891 | 86.3434 | 86.5965 | 87.218 | 86.502 | 86.472 | 83.8441 | 91.5335 | 80.8736 | 84.7891 | 93.0014 | 90.9838 | 87.218 | 93.435 | 93.5697 | 83.8441 | 91.5335 | 80.8736
| 2024 | 85.666 | 87.0832 | 87.2928 | 88.5071 | 87.3093 | 87.2946 | 84.5954 | 93.7559 | 81.2821 | 85.666 | 94.0444 | 92.1977 | 88.5071 | 94.5908 | 94.7056 | 84.5954 | 93.7559 | 81.2821
| 2025 | 86.2419 | 87.7004 | 87.0982 | 89.1971 | 87.9141 | 87.8361 | 85.0468 | 96.7416 | 81.565 | 86.2419 | 94.7087 | 92.3004 | 89.1971 | 95.2842 | 95.3641 | 85.0468 | 96.7416 | 81.565
| 2026 | 86.9289 | 88.3708 | 86.7675 | 90.505 | 88.6327 | 88.5026 | 85.6602 | 98.0646 | 82.2045 | 86.9289 | 95.2155 | 91.8234 | 90.505 | 95.8367 | 95.9679 | 85.6602 | 98.0646 | 82.2045
| 2027 | 87.7281 | 89.3309 | 87.8181 | 93.263 | 89.8049 | 89.6269 | 86.3823 | 98.4744 | 83.2128 | 87.7281 | 96.2571 | 92.8015 | 93.263 | 97.1528 | 97.1115 | 86.3823 | 98.4744 | 83.2128
| 2028 | 88.0577 | 89.5493 | 87.8492 | 94.0081 | 90.1285 | 89.9333 | 86.5818 | 98.7046 | 83.2609 | 88.0577 | 96.5292 | 92.9143 | 94.0081 | 97.6021 | 97.5577 | 86.5818 | 98.7046 | 83.2609
| 2029 | 86.826 | 88.4068 | 86.6311 | 93.6421 | 89.0741 | 88.8035 | 85.294 | 97.219 | 83.9148 | 86.826 | 95.5616 | 91.9049 | 93.6421 | 96.7046 | 96.6007 | 85.294 | 97.219 | 83.9148
| 2030 | 84.4237 | 85.8905 | 83.5853 | 91.4227 | 86.4439 | 86.0706 | 82.7891 | 94.4624 | 82.3776 | 84.4237 | 93.2163 | 88.9558 | 91.4227 | 94.4803 | 94.0996 | 82.7891 | 94.4624 | 82.3776
| 2031 | 83.5476 | 85.692 | 84.1058 | 90.7165 | 86.5804 | 86.0778 | 81.9035 | 93.5007 | 82.1689 | 83.5476 | 92.964 | 89.5145 | 90.7165 | 94.4528 | 93.9639 | 81.9035 | 93.5007 | 82.1689
| 2032 | 83.1134 | 85.2155 | 83.7943 | 90.7738 | 86.1916 | 85.7618 | 81.4695 | 92.5046 | 82.0845 | 83.1134 | 92.8601 | 89.2834 | 90.7738 | 94.5711 | 94.1674 | 81.4695 | 92.5046 | 82.0845
| 2033 | 82.5706 | 84.994 | 83.1055 | 90.1806 | 85.8229 | 85.473 | 80.8979 | 91.7345 | 82.3837 | 82.5706 | 92.8269 | 88.8079 | 90.1806 | 94.4006 | 93.9933 | 80.8979 | 91.7345 | 82.3837
| 2034 | 82.1278 | 84.7909 | 82.5021 | 89.7881 | 85.6577 | 85.1347 | 80.5162 | 90.8225 | 82.6877 | 82.1278 | 92.8069 | 88.0916 | 89.7881 | 94.5391 | 93.8977 | 80.5162 | 90.8225 | 82.6877
| 2035 | 82.2427 | 84.938 | 83.0511 | 90.1907 | 85.915 | 85.3786 | 80.7421 | 90.2189 | 83.6086 | 82.2427 | 93.6127 | 88.8562 | 90.1907 | 95.5163 | 94.8744 | 80.7421 | 90.2189 | 83.6086
| Levelized | 90.9725 | 92.6689 | 92.7578 | 94.6761 | 93.0312 | 92.8747 | 89.8311 | 97.3085 | 88.2224 | 90.9725 | 100.2247 | 96.5552 | 94.6761 | 100.9725 | 100.9122 | 89.8311 | 97.3085 | 88.2224
| Annual Rate of growth | 0.2042% | 0.3136% | 0.05185% | 0.6695% | 0.3736% | 0.3433% | 0.1256% | 0.7046% | 0.362% | 0.2042% | 0.4299% | 0.4083% | 0.6695% | 0.5349% | 0.4986% | 0.1256% | 0.7046% | 0.362%
| Percent change from Least Risk |  | 1.865% | 1.962% | 4.071% | 0.391% | 2.091% | -3.062% | 6.965% | -3.023% |  | 8.154% | 4.194% | 2.166% | 8.96% | 8.895% | -3.062% | 5.007% | -4.798%
Least Risk
| 1B | Existing Policy, No Carbon Risk
| 2B | Carbon Reduction Social Cost of Carbon
| 3A | Maximum Carbon Reduction, Existing Technology
| 4A | Unplanned Loss of Major NonGHG Emitting Resources
| 4B | Planned Loss of Major Non-GHG Emitting Resources
| 5B | Increased Reliance on External Market
| S5 | Scenario 1B_35% RPS
w/CO2$ | w/o CO2$ | Scenario
82.2427 | 82.2427 | Existing Policy, No Carbon Risk
93.6127 | 84.938 | Carbon Reduction Social Cost of Carbon
88.8562 | 83.0511 | Scenario 2C - Carbon Risk
90.1907 | 90.1907 | Maximum Carbon Reduction, Existing Technology
90.2189 | 90.2189 | Scenario 1B_35% RPS
83.6086 | 83.6086 | Sensitivity S10 - Lower Conservation

## Conservation targets (hidden)
Estimated Cost-Effective Conservation Potential in average megawatts (MWa) by 2029
Select Major Residential and Commercial Conservation Bundles or Market Segments
Draft 6th Power Plan
Cost-Effectiveness Limits set at $90/MWh for Non-Lost Opportunity and $120/MWh for Lost-Opportunity
Totals may not add due to rounding
|  |  | Resource Type |  | 2010 | 2011 | 2012 | 2013 | 2014 | 2015 | 2016 | 2017 | 2018 | 2019 | 2020 | 2021 | 2022 | 2023 | 2024 | 2025 | 2026 | 2027 | 2028 | 2029
|  |  | Res DHWLightAppl LO @ $120/MWH |  | 0.5931% | 0.8352% | 1.184% | 1.532% | 1.916% | 2.3% | 2.635% | 2.971% | 7.129% | 7.173% | 7.173% | 7.173% | 7.173% | 7.173% | 7.173% | 7.173% | 7.173% | 7.173% | 7.173% | 7.173% | 814.0953 | Res DHWLightAppl LO @ $120/MWH
|  |  | Res ICE LO |  | 0.6607% | 1.269% | 1.878% | 2.487% | 3.095% | 3.704% | 4.313% | 4.921% | 5.53% | 6.069% | 6.607% | 6.607% | 6.607% | 6.607% | 6.607% | 6.607% | 6.607% | 6.607% | 6.607% | 6.607% | 826.9714 | Res ICE LO
|  |  | Res SpHT LO |  | 1.209% | 1.87% | 2.532% | 3.193% | 3.736% | 4.279% | 4.745% | 5.21% | 5.675% | 6.141% | 6.141% | 6.141% | 6.141% | 6.141% | 6.141% | 6.141% | 6.141% | 6.141% | 6.141% | 6.141% | 668.25 | Res SpHT LO
|  |  | Com LO |  | 1.739% | 2.807% | 3.77% | 4.6% | 5.067% | 5.415% | 5.697% | 5.957% | 6.16% | 6.31% | 6.405% | 5.888% | 5.505% | 5.209% | 5.125% | 5.143% | 5.145% | 5.171% | 4.826% | 4.06% | 809.6065 | Com LO
|  |  | Subtotal LO |  | 1.04% | 1.684% | 2.328% | 2.938% | 3.437% | 3.905% | 4.327% | 4.743% | 6.142% | 6.435% | 6.603% | 6.468% | 6.369% | 6.292% | 6.27% | 6.275% | 6.276% | 6.282% | 6.193% | 5.994% | 3118.9233 | Subtotal LO
|  |  | ResDHWLightAppl Retro @$90/MWH |  | 20% | 20% | 20% | 20% | 20% | 0% | 0% | 0% | 0% | 0% | 0% | 0% | 0% | 0% | 0% | 0% | 0% | 0% | 0% | 0% | 283.5118 | ResDHWLightAppl Retro @$90/MWH
|  |  | Res SpHt Retro |  | 6.667% | 6.667% | 6.667% | 6.667% | 6.667% | 6.667% | 6.667% | 6.667% | 6.667% | 6.667% | 6.667% | 6.667% | 6.667% | 6.667% | 6.667% | 0% | 0% | 0% | 0% | 0% | 664.8308 | Res SpHt Retro
|  |  | Com Retro |  | 5.639% | 5.797% | 5.983% | 6.198% | 6.436% | 6.711% | 6.149% | 6.078% | 6.079% | 6.075% | 5.483% | 5.249% | 5.097% | 4.783% | 4.788% | 4.212% | 3.961% | 2.446% | 1.609% | 1.227% | 493.2222 | Com Retro
|  |  | Ind Retro |  | 4.415% | 5.032% | 5.649% | 6.266% | 6.883% | 7.117% | 7.117% | 7.117% | 7.117% | 7.117% | 4.477% | 4.477% | 3.402% | 3.402% | 3.402% | 3.402% | 3.402% | 3.402% | 3.402% | 3.402% | 791.4961 | Ind Retro
|  |  | SIS Retro |  | 10% | 10% | 10% | 10% | 10% | 10% | 10% | 10% | 10% | 10% | 0% | 0% | 0% | 0% | 0% | 0% | 0% | 0% | 0% | 0% | 15.6057 | SIS Retro
|  |  | Irrg HrdWare Retro |  | 10% | 10% | 10% | 10% | 10% | 10% | 10% | 10% | 10% | 10% | 0% | 0% | 0% | 0% | 0% | 0% | 0% | 0% | 0% | 0% | 70.5858 | Irrg HrdWare Retro
|  |  | Dairy |  | 10% | 10% | 10% | 10% | 10% | 10% | 10% | 10% | 10% | 10% | 0% | 0% | 0% | 0% | 0% | 0% | 0% | 0% | 0% | 0% | 8.5769 | Dairy
|  |  | DEI Retro |  | 1.2% | 2.399% | 3.599% | 4.798% | 5.998% | 6.393% | 6.738% | 7.083% | 7.428% | 7.773% | 7.773% | 7.773% | 3.88% | 3.88% | 3.88% | 3.88% | 3.88% | 3.88% | 3.88% | 3.88% | 421.0113 | DEI Retro
|  |  | Subtotal Retro |  | 6.487% | 6.876% | 7.271% | 7.671% | 8.075% | 6.19% | 6.142% | 6.182% | 6.235% | 6.287% | 5.076% | 5.034% | 4.101% | 4.045% | 4.045% | 2.33% | 2.285% | 2.013% | 1.863% | 1.794% | 2748.8405 | Subtotal Retro
|  |  | Total |  | 3.592% | 4.116% | 4.644% | 5.155% | 5.61% | 4.975% | 5.177% | 5.417% | 6.186% | 6.366% | 5.887% | 5.796% | 5.306% | 5.239% | 5.228% | 4.427% | 4.406% | 4.282% | 4.164% | 4.026% | 5867.7637 | Total
[5 empty] | Lost OP | (Retrofit)
Program Penetration rates
| Class DESCRIPTOR | 2020 Enduse identifier | RESIDENTIAL | Program | 2010-2030 | 2010 | 2011 | 2012 | 2013 | 2014 | 2015 | 2016 | 2017 | 2018 | 2019 | 2020 | 2021 | 2022 | 2023 | 2024 | 2025 | 2026 | 2027 | 2028 | 2029 | 2030
| Residential | Water Heating | Heat Pump Water Heater | LOP | 500 | 0.5931% | 0.8352% | 1.184% | 1.532% | 1.916% | 2.3% | 2.635% | 2.971% | 7.129% | 7.173% | 7.173% | 7.173% | 7.173% | 7.173% | 7.173% | 7.173% | 7.173% | 7.173% | 7.173% | 7.173% | 7.173%
| Residential | Entertainment Center | Television and Set Top Box | LOP | 470 | 0.6607% | 1.269% | 1.878% | 2.487% | 3.095% | 3.704% | 4.313% | 4.921% | 5.53% | 6.069% | 6.607% | 6.607% | 6.607% | 6.607% | 6.607% | 6.607% | 6.607% | 6.607% | 6.607% | 6.607% | 6.607%
Efficient Desktop PC and Efficient Monitor (Residential & Commercial) | Residential | Entertainment Center | Computers and Monitors | LOP | 360 | 0.6607% | 1.269% | 1.878% | 2.487% | 3.095% | 3.704% | 4.313% | 4.921% | 5.53% | 6.069% | 6.607% | 6.607% | 6.607% | 6.607% | 6.607% | 6.607% | 6.607% | 6.607% | 6.607% | 6.607% | 6.607%
Space heating conversion from electric resistance to heat pump | Residential | Water Heating | Heat Pump Conversions | LOP | 340 | 1.209% | 1.87% | 2.532% | 3.193% | 3.736% | 4.279% | 4.745% | 5.21% | 5.675% | 6.141% | 6.141% | 6.141% | 6.141% | 6.141% | 6.141% | 6.141% | 6.141% | 6.141% | 6.141% | 6.141% | 6.141%
|  | Clothes Washer | Clothes Washer | LOP | 109.5765 | 1.744% | 2.326% | 2.907% | 3.488% | 4.07% | 4.651% | 5.233% | 5.814% | 5.814% | 5.814% | 5.814% | 5.814% | 5.814% | 5.814% | 5.814% | 5.814% | 5.814% | 5.814% | 5.814% | 5.814% | 5.814%
|  | Dishwasher | Dishwasher | LOP | 15.7637 | 2.703% | 3.243% | 3.784% | 4.324% | 4.865% | 5.405% | 5.405% | 5.405% | 5.405% | 5.405% | 5.405% | 5.405% | 5.405% | 5.405% | 5.405% | 5.405% | 5.405% | 5.405% | 5.405% | 5.405% | 5.405%
|  | Refrigeration | Refrigerator | LOP | 41.3376 | 0.6452% | 1.29% | 1.935% | 2.581% | 3.226% | 3.871% | 4.516% | 5.161% | 5.806% | 6.452% | 6.452% | 6.452% | 6.452% | 6.452% | 6.452% | 6.452% | 6.452% | 6.452% | 6.452% | 6.452% | 6.452%
|  | Freezer | Freezer | LOP | 14.5362 | 0.6452% | 1.29% | 1.935% | 2.581% | 3.226% | 3.871% | 4.516% | 5.161% | 5.806% | 6.452% | 6.452% | 6.452% | 6.452% | 6.452% | 6.452% | 6.452% | 6.452% | 6.452% | 6.452% | 6.452% | 6.452%
Measures above current state or local codes | Residential | Space Heating | New Construction Shell | LOP | 170 | 1.209% | 1.87% | 2.532% | 3.193% | 3.736% | 4.279% | 4.745% | 5.21% | 5.675% | 6.141% | 6.141% | 6.141% | 6.141% | 6.141% | 6.141% | 6.141% | 6.141% | 6.141% | 6.141% | 6.141% | 6.141%
Space heating heat pumps better than code | Residential | Space Heating | Heat Pump Upgrades | LOP | 130 | 1.209% | 1.87% | 2.532% | 3.193% | 3.736% | 4.279% | 4.745% | 5.21% | 5.675% | 6.141% | 6.141% | 6.141% | 6.141% | 6.141% | 6.141% | 6.141% | 6.141% | 6.141% | 6.141% | 6.141% | 6.141%
| Residential | Space Heating | Weatherization | Retro | 400 | 6.667% | 6.667% | 6.667% | 6.667% | 6.667% | 6.667% | 6.667% | 6.667% | 6.667% | 6.667% | 6.667% | 6.667% | 6.667% | 6.667% | 6.667% | 0% | 0% | 0% | 0% | 0% | 0%
| Residential | Space Heating | Ductless Heat Pump | Retro | 220 | 6.667% | 6.667% | 6.667% | 6.667% | 6.667% | 6.667% | 6.667% | 6.667% | 6.667% | 6.667% | 6.667% | 6.667% | 6.667% | 6.667% | 6.667% | 0% | 0% | 0% | 0% | 0% | 0%
| Residential | Lighting | Lighting | Retro | 200 | 20% | 20% | 20% | 20% | 20% | 0% | 0% | 0% | 0% | 0% | 0% | 0% | 0% | 0% | 0% | 0% | 0% | 0% | 0% | 0% | 0%
| Residential | Water Heating | Showerheads | Retro | 90 | 0.5931% | 0.8352% | 1.184% | 1.532% | 1.916% | 2.3% | 2.635% | 2.971% | 7.129% | 7.173% | 7.173% | 7.173% | 7.173% | 7.173% | 7.173% | 7.173% | 7.173% | 7.173% | 7.173% | 7.173% | 7.173%
LOP
Lamp, ballast and fixture improvements to lighting power density | Commercial | Lighting | Lighting Power Density | LOP | 330 | 1.739% | 2.807% | 3.77% | 4.6% | 5.067% | 5.415% | 5.697% | 5.957% | 6.16% | 6.31% | 6.405% | 5.888% | 5.505% | 5.209% | 5.125% | 5.143% | 5.145% | 5.171% | 4.826% | 4.06% | 4.06%
| Commercial | Lighting | Lighting Power Density | Retro | 40 | 5.639% | 5.797% | 5.983% | 6.198% | 6.436% | 6.711% | 6.149% | 6.078% | 6.079% | 6.075% | 5.483% | 5.249% | 5.097% | 4.783% | 4.788% | 4.212% | 3.961% | 2.446% | 1.609% | 1.227% | 1.227%
Occupancy controls for lighting areas not required by code | Commercial | Lighting | Interior Lighting Controls | LOP | 70 | 1.739% | 2.807% | 3.77% | 4.6% | 5.067% | 5.415% | 5.697% | 5.957% | 6.16% | 6.31% | 6.405% | 5.888% | 5.505% | 5.209% | 5.125% | 5.143% | 5.145% | 5.171% | 4.826% | 4.06% | 4.06%
such as open office, warehouse aisle, classrooms | Commercial | Lighting | Exterior Lighting | LOP | 130 | 1.739% | 2.807% | 3.77% | 4.6% | 5.067% | 5.415% | 5.697% | 5.957% | 6.16% | 6.31% | 6.405% | 5.888% | 5.505% | 5.209% | 5.125% | 5.143% | 5.145% | 5.171% | 4.826% | 4.06% | 4.06%
Multiple measures applied in integrated design practice for select new | Commercial | Air Condition | Integrated Building Design | LOP | 60 | 1.739% | 2.807% | 3.77% | 4.6% | 5.067% | 5.415% | 5.697% | 5.957% | 6.16% | 6.31% | 6.405% | 5.888% | 5.505% | 5.209% | 5.125% | 5.143% | 5.145% | 5.171% | 4.826% | 4.06% | 4.06%
Efficient refrigerators and freezers, beverage merchandisers, | Commercial | Refrigeration | Packaged Refrigeration Equipment | LOP | 50 | 1.739% | 2.807% | 3.77% | 4.6% | 5.067% | 5.415% | 5.697% | 5.957% | 6.16% | 6.31% | 6.405% | 5.888% | 5.505% | 5.209% | 5.125% | 5.143% | 5.145% | 5.171% | 4.826% | 4.06% | 4.06%
Commissioning on HVAC systems in buildings with complex HVAC | Commercial | Air Condition | Controls Commission Complex HVAC | Retro | 110 | 5.639% | 5.797% | 5.983% | 6.198% | 6.436% | 6.711% | 6.149% | 6.078% | 6.079% | 6.075% | 5.483% | 5.249% | 5.097% | 4.783% | 4.788% | 4.212% | 3.961% | 2.446% | 1.609% | 1.227% | 1.227%
systems | Commercial | Air Condition | Controls Optimization Simple HVAC | Retro | 50 | 5.639% | 5.797% | 5.983% | 6.198% | 6.436% | 6.711% | 6.149% | 6.078% | 6.079% | 6.075% | 5.483% | 5.249% | 5.097% | 4.783% | 4.788% | 4.212% | 3.961% | 2.446% | 1.609% | 1.227% | 1.227%
Grocery store refrigeration measures | Commercial | Refrigeration | Grocery Refrigeration Bundle | Retro | 90 | 5.639% | 5.797% | 5.983% | 6.198% | 6.436% | 6.711% | 6.149% | 6.078% | 6.079% | 6.075% | 5.483% | 5.249% | 5.097% | 4.783% | 4.788% | 4.212% | 3.961% | 2.446% | 1.609% | 1.227% | 1.227%
Consolidation & virtualization & upgrade of servers in embedded | Commercial | Other Non-Subs | Computer Servers and IT | Retro | 90 | 5.639% | 5.797% | 5.983% | 6.198% | 6.436% | 6.711% | 6.149% | 6.078% | 6.079% | 6.075% | 5.483% | 5.249% | 5.097% | 4.783% | 4.788% | 4.212% | 3.961% | 2.446% | 1.609% | 1.227% | 1.227%
server rooms in buildings | Commercial | Other Non-Subs | Network PC Power Management | Retro | 80 | 5.639% | 5.797% | 5.983% | 6.198% | 6.436% | 6.711% | 6.149% | 6.078% | 6.079% | 6.075% | 5.483% | 5.249% | 5.097% | 4.783% | 4.788% | 4.212% | 3.961% | 2.446% | 1.609% | 1.227% | 1.227%
| Commercial | Other Non-Subs | Other Commercial Measures | RETRO | 160 | 5.639% | 5.797% | 5.983% | 6.198% | 6.436% | 6.711% | 6.149% | 6.078% | 6.079% | 6.075% | 5.483% | 5.249% | 5.097% | 4.783% | 4.788% | 4.212% | 3.961% | 2.446% | 1.609% | 1.227% | 1.227%
| Commercial | Other Non-Subs | Other Commercial Measures | LOP | 10 | 1.739% | 2.807% | 3.77% | 4.6% | 5.067% | 5.415% | 5.697% | 5.957% | 6.16% | 6.31% | 6.405% | 5.888% | 5.505% | 5.209% | 5.125% | 5.143% | 5.145% | 5.171% | 4.826% | 4.06% | 4.06%
| Industrial | Spread over all enduse and industries | ALL INDUSTRIAL MEASURES | RETRO | 790 | 4.415% | 5.032% | 5.649% | 6.266% | 6.883% | 7.117% | 7.117% | 7.117% | 7.117% | 7.117% | 4.477% | 4.477% | 3.402% | 3.402% | 3.402% | 3.402% | 3.402% | 3.402% | 3.402% | 3.402% | 3.402%
| Irrigation | Motors | ALL AGRICULTURAL MEASURES | RETRO | 100 | 10% | 10% | 10% | 10% | 10% | 10% | 10% | 10% | 10% | 10% | 0% | 0% | 0% | 0% | 0% | 0% | 0% | 0% | 0% | 0% | 0%
systems | SL&PF |  | Municipal Sewage Treatment & Water Supply | Retro | 50 | 10% | 10% | 10% | 10% | 10% | 10% | 10% | 10% | 10% | 10% | 0% | 0% | 0% | 0% | 0% | 0% | 0% | 0% | 0% | 0% | 0%
| spread over all measures | spread over all measures | Distribution EFFICIENCY MEASURES | RETRO | 420 | 1.2% | 2.399% | 3.599% | 4.798% | 5.998% | 6.393% | 6.738% | 7.083% | 7.428% | 7.773% | 7.773% | 7.773% | 3.88% | 3.88% | 3.88% | 3.88% | 3.88% | 3.88% | 3.88% | 3.88% | 3.88%
Clothes Washer, Dishwasher, Refrigerator, Freezer | bar: 2010-2030
These are Cumulative Mwa savings from Conservation programs
| Class DESCRIPTOR | 2020 Enduse identifier | RESIDENTIAL | Program | 2010-2029 total | 2010 | 2011 | 2012 | 2013 | 2014 | 2015 | 2016 | 2017 | 2018 | 2019 | 2020 | 2021 | 2022 | 2023 | 2024 | 2025 | 2026 | 2027 | 2028 | 2029 | 2030
| Residential | Water Heating | Heat Pump Water Heater | LOP | 500 | 2.9656 | 7.1416 | 13.0601 | 20.7209 | 30.3016 | 41.802 | 54.9789 | 69.8325 | 105.4769 | 141.3426 | 177.2083 | 213.0741 | 248.9398 | 284.8056 | 320.6713 | 356.537 | 392.4028 | 428.2685 | 464.1343 | 500 | 535.8657
| Residential | Entertainment Center | Television and Set Top Box | LOP | 470 | 3.1054 | 9.0716 | 17.8986 | 29.5863 | 44.1349 | 61.5443 | 81.8144 | 104.9454 | 130.9371 | 159.4599 | 190.514 | 221.568 | 252.622 | 283.676 | 314.73 | 345.784 | 376.838 | 407.892 | 438.946 | 470 | 501.054
| Residential | Entertainment Center | Computers and Monitors | LOP | 360 | 2.3786 | 6.9485 | 13.7095 | 22.6619 | 33.8055 | 47.1403 | 62.6664 | 80.3837 | 100.2922 | 122.1395 | 145.9256 | 169.7116 | 193.4977 | 217.2837 | 241.0698 | 264.8558 | 288.6419 | 312.4279 | 336.214 | 360 | 383.786
| Residential | Water Heating | Heat Pump Conversions | LOP | 340 | 4.1107 | 10.4703 | 19.0787 | 29.9359 | 42.6396 | 57.1897 | 73.322 | 91.0365 | 110.3331 | 131.2119 | 152.0907 | 172.9696 | 193.8484 | 214.7272 | 235.606 | 256.4848 | 277.3636 | 298.2424 | 319.1212 | 340 | 360.8788
|  | Clothes Washer | Clothes Washer | LOP | 109.5765 | 1.9112 | 4.4595 | 7.6449 | 11.4673 | 15.9268 | 21.0234 | 26.7571 | 33.1278 | 39.4985 | 45.8692 | 52.24 | 58.6107 | 64.9814 | 71.3522 | 77.7229 | 84.0936 | 90.4643 | 96.8351 | 103.2058 | 109.5765 | 115.9472
|  | Dishwasher | Dishwasher | LOP | 15.7637 | 0.42605 | 0.9373 | 1.5338 | 2.2154 | 2.9823 | 3.8344 | 4.6865 | 5.5386 | 6.3907 | 7.2428 | 8.0949 | 8.947 | 9.7991 | 10.6512 | 11.5033 | 12.3553 | 13.2074 | 14.0595 | 14.9116 | 15.7637 | 16.6158
|  | Refrigeration | Refrigerator | LOP | 41.3376 | 0.26669 | 0.80008 | 1.6002 | 2.6669 | 4.0004 | 5.6006 | 7.4674 | 9.601 | 12.0012 | 14.6682 | 17.3351 | 20.002 | 22.669 | 25.3359 | 28.0029 | 30.6698 | 33.3367 | 36.0037 | 38.6706 | 41.3376 | 44.0045
|  | Freezer | Freezer | LOP | 14.5362 | 0.093782 | 0.28135 | 0.56269 | 0.93782 | 1.4067 | 1.9694 | 2.6259 | 3.3762 | 4.2202 | 5.158 | 6.0958 | 7.0337 | 7.9715 | 8.9093 | 9.8471 | 10.7849 | 11.7228 | 12.6606 | 13.5984 | 14.5362 | 15.4741
| Residential | Space Heating | New Construction Shell | LOP | 170 | 2.0554 | 5.2352 | 9.5393 | 14.9679 | 21.3198 | 28.5949 | 36.661 | 45.5182 | 55.1666 | 65.606 | 76.0454 | 86.4848 | 96.9242 | 107.3636 | 117.803 | 128.2424 | 138.6818 | 149.1212 | 159.5606 | 170 | 180.4394
| Residential | Space Heating | Heat Pump Upgrades | LOP | 130 | 1.5718 | 4.0034 | 7.2948 | 11.4461 | 16.3034 | 21.8667 | 28.0349 | 34.8081 | 42.1862 | 50.1693 | 58.1523 | 66.1354 | 74.1185 | 82.1016 | 90.0846 | 98.0677 | 106.0508 | 114.0339 | 122.0169 | 130 | 137.9831
| Residential | Space Heating | Weatherization | Retro | 400 | 26.6667 | 53.3333 | 80 | 106.6667 | 133.3333 | 160 | 186.6667 | 213.3333 | 240 | 266.6667 | 293.3333 | 320 | 346.6667 | 373.3333 | 400 | 400 | 400 | 400 | 400 | 400 | 400
| Residential | Space Heating | Ductless Heat Pump | Retro | 220 | 14.6667 | 29.3333 | 44 | 58.6667 | 73.3333 | 88 | 102.6667 | 117.3333 | 132 | 146.6667 | 161.3333 | 176 | 190.6667 | 205.3333 | 220 | 220 | 220 | 220 | 220 | 220 | 220
| Residential | Lighting | Lighting | Retro | 200 | 40 | 80 | 120 | 160 | 200 | 200 | 200 | 200 | 200 | 200 | 200 | 200 | 200 | 200 | 200 | 200 | 200 | 200 | 200 | 200 | 200
| Residential | Water Heating | Showerheads | Retro | 90 | 0.5338 | 1.2855 | 2.3508 | 3.7298 | 5.4543 | 7.5244 | 9.8962 | 12.5699 | 18.9858 | 25.4417 | 31.8975 | 38.3533 | 44.8092 | 51.265 | 57.7208 | 64.1767 | 70.6325 | 77.0883 | 83.5442 | 90 | 96.4558
| Residential | Other Non-Subs | Other Residential Measures | LOP | bar: 2030
| Commercial | Lighting | Lighting Power Density | LOP | 330 | 5.739 | 15.0022 | 27.4419 | 42.6219 | 59.3427 | 77.2119 | 96.012 | 115.6691 | 135.9985 | 156.8224 | 177.9588 | 197.3908 | 215.558 | 232.7488 | 249.6608 | 266.6342 | 283.6141 | 300.6779 | 316.6031 | 330 | 343.3969
| Commercial | Lighting | Lighting Power Density | Retro | 40 | 2.2557 | 4.5745 | 6.9679 | 9.4472 | 12.0216 | 14.7059 | 17.1653 | 19.5965 | 22.0281 | 24.4582 | 26.6515 | 28.751 | 30.7898 | 32.7031 | 34.6182 | 36.3031 | 37.8877 | 38.8659 | 39.5093 | 40 | 40.4907
| Commercial | Lighting | Interior Lighting Controls | LOP | 70 | 1.2174 | 3.1823 | 5.821 | 9.041 | 12.5878 | 16.3783 | 20.3662 | 24.5359 | 28.8482 | 33.2653 | 37.7488 | 41.8708 | 45.7244 | 49.371 | 52.9583 | 56.5588 | 60.1606 | 63.7802 | 67.1582 | 70 | 72.8418
| Commercial | Lighting | Exterior Lighting | LOP | 130 | 2.2608 | 5.9099 | 10.8104 | 16.7905 | 23.3774 | 30.4168 | 37.8229 | 45.5666 | 53.5752 | 61.7785 | 70.105 | 77.76 | 84.9168 | 91.6889 | 98.3512 | 105.0377 | 111.7268 | 118.4489 | 124.7224 | 130 | 135.2776
| Commercial | Air Condition | Integrated Building Design | LOP | 60 | 1.0435 | 2.7277 | 4.9894 | 7.7494 | 10.7896 | 14.0385 | 17.4567 | 21.0307 | 24.727 | 28.5132 | 32.3561 | 35.8892 | 39.1924 | 42.318 | 45.3929 | 48.4789 | 51.5662 | 54.6687 | 57.5642 | 60 | 62.4358
| Commercial | Refrigeration | Packaged Refrigeration Equipment | LOP | 50 | 0.86955 | 2.2731 | 4.1579 | 6.4579 | 8.9913 | 11.6988 | 14.5473 | 17.5256 | 20.6058 | 23.761 | 26.9635 | 29.9077 | 32.6603 | 35.265 | 37.8274 | 40.3991 | 42.9718 | 45.5573 | 47.9702 | 50 | 52.0298
| Commercial | Air Condition | Controls Commission Complex HVAC | Retro | 110 | 6.2031 | 12.5798 | 19.1616 | 25.9798 | 33.0593 | 40.4412 | 47.2047 | 53.8903 | 60.5772 | 67.2601 | 73.2917 | 79.0653 | 84.672 | 89.9334 | 95.2001 | 99.8336 | 104.1911 | 106.8812 | 108.6506 | 110 | 111.3494
| Commercial | Air Condition | Controls Optimization Simple HVAC | Retro | 50 | 2.8196 | 5.7181 | 8.7098 | 11.809 | 15.027 | 18.3824 | 21.4567 | 24.4956 | 27.5351 | 30.5728 | 33.3144 | 35.9388 | 38.4873 | 40.8788 | 43.2728 | 45.3789 | 47.3596 | 48.5824 | 49.3867 | 50 | 50.6133
| Commercial | Refrigeration | Grocery Refrigeration Bundle | Retro | 90 | 5.0752 | 10.2926 | 15.6777 | 21.2562 | 27.0486 | 33.0883 | 38.622 | 44.0921 | 49.5632 | 55.031 | 59.966 | 64.6898 | 69.2771 | 73.5819 | 77.891 | 81.682 | 85.2472 | 87.4483 | 88.896 | 90 | 91.104
| Commercial | Other Non-Subs | Computer Servers and IT | Retro | 90 | 5.0752 | 10.2926 | 15.6777 | 21.2562 | 27.0486 | 33.0883 | 38.622 | 44.0921 | 49.5632 | 55.031 | 59.966 | 64.6898 | 69.2771 | 73.5819 | 77.891 | 81.682 | 85.2472 | 87.4483 | 88.896 | 90 | 91.104
| Commercial | Other Non-Subs | Network PC Power Management | Retro | 80 | 4.5113 | 9.149 | 13.9357 | 18.8944 | 24.0432 | 29.4118 | 34.3307 | 39.193 | 44.0561 | 48.9165 | 53.3031 | 57.502 | 61.5796 | 65.4061 | 69.2365 | 72.6062 | 75.7753 | 77.7318 | 79.0186 | 80 | 80.9814
| Commercial | Other Non-Subs | Other Commercial Measures | Retro | 160 | 9.0226 | 18.298 | 27.8714 | 37.7888 | 48.0863 | 58.8236 | 68.6614 | 78.3859 | 88.1123 | 97.8329 | 106.6062 | 115.004 | 123.1592 | 130.8123 | 138.4729 | 145.2124 | 151.5506 | 155.4636 | 158.0373 | 160 | 161.9627
| Commercial | Other Non-Subs | Other Commercial Measures | LOP | 10 | 0.17391 | 0.45461 | 0.83157 | 1.2916 | 1.7983 | 2.3398 | 2.9095 | 3.5051 | 4.1212 | 4.7522 | 5.3927 | 5.9815 | 6.5321 | 7.053 | 7.5655 | 8.0798 | 8.5944 | 9.1115 | 9.594 | 10 | 10.406
| Industrial | Spread over all enduse and industries | ALL INDUSTRIAL MEASURES | Retro | 790 | 34.8771 | 74.6283 | 119.2536 | 168.753 | 223.1265 | 279.3492 | 335.572 | 391.7948 | 448.0176 | 504.2404 | 539.6123 | 574.9843 | 601.8613 | 628.7382 | 655.6152 | 682.4922 | 709.3691 | 736.2461 | 763.123 | 790 | 816.877
| Irrigation | Motors | ALL AGRICULTURAL MEASURES | Retro | 100 | 10 | 20 | 30 | 40 | 50 | 60 | 70 | 80 | 90 | 100 | 100 | 100 | 100 | 100 | 100 | 100 | 100 | 100 | 100 | 100 | 100
| SL&PF | Motors | Municipal Sewage Treatment & Water Supply | Retro | 50 | 5 | 10 | 15 | 20 | 25 | 30 | 35 | 40 | 45 | 50 | 50 | 50 | 50 | 50 | 50 | 50 | 50 | 50 | 50 | 50 | 50
| spread over all measures | spread over all measures | Distribution EFFICIENCY MEASURES | Retro | 420 | 5.0381 | 15.1144 | 30.2289 | 50.3815 | 75.5722 | 102.4247 | 130.7259 | 160.4758 | 191.6744 | 224.3217 | 256.9689 | 289.6162 | 305.9142 | 322.2122 | 338.5101 | 354.8081 | 371.1061 | 387.4041 | 403.702 | 420 | 436.298
|  |  | Total cumulative Conservation MWA |  | 5691.214 | 201.9344 | 433.4979 | 694.8098 | 985.1879 | 1301.8622 | 1597.8893 | 1904.7194 | 2225.2536 | 2581.4915 | 2948.1997 | 3280.4714 | 3607.9314 | 3907.1155 | 4202.4302 | 4497.2255 | 4747.2391 | 4995.7104 | 5234.949 | 5466.7552 | 5691.214 | 5915.6729
|  |  | Total incremental Conservation Mwa |  |  | 201.9344 | 231.5634 | 261.3119 | 290.3781 | 316.6743 | 296.0271 | 306.8301 | 320.5342 | 356.238 | 366.7081 | 332.2717 | 327.46 | 299.1841 | 295.3147 | 294.7953 | 250.0136 | 248.4712 | 239.2386 | 231.8062 | 224.4589 | 224.4589
These are Incremental Mwa savings from Conservation programs
| Class DESCRIPTOR | 2020 Enduse identifier | RESIDENTIAL | Program | 2010-2029 total | 2010 | 2011 | 2012 | 2013 | 2014 | 2015 | 2016 | 2017 | 2018 | 2019 | 2020 | 2021 | 2022 | 2023 | 2024 | 2025 | 2026 | 2027 | 2028 | 2029 | 2030
| Residential | Water Heating | Heat Pump Water Heater | LOP | 500 | 2.9656 | 4.176 | 5.9185 | 7.6609 | 9.5806 | 11.5004 | 13.177 | 14.8536 | 35.6443 | 35.8657 | 35.8657 | 35.8657 | 35.8657 | 35.8657 | 35.8657 | 35.8657 | 35.8657 | 35.8657 | 35.8657 | 35.8657 | 35.8657
| Residential | Entertainment Center | Television and Set Top Box | LOP | 470 | 3.1054 | 5.9662 | 8.827 | 11.6878 | 14.5486 | 17.4094 | 20.2701 | 23.1309 | 25.9917 | 28.5229 | 31.054 | 31.054 | 31.054 | 31.054 | 31.054 | 31.054 | 31.054 | 31.054 | 31.054 | 31.054 | 31.054
| Residential | Entertainment Center | Computers and Monitors | LOP | 360 | 2.3786 | 4.5698 | 6.7611 | 8.9523 | 11.1436 | 13.3348 | 15.5261 | 17.7173 | 19.9086 | 21.8473 | 23.786 | 23.786 | 23.786 | 23.786 | 23.786 | 23.786 | 23.786 | 23.786 | 23.786 | 23.786 | 23.786
| Residential | Water Heating | Heat Pump Conversions | LOP | 340 | 4.1107 | 6.3596 | 8.6084 | 10.8572 | 12.7037 | 14.5501 | 16.1323 | 17.7145 | 19.2966 | 20.8788 | 20.8788 | 20.8788 | 20.8788 | 20.8788 | 20.8788 | 20.8788 | 20.8788 | 20.8788 | 20.8788 | 20.8788 | 20.8788
|  | Clothes Washer | Clothes Washer | LOP | 109.5765 | 1.9112 | 2.5483 | 3.1854 | 3.8224 | 4.4595 | 5.0966 | 5.7337 | 6.3707 | 6.3707 | 6.3707 | 6.3707 | 6.3707 | 6.3707 | 6.3707 | 6.3707 | 6.3707 | 6.3707 | 6.3707 | 6.3707 | 6.3707 | 6.3707
|  | Dishwasher | Dishwasher | LOP | 15.7637 | 0.42605 | 0.51126 | 0.59647 | 0.68167 | 0.76688 | 0.85209 | 0.85209 | 0.85209 | 0.85209 | 0.85209 | 0.85209 | 0.85209 | 0.85209 | 0.85209 | 0.85209 | 0.85209 | 0.85209 | 0.85209 | 0.85209 | 0.85209 | 0.85209
|  | Refrigeration | Refrigerator | LOP | 41.3376 | 0.26669 | 0.53339 | 0.80008 | 1.0668 | 1.3335 | 1.6002 | 1.8669 | 2.1336 | 2.4002 | 2.6669 | 2.6669 | 2.6669 | 2.6669 | 2.6669 | 2.6669 | 2.6669 | 2.6669 | 2.6669 | 2.6669 | 2.6669 | 2.6669
|  | Freezer | Freezer | LOP | 14.5362 | 0.093782 | 0.18756 | 0.28135 | 0.37513 | 0.46891 | 0.56269 | 0.65648 | 0.75026 | 0.84404 | 0.93782 | 0.93782 | 0.93782 | 0.93782 | 0.93782 | 0.93782 | 0.93782 | 0.93782 | 0.93782 | 0.93782 | 0.93782 | 0.93782
| Residential | Space Heating | New Construction Shell | LOP | 170 | 2.0554 | 3.1798 | 4.3042 | 5.4286 | 6.3518 | 7.2751 | 8.0662 | 8.8572 | 9.6483 | 10.4394 | 10.4394 | 10.4394 | 10.4394 | 10.4394 | 10.4394 | 10.4394 | 10.4394 | 10.4394 | 10.4394 | 10.4394 | 10.4394
| Residential | Space Heating | Heat Pump Upgrades | LOP | 130 | 1.5718 | 2.4316 | 3.2914 | 4.1513 | 4.8573 | 5.5633 | 6.1682 | 6.7732 | 7.3781 | 7.9831 | 7.9831 | 7.9831 | 7.9831 | 7.9831 | 7.9831 | 7.9831 | 7.9831 | 7.9831 | 7.9831 | 7.9831 | 7.9831
| Residential | Space Heating | Weatherization | Retro | 400 | 26.6667 | 26.6667 | 26.6667 | 26.6667 | 26.6667 | 26.6667 | 26.6667 | 26.6667 | 26.6667 | 26.6667 | 26.6667 | 26.6667 | 26.6667 | 26.6667 | 26.6667 | 0 | 0 | 0 | 0 | 0 | 0
| Residential | Space Heating | Ductless Heat Pump | Retro | 220 | 14.6667 | 14.6667 | 14.6667 | 14.6667 | 14.6667 | 14.6667 | 14.6667 | 14.6667 | 14.6667 | 14.6667 | 14.6667 | 14.6667 | 14.6667 | 14.6667 | 14.6667 | 0 | 0 | 0 | 0 | 0 | 0
| Residential | Lighting | Lighting | Retro | 200 | 40 | 40 | 40 | 40 | 40 | 0 | 0 | 0 | 0 | 0 | 0 | 0 | 0 | 0 | 0 | 0 | 0 | 0 | 0 | 0 | 0
| Residential | Water Heating | Showerheads | Retro | 90 | 0.5338 | 0.75169 | 1.0653 | 1.379 | 1.7245 | 2.0701 | 2.3719 | 2.6736 | 6.416 | 6.4558 | 6.4558 | 6.4558 | 6.4558 | 6.4558 | 6.4558 | 6.4558 | 6.4558 | 6.4558 | 6.4558 | 6.4558 | 6.4558
| Residential | Other Non-Subs | Other Residential Measures | LOP | 0 | 0 | 0 | 0 | 0 | 0 | 0 | 0 | 0 | 0 | 0 | 0 | 0 | 0 | 0 | 0 | 0 | 0 | 0 | 0 | 0 | 0
| Commercial | Lighting | Lighting Power Density | LOP | 330 | 5.739 | 9.2631 | 12.4397 | 15.1801 | 16.7207 | 17.8692 | 18.8001 | 19.657 | 20.3295 | 20.8238 | 21.1364 | 19.432 | 18.1672 | 17.1907 | 16.912 | 16.9734 | 16.9799 | 17.0638 | 15.9251 | 13.3969 | 13.3969
| Commercial | Lighting | Lighting Power Density | Retro | 40 | 2.2557 | 2.3188 | 2.3934 | 2.4793 | 2.5744 | 2.6843 | 2.4595 | 2.4311 | 2.4316 | 2.4302 | 2.1933 | 2.0995 | 2.0388 | 1.9133 | 1.9152 | 1.6849 | 1.5845 | 0.97824 | 0.64343 | 0.49068 | 0.49068
| Commercial | Lighting | Interior Lighting Controls | LOP | 70 | 1.2174 | 1.9649 | 2.6387 | 3.22 | 3.5468 | 3.7904 | 3.9879 | 4.1697 | 4.3123 | 4.4172 | 4.4835 | 4.1219 | 3.8537 | 3.6465 | 3.5874 | 3.6004 | 3.6018 | 3.6196 | 3.3781 | 2.8418 | 2.8418
| Commercial | Lighting | Exterior Lighting | LOP | 130 | 2.2608 | 3.6491 | 4.9005 | 5.98 | 6.587 | 7.0394 | 7.4061 | 7.7437 | 8.0086 | 8.2033 | 8.3265 | 7.655 | 7.1568 | 6.7721 | 6.6623 | 6.6865 | 6.6891 | 6.7221 | 6.2735 | 5.2776 | 5.2776
| Commercial | Air Condition | Integrated Building Design | LOP | 60 | 1.0435 | 1.6842 | 2.2618 | 2.76 | 3.0401 | 3.249 | 3.4182 | 3.574 | 3.6963 | 3.7862 | 3.843 | 3.5331 | 3.3031 | 3.1256 | 3.0749 | 3.0861 | 3.0873 | 3.1025 | 2.8955 | 2.4358 | 2.4358
| Commercial | Refrigeration | Packaged Refrigeration Equipment | LOP | 50 | 0.86955 | 1.4035 | 1.8848 | 2.3 | 2.5334 | 2.7075 | 2.8485 | 2.9783 | 3.0802 | 3.1551 | 3.2025 | 2.9442 | 2.7526 | 2.6047 | 2.5624 | 2.5717 | 2.5727 | 2.5854 | 2.4129 | 2.0298 | 2.0298
| Commercial | Air Condition | Controls Commission Complex HVAC | Retro | 110 | 6.2031 | 6.3768 | 6.5818 | 6.8182 | 7.0796 | 7.3819 | 6.7635 | 6.6856 | 6.6869 | 6.6829 | 6.0316 | 5.7735 | 5.6067 | 5.2614 | 5.2667 | 4.6334 | 4.3575 | 2.6901 | 1.7694 | 1.3494 | 1.3494
| Commercial | Air Condition | Controls Optimization Simple HVAC | Retro | 50 | 2.8196 | 2.8985 | 2.9917 | 3.0992 | 3.218 | 3.3554 | 3.0743 | 3.0389 | 3.0395 | 3.0377 | 2.7416 | 2.6243 | 2.5485 | 2.3916 | 2.394 | 2.1061 | 1.9807 | 1.2228 | 0.80428 | 0.61335 | 0.61335
| Commercial | Refrigeration | Grocery Refrigeration Bundle | Retro | 90 | 5.0752 | 5.2174 | 5.3851 | 5.5785 | 5.7924 | 6.0397 | 5.5338 | 5.4701 | 5.4711 | 5.4679 | 4.9349 | 4.7238 | 4.5873 | 4.3048 | 4.3091 | 3.791 | 3.5652 | 2.201 | 1.4477 | 1.104 | 1.104
| Commercial | Other Non-Subs | Computer Servers and IT | Retro | 90 | 5.0752 | 5.2174 | 5.3851 | 5.5785 | 5.7924 | 6.0397 | 5.5338 | 5.4701 | 5.4711 | 5.4679 | 4.9349 | 4.7238 | 4.5873 | 4.3048 | 4.3091 | 3.791 | 3.5652 | 2.201 | 1.4477 | 1.104 | 1.104
| Commercial | Other Non-Subs | Network PC Power Management | Retro | 80 | 4.5113 | 4.6377 | 4.7867 | 4.9587 | 5.1488 | 5.3686 | 4.9189 | 4.8623 | 4.8632 | 4.8603 | 4.3866 | 4.1989 | 4.0776 | 3.8265 | 3.8303 | 3.3698 | 3.1691 | 1.9565 | 1.2869 | 0.98136 | 0.98136
| Commercial | Other Non-Subs | Other Commercial Measures | Retro | 160 | 9.0226 | 9.2753 | 9.5735 | 9.9173 | 10.2976 | 10.7372 | 9.8378 | 9.7246 | 9.7263 | 9.7206 | 8.7732 | 8.3979 | 8.1552 | 7.653 | 7.6606 | 6.7395 | 6.3382 | 3.9129 | 2.5737 | 1.9627 | 1.9627
| Commercial | Other Non-Subs | Other Commercial Measures | LOP | 10 | 0.17391 | 0.2807 | 0.37696 | 0.46 | 0.50669 | 0.54149 | 0.5697 | 0.59567 | 0.61604 | 0.63103 | 0.6405 | 0.58885 | 0.55052 | 0.52093 | 0.51248 | 0.51435 | 0.51454 | 0.51708 | 0.48258 | 0.40597 | 0.40597
| Industrial | Spread over all enduse and industries | ALL INDUSTRIAL MEASURES | Retro | 790 | 34.8771 | 39.7512 | 44.6253 | 49.4994 | 54.3735 | 56.2228 | 56.2228 | 56.2228 | 56.2228 | 56.2228 | 35.372 | 35.372 | 26.877 | 26.877 | 26.877 | 26.877 | 26.877 | 26.877 | 26.877 | 26.877 | 26.877
| Irrigation | Motors | ALL AGRICULTURAL MEASURES | Retro | 100 | 10 | 10 | 10 | 10 | 10 | 10 | 10 | 10 | 10 | 10 | 0 | 0 | 0 | 0 | 0 | 0 | 0 | 0 | 0 | 0 | 0
| SL&PF | Motors | Municipal Sewage Treatment & Water Supply | Retro | 50 | 5 | 5 | 5 | 5 | 5 | 5 | 5 | 5 | 5 | 5 | 0 | 0 | 0 | 0 | 0 | 0 | 0 | 0 | 0 | 0 | 0
| spread over all measures | spread over all measures | Distribution EFFICIENCY MEASURES | Retro | 420 | 5.0381 | 10.0763 | 15.1144 | 20.1526 | 25.1907 | 26.8525 | 28.3012 | 29.7499 | 31.1986 | 32.6473 | 32.6473 | 32.6473 | 16.298 | 16.298 | 16.298 | 16.298 | 16.298 | 16.298 | 16.298 | 16.298 | 16.298
|  |  | Total incremental Conservation Mwa |  | 5691.214 | 201.9344 | 231.5634 | 261.3119 | 290.3781 | 316.6743 | 296.0271 | 306.8301 | 320.5342 | 356.238 | 366.7081 | 332.2717 | 327.46 | 299.1841 | 295.3147 | 294.7953 | 250.0136 | 248.4712 | 239.2386 | 231.8062 | 224.4589 | 224.4589

## Res. Bill Summary
Analysis of Retail Residential Electricity Bills For the Least Risk Plans under different Scenarios
|  | All Bills are expressed in $2012/month - Excluding CO2 Cost | [8 empty] | All Bills are expressed in $2012/month - Including CO2 Cost
|  | 1B | 2B | 2C | 3A | 4A | 4B | 5B | S5 | S10 |  | 1B | 2B | 2C | 3A | 4A | 4B | 5B | S5 | S10
|  | Existing Policy, No Carbon Risk | Carbon Reduction Social Cost of Carbon | Scenario 2C - Carbon Risk | Maximum Carbon Reduction, Existing Technology | Unplanned Loss of Major NonGHG Emitting Resources | Planned Loss of Major Non-GHG Emitting Resources | Increased Reliance on External Market | Scenario 1B_35% RPS | Sensitivity S10 - Lower Conservation |  | Existing Policy, No Carbon Risk | Carbon Reduction Social Cost of Carbon | Scenario 2C - Carbon Risk | Maximum Carbon Reduction, Existing Technology | Unplanned Loss of Major NonGHG Emitting Resources | Planned Loss of Major Non-GHG Emitting Resources | Increased Reliance on External Market | Scenario 1B_35% RPS | Sensitivity S10 - Lower Conservation
| 2016 | 87.4172 | 88.3748 | 90.8191 | 87.7352 | 88.3793 | 88.338 | 87.0916 | 87.2202 | 86.3057 |  | 87.4172 | 95.2797 | 90.8191 | 87.7352 | 95.3049 | 95.3201 | 87.0916 | 87.2202 | 86.3057
| 2017 | 88.2339 | 89.2696 | 91.3873 | 88.6522 | 89.2514 | 89.3047 | 87.7252 | 88.0295 | 86.9789 |  | 88.2339 | 96.3705 | 91.3873 | 88.6522 | 96.3906 | 96.5862 | 87.7252 | 88.0295 | 86.9789
| 2018 | 89.3707 | 90.5014 | 93.0508 | 89.8876 | 90.5343 | 90.6098 | 88.7952 | 89.2946 | 88.1765 |  | 89.3707 | 97.6491 | 93.0508 | 89.8876 | 97.7882 | 97.9361 | 88.7952 | 89.2946 | 88.1765
| 2019 | 90.2319 | 91.2432 | 93.6028 | 90.8025 | 91.2542 | 91.3686 | 89.6009 | 90.2661 | 88.9783 |  | 90.2319 | 98.594 | 94.2558 | 90.8025 | 98.783 | 98.9691 | 89.6009 | 90.2661 | 88.9783
| 2020 | 91.2761 | 92.457 | 94.911 | 91.9608 | 92.4965 | 92.5 | 90.5817 | 92.0553 | 89.6719 |  | 91.2761 | 100.0261 | 97.4986 | 91.9608 | 100.2851 | 100.4433 | 90.5817 | 92.0553 | 89.6719
| 2021 | 92.2169 | 93.4461 | 95.2927 | 92.9332 | 93.6343 | 93.6099 | 91.45 | 96.5702 | 90.4918 |  | 92.2169 | 100.7521 | 98.9323 | 92.9332 | 101.1582 | 101.1808 | 91.45 | 96.5702 | 90.4918
| 2022 | 93.0818 | 94.3067 | 95.043 | 93.8147 | 94.4391 | 94.5119 | 92.2702 | 99.3151 | 91.2523 |  | 93.0818 | 101.4086 | 99.1786 | 93.8147 | 101.7946 | 102.0762 | 92.2702 | 99.3151 | 91.2523
| 2023 | 93.6359 | 94.6647 | 95.112 | 95.7209 | 94.8036 | 94.8757 | 92.837 | 101.4994 | 92.3311 |  | 93.6359 | 101.9644 | 99.9308 | 95.7209 | 102.402 | 102.6631 | 92.837 | 101.4994 | 92.3311
| 2024 | 94.3366 | 95.1215 | 95.5303 | 96.8056 | 95.3273 | 95.4331 | 93.4628 | 103.7619 | 93.1225 |  | 94.3366 | 102.7252 | 100.898 | 96.8056 | 103.2775 | 103.5349 | 93.4628 | 103.7619 | 93.1225
| 2025 | 94.6837 | 95.426 | 94.9565 | 97.2191 | 95.6106 | 95.6648 | 93.7416 | 106.8436 | 93.7448 |  | 94.6837 | 103.0518 | 100.6281 | 97.2191 | 103.6259 | 103.8638 | 93.7416 | 106.8436 | 93.7448
| 2026 | 95.1908 | 95.8303 | 94.2828 | 98.3521 | 96.0592 | 96.0757 | 94.2404 | 108.1339 | 94.7951 |  | 95.1908 | 103.2529 | 99.7766 | 98.3521 | 103.8669 | 104.1797 | 94.2404 | 108.1339 | 94.7951
| 2027 | 95.9313 | 96.6647 | 95.2264 | 101.1769 | 97.1146 | 97.0998 | 94.9694 | 108.5463 | 96.3386 |  | 95.9313 | 104.1595 | 100.6301 | 101.1769 | 105.0605 | 105.2085 | 94.9694 | 108.5463 | 96.3386
| 2028 | 96.2857 | 96.8309 | 95.1956 | 101.9562 | 97.3866 | 97.373 | 95.2504 | 108.9042 | 96.8433 |  | 96.2857 | 104.3784 | 100.6843 | 101.9562 | 105.462 | 105.6281 | 95.2504 | 108.9042 | 96.8433
| 2029 | 95.0966 | 95.6974 | 93.9786 | 101.7123 | 96.3422 | 96.2632 | 94.054 | 107.546 | 98.0745 |  | 95.0966 | 103.4422 | 99.6997 | 101.7123 | 104.5954 | 104.7153 | 94.054 | 107.546 | 98.0745
| 2030 | 93.1798 | 93.6471 | 91.3318 | 100.0652 | 94.1683 | 93.9861 | 92.0577 | 105.3928 | 96.9346 |  | 93.1798 | 101.6345 | 97.2 | 100.0652 | 102.9228 | 102.7535 | 92.0577 | 105.3928 | 96.9346
| 2031 | 93.2347 | 94.4284 | 92.8798 | 100.396 | 95.3179 | 95.0062 | 92.1372 | 105.5516 | 97.6081 |  | 93.2347 | 102.4419 | 98.8528 | 100.396 | 103.9848 | 103.7103 | 92.1372 | 105.5516 | 97.6081
| 2032 | 93.995 | 95.131 | 93.7441 | 101.8169 | 96.1233 | 95.9042 | 92.9299 | 105.893 | 98.6644 |  | 93.995 | 103.6651 | 99.885 | 101.8169 | 105.4684 | 105.3039 | 92.9299 | 105.893 | 98.6644
| 2033 | 94.762 | 96.2557 | 94.3214 | 102.6574 | 97.0878 | 96.9745 | 93.6872 | 106.6079 | 100.3604 |  | 94.762 | 105.1266 | 100.7933 | 102.6574 | 106.7914 | 106.6413 | 93.6872 | 106.6079 | 100.3604
| 2034 | 95.72 | 97.492 | 95.0685 | 103.8136 | 98.3723 | 98.0766 | 94.7298 | 107.2122 | 102.1584 |  | 95.72 | 106.7088 | 101.5093 | 103.8136 | 108.572 | 108.1718 | 94.7298 | 107.2122 | 102.1584
| 2035 | 97.3022 | 99.1107 | 97.1217 | 105.8686 | 100.1236 | 99.8281 | 96.4602 | 108.1175 | 104.7242 |  | 97.3022 | 109.2328 | 103.9103 | 105.8686 | 111.3128 | 110.931 | 96.4602 | 108.1175 | 104.7242
| Levelized | 101.1679 | 102.2798 | 102.5373 | 104.7117 | 102.6312 | 102.6002 | 100.2816 | 108.8505 | 101.7457 |  | 101.1679 | 110.6281 | 106.7358 | 104.7117 | 111.4024 | 111.4892 | 100.2816 | 108.8505 | 101.7457
| Annual Rate of growth | 0.5654% | 0.6053% | 0.3538% | 0.9937% | 0.6588% | 0.6457% | 0.5392% | 1.137% | 1.023% |  | 0.5654% | 0.7219% | 0.7112% | 0.9937% | 0.8205% | 0.8014% | 0.5392% | 1.137% | 1.023%
| Percent change from | 0% | 1.099% | 1.354% | 3.503% | 0.3436% | 0.3132% | -1.954% | 6.424% | -0.5222% |  | -1.087% | 8.162% | 4.357% | 2.378% | 8.919% | 9.004% | -1.954% | 6.424% | -0.5222%
Least Risk
| 1B | Existing Policy, No Carbon Risk
| 2B | Carbon Reduction Social Cost of Carbon
| 3A | Maximum Carbon Reduction, Existing Technology
| 4A | Unplanned Loss of Major NonGHG Emitting Resources
| 4B | Planned Loss of Major Non-GHG Emitting Resources
| 5B | Increased Reliance on External Market
| S5 | Scenario 1B_35% RPS
w/CO2$ | w/o CO2$ | Scenario
97.3022 | 97.3022 | Existing Policy, No Carbon Risk
109.2328 | 99.1107 | Carbon Reduction Social Cost of Carbon
103.9103 | 97.1217 | Scenario 2C - Carbon Risk
105.8686 | 105.8686 | Maximum Carbon Reduction, Existing Technology
108.1175 | 108.1175 | Scenario 1B_35% RPS
104.7242 | 104.7242 | Sensitivity S10 - Lower Conservation

## forward going Power System cost
| Mapping | 3 | 4 | 5 | 6 | 7 | 8 | 9 | 10 | 11 | 12 | 13 | 14 | 15 | 16 | 17 | 18 | 19 | 20 | 21 | 22
| With Cost of CO2 | 2016 | 2017 | 2018 | 2019 | 2020 | 2021 | 2022 | 2023 | 2024 | 2025 | 2026 | 2027 | 2028 | 2029 | 2030 | 2031 | 2032 | 2033 | 2034 | 2035
1B | Scenario 1B - Existing Policy, No Carbon Risk | 2469.2393 | 2487.7528 | 2535.2144 | 2535.7605 | 2552.9611 | 2565.9525 | 2593.4738 | 2590.3699 | 2612.5671 | 2609.3283 | 2648.1743 | 2728.3297 | 2762.6648 | 2822.4963 | 2851.6096 | 2931.7207 | 3040.0547 | 3133.9755 | 3248.5555 | 3442.4753
2B | Scenario 2B - Carbon Reduction - Social Cost of Carbon | 3625.7281 | 3677.9667 | 3738.5792 | 3743.9834 | 3811.7766 | 3787.7642 | 3785.2099 | 3784.5461 | 3815.9895 | 3809.317 | 3802.6367 | 3907.792 | 3921.608 | 4017.9665 | 4061.7012 | 4249.8862 | 4421.0257 | 4612.3458 | 4814.095 | 5139.3684
2C | Scenario 2C - Carbon Risk | 2960.6058 | 2934.9044 | 3056.0052 | 3102.3384 | 3445.0015 | 3526.3233 | 3458.9564 | 3485.7131 | 3547.3113 | 3451.9256 | 3289.696 | 3388.061 | 3378.4335 | 3468.6744 | 3411.4346 | 3724.4751 | 3873.3105 | 3986.2176 | 4063.3694 | 4371.6849
3A | Scenario 3A - Maximum Carbon Reduction, Existing Technology | 2472.3695 | 2501.7388 | 2561.4208 | 2569.0124 | 2602.4883 | 2622.8802 | 2659.9409 | 2867.4274 | 2952.871 | 2964.5376 | 3100.5421 | 3491.7511 | 3589.794 | 3790.1546 | 3858.7078 | 3979.0399 | 4180.5931 | 4282.3006 | 4423.5631 | 4681.6538
4A | Scenario 4A - Unplanned Loss of Major Non-GHG Emitting Resource | 3627.4179 | 3678.7969 | 3757.0727 | 3769.5036 | 3847.165 | 3845.2117 | 3839.5041 | 3846.4316 | 3894.5059 | 3890.7896 | 3889.5018 | 4036.8023 | 4076.9592 | 4183.0262 | 4246.3905 | 4470.9269 | 4678.0619 | 4848.0595 | 5077.9283 | 5433.5704
4B | Scenario 4B - Planned Loss of Major Non-GHG Emitting Resource | 3638.8089 | 3716.7446 | 3787.8849 | 3806.7555 | 3881.1611 | 3858.9332 | 3891.6551 | 3895.1836 | 3943.0047 | 3936.5287 | 3946.7213 | 4069.7536 | 4112.5808 | 4211.4295 | 4231.6318 | 4441.5431 | 4667.4887 | 4840.3662 | 5033.9322 | 5392.4192
5B | Scenario 5B - Increased Reliance on External Market | 2439.6413 | 2428.9771 | 2466.6843 | 2462.0513 | 2475.4655 | 2481.3438 | 2504.9426 | 2507.35 | 2521.6626 | 2510.592 | 2548.7815 | 2627.6534 | 2650.3725 | 2710.6942 | 2727.3367 | 2809.9884 | 2921.666 | 3010.2169 | 3131.2596 | 3346.5882
S5 | Sensitivity S5 - Scenario 1B_35% RPS | 2466.8863 | 2484.908 | 2553.973 | 2576.3004 | 2712.6531 | 3267.336 | 3577.4591 | 3819.5476 | 4074.4225 | 4477.2625 | 4629.8909 | 4654.9908 | 4681.1226 | 4708.0878 | 4692.1766 | 4778.2613 | 4810.2499 | 4882.0643 | 4927.6569 | 5016.6768
S10 | Sensitivity S10 - Scenario 1B_ low conservation | 2468.4595 | 2494.0562 | 2591.2096 | 2630.291 | 2648.5433 | 2676.1015 | 2697.3483 | 2783.4777 | 2816.4646 | 2836.6882 | 2927.6688 | 3087.3941 | 3104.5044 | 3273.8373 | 3330.3277 | 3497.8719 | 3671.5619 | 3904.0426 | 4130.8957 | 4479.429

## Revenue Requirements indexed
Figure 3 -X Index of Historical and Forecast Utility Revenue Requirements
Index, 2012=100 in constant 2012 dollar
graph is shown in the graph section
Scenario 2B - Carbon Reduction - Social Cost of Carbon
2012 dollars | [29 empty] | This analysis uses scenario |  |  |  | 2C | With and Without CO2 and No penalties
RR | [29 empty] | These Revenue requirements are based on the Expenensed EE.
|  |  | Electricity total expenditures= Revenue requirement collected. | [26 empty] | From RPM
| Mapping to NW consolidate file | State | MSN | 1990 | 1991 | 1992 | 1993 | 1994 | 1995 | 1996 | 1997 | 1998 | 1999 | 2000 | 2001 | 2002 | 2003 | 2004 | 2005 | 2006 | 2007 | 2008 | 2009 | 2010 | 2011 | 2012 | 2013 | 2014 | 2015 | 2016 | 2017 | 2018 | 2019 | 2020 | 2021 | 2022 | 2023 | 2024 | 2025 | 2026 | 2027 | 2028 | 2029 | 2030 | 2031 | 2032 | 2033 | 2034 | 2035
Electricity total expenditures. | ID_ESTCV | ID | ESTCV | 1990: 684.5111; 1991: 693.846; 1992: 734.7039; 1993: 748.5821; 1994: 796.0177; 1995: 802.22; 1996: 865.856; 1997: 873.5791; 1998: 890.6353; 1999: 908.8148; 2000: 953.2019; 2001: 1037.309; 2002: 1155.5012; 2003: 1106.7651; 2004: 1084.9218; 2005: 1119.6261; 2006: 1120.5589; 2007: 1203.612; 2008: 1360.8773; 2009: 1480.5; 2010: 1491.9; 2011: 1498.2; 2012: 1643
Electricity total expenditures. | MT_ESTCV | MT | ESTCV | 1990: 510.9081; 1991: 546.2969; 1992: 541.1271; 1993: 555.5174; 1994: 585.1659; 1995: 614.0773; 1996: 643.2649; 1997: 611.4466; 1998: 667.8872; 1999: 649.0053; 2000: 716.6205; 2001: 730.9019; 2002: 722.8246; 2003: 778.7127; 2004: 820.1735; 2005: 894.2629; 2006: 942.8402; 2007: 1092.431; 2008: 1165.8168; 2009: 1070.2; 2010: 1046.3; 2011: 1124.5; 2012: 1132.6
Electricity total expenditures. | OR_ESTCV | OR | ESTCV | 1990: 1796.4825; 1991: 1854.2221; 1992: 1850.2033; 1993: 1974.1489; 1994: 2069.9001; 1995: 2134.9642; 1996: 2309.0404; 1997: 2239.4483; 1998: 2298.4309; 1999: 2310.5728; 2000: 2459.6646; 2001: 2493.7685; 2002: 2858.6657; 2003: 2797.1755; 2004: 2835.5249; 2005: 2947.6994; 2006: 3141.2788; 2007: 3419.1934; 2008: 3559.1861; 2009: 3557.5; 2010: 3479.4; 2011: 3792.9; 2012: 3834.9
Electricity total expenditures. | WA_ESTCV | WA | ESTCV | 1990: 3033.5197; 1991: 3069.7042; 1992: 3014.2088; 1993: 3248.1809; 1994: 3445.4634; 1995: 3568.5424; 1996: 3670.6387; 1997: 3645.8529; 1998: 3794.1569; 1999: 4027.482; 2000: 4131.0925; 2001: 4149.015; 2002: 4386.9635; 2003: 4534.1974; 2004: 4591.473; 2005: 4842.3689; 2006: 5169.4469; 2007: 5404.0055; 2008: 5666.7013; 2009: 5892.9; 2010: 5959.2; 2011: 6294.5; 2012: 6352.8
|  | RR Region |  | 5769.9673 | 5890.9207 | 5869.6795 | 6248.6706 | 6603.9642 | 6812.7653 | 7167.1675 | 7064.6035 | 7317.1666 | 7571.3723 | 7902.2693 | 8045.5434 | 8762.5426 | 8827.4943 | 8922.0065 | 9356.8258 | 9902.7048 | 10573.0264 | 11169.6732 | 11466 | 11453.65 | 12147.85 | 12397 | 12809.3128 | 12809.3128 | 12809.3128 | 12809.3128 | 12809.3128 | 12809.3128 | 12809.3128 | 12809.3128 | 12809.3128 | 12809.3128 | 12809.3128 | 12809.3128 | 12809.3128 | 12809.3128 | 12809.3128 | 12809.3128 | 12809.3128 | 12809.3128 | 12809.3128 | 12809.3128 | 12809.3128 | 12809.3128 | 12809.3128
estimated based on Actual load growth
| Deflator to convert to $2012 |  |  | 1.5708 | 1.5203 | 1.4864 | 1.4518 | 1.4215 | 1.3925 | 1.3675 | 1.3445 | 1.3301 | 1.3114 | 1.2822 | 1.2535 | 1.2345 | 1.2104 | 1.1781 | 1.1414 | 1.1074 | 1.0788 | 1.0581 | 1.05 | 1.0375 | 1.0175 | 1 | 0.98 | 1 | 1 | 1 | 1 | 1 | 1 | 1 | 1 | 1 | 1 | 1 | 1 | 1 | 1 | 1 | 1 | 1 | 1 | 1 | 1 | 1 | 1
| RR Region in $2012 |  | without CO2 | 9063.5856 | 8955.7031 | 8724.4563 | 9071.8815 | 9387.8526 | 9486.7799 | 9801.2789 | 9498.5046 | 9732.5068 | 9928.8281 | 10132.5225 | 10085.1687 | 10817.7042 | 10684.3745 | 10510.6461 | 10680.3285 | 10966.3027 | 11405.9205 | 11818.6924 | 12039.5705 | 11882.7656 | 12360.2291 | 12397 | 12553.1266 | 12440.1484 | 13062.1559 | 13405.0047 | 13482.4779 | 13607.3932 | 13690.5035 | 13799.6403 | 13891.7787 | 13975.942 | 14017.5238 | 14080.1767 | 14093.4026 | 14127.4635 | 14193.2978 | 14200.0857 | 13982.5389 | 13660.686 | 13626.5045 | 13692.1396 | 13762.0504 | 13859.534 | 14047.7385
| RR Region in $2012 ( With CO2) |  | With CO2 | 9063.5856 | 8955.7031 | 8724.4563 | 9071.8815 | 9387.8526 | 9486.7799 | 9801.2789 | 9498.5046 | 9732.5068 | 9928.8281 | 10132.5225 | 10085.1687 | 10817.7042 | 10684.3745 | 10510.6461 | 10680.3285 | 10966.3027 | 11405.9205 | 11818.6924 | 12039.5705 | 11882.7656 | 12360.2291 | 12397 | 12553.1266 | 12440.1484 | 13062.1559 | 13926.6662 | 13964.3364 | 14167.7209 | 14301.0325 | 14740.3986 | 14903.4022 | 14891.3587 | 14959.8802 | 15059.4993 | 14978.2203 | 14808.0512 | 14888.4967 | 14848.7878 | 14659.365 | 14250.0793 | 14447.5986 | 14550.1251 | 14637.9657 | 14697.7761 | 15001.7696
| RR Region in $2012 ( With CO2) |  | without CO2 | 9063.5856 | 8955.7031 | 8724.4563 | 9071.8815 | 9387.8526 | 9486.7799 | 9801.2789 | 9498.5046 | 9732.5068 | 9928.8281 | 10132.5225 | 10085.1687 | 10817.7042 | 10684.3745 | 10510.6461 | 10680.3285 | 10966.3027 | 11405.9205 | 11818.6924 | 12039.5705 | 11882.7656 | 12360.2291 | 12397 | 12553.1266 | 12440.1484 | 13062.1559 | 13926.6662 | 13964.3364 | 14167.7209 | 14201.9464 | 14349.1922 | 14355.1293 | 14270.4155 | 14238.4911 | 14258.3468 | 14134.018 | 13992.6984 | 14088.9978 | 14039.3244 | 13818.1638 | 13389.7636 | 13574.6377 | 13655.589 | 13698.0682 | 13765.1946 | 14021.6774
|  |  | Region index 2012=100 | 1990 | 1991 | 1992 | 1993 | 1994 | 1995 | 1996 | 1997 | 1998 | 1999 | 2000 | 2001 | 2002 | 2003 | 2004 | 2005 | 2006 | 2007 | 2008 | 2009 | 2010 | 2011 | 2012 | 2013 | 2014 | 2015 | 2016 | 2017 | 2018 | 2019 | 2020 | 2021 | 2022 | 2023 | 2024 | 2025 | 2026 | 2027 | 2028 | 2029 | 2030 | 2031 | 2032 | 2033 | 2034 | 2035
|  | 1B | Existing Policies, No Carbon Risk | 73.11% | 72.24% | 70.38% | 73.18% | 75.73% | 76.52% | 79.06% | 76.62% | 78.51% | 80.09% | 81.73% | 81.35% | 87.26% | 86.19% | 84.78% | 86.15% | 88.46% | 92.01% | 95.34% | 97.12% | 95.85% | 99.7% | 100% | 101.3% | 100.3% | 105.4% | 108.1% | 108.8% | 109.8% | 110.4% | 111.3% | 112.1% | 112.7% | 113.1% | 113.6% | 113.7% | 114% | 114.5% | 114.5% | 112.8% | 110.2% | 109.9% | 110.4% | 111% | 111.8% | 113.3%
|  | 2C | Carbon Risk, with CO2$ | 73.11% | 72.24% | 70.38% | 73.18% | 75.73% | 76.52% | 79.06% | 76.62% | 78.51% | 80.09% | 81.73% | 81.35% | 87.26% | 86.19% | 84.78% | 86.15% | 88.46% | 92.01% | 95.34% | 97.12% | 95.85% | 99.7% | 100% | 101.3% | 100.3% | 105.4% | 112.3% | 112.6% | 114.3% | 115.4% | 118.9% | 120.2% | 120.1% | 120.7% | 121.5% | 120.8% | 119.4% | 120.1% | 119.8% | 118.2% | 114.9% | 116.5% | 117.4% | 118.1% | 118.6% | 121%
|  | 2C | Carbon Risk, without CO2$ | 73.11% | 72.24% | 70.38% | 73.18% | 75.73% | 76.52% | 79.06% | 76.62% | 78.51% | 80.09% | 81.73% | 81.35% | 87.26% | 86.19% | 84.78% | 86.15% | 88.46% | 92.01% | 95.34% | 97.12% | 95.85% | 99.7% | 100% | 101.3% | 100.3% | 105.4% | 112.3% | 112.6% | 114.3% | 114.6% | 115.7% | 115.8% | 115.1% | 114.9% | 115% | 114% | 112.9% | 113.6% | 113.2% | 111.5% | 108% | 109.5% | 110.2% | 110.5% | 111% | 113.1%
[18 empty] | RR 1000$ | 2005 | 2006 | 2007 | 2008 | 2009 | 2010 | 2011 | 2012 | 2013
[18 empty] | from EIA 861 | 9242155.1225 | 9797702.976 | 10548021.5502 | 11157121.235 | 11399664.7955 | 11352460.5758 | 12021854.156 | 12269768.2937 | 12809312.8426
Note on AD50: Massoud Jourabchi: Based on percent increase for Jan-May 2015 compared to Jan-May 2014 sales

## NPV System cost, rates, bills
Tom, Scenario/sensitivty Labels need to be modified
Tom I am not seeing a no conservation scenario. Unless that is Scenario 1B?
| These values need to be updated to reflect Perpetuity adj. |  |  | This should come from RR analysis with EE expensed
|  |  | 2035 | 2035
| Scenario Net Present Value Without Carbon Cost (billions $2012) | Average System Cost w/o CO2$ | Rates ($/MWH) | Residential Monthly Bills
1B | Scenario 1B - Existing Policy, No Carbon Risk | 87.3628 | 82.2427 | 97.3022
2B | Scenario 2B - Carbon Reduction - Social Cost of Carbon | 88.1551 | 84.938 | 99.1107
2C | Scenario 2C - Carbon Risk | 88.0458 | 83.0511 | 97.1217
3A | Scenario 3A - Maximum Carbon Reduction, Existing Technology | 106.9676 | 90.1907 | 105.8686
4A | Scenario 4A - Unplanned Loss of Major Non-GHG Emitting Resource | 90.2066 | 85.915 | 100.1236
4B | Scenario 4B - Planned Loss of Major Non-GHG Emitting Resource | 89.8713 | 85.3786 | 99.8281
5B | Scenario 5B - Increased Reliance on External Market | 84.6421 | 80.7421 | 96.4602
S5 | Sensitivity S5 - Scenario 1B_35% RPS | 121.2151 | 90.2189 | 108.1175
S10 | Sensitivity S10 - Scenario 1B_lower conservation | 101.1861 | 83.6086 | 104.7242
1B
2B
3A
4A
4B
5B
S5

## Res. bills W lower Conservation
Figure 5-X Residential Electricity Bills With and Without Carbon Risk
Tom I am not sure if you want to use the scenarios I selected. The 6th Plan bills was to show bill impact of having conservation. I am not sure what the 7th Plan graph is really showing.
Data from RR calculations with EE expensed
2013
Averge Monthly Residential Bill in 2013 | 93 | 2014 | 2015 | Scenario | Residential Bills | 2016 | 2017 | 2018 | 2019 | 2020 | 2021 | 2022 | 2023 | 2024 | 2025 | 2026 | 2027 | 2028 | 2029 | 2030 | 2031 | 2032 | 2033 | 2034 | 2035
|  | 93 | 93 | 2C | Existing Policy, No Carbon Risk | 87.4172 | 88.2339 | 89.3707 | 90.2319 | 91.2761 | 92.2169 | 93.0818 | 93.6359 | 94.3366 | 94.6837 | 95.1908 | 95.9313 | 96.2857 | 95.0966 | 93.1798 | 93.2347 | 93.995 | 94.762 | 95.72 | 97.3022
|  |  |  | 2B | Lower Conservation, No Carbon Risk | 86.3057 | 86.9789 | 88.1765 | 88.9783 | 89.6719 | 90.4918 | 91.2523 | 92.3311 | 93.1225 | 93.7448 | 94.7951 | 96.3386 | 96.8433 | 98.0745 | 96.9346 | 97.6081 | 98.6644 | 100.3604 | 102.1584 | 104.7242
RPM growth rate calculations for change in RR at system level is not applied to residential bills. This will be used for LTM.