## 7PSourceSummary
Measure: | DHP in Ducted FAF Homes
Item | Methods & Sources | Note | 7P Updates
Measures Described | Adding a DHP in a home that has a ducted forced air furnace | Only permutation of home with "good" insulation included to avoid double counting from shell measures potential | Not in 6P
Energy Savings Calculation Basis | Based on RTF provisional estimate, assumes shell upgrades have occurred | ResDHPonFAF_Provisional_v1_toQC
Applicable Stock | RBSA on electric FAF saturation | This overlaps with FAF -> ASHP measure. For SF, assume smaller homes (25%) adopt, for MH, 75%
Baseline Saturation | Low | new measure, only recent RTF activity
Baseline HVAC Loads | SEEM
Permutations | by building type
Costs | RTF basis from program data for DHP
Measure Life | RTF 15 yrs
Savings Shape | HVAC - electric furnace
Achievable Ramp Rate | LO 12MED | ASHP and DHP programs exist, and strong programmatic activity

## forRPM
Ramp Rate | Resource Type | Measure Category | Sector | End Use | kW per unit | kWh per unit | TRC Net Levelized Cost (Net of All Benefits) | segment | measure | 2016 | 2017 | 2018 | 2019 | 2020 | 2021 | 2022 | 2023 | 2024 | 2025 | 2026 | 2027 | 2028 | 2029 | 2030 | 2031 | 2032 | 2033 | 2034 | 2035 | MAX | Savings Allocation by Category and Month for Segments 1 | [11 empty] | Savings Allocation by Category and Month for Segments 2
[5 empty] | Wholesale KW | Busbar Savings | lvlcost | 1 |  | aMW_2016 | aMW_2017 | aMW_2018 | aMW_2019 | aMW_2020 | aMW_2021 | aMW_2022 | aMW_2023 | aMW_2024 | aMW_2025 | aMW_2026 | aMW_2027 | aMW_2028 | aMW_2029 | aMW_2030 | aMW_2031 | aMW_2032 | aMW_2033 | aMW_2034 | aMW_2035 | MAX | Jan | Feb | Mar | Apr | May | Jun | Jul | Aug | Sep | Oct | Nov | Dec | Jan | Feb | Mar | Apr | May | Jun | Jul | Aug | Sep | Oct | Nov | Dec
LO12Med | NR | DHP Ducted | Residential | HVAC | 1.5083 | 4132.8308 | 57.2245 | Single Family | Install Ductless Heat Pump in House with Existing FAF - Single Family Home + HZ1 | 0.16742 | 0.33407 | 0.49997 | 0.66511 | 0.8295 | 0.97659 | 1.0933 | 1.1857 | 1.2588 | 1.3164 | 1.3616 | 1.3971 | 1.4247 | 1.446 | 1.4623 | 1.4746 | 1.4713 | 1.468 | 1.4647 | 1.4614 | 21.9893 | 439.2723 | 310.8951 | 278.4253 | 209.5483 | 126.2269 | 42.9846 | 11.8571 | 4.7483 | 19.6802 | 135.554 | 316.6203 | 391.1734 | 343.9701 | 249.7815 | 212.517 | 177.1868 | 123.5801 | 42.459 | 16.4702 | 7.5455 | 22.3268 | 103.9003 | 248.1155 | 297.9921
LO12Med | NR | DHP Ducted | Residential | HVAC | 1.2498 | 3924.8281 | 52.1402 | Single Family | Install Ductless Heat Pump in House with Existing FAF - Single Family Home + HZ23 | 0.034686 | 0.069214 | 0.10358 | 0.1378 | 0.17186 | 0.20233 | 0.22651 | 0.24566 | 0.26079 | 0.27273 | 0.28211 | 0.28945 | 0.29516 | 0.29958 | 0.30296 | 0.30551 | 0.30484 | 0.30415 | 0.30346 | 0.30278 | 4.5558 | 407.9645 | 314.4615 | 230.0061 | 155.2954 | 97.9141 | 16.1156 | 1.326 | 2.0704 | 13.5847 | 107.8996 | 290.2008 | 380.5692 | 364.37 | 275.7764 | 208.9483 | 156.3804 | 112.2434 | 23.6411 | 3.5172 | 3.6322 | 22.0709 | 108.3861 | 285.1005 | 343.3538
LO12Med | NR | DHP Ducted | Residential | HVAC | 2.2554 | 6179.976 | 43.082 | Manufactured | Install Ductless Heat Pump in House with Existing FAF - Manufactured Home + HZ1 | 0.83932 | 1.6607 | 2.4644 | 3.2508 | 4.0201 | 4.693 | 5.2094 | 5.6021 | 5.8972 | 6.115 | 6.272 | 6.3809 | 6.452 | 6.4932 | 6.5111 | 6.5105 | 6.4414 | 6.3727 | 6.3047 | 6.2373 | 93.8517 | 656.8603 | 464.893 | 416.3398 | 313.3454 | 188.7518 | 64.2765 | 17.7303 | 7.1004 | 29.4285 | 202.699 | 473.4541 | 584.9362 | 514.3513 | 373.5076 | 317.7846 | 264.9541 | 184.794 | 63.4905 | 24.6285 | 11.2831 | 33.3861 | 155.3659 | 371.0163 | 445.5987
LO12Med | NR | DHP Ducted | Residential | HVAC | 1.9442 | 6105.3655 | 40.9546 | Manufactured | Install Ductless Heat Pump in House with Existing FAF - Manufactured Home + HZ23 | 0.33452 | 0.66189 | 0.98222 | 1.2956 | 1.6022 | 1.8704 | 2.0763 | 2.2328 | 2.3504 | 2.4372 | 2.4998 | 2.5432 | 2.5715 | 2.588 | 2.5951 | 2.5948 | 2.5673 | 2.5399 | 2.5128 | 2.486 | 37.4057 | 634.6195 | 489.1685 | 357.7918 | 241.5737 | 152.3127 | 25.069 | 2.0627 | 3.2207 | 21.132 | 167.846 | 451.4292 | 592.004 | 566.8049 | 428.9909 | 325.0348 | 243.2615 | 174.6031 | 36.7756 | 5.4713 | 5.6502 | 34.333 | 168.6027 | 443.4953 | 534.1127

## SC-NR
Methodology | Methodology: For the Natural Replacement case. Start with 2015 Stock decayed over time for demolition and retirement. Add the New stock not addressed by the New Building Programs. Then apply natural turnover rate based on measure life. The rate is the annual fraction of the stock that is replaced in any year. Also apply the achievable penetration rate by year and the measure applicability factor. Achievable penetration includes program ramp up. The applicability factor represents the portion of the available stock that the measure applies to which is 100percent minus the baseline fraction that is doing the measure absent program. The product is the annual available # of homes. Number of homes times savings per home for aMW potential available by year for each type. Turnover Rate, Achievable Penetration Rate and Applicability Factor are looked up from ResMaster. Savings available for the retrofit measure apply only to the non-NR residual # of homes at the 20th year.
='[7P Forecasts D1.xlsx]Res Forecast (Base Case)'!$D$5
| Vintage | NR | Existing
End Use: | Measure Bundle | DHP Ducted | Region
HVAC | Report Year | 2035 | Base
| Total Max Potential (aMW) | 157.8025
# Homes FOR EXISTING STOCK |  |  |  | 2016 | 2017 | 2018 | 2019 | 2020 | 2021 | 2022 | 2023 | 2024 | 2025 | 2026 | 2027 | 2028 | 2029 | 2030 | 2031 | 2032 | 2033 | 2034 | 2035
|  |  |  | HOMES_2016 | HOMES_2017 | HOMES_2018 | HOMES_2019 | HOMES_2020 | HOMES_2021 | HOMES_2022 | HOMES_2023 | HOMES_2024 | HOMES_2025 | HOMES_2026 | HOMES_2027 | HOMES_2028 | HOMES_2029 | HOMES_2030 | HOMES_2031 | HOMES_2032 | HOMES_2033 | HOMES_2034 | HOMES_2035
|  | Single Family |  | 4203528.272 | 4193982.9786 | 4184459.3605 | 4174957.3684 | 4165476.9533 | 4156018.0661 | 4146580.658 | 4137164.6802 | 4127770.084 | 4118396.8208 | 4109044.8423 | 4099714.1001 | 4090404.546 | 4081116.1319 | 4071848.8097 | 4062602.5315 | 4053377.2496 | 4044172.9164 | 4034989.4841 | 4025826.9055
|  | Manufactured |  | 572006.3278 | 565893.3039 | 559845.6099 | 553862.5474 | 547943.4258 | 542087.5619 | 536294.2794 | 530562.9097 | 524892.7911 | 519283.2689 | 513733.6956 | 508243.4306 | 502811.8399 | 497438.2966 | 492122.1802 | 486862.8771 | 481659.7801 | 476512.2886 | 471419.8082 | 466381.7511
| REG_TOTAL_STOCK_# HOMES | Total Regional Stock |  | 4775534.5998 | 4759876.2825 | 4744304.9703 | 4728819.9158 | 4713420.3791 | 4698105.6279 | 4682874.9374 | 4667727.5899 | 4652662.875 | 4637680.0897 | 4622778.538 | 4607957.5307 | 4593216.3859 | 4578554.4284 | 4563970.9899 | 4549465.4086 | 4535037.0298 | 4520685.205 | 4506409.2923 | 4492208.6566
# Homes NOT TREATED FROM NEW STOCK AND THUS AVAILABLE FOR NR POOL FROM SC-NEW
ONLY INCLUDE AFTER ONE EUL |  |  |  | 1 | 2 | 3 | 4 | 5 | 6 | 7 | 8 | 9 | 10 | 11 | 12 | 13 | 14 | 15 | 16 | 17 | 18 | 19 | 20
Single Family
Manufactured
|  | New Stock into NR/Retro Pool |  | 0 | 0 | 0 | 0 | 0 | 0 | 0 | 0 | 0 | 0 | 0 | 0 | 0 | 0 | 0 | 0 | 0 | 0 | 0 | 0
EXISTING STOCK AVAILABLE TO NR/RETROFIT POOL | [24 empty] | 85%
|  |  |  | 2 | 3 | 4 | 5 | 6 | 7 | 8 | 9 | 10 | 11 | 12 | 13 | 14 | 15 | 16 | 17 | 18 | 19 | 20 | 21 |  | MAX
|  | Single Family |  | 4203528.272 | 4193982.9786 | 4184459.3605 | 4174957.3684 | 4165476.9533 | 4156018.0661 | 4146580.658 | 4137164.6802 | 4127770.084 | 4118396.8208 | 4109044.8423 | 4099714.1001 | 4090404.546 | 4081116.1319 | 4071848.8097 | 4062602.5315 | 4053377.2496 | 4044172.9164 | 4034989.4841 | 4025826.9055 |  | 846933.3352
|  | Manufactured |  | 572006.3278 | 565893.3039 | 559845.6099 | 553862.5474 | 547943.4258 | 542087.5619 | 536294.2794 | 530562.9097 | 524892.7911 | 519283.2689 | 513733.6956 | 508243.4306 | 502811.8399 | 497438.2966 | 492122.1802 | 486862.8771 | 481659.7801 | 476512.2886 | 471419.8082 | 466381.7511 |  | 294345.1827
|  |  |  | 4775534.5998 | 4759876.2825 | 4744304.9703 | 4728819.9158 | 4713420.3791 | 4698105.6279 | 4682874.9374 | 4667727.5899 | 4652662.875 | 4637680.0897 | 4622778.538 | 4607957.5307 | 4593216.3859 | 4578554.4284 | 4563970.9899 | 4549465.4086 | 4535037.0298 | 4520685.205 | 4506409.2923 | 4492208.6566 |  | 1141278.5179
APPLY MEASURE APPLICABILITY, SATURATION TURNOVER RATE FOR MAX ANNUAL # UNITS
Applicability | Saturation | Turnover Rate | DHP Ducted - NR | 2016 | 2017 | 2018 | 2019 | 2020 | 2021 | 2022 | 2023 | 2024 | 2025 | 2026 | 2027 | 2028 | 2029 | 2030 | 2031 | 2032 | 2033 | 2034 | 2035
24.75% | 100% | 6.667% | Single Family | 69358.2165 | 69200.7191 | 69043.5794 | 68886.7966 | 68730.3697 | 68574.2981 | 68418.5809 | 68263.2172 | 68108.2064 | 67953.5475 | 67799.2399 | 67645.2827 | 67491.675 | 67338.4162 | 67185.5054 | 67032.9418 | 66880.7246 | 66728.8531 | 66577.3265 | 66426.1439 |  | 846933.3352
74.25% | 100% | 6.667% | Manufactured | 28314.3132 | 28011.7185 | 27712.3577 | 27416.1961 | 27123.1996 | 26833.3343 | 26546.5668 | 26262.864 | 25982.1932 | 25704.5218 | 25429.8179 | 25158.0498 | 24889.1861 | 24623.1957 | 24360.0479 | 24099.7124 | 23842.1591 | 23587.3583 | 23335.2805 | 23085.8967 |  | 294345.1827
|  |  |  | 97672.5297 | 97212.4377 | 96755.9371 | 96302.9927 | 95853.5693 | 95407.6324 | 94965.1477 | 94526.0813 | 94090.3995 | 93658.0694 | 93229.0578 | 92803.3325 | 92380.8611 | 91961.6119 | 91545.5533 | 91132.6542 | 90722.8837 | 90316.2114 | 89912.607 | 89512.0406 |  | 1869961.6102
Applicability | Saturation | Turnover Rate | DHP Ducted - New
Single Family
Manufactured
Achievability =>
INCREMENTAL ACHIEVABILITY |  |  | DHP Ducted - NR | 10.94% | 21.87% | 32.81% | 43.75% | 54.69% | 64.53% | 72.41% | 78.71% | 83.75% | 87.78% | 91% | 93.58% | 95.65% | 97.3% | 98.62% | 99.68% | 99.69% | 99.69% | 99.69% | 99.69%
|  |  | Single Family | 6448.1228 | 12866.961 | 19256.6145 | 25617.1825 | 31948.7644 | 37613.9346 | 42108.2734 | 45668.1364 | 48482.1788 | 50700.9817 | 52444.7364 | 53809.3775 | 54871.478 | 55692.1573 | 56320.1998 | 56794.544 | 56669.6744 | 56542.4503 | 56414.5515 | 56286.608
|  |  | Manufactured | 2632.3366 | 5208.4096 | 7729.1211 | 10195.3601 | 12608.0031 | 14718.4486 | 16338.107 | 17569.873 | 18495.177 | 19178.4614 | 19670.7235 | 20012.3193 | 20235.1835 | 20364.5848 | 20420.5172 | 20418.7992 | 20202.0448 | 19986.662 | 19773.2389 | 19561.9788
|  |  |  | 6448.1228 | 12866.961 | 19256.6145 | 25617.1825 | 31948.7644 | 37613.9346 | 42108.2734 | 45668.1364 | 48482.1788 | 50700.9817 | 52444.7364 | 53809.3775 | 54871.478 | 55692.1573 | 56320.1998 | 56794.544 | 56669.6744 | 56542.4503 | 56414.5515 | 56286.608
SUPPLY CURVE SAVINGS BY BUNDLE |  |  | NR | 2016: aMW
kWh per home | TRC Net Levelized Cost (Net of All Benefits) in mills/kWh |  | 1 | 2016 | 2017 | 2018 | 2019 | 2020 | 2021 | 2022 | 2023 | 2024 | 2025 | 2026 | 2027 | 2028 | 2029 | 2030 | 2031 | 2032 | 2033 | 2034 | 2035 | MAX
Busbar Savings | lvlcost | segment | measure | aMW_2016 | aMW_2017 | aMW_2018 | aMW_2019 | aMW_2020 | aMW_2021 | aMW_2022 | aMW_2023 | aMW_2024 | aMW_2025 | aMW_2026 | aMW_2027 | aMW_2028 | aMW_2029 | aMW_2030 | aMW_2031 | aMW_2032 | aMW_2033 | aMW_2034 | aMW_2035 | MAX |  | Total
4132.8308 | 57.2245 | Single Family | Install Ductless Heat Pump in House with Existing FAF - Single Family Home + HZ1 | 0.16742 | 0.33407 | 0.49997 | 0.66511 | 0.8295 | 0.97659 | 1.0933 | 1.1857 | 1.2588 | 1.3164 | 1.3616 | 1.3971 | 1.4247 | 1.446 | 1.4623 | 1.4746 | 1.4713 | 1.468 | 1.4647 | 1.4614 | 21.9893 |  | 22.7585
3924.8281 | 52.1402 | Single Family | Install Ductless Heat Pump in House with Existing FAF - Single Family Home + HZ23 | 0.034686 | 0.069214 | 0.10358 | 0.1378 | 0.17186 | 0.20233 | 0.22651 | 0.24566 | 0.26079 | 0.27273 | 0.28211 | 0.28945 | 0.29516 | 0.29958 | 0.30296 | 0.30551 | 0.30484 | 0.30415 | 0.30346 | 0.30278 | 4.5558 |  | 4.7152
6179.976 | 43.082 | Manufactured | Install Ductless Heat Pump in House with Existing FAF - Manufactured Home + HZ1 | 0.83932 | 1.6607 | 2.4644 | 3.2508 | 4.0201 | 4.693 | 5.2094 | 5.6021 | 5.8972 | 6.115 | 6.272 | 6.3809 | 6.452 | 6.4932 | 6.5111 | 6.5105 | 6.4414 | 6.3727 | 6.3047 | 6.2373 | 93.8517 |  | 103.7278
6105.3655 | 40.9546 | Manufactured | Install Ductless Heat Pump in House with Existing FAF - Manufactured Home + HZ23 | 0.33452 | 0.66189 | 0.98222 | 1.2956 | 1.6022 | 1.8704 | 2.0763 | 2.2328 | 2.3504 | 2.4372 | 2.4998 | 2.5432 | 2.5715 | 2.588 | 2.5951 | 2.5948 | 2.5673 | 2.5399 | 2.5128 | 2.486 | 37.4057 |  | 41.3419
| 44.6852 |  |  | 1.3759 | 2.7259 | 4.0502 | 5.3493 | 6.6236 | 7.7423 | 8.6054 | 9.2663 | 9.7671 | 10.1414 | 10.4155 | 10.6106 | 10.7433 | 10.8267 | 10.8713 | 10.8855 | 10.7849 | 10.6848 | 10.5857 | 10.4874 | 157.8025 |  | 172.5433
|  |  |  | 1.3759 | 4.1018 | 8.152 | 13.5013 | 20.125 | 27.8673 | 36.4728 | 45.739 | 55.5062 | 65.6475 | 76.0631 | 86.6737 | 97.417 | 108.2437 | 119.115 | 130.0005 | 140.7854 | 151.4702 | 162.0559 | 172.5433
RECOMBINE MEASURE BUNDLES INTO SUPPLY CURVE CUMULATIVE
|  |  |  | 2016 | 2017 | 2018 | 2019 | 2020 | 2021 | 2022 | 2023 | 2024 | 2025 | 2026 | 2027 | 2028 | 2029 | 2030 | 2031 | 2032 | 2033 | 2034 | 2035 | MAX
|  | lvlcost | lvlcost | aMW_2016 | aMW_2017 | aMW_2018 | aMW_2019 | aMW_2020 | aMW_2021 | aMW_2022 | aMW_2023 | aMW_2024 | aMW_2025 | aMW_2026 | aMW_2027 | aMW_2028 | aMW_2029 | aMW_2030 | aMW_2031 | aMW_2032 | aMW_2033 | aMW_2034 | aMW_2035 | MAX
| Block 1: <= 0 mills/kWh | >=-9999 | <=0 | 0 | 0 | 0 | 0 | 0 | 0 | 0 | 0 | 0 | 0 | 0 | 0 | 0 | 0 | 0 | 0 | 0 | 0 | 0 | 0 | 0
| Block 2: 0-10 mills/kWh | >0 | <=10 | 0 | 0 | 0 | 0 | 0 | 0 | 0 | 0 | 0 | 0 | 0 | 0 | 0 | 0 | 0 | 0 | 0 | 0 | 0 | 0 | 0
| Block 3: 10-20 mills/kWh | >10 | <=20 | 0 | 0 | 0 | 0 | 0 | 0 | 0 | 0 | 0 | 0 | 0 | 0 | 0 | 0 | 0 | 0 | 0 | 0 | 0 | 0 | 0
| Block 4: 20-30 mills/kWh | >20 | <=30 | 0 | 0 | 0 | 0 | 0 | 0 | 0 | 0 | 0 | 0 | 0 | 0 | 0 | 0 | 0 | 0 | 0 | 0 | 0 | 0 | 0
| Block 5: 30-40 mills/kWh | >30 | <=40 | 0 | 0 | 0 | 0 | 0 | 0 | 0 | 0 | 0 | 0 | 0 | 0 | 0 | 0 | 0 | 0 | 0 | 0 | 0 | 0 | 0
| Block 6: 40-50 mills/kWh | >40 | <=50 | 1.1738 | 2.3226 | 3.4466 | 4.5464 | 5.6223 | 6.5634 | 7.2857 | 7.8349 | 8.2476 | 8.5523 | 8.7718 | 8.9241 | 9.0235 | 9.0812 | 9.1061 | 9.1054 | 9.0087 | 8.9127 | 8.8175 | 8.7233 | 131.2574
| Block 7: 50-60 mills/kWh | >50 | <=60 | 1.3759 | 2.7259 | 4.0502 | 5.3493 | 6.6236 | 7.7423 | 8.6054 | 9.2663 | 9.7671 | 10.1414 | 10.4155 | 10.6106 | 10.7433 | 10.8267 | 10.8713 | 10.8855 | 10.7849 | 10.6848 | 10.5857 | 10.4874 | 157.8025
| Block 8: 60-70 mills/kWh | >60 | <=70 | 1.3759 | 2.7259 | 4.0502 | 5.3493 | 6.6236 | 7.7423 | 8.6054 | 9.2663 | 9.7671 | 10.1414 | 10.4155 | 10.6106 | 10.7433 | 10.8267 | 10.8713 | 10.8855 | 10.7849 | 10.6848 | 10.5857 | 10.4874 | 157.8025
| Block 9: 70-80 mills/kWh | >70 | <=80 | 1.3759 | 2.7259 | 4.0502 | 5.3493 | 6.6236 | 7.7423 | 8.6054 | 9.2663 | 9.7671 | 10.1414 | 10.4155 | 10.6106 | 10.7433 | 10.8267 | 10.8713 | 10.8855 | 10.7849 | 10.6848 | 10.5857 | 10.4874 | 157.8025
| Block 10: 80-90 mills/kWh | >80 | <=90 | 1.3759 | 2.7259 | 4.0502 | 5.3493 | 6.6236 | 7.7423 | 8.6054 | 9.2663 | 9.7671 | 10.1414 | 10.4155 | 10.6106 | 10.7433 | 10.8267 | 10.8713 | 10.8855 | 10.7849 | 10.6848 | 10.5857 | 10.4874 | 157.8025
| Block 11: 90-100 mills/kWh | >90 | <=100 | 1.3759 | 2.7259 | 4.0502 | 5.3493 | 6.6236 | 7.7423 | 8.6054 | 9.2663 | 9.7671 | 10.1414 | 10.4155 | 10.6106 | 10.7433 | 10.8267 | 10.8713 | 10.8855 | 10.7849 | 10.6848 | 10.5857 | 10.4874 | 157.8025
| Block 12: 100-110 mills/kWh | >100 | <=110 | 1.3759 | 2.7259 | 4.0502 | 5.3493 | 6.6236 | 7.7423 | 8.6054 | 9.2663 | 9.7671 | 10.1414 | 10.4155 | 10.6106 | 10.7433 | 10.8267 | 10.8713 | 10.8855 | 10.7849 | 10.6848 | 10.5857 | 10.4874 | 157.8025
| Block 13: 110-120 mills/kWh | >110 | <=120 | 1.3759 | 2.7259 | 4.0502 | 5.3493 | 6.6236 | 7.7423 | 8.6054 | 9.2663 | 9.7671 | 10.1414 | 10.4155 | 10.6106 | 10.7433 | 10.8267 | 10.8713 | 10.8855 | 10.7849 | 10.6848 | 10.5857 | 10.4874 | 157.8025
| Block 14: 120-130 mills/kWh | >120 | <=130 | 1.3759 | 2.7259 | 4.0502 | 5.3493 | 6.6236 | 7.7423 | 8.6054 | 9.2663 | 9.7671 | 10.1414 | 10.4155 | 10.6106 | 10.7433 | 10.8267 | 10.8713 | 10.8855 | 10.7849 | 10.6848 | 10.5857 | 10.4874 | 157.8025
| Block 15: 130-140 mills/kWh | >130 | <=140 | 1.3759 | 2.7259 | 4.0502 | 5.3493 | 6.6236 | 7.7423 | 8.6054 | 9.2663 | 9.7671 | 10.1414 | 10.4155 | 10.6106 | 10.7433 | 10.8267 | 10.8713 | 10.8855 | 10.7849 | 10.6848 | 10.5857 | 10.4874 | 157.8025
| Block 16: 140-150 mills/kWh | >140 | <=150 | 1.3759 | 2.7259 | 4.0502 | 5.3493 | 6.6236 | 7.7423 | 8.6054 | 9.2663 | 9.7671 | 10.1414 | 10.4155 | 10.6106 | 10.7433 | 10.8267 | 10.8713 | 10.8855 | 10.7849 | 10.6848 | 10.5857 | 10.4874 | 157.8025
| Block 17: 150-160 mills/kWh | >150 | <=160 | 1.3759 | 2.7259 | 4.0502 | 5.3493 | 6.6236 | 7.7423 | 8.6054 | 9.2663 | 9.7671 | 10.1414 | 10.4155 | 10.6106 | 10.7433 | 10.8267 | 10.8713 | 10.8855 | 10.7849 | 10.6848 | 10.5857 | 10.4874 | 157.8025
| Block 18: 160-170 mills/kWh | >160 | <=170 | 1.3759 | 2.7259 | 4.0502 | 5.3493 | 6.6236 | 7.7423 | 8.6054 | 9.2663 | 9.7671 | 10.1414 | 10.4155 | 10.6106 | 10.7433 | 10.8267 | 10.8713 | 10.8855 | 10.7849 | 10.6848 | 10.5857 | 10.4874 | 157.8025
| Block 19: 170-180 mills/kWh | >170 | <=180 | 1.3759 | 2.7259 | 4.0502 | 5.3493 | 6.6236 | 7.7423 | 8.6054 | 9.2663 | 9.7671 | 10.1414 | 10.4155 | 10.6106 | 10.7433 | 10.8267 | 10.8713 | 10.8855 | 10.7849 | 10.6848 | 10.5857 | 10.4874 | 157.8025
| Block 20: 180-190 mills/kWh | >180 | <=190 | 1.3759 | 2.7259 | 4.0502 | 5.3493 | 6.6236 | 7.7423 | 8.6054 | 9.2663 | 9.7671 | 10.1414 | 10.4155 | 10.6106 | 10.7433 | 10.8267 | 10.8713 | 10.8855 | 10.7849 | 10.6848 | 10.5857 | 10.4874 | 157.8025
| Block 21: 190-200 mills/kWh | >190 | <=200 | 1.3759 | 2.7259 | 4.0502 | 5.3493 | 6.6236 | 7.7423 | 8.6054 | 9.2663 | 9.7671 | 10.1414 | 10.4155 | 10.6106 | 10.7433 | 10.8267 | 10.8713 | 10.8855 | 10.7849 | 10.6848 | 10.5857 | 10.4874 | 157.8025
| Block 22: 200-210 mills/kWh | >200 | <=210 | 1.3759 | 2.7259 | 4.0502 | 5.3493 | 6.6236 | 7.7423 | 8.6054 | 9.2663 | 9.7671 | 10.1414 | 10.4155 | 10.6106 | 10.7433 | 10.8267 | 10.8713 | 10.8855 | 10.7849 | 10.6848 | 10.5857 | 10.4874 | 157.8025
| Block 23: 210-220 mills/kWh | >210 | <=220 | 1.3759 | 2.7259 | 4.0502 | 5.3493 | 6.6236 | 7.7423 | 8.6054 | 9.2663 | 9.7671 | 10.1414 | 10.4155 | 10.6106 | 10.7433 | 10.8267 | 10.8713 | 10.8855 | 10.7849 | 10.6848 | 10.5857 | 10.4874 | 157.8025
| Block 24: 220-230 mills/kWh | >220 | <=230 | 1.3759 | 2.7259 | 4.0502 | 5.3493 | 6.6236 | 7.7423 | 8.6054 | 9.2663 | 9.7671 | 10.1414 | 10.4155 | 10.6106 | 10.7433 | 10.8267 | 10.8713 | 10.8855 | 10.7849 | 10.6848 | 10.5857 | 10.4874 | 157.8025
| Block 25: 230-240 mills/kWh | >230 | <=240 | 1.3759 | 2.7259 | 4.0502 | 5.3493 | 6.6236 | 7.7423 | 8.6054 | 9.2663 | 9.7671 | 10.1414 | 10.4155 | 10.6106 | 10.7433 | 10.8267 | 10.8713 | 10.8855 | 10.7849 | 10.6848 | 10.5857 | 10.4874 | 157.8025
| Block 26: 240-250 mills/kWh | >240 | <=250 | 1.3759 | 2.7259 | 4.0502 | 5.3493 | 6.6236 | 7.7423 | 8.6054 | 9.2663 | 9.7671 | 10.1414 | 10.4155 | 10.6106 | 10.7433 | 10.8267 | 10.8713 | 10.8855 | 10.7849 | 10.6848 | 10.5857 | 10.4874 | 157.8025
| Block 27: 250-260 mills/kWh | >250 | <=260 | 1.3759 | 2.7259 | 4.0502 | 5.3493 | 6.6236 | 7.7423 | 8.6054 | 9.2663 | 9.7671 | 10.1414 | 10.4155 | 10.6106 | 10.7433 | 10.8267 | 10.8713 | 10.8855 | 10.7849 | 10.6848 | 10.5857 | 10.4874 | 157.8025
| Block 28: 260-270 mills/kWh | >260 | <=270 | 1.3759 | 2.7259 | 4.0502 | 5.3493 | 6.6236 | 7.7423 | 8.6054 | 9.2663 | 9.7671 | 10.1414 | 10.4155 | 10.6106 | 10.7433 | 10.8267 | 10.8713 | 10.8855 | 10.7849 | 10.6848 | 10.5857 | 10.4874 | 157.8025
| Block 29: 270-280 mills/kWh | >270 | <=280 | 1.3759 | 2.7259 | 4.0502 | 5.3493 | 6.6236 | 7.7423 | 8.6054 | 9.2663 | 9.7671 | 10.1414 | 10.4155 | 10.6106 | 10.7433 | 10.8267 | 10.8713 | 10.8855 | 10.7849 | 10.6848 | 10.5857 | 10.4874 | 157.8025
| Block 30: 280-290 mills/kWh | >280 | <=290 | 1.3759 | 2.7259 | 4.0502 | 5.3493 | 6.6236 | 7.7423 | 8.6054 | 9.2663 | 9.7671 | 10.1414 | 10.4155 | 10.6106 | 10.7433 | 10.8267 | 10.8713 | 10.8855 | 10.7849 | 10.6848 | 10.5857 | 10.4874 | 157.8025
| Block 31: 290-300 mills/kWh | >290 | <=300 | 1.3759 | 2.7259 | 4.0502 | 5.3493 | 6.6236 | 7.7423 | 8.6054 | 9.2663 | 9.7671 | 10.1414 | 10.4155 | 10.6106 | 10.7433 | 10.8267 | 10.8713 | 10.8855 | 10.7849 | 10.6848 | 10.5857 | 10.4874 | 157.8025
| Block 32: > 300 mills/kWh | >300 | <=9999 | 1.3759 | 2.7259 | 4.0502 | 5.3493 | 6.6236 | 7.7423 | 8.6054 | 9.2663 | 9.7671 | 10.1414 | 10.4155 | 10.6106 | 10.7433 | 10.8267 | 10.8713 | 10.8855 | 10.7849 | 10.6848 | 10.5857 | 10.4874 | 157.8025
RECOMBINE MEASURE BUNDLES INTO SUPPLY CURVE INCREMENTAL
|  |  | DHP Ducted | 2016 | 2017 | 2018 | 2019 | 2020 | 2021 | 2022 | 2023 | 2024 | 2025 | 2026 | 2027 | 2028 | 2029 | 2030 | 2031 | 2032 | 2033 | 2034 | 2035 | MAX
|  |  | DHP Ducted | aMW_2016 | aMW_2017 | aMW_2018 | aMW_2019 | aMW_2020 | aMW_2021 | aMW_2022 | aMW_2023 | aMW_2024 | aMW_2025 | aMW_2026 | aMW_2027 | aMW_2028 | aMW_2029 | aMW_2030 | aMW_2031 | aMW_2032 | aMW_2033 | aMW_2034 | aMW_2035 | MAX
|  |  | Block 1: <= 0 mills/kWh | 0 | 0 | 0 | 0 | 0 | 0 | 0 | 0 | 0 | 0 | 0 | 0 | 0 | 0 | 0 | 0 | 0 | 0 | 0 | 0 | 0
|  |  | Block 2: 0-10 mills/kWh | 0 | 0 | 0 | 0 | 0 | 0 | 0 | 0 | 0 | 0 | 0 | 0 | 0 | 0 | 0 | 0 | 0 | 0 | 0 | 0 | 0
|  |  | Block 3: 10-20 mills/kWh | 0 | 0 | 0 | 0 | 0 | 0 | 0 | 0 | 0 | 0 | 0 | 0 | 0 | 0 | 0 | 0 | 0 | 0 | 0 | 0 | 0
|  |  | Block 4: 20-30 mills/kWh | 0 | 0 | 0 | 0 | 0 | 0 | 0 | 0 | 0 | 0 | 0 | 0 | 0 | 0 | 0 | 0 | 0 | 0 | 0 | 0 | 0
|  |  | Block 5: 30-40 mills/kWh | 0 | 0 | 0 | 0 | 0 | 0 | 0 | 0 | 0 | 0 | 0 | 0 | 0 | 0 | 0 | 0 | 0 | 0 | 0 | 0 | 0
|  |  | Block 6: 40-50 mills/kWh | 1.1738 | 2.3226 | 3.4466 | 4.5464 | 5.6223 | 6.5634 | 7.2857 | 7.8349 | 8.2476 | 8.5523 | 8.7718 | 8.9241 | 9.0235 | 9.0812 | 9.1061 | 9.1054 | 9.0087 | 8.9127 | 8.8175 | 8.7233 | 131.2574
|  |  | Block 7: 50-60 mills/kWh | 0.2021 | 0.40328 | 0.60355 | 0.80291 | 1.0014 | 1.1789 | 1.3198 | 1.4314 | 1.5196 | 1.5891 | 1.6438 | 1.6865 | 1.7198 | 1.7455 | 1.7652 | 1.7801 | 1.7762 | 1.7722 | 1.7682 | 1.7642 | 26.5451
|  |  | Block 8: 60-70 mills/kWh | 0 | 0 | 0 | 0 | 0 | 0 | 0 | 0 | 0 | 0 | 0 | 0 | 0 | 0 | 0 | 0 | 0 | 0 | 0 | 0 | 0
|  |  | Block 9: 70-80 mills/kWh | 0 | 0 | 0 | 0 | 0 | 0 | 0 | 0 | 0 | 0 | 0 | 0 | 0 | 0 | 0 | 0 | 0 | 0 | 0 | 0 | 0
|  |  | Block 10: 80-90 mills/kWh | 0 | 0 | 0 | 0 | 0 | 0 | 0 | 0 | 0 | 0 | 0 | 0 | 0 | 0 | 0 | 0 | 0 | 0 | 0 | 0 | 0
|  |  | Block 11: 90-100 mills/kWh | 0 | 0 | 0 | 0 | 0 | 0 | 0 | 0 | 0 | 0 | 0 | 0 | 0 | 0 | 0 | 0 | 0 | 0 | 0 | 0 | 0
|  |  | Block 12: 100-110 mills/kWh | 0 | 0 | 0 | 0 | 0 | 0 | 0 | 0 | 0 | 0 | 0 | 0 | 0 | 0 | 0 | 0 | 0 | 0 | 0 | 0 | 0
|  |  | Block 13: 110-120 mills/kWh | 0 | 0 | 0 | 0 | 0 | 0 | 0 | 0 | 0 | 0 | 0 | 0 | 0 | 0 | 0 | 0 | 0 | 0 | 0 | 0 | 0
|  |  | Block 14: 120-130 mills/kWh | 0 | 0 | 0 | 0 | 0 | 0 | 0 | 0 | 0 | 0 | 0 | 0 | 0 | 0 | 0 | 0 | 0 | 0 | 0 | 0 | 0
|  |  | Block 15: 130-140 mills/kWh | 0 | 0 | 0 | 0 | 0 | 0 | 0 | 0 | 0 | 0 | 0 | 0 | 0 | 0 | 0 | 0 | 0 | 0 | 0 | 0 | 0
|  |  | Block 16: 140-150 mills/kWh | 0 | 0 | 0 | 0 | 0 | 0 | 0 | 0 | 0 | 0 | 0 | 0 | 0 | 0 | 0 | 0 | 0 | 0 | 0 | 0 | 0
|  |  | Block 17: 150-160 mills/kWh | 0 | 0 | 0 | 0 | 0 | 0 | 0 | 0 | 0 | 0 | 0 | 0 | 0 | 0 | 0 | 0 | 0 | 0 | 0 | 0 | 0
|  |  | Block 18: 160-170 mills/kWh | 0 | 0 | 0 | 0 | 0 | 0 | 0 | 0 | 0 | 0 | 0 | 0 | 0 | 0 | 0 | 0 | 0 | 0 | 0 | 0 | 0
|  |  | Block 19: 170-180 mills/kWh | 0 | 0 | 0 | 0 | 0 | 0 | 0 | 0 | 0 | 0 | 0 | 0 | 0 | 0 | 0 | 0 | 0 | 0 | 0 | 0 | 0
|  |  | Block 20: 180-190 mills/kWh | 0 | 0 | 0 | 0 | 0 | 0 | 0 | 0 | 0 | 0 | 0 | 0 | 0 | 0 | 0 | 0 | 0 | 0 | 0 | 0 | 0
|  |  | Block 21: 190-200 mills/kWh | 0 | 0 | 0 | 0 | 0 | 0 | 0 | 0 | 0 | 0 | 0 | 0 | 0 | 0 | 0 | 0 | 0 | 0 | 0 | 0 | 0
|  |  | Block 22: 200-210 mills/kWh | 0 | 0 | 0 | 0 | 0 | 0 | 0 | 0 | 0 | 0 | 0 | 0 | 0 | 0 | 0 | 0 | 0 | 0 | 0 | 0 | 0
|  |  | Block 23: 210-220 mills/kWh | 0 | 0 | 0 | 0 | 0 | 0 | 0 | 0 | 0 | 0 | 0 | 0 | 0 | 0 | 0 | 0 | 0 | 0 | 0 | 0 | 0
|  |  | Block 24: 220-230 mills/kWh | 0 | 0 | 0 | 0 | 0 | 0 | 0 | 0 | 0 | 0 | 0 | 0 | 0 | 0 | 0 | 0 | 0 | 0 | 0 | 0 | 0
|  |  | Block 25: 230-240 mills/kWh | 0 | 0 | 0 | 0 | 0 | 0 | 0 | 0 | 0 | 0 | 0 | 0 | 0 | 0 | 0 | 0 | 0 | 0 | 0 | 0 | 0
|  |  | Block 26: 240-250 mills/kWh | 0 | 0 | 0 | 0 | 0 | 0 | 0 | 0 | 0 | 0 | 0 | 0 | 0 | 0 | 0 | 0 | 0 | 0 | 0 | 0 | 0
|  |  | Block 27: 250-260 mills/kWh | 0 | 0 | 0 | 0 | 0 | 0 | 0 | 0 | 0 | 0 | 0 | 0 | 0 | 0 | 0 | 0 | 0 | 0 | 0 | 0 | 0
|  |  | Block 28: 260-270 mills/kWh | 0 | 0 | 0 | 0 | 0 | 0 | 0 | 0 | 0 | 0 | 0 | 0 | 0 | 0 | 0 | 0 | 0 | 0 | 0 | 0 | 0
|  |  | Block 29: 270-280 mills/kWh | 0 | 0 | 0 | 0 | 0 | 0 | 0 | 0 | 0 | 0 | 0 | 0 | 0 | 0 | 0 | 0 | 0 | 0 | 0 | 0 | 0
|  |  | Block 30: 280-290 mills/kWh | 0 | 0 | 0 | 0 | 0 | 0 | 0 | 0 | 0 | 0 | 0 | 0 | 0 | 0 | 0 | 0 | 0 | 0 | 0 | 0 | 0
|  |  | Block 31: 290-300 mills/kWh | 0 | 0 | 0 | 0 | 0 | 0 | 0 | 0 | 0 | 0 | 0 | 0 | 0 | 0 | 0 | 0 | 0 | 0 | 0 | 0 | 0
|  |  | Block 32: > 300 mills/kWh | 0 | 0 | 0 | 0 | 0 | 0 | 0 | 0 | 0 | 0 | 0 | 0 | 0 | 0 | 0 | 0 | 0 | 0 | 0 | 0 | 0
|  |  | Total per Year | 1.3759 | 2.7259 | 4.0502 | 5.3493 | 6.6236 | 7.7423 | 8.6054 | 9.2663 | 9.7671 | 10.1414 | 10.4155 | 10.6106 | 10.7433 | 10.8267 | 10.8713 | 10.8855 | 10.7849 | 10.6848 | 10.5857 | 10.4874
|  |  | Total Cumulative | 1.3759 | 4.1018 | 8.152 | 13.5013 | 20.125 | 27.8673 | 36.4728 | 45.739 | 55.5062 | 65.6475 | 76.0631 | 86.6737 | 97.417 | 108.2437 | 119.115 | 130.0005 | 140.7854 | 151.4702 | 162.0559 | 172.5433 | 157.8025
ACHIEVABLE SAVINGS - CUMULATIVE BY MILL BIN - FOR MEASURE - DHP Ducted |  |  | aMW | 2016 | 2017 | 2018 | 2019 | 2020 | 2021 | 2022 | 2023 | 2024 | 2025 | 2026 | 2027 | 2028 | 2029 | 2030 | 2031 | 2032 | 2033 | 2034 | 2035
|  |  | DHP Ducted | aMW_2016 | aMW_2017 | aMW_2018 | aMW_2019 | aMW_2020 | aMW_2021 | aMW_2022 | aMW_2023 | aMW_2024 | aMW_2025 | aMW_2026 | aMW_2027 | aMW_2028 | aMW_2029 | aMW_2030 | aMW_2031 | aMW_2032 | aMW_2033 | aMW_2034 | aMW_2035
|  |  | Block 1: <= 0 mills/kWh | 0 | 0 | 0 | 0 | 0 | 0 | 0 | 0 | 0 | 0 | 0 | 0 | 0 | 0 | 0 | 0 | 0 | 0 | 0 | 0
|  |  | Block 2: 0-10 mills/kWh | 0 | 0 | 0 | 0 | 0 | 0 | 0 | 0 | 0 | 0 | 0 | 0 | 0 | 0 | 0 | 0 | 0 | 0 | 0 | 0
|  |  | Block 3: 10-20 mills/kWh | 0 | 0 | 0 | 0 | 0 | 0 | 0 | 0 | 0 | 0 | 0 | 0 | 0 | 0 | 0 | 0 | 0 | 0 | 0 | 0
|  |  | Block 4: 20-30 mills/kWh | 0 | 0 | 0 | 0 | 0 | 0 | 0 | 0 | 0 | 0 | 0 | 0 | 0 | 0 | 0 | 0 | 0 | 0 | 0 | 0
|  |  | Block 5: 30-40 mills/kWh | 0 | 0 | 0 | 0 | 0 | 0 | 0 | 0 | 0 | 0 | 0 | 0 | 0 | 0 | 0 | 0 | 0 | 0 | 0 | 0
|  |  | Block 6: 40-50 mills/kWh | 1.1738 | 3.4964 | 6.9431 | 11.4895 | 17.1118 | 23.6752 | 30.9608 | 38.7958 | 47.0433 | 55.5956 | 64.3674 | 73.2914 | 82.3149 | 91.3961 | 100.5022 | 109.6076 | 118.6163 | 127.529 | 136.3464 | 145.0697
|  |  | Block 7: 50-60 mills/kWh | 0.2021 | 0.60539 | 1.2089 | 2.0119 | 3.0132 | 4.1921 | 5.5119 | 6.9433 | 8.4628 | 10.0519 | 11.6957 | 13.3822 | 15.102 | 16.8476 | 18.6128 | 20.3929 | 22.1691 | 23.9413 | 25.7095 | 27.4736
|  |  | Block 8: 60-70 mills/kWh | 0 | 0 | 0 | 0 | 0 | 0 | 0 | 0 | 0 | 0 | 0 | 0 | 0 | 0 | 0 | 0 | 0 | 0 | 0 | 0
|  |  | Block 9: 70-80 mills/kWh | 0 | 0 | 0 | 0 | 0 | 0 | 0 | 0 | 0 | 0 | 0 | 0 | 0 | 0 | 0 | 0 | 0 | 0 | 0 | 0
|  |  | Block 10: 80-90 mills/kWh | 0 | 0 | 0 | 0 | 0 | 0 | 0 | 0 | 0 | 0 | 0 | 0 | 0 | 0 | 0 | 0 | 0 | 0 | 0 | 0
|  |  | Block 11: 90-100 mills/kWh | 0 | 0 | 0 | 0 | 0 | 0 | 0 | 0 | 0 | 0 | 0 | 0 | 0 | 0 | 0 | 0 | 0 | 0 | 0 | 0
|  |  | Block 12: 100-110 mills/kWh | 0 | 0 | 0 | 0 | 0 | 0 | 0 | 0 | 0 | 0 | 0 | 0 | 0 | 0 | 0 | 0 | 0 | 0 | 0 | 0
|  |  | Block 13: 110-120 mills/kWh | 0 | 0 | 0 | 0 | 0 | 0 | 0 | 0 | 0 | 0 | 0 | 0 | 0 | 0 | 0 | 0 | 0 | 0 | 0 | 0
|  |  | Block 14: 120-130 mills/kWh | 0 | 0 | 0 | 0 | 0 | 0 | 0 | 0 | 0 | 0 | 0 | 0 | 0 | 0 | 0 | 0 | 0 | 0 | 0 | 0
|  |  | Block 15: 130-140 mills/kWh | 0 | 0 | 0 | 0 | 0 | 0 | 0 | 0 | 0 | 0 | 0 | 0 | 0 | 0 | 0 | 0 | 0 | 0 | 0 | 0
|  |  | Block 16: 140-150 mills/kWh | 0 | 0 | 0 | 0 | 0 | 0 | 0 | 0 | 0 | 0 | 0 | 0 | 0 | 0 | 0 | 0 | 0 | 0 | 0 | 0
|  |  | Block 17: 150-160 mills/kWh | 0 | 0 | 0 | 0 | 0 | 0 | 0 | 0 | 0 | 0 | 0 | 0 | 0 | 0 | 0 | 0 | 0 | 0 | 0 | 0
|  |  | Block 18: 160-170 mills/kWh | 0 | 0 | 0 | 0 | 0 | 0 | 0 | 0 | 0 | 0 | 0 | 0 | 0 | 0 | 0 | 0 | 0 | 0 | 0 | 0
|  |  | Block 19: 170-180 mills/kWh | 0 | 0 | 0 | 0 | 0 | 0 | 0 | 0 | 0 | 0 | 0 | 0 | 0 | 0 | 0 | 0 | 0 | 0 | 0 | 0
|  |  | Block 20: 180-190 mills/kWh | 0 | 0 | 0 | 0 | 0 | 0 | 0 | 0 | 0 | 0 | 0 | 0 | 0 | 0 | 0 | 0 | 0 | 0 | 0 | 0
|  |  | Block 21: 190-200 mills/kWh | 0 | 0 | 0 | 0 | 0 | 0 | 0 | 0 | 0 | 0 | 0 | 0 | 0 | 0 | 0 | 0 | 0 | 0 | 0 | 0
|  |  | Block 22: 200-210 mills/kWh | 0 | 0 | 0 | 0 | 0 | 0 | 0 | 0 | 0 | 0 | 0 | 0 | 0 | 0 | 0 | 0 | 0 | 0 | 0 | 0
|  |  | Block 23: 210-220 mills/kWh | 0 | 0 | 0 | 0 | 0 | 0 | 0 | 0 | 0 | 0 | 0 | 0 | 0 | 0 | 0 | 0 | 0 | 0 | 0 | 0
|  |  | Block 24: 220-230 mills/kWh | 0 | 0 | 0 | 0 | 0 | 0 | 0 | 0 | 0 | 0 | 0 | 0 | 0 | 0 | 0 | 0 | 0 | 0 | 0 | 0
|  |  | Block 25: 230-240 mills/kWh | 0 | 0 | 0 | 0 | 0 | 0 | 0 | 0 | 0 | 0 | 0 | 0 | 0 | 0 | 0 | 0 | 0 | 0 | 0 | 0
|  |  | Block 26: 240-250 mills/kWh | 0 | 0 | 0 | 0 | 0 | 0 | 0 | 0 | 0 | 0 | 0 | 0 | 0 | 0 | 0 | 0 | 0 | 0 | 0 | 0
|  |  | Block 27: 250-260 mills/kWh | 0 | 0 | 0 | 0 | 0 | 0 | 0 | 0 | 0 | 0 | 0 | 0 | 0 | 0 | 0 | 0 | 0 | 0 | 0 | 0
|  |  | Block 28: 260-270 mills/kWh | 0 | 0 | 0 | 0 | 0 | 0 | 0 | 0 | 0 | 0 | 0 | 0 | 0 | 0 | 0 | 0 | 0 | 0 | 0 | 0
|  |  | Block 29: 270-280 mills/kWh | 0 | 0 | 0 | 0 | 0 | 0 | 0 | 0 | 0 | 0 | 0 | 0 | 0 | 0 | 0 | 0 | 0 | 0 | 0 | 0
|  |  | Block 30: 280-290 mills/kWh | 0 | 0 | 0 | 0 | 0 | 0 | 0 | 0 | 0 | 0 | 0 | 0 | 0 | 0 | 0 | 0 | 0 | 0 | 0 | 0
|  |  | Block 31: 290-300 mills/kWh | 0 | 0 | 0 | 0 | 0 | 0 | 0 | 0 | 0 | 0 | 0 | 0 | 0 | 0 | 0 | 0 | 0 | 0 | 0 | 0
|  |  | Block 32: > 300 mills/kWh | 0 | 0 | 0 | 0 | 0 | 0 | 0 | 0 | 0 | 0 | 0 | 0 | 0 | 0 | 0 | 0 | 0 | 0 | 0 | 0
|  |  | Total per Year | 1.3759 | 4.1018 | 8.152 | 13.5013 | 20.125 | 27.8673 | 36.4728 | 45.739 | 55.5062 | 65.6475 | 76.0631 | 86.6737 | 97.417 | 108.2437 | 119.115 | 130.0005 | 140.7854 | 151.4702 | 162.0559 | 172.5433
Note on B37: Tina Jayaweera: Saturation accounted for by CZ/HZ in measure savings
Note on B38: Tina Jayaweera: Saturation accounted for by CZ/HZ in measure savings
Note on D42: Tina Jayaweera: New homes treated separately
Note on B43: Tina Jayaweera: Saturation accounted for by CZ/HZ in measure savings

## HVAC weighting
From RBSA
Conversion
FAF | Single Family | Multifamily - Low Rise | Multifamily - High Rise | Manufactured
HZ1 | 5.503% | 1.961% | 1.961% | 45.2%
HZ23 | 1.201% | 0% | 0% | 18.23%

## accomplishments
savingsYear | BPA Sector | BPA EndUse | BPA Category | BPA TAP | SumOfkWhBusbar | SumOfaMWBusbar
2010 | Residential | HVAC | HVAC System | Air Conditioners | 23250.4855 | 0.0026542
2010 | Residential | HVAC | HVAC System | Air-Source Heat Pumps w/Duct Sealing | 4071163.3856 | 0.46474
2010 | Residential | HVAC | HVAC System | Air-Source Heat Pumps w/o Duct Sealing | 14753858.5445 | 1.6842
2010 | Residential | HVAC | HVAC System | Ductless Heat Pumps | 18112098.7674 | 2.0676
2011 | Residential | HVAC | HVAC System | Air Conditioners | 18794.397 | 0.0021455
2011 | Residential | HVAC | HVAC System | Air-Source Heat Pumps w/Duct Sealing | 5455968.1357 | 0.62283
2011 | Residential | HVAC | HVAC System | Air-Source Heat Pumps w/o Duct Sealing | 12935438.9335 | 1.4766
2011 | Residential | HVAC | HVAC System | Ductless Heat Pumps | 29545227.7902 | 3.3727
2012 | Residential | HVAC | HVAC System | Air Conditioners | 13190.8764 | 0.0015058
2012 | Residential | HVAC | HVAC System | Air-Source Heat Pumps w/Duct Sealing | 3885482.768 | 0.44355
2012 | Residential | HVAC | HVAC System | Air-Source Heat Pumps w/o Duct Sealing | 8994375.0907 | 1.0268
2012 | Residential | HVAC | HVAC System | Ductless Heat Pumps | 21161408.5175 | 2.4157
|  |  |  | Ductless Heat Pumps |  | 7.856
|  |  |  | Air-Source Heat Pumps w/Duct Sealing |  | 1.5311
|  |  |  | Air-Source Heat Pumps w/o Duct Sealing |  | 4.1876

## M_Input_Out
Shaped Savings Results; By Category and sorted by TRC BC ratio
[14 empty] | Savings Allocation by Category and Month for Segments 1 | [11 empty] | Savings Allocation by Category and Month for Segments 2
Category | Measure | Busbar Savings | First Cost | Admin Cost | First Year Program Cost | PV Cost | PV Benefits | Unit Program Cost: First Year Program Cost in $/average annual kW saved | Utility System Net Levelized Cost (Net of T&D Capacity Benefits, Act Credit & Risk-Mitigation) in mills/kWh | TRC Net Levelized Cost (Net of All Benefits) in mills/kWh | TRC B/C Ratio | Net Electric & Gas System CO2 Avoided (Lifetime Tons) | Wholesale KW | Jan | Feb | Mar | Apr | May | Jun | Jul | Aug | Sep | Oct | Nov | Dec | Jan | Feb | Mar | Apr | May | Jun | Jul | Aug | Sep | Oct | Nov | Dec
Install Ductless Heat Pump in House with Existing FAF - Manufactured Home + HZ23 |  | 6105.3655 | 3733.0371 | 746.6074 | 4479.6445 | 5386.3416 | 5138.5299 | 6427.4097 | 20.6219 | 40.9546 | 0.95399 | 58.0008 | 1.9442 | 634.6195 | 489.1685 | 357.7918 | 241.5737 | 152.3127 | 25.069 | 2.0627 | 3.2207 | 21.132 | 167.846 | 451.4292 | 592.004 | 566.8049 | 428.9909 | 325.0348 | 243.2615 | 174.6031 | 36.7756 | 5.4713 | 5.6502 | 34.333 | 168.6027 | 443.4953 | 534.1127
Install Ductless Heat Pump in House with Existing FAF - Manufactured Home + HZ1 |  | 6179.976 | 3992.1071 | 798.4214 | 4790.5285 | 5760.1497 | 5330.0726 | 6790.4842 | 20.1676 | 43.082 | 0.92534 | 58.7096 | 2.2554 | 656.8603 | 464.893 | 416.3398 | 313.3454 | 188.7518 | 64.2765 | 17.7303 | 7.1004 | 29.4285 | 202.699 | 473.4541 | 584.9362 | 514.3513 | 373.5076 | 317.7846 | 264.9541 | 184.794 | 63.4905 | 24.6285 | 11.2831 | 33.3861 | 155.3659 | 371.0163 | 445.5987
Install Ductless Heat Pump in House with Existing FAF - Single Family Home + HZ23 |  | 3924.8281 | 3718.4279 | 743.6856 | 4462.1134 | 5365.2623 | 4609.3166 | 9959.1912 | 41.8882 | 52.1402 | 0.8591 | 37.2857 | 1.2498 | 407.9645 | 314.4615 | 230.0061 | 155.2954 | 97.9141 | 16.1156 | 1.326 | 2.0704 | 13.5847 | 107.8996 | 290.2008 | 380.5692 | 364.37 | 275.7764 | 208.9483 | 156.3804 | 112.2434 | 23.6411 | 3.5172 | 3.6322 | 22.0709 | 108.3861 | 285.1005 | 343.3538
Install Ductless Heat Pump in House with Existing FAF - Single Family Home + HZ1 |  | 4132.8308 | 3992.1071 | 798.4214 | 4790.5285 | 5760.1497 | 4678.2071 | 10154.0643 | 40.421 | 57.2245 | 0.81217 | 39.2618 | 1.5083 | 439.2723 | 310.8951 | 278.4253 | 209.5483 | 126.2269 | 42.9846 | 11.8571 | 4.7483 | 19.6802 | 135.554 | 316.6203 | 391.1734 | 343.9701 | 249.7815 | 212.517 | 177.1868 | 123.5801 | 42.459 | 16.4702 | 7.5455 | 22.3268 | 103.9003 | 248.1155 | 297.9921

## M_Input
Data Set Name
Measure Index Name
Costs must be denominated in the same year as 'Input Cost Reference Year' = | 2012
1 | 2 | 3 | 4 | 5 | 6 | 7 | 8 | 9 | 10 | 11 | 12 | 13 | 14 | 15 | 16
Input Data | [7 empty] | Periodic Replacement Costs and Savings and Replacement Period | [5 empty] | Gas Inputs |  | Retro or LO | Early Retrofit Parameters
Category Name | Measure Name | Savings (kwh/yr) | Life (yrs) | Capital Cost | Annual O&M | Shape Pointer | Non-E Val ($/yr) | Cost 1 ($) | Period 1 | Cost 2 ($) | Period 2 | Cost 3 ($) | Period 3 | Savings (therms/yr) | Shape Pointer | R or L | Savings 2 (kWh) | Remaining Life (yrs) | Salvage Value ($)
Install Ductless Heat Pump in House with Existing FAF - Single Family Home + HZ1 | Install Ductless Heat Pump in House with Existing FAF - Single Family Home - HZ1 | 3835.6658 | 15 | 3992.1071 | 0 | R-All-HVAC-ERconvertDHP-HZ1-All-N | 101.7077 | 0 | 0 | 0 | 0 | 0 | 0 | 0 |  | L
Install Ductless Heat Pump in House with Existing FAF - Single Family Home + HZ23 | Install Ductless Heat Pump in House with Existing FAF - Single Family Home - HZ2 | 3641.7154 | 15 | 3718.4279 | 0 | R-All-HVAC-ERconvertDHP-HZ2-All-N | 119.1826 | 0 | 0 | 0 | 0 | 0 | 0 | 0 |  | L
Install Ductless Heat Pump in House with Existing FAF - Manufactured Home + HZ1 | Install Ductless Heat Pump in House with Existing FAF - Manufactured Home - HZ1 | 5735.6141 | 15 | 3992.1071 | 0 | R-All-HVAC-ERconvertDHP-HZ1-All-N | 29.5424 | 0 | 0 | 0 | 0 | 0 | 0 | 0 |  | L
Install Ductless Heat Pump in House with Existing FAF - Manufactured Home + HZ23 | Install Ductless Heat Pump in House with Existing FAF - Manufactured Home - HZ1 | 5664.9623 | 15 | 3733.0371 | 0 | R-All-HVAC-ERconvertDHP-HZ2-All-N | 35.9082 | 0 | 0 | 0 | 0 | 0 | 0 | 0 |  | L
ProCost Results
Version: | ProCost 3.0 - Beta04
Run Time: | Wednesday, 25 March , 2015 at 3:49 PM
Regurgitation of ProData input parameters which were used for this run
| Run Parameters |  | Run Parameters |  |  | Marginal Cost & Conservation Load Shape Parameters | [9 empty] | Sponsor Parameters | [5 empty] | Program Parameters |  |  | Utility System Parameters
| Run Type | Electric | Run Type | Electric |  | Marginal Costs and Savings Shape File | Q:\SeventhPlan\Conservation Analysis\Global EE Inputs\MC Files\MC_AND_LOADSHAPE_v3.0_24segment-7P-D9 - NewSegValues.xlsx |  |  | 6P MidC Final (with carbon) | [6 empty] | Customer | Wholesale Elec | Retail Elec | Nat Gas |  | Program Life (yrs) | 20 |  |  | Electric | Gas
| Negative B/C Ratios | Off | Negative B/C Ratios | Off |  | Marginal Elec Avoided Cost Input Worksheet | 7P Mid |  |  | Conservation Load Shapes | [5 empty] | Real After-Tax Cost of Capital | 0.043096 | 0.043878 | 0.053289 | 0.054479 |  | Program Start Date | 2016 |  | Bulk System T&D Loss Factor | 0.0040389 | 0.01
| Admin Cost @ Category Level | On | Admin Cost @ Category Level | On |  | Elec Savings Shape Input Worksheet | GLSShapes |  |  | 6P_Gas_Final | [5 empty] | Financial Life (years) | 12 | 12 | 1 | 1 |  | Present Value Time Zero | 2016 |  | Bulk System T&D Credit ($/kw-yr)($/dailytherm-yr) | 26 | 0
| Repeat Periodic Replacement | On | Repeat Periodic Replacement | On |  | Marginal Gas Avoided Cost Input Worksheet | 7P Gas |  |  | Conservation Load Shapes | [6 empty] | Customer | Wholesale Elec | Retail Elec | Nat Gas |  | Input Cost Reference Year | 2012 |  | Bulk System T&D I2R Loss Component (%) | 0.9 | N/A
[6 empty] | Gas Savings Shape Input Worksheet | GLSShapes | [8 empty] | Sponsor Share of Initial Capital Cost | 0.35 | 0.195 | 0.455 | 0 |  | Real Discount Rate | 0.04 |  | Local System Dist Loss Factor | 0.047399 | 0
| Run Type: | Electric |  |  |  | Marginal Elec CO2 per kWh Input Worksheet | CO2 lbs per kWh .95 |  |  | CO2 lbs per therm | [5 empty] | Sponsor Share of Annual O&M | 1 | 0 | 0 | 0 |  | Capital Real Escalation Rate | 0 |  | Local System Dist Credit ($/kw-yr)($/dailytherm-yr) | 31 | 0
| Negative B/C Ratios: | False: (Converts Negative B/C Ratios) |  |  |  | Marginal Gas CO2 per therm Input Worksheet | CO2 lbs per therm |  |  | Zero Dollars per ton CO2 | [5 empty] | Sponsor Share of Periodic Replacement Cost | 1 | 0 | 0 | 0 |  | Admin Cost (as % of Initial Capital Cost) | 0.2 |  | Local System Dist I2R Loss Component (%) | 0.7 | N/A
| Admin Cost / Category Level: | True: Admin Costs added at Category Results |  |  |  | Marginal Avoided Cost CO2 Input Worksheet | Zero Dollars per ton CO2 |  |  | LineLossShapes | [5 empty] | Sponsor Share of Admin Cost |  | 0.3 | 0.7 | 0 |  | Regional Act Conservation Credit (%) | 0 |  | Risk-Mitigation Credit (mills/kWh)(mills/therm) - Retro. | 0 | 0
| Periodic O&M Treatment: | True: (Periodic O&M Repeats over measure life) |  |  |  | Line Loss Shape Input Worksheet | LineLossShapes | [8 empty] | Last Year of Non-Customer O&M & Period Replacement |  | 20 |  |  |  | Report Annual Carbon Saved for Year | 2018 |  | Risk-Mitigation Credit (mills/kWh)(mills/therm) - Lost Op. | 0 | 0
Measure Results; Sorted in same order as input
Total Results |  | Measure Input Data | [8 empty] | Savings | [5 empty] | PV Capital |  |  |  | PV Admin |  |  |  | PV O&M |  |  |  | PV Periodic Repl. |  |  |  | Total PV Capital, O&M and Periodic Repl Costs |  |  |  |  | PV Wholesale Electric Utility Costs & Benefits | [6 empty] | PV Retail Electric Utility Costs & Benefits | [6 empty] | PV Electric Utility System Costs & Benefits | [5 empty] | Electric Utility System Economics |  | Sponsor Levelized Cost (mills/kwh) |  |  |  |  | PV Regional Costs & Benefits | [15 empty] | TRC Economics |  | Physical CO2 | [5 empty] | Gas Inputs |  |  |  | PV Gas Utility System Costs & Benefits |  |  |  |  | Gas Utility System Economics
Category | Measure | Measure Life | Site Savings (kWh) | Site Savings (therms) | Capital Cost ($/unit) | Annual O&M Cost ($/unit) | PV Per. Repl. Cost ($/unit) | Load Shape (electric) | Diversified Load Factor (electric) | Wholesale Power Coincidence Factor (electric) | Wholesale Electric Energy (kWh) | Wholesale Electric Demand (kw) | Retail Electric Demand (kW) | Wholesale Gas Energy (therms/yr) | Wholesale Gas Demand (therms/day) | Retail Gas Demand (therms/day) | Wholesale Electric | Retail Electric | Natural Gas | Customer | Wholesale Electric | Retail Electric | Natural Gas | Customer | Wholesale Electric | Retail Electric | Natural Gas | Customer | Wholesale Electric | Retail Electric | Natural Gas | Customer | Wholesale Electric | Retail Electric | Natural Gas | Customer | Total | Wholesale Utility System Energy | Wholesale Utility System T&D Def. Cap. | Wholesale Utility System Act C-E Credit | Wholesale Utility System Risk Mitigation Benefit | Wholesale Utility System Total System Benefit | Wholesale Utility System Total Non-Consumer Cost | Wholesale Utility System B/C Ratio | Retail Utility System Energy | Retail Utility System T&D Def. Cap. | Retail Utility System Act C-E Credit | Retail Utility System Risk Mitigation Benefit | Retail Utility System Total System Benefit | Retail Utility System Total Non-Consumer Cost | Retail Utility System System B/C Ratio | Utility System Energy | Utility System T&D Def. Cap. | Utility System Act C-E Credit | Utility System Total Risk Mitigation Benefit | Utility System Total System Benefit | Utility System Total Non-Consumer Cost | Utility System Net Levelized Cost (Net of Elec T&D Capacity Benefits, Act Credit & Risk-Mitigation Benefit) in mills/kwh | Utility System System B/C Ratio | Wholesale Electric Levelized Cost | Retail Electric Levelized Cost | Natural Gas Levelized Cost | Customer Levelized Cost | Total Levelized Cost | PV Regional Electric Energy | PV Regional Gas Energy | PV Regional Electric T&D Def. Cap. | PV Regional Gas T&D Def. Cap. | PV Regional Electric System CO2 | PV Regional Gas System CO2 | PV Regional Electric System Risk-Mitigation Benefit | PV Regional Gas System Risk-Mitigation Benefit | PV Regional Non-E Value | PV Regional Act Credit | PV Regional Capital Cost | PV Regional Admin Cost | PV Regional Annual O&M Cost | PV Regional Periodic Replacement Cost | PV Total Regional Benefit | PV Total Regional Cost | TRC B/C Ratio | TRC Net Levelized Cost (Net of All Benefits) in mills/kWh | Electric System CO2 Avoided (Lifetime Tons) | Gas System CO2 Avoided (Lifetime Tons) | Total System CO2 Avoided (Lifetime Tons) | Electric System CO2 Avoided (Annual Tons in 2018) | Gas System CO2 Avoided (Annual Tons in 2018) | Total System CO2 Avoided (Annual Tons in 2018) | Gas Site Savings (therms) | Load Shape (gas) | Diversitfied Load Factor (gas) | Wholesale Coincidence Factor (gas) | Total Gas Utility System Energy | Gas Utility System T&D Def. Cap. | Gas Utility System Risk Mitigation Benefit | Gas Utility System Total System Benefit | Gas Utility System Total Non-Consumer Cost | Gas Utility System Net Levelized Cost (Net of Gas T&D Capacity Benefits & Risk-Mitigation Benefits) in cents/therm | Gas Utility System System B/C Ratio
Install Ductless Heat Pump in House with Existing FAF - Single Family Home + HZ1 | Install Ductless Heat Pump in House with Existing FAF - Single Family Home - HZ1 | 15 | 3835.6658 | 0 | 3992.1071 | 0 | 0 | R-All-HVAC-ERconvertDHP-HZ1-All-N |  |  | 4132.8308 | 1.5083 | 1.4974 | 0 | 0 | 0 | 796.0795 | 1839.6186 | 0 | 2326.0303 | (na) | (na) | (na) | (na) | 0 | 0 | 0 | 0 | 0 | 0 | 0 | 0 | 796.0795 | 1839.6186 | 0 | 2326.0303 | 4961.7283 | 2132.1562 | 532.9527 | 0 | 0 | 2665.1089 | 796.0795 | 3.3478 | 2132.1562 | 630.8573 | 0 | 0 | 2763.0134 | 1839.6186 | 1.5019 | 2132.1562 | 1163.81 | 0 | 0 | 3295.9662 | 2635.6981 | 26.2058 | 1.2505 | 14.1736 | 32.7529 | 0 | 41.4131 | 88.3396 | 2132.1562 | 0 | 1163.81 | 0 | 0 | 0 | 0 | 0 | 1382.241 | 0 | 4961.7283 |  | 0 | 0 | 4678.2071 | 4961.7283 | 0.94286 | 43.0092 | 39.2618 | 0 | 39.2618 | 1.9631 | 0 | 1.9631 | 0 |  | 0 | 0 | 0 | 0 | 0 | 0 | 0 | 9999 | 9999
Install Ductless Heat Pump in House with Existing FAF - Single Family Home + HZ23 | Install Ductless Heat Pump in House with Existing FAF - Single Family Home - HZ2 | 15 | 3641.7154 | 0 | 3718.4279 | 0 | 0 | R-All-HVAC-ERconvertDHP-HZ2-All-N |  |  | 3924.8281 | 1.2498 | 1.2408 | 0 | 0 | 0 | 741.5042 | 1713.5034 | 0 | 2166.5691 | (na) | (na) | (na) | (na) | 0 | 0 | 0 | 0 | 0 | 0 | 0 | 0 | 741.5042 | 1713.5034 | 0 | 2166.5691 | 4621.5767 | 2025.1992 | 441.6294 | 0 | 0 | 2466.8286 | 741.5042 | 3.3268 | 2025.1992 | 522.7577 | 0 | 0 | 2547.9568 | 1713.5034 | 1.487 | 2025.1992 | 964.3871 | 0 | 0 | 2989.5863 | 2455.0076 | 27.9458 | 1.2178 | 13.9015 | 32.1244 | 0 | 40.6183 | 86.6442 | 2025.1992 | 0 | 964.3871 | 0 | 0 | 0 | 0 | 0 | 1619.7304 | 0 | 4621.5767 |  | 0 | 0 | 4609.3166 | 4621.5767 | 0.99735 | 38.1978 | 37.2857 | 0 | 37.2857 | 1.8643 | 0 | 1.8643 | 0 |  | 0 | 0 | 0 | 0 | 0 | 0 | 0 | 9999 | 9999
Install Ductless Heat Pump in House with Existing FAF - Manufactured Home + HZ1 | Install Ductless Heat Pump in House with Existing FAF - Manufactured Home - HZ1 | 15 | 5735.6141 | 0 | 3992.1071 | 0 | 0 | R-All-HVAC-ERconvertDHP-HZ1-All-N |  |  | 6179.976 | 2.2554 | 2.2391 | 0 | 0 | 0 | 796.0795 | 1839.6186 | 0 | 2326.0303 | (na) | (na) | (na) | (na) | 0 | 0 | 0 | 0 | 0 | 0 | 0 | 0 | 796.0795 | 1839.6186 | 0 | 2326.0303 | 4961.7283 | 3188.2927 | 796.9441 | 0 | 0 | 3985.2367 | 796.0795 | 5.0061 | 3188.2927 | 943.3444 | 0 | 0 | 4131.6371 | 1839.6186 | 2.2459 | 3188.2927 | 1740.2885 | 0 | 0 | 4928.5811 | 2635.6981 | 10.6612 | 1.8699 | 9.4785 | 21.9034 | 0 | 27.6948 | 59.0767 | 3188.2927 | 0 | 1740.2885 | 0 | 0 | 0 | 0 | 0 | 401.4915 | 0 | 4961.7283 |  | 0 | 0 | 5330.0726 | 4961.7283 | 1.0742 | 33.5757 | 58.7096 | 0 | 58.7096 | 2.9355 | 0 | 2.9355 | 0 |  | 0 | 0 | 0 | 0 | 0 | 0 | 0 | 9999 | 9999
Install Ductless Heat Pump in House with Existing FAF - Manufactured Home + HZ23 | Install Ductless Heat Pump in House with Existing FAF - Manufactured Home - HZ1 | 15 | 5664.9623 | 0 | 3733.0371 | 0 | 0 | R-All-HVAC-ERconvertDHP-HZ2-All-N |  |  | 6105.3655 | 1.9442 | 1.9302 | 0 | 0 | 0 | 744.4175 | 1720.2355 | 0 | 2175.0812 | (na) | (na) | (na) | (na) | 0 | 0 | 0 | 0 | 0 | 0 | 0 | 0 | 744.4175 | 1720.2355 | 0 | 2175.0812 | 4639.7342 | 3150.3497 | 686.9878 | 0 | 0 | 3837.3375 | 744.4175 | 5.1548 | 3150.3497 | 813.1889 | 0 | 0 | 3963.5386 | 1720.2355 | 2.3041 | 3150.3497 | 1500.1767 | 0 | 0 | 4650.5264 | 2464.653 | 11.6239 | 1.8869 | 8.9717 | 20.7322 | 0 | 26.214 | 55.918 | 3150.3497 | 0 | 1500.1767 | 0 | 0 | 0 | 0 | 0 | 488.0035 | 0 | 4639.7342 |  | 0 | 0 | 5138.5299 | 4639.7342 | 1.1075 | 31.9565 | 58.0008 | 0 | 58.0008 | 2.9 | 0 | 2.9 | 0 |  | 0 | 0 | 0 | 0 | 0 | 0 | 0 | 9999 | 9999
Category Results; Sorted by TRC Levelized Cost
Total Results |  | Measure Input Data | [8 empty] | Savings | [5 empty] | PV Capital |  |  |  | PV Admin |  |  |  | PV O&M |  |  |  | PV Periodic Repl. |  |  |  | Total PV Capital, O&M and Periodic Repl Costs |  |  |  |  | PV Wholesale Electric Utility Costs & Benefits | [6 empty] | PV Retail Electric Utility Costs & Benefits | [6 empty] | PV Electric Utility System Costs & Benefits | [5 empty] | Electric Utility System Economics |  | Sponsor Levelized Cost (mills/kwh) |  |  |  |  | PV Regional Costs & Benefits | [15 empty] | TRC Economics |  | Physical CO2 | [5 empty] | Gas Inputs |  |  |  | PV Gas Utility System Costs & Benefits |  |  |  |  | Gas Utility System Economics
Category | Measure | Measure Life | Site Savings (kWh) | Site Savings (therms) | Capital Cost ($/unit) | Annual O&M Cost ($/unit) | PV Per. Repl. Cost ($/unit) | Load Shape (electric) | Diversified Load Factor (electric) | Wholesale Power Coincidence Factor (electric) | Wholesale Electric Energy (kWh) | Wholesale Electric Demand (kw) | Retail Electric Demand (kW) | Wholesale Gas Energy (therms/yr) | Wholesale Gas Demand (therms/day) | Retail Gas Demand (therms/day) | Wholesale Electric | Retail Electric | Natural Gas | Customer | Wholesale Electric | Retail Electric | Natural Gas | Customer | Wholesale Electric | Retail Electric | Natural Gas | Customer | Wholesale Electric | Retail Electric | Natural Gas | Customer | Wholesale Electric | Retail Electric | Natural Gas | Customer | Total | Wholesale Utility System Energy | Wholesale Utility System T&D Def. Cap. | Wholesale Utility System Act C-E Credit | Wholesale Utility System Risk Mitigation Benefit | Wholesale Utility System Total System Benefit | Wholesale Utility System Total Non-Consumer Cost | Wholesale Utility System B/C Ratio | Retail Utility System Energy | Retail Utility System T&D Def. Cap. | Retail Utility System Act C-E Credit | Retail Utility System Risk Mitigation Benefit | Retail Utility System Total System Benefit | Retail Utility System Total Non-Consumer Cost | Retail Utility System System B/C Ratio | Utility System Energy | Utility System T&D Def. Cap. | Utility System Act C-E Credit | Utility System Total Risk Mitigation Benefit | Utility System Total System Benefit | Utility System Total Non-Consumer Cost | Utility System Net Levelized Cost (Net of Elec T&D Capacity Benefits, Act Credit & Risk-Mitigation Benefit) in mills/kwh | Utility System System B/C Ratio | Wholesale Electric Levelized Cost | Retail Electric Levelized Cost | Natural Gas Levelized Cost | Customer Levelized Cost | Total Levelized Cost | PV Regional Electric Energy | PV Regional Gas Energy | PV Regional Electric T&D Def. Cap. | PV Regional Gas T&D Def. Cap. | PV Regional Electric System CO2 | PV Regional Gas System CO2 | PV Regional Electric System Risk-Mitigation Benefit | PV Regional Gas System Risk-Mitigation Benefit | PV Regional Non-E Value | PV Regional Act Credit | PV Regional Capital Cost | PV Regional Admin Cost | PV Regional Annual O&M Cost | PV Regional Periodic Replacement Cost | PV Total Regional Benefit | PV Total Regional Cost | TRC B/C Ratio | TRC Net Levelized Cost (Net of All Benefits) in mills/kWh | Electric System CO2 Avoided (Lifetime Tons) | Gas System CO2 Avoided (Lifetime Tons) | Total System CO2 Avoided (Lifetime Tons) | Electric System CO2 Avoided (Annual Tons in 2018) | Gas System CO2 Avoided (Annual Tons in 2018) | Total System CO2 Avoided (Annual Tons in 2018) | Gas Site Savings (therms) | Load Shape (gas) | Diversitfied Load Factor (gas) | Wholesale Coincidence Factor (gas) | Total Gas Utility System Energy | Gas Utility System T&D Def. Cap. | Gas Utility System Risk Mitigation Benefit | Gas Utility System Total System Benefit | Gas Utility System Total Non-Consumer Cost | Gas Utility System Net Levelized Cost (Net of Gas T&D Capacity Benefits & Risk-Mitigation Benefits) in cents/therm | Gas Utility System System B/C Ratio
Install Ductless Heat Pump in House with Existing FAF - Manufactured Home + HZ23 |  | 15 | 5664.9623 | 0 | 3733.0371 | 0 | 0 |  |  |  | 6105.3655 | 1.9442 | 1.9302 | 0 | 0 | 0 | 744.4175 | 1720.2355 | 0 | 2175.0812 | 223.9822 | 522.6252 | 0 | 0 | 0 | 0 | 0 | 0 | 0 | 0 | 0 | 0 | 968.3997 | 2242.8607 | 0 | 2175.0812 | 5386.3416 | 3150.3497 | 686.9878 | 0 | 0 | 3837.3375 | 968.3997 | 3.9626 | 3150.3497 | 813.1889 | 0 | 0 | 3963.5386 | 2242.8607 | 1.7672 | 3150.3497 | 1500.1767 | 0 | 0 | 4650.5264 | 3211.2604 | 20.6219 | 1.4482 | 11.6711 | 27.0309 | 0 | 26.214 | 64.9161 | 3150.3497 | 0 | 1500.1767 | 0 | 0 | 0 | 0 | 0 | 488.0035 | 0 | 4639.7342 | 746.6074 | 0 | 0 | 5138.5299 | 5386.3416 | 0.95399 | 40.9546 | 58.0008 | 0 | 58.0008 | 2.9 | 0 | 2.9 | 0 |  | 0 | 0 | 0 | 0 | 0 | 0 | 0 | 9999 | 9999
Install Ductless Heat Pump in House with Existing FAF - Manufactured Home + HZ1 |  | 15 | 5735.6141 | 0 | 3992.1071 | 0 | 0 |  |  |  | 6179.976 | 2.2554 | 2.2391 | 0 | 0 | 0 | 796.0795 | 1839.6186 | 0 | 2326.0303 | 239.5264 | 558.895 | 0 | 0 | 0 | 0 | 0 | 0 | 0 | 0 | 0 | 0 | 1035.6059 | 2398.5136 | 0 | 2326.0303 | 5760.1497 | 3188.2927 | 796.9441 | 0 | 0 | 3985.2367 | 1035.6059 | 3.8482 | 3188.2927 | 943.3444 | 0 | 0 | 4131.6371 | 2398.5136 | 1.7226 | 3188.2927 | 1740.2885 | 0 | 0 | 4928.5811 | 3434.1195 | 20.1676 | 1.4352 | 12.3304 | 28.5579 | 0 | 27.6948 | 68.5831 | 3188.2927 | 0 | 1740.2885 | 0 | 0 | 0 | 0 | 0 | 401.4915 | 0 | 4961.7283 | 798.4214 | 0 | 0 | 5330.0726 | 5760.1497 | 0.92534 | 43.082 | 58.7096 | 0 | 58.7096 | 2.9355 | 0 | 2.9355 | 0 |  | 0 | 0 | 0 | 0 | 0 | 0 | 0 | 9999 | 9999
Install Ductless Heat Pump in House with Existing FAF - Single Family Home + HZ23 |  | 15 | 3641.7154 | 0 | 3718.4279 | 0 | 0 |  |  |  | 3924.8281 | 1.2498 | 1.2408 | 0 | 0 | 0 | 741.5042 | 1713.5034 | 0 | 2166.5691 | 223.1057 | 520.5799 | 0 | 0 | 0 | 0 | 0 | 0 | 0 | 0 | 0 | 0 | 964.6099 | 2234.0833 | 0 | 2166.5691 | 5365.2623 | 2025.1992 | 441.6294 | 0 | 0 | 2466.8286 | 964.6099 | 2.5573 | 2025.1992 | 522.7577 | 0 | 0 | 2547.9568 | 2234.0833 | 1.1405 | 2025.1992 | 964.3871 | 0 | 0 | 2989.5863 | 3198.6932 | 41.8882 | 0.93463 | 18.0843 | 41.8841 | 0 | 40.6183 | 100.5867 | 2025.1992 | 0 | 964.3871 | 0 | 0 | 0 | 0 | 0 | 1619.7304 | 0 | 4621.5767 | 743.6856 | 0 | 0 | 4609.3166 | 5365.2623 | 0.8591 | 52.1402 | 37.2857 | 0 | 37.2857 | 1.8643 | 0 | 1.8643 | 0 |  | 0 | 0 | 0 | 0 | 0 | 0 | 0 | 9999 | 9999
Install Ductless Heat Pump in House with Existing FAF - Single Family Home + HZ1 |  | 15 | 3835.6658 | 0 | 3992.1071 | 0 | 0 |  |  |  | 4132.8308 | 1.5083 | 1.4974 | 0 | 0 | 0 | 796.0795 | 1839.6186 | 0 | 2326.0303 | 239.5264 | 558.895 | 0 | 0 | 0 | 0 | 0 | 0 | 0 | 0 | 0 | 0 | 1035.6059 | 2398.5136 | 0 | 2326.0303 | 5760.1497 | 2132.1562 | 532.9527 | 0 | 0 | 2665.1089 | 1035.6059 | 2.5735 | 2132.1562 | 630.8573 | 0 | 0 | 2763.0134 | 2398.5136 | 1.152 | 2132.1562 | 1163.81 | 0 | 0 | 3295.9662 | 3434.1195 | 40.421 | 0.95977 | 18.4381 | 42.7036 | 0 | 41.4131 | 102.5549 | 2132.1562 | 0 | 1163.81 | 0 | 0 | 0 | 0 | 0 | 1382.241 | 0 | 4961.7283 | 798.4214 | 0 | 0 | 4678.2071 | 5760.1497 | 0.81217 | 57.2245 | 39.2618 | 0 | 39.2618 | 1.9631 | 0 | 1.9631 | 0 |  | 0 | 0 | 0 | 0 | 0 | 0 | 0 | 9999 | 9999
Supply Curve Results; Categories sorted by TRC Net Levelized Cost
Totals for Categories with Benefits Exceeding Costs. Levelized cost is TRC Net Levelized Cost (Net of Benefits) | [12 empty] | Savings Allocation by Cost Bin and Month for Segments 1 | [12 empty] | Savings Allocation by Cost Bin and Month for Segments 2
| Totals Basis | Busbar Electric Savings in kWh | First Cost | Admin Cost | First Year Program Cost | PV Cost | PV Benefits | Unit Program Cost: First Year Program Cost in $/average annual kW saved | Utility System Net Levelized Cost (Net of T&D Capacity Benefits, Act Credit & Risk-Mitigation) in mills/kWh | TRC Net Levelized Cost (Net of All Benefits) in mills/kWh | TRC B/C Ratio | Net Electric & Gas System CO2 Avoided (Lifetime Tons) | Jan | Feb | Mar | Apr | May | Jun | Jul | Aug | Sep | Oct | Nov | Dec |  | Jan | Feb | Mar | Apr | May | Jun | Jul | Aug | Sep | Oct | Nov | Dec
| Measures with B/C > 1.00 | 12285.3415 | 7725.1441 | 0 | 7725.1441 | 9601.4625 | 10468.6025 | 5508.3746 | 11.1396 | 32.771 | 1.0908 | 116.7104 | 1291.4797 | 954.0615 | 774.1316 | 554.9191 | 341.0645 | 89.3455 | 19.7931 | 10.3211 | 50.5604 | 370.545 | 924.8833 | 1176.9402 |  | 1081.1562 | 802.4986 | 642.8195 | 508.2155 | 359.3971 | 100.2661 | 30.0997 | 16.9332 | 67.719 | 323.9686 | 814.5116 | 979.7114
| Categories with B/C > 1.00 | 0 | 0 | 0 | 0 | 0 | 0 | 0 | 0 | 0 | 0 | 0 | 0 | 0 | 0 | 0 | 0 | 0 | 0 | 0 | 0 | 0 | 0 | 0 |  | 0 | 0 | 0 | 0 | 0 | 0 | 0 | 0 | 0 | 0 | 0 | 0
Supply Curve Results: By TRC Net Levelized Cost - Net of Benefits
| Block 1: <= 0 mills/kWh | 0 | 0 | 0 | 0 | 0 | 0 | 0 | 0 | 0 | 0 | 0 | 0 | 0 | 0 | 0 | 0 | 0 | 0 | 0 | 0 | 0 | 0 | 0 |  | 0 | 0 | 0 | 0 | 0 | 0 | 0 | 0 | 0 | 0 | 0 | 0
| Block 2: <= 10 mills/kWh | 0 | 0 | 0 | 0 | 0 | 0 | 0 | 0 | 0 | 0 | 0 | 0 | 0 | 0 | 0 | 0 | 0 | 0 | 0 | 0 | 0 | 0 | 0 |  | 0 | 0 | 0 | 0 | 0 | 0 | 0 | 0 | 0 | 0 | 0 | 0
| Block 3: 10-20 mills/kWh | 0 | 0 | 0 | 0 | 0 | 0 | 0 | 0 | 0 | 0 | 0 | 0 | 0 | 0 | 0 | 0 | 0 | 0 | 0 | 0 | 0 | 0 | 0 |  | 0 | 0 | 0 | 0 | 0 | 0 | 0 | 0 | 0 | 0 | 0 | 0
| Block 4: 20-30 mills/kWh | 0 | 0 | 0 | 0 | 0 | 0 | 0 | 0 | 0 | 0 | 0 | 0 | 0 | 0 | 0 | 0 | 0 | 0 | 0 | 0 | 0 | 0 | 0 |  | 0 | 0 | 0 | 0 | 0 | 0 | 0 | 0 | 0 | 0 | 0 | 0
| Block 5: 30-40 mills/kWh | 0 | 0 | 0 | 0 | 0 | 0 | 0 | 0 | 0 | 0 | 0 | 0 | 0 | 0 | 0 | 0 | 0 | 0 | 0 | 0 | 0 | 0 | 0 |  | 0 | 0 | 0 | 0 | 0 | 0 | 0 | 0 | 0 | 0 | 0 | 0
| Block 6: 40-50 mills/kWh | 12285.3415 | 7725.1441 | 1545.0288 | 9270.1729 | 11146.4914 | 10468.6025 | 6610.0495 | 20.3934 | 42.0248 | 0.93958 | 116.7104 | 1291.4797 | 954.0615 | 774.1316 | 554.9191 | 341.0645 | 89.3455 | 19.7931 | 10.3211 | 50.5604 | 370.545 | 924.8833 | 1176.9402 |  | 1081.1562 | 802.4986 | 642.8195 | 508.2155 | 359.3971 | 100.2661 | 30.0997 | 16.9332 | 67.719 | 323.9686 | 814.5116 | 979.7114
| Block 7: 50-60 mills/kWh | 8057.6589 | 7710.5349 | 1542.107 | 9252.6419 | 11125.412 | 9287.5238 | 10059.143 | 41.1357 | 54.748 | 0.83503 | 76.5475 | 847.2368 | 625.3565 | 508.4314 | 364.8437 | 224.141 | 59.1002 | 13.1831 | 6.8188 | 33.2648 | 243.4536 | 606.8211 | 771.7426 |  | 708.34 | 525.5579 | 421.4654 | 333.5672 | 235.8235 | 66.1001 | 19.9874 | 11.1777 | 44.3977 | 212.2863 | 533.216 | 641.3459
| Block 8: 60-70 mills/kWh | 0 | 0 | 0 | 0 | 0 | 0 | 0 | 0 | 0 | 0 | 0 | 0 | 0 | 0 | 0 | 0 | 0 | 0 | 0 | 0 | 0 | 0 | 0 |  | 0 | 0 | 0 | 0 | 0 | 0 | 0 | 0 | 0 | 0 | 0 | 0
| Block 9: 70-80 mills/kWh | 0 | 0 | 0 | 0 | 0 | 0 | 0 | 0 | 0 | 0 | 0 | 0 | 0 | 0 | 0 | 0 | 0 | 0 | 0 | 0 | 0 | 0 | 0 |  | 0 | 0 | 0 | 0 | 0 | 0 | 0 | 0 | 0 | 0 | 0 | 0
| Block 10: 80-90 mills/kWh | 0 | 0 | 0 | 0 | 0 | 0 | 0 | 0 | 0 | 0 | 0 | 0 | 0 | 0 | 0 | 0 | 0 | 0 | 0 | 0 | 0 | 0 | 0 |  | 0 | 0 | 0 | 0 | 0 | 0 | 0 | 0 | 0 | 0 | 0 | 0
| Block 11: 90-100 mills/kWh | 0 | 0 | 0 | 0 | 0 | 0 | 0 | 0 | 0 | 0 | 0 | 0 | 0 | 0 | 0 | 0 | 0 | 0 | 0 | 0 | 0 | 0 | 0 |  | 0 | 0 | 0 | 0 | 0 | 0 | 0 | 0 | 0 | 0 | 0 | 0
| Block 12: 100-110 mills/kWh | 0 | 0 | 0 | 0 | 0 | 0 | 0 | 0 | 0 | 0 | 0 | 0 | 0 | 0 | 0 | 0 | 0 | 0 | 0 | 0 | 0 | 0 | 0 |  | 0 | 0 | 0 | 0 | 0 | 0 | 0 | 0 | 0 | 0 | 0 | 0
| Block 13: 110-120 mills/kWh | 0 | 0 | 0 | 0 | 0 | 0 | 0 | 0 | 0 | 0 | 0 | 0 | 0 | 0 | 0 | 0 | 0 | 0 | 0 | 0 | 0 | 0 | 0 |  | 0 | 0 | 0 | 0 | 0 | 0 | 0 | 0 | 0 | 0 | 0 | 0
| Block 14: 120-130 mills/kWh | 0 | 0 | 0 | 0 | 0 | 0 | 0 | 0 | 0 | 0 | 0 | 0 | 0 | 0 | 0 | 0 | 0 | 0 | 0 | 0 | 0 | 0 | 0 |  | 0 | 0 | 0 | 0 | 0 | 0 | 0 | 0 | 0 | 0 | 0 | 0
| Block 15: 130-140 mills/kWh | 0 | 0 | 0 | 0 | 0 | 0 | 0 | 0 | 0 | 0 | 0 | 0 | 0 | 0 | 0 | 0 | 0 | 0 | 0 | 0 | 0 | 0 | 0 |  | 0 | 0 | 0 | 0 | 0 | 0 | 0 | 0 | 0 | 0 | 0 | 0
| Block 16: 140-150 mills/kWh | 0 | 0 | 0 | 0 | 0 | 0 | 0 | 0 | 0 | 0 | 0 | 0 | 0 | 0 | 0 | 0 | 0 | 0 | 0 | 0 | 0 | 0 | 0 |  | 0 | 0 | 0 | 0 | 0 | 0 | 0 | 0 | 0 | 0 | 0 | 0
| Block 17: 150-160 mills/kWh | 0 | 0 | 0 | 0 | 0 | 0 | 0 | 0 | 0 | 0 | 0 | 0 | 0 | 0 | 0 | 0 | 0 | 0 | 0 | 0 | 0 | 0 | 0 |  | 0 | 0 | 0 | 0 | 0 | 0 | 0 | 0 | 0 | 0 | 0 | 0
| Block 18: 160-170 mills/kWh | 0 | 0 | 0 | 0 | 0 | 0 | 0 | 0 | 0 | 0 | 0 | 0 | 0 | 0 | 0 | 0 | 0 | 0 | 0 | 0 | 0 | 0 | 0 |  | 0 | 0 | 0 | 0 | 0 | 0 | 0 | 0 | 0 | 0 | 0 | 0
| Block 19: 170-180 mills/kWh | 0 | 0 | 0 | 0 | 0 | 0 | 0 | 0 | 0 | 0 | 0 | 0 | 0 | 0 | 0 | 0 | 0 | 0 | 0 | 0 | 0 | 0 | 0 |  | 0 | 0 | 0 | 0 | 0 | 0 | 0 | 0 | 0 | 0 | 0 | 0
| Block 20: 180-190 mills/kWh | 0 | 0 | 0 | 0 | 0 | 0 | 0 | 0 | 0 | 0 | 0 | 0 | 0 | 0 | 0 | 0 | 0 | 0 | 0 | 0 | 0 | 0 | 0 |  | 0 | 0 | 0 | 0 | 0 | 0 | 0 | 0 | 0 | 0 | 0 | 0
| Block 21: 190-200 mills/kWh | 0 | 0 | 0 | 0 | 0 | 0 | 0 | 0 | 0 | 0 | 0 | 0 | 0 | 0 | 0 | 0 | 0 | 0 | 0 | 0 | 0 | 0 | 0 |  | 0 | 0 | 0 | 0 | 0 | 0 | 0 | 0 | 0 | 0 | 0 | 0
| Block 22: > 200 mills/kWh | 0 | 0 | 0 | 0 | 0 | 0 | 0 | 0 | 0 | 0 | 0 | 0 | 0 | 0 | 0 | 0 | 0 | 0 | 0 | 0 | 0 | 0 | 0 |  | 0 | 0 | 0 | 0 | 0 | 0 | 0 | 0 | 0 | 0 | 0 | 0
Shaped Savings Results; By Category and sorted by TRC BC ratio
[13 empty] | Savings Allocation by Cost Bin and Month for Segments 1 Feb: Savings Allocation by Category and Month for Segments 1 |  |  | Savings Allocation by Category and Month for Segments 2
Category | Measure | Busbar Savings | First Cost | Admin Cost | First Year Program Cost | PV Cost | PV Benefits | Unit Program Cost: First Year Program Cost in $/average annual kW saved | Utility System Net Levelized Cost (Net of T&D Capacity Benefits, Act Credit & Risk-Mitigation) in mills/kWh | TRC Net Levelized Cost (Net of All Benefits) in mills/kWh | TRC B/C Ratio | Net Electric & Gas System CO2 Avoided (Lifetime Tons) | Wholesale KW | Jan | Feb | Mar | Apr | May | Jun | Jul | Aug | Sep | Oct | Nov | Dec |  | Jan | Feb | Mar | Apr | May | Jun | Jul | Aug | Sep | Oct | Nov | Dec
Install Ductless Heat Pump in House with Existing FAF - Manufactured Home + HZ23 |  | 6105.3655 | 3733.0371 | 746.6074 | 4479.6445 | 5386.3416 | 5138.5299 | 6427.4097 | 20.6219 | 40.9546 | 0.95399 | 58.0008 | 1.9442 | 634.6195 | 489.1685 | 357.7918 | 241.5737 | 152.3127 | 25.069 | 2.0627 | 3.2207 | 21.132 | 167.846 | 451.4292 | 592.004 |  | 566.8049 | 428.9909 | 325.0348 | 243.2615 | 174.6031 | 36.7756 | 5.4713 | 5.6502 | 34.333 | 168.6027 | 443.4953 | 534.1127
Install Ductless Heat Pump in House with Existing FAF - Manufactured Home + HZ1 |  | 6179.976 | 3992.1071 | 798.4214 | 4790.5285 | 5760.1497 | 5330.0726 | 6790.4842 | 20.1676 | 43.082 | 0.92534 | 58.7096 | 2.2554 | 656.8603 | 464.893 | 416.3398 | 313.3454 | 188.7518 | 64.2765 | 17.7303 | 7.1004 | 29.4285 | 202.699 | 473.4541 | 584.9362 |  | 514.3513 | 373.5076 | 317.7846 | 264.9541 | 184.794 | 63.4905 | 24.6285 | 11.2831 | 33.3861 | 155.3659 | 371.0163 | 445.5987
Install Ductless Heat Pump in House with Existing FAF - Single Family Home + HZ23 |  | 3924.8281 | 3718.4279 | 743.6856 | 4462.1134 | 5365.2623 | 4609.3166 | 9959.1912 | 41.8882 | 52.1402 | 0.8591 | 37.2857 | 1.2498 | 407.9645 | 314.4615 | 230.0061 | 155.2954 | 97.9141 | 16.1156 | 1.326 | 2.0704 | 13.5847 | 107.8996 | 290.2008 | 380.5692 |  | 364.37 | 275.7764 | 208.9483 | 156.3804 | 112.2434 | 23.6411 | 3.5172 | 3.6322 | 22.0709 | 108.3861 | 285.1005 | 343.3538
Install Ductless Heat Pump in House with Existing FAF - Single Family Home + HZ1 |  | 4132.8308 | 3992.1071 | 798.4214 | 4790.5285 | 5760.1497 | 4678.2071 | 10154.0643 | 40.421 | 57.2245 | 0.81217 | 39.2618 | 1.5083 | 439.2723 | 310.8951 | 278.4253 | 209.5483 | 126.2269 | 42.9846 | 11.8571 | 4.7483 | 19.6802 | 135.554 | 316.6203 | 391.1734 |  | 343.9701 | 249.7815 | 212.517 | 177.1868 | 123.5801 | 42.459 | 16.4702 | 7.5455 | 22.3268 | 103.9003 | 248.1155 | 297.9921
Note on I6: :ProCost Periodic replacement costs and savings of the measure. These are costs and savings that occur periodically, but at different periods than annually. Can be positive or negative. Periodic replacement costs for both the measure and the baseline measure should be included if applicable. ProCost can analyze these costs in two ways dependent on the 'Repeat Periodic Replacement' switch in the ProData page. When set to 'On', ProCost repeats replacement costs for multiple times over the life of a measure depending on the input period and measure life. For example fluorescent lamps may have a 4-year replacement cycle that repeats 3 times in a 15-year measure life. When set to 'Off', ProCost reads the period as the year after installation that the replacement cost occurs and does not subsequently reinstall or repeat the replacement costs. For example a compressor may be replaced only once in the life of a heat-pump system. Example: A new fluorescent lighting systems may have a measure life of 15 years, and a lamp life of five years. Two lamps per fixture must be replaced at years 6 and 11. Lamp and labor costs, expressed as positive costs, are entered as a cost and the period would be entered as 5. The baseline measure may have a four year lamp life and would have required a three-lamp replacement at years 5, 9 and 13. Lamp and labor replacement costs would be entered as annual savings in dollars with a 4-year period. ProCost determines the net present value of the two cost streams.
Note on O6: :ProCost If the measure has gas savings for increases, enter the annual savings and shape of the savings here. Example: Clothes washer saves electric motor and dryer energy and gas water heat.
Note on A7: :ProCost Category for the measure. Individual measures can be grouped into categories. ProCost output is reported by measure and by category. All measures must belong to at least one category. Category name can be the same as measure name. Example: Measures can be combined into one category if they have components with different load shapes or measure lives. On wash machines there may be one load shape for the electric motor savings component, a second load shape for the electric water heat savings component and a third shape for electric dryer savings component.
Note on B7: :ProCost Name of Measure. User-defined. For PTR measures, defined naming conventions apply.
Note on C7: :ProCost Annual electric savings for the measure in kWh at the site. May be positive, negative or zero. Savings are incremental to the baseline alternative.
Note on D7: :ProCost Physical life of the measure in years. Must be >=1.
Note on E7: :ProCost Initial cost to install the measure in dollars. Costs are incremental to the baseline alternative. Dollars must be denominated in the same year as 'Input Cost Reference Year' input on the ProData page.
Note on F7: :ProCost Annual operations and maintenance cost for the measure in dollars. Must be incremental cost over the baseline alternative. May be positive, negative or zero. Dollars must be denominated in the same year as 'Input Cost Reference Year' input on the ProData page. O&M costs are entered as positive values. Negative values represent O&M savings compared to the baseline alternative. Example: Annualized maintenance cost for a heat pump heating system compared to a baseline electric resistance heating system.
Note on G7: :ProCost Name of the pointer to the shape of the savings. The shapes represent the daily and monthly shape of the savings in four time segments for each month of the year. Shape of the savings is relative to the baseline alternative. These shapes are in the MC_AND_Loadshape file.
Note on H7: :ProCost Annual value of any non-energy benefits of the measure, relative to the baseline alternative. Expressed in dollars per year and denominated in dollars of the 'Cost Reference Year'. Positive value represents dollar savings. Negative value represents dollar cost. Example: Water, detergent and sewer savings from efficient clothes washer.
Note on I7: : Cost in dollars that is incurred for Period 1. Positive value if cost. Negative value if savings. Dollars must be denominated in the same year as 'Input Cost Reference Year' input on the ProData page.
Note on J7: :ProCost Duration of Period1. The time at which Period 1 costs, or savings, occur. In years.
Note on K7: : Cost in dollars that is incurred for Period 2 Positive value if cost. Negative value if savings. Dollars must be denominated in the same year as 'Input Cost Reference Year' input on the ProData page.
Note on L7: :ProCost Duration of Period 2. The time at which Period 2 costs, or savings, occur. In years.
Note on M7: : Cost in dollars that is incurred for Period 3. Positive value if cost. Negative value if savings. Dollars must be denominated in the same year as 'Input Cost Reference Year' input on the ProData page.
Note on N7: :ProCost Duration of Period 3. The time at which Period 3 costs, or savings, occur. In years.
Note on O7: : Annual gas savings, or increases, in therms.
Note on P7: :ProCost Name of the pointer to the shape of the savings. The shapes represent the daily and monthly shape of the savings in four time segments for each month of the year. Shape of the savings is relative to the baseline alternative. These shapes are in the MC_AND_Loadshape file.
Note on BH38: Direct and program administrative costs incurred by the utility system minus benefits that accrue to the utility system.There are separate Utility System Net Levelized Costs for the electric and the gas system. Utility system benefits include deferred transmission and distribution system capacity, risk-mitigation and Regional Act credit all of which are user-determined inputs.Utility System benefits do not include any non-energy benefits such as, other-fuel benefits, O&M benefits or periodic replacement benefits which generally accrue to the customer or to non-utility sponsors. Utility System Net Levelized Costs correspond to Utility System B/C ratio with regard to the costs and benefits included. Benefits are subtracted from costs, then levelized over the life of the measure The Risk-Mitigation credit is used to determine program cost-effectiveness and impacts both the Utility System B/C ratio and the Utility System Net Levelized Cost. If the Risk-Mitigation credit is non-zero, the Utility System Net Levelized Cost will be reduced by the Risk-Mitigation benefit. When using ProCost to build conservation supply curves, the user should set the Risk-Mitigation Credit to zero so the credit is not reflected in the supply curves.
Note on BM38: Direct and program administrative costs of the measure to sponsor. Separate costs for each sponsor. Depends on share of costs incurred by sponsor, sponsor cost of capital, and financing term which are user-defined inputs. Includes applicable Capital, O&M, Periodic Replacement and Program Administrative costs. Sponsor costs are levelized over program life. Does not include any adjustments for benefit. NOTE: Units are per kWh for 'Electric' runs and per therm for 'Gas' runs for all sponsors.
Note on CE38: All costs minus all benefits regardless of which sponsor incurs the cost or accrues the benefits. TRC Net Levelized Cost includes all applicable costs and all benefits. In addition to energy system costs and benefits, TRC Net Levelized Cost includes non-energy, other-fuel, O&M, periodic-replacement and risk-mitigation benefits and costs. TRC Net Levelized Cost corresponds to TRC B/C ratios with regard to the costs and benefits included. Benefits are subtracted from costs, then levelized over the life of the measure. The Risk-Mitigation credit is used to determine program cost-effectiveness and impacts both the TRC B/C ratio and the TRC Net Levelized Cost. If Risk-Mitigation credit is non-zero, TRC Levelized Cost will be reduced by the risk-mitigation benefit. When using ProCost to build conservation supply curves, the user should set the Risk-Mitigation Credit to zero so the credit is not reflected in the supply curves.
Note on CW38: Direct and program administrative costs incurred by the utility system minus benefits that accrue to the utility system.There are separate Utility System Net Levelized Costs for the electric and the gas system. Utility system benefits include deferred transmission and distribution system capacity, risk-mitigation and Regional Act credit all of which are user-determined inputs.Utility System benefits do not include any non-energy benefits such as, other-fuel benefits, O&M benefits or periodic replacement benefits which generally accrue to the customer or to non-utility sponsors. Utility System Net Levelized Costs correspond to Utility System B/C ratio with regard to the costs and benefits included. Benefits are subtracted from costs, then levelized over the life of the measure The Risk-Mitigation credit is used to determine program cost-effectiveness and impacts both the Utility System B/C ratio and the Utility System Net Levelized Cost. If the Risk-Mitigation credit is non-zero, the Utility System Net Levelized Cost will be reduced by the Risk-Mitigation benefit. When using ProCost to build conservation supply curves, the user should set the Risk-Mitigation Credit to zero so the credit is not reflected in the supply curves.
Note on BH47: Direct and program administrative costs incurred by the utility system minus benefits that accrue to the utility system.There are separate Utility System Net Levelized Costs for the electric and the gas system. Utility system benefits include deferred transmission and distribution system capacity, risk-mitigation and Regional Act credit all of which are user-determined inputs.Utility System benefits do not include any non-energy benefits such as, other-fuel benefits, O&M benefits or periodic replacement benefits which generally accrue to the customer or to non-utility sponsors. Utility System Net Levelized Costs correspond to Utility System B/C ratio with regard to the costs and benefits included. Benefits are subtracted from costs, then levelized over the life of the measure The Risk-Mitigation credit is used to determine program cost-effectiveness and impacts both the Utility System B/C ratio and the Utility System Net Levelized Cost. If the Risk-Mitigation credit is non-zero, the Utility System Net Levelized Cost will be reduced by the Risk-Mitigation benefit. When using ProCost to build conservation supply curves, the user should set the Risk-Mitigation Credit to zero so the credit is not reflected in the supply curves.
Note on BM47: Direct and program administrative costs of the measure to sponsor. Separate costs for each sponsor. Depends on share of costs incurred by sponsor, sponsor cost of capital, and financing term which are user-defined inputs. Includes applicable Capital, O&M, Periodic Replacement and Program Administrative costs. Sponsor costs are levelized over program life. Does not include any adjustments for benefit. NOTE: Units are per kWh for 'Electric' runs and per therm for 'Gas' runs for all sponsors.
Note on CE47: All costs minus all benefits regardless of which sponsor incurs the cost or accrues the benefits. TRC Net Levelized Cost includes all applicable costs and all benefits. In addition to energy system costs and benefits, TRC Net Levelized Cost includes non-energy, other-fuel, O&M, periodic-replacement and risk-mitigation benefits and costs. TRC Net Levelized Cost corresponds to TRC B/C ratios with regard to the costs and benefits included. Benefits are subtracted from costs, then levelized over the life of the measure. The Risk-Mitigation credit is used to determine program cost-effectiveness and impacts both the TRC B/C ratio and the TRC Net Levelized Cost. If Risk-Mitigation credit is non-zero, TRC Levelized Cost will be reduced by the risk-mitigation benefit. When using ProCost to build conservation supply curves, the user should set the Risk-Mitigation Credit to zero so the credit is not reflected in the supply curves.
Note on CW47: Direct and program administrative costs incurred by the utility system minus benefits that accrue to the utility system.There are separate Utility System Net Levelized Costs for the electric and the gas system. Utility system benefits include deferred transmission and distribution system capacity, risk-mitigation and Regional Act credit all of which are user-determined inputs.Utility System benefits do not include any non-energy benefits such as, other-fuel benefits, O&M benefits or periodic replacement benefits which generally accrue to the customer or to non-utility sponsors. Utility System Net Levelized Costs correspond to Utility System B/C ratio with regard to the costs and benefits included. Benefits are subtracted from costs, then levelized over the life of the measure The Risk-Mitigation credit is used to determine program cost-effectiveness and impacts both the Utility System B/C ratio and the Utility System Net Levelized Cost. If the Risk-Mitigation credit is non-zero, the Utility System Net Levelized Cost will be reduced by the Risk-Mitigation benefit. When using ProCost to build conservation supply curves, the user should set the Risk-Mitigation Credit to zero so the credit is not reflected in the supply curves.

## Segmented
Measure Index
Collapse HZ2 & HZ3 and CZ2 & CZ3 |  |  |  | 4 | 5 | 6 | 7 | 8 | 9 | 10 | 11 | 12 | 13 | 14 | 15 | 16 | 17
|  | Input Data |  | 10: Periodic Replacement Costs and Savings and Replacement Period; 16: Gas Inputs
HZ | Segment | Category Name | Measure Name | Savings (kwh/yr) | Life (yrs) | Capital Cost | Annual O&M | Shape Pointer | Non-E Val ($/yr) | Cost 1 ($) | Period 1 | Cost 2 ($) | Period 2 | Cost 3 ($) | Period 3 | Savings (therms/yr) | Shape Pointer
HZ1 | SF | Install Ductless Heat Pump in House with Existing FAF - Single Family Home | Install Ductless Heat Pump in House with Existing FAF - Single Family Home - HZ1 | 3835.6658 | 15 | 3992.1071 | 0 | ResSpHtHPZ1 | 101.7077 | 0 | 0 | 0 | 0 | 0 | 0 | 0 | 0
HZ2 | SF | Install Ductless Heat Pump in House with Existing FAF - Single Family Home | Install Ductless Heat Pump in House with Existing FAF - Single Family Home - HZ2 | 2380.4146 | 15 | 2513.0148 | 0 | ResSpHtHPZ2 | 81.9266 | 0 | 0 | 0 | 0 | 0 | 0 | 0 | 0
HZ3 | SF | Install Ductless Heat Pump in House with Existing FAF - Single Family Home | Install Ductless Heat Pump in House with Existing FAF - Single Family Home - HZ3 | 1261.3008 | 15 | 1205.413 | 0 | ResSpHtHPZ3 | 37.256 | 0 | 0 | 0 | 0 | 0 | 0 | 0 | 0
HZ1 | MH | Install Ductless Heat Pump in House with Existing FAF - Manufactured Home | Install Ductless Heat Pump in House with Existing FAF - Manufactured Home - HZ1 | 5735.6141 | 15 | 3992.1071 | 0 | ResSpHtHPZ1 | 29.5424 | 0 | 0 | 0 | 0 | 0 | 0 | 0 | 0
HZ2 | MH | Install Ductless Heat Pump in House with Existing FAF - Manufactured Home | Install Ductless Heat Pump in House with Existing FAF - Manufactured Home - HZ2 | 4121.4704 | 15 | 2765.6919 | 0 | ResSpHtHPZ2 | 27.0726 | 0 | 0 | 0 | 0 | 0 | 0 | 0 | 0
HZ3 | MH | Install Ductless Heat Pump in House with Existing FAF - Manufactured Home | Install Ductless Heat Pump in House with Existing FAF - Manufactured Home - HZ3 | 1543.492 | 15 | 967.3452 | 0 | ResSpHtHPZ3 | 8.8356 | 0 | 0 | 0 | 0 | 0 | 0 | 0 | 0
|  |  |  | 4 | 5 | 6 | 7 | 8 | 9 | 10 | 11 | 12 | 13 | 14 | 15 | 16 | 17
|  | Input Data |  | 10: Periodic Replacement Costs and Savings and Replacement Period; 16: Gas Inputs
|  | Category Name | Measure Name | Savings (kwh/yr) | Life (yrs) | Capital Cost | Annual O&M | Shape Pointer | Non-E Val ($/yr) | Cost 1 ($) | Period 1 | Cost 2 ($) | Period 2 | Cost 3 ($) | Period 3 | Savings (therms/yr) | Shape Pointer
HZ1 | SF | Install Ductless Heat Pump in House with Existing FAF - Single Family Home | Install Ductless Heat Pump in House with Existing FAF - Single Family Home - HZ1 | 3835.6658 | 15 | 3992.1071 | 0 | ResSpHtHPZ1 | 101.7077 | 0 | 0 | 0 | 0 | 0 | 0 | 0 | 0
HZ23 | SF | Install Ductless Heat Pump in House with Existing FAF - Single Family Home | Install Ductless Heat Pump in House with Existing FAF - Single Family Home - HZ2 | 3641.7154 | 15 | 3718.4279 | 0 | ResSpHtHPZ2 | 119.1826 | 0 | 0 | 0 | 0 | 0 | 0 | 0 | 0
HZ1 | MH | Install Ductless Heat Pump in House with Existing FAF - Manufactured Home | Install Ductless Heat Pump in House with Existing FAF - Manufactured Home - HZ1 | 5735.6141 | 15 | 3992.1071 | 0 | ResSpHtHPZ3 | 29.5424 | 0 | 0 | 0 | 0 | 0 | 0 | 0 | 0
HZ23 | MH | Install Ductless Heat Pump in House with Existing FAF - Manufactured Home | Install Ductless Heat Pump in House with Existing FAF - Manufactured Home - HZ1 | 5664.9623 | 15 | 3733.0371 | 0 | ResSpHtHPZ1 | 35.9082 | 0 | 0 | 0 | 0 | 0 | 0 | 0 | 0
Note on K4: :ProCost Periodic replacement costs and savings of the measure. These are costs and savings that occur periodically, but at different periods than annually. Can be positive or negative. Periodic replacement costs for both the measure and the baseline measure should be included if applicable. ProCost can analyze these costs in two ways dependent on the 'Repeat Periodic Replacement' switch in the ProData page. When set to 'On', ProCost repeats replacement costs for multiple times over the life of a measure depending on the input period and measure life. For example fluorescent lamps may have a 4-year replacement cycle that repeats 3 times in a 15-year measure life. When set to 'Off', ProCost reads the period as the year after installation that the replacement cost occurs and does not subsequently reinstall or repeat the replacement costs. For example a compressor may be replaced only once in the life of a heat-pump system. Example: A new fluorescent lighting systems may have a measure life of 15 years, and a lamp life of five years. Two lamps per fixture must be replaced at years 6 and 11. Lamp and labor costs, expressed as positive costs, are entered as a cost and the period would be entered as 5. The baseline measure may have a four year lamp life and would have required a three-lamp replacement at years 5, 9 and 13. Lamp and labor replacement costs would be entered as annual savings in dollars with a 4-year period. ProCost determines the net present value of the two cost streams.
Note on Q4: :ProCost If the measure has gas savings for increases, enter the annual savings and shape of the savings here. Example: Clothes washer saves electric motor and dryer energy and gas water heat.
Note on C5: :ProCost Category for the measure. Individual measures can be grouped into categories. ProCost output is reported by measure and by category. All measures must belong to at least one category. Category name can be the same as measure name. Example: Measures can be combined into one category if they have components with different load shapes or measure lives. On wash machines there may be one load shape for the electric motor savings component, a second load shape for the electric water heat savings component and a third shape for electric dryer savings component.
Note on D5: :ProCost Name of Measure. User-defined. For PTR measures, defined naming conventions apply.
Note on E5: :ProCost Annual electric savings for the measure in kWh at the site. May be positive, negative or zero. Savings are incremental to the baseline alternative.
Note on F5: :ProCost Physical life of the measure in years. Must be >=1.
Note on G5: :ProCost Initial cost to install the measure in dollars. Costs are incremental to the baseline alternative. Dollars must be denominated in the same year as 'Input Cost Reference Year' input on the ProData page.
Note on H5: :ProCost Annual operations and maintenance cost for the measure in dollars. Must be incremental cost over the baseline alternative. May be positive, negative or zero. Dollars must be denominated in the same year as 'Input Cost Reference Year' input on the ProData page. O&M costs are entered as positive values. Negative values represent O&M savings compared to the baseline alternative. Example: Annualized maintenance cost for a heat pump heating system compared to a baseline electric resistance heating system.
Note on I5: :ProCost Name of the pointer to the shape of the savings. The shapes represent the daily and monthly shape of the savings in four time segments for each month of the year. Shape of the savings is relative to the baseline alternative. These shapes are in the MC_AND_Loadshape file.
Note on J5: :ProCost Annual value of any non-energy benefits of the measure, relative to the baseline alternative. Expressed in dollars per year and denominated in dollars of the 'Cost Reference Year'. Positive value represents dollar savings. Negative value represents dollar cost. Example: Water, detergent and sewer savings from efficient clothes washer.
Note on K5: : Cost in dollars that is incurred for Period 1. Positive value if cost. Negative value if savings. Dollars must be denominated in the same year as 'Input Cost Reference Year' input on the ProData page.
Note on L5: :ProCost Duration of Period1. The time at which Period 1 costs, or savings, occur. In years.
Note on M5: : Cost in dollars that is incurred for Period 2 Positive value if cost. Negative value if savings. Dollars must be denominated in the same year as 'Input Cost Reference Year' input on the ProData page.
Note on N5: :ProCost Duration of Period 2. The time at which Period 2 costs, or savings, occur. In years.
Note on O5: : Cost in dollars that is incurred for Period 3. Positive value if cost. Negative value if savings. Dollars must be denominated in the same year as 'Input Cost Reference Year' input on the ProData page.
Note on P5: :ProCost Duration of Period 3. The time at which Period 3 costs, or savings, occur. In years.
Note on Q5: : Annual gas savings, or increases, in therms.
Note on R5: :ProCost Name of the pointer to the shape of the savings. The shapes represent the daily and monthly shape of the savings in four time segments for each month of the year. Shape of the savings is relative to the baseline alternative. These shapes are in the MC_AND_Loadshape file.
Note on K17: :ProCost Periodic replacement costs and savings of the measure. These are costs and savings that occur periodically, but at different periods than annually. Can be positive or negative. Periodic replacement costs for both the measure and the baseline measure should be included if applicable. ProCost can analyze these costs in two ways dependent on the 'Repeat Periodic Replacement' switch in the ProData page. When set to 'On', ProCost repeats replacement costs for multiple times over the life of a measure depending on the input period and measure life. For example fluorescent lamps may have a 4-year replacement cycle that repeats 3 times in a 15-year measure life. When set to 'Off', ProCost reads the period as the year after installation that the replacement cost occurs and does not subsequently reinstall or repeat the replacement costs. For example a compressor may be replaced only once in the life of a heat-pump system. Example: A new fluorescent lighting systems may have a measure life of 15 years, and a lamp life of five years. Two lamps per fixture must be replaced at years 6 and 11. Lamp and labor costs, expressed as positive costs, are entered as a cost and the period would be entered as 5. The baseline measure may have a four year lamp life and would have required a three-lamp replacement at years 5, 9 and 13. Lamp and labor replacement costs would be entered as annual savings in dollars with a 4-year period. ProCost determines the net present value of the two cost streams.
Note on Q17: :ProCost If the measure has gas savings for increases, enter the annual savings and shape of the savings here. Example: Clothes washer saves electric motor and dryer energy and gas water heat.
Note on C18: :ProCost Category for the measure. Individual measures can be grouped into categories. ProCost output is reported by measure and by category. All measures must belong to at least one category. Category name can be the same as measure name. Example: Measures can be combined into one category if they have components with different load shapes or measure lives. On wash machines there may be one load shape for the electric motor savings component, a second load shape for the electric water heat savings component and a third shape for electric dryer savings component.
Note on D18: :ProCost Name of Measure. User-defined. For PTR measures, defined naming conventions apply.
Note on E18: :ProCost Annual electric savings for the measure in kWh at the site. May be positive, negative or zero. Savings are incremental to the baseline alternative.
Note on F18: :ProCost Physical life of the measure in years. Must be >=1.
Note on G18: :ProCost Initial cost to install the measure in dollars. Costs are incremental to the baseline alternative. Dollars must be denominated in the same year as 'Input Cost Reference Year' input on the ProData page.
Note on H18: :ProCost Annual operations and maintenance cost for the measure in dollars. Must be incremental cost over the baseline alternative. May be positive, negative or zero. Dollars must be denominated in the same year as 'Input Cost Reference Year' input on the ProData page. O&M costs are entered as positive values. Negative values represent O&M savings compared to the baseline alternative. Example: Annualized maintenance cost for a heat pump heating system compared to a baseline electric resistance heating system.
Note on I18: :ProCost Name of the pointer to the shape of the savings. The shapes represent the daily and monthly shape of the savings in four time segments for each month of the year. Shape of the savings is relative to the baseline alternative. These shapes are in the MC_AND_Loadshape file.
Note on J18: :ProCost Annual value of any non-energy benefits of the measure, relative to the baseline alternative. Expressed in dollars per year and denominated in dollars of the 'Cost Reference Year'. Positive value represents dollar savings. Negative value represents dollar cost. Example: Water, detergent and sewer savings from efficient clothes washer.
Note on K18: : Cost in dollars that is incurred for Period 1. Positive value if cost. Negative value if savings. Dollars must be denominated in the same year as 'Input Cost Reference Year' input on the ProData page.
Note on L18: :ProCost Duration of Period1. The time at which Period 1 costs, or savings, occur. In years.
Note on M18: : Cost in dollars that is incurred for Period 2 Positive value if cost. Negative value if savings. Dollars must be denominated in the same year as 'Input Cost Reference Year' input on the ProData page.
Note on N18: :ProCost Duration of Period 2. The time at which Period 2 costs, or savings, occur. In years.
Note on O18: : Cost in dollars that is incurred for Period 3. Positive value if cost. Negative value if savings. Dollars must be denominated in the same year as 'Input Cost Reference Year' input on the ProData page.
Note on P18: :ProCost Duration of Period 3. The time at which Period 3 costs, or savings, occur. In years.
Note on Q18: : Annual gas savings, or increases, in therms.
Note on R18: :ProCost Name of the pointer to the shape of the savings. The shapes represent the daily and monthly shape of the savings in four time segments for each month of the year. Shape of the savings is relative to the baseline alternative. These shapes are in the MC_AND_Loadshape file.

## weighting
Since we don't have statistically significant distribution of FAF heating by HZ2/3, use overal # homes distribution
Climate Zone Combination | SF | MH
HZ1 | 100% | 100%
HZ2 | 66.26% | 72.93%
HZ3 | 33.74% | 27.07%
| SF | MH
HZ1 | 75.09% | 63.08%
HZ2 | 16.5% | 26.93%
HZ3 | 8.403% | 9.996%

## Composite
Adjust costs to 2012$ |  | 1.107 | GDP Deflator
|  | Input Data | [7 empty] | Periodic Replacement Costs and Savings and Replacement Period | [5 empty] | Gas Inputs
Concatenate |  | Category Name | Measure Name | Savings (kwh/yr) | Life (yrs) | Capital Cost | Annual O&M | Shape Pointer | Non-E Val ($/yr) | Cost 1 ($) | Period 1 | Cost 2 ($) | Period 2 | Cost 3 ($) | Period 3 | Savings (therms/yr) | Shape Pointer
Single Family Home - HZ1 |  | Install Ductless Heat Pump in House with Existing FAF - Single Family Home - HZ1 | Install Ductless Heat Pump in House with Existing FAF - Single Family Home - HZ1 | 3835.6658 | 15 | 3992.1071 | 0 | ResSpHtHPZ1 | 101.7077 | 0 | 0 | 0 | 0 | 0 | 0 | 0
Single Family Home - HZ2 |  | Install Ductless Heat Pump in House with Existing FAF - Single Family Home - HZ2 | Install Ductless Heat Pump in House with Existing FAF - Single Family Home - HZ2 | 3592.2914 | 15 | 3792.3988 | 0 | ResSpHtHPZ2 | 123.6357 | 0 | 0 | 0 | 0 | 0 | 0 | 0
Single Family Home - HZ3 |  | Install Ductless Heat Pump in House with Existing FAF - Single Family Home - HZ3 | Install Ductless Heat Pump in House with Existing FAF - Single Family Home - HZ3 | 3738.796 | 15 | 3573.1314 | 0 | ResSpHtHPZ3 | 110.4357 | 0 | 0 | 0 | 0 | 0 | 0 | 0
Manufactured Home - HZ1 |  | Install Ductless Heat Pump in House with Existing FAF - Manufactured Home - HZ1 | Install Ductless Heat Pump in House with Existing FAF - Manufactured Home - HZ1 | 5735.6141 | 15 | 3992.1071 | 0 | ResSpHtHPZ1 | 29.5424 | 0 | 0 | 0 | 0 | 0 | 0 | 0
Manufactured Home - HZ2 |  | Install Ductless Heat Pump in House with Existing FAF - Manufactured Home - HZ2 | Install Ductless Heat Pump in House with Existing FAF - Manufactured Home - HZ2 | 5651.4824 | 15 | 3792.3988 | 0 | ResSpHtHPZ2 | 37.1227 | 0 | 0 | 0 | 0 | 0 | 0 | 0
Manufactured Home - HZ3 |  | Install Ductless Heat Pump in House with Existing FAF - Manufactured Home - HZ3 | Install Ductless Heat Pump in House with Existing FAF - Manufactured Home - HZ3 | 5701.2738 | 15 | 3573.1314 | 0 | ResSpHtHPZ3 | 32.6365 | 0 | 0 | 0 | 0 | 0 | 0 | 0
|  | Input Data | [7 empty] | Periodic Replacement Costs and Savings and Replacement Period | [5 empty] | Gas Inputs
ID climate zone |  | Category Name | Measure Name | Savings (kwh/yr) | Life (yrs) | Capital Cost | Annual O&M | Shape Pointer | Non-E Val ($/yr) | Cost 1 ($) | Period 1 | Cost 2 ($) | Period 2 | Cost 3 ($) | Period 3 | Savings (therms/yr) | Shape Pointer
HZ1 | Single Family Home | Install Ductless Heat Pump in House with Existing FAF - Single Family Home - HZ1 | Install Ductless Heat Pump in House with Existing FAF - Single Family Home - HZ1 | 3835.6658 | 15 | 3992.1071 | 0 | ResSpHtHPZ1 | 101.7077 | 0 | 0 | 0 | 0 | 0 | 0 | 0 | 0
HZ2 | Single Family Home | Install Ductless Heat Pump in House with Existing FAF - Single Family Home - HZ2 | Install Ductless Heat Pump in House with Existing FAF - Single Family Home - HZ2 | 3592.2914 | 15 | 3792.3988 | 0 | ResSpHtHPZ2 | 123.6357 | 0 | 0 | 0 | 0 | 0 | 0 | 0 | 0
HZ3 | Single Family Home | Install Ductless Heat Pump in House with Existing FAF - Single Family Home - HZ3 | Install Ductless Heat Pump in House with Existing FAF - Single Family Home - HZ3 | 3738.796 | 15 | 3573.1314 | 0 | ResSpHtHPZ3 | 110.4357 | 0 | 0 | 0 | 0 | 0 | 0 | 0 | 0
HZ1 | Manufactured Home | Install Ductless Heat Pump in House with Existing FAF - Manufactured Home - HZ1 | Install Ductless Heat Pump in House with Existing FAF - Manufactured Home - HZ1 | 5735.6141 | 15 | 3992.1071 | 0 | ResSpHtHPZ1 | 29.5424 | 0 | 0 | 0 | 0 | 0 | 0 | 0 | 0
HZ2 | Manufactured Home | Install Ductless Heat Pump in House with Existing FAF - Manufactured Home - HZ2 | Install Ductless Heat Pump in House with Existing FAF - Manufactured Home - HZ2 | 5651.4824 | 15 | 3792.3988 | 0 | ResSpHtHPZ2 | 37.1227 | 0 | 0 | 0 | 0 | 0 | 0 | 0 | 0
HZ3 | Manufactured Home | Install Ductless Heat Pump in House with Existing FAF - Manufactured Home - HZ3 | Install Ductless Heat Pump in House with Existing FAF - Manufactured Home - HZ3 | 5701.2738 | 15 | 3573.1314 | 0 | ResSpHtHPZ3 | 32.6365 | 0 | 0 | 0 | 0 | 0 | 0 | 0 | 0
Note on K5: :ProCost Periodic replacement costs and savings of the measure. These are costs and savings that occur periodically, but at different periods than annually. Can be positive or negative. Periodic replacement costs for both the measure and the baseline measure should be included if applicable. ProCost can analyze these costs in two ways dependent on the 'Repeat Periodic Replacement' switch in the ProData page. When set to 'On', ProCost repeats replacement costs for multiple times over the life of a measure depending on the input period and measure life. For example fluorescent lamps may have a 4-year replacement cycle that repeats 3 times in a 15-year measure life. When set to 'Off', ProCost reads the period as the year after installation that the replacement cost occurs and does not subsequently reinstall or repeat the replacement costs. For example a compressor may be replaced only once in the life of a heat-pump system. Example: A new fluorescent lighting systems may have a measure life of 15 years, and a lamp life of five years. Two lamps per fixture must be replaced at years 6 and 11. Lamp and labor costs, expressed as positive costs, are entered as a cost and the period would be entered as 5. The baseline measure may have a four year lamp life and would have required a three-lamp replacement at years 5, 9 and 13. Lamp and labor replacement costs would be entered as annual savings in dollars with a 4-year period. ProCost determines the net present value of the two cost streams.
Note on Q5: :ProCost If the measure has gas savings for increases, enter the annual savings and shape of the savings here. Example: Clothes washer saves electric motor and dryer energy and gas water heat.
Note on C6: :ProCost Category for the measure. Individual measures can be grouped into categories. ProCost output is reported by measure and by category. All measures must belong to at least one category. Category name can be the same as measure name. Example: Measures can be combined into one category if they have components with different load shapes or measure lives. On wash machines there may be one load shape for the electric motor savings component, a second load shape for the electric water heat savings component and a third shape for electric dryer savings component.
Note on D6: :ProCost Name of Measure. User-defined. For PTR measures, defined naming conventions apply.
Note on E6: :ProCost Annual electric savings for the measure in kWh at the site. May be positive, negative or zero. Savings are incremental to the baseline alternative.
Note on F6: :ProCost Physical life of the measure in years. Must be >=1.
Note on G6: :ProCost Initial cost to install the measure in dollars. Costs are incremental to the baseline alternative. Dollars must be denominated in the same year as 'Input Cost Reference Year' input on the ProData page.
Note on H6: :ProCost Annual operations and maintenance cost for the measure in dollars. Must be incremental cost over the baseline alternative. May be positive, negative or zero. Dollars must be denominated in the same year as 'Input Cost Reference Year' input on the ProData page. O&M costs are entered as positive values. Negative values represent O&M savings compared to the baseline alternative. Example: Annualized maintenance cost for a heat pump heating system compared to a baseline electric resistance heating system.
Note on I6: :ProCost Name of the pointer to the shape of the savings. The shapes represent the daily and monthly shape of the savings in four time segments for each month of the year. Shape of the savings is relative to the baseline alternative. These shapes are in the MC_AND_Loadshape file.
Note on J6: :ProCost Annual value of any non-energy benefits of the measure, relative to the baseline alternative. Expressed in dollars per year and denominated in dollars of the 'Cost Reference Year'. Positive value represents dollar savings. Negative value represents dollar cost. Example: Water, detergent and sewer savings from efficient clothes washer.
Note on K6: : Cost in dollars that is incurred for Period 1. Positive value if cost. Negative value if savings. Dollars must be denominated in the same year as 'Input Cost Reference Year' input on the ProData page.
Note on L6: :ProCost Duration of Period1. The time at which Period 1 costs, or savings, occur. In years.
Note on M6: : Cost in dollars that is incurred for Period 2 Positive value if cost. Negative value if savings. Dollars must be denominated in the same year as 'Input Cost Reference Year' input on the ProData page.
Note on N6: :ProCost Duration of Period 2. The time at which Period 2 costs, or savings, occur. In years.
Note on O6: : Cost in dollars that is incurred for Period 3. Positive value if cost. Negative value if savings. Dollars must be denominated in the same year as 'Input Cost Reference Year' input on the ProData page.
Note on P6: :ProCost Duration of Period 3. The time at which Period 3 costs, or savings, occur. In years.
Note on Q6: : Annual gas savings, or increases, in therms.
Note on R6: :ProCost Name of the pointer to the shape of the savings. The shapes represent the daily and monthly shape of the savings in four time segments for each month of the year. Shape of the savings is relative to the baseline alternative. These shapes are in the MC_AND_Loadshape file.
Note on K18: :ProCost Periodic replacement costs and savings of the measure. These are costs and savings that occur periodically, but at different periods than annually. Can be positive or negative. Periodic replacement costs for both the measure and the baseline measure should be included if applicable. ProCost can analyze these costs in two ways dependent on the 'Repeat Periodic Replacement' switch in the ProData page. When set to 'On', ProCost repeats replacement costs for multiple times over the life of a measure depending on the input period and measure life. For example fluorescent lamps may have a 4-year replacement cycle that repeats 3 times in a 15-year measure life. When set to 'Off', ProCost reads the period as the year after installation that the replacement cost occurs and does not subsequently reinstall or repeat the replacement costs. For example a compressor may be replaced only once in the life of a heat-pump system. Example: A new fluorescent lighting systems may have a measure life of 15 years, and a lamp life of five years. Two lamps per fixture must be replaced at years 6 and 11. Lamp and labor costs, expressed as positive costs, are entered as a cost and the period would be entered as 5. The baseline measure may have a four year lamp life and would have required a three-lamp replacement at years 5, 9 and 13. Lamp and labor replacement costs would be entered as annual savings in dollars with a 4-year period. ProCost determines the net present value of the two cost streams.
Note on Q18: :ProCost If the measure has gas savings for increases, enter the annual savings and shape of the savings here. Example: Clothes washer saves electric motor and dryer energy and gas water heat.
Note on C19: :ProCost Category for the measure. Individual measures can be grouped into categories. ProCost output is reported by measure and by category. All measures must belong to at least one category. Category name can be the same as measure name. Example: Measures can be combined into one category if they have components with different load shapes or measure lives. On wash machines there may be one load shape for the electric motor savings component, a second load shape for the electric water heat savings component and a third shape for electric dryer savings component.
Note on D19: :ProCost Name of Measure. User-defined. For PTR measures, defined naming conventions apply.
Note on E19: :ProCost Annual electric savings for the measure in kWh at the site. May be positive, negative or zero. Savings are incremental to the baseline alternative.
Note on F19: :ProCost Physical life of the measure in years. Must be >=1.
Note on G19: :ProCost Initial cost to install the measure in dollars. Costs are incremental to the baseline alternative. Dollars must be denominated in the same year as 'Input Cost Reference Year' input on the ProData page.
Note on H19: :ProCost Annual operations and maintenance cost for the measure in dollars. Must be incremental cost over the baseline alternative. May be positive, negative or zero. Dollars must be denominated in the same year as 'Input Cost Reference Year' input on the ProData page. O&M costs are entered as positive values. Negative values represent O&M savings compared to the baseline alternative. Example: Annualized maintenance cost for a heat pump heating system compared to a baseline electric resistance heating system.
Note on I19: :ProCost Name of the pointer to the shape of the savings. The shapes represent the daily and monthly shape of the savings in four time segments for each month of the year. Shape of the savings is relative to the baseline alternative. These shapes are in the MC_AND_Loadshape file.
Note on J19: :ProCost Annual value of any non-energy benefits of the measure, relative to the baseline alternative. Expressed in dollars per year and denominated in dollars of the 'Cost Reference Year'. Positive value represents dollar savings. Negative value represents dollar cost. Example: Water, detergent and sewer savings from efficient clothes washer.
Note on K19: : Cost in dollars that is incurred for Period 1. Positive value if cost. Negative value if savings. Dollars must be denominated in the same year as 'Input Cost Reference Year' input on the ProData page.
Note on L19: :ProCost Duration of Period1. The time at which Period 1 costs, or savings, occur. In years.
Note on M19: : Cost in dollars that is incurred for Period 2 Positive value if cost. Negative value if savings. Dollars must be denominated in the same year as 'Input Cost Reference Year' input on the ProData page.
Note on N19: :ProCost Duration of Period 2. The time at which Period 2 costs, or savings, occur. In years.
Note on O19: : Cost in dollars that is incurred for Period 3. Positive value if cost. Negative value if savings. Dollars must be denominated in the same year as 'Input Cost Reference Year' input on the ProData page.
Note on P19: :ProCost Duration of Period 3. The time at which Period 3 costs, or savings, occur. In years.
Note on Q19: : Annual gas savings, or increases, in therms.
Note on R19: :ProCost Name of the pointer to the shape of the savings. The shapes represent the daily and monthly shape of the savings in four time segments for each month of the year. Shape of the savings is relative to the baseline alternative. These shapes are in the MC_AND_Loadshape file.

## Raw
Data Set Name | ResDHPonFAF_Provisional_v1_PROPOSED
Measure Index Name
Costs must be denominated in the same year as 'Input Cost Reference Year' = |  |  |  | These costs are in 2006$
1 | 2 | 3 | 4 | 5 | 6 | 7 | 8 | 9 | 10 | 11 | 12 | 13 | 14 | 15 | 16 | 17 | 18 | 19 | 20 | 21 | 22 | 23 | 24 | 25 | 26 | 27 | 28 | 29 | 30 | 31 | 32 | 33 | 34 | 35 | 36 | 37 | 38 | 39 | 40 | 41 | 42 | 43 | 44 | 45 | 46 | 47 | 48 | 49 | 50 | 51 | 52 | 53 | 54 | 55 | 56 | 57 | 58 | 59 | 60 | 61 | 62 | 63 | 64 | 65 | 66 | 67 | 68 | 69 | 70 | 71 | 72 | 73 | 74 | 75 | 76 | 77 | 78 | 79 | 80 | 81 | 82 | 83 | 84 | 85 | 86 | 87 | 88 | 89 | 90 | 91 | 92 | 93 | 94 | 95 | 96 | 97 | 98 | 99 | 100 | 101 | 102 | 103 | 104 | 105
Input Data | [7 empty] | Periodic Replacement Costs and Savings and Replacement Period | [5 empty] | Gas Inputs
Category Name | Measure Name | Savings (kwh/yr) | Life (yrs) | Capital Cost | Annual O&M | Shape Pointer | Non-E Val ($/yr) | Cost 1 ($) | Period 1 | Cost 2 ($) | Period 2 | Cost 3 ($) | Period 3 | Savings (therms/yr) | Shape Pointer
Install Ductless Heat Pump in House with Existing FAF - Single Family Home - HZ1 | Install Ductless Heat Pump in House with Existing FAF - Single Family Home - HZ1 | 3835.6658 | 15 | 3606.2394 | 0 | ResSpHtHPZ1 | 91.8769
Install Ductless Heat Pump in House with Existing FAF - Single Family Home - HZ2 | Install Ductless Heat Pump in House with Existing FAF - Single Family Home - HZ2 | 3592.2914 | 15 | 3425.8345 | 0 | ResSpHtHPZ2 | 111.6854
Install Ductless Heat Pump in House with Existing FAF - Single Family Home - HZ3 | Install Ductless Heat Pump in House with Existing FAF - Single Family Home - HZ3 | 3738.796 | 15 | 3227.761 | 0 | ResSpHtHPZ3 | 99.7612
Install Ductless Heat Pump in House with Existing FAF - Manufactured Home - HZ1 | Install Ductless Heat Pump in House with Existing FAF - Manufactured Home - HZ1 | 5735.6141 | 15 | 3606.2394 | 0 | ResSpHtHPZ1 | 26.6869
Install Ductless Heat Pump in House with Existing FAF - Manufactured Home - HZ2 | Install Ductless Heat Pump in House with Existing FAF - Manufactured Home - HZ2 | 5651.4824 | 15 | 3425.8345 | 0 | ResSpHtHPZ2 | 33.5345
Install Ductless Heat Pump in House with Existing FAF - Manufactured Home - HZ3 | Install Ductless Heat Pump in House with Existing FAF - Manufactured Home - HZ3 | 5701.2738 | 15 | 3227.761 | 0 | ResSpHtHPZ3 | 29.4819
ProCost Results
Version: | ProCost 2.3 - Build 257f
Run Time: | Sunday, 7 December , 2014 at 5:04 PM
Regurgitation of ProData input parameters which were used for this run
| Run Parameters |  |  |  |  | Marginal Cost & Conservation Load Shape Parameters | [9 empty] | Sponsor Parameters | [7 empty] | Program Parameters |  |  | Program |  | Utility System Parameters |  |  |  | Electric | Gas
| Run Type |  | TRUE | FALSE |  | Marginal Costs and Savings Shape File |  |  |  | C:\MC_AND_LOADSHAPE_6P.XLS | [8 empty] | Customer | Wholesale Elec | Retail Elec | Nat Gas |  | Program Life (yrs) |  |  | 20 |  | Bulk System T&D Loss Factor by Time Segment |  |  |  | WECCTrans | Flat1.0
| Negative B/C Ratios |  | TRUE | FALSE |  | Marginal Elec Avoided Cost Input Worksheet |  |  |  | 6P MidC Final (with carbon) | [5 empty] | Real After-Tax Cost of Capital |  |  | 0.039 | 0.044 | 0.049 | 0.05 |  | Program Start Date |  |  | 2014 |  | Bulk System T&D Credit ($/kw-yr)($/dailytherm-yr) |  |  |  | 0 | 0
| Admin Cost @ Category Level |  | FALSE | TRUE |  | Elec Savings Shape Input Worksheet |  |  |  | Conservation Load Shapes | [5 empty] | Financial Life (years) |  |  | 15 | 1 | 1 | 1 |  | Present Value Time Zero |  |  | 2014 |  | Local System Dist Loss Factor by Time Segment |  |  |  | Flat5.0 | NoLoss
| Repeat Periodic Replacement |  | FALSE | TRUE |  | Marginal Gas Avoided Cost Input Worksheet |  |  |  | 6P_Gas_Final | [8 empty] | Customer | Wholesale Elec | Retail Elec | Nat Gas |  | Input Cost Reference Year |  |  | 2006 |  | Local System Dist Credit ($/kw-yr)($/dailytherm-yr) |  |  |  | 23 | 0
[6 empty] | Gas Savings Shape Input Worksheet |  |  |  | Conservation Load Shapes | [5 empty] | Sponsor Share of Initial Capital Cost |  |  | 0.35 | 0.2 | 0.45 | 0 |  | Real Discount Rate |  |  | 0.05 |  | Risk-Mitigation Credit (mills/kWh)(mills/therm) |  |  |  | 43 | 0
| Run Type: | Electric |  |  |  | Marginal Elec CO2 per kWh Input Worksheet |  |  |  | 6P CO2 lbs per kWh Hcap | [5 empty] | Sponsor Share of Annual O&M |  |  | 1 | 0 | 0 | 0 |  | Capital Real Escalation Rate |  |  | 0
| Negative B/C Ratios: | False: (Converts Negative B/C Ratios) |  |  |  | Marginal Gas CO2 per therm Input Worksheet |  |  |  | CO2 lbs per therm | [5 empty] | Sponsor Share of Periodic Replacement Cost |  |  | 1 | 0 | 0 | 0 |  | Admin Cost (As % of Initial Capital Cost) |  |  | 0.2
| Admin Cost / Category Level: | True: Admin Costs added at Category Results |  |  |  | Marginal Avoided Cost CO2 Input Worksheet |  |  |  | Zero Dollars per ton CO2 | [5 empty] | Sponsor Share of Admin Cost |  |  |  | 0.5 | 0.5 | 0 |  | Regional Act Conservation Credit (%) |  |  | 0.1
| Periodic O&M Treatment: | True: (Periodic O&M Repeats over measure life) |  |  |  | Line Loss Shape Input Worksheet |  |  |  | LineLossShapes | [5 empty] | Last Year of non-Customer O&M & Period Repl |  |  |  | 20 | 0 | 0 |  | Report Annual Carbon Saved for Year |  |  | 2020
Measure Results; Sorted in same order as input
Total Results |  | Measure Input Data | [8 empty] | Savings | [5 empty] | PV Capital |  |  |  | PV Admin |  |  |  | PV O&M |  |  |  | PV Periodic Repl. |  |  |  | Total PV Capital, O&M and Periodic Repl Costs |  |  |  |  | PV Wholesale Electric Utility Costs & Benefits | [6 empty] | PV Retail Electric Utility Costs & Benefits | [6 empty] | PV Electric Utility System Costs & Benefits | [5 empty] | Electric Utility System Economics |  | Sponsor Levelized Cost (mills/kwh) |  |  |  |  | PV Regional Costs & Benefits | [15 empty] | TRC Economics |  | Physical CO2 | [6 empty] | Gas Inputs |  |  |  | PV Gas Utility System Costs & Benefits |  |  |  |  | Gas Utility System Economics
Category | Measure | Measure Life | Site Savings (kWh) | Site Savings (therms) | Capital Cost ($/unit) | Annual O&M Cost ($/unit) | PV Per. Repl. Cost ($/unit) | Load Shape (electric) | Diversified Load Factor (electric) | Wholesale Power Coincidence Factor (electric) | Wholesale Electric Energy (kWh) | Wholesale Electric Demand (kw) | Retail Electric Demand (kW) | Wholesale Gas Energy (therms/yr) | Wholesale Gas Demand (therms/day) | Retail Gas Demand (therms/day) | Wholesale Electric | Retail Electric | Natural Gas | Customer | Wholesale Electric | Retail Electric | Natural Gas | Customer | Wholesale Electric | Retail Electric | Natural Gas | Customer | Wholesale Electric | Retail Electric | Natural Gas | Customer | Wholesale Electric | Retail Electric | Natural Gas | Customer | Total | Wholesale Utility System Energy | Wholesale Utility System T&D Def. Cap. | Wholesale Utility System Act C-E Credit | Wholesale Utility System Risk Mitigation Benefit | Wholesale Utility System Total System Benefit | Wholesale Utility System Total Non-Consumer Cost | Wholesale Utility System B/C Ratio | Retail Utility System Energy | Retail Utility System T&D Def. Cap. | Retail Utility System Act C-E Credit | Retail Utility System Risk Mitigation Benefit | Retail Utility System Total System Benefit | Retail Utility System Total Non-Consumer Cost | Retail Utility System System B/C Ratio | Utility System Energy | Utility System T&D Def. Cap. | Utility System Act C-E Credit | Utility System Total Risk Mitigation Benefit | Utility System Total System Benefit | Utility System Total Non-Consumer Cost | Utility System Net Levelized Cost (Net of Elec T&D Capacity Benefits, Act Credit & Risk-Mitigation Benefit) in mills/kwh | Utility System System B/C Ratio | Wholesale Electric Levelized Cost | Retail Electric Levelized Cost | Natural Gas Levelized Cost | Customer Levelized Cost | Total Levelized Cost | PV Regional Electric Energy | PV Regional Gas Energy | PV Regional Electric T&D Def. Cap. | PV Regional Gas T&D Def. Cap. | PV Regional Electric System CO2 | PV Regional Gas System CO2 | PV Regional Electric System Risk-Mitigation Benefit | PV Regional Gas System Risk-Mitigation Benefit | PV Regional Non-E Value | PV Regional Act Credit | PV Regional Capital Cost | PV Regional Admin Cost | PV Regional Annual O&M Cost | PV Regional Periodic Replacement Cost | PV Total Regional Benefit | PV Total Regional Cost | TRC B/C Ratio | TRC Net Levelized Cost (Net of All Benefits) in mills/kWh | Electric System CO2 Avoided (Lifetime Tons) | Gas System CO2 Avoided (Lifetime Tons) | Total System CO2 Avoided (Lifetime Tons) | Electric System CO2 Avoided (Annual Tons in 2020) | Gas System CO2 Avoided (Annual Tons in 2020) | Total System CO2 Avoided (Annual Tons in 2020) |  | Gas Site Savings (therms) | Load Shape (gas) | Diversitfied Load Factor (gas) | Wholesale Coincidence Factor (gas) | Total Gas Utility System Energy | Gas Utility System T&D Def. Cap. | Gas Utility System Risk Mitigation Benefit | Gas Utility System Total System Benefit | Gas Utility System Total Non-Consumer Cost | Gas Utility System Net Levelized Cost (Net of Gas T&D Capacity Benefits & Risk-Mitigation Benefits) in cents/therm | Gas Utility System System B/C Ratio
Existing Single Family Home HVAC Conversion - Convert FAF w/CAC to Heat Pump - House with "Good Insulation" - Heating Zone 1 | Heating Savings | 15 | 2610.3529 | 0 | 2600.2755 | 0 | 0 | ResSpHtHPZ1 | 0.158 | 0.355 | 2846.3129 | 0.73005 | 2.0565 | 0 | 0 | 0 | 517.0834 | 1169.0095 | 0 | 1327.3488 | (na) | (na) | (na) | (na) | 0 | 0 | 0 | 0 | 0 | 0 | 0 | 0 | 517.0834 | 1169.0095 | 0 | 1327.3488 | 3013.4417 | 2388.3478 | 0 | 391.3616 | 1525.2686 | 4304.978 | 517.0834 | 8.3255 | 2388.3478 | 589.4467 | 450.3063 | 1525.2686 | 4953.3691 | 1169.0095 | 4.2372 | 2388.3478 | 589.4467 | 450.3063 | 1525.2686 | 4953.3691 | 1686.0929 | -24.7785 | 2.9378 | 14.5775 | 32.9564 | 0 | 37.4203 | 84.9542 | 2388.3478 | 0 | 589.4467 | 0 | 0 | 0 | 1525.2686 | 0 | 517.6169 | 450.3063 | 3013.4417 |  | 0 | 0 | 5470.9863 | 3013.4417 | 1.8155 | -1.9508 | 18.0113 | 0 | 18.0113 | 1.0637 | 0 | 1.0637 |  | 0 |  | 0 | 0 | 0 | 0 | 0 | 0 | 0 | 9999 | 9999
Existing Single Family Home HVAC Conversion - Convert FAF w/CAC to Heat Pump - House with "Good Insulation" - Heating Zone 2 | Heating Savings | 15 | 2688.7511 | 0 | 2621.3122 | 0 | 0 | ResSpHtHPZ2 | 0.158 | 0.355 | 2932.3301 | 0.75211 | 2.1186 | 0 | 0 | 0 | 521.2667 | 1178.467 | 0 | 1338.0872 | (na) | (na) | (na) | (na) | 0 | 0 | 0 | 0 | 0 | 0 | 0 | 0 | 521.2667 | 1178.467 | 0 | 1338.0872 | 3037.8209 | 2427.7301 | 0 | 399.9094 | 1571.3633 | 4399.0029 | 521.2667 | 8.4391 | 2427.7301 | 607.2601 | 460.6353 | 1571.3633 | 5066.9888 | 1178.467 | 4.2996 | 2427.7301 | 607.2601 | 460.6353 | 1571.3633 | 5066.9888 | 1699.7336 | -25.7099 | 2.981 | 14.2643 | 32.2485 | 0 | 36.6165 | 83.1293 | 2427.7301 | 0 | 607.2601 | 0 | 0 | 0 | 1571.3633 | 0 | 389.8592 | 460.6353 | 3037.8208 |  | 0 | 0 | 5456.8481 | 3037.8208 | 1.7963 | 0.23815 | 18.6224 | 0 | 18.6224 | 1.0995 | 0 | 1.0995 |  | 0 |  | 0 | 0 | 0 | 0 | 0 | 0 | 0 | 9999 | 9999
Existing Single Family Home HVAC Conversion - Convert FAF w/CAC to Heat Pump - House with "Good Insulation" - Heating Zone 3 | Heating Savings | 15 | 2318.9213 | 0 | 2647.394 | 0 | 0 | ResSpHtHPZ3 | 0.158 | 0.355 | 2528.7144 | 0.64859 | 1.827 | 0 | 0 | 0 | 526.4532 | 1190.1927 | 0 | 1351.401 | (na) | (na) | (na) | (na) | 0 | 0 | 0 | 0 | 0 | 0 | 0 | 0 | 526.4532 | 1190.1927 | 0 | 1351.401 | 3068.047 | 2119.1629 | 0 | 347.4238 | 1355.0754 | 3821.6621 | 526.4532 | 7.2593 | 2119.1629 | 523.6747 | 399.7913 | 1355.0754 | 4397.7046 | 1190.1927 | 3.695 | 2119.1629 | 523.6747 | 399.7913 | 1355.0754 | 4397.7046 | 1716.646 | -17.8304 | 2.5618 | 16.7057 | 37.7679 | 0 | 42.8834 | 97.357 | 2119.1629 | 0 | 523.6747 | 0 | 0 | 0 | 1355.0754 | 0 | 342.0043 | 399.7913 | 3068.0469 |  | 0 | 0 | 4739.7085 | 3068.0469 | 1.5449 | 14.2004 | 16.0111 | 0 | 16.0111 | 0.94556 | 0 | 0.94556 |  | 0 |  | 0 | 0 | 0 | 0 | 0 | 0 | 0 | 9999 | 9999
Existing Single Family Home HVAC Conversion - Convert FAF w/CAC to Heat Pump - House with "Fair Insulation" - Heating Zone 1 | Heating Savings | 15 | 4815.1876 | 0 | 2832.9307 | 0 | 0 | ResSpHtHPZ1 | 0.158 | 0.355 | 5250.4512 | 1.3467 | 3.7935 | 0 | 0 | 0 | 563.3485 | 1273.6047 | 0 | 1446.111 | (na) | (na) | (na) | (na) | 0 | 0 | 0 | 0 | 0 | 0 | 0 | 0 | 563.3485 | 1273.6047 | 0 | 1446.111 | 3283.0642 | 4405.6659 | 0 | 721.9254 | 2813.5874 | 7941.1787 | 563.3485 | 14.0964 | 4405.6659 | 1087.3228 | 830.6576 | 2813.5874 | 9137.2334 | 1273.6047 | 7.1743 | 4405.6659 | 1087.3228 | 830.6576 | 2813.5874 | 9137.2334 | 1836.9532 | -44.2384 | 4.9741 | 8.6096 | 19.4645 | 0 | 22.1009 | 50.175 | 4405.6659 | 0 | 1087.3228 | 0 | 0 | 0 | 2813.5874 | 0 | 933.0349 | 830.6576 | 3283.0642 |  | 0 | 0 | 10070.2686 | 3283.0642 | 3.0673 | -36.397 | 33.2246 | 0 | 33.2246 | 1.9622 | 0 | 1.9622 |  | 0 |  | 0 | 0 | 0 | 0 | 0 | 0 | 0 | 9999 | 9999
Existing Single Family Home HVAC Conversion - Convert FAF w/CAC to Heat Pump - House with "Fair Insulation" - Heating Zone 2 | Heating Savings | 15 | 5224.7894 | 0 | 2808.7501 | 0 | 0 | ResSpHtHPZ2 | 0.158 | 0.355 | 5698.113 | 1.4615 | 4.1169 | 0 | 0 | 0 | 558.54 | 1262.7338 | 0 | 1433.7676 | (na) | (na) | (na) | (na) | 0 | 0 | 0 | 0 | 0 | 0 | 0 | 0 | 558.54 | 1262.7338 | 0 | 1433.7676 | 3255.0414 | 4717.5728 | 0 | 777.1051 | 3053.4783 | 8548.1562 | 558.54 | 15.3045 | 4717.5728 | 1180.0297 | 895.1081 | 3053.4783 | 9846.1885 | 1262.7338 | 7.7975 | 4717.5728 | 1180.0297 | 895.1081 | 3053.4783 | 9846.1885 | 1821.2738 | -46.575 | 5.4062 | 7.8655 | 17.7822 | 0 | 20.1908 | 45.8385 | 4717.5728 | 0 | 1180.0297 | 0 | 0 | 0 | 3053.4783 | 0 | 767.5304 | 895.1081 | 3255.0415 |  | 0 | 0 | 10613.7188 | 3255.0415 | 3.2607 | -37.1929 | 36.1871 | 0 | 36.1871 | 2.1366 | 0 | 2.1366 |  | 0 |  | 0 | 0 | 0 | 0 | 0 | 0 | 0 | 9999 | 9999
Existing Single Family Home HVAC Conversion - Convert FAF w/CAC to Heat Pump - House with "Fair Insulation" - Heating Zone 3 | Heating Savings | 15 | 4894.3169 | 0 | 2831.5586 | 0 | 0 | ResSpHtHPZ3 | 0.158 | 0.355 | 5337.1063 | 1.3689 | 3.8561 | 0 | 0 | 0 | 563.0757 | 1272.9878 | 0 | 1445.4105 | (na) | (na) | (na) | (na) | 0 | 0 | 0 | 0 | 0 | 0 | 0 | 0 | 563.0757 | 1272.9878 | 0 | 1445.4105 | 3281.474 | 4472.7065 | 0 | 733.273 | 2860.0232 | 8066.0029 | 563.0757 | 14.3249 | 4472.7065 | 1105.2684 | 843.7998 | 2860.0232 | 9281.7979 | 1272.9878 | 7.2913 | 4472.7065 | 1105.2684 | 843.7998 | 2860.0232 | 9281.7979 | 1836.0635 | -44.699 | 5.0553 | 8.4658 | 19.1392 | 0 | 21.7315 | 49.3365 | 4472.7065 | 0 | 1105.2684 | 0 | 0 | 0 | 2860.0232 | 0 | 693.7953 | 843.7998 | 3281.4741 |  | 0 | 0 | 9975.5928 | 3281.4741 | 3.04 | -33.3986 | 33.793 | 0 | 33.793 | 1.9957 | 0 | 1.9957 |  | 0 |  | 0 | 0 | 0 | 0 | 0 | 0 | 0 | 9999 | 9999
Existing Single Family Home HVAC Conversion - Convert FAF w/CAC to Heat Pump - House with "Poor Insulation" - Heating Zone 1 | Heating Savings | 15 | 7020.0222 | 0 | 3138.5457 | 0 | 0 | ResSpHtHPZ1 | 0.158 | 0.355 | 7654.5894 | 1.9633 | 5.5305 | 0 | 0 | 0 | 624.1223 | 1411.0005 | 0 | 1602.1166 | (na) | (na) | (na) | (na) | 0 | 0 | 0 | 0 | 0 | 0 | 0 | 0 | 624.1223 | 1411.0005 | 0 | 1602.1166 | 3637.2393 | 6422.984 | 0 | 1052.489 | 4101.9058 | 11577.3789 | 624.1223 | 18.5499 | 6422.984 | 1585.199 | 1211.0089 | 4101.9058 | 13321.0977 | 1411.0005 | 9.4409 | 6422.984 | 1585.199 | 1211.0089 | 4101.9058 | 13321.0977 | 2035.1228 | -50.9784 | 6.5456 | 6.5426 | 14.7914 | 0 | 16.7949 | 38.129 | 6422.984 | 0 | 1585.199 | 0 | 0 | 0 | 4101.9058 | 0 | 1383.1887 | 1211.0089 | 3637.2393 |  | 0 | 0 | 14704.2861 | 3637.2393 | 4.0427 | -48.6834 | 48.4379 | 0 | 48.4379 | 2.8606 | 0 | 2.8606 |  | 0 |  | 0 | 0 | 0 | 0 | 0 | 0 | 0 | 9999 | 9999
Existing Single Family Home HVAC Conversion - Convert FAF w/CAC to Heat Pump - House with "Poor Insulation" - Heating Zone 2 | Heating Savings | 15 | 7760.8278 | 0 | 3164.4823 | 0 | 0 | ResSpHtHPZ2 | 0.158 | 0.355 | 8463.8959 | 2.1709 | 6.1152 | 0 | 0 | 0 | 629.2799 | 1422.6608 | 0 | 1615.3563 | (na) | (na) | (na) | (na) | 0 | 0 | 0 | 0 | 0 | 0 | 0 | 0 | 629.2799 | 1422.6608 | 0 | 1615.3563 | 3667.297 | 7007.4154 | 0 | 1154.3008 | 4535.5928 | 12697.3086 | 629.2799 | 20.1775 | 7007.4154 | 1752.7991 | 1329.5807 | 4535.5928 | 14625.3877 | 1422.6608 | 10.2803 | 7007.4154 | 1752.7991 | 1329.5807 | 4535.5928 | 14625.3877 | 2051.9407 | -52.7692 | 7.1276 | 5.9659 | 13.4876 | 0 | 15.3145 | 34.7681 | 7007.4154 | 0 | 1752.7991 | 0 | 0 | 0 | 4535.5928 | 0 | 1170.141 | 1329.5807 | 3667.2969 |  | 0 | 0 | 15795.5293 | 3667.2969 | 4.3071 | -48.5483 | 53.7518 | 0 | 53.7518 | 3.1737 | 0 | 3.1737 |  | 0 |  | 0 | 0 | 0 | 0 | 0 | 0 | 0 | 9999 | 9999
Existing Single Family Home HVAC Conversion - Convert FAF w/CAC to Heat Pump - House with "Poor Insulation" - Heating Zone 3 | Heating Savings | 15 | 7469.7124 | 0 | 3166.7608 | 0 | 0 | ResSpHtHPZ3 | 0.158 | 0.355 | 8145.4982 | 2.0892 | 5.8851 | 0 | 0 | 0 | 629.733 | 1423.6852 | 0 | 1616.5194 | (na) | (na) | (na) | (na) | 0 | 0 | 0 | 0 | 0 | 0 | 0 | 0 | 629.733 | 1423.6852 | 0 | 1616.5194 | 3669.9376 | 6826.2502 | 0 | 1119.1222 | 4364.9712 | 12310.3438 | 629.733 | 19.5485 | 6826.2502 | 1686.8621 | 1287.8083 | 4364.9712 | 14165.8916 | 1423.6852 | 9.9502 | 6826.2502 | 1686.8621 | 1287.8083 | 4364.9712 | 14165.8916 | 2053.4182 | -52.0754 | 6.8987 | 6.2036 | 14.0249 | 0 | 15.9246 | 36.1531 | 6826.2502 | 0 | 1686.8621 | 0 | 0 | 0 | 4364.9712 | 0 | 1129.9902 | 1287.8083 | 3669.9375 |  | 0 | 0 | 15295.8818 | 3669.9375 | 4.1679 | -47.2825 | 51.5749 | 0 | 51.5749 | 3.0458 | 0 | 3.0458 |  | 0 |  | 0 | 0 | 0 | 0 | 0 | 0 | 0 | 9999 | 9999
Existing Single Family Home HVAC Conversion - Convert FAF w/o CAC to Heat Pump - House with "Good Insulation" - Heating Zone 1 - Cooling Zone 1 | Heating Savings | 15 | 2610.3529 | 0 | 3980.0715 | 0 | 0 | ResSpHtHPZ1 | 0.158 | 0.355 | 2846.3129 | 0.73005 | 2.0565 | 0 | 0 | 0 | 791.4657 | 1789.3264 | 0 | 2031.6858 | (na) | (na) | (na) | (na) | 0 | 0 | 0 | 0 | 0 | 0 | 0 | 0 | 791.4657 | 1789.3264 | 0 | 2031.6858 | 4612.4779 | 2388.3478 | 0 | 391.3616 | 1525.2686 | 4304.978 | 791.4657 | 5.4392 | 2388.3478 | 589.4467 | 450.3063 | 1525.2686 | 4953.3691 | 1789.3264 | 2.7683 | 2388.3478 | 589.4467 | 450.3063 | 1525.2686 | 4953.3691 | 2580.792 | 0.4446 | 1.9193 | 22.3128 | 50.4443 | 0 | 57.2768 | 130.0339 | 2388.3478 | 0 | 589.4467 | 0 | 0 | 0 | 1525.2686 | 0 | 517.6169 | 450.3063 | 4612.4775 |  | 0 | 0 | 5470.9863 | 4612.4775 | 1.1861 | 43.1289 | 18.0113 | 0 | 18.0113 | 1.0637 | 0 | 1.0637 |  | 0 |  | 0 | 0 | 0 | 0 | 0 | 0 | 0 | 9999 | 9999
Existing Single Family Home HVAC Conversion - Convert FAF w/o CAC to Heat Pump - House with "Good Insulation" - Heating Zone 1 - Cooling Zone 2 | Heating Savings | 15 | 2610.3529 | 0 | 3170.6314 | 0 | 0 | ResSpHtHPZ1 | 0.158 | 0.355 | 2846.3129 | 0.73005 | 2.0565 | 0 | 0 | 0 | 630.5027 | 1425.4253 | 0 | 1618.4951 | (na) | (na) | (na) | (na) | 0 | 0 | 0 | 0 | 0 | 0 | 0 | 0 | 630.5027 | 1425.4253 | 0 | 1618.4951 | 3674.4232 | 2388.3478 | 0 | 391.3616 | 1525.2686 | 4304.978 | 630.5027 | 6.8278 | 2388.3478 | 589.4467 | 450.3063 | 1525.2686 | 4953.3691 | 1425.4253 | 3.475 | 2388.3478 | 589.4467 | 450.3063 | 1525.2686 | 4953.3691 | 2055.928 | -14.3522 | 2.4093 | 17.775 | 40.1853 | 0 | 45.6282 | 103.5885 | 2388.3478 | 0 | 589.4467 | 0 | 0 | 0 | 1525.2686 | 0 | 517.6169 | 450.3063 | 3674.4231 |  | 0 | 0 | 5470.9863 | 3674.4231 | 1.4889 | 16.6835 | 18.0113 | 0 | 18.0113 | 1.0637 | 0 | 1.0637 |  | 0 |  | 0 | 0 | 0 | 0 | 0 | 0 | 0 | 9999 | 9999
Existing Single Family Home HVAC Conversion - Convert FAF w/o CAC to Heat Pump - House with "Good Insulation" - Heating Zone 1 - Cooling Zone 3 | Heating Savings | 15 | 2610.3529 | 0 | 2600.2755 | 0 | 0 | ResSpHtHPZ1 | 0.158 | 0.355 | 2846.3129 | 0.73005 | 2.0565 | 0 | 0 | 0 | 517.0834 | 1169.0095 | 0 | 1327.3488 | (na) | (na) | (na) | (na) | 0 | 0 | 0 | 0 | 0 | 0 | 0 | 0 | 517.0834 | 1169.0095 | 0 | 1327.3488 | 3013.4417 | 2388.3478 | 0 | 391.3616 | 1525.2686 | 4304.978 | 517.0834 | 8.3255 | 2388.3478 | 589.4467 | 450.3063 | 1525.2686 | 4953.3691 | 1169.0095 | 4.2372 | 2388.3478 | 589.4467 | 450.3063 | 1525.2686 | 4953.3691 | 1686.0929 | -24.7785 | 2.9378 | 14.5775 | 32.9564 | 0 | 37.4203 | 84.9542 | 2388.3478 | 0 | 589.4467 | 0 | 0 | 0 | 1525.2686 | 0 | 517.6169 | 450.3063 | 3013.4417 |  | 0 | 0 | 5470.9863 | 3013.4417 | 1.8155 | -1.9508 | 18.0113 | 0 | 18.0113 | 1.0637 | 0 | 1.0637 |  | 0 |  | 0 | 0 | 0 | 0 | 0 | 0 | 0 | 9999 | 9999
Existing Single Family Home HVAC Conversion - Convert FAF w/o CAC to Heat Pump - House with "Good Insulation" - Heating Zone 2 - Cooling Zone 1 | Heating Savings | 15 | 2688.7511 | 0 | 4017.2726 | 0 | 0 | ResSpHtHPZ2 | 0.158 | 0.355 | 2932.3301 | 0.75211 | 2.1186 | 0 | 0 | 0 | 798.8634 | 1806.051 | 0 | 2050.6755 | (na) | (na) | (na) | (na) | 0 | 0 | 0 | 0 | 0 | 0 | 0 | 0 | 798.8634 | 1806.051 | 0 | 2050.6755 | 4655.59 | 2427.7301 | 0 | 399.9094 | 1571.3633 | 4399.0029 | 798.8634 | 5.5066 | 2427.7301 | 607.2601 | 460.6353 | 1571.3633 | 5066.9888 | 1806.051 | 2.8056 | 2427.7301 | 607.2601 | 460.6353 | 1571.3633 | 5066.9888 | 2604.9146 | -0.93982 | 1.9452 | 21.8607 | 49.4222 | 0 | 56.1163 | 127.3992 | 2427.7301 | 0 | 607.2601 | 0 | 0 | 0 | 1571.3633 | 0 | 389.8592 | 460.6353 | 4655.5898 |  | 0 | 0 | 5456.8481 | 4655.5898 | 1.1721 | 44.5081 | 18.6224 | 0 | 18.6224 | 1.0995 | 0 | 1.0995 |  | 0 |  | 0 | 0 | 0 | 0 | 0 | 0 | 0 | 9999 | 9999
Existing Single Family Home HVAC Conversion - Convert FAF w/o CAC to Heat Pump - House with "Good Insulation" - Heating Zone 2 - Cooling Zone 2 | Heating Savings | 15 | 2688.7511 | 0 | 3200.5939 | 0 | 0 | ResSpHtHPZ2 | 0.158 | 0.355 | 2932.3301 | 0.75211 | 2.1186 | 0 | 0 | 0 | 636.461 | 1438.8955 | 0 | 1633.79 | (na) | (na) | (na) | (na) | 0 | 0 | 0 | 0 | 0 | 0 | 0 | 0 | 636.461 | 1438.8955 | 0 | 1633.79 | 3709.1465 | 2427.7301 | 0 | 399.9094 | 1571.3633 | 4399.0029 | 636.461 | 6.9117 | 2427.7301 | 607.2601 | 460.6353 | 1571.3633 | 5066.9888 | 1438.8955 | 3.5214 | 2427.7301 | 607.2601 | 460.6353 | 1571.3633 | 5066.9888 | 2075.3564 | -15.4311 | 2.4415 | 17.4166 | 39.3751 | 0 | 44.7083 | 101.5 | 2427.7301 | 0 | 607.2601 | 0 | 0 | 0 | 1571.3633 | 0 | 389.8592 | 460.6353 | 3709.1465 |  | 0 | 0 | 5456.8481 | 3709.1465 | 1.4712 | 18.6088 | 18.6224 | 0 | 18.6224 | 1.0995 | 0 | 1.0995 |  | 0 |  | 0 | 0 | 0 | 0 | 0 | 0 | 0 | 9999 | 9999
Existing Single Family Home HVAC Conversion - Convert FAF w/o CAC to Heat Pump - House with "Good Insulation" - Heating Zone 2 - Cooling Zone 3 | Heating Savings | 15 | 2688.7511 | 0 | 2621.3122 | 0 | 0 | ResSpHtHPZ2 | 0.158 | 0.355 | 2932.3301 | 0.75211 | 2.1186 | 0 | 0 | 0 | 521.2667 | 1178.467 | 0 | 1338.0872 | (na) | (na) | (na) | (na) | 0 | 0 | 0 | 0 | 0 | 0 | 0 | 0 | 521.2667 | 1178.467 | 0 | 1338.0872 | 3037.8209 | 2427.7301 | 0 | 399.9094 | 1571.3633 | 4399.0029 | 521.2667 | 8.4391 | 2427.7301 | 607.2601 | 460.6353 | 1571.3633 | 5066.9888 | 1178.467 | 4.2996 | 2427.7301 | 607.2601 | 460.6353 | 1571.3633 | 5066.9888 | 1699.7336 | -25.7099 | 2.981 | 14.2643 | 32.2485 | 0 | 36.6165 | 83.1293 | 2427.7301 | 0 | 607.2601 | 0 | 0 | 0 | 1571.3633 | 0 | 389.8592 | 460.6353 | 3037.8208 |  | 0 | 0 | 5456.8481 | 3037.8208 | 1.7963 | 0.23815 | 18.6224 | 0 | 18.6224 | 1.0995 | 0 | 1.0995 |  | 0 |  | 0 | 0 | 0 | 0 | 0 | 0 | 0 | 9999 | 9999
Existing Single Family Home HVAC Conversion - Convert FAF w/o CAC to Heat Pump - House with "Good Insulation" - Heating Zone 3 - Cooling Zone 1 | Heating Savings | 15 | 2318.9213 | 0 | 4063.3955 | 0 | 0 | ResSpHtHPZ3 | 0.158 | 0.355 | 2528.7144 | 0.64859 | 1.827 | 0 | 0 | 0 | 808.0353 | 1826.7865 | 0 | 2074.2197 | (na) | (na) | (na) | (na) | 0 | 0 | 0 | 0 | 0 | 0 | 0 | 0 | 808.0353 | 1826.7865 | 0 | 2074.2197 | 4709.0415 | 2119.1629 | 0 | 347.4238 | 1355.0754 | 3821.6621 | 808.0353 | 4.7296 | 2119.1629 | 523.6747 | 399.7913 | 1355.0754 | 4397.7046 | 1826.7865 | 2.4073 | 2119.1629 | 523.6747 | 399.7913 | 1355.0754 | 4397.7046 | 2634.8218 | 11.3057 | 1.6691 | 25.641 | 57.9686 | 0 | 65.8203 | 149.4299 | 2119.1629 | 0 | 523.6747 | 0 | 0 | 0 | 1355.0754 | 0 | 342.0043 | 399.7913 | 4709.0415 |  | 0 | 0 | 4739.7085 | 4709.0415 | 1.0065 | 66.2733 | 16.0111 | 0 | 16.0111 | 0.94556 | 0 | 0.94556 |  | 0 |  | 0 | 0 | 0 | 0 | 0 | 0 | 0 | 9999 | 9999
Existing Single Family Home HVAC Conversion - Convert FAF w/o CAC to Heat Pump - House with "Good Insulation" - Heating Zone 3 - Cooling Zone 2 | Heating Savings | 15 | 2318.9213 | 0 | 3237.742 | 0 | 0 | ResSpHtHPZ3 | 0.158 | 0.355 | 2528.7144 | 0.64859 | 1.827 | 0 | 0 | 0 | 643.8481 | 1455.5963 | 0 | 1652.7527 | (na) | (na) | (na) | (na) | 0 | 0 | 0 | 0 | 0 | 0 | 0 | 0 | 643.8481 | 1455.5963 | 0 | 1652.7527 | 3752.1971 | 2119.1629 | 0 | 347.4238 | 1355.0754 | 3821.6621 | 643.8481 | 5.9357 | 2119.1629 | 523.6747 | 399.7913 | 1355.0754 | 4397.7046 | 1455.5963 | 3.0212 | 2119.1629 | 523.6747 | 399.7913 | 1355.0754 | 4397.7046 | 2099.4443 | -5.6832 | 2.0947 | 20.431 | 46.1898 | 0 | 52.4461 | 119.0668 | 2119.1629 | 0 | 523.6747 | 0 | 0 | 0 | 1355.0754 | 0 | 342.0043 | 399.7913 | 3752.197 |  | 0 | 0 | 4739.7085 | 3752.197 | 1.2632 | 35.9102 | 16.0111 | 0 | 16.0111 | 0.94556 | 0 | 0.94556 |  | 0 |  | 0 | 0 | 0 | 0 | 0 | 0 | 0 | 9999 | 9999
Existing Single Family Home HVAC Conversion - Convert FAF w/o CAC to Heat Pump - House with "Good Insulation" - Heating Zone 3 - Cooling Zone 3 | Heating Savings | 15 | 2318.9213 | 0 | 2647.394 | 0 | 0 | ResSpHtHPZ3 | 0.158 | 0.355 | 2528.7144 | 0.64859 | 1.827 | 0 | 0 | 0 | 526.4532 | 1190.1927 | 0 | 1351.401 | (na) | (na) | (na) | (na) | 0 | 0 | 0 | 0 | 0 | 0 | 0 | 0 | 526.4532 | 1190.1927 | 0 | 1351.401 | 3068.047 | 2119.1629 | 0 | 347.4238 | 1355.0754 | 3821.6621 | 526.4532 | 7.2593 | 2119.1629 | 523.6747 | 399.7913 | 1355.0754 | 4397.7046 | 1190.1927 | 3.695 | 2119.1629 | 523.6747 | 399.7913 | 1355.0754 | 4397.7046 | 1716.646 | -17.8304 | 2.5618 | 16.7057 | 37.7679 | 0 | 42.8834 | 97.357 | 2119.1629 | 0 | 523.6747 | 0 | 0 | 0 | 1355.0754 | 0 | 342.0043 | 399.7913 | 3068.0469 |  | 0 | 0 | 4739.7085 | 3068.0469 | 1.5449 | 14.2004 | 16.0111 | 0 | 16.0111 | 0.94556 | 0 | 0.94556 |  | 0 |  | 0 | 0 | 0 | 0 | 0 | 0 | 0 | 9999 | 9999
Existing Single Family Home HVAC Conversion - Convert FAF w/o CAC to Heat Pump - House with "Fair Insulation" - Heating Zone 1 - Cooling Zone 1 | Heating Savings | 15 | 4815.1876 | 0 | 4437.2942 | 0 | 0 | ResSpHtHPZ1 | 0.158 | 0.355 | 5250.4512 | 1.3467 | 3.7935 | 0 | 0 | 0 | 882.3877 | 1994.8807 | 0 | 2265.0818 | (na) | (na) | (na) | (na) | 0 | 0 | 0 | 0 | 0 | 0 | 0 | 0 | 882.3877 | 1994.8807 | 0 | 2265.0818 | 5142.3502 | 4405.6659 | 0 | 721.9254 | 2813.5874 | 7941.1787 | 882.3877 | 8.9996 | 4405.6659 | 1087.3228 | 830.6576 | 2813.5874 | 9137.2334 | 1994.8807 | 4.5803 | 4405.6659 | 1087.3228 | 830.6576 | 2813.5874 | 9137.2334 | 2877.2686 | -28.3392 | 3.1757 | 13.4855 | 30.4877 | 0 | 34.6172 | 78.5905 | 4405.6659 | 0 | 1087.3228 | 0 | 0 | 0 | 2813.5874 | 0 | 933.0349 | 830.6576 | 5142.3506 |  | 0 | 0 | 10070.2686 | 5142.3506 | 1.9583 | -7.9816 | 33.2246 | 0 | 33.2246 | 1.9622 | 0 | 1.9622 |  | 0 |  | 0 | 0 | 0 | 0 | 0 | 0 | 0 | 9999 | 9999
Existing Single Family Home HVAC Conversion - Convert FAF w/o CAC to Heat Pump - House with "Fair Insulation" - Heating Zone 1 - Cooling Zone 2 | Heating Savings | 15 | 4815.1876 | 0 | 3527.2886 | 0 | 0 | ResSpHtHPZ1 | 0.158 | 0.355 | 5250.4512 | 1.3467 | 3.7935 | 0 | 0 | 0 | 701.4266 | 1585.7682 | 0 | 1800.5562 | (na) | (na) | (na) | (na) | 0 | 0 | 0 | 0 | 0 | 0 | 0 | 0 | 701.4266 | 1585.7682 | 0 | 1800.5562 | 4087.7509 | 4405.6659 | 0 | 721.9254 | 2813.5874 | 7941.1787 | 701.4266 | 11.3215 | 4405.6659 | 1087.3228 | 830.6576 | 2813.5874 | 9137.2334 | 1585.7682 | 5.762 | 4405.6659 | 1087.3228 | 830.6576 | 2813.5874 | 9137.2334 | 2287.1948 | -37.3573 | 3.995 | 10.7199 | 24.2353 | 0 | 27.5179 | 62.4731 | 4405.6659 | 0 | 1087.3228 | 0 | 0 | 0 | 2813.5874 | 0 | 933.0349 | 830.6576 | 4087.751 |  | 0 | 0 | 10070.2686 | 4087.751 | 2.4635 | -24.099 | 33.2246 | 0 | 33.2246 | 1.9622 | 0 | 1.9622 |  | 0 |  | 0 | 0 | 0 | 0 | 0 | 0 | 0 | 9999 | 9999
Existing Single Family Home HVAC Conversion - Convert FAF w/o CAC to Heat Pump - House with "Fair Insulation" - Heating Zone 1 - Cooling Zone 3 | Heating Savings | 15 | 4815.1876 | 0 | 2832.9307 | 0 | 0 | ResSpHtHPZ1 | 0.158 | 0.355 | 5250.4512 | 1.3467 | 3.7935 | 0 | 0 | 0 | 563.3485 | 1273.6047 | 0 | 1446.111 | (na) | (na) | (na) | (na) | 0 | 0 | 0 | 0 | 0 | 0 | 0 | 0 | 563.3485 | 1273.6047 | 0 | 1446.111 | 3283.0642 | 4405.6659 | 0 | 721.9254 | 2813.5874 | 7941.1787 | 563.3485 | 14.0964 | 4405.6659 | 1087.3228 | 830.6576 | 2813.5874 | 9137.2334 | 1273.6047 | 7.1743 | 4405.6659 | 1087.3228 | 830.6576 | 2813.5874 | 9137.2334 | 1836.9532 | -44.2384 | 4.9741 | 8.6096 | 19.4645 | 0 | 22.1009 | 50.175 | 4405.6659 | 0 | 1087.3228 | 0 | 0 | 0 | 2813.5874 | 0 | 933.0349 | 830.6576 | 3283.0642 |  | 0 | 0 | 10070.2686 | 3283.0642 | 3.0673 | -36.397 | 33.2246 | 0 | 33.2246 | 1.9622 | 0 | 1.9622 |  | 0 |  | 0 | 0 | 0 | 0 | 0 | 0 | 0 | 9999 | 9999
Existing Single Family Home HVAC Conversion - Convert FAF w/o CAC to Heat Pump - House with "Fair Insulation" - Heating Zone 2 - Cooling Zone 1 | Heating Savings | 15 | 5224.7894 | 0 | 4553.4366 | 0 | 0 | ResSpHtHPZ2 | 0.158 | 0.355 | 5698.113 | 1.4615 | 4.1169 | 0 | 0 | 0 | 905.4835 | 2047.095 | 0 | 2324.3684 | (na) | (na) | (na) | (na) | 0 | 0 | 0 | 0 | 0 | 0 | 0 | 0 | 905.4835 | 2047.095 | 0 | 2324.3684 | 5276.9468 | 4717.5728 | 0 | 777.1051 | 3053.4783 | 8548.1562 | 905.4835 | 9.4404 | 4717.5728 | 1180.0297 | 895.1081 | 3053.4783 | 9846.1885 | 2047.095 | 4.8098 | 4717.5728 | 1180.0297 | 895.1081 | 3053.4783 | 9846.1885 | 2952.5784 | -30.6436 | 3.3348 | 12.7513 | 28.8278 | 0 | 32.7325 | 74.3116 | 4717.5728 | 0 | 1180.0297 | 0 | 0 | 0 | 3053.4783 | 0 | 767.5304 | 895.1081 | 5276.9468 |  | 0 | 0 | 10613.7188 | 5276.9468 | 2.0113 | -8.7198 | 36.1871 | 0 | 36.1871 | 2.1366 | 0 | 2.1366 |  | 0 |  | 0 | 0 | 0 | 0 | 0 | 0 | 0 | 9999 | 9999
Existing Single Family Home HVAC Conversion - Convert FAF w/o CAC to Heat Pump - House with "Fair Insulation" - Heating Zone 2 - Cooling Zone 2 | Heating Savings | 15 | 5224.7894 | 0 | 3580.5918 | 0 | 0 | ResSpHtHPZ2 | 0.158 | 0.355 | 5698.113 | 1.4615 | 4.1169 | 0 | 0 | 0 | 712.0263 | 1609.7318 | 0 | 1827.7654 | (na) | (na) | (na) | (na) | 0 | 0 | 0 | 0 | 0 | 0 | 0 | 0 | 712.0263 | 1609.7318 | 0 | 1827.7654 | 4149.5235 | 4717.5728 | 0 | 777.1051 | 3053.4783 | 8548.1562 | 712.0263 | 12.0054 | 4717.5728 | 1180.0297 | 895.1081 | 3053.4783 | 9846.1885 | 1609.7318 | 6.1167 | 4717.5728 | 1180.0297 | 895.1081 | 3053.4783 | 9846.1885 | 2321.7581 | -39.527 | 4.2408 | 10.027 | 22.6687 | 0 | 25.7392 | 58.4349 | 4717.5728 | 0 | 1180.0297 | 0 | 0 | 0 | 3053.4783 | 0 | 767.5304 | 895.1081 | 4149.5234 |  | 0 | 0 | 10613.7188 | 4149.5234 | 2.5578 | -24.5965 | 36.1871 | 0 | 36.1871 | 2.1366 | 0 | 2.1366 |  | 0 |  | 0 | 0 | 0 | 0 | 0 | 0 | 0 | 9999 | 9999
Existing Single Family Home HVAC Conversion - Convert FAF w/o CAC to Heat Pump - House with "Fair Insulation" - Heating Zone 2 - Cooling Zone 3 | Heating Savings | 15 | 5224.7894 | 0 | 2808.7501 | 0 | 0 | ResSpHtHPZ2 | 0.158 | 0.355 | 5698.113 | 1.4615 | 4.1169 | 0 | 0 | 0 | 558.54 | 1262.7338 | 0 | 1433.7676 | (na) | (na) | (na) | (na) | 0 | 0 | 0 | 0 | 0 | 0 | 0 | 0 | 558.54 | 1262.7338 | 0 | 1433.7676 | 3255.0414 | 4717.5728 | 0 | 777.1051 | 3053.4783 | 8548.1562 | 558.54 | 15.3045 | 4717.5728 | 1180.0297 | 895.1081 | 3053.4783 | 9846.1885 | 1262.7338 | 7.7975 | 4717.5728 | 1180.0297 | 895.1081 | 3053.4783 | 9846.1885 | 1821.2738 | -46.575 | 5.4062 | 7.8655 | 17.7822 | 0 | 20.1908 | 45.8385 | 4717.5728 | 0 | 1180.0297 | 0 | 0 | 0 | 3053.4783 | 0 | 767.5304 | 895.1081 | 3255.0415 |  | 0 | 0 | 10613.7188 | 3255.0415 | 3.2607 | -37.1929 | 36.1871 | 0 | 36.1871 | 2.1366 | 0 | 2.1366 |  | 0 |  | 0 | 0 | 0 | 0 | 0 | 0 | 0 | 9999 | 9999
Existing Single Family Home HVAC Conversion - Convert FAF w/o CAC to Heat Pump - House with "Fair Insulation" - Heating Zone 3 - Cooling Zone 1 | Heating Savings | 15 | 4894.3169 | 0 | 4593.7709 | 0 | 0 | ResSpHtHPZ3 | 0.158 | 0.355 | 5337.1063 | 1.3689 | 3.8561 | 0 | 0 | 0 | 913.5042 | 2065.228 | 0 | 2344.9575 | (na) | (na) | (na) | (na) | 0 | 0 | 0 | 0 | 0 | 0 | 0 | 0 | 913.5042 | 2065.228 | 0 | 2344.9575 | 5323.6898 | 4472.7065 | 0 | 733.273 | 2860.0232 | 8066.0029 | 913.5042 | 8.8297 | 4472.7065 | 1105.2684 | 843.7998 | 2860.0232 | 9281.7979 | 2065.228 | 4.4943 | 4472.7065 | 1105.2684 | 843.7998 | 2860.0232 | 9281.7979 | 2978.7322 | -27.5192 | 3.116 | 13.7344 | 31.0504 | 0 | 35.2561 | 80.0409 | 4472.7065 | 0 | 1105.2684 | 0 | 0 | 0 | 2860.0232 | 0 | 693.7953 | 843.7998 | 5323.6895 |  | 0 | 0 | 9975.5928 | 5323.6895 | 1.8738 | -2.6942 | 33.793 | 0 | 33.793 | 1.9957 | 0 | 1.9957 |  | 0 |  | 0 | 0 | 0 | 0 | 0 | 0 | 0 | 9999 | 9999
Existing Single Family Home HVAC Conversion - Convert FAF w/o CAC to Heat Pump - House with "Fair Insulation" - Heating Zone 3 - Cooling Zone 2 | Heating Savings | 15 | 4894.3169 | 0 | 3613.0777 | 0 | 0 | ResSpHtHPZ3 | 0.158 | 0.355 | 5337.1063 | 1.3689 | 3.8561 | 0 | 0 | 0 | 718.4863 | 1624.3365 | 0 | 1844.3483 | (na) | (na) | (na) | (na) | 0 | 0 | 0 | 0 | 0 | 0 | 0 | 0 | 718.4863 | 1624.3365 | 0 | 1844.3483 | 4187.1711 | 4472.7065 | 0 | 733.273 | 2860.0232 | 8066.0029 | 718.4863 | 11.2264 | 4472.7065 | 1105.2684 | 843.7998 | 2860.0232 | 9281.7979 | 1624.3365 | 5.7142 | 4472.7065 | 1105.2684 | 843.7998 | 2860.0232 | 9281.7979 | 2342.8228 | -37.08 | 3.9618 | 10.8023 | 24.4217 | 0 | 27.7295 | 62.9535 | 4472.7065 | 0 | 1105.2684 | 0 | 0 | 0 | 2860.0232 | 0 | 693.7953 | 843.7998 | 4187.1709 |  | 0 | 0 | 9975.5928 | 4187.1709 | 2.3824 | -19.7816 | 33.793 | 0 | 33.793 | 1.9957 | 0 | 1.9957 |  | 0 |  | 0 | 0 | 0 | 0 | 0 | 0 | 0 | 9999 | 9999
Existing Single Family Home HVAC Conversion - Convert FAF w/o CAC to Heat Pump - House with "Fair Insulation" - Heating Zone 3 - Cooling Zone 3 | Heating Savings | 15 | 4894.3169 | 0 | 2831.5586 | 0 | 0 | ResSpHtHPZ3 | 0.158 | 0.355 | 5337.1063 | 1.3689 | 3.8561 | 0 | 0 | 0 | 563.0757 | 1272.9878 | 0 | 1445.4105 | (na) | (na) | (na) | (na) | 0 | 0 | 0 | 0 | 0 | 0 | 0 | 0 | 563.0757 | 1272.9878 | 0 | 1445.4105 | 3281.474 | 4472.7065 | 0 | 733.273 | 2860.0232 | 8066.0029 | 563.0757 | 14.3249 | 4472.7065 | 1105.2684 | 843.7998 | 2860.0232 | 9281.7979 | 1272.9878 | 7.2913 | 4472.7065 | 1105.2684 | 843.7998 | 2860.0232 | 9281.7979 | 1836.0635 | -44.699 | 5.0553 | 8.4658 | 19.1392 | 0 | 21.7315 | 49.3365 | 4472.7065 | 0 | 1105.2684 | 0 | 0 | 0 | 2860.0232 | 0 | 693.7953 | 843.7998 | 3281.4741 |  | 0 | 0 | 9975.5928 | 3281.4741 | 3.04 | -33.3986 | 33.793 | 0 | 33.793 | 1.9957 | 0 | 1.9957 |  | 0 |  | 0 | 0 | 0 | 0 | 0 | 0 | 0 | 9999 | 9999
Existing Single Family Home HVAC Conversion - Convert FAF w/o CAC to Heat Pump - House with "Poor Insulation" - Heating Zone 1 - Cooling Zone 1 | Heating Savings | 15 | 7020.0222 | 0 | 5218.5243 | 0 | 0 | ResSpHtHPZ1 | 0.158 | 0.355 | 7654.5894 | 1.9633 | 5.5305 | 0 | 0 | 0 | 1037.7408 | 2346.0994 | 0 | 2663.8721 | (na) | (na) | (na) | (na) | 0 | 0 | 0 | 0 | 0 | 0 | 0 | 0 | 1037.7408 | 2346.0994 | 0 | 2663.8721 | 6047.7123 | 6422.984 | 0 | 1052.489 | 4101.9058 | 11577.3789 | 1037.7408 | 11.1563 | 6422.984 | 1585.199 | 1211.0089 | 4101.9058 | 13321.0977 | 2346.0994 | 5.678 | 6422.984 | 1585.199 | 1211.0089 | 4101.9058 | 13321.0977 | 3383.8403 | -36.8399 | 3.9367 | 10.8786 | 24.594 | 0 | 27.9252 | 63.3978 | 6422.984 | 0 | 1585.199 | 0 | 0 | 0 | 4101.9058 | 0 | 1383.1887 | 1211.0089 | 6047.7124 |  | 0 | 0 | 14704.2861 | 6047.7124 | 2.4314 | -23.4146 | 48.4379 | 0 | 48.4379 | 2.8606 | 0 | 2.8606 |  | 0 |  | 0 | 0 | 0 | 0 | 0 | 0 | 0 | 9999 | 9999
Existing Single Family Home HVAC Conversion - Convert FAF w/o CAC to Heat Pump - House with "Poor Insulation" - Heating Zone 1 - Cooling Zone 2 | Heating Savings | 15 | 7020.0222 | 0 | 4095.5295 | 0 | 0 | ResSpHtHPZ1 | 0.158 | 0.355 | 7654.5894 | 1.9633 | 5.5305 | 0 | 0 | 0 | 814.4254 | 1841.233 | 0 | 2090.623 | (na) | (na) | (na) | (na) | 0 | 0 | 0 | 0 | 0 | 0 | 0 | 0 | 814.4254 | 1841.233 | 0 | 2090.623 | 4746.2814 | 6422.984 | 0 | 1052.489 | 4101.9058 | 11577.3789 | 814.4254 | 14.2154 | 6422.984 | 1585.199 | 1211.0089 | 4101.9058 | 13321.0977 | 1841.233 | 7.2349 | 6422.984 | 1585.199 | 1211.0089 | 4101.9058 | 13321.0977 | 2655.6584 | -44.4734 | 5.0161 | 8.5376 | 19.3015 | 0 | 21.9159 | 49.755 | 6422.984 | 0 | 1585.199 | 0 | 0 | 0 | 4101.9058 | 0 | 1383.1887 | 1211.0089 | 4746.2812 |  | 0 | 0 | 14704.2861 | 4746.2812 | 3.0981 | -37.0574 | 48.4379 | 0 | 48.4379 | 2.8606 | 0 | 2.8606 |  | 0 |  | 0 | 0 | 0 | 0 | 0 | 0 | 0 | 9999 | 9999
Existing Single Family Home HVAC Conversion - Convert FAF w/o CAC to Heat Pump - House with "Poor Insulation" - Heating Zone 1 - Cooling Zone 3 | Heating Savings | 15 | 7020.0222 | 0 | 3138.5457 | 0 | 0 | ResSpHtHPZ1 | 0.158 | 0.355 | 7654.5894 | 1.9633 | 5.5305 | 0 | 0 | 0 | 624.1223 | 1411.0005 | 0 | 1602.1166 | (na) | (na) | (na) | (na) | 0 | 0 | 0 | 0 | 0 | 0 | 0 | 0 | 624.1223 | 1411.0005 | 0 | 1602.1166 | 3637.2393 | 6422.984 | 0 | 1052.489 | 4101.9058 | 11577.3789 | 624.1223 | 18.5499 | 6422.984 | 1585.199 | 1211.0089 | 4101.9058 | 13321.0977 | 1411.0005 | 9.4409 | 6422.984 | 1585.199 | 1211.0089 | 4101.9058 | 13321.0977 | 2035.1228 | -50.9784 | 6.5456 | 6.5426 | 14.7914 | 0 | 16.7949 | 38.129 | 6422.984 | 0 | 1585.199 | 0 | 0 | 0 | 4101.9058 | 0 | 1383.1887 | 1211.0089 | 3637.2393 |  | 0 | 0 | 14704.2861 | 3637.2393 | 4.0427 | -48.6834 | 48.4379 | 0 | 48.4379 | 2.8606 | 0 | 2.8606 |  | 0 |  | 0 | 0 | 0 | 0 | 0 | 0 | 0 | 9999 | 9999
Existing Single Family Home HVAC Conversion - Convert FAF w/o CAC to Heat Pump - House with "Poor Insulation" - Heating Zone 2 - Cooling Zone 1 | Heating Savings | 15 | 7760.8278 | 0 | 5264.3904 | 0 | 0 | ResSpHtHPZ2 | 0.158 | 0.355 | 8463.8959 | 2.1709 | 6.1152 | 0 | 0 | 0 | 1046.8617 | 2366.7195 | 0 | 2687.2852 | (na) | (na) | (na) | (na) | 0 | 0 | 0 | 0 | 0 | 0 | 0 | 0 | 1046.8617 | 2366.7195 | 0 | 2687.2852 | 6100.8663 | 7007.4154 | 0 | 1154.3008 | 4535.5928 | 12697.3086 | 1046.8617 | 12.1289 | 7007.4154 | 1752.7991 | 1329.5807 | 4535.5928 | 14625.3877 | 2366.7195 | 6.1796 | 7007.4154 | 1752.7991 | 1329.5807 | 4535.5928 | 14625.3877 | 3413.5811 | -39.86 | 4.2845 | 9.9248 | 22.4379 | 0 | 25.477 | 57.8397 | 7007.4154 | 0 | 1752.7991 | 0 | 0 | 0 | 4535.5928 | 0 | 1170.141 | 1329.5807 | 6100.8662 |  | 0 | 0 | 15795.5293 | 6100.8662 | 2.5891 | -25.4766 | 53.7518 | 0 | 53.7518 | 3.1737 | 0 | 3.1737 |  | 0 |  | 0 | 0 | 0 | 0 | 0 | 0 | 0 | 9999 | 9999
Existing Single Family Home HVAC Conversion - Convert FAF w/o CAC to Heat Pump - House with "Poor Insulation" - Heating Zone 2 - Cooling Zone 2 | Heating Savings | 15 | 7760.8278 | 0 | 4132.4708 | 0 | 0 | ResSpHtHPZ2 | 0.158 | 0.355 | 8463.8959 | 2.1709 | 6.1152 | 0 | 0 | 0 | 821.7714 | 1857.8408 | 0 | 2109.4802 | (na) | (na) | (na) | (na) | 0 | 0 | 0 | 0 | 0 | 0 | 0 | 0 | 821.7714 | 1857.8408 | 0 | 2109.4802 | 4789.0924 | 7007.4154 | 0 | 1154.3008 | 4535.5928 | 12697.3086 | 821.7714 | 15.4511 | 7007.4154 | 1752.7991 | 1329.5807 | 4535.5928 | 14625.3877 | 1857.8408 | 7.8723 | 7007.4154 | 1752.7991 | 1329.5807 | 4535.5928 | 14625.3877 | 2679.6123 | -46.8185 | 5.458 | 7.7909 | 17.6134 | 0 | 19.9991 | 45.4033 | 7007.4154 | 0 | 1752.7991 | 0 | 0 | 0 | 4535.5928 | 0 | 1170.141 | 1329.5807 | 4789.0928 |  | 0 | 0 | 15795.5293 | 4789.0928 | 3.2982 | -37.913 | 53.7518 | 0 | 53.7518 | 3.1737 | 0 | 3.1737 |  | 0 |  | 0 | 0 | 0 | 0 | 0 | 0 | 0 | 9999 | 9999
Existing Single Family Home HVAC Conversion - Convert FAF w/o CAC to Heat Pump - House with "Poor Insulation" - Heating Zone 2 - Cooling Zone 3 | Heating Savings | 15 | 7760.8278 | 0 | 3164.4823 | 0 | 0 | ResSpHtHPZ2 | 0.158 | 0.355 | 8463.8959 | 2.1709 | 6.1152 | 0 | 0 | 0 | 629.2799 | 1422.6608 | 0 | 1615.3563 | (na) | (na) | (na) | (na) | 0 | 0 | 0 | 0 | 0 | 0 | 0 | 0 | 629.2799 | 1422.6608 | 0 | 1615.3563 | 3667.297 | 7007.4154 | 0 | 1154.3008 | 4535.5928 | 12697.3086 | 629.2799 | 20.1775 | 7007.4154 | 1752.7991 | 1329.5807 | 4535.5928 | 14625.3877 | 1422.6608 | 10.2803 | 7007.4154 | 1752.7991 | 1329.5807 | 4535.5928 | 14625.3877 | 2051.9407 | -52.7692 | 7.1276 | 5.9659 | 13.4876 | 0 | 15.3145 | 34.7681 | 7007.4154 | 0 | 1752.7991 | 0 | 0 | 0 | 4535.5928 | 0 | 1170.141 | 1329.5807 | 3667.2969 |  | 0 | 0 | 15795.5293 | 3667.2969 | 4.3071 | -48.5483 | 53.7518 | 0 | 53.7518 | 3.1737 | 0 | 3.1737 |  | 0 |  | 0 | 0 | 0 | 0 | 0 | 0 | 0 | 9999 | 9999
Existing Single Family Home HVAC Conversion - Convert FAF w/o CAC to Heat Pump - House with "Poor Insulation" - Heating Zone 3 - Cooling Zone 1 | Heating Savings | 15 | 7469.7124 | 0 | 5268.4196 | 0 | 0 | ResSpHtHPZ3 | 0.158 | 0.355 | 8145.4982 | 2.0892 | 5.8851 | 0 | 0 | 0 | 1047.663 | 2368.531 | 0 | 2689.3418 | (na) | (na) | (na) | (na) | 0 | 0 | 0 | 0 | 0 | 0 | 0 | 0 | 1047.663 | 2368.531 | 0 | 2689.3418 | 6105.5358 | 6826.2502 | 0 | 1119.1222 | 4364.9712 | 12310.3438 | 1047.663 | 11.7503 | 6826.2502 | 1686.8621 | 1287.8083 | 4364.9712 | 14165.8916 | 2368.531 | 5.9809 | 6826.2502 | 1686.8621 | 1287.8083 | 4364.9712 | 14165.8916 | 3416.1938 | -38.6505 | 4.1467 | 10.3207 | 23.3328 | 0 | 26.4931 | 60.1466 | 6826.2502 | 0 | 1686.8621 | 0 | 0 | 0 | 4364.9712 | 0 | 1129.9902 | 1287.8083 | 6105.5356 |  | 0 | 0 | 15295.8818 | 6105.5356 | 2.5052 | -23.2891 | 51.5749 | 0 | 51.5749 | 3.0458 | 0 | 3.0458 |  | 0 |  | 0 | 0 | 0 | 0 | 0 | 0 | 0 | 9999 | 9999
Existing Single Family Home HVAC Conversion - Convert FAF w/o CAC to Heat Pump - House with "Poor Insulation" - Heating Zone 3 - Cooling Zone 2 | Heating Savings | 15 | 7469.7124 | 0 | 4135.7159 | 0 | 0 | ResSpHtHPZ3 | 0.158 | 0.355 | 8145.4982 | 2.0892 | 5.8851 | 0 | 0 | 0 | 822.4167 | 1859.2997 | 0 | 2111.1367 | (na) | (na) | (na) | (na) | 0 | 0 | 0 | 0 | 0 | 0 | 0 | 0 | 822.4167 | 1859.2997 | 0 | 2111.1367 | 4792.8531 | 6826.2502 | 0 | 1119.1222 | 4364.9712 | 12310.3438 | 822.4167 | 14.9685 | 6826.2502 | 1686.8621 | 1287.8083 | 4364.9712 | 14165.8916 | 1859.2997 | 7.6189 | 6826.2502 | 1686.8621 | 1287.8083 | 4364.9712 | 14165.8916 | 2681.7163 | -45.886 | 5.2824 | 8.1018 | 18.3163 | 0 | 20.7971 | 47.2151 | 6826.2502 | 0 | 1686.8621 | 0 | 0 | 0 | 4364.9712 | 0 | 1129.9902 | 1287.8083 | 4792.853 |  | 0 | 0 | 15295.8818 | 4792.853 | 3.1914 | -36.2205 | 51.5749 | 0 | 51.5749 | 3.0458 | 0 | 3.0458 |  | 0 |  | 0 | 0 | 0 | 0 | 0 | 0 | 0 | 9999 | 9999
Existing Single Family Home HVAC Conversion - Convert FAF w/o CAC to Heat Pump - House with "Poor Insulation" - Heating Zone 3 - Cooling Zone 3 | Heating Savings | 15 | 7469.7124 | 0 | 3166.7608 | 0 | 0 | ResSpHtHPZ3 | 0.158 | 0.355 | 8145.4982 | 2.0892 | 5.8851 | 0 | 0 | 0 | 629.733 | 1423.6852 | 0 | 1616.5194 | (na) | (na) | (na) | (na) | 0 | 0 | 0 | 0 | 0 | 0 | 0 | 0 | 629.733 | 1423.6852 | 0 | 1616.5194 | 3669.9376 | 6826.2502 | 0 | 1119.1222 | 4364.9712 | 12310.3438 | 629.733 | 19.5485 | 6826.2502 | 1686.8621 | 1287.8083 | 4364.9712 | 14165.8916 | 1423.6852 | 9.9502 | 6826.2502 | 1686.8621 | 1287.8083 | 4364.9712 | 14165.8916 | 2053.4182 | -52.0754 | 6.8987 | 6.2036 | 14.0249 | 0 | 15.9246 | 36.1531 | 6826.2502 | 0 | 1686.8621 | 0 | 0 | 0 | 4364.9712 | 0 | 1129.9902 | 1287.8083 | 3669.9375 |  | 0 | 0 | 15295.8818 | 3669.9375 | 4.1679 | -47.2825 | 51.5749 | 0 | 51.5749 | 3.0458 | 0 | 3.0458 |  | 0 |  | 0 | 0 | 0 | 0 | 0 | 0 | 0 | 9999 | 9999
Existing Single Family Home HVAC Upgrade - Heat Pump Upgrade to 9.0 HSPF/14 SEER - Heating Zone 1 | Heating Savings | 15 | 115.1931 | 0 | 80.8234 | 0 | 0 | ResSpHtHPZ1 | 0.158 | 0.355 | 125.6058 | 0.032216 | 0.09075 | 0 | 0 | 0 | 16.0723 | 36.3359 | 0 | 41.2575 | (na) | (na) | (na) | (na) | 0 | 0 | 0 | 0 | 0 | 0 | 0 | 0 | 16.0723 | 36.3359 | 0 | 41.2575 | 93.6657 | 105.3962 | 0 | 17.2705 | 67.3091 | 189.9757 | 16.0723 | 11.8201 | 105.3962 | 26.0119 | 19.8717 | 67.3091 | 218.5888 | 36.3359 | 6.0158 | 105.3962 | 26.0119 | 19.8717 | 67.3091 | 218.5888 | 52.4082 | -38.8318 | 4.1709 | 10.2677 | 23.213 | 0 | 26.3571 | 59.8378 | 105.3962 | 0 | 26.0119 | 0 | 0 | 0 | 67.3091 | 0 | 20.9452 | 19.8717 | 93.6657 |  | 0 | 0 | 239.534 | 93.6657 | 2.5573 | -25.8554 | 0.79483 | 0 | 0.79483 | 0.046941 | 0 | 0.046941 |  | 0 |  | 0 | 0 | 0 | 0 | 0 | 0 | 0 | 9999 | 9999
Existing Single Family Home HVAC Upgrade - Heat Pump Upgrade to 9.0 HSPF/14 SEER - Heating Zone 2 | Heating Savings | 15 | 86.6456 | 0 | 80.8234 | 0 | 0 | ResSpHtHPZ2 | 0.158 | 0.355 | 94.495 | 0.024237 | 0.068273 | 0 | 0 | 0 | 16.0723 | 36.3359 | 0 | 41.2575 | (na) | (na) | (na) | (na) | 0 | 0 | 0 | 0 | 0 | 0 | 0 | 0 | 16.0723 | 36.3359 | 0 | 41.2575 | 93.6657 | 78.2342 | 0 | 12.8872 | 50.6376 | 141.7589 | 16.0723 | 8.8201 | 78.2342 | 19.5691 | 14.8441 | 50.6376 | 163.2849 | 36.3359 | 4.4938 | 78.2342 | 19.5691 | 14.8441 | 50.6376 | 163.2849 | 52.4082 | -27.7191 | 3.1156 | 13.6482 | 30.8554 | 0 | 35.0347 | 79.5383 | 78.2342 | 0 | 19.5691 | 0 | 0 | 0 | 50.6376 | 0 | 12.8959 | 14.8441 | 93.6657 |  | 0 | 0 | 176.1808 | 93.6657 | 1.881 | -3.6353 | 0.60011 | 0 | 0.60011 | 0.035433 | 0 | 0.035433 |  | 0 |  | 0 | 0 | 0 | 0 | 0 | 0 | 0 | 9999 | 9999
Existing Single Family Home HVAC Upgrade - Heat Pump Upgrade to 9.0 HSPF/14 SEER - Heating Zone 3 | Heating Savings | 15 | 68.7907 | 0 | 80.8234 | 0 | 0 | ResSpHtHPZ3 | 0.158 | 0.355 | 75.0142 | 0.01924 | 0.054198 | 0 | 0 | 0 | 16.0723 | 36.3359 | 0 | 41.2575 | (na) | (na) | (na) | (na) | 0 | 0 | 0 | 0 | 0 | 0 | 0 | 0 | 16.0723 | 36.3359 | 0 | 41.2575 | 93.6657 | 62.8648 | 0 | 10.3063 | 40.1982 | 113.3694 | 16.0723 | 7.0537 | 62.8648 | 15.5348 | 11.8598 | 40.1982 | 130.4576 | 36.3359 | 3.5903 | 62.8648 | 15.5348 | 11.8598 | 40.1982 | 130.4576 | 52.4082 | -16.243 | 2.4893 | 17.1925 | 38.8685 | 0 | 44.1331 | 100.1941 | 62.8648 | 0 | 15.5348 | 0 | 0 | 0 | 40.1982 | 0 | 9.7754 | 11.8598 | 93.6657 |  | 0 | 0 | 140.233 | 93.6657 | 1.4972 | 17.4335 | 0.47497 | 0 | 0.47497 | 0.02805 | 0 | 0.02805 |  | 0 |  | 0 | 0 | 0 | 0 | 0 | 0 | 0 | 9999 | 9999
Existing Single Family Home HVAC Upgrade - Central Heat Pump Upgrade to Variable Capacity Central Heat Pump - Heating Zone 1 - Cooling Zone 1 | Heating Savings | 15 | 574.9686 | 0 | 4919.8895 | 0 | 0 | ResSpHtHPZ1 | 0.158 | 0.355 | 626.9422 | 0.1608 | 0.45297 | 0 | 0 | 0 | 978.3552 | 2211.8418 | 0 | 2511.4297 | (na) | (na) | (na) | (na) | 0 | 0 | 0 | 0 | 0 | 0 | 0 | 0 | 978.3552 | 2211.8418 | 0 | 2511.4297 | 5701.6267 | 526.0687 | 0 | 86.2032 | 335.9629 | 948.2347 | 978.3552 | 0.96921 | 526.0687 | 129.8343 | 99.1866 | 335.9629 | 1091.0525 | 2211.8418 | 0.49328 | 526.0687 | 129.8343 | 99.1866 | 335.9629 | 1091.0525 | 3190.197 | 336.0021 | 0.342 | 125.2201 | 283.0945 | 0 | 321.4389 | 729.7535 | 526.0687 | 0 | 129.8343 | 0 | 0 | 0 | 335.9629 | 0 | 101.5808 | 99.1866 | 5701.627 |  | 0 | 0 | 1192.6333 | 5701.627 | 0.20917 | 644.4396 | 3.9673 | 0 | 3.9673 | 0.2343 | 0 | 0.2343 |  | 0 |  | 0 | 0 | 0 | 0 | 0 | 0 | 0 | 9999 | 9999
Existing Single Family Home HVAC Upgrade - Central Heat Pump Upgrade to Variable Capacity Central Heat Pump - Heating Zone 1 - Cooling Zone 2 | Heating Savings | 15 | 574.9686 | 0 | 4919.8895 | 0 | 0 | ResSpHtHPZ1 | 0.158 | 0.355 | 626.9422 | 0.1608 | 0.45297 | 0 | 0 | 0 | 978.3552 | 2211.8418 | 0 | 2511.4297 | (na) | (na) | (na) | (na) | 0 | 0 | 0 | 0 | 0 | 0 | 0 | 0 | 978.3552 | 2211.8418 | 0 | 2511.4297 | 5701.6267 | 526.0687 | 0 | 86.2032 | 335.9629 | 948.2347 | 978.3552 | 0.96921 | 526.0687 | 129.8343 | 99.1866 | 335.9629 | 1091.0525 | 2211.8418 | 0.49328 | 526.0687 | 129.8343 | 99.1866 | 335.9629 | 1091.0525 | 3190.197 | 336.0021 | 0.342 | 125.2201 | 283.0945 | 0 | 321.4389 | 729.7535 | 526.0687 | 0 | 129.8343 | 0 | 0 | 0 | 335.9629 | 0 | 101.5808 | 99.1866 | 5701.627 |  | 0 | 0 | 1192.6333 | 5701.627 | 0.20917 | 644.4396 | 3.9673 | 0 | 3.9673 | 0.2343 | 0 | 0.2343 |  | 0 |  | 0 | 0 | 0 | 0 | 0 | 0 | 0 | 9999 | 9999
Existing Single Family Home HVAC Upgrade - Central Heat Pump Upgrade to Variable Capacity Central Heat Pump - Heating Zone 1 - Cooling Zone 3 | Heating Savings | 15 | 574.9686 | 0 | 4919.8895 | 0 | 0 | ResSpHtHPZ1 | 0.158 | 0.355 | 626.9422 | 0.1608 | 0.45297 | 0 | 0 | 0 | 978.3552 | 2211.8418 | 0 | 2511.4297 | (na) | (na) | (na) | (na) | 0 | 0 | 0 | 0 | 0 | 0 | 0 | 0 | 978.3552 | 2211.8418 | 0 | 2511.4297 | 5701.6267 | 526.0687 | 0 | 86.2032 | 335.9629 | 948.2347 | 978.3552 | 0.96921 | 526.0687 | 129.8343 | 99.1866 | 335.9629 | 1091.0525 | 2211.8418 | 0.49328 | 526.0687 | 129.8343 | 99.1866 | 335.9629 | 1091.0525 | 3190.197 | 336.0021 | 0.342 | 125.2201 | 283.0945 | 0 | 321.4389 | 729.7535 | 526.0687 | 0 | 129.8343 | 0 | 0 | 0 | 335.9629 | 0 | 101.5808 | 99.1866 | 5701.627 |  | 0 | 0 | 1192.6333 | 5701.627 | 0.20917 | 644.4396 | 3.9673 | 0 | 3.9673 | 0.2343 | 0 | 0.2343 |  | 0 |  | 0 | 0 | 0 | 0 | 0 | 0 | 0 | 9999 | 9999
Existing Single Family Home HVAC Upgrade - Central Heat Pump Upgrade to Variable Capacity Central Heat Pump - Heating Zone 2 - Cooling Zone 1 | Heating Savings | 15 | 681.8827 | 0 | 4919.8895 | 0 | 0 | ResSpHtHPZ2 | 0.158 | 0.355 | 743.6558 | 0.19074 | 0.53729 | 0 | 0 | 0 | 978.3552 | 2211.8418 | 0 | 2511.4297 | (na) | (na) | (na) | (na) | 0 | 0 | 0 | 0 | 0 | 0 | 0 | 0 | 978.3552 | 2211.8418 | 0 | 2511.4297 | 5701.6267 | 615.6863 | 0 | 101.4193 | 398.5068 | 1115.6124 | 978.3552 | 1.1403 | 615.6863 | 154.0047 | 116.8198 | 398.5068 | 1285.0176 | 2211.8418 | 0.58097 | 615.6863 | 154.0047 | 116.8198 | 398.5068 | 1285.0176 | 3190.197 | 272.0086 | 0.4028 | 105.5673 | 238.664 | 0 | 270.9904 | 615.2219 | 615.6863 | 0 | 154.0047 | 0 | 0 | 0 | 398.5068 | 0 | 100.9103 | 116.8198 | 5701.627 |  | 0 | 0 | 1385.9279 | 5701.627 | 0.24308 | 532.1106 | 4.7227 | 0 | 4.7227 | 0.27885 | 0 | 0.27885 |  | 0 |  | 0 | 0 | 0 | 0 | 0 | 0 | 0 | 9999 | 9999
Existing Single Family Home HVAC Upgrade - Central Heat Pump Upgrade to Variable Capacity Central Heat Pump - Heating Zone 2 - Cooling Zone 2 | Heating Savings | 15 | 681.8827 | 0 | 4919.8895 | 0 | 0 | ResSpHtHPZ2 | 0.158 | 0.355 | 743.6558 | 0.19074 | 0.53729 | 0 | 0 | 0 | 978.3552 | 2211.8418 | 0 | 2511.4297 | (na) | (na) | (na) | (na) | 0 | 0 | 0 | 0 | 0 | 0 | 0 | 0 | 978.3552 | 2211.8418 | 0 | 2511.4297 | 5701.6267 | 615.6863 | 0 | 101.4193 | 398.5068 | 1115.6124 | 978.3552 | 1.1403 | 615.6863 | 154.0047 | 116.8198 | 398.5068 | 1285.0176 | 2211.8418 | 0.58097 | 615.6863 | 154.0047 | 116.8198 | 398.5068 | 1285.0176 | 3190.197 | 272.0086 | 0.4028 | 105.5673 | 238.664 | 0 | 270.9904 | 615.2219 | 615.6863 | 0 | 154.0047 | 0 | 0 | 0 | 398.5068 | 0 | 100.9103 | 116.8198 | 5701.627 |  | 0 | 0 | 1385.9279 | 5701.627 | 0.24308 | 532.1106 | 4.7227 | 0 | 4.7227 | 0.27885 | 0 | 0.27885 |  | 0 |  | 0 | 0 | 0 | 0 | 0 | 0 | 0 | 9999 | 9999
Existing Single Family Home HVAC Upgrade - Central Heat Pump Upgrade to Variable Capacity Central Heat Pump - Heating Zone 2 - Cooling Zone 3 | Heating Savings | 15 | 681.8827 | 0 | 4919.8895 | 0 | 0 | ResSpHtHPZ2 | 0.158 | 0.355 | 743.6558 | 0.19074 | 0.53729 | 0 | 0 | 0 | 978.3552 | 2211.8418 | 0 | 2511.4297 | (na) | (na) | (na) | (na) | 0 | 0 | 0 | 0 | 0 | 0 | 0 | 0 | 978.3552 | 2211.8418 | 0 | 2511.4297 | 5701.6267 | 615.6863 | 0 | 101.4193 | 398.5068 | 1115.6124 | 978.3552 | 1.1403 | 615.6863 | 154.0047 | 116.8198 | 398.5068 | 1285.0176 | 2211.8418 | 0.58097 | 615.6863 | 154.0047 | 116.8198 | 398.5068 | 1285.0176 | 3190.197 | 272.0086 | 0.4028 | 105.5673 | 238.664 | 0 | 270.9904 | 615.2219 | 615.6863 | 0 | 154.0047 | 0 | 0 | 0 | 398.5068 | 0 | 100.9103 | 116.8198 | 5701.627 |  | 0 | 0 | 1385.9279 | 5701.627 | 0.24308 | 532.1106 | 4.7227 | 0 | 4.7227 | 0.27885 | 0 | 0.27885 |  | 0 |  | 0 | 0 | 0 | 0 | 0 | 0 | 0 | 9999 | 9999
Existing Single Family Home HVAC Upgrade - Central Heat Pump Upgrade to Variable Capacity Central Heat Pump - Heating Zone 3 - Cooling Zone 1 | Heating Savings | 15 | 854.9937 | 0 | 4919.8895 | 0 | 0 | ResSpHtHPZ3 | 0.158 | 0.355 | 932.3451 | 0.23914 | 0.67362 | 0 | 0 | 0 | 978.3552 | 2211.8418 | 0 | 2511.4297 | (na) | (na) | (na) | (na) | 0 | 0 | 0 | 0 | 0 | 0 | 0 | 0 | 978.3552 | 2211.8418 | 0 | 2511.4297 | 5701.6267 | 781.3421 | 0 | 128.0963 | 499.6207 | 1409.0591 | 978.3552 | 1.4402 | 781.3421 | 193.0806 | 147.4043 | 499.6207 | 1621.4478 | 2211.8418 | 0.73308 | 781.3421 | 193.0806 | 147.4043 | 499.6207 | 1621.4478 | 3190.197 | 202.2614 | 0.50826 | 84.2025 | 190.3629 | 0 | 216.147 | 490.7124 | 781.3421 | 0 | 193.0806 | 0 | 0 | 0 | 499.6207 | 0 | 126.9987 | 147.4043 | 5701.627 |  | 0 | 0 | 1748.4464 | 5701.627 | 0.30666 | 407.4782 | 5.9033 | 0 | 5.9033 | 0.34863 | 0 | 0.34863 |  | 0 |  | 0 | 0 | 0 | 0 | 0 | 0 | 0 | 9999 | 9999
Existing Single Family Home HVAC Upgrade - Central Heat Pump Upgrade to Variable Capacity Central Heat Pump - Heating Zone 3 - Cooling Zone 2 | Heating Savings | 15 | 854.9937 | 0 | 4919.8895 | 0 | 0 | ResSpHtHPZ3 | 0.158 | 0.355 | 932.3451 | 0.23914 | 0.67362 | 0 | 0 | 0 | 978.3552 | 2211.8418 | 0 | 2511.4297 | (na) | (na) | (na) | (na) | 0 | 0 | 0 | 0 | 0 | 0 | 0 | 0 | 978.3552 | 2211.8418 | 0 | 2511.4297 | 5701.6267 | 781.3421 | 0 | 128.0963 | 499.6207 | 1409.0591 | 978.3552 | 1.4402 | 781.3421 | 193.0806 | 147.4043 | 499.6207 | 1621.4478 | 2211.8418 | 0.73308 | 781.3421 | 193.0806 | 147.4043 | 499.6207 | 1621.4478 | 3190.197 | 202.2614 | 0.50826 | 84.2025 | 190.3629 | 0 | 216.147 | 490.7124 | 781.3421 | 0 | 193.0806 | 0 | 0 | 0 | 499.6207 | 0 | 126.9987 | 147.4043 | 5701.627 |  | 0 | 0 | 1748.4464 | 5701.627 | 0.30666 | 407.4782 | 5.9033 | 0 | 5.9033 | 0.34863 | 0 | 0.34863 |  | 0 |  | 0 | 0 | 0 | 0 | 0 | 0 | 0 | 9999 | 9999
Existing Single Family Home HVAC Upgrade - Central Heat Pump Upgrade to Variable Capacity Central Heat Pump - Heating Zone 3 - Cooling Zone 3 | Heating Savings | 15 | 854.9937 | 0 | 4919.8895 | 0 | 0 | ResSpHtHPZ3 | 0.158 | 0.355 | 932.3451 | 0.23914 | 0.67362 | 0 | 0 | 0 | 978.3552 | 2211.8418 | 0 | 2511.4297 | (na) | (na) | (na) | (na) | 0 | 0 | 0 | 0 | 0 | 0 | 0 | 0 | 978.3552 | 2211.8418 | 0 | 2511.4297 | 5701.6267 | 781.3421 | 0 | 128.0963 | 499.6207 | 1409.0591 | 978.3552 | 1.4402 | 781.3421 | 193.0806 | 147.4043 | 499.6207 | 1621.4478 | 2211.8418 | 0.73308 | 781.3421 | 193.0806 | 147.4043 | 499.6207 | 1621.4478 | 3190.197 | 202.2614 | 0.50826 | 84.2025 | 190.3629 | 0 | 216.147 | 490.7124 | 781.3421 | 0 | 193.0806 | 0 | 0 | 0 | 499.6207 | 0 | 126.9987 | 147.4043 | 5701.627 |  | 0 | 0 | 1748.4464 | 5701.627 | 0.30666 | 407.4782 | 5.9033 | 0 | 5.9033 | 0.34863 | 0 | 0.34863 |  | 0 |  | 0 | 0 | 0 | 0 | 0 | 0 | 0 | 9999 | 9999
Zonal to DHP No Screen HZ1CZ1 | Heating Savings | 15 | 2240.0589 | 0 | 3536.4883 | 0 | 0 | ResSpHtHPZ1 | 0.158 | 0.355 | 2442.5465 | 0.62648 | 1.7647 | 0 | 0 | 0 | 703.256 | 1589.9041 | 0 | 1805.2522 | (na) | (na) | (na) | (na) | 0 | 0 | 0 | 0 | 0 | 0 | 0 | 0 | 703.256 | 1589.9041 | 0 | 1805.2522 | 4098.4122 | 2049.5465 | 0 | 335.8447 | 1308.9003 | 3694.2915 | 703.256 | 5.2531 | 2049.5465 | 505.8302 | 386.4277 | 1308.9003 | 4250.7046 | 1589.9041 | 2.6736 | 2049.5465 | 505.8302 | 386.4277 | 1308.9003 | 4250.7046 | 2293.1602 | 3.0224 | 1.8536 | 23.1034 | 52.2316 | 0 | 59.3062 | 134.6411 | 2049.5465 | 0 | 505.8302 | 0 | 0 | 0 | 1308.9003 | 0 | 326.1001 | 386.4277 | 4098.4121 |  | 0 | 0 | 4576.8047 | 4098.4121 | 1.1167 | 51.6156 | 15.4563 | 0 | 15.4563 | 0.91281 | 0 | 0.91281 |  | 0 |  | 0 | 0 | 0 | 0 | 0 | 0 | 0 | 9999 | 9999
Zonal to DHP No Screen HZ2CZ1 | Heating Savings | 15 | 2340.8527 | 0 | 3356.0833 | 0 | 0 | ResSpHtHPZ2 | 0.158 | 0.355 | 2552.9149 | 0.65479 | 1.8445 | 0 | 0 | 0 | 667.3812 | 1508.7992 | 0 | 1713.1617 | (na) | (na) | (na) | (na) | 0 | 0 | 0 | 0 | 0 | 0 | 0 | 0 | 667.3812 | 1508.7992 | 0 | 1713.1617 | 3889.3421 | 2113.6053 | 0 | 348.1649 | 1368.0441 | 3829.8142 | 667.3812 | 5.7386 | 2113.6053 | 528.6865 | 401.0336 | 1368.0441 | 4411.3696 | 1508.7992 | 2.9238 | 2113.6053 | 528.6865 | 401.0336 | 1368.0441 | 4411.3696 | 2176.1804 | -3.8216 | 2.0271 | 20.977 | 47.4242 | 0 | 53.8477 | 122.2488 | 2113.6053 | 0 | 528.6865 | 0 | 0 | 0 | 1368.0441 | 0 | 258.4003 | 401.0336 | 3889.3423 |  | 0 | 0 | 4669.7695 | 3889.3423 | 1.2007 | 41.9041 | 16.2128 | 0 | 16.2128 | 0.95727 | 0 | 0.95727 |  | 0 |  | 0 | 0 | 0 | 0 | 0 | 0 | 0 | 9999 | 9999
Zonal to DHP No Screen HZ3CZ1 | Heating Savings | 15 | 1516.8331 | 0 | 3158.0098 | 0 | 0 | ResSpHtHPZ3 | 0.158 | 0.355 | 1654.0612 | 0.42425 | 1.1951 | 0 | 0 | 0 | 627.9929 | 1419.751 | 0 | 1612.0524 | (na) | (na) | (na) | (na) | 0 | 0 | 0 | 0 | 0 | 0 | 0 | 0 | 627.9929 | 1419.751 | 0 | 1612.0524 | 3659.7962 | 1386.1688 | 0 | 227.2539 | 886.3705 | 2499.7932 | 627.9929 | 3.9806 | 1386.1688 | 342.5417 | 261.5081 | 886.3705 | 2876.5891 | 1419.751 | 2.0261 | 1386.1688 | 342.5417 | 261.5081 | 886.3705 | 2876.5891 | 2047.7439 | 27.0371 | 1.4048 | 30.4655 | 68.8756 | 0 | 78.2046 | 177.5457 | 1386.1688 | 0 | 342.5417 | 0 | 0 | 0 | 886.3705 | 0 | 801.2382 | 261.5081 | 3659.7964 |  | 0 | 0 | 3677.8271 | 3659.7964 | 1.0049 | 66.3717 | 10.473 | 0 | 10.473 | 0.6185 | 0 | 0.6185 |  | 0 |  | 0 | 0 | 0 | 0 | 0 | 0 | 0 | 9999 | 9999
Zonal to DHP No Screen HZ1CZ2 | Heating Savings | 15 | 2240.0589 | 0 | 3359.2572 | 0 | 0 | ResSpHtHPZ1 | 0.158 | 0.355 | 2442.5465 | 0.62648 | 1.7647 | 0 | 0 | 0 | 668.0123 | 1510.2261 | 0 | 1714.782 | (na) | (na) | (na) | (na) | 0 | 0 | 0 | 0 | 0 | 0 | 0 | 0 | 668.0123 | 1510.2261 | 0 | 1714.782 | 3893.0204 | 2049.5465 | 0 | 335.8447 | 1308.9003 | 3694.2915 | 668.0123 | 5.5303 | 2049.5465 | 505.8302 | 386.4277 | 1308.9003 | 4250.7046 | 1510.2261 | 2.8146 | 2049.5465 | 505.8302 | 386.4277 | 1308.9003 | 4250.7046 | 2178.2383 | -0.75296 | 1.9514 | 21.9456 | 49.614 | 0 | 56.334 | 127.8936 | 2049.5465 | 0 | 505.8302 | 0 | 0 | 0 | 1308.9003 | 0 | 326.1001 | 386.4277 | 3893.0203 |  | 0 | 0 | 4576.8047 | 3893.0203 | 1.1756 | 44.868 | 15.4563 | 0 | 15.4563 | 0.91281 | 0 | 0.91281 |  | 0 |  | 0 | 0 | 0 | 0 | 0 | 0 | 0 | 9999 | 9999
Zonal to DHP No Screen HZ2CZ2 | Heating Savings | 15 | 2340.8527 | 0 | 3178.8522 | 0 | 0 | ResSpHtHPZ2 | 0.158 | 0.355 | 2552.9149 | 0.65479 | 1.8445 | 0 | 0 | 0 | 632.1375 | 1429.1211 | 0 | 1622.6915 | (na) | (na) | (na) | (na) | 0 | 0 | 0 | 0 | 0 | 0 | 0 | 0 | 632.1375 | 1429.1211 | 0 | 1622.6915 | 3683.9501 | 2113.6053 | 0 | 348.1649 | 1368.0441 | 3829.8142 | 632.1375 | 6.0585 | 2113.6053 | 528.6865 | 401.0336 | 1368.0441 | 4411.3696 | 1429.1211 | 3.0868 | 2113.6053 | 528.6865 | 401.0336 | 1368.0441 | 4411.3696 | 2061.2585 | -7.4338 | 2.1401 | 19.8692 | 44.9198 | 0 | 51.004 | 115.793 | 2113.6053 | 0 | 528.6865 | 0 | 0 | 0 | 1368.0441 | 0 | 258.4003 | 401.0336 | 3683.9502 |  | 0 | 0 | 4669.7695 | 3683.9502 | 1.2676 | 35.4483 | 16.2128 | 0 | 16.2128 | 0.95727 | 0 | 0.95727 |  | 0 |  | 0 | 0 | 0 | 0 | 0 | 0 | 0 | 9999 | 9999
Zonal to DHP No Screen HZ3CZ2 | Heating Savings | 15 | 1516.8331 | 0 | 2980.7787 | 0 | 0 | ResSpHtHPZ3 | 0.158 | 0.355 | 1654.0612 | 0.42425 | 1.1951 | 0 | 0 | 0 | 592.7491 | 1340.0729 | 0 | 1521.5822 | (na) | (na) | (na) | (na) | 0 | 0 | 0 | 0 | 0 | 0 | 0 | 0 | 592.7491 | 1340.0729 | 0 | 1521.5822 | 3454.4042 | 1386.1688 | 0 | 227.2539 | 886.3705 | 2499.7932 | 592.7491 | 4.2173 | 1386.1688 | 342.5417 | 261.5081 | 886.3705 | 2876.5891 | 1340.0729 | 2.1466 | 1386.1688 | 342.5417 | 261.5081 | 886.3705 | 2876.5891 | 1932.822 | 21.462 | 1.4883 | 28.7557 | 65.0102 | 0 | 73.8157 | 167.5817 | 1386.1688 | 0 | 342.5417 | 0 | 0 | 0 | 886.3705 | 0 | 801.2382 | 261.5081 | 3454.4043 |  | 0 | 0 | 3677.8271 | 3454.4043 | 1.0647 | 56.4077 | 10.473 | 0 | 10.473 | 0.6185 | 0 | 0.6185 |  | 0 |  | 0 | 0 | 0 | 0 | 0 | 0 | 0 | 9999 | 9999
Zonal to DHP No Screen HZ1CZ3 | Heating Savings | 15 | 2240.0589 | 0 | 3190.5641 | 0 | 0 | ResSpHtHPZ1 | 0.158 | 0.355 | 2442.5465 | 0.62648 | 1.7647 | 0 | 0 | 0 | 634.4665 | 1434.3865 | 0 | 1628.6702 | (na) | (na) | (na) | (na) | 0 | 0 | 0 | 0 | 0 | 0 | 0 | 0 | 634.4665 | 1434.3865 | 0 | 1628.6702 | 3697.5231 | 2049.5465 | 0 | 335.8447 | 1308.9003 | 3694.2915 | 634.4665 | 5.8227 | 2049.5465 | 505.8302 | 386.4277 | 1308.9003 | 4250.7046 | 1434.3865 | 2.9634 | 2049.5465 | 505.8302 | 386.4277 | 1308.9003 | 4250.7046 | 2068.853 | -4.3465 | 2.0546 | 20.8435 | 47.1225 | 0 | 53.5051 | 121.4711 | 2049.5465 | 0 | 505.8302 | 0 | 0 | 0 | 1308.9003 | 0 | 326.1001 | 386.4277 | 3697.5232 |  | 0 | 0 | 4576.8047 | 3697.5232 | 1.2378 | 38.4456 | 15.4563 | 0 | 15.4563 | 0.91281 | 0 | 0.91281 |  | 0 |  | 0 | 0 | 0 | 0 | 0 | 0 | 0 | 9999 | 9999
Zonal to DHP No Screen HZ2CZ3 | Heating Savings | 15 | 2340.8527 | 0 | 3010.1591 | 0 | 0 | ResSpHtHPZ2 | 0.158 | 0.355 | 2552.9149 | 0.65479 | 1.8445 | 0 | 0 | 0 | 598.5917 | 1353.2815 | 0 | 1536.5798 | (na) | (na) | (na) | (na) | 0 | 0 | 0 | 0 | 0 | 0 | 0 | 0 | 598.5917 | 1353.2815 | 0 | 1536.5798 | 3488.453 | 2113.6053 | 0 | 348.1649 | 1368.0441 | 3829.8142 | 598.5917 | 6.398 | 2113.6053 | 528.6865 | 401.0336 | 1368.0441 | 4411.3696 | 1353.2815 | 3.2598 | 2113.6053 | 528.6865 | 401.0336 | 1368.0441 | 4411.3696 | 1951.8732 | -10.872 | 2.2601 | 18.8148 | 42.536 | 0 | 48.2974 | 109.6482 | 2113.6053 | 0 | 528.6865 | 0 | 0 | 0 | 1368.0441 | 0 | 258.4003 | 401.0336 | 3488.4531 |  | 0 | 0 | 4669.7695 | 3488.4531 | 1.3386 | 29.3035 | 16.2128 | 0 | 16.2128 | 0.95727 | 0 | 0.95727 |  | 0 |  | 0 | 0 | 0 | 0 | 0 | 0 | 0 | 9999 | 9999
Zonal to DHP No Screen HZ3CZ3 | Heating Savings | 15 | 1516.8331 | 0 | 2812.0856 | 0 | 0 | ResSpHtHPZ3 | 0.158 | 0.355 | 1654.0612 | 0.42425 | 1.1951 | 0 | 0 | 0 | 559.2033 | 1264.2333 | 0 | 1435.4702 | (na) | (na) | (na) | (na) | 0 | 0 | 0 | 0 | 0 | 0 | 0 | 0 | 559.2033 | 1264.2333 | 0 | 1435.4702 | 3258.9068 | 1386.1688 | 0 | 227.2539 | 886.3705 | 2499.7932 | 559.2033 | 4.4703 | 1386.1688 | 342.5417 | 261.5081 | 886.3705 | 2876.5891 | 1264.2333 | 2.2754 | 1386.1688 | 342.5417 | 261.5081 | 886.3705 | 2876.5891 | 1823.4365 | 16.1554 | 1.5776 | 27.1283 | 61.3311 | 0 | 69.6382 | 158.0976 | 1386.1688 | 0 | 342.5417 | 0 | 0 | 0 | 886.3705 | 0 | 801.2382 | 261.5081 | 3258.9067 |  | 0 | 0 | 3677.8271 | 3258.9067 | 1.1285 | 46.9236 | 10.473 | 0 | 10.473 | 0.6185 | 0 | 0.6185 |  | 0 |  | 0 | 0 | 0 | 0 | 0 | 0 | 0 | 9999 | 9999
Existing Single Family Home HVAC Conversion - Convert FAF w/CAC to Heat Pump - House with "Good Insulation" - Heating Zone 1 | Cooling Savings | 15 | 0 | 0 | 0 | 0 | 0 | ResCACZ1 | 0 | 0 | 0 | 0 | 0 | 0 | 0 | 0 | 0 | 0 | 0 | 0 | (na) | (na) | (na) | (na) | 0 | 0 | 0 | 0 | 0 | 0 | 0 | 0 | 0 | 0 | 0 | 0 | 0 | 0 | 0 | 0 | 0 | 0 | 0 | 9999 | 0 | 0 | 0 | 0 | 0 | 0 | 9999 | 0 | 0 | 0 | 0 | 0 | 0 | 9999 | 9999 | 9999 | 9999 | 9999 | 9999 | 9999 | 0 | 0 | 0 | 0 | 0 | 0 | 0 | 0 | 0 | 0 | 0 |  | 0 | 0 | 0 | 0 | 9999 | 9999 | 0 | 0 | 0 | 0 | 0 | 0 |  | 0 |  | 0 | 0 | 0 | 0 | 0 | 0 | 0 | 9999 | 9999
Existing Single Family Home HVAC Conversion - Convert FAF w/CAC to Heat Pump - House with "Good Insulation" - Heating Zone 2 | Cooling Savings | 15 | 0 | 0 | 0 | 0 | 0 | ResCACZ2 | 0 | 0 | 0 | 0 | 0 | 0 | 0 | 0 | 0 | 0 | 0 | 0 | (na) | (na) | (na) | (na) | 0 | 0 | 0 | 0 | 0 | 0 | 0 | 0 | 0 | 0 | 0 | 0 | 0 | 0 | 0 | 0 | 0 | 0 | 0 | 9999 | 0 | 0 | 0 | 0 | 0 | 0 | 9999 | 0 | 0 | 0 | 0 | 0 | 0 | 9999 | 9999 | 9999 | 9999 | 9999 | 9999 | 9999 | 0 | 0 | 0 | 0 | 0 | 0 | 0 | 0 | 0 | 0 | 0 |  | 0 | 0 | 0 | 0 | 9999 | 9999 | 0 | 0 | 0 | 0 | 0 | 0 |  | 0 |  | 0 | 0 | 0 | 0 | 0 | 0 | 0 | 9999 | 9999
Existing Single Family Home HVAC Conversion - Convert FAF w/CAC to Heat Pump - House with "Good Insulation" - Heating Zone 3 | Cooling Savings | 15 | 0 | 0 | 0 | 0 | 0 | ResCACZ3 | 0 | 0 | 0 | 0 | 0 | 0 | 0 | 0 | 0 | 0 | 0 | 0 | (na) | (na) | (na) | (na) | 0 | 0 | 0 | 0 | 0 | 0 | 0 | 0 | 0 | 0 | 0 | 0 | 0 | 0 | 0 | 0 | 0 | 0 | 0 | 9999 | 0 | 0 | 0 | 0 | 0 | 0 | 9999 | 0 | 0 | 0 | 0 | 0 | 0 | 9999 | 9999 | 9999 | 9999 | 9999 | 9999 | 9999 | 0 | 0 | 0 | 0 | 0 | 0 | 0 | 0 | 0 | 0 | 0 |  | 0 | 0 | 0 | 0 | 9999 | 9999 | 0 | 0 | 0 | 0 | 0 | 0 |  | 0 |  | 0 | 0 | 0 | 0 | 0 | 0 | 0 | 9999 | 9999
Existing Single Family Home HVAC Conversion - Convert FAF w/CAC to Heat Pump - House with "Fair Insulation" - Heating Zone 1 | Cooling Savings | 15 | 0 | 0 | 0 | 0 | 0 | ResCACZ1 | 0 | 0 | 0 | 0 | 0 | 0 | 0 | 0 | 0 | 0 | 0 | 0 | (na) | (na) | (na) | (na) | 0 | 0 | 0 | 0 | 0 | 0 | 0 | 0 | 0 | 0 | 0 | 0 | 0 | 0 | 0 | 0 | 0 | 0 | 0 | 9999 | 0 | 0 | 0 | 0 | 0 | 0 | 9999 | 0 | 0 | 0 | 0 | 0 | 0 | 9999 | 9999 | 9999 | 9999 | 9999 | 9999 | 9999 | 0 | 0 | 0 | 0 | 0 | 0 | 0 | 0 | 0 | 0 | 0 |  | 0 | 0 | 0 | 0 | 9999 | 9999 | 0 | 0 | 0 | 0 | 0 | 0 |  | 0 |  | 0 | 0 | 0 | 0 | 0 | 0 | 0 | 9999 | 9999
Existing Single Family Home HVAC Conversion - Convert FAF w/CAC to Heat Pump - House with "Fair Insulation" - Heating Zone 2 | Cooling Savings | 15 | 0 | 0 | 0 | 0 | 0 | ResCACZ2 | 0 | 0 | 0 | 0 | 0 | 0 | 0 | 0 | 0 | 0 | 0 | 0 | (na) | (na) | (na) | (na) | 0 | 0 | 0 | 0 | 0 | 0 | 0 | 0 | 0 | 0 | 0 | 0 | 0 | 0 | 0 | 0 | 0 | 0 | 0 | 9999 | 0 | 0 | 0 | 0 | 0 | 0 | 9999 | 0 | 0 | 0 | 0 | 0 | 0 | 9999 | 9999 | 9999 | 9999 | 9999 | 9999 | 9999 | 0 | 0 | 0 | 0 | 0 | 0 | 0 | 0 | 0 | 0 | 0 |  | 0 | 0 | 0 | 0 | 9999 | 9999 | 0 | 0 | 0 | 0 | 0 | 0 |  | 0 |  | 0 | 0 | 0 | 0 | 0 | 0 | 0 | 9999 | 9999
Existing Single Family Home HVAC Conversion - Convert FAF w/CAC to Heat Pump - House with "Fair Insulation" - Heating Zone 3 | Cooling Savings | 15 | 0 | 0 | 0 | 0 | 0 | ResCACZ3 | 0 | 0 | 0 | 0 | 0 | 0 | 0 | 0 | 0 | 0 | 0 | 0 | (na) | (na) | (na) | (na) | 0 | 0 | 0 | 0 | 0 | 0 | 0 | 0 | 0 | 0 | 0 | 0 | 0 | 0 | 0 | 0 | 0 | 0 | 0 | 9999 | 0 | 0 | 0 | 0 | 0 | 0 | 9999 | 0 | 0 | 0 | 0 | 0 | 0 | 9999 | 9999 | 9999 | 9999 | 9999 | 9999 | 9999 | 0 | 0 | 0 | 0 | 0 | 0 | 0 | 0 | 0 | 0 | 0 |  | 0 | 0 | 0 | 0 | 9999 | 9999 | 0 | 0 | 0 | 0 | 0 | 0 |  | 0 |  | 0 | 0 | 0 | 0 | 0 | 0 | 0 | 9999 | 9999
Existing Single Family Home HVAC Conversion - Convert FAF w/CAC to Heat Pump - House with "Poor Insulation" - Heating Zone 1 | Cooling Savings | 15 | 0 | 0 | 0 | 0 | 0 | ResCACZ1 | 0 | 0 | 0 | 0 | 0 | 0 | 0 | 0 | 0 | 0 | 0 | 0 | (na) | (na) | (na) | (na) | 0 | 0 | 0 | 0 | 0 | 0 | 0 | 0 | 0 | 0 | 0 | 0 | 0 | 0 | 0 | 0 | 0 | 0 | 0 | 9999 | 0 | 0 | 0 | 0 | 0 | 0 | 9999 | 0 | 0 | 0 | 0 | 0 | 0 | 9999 | 9999 | 9999 | 9999 | 9999 | 9999 | 9999 | 0 | 0 | 0 | 0 | 0 | 0 | 0 | 0 | 0 | 0 | 0 |  | 0 | 0 | 0 | 0 | 9999 | 9999 | 0 | 0 | 0 | 0 | 0 | 0 |  | 0 |  | 0 | 0 | 0 | 0 | 0 | 0 | 0 | 9999 | 9999
Existing Single Family Home HVAC Conversion - Convert FAF w/CAC to Heat Pump - House with "Poor Insulation" - Heating Zone 2 | Cooling Savings | 15 | 0 | 0 | 0 | 0 | 0 | ResCACZ2 | 0 | 0 | 0 | 0 | 0 | 0 | 0 | 0 | 0 | 0 | 0 | 0 | (na) | (na) | (na) | (na) | 0 | 0 | 0 | 0 | 0 | 0 | 0 | 0 | 0 | 0 | 0 | 0 | 0 | 0 | 0 | 0 | 0 | 0 | 0 | 9999 | 0 | 0 | 0 | 0 | 0 | 0 | 9999 | 0 | 0 | 0 | 0 | 0 | 0 | 9999 | 9999 | 9999 | 9999 | 9999 | 9999 | 9999 | 0 | 0 | 0 | 0 | 0 | 0 | 0 | 0 | 0 | 0 | 0 |  | 0 | 0 | 0 | 0 | 9999 | 9999 | 0 | 0 | 0 | 0 | 0 | 0 |  | 0 |  | 0 | 0 | 0 | 0 | 0 | 0 | 0 | 9999 | 9999
Existing Single Family Home HVAC Conversion - Convert FAF w/CAC to Heat Pump - House with "Poor Insulation" - Heating Zone 3 | Cooling Savings | 15 | 0 | 0 | 0 | 0 | 0 | ResCACZ3 | 0 | 0 | 0 | 0 | 0 | 0 | 0 | 0 | 0 | 0 | 0 | 0 | (na) | (na) | (na) | (na) | 0 | 0 | 0 | 0 | 0 | 0 | 0 | 0 | 0 | 0 | 0 | 0 | 0 | 0 | 0 | 0 | 0 | 0 | 0 | 9999 | 0 | 0 | 0 | 0 | 0 | 0 | 9999 | 0 | 0 | 0 | 0 | 0 | 0 | 9999 | 9999 | 9999 | 9999 | 9999 | 9999 | 9999 | 0 | 0 | 0 | 0 | 0 | 0 | 0 | 0 | 0 | 0 | 0 |  | 0 | 0 | 0 | 0 | 9999 | 9999 | 0 | 0 | 0 | 0 | 0 | 0 |  | 0 |  | 0 | 0 | 0 | 0 | 0 | 0 | 0 | 9999 | 9999
Existing Single Family Home HVAC Conversion - Convert FAF w/o CAC to Heat Pump - House with "Good Insulation" - Heating Zone 1 - Cooling Zone 1 | Cooling Savings | 15 | -137.8246 | 0 | 0 | 0 | 0 | ResCACZ1 | 0.17 | 0 | -150.4053 | 0 | -0.101 | 0 | 0 | 0 | 0 | 0 | 0 | 0 | (na) | (na) | (na) | (na) | 0 | 0 | 0 | 0 | 0 | 0 | 0 | 0 | 0 | 0 | 0 | 0 | 0 | -117.1955 | 0 | -19.7794 | -80.5985 | -217.5733 | 0 | 0 | -117.1955 | -28.949 | -22.6743 | -80.5985 | -249.4172 | 0 | 0 | -117.1955 | -28.949 | -22.6743 | -80.5985 | -249.4172 | 0 | 9999 | 0 | 9999 | 9999 | 9999 | 9999 | 9999 | -117.1955 | 0 | -28.949 | 0 | 0 | 0 | -80.5985 | 0 | 139.7974 | -22.6743 | 0 |  | 0 | 0 | -109.6198 | 0 | 0.5605 | 9999 | -0.95946 | 0 | -0.95946 | -0.056718 | 0 | -0.056718 |  | 0 |  | 0 | 0 | 0 | 0 | 0 | 0 | 0 | 9999 | 9999
Existing Single Family Home HVAC Conversion - Convert FAF w/o CAC to Heat Pump - House with "Good Insulation" - Heating Zone 1 - Cooling Zone 2 | Cooling Savings | 15 | -113.3092 | 0 | 0 | 0 | 0 | ResCACZ2 | 0.17 | 0 | -123.6674 | 0 | -0.083043 | 0 | 0 | 0 | 0 | 0 | 0 | 0 | (na) | (na) | (na) | (na) | 0 | 0 | 0 | 0 | 0 | 0 | 0 | 0 | 0 | 0 | 0 | 0 | 0 | -96.3547 | 0 | -16.2625 | -66.2703 | -178.8874 | 0 | 0 | -96.3547 | -23.8026 | -18.6428 | -66.2703 | -205.0703 | 0 | 0 | -96.3547 | -23.8026 | -18.6428 | -66.2703 | -205.0703 | 0 | 9999 | 0 | 9999 | 9999 | 9999 | 9999 | 9999 | -96.3547 | 0 | -23.8026 | 0 | 0 | 0 | -66.2703 | 0 | 114.9303 | -18.6428 | 0 |  | 0 | 0 | -90.1401 | 0 | 0.56044 | 9999 | -0.7825 | 0 | -0.7825 | -0.046156 | 0 | -0.046156 |  | 0 |  | 0 | 0 | 0 | 0 | 0 | 0 | 0 | 9999 | 9999
Existing Single Family Home HVAC Conversion - Convert FAF w/o CAC to Heat Pump - House with "Good Insulation" - Heating Zone 1 - Cooling Zone 3 | Cooling Savings | 15 | 0 | 0 | 0 | 0 | 0 | ResCACZ3 | 0 | 0 | 0 | 0 | 0 | 0 | 0 | 0 | 0 | 0 | 0 | 0 | (na) | (na) | (na) | (na) | 0 | 0 | 0 | 0 | 0 | 0 | 0 | 0 | 0 | 0 | 0 | 0 | 0 | 0 | 0 | 0 | 0 | 0 | 0 | 9999 | 0 | 0 | 0 | 0 | 0 | 0 | 9999 | 0 | 0 | 0 | 0 | 0 | 0 | 9999 | 9999 | 9999 | 9999 | 9999 | 9999 | 9999 | 0 | 0 | 0 | 0 | 0 | 0 | 0 | 0 | 0 | 0 | 0 |  | 0 | 0 | 0 | 0 | 9999 | 9999 | 0 | 0 | 0 | 0 | 0 | 0 |  | 0 |  | 0 | 0 | 0 | 0 | 0 | 0 | 0 | 9999 | 9999
Existing Single Family Home HVAC Conversion - Convert FAF w/o CAC to Heat Pump - House with "Good Insulation" - Heating Zone 2 - Cooling Zone 1 | Cooling Savings | 15 | -137.8246 | 0 | 0 | 0 | 0 | ResCACZ1 | 0.17 | 0 | -150.4053 | 0 | -0.101 | 0 | 0 | 0 | 0 | 0 | 0 | 0 | (na) | (na) | (na) | (na) | 0 | 0 | 0 | 0 | 0 | 0 | 0 | 0 | 0 | 0 | 0 | 0 | 0 | -117.1955 | 0 | -19.7794 | -80.5985 | -217.5733 | 0 | 0 | -117.1955 | -28.949 | -22.6743 | -80.5985 | -249.4172 | 0 | 0 | -117.1955 | -28.949 | -22.6743 | -80.5985 | -249.4172 | 0 | 9999 | 0 | 9999 | 9999 | 9999 | 9999 | 9999 | -117.1955 | 0 | -28.949 | 0 | 0 | 0 | -80.5985 | 0 | 139.7974 | -22.6743 | 0 |  | 0 | 0 | -109.6198 | 0 | 0.5605 | 9999 | -0.95946 | 0 | -0.95946 | -0.056718 | 0 | -0.056718 |  | 0 |  | 0 | 0 | 0 | 0 | 0 | 0 | 0 | 9999 | 9999
Existing Single Family Home HVAC Conversion - Convert FAF w/o CAC to Heat Pump - House with "Good Insulation" - Heating Zone 2 - Cooling Zone 2 | Cooling Savings | 15 | -113.3092 | 0 | 0 | 0 | 0 | ResCACZ2 | 0.17 | 0 | -123.6674 | 0 | -0.083043 | 0 | 0 | 0 | 0 | 0 | 0 | 0 | (na) | (na) | (na) | (na) | 0 | 0 | 0 | 0 | 0 | 0 | 0 | 0 | 0 | 0 | 0 | 0 | 0 | -96.3547 | 0 | -16.2625 | -66.2703 | -178.8874 | 0 | 0 | -96.3547 | -23.8026 | -18.6428 | -66.2703 | -205.0703 | 0 | 0 | -96.3547 | -23.8026 | -18.6428 | -66.2703 | -205.0703 | 0 | 9999 | 0 | 9999 | 9999 | 9999 | 9999 | 9999 | -96.3547 | 0 | -23.8026 | 0 | 0 | 0 | -66.2703 | 0 | 114.9303 | -18.6428 | 0 |  | 0 | 0 | -90.1401 | 0 | 0.56044 | 9999 | -0.7825 | 0 | -0.7825 | -0.046156 | 0 | -0.046156 |  | 0 |  | 0 | 0 | 0 | 0 | 0 | 0 | 0 | 9999 | 9999
Existing Single Family Home HVAC Conversion - Convert FAF w/o CAC to Heat Pump - House with "Good Insulation" - Heating Zone 2 - Cooling Zone 3 | Cooling Savings | 15 | 0 | 0 | 0 | 0 | 0 | ResCACZ3 | 0 | 0 | 0 | 0 | 0 | 0 | 0 | 0 | 0 | 0 | 0 | 0 | (na) | (na) | (na) | (na) | 0 | 0 | 0 | 0 | 0 | 0 | 0 | 0 | 0 | 0 | 0 | 0 | 0 | 0 | 0 | 0 | 0 | 0 | 0 | 9999 | 0 | 0 | 0 | 0 | 0 | 0 | 9999 | 0 | 0 | 0 | 0 | 0 | 0 | 9999 | 9999 | 9999 | 9999 | 9999 | 9999 | 9999 | 0 | 0 | 0 | 0 | 0 | 0 | 0 | 0 | 0 | 0 | 0 |  | 0 | 0 | 0 | 0 | 9999 | 9999 | 0 | 0 | 0 | 0 | 0 | 0 |  | 0 |  | 0 | 0 | 0 | 0 | 0 | 0 | 0 | 9999 | 9999
Existing Single Family Home HVAC Conversion - Convert FAF w/o CAC to Heat Pump - House with "Good Insulation" - Heating Zone 3 - Cooling Zone 1 | Cooling Savings | 15 | -137.8246 | 0 | 0 | 0 | 0 | ResCACZ1 | 0.17 | 0 | -150.4053 | 0 | -0.101 | 0 | 0 | 0 | 0 | 0 | 0 | 0 | (na) | (na) | (na) | (na) | 0 | 0 | 0 | 0 | 0 | 0 | 0 | 0 | 0 | 0 | 0 | 0 | 0 | -117.1955 | 0 | -19.7794 | -80.5985 | -217.5733 | 0 | 0 | -117.1955 | -28.949 | -22.6743 | -80.5985 | -249.4172 | 0 | 0 | -117.1955 | -28.949 | -22.6743 | -80.5985 | -249.4172 | 0 | 9999 | 0 | 9999 | 9999 | 9999 | 9999 | 9999 | -117.1955 | 0 | -28.949 | 0 | 0 | 0 | -80.5985 | 0 | 139.7974 | -22.6743 | 0 |  | 0 | 0 | -109.6198 | 0 | 0.5605 | 9999 | -0.95946 | 0 | -0.95946 | -0.056718 | 0 | -0.056718 |  | 0 |  | 0 | 0 | 0 | 0 | 0 | 0 | 0 | 9999 | 9999
Existing Single Family Home HVAC Conversion - Convert FAF w/o CAC to Heat Pump - House with "Good Insulation" - Heating Zone 3 - Cooling Zone 2 | Cooling Savings | 15 | -113.3092 | 0 | 0 | 0 | 0 | ResCACZ2 | 0.17 | 0 | -123.6674 | 0 | -0.083043 | 0 | 0 | 0 | 0 | 0 | 0 | 0 | (na) | (na) | (na) | (na) | 0 | 0 | 0 | 0 | 0 | 0 | 0 | 0 | 0 | 0 | 0 | 0 | 0 | -96.3547 | 0 | -16.2625 | -66.2703 | -178.8874 | 0 | 0 | -96.3547 | -23.8026 | -18.6428 | -66.2703 | -205.0703 | 0 | 0 | -96.3547 | -23.8026 | -18.6428 | -66.2703 | -205.0703 | 0 | 9999 | 0 | 9999 | 9999 | 9999 | 9999 | 9999 | -96.3547 | 0 | -23.8026 | 0 | 0 | 0 | -66.2703 | 0 | 114.9303 | -18.6428 | 0 |  | 0 | 0 | -90.1401 | 0 | 0.56044 | 9999 | -0.7825 | 0 | -0.7825 | -0.046156 | 0 | -0.046156 |  | 0 |  | 0 | 0 | 0 | 0 | 0 | 0 | 0 | 9999 | 9999
Existing Single Family Home HVAC Conversion - Convert FAF w/o CAC to Heat Pump - House with "Good Insulation" - Heating Zone 3 - Cooling Zone 3 | Cooling Savings | 15 | 0 | 0 | 0 | 0 | 0 | ResCACZ3 | 0 | 0 | 0 | 0 | 0 | 0 | 0 | 0 | 0 | 0 | 0 | 0 | (na) | (na) | (na) | (na) | 0 | 0 | 0 | 0 | 0 | 0 | 0 | 0 | 0 | 0 | 0 | 0 | 0 | 0 | 0 | 0 | 0 | 0 | 0 | 9999 | 0 | 0 | 0 | 0 | 0 | 0 | 9999 | 0 | 0 | 0 | 0 | 0 | 0 | 9999 | 9999 | 9999 | 9999 | 9999 | 9999 | 9999 | 0 | 0 | 0 | 0 | 0 | 0 | 0 | 0 | 0 | 0 | 0 |  | 0 | 0 | 0 | 0 | 9999 | 9999 | 0 | 0 | 0 | 0 | 0 | 0 |  | 0 |  | 0 | 0 | 0 | 0 | 0 | 0 | 0 | 9999 | 9999
Existing Single Family Home HVAC Conversion - Convert FAF w/o CAC to Heat Pump - House with "Fair Insulation" - Heating Zone 1 - Cooling Zone 1 | Cooling Savings | 15 | -137.8246 | 0 | 0 | 0 | 0 | ResCACZ1 | 0.17 | 0 | -150.4053 | 0 | -0.101 | 0 | 0 | 0 | 0 | 0 | 0 | 0 | (na) | (na) | (na) | (na) | 0 | 0 | 0 | 0 | 0 | 0 | 0 | 0 | 0 | 0 | 0 | 0 | 0 | -117.1955 | 0 | -19.7794 | -80.5985 | -217.5733 | 0 | 0 | -117.1955 | -28.949 | -22.6743 | -80.5985 | -249.4172 | 0 | 0 | -117.1955 | -28.949 | -22.6743 | -80.5985 | -249.4172 | 0 | 9999 | 0 | 9999 | 9999 | 9999 | 9999 | 9999 | -117.1955 | 0 | -28.949 | 0 | 0 | 0 | -80.5985 | 0 | 139.7974 | -22.6743 | 0 |  | 0 | 0 | -109.6198 | 0 | 0.5605 | 9999 | -0.95946 | 0 | -0.95946 | -0.056718 | 0 | -0.056718 |  | 0 |  | 0 | 0 | 0 | 0 | 0 | 0 | 0 | 9999 | 9999
Existing Single Family Home HVAC Conversion - Convert FAF w/o CAC to Heat Pump - House with "Fair Insulation" - Heating Zone 1 - Cooling Zone 2 | Cooling Savings | 15 | -113.3092 | 0 | 0 | 0 | 0 | ResCACZ2 | 0.17 | 0 | -123.6674 | 0 | -0.083043 | 0 | 0 | 0 | 0 | 0 | 0 | 0 | (na) | (na) | (na) | (na) | 0 | 0 | 0 | 0 | 0 | 0 | 0 | 0 | 0 | 0 | 0 | 0 | 0 | -96.3547 | 0 | -16.2625 | -66.2703 | -178.8874 | 0 | 0 | -96.3547 | -23.8026 | -18.6428 | -66.2703 | -205.0703 | 0 | 0 | -96.3547 | -23.8026 | -18.6428 | -66.2703 | -205.0703 | 0 | 9999 | 0 | 9999 | 9999 | 9999 | 9999 | 9999 | -96.3547 | 0 | -23.8026 | 0 | 0 | 0 | -66.2703 | 0 | 114.9303 | -18.6428 | 0 |  | 0 | 0 | -90.1401 | 0 | 0.56044 | 9999 | -0.7825 | 0 | -0.7825 | -0.046156 | 0 | -0.046156 |  | 0 |  | 0 | 0 | 0 | 0 | 0 | 0 | 0 | 9999 | 9999
Existing Single Family Home HVAC Conversion - Convert FAF w/o CAC to Heat Pump - House with "Fair Insulation" - Heating Zone 1 - Cooling Zone 3 | Cooling Savings | 15 | 0 | 0 | 0 | 0 | 0 | ResCACZ3 | 0 | 0 | 0 | 0 | 0 | 0 | 0 | 0 | 0 | 0 | 0 | 0 | (na) | (na) | (na) | (na) | 0 | 0 | 0 | 0 | 0 | 0 | 0 | 0 | 0 | 0 | 0 | 0 | 0 | 0 | 0 | 0 | 0 | 0 | 0 | 9999 | 0 | 0 | 0 | 0 | 0 | 0 | 9999 | 0 | 0 | 0 | 0 | 0 | 0 | 9999 | 9999 | 9999 | 9999 | 9999 | 9999 | 9999 | 0 | 0 | 0 | 0 | 0 | 0 | 0 | 0 | 0 | 0 | 0 |  | 0 | 0 | 0 | 0 | 9999 | 9999 | 0 | 0 | 0 | 0 | 0 | 0 |  | 0 |  | 0 | 0 | 0 | 0 | 0 | 0 | 0 | 9999 | 9999
Existing Single Family Home HVAC Conversion - Convert FAF w/o CAC to Heat Pump - House with "Fair Insulation" - Heating Zone 2 - Cooling Zone 1 | Cooling Savings | 15 | -137.8246 | 0 | 0 | 0 | 0 | ResCACZ1 | 0.17 | 0 | -150.4053 | 0 | -0.101 | 0 | 0 | 0 | 0 | 0 | 0 | 0 | (na) | (na) | (na) | (na) | 0 | 0 | 0 | 0 | 0 | 0 | 0 | 0 | 0 | 0 | 0 | 0 | 0 | -117.1955 | 0 | -19.7794 | -80.5985 | -217.5733 | 0 | 0 | -117.1955 | -28.949 | -22.6743 | -80.5985 | -249.4172 | 0 | 0 | -117.1955 | -28.949 | -22.6743 | -80.5985 | -249.4172 | 0 | 9999 | 0 | 9999 | 9999 | 9999 | 9999 | 9999 | -117.1955 | 0 | -28.949 | 0 | 0 | 0 | -80.5985 | 0 | 139.7974 | -22.6743 | 0 |  | 0 | 0 | -109.6198 | 0 | 0.5605 | 9999 | -0.95946 | 0 | -0.95946 | -0.056718 | 0 | -0.056718 |  | 0 |  | 0 | 0 | 0 | 0 | 0 | 0 | 0 | 9999 | 9999
Existing Single Family Home HVAC Conversion - Convert FAF w/o CAC to Heat Pump - House with "Fair Insulation" - Heating Zone 2 - Cooling Zone 2 | Cooling Savings | 15 | -113.3092 | 0 | 0 | 0 | 0 | ResCACZ2 | 0.17 | 0 | -123.6674 | 0 | -0.083043 | 0 | 0 | 0 | 0 | 0 | 0 | 0 | (na) | (na) | (na) | (na) | 0 | 0 | 0 | 0 | 0 | 0 | 0 | 0 | 0 | 0 | 0 | 0 | 0 | -96.3547 | 0 | -16.2625 | -66.2703 | -178.8874 | 0 | 0 | -96.3547 | -23.8026 | -18.6428 | -66.2703 | -205.0703 | 0 | 0 | -96.3547 | -23.8026 | -18.6428 | -66.2703 | -205.0703 | 0 | 9999 | 0 | 9999 | 9999 | 9999 | 9999 | 9999 | -96.3547 | 0 | -23.8026 | 0 | 0 | 0 | -66.2703 | 0 | 114.9303 | -18.6428 | 0 |  | 0 | 0 | -90.1401 | 0 | 0.56044 | 9999 | -0.7825 | 0 | -0.7825 | -0.046156 | 0 | -0.046156 |  | 0 |  | 0 | 0 | 0 | 0 | 0 | 0 | 0 | 9999 | 9999
Existing Single Family Home HVAC Conversion - Convert FAF w/o CAC to Heat Pump - House with "Fair Insulation" - Heating Zone 2 - Cooling Zone 3 | Cooling Savings | 15 | 0 | 0 | 0 | 0 | 0 | ResCACZ3 | 0 | 0 | 0 | 0 | 0 | 0 | 0 | 0 | 0 | 0 | 0 | 0 | (na) | (na) | (na) | (na) | 0 | 0 | 0 | 0 | 0 | 0 | 0 | 0 | 0 | 0 | 0 | 0 | 0 | 0 | 0 | 0 | 0 | 0 | 0 | 9999 | 0 | 0 | 0 | 0 | 0 | 0 | 9999 | 0 | 0 | 0 | 0 | 0 | 0 | 9999 | 9999 | 9999 | 9999 | 9999 | 9999 | 9999 | 0 | 0 | 0 | 0 | 0 | 0 | 0 | 0 | 0 | 0 | 0 |  | 0 | 0 | 0 | 0 | 9999 | 9999 | 0 | 0 | 0 | 0 | 0 | 0 |  | 0 |  | 0 | 0 | 0 | 0 | 0 | 0 | 0 | 9999 | 9999
Existing Single Family Home HVAC Conversion - Convert FAF w/o CAC to Heat Pump - House with "Fair Insulation" - Heating Zone 3 - Cooling Zone 1 | Cooling Savings | 15 | -137.8246 | 0 | 0 | 0 | 0 | ResCACZ1 | 0.17 | 0 | -150.4053 | 0 | -0.101 | 0 | 0 | 0 | 0 | 0 | 0 | 0 | (na) | (na) | (na) | (na) | 0 | 0 | 0 | 0 | 0 | 0 | 0 | 0 | 0 | 0 | 0 | 0 | 0 | -117.1955 | 0 | -19.7794 | -80.5985 | -217.5733 | 0 | 0 | -117.1955 | -28.949 | -22.6743 | -80.5985 | -249.4172 | 0 | 0 | -117.1955 | -28.949 | -22.6743 | -80.5985 | -249.4172 | 0 | 9999 | 0 | 9999 | 9999 | 9999 | 9999 | 9999 | -117.1955 | 0 | -28.949 | 0 | 0 | 0 | -80.5985 | 0 | 139.7974 | -22.6743 | 0 |  | 0 | 0 | -109.6198 | 0 | 0.5605 | 9999 | -0.95946 | 0 | -0.95946 | -0.056718 | 0 | -0.056718 |  | 0 |  | 0 | 0 | 0 | 0 | 0 | 0 | 0 | 9999 | 9999
Existing Single Family Home HVAC Conversion - Convert FAF w/o CAC to Heat Pump - House with "Fair Insulation" - Heating Zone 3 - Cooling Zone 2 | Cooling Savings | 15 | -113.3092 | 0 | 0 | 0 | 0 | ResCACZ2 | 0.17 | 0 | -123.6674 | 0 | -0.083043 | 0 | 0 | 0 | 0 | 0 | 0 | 0 | (na) | (na) | (na) | (na) | 0 | 0 | 0 | 0 | 0 | 0 | 0 | 0 | 0 | 0 | 0 | 0 | 0 | -96.3547 | 0 | -16.2625 | -66.2703 | -178.8874 | 0 | 0 | -96.3547 | -23.8026 | -18.6428 | -66.2703 | -205.0703 | 0 | 0 | -96.3547 | -23.8026 | -18.6428 | -66.2703 | -205.0703 | 0 | 9999 | 0 | 9999 | 9999 | 9999 | 9999 | 9999 | -96.3547 | 0 | -23.8026 | 0 | 0 | 0 | -66.2703 | 0 | 114.9303 | -18.6428 | 0 |  | 0 | 0 | -90.1401 | 0 | 0.56044 | 9999 | -0.7825 | 0 | -0.7825 | -0.046156 | 0 | -0.046156 |  | 0 |  | 0 | 0 | 0 | 0 | 0 | 0 | 0 | 9999 | 9999
Existing Single Family Home HVAC Conversion - Convert FAF w/o CAC to Heat Pump - House with "Fair Insulation" - Heating Zone 3 - Cooling Zone 3 | Cooling Savings | 15 | 0 | 0 | 0 | 0 | 0 | ResCACZ3 | 0 | 0 | 0 | 0 | 0 | 0 | 0 | 0 | 0 | 0 | 0 | 0 | (na) | (na) | (na) | (na) | 0 | 0 | 0 | 0 | 0 | 0 | 0 | 0 | 0 | 0 | 0 | 0 | 0 | 0 | 0 | 0 | 0 | 0 | 0 | 9999 | 0 | 0 | 0 | 0 | 0 | 0 | 9999 | 0 | 0 | 0 | 0 | 0 | 0 | 9999 | 9999 | 9999 | 9999 | 9999 | 9999 | 9999 | 0 | 0 | 0 | 0 | 0 | 0 | 0 | 0 | 0 | 0 | 0 |  | 0 | 0 | 0 | 0 | 9999 | 9999 | 0 | 0 | 0 | 0 | 0 | 0 |  | 0 |  | 0 | 0 | 0 | 0 | 0 | 0 | 0 | 9999 | 9999
Existing Single Family Home HVAC Conversion - Convert FAF w/o CAC to Heat Pump - House with "Poor Insulation" - Heating Zone 1 - Cooling Zone 1 | Cooling Savings | 15 | -137.8246 | 0 | 0 | 0 | 0 | ResCACZ1 | 0.17 | 0 | -150.4053 | 0 | -0.101 | 0 | 0 | 0 | 0 | 0 | 0 | 0 | (na) | (na) | (na) | (na) | 0 | 0 | 0 | 0 | 0 | 0 | 0 | 0 | 0 | 0 | 0 | 0 | 0 | -117.1955 | 0 | -19.7794 | -80.5985 | -217.5733 | 0 | 0 | -117.1955 | -28.949 | -22.6743 | -80.5985 | -249.4172 | 0 | 0 | -117.1955 | -28.949 | -22.6743 | -80.5985 | -249.4172 | 0 | 9999 | 0 | 9999 | 9999 | 9999 | 9999 | 9999 | -117.1955 | 0 | -28.949 | 0 | 0 | 0 | -80.5985 | 0 | 139.7974 | -22.6743 | 0 |  | 0 | 0 | -109.6198 | 0 | 0.5605 | 9999 | -0.95946 | 0 | -0.95946 | -0.056718 | 0 | -0.056718 |  | 0 |  | 0 | 0 | 0 | 0 | 0 | 0 | 0 | 9999 | 9999
Existing Single Family Home HVAC Conversion - Convert FAF w/o CAC to Heat Pump - House with "Poor Insulation" - Heating Zone 1 - Cooling Zone 2 | Cooling Savings | 15 | -113.3092 | 0 | 0 | 0 | 0 | ResCACZ2 | 0.17 | 0 | -123.6674 | 0 | -0.083043 | 0 | 0 | 0 | 0 | 0 | 0 | 0 | (na) | (na) | (na) | (na) | 0 | 0 | 0 | 0 | 0 | 0 | 0 | 0 | 0 | 0 | 0 | 0 | 0 | -96.3547 | 0 | -16.2625 | -66.2703 | -178.8874 | 0 | 0 | -96.3547 | -23.8026 | -18.6428 | -66.2703 | -205.0703 | 0 | 0 | -96.3547 | -23.8026 | -18.6428 | -66.2703 | -205.0703 | 0 | 9999 | 0 | 9999 | 9999 | 9999 | 9999 | 9999 | -96.3547 | 0 | -23.8026 | 0 | 0 | 0 | -66.2703 | 0 | 114.9303 | -18.6428 | 0 |  | 0 | 0 | -90.1401 | 0 | 0.56044 | 9999 | -0.7825 | 0 | -0.7825 | -0.046156 | 0 | -0.046156 |  | 0 |  | 0 | 0 | 0 | 0 | 0 | 0 | 0 | 9999 | 9999
Existing Single Family Home HVAC Conversion - Convert FAF w/o CAC to Heat Pump - House with "Poor Insulation" - Heating Zone 1 - Cooling Zone 3 | Cooling Savings | 15 | 0 | 0 | 0 | 0 | 0 | ResCACZ3 | 0 | 0 | 0 | 0 | 0 | 0 | 0 | 0 | 0 | 0 | 0 | 0 | (na) | (na) | (na) | (na) | 0 | 0 | 0 | 0 | 0 | 0 | 0 | 0 | 0 | 0 | 0 | 0 | 0 | 0 | 0 | 0 | 0 | 0 | 0 | 9999 | 0 | 0 | 0 | 0 | 0 | 0 | 9999 | 0 | 0 | 0 | 0 | 0 | 0 | 9999 | 9999 | 9999 | 9999 | 9999 | 9999 | 9999 | 0 | 0 | 0 | 0 | 0 | 0 | 0 | 0 | 0 | 0 | 0 |  | 0 | 0 | 0 | 0 | 9999 | 9999 | 0 | 0 | 0 | 0 | 0 | 0 |  | 0 |  | 0 | 0 | 0 | 0 | 0 | 0 | 0 | 9999 | 9999
Existing Single Family Home HVAC Conversion - Convert FAF w/o CAC to Heat Pump - House with "Poor Insulation" - Heating Zone 2 - Cooling Zone 1 | Cooling Savings | 15 | -137.8246 | 0 | 0 | 0 | 0 | ResCACZ1 | 0.17 | 0 | -150.4053 | 0 | -0.101 | 0 | 0 | 0 | 0 | 0 | 0 | 0 | (na) | (na) | (na) | (na) | 0 | 0 | 0 | 0 | 0 | 0 | 0 | 0 | 0 | 0 | 0 | 0 | 0 | -117.1955 | 0 | -19.7794 | -80.5985 | -217.5733 | 0 | 0 | -117.1955 | -28.949 | -22.6743 | -80.5985 | -249.4172 | 0 | 0 | -117.1955 | -28.949 | -22.6743 | -80.5985 | -249.4172 | 0 | 9999 | 0 | 9999 | 9999 | 9999 | 9999 | 9999 | -117.1955 | 0 | -28.949 | 0 | 0 | 0 | -80.5985 | 0 | 139.7974 | -22.6743 | 0 |  | 0 | 0 | -109.6198 | 0 | 0.5605 | 9999 | -0.95946 | 0 | -0.95946 | -0.056718 | 0 | -0.056718 |  | 0 |  | 0 | 0 | 0 | 0 | 0 | 0 | 0 | 9999 | 9999
Existing Single Family Home HVAC Conversion - Convert FAF w/o CAC to Heat Pump - House with "Poor Insulation" - Heating Zone 2 - Cooling Zone 2 | Cooling Savings | 15 | -113.3092 | 0 | 0 | 0 | 0 | ResCACZ2 | 0.17 | 0 | -123.6674 | 0 | -0.083043 | 0 | 0 | 0 | 0 | 0 | 0 | 0 | (na) | (na) | (na) | (na) | 0 | 0 | 0 | 0 | 0 | 0 | 0 | 0 | 0 | 0 | 0 | 0 | 0 | -96.3547 | 0 | -16.2625 | -66.2703 | -178.8874 | 0 | 0 | -96.3547 | -23.8026 | -18.6428 | -66.2703 | -205.0703 | 0 | 0 | -96.3547 | -23.8026 | -18.6428 | -66.2703 | -205.0703 | 0 | 9999 | 0 | 9999 | 9999 | 9999 | 9999 | 9999 | -96.3547 | 0 | -23.8026 | 0 | 0 | 0 | -66.2703 | 0 | 114.9303 | -18.6428 | 0 |  | 0 | 0 | -90.1401 | 0 | 0.56044 | 9999 | -0.7825 | 0 | -0.7825 | -0.046156 | 0 | -0.046156 |  | 0 |  | 0 | 0 | 0 | 0 | 0 | 0 | 0 | 9999 | 9999
Existing Single Family Home HVAC Conversion - Convert FAF w/o CAC to Heat Pump - House with "Poor Insulation" - Heating Zone 2 - Cooling Zone 3 | Cooling Savings | 15 | 0 | 0 | 0 | 0 | 0 | ResCACZ3 | 0 | 0 | 0 | 0 | 0 | 0 | 0 | 0 | 0 | 0 | 0 | 0 | (na) | (na) | (na) | (na) | 0 | 0 | 0 | 0 | 0 | 0 | 0 | 0 | 0 | 0 | 0 | 0 | 0 | 0 | 0 | 0 | 0 | 0 | 0 | 9999 | 0 | 0 | 0 | 0 | 0 | 0 | 9999 | 0 | 0 | 0 | 0 | 0 | 0 | 9999 | 9999 | 9999 | 9999 | 9999 | 9999 | 9999 | 0 | 0 | 0 | 0 | 0 | 0 | 0 | 0 | 0 | 0 | 0 |  | 0 | 0 | 0 | 0 | 9999 | 9999 | 0 | 0 | 0 | 0 | 0 | 0 |  | 0 |  | 0 | 0 | 0 | 0 | 0 | 0 | 0 | 9999 | 9999
Existing Single Family Home HVAC Conversion - Convert FAF w/o CAC to Heat Pump - House with "Poor Insulation" - Heating Zone 3 - Cooling Zone 1 | Cooling Savings | 15 | -137.8246 | 0 | 0 | 0 | 0 | ResCACZ1 | 0.17 | 0 | -150.4053 | 0 | -0.101 | 0 | 0 | 0 | 0 | 0 | 0 | 0 | (na) | (na) | (na) | (na) | 0 | 0 | 0 | 0 | 0 | 0 | 0 | 0 | 0 | 0 | 0 | 0 | 0 | -117.1955 | 0 | -19.7794 | -80.5985 | -217.5733 | 0 | 0 | -117.1955 | -28.949 | -22.6743 | -80.5985 | -249.4172 | 0 | 0 | -117.1955 | -28.949 | -22.6743 | -80.5985 | -249.4172 | 0 | 9999 | 0 | 9999 | 9999 | 9999 | 9999 | 9999 | -117.1955 | 0 | -28.949 | 0 | 0 | 0 | -80.5985 | 0 | 139.7974 | -22.6743 | 0 |  | 0 | 0 | -109.6198 | 0 | 0.5605 | 9999 | -0.95946 | 0 | -0.95946 | -0.056718 | 0 | -0.056718 |  | 0 |  | 0 | 0 | 0 | 0 | 0 | 0 | 0 | 9999 | 9999
Existing Single Family Home HVAC Conversion - Convert FAF w/o CAC to Heat Pump - House with "Poor Insulation" - Heating Zone 3 - Cooling Zone 2 | Cooling Savings | 15 | -113.3092 | 0 | 0 | 0 | 0 | ResCACZ2 | 0.17 | 0 | -123.6674 | 0 | -0.083043 | 0 | 0 | 0 | 0 | 0 | 0 | 0 | (na) | (na) | (na) | (na) | 0 | 0 | 0 | 0 | 0 | 0 | 0 | 0 | 0 | 0 | 0 | 0 | 0 | -96.3547 | 0 | -16.2625 | -66.2703 | -178.8874 | 0 | 0 | -96.3547 | -23.8026 | -18.6428 | -66.2703 | -205.0703 | 0 | 0 | -96.3547 | -23.8026 | -18.6428 | -66.2703 | -205.0703 | 0 | 9999 | 0 | 9999 | 9999 | 9999 | 9999 | 9999 | -96.3547 | 0 | -23.8026 | 0 | 0 | 0 | -66.2703 | 0 | 114.9303 | -18.6428 | 0 |  | 0 | 0 | -90.1401 | 0 | 0.56044 | 9999 | -0.7825 | 0 | -0.7825 | -0.046156 | 0 | -0.046156 |  | 0 |  | 0 | 0 | 0 | 0 | 0 | 0 | 0 | 9999 | 9999
Existing Single Family Home HVAC Conversion - Convert FAF w/o CAC to Heat Pump - House with "Poor Insulation" - Heating Zone 3 - Cooling Zone 3 | Cooling Savings | 15 | 0 | 0 | 0 | 0 | 0 | ResCACZ3 | 0 | 0 | 0 | 0 | 0 | 0 | 0 | 0 | 0 | 0 | 0 | 0 | (na) | (na) | (na) | (na) | 0 | 0 | 0 | 0 | 0 | 0 | 0 | 0 | 0 | 0 | 0 | 0 | 0 | 0 | 0 | 0 | 0 | 0 | 0 | 9999 | 0 | 0 | 0 | 0 | 0 | 0 | 9999 | 0 | 0 | 0 | 0 | 0 | 0 | 9999 | 9999 | 9999 | 9999 | 9999 | 9999 | 9999 | 0 | 0 | 0 | 0 | 0 | 0 | 0 | 0 | 0 | 0 | 0 |  | 0 | 0 | 0 | 0 | 9999 | 9999 | 0 | 0 | 0 | 0 | 0 | 0 |  | 0 |  | 0 | 0 | 0 | 0 | 0 | 0 | 0 | 9999 | 9999
Existing Single Family Home HVAC Upgrade - Heat Pump Upgrade to 9.0 HSPF/14 SEER - Heating Zone 1 | Cooling Savings | 15 | 0 | 0 | 0 | 0 | 0 | ResCACZ1 | 0 | 0 | 0 | 0 | 0 | 0 | 0 | 0 | 0 | 0 | 0 | 0 | (na) | (na) | (na) | (na) | 0 | 0 | 0 | 0 | 0 | 0 | 0 | 0 | 0 | 0 | 0 | 0 | 0 | 0 | 0 | 0 | 0 | 0 | 0 | 9999 | 0 | 0 | 0 | 0 | 0 | 0 | 9999 | 0 | 0 | 0 | 0 | 0 | 0 | 9999 | 9999 | 9999 | 9999 | 9999 | 9999 | 9999 | 0 | 0 | 0 | 0 | 0 | 0 | 0 | 0 | 0 | 0 | 0 |  | 0 | 0 | 0 | 0 | 9999 | 9999 | 0 | 0 | 0 | 0 | 0 | 0 |  | 0 |  | 0 | 0 | 0 | 0 | 0 | 0 | 0 | 9999 | 9999
Existing Single Family Home HVAC Upgrade - Heat Pump Upgrade to 9.0 HSPF/14 SEER - Heating Zone 2 | Cooling Savings | 15 | 0 | 0 | 0 | 0 | 0 | ResCACZ2 | 0 | 0 | 0 | 0 | 0 | 0 | 0 | 0 | 0 | 0 | 0 | 0 | (na) | (na) | (na) | (na) | 0 | 0 | 0 | 0 | 0 | 0 | 0 | 0 | 0 | 0 | 0 | 0 | 0 | 0 | 0 | 0 | 0 | 0 | 0 | 9999 | 0 | 0 | 0 | 0 | 0 | 0 | 9999 | 0 | 0 | 0 | 0 | 0 | 0 | 9999 | 9999 | 9999 | 9999 | 9999 | 9999 | 9999 | 0 | 0 | 0 | 0 | 0 | 0 | 0 | 0 | 0 | 0 | 0 |  | 0 | 0 | 0 | 0 | 9999 | 9999 | 0 | 0 | 0 | 0 | 0 | 0 |  | 0 |  | 0 | 0 | 0 | 0 | 0 | 0 | 0 | 9999 | 9999
Existing Single Family Home HVAC Upgrade - Heat Pump Upgrade to 9.0 HSPF/14 SEER - Heating Zone 3 | Cooling Savings | 15 | 0 | 0 | 0 | 0 | 0 | ResCACZ3 | 0 | 0 | 0 | 0 | 0 | 0 | 0 | 0 | 0 | 0 | 0 | 0 | (na) | (na) | (na) | (na) | 0 | 0 | 0 | 0 | 0 | 0 | 0 | 0 | 0 | 0 | 0 | 0 | 0 | 0 | 0 | 0 | 0 | 0 | 0 | 9999 | 0 | 0 | 0 | 0 | 0 | 0 | 9999 | 0 | 0 | 0 | 0 | 0 | 0 | 9999 | 9999 | 9999 | 9999 | 9999 | 9999 | 9999 | 0 | 0 | 0 | 0 | 0 | 0 | 0 | 0 | 0 | 0 | 0 |  | 0 | 0 | 0 | 0 | 9999 | 9999 | 0 | 0 | 0 | 0 | 0 | 0 |  | 0 |  | 0 | 0 | 0 | 0 | 0 | 0 | 0 | 9999 | 9999
Existing Single Family Home HVAC Upgrade - Central Heat Pump Upgrade to Variable Capacity Central Heat Pump - Heating Zone 1 - Cooling Zone 1 | Cooling Savings | 15 | 63.6469 | 0 | 0 | 0 | 0 | ResCACZ1 | 0.17 | 0 | 69.4566 | 0 | 0.04664 | 0 | 0 | 0 | 0 | 0 | 0 | 0 | (na) | (na) | (na) | (na) | 0 | 0 | 0 | 0 | 0 | 0 | 0 | 0 | 0 | 0 | 0 | 0 | 0 | 54.1204 | 0 | 9.1341 | 37.2201 | 100.4746 | 0 | 9999 | 54.1204 | 13.3685 | 10.4709 | 37.2201 | 115.1799 | 0 | 9999 | 54.1204 | 13.3685 | 10.4709 | 37.2201 | 115.1799 | 0 | -70.5415 | 9999 | 0 | 0 | 0 | 0 | 0 | 54.1204 | 0 | 13.3685 | 0 | 0 | 0 | 37.2201 | 0 | 0 | 10.4709 | 0 |  | 0 | 0 | 115.1799 | 0 | 9999 | -70.5415 | 0.44307 | 0 | 0.44307 | 0.026192 | 0 | 0.026192 |  | 0 |  | 0 | 0 | 0 | 0 | 0 | 0 | 0 | 9999 | 9999
Existing Single Family Home HVAC Upgrade - Central Heat Pump Upgrade to Variable Capacity Central Heat Pump - Heating Zone 1 - Cooling Zone 2 | Cooling Savings | 15 | 148.1379 | 0 | 0 | 0 | 0 | ResCACZ2 | 0.17 | 0 | 161.6799 | 0 | 0.10857 | 0 | 0 | 0 | 0 | 0 | 0 | 0 | (na) | (na) | (na) | (na) | 0 | 0 | 0 | 0 | 0 | 0 | 0 | 0 | 0 | 0 | 0 | 0 | 0 | 125.9719 | 0 | 21.2612 | 86.6403 | 233.8734 | 0 | 9999 | 125.9719 | 31.119 | 24.3731 | 86.6403 | 268.1043 | 0 | 9999 | 125.9719 | 31.119 | 24.3731 | 86.6403 | 268.1043 | 0 | -70.5411 | 9999 | 0 | 0 | 0 | 0 | 0 | 125.9719 | 0 | 31.119 | 0 | 0 | 0 | 86.6403 | 0 | 0 | 24.3731 | 0 |  | 0 | 0 | 268.1043 | 0 | 9999 | -70.5411 | 1.023 | 0 | 1.023 | 0.060343 | 0 | 0.060343 |  | 0 |  | 0 | 0 | 0 | 0 | 0 | 0 | 0 | 9999 | 9999
Existing Single Family Home HVAC Upgrade - Central Heat Pump Upgrade to Variable Capacity Central Heat Pump - Heating Zone 1 - Cooling Zone 3 | Cooling Savings | 15 | 248.2845 | 0 | 0 | 0 | 0 | ResCACZ3 | 0.17 | 0 | 270.7912 | 0 | 0.18184 | 0 | 0 | 0 | 0 | 0 | 0 | 0 | (na) | (na) | (na) | (na) | 0 | 0 | 0 | 0 | 0 | 0 | 0 | 0 | 0 | 0 | 0 | 0 | 0 | 222.2269 | 0 | 36.7337 | 145.1103 | 404.0709 | 0 | 9999 | 222.2269 | 52.12 | 41.9457 | 145.1103 | 461.403 | 0 | 9999 | 222.2269 | 52.12 | 41.9457 | 145.1103 | 461.403 | 0 | -70.8742 | 9999 | 0 | 0 | 0 | 0 | 0 | 222.2269 | 0 | 52.12 | 0 | 0 | 0 | 145.1103 | 0 | 0 | 41.9457 | 0 |  | 0 | 0 | 461.403 | 0 | 9999 | -70.8742 | 1.6908 | 0 | 1.6908 | 0.099427 | 0 | 0.099427 |  | 0 |  | 0 | 0 | 0 | 0 | 0 | 0 | 0 | 9999 | 9999
Existing Single Family Home HVAC Upgrade - Central Heat Pump Upgrade to Variable Capacity Central Heat Pump - Heating Zone 2 - Cooling Zone 1 | Cooling Savings | 15 | 63.6469 | 0 | 0 | 0 | 0 | ResCACZ1 | 0.17 | 0 | 69.4566 | 0 | 0.04664 | 0 | 0 | 0 | 0 | 0 | 0 | 0 | (na) | (na) | (na) | (na) | 0 | 0 | 0 | 0 | 0 | 0 | 0 | 0 | 0 | 0 | 0 | 0 | 0 | 54.1204 | 0 | 9.1341 | 37.2201 | 100.4746 | 0 | 9999 | 54.1204 | 13.3685 | 10.4709 | 37.2201 | 115.1799 | 0 | 9999 | 54.1204 | 13.3685 | 10.4709 | 37.2201 | 115.1799 | 0 | -70.5415 | 9999 | 0 | 0 | 0 | 0 | 0 | 54.1204 | 0 | 13.3685 | 0 | 0 | 0 | 37.2201 | 0 | 0 | 10.4709 | 0 |  | 0 | 0 | 115.1799 | 0 | 9999 | -70.5415 | 0.44307 | 0 | 0.44307 | 0.026192 | 0 | 0.026192 |  | 0 |  | 0 | 0 | 0 | 0 | 0 | 0 | 0 | 9999 | 9999
Existing Single Family Home HVAC Upgrade - Central Heat Pump Upgrade to Variable Capacity Central Heat Pump - Heating Zone 2 - Cooling Zone 2 | Cooling Savings | 15 | 148.1379 | 0 | 0 | 0 | 0 | ResCACZ2 | 0.17 | 0 | 161.6799 | 0 | 0.10857 | 0 | 0 | 0 | 0 | 0 | 0 | 0 | (na) | (na) | (na) | (na) | 0 | 0 | 0 | 0 | 0 | 0 | 0 | 0 | 0 | 0 | 0 | 0 | 0 | 125.9719 | 0 | 21.2612 | 86.6403 | 233.8734 | 0 | 9999 | 125.9719 | 31.119 | 24.3731 | 86.6403 | 268.1043 | 0 | 9999 | 125.9719 | 31.119 | 24.3731 | 86.6403 | 268.1043 | 0 | -70.5411 | 9999 | 0 | 0 | 0 | 0 | 0 | 125.9719 | 0 | 31.119 | 0 | 0 | 0 | 86.6403 | 0 | 0 | 24.3731 | 0 |  | 0 | 0 | 268.1043 | 0 | 9999 | -70.5411 | 1.023 | 0 | 1.023 | 0.060343 | 0 | 0.060343 |  | 0 |  | 0 | 0 | 0 | 0 | 0 | 0 | 0 | 9999 | 9999
Existing Single Family Home HVAC Upgrade - Central Heat Pump Upgrade to Variable Capacity Central Heat Pump - Heating Zone 2 - Cooling Zone 3 | Cooling Savings | 15 | 248.2845 | 0 | 0 | 0 | 0 | ResCACZ3 | 0.17 | 0 | 270.7912 | 0 | 0.18184 | 0 | 0 | 0 | 0 | 0 | 0 | 0 | (na) | (na) | (na) | (na) | 0 | 0 | 0 | 0 | 0 | 0 | 0 | 0 | 0 | 0 | 0 | 0 | 0 | 222.2269 | 0 | 36.7337 | 145.1103 | 404.0709 | 0 | 9999 | 222.2269 | 52.12 | 41.9457 | 145.1103 | 461.403 | 0 | 9999 | 222.2269 | 52.12 | 41.9457 | 145.1103 | 461.403 | 0 | -70.8742 | 9999 | 0 | 0 | 0 | 0 | 0 | 222.2269 | 0 | 52.12 | 0 | 0 | 0 | 145.1103 | 0 | 0 | 41.9457 | 0 |  | 0 | 0 | 461.403 | 0 | 9999 | -70.8742 | 1.6908 | 0 | 1.6908 | 0.099427 | 0 | 0.099427 |  | 0 |  | 0 | 0 | 0 | 0 | 0 | 0 | 0 | 9999 | 9999
Existing Single Family Home HVAC Upgrade - Central Heat Pump Upgrade to Variable Capacity Central Heat Pump - Heating Zone 3 - Cooling Zone 1 | Cooling Savings | 15 | 63.6469 | 0 | 0 | 0 | 0 | ResCACZ1 | 0.17 | 0 | 69.4566 | 0 | 0.04664 | 0 | 0 | 0 | 0 | 0 | 0 | 0 | (na) | (na) | (na) | (na) | 0 | 0 | 0 | 0 | 0 | 0 | 0 | 0 | 0 | 0 | 0 | 0 | 0 | 54.1204 | 0 | 9.1341 | 37.2201 | 100.4746 | 0 | 9999 | 54.1204 | 13.3685 | 10.4709 | 37.2201 | 115.1799 | 0 | 9999 | 54.1204 | 13.3685 | 10.4709 | 37.2201 | 115.1799 | 0 | -70.5415 | 9999 | 0 | 0 | 0 | 0 | 0 | 54.1204 | 0 | 13.3685 | 0 | 0 | 0 | 37.2201 | 0 | 0 | 10.4709 | 0 |  | 0 | 0 | 115.1799 | 0 | 9999 | -70.5415 | 0.44307 | 0 | 0.44307 | 0.026192 | 0 | 0.026192 |  | 0 |  | 0 | 0 | 0 | 0 | 0 | 0 | 0 | 9999 | 9999
Existing Single Family Home HVAC Upgrade - Central Heat Pump Upgrade to Variable Capacity Central Heat Pump - Heating Zone 3 - Cooling Zone 2 | Cooling Savings | 15 | 148.1379 | 0 | 0 | 0 | 0 | ResCACZ2 | 0.17 | 0 | 161.6799 | 0 | 0.10857 | 0 | 0 | 0 | 0 | 0 | 0 | 0 | (na) | (na) | (na) | (na) | 0 | 0 | 0 | 0 | 0 | 0 | 0 | 0 | 0 | 0 | 0 | 0 | 0 | 125.9719 | 0 | 21.2612 | 86.6403 | 233.8734 | 0 | 9999 | 125.9719 | 31.119 | 24.3731 | 86.6403 | 268.1043 | 0 | 9999 | 125.9719 | 31.119 | 24.3731 | 86.6403 | 268.1043 | 0 | -70.5411 | 9999 | 0 | 0 | 0 | 0 | 0 | 125.9719 | 0 | 31.119 | 0 | 0 | 0 | 86.6403 | 0 | 0 | 24.3731 | 0 |  | 0 | 0 | 268.1043 | 0 | 9999 | -70.5411 | 1.023 | 0 | 1.023 | 0.060343 | 0 | 0.060343 |  | 0 |  | 0 | 0 | 0 | 0 | 0 | 0 | 0 | 9999 | 9999
Existing Single Family Home HVAC Upgrade - Central Heat Pump Upgrade to Variable Capacity Central Heat Pump - Heating Zone 3 - Cooling Zone 3 | Cooling Savings | 15 | 248.2845 | 0 | 0 | 0 | 0 | ResCACZ3 | 0.17 | 0 | 270.7912 | 0 | 0.18184 | 0 | 0 | 0 | 0 | 0 | 0 | 0 | (na) | (na) | (na) | (na) | 0 | 0 | 0 | 0 | 0 | 0 | 0 | 0 | 0 | 0 | 0 | 0 | 0 | 222.2269 | 0 | 36.7337 | 145.1103 | 404.0709 | 0 | 9999 | 222.2269 | 52.12 | 41.9457 | 145.1103 | 461.403 | 0 | 9999 | 222.2269 | 52.12 | 41.9457 | 145.1103 | 461.403 | 0 | -70.8742 | 9999 | 0 | 0 | 0 | 0 | 0 | 222.2269 | 0 | 52.12 | 0 | 0 | 0 | 145.1103 | 0 | 0 | 41.9457 | 0 |  | 0 | 0 | 461.403 | 0 | 9999 | -70.8742 | 1.6908 | 0 | 1.6908 | 0.099427 | 0 | 0.099427 |  | 0 |  | 0 | 0 | 0 | 0 | 0 | 0 | 0 | 9999 | 9999
Zonal to DHP No Screen HZ1CZ1 | Cooling Savings | 15 | -32.1244 | 0 | 0 | 0 | 0 | ResCACZ1 | 0.17 | 0 | -35.0567 | 0 | -0.023541 | 0 | 0 | 0 | 0 | 0 | 0 | 0 | (na) | (na) | (na) | (na) | 0 | 0 | 0 | 0 | 0 | 0 | 0 | 0 | 0 | 0 | 0 | 0 | 0 | -27.3161 | 0 | -4.6102 | -18.786 | -50.7124 | 0 | 0 | -27.3161 | -6.7475 | -5.285 | -18.786 | -58.1346 | 0 | 0 | -27.3161 | -6.7475 | -5.285 | -18.786 | -58.1346 | 0 | 9999 | 0 | 9999 | 9999 | 9999 | 9999 | 9999 | -27.3161 | 0 | -6.7475 | 0 | 0 | 0 | -18.786 | 0 | 53.1788 | -5.285 | 0 |  | 0 | 0 | -4.9559 | 0 | 0.91475 | 9999 | -0.22363 | 0 | -0.22363 | -0.01322 | 0 | -0.01322 |  | 0 |  | 0 | 0 | 0 | 0 | 0 | 0 | 0 | 9999 | 9999
Zonal to DHP No Screen HZ2CZ1 | Cooling Savings | 15 | -32.1244 | 0 | 0 | 0 | 0 | ResCACZ1 | 0.17 | 0 | -35.0567 | 0 | -0.023541 | 0 | 0 | 0 | 0 | 0 | 0 | 0 | (na) | (na) | (na) | (na) | 0 | 0 | 0 | 0 | 0 | 0 | 0 | 0 | 0 | 0 | 0 | 0 | 0 | -27.3161 | 0 | -4.6102 | -18.786 | -50.7124 | 0 | 0 | -27.3161 | -6.7475 | -5.285 | -18.786 | -58.1346 | 0 | 0 | -27.3161 | -6.7475 | -5.285 | -18.786 | -58.1346 | 0 | 9999 | 0 | 9999 | 9999 | 9999 | 9999 | 9999 | -27.3161 | 0 | -6.7475 | 0 | 0 | 0 | -18.786 | 0 | 53.1788 | -5.285 | 0 |  | 0 | 0 | -4.9559 | 0 | 0.91475 | 9999 | -0.22363 | 0 | -0.22363 | -0.01322 | 0 | -0.01322 |  | 0 |  | 0 | 0 | 0 | 0 | 0 | 0 | 0 | 9999 | 9999
Zonal to DHP No Screen HZ3CZ1 | Cooling Savings | 15 | -32.1244 | 0 | 0 | 0 | 0 | ResCACZ1 | 0.17 | 0 | -35.0567 | 0 | -0.023541 | 0 | 0 | 0 | 0 | 0 | 0 | 0 | (na) | (na) | (na) | (na) | 0 | 0 | 0 | 0 | 0 | 0 | 0 | 0 | 0 | 0 | 0 | 0 | 0 | -27.3161 | 0 | -4.6102 | -18.786 | -50.7124 | 0 | 0 | -27.3161 | -6.7475 | -5.285 | -18.786 | -58.1346 | 0 | 0 | -27.3161 | -6.7475 | -5.285 | -18.786 | -58.1346 | 0 | 9999 | 0 | 9999 | 9999 | 9999 | 9999 | 9999 | -27.3161 | 0 | -6.7475 | 0 | 0 | 0 | -18.786 | 0 | 53.1788 | -5.285 | 0 |  | 0 | 0 | -4.9559 | 0 | 0.91475 | 9999 | -0.22363 | 0 | -0.22363 | -0.01322 | 0 | -0.01322 |  | 0 |  | 0 | 0 | 0 | 0 | 0 | 0 | 0 | 9999 | 9999
Zonal to DHP No Screen HZ1CZ2 | Cooling Savings | 15 | 117.239 | 0 | 0 | 0 | 0 | ResCACZ2 | 0.17 | 0 | 127.9565 | 0 | 0.085923 | 0 | 0 | 0 | 0 | 0 | 0 | 0 | (na) | (na) | (na) | (na) | 0 | 0 | 0 | 0 | 0 | 0 | 0 | 0 | 0 | 0 | 0 | 0 | 0 | 99.6965 | 0 | 16.8265 | 68.5687 | 185.0917 | 0 | 9999 | 99.6965 | 24.6282 | 19.2893 | 68.5687 | 212.1827 | 0 | 9999 | 99.6965 | 24.6282 | 19.2893 | 68.5687 | 212.1827 | 0 | -70.5411 | 9999 | 0 | 0 | 0 | 0 | 0 | 99.6965 | 0 | 24.6282 | 0 | 0 | 0 | 68.5687 | 0 | 72.4478 | 19.2893 | 0 |  | 0 | 0 | 284.6305 | 0 | 9999 | -115.9737 | 0.80964 | 0 | 0.80964 | 0.047757 | 0 | 0.047757 |  | 0 |  | 0 | 0 | 0 | 0 | 0 | 0 | 0 | 9999 | 9999
Zonal to DHP No Screen HZ2CZ2 | Cooling Savings | 15 | 117.239 | 0 | 0 | 0 | 0 | ResCACZ2 | 0.17 | 0 | 127.9565 | 0 | 0.085923 | 0 | 0 | 0 | 0 | 0 | 0 | 0 | (na) | (na) | (na) | (na) | 0 | 0 | 0 | 0 | 0 | 0 | 0 | 0 | 0 | 0 | 0 | 0 | 0 | 99.6965 | 0 | 16.8265 | 68.5687 | 185.0917 | 0 | 9999 | 99.6965 | 24.6282 | 19.2893 | 68.5687 | 212.1827 | 0 | 9999 | 99.6965 | 24.6282 | 19.2893 | 68.5687 | 212.1827 | 0 | -70.5411 | 9999 | 0 | 0 | 0 | 0 | 0 | 99.6965 | 0 | 24.6282 | 0 | 0 | 0 | 68.5687 | 0 | 72.4478 | 19.2893 | 0 |  | 0 | 0 | 284.6305 | 0 | 9999 | -115.9737 | 0.80964 | 0 | 0.80964 | 0.047757 | 0 | 0.047757 |  | 0 |  | 0 | 0 | 0 | 0 | 0 | 0 | 0 | 9999 | 9999
Zonal to DHP No Screen HZ3CZ2 | Cooling Savings | 15 | 117.239 | 0 | 0 | 0 | 0 | ResCACZ2 | 0.17 | 0 | 127.9565 | 0 | 0.085923 | 0 | 0 | 0 | 0 | 0 | 0 | 0 | (na) | (na) | (na) | (na) | 0 | 0 | 0 | 0 | 0 | 0 | 0 | 0 | 0 | 0 | 0 | 0 | 0 | 99.6965 | 0 | 16.8265 | 68.5687 | 185.0917 | 0 | 9999 | 99.6965 | 24.6282 | 19.2893 | 68.5687 | 212.1827 | 0 | 9999 | 99.6965 | 24.6282 | 19.2893 | 68.5687 | 212.1827 | 0 | -70.5411 | 9999 | 0 | 0 | 0 | 0 | 0 | 99.6965 | 0 | 24.6282 | 0 | 0 | 0 | 68.5687 | 0 | 72.4478 | 19.2893 | 0 |  | 0 | 0 | 284.6305 | 0 | 9999 | -115.9737 | 0.80964 | 0 | 0.80964 | 0.047757 | 0 | 0.047757 |  | 0 |  | 0 | 0 | 0 | 0 | 0 | 0 | 0 | 9999 | 9999
Zonal to DHP No Screen HZ1CZ3 | Cooling Savings | 15 | 412 | 0 | 0 | 0 | 0 | ResCACZ3 | 0.17 | 0 | 449.3472 | 0 | 0.30174 | 0 | 0 | 0 | 0 | 0 | 0 | 0 | (na) | (na) | (na) | (na) | 0 | 0 | 0 | 0 | 0 | 0 | 0 | 0 | 0 | 0 | 0 | 0 | 0 | 368.7603 | 0 | 60.9554 | 240.7941 | 670.5098 | 0 | 9999 | 368.7603 | 86.4873 | 69.6042 | 240.7941 | 765.6458 | 0 | 9999 | 368.7603 | 86.4873 | 69.6042 | 240.7941 | 765.6458 | 0 | -70.8742 | 9999 | 0 | 0 | 0 | 0 | 0 | 368.7603 | 0 | 86.4873 | 0 | 0 | 0 | 240.7941 | 0 | 0 | 69.6042 | 0 |  | 0 | 0 | 765.6458 | 0 | 9999 | -70.8742 | 2.8057 | 0 | 2.8057 | 0.16499 | 0 | 0.16499 |  | 0 |  | 0 | 0 | 0 | 0 | 0 | 0 | 0 | 9999 | 9999
Zonal to DHP No Screen HZ2CZ3 | Cooling Savings | 15 | 412 | 0 | 0 | 0 | 0 | ResCACZ3 | 0.17 | 0 | 449.3472 | 0 | 0.30174 | 0 | 0 | 0 | 0 | 0 | 0 | 0 | (na) | (na) | (na) | (na) | 0 | 0 | 0 | 0 | 0 | 0 | 0 | 0 | 0 | 0 | 0 | 0 | 0 | 368.7603 | 0 | 60.9554 | 240.7941 | 670.5098 | 0 | 9999 | 368.7603 | 86.4873 | 69.6042 | 240.7941 | 765.6458 | 0 | 9999 | 368.7603 | 86.4873 | 69.6042 | 240.7941 | 765.6458 | 0 | -70.8742 | 9999 | 0 | 0 | 0 | 0 | 0 | 368.7603 | 0 | 86.4873 | 0 | 0 | 0 | 240.7941 | 0 | 0 | 69.6042 | 0 |  | 0 | 0 | 765.6458 | 0 | 9999 | -70.8742 | 2.8057 | 0 | 2.8057 | 0.16499 | 0 | 0.16499 |  | 0 |  | 0 | 0 | 0 | 0 | 0 | 0 | 0 | 9999 | 9999
Zonal to DHP No Screen HZ3CZ3 | Cooling Savings | 15 | 412 | 0 | 0 | 0 | 0 | ResCACZ3 | 0.17 | 0 | 449.3472 | 0 | 0.30174 | 0 | 0 | 0 | 0 | 0 | 0 | 0 | (na) | (na) | (na) | (na) | 0 | 0 | 0 | 0 | 0 | 0 | 0 | 0 | 0 | 0 | 0 | 0 | 0 | 368.7603 | 0 | 60.9554 | 240.7941 | 670.5098 | 0 | 9999 | 368.7603 | 86.4873 | 69.6042 | 240.7941 | 765.6458 | 0 | 9999 | 368.7603 | 86.4873 | 69.6042 | 240.7941 | 765.6458 | 0 | -70.8742 | 9999 | 0 | 0 | 0 | 0 | 0 | 368.7603 | 0 | 86.4873 | 0 | 0 | 0 | 240.7941 | 0 | 0 | 69.6042 | 0 |  | 0 | 0 | 765.6458 | 0 | 9999 | -70.8742 | 2.8057 | 0 | 2.8057 | 0.16499 | 0 | 0.16499 |  | 0 |  | 0 | 0 | 0 | 0 | 0 | 0 | 0 | 9999 | 9999
Category Results; Sorted by TRC Levelized Cost
Total Results |  | Measure Input Data | [8 empty] | Savings | [5 empty] | PV Capital |  |  |  | PV Admin |  |  |  | PV O&M |  |  |  | PV Periodic Repl. |  |  |  | Total PV Capital, O&M and Periodic Repl Costs |  |  |  |  | PV Wholesale Electric Utility Costs & Benefits | [6 empty] | PV Retail Electric Utility Costs & Benefits | [6 empty] | PV Electric Utility System Costs & Benefits | [5 empty] | Electric Utility System Economics |  | Sponsor Levelized Cost (mills/kwh) |  |  |  |  | PV Regional Costs & Benefits | [15 empty] | TRC Economics |  | Physical CO2 | [6 empty] | Gas Inputs |  |  |  | PV Gas Utility System Costs & Benefits |  |  |  |  | Gas Utility System Economics
Category | Measure | Measure Life | Site Savings (kWh) | Site Savings (therms) | Capital Cost ($/unit) | Annual O&M Cost ($/unit) | PV Per. Repl. Cost ($/unit) | Load Shape (electric) | Diversified Load Factor (electric) | Wholesale Power Coincidence Factor (electric) | Wholesale Electric Energy (kWh) | Wholesale Electric Demand (kw) | Retail Electric Demand (kW) | Wholesale Gas Energy (therms/yr) | Wholesale Gas Demand (therms/day) | Retail Gas Demand (therms/day) | Wholesale Electric | Retail Electric | Natural Gas | Customer | Wholesale Electric | Retail Electric | Natural Gas | Customer | Wholesale Electric | Retail Electric | Natural Gas | Customer | Wholesale Electric | Retail Electric | Natural Gas | Customer | Wholesale Electric | Retail Electric | Natural Gas | Customer | Total | Wholesale Utility System Energy | Wholesale Utility System T&D Def. Cap. | Wholesale Utility System Act C-E Credit | Wholesale Utility System Risk Mitigation Benefit | Wholesale Utility System Total System Benefit | Wholesale Utility System Total Non-Consumer Cost | Wholesale Utility System B/C Ratio | Retail Utility System Energy | Retail Utility System T&D Def. Cap. | Retail Utility System Act C-E Credit | Retail Utility System Risk Mitigation Benefit | Retail Utility System Total System Benefit | Retail Utility System Total Non-Consumer Cost | Retail Utility System System B/C Ratio | Utility System Energy | Utility System T&D Def. Cap. | Utility System Act C-E Credit | Utility System Total Risk Mitigation Benefit | Utility System Total System Benefit | Utility System Total Non-Consumer Cost | Utility System Net Levelized Cost (Net of Elec T&D Capacity Benefits, Act Credit & Risk-Mitigation Benefit) in mills/kwh | Utility System System B/C Ratio | Wholesale Electric Levelized Cost | Retail Electric Levelized Cost | Natural Gas Levelized Cost | Customer Levelized Cost | Total Levelized Cost | PV Regional Electric Energy | PV Regional Gas Energy | PV Regional Electric T&D Def. Cap. | PV Regional Gas T&D Def. Cap. | PV Regional Electric System CO2 | PV Regional Gas System CO2 | PV Regional Electric System Risk-Mitigation Benefit | PV Regional Gas System Risk-Mitigation Benefit | PV Regional Non-E Value | PV Regional Act Credit | PV Regional Capital Cost | PV Regional Admin Cost | PV Regional Annual O&M Cost | PV Regional Periodic Replacement Cost | PV Total Regional Benefit | PV Total Regional Cost | TRC B/C Ratio | TRC Net Levelized Cost (Net of All Benefits) in mills/kWh | Electric System CO2 Avoided (Lifetime Tons) | Gas System CO2 Avoided (Lifetime Tons) | Total System CO2 Avoided (Lifetime Tons) | Electric System CO2 Avoided (Annual Tons in 2020) | Gas System CO2 Avoided (Annual Tons in 2020) | Total System CO2 Avoided (Annual Tons in 2020) |  | Gas Site Savings (therms) | Load Shape (gas) | Diversitfied Load Factor (gas) | Wholesale Coincidence Factor (gas) | Total Gas Utility System Energy | Gas Utility System T&D Def. Cap. | Gas Utility System Risk Mitigation Benefit | Gas Utility System Total System Benefit | Gas Utility System Total Non-Consumer Cost | Gas Utility System Net Levelized Cost (Net of Gas T&D Capacity Benefits & Risk-Mitigation Benefits) in cents/therm | Gas Utility System System B/C Ratio
Existing Single Family Home HVAC Conversion - Convert FAF w/CAC to Heat Pump - House with "Poor Insulation" - Heating Zone 2 |  | 15 | 7760.8276 | 0 | 3164.4824 | 0 | 0 |  | 0.158 | 0.355 | 8463.8955 | 2.1709 | 6.1152 | 0 | 0 | 0 | 629.2799 | 1422.6608 | 0 | 1615.3563 | 316.4482 | 316.4482 | 0 | 0 | 0 | 0 | 0 | 0 | 0 | 0 | 0 | 0 | 945.7281 | 1739.109 | 0 | 1615.3563 | 4300.1934 | 7007.4155 | 0 | 1154.3008 | 4535.5928 | 12697.3086 | 945.7281 | 13.426 | 7007.4155 | 1752.7991 | 1329.5807 | 4535.5928 | 14625.3877 | 1739.109 | 8.4097 | 7007.4155 | 1752.7991 | 1329.5807 | 4535.5928 | 14625.3877 | 2684.8372 | -46.769 | 5.4474 | 8.966 | 16.4878 | 0 | 15.3145 | 40.7683 | 7007.4155 | 0 | 1752.7991 | 0 | 0 | 0 | 4535.5928 | 0 | 1170.141 | 1329.5807 | 3667.2969 | 632.8965 | 0 | 0 | 15795.5293 | 4300.1934 | 3.6732 | -42.5481 | 53.7518 | 0 | 53.7518 | 3.1737 | 0 | 3.1737 |  | 0 |  | 0 | 0 | 0 | 0 | 0 | 0 | 0 | 9999 | 9999
Existing Single Family Home HVAC Conversion - Convert FAF w/o CAC to Heat Pump - House with "Poor Insulation" - Heating Zone 2 - Cooling Zone 3 |  | 15 | 7760.8276 | 0 | 3164.4824 | 0 | 0 |  | 0.158 | 0.355 | 8463.8955 | 2.1709 | 6.1152 | 0 | 0 | 0 | 629.2799 | 1422.6608 | 0 | 1615.3563 | 316.4482 | 316.4482 | 0 | 0 | 0 | 0 | 0 | 0 | 0 | 0 | 0 | 0 | 945.7281 | 1739.109 | 0 | 1615.3563 | 4300.1934 | 7007.4155 | 0 | 1154.3008 | 4535.5928 | 12697.3086 | 945.7281 | 13.426 | 7007.4155 | 1752.7991 | 1329.5807 | 4535.5928 | 14625.3877 | 1739.109 | 8.4097 | 7007.4155 | 1752.7991 | 1329.5807 | 4535.5928 | 14625.3877 | 2684.8372 | -46.769 | 5.4474 | 8.966 | 16.4878 | 0 | 15.3145 | 40.7683 | 7007.4155 | 0 | 1752.7991 | 0 | 0 | 0 | 4535.5928 | 0 | 1170.141 | 1329.5807 | 3667.2969 | 632.8965 | 0 | 0 | 15795.5293 | 4300.1934 | 3.6732 | -42.5481 | 53.7518 | 0 | 53.7518 | 3.1737 | 0 | 3.1737 |  | 0 |  | 0 | 0 | 0 | 0 | 0 | 0 | 0 | 9999 | 9999
Existing Single Family Home HVAC Conversion - Convert FAF w/CAC to Heat Pump - House with "Poor Insulation" - Heating Zone 3 |  | 15 | 7469.7124 | 0 | 3166.7607 | 0 | 0 |  | 0.158 | 0.355 | 8145.498 | 2.0892 | 5.8851 | 0 | 0 | 0 | 629.733 | 1423.6852 | 0 | 1616.5194 | 316.6761 | 316.6761 | 0 | 0 | 0 | 0 | 0 | 0 | 0 | 0 | 0 | 0 | 946.4091 | 1740.3613 | 0 | 1616.5194 | 4303.2896 | 6826.25 | 0 | 1119.1222 | 4364.9712 | 12310.3438 | 946.4091 | 13.0074 | 6826.25 | 1686.8621 | 1287.8083 | 4364.9712 | 14165.8916 | 1740.3613 | 8.1396 | 6826.25 | 1686.8621 | 1287.8083 | 4364.9712 | 14165.8916 | 2686.7705 | -45.8362 | 5.2725 | 9.3232 | 17.1446 | 0 | 15.9246 | 42.3924 | 6826.25 | 0 | 1686.8621 | 0 | 0 | 0 | 4364.9712 | 0 | 1129.9902 | 1287.8083 | 3669.9375 | 633.3522 | 0 | 0 | 15295.8818 | 4303.2896 | 3.5545 | -41.0433 | 51.5749 | 0 | 51.5749 | 3.0458 | 0 | 3.0458 |  | 0 |  | 0 | 0 | 0 | 0 | 0 | 0 | 0 | 9999 | 9999
Existing Single Family Home HVAC Conversion - Convert FAF w/o CAC to Heat Pump - House with "Poor Insulation" - Heating Zone 3 - Cooling Zone 3 |  | 15 | 7469.7124 | 0 | 3166.7607 | 0 | 0 |  | 0.158 | 0.355 | 8145.498 | 2.0892 | 5.8851 | 0 | 0 | 0 | 629.733 | 1423.6852 | 0 | 1616.5194 | 316.6761 | 316.6761 | 0 | 0 | 0 | 0 | 0 | 0 | 0 | 0 | 0 | 0 | 946.4091 | 1740.3613 | 0 | 1616.5194 | 4303.2896 | 6826.25 | 0 | 1119.1222 | 4364.9712 | 12310.3438 | 946.4091 | 13.0074 | 6826.25 | 1686.8621 | 1287.8083 | 4364.9712 | 14165.8916 | 1740.3613 | 8.1396 | 6826.25 | 1686.8621 | 1287.8083 | 4364.9712 | 14165.8916 | 2686.7705 | -45.8362 | 5.2725 | 9.3232 | 17.1446 | 0 | 15.9246 | 42.3924 | 6826.25 | 0 | 1686.8621 | 0 | 0 | 0 | 4364.9712 | 0 | 1129.9902 | 1287.8083 | 3669.9375 | 633.3522 | 0 | 0 | 15295.8818 | 4303.2896 | 3.5545 | -41.0433 | 51.5749 | 0 | 51.5749 | 3.0458 | 0 | 3.0458 |  | 0 |  | 0 | 0 | 0 | 0 | 0 | 0 | 0 | 9999 | 9999
Existing Single Family Home HVAC Conversion - Convert FAF w/CAC to Heat Pump - House with "Poor Insulation" - Heating Zone 1 |  | 15 | 7020.0225 | 0 | 3138.5457 | 0 | 0 |  | 0.158 | 0.355 | 7654.5894 | 1.9633 | 5.5305 | 0 | 0 | 0 | 624.1223 | 1411.0005 | 0 | 1602.1166 | 313.8546 | 313.8546 | 0 | 0 | 0 | 0 | 0 | 0 | 0 | 0 | 0 | 0 | 937.9768 | 1724.8551 | 0 | 1602.1166 | 4264.9482 | 6422.9839 | 0 | 1052.489 | 4101.9058 | 11577.3789 | 937.9768 | 12.3429 | 6422.9839 | 1585.199 | 1211.0089 | 4101.9058 | 13321.0977 | 1724.8551 | 7.723 | 6422.9839 | 1585.199 | 1211.0089 | 4101.9058 | 13321.0977 | 2662.832 | -44.3982 | 5.0026 | 9.8328 | 18.0816 | 0 | 16.7949 | 44.7092 | 6422.9839 | 0 | 1585.199 | 0 | 0 | 0 | 4101.9058 | 0 | 1383.1887 | 1211.0089 | 3637.2393 | 627.7092 | 0 | 0 | 14704.2861 | 4264.9482 | 3.4477 | -42.1032 | 48.4379 | 0 | 48.4379 | 2.8606 | 0 | 2.8606 |  | 0 |  | 0 | 0 | 0 | 0 | 0 | 0 | 0 | 9999 | 9999
Existing Single Family Home HVAC Conversion - Convert FAF w/o CAC to Heat Pump - House with "Poor Insulation" - Heating Zone 1 - Cooling Zone 3 |  | 15 | 7020.0225 | 0 | 3138.5457 | 0 | 0 |  | 0.158 | 0.355 | 7654.5894 | 1.9633 | 5.5305 | 0 | 0 | 0 | 624.1223 | 1411.0005 | 0 | 1602.1166 | 313.8546 | 313.8546 | 0 | 0 | 0 | 0 | 0 | 0 | 0 | 0 | 0 | 0 | 937.9768 | 1724.8551 | 0 | 1602.1166 | 4264.9482 | 6422.9839 | 0 | 1052.489 | 4101.9058 | 11577.3789 | 937.9768 | 12.3429 | 6422.9839 | 1585.199 | 1211.0089 | 4101.9058 | 13321.0977 | 1724.8551 | 7.723 | 6422.9839 | 1585.199 | 1211.0089 | 4101.9058 | 13321.0977 | 2662.832 | -44.3982 | 5.0026 | 9.8328 | 18.0816 | 0 | 16.7949 | 44.7092 | 6422.9839 | 0 | 1585.199 | 0 | 0 | 0 | 4101.9058 | 0 | 1383.1887 | 1211.0089 | 3637.2393 | 627.7092 | 0 | 0 | 14704.2861 | 4264.9482 | 3.4477 | -42.1032 | 48.4379 | 0 | 48.4379 | 2.8606 | 0 | 2.8606 |  | 0 |  | 0 | 0 | 0 | 0 | 0 | 0 | 0 | 9999 | 9999
Existing Single Family Home HVAC Conversion - Convert FAF w/o CAC to Heat Pump - House with "Poor Insulation" - Heating Zone 2 - Cooling Zone 2 |  | 15 | 7647.5186 | 0 | 4132.4707 | 0 | 0 |  | 0.15782 | 0.36026 | 8340.2285 | 2.1709 | 6.0321 | 0 | 0 | 0 | 821.7714 | 1857.8408 | 0 | 2109.4802 | 413.2471 | 413.2471 | 0 | 0 | 0 | 0 | 0 | 0 | 0 | 0 | 0 | 0 | 1235.0184 | 2271.0879 | 0 | 2109.4802 | 5615.5869 | 6911.061 | 0 | 1138.0383 | 4469.3223 | 12518.4219 | 1235.0184 | 10.1362 | 6911.061 | 1728.9965 | 1310.938 | 4469.3223 | 14420.3174 | 2271.0879 | 6.3495 | 6911.061 | 1728.9965 | 1310.938 | 4469.3223 | 14420.3174 | 3506.1064 | -38.5149 | 4.1129 | 11.8823 | 21.8505 | 0 | 20.2956 | 54.0284 | 6911.061 | 0 | 1728.9965 | 0 | 0 | 0 | 4469.3223 | 0 | 1285.0713 | 1310.938 | 4789.0928 | 826.4942 | 0 | 0 | 15705.3887 | 5615.5869 | 2.7967 | -30.5831 | 52.9693 | 0 | 52.9693 | 3.1276 | 0 | 3.1276 |  | 0 |  | 0 | 0 | 0 | 0 | 0 | 0 | 0 | 9999 | 9999
Existing Single Family Home HVAC Conversion - Convert FAF w/CAC to Heat Pump - House with "Fair Insulation" - Heating Zone 2 |  | 15 | 5224.7896 | 0 | 2808.75 | 0 | 0 |  | 0.158 | 0.355 | 5698.1128 | 1.4615 | 4.1169 | 0 | 0 | 0 | 558.54 | 1262.7338 | 0 | 1433.7676 | 280.875 | 280.875 | 0 | 0 | 0 | 0 | 0 | 0 | 0 | 0 | 0 | 0 | 839.415 | 1543.6088 | 0 | 1433.7676 | 3816.7915 | 4717.5728 | 0 | 777.1051 | 3053.4783 | 8548.1562 | 839.415 | 10.1835 | 4717.5728 | 1180.0297 | 895.1081 | 3053.4783 | 9846.1885 | 1543.6088 | 6.3787 | 4717.5728 | 1180.0297 | 895.1081 | 3053.4783 | 9846.1885 | 2383.0239 | -38.6643 | 4.1318 | 11.8209 | 21.7376 | 0 | 20.1908 | 53.7492 | 4717.5728 | 0 | 1180.0297 | 0 | 0 | 0 | 3053.4783 | 0 | 767.5304 | 895.1081 | 3255.0415 | 561.75 | 0 | 0 | 10613.7188 | 3816.7915 | 2.7808 | -29.2821 | 36.1871 | 0 | 36.1871 | 2.1366 | 0 | 2.1366 |  | 0 |  | 0 | 0 | 0 | 0 | 0 | 0 | 0 | 9999 | 9999
Existing Single Family Home HVAC Conversion - Convert FAF w/o CAC to Heat Pump - House with "Fair Insulation" - Heating Zone 2 - Cooling Zone 3 |  | 15 | 5224.7896 | 0 | 2808.75 | 0 | 0 |  | 0.158 | 0.355 | 5698.1128 | 1.4615 | 4.1169 | 0 | 0 | 0 | 558.54 | 1262.7338 | 0 | 1433.7676 | 280.875 | 280.875 | 0 | 0 | 0 | 0 | 0 | 0 | 0 | 0 | 0 | 0 | 839.415 | 1543.6088 | 0 | 1433.7676 | 3816.7915 | 4717.5728 | 0 | 777.1051 | 3053.4783 | 8548.1562 | 839.415 | 10.1835 | 4717.5728 | 1180.0297 | 895.1081 | 3053.4783 | 9846.1885 | 1543.6088 | 6.3787 | 4717.5728 | 1180.0297 | 895.1081 | 3053.4783 | 9846.1885 | 2383.0239 | -38.6643 | 4.1318 | 11.8209 | 21.7376 | 0 | 20.1908 | 53.7492 | 4717.5728 | 0 | 1180.0297 | 0 | 0 | 0 | 3053.4783 | 0 | 767.5304 | 895.1081 | 3255.0415 | 561.75 | 0 | 0 | 10613.7188 | 3816.7915 | 2.7808 | -29.2821 | 36.1871 | 0 | 36.1871 | 2.1366 | 0 | 2.1366 |  | 0 |  | 0 | 0 | 0 | 0 | 0 | 0 | 0 | 9999 | 9999
Existing Single Family Home HVAC Conversion - Convert FAF w/o CAC to Heat Pump - House with "Poor Insulation" - Heating Zone 3 - Cooling Zone 2 |  | 15 | 7356.4033 | 0 | 4135.7158 | 0 | 0 |  | 0.15782 | 0.36047 | 8021.8306 | 2.0892 | 5.8021 | 0 | 0 | 0 | 822.4167 | 1859.2997 | 0 | 2111.1367 | 413.5716 | 413.5716 | 0 | 0 | 0 | 0 | 0 | 0 | 0 | 0 | 0 | 0 | 1235.9883 | 2272.8713 | 0 | 2111.1367 | 5619.9961 | 6729.8955 | 0 | 1102.8597 | 4298.7007 | 12131.4561 | 1235.9883 | 9.8152 | 6729.8955 | 1663.0594 | 1269.1656 | 4298.7007 | 13960.8213 | 2272.8713 | 6.1424 | 6729.8955 | 1663.0594 | 1269.1656 | 4298.7007 | 13960.8213 | 3508.8596 | -37.2319 | 3.9787 | 12.3636 | 22.7356 | 0 | 21.1178 | 56.217 | 6729.8955 | 0 | 1663.0594 | 0 | 0 | 0 | 4298.7007 | 0 | 1244.9205 | 1269.1656 | 4792.853 | 827.1432 | 0 | 0 | 15205.7422 | 5619.9961 | 2.7056 | -28.5671 | 50.7924 | 0 | 50.7924 | 2.9997 | 0 | 2.9997 |  | 0 |  | 0 | 0 | 0 | 0 | 0 | 0 | 0 | 9999 | 9999
Existing Single Family Home HVAC Conversion - Convert FAF w/o CAC to Heat Pump - House with "Poor Insulation" - Heating Zone 1 - Cooling Zone 2 |  | 15 | 6906.7134 | 0 | 4095.5295 | 0 | 0 |  | 0.1578 | 0.36082 | 7530.9219 | 1.9633 | 5.4474 | 0 | 0 | 0 | 814.4254 | 1841.233 | 0 | 2090.623 | 409.5529 | 409.5529 | 0 | 0 | 0 | 0 | 0 | 0 | 0 | 0 | 0 | 0 | 1223.9783 | 2250.7859 | 0 | 2090.623 | 5565.3872 | 6326.6294 | 0 | 1036.2266 | 4035.6355 | 11398.4912 | 1223.9783 | 9.3127 | 6326.6294 | 1561.3964 | 1192.3662 | 4035.6355 | 13116.0273 | 2250.7859 | 5.8273 | 6326.6294 | 1561.3964 | 1192.3662 | 4035.6355 | 13116.0273 | 3474.7642 | -35.3177 | 3.7747 | 13.0416 | 23.9823 | 0 | 22.2758 | 59.2996 | 6326.6294 | 0 | 1561.3964 | 0 | 0 | 0 | 4035.6355 | 0 | 1498.119 | 1192.3662 | 4746.2812 | 819.1059 | 0 | 0 | 14614.1465 | 5565.3872 | 2.6259 | -29.0045 | 47.6554 | 0 | 47.6554 | 2.8145 | 0 | 2.8145 |  | 0 |  | 0 | 0 | 0 | 0 | 0 | 0 | 0 | 9999 | 9999
Existing Single Family Home HVAC Conversion - Convert FAF w/CAC to Heat Pump - House with "Fair Insulation" - Heating Zone 1 |  | 15 | 4815.1875 | 0 | 2832.9307 | 0 | 0 |  | 0.158 | 0.355 | 5250.4512 | 1.3467 | 3.7935 | 0 | 0 | 0 | 563.3485 | 1273.6047 | 0 | 1446.111 | 283.2931 | 283.2931 | 0 | 0 | 0 | 0 | 0 | 0 | 0 | 0 | 0 | 0 | 846.6416 | 1556.8978 | 0 | 1446.111 | 3849.6504 | 4405.666 | 0 | 721.9254 | 2813.5874 | 7941.1787 | 846.6416 | 9.3796 | 4405.666 | 1087.3228 | 830.6576 | 2813.5874 | 9137.2334 | 1556.8978 | 5.8689 | 4405.666 | 1087.3228 | 830.6576 | 2813.5874 | 9137.2334 | 2403.5393 | -35.5792 | 3.8016 | 12.9392 | 23.7941 | 0 | 22.1009 | 58.8342 | 4405.666 | 0 | 1087.3228 | 0 | 0 | 0 | 2813.5874 | 0 | 933.0349 | 830.6576 | 3283.0642 | 566.5861 | 0 | 0 | 10070.2686 | 3849.6504 | 2.6159 | -27.7379 | 33.2246 | 0 | 33.2246 | 1.9622 | 0 | 1.9622 |  | 0 |  | 0 | 0 | 0 | 0 | 0 | 0 | 0 | 9999 | 9999
Existing Single Family Home HVAC Conversion - Convert FAF w/o CAC to Heat Pump - House with "Fair Insulation" - Heating Zone 1 - Cooling Zone 3 |  | 15 | 4815.1875 | 0 | 2832.9307 | 0 | 0 |  | 0.158 | 0.355 | 5250.4512 | 1.3467 | 3.7935 | 0 | 0 | 0 | 563.3485 | 1273.6047 | 0 | 1446.111 | 283.2931 | 283.2931 | 0 | 0 | 0 | 0 | 0 | 0 | 0 | 0 | 0 | 0 | 846.6416 | 1556.8978 | 0 | 1446.111 | 3849.6504 | 4405.666 | 0 | 721.9254 | 2813.5874 | 7941.1787 | 846.6416 | 9.3796 | 4405.666 | 1087.3228 | 830.6576 | 2813.5874 | 9137.2334 | 1556.8978 | 5.8689 | 4405.666 | 1087.3228 | 830.6576 | 2813.5874 | 9137.2334 | 2403.5393 | -35.5792 | 3.8016 | 12.9392 | 23.7941 | 0 | 22.1009 | 58.8342 | 4405.666 | 0 | 1087.3228 | 0 | 0 | 0 | 2813.5874 | 0 | 933.0349 | 830.6576 | 3283.0642 | 566.5861 | 0 | 0 | 10070.2686 | 3849.6504 | 2.6159 | -27.7379 | 33.2246 | 0 | 33.2246 | 1.9622 | 0 | 1.9622 |  | 0 |  | 0 | 0 | 0 | 0 | 0 | 0 | 0 | 9999 | 9999
Existing Single Family Home HVAC Conversion - Convert FAF w/CAC to Heat Pump - House with "Fair Insulation" - Heating Zone 3 |  | 15 | 4894.3169 | 0 | 2831.5586 | 0 | 0 |  | 0.158 | 0.355 | 5337.1064 | 1.3689 | 3.8561 | 0 | 0 | 0 | 563.0757 | 1272.9878 | 0 | 1445.4105 | 283.1559 | 283.1559 | 0 | 0 | 0 | 0 | 0 | 0 | 0 | 0 | 0 | 0 | 846.2316 | 1556.1437 | 0 | 1445.4105 | 3847.7859 | 4472.7065 | 0 | 733.273 | 2860.0232 | 8066.0029 | 846.2316 | 9.5317 | 4472.7065 | 1105.2684 | 843.7998 | 2860.0232 | 9281.7979 | 1556.1437 | 5.9646 | 4472.7065 | 1105.2684 | 843.7998 | 2860.0232 | 9281.7979 | 2402.3752 | -36.1846 | 3.8636 | 12.723 | 23.3964 | 0 | 21.7315 | 57.8509 | 4472.7065 | 0 | 1105.2684 | 0 | 0 | 0 | 2860.0232 | 0 | 693.7953 | 843.7998 | 3281.4741 | 566.3117 | 0 | 0 | 9975.5938 | 3847.7859 | 2.5926 | -24.8842 | 33.793 | 0 | 33.793 | 1.9957 | 0 | 1.9957 |  | 0 |  | 0 | 0 | 0 | 0 | 0 | 0 | 0 | 9999 | 9999
Existing Single Family Home HVAC Conversion - Convert FAF w/o CAC to Heat Pump - House with "Fair Insulation" - Heating Zone 3 - Cooling Zone 3 |  | 15 | 4894.3169 | 0 | 2831.5586 | 0 | 0 |  | 0.158 | 0.355 | 5337.1064 | 1.3689 | 3.8561 | 0 | 0 | 0 | 563.0757 | 1272.9878 | 0 | 1445.4105 | 283.1559 | 283.1559 | 0 | 0 | 0 | 0 | 0 | 0 | 0 | 0 | 0 | 0 | 846.2316 | 1556.1437 | 0 | 1445.4105 | 3847.7859 | 4472.7065 | 0 | 733.273 | 2860.0232 | 8066.0029 | 846.2316 | 9.5317 | 4472.7065 | 1105.2684 | 843.7998 | 2860.0232 | 9281.7979 | 1556.1437 | 5.9646 | 4472.7065 | 1105.2684 | 843.7998 | 2860.0232 | 9281.7979 | 2402.3752 | -36.1846 | 3.8636 | 12.723 | 23.3964 | 0 | 21.7315 | 57.8509 | 4472.7065 | 0 | 1105.2684 | 0 | 0 | 0 | 2860.0232 | 0 | 693.7953 | 843.7998 | 3281.4741 | 566.3117 | 0 | 0 | 9975.5938 | 3847.7859 | 2.5926 | -24.8842 | 33.793 | 0 | 33.793 | 1.9957 | 0 | 1.9957 |  | 0 |  | 0 | 0 | 0 | 0 | 0 | 0 | 0 | 9999 | 9999
Existing Single Family Home HVAC Conversion - Convert FAF w/o CAC to Heat Pump - House with "Poor Insulation" - Heating Zone 2 - Cooling Zone 1 |  | 15 | 7623.0029 | 0 | 5264.3906 | 0 | 0 |  | 0.15778 | 0.36142 | 8313.4902 | 2.1709 | 6.0142 | 0 | 0 | 0 | 1046.8617 | 2366.7195 | 0 | 2687.2852 | 526.439 | 526.439 | 0 | 0 | 0 | 0 | 0 | 0 | 0 | 0 | 0 | 0 | 1573.3008 | 2893.1584 | 0 | 2687.2852 | 7153.7441 | 6890.2202 | 0 | 1134.5214 | 4454.9941 | 12479.7354 | 1573.3008 | 7.9322 | 6890.2202 | 1723.8501 | 1306.9064 | 4454.9941 | 14375.9707 | 2893.1584 | 4.969 | 6890.2202 | 1723.8501 | 1306.9064 | 4454.9941 | 14375.9707 | 4466.459 | -29.1425 | 3.2187 | 15.1856 | 27.925 | 0 | 25.9379 | 69.0486 | 6890.2202 | 0 | 1723.8501 | 0 | 0 | 0 | 4454.9941 | 0 | 1309.9384 | 1306.9064 | 6100.8662 | 1052.8781 | 0 | 0 | 15685.9092 | 7153.7441 | 2.1927 | -15.8482 | 52.7923 | 0 | 52.7923 | 3.117 | 0 | 3.117 |  | 0 |  | 0 | 0 | 0 | 0 | 0 | 0 | 0 | 9999 | 9999
Existing Single Family Home HVAC Upgrade - Heat Pump Upgrade to 9.0 HSPF/14 SEER - Heating Zone 1 |  | 15 | 115.1931 | 0 | 80.8234 | 0 | 0 |  | 0.158 | 0.355 | 125.6058 | 0.032216 | 0.09075 | 0 | 0 | 0 | 16.0723 | 36.3359 | 0 | 41.2575 | 8.0823 | 8.0823 | 0 | 0 | 0 | 0 | 0 | 0 | 0 | 0 | 0 | 0 | 24.1547 | 44.4182 | 0 | 41.2575 | 109.8304 | 105.3962 | 0 | 17.2705 | 67.3091 | 189.9757 | 24.1547 | 7.865 | 105.3962 | 26.0119 | 19.8717 | 67.3091 | 218.5888 | 44.4182 | 4.9212 | 105.3962 | 26.0119 | 19.8717 | 67.3091 | 218.5888 | 68.5729 | -28.5051 | 3.1877 | 15.4311 | 28.3763 | 0 | 26.3571 | 70.1645 | 105.3962 | 0 | 26.0119 | 0 | 0 | 0 | 67.3091 | 0 | 20.9452 | 19.8717 | 93.6657 | 16.1647 | 0 | 0 | 239.534 | 109.8304 | 2.1809 | -15.5287 | 0.79483 | 0 | 0.79483 | 0.046941 | 0 | 0.046941 |  | 0 |  | 0 | 0 | 0 | 0 | 0 | 0 | 0 | 9999 | 9999
Existing Single Family Home HVAC Conversion - Convert FAF w/o CAC to Heat Pump - House with "Fair Insulation" - Heating Zone 2 - Cooling Zone 2 |  | 15 | 5111.4805 | 0 | 3580.5918 | 0 | 0 |  | 0.15773 | 0.36287 | 5574.4453 | 1.4615 | 4.0339 | 0 | 0 | 0 | 712.0263 | 1609.7318 | 0 | 1827.7654 | 358.0592 | 358.0592 | 0 | 0 | 0 | 0 | 0 | 0 | 0 | 0 | 0 | 0 | 1070.0854 | 1967.791 | 0 | 1827.7654 | 4865.6416 | 4621.2183 | 0 | 760.8426 | 2987.208 | 8369.2686 | 1070.0854 | 7.8211 | 4621.2183 | 1156.2271 | 876.4653 | 2987.208 | 9641.1191 | 1967.791 | 4.8995 | 4621.2183 | 1156.2271 | 876.4653 | 2987.208 | 9641.1191 | 3037.8765 | -28.5307 | 3.1736 | 15.4036 | 28.3258 | 0 | 26.3102 | 70.0396 | 4621.2183 | 0 | 1156.2271 | 0 | 0 | 0 | 2987.208 | 0 | 882.4607 | 876.4653 | 4149.5234 | 716.1183 | 0 | 0 | 10523.5791 | 4865.6416 | 2.1628 | -14.9233 | 35.4046 | 0 | 35.4046 | 2.0905 | 0 | 2.0905 |  | 0 |  | 0 | 0 | 0 | 0 | 0 | 0 | 0 | 9999 | 9999
Existing Single Family Home HVAC Conversion - Convert FAF w/o CAC to Heat Pump - House with "Poor Insulation" - Heating Zone 3 - Cooling Zone 1 |  | 15 | 7331.8877 | 0 | 5268.4194 | 0 | 0 |  | 0.15777 | 0.36167 | 7995.0928 | 2.0892 | 5.7841 | 0 | 0 | 0 | 1047.663 | 2368.531 | 0 | 2689.3418 | 526.842 | 526.842 | 0 | 0 | 0 | 0 | 0 | 0 | 0 | 0 | 0 | 0 | 1574.5049 | 2895.373 | 0 | 2689.3418 | 7159.2197 | 6709.0547 | 0 | 1099.3428 | 4284.3726 | 12092.7695 | 1574.5049 | 7.6804 | 6709.0547 | 1657.9131 | 1265.134 | 4284.3726 | 13916.4746 | 2895.373 | 4.8065 | 6709.0547 | 1657.9131 | 1265.134 | 4284.3726 | 13916.4746 | 4469.8779 | -27.4753 | 3.1134 | 15.8025 | 29.0594 | 0 | 26.9915 | 71.8534 | 6709.0547 | 0 | 1657.9131 | 0 | 0 | 0 | 4284.3726 | 0 | 1269.7876 | 1265.134 | 6105.5356 | 1053.684 | 0 | 0 | 15186.2617 | 7159.2197 | 2.1212 | -13.228 | 50.6155 | 0 | 50.6155 | 2.9891 | 0 | 2.9891 |  | 0 |  | 0 | 0 | 0 | 0 | 0 | 0 | 0 | 9999 | 9999
Existing Single Family Home HVAC Conversion - Convert FAF w/o CAC to Heat Pump - House with "Fair Insulation" - Heating Zone 1 - Cooling Zone 2 |  | 15 | 4701.8784 | 0 | 3527.2886 | 0 | 0 |  | 0.15771 | 0.36356 | 5126.7837 | 1.3467 | 3.7104 | 0 | 0 | 0 | 701.4266 | 1585.7682 | 0 | 1800.5562 | 352.7289 | 352.7289 | 0 | 0 | 0 | 0 | 0 | 0 | 0 | 0 | 0 | 0 | 1054.1554 | 1938.4971 | 0 | 1800.5562 | 4793.2085 | 4309.3115 | 0 | 705.6628 | 2747.3171 | 7762.2915 | 1054.1554 | 7.3635 | 4309.3115 | 1063.5201 | 812.0148 | 2747.3171 | 8932.1641 | 1938.4971 | 4.6078 | 4309.3115 | 1063.5201 | 812.0148 | 2747.3171 | 8932.1641 | 2992.6523 | -25.5153 | 2.9847 | 16.4993 | 30.3407 | 0 | 28.1817 | 75.0216 | 4309.3115 | 0 | 1063.5201 | 0 | 0 | 0 | 2747.3171 | 0 | 1047.9652 | 812.0148 | 4087.751 | 705.4577 | 0 | 0 | 9980.1289 | 4793.2085 | 2.0821 | -13.736 | 32.4421 | 0 | 32.4421 | 1.916 | 0 | 1.916 |  | 0 |  | 0 | 0 | 0 | 0 | 0 | 0 | 0 | 9999 | 9999
Existing Single Family Home HVAC Conversion - Convert FAF w/o CAC to Heat Pump - House with "Poor Insulation" - Heating Zone 1 - Cooling Zone 1 |  | 15 | 6882.1978 | 0 | 5218.5244 | 0 | 0 |  | 0.15776 | 0.36211 | 7504.1841 | 1.9633 | 5.4295 | 0 | 0 | 0 | 1037.7408 | 2346.0994 | 0 | 2663.8721 | 521.8524 | 521.8524 | 0 | 0 | 0 | 0 | 0 | 0 | 0 | 0 | 0 | 0 | 1559.5933 | 2867.9517 | 0 | 2663.8721 | 7091.417 | 6305.7886 | 0 | 1032.7096 | 4021.3074 | 11359.8057 | 1559.5933 | 7.2838 | 6305.7886 | 1556.25 | 1188.3346 | 4021.3074 | 13071.6807 | 2867.9517 | 4.5578 | 6305.7886 | 1556.25 | 1188.3346 | 4021.3074 | 13071.6807 | 4427.5449 | -25.004 | 2.9524 | 16.6768 | 30.6671 | 0 | 28.4849 | 75.8288 | 6305.7886 | 0 | 1556.25 | 0 | 0 | 0 | 4021.3074 | 0 | 1522.9861 | 1188.3346 | 6047.7124 | 1043.7048 | 0 | 0 | 14594.667 | 7091.417 | 2.0581 | -12.8045 | 47.4784 | 0 | 47.4784 | 2.8039 | 0 | 2.8039 |  | 0 |  | 0 | 0 | 0 | 0 | 0 | 0 | 0 | 9999 | 9999
Existing Single Family Home HVAC Conversion - Convert FAF w/o CAC to Heat Pump - House with "Fair Insulation" - Heating Zone 3 - Cooling Zone 2 |  | 15 | 4781.0078 | 0 | 3613.0776 | 0 | 0 |  | 0.15772 | 0.36341 | 5213.439 | 1.3689 | 3.773 | 0 | 0 | 0 | 718.4863 | 1624.3365 | 0 | 1844.3483 | 361.3078 | 361.3078 | 0 | 0 | 0 | 0 | 0 | 0 | 0 | 0 | 0 | 0 | 1079.7941 | 1985.6443 | 0 | 1844.3483 | 4909.7866 | 4376.3521 | 0 | 717.0105 | 2793.7529 | 7887.1152 | 1079.7941 | 7.3043 | 4376.3521 | 1081.4658 | 825.157 | 2793.7529 | 9076.7275 | 1985.6443 | 4.5712 | 4376.3521 | 1081.4658 | 825.157 | 2793.7529 | 9076.7275 | 3065.4385 | -25.1641 | 2.961 | 16.6196 | 30.562 | 0 | 28.3873 | 75.5689 | 4376.3521 | 0 | 1081.4658 | 0 | 0 | 0 | 2793.7529 | 0 | 808.7256 | 825.157 | 4187.1709 | 722.6155 | 0 | 0 | 9885.4531 | 4909.7866 | 2.0134 | -9.2243 | 33.0105 | 0 | 33.0105 | 1.9495 | 0 | 1.9495 |  | 0 |  | 0 | 0 | 0 | 0 | 0 | 0 | 0 | 9999 | 9999
Existing Single Family Home HVAC Conversion - Convert FAF w/o CAC to Heat Pump - House with "Fair Insulation" - Heating Zone 2 - Cooling Zone 1 |  | 15 | 5086.9648 | 0 | 4553.4365 | 0 | 0 |  | 0.15767 | 0.36462 | 5547.7075 | 1.4615 | 4.0159 | 0 | 0 | 0 | 905.4835 | 2047.095 | 0 | 2324.3684 | 455.3437 | 455.3437 | 0 | 0 | 0 | 0 | 0 | 0 | 0 | 0 | 0 | 0 | 1360.8271 | 2502.4387 | 0 | 2324.3684 | 6187.6343 | 4600.3774 | 0 | 757.3257 | 2972.8799 | 8330.583 | 1360.8271 | 6.1217 | 4600.3774 | 1151.0807 | 872.4338 | 2972.8799 | 9596.7715 | 2502.4387 | 3.835 | 4600.3774 | 1151.0807 | 872.4338 | 2972.8799 | 9596.7715 | 3863.2656 | -16.3897 | 2.4841 | 19.6831 | 36.1955 | 0 | 33.6199 | 89.4986 | 4600.3774 | 0 | 1151.0807 | 0 | 0 | 0 | 2972.8799 | 0 | 907.3278 | 872.4338 | 5276.9468 | 910.6873 | 0 | 0 | 10504.0996 | 6187.6343 | 1.6976 | 4.1065 | 35.2276 | 0 | 35.2276 | 2.0799 | 0 | 2.0799 |  | 0 |  | 0 | 0 | 0 | 0 | 0 | 0 | 0 | 9999 | 9999
Existing Single Family Home HVAC Conversion - Convert FAF w/o CAC to Heat Pump - House with "Fair Insulation" - Heating Zone 1 - Cooling Zone 1 |  | 15 | 4677.3628 | 0 | 4437.2944 | 0 | 0 |  | 0.15765 | 0.36546 | 5100.0459 | 1.3467 | 3.6925 | 0 | 0 | 0 | 882.3877 | 1994.8807 | 0 | 2265.0818 | 443.7294 | 443.7294 | 0 | 0 | 0 | 0 | 0 | 0 | 0 | 0 | 0 | 0 | 1326.1172 | 2438.6101 | 0 | 2265.0818 | 6029.8096 | 4288.4707 | 0 | 702.1459 | 2732.989 | 7723.6055 | 1326.1172 | 5.8242 | 4288.4707 | 1058.3738 | 807.9833 | 2732.989 | 8887.8164 | 2438.6101 | 3.6446 | 4288.4707 | 1058.3738 | 807.9833 | 2732.989 | 8887.8164 | 3764.7273 | -13.1316 | 2.3608 | 20.8647 | 38.3684 | 0 | 35.6381 | 94.8712 | 4288.4707 | 0 | 1058.3738 | 0 | 0 | 0 | 2732.989 | 0 | 1072.8323 | 807.9833 | 5142.3506 | 887.4589 | 0 | 0 | 9960.6494 | 6029.8096 | 1.6519 | 5.6269 | 32.2651 | 0 | 32.2651 | 1.9055 | 0 | 1.9055 |  | 0 |  | 0 | 0 | 0 | 0 | 0 | 0 | 0 | 9999 | 9999
Existing Single Family Home HVAC Upgrade - Heat Pump Upgrade to 9.0 HSPF/14 SEER - Heating Zone 2 |  | 15 | 86.6456 | 0 | 80.8234 | 0 | 0 |  | 0.158 | 0.355 | 94.495 | 0.024237 | 0.068273 | 0 | 0 | 0 | 16.0723 | 36.3359 | 0 | 41.2575 | 8.0823 | 8.0823 | 0 | 0 | 0 | 0 | 0 | 0 | 0 | 0 | 0 | 0 | 24.1547 | 44.4182 | 0 | 41.2575 | 109.8304 | 78.2342 | 0 | 12.8872 | 50.6376 | 141.7589 | 24.1547 | 5.8688 | 78.2342 | 19.5691 | 14.8441 | 50.6376 | 163.2849 | 44.4182 | 3.6761 | 78.2342 | 19.5691 | 14.8441 | 50.6376 | 163.2849 | 68.5729 | -13.9925 | 2.3812 | 20.5115 | 37.7187 | 0 | 35.0347 | 93.2649 | 78.2342 | 0 | 19.5691 | 0 | 0 | 0 | 50.6376 | 0 | 12.8959 | 14.8441 | 93.6657 | 16.1647 | 0 | 0 | 176.1808 | 109.8304 | 1.6041 | 10.0913 | 0.60011 | 0 | 0.60011 | 0.035433 | 0 | 0.035433 |  | 0 |  | 0 | 0 | 0 | 0 | 0 | 0 | 0 | 9999 | 9999
Existing Single Family Home HVAC Conversion - Convert FAF w/o CAC to Heat Pump - House with "Fair Insulation" - Heating Zone 3 - Cooling Zone 1 |  | 15 | 4756.4922 | 0 | 4593.771 | 0 | 0 |  | 0.15765 | 0.36529 | 5186.7012 | 1.3689 | 3.7551 | 0 | 0 | 0 | 913.5042 | 2065.228 | 0 | 2344.9575 | 459.3771 | 459.3771 | 0 | 0 | 0 | 0 | 0 | 0 | 0 | 0 | 0 | 0 | 1372.8813 | 2524.6052 | 0 | 2344.9575 | 6242.4438 | 4355.5112 | 0 | 713.4936 | 2779.4248 | 7848.4297 | 1372.8813 | 5.7168 | 4355.5112 | 1076.3195 | 821.1255 | 2779.4248 | 9032.3809 | 2524.6052 | 3.5777 | 4355.5112 | 1076.3195 | 821.1255 | 2779.4248 | 9032.3809 | 3897.4863 | -12.0577 | 2.3175 | 21.2396 | 39.0577 | 0 | 36.2784 | 96.5758 | 4355.5112 | 0 | 1076.3195 | 0 | 0 | 0 | 2779.4248 | 0 | 833.5927 | 821.1255 | 5323.6895 | 918.7542 | 0 | 0 | 9865.9736 | 6242.4438 | 1.5805 | 11.3244 | 32.8335 | 0 | 32.8335 | 1.939 | 0 | 1.939 |  | 0 |  | 0 | 0 | 0 | 0 | 0 | 0 | 0 | 9999 | 9999
Existing Single Family Home HVAC Conversion - Convert FAF w/CAC to Heat Pump - House with "Good Insulation" - Heating Zone 1 |  | 15 | 2610.3528 | 0 | 2600.2754 | 0 | 0 |  | 0.158 | 0.355 | 2846.313 | 0.73005 | 2.0565 | 0 | 0 | 0 | 517.0834 | 1169.0095 | 0 | 1327.3488 | 260.0276 | 260.0276 | 0 | 0 | 0 | 0 | 0 | 0 | 0 | 0 | 0 | 0 | 777.111 | 1429.0371 | 0 | 1327.3488 | 3533.4968 | 2388.3479 | 0 | 391.3616 | 1525.2686 | 4304.978 | 777.111 | 5.5397 | 2388.3479 | 589.4467 | 450.3063 | 1525.2686 | 4953.3696 | 1429.0371 | 3.4662 | 2388.3479 | 589.4467 | 450.3063 | 1525.2686 | 4953.3696 | 2206.1479 | -10.1173 | 2.2453 | 21.9081 | 40.2871 | 0 | 37.4203 | 99.6155 | 2388.3479 | 0 | 589.4467 | 0 | 0 | 0 | 1525.2686 | 0 | 517.6169 | 450.3063 | 3013.4417 | 520.0551 | 0 | 0 | 5470.9863 | 3533.4968 | 1.5483 | 12.7105 | 18.0113 | 0 | 18.0113 | 1.0637 | 0 | 1.0637 |  | 0 |  | 0 | 0 | 0 | 0 | 0 | 0 | 0 | 9999 | 9999
Existing Single Family Home HVAC Conversion - Convert FAF w/o CAC to Heat Pump - House with "Good Insulation" - Heating Zone 1 - Cooling Zone 3 |  | 15 | 2610.3528 | 0 | 2600.2754 | 0 | 0 |  | 0.158 | 0.355 | 2846.313 | 0.73005 | 2.0565 | 0 | 0 | 0 | 517.0834 | 1169.0095 | 0 | 1327.3488 | 260.0276 | 260.0276 | 0 | 0 | 0 | 0 | 0 | 0 | 0 | 0 | 0 | 0 | 777.111 | 1429.0371 | 0 | 1327.3488 | 3533.4968 | 2388.3479 | 0 | 391.3616 | 1525.2686 | 4304.978 | 777.111 | 5.5397 | 2388.3479 | 589.4467 | 450.3063 | 1525.2686 | 4953.3696 | 1429.0371 | 3.4662 | 2388.3479 | 589.4467 | 450.3063 | 1525.2686 | 4953.3696 | 2206.1479 | -10.1173 | 2.2453 | 21.9081 | 40.2871 | 0 | 37.4203 | 99.6155 | 2388.3479 | 0 | 589.4467 | 0 | 0 | 0 | 1525.2686 | 0 | 517.6169 | 450.3063 | 3013.4417 | 520.0551 | 0 | 0 | 5470.9863 | 3533.4968 | 1.5483 | 12.7105 | 18.0113 | 0 | 18.0113 | 1.0637 | 0 | 1.0637 |  | 0 |  | 0 | 0 | 0 | 0 | 0 | 0 | 0 | 9999 | 9999
Existing Single Family Home HVAC Conversion - Convert FAF w/CAC to Heat Pump - House with "Good Insulation" - Heating Zone 2 |  | 15 | 2688.751 | 0 | 2621.3123 | 0 | 0 |  | 0.158 | 0.355 | 2932.3301 | 0.75211 | 2.1186 | 0 | 0 | 0 | 521.2667 | 1178.467 | 0 | 1338.0872 | 262.1312 | 262.1312 | 0 | 0 | 0 | 0 | 0 | 0 | 0 | 0 | 0 | 0 | 783.3979 | 1440.5983 | 0 | 1338.0872 | 3562.0833 | 2427.7302 | 0 | 399.9094 | 1571.3633 | 4399.0029 | 783.3979 | 5.6153 | 2427.7302 | 607.2601 | 460.6353 | 1571.3633 | 5066.9888 | 1440.5983 | 3.5173 | 2427.7302 | 607.2601 | 460.6353 | 1571.3633 | 5066.9888 | 2223.9961 | -11.3636 | 2.2783 | 21.4375 | 39.4217 | 0 | 36.6165 | 97.4756 | 2427.7302 | 0 | 607.2601 | 0 | 0 | 0 | 1571.3633 | 0 | 389.8592 | 460.6353 | 3037.8208 | 524.2625 | 0 | 0 | 5456.8481 | 3562.0833 | 1.5319 | 14.5845 | 18.6224 | 0 | 18.6224 | 1.0995 | 0 | 1.0995 |  | 0 |  | 0 | 0 | 0 | 0 | 0 | 0 | 0 | 9999 | 9999
Existing Single Family Home HVAC Conversion - Convert FAF w/o CAC to Heat Pump - House with "Good Insulation" - Heating Zone 2 - Cooling Zone 3 |  | 15 | 2688.751 | 0 | 2621.3123 | 0 | 0 |  | 0.158 | 0.355 | 2932.3301 | 0.75211 | 2.1186 | 0 | 0 | 0 | 521.2667 | 1178.467 | 0 | 1338.0872 | 262.1312 | 262.1312 | 0 | 0 | 0 | 0 | 0 | 0 | 0 | 0 | 0 | 0 | 783.3979 | 1440.5983 | 0 | 1338.0872 | 3562.0833 | 2427.7302 | 0 | 399.9094 | 1571.3633 | 4399.0029 | 783.3979 | 5.6153 | 2427.7302 | 607.2601 | 460.6353 | 1571.3633 | 5066.9888 | 1440.5983 | 3.5173 | 2427.7302 | 607.2601 | 460.6353 | 1571.3633 | 5066.9888 | 2223.9961 | -11.3636 | 2.2783 | 21.4375 | 39.4217 | 0 | 36.6165 | 97.4756 | 2427.7302 | 0 | 607.2601 | 0 | 0 | 0 | 1571.3633 | 0 | 389.8592 | 460.6353 | 3037.8208 | 524.2625 | 0 | 0 | 5456.8481 | 3562.0833 | 1.5319 | 14.5845 | 18.6224 | 0 | 18.6224 | 1.0995 | 0 | 1.0995 |  | 0 |  | 0 | 0 | 0 | 0 | 0 | 0 | 0 | 9999 | 9999
Zonal to DHP No Screen HZ2CZ3 |  | 15 | 2752.8525 | 0 | 3010.1592 | 0 | 0 |  | 0.1598 | 0.30187 | 3002.2622 | 0.65479 | 2.1462 | 0 | 0 | 0 | 598.5917 | 1353.2815 | 0 | 1536.5798 | 301.0159 | 301.0159 | 0 | 0 | 0 | 0 | 0 | 0 | 0 | 0 | 0 | 0 | 899.6075 | 1654.2974 | 0 | 1536.5798 | 4090.4849 | 2482.3655 | 0 | 409.1204 | 1608.8381 | 4500.3242 | 899.6075 | 5.0025 | 2482.3655 | 615.1737 | 470.6378 | 1608.8381 | 5177.0151 | 1654.2974 | 3.1294 | 2482.3655 | 615.1737 | 470.6378 | 1608.8381 | 5177.0151 | 2553.905 | -3.7617 | 2.0271 | 24.0441 | 44.215 | 0 | 41.0687 | 109.3279 | 2482.3655 | 0 | 615.1737 | 0 | 0 | 0 | 1608.8381 | 0 | 258.4003 | 470.6378 | 3488.4531 | 602.0318 | 0 | 0 | 5435.4155 | 4090.4849 | 1.3288 | 30.4007 | 19.0185 | 0 | 19.0185 | 1.1223 | 0 | 1.1223 |  | 0 |  | 0 | 0 | 0 | 0 | 0 | 0 | 0 | 9999 | 9999
Existing Single Family Home HVAC Conversion - Convert FAF w/CAC to Heat Pump - House with "Good Insulation" - Heating Zone 3 |  | 15 | 2318.9214 | 0 | 2647.394 | 0 | 0 |  | 0.158 | 0.355 | 2528.7144 | 0.64859 | 1.827 | 0 | 0 | 0 | 526.4532 | 1190.1927 | 0 | 1351.401 | 264.7394 | 264.7394 | 0 | 0 | 0 | 0 | 0 | 0 | 0 | 0 | 0 | 0 | 791.1926 | 1454.9321 | 0 | 1351.401 | 3597.5256 | 2119.1628 | 0 | 347.4238 | 1355.0754 | 3821.6621 | 791.1926 | 4.8303 | 2119.1628 | 523.6747 | 399.7913 | 1355.0754 | 4397.7041 | 1454.9321 | 3.0226 | 2119.1628 | 523.6747 | 399.7913 | 1355.0754 | 4397.7041 | 2246.1248 | -1.0287 | 1.9579 | 25.1066 | 46.1687 | 0 | 42.8834 | 114.1587 | 2119.1628 | 0 | 523.6747 | 0 | 0 | 0 | 1355.0754 | 0 | 342.0043 | 399.7913 | 3068.0469 | 529.4788 | 0 | 0 | 4739.7085 | 3597.5256 | 1.3175 | 31.0021 | 16.0111 | 0 | 16.0111 | 0.94556 | 0 | 0.94556 |  | 0 |  | 0 | 0 | 0 | 0 | 0 | 0 | 0 | 9999 | 9999
Existing Single Family Home HVAC Conversion - Convert FAF w/o CAC to Heat Pump - House with "Good Insulation" - Heating Zone 3 - Cooling Zone 3 |  | 15 | 2318.9214 | 0 | 2647.394 | 0 | 0 |  | 0.158 | 0.355 | 2528.7144 | 0.64859 | 1.827 | 0 | 0 | 0 | 526.4532 | 1190.1927 | 0 | 1351.401 | 264.7394 | 264.7394 | 0 | 0 | 0 | 0 | 0 | 0 | 0 | 0 | 0 | 0 | 791.1926 | 1454.9321 | 0 | 1351.401 | 3597.5256 | 2119.1628 | 0 | 347.4238 | 1355.0754 | 3821.6621 | 791.1926 | 4.8303 | 2119.1628 | 523.6747 | 399.7913 | 1355.0754 | 4397.7041 | 1454.9321 | 3.0226 | 2119.1628 | 523.6747 | 399.7913 | 1355.0754 | 4397.7041 | 2246.1248 | -1.0287 | 1.9579 | 25.1066 | 46.1687 | 0 | 42.8834 | 114.1587 | 2119.1628 | 0 | 523.6747 | 0 | 0 | 0 | 1355.0754 | 0 | 342.0043 | 399.7913 | 3068.0469 | 529.4788 | 0 | 0 | 4739.7085 | 3597.5256 | 1.3175 | 31.0021 | 16.0111 | 0 | 16.0111 | 0.94556 | 0 | 0.94556 |  | 0 |  | 0 | 0 | 0 | 0 | 0 | 0 | 0 | 9999 | 9999
Existing Single Family Home HVAC Upgrade - Heat Pump Upgrade to 9.0 HSPF/14 SEER - Heating Zone 3 |  | 15 | 68.7907 | 0 | 80.8234 | 0 | 0 |  | 0.158 | 0.355 | 75.0142 | 0.01924 | 0.054198 | 0 | 0 | 0 | 16.0723 | 36.3359 | 0 | 41.2575 | 8.0823 | 8.0823 | 0 | 0 | 0 | 0 | 0 | 0 | 0 | 0 | 0 | 0 | 24.1547 | 44.4182 | 0 | 41.2575 | 109.8304 | 62.8648 | 0 | 10.3063 | 40.1982 | 113.3694 | 24.1547 | 4.6935 | 62.8648 | 15.5348 | 11.8598 | 40.1982 | 130.4577 | 44.4182 | 2.937 | 62.8648 | 15.5348 | 11.8598 | 40.1982 | 130.4577 | 68.5729 | 1.0484 | 1.9025 | 25.8382 | 47.5141 | 0 | 44.1331 | 117.4855 | 62.8648 | 0 | 15.5348 | 0 | 0 | 0 | 40.1982 | 0 | 9.7754 | 11.8598 | 93.6657 | 16.1647 | 0 | 0 | 140.233 | 109.8304 | 1.2768 | 34.7248 | 0.47497 | 0 | 0.47497 | 0.02805 | 0 | 0.02805 |  | 0 |  | 0 | 0 | 0 | 0 | 0 | 0 | 0 | 9999 | 9999
Existing Single Family Home HVAC Conversion - Convert FAF w/o CAC to Heat Pump - House with "Good Insulation" - Heating Zone 1 - Cooling Zone 2 |  | 15 | 2497.0437 | 0 | 3170.6313 | 0 | 0 |  | 0.15746 | 0.37111 | 2722.6455 | 0.73005 | 1.9734 | 0 | 0 | 0 | 630.5027 | 1425.4253 | 0 | 1618.4951 | 317.0631 | 317.0631 | 0 | 0 | 0 | 0 | 0 | 0 | 0 | 0 | 0 | 0 | 947.5659 | 1742.4884 | 0 | 1618.4951 | 4308.5493 | 2291.9932 | 0 | 375.0992 | 1458.9983 | 4126.0908 | 947.5659 | 4.3544 | 2291.9932 | 565.644 | 431.6635 | 1458.9983 | 4748.2988 | 1742.4884 | 2.725 | 2291.9932 | 565.644 | 431.6635 | 1458.9983 | 4748.2988 | 2690.0542 | 6.8891 | 1.7651 | 27.9269 | 51.3551 | 0 | 47.7007 | 126.9828 | 2291.9932 | 0 | 565.644 | 0 | 0 | 0 | 1458.9983 | 0 | 632.5472 | 431.6635 | 3674.4231 | 634.1263 | 0 | 0 | 5380.8462 | 4308.5493 | 1.2489 | 35.9472 | 17.2288 | 0 | 17.2288 | 1.0176 | 0 | 1.0176 |  | 0 |  | 0 | 0 | 0 | 0 | 0 | 0 | 0 | 9999 | 9999
Existing Single Family Home HVAC Conversion - Convert FAF w/o CAC to Heat Pump - House with "Good Insulation" - Heating Zone 2 - Cooling Zone 2 |  | 15 | 2575.4419 | 0 | 3200.594 | 0 | 0 |  | 0.15747 | 0.37062 | 2808.6626 | 0.75211 | 2.0356 | 0 | 0 | 0 | 636.461 | 1438.8955 | 0 | 1633.79 | 320.0594 | 320.0594 | 0 | 0 | 0 | 0 | 0 | 0 | 0 | 0 | 0 | 0 | 956.5204 | 1758.9548 | 0 | 1633.79 | 4349.2651 | 2331.3755 | 0 | 383.6469 | 1505.093 | 4220.1152 | 956.5204 | 4.4119 | 2331.3755 | 583.4575 | 441.9926 | 1505.093 | 4861.9185 | 1758.9548 | 2.7641 | 2331.3755 | 583.4575 | 441.9926 | 1505.093 | 4861.9185 | 2715.4753 | 5.2835 | 1.7904 | 27.3275 | 50.2528 | 0 | 46.6769 | 124.2571 | 2331.3755 | 0 | 583.4575 | 0 | 0 | 0 | 1505.093 | 0 | 504.7895 | 441.9926 | 3709.1465 | 640.1188 | 0 | 0 | 5366.708 | 4349.2651 | 1.2339 | 37.5386 | 17.8399 | 0 | 17.8399 | 1.0534 | 0 | 1.0534 |  | 0 |  | 0 | 0 | 0 | 0 | 0 | 0 | 0 | 9999 | 9999
Zonal to DHP No Screen HZ1CZ3 |  | 15 | 2652.0588 | 0 | 3190.5642 | 0 | 0 |  | 0.15986 | 0.29985 | 2891.8938 | 0.62648 | 2.0665 | 0 | 0 | 0 | 634.4665 | 1434.3865 | 0 | 1628.6702 | 319.0564 | 319.0564 | 0 | 0 | 0 | 0 | 0 | 0 | 0 | 0 | 0 | 0 | 953.5229 | 1753.4429 | 0 | 1628.6702 | 4335.6362 | 2418.3069 | 0 | 396.8001 | 1549.6943 | 4364.8013 | 953.5229 | 4.5776 | 2418.3069 | 592.3174 | 456.0319 | 1549.6943 | 5016.3506 | 1753.4429 | 2.8609 | 2418.3069 | 592.3174 | 456.0319 | 1549.6943 | 5016.3506 | 2706.9658 | 3.0223 | 1.8531 | 26.4578 | 48.6535 | 0 | 45.1914 | 120.3027 | 2418.3069 | 0 | 592.3174 | 0 | 0 | 0 | 1549.6943 | 0 | 326.1001 | 456.0319 | 3697.5232 | 638.1129 | 0 | 0 | 5342.4507 | 4335.6362 | 1.2322 | 39.1653 | 18.262 | 0 | 18.262 | 1.0778 | 0 | 1.0778 |  | 0 |  | 0 | 0 | 0 | 0 | 0 | 0 | 0 | 9999 | 9999
Zonal to DHP No Screen HZ3CZ3 |  | 15 | 1928.8331 | 0 | 2812.0857 | 0 | 0 |  | 0.16056 | 0.27917 | 2103.4084 | 0.42425 | 1.4968 | 0 | 0 | 0 | 559.2033 | 1264.2333 | 0 | 1435.4702 | 281.2086 | 281.2086 | 0 | 0 | 0 | 0 | 0 | 0 | 0 | 0 | 0 | 0 | 840.4119 | 1545.4419 | 0 | 1435.4702 | 3821.3237 | 1754.9291 | 0 | 288.2094 | 1127.1646 | 3170.303 | 840.4119 | 3.7723 | 1754.9291 | 429.0289 | 331.1122 | 1127.1646 | 3642.2349 | 1545.4419 | 2.3568 | 1754.9291 | 429.0289 | 331.1122 | 1127.1646 | 3642.2349 | 2385.8538 | 19.019 | 1.5266 | 32.0607 | 58.9568 | 0 | 54.7615 | 145.7791 | 1754.9291 | 0 | 429.0289 | 0 | 0 | 0 | 1127.1646 | 0 | 801.2382 | 331.1122 | 3258.9067 | 562.4171 | 0 | 0 | 4443.4731 | 3821.3237 | 1.1628 | 43.2142 | 13.2787 | 0 | 13.2787 | 0.78349 | 0 | 0.78349 |  | 0 |  | 0 | 0 | 0 | 0 | 0 | 0 | 0 | 9999 | 9999
Zonal to DHP No Screen HZ2CZ2 |  | 15 | 2458.0916 | 0 | 3178.8523 | 0 | 0 |  | 0.15857 | 0.33807 | 2680.8716 | 0.65479 | 1.9304 | 0 | 0 | 0 | 632.1375 | 1429.1211 | 0 | 1622.6915 | 317.8852 | 317.8852 | 0 | 0 | 0 | 0 | 0 | 0 | 0 | 0 | 0 | 0 | 950.0227 | 1747.0063 | 0 | 1622.6915 | 4319.7207 | 2213.3018 | 0 | 364.9915 | 1436.6128 | 4014.906 | 950.0227 | 4.2261 | 2213.3018 | 553.3146 | 420.3229 | 1436.6128 | 4623.5522 | 1747.0063 | 2.6466 | 2213.3018 | 553.3146 | 420.3229 | 1436.6128 | 4623.5522 | 2697.0291 | 8.5837 | 1.7143 | 28.4356 | 52.2906 | 0 | 48.5696 | 129.2958 | 2213.3018 | 0 | 553.3146 | 0 | 0 | 0 | 1436.6128 | 0 | 330.8482 | 420.3229 | 3683.9502 | 635.7704 | 0 | 0 | 4954.4004 | 4319.7207 | 1.1469 | 47.2506 | 17.0225 | 0 | 17.0225 | 1.005 | 0 | 1.005 |  | 0 |  | 0 | 0 | 0 | 0 | 0 | 0 | 0 | 9999 | 9999
Zonal to DHP No Screen HZ1CZ2 |  | 15 | 2357.2979 | 0 | 3359.2571 | 0 | 0 |  | 0.1586 | 0.33734 | 2570.5032 | 0.62648 | 1.8507 | 0 | 0 | 0 | 668.0123 | 1510.2261 | 0 | 1714.782 | 335.9257 | 335.9257 | 0 | 0 | 0 | 0 | 0 | 0 | 0 | 0 | 0 | 0 | 1003.938 | 1846.1519 | 0 | 1714.782 | 4564.8716 | 2149.2432 | 0 | 352.6712 | 1377.469 | 3879.3833 | 1003.938 | 3.8642 | 2149.2432 | 530.4584 | 405.717 | 1377.469 | 4462.8877 | 1846.1519 | 2.4174 | 2149.2432 | 530.4584 | 405.717 | 1377.469 | 4462.8877 | 2850.0898 | 16.746 | 1.5659 | 31.3396 | 57.6307 | 0 | 53.5298 | 142.5002 | 2149.2432 | 0 | 530.4584 | 0 | 0 | 0 | 1377.469 | 0 | 398.5479 | 405.717 | 3893.0203 | 671.8514 | 0 | 0 | 4861.4355 | 4564.8716 | 1.065 | 57.8345 | 16.266 | 0 | 16.266 | 0.96057 | 0 | 0.96057 |  | 0 |  | 0 | 0 | 0 | 0 | 0 | 0 | 0 | 9999 | 9999
Existing Single Family Home HVAC Conversion - Convert FAF w/o CAC to Heat Pump - House with "Good Insulation" - Heating Zone 3 - Cooling Zone 2 |  | 15 | 2205.6123 | 0 | 3237.7419 | 0 | 0 |  | 0.15738 | 0.37324 | 2405.0469 | 0.64859 | 1.744 | 0 | 0 | 0 | 643.8481 | 1455.5963 | 0 | 1652.7527 | 323.7742 | 323.7742 | 0 | 0 | 0 | 0 | 0 | 0 | 0 | 0 | 0 | 0 | 967.6223 | 1779.3705 | 0 | 1652.7527 | 4399.7456 | 2022.8082 | 0 | 331.1613 | 1288.8052 | 3642.7747 | 967.6223 | 3.7647 | 2022.8082 | 499.8721 | 381.1486 | 1288.8052 | 4192.6343 | 1779.3705 | 2.3562 | 2022.8082 | 499.8721 | 381.1486 | 1288.8052 | 4192.6343 | 2746.9929 | 19.2567 | 1.5263 | 32.284 | 59.3674 | 0 | 55.1429 | 146.7942 | 2022.8082 | 0 | 499.8721 | 0 | 0 | 0 | 1288.8052 | 0 | 456.9346 | 381.1486 | 3752.197 | 647.5484 | 0 | 0 | 4649.5688 | 4399.7456 | 1.0568 | 59.1543 | 15.2286 | 0 | 15.2286 | 0.89941 | 0 | 0.89941 |  | 0 |  | 0 | 0 | 0 | 0 | 0 | 0 | 0 | 9999 | 9999
Zonal to DHP No Screen HZ2CZ1 |  | 15 | 2308.728 | 0 | 3356.0833 | 0 | 0 |  | 0.15783 | 0.35994 | 2517.8584 | 0.65479 | 1.8209 | 0 | 0 | 0 | 667.3812 | 1508.7992 | 0 | 1713.1617 | 335.6083 | 335.6083 | 0 | 0 | 0 | 0 | 0 | 0 | 0 | 0 | 0 | 0 | 1002.9895 | 1844.4075 | 0 | 1713.1617 | 4560.5591 | 2086.2891 | 0 | 343.5547 | 1349.2581 | 3779.1018 | 1002.9895 | 3.7678 | 2086.2891 | 521.939 | 395.7486 | 1349.2581 | 4353.2349 | 1844.4075 | 2.3602 | 2086.2891 | 521.939 | 395.7486 | 1349.2581 | 4353.2349 | 2847.397 | 18.4986 | 1.5288 | 31.9647 | 58.7801 | 0 | 54.5974 | 145.3422 | 2086.2891 | 0 | 521.939 | 0 | 0 | 0 | 1349.2581 | 0 | 311.5791 | 395.7486 | 3889.3423 | 671.2167 | 0 | 0 | 4664.814 | 4560.5591 | 1.0229 | 63.1662 | 15.9892 | 0 | 15.9892 | 0.94405 | 0 | 0.94405 |  | 0 |  | 0 | 0 | 0 | 0 | 0 | 0 | 0 | 9999 | 9999
Existing Single Family Home HVAC Conversion - Convert FAF w/o CAC to Heat Pump - House with "Good Insulation" - Heating Zone 1 - Cooling Zone 1 |  | 15 | 2472.5281 | 0 | 3980.0715 | 0 | 0 |  | 0.15733 | 0.37479 | 2695.9077 | 0.73005 | 1.9555 | 0 | 0 | 0 | 791.4657 | 1789.3264 | 0 | 2031.6858 | 398.0071 | 398.0071 | 0 | 0 | 0 | 0 | 0 | 0 | 0 | 0 | 0 | 0 | 1189.4729 | 2187.3335 | 0 | 2031.6858 | 5408.4917 | 2271.1523 | 0 | 371.5822 | 1444.67 | 4087.4045 | 1189.4729 | 3.4363 | 2271.1523 | 560.4977 | 427.632 | 1444.67 | 4703.9521 | 2187.3335 | 2.1505 | 2271.1523 | 560.4977 | 427.632 | 1444.67 | 4703.9521 | 3376.8064 | 28.098 | 1.393 | 35.4042 | 65.1051 | 0 | 60.4723 | 160.9815 | 2271.1523 | 0 | 560.4977 | 0 | 0 | 0 | 1444.67 | 0 | 657.4143 | 427.632 | 4612.4775 | 796.0143 | 0 | 0 | 5361.3662 | 5408.4917 | 0.99129 | 69.0026 | 17.0519 | 0 | 17.0519 | 1.007 | 0 | 1.007 |  | 0 |  | 0 | 0 | 0 | 0 | 0 | 0 | 0 | 9999 | 9999
Existing Single Family Home HVAC Conversion - Convert FAF w/o CAC to Heat Pump - House with "Good Insulation" - Heating Zone 2 - Cooling Zone 1 |  | 15 | 2550.9263 | 0 | 4017.2727 | 0 | 0 |  | 0.15735 | 0.37418 | 2781.9248 | 0.75211 | 2.0176 | 0 | 0 | 0 | 798.8634 | 1806.051 | 0 | 2050.6755 | 401.7273 | 401.7273 | 0 | 0 | 0 | 0 | 0 | 0 | 0 | 0 | 0 | 0 | 1200.5907 | 2207.7783 | 0 | 2050.6755 | 5459.0444 | 2310.5347 | 0 | 380.13 | 1490.7648 | 4181.4292 | 1200.5907 | 3.4828 | 2310.5347 | 578.3111 | 437.9611 | 1490.7648 | 4817.5718 | 2207.7783 | 2.1821 | 2310.5347 | 578.3111 | 437.9611 | 1490.7648 | 4817.5718 | 3408.3689 | 25.9983 | 1.4135 | 34.6302 | 63.6817 | 0 | 59.1502 | 157.4621 | 2310.5347 | 0 | 578.3111 | 0 | 0 | 0 | 1490.7648 | 0 | 529.6566 | 437.9611 | 4655.5898 | 803.4545 | 0 | 0 | 5347.228 | 5459.0444 | 0.97952 | 69.8709 | 17.6629 | 0 | 17.6629 | 1.0428 | 0 | 1.0428 |  | 0 |  | 0 | 0 | 0 | 0 | 0 | 0 | 0 | 9999 | 9999
Zonal to DHP No Screen HZ3CZ2 |  | 15 | 1634.0721 | 0 | 2980.7788 | 0 | 0 |  | 0.15886 | 0.32953 | 1782.0176 | 0.42425 | 1.281 | 0 | 0 | 0 | 592.7491 | 1340.0729 | 0 | 1521.5822 | 298.0779 | 298.0779 | 0 | 0 | 0 | 0 | 0 | 0 | 0 | 0 | 0 | 0 | 890.827 | 1638.1508 | 0 | 1521.5822 | 4050.5601 | 1485.8652 | 0 | 244.0804 | 954.9392 | 2684.8848 | 890.827 | 3.0139 | 1485.8652 | 367.1699 | 280.7974 | 954.9392 | 3088.7717 | 1638.1508 | 1.8855 | 1485.8652 | 367.1699 | 280.7974 | 954.9392 | 3088.7717 | 2528.9778 | 41.7001 | 1.2214 | 40.1131 | 73.7644 | 0 | 68.5154 | 182.3929 | 1485.8652 | 0 | 367.1699 | 0 | 0 | 0 | 954.9392 | 0 | 873.686 | 280.7974 | 3454.4043 | 596.1558 | 0 | 0 | 3962.4578 | 4050.5601 | 0.97825 | 70.8743 | 11.2827 | 0 | 11.2827 | 0.66626 | 0 | 0.66626 |  | 0 |  | 0 | 0 | 0 | 0 | 0 | 0 | 0 | 9999 | 9999
Zonal to DHP No Screen HZ1CZ1 |  | 15 | 2207.9343 | 0 | 3536.4883 | 0 | 0 |  | 0.15783 | 0.36017 | 2407.49 | 0.62648 | 1.7412 | 0 | 0 | 0 | 703.256 | 1589.9041 | 0 | 1805.2522 | 353.6488 | 353.6488 | 0 | 0 | 0 | 0 | 0 | 0 | 0 | 0 | 0 | 0 | 1056.9048 | 1943.5529 | 0 | 1805.2522 | 4805.71 | 2022.2305 | 0 | 331.2345 | 1290.1143 | 3643.5791 | 1056.9048 | 3.4474 | 2022.2305 | 499.0827 | 381.1427 | 1290.1143 | 4192.5703 | 1943.5529 | 2.1572 | 2022.2305 | 499.0827 | 381.1427 | 1290.1143 | 4192.5703 | 3000.4578 | 27.6682 | 1.3973 | 35.2271 | 64.7794 | 0 | 60.1698 | 160.1762 | 2022.2305 | 0 | 499.0827 | 0 | 0 | 0 | 1290.1143 | 0 | 379.2788 | 381.1427 | 4098.4121 | 707.2977 | 0 | 0 | 4571.8491 | 4805.71 | 0.95134 | 75.1964 | 15.2327 | 0 | 15.2327 | 0.89959 | 0 | 0.89959 |  | 0 |  | 0 | 0 | 0 | 0 | 0 | 0 | 0 | 9999 | 9999
Zonal to DHP No Screen HZ3CZ1 |  | 15 | 1484.7087 | 0 | 3158.0098 | 0 | 0 |  | 0.15774 | 0.36268 | 1619.0044 | 0.42425 | 1.1715 | 0 | 0 | 0 | 627.9929 | 1419.751 | 0 | 1612.0524 | 315.801 | 315.801 | 0 | 0 | 0 | 0 | 0 | 0 | 0 | 0 | 0 | 0 | 943.7938 | 1735.552 | 0 | 1612.0524 | 4291.3984 | 1358.8527 | 0 | 222.6437 | 867.5845 | 2449.0808 | 943.7938 | 2.5949 | 1358.8527 | 335.7942 | 256.2231 | 867.5845 | 2818.4546 | 1735.552 | 1.624 | 1358.8527 | 335.7942 | 256.2231 | 867.5845 | 2818.4546 | 2679.3457 | 60.4541 | 1.0519 | 46.7772 | 86.019 | 0 | 79.898 | 212.6942 | 1358.8527 | 0 | 335.7942 | 0 | 0 | 0 | 867.5845 | 0 | 854.417 | 256.2231 | 3659.7964 | 631.602 | 0 | 0 | 3672.8716 | 4291.3984 | 0.85587 | 98.0047 | 10.2494 | 0 | 10.2494 | 0.60528 | 0 | 0.60528 |  | 0 |  | 0 | 0 | 0 | 0 | 0 | 0 | 0 | 9999 | 9999
Existing Single Family Home HVAC Conversion - Convert FAF w/o CAC to Heat Pump - House with "Good Insulation" - Heating Zone 3 - Cooling Zone 1 |  | 15 | 2181.0967 | 0 | 4063.3955 | 0 | 0 |  | 0.15724 | 0.37743 | 2378.3091 | 0.64859 | 1.726 | 0 | 0 | 0 | 808.0353 | 1826.7865 | 0 | 2074.2197 | 406.3396 | 406.3396 | 0 | 0 | 0 | 0 | 0 | 0 | 0 | 0 | 0 | 0 | 1214.3749 | 2233.126 | 0 | 2074.2197 | 5521.7207 | 2001.9674 | 0 | 327.6444 | 1274.4769 | 3604.0889 | 1214.3749 | 2.9679 | 2001.9674 | 494.7258 | 377.117 | 1274.4769 | 4148.2871 | 2233.126 | 1.8576 | 2001.9674 | 494.7258 | 377.117 | 1274.4769 | 4148.2871 | 3447.501 | 43.901 | 1.2033 | 40.9722 | 75.3442 | 0 | 69.9828 | 186.2992 | 2001.9674 | 0 | 494.7258 | 0 | 0 | 0 | 1274.4769 | 0 | 481.8017 | 377.117 | 4709.0415 | 812.6791 | 0 | 0 | 4630.0889 | 5521.7207 | 0.83852 | 97.6281 | 15.0516 | 0 | 15.0516 | 0.88884 | 0 | 0.88884 |  | 0 |  | 0 | 0 | 0 | 0 | 0 | 0 | 0 | 9999 | 9999
Existing Single Family Home HVAC Upgrade - Central Heat Pump Upgrade to Variable Capacity Central Heat Pump - Heating Zone 3 - Cooling Zone 3 |  | 15 | 1103.2782 | 0 | 4919.8896 | 0 | 0 |  | 0.1607 | 0.27511 | 1203.1362 | 0.23914 | 0.85546 | 0 | 0 | 0 | 978.3552 | 2211.8418 | 0 | 2511.4297 | 491.989 | 491.989 | 0 | 0 | 0 | 0 | 0 | 0 | 0 | 0 | 0 | 0 | 1470.3442 | 2703.8308 | 0 | 2511.4297 | 6685.605 | 1003.569 | 0 | 164.83 | 644.731 | 1813.13 | 1470.3442 | 1.2331 | 1003.569 | 245.2006 | 189.3501 | 644.731 | 2082.8506 | 2703.8308 | 0.77033 | 1003.569 | 245.2006 | 189.3501 | 644.731 | 2082.8506 | 4174.1748 | 206.4124 | 0.49898 | 98.0639 | 180.3307 | 0 | 167.4986 | 445.8932 | 1003.569 | 0 | 245.2006 | 0 | 0 | 0 | 644.731 | 0 | 126.9987 | 189.3501 | 5701.627 | 983.9779 | 0 | 0 | 2209.8494 | 6685.605 | 0.33054 | 365.4409 | 7.5941 | 0 | 7.5941 | 0.44806 | 0 | 0.44806 |  | 0 |  | 0 | 0 | 0 | 0 | 0 | 0 | 0 | 9999 | 9999
Existing Single Family Home HVAC Upgrade - Central Heat Pump Upgrade to Variable Capacity Central Heat Pump - Heating Zone 3 - Cooling Zone 2 |  | 15 | 1003.1315 | 0 | 4919.8896 | 0 | 0 |  | 0.15977 | 0.30258 | 1094.0249 | 0.23914 | 0.78219 | 0 | 0 | 0 | 978.3552 | 2211.8418 | 0 | 2511.4297 | 491.989 | 491.989 | 0 | 0 | 0 | 0 | 0 | 0 | 0 | 0 | 0 | 0 | 1470.3442 | 2703.8308 | 0 | 2511.4297 | 6685.605 | 907.314 | 0 | 149.3575 | 586.261 | 1642.9325 | 1470.3442 | 1.1174 | 907.314 | 224.1996 | 171.7775 | 586.261 | 1889.552 | 2703.8308 | 0.69884 | 907.314 | 224.1996 | 171.7775 | 586.261 | 1889.552 | 4174.1748 | 234.1165 | 0.45268 | 107.8442 | 198.3158 | 0 | 184.2039 | 490.3638 | 907.314 | 0 | 224.1996 | 0 | 0 | 0 | 586.261 | 0 | 126.9987 | 171.7775 | 5701.627 | 983.9779 | 0 | 0 | 2016.5508 | 6685.605 | 0.30163 | 409.0055 | 6.9264 | 0 | 6.9264 | 0.40897 | 0 | 0.40897 |  | 0 |  | 0 | 0 | 0 | 0 | 0 | 0 | 0 | 9999 | 9999
Existing Single Family Home HVAC Upgrade - Central Heat Pump Upgrade to Variable Capacity Central Heat Pump - Heating Zone 3 - Cooling Zone 1 |  | 15 | 918.6406 | 0 | 4919.8896 | 0 | 0 |  | 0.15883 | 0.3304 | 1001.8016 | 0.23914 | 0.72026 | 0 | 0 | 0 | 978.3552 | 2211.8418 | 0 | 2511.4297 | 491.989 | 491.989 | 0 | 0 | 0 | 0 | 0 | 0 | 0 | 0 | 0 | 0 | 1470.3442 | 2703.8308 | 0 | 2511.4297 | 6685.605 | 835.4625 | 0 | 137.2303 | 536.8408 | 1509.5336 | 1470.3442 | 1.0267 | 835.4625 | 206.4491 | 157.8752 | 536.8408 | 1736.6277 | 2703.8308 | 0.64228 | 835.4625 | 206.4491 | 157.8752 | 536.8408 | 1736.6277 | 4174.1748 | 262.1624 | 0.41604 | 117.772 | 216.5722 | 0 | 201.1612 | 535.5054 | 835.4625 | 0 | 206.4491 | 0 | 0 | 0 | 536.8408 | 0 | 126.9987 | 157.8752 | 5701.627 | 983.9779 | 0 | 0 | 1863.6263 | 6685.605 | 0.27875 | 453.1513 | 6.3464 | 0 | 6.3464 | 0.37482 | 0 | 0.37482 |  | 0 |  | 0 | 0 | 0 | 0 | 0 | 0 | 0 | 9999 | 9999
Existing Single Family Home HVAC Upgrade - Central Heat Pump Upgrade to Variable Capacity Central Heat Pump - Heating Zone 2 - Cooling Zone 3 |  | 15 | 930.1673 | 0 | 4919.8896 | 0 | 0 |  | 0.1612 | 0.26024 | 1014.447 | 0.19074 | 0.71913 | 0 | 0 | 0 | 978.3552 | 2211.8418 | 0 | 2511.4297 | 491.989 | 491.989 | 0 | 0 | 0 | 0 | 0 | 0 | 0 | 0 | 0 | 0 | 1470.3442 | 2703.8308 | 0 | 2511.4297 | 6685.605 | 837.9132 | 0 | 138.153 | 543.6171 | 1519.6833 | 1470.3442 | 1.0336 | 837.9132 | 206.1247 | 158.7655 | 543.6171 | 1746.4204 | 2703.8308 | 0.64591 | 837.9132 | 206.1247 | 158.7655 | 543.6171 | 1746.4204 | 4174.1748 | 258.3138 | 0.41839 | 116.304 | 213.8725 | 0 | 198.6537 | 528.8302 | 837.9132 | 0 | 206.1247 | 0 | 0 | 0 | 543.6171 | 0 | 100.9103 | 158.7655 | 5701.627 | 983.9779 | 0 | 0 | 1847.3308 | 6685.605 | 0.27631 | 448.9854 | 6.4136 | 0 | 6.4136 | 0.37828 | 0 | 0.37828 |  | 0 |  | 0 | 0 | 0 | 0 | 0 | 0 | 0 | 9999 | 9999
Existing Single Family Home HVAC Upgrade - Central Heat Pump Upgrade to Variable Capacity Central Heat Pump - Heating Zone 1 - Cooling Zone 3 |  | 15 | 823.2531 | 0 | 4919.8896 | 0 | 0 |  | 0.16162 | 0.24794 | 897.7334 | 0.1608 | 0.6348 | 0 | 0 | 0 | 978.3552 | 2211.8418 | 0 | 2511.4297 | 491.989 | 491.989 | 0 | 0 | 0 | 0 | 0 | 0 | 0 | 0 | 0 | 0 | 1470.3442 | 2703.8308 | 0 | 2511.4297 | 6685.605 | 748.2956 | 0 | 122.9369 | 481.0732 | 1352.3057 | 1470.3442 | 0.91972 | 748.2956 | 181.9543 | 141.1323 | 481.0732 | 1552.4554 | 2703.8308 | 0.57417 | 748.2956 | 181.9543 | 141.1323 | 481.0732 | 1552.4554 | 4174.1748 | 301.2238 | 0.37192 | 131.4246 | 241.6779 | 0 | 224.4805 | 597.583 | 748.2956 | 0 | 181.9543 | 0 | 0 | 0 | 481.0732 | 0 | 101.5808 | 141.1323 | 5701.627 | 983.9779 | 0 | 0 | 1654.0363 | 6685.605 | 0.2474 | 516.6247 | 5.6581 | 0 | 5.6581 | 0.33372 | 0 | 0.33372 |  | 0 |  | 0 | 0 | 0 | 0 | 0 | 0 | 0 | 9999 | 9999
Existing Single Family Home HVAC Upgrade - Central Heat Pump Upgrade to Variable Capacity Central Heat Pump - Heating Zone 2 - Cooling Zone 2 |  | 15 | 830.0206 | 0 | 4919.8896 | 0 | 0 |  | 0.16014 | 0.29164 | 905.3358 | 0.19074 | 0.64586 | 0 | 0 | 0 | 978.3552 | 2211.8418 | 0 | 2511.4297 | 491.989 | 491.989 | 0 | 0 | 0 | 0 | 0 | 0 | 0 | 0 | 0 | 0 | 1470.3442 | 2703.8308 | 0 | 2511.4297 | 6685.605 | 741.6582 | 0 | 122.6805 | 485.147 | 1349.4857 | 1470.3442 | 0.9178 | 741.6582 | 185.1237 | 141.1929 | 485.147 | 1553.1218 | 2703.8308 | 0.57442 | 741.6582 | 185.1237 | 141.1929 | 485.147 | 1553.1218 | 4174.1748 | 298.047 | 0.37208 | 130.321 | 239.6485 | 0 | 222.5954 | 592.5649 | 741.6582 | 0 | 185.1237 | 0 | 0 | 0 | 485.147 | 0 | 100.9103 | 141.1929 | 5701.627 | 983.9779 | 0 | 0 | 1654.0321 | 6685.605 | 0.2474 | 511.6985 | 5.7458 | 0 | 5.7458 | 0.33919 | 0 | 0.33919 |  | 0 |  | 0 | 0 | 0 | 0 | 0 | 0 | 0 | 9999 | 9999
Existing Single Family Home HVAC Upgrade - Central Heat Pump Upgrade to Variable Capacity Central Heat Pump - Heating Zone 2 - Cooling Zone 1 |  | 15 | 745.5297 | 0 | 4919.8896 | 0 | 0 |  | 0.15902 | 0.32469 | 813.1124 | 0.19074 | 0.58393 | 0 | 0 | 0 | 978.3552 | 2211.8418 | 0 | 2511.4297 | 491.989 | 491.989 | 0 | 0 | 0 | 0 | 0 | 0 | 0 | 0 | 0 | 0 | 1470.3442 | 2703.8308 | 0 | 2511.4297 | 6685.605 | 669.8068 | 0 | 110.5534 | 435.7269 | 1216.087 | 1470.3442 | 0.82708 | 669.8068 | 167.3732 | 127.2907 | 435.7269 | 1400.1975 | 2703.8308 | 0.51786 | 669.8068 | 167.3732 | 127.2907 | 435.7269 | 1400.1975 | 4174.1748 | 339.8523 | 0.33544 | 145.102 | 266.8295 | 0 | 247.8422 | 659.7737 | 669.8068 | 0 | 167.3732 | 0 | 0 | 0 | 435.7269 | 0 | 100.9103 | 127.2907 | 5701.627 | 983.9779 | 0 | 0 | 1501.1078 | 6685.605 | 0.22453 | 577.7361 | 5.1658 | 0 | 5.1658 | 0.30504 | 0 | 0.30504 |  | 0 |  | 0 | 0 | 0 | 0 | 0 | 0 | 0 | 9999 | 9999
Existing Single Family Home HVAC Upgrade - Central Heat Pump Upgrade to Variable Capacity Central Heat Pump - Heating Zone 1 - Cooling Zone 2 |  | 15 | 723.1064 | 0 | 4919.8896 | 0 | 0 |  | 0.16046 | 0.28227 | 788.6221 | 0.1608 | 0.56154 | 0 | 0 | 0 | 978.3552 | 2211.8418 | 0 | 2511.4297 | 491.989 | 491.989 | 0 | 0 | 0 | 0 | 0 | 0 | 0 | 0 | 0 | 0 | 1470.3442 | 2703.8308 | 0 | 2511.4297 | 6685.605 | 652.0406 | 0 | 107.4644 | 422.6031 | 1182.1082 | 1470.3442 | 0.80397 | 652.0406 | 160.9533 | 123.5597 | 422.6031 | 1359.1567 | 2703.8308 | 0.50268 | 652.0406 | 160.9533 | 123.5597 | 422.6031 | 1359.1567 | 4174.1748 | 352.7744 | 0.32561 | 149.608 | 275.1157 | 0 | 255.5389 | 680.2627 | 652.0406 | 0 | 160.9533 | 0 | 0 | 0 | 422.6031 | 0 | 101.5808 | 123.5597 | 5701.627 | 983.9779 | 0 | 0 | 1460.7375 | 6685.605 | 0.21849 | 597.9775 | 4.9903 | 0 | 4.9903 | 0.29464 | 0 | 0.29464 |  | 0 |  | 0 | 0 | 0 | 0 | 0 | 0 | 0 | 9999 | 9999
Existing Single Family Home HVAC Upgrade - Central Heat Pump Upgrade to Variable Capacity Central Heat Pump - Heating Zone 1 - Cooling Zone 1 |  | 15 | 638.6155 | 0 | 4919.8896 | 0 | 0 |  | 0.1592 | 0.31962 | 696.3988 | 0.1608 | 0.49961 | 0 | 0 | 0 | 978.3552 | 2211.8418 | 0 | 2511.4297 | 491.989 | 491.989 | 0 | 0 | 0 | 0 | 0 | 0 | 0 | 0 | 0 | 0 | 1470.3442 | 2703.8308 | 0 | 2511.4297 | 6685.605 | 580.1891 | 0 | 95.3372 | 373.183 | 1048.7094 | 1470.3442 | 0.71324 | 580.1891 | 143.2028 | 109.6575 | 373.183 | 1206.2324 | 2703.8308 | 0.44612 | 580.1891 | 143.2028 | 109.6575 | 373.183 | 1206.2324 | 4174.1748 | 408.8336 | 0.28898 | 169.4205 | 311.549 | 0 | 289.3796 | 770.3491 | 580.1891 | 0 | 143.2028 | 0 | 0 | 0 | 373.183 | 0 | 101.5808 | 109.6575 | 5701.627 | 983.9779 | 0 | 0 | 1307.8132 | 6685.605 | 0.19562 | 686.5086 | 4.4103 | 0 | 4.4103 | 0.26049 | 0 | 0.26049 |  | 0 |  | 0 | 0 | 0 | 0 | 0 | 0 | 0 | 9999 | 9999
Supply Curve Results; Categories sorted by TRC Net Levelized Cost
Totals for Categories with Benefits Exceeding Costs. Levelized cost is TRC Net Levelized Cost (Net of Benefits) | [12 empty] | Savings Allocation by Cost Bin and Month for Segments 1 & 2 | [12 empty] | Savings Allocation by Cost Bin and Month for Segments 3 & 4
| Totals Basis | Busbar Electric Savings in kWh | First Cost | Admin Cost | First Year Program Cost | PV Cost | PV Benefits | Unit Program Cost: First Year Program Cost in $/average annual kW saved | Utility System Net Levelized Cost (Net of T&D Capacity Benefits, Act Credit & Risk-Mitigation) in mills/kWh | TRC Net Levelized Cost (Net of All Benefits) in mills/kWh | TRC B/C Ratio | Net Electric & Gas System CO2 Avoided (Lifetime Tons) | Jan | Feb | Mar | Apr | May | Jun | Jul | Aug | Sep | Oct | Nov | Dec |  | Jan | Feb | Mar | Apr | May | Jun | Jul | Aug | Sep | Oct | Nov | Dec
| Measures with B/C > 1.00 | 218909.4531 | 154539 | 0 | 154539 | 179094.1719 | 413505.3125 | 6184.1167 | -35.524 | -18.9704 | 150.5772 | 1387.0692 | 24245.8106 | 17478.1081 | 13594.1722 | 12320.6759 | 5212.1656 | 3058.4945 | 8175.4174 | 7640.5842 | 4936.6474 | 11160.8834 | 18801.8571 | 31579.4512 |  | 10776.57 | 8424.214 | 5733.9481 | 5269.6046 | 2051.8574 | 1573.2504 | 2182.6721 | 2128.8165 | 1198.9462 | 3193.5572 | 6256.5417 | 11915.1771
| Categories with B/C > 1.00 | 201167.1719 | 132802.9531 | 26560.5918 | 159363.5469 | 180465.0625 | 381612.625 | 6939.6245 | -27.3394 | -13.2234 | 2.4218 | 1274.7186 | 520.5834 | 369.6297 | 293.6548 | 279.9825 | 93.1285 | 64.1329 | 354.0758 | 306.3277 | 144.414 | 213.1708 | 341.8627 | 640.4599 |  | 237.8471 | 174.8899 | 136.5187 | 120.6458 | 44.5626 | 48.5736 | 89.4006 | 59.5799 | 30.6224 | 71.3163 | 134.7508 | 265.6082
Supply Curve Results: By TRC Net Levelized Cost - Net of Benefits
| Block 1: <= 0 mills/kWh | 144845.3438 | 74802.8906 | 14960.5771 | 89763.4688 | 101649.1328 | 274531.3438 | 5428.7417 | -37.1339 | -28.7476 | 2.8212 | 917.8936 | 16425.6698 | 11835.2051 | 9203.7942 | 8355.4229 | 3476.0791 | 1898.823 | 4325.1285 | 4269.6002 | 3062.007 | 7538.9456 | 12681.648 | 21411.9366 |  | 7292.54 | 5690.4285 | 3885.7269 | 3565.9881 | 1357.1081 | 975.7195 | 1155.0767 | 1197.3441 | 744.8598 | 2168.5966 | 4240.2024 | 8087.4806
| Block 2: <= 10 mills/kWh | 10647.7539 | 8990.7305 | 1798.1462 | 10788.877 | 12217.4434 | 20464.75 | 8876.1035 | -14.8291 | 4.8347 | 1.6757 | 67.4927 | 1217.383 | 885.8882 | 694.8699 | 599.9656 | 260.2367 | 151.0335 | 248.0243 | 242.8058 | 222.0261 | 576.1098 | 1024.631 | 1531.5578 |  | 560.5085 | 453.0967 | 292.1214 | 270.3629 | 104.064 | 85.4841 | 81.3569 | 73.4973 | 41.2294 | 147.7857 | 311.1363 | 572.5787
| Block 3: 10-20 mills/kWh | 16838.4824 | 15117.7705 | 3023.5542 | 18141.3242 | 20543.4336 | 31897.8223 | 9437.7861 | -11.1708 | 12.9215 | 1.5528 | 106.7011 | 1909.2085 | 1376.8831 | 1070.6658 | 968.1385 | 405.7606 | 218.5863 | 501.3055 | 490.9836 | 355.357 | 880.2591 | 1486.7136 | 2487.7277 |  | 848.6769 | 664.5424 | 450.745 | 414.3925 | 159.1711 | 114.9792 | 137.439 | 133.4679 | 83.2819 | 250.7113 | 492.5576 | 936.928
| Block 4: 20-30 mills/kWh | 0 | 0 | 0 | 0 | 0 | 0 | 0 | 0 | 0 | 0 | 0 | 0 | 0 | 0 | 0 | 0 | 0 | 0 | 0 | 0 | 0 | 0 | 0 |  | 0 | 0 | 0 | 0 | 0 | 0 | 0 | 0 | 0 | 0 | 0 | 0
| Block 5: 30-40 mills/kWh | 16557.9062 | 17947.5605 | 3589.5122 | 21537.0723 | 24388.8164 | 31145.0703 | 11394.2393 | 1.5653 | 34.2575 | 1.279 | 104.8464 | 1788.0235 | 1289.2527 | 1002.191 | 907.0704 | 378.841 | 233.582 | 779.4833 | 716.4679 | 402.2955 | 825.8361 | 1390.1937 | 2332.5813 |  | 793.9338 | 621.2719 | 421.7446 | 387.3991 | 144.9982 | 114.4323 | 183.6272 | 175.5664 | 93.798 | 235.6039 | 461.4047 | 878.3086
| Block 6: 40-50 mills/kWh | 4784.2803 | 5990.938 | 1198.1876 | 7189.1255 | 8141.0449 | 9397.873 | 13163.2627 | 13.1716 | 45.476 | 1.1539 | 30.3012 | 477.8446 | 339.2042 | 268.9529 | 257.2649 | 88.9009 | 64.3115 | 384.4875 | 324.2417 | 144.9993 | 196.6081 | 313.3576 | 591.8845 |  | 217.212 | 159.5641 | 124.5066 | 110.3712 | 43.3358 | 48.7373 | 99.639 | 64.008 | 30.7376 | 65.9092 | 123.7931 | 244.4082
| Block 7: 50-60 mills/kWh | 4975.5498 | 6596.999 | 1319.3999 | 7916.3989 | 8964.6172 | 9511.0039 | 13937.6865 | 17.9597 | 58.4725 | 1.061 | 31.4945 | 558.6281 | 405.1509 | 307.7528 | 275.552 | 133.7122 | 68.545 | 142.1124 | 144.8532 | 99.4828 | 276.2467 | 463.3526 | 778.3118 |  | 236.3918 | 190.0013 | 118.7562 | 112.7377 | 45.0093 | 21.13 | 31.4434 | 45.0918 | 27.7088 | 75.0284 | 144.723 | 273.8278
| Block 8: 60-70 mills/kWh | 7995.6909 | 11353.4277 | 2270.6855 | 13624.1133 | 15428.0957 | 15373.4082 | 14926.4443 | 24.3446 | 67.4668 | 0.99713 | 50.704 | 929.8764 | 672.404 | 532.7031 | 469.8959 | 181.1755 | 96.5025 | 179.6188 | 176.8254 | 165.8803 | 418.2922 | 735.4889 | 1137.0549 |  | 434.1804 | 342.4193 | 234.2253 | 212.8235 | 79.6418 | 71.3737 | 64.3695 | 38.194 | 26.167 | 114.4128 | 237.8745 | 444.291
| Block 9: 70-80 mills/kWh | 4189.5078 | 6517.2671 | 1303.4534 | 7820.7207 | 8856.2695 | 8534.3066 | 16352.6396 | 33.6367 | 73.358 | 0.96278 | 26.5154 | 458.0127 | 334.0366 | 253.4222 | 221.5531 | 115.3752 | 63.4584 | 144.7685 | 135.1059 | 88.9419 | 233.0109 | 399.0729 | 638.1596 |  | 194.9517 | 160.1541 | 95.6571 | 92.0923 | 39.5406 | 21.4717 | 37.2745 | 42.6298 | 22.8227 | 59.7288 | 118.2498 | 220.0163
| Block 10: 80-90 mills/kWh | 0 | 0 | 0 | 0 | 0 | 0 | 0 | 0 | 0 | 0 | 0 | 0 | 0 | 0 | 0 | 0 | 0 | 0 | 0 | 0 | 0 | 0 | 0 |  | 0 | 0 | 0 | 0 | 0 | 0 | 0 | 0 | 0 | 0 | 0 | 0
| Block 11: 90-100 mills/kWh | 3997.3135 | 7221.4053 | 1444.2811 | 8665.6865 | 9813.1191 | 8302.9609 | 18990.6074 | 50.6054 | 97.7807 | 0.84555 | 25.301 | 481.164 | 340.0832 | 259.8203 | 258.543 | 91.4497 | 13.862 | 95.0594 | 110.7212 | 68.4564 | 207.3407 | 307.3988 | 670.237 |  | 198.175 | 142.7357 | 110.465 | 99.6076 | 36.1304 | 12.5308 | 18.7352 | 1.4185 | 16.4123 | 73.0293 | 126.6003 | 257.3379
| Block 12: 100-110 mills/kWh | 0 | 0 | 0 | 0 | 0 | 0 | 0 | 0 | 0 | 0 | 0 | 0 | 0 | 0 | 0 | 0 | 0 | 0 | 0 | 0 | 0 | 0 | 0 |  | 0 | 0 | 0 | 0 | 0 | 0 | 0 | 0 | 0 | 0 | 0 | 0
| Block 13: 110-120 mills/kWh | 0 | 0 | 0 | 0 | 0 | 0 | 0 | 0 | 0 | 0 | 0 | 0 | 0 | 0 | 0 | 0 | 0 | 0 | 0 | 0 | 0 | 0 | 0 |  | 0 | 0 | 0 | 0 | 0 | 0 | 0 | 0 | 0 | 0 | 0 | 0
| Block 14: 120-130 mills/kWh | 0 | 0 | 0 | 0 | 0 | 0 | 0 | 0 | 0 | 0 | 0 | 0 | 0 | 0 | 0 | 0 | 0 | 0 | 0 | 0 | 0 | 0 | 0 |  | 0 | 0 | 0 | 0 | 0 | 0 | 0 | 0 | 0 | 0 | 0 | 0
| Block 15: 130-140 mills/kWh | 0 | 0 | 0 | 0 | 0 | 0 | 0 | 0 | 0 | 0 | 0 | 0 | 0 | 0 | 0 | 0 | 0 | 0 | 0 | 0 | 0 | 0 | 0 |  | 0 | 0 | 0 | 0 | 0 | 0 | 0 | 0 | 0 | 0 | 0 | 0
| Block 16: 140-150 mills/kWh | 0 | 0 | 0 | 0 | 0 | 0 | 0 | 0 | 0 | 0 | 0 | 0 | 0 | 0 | 0 | 0 | 0 | 0 | 0 | 0 | 0 | 0 | 0 |  | 0 | 0 | 0 | 0 | 0 | 0 | 0 | 0 | 0 | 0 | 0 | 0
| Block 17: 150-160 mills/kWh | 0 | 0 | 0 | 0 | 0 | 0 | 0 | 0 | 0 | 0 | 0 | 0 | 0 | 0 | 0 | 0 | 0 | 0 | 0 | 0 | 0 | 0 | 0 |  | 0 | 0 | 0 | 0 | 0 | 0 | 0 | 0 | 0 | 0 | 0 | 0
| Block 18: 160-170 mills/kWh | 0 | 0 | 0 | 0 | 0 | 0 | 0 | 0 | 0 | 0 | 0 | 0 | 0 | 0 | 0 | 0 | 0 | 0 | 0 | 0 | 0 | 0 | 0 |  | 0 | 0 | 0 | 0 | 0 | 0 | 0 | 0 | 0 | 0 | 0 | 0
| Block 19: 170-180 mills/kWh | 0 | 0 | 0 | 0 | 0 | 0 | 0 | 0 | 0 | 0 | 0 | 0 | 0 | 0 | 0 | 0 | 0 | 0 | 0 | 0 | 0 | 0 | 0 |  | 0 | 0 | 0 | 0 | 0 | 0 | 0 | 0 | 0 | 0 | 0 | 0
| Block 20: 180-190 mills/kWh | 0 | 0 | 0 | 0 | 0 | 0 | 0 | 0 | 0 | 0 | 0 | 0 | 0 | 0 | 0 | 0 | 0 | 0 | 0 | 0 | 0 | 0 | 0 |  | 0 | 0 | 0 | 0 | 0 | 0 | 0 | 0 | 0 | 0 | 0 | 0
| Block 21: 190-200 mills/kWh | 0 | 0 | 0 | 0 | 0 | 0 | 0 | 0 | 0 | 0 | 0 | 0 | 0 | 0 | 0 | 0 | 0 | 0 | 0 | 0 | 0 | 0 | 0 |  | 0 | 0 | 0 | 0 | 0 | 0 | 0 | 0 | 0 | 0 | 0 | 0
| Block 22: > 200 mills/kWh | 8414.6123 | 44279.0117 | 8855.8018 | 53134.8125 | 60170.4453 | 15515.084 | 55315.793 | 286.2471 | 492.3642 | 0.26435 | 53.2508 | 779.2265 | 559.9777 | 435.0158 | 401.3979 | 181.0054 | 151.8043 | 783.0308 | 644.0333 | 273.28 | 357.0196 | 586.8617 | 1021.1239 |  | 343.6281 | 265.4227 | 184.5208 | 169.8668 | 76.1691 | 81.0311 | 200.5731 | 158.8664 | 65.8944 | 105.4712 | 201.5948 | 387.7968
Shaped Savings Results; By Category and sorted by TRC BC ratio
[13 empty] | Savings Allocation by Cost Bin and Month for Segments 1 & 2 Jan: Savings Allocation by Category and Month for Segments 1&2 |  | Savings Allocation by Category and Month for Segments 3&4
Category | Measure | Busbar Savings | First Cost | Admin Cost | First Year Program Cost | PV Cost | PV Benefits | Unit Program Cost: First Year Program Cost in $/average annual kW saved | Utility System Net Levelized Cost (Net of T&D Capacity Benefits, Act Credit & Risk-Mitigation) in mills/kWh | TRC Net Levelized Cost (Net of All Benefits) in mills/kWh | TRC B/C Ratio | Net Electric & Gas System CO2 Avoided (Lifetime Tons) | Jan | Feb | Mar | Apr | May | Jun | Jul | Aug | Sep | Oct | Nov | Dec |  | Jan | Feb | Mar | Apr | May | Jun | Jul | Aug | Sep | Oct | Nov | Dec
Existing Single Family Home HVAC Conversion - Convert FAF w/CAC to Heat Pump - House with "Poor Insulation" - Heating Zone 2 |  | 8463.8955 | 3164.4824 | 632.8965 | 3797.3789 | 4300.1934 | 15795.5293 | 3930.228 | -46.769 | -42.5481 | 3.6732 | 53.7518 | 953.4063 | 678.7245 | 551.0436 | 512.4034 | 157.921 | 110.8807 | 336.8422 | 299.042 | 209.1614 | 375.4825 | 635.8842 | 1083.6072 |  | 460.323 | 341.8823 | 267.9618 | 234.3615 | 85.6806 | 101.6407 | 113.4007 | 73.9205 | 41.1603 | 121.8008 | 244.4416 | 472.9231
Existing Single Family Home HVAC Conversion - Convert FAF w/o CAC to Heat Pump - House with "Poor Insulation" - Heating Zone 2 - Cooling Zone 3 |  | 8463.8955 | 3164.4824 | 632.8965 | 3797.3789 | 4300.1934 | 15795.5293 | 3930.228 | -46.769 | -42.5481 | 3.6732 | 53.7518 | 953.4063 | 678.7245 | 551.0436 | 512.4034 | 157.921 | 110.8807 | 336.8422 | 299.042 | 209.1614 | 375.4825 | 635.8842 | 1083.6072 |  | 460.323 | 341.8823 | 267.9618 | 234.3615 | 85.6806 | 101.6407 | 113.4007 | 73.9205 | 41.1603 | 121.8008 | 244.4416 | 472.9231
Existing Single Family Home HVAC Conversion - Convert FAF w/CAC to Heat Pump - House with "Poor Insulation" - Heating Zone 3 |  | 8145.498 | 3166.7607 | 633.3522 | 3800.1128 | 4303.2896 | 15295.8818 | 4086.7961 | -45.8362 | -41.0433 | 3.5545 | 51.5749 | 937.0143 | 662.2749 | 505.9716 | 504.3602 | 187.7251 | 62.0379 | 290.0474 | 298.1043 | 161.9431 | 404.455 | 598.6256 | 1305.2134 |  | 385.9242 | 277.9621 | 215.1185 | 194.1706 | 72.5119 | 32.2275 | 61.2322 | 49.9526 | 48.3412 | 142.6066 | 246.5403 | 501.1375
Existing Single Family Home HVAC Conversion - Convert FAF w/o CAC to Heat Pump - House with "Poor Insulation" - Heating Zone 3 - Cooling Zone 3 |  | 8145.498 | 3166.7607 | 633.3522 | 3800.1128 | 4303.2896 | 15295.8818 | 4086.7961 | -45.8362 | -41.0433 | 3.5545 | 51.5749 | 937.0143 | 662.2749 | 505.9716 | 504.3602 | 187.7251 | 62.0379 | 290.0474 | 298.1043 | 161.9431 | 404.455 | 598.6256 | 1305.2134 |  | 385.9242 | 277.9621 | 215.1185 | 194.1706 | 72.5119 | 32.2275 | 61.2322 | 49.9526 | 48.3412 | 142.6066 | 246.5403 | 501.1375
Existing Single Family Home HVAC Conversion - Convert FAF w/CAC to Heat Pump - House with "Poor Insulation" - Heating Zone 1 |  | 7654.5894 | 3138.5457 | 627.7092 | 3766.2549 | 4264.9482 | 14704.2861 | 4310.1455 | -44.3982 | -42.1032 | 3.4477 | 48.4379 | 839.0536 | 625.3676 | 472.2011 | 372.8297 | 236.1006 | 153.9137 | 158.3966 | 160.638 | 153.1665 | 472.2011 | 869.6869 | 1169.2955 |  | 365.3581 | 325.0118 | 162.8795 | 164.3738 | 70.2324 | 34.3691 | 37.3577 | 91.8999 | 39.5991 | 96.3828 | 213.686 | 370.5882
Existing Single Family Home HVAC Conversion - Convert FAF w/o CAC to Heat Pump - House with "Poor Insulation" - Heating Zone 1 - Cooling Zone 3 |  | 7654.5894 | 3138.5457 | 627.7092 | 3766.2549 | 4264.9482 | 14704.2861 | 4310.1455 | -44.3982 | -42.1032 | 3.4477 | 48.4379 | 839.0536 | 625.3676 | 472.2011 | 372.8297 | 236.1006 | 153.9137 | 158.3966 | 160.638 | 153.1665 | 472.2011 | 869.6869 | 1169.2955 |  | 365.3581 | 325.0118 | 162.8795 | 164.3738 | 70.2324 | 34.3691 | 37.3577 | 91.8999 | 39.5991 | 96.3828 | 213.686 | 370.5882
Existing Single Family Home HVAC Conversion - Convert FAF w/o CAC to Heat Pump - House with "Poor Insulation" - Heating Zone 2 - Cooling Zone 2 |  | 8340.2285 | 4132.4707 | 826.4941 | 4958.9648 | 5615.5869 | 15705.3887 | 5208.5542 | -38.5149 | -30.5831 | 2.7967 | 52.9693 | 953.4063 | 678.7245 | 551.0436 | 512.1596 | 155.165 | 105.9043 | 292.8563 | 268.7725 | 199.5339 | 375.2222 | 635.8842 | 1083.6072 |  | 460.323 | 341.8823 | 267.9618 | 234.1381 | 83.1542 | 97.0789 | 98.5925 | 66.4382 | 39.2657 | 121.7496 | 244.4416 | 472.9231
Existing Single Family Home HVAC Conversion - Convert FAF w/CAC to Heat Pump - House with "Fair Insulation" - Heating Zone 2 |  | 5698.1128 | 2808.75 | 561.75 | 3370.5 | 3816.7915 | 10613.7188 | 5181.6421 | -38.6643 | -29.2821 | 2.7808 | 36.1871 | 641.8577 | 456.9348 | 370.9768 | 344.9632 | 106.3165 | 74.6478 | 226.7709 | 201.3228 | 140.8128 | 252.7845 | 428.0936 | 729.5123 |  | 309.9013 | 230.164 | 180.3988 | 157.7782 | 57.6824 | 68.4271 | 76.3443 | 49.7652 | 27.7102 | 81.9994 | 164.5644 | 318.384
Existing Single Family Home HVAC Conversion - Convert FAF w/o CAC to Heat Pump - House with "Fair Insulation" - Heating Zone 2 - Cooling Zone 3 |  | 5698.1128 | 2808.75 | 561.75 | 3370.5 | 3816.7915 | 10613.7188 | 5181.6421 | -38.6643 | -29.2821 | 2.7808 | 36.1871 | 641.8577 | 456.9348 | 370.9768 | 344.9632 | 106.3165 | 74.6478 | 226.7709 | 201.3228 | 140.8128 | 252.7845 | 428.0936 | 729.5123 |  | 309.9013 | 230.164 | 180.3988 | 157.7782 | 57.6824 | 68.4271 | 76.3443 | 49.7652 | 27.7102 | 81.9994 | 164.5644 | 318.384
Existing Single Family Home HVAC Conversion - Convert FAF w/o CAC to Heat Pump - House with "Poor Insulation" - Heating Zone 3 - Cooling Zone 2 |  | 8021.8306 | 4135.7158 | 827.1432 | 4962.8589 | 5619.9961 | 15205.7422 | 5419.5415 | -37.2319 | -28.5671 | 2.7056 | 50.7924 | 937.0143 | 662.2749 | 505.9716 | 504.1165 | 184.9691 | 57.0615 | 246.0614 | 267.8348 | 152.3156 | 404.1948 | 598.6256 | 1305.2134 |  | 385.9242 | 277.9621 | 215.1185 | 193.9472 | 69.9855 | 27.6658 | 46.424 | 42.4703 | 46.4467 | 142.5554 | 246.5403 | 501.1375
Existing Single Family Home HVAC Conversion - Convert FAF w/o CAC to Heat Pump - House with "Poor Insulation" - Heating Zone 1 - Cooling Zone 2 |  | 7530.9219 | 4095.5295 | 819.1059 | 4914.6353 | 5565.3872 | 14614.1465 | 5716.7246 | -35.3177 | -29.0045 | 2.6259 | 47.6554 | 839.0536 | 625.3676 | 472.2011 | 372.5859 | 233.3445 | 148.9372 | 114.4106 | 130.3686 | 143.539 | 471.9409 | 869.6869 | 1169.2955 |  | 365.3581 | 325.0118 | 162.8795 | 164.1504 | 67.7061 | 29.8073 | 22.5494 | 84.4176 | 37.7046 | 96.3316 | 213.686 | 370.5882
Existing Single Family Home HVAC Conversion - Convert FAF w/CAC to Heat Pump - House with "Fair Insulation" - Heating Zone 1 |  | 5250.4512 | 2832.9307 | 566.5861 | 3399.5168 | 3849.6504 | 10070.2686 | 5671.8491 | -35.5792 | -27.7379 | 2.6159 | 33.2246 | 575.5253 | 428.9534 | 323.8931 | 255.7321 | 161.9466 | 105.5728 | 108.6477 | 110.1852 | 105.0603 | 323.8931 | 596.5373 | 802.0455 |  | 250.6072 | 222.9328 | 111.7226 | 112.7476 | 48.174 | 23.5745 | 25.6245 | 63.0362 | 27.1619 | 66.1111 | 146.5719 | 254.1946
Existing Single Family Home HVAC Conversion - Convert FAF w/o CAC to Heat Pump - House with "Fair Insulation" - Heating Zone 1 - Cooling Zone 3 |  | 5250.4512 | 2832.9307 | 566.5861 | 3399.5168 | 3849.6504 | 10070.2686 | 5671.8491 | -35.5792 | -27.7379 | 2.6159 | 33.2246 | 575.5253 | 428.9534 | 323.8931 | 255.7321 | 161.9466 | 105.5728 | 108.6477 | 110.1852 | 105.0603 | 323.8931 | 596.5373 | 802.0455 |  | 250.6072 | 222.9328 | 111.7226 | 112.7476 | 48.174 | 23.5745 | 25.6245 | 63.0362 | 27.1619 | 66.1111 | 146.5719 | 254.1946
Existing Single Family Home HVAC Conversion - Convert FAF w/CAC to Heat Pump - House with "Fair Insulation" - Heating Zone 3 |  | 5337.1064 | 2831.5586 | 566.3117 | 3397.8704 | 3847.7859 | 9975.5938 | 5577.0566 | -36.1846 | -24.8842 | 2.5926 | 33.793 | 613.952 | 433.9368 | 331.5235 | 330.4677 | 123.0016 | 40.6486 | 190.0453 | 195.3244 | 106.1086 | 265.0077 | 392.2324 | 855.204 |  | 252.8659 | 182.1268 | 140.9503 | 127.2248 | 47.5113 | 21.1161 | 40.1207 | 32.73 | 31.6742 | 93.439 | 161.5385 | 328.3561
Existing Single Family Home HVAC Conversion - Convert FAF w/o CAC to Heat Pump - House with "Fair Insulation" - Heating Zone 3 - Cooling Zone 3 |  | 5337.1064 | 2831.5586 | 566.3117 | 3397.8704 | 3847.7859 | 9975.5938 | 5577.0566 | -36.1846 | -24.8842 | 2.5926 | 33.793 | 613.952 | 433.9368 | 331.5235 | 330.4677 | 123.0016 | 40.6486 | 190.0453 | 195.3244 | 106.1086 | 265.0077 | 392.2324 | 855.204 |  | 252.8659 | 182.1268 | 140.9503 | 127.2248 | 47.5113 | 21.1161 | 40.1207 | 32.73 | 31.6742 | 93.439 | 161.5385 | 328.3561
Existing Single Family Home HVAC Conversion - Convert FAF w/o CAC to Heat Pump - House with "Poor Insulation" - Heating Zone 2 - Cooling Zone 1 |  | 8313.4902 | 5264.3906 | 1052.8782 | 6317.2686 | 7153.7441 | 15685.9092 | 6656.5635 | -29.1425 | -15.8482 | 2.1927 | 52.7923 | 953.4063 | 678.7245 | 551.0436 | 512.0385 | 153.9078 | 96.2872 | 293.1451 | 264.6909 | 197.2379 | 375.1986 | 635.8842 | 1083.6072 |  | 460.323 | 341.8823 | 267.9618 | 234.2801 | 84.7844 | 98.3819 | 103.0948 | 54.2685 | 34.3389 | 121.6384 | 244.4416 | 472.9231
Existing Single Family Home HVAC Upgrade - Heat Pump Upgrade to 9.0 HSPF/14 SEER - Heating Zone 1 |  | 125.6058 | 80.8234 | 16.1647 | 96.9881 | 109.8304 | 239.534 | 6764.1411 | -28.5051 | -15.5287 | 2.1809 | 0.79483 | 13.7682 | 10.2618 | 7.7485 | 6.1178 | 3.8742 | 2.5256 | 2.5992 | 2.6359 | 2.5133 | 7.7485 | 14.2709 | 19.1872 |  | 5.9952 | 5.3332 | 2.6727 | 2.6972 | 1.1525 | 0.56397 | 0.61301 | 1.508 | 0.64979 | 1.5816 | 3.5064 | 6.0811
Existing Single Family Home HVAC Conversion - Convert FAF w/o CAC to Heat Pump - House with "Fair Insulation" - Heating Zone 2 - Cooling Zone 2 |  | 5574.4453 | 3580.5918 | 716.1183 | 4296.71 | 4865.6416 | 10523.5791 | 6752.0942 | -28.5307 | -14.9233 | 2.1628 | 35.4046 | 641.8577 | 456.9348 | 370.9768 | 344.7194 | 103.5605 | 69.6713 | 182.7849 | 171.0533 | 131.1853 | 252.5242 | 428.0936 | 729.5123 |  | 309.9013 | 230.164 | 180.3988 | 157.5548 | 55.156 | 63.8654 | 61.5361 | 42.2828 | 25.8156 | 81.9482 | 164.5644 | 318.384
Existing Single Family Home HVAC Conversion - Convert FAF w/o CAC to Heat Pump - House with "Poor Insulation" - Heating Zone 3 - Cooling Zone 1 |  | 7995.0928 | 5268.4194 | 1053.684 | 6322.1035 | 7159.2197 | 15186.2617 | 6926.9521 | -27.4753 | -13.228 | 2.1212 | 50.6155 | 937.0143 | 662.2749 | 505.9716 | 503.9954 | 183.7119 | 47.4444 | 246.3503 | 263.7532 | 150.0196 | 404.1711 | 598.6256 | 1305.2134 |  | 385.9242 | 277.9621 | 215.1185 | 194.0892 | 71.6157 | 28.9687 | 50.9263 | 30.3006 | 41.5199 | 142.4442 | 246.5403 | 501.1375
Existing Single Family Home HVAC Conversion - Convert FAF w/o CAC to Heat Pump - House with "Fair Insulation" - Heating Zone 1 - Cooling Zone 2 |  | 5126.7837 | 3527.2886 | 705.4577 | 4232.7461 | 4793.2085 | 9980.1289 | 7232.3818 | -25.5153 | -13.736 | 2.0821 | 32.4421 | 575.5253 | 428.9534 | 323.8931 | 255.4883 | 159.1905 | 100.5963 | 64.6617 | 79.9157 | 95.4327 | 323.6329 | 596.5373 | 802.0455 |  | 250.6072 | 222.9328 | 111.7226 | 112.5242 | 45.6476 | 19.0128 | 10.8162 | 55.5538 | 25.2674 | 66.0599 | 146.5719 | 254.1946
Existing Single Family Home HVAC Conversion - Convert FAF w/o CAC to Heat Pump - House with "Poor Insulation" - Heating Zone 1 - Cooling Zone 1 |  | 7504.1841 | 5218.5244 | 1043.705 | 6262.2295 | 7091.417 | 14594.667 | 7310.2056 | -25.004 | -12.8045 | 2.0581 | 47.4784 | 839.0536 | 625.3676 | 472.2011 | 372.4648 | 232.0873 | 139.3201 | 114.6994 | 126.287 | 141.243 | 471.9172 | 869.6869 | 1169.2955 |  | 365.3581 | 325.0118 | 162.8795 | 164.2923 | 69.3363 | 31.1103 | 27.0518 | 72.2479 | 32.7778 | 96.2204 | 213.686 | 370.5882
Existing Single Family Home HVAC Conversion - Convert FAF w/o CAC to Heat Pump - House with "Fair Insulation" - Heating Zone 3 - Cooling Zone 2 |  | 5213.439 | 3613.0776 | 722.6155 | 4335.6934 | 4909.7866 | 9885.4531 | 7285.1475 | -25.1641 | -9.2243 | 2.0134 | 33.0105 | 613.952 | 433.9368 | 331.5235 | 330.224 | 120.2455 | 35.6721 | 146.0594 | 165.0549 | 96.4811 | 264.7474 | 392.2324 | 855.204 |  | 252.8659 | 182.1268 | 140.9503 | 127.0014 | 44.9849 | 16.5544 | 25.3124 | 25.2477 | 29.7796 | 93.3877 | 161.5385 | 328.3561
Existing Single Family Home HVAC Conversion - Convert FAF w/o CAC to Heat Pump - House with "Fair Insulation" - Heating Zone 2 - Cooling Zone 1 |  | 5547.7075 | 4553.4365 | 910.6873 | 5464.124 | 6187.6343 | 10504.0996 | 8628.0186 | -16.3897 | 4.1065 | 1.6976 | 35.2276 | 641.8577 | 456.9348 | 370.9768 | 344.5983 | 102.3033 | 60.0543 | 183.0737 | 166.9717 | 128.8893 | 252.5006 | 428.0936 | 729.5123 |  | 309.9013 | 230.164 | 180.3988 | 157.6968 | 56.7862 | 65.1684 | 66.0384 | 30.1132 | 20.8888 | 81.837 | 164.5644 | 318.384
Existing Single Family Home HVAC Conversion - Convert FAF w/o CAC to Heat Pump - House with "Fair Insulation" - Heating Zone 1 - Cooling Zone 1 |  | 5100.0459 | 4437.2944 | 887.4589 | 5324.7534 | 6029.8096 | 9960.6494 | 9145.9648 | -13.1316 | 5.6269 | 1.6519 | 32.2651 | 575.5253 | 428.9534 | 323.8931 | 255.3672 | 157.9334 | 90.9793 | 64.9506 | 75.8341 | 93.1368 | 323.6092 | 596.5373 | 802.0455 |  | 250.6072 | 222.9328 | 111.7226 | 112.6661 | 47.2778 | 20.3158 | 15.3185 | 43.3842 | 20.3406 | 65.9487 | 146.5719 | 254.1946
Existing Single Family Home HVAC Upgrade - Heat Pump Upgrade to 9.0 HSPF/14 SEER - Heating Zone 2 |  | 94.495 | 80.8234 | 16.1647 | 96.9881 | 109.8304 | 176.1808 | 8991.1133 | -13.9925 | 10.0913 | 1.6041 | 0.60011 | 10.6443 | 7.5776 | 6.1521 | 5.7207 | 1.7631 | 1.2379 | 3.7607 | 3.3386 | 2.3352 | 4.1921 | 7.0993 | 12.0979 |  | 5.1393 | 3.8169 | 2.9917 | 2.6165 | 0.95658 | 1.1348 | 1.2661 | 0.82528 | 0.45953 | 1.3598 | 2.7291 | 5.2799
Existing Single Family Home HVAC Conversion - Convert FAF w/o CAC to Heat Pump - House with "Fair Insulation" - Heating Zone 3 - Cooling Zone 1 |  | 5186.7012 | 4593.771 | 918.7542 | 5512.5254 | 6242.4438 | 9865.9736 | 9310.2959 | -12.0577 | 11.3244 | 1.5805 | 32.8335 | 613.952 | 433.9368 | 331.5235 | 330.1029 | 118.9883 | 26.0551 | 146.3482 | 160.9733 | 94.1851 | 264.7238 | 392.2324 | 855.204 |  | 252.8659 | 182.1268 | 140.9503 | 127.1433 | 46.6152 | 17.8574 | 29.8148 | 13.078 | 24.8529 | 93.2765 | 161.5385 | 328.3561
Existing Single Family Home HVAC Conversion - Convert FAF w/CAC to Heat Pump - House with "Good Insulation" - Heating Zone 1 |  | 2846.313 | 2600.2754 | 520.0551 | 3120.3306 | 3533.4968 | 5470.9863 | 9603.334 | -10.1173 | 12.7105 | 1.5483 | 18.0113 | 311.997 | 232.5392 | 175.5851 | 138.6345 | 87.7926 | 57.2319 | 58.8988 | 59.7323 | 56.954 | 175.5851 | 323.3878 | 434.7955 |  | 135.8562 | 120.8537 | 60.5658 | 61.1214 | 26.1155 | 12.7799 | 13.8912 | 34.1724 | 14.7247 | 35.8394 | 79.4578 | 137.801
Existing Single Family Home HVAC Conversion - Convert FAF w/o CAC to Heat Pump - House with "Good Insulation" - Heating Zone 1 - Cooling Zone 3 |  | 2846.313 | 2600.2754 | 520.0551 | 3120.3306 | 3533.4968 | 5470.9863 | 9603.334 | -10.1173 | 12.7105 | 1.5483 | 18.0113 | 311.997 | 232.5392 | 175.5851 | 138.6345 | 87.7926 | 57.2319 | 58.8988 | 59.7323 | 56.954 | 175.5851 | 323.3878 | 434.7955 |  | 135.8562 | 120.8537 | 60.5658 | 61.1214 | 26.1155 | 12.7799 | 13.8912 | 34.1724 | 14.7247 | 35.8394 | 79.4578 | 137.801
Existing Single Family Home HVAC Conversion - Convert FAF w/CAC to Heat Pump - House with "Good Insulation" - Heating Zone 2 |  | 2932.3301 | 2621.3123 | 524.2625 | 3145.5747 | 3562.0833 | 5456.8481 | 9397.0439 | -11.3636 | 14.5845 | 1.5319 | 18.6224 | 330.3091 | 235.1452 | 190.9099 | 177.523 | 54.712 | 38.4148 | 116.6995 | 103.6036 | 72.4643 | 130.0865 | 220.3031 | 375.4174 |  | 159.4796 | 118.4456 | 92.8358 | 81.1949 | 29.6842 | 35.2136 | 39.2879 | 25.6099 | 14.26 | 42.1981 | 84.6872 | 163.845
Existing Single Family Home HVAC Conversion - Convert FAF w/o CAC to Heat Pump - House with "Good Insulation" - Heating Zone 2 - Cooling Zone 3 |  | 2932.3301 | 2621.3123 | 524.2625 | 3145.5747 | 3562.0833 | 5456.8481 | 9397.0439 | -11.3636 | 14.5845 | 1.5319 | 18.6224 | 330.3091 | 235.1452 | 190.9099 | 177.523 | 54.712 | 38.4148 | 116.6995 | 103.6036 | 72.4643 | 130.0865 | 220.3031 | 375.4174 |  | 159.4796 | 118.4456 | 92.8358 | 81.1949 | 29.6842 | 35.2136 | 39.2879 | 25.6099 | 14.26 | 42.1981 | 84.6872 | 163.845
Zonal to DHP No Screen HZ2CZ3 |  | 3002.2622 | 3010.1592 | 602.0319 | 3612.1909 | 4090.4849 | 5435.4155 | 10539.6504 | -3.7617 | 30.4007 | 1.3288 | 19.0185 | 287.5703 | 204.7197 | 166.208 | 154.5951 | 47.929 | 46.5647 | 280.0777 | 232.3881 | 102.153 | 114.2084 | 191.798 | 326.842 |  | 138.8445 | 103.1199 | 80.8237 | 70.7108 | 25.9972 | 37.4731 | 71.8831 | 46.1226 | 18.9609 | 36.8979 | 73.7295 | 142.645
Existing Single Family Home HVAC Conversion - Convert FAF w/CAC to Heat Pump - House with "Good Insulation" - Heating Zone 3 |  | 2528.7144 | 2647.394 | 529.4788 | 3176.8728 | 3597.5256 | 4739.7085 | 11005.3574 | -1.0287 | 31.0021 | 1.3175 | 16.0111 | 290.8897 | 205.5987 | 157.0754 | 156.5752 | 58.278 | 19.2592 | 90.0432 | 92.5444 | 50.2741 | 125.5603 | 185.8393 | 405.1946 |  | 119.8075 | 86.2914 | 66.7821 | 60.2789 | 22.5108 | 10.0048 | 19.0091 | 15.5074 | 15.0072 | 44.2713 | 76.5368 | 155.5747
Existing Single Family Home HVAC Conversion - Convert FAF w/o CAC to Heat Pump - House with "Good Insulation" - Heating Zone 3 - Cooling Zone 3 |  | 2528.7144 | 2647.394 | 529.4788 | 3176.8728 | 3597.5256 | 4739.7085 | 11005.3574 | -1.0287 | 31.0021 | 1.3175 | 16.0111 | 290.8897 | 205.5987 | 157.0754 | 156.5752 | 58.278 | 19.2592 | 90.0432 | 92.5444 | 50.2741 | 125.5603 | 185.8393 | 405.1946 |  | 119.8075 | 86.2914 | 66.7821 | 60.2789 | 22.5108 | 10.0048 | 19.0091 | 15.5074 | 15.0072 | 44.2713 | 76.5368 | 155.5747
Existing Single Family Home HVAC Upgrade - Heat Pump Upgrade to 9.0 HSPF/14 SEER - Heating Zone 3 |  | 75.0142 | 80.8234 | 16.1647 | 96.9881 | 109.8304 | 140.233 | 11326.0684 | 1.0484 | 34.7248 | 1.2768 | 0.47497 | 8.6292 | 6.0991 | 4.6596 | 4.6448 | 1.7288 | 0.57132 | 2.6711 | 2.7453 | 1.4914 | 3.7247 | 5.5129 | 12.0201 |  | 3.5541 | 2.5598 | 1.9811 | 1.7882 | 0.66778 | 0.29679 | 0.5639 | 0.46003 | 0.44519 | 1.3133 | 2.2705 | 4.6151
Existing Single Family Home HVAC Conversion - Convert FAF w/o CAC to Heat Pump - House with "Good Insulation" - Heating Zone 1 - Cooling Zone 2 |  | 2722.6455 | 3170.6313 | 634.1263 | 3804.7576 | 4308.5493 | 5380.8462 | 12241.6514 | 6.8891 | 35.9472 | 1.2489 | 17.2288 | 311.997 | 232.5392 | 175.5851 | 138.3907 | 85.0365 | 52.2554 | 14.9128 | 29.4628 | 47.3265 | 175.3249 | 323.3878 | 434.7955 |  | 135.8562 | 120.8537 | 60.5658 | 60.898 | 23.5891 | 8.2182 | -0.91702 | 26.6901 | 12.8301 | 35.7882 | 79.4578 | 137.801
Existing Single Family Home HVAC Conversion - Convert FAF w/o CAC to Heat Pump - House with "Good Insulation" - Heating Zone 2 - Cooling Zone 2 |  | 2808.6626 | 3200.594 | 640.1188 | 3840.7129 | 4349.2651 | 5366.708 | 11978.8848 | 5.2835 | 37.5386 | 1.2339 | 17.8399 | 330.3091 | 235.1452 | 190.9099 | 177.2792 | 51.9559 | 33.4384 | 72.7136 | 73.3341 | 62.8368 | 129.8263 | 220.3031 | 375.4174 |  | 159.4796 | 118.4456 | 92.8358 | 80.9715 | 27.1578 | 30.6518 | 24.4796 | 18.1275 | 12.3655 | 42.1469 | 84.6872 | 163.845
Zonal to DHP No Screen HZ1CZ3 |  | 2891.8938 | 3190.5642 | 638.1129 | 3828.677 | 4335.6362 | 5342.4507 | 11597.6631 | 3.0223 | 39.1653 | 1.2322 | 18.262 | 267.7384 | 199.5521 | 150.6773 | 119.0102 | 75.6348 | 62.2336 | 229.0216 | 193.4487 | 87.9396 | 151.6312 | 277.5133 | 373.1172 |  | 116.5842 | 103.7099 | 51.9741 | 52.4727 | 22.5647 | 17.7828 | 49.5994 | 53.1513 | 19.1819 | 30.9152 | 68.1863 | 118.2531
Zonal to DHP No Screen HZ3CZ3 |  | 2103.4084 | 2812.0857 | 562.4172 | 3374.5029 | 3821.3237 | 4443.4731 | 14053.6875 | 19.019 | 43.2142 | 1.1628 | 13.2787 | 190.2743 | 134.4845 | 102.7448 | 102.4595 | 38.4165 | 25.7181 | 237.3763 | 202.7242 | 71.9497 | 83.0843 | 121.5596 | 265.0424 |  | 78.3675 | 56.4442 | 43.6829 | 39.4509 | 14.8784 | 13.3601 | 50.1128 | 33.97 | 16.3624 | 29.1182 | 50.0636 | 101.7632
Zonal to DHP No Screen HZ2CZ2 |  | 2680.8716 | 3178.8523 | 635.7704 | 3814.6228 | 4319.7207 | 4954.4004 | 12464.6387 | 8.5837 | 47.2506 | 1.1469 | 17.0225 | 287.5703 | 204.7197 | 166.208 | 154.8054 | 50.4844 | 38.5933 | 147.1112 | 121.5175 | 73.0495 | 113.5238 | 191.798 | 326.842 |  | 138.8445 | 103.1199 | 80.8237 | 70.9203 | 28.4573 | 35.3772 | 49.5262 | 30.038 | 14.3752 | 36.791 | 73.7295 | 142.645
Zonal to DHP No Screen HZ1CZ2 |  | 2570.5032 | 3359.2571 | 671.8514 | 4031.1084 | 4564.8716 | 4861.4355 | 13737.5869 | 16.746 | 57.8345 | 1.065 | 16.266 | 267.7384 | 199.5521 | 150.6773 | 119.2206 | 78.1903 | 54.2622 | 96.0552 | 82.5782 | 58.8362 | 150.9466 | 277.5133 | 373.1172 |  | 116.5842 | 103.7099 | 51.9741 | 52.6822 | 25.0249 | 15.687 | 27.2425 | 37.0667 | 14.5962 | 30.8083 | 68.1863 | 118.2531
Existing Single Family Home HVAC Conversion - Convert FAF w/o CAC to Heat Pump - House with "Good Insulation" - Heating Zone 3 - Cooling Zone 2 |  | 2405.0469 | 3237.7419 | 647.5484 | 3885.2903 | 4399.7456 | 4649.5688 | 14151.5508 | 19.2567 | 59.1543 | 1.0568 | 15.2286 | 290.8897 | 205.5987 | 157.0754 | 156.3314 | 55.5219 | 14.2828 | 46.0573 | 62.275 | 40.6466 | 125.3001 | 185.8393 | 405.1946 |  | 119.8075 | 86.2914 | 66.7821 | 60.0555 | 19.9844 | 5.4431 | 4.2009 | 8.0251 | 13.1126 | 44.22 | 76.5368 | 155.5747
Zonal to DHP No Screen HZ2CZ1 |  | 2517.8584 | 3356.0833 | 671.2167 | 4027.2998 | 4560.5591 | 4664.814 | 14011.5693 | 18.4986 | 63.1662 | 1.0229 | 15.9892 | 287.5703 | 204.7197 | 166.208 | 154.4682 | 46.6974 | 30.0428 | 91.4147 | 82.1917 | 60.309 | 113.1884 | 191.798 | 326.842 |  | 138.8445 | 103.1199 | 80.8237 | 70.6701 | 25.6344 | 29.8977 | 31.8023 | 17.7157 | 10.825 | 36.7002 | 73.7295 | 142.645
Existing Single Family Home HVAC Conversion - Convert FAF w/o CAC to Heat Pump - House with "Good Insulation" - Heating Zone 1 - Cooling Zone 1 |  | 2695.9077 | 3980.0715 | 796.0143 | 4776.0859 | 5408.4917 | 5361.3662 | 15519.2676 | 28.098 | 69.0026 | 0.99129 | 17.0519 | 311.997 | 232.5392 | 175.5851 | 138.2696 | 83.7794 | 42.6384 | 15.2017 | 25.3812 | 45.0305 | 175.3012 | 323.3878 | 434.7955 |  | 135.8562 | 120.8537 | 60.5658 | 61.0399 | 25.2194 | 9.5212 | 3.5853 | 14.5204 | 7.9033 | 35.677 | 79.4578 | 137.801
Existing Single Family Home HVAC Conversion - Convert FAF w/o CAC to Heat Pump - House with "Good Insulation" - Heating Zone 2 - Cooling Zone 1 |  | 2781.9248 | 4017.2727 | 803.4545 | 4820.7271 | 5459.0444 | 5347.228 | 15179.9824 | 25.9983 | 69.8709 | 0.97952 | 17.6629 | 330.3091 | 235.1452 | 190.9099 | 177.1581 | 50.6988 | 23.8213 | 73.0024 | 69.2525 | 60.5408 | 129.8026 | 220.3031 | 375.4174 |  | 159.4796 | 118.4456 | 92.8358 | 81.1135 | 28.788 | 31.9548 | 28.9819 | 5.9579 | 7.4387 | 42.0357 | 84.6872 | 163.845
Zonal to DHP No Screen HZ3CZ2 |  | 1782.0176 | 2980.7788 | 596.1558 | 3576.9346 | 4050.5601 | 3962.4578 | 17583.4102 | 41.7001 | 70.8743 | 0.97825 | 11.2827 | 190.2743 | 134.4845 | 102.7448 | 102.6698 | 40.972 | 17.7467 | 104.4098 | 91.8536 | 42.8463 | 82.3997 | 121.5596 | 265.0424 |  | 78.3675 | 56.4442 | 43.6829 | 39.6603 | 17.3386 | 11.2642 | 27.7559 | 17.8854 | 11.7767 | 29.0113 | 50.0636 | 101.7632
Zonal to DHP No Screen HZ1CZ1 |  | 2407.49 | 3536.4883 | 707.2977 | 4243.7861 | 4805.71 | 4571.8491 | 15441.6279 | 27.6682 | 75.1964 | 0.95134 | 15.2327 | 267.7384 | 199.5521 | 150.6773 | 118.8833 | 74.4033 | 45.7117 | 40.3587 | 43.2523 | 46.0956 | 150.6112 | 277.5133 | 373.1172 |  | 116.5842 | 103.7099 | 51.9741 | 52.432 | 22.202 | 10.2075 | 9.5186 | 24.7443 | 11.046 | 30.7175 | 68.1863 | 118.2531
Zonal to DHP No Screen HZ3CZ1 |  | 1619.0044 | 3158.0098 | 631.602 | 3789.6118 | 4291.3984 | 3672.8716 | 20504.5762 | 60.4541 | 98.0047 | 0.85587 | 10.2494 | 190.2743 | 134.4845 | 102.7448 | 102.3326 | 37.1849 | 9.1962 | 48.7133 | 52.5278 | 30.1057 | 82.0643 | 121.5596 | 265.0424 |  | 78.3675 | 56.4442 | 43.6829 | 39.4102 | 14.5157 | 5.7847 | 10.032 | 5.5631 | 8.2265 | 28.9205 | 50.0636 | 101.7632
Existing Single Family Home HVAC Conversion - Convert FAF w/o CAC to Heat Pump - House with "Good Insulation" - Heating Zone 3 - Cooling Zone 1 |  | 2378.3091 | 4063.3955 | 812.6791 | 4876.0747 | 5521.7207 | 4630.0889 | 17959.9922 | 43.901 | 97.6281 | 0.83852 | 15.0516 | 290.8897 | 205.5987 | 157.0754 | 156.2104 | 54.2648 | 4.6657 | 46.3461 | 58.1934 | 38.3506 | 125.2764 | 185.8393 | 405.1946 |  | 119.8075 | 86.2914 | 66.7821 | 60.1975 | 21.6147 | 6.7461 | 8.7032 | -4.1446 | 8.1858 | 44.1088 | 76.5368 | 155.5747
Existing Single Family Home HVAC Upgrade - Central Heat Pump Upgrade to Variable Capacity Central Heat Pump - Heating Zone 3 - Cooling Zone 3 |  | 1203.1362 | 4919.8896 | 983.978 | 5903.8677 | 6685.605 | 2209.8494 | 42985.8906 | 206.4124 | 365.4409 | 0.33054 | 7.5941 | 107.252 | 75.8049 | 57.9142 | 57.755 | 21.6658 | 15.0077 | 140.7558 | 119.8096 | 42.078 | 46.8693 | 68.5195 | 149.3965 |  | 44.1734 | 31.8159 | 24.6228 | 22.2382 | 8.3925 | 7.7962 | 29.7151 | 20.0762 | 9.478 | 16.4193 | 28.2193 | 57.3609
Existing Single Family Home HVAC Upgrade - Central Heat Pump Upgrade to Variable Capacity Central Heat Pump - Heating Zone 3 - Cooling Zone 2 |  | 1094.0249 | 4919.8896 | 983.978 | 5903.8677 | 6685.605 | 2016.5508 | 47273.0391 | 234.1165 | 409.0055 | 0.30163 | 6.9264 | 107.252 | 75.8049 | 57.9142 | 58.0484 | 25.0905 | 13.607 | 90.7055 | 73.695 | 31.123 | 46.6347 | 68.5195 | 149.3965 |  | 44.1734 | 31.8159 | 24.6228 | 22.5172 | 11.6028 | 9.6527 | 26.3687 | 15.4999 | 8.0101 | 16.3899 | 28.2193 | 57.3609
Existing Single Family Home HVAC Upgrade - Central Heat Pump Upgrade to Variable Capacity Central Heat Pump - Heating Zone 3 - Cooling Zone 1 |  | 1001.8016 | 4919.8896 | 983.978 | 5903.8677 | 6685.605 | 1863.6263 | 51624.8711 | 262.1624 | 453.1513 | 0.27875 | 6.3464 | 107.252 | 75.8049 | 57.9142 | 57.8983 | 23.3406 | 13.8402 | 53.3784 | 49.9846 | 24.0425 | 46.4256 | 68.5195 | 149.3965 |  | 44.1734 | 31.8159 | 24.6228 | 22.2627 | 8.7136 | 5.1937 | 11.768 | 14.7929 | 8.6833 | 16.398 | 28.2193 | 57.3609
Existing Single Family Home HVAC Upgrade - Central Heat Pump Upgrade to Variable Capacity Central Heat Pump - Heating Zone 2 - Cooling Zone 3 |  | 1014.447 | 4919.8896 | 983.978 | 5903.8677 | 6685.605 | 1847.3308 | 50981.3516 | 258.3138 | 448.9854 | 0.27631 | 6.4136 | 83.7683 | 59.6342 | 48.4159 | 45.0461 | 14.0538 | 17.649 | 137.1523 | 111.9626 | 41.9191 | 33.5655 | 55.8701 | 95.208 |  | 40.445 | 30.0385 | 23.5437 | 20.6046 | 7.6208 | 13.0378 | 32.67 | 20.8534 | 7.5613 | 10.798 | 21.4772 | 41.552
Existing Single Family Home HVAC Upgrade - Central Heat Pump Upgrade to Variable Capacity Central Heat Pump - Heating Zone 1 - Cooling Zone 3 |  | 897.7334 | 4919.8896 | 983.978 | 5903.8677 | 6685.605 | 1654.0363 | 57609.3984 | 301.2238 | 516.6247 | 0.2474 | 5.6581 | 68.7219 | 51.2202 | 38.6752 | 30.5615 | 19.5161 | 20.513 | 120.5299 | 98.8451 | 36.0867 | 39.25 | 71.2309 | 95.7701 |  | 29.9243 | 26.6198 | 13.3405 | 13.476 | 5.845 | 6.9224 | 25.7661 | 21.8855 | 7.1882 | 7.9905 | 17.5018 | 30.3527
Existing Single Family Home HVAC Upgrade - Central Heat Pump Upgrade to Variable Capacity Central Heat Pump - Heating Zone 2 - Cooling Zone 2 |  | 905.3358 | 4919.8896 | 983.978 | 5903.8677 | 6685.605 | 1654.0321 | 57125.6367 | 298.047 | 511.6985 | 0.2474 | 5.7458 | 83.7683 | 59.6342 | 48.4159 | 45.3395 | 17.4785 | 16.2483 | 87.1019 | 65.848 | 30.9642 | 33.3309 | 55.8701 | 95.208 |  | 40.445 | 30.0385 | 23.5437 | 20.8836 | 10.831 | 14.8943 | 29.3236 | 16.277 | 6.0934 | 10.7686 | 21.4772 | 41.552
Existing Single Family Home HVAC Upgrade - Central Heat Pump Upgrade to Variable Capacity Central Heat Pump - Heating Zone 2 - Cooling Zone 1 |  | 813.1124 | 4919.8896 | 983.978 | 5903.8677 | 6685.605 | 1501.1078 | 63604.832 | 339.8523 | 577.7361 | 0.22453 | 5.1658 | 83.7683 | 59.6342 | 48.4159 | 45.1893 | 15.7286 | 16.4814 | 49.7749 | 42.1377 | 23.8836 | 33.1218 | 55.8701 | 95.208 |  | 40.445 | 30.0385 | 23.5437 | 20.6291 | 7.9419 | 10.4352 | 14.7229 | 15.57 | 6.7665 | 10.7767 | 21.4772 | 41.552
Existing Single Family Home HVAC Upgrade - Central Heat Pump Upgrade to Variable Capacity Central Heat Pump - Heating Zone 1 - Cooling Zone 2 |  | 788.6221 | 4919.8896 | 983.978 | 5903.8677 | 6685.605 | 1460.7375 | 65580.0547 | 352.7744 | 597.9775 | 0.21849 | 4.9903 | 68.7219 | 51.2202 | 38.6752 | 30.855 | 22.9408 | 19.1122 | 70.4796 | 52.7305 | 25.1318 | 39.0154 | 71.2309 | 95.7701 |  | 29.9243 | 26.6198 | 13.3405 | 13.755 | 9.0553 | 8.7789 | 22.4197 | 17.3092 | 5.7203 | 7.9611 | 17.5018 | 30.3527
Existing Single Family Home HVAC Upgrade - Central Heat Pump Upgrade to Variable Capacity Central Heat Pump - Heating Zone 1 - Cooling Zone 1 |  | 696.3988 | 4919.8896 | 983.978 | 5903.8677 | 6685.605 | 1307.8132 | 74264.7422 | 408.8336 | 686.5086 | 0.19562 | 4.4103 | 68.7219 | 51.2202 | 38.6752 | 30.7048 | 21.1909 | 19.3454 | 33.1525 | 29.0201 | 18.0512 | 38.8063 | 71.2309 | 95.7701 |  | 29.9243 | 26.6198 | 13.3405 | 13.5005 | 6.1662 | 4.3198 | 7.819 | 16.6022 | 6.3934 | 7.9691 | 17.5018 | 30.3527
Note on I6: :ProCost Periodic replacement costs and savings of the measure. These are costs and savings that occur periodically, but at different periods than annually. Can be positive or negative. Periodic replacement costs for both the measure and the baseline measure should be included if applicable. ProCost can analyze these costs in two ways dependent on the 'Repeat Periodic Replacement' switch in the ProData page. When set to 'On', ProCost repeats replacement costs for multiple times over the life of a measure depending on the input period and measure life. For example fluorescent lamps may have a 4-year replacement cycle that repeats 3 times in a 15-year measure life. When set to 'Off', ProCost reads the period as the year after installation that the replacement cost occurs and does not subsequently reinstall or repeat the replacement costs. For example a compressor may be replaced only once in the life of a heat-pump system. Example: A new fluorescent lighting systems may have a measure life of 15 years, and a lamp life of five years. Two lamps per fixture must be replaced at years 6 and 11. Lamp and labor costs, expressed as positive costs, are entered as a cost and the period would be entered as 5. The baseline measure may have a four year lamp life and would have required a three-lamp replacement at years 5, 9 and 13. Lamp and labor replacement costs would be entered as annual savings in dollars with a 4-year period. ProCost determines the net present value of the two cost streams.
Note on O6: :ProCost If the measure has gas savings for increases, enter the annual savings and shape of the savings here. Example: Clothes washer saves electric motor and dryer energy and gas water heat.
Note on A7: :ProCost Category for the measure. Individual measures can be grouped into categories. ProCost output is reported by measure and by category. All measures must belong to at least one category. Category name can be the same as measure name. Example: Measures can be combined into one category if they have components with different load shapes or measure lives. On wash machines there may be one load shape for the electric motor savings component, a second load shape for the electric water heat savings component and a third shape for electric dryer savings component.
Note on B7: :ProCost Name of Measure. User-defined. For PTR measures, defined naming conventions apply.
Note on C7: :ProCost Annual electric savings for the measure in kWh at the site. May be positive, negative or zero. Savings are incremental to the baseline alternative.
Note on D7: :ProCost Physical life of the measure in years. Must be >=1.
Note on E7: :ProCost Initial cost to install the measure in dollars. Costs are incremental to the baseline alternative. Dollars must be denominated in the same year as 'Input Cost Reference Year' input on the ProData page.
Note on F7: :ProCost Annual operations and maintenance cost for the measure in dollars. Must be incremental cost over the baseline alternative. May be positive, negative or zero. Dollars must be denominated in the same year as 'Input Cost Reference Year' input on the ProData page. O&M costs are entered as positive values. Negative values represent O&M savings compared to the baseline alternative. Example: Annualized maintenance cost for a heat pump heating system compared to a baseline electric resistance heating system.
Note on G7: :ProCost Name of the pointer to the shape of the savings. The shapes represent the daily and monthly shape of the savings in four time segments for each month of the year. Shape of the savings is relative to the baseline alternative. These shapes are in the MC_AND_Loadshape file.
Note on H7: :ProCost Annual value of any non-energy benefits of the measure, relative to the baseline alternative. Expressed in dollars per year and denominated in dollars of the 'Cost Reference Year'. Positive value represents dollar savings. Negative value represents dollar cost. Example: Water, detergent and sewer savings from efficient clothes washer.
Note on I7: : Cost in dollars that is incurred for Period 1. Positive value if cost. Negative value if savings. Dollars must be denominated in the same year as 'Input Cost Reference Year' input on the ProData page.
Note on J7: :ProCost Duration of Period1. The time at which Period 1 costs, or savings, occur. In years.
Note on K7: : Cost in dollars that is incurred for Period 2 Positive value if cost. Negative value if savings. Dollars must be denominated in the same year as 'Input Cost Reference Year' input on the ProData page.
Note on L7: :ProCost Duration of Period 2. The time at which Period 2 costs, or savings, occur. In years.
Note on M7: : Cost in dollars that is incurred for Period 3. Positive value if cost. Negative value if savings. Dollars must be denominated in the same year as 'Input Cost Reference Year' input on the ProData page.
Note on N7: :ProCost Duration of Period 3. The time at which Period 3 costs, or savings, occur. In years.
Note on O7: : Annual gas savings, or increases, in therms.
Note on P7: :ProCost Name of the pointer to the shape of the savings. The shapes represent the daily and monthly shape of the savings in four time segments for each month of the year. Shape of the savings is relative to the baseline alternative. These shapes are in the MC_AND_Loadshape file.
Note on BH141: Direct and program administrative costs incurred by the utility system minus benefits that accrue to the utility system.There are separate Utility System Net Levelized Costs for the electric and the gas system. Utility system benefits include deferred transmission and distribution system capacity, risk-mitigation and Regional Act credit all of which are user-determined inputs.Utility System benefits do not include any non-energy benefits such as, other-fuel benefits, O&M benefits or periodic replacement benefits which generally accrue to the customer or to non-utility sponsors. Utility System Net Levelized Costs correspond to Utility System B/C ratio with regard to the costs and benefits included. Benefits are subtracted from costs, then levelized over the life of the measure The Risk-Mitigation credit is used to determine program cost-effectiveness and impacts both the Utility System B/C ratio and the Utility System Net Levelized Cost. If the Risk-Mitigation credit is non-zero, the Utility System Net Levelized Cost will be reduced by the Risk-Mitigation benefit. When using ProCost to build conservation supply curves, the user should set the Risk-Mitigation Credit to zero so the credit is not reflected in the supply curves.
Note on BM141: Direct and program administrative costs of the measure to sponsor. Separate costs for each sponsor. Depends on share of costs incurred by sponsor, sponsor cost of capital, and financing term which are user-defined inputs. Includes applicable Capital, O&M, Periodic Replacement and Program Administrative costs. Sponsor costs are levelized over program life. Does not include any adjustments for benefit. NOTE: Units are per kWh for 'Electric' runs and per therm for 'Gas' runs for all sponsors.
Note on CE141: All costs minus all benefits regardless of which sponsor incurs the cost or accrues the benefits. TRC Net Levelized Cost includes all applicable costs and all benefits. In addition to energy system costs and benefits, TRC Net Levelized Cost includes non-energy, other-fuel, O&M, periodic-replacement and risk-mitigation benefits and costs. TRC Net Levelized Cost corresponds to TRC B/C ratios with regard to the costs and benefits included. Benefits are subtracted from costs, then levelized over the life of the measure. The Risk-Mitigation credit is used to determine program cost-effectiveness and impacts both the TRC B/C ratio and the TRC Net Levelized Cost. If Risk-Mitigation credit is non-zero, TRC Levelized Cost will be reduced by the risk-mitigation benefit. When using ProCost to build conservation supply curves, the user should set the Risk-Mitigation Credit to zero so the credit is not reflected in the supply curves.
Note on CW141: Direct and program administrative costs incurred by the utility system minus benefits that accrue to the utility system.There are separate Utility System Net Levelized Costs for the electric and the gas system. Utility system benefits include deferred transmission and distribution system capacity, risk-mitigation and Regional Act credit all of which are user-determined inputs.Utility System benefits do not include any non-energy benefits such as, other-fuel benefits, O&M benefits or periodic replacement benefits which generally accrue to the customer or to non-utility sponsors. Utility System Net Levelized Costs correspond to Utility System B/C ratio with regard to the costs and benefits included. Benefits are subtracted from costs, then levelized over the life of the measure The Risk-Mitigation credit is used to determine program cost-effectiveness and impacts both the Utility System B/C ratio and the Utility System Net Levelized Cost. If the Risk-Mitigation credit is non-zero, the Utility System Net Levelized Cost will be reduced by the Risk-Mitigation benefit. When using ProCost to build conservation supply curves, the user should set the Risk-Mitigation Credit to zero so the credit is not reflected in the supply curves.
Note on BH260: Direct and program administrative costs incurred by the utility system minus benefits that accrue to the utility system.There are separate Utility System Net Levelized Costs for the electric and the gas system. Utility system benefits include deferred transmission and distribution system capacity, risk-mitigation and Regional Act credit all of which are user-determined inputs.Utility System benefits do not include any non-energy benefits such as, other-fuel benefits, O&M benefits or periodic replacement benefits which generally accrue to the customer or to non-utility sponsors. Utility System Net Levelized Costs correspond to Utility System B/C ratio with regard to the costs and benefits included. Benefits are subtracted from costs, then levelized over the life of the measure The Risk-Mitigation credit is used to determine program cost-effectiveness and impacts both the Utility System B/C ratio and the Utility System Net Levelized Cost. If the Risk-Mitigation credit is non-zero, the Utility System Net Levelized Cost will be reduced by the Risk-Mitigation benefit. When using ProCost to build conservation supply curves, the user should set the Risk-Mitigation Credit to zero so the credit is not reflected in the supply curves.
Note on BM260: Direct and program administrative costs of the measure to sponsor. Separate costs for each sponsor. Depends on share of costs incurred by sponsor, sponsor cost of capital, and financing term which are user-defined inputs. Includes applicable Capital, O&M, Periodic Replacement and Program Administrative costs. Sponsor costs are levelized over program life. Does not include any adjustments for benefit. NOTE: Units are per kWh for 'Electric' runs and per therm for 'Gas' runs for all sponsors.
Note on CE260: All costs minus all benefits regardless of which sponsor incurs the cost or accrues the benefits. TRC Net Levelized Cost includes all applicable costs and all benefits. In addition to energy system costs and benefits, TRC Net Levelized Cost includes non-energy, other-fuel, O&M, periodic-replacement and risk-mitigation benefits and costs. TRC Net Levelized Cost corresponds to TRC B/C ratios with regard to the costs and benefits included. Benefits are subtracted from costs, then levelized over the life of the measure. The Risk-Mitigation credit is used to determine program cost-effectiveness and impacts both the TRC B/C ratio and the TRC Net Levelized Cost. If Risk-Mitigation credit is non-zero, TRC Levelized Cost will be reduced by the risk-mitigation benefit. When using ProCost to build conservation supply curves, the user should set the Risk-Mitigation Credit to zero so the credit is not reflected in the supply curves.
Note on CW260: Direct and program administrative costs incurred by the utility system minus benefits that accrue to the utility system.There are separate Utility System Net Levelized Costs for the electric and the gas system. Utility system benefits include deferred transmission and distribution system capacity, risk-mitigation and Regional Act credit all of which are user-determined inputs.Utility System benefits do not include any non-energy benefits such as, other-fuel benefits, O&M benefits or periodic replacement benefits which generally accrue to the customer or to non-utility sponsors. Utility System Net Levelized Costs correspond to Utility System B/C ratio with regard to the costs and benefits included. Benefits are subtracted from costs, then levelized over the life of the measure The Risk-Mitigation credit is used to determine program cost-effectiveness and impacts both the Utility System B/C ratio and the Utility System Net Levelized Cost. If the Risk-Mitigation credit is non-zero, the Utility System Net Levelized Cost will be reduced by the Risk-Mitigation benefit. When using ProCost to build conservation supply curves, the user should set the Risk-Mitigation Credit to zero so the credit is not reflected in the supply curves.
Fix this categories row so there is output in it.
Fix this categories row so there is output in it.
Fix this categories row so there is output in it.
Fix this categories row so there is output in it.
Fix this categories row so there is output in it.
Fix this categories row so there is output in it.
Fix this categories row so there is output in it.
Fix this categories row so there is output in it.
Fix this categories row so there is output in it.
Fix this categories row so there is output in it.
Fix this categories row so there is output in it.
Fix this categories row so there is output in it.
Fix this categories row so there is output in it.
Fix this categories row so there is output in it.
Fix this categories row so there is output in it.
Fix this categories row so there is output in it.
Fix this categories row so there is output in it.
Fix this categories row so there is output in it.
Fix this categories row so there is output in it.
Fix this categories row so there is output in it.
Fix this categories row so there is output in it.
Fix this categories row so there is output in it.
Fix this categories row so there is output in it.
Fix this categories row so there is output in it.
Fix this categories row so there is output in it.
Fix this categories row so there is output in it.
Fix this categories row so there is output in it.
Fix this categories row so there is output in it.
Fix this categories row so there is output in it.
Fix this categories row so there is output in it.
Fix this categories row so there is output in it.
Fix this categories row so there is output in it.
Fix this categories row so there is output in it.
Fix this categories row so there is output in it.
Fix this categories row so there is output in it.
Fix this categories row so there is output in it.
Fix this categories row so there is output in it.
Fix this categories row so there is output in it.
Fix this categories row so there is output in it.
Fix this categories row so there is output in it.
Fix this categories row so there is output in it.
Fix this categories row so there is output in it.
Fix this categories row so there is output in it.
Fix this categories row so there is output in it.
Fix this categories row so there is output in it.
Fix this categories row so there is output in it.
Fix this categories row so there is output in it.
Fix this categories row so there is output in it.
Fix this categories row so there is output in it.
Fix this categories row so there is output in it.
Fix this categories row so there is output in it.
Fix this categories row so there is output in it.
Fix this categories row so there is output in it.
Fix this categories row so there is output in it.