## 7PSourceSummary
Measure: | Drain Water Heat Recovery
Item | Methods & Sources | Note | 7P Updates
Measures Described | Drain water heat recovery transfers some of the heat from the drain water from a shower to the incoming water, permitting lower hot water draws |  | Only applying to New Construction due to labor difficulty of retrofit
Energy Savings Calculation Basis | Based on savings factor and DHW use |  | Same methodology, but showerhead savings approach updated for 7P resulting in low flow SH 1.5 GPM so lower savings for GFX
Applicable Stock | Only apply to SF new const. # Showers per Home from RBSA, Engineering judgment of % of homes it can work. | No potential in manufactured homes due to lack of pipe run below shower, 2 story house for SF
Baseline Saturation | Zero | No available data on baseline saturation, but likely low from anecdotal evidence | None
Baseline HVAC Loads | NA
Permutations | Shower preheat and DHW preheat; electric resisitance WH and HPWH |  | None
Costs | Web site | http://www.gfxtechnology.com/ | Costs based on 2014 data, Deflated costs from 2014 -> 2012
Measure Life | House life | Will not degrade, will not easily be removed | None
Savings Shape | Res DHW |  | RBSA & NEEA data on ERWH
Achievability Ramp Rate | LO 2Slow | No current program, difficult to get uptake, expensive

## forRPM
Ramp Rate | Resource Type | Measure Category | Sector | End Use | kW per unit | kWh per unit | TRC Net Levelized Cost (Net of All Benefits) | segment | measure | 2016 | 2017 | 2018 | 2019 | 2020 | 2021 | 2022 | 2023 | 2024 | 2025 | 2026 | 2027 | 2028 | 2029 | 2030 | 2031 | 2032 | 2033 | 2034 | 2035 | MAX | Savings Allocation by Category and Month for Segments 1 | [11 empty] | Savings Allocation by Category and Month for Segments 2
[5 empty] | Wholesale KW | Busbar Savings | lvlcost | 1 |  | aMW_2016 | aMW_2017 | aMW_2018 | aMW_2019 | aMW_2020 | aMW_2021 | aMW_2022 | aMW_2023 | aMW_2024 | aMW_2025 | aMW_2026 | aMW_2027 | aMW_2028 | aMW_2029 | aMW_2030 | aMW_2031 | aMW_2032 | aMW_2033 | aMW_2034 | aMW_2035 | MAX | Jan | Feb | Mar | Apr | May | Jun | Jul | Aug | Sep | Oct | Nov | Dec | Jan | Feb | Mar | Apr | May | Jun | Jul | Aug | Sep | Oct | Nov | Dec
LO1Slow | New | WasteWater Heat Recovery | Residential | Water Heating | 0.049681 | 256.7191 | 199.0155 | Single Family | Single Family GFHX DHW & Shower Preheat, Electric Resistance | 0.00093447 | 0.0026806 | 0.0055478 | 0.0101 | 0.016818 | 0.025563 | 0.037464 | 0.053558 | 0.072925 | 0.098128 | 0.12582 | 0.15257 | 0.17626 | 0.20261 | 0.22824 | 0.24613 | 0.25162 | 0.26045 | 0.2668 | 0.27135 | 2.5056 | 16.9743 | 15.2061 | 17.4928 | 15.1707 | 14.4702 | 14.1082 | 11.9402 | 12.487 | 11.7146 | 14.1433 | 14.4963 | 16.8545 | 8.5174 | 7.1344 | 6.8116 | 7.0856 | 7.0807 | 5.8707 | 6.3834 | 5.0117 | 6.1746 | 5.7607 | 7.5441 | 8.2863
LO1Slow | New | WasteWater Heat Recovery | Residential | Water Heating | 0.049681 | 256.7191 | 171.2101 | Multifamily - Low Rise | Multifamily GFHX DHW & Shower Preheat, Electric Resistance | 0.00033246 | 0.00098577 | 0.0021332 | 0.0038862 | 0.0062683 | 0.0096404 | 0.014401 | 0.021072 | 0.029696 | 0.040328 | 0.051566 | 0.063359 | 0.075307 | 0.085534 | 0.094098 | 0.099823 | 0.10374 | 0.1062 | 0.10642 | 0.10711 | 1.0219 | 16.9743 | 15.2061 | 17.4928 | 15.1707 | 14.4702 | 14.1082 | 11.9402 | 12.487 | 11.7146 | 14.1433 | 14.4963 | 16.8545 | 8.5174 | 7.1344 | 6.8116 | 7.0856 | 7.0807 | 5.8707 | 6.3834 | 5.0117 | 6.1746 | 5.7607 | 7.5441 | 8.2863
LO1Slow | New | WasteWater Heat Recovery | Residential | Water Heating | 0.026004 | 123.2639 | 367.4817 | Multifamily - High Rise | Multifamily GFHX DHW & Shower Preheat, Heat Pump | 3.8058e-06 | 1.1443e-05 | 2.5136e-05 | 4.4736e-05 | 7.076e-05 | 0.00011046 | 0.00016549 | 0.00024515 | 0.00034306 | 0.00046584 | 0.00058847 | 0.00072166 | 0.00085035 | 0.00097339 | 0.0010759 | 0.0011406 | 0.0011868 | 0.0012022 | 0.0012237 | 0.0012306 | 0.01168 | 9.5801 | 8.6342 | 9.6636 | 7.583 | 6.2993 | 5.3277 | 4.5494 | 4.6407 | 4.6083 | 6.1818 | 6.8405 | 9.3263 | 5.0373 | 4.2423 | 3.8879 | 3.6214 | 3.0767 | 2.3224 | 2.4392 | 2.0192 | 2.4217 | 2.553 | 3.5558 | 4.8521
LO1Slow | New | WasteWater Heat Recovery | Residential | Water Heating | 0.026004 | 123.2639 | 425.3914 | Single Family | Single Family GFHX DHW & Shower Preheat, Heat Pump | 2.8905e-05 | 8.2917e-05 | 0.0001716 | 0.0003124 | 0.00052021 | 0.00079069 | 0.0011588 | 0.0016566 | 0.0022557 | 0.0030353 | 0.0038919 | 0.0047193 | 0.005452 | 0.0062669 | 0.00706 | 0.0076133 | 0.0077832 | 0.0080562 | 0.0082525 | 0.0083935 | 0.077502 | 9.5801 | 8.6342 | 9.6636 | 7.583 | 6.2993 | 5.3277 | 4.5494 | 4.6407 | 4.6083 | 6.1818 | 6.8405 | 9.3263 | 5.0373 | 4.2423 | 3.8879 | 3.6214 | 3.0767 | 2.3224 | 2.4392 | 2.0192 | 2.4217 | 2.553 | 3.5558 | 4.8521
LO1Slow | New | WasteWater Heat Recovery | Residential | Water Heating | 0.026004 | 123.2639 | 367.4817 | Multifamily - Low Rise | Multifamily GFHX DHW & Shower Preheat, Heat Pump | 9.4184e-06 | 2.7926e-05 | 6.0431e-05 | 0.00011009 | 0.00017758 | 0.00027311 | 0.00040798 | 0.00059695 | 0.00084126 | 0.0011425 | 0.0014608 | 0.0017949 | 0.0021334 | 0.0024231 | 0.0026657 | 0.0028279 | 0.0029389 | 0.0030086 | 0.0030149 | 0.0030342 | 0.02895 | 9.5801 | 8.6342 | 9.6636 | 7.583 | 6.2993 | 5.3277 | 4.5494 | 4.6407 | 4.6083 | 6.1818 | 6.8405 | 9.3263 | 5.0373 | 4.2423 | 3.8879 | 3.6214 | 3.0767 | 2.3224 | 2.4392 | 2.0192 | 2.4217 | 2.553 | 3.5558 | 4.8521
LO1Slow | New | WasteWater Heat Recovery | Residential | Water Heating | 0.026004 | 123.2639 | 367.4817 | Multifamily - High Rise | Multifamily GFHX DHW & Shower Preheat, Heat Pump | 3.8058e-06 | 1.1443e-05 | 2.5136e-05 | 4.4736e-05 | 7.076e-05 | 0.00011046 | 0.00016549 | 0.00024515 | 0.00034306 | 0.00046584 | 0.00058847 | 0.00072166 | 0.00085035 | 0.00097339 | 0.0010759 | 0.0011406 | 0.0011868 | 0.0012022 | 0.0012237 | 0.0012306 | 0.01168 | 9.5801 | 8.6342 | 9.6636 | 7.583 | 6.2993 | 5.3277 | 4.5494 | 4.6407 | 4.6083 | 6.1818 | 6.8405 | 9.3263 | 5.0373 | 4.2423 | 3.8879 | 3.6214 | 3.0767 | 2.3224 | 2.4392 | 2.0192 | 2.4217 | 2.553 | 3.5558 | 4.8521
LO1Slow | New | WasteWater Heat Recovery | Residential | Water Heating | 0.049681 | 256.7191 | 191.4947 | Single Family | Single Family GFHX DHW Preheat, Electric Resistance | 0.00093447 | 0.0026806 | 0.0055478 | 0.0101 | 0.016818 | 0.025563 | 0.037464 | 0.053558 | 0.072925 | 0.098128 | 0.12582 | 0.15257 | 0.17626 | 0.20261 | 0.22824 | 0.24613 | 0.25162 | 0.26045 | 0.2668 | 0.27135 | 2.5056 | 16.9743 | 15.2061 | 17.4928 | 15.1707 | 14.4702 | 14.1082 | 11.9402 | 12.487 | 11.7146 | 14.1433 | 14.4963 | 16.8545 | 8.5174 | 7.1344 | 6.8116 | 7.0856 | 7.0807 | 5.8707 | 6.3834 | 5.0117 | 6.1746 | 5.7607 | 7.5441 | 8.2863
LO1Slow | New | WasteWater Heat Recovery | Residential | Water Heating | 0.049681 | 256.7191 | 153.6643 | Multifamily - Low Rise | Multifamily GFHX DHW Preheat, Electric Resistance | 0.00033246 | 0.00098577 | 0.0021332 | 0.0038862 | 0.0062683 | 0.0096404 | 0.014401 | 0.021072 | 0.029696 | 0.040328 | 0.051566 | 0.063359 | 0.075307 | 0.085534 | 0.094098 | 0.099823 | 0.10374 | 0.1062 | 0.10642 | 0.10711 | 1.0219 | 16.9743 | 15.2061 | 17.4928 | 15.1707 | 14.4702 | 14.1082 | 11.9402 | 12.487 | 11.7146 | 14.1433 | 14.4963 | 16.8545 | 8.5174 | 7.1344 | 6.8116 | 7.0856 | 7.0807 | 5.8707 | 6.3834 | 5.0117 | 6.1746 | 5.7607 | 7.5441 | 8.2863
LO1Slow | New | WasteWater Heat Recovery | Residential | Water Heating | 0.049681 | 256.7191 | 153.6643 | Multifamily - High Rise | Multifamily GFHX DHW Preheat, Electric Resistance | 0.00013434 | 0.00040394 | 0.00088727 | 0.0015792 | 0.0024978 | 0.003899 | 0.0058417 | 0.0086537 | 0.01211 | 0.016444 | 0.020773 | 0.025474 | 0.030017 | 0.03436 | 0.03798 | 0.040263 | 0.041894 | 0.042437 | 0.043195 | 0.043438 | 0.41228 | 16.9743 | 15.2061 | 17.4928 | 15.1707 | 14.4702 | 14.1082 | 11.9402 | 12.487 | 11.7146 | 14.1433 | 14.4963 | 16.8545 | 8.5174 | 7.1344 | 6.8116 | 7.0856 | 7.0807 | 5.8707 | 6.3834 | 5.0117 | 6.1746 | 5.7607 | 7.5441 | 8.2863
LO1Slow | New | WasteWater Heat Recovery | Residential | Water Heating | 0.026004 | 123.2639 | 409.728 | Single Family | Single Family GFHX DHW Preheat, Heat Pump | 2.8905e-05 | 8.2917e-05 | 0.0001716 | 0.0003124 | 0.00052021 | 0.00079069 | 0.0011588 | 0.0016566 | 0.0022557 | 0.0030353 | 0.0038919 | 0.0047193 | 0.005452 | 0.0062669 | 0.00706 | 0.0076133 | 0.0077832 | 0.0080562 | 0.0082525 | 0.0083935 | 0.077502 | 9.5801 | 8.6342 | 9.6636 | 7.583 | 6.2993 | 5.3277 | 4.5494 | 4.6407 | 4.6083 | 6.1818 | 6.8405 | 9.3263 | 5.0373 | 4.2423 | 3.8879 | 3.6214 | 3.0767 | 2.3224 | 2.4392 | 2.0192 | 2.4217 | 2.553 | 3.5558 | 4.8521
LO1Slow | New | WasteWater Heat Recovery | Residential | Water Heating | 0.026004 | 123.2639 | 330.9394 | Multifamily - Low Rise | Multifamily GFHX DHW Preheat, Heat Pump | 9.4184e-06 | 2.7926e-05 | 6.0431e-05 | 0.00011009 | 0.00017758 | 0.00027311 | 0.00040798 | 0.00059695 | 0.00084126 | 0.0011425 | 0.0014608 | 0.0017949 | 0.0021334 | 0.0024231 | 0.0026657 | 0.0028279 | 0.0029389 | 0.0030086 | 0.0030149 | 0.0030342 | 0.02895 | 9.5801 | 8.6342 | 9.6636 | 7.583 | 6.2993 | 5.3277 | 4.5494 | 4.6407 | 4.6083 | 6.1818 | 6.8405 | 9.3263 | 5.0373 | 4.2423 | 3.8879 | 3.6214 | 3.0767 | 2.3224 | 2.4392 | 2.0192 | 2.4217 | 2.553 | 3.5558 | 4.8521
LO1Slow | New | WasteWater Heat Recovery | Residential | Water Heating | 0.026004 | 123.2639 | 330.9394 | Multifamily - High Rise | Multifamily GFHX DHW Preheat, Heat Pump | 3.8058e-06 | 1.1443e-05 | 2.5136e-05 | 4.4736e-05 | 7.076e-05 | 0.00011046 | 0.00016549 | 0.00024515 | 0.00034306 | 0.00046584 | 0.00058847 | 0.00072166 | 0.00085035 | 0.00097339 | 0.0010759 | 0.0011406 | 0.0011868 | 0.0012022 | 0.0012237 | 0.0012306 | 0.01168 | 9.5801 | 8.6342 | 9.6636 | 7.583 | 6.2993 | 5.3277 | 4.5494 | 4.6407 | 4.6083 | 6.1818 | 6.8405 | 9.3263 | 5.0373 | 4.2423 | 3.8879 | 3.6214 | 3.0767 | 2.3224 | 2.4392 | 2.0192 | 2.4217 | 2.553 | 3.5558 | 4.8521

## SC-New
Methodology | New Homes only.
='\\nas2\Q\SeventhPlan\Conservation Analysis\Res\[7P Forecast D1.xlsx]Source Data'!$B$2
| Vintage | New | New
End Use: | Measure Bundle | WasteWater Heat Recovery | Region
Water Heating | Report Year | 2035 | Base
| Total Max Potential (aMW) | 7.7152
# HOMES AVAILABLE FOR MEASURE -WasteWater Heat Recovery |  | # homes |  | 2016 | 2017 | 2018 | 2019 | 2020 | 2021 | 2022 | 2023 | 2024 | 2025 | 2026 | 2027 | 2028 | 2029 | 2030 | 2031 | 2032 | 2033 | 2034 | 2035
|  |  |  | Homes_2016 | Homes_2017 | Homes_2018 | Homes_2019 | Homes_2020 | Homes_2021 | Homes_2022 | Homes_2023 | Homes_2024 | Homes_2025 | Homes_2026 | Homes_2027 | Homes_2028 | Homes_2029 | Homes_2030 | Homes_2031 | Homes_2032 | Homes_2033 | Homes_2034 | Homes_2035
| New | Single Family |  | 62685.759 | 59961.781 | 56834.012 | 54985.193 | 53507.474 | 50982.05 | 49561.669 | 49324.518 | 48815.77 | 49683.252 | 50030.137 | 49387.763 | 48079.346 | 48129.051 | 48690.569 | 48482.864 | 46879.001 | 46798.778 | 46917.627 | 47236.145 |  | 1016972.759
| New | Multifamily - Low Rise |  | 23280.3471 | 23017.4181 | 22811.6085 | 22085.9164 | 20817.8539 | 20070.2793 | 19887.8313 | 20257.5832 | 20750.368 | 21314.3343 | 21403.2862 | 21409.1375 | 21443.3583 | 21209.8656 | 20954.178 | 20525.4402 | 20175.5056 | 19919.7239 | 19536.1941 | 19462.2871 |  | 420332.5168
| New | Multifamily - High Rise |  | 5226.2387 | 5239.9531 | 5271.2613 | 4985.8836 | 4608.5912 | 4509.6376 | 4481.7604 | 4621.8313 | 4700.9783 | 4828.2392 | 4790.0249 | 4782.065 | 4748.3908 | 4733.4824 | 4698.6972 | 4599.2988 | 4526.3104 | 4422.06 | 4405.1824 | 4385.1137 |  | 94565.0002
| New | Manufactured |  | 1869.5754 | 1881.7963 | 1949.134 | 2021.1964 | 1959.5062 | 1928.5764 | 1934.9641 | 1945.8622 | 1956.5399 | 1957.7742 | 1947.2038 | 1945.1535 | 1947.9163 | 1950.075 | 1950.7771 | 1949.8166 | 1948.4904 | 1948.7048 | 1949.2967 | 1949.5268 |  | 38891.8862
| REG_TOTAL_STOCK_HOMES | Total Regional Stock |  | 93061.9202 | 90100.9485 | 86866.0158 | 84078.1893 | 80893.4253 | 77490.5434 | 75866.2248 | 76149.7947 | 76223.6562 | 77783.5996 | 78170.652 | 77524.119 | 76219.0114 | 76022.474 | 76294.2213 | 75557.4197 | 73529.3074 | 73089.2668 | 72808.3001 | 73033.0726 |  | 1570762.1621
# HOMES APPLICABLE BY YEAR FOR MEASURE - WasteWater Heat Recovery - New
Applicability | Electric WH | WasteWater Heat Recovery - New
90% | 55.2% | Single Family |  | 31142.2851 | 29789.0128 | 28235.1372 | 27316.6439 | 26582.5131 | 25327.8824 | 24622.2372 | 24504.4205 | 24251.6745 | 24682.6396 | 24854.9721 | 24535.8407 | 23885.8191 | 23910.5125 | 24189.4747 | 24086.2868 | 23289.4877 | 23249.6329 | 23308.6771 | 23466.9168 |  | 505232.0667
50% | 94.7% | Multifamily - Low Rise |  | 11023.2444 | 10898.7475 | 10801.2966 | 10457.6814 | 9857.2538 | 9503.2773 | 9416.8881 | 9591.9656 | 9825.2993 | 10092.3373 | 10134.456 | 10137.2266 | 10153.4302 | 10042.8714 | 9921.8033 | 9718.7959 | 9553.1019 | 9431.9893 | 9250.3879 | 9215.393 |  | 199027.4467
90% | 94.7% | Multifamily - High Rise |  | 4454.3233 | 4466.0121 | 4492.696 | 4249.4686 | 3927.9023 | 3843.5641 | 3819.8043 | 3939.1868 | 4006.6438 | 4115.1082 | 4082.5382 | 4075.754 | 4047.0535 | 4034.347 | 4004.6996 | 3919.9824 | 3857.7744 | 3768.9218 | 3754.5369 | 3737.4324 |  | 80597.7497
0% | 88.9% | Manufactured |  | 0 | 0 | 0 | 0 | 0 | 0 | 0 | 0 | 0 | 0 | 0 | 0 | 0 | 0 | 0 | 0 | 0 | 0 | 0 | 0 |  | 0
|  |  |  | 46619.8527 | 45153.7723 | 43529.1298 | 42023.7938 | 40367.6692 | 38674.7238 | 37858.9296 | 38035.573 | 38083.6176 | 38890.0851 | 39071.9663 | 38748.8213 | 38086.3028 | 37987.7309 | 38115.9776 | 37725.0651 | 36700.364 | 36450.544 | 36313.6019 | 36419.7422 |  | 784857.263
# UNITS ACHIEVABLE BY YEAR FOR MEASURE - WasteWater Heat Recovery - New |  |  | Achievability => | 3 | 4 | 5 | 6 | 7 | 8 | 9 | 10 | 11 | 12 | 13 | 14 | 15 | 16 | 17 | 18 | 19 | 20 | 21 | 22
|  | WasteWater Heat Recovery - New |  | 0.2564% | 0.769% | 1.679% | 3.16% | 5.407% | 8.625% | 13% | 18.68% | 25.7% | 33.98% | 43.26% | 53.14% | 63.06% | 72.42% | 80.64% | 87.33% | 92.33% | 95.74% | 97.82% | 98.82% |  | 85%
|  | Single Family |  | 67.882 | 194.7275 | 403.0061 | 733.654 | 1221.6907 | 1856.9189 | 2721.4447 | 3890.5434 | 5297.4144 | 7128.231 | 9140.0444 | 11083.1349 | 12803.7459 | 14717.7004 | 16580.0641 | 17879.6905 | 18278.6004 | 18919.7264 | 19380.7845 | 19711.827 |  | 182010.8311
|  | Multifamily - Low Rise |  | 24.0278 | 71.2439 | 154.1692 | 280.8661 | 453.024 | 696.7347 | 1040.8291 | 1522.9072 | 2146.1892 | 2914.6199 | 3726.7947 | 4579.1074 | 5442.6411 | 6181.7149 | 6800.6493 | 7214.4397 | 7497.6889 | 7675.4183 | 7691.5465 | 7740.7796 |  | 73855.3913
|  | Multifamily - High Rise |  | 9.7093 | 29.1938 | 64.1252 | 114.1297 | 180.5202 | 281.7917 | 422.195 | 625.4209 | 875.1912 | 1188.424 | 1501.2924 | 1841.0672 | 2169.3811 | 2483.2722 | 2744.9201 | 2909.8745 | 3027.7487 | 3067.0148 | 3121.8362 | 3139.3822 |  | 29796.4905
|  | Manufactured |  | 0 | 0 | 0 | 0 | 0 | 0 | 0 | 0 | 0 | 0 | 0 | 0 | 0 | 0 | 0 | 0 | 0 | 0 | 0 | 0 |  | 0
|  |  |  | 101.619 | 295.1652 | 621.3005 | 1128.6498 | 1855.2349 | 2835.4453 | 4184.4688 | 6038.8715 | 8318.7949 | 11231.2749 | 14368.1315 | 17503.3095 | 20415.7681 | 23382.6875 | 26125.6335 | 28004.0046 | 28804.038 | 29662.1595 | 30194.1671 | 30591.9889 |  | 285662.7129
SUPPLY CURVE SAVINGS BY BUNDLE |  | WasteWater Heat Recovery |  | 3: aMW
kWh per home | TRC Net Levelized Cost (Net of All Benefits) in mills/kWh | 1 |  | 2016 | 2017 | 2018 | 2019 | 2020 | 2021 | 2022 | 2023 | 2024 | 2025 | 2026 | 2027 | 2028 | 2029 | 2030 | 2031 | 2032 | 2033 | 2034 | 2035 | MAX
Busbar Savings | lvlcost | segment | measure | aMW_2016 | aMW_2017 | aMW_2018 | aMW_2019 | aMW_2020 | aMW_2021 | aMW_2022 | aMW_2023 | aMW_2024 | aMW_2025 | aMW_2026 | aMW_2027 | aMW_2028 | aMW_2029 | aMW_2030 | aMW_2031 | aMW_2032 | aMW_2033 | aMW_2034 | aMW_2035 | MAX
256.7191 | 199.0155 | Single Family | Single Family GFHX DHW & Shower Preheat, Electric Resistance | 0.00093447 | 0.0026806 | 0.0055478 | 0.0101 | 0.016818 | 0.025563 | 0.037464 | 0.053558 | 0.072925 | 0.098128 | 0.12582 | 0.15257 | 0.17626 | 0.20261 | 0.22824 | 0.24613 | 0.25162 | 0.26045 | 0.2668 | 0.27135 | 2.5056 | 2.5056
256.7191 | 171.2101 | Multifamily - Low Rise | Multifamily GFHX DHW & Shower Preheat, Electric Resistance | 0.00033246 | 0.00098577 | 0.0021332 | 0.0038862 | 0.0062683 | 0.0096404 | 0.014401 | 0.021072 | 0.029696 | 0.040328 | 0.051566 | 0.063359 | 0.075307 | 0.085534 | 0.094098 | 0.099823 | 0.10374 | 0.1062 | 0.10642 | 0.10711 | 1.0219 | 1.0219
123.2639 | 367.4817 | Multifamily - High Rise | Multifamily GFHX DHW & Shower Preheat, Heat Pump | 3.8058e-06 | 1.1443e-05 | 2.5136e-05 | 4.4736e-05 | 7.076e-05 | 0.00011046 | 0.00016549 | 0.00024515 | 0.00034306 | 0.00046584 | 0.00058847 | 0.00072166 | 0.00085035 | 0.00097339 | 0.0010759 | 0.0011406 | 0.0011868 | 0.0012022 | 0.0012237 | 0.0012306 | 0.01168 | 0.01168
123.2639 | 425.3914 | Single Family | Single Family GFHX DHW & Shower Preheat, Heat Pump | 2.8905e-05 | 8.2917e-05 | 0.0001716 | 0.0003124 | 0.00052021 | 0.00079069 | 0.0011588 | 0.0016566 | 0.0022557 | 0.0030353 | 0.0038919 | 0.0047193 | 0.005452 | 0.0062669 | 0.00706 | 0.0076133 | 0.0077832 | 0.0080562 | 0.0082525 | 0.0083935 | 0.077502 | 0.077502
123.2639 | 367.4817 | Multifamily - Low Rise | Multifamily GFHX DHW & Shower Preheat, Heat Pump | 9.4184e-06 | 2.7926e-05 | 6.0431e-05 | 0.00011009 | 0.00017758 | 0.00027311 | 0.00040798 | 0.00059695 | 0.00084126 | 0.0011425 | 0.0014608 | 0.0017949 | 0.0021334 | 0.0024231 | 0.0026657 | 0.0028279 | 0.0029389 | 0.0030086 | 0.0030149 | 0.0030342 | 0.02895 | 0.02895
123.2639 | 367.4817 | Multifamily - High Rise | Multifamily GFHX DHW & Shower Preheat, Heat Pump | 3.8058e-06 | 1.1443e-05 | 2.5136e-05 | 4.4736e-05 | 7.076e-05 | 0.00011046 | 0.00016549 | 0.00024515 | 0.00034306 | 0.00046584 | 0.00058847 | 0.00072166 | 0.00085035 | 0.00097339 | 0.0010759 | 0.0011406 | 0.0011868 | 0.0012022 | 0.0012237 | 0.0012306 | 0.01168 | 0.01168
256.7191 | 191.4947 | Single Family | Single Family GFHX DHW Preheat, Electric Resistance | 0.00093447 | 0.0026806 | 0.0055478 | 0.0101 | 0.016818 | 0.025563 | 0.037464 | 0.053558 | 0.072925 | 0.098128 | 0.12582 | 0.15257 | 0.17626 | 0.20261 | 0.22824 | 0.24613 | 0.25162 | 0.26045 | 0.2668 | 0.27135 | 2.5056 | 2.5056
256.7191 | 153.6643 | Multifamily - Low Rise | Multifamily GFHX DHW Preheat, Electric Resistance | 0.00033246 | 0.00098577 | 0.0021332 | 0.0038862 | 0.0062683 | 0.0096404 | 0.014401 | 0.021072 | 0.029696 | 0.040328 | 0.051566 | 0.063359 | 0.075307 | 0.085534 | 0.094098 | 0.099823 | 0.10374 | 0.1062 | 0.10642 | 0.10711 | 1.0219 | 1.0219
256.7191 | 153.6643 | Multifamily - High Rise | Multifamily GFHX DHW Preheat, Electric Resistance | 0.00013434 | 0.00040394 | 0.00088727 | 0.0015792 | 0.0024978 | 0.003899 | 0.0058417 | 0.0086537 | 0.01211 | 0.016444 | 0.020773 | 0.025474 | 0.030017 | 0.03436 | 0.03798 | 0.040263 | 0.041894 | 0.042437 | 0.043195 | 0.043438 | 0.41228 | 0.41228
123.2639 | 409.728 | Single Family | Single Family GFHX DHW Preheat, Heat Pump | 2.8905e-05 | 8.2917e-05 | 0.0001716 | 0.0003124 | 0.00052021 | 0.00079069 | 0.0011588 | 0.0016566 | 0.0022557 | 0.0030353 | 0.0038919 | 0.0047193 | 0.005452 | 0.0062669 | 0.00706 | 0.0076133 | 0.0077832 | 0.0080562 | 0.0082525 | 0.0083935 | 0.077502 | 0.077502
123.2639 | 330.9394 | Multifamily - Low Rise | Multifamily GFHX DHW Preheat, Heat Pump | 9.4184e-06 | 2.7926e-05 | 6.0431e-05 | 0.00011009 | 0.00017758 | 0.00027311 | 0.00040798 | 0.00059695 | 0.00084126 | 0.0011425 | 0.0014608 | 0.0017949 | 0.0021334 | 0.0024231 | 0.0026657 | 0.0028279 | 0.0029389 | 0.0030086 | 0.0030149 | 0.0030342 | 0.02895 | 0.02895
123.2639 | 330.9394 | Multifamily - High Rise | Multifamily GFHX DHW Preheat, Heat Pump | 3.8058e-06 | 1.1443e-05 | 2.5136e-05 | 4.4736e-05 | 7.076e-05 | 0.00011046 | 0.00016549 | 0.00024515 | 0.00034306 | 0.00046584 | 0.00058847 | 0.00072166 | 0.00085035 | 0.00097339 | 0.0010759 | 0.0011406 | 0.0011868 | 0.0012022 | 0.0012237 | 0.0012306 | 0.01168 | 0.01168
| 190.6874 |  |  | 0.0027563 | 0.0079928 | 0.016789 | 0.03053 | 0.050278 | 0.076764 | 0.1132 | 0.16316 | 0.22457 | 0.30311 | 0.38802 | 0.47253 | 0.55087 | 0.63094 | 0.70534 | 0.75648 | 0.77763 | 0.80148 | 0.81585 | 0.82691 | 7.7152 | 7.7152
RECOMBINE MEASURE BUNDLES INTO SUPPLY CURVE CUMULATIVE
|  |  |  | 2016 | 2017 | 2018 | 2019 | 2020 | 2021 | 2022 | 2023 | 2024 | 2025 | 2026 | 2027 | 2028 | 2029 | 2030 | 2031 | 2032 | 2033 | 2034 | 2035 | MAX
|  | lvlcost | lvlcost | aMW_2016 | aMW_2017 | aMW_2018 | aMW_2019 | aMW_2020 | aMW_2021 | aMW_2022 | aMW_2023 | aMW_2024 | aMW_2025 | aMW_2026 | aMW_2027 | aMW_2028 | aMW_2029 | aMW_2030 | aMW_2031 | aMW_2032 | aMW_2033 | aMW_2034 | aMW_2035 | MAX
| Block 1: <= 0 mills/kWh | >=-9999 | <=0 | 0 | 0 | 0 | 0 | 0 | 0 | 0 | 0 | 0 | 0 | 0 | 0 | 0 | 0 | 0 | 0 | 0 | 0 | 0 | 0 | 0
| Block 2: 0-10 mills/kWh | >0 | <=10 | 0 | 0 | 0 | 0 | 0 | 0 | 0 | 0 | 0 | 0 | 0 | 0 | 0 | 0 | 0 | 0 | 0 | 0 | 0 | 0 | 0
| Block 3: 10-20 mills/kWh | >10 | <=20 | 0 | 0 | 0 | 0 | 0 | 0 | 0 | 0 | 0 | 0 | 0 | 0 | 0 | 0 | 0 | 0 | 0 | 0 | 0 | 0 | 0
| Block 4: 20-30 mills/kWh | >20 | <=30 | 0 | 0 | 0 | 0 | 0 | 0 | 0 | 0 | 0 | 0 | 0 | 0 | 0 | 0 | 0 | 0 | 0 | 0 | 0 | 0 | 0
| Block 5: 30-40 mills/kWh | >30 | <=40 | 0 | 0 | 0 | 0 | 0 | 0 | 0 | 0 | 0 | 0 | 0 | 0 | 0 | 0 | 0 | 0 | 0 | 0 | 0 | 0 | 0
| Block 6: 40-50 mills/kWh | >40 | <=50 | 0 | 0 | 0 | 0 | 0 | 0 | 0 | 0 | 0 | 0 | 0 | 0 | 0 | 0 | 0 | 0 | 0 | 0 | 0 | 0 | 0
| Block 7: 50-60 mills/kWh | >50 | <=60 | 0 | 0 | 0 | 0 | 0 | 0 | 0 | 0 | 0 | 0 | 0 | 0 | 0 | 0 | 0 | 0 | 0 | 0 | 0 | 0 | 0
| Block 8: 60-70 mills/kWh | >60 | <=70 | 0 | 0 | 0 | 0 | 0 | 0 | 0 | 0 | 0 | 0 | 0 | 0 | 0 | 0 | 0 | 0 | 0 | 0 | 0 | 0 | 0
| Block 9: 70-80 mills/kWh | >70 | <=80 | 0 | 0 | 0 | 0 | 0 | 0 | 0 | 0 | 0 | 0 | 0 | 0 | 0 | 0 | 0 | 0 | 0 | 0 | 0 | 0 | 0
| Block 10: 80-90 mills/kWh | >80 | <=90 | 0 | 0 | 0 | 0 | 0 | 0 | 0 | 0 | 0 | 0 | 0 | 0 | 0 | 0 | 0 | 0 | 0 | 0 | 0 | 0 | 0
| Block 11: 90-100 mills/kWh | >90 | <=100 | 0 | 0 | 0 | 0 | 0 | 0 | 0 | 0 | 0 | 0 | 0 | 0 | 0 | 0 | 0 | 0 | 0 | 0 | 0 | 0 | 0
| Block 12: 100-110 mills/kWh | >100 | <=110 | 0 | 0 | 0 | 0 | 0 | 0 | 0 | 0 | 0 | 0 | 0 | 0 | 0 | 0 | 0 | 0 | 0 | 0 | 0 | 0 | 0
| Block 13: 110-120 mills/kWh | >110 | <=120 | 0 | 0 | 0 | 0 | 0 | 0 | 0 | 0 | 0 | 0 | 0 | 0 | 0 | 0 | 0 | 0 | 0 | 0 | 0 | 0 | 0
| Block 14: 120-130 mills/kWh | >120 | <=130 | 0 | 0 | 0 | 0 | 0 | 0 | 0 | 0 | 0 | 0 | 0 | 0 | 0 | 0 | 0 | 0 | 0 | 0 | 0 | 0 | 0
| Block 15: 130-140 mills/kWh | >130 | <=140 | 0 | 0 | 0 | 0 | 0 | 0 | 0 | 0 | 0 | 0 | 0 | 0 | 0 | 0 | 0 | 0 | 0 | 0 | 0 | 0 | 0
| Block 16: 140-150 mills/kWh | >140 | <=150 | 0 | 0 | 0 | 0 | 0 | 0 | 0 | 0 | 0 | 0 | 0 | 0 | 0 | 0 | 0 | 0 | 0 | 0 | 0 | 0 | 0
| Block 17: 150-160 mills/kWh | >150 | <=160 | 0 | 0 | 0 | 0 | 0 | 0 | 0 | 0 | 0 | 0 | 0 | 0 | 0 | 0 | 0 | 0 | 0 | 0 | 0 | 0 | 0
| Block 18: 160-170 mills/kWh | >160 | <=170 | 0 | 0 | 0 | 0 | 0 | 0 | 0 | 0 | 0 | 0 | 0 | 0 | 0 | 0 | 0 | 0 | 0 | 0 | 0 | 0 | 0
| Block 19: 170-180 mills/kWh | >170 | <=180 | 0.00033246 | 0.00098577 | 0.0021332 | 0.0038862 | 0.0062683 | 0.0096404 | 0.014401 | 0.021072 | 0.029696 | 0.040328 | 0.051566 | 0.063359 | 0.075307 | 0.085534 | 0.094098 | 0.099823 | 0.10374 | 0.1062 | 0.10642 | 0.10711 | 1.0219
| Block 20: 180-190 mills/kWh | >180 | <=190 | 0.00033246 | 0.00098577 | 0.0021332 | 0.0038862 | 0.0062683 | 0.0096404 | 0.014401 | 0.021072 | 0.029696 | 0.040328 | 0.051566 | 0.063359 | 0.075307 | 0.085534 | 0.094098 | 0.099823 | 0.10374 | 0.1062 | 0.10642 | 0.10711 | 1.0219
| Block 21: 190-200 mills/kWh | >190 | <=200 | 0.0012669 | 0.0036664 | 0.007681 | 0.013986 | 0.023086 | 0.035203 | 0.051865 | 0.074629 | 0.10262 | 0.13846 | 0.17739 | 0.21593 | 0.25156 | 0.28814 | 0.32234 | 0.34596 | 0.35537 | 0.36665 | 0.37322 | 0.37846 | 3.5275
| Block 22: 200-210 mills/kWh | >200 | <=210 | 0.0012669 | 0.0036664 | 0.007681 | 0.013986 | 0.023086 | 0.035203 | 0.051865 | 0.074629 | 0.10262 | 0.13846 | 0.17739 | 0.21593 | 0.25156 | 0.28814 | 0.32234 | 0.34596 | 0.35537 | 0.36665 | 0.37322 | 0.37846 | 3.5275
| Block 23: 210-220 mills/kWh | >210 | <=220 | 0.0012669 | 0.0036664 | 0.007681 | 0.013986 | 0.023086 | 0.035203 | 0.051865 | 0.074629 | 0.10262 | 0.13846 | 0.17739 | 0.21593 | 0.25156 | 0.28814 | 0.32234 | 0.34596 | 0.35537 | 0.36665 | 0.37322 | 0.37846 | 3.5275
| Block 24: 220-230 mills/kWh | >220 | <=230 | 0.0012669 | 0.0036664 | 0.007681 | 0.013986 | 0.023086 | 0.035203 | 0.051865 | 0.074629 | 0.10262 | 0.13846 | 0.17739 | 0.21593 | 0.25156 | 0.28814 | 0.32234 | 0.34596 | 0.35537 | 0.36665 | 0.37322 | 0.37846 | 3.5275
| Block 25: 230-240 mills/kWh | >230 | <=240 | 0.0012669 | 0.0036664 | 0.007681 | 0.013986 | 0.023086 | 0.035203 | 0.051865 | 0.074629 | 0.10262 | 0.13846 | 0.17739 | 0.21593 | 0.25156 | 0.28814 | 0.32234 | 0.34596 | 0.35537 | 0.36665 | 0.37322 | 0.37846 | 3.5275
| Block 26: 240-250 mills/kWh | >240 | <=250 | 0.0012669 | 0.0036664 | 0.007681 | 0.013986 | 0.023086 | 0.035203 | 0.051865 | 0.074629 | 0.10262 | 0.13846 | 0.17739 | 0.21593 | 0.25156 | 0.28814 | 0.32234 | 0.34596 | 0.35537 | 0.36665 | 0.37322 | 0.37846 | 3.5275
| Block 27: 250-260 mills/kWh | >250 | <=260 | 0.0012669 | 0.0036664 | 0.007681 | 0.013986 | 0.023086 | 0.035203 | 0.051865 | 0.074629 | 0.10262 | 0.13846 | 0.17739 | 0.21593 | 0.25156 | 0.28814 | 0.32234 | 0.34596 | 0.35537 | 0.36665 | 0.37322 | 0.37846 | 3.5275
| Block 28: 260-270 mills/kWh | >260 | <=270 | 0.0012669 | 0.0036664 | 0.007681 | 0.013986 | 0.023086 | 0.035203 | 0.051865 | 0.074629 | 0.10262 | 0.13846 | 0.17739 | 0.21593 | 0.25156 | 0.28814 | 0.32234 | 0.34596 | 0.35537 | 0.36665 | 0.37322 | 0.37846 | 3.5275
| Block 29: 270-280 mills/kWh | >270 | <=280 | 0.0012669 | 0.0036664 | 0.007681 | 0.013986 | 0.023086 | 0.035203 | 0.051865 | 0.074629 | 0.10262 | 0.13846 | 0.17739 | 0.21593 | 0.25156 | 0.28814 | 0.32234 | 0.34596 | 0.35537 | 0.36665 | 0.37322 | 0.37846 | 3.5275
| Block 30: 280-290 mills/kWh | >280 | <=290 | 0.0012669 | 0.0036664 | 0.007681 | 0.013986 | 0.023086 | 0.035203 | 0.051865 | 0.074629 | 0.10262 | 0.13846 | 0.17739 | 0.21593 | 0.25156 | 0.28814 | 0.32234 | 0.34596 | 0.35537 | 0.36665 | 0.37322 | 0.37846 | 3.5275
| Block 31: 290-300 mills/kWh | >290 | <=300 | 0.0012669 | 0.0036664 | 0.007681 | 0.013986 | 0.023086 | 0.035203 | 0.051865 | 0.074629 | 0.10262 | 0.13846 | 0.17739 | 0.21593 | 0.25156 | 0.28814 | 0.32234 | 0.34596 | 0.35537 | 0.36665 | 0.37322 | 0.37846 | 3.5275
| Block 32: > 300 mills/kWh | >300 | <=9999 | 0.0012707 | 0.0036779 | 0.0077061 | 0.014031 | 0.023157 | 0.035313 | 0.052031 | 0.074875 | 0.10296 | 0.13892 | 0.17798 | 0.21665 | 0.25242 | 0.28911 | 0.32342 | 0.3471 | 0.35655 | 0.36785 | 0.37445 | 0.37969 | 3.5392
RECOMBINE MEASURE BUNDLES INTO SUPPLY CURVE INCREMENTAL
|  | SC_New |  | 2016 | 2017 | 2018 | 2019 | 2020 | 2021 | 2022 | 2023 | 2024 | 2025 | 2026 | 2027 | 2028 | 2029 | 2030 | 2031 | 2032 | 2033 | 2034 | 2035 | MAX
|  | WasteWater Heat Recovery |  | aMW_2016 | aMW_2017 | aMW_2018 | aMW_2019 | aMW_2020 | aMW_2021 | aMW_2022 | aMW_2023 | aMW_2024 | aMW_2025 | aMW_2026 | aMW_2027 | aMW_2028 | aMW_2029 | aMW_2030 | aMW_2031 | aMW_2032 | aMW_2033 | aMW_2034 | aMW_2035 | MAX
|  | Block 1: <= 0 mills/kWh |  | 0 | 0 | 0 | 0 | 0 | 0 | 0 | 0 | 0 | 0 | 0 | 0 | 0 | 0 | 0 | 0 | 0 | 0 | 0 | 0 | 0
|  | Block 2: 0-10 mills/kWh |  | 0 | 0 | 0 | 0 | 0 | 0 | 0 | 0 | 0 | 0 | 0 | 0 | 0 | 0 | 0 | 0 | 0 | 0 | 0 | 0 | 0
|  | Block 3: 10-20 mills/kWh |  | 0 | 0 | 0 | 0 | 0 | 0 | 0 | 0 | 0 | 0 | 0 | 0 | 0 | 0 | 0 | 0 | 0 | 0 | 0 | 0 | 0
|  | Block 4: 20-30 mills/kWh |  | 0 | 0 | 0 | 0 | 0 | 0 | 0 | 0 | 0 | 0 | 0 | 0 | 0 | 0 | 0 | 0 | 0 | 0 | 0 | 0 | 0
|  | Block 5: 30-40 mills/kWh |  | 0 | 0 | 0 | 0 | 0 | 0 | 0 | 0 | 0 | 0 | 0 | 0 | 0 | 0 | 0 | 0 | 0 | 0 | 0 | 0 | 0
|  | Block 6: 40-50 mills/kWh |  | 0 | 0 | 0 | 0 | 0 | 0 | 0 | 0 | 0 | 0 | 0 | 0 | 0 | 0 | 0 | 0 | 0 | 0 | 0 | 0 | 0
|  | Block 7: 50-60 mills/kWh |  | 0 | 0 | 0 | 0 | 0 | 0 | 0 | 0 | 0 | 0 | 0 | 0 | 0 | 0 | 0 | 0 | 0 | 0 | 0 | 0 | 0
|  | Block 8: 60-70 mills/kWh |  | 0 | 0 | 0 | 0 | 0 | 0 | 0 | 0 | 0 | 0 | 0 | 0 | 0 | 0 | 0 | 0 | 0 | 0 | 0 | 0 | 0
|  | Block 9: 70-80 mills/kWh |  | 0 | 0 | 0 | 0 | 0 | 0 | 0 | 0 | 0 | 0 | 0 | 0 | 0 | 0 | 0 | 0 | 0 | 0 | 0 | 0 | 0
|  | Block 10: 80-90 mills/kWh |  | 0 | 0 | 0 | 0 | 0 | 0 | 0 | 0 | 0 | 0 | 0 | 0 | 0 | 0 | 0 | 0 | 0 | 0 | 0 | 0 | 0
|  | Block 11: 90-100 mills/kWh |  | 0 | 0 | 0 | 0 | 0 | 0 | 0 | 0 | 0 | 0 | 0 | 0 | 0 | 0 | 0 | 0 | 0 | 0 | 0 | 0 | 0
|  | Block 12: 100-110 mills/kWh |  | 0 | 0 | 0 | 0 | 0 | 0 | 0 | 0 | 0 | 0 | 0 | 0 | 0 | 0 | 0 | 0 | 0 | 0 | 0 | 0 | 0
|  | Block 13: 110-120 mills/kWh |  | 0 | 0 | 0 | 0 | 0 | 0 | 0 | 0 | 0 | 0 | 0 | 0 | 0 | 0 | 0 | 0 | 0 | 0 | 0 | 0 | 0
|  | Block 14: 120-130 mills/kWh |  | 0 | 0 | 0 | 0 | 0 | 0 | 0 | 0 | 0 | 0 | 0 | 0 | 0 | 0 | 0 | 0 | 0 | 0 | 0 | 0 | 0
|  | Block 15: 130-140 mills/kWh |  | 0 | 0 | 0 | 0 | 0 | 0 | 0 | 0 | 0 | 0 | 0 | 0 | 0 | 0 | 0 | 0 | 0 | 0 | 0 | 0 | 0
|  | Block 16: 140-150 mills/kWh |  | 0 | 0 | 0 | 0 | 0 | 0 | 0 | 0 | 0 | 0 | 0 | 0 | 0 | 0 | 0 | 0 | 0 | 0 | 0 | 0 | 0
|  | Block 17: 150-160 mills/kWh |  | 0 | 0 | 0 | 0 | 0 | 0 | 0 | 0 | 0 | 0 | 0 | 0 | 0 | 0 | 0 | 0 | 0 | 0 | 0 | 0 | 0
|  | Block 18: 160-170 mills/kWh |  | 0 | 0 | 0 | 0 | 0 | 0 | 0 | 0 | 0 | 0 | 0 | 0 | 0 | 0 | 0 | 0 | 0 | 0 | 0 | 0 | 0
|  | Block 19: 170-180 mills/kWh |  | 0.00033246 | 0.00098577 | 0.0021332 | 0.0038862 | 0.0062683 | 0.0096404 | 0.014401 | 0.021072 | 0.029696 | 0.040328 | 0.051566 | 0.063359 | 0.075307 | 0.085534 | 0.094098 | 0.099823 | 0.10374 | 0.1062 | 0.10642 | 0.10711 | 1.0219
|  | Block 20: 180-190 mills/kWh |  | 0 | 0 | 0 | 0 | 0 | 0 | 0 | 0 | 0 | 0 | 0 | 0 | 0 | 0 | 0 | 0 | 0 | 0 | 0 | 0 | 0
|  | Block 21: 190-200 mills/kWh |  | 0.00093447 | 0.0026806 | 0.0055478 | 0.0101 | 0.016818 | 0.025563 | 0.037464 | 0.053558 | 0.072925 | 0.098128 | 0.12582 | 0.15257 | 0.17626 | 0.20261 | 0.22824 | 0.24613 | 0.25162 | 0.26045 | 0.2668 | 0.27135 | 2.5056
|  | Block 22: 200-210 mills/kWh |  | 0 | 0 | 0 | 0 | 0 | 0 | 0 | 0 | 0 | 0 | 0 | 0 | 0 | 0 | 0 | 0 | 0 | 0 | 0 | 0 | 0
|  | Block 23: 210-220 mills/kWh |  | 0 | 0 | 0 | 0 | 0 | 0 | 0 | 0 | 0 | 0 | 0 | 0 | 0 | 0 | 0 | 0 | 0 | 0 | 0 | 0 | 0
|  | Block 24: 220-230 mills/kWh |  | 0 | 0 | 0 | 0 | 0 | 0 | 0 | 0 | 0 | 0 | 0 | 0 | 0 | 0 | 0 | 0 | 0 | 0 | 0 | 0 | 0
|  | Block 25: 230-240 mills/kWh |  | 0 | 0 | 0 | 0 | 0 | 0 | 0 | 0 | 0 | 0 | 0 | 0 | 0 | 0 | 0 | 0 | 0 | 0 | 0 | 0 | 0
|  | Block 26: 240-250 mills/kWh |  | 0 | 0 | 0 | 0 | 0 | 0 | 0 | 0 | 0 | 0 | 0 | 0 | 0 | 0 | 0 | 0 | 0 | 0 | 0 | 0 | 0
|  | Block 27: 250-260 mills/kWh |  | 0 | 0 | 0 | 0 | 0 | 0 | 0 | 0 | 0 | 0 | 0 | 0 | 0 | 0 | 0 | 0 | 0 | 0 | 0 | 0 | 0
|  | Block 28: 260-270 mills/kWh |  | 0 | 0 | 0 | 0 | 0 | 0 | 0 | 0 | 0 | 0 | 0 | 0 | 0 | 0 | 0 | 0 | 0 | 0 | 0 | 0 | 0
|  | Block 29: 270-280 mills/kWh |  | 0 | 0 | 0 | 0 | 0 | 0 | 0 | 0 | 0 | 0 | 0 | 0 | 0 | 0 | 0 | 0 | 0 | 0 | 0 | 0 | 0
|  | Block 30: 280-290 mills/kWh |  | 0 | 0 | 0 | 0 | 0 | 0 | 0 | 0 | 0 | 0 | 0 | 0 | 0 | 0 | 0 | 0 | 0 | 0 | 0 | 0 | 0
|  | Block 31: 290-300 mills/kWh |  | 0 | 0 | 0 | 0 | 0 | 0 | 0 | 0 | 0 | 0 | 0 | 0 | 0 | 0 | 0 | 0 | 0 | 0 | 0 | 0 | 0
|  | Block 32: > 300 mills/kWh |  | 3.8058e-06 | 1.1443e-05 | 2.5136e-05 | 4.4736e-05 | 7.076e-05 | 0.00011046 | 0.00016549 | 0.00024515 | 0.00034306 | 0.00046584 | 0.00058847 | 0.00072166 | 0.00085035 | 0.00097339 | 0.0010759 | 0.0011406 | 0.0011868 | 0.0012022 | 0.0012237 | 0.0012306 | 0.01168
|  | Total per Year |  | 0.0012707 | 0.0036779 | 0.0077061 | 0.014031 | 0.023157 | 0.035313 | 0.052031 | 0.074875 | 0.10296 | 0.13892 | 0.17798 | 0.21665 | 0.25242 | 0.28911 | 0.32342 | 0.3471 | 0.35655 | 0.36785 | 0.37445 | 0.37969
|  | Total Cumulative |  | 0.0012707 | 0.0049486 | 0.012655 | 0.026685 | 0.049842 | 0.085156 | 0.13719 | 0.21206 | 0.31502 | 0.45395 | 0.63192 | 0.84858 | 1.101 | 1.3901 | 1.7135 | 2.0606 | 2.4172 | 2.785 | 3.1595 | 3.5392 | 3.5392
0

## Weighting
Building type | Electric Resistance | Heat Pump
Single Family | 93.95% | 6.052%
Multifamily - Low Rise | 94.43% | 5.571%
Multifamily - High Rise | 94.43% | 5.571%
| DHW & Shower Preheat | DHW Preheat
| 50% | 50%

## M_Input_Out
Shaped Savings Results; By Category and sorted by TRC BC ratio
[14 empty] | Savings Allocation by Category and Month for Segments 1 | [11 empty] | Savings Allocation by Category and Month for Segments 2
Category | Measure | Busbar Savings | First Cost | Admin Cost | First Year Program Cost | PV Cost | PV Benefits | Unit Program Cost: First Year Program Cost in $/average annual kW saved | Utility System Net Levelized Cost (Net of T&D Capacity Benefits, Act Credit & Risk-Mitigation) in mills/kWh | TRC Net Levelized Cost (Net of All Benefits) in mills/kWh | TRC B/C Ratio | Net Electric & Gas System CO2 Avoided (Lifetime Tons) | Wholesale KW | Jan | Feb | Mar | Apr | May | Jun | Jul | Aug | Sep | Oct | Nov | Dec | Jan | Feb | Mar | Apr | May | Jun | Jul | Aug | Sep | Oct | Nov | Dec
Multifamily GFHX DHW Preheat, Electric Resistance |  | 256.7191 | 639.71 | 127.942 | 767.652 | 574.4532 | 170.8862 | 26194.51 | 108.8048 | 153.6643 | 0.29748 | 2.4389 | 0.049681 | 16.9743 | 15.2061 | 17.4928 | 15.1707 | 14.4702 | 14.1082 | 11.9402 | 12.487 | 11.7146 | 14.1433 | 14.4963 | 16.8545 | 8.5174 | 7.1344 | 6.8116 | 7.0856 | 7.0807 | 5.8707 | 6.3834 | 5.0117 | 6.1746 | 5.7607 | 7.5441 | 8.2863
Multifamily GFHX DHW & Shower Preheat, Electric Resistance |  | 256.7191 | 707.8797 | 141.5759 | 849.4556 | 635.6689 | 170.8862 | 28985.8871 | 121.5703 | 171.2101 | 0.26883 | 2.4389 | 0.049681 | 16.9743 | 15.2061 | 17.4928 | 15.1707 | 14.4702 | 14.1082 | 11.9402 | 12.487 | 11.7146 | 14.1433 | 14.4963 | 16.8545 | 8.5174 | 7.1344 | 6.8116 | 7.0856 | 7.0807 | 5.8707 | 6.3834 | 5.0117 | 6.1746 | 5.7607 | 7.5441 | 8.2863
Single Family GFHX DHW Preheat, Electric Resistance |  | 256.7191 | 786.69 | 157.338 | 944.028 | 706.4397 | 170.8862 | 32212.97 | 136.3284 | 191.4947 | 0.2419 | 2.4389 | 0.049681 | 16.9743 | 15.2061 | 17.4928 | 15.1707 | 14.4702 | 14.1082 | 11.9402 | 12.487 | 11.7146 | 14.1433 | 14.4963 | 16.8545 | 8.5174 | 7.1344 | 6.8116 | 7.0856 | 7.0807 | 5.8707 | 6.3834 | 5.0117 | 6.1746 | 5.7607 | 7.5441 | 8.2863
Single Family GFHX DHW & Shower Preheat, Electric Resistance |  | 256.7191 | 815.91 | 163.182 | 979.092 | 732.679 | 170.8862 | 33409.4553 | 141.8001 | 199.0155 | 0.23323 | 2.4389 | 0.049681 | 16.9743 | 15.2061 | 17.4928 | 15.1707 | 14.4702 | 14.1082 | 11.9402 | 12.487 | 11.7146 | 14.1433 | 14.4963 | 16.8545 | 8.5174 | 7.1344 | 6.8116 | 7.0856 | 7.0807 | 5.8707 | 6.3834 | 5.0117 | 6.1746 | 5.7607 | 7.5441 | 8.2863
Multifamily GFHX DHW Preheat, Heat Pump |  | 123.2639 | 639.71 | 127.942 | 767.652 | 574.4532 | 83.9432 | 54554.7362 | 237.5116 | 330.9394 | 0.14613 | 1.171 | 0.026004 | 9.5801 | 8.6342 | 9.6636 | 7.583 | 6.2993 | 5.3277 | 4.5494 | 4.6407 | 4.6083 | 6.1818 | 6.8405 | 9.3263 | 5.0373 | 4.2423 | 3.8879 | 3.6214 | 3.0767 | 2.3224 | 2.4392 | 2.0192 | 2.4217 | 2.553 | 3.5558 | 4.8521
Multifamily GFHX DHW & Shower Preheat, Heat Pump |  | 123.2639 | 707.8797 | 141.5759 | 849.4556 | 635.6689 | 83.9432 | 60368.2767 | 264.098 | 367.4817 | 0.13205 | 1.171 | 0.026004 | 9.5801 | 8.6342 | 9.6636 | 7.583 | 6.2993 | 5.3277 | 4.5494 | 4.6407 | 4.6083 | 6.1818 | 6.8405 | 9.3263 | 5.0373 | 4.2423 | 3.8879 | 3.6214 | 3.0767 | 2.3224 | 2.4392 | 2.0192 | 2.4217 | 2.553 | 3.5558 | 4.8521
Single Family GFHX DHW Preheat, Heat Pump |  | 123.2639 | 786.69 | 157.338 | 944.028 | 706.4397 | 83.9432 | 67089.252 | 294.8343 | 409.728 | 0.11883 | 1.171 | 0.026004 | 9.5801 | 8.6342 | 9.6636 | 7.583 | 6.2993 | 5.3277 | 4.5494 | 4.6407 | 4.6083 | 6.1818 | 6.8405 | 9.3263 | 5.0373 | 4.2423 | 3.8879 | 3.6214 | 3.0767 | 2.3224 | 2.4392 | 2.0192 | 2.4217 | 2.553 | 3.5558 | 4.8521
Single Family GFHX DHW & Shower Preheat, Heat Pump |  | 123.2639 | 815.91 | 163.182 | 979.092 | 732.679 | 83.9432 | 69581.1458 | 306.2302 | 425.3914 | 0.11457 | 1.171 | 0.026004 | 9.5801 | 8.6342 | 9.6636 | 7.583 | 6.2993 | 5.3277 | 4.5494 | 4.6407 | 4.6083 | 6.1818 | 6.8405 | 9.3263 | 5.0373 | 4.2423 | 3.8879 | 3.6214 | 3.0767 | 2.3224 | 2.4392 | 2.0192 | 2.4217 | 2.553 | 3.5558 | 4.8521

## M_Input
Data Set Name
DHW Heat Recovery
Costs must be denominated in the same year as 'Input Cost Reference Year' = |  | 2012
1 | 2 | 3 | 4 | 5 | 6 | 7 | 8 | 9 | 10 | 11 | 12 | 13 | 14 | 15 | 16 | 17 | 18 | 19 | 20 | 21 | 22 | 23 | 24 | 25 | 26 | 27 | 28 | 29 | 30 | 31 | 32 | 33 | 34 | 35 | 36 | 37 | 38 | 39 | 40 | 41 | 42 | 43 | 44 | 45 | 46 | 47 | 48 | 49 | 50 | 51 | 52 | 53 | 54 | 55 | 56 | 57 | 58 | 59 | 60 | 61 | 62 | 63 | 64 | 65 | 66 | 67 | 68 | 69 | 70 | 71 | 72 | 73 | 74 | 75 | 76 | 77 | 78 | 79 | 80 | 81 | 82 | 83 | 84 | 85 | 86 | 87 | 88 | 89 | 90 | 91 | 92 | 93 | 94 | 95 | 96 | 97 | 98 | 99 | 100 | 101 | 102 | 103 | 104 | 105
Input Data | [7 empty] | Periodic Replacement Costs and Savings and Replacement Period | [5 empty] | Gas Inputs |  | Retro or LO | Early Retrofit Parameters
Category Name | Measure Name | Savings (kwh/yr) | Life (yrs) | Capital Cost | Annual O&M | Shape Pointer | Non-E Val ($/yr) | Cost 1 ($) | Period 1 | Cost 2 ($) | Period 2 | Cost 3 ($) | Period 3 | Savings (therms/yr) | Shape Pointer | R or L | Savings 2 (kWh) | Remaining Life (yrs) | Salvage Value ($)
Single Family GFHX DHW & Shower Preheat, Electric Resistance | GFHX DHW & Shower Preheat, Electric Resistance | 238.8315 | 40 | 815.91 |  | R-All-WH-ERWH-All-All-R | [9 empty] | L
Single Family GFHX DHW & Shower Preheat, Heat Pump | GFHX DHW & Shower Preheat, Heat Pump | 114.5889 | 40 | 815.91 |  | R-All-WH-HPWH-All-All-R | [9 empty] | L
Single Family GFHX DHW Preheat, Electric Resistance | GFHX DHW Preheat, Electric Resistance | 238.8315 | 40 | 786.69 |  | R-All-WH-ERWH-All-All-R | [9 empty] | L
Single Family GFHX DHW Preheat, Heat Pump | GFHX DHW Preheat, Heat Pump | 114.5889 | 40 | 786.69 |  | R-All-WH-HPWH-All-All-R | [9 empty] | L
Multifamily GFHX DHW & Shower Preheat, Electric Resistance | GFHX DHW & Shower Preheat, Electric Resistance | 238.8315 | 40 | 707.8797 |  | R-All-WH-ERWH-All-All-R | [9 empty] | L
Multifamily GFHX DHW & Shower Preheat, Heat Pump | GFHX DHW & Shower Preheat, Heat Pump | 114.5889 | 40 | 707.8797 |  | R-All-WH-HPWH-All-All-R | [9 empty] | L
Multifamily GFHX DHW Preheat, Electric Resistance | GFHX DHW Preheat, Electric Resistance | 238.8315 | 40 | 639.71 |  | R-All-WH-ERWH-All-All-R | [9 empty] | L
Multifamily GFHX DHW Preheat, Heat Pump | GFHX DHW Preheat, Heat Pump | 114.5889 | 40 | 639.71 |  | R-All-WH-HPWH-All-All-R | [9 empty] | L
ProCost Results
Version: | ProCost 3.0 - Beta04
Run Time: | Friday, 6 March , 2015 at 1:51 PM
Regurgitation of ProData input parameters which were used for this run
| Run Parameters |  | Run Parameters |  |  | Marginal Cost & Conservation Load Shape Parameters | [9 empty] | Sponsor Parameters | [5 empty] | Program Parameters |  |  | Utility System Parameters
| Run Type | Electric | Run Type | Electric |  | Marginal Costs and Savings Shape File | \\nas2\Q\SeventhPlan\Conservation Analysis\Global EE Inputs\MC Files\MC_AND_LOADSHAPE_v3.0_24segment-7P-D9 - NewSegValues.xlsx |  |  | 6P MidC Final (with carbon) | [6 empty] | Customer | Wholesale Elec | Retail Elec | Nat Gas |  | Program Life (yrs) | 20 |  |  | Electric | Gas
| Negative B/C Ratios | Off | Negative B/C Ratios | Off |  | Marginal Elec Avoided Cost Input Worksheet | 7P Mid |  |  | Conservation Load Shapes | [5 empty] | Real After-Tax Cost of Capital | 0.043096 | 0.043878 | 0.053289 | 0.054479 |  | Program Start Date | 2016 |  | Bulk System T&D Loss Factor | 0.0040389 | 0.01
| Admin Cost @ Category Level | On | Admin Cost @ Category Level | On |  | Elec Savings Shape Input Worksheet | GLSShapes |  |  | 6P_Gas_Final | [5 empty] | Financial Life (years) | 12 | 12 | 1 | 1 |  | Present Value Time Zero | 2016 |  | Bulk System T&D Credit ($/kw-yr)($/dailytherm-yr) | 26 | 0
| Repeat Periodic Replacement | On | Repeat Periodic Replacement | On |  | Marginal Gas Avoided Cost Input Worksheet | 7P Gas |  |  | Conservation Load Shapes | [6 empty] | Customer | Wholesale Elec | Retail Elec | Nat Gas |  | Input Cost Reference Year | 2012 |  | Bulk System T&D I2R Loss Component (%) | 0.9 | N/A
[6 empty] | Gas Savings Shape Input Worksheet | GLSShapes | [8 empty] | Sponsor Share of Initial Capital Cost | 0.35 | 0.195 | 0.455 | 0 |  | Real Discount Rate | 0.04 |  | Local System Dist Loss Factor | 0.047399 | 0
| Run Type: | Electric |  |  |  | Marginal Elec CO2 per kWh Input Worksheet | CO2 lbs per kWh .95 |  |  | CO2 lbs per therm | [5 empty] | Sponsor Share of Annual O&M | 1 | 0 | 0 | 0 |  | Capital Real Escalation Rate | 0 |  | Local System Dist Credit ($/kw-yr)($/dailytherm-yr) | 31 | 0
| Negative B/C Ratios: | False: (Converts Negative B/C Ratios) |  |  |  | Marginal Gas CO2 per therm Input Worksheet | CO2 lbs per therm |  |  | Zero Dollars per ton CO2 | [5 empty] | Sponsor Share of Periodic Replacement Cost | 1 | 0 | 0 | 0 |  | Admin Cost (as % of Initial Capital Cost) | 0.2 |  | Local System Dist I2R Loss Component (%) | 0.7 | N/A
| Admin Cost / Category Level: | True: Admin Costs added at Category Results |  |  |  | Marginal Avoided Cost CO2 Input Worksheet | Zero Dollars per ton CO2 |  |  | LineLossShapes | [5 empty] | Sponsor Share of Admin Cost |  | 0.3 | 0.7 | 0 |  | Regional Act Conservation Credit (%) | 0 |  | Risk-Mitigation Credit (mills/kWh)(mills/therm) - Retro. | 0 | 0
| Periodic O&M Treatment: | True: (Periodic O&M Repeats over measure life) |  |  |  | Line Loss Shape Input Worksheet | LineLossShapes | [8 empty] | Last Year of Non-Customer O&M & Period Replacement |  | 20 |  |  |  | Report Annual Carbon Saved for Year | 2018 |  | Risk-Mitigation Credit (mills/kWh)(mills/therm) - Lost Op. | 0 | 0
Measure Results; Sorted in same order as input
Total Results |  | Measure Input Data | [8 empty] | Savings | [5 empty] | PV Capital |  |  |  | PV Admin |  |  |  | PV O&M |  |  |  | PV Periodic Repl. |  |  |  | Total PV Capital, O&M and Periodic Repl Costs |  |  |  |  | PV Wholesale Electric Utility Costs & Benefits | [6 empty] | PV Retail Electric Utility Costs & Benefits | [6 empty] | PV Electric Utility System Costs & Benefits | [5 empty] | Electric Utility System Economics |  | Sponsor Levelized Cost (mills/kwh) |  |  |  |  | PV Regional Costs & Benefits | [15 empty] | TRC Economics |  | Physical CO2 | [6 empty] | Gas Inputs |  |  |  | PV Gas Utility System Costs & Benefits |  |  |  |  | Gas Utility System Economics
Category | Measure | Measure Life | Site Savings (kWh) | Site Savings (therms) | Capital Cost ($/unit) | Annual O&M Cost ($/unit) | PV Per. Repl. Cost ($/unit) | Load Shape (electric) | Diversified Load Factor (electric) | Wholesale Power Coincidence Factor (electric) | Wholesale Electric Energy (kWh) | Wholesale Electric Demand (kw) | Retail Electric Demand (kW) | Wholesale Gas Energy (therms/yr) | Wholesale Gas Demand (therms/day) | Retail Gas Demand (therms/day) | Wholesale Electric | Retail Electric | Natural Gas | Customer | Wholesale Electric | Retail Electric | Natural Gas | Customer | Wholesale Electric | Retail Electric | Natural Gas | Customer | Wholesale Electric | Retail Electric | Natural Gas | Customer | Wholesale Electric | Retail Electric | Natural Gas | Customer | Total | Wholesale Utility System Energy | Wholesale Utility System T&D Def. Cap. | Wholesale Utility System Act C-E Credit | Wholesale Utility System Risk Mitigation Benefit | Wholesale Utility System Total System Benefit | Wholesale Utility System Total Non-Consumer Cost | Wholesale Utility System B/C Ratio | Retail Utility System Energy | Retail Utility System T&D Def. Cap. | Retail Utility System Act C-E Credit | Retail Utility System Risk Mitigation Benefit | Retail Utility System Total System Benefit | Retail Utility System Total Non-Consumer Cost | Retail Utility System System B/C Ratio | Utility System Energy | Utility System T&D Def. Cap. | Utility System Act C-E Credit | Utility System Total Risk Mitigation Benefit | Utility System Total System Benefit | Utility System Total Non-Consumer Cost | Utility System Net Levelized Cost (Net of Elec T&D Capacity Benefits, Act Credit & Risk-Mitigation Benefit) in mills/kwh | Utility System System B/C Ratio | Wholesale Electric Levelized Cost | Retail Electric Levelized Cost | Natural Gas Levelized Cost | Customer Levelized Cost | Total Levelized Cost | PV Regional Electric Energy | PV Regional Gas Energy | PV Regional Electric T&D Def. Cap. | PV Regional Gas T&D Def. Cap. | PV Regional Electric System CO2 | PV Regional Gas System CO2 | PV Regional Electric System Risk-Mitigation Benefit | PV Regional Gas System Risk-Mitigation Benefit | PV Regional Non-E Value | PV Regional Act Credit | PV Regional Capital Cost | PV Regional Admin Cost | PV Regional Annual O&M Cost | PV Regional Periodic Replacement Cost | PV Total Regional Benefit | PV Total Regional Cost | TRC B/C Ratio | TRC Net Levelized Cost (Net of All Benefits) in mills/kWh | Electric System CO2 Avoided (Lifetime Tons) | Gas System CO2 Avoided (Lifetime Tons) | Total System CO2 Avoided (Lifetime Tons) | Electric System CO2 Avoided (Annual Tons in 2018) | Gas System CO2 Avoided (Annual Tons in 2018) | Total System CO2 Avoided (Annual Tons in 2018) |  | Gas Site Savings (therms) | Load Shape (gas) | Diversitfied Load Factor (gas) | Wholesale Coincidence Factor (gas) | Total Gas Utility System Energy | Gas Utility System T&D Def. Cap. | Gas Utility System Risk Mitigation Benefit | Gas Utility System Total System Benefit | Gas Utility System Total Non-Consumer Cost | Gas Utility System Net Levelized Cost (Net of Gas T&D Capacity Benefits & Risk-Mitigation Benefits) in cents/therm | Gas Utility System System B/C Ratio
Single Family GFHX DHW & Shower Preheat, Electric Resistance | GFHX DHW & Shower Preheat, Electric Resistance | 40 | 238.8315 | 0 | 815.91 | 0 | 0 | R-All-WH-ERWH-All-All-R |  |  | 256.7191 | 0.049681 | 0.049323 | 0 | 0 | 0 | 111.7171 | 258.1613 | 0 | 199.6186 | (na) | (na) | (na) | (na) | 0 | 0 | 0 | 0 | 0 | 0 | 0 | 0 | 111.7171 | 258.1613 | 0 | 199.6186 | 569.497 | 132.5518 | 17.5548 | 0 | 0 | 150.1066 | 111.7171 | 1.3436 | 132.5518 | 20.7796 | 0 | 0 | 153.3314 | 258.1613 | 0.59394 | 132.5518 | 38.3344 | 0 | 0 | 170.8862 | 369.8784 | 95.0283 | 0.46201 | 32.0208 | 73.9951 | 0 | 57.2154 | 163.2313 | 132.5518 | 0 | 38.3344 | 0 | 0 | 0 | 0 | 0 | 0 | 0 | 569.497 |  | 0 | 0 | 170.8862 | 569.497 | 0.30007 | 152.2437 | 2.4389 | 0 | 2.4389 | 0.12194 | 0 | 0.12194 |  | 0 |  | 0 | 0 | 0 | 0 | 0 | 0 | 0 | 9999 | 9999
Single Family GFHX DHW & Shower Preheat, Heat Pump | GFHX DHW & Shower Preheat, Heat Pump | 40 | 114.5889 | 0 | 815.91 | 0 | 0 | R-All-WH-HPWH-All-All-R |  |  | 123.2639 | 0.026004 | 0.025816 | 0 | 0 | 0 | 111.7171 | 258.1613 | 0 | 199.6186 | (na) | (na) | (na) | (na) | 0 | 0 | 0 | 0 | 0 | 0 | 0 | 0 | 111.7171 | 258.1613 | 0 | 199.6186 | 569.497 | 63.8787 | 9.1883 | 0 | 0 | 73.067 | 111.7171 | 0.65404 | 63.8787 | 10.8762 | 0 | 0 | 74.7549 | 258.1613 | 0.28957 | 63.8787 | 20.0645 | 0 | 0 | 83.9432 | 369.8784 | 208.8195 | 0.22695 | 66.6889 | 154.108 | 0 | 119.1613 | 339.9582 | 63.8787 | 0 | 20.0645 | 0 | 0 | 0 | 0 | 0 | 0 | 0 | 569.497 |  | 0 | 0 | 83.9432 | 569.497 | 0.1474 | 327.9808 | 1.171 | 0 | 1.171 | 0.05855 | 0 | 0.05855 |  | 0 |  | 0 | 0 | 0 | 0 | 0 | 0 | 0 | 9999 | 9999
Single Family GFHX DHW Preheat, Electric Resistance | GFHX DHW Preheat, Electric Resistance | 40 | 238.8315 | 0 | 786.69 | 0 | 0 | R-All-WH-ERWH-All-All-R |  |  | 256.7191 | 0.049681 | 0.049323 | 0 | 0 | 0 | 107.7162 | 248.9158 | 0 | 192.4697 | (na) | (na) | (na) | (na) | 0 | 0 | 0 | 0 | 0 | 0 | 0 | 0 | 107.7162 | 248.9158 | 0 | 192.4697 | 549.1017 | 132.5518 | 17.5548 | 0 | 0 | 150.1066 | 107.7162 | 1.3935 | 132.5518 | 20.7796 | 0 | 0 | 153.3314 | 248.9158 | 0.616 | 132.5518 | 38.3344 | 0 | 0 | 170.8862 | 356.632 | 91.2316 | 0.47917 | 30.874 | 71.3451 | 0 | 55.1664 | 157.3855 | 132.5518 | 0 | 38.3344 | 0 | 0 | 0 | 0 | 0 | 0 | 0 | 549.1017 |  | 0 | 0 | 170.8862 | 549.1017 | 0.31121 | 146.398 | 2.4389 | 0 | 2.4389 | 0.12194 | 0 | 0.12194 |  | 0 |  | 0 | 0 | 0 | 0 | 0 | 0 | 0 | 9999 | 9999
Single Family GFHX DHW Preheat, Heat Pump | GFHX DHW Preheat, Heat Pump | 40 | 114.5889 | 0 | 786.69 | 0 | 0 | R-All-WH-HPWH-All-All-R |  |  | 123.2639 | 0.026004 | 0.025816 | 0 | 0 | 0 | 107.7162 | 248.9158 | 0 | 192.4697 | (na) | (na) | (na) | (na) | 0 | 0 | 0 | 0 | 0 | 0 | 0 | 0 | 107.7162 | 248.9158 | 0 | 192.4697 | 549.1017 | 63.8787 | 9.1883 | 0 | 0 | 73.067 | 107.7162 | 0.67833 | 63.8787 | 10.8762 | 0 | 0 | 74.7549 | 248.9158 | 0.30032 | 63.8787 | 20.0645 | 0 | 0 | 83.9432 | 356.632 | 200.9122 | 0.23538 | 64.3006 | 148.589 | 0 | 114.8938 | 327.7834 | 63.8787 | 0 | 20.0645 | 0 | 0 | 0 | 0 | 0 | 0 | 0 | 549.1017 |  | 0 | 0 | 83.9432 | 549.1017 | 0.15287 | 315.806 | 1.171 | 0 | 1.171 | 0.05855 | 0 | 0.05855 |  | 0 |  | 0 | 0 | 0 | 0 | 0 | 0 | 0 | 9999 | 9999
Multifamily GFHX DHW & Shower Preheat, Electric Resistance | GFHX DHW & Shower Preheat, Electric Resistance | 40 | 238.8315 | 0 | 707.8797 | 0 | 0 | R-All-WH-ERWH-All-All-R |  |  | 256.7191 | 0.049681 | 0.049323 | 0 | 0 | 0 | 96.9252 | 223.9795 | 0 | 173.1882 | (na) | (na) | (na) | (na) | 0 | 0 | 0 | 0 | 0 | 0 | 0 | 0 | 96.9252 | 223.9795 | 0 | 173.1882 | 494.0929 | 132.5518 | 17.5548 | 0 | 0 | 150.1066 | 96.9252 | 1.5487 | 132.5518 | 20.7796 | 0 | 0 | 153.3314 | 223.9795 | 0.68458 | 132.5518 | 38.3344 | 0 | 0 | 170.8862 | 320.9048 | 80.9913 | 0.53251 | 27.7811 | 64.1978 | 0 | 49.6398 | 141.6187 | 132.5518 | 0 | 38.3344 | 0 | 0 | 0 | 0 | 0 | 0 | 0 | 494.0929 |  | 0 | 0 | 170.8862 | 494.0929 | 0.34586 | 130.6311 | 2.4389 | 0 | 2.4389 | 0.12194 | 0 | 0.12194 |  | 0 |  | 0 | 0 | 0 | 0 | 0 | 0 | 0 | 9999 | 9999
Multifamily GFHX DHW & Shower Preheat, Heat Pump | GFHX DHW & Shower Preheat, Heat Pump | 40 | 114.5889 | 0 | 707.8797 | 0 | 0 | R-All-WH-HPWH-All-All-R |  |  | 123.2639 | 0.026004 | 0.025816 | 0 | 0 | 0 | 96.9252 | 223.9795 | 0 | 173.1882 | (na) | (na) | (na) | (na) | 0 | 0 | 0 | 0 | 0 | 0 | 0 | 0 | 96.9252 | 223.9795 | 0 | 173.1882 | 494.0929 | 63.8787 | 9.1883 | 0 | 0 | 73.067 | 96.9252 | 0.75385 | 63.8787 | 10.8762 | 0 | 0 | 74.7549 | 223.9795 | 0.33376 | 63.8787 | 20.0645 | 0 | 0 | 83.9432 | 320.9048 | 179.585 | 0.26158 | 57.859 | 133.7034 | 0 | 103.3838 | 294.9461 | 63.8787 | 0 | 20.0645 | 0 | 0 | 0 | 0 | 0 | 0 | 0 | 494.0929 |  | 0 | 0 | 83.9432 | 494.0929 | 0.16989 | 282.9687 | 1.171 | 0 | 1.171 | 0.05855 | 0 | 0.05855 |  | 0 |  | 0 | 0 | 0 | 0 | 0 | 0 | 0 | 9999 | 9999
Multifamily GFHX DHW Preheat, Electric Resistance | GFHX DHW Preheat, Electric Resistance | 40 | 238.8315 | 0 | 639.71 | 0 | 0 | R-All-WH-ERWH-All-All-R |  |  | 256.7191 | 0.049681 | 0.049323 | 0 | 0 | 0 | 87.5912 | 202.41 | 0 | 156.5099 | (na) | (na) | (na) | (na) | 0 | 0 | 0 | 0 | 0 | 0 | 0 | 0 | 87.5912 | 202.41 | 0 | 156.5099 | 446.5112 | 132.5518 | 17.5548 | 0 | 0 | 150.1066 | 87.5912 | 1.7137 | 132.5518 | 20.7796 | 0 | 0 | 153.3314 | 202.41 | 0.75753 | 132.5518 | 38.3344 | 0 | 0 | 170.8862 | 290.0012 | 72.1336 | 0.58926 | 25.1057 | 58.0155 | 0 | 44.8594 | 127.9806 | 132.5518 | 0 | 38.3344 | 0 | 0 | 0 | 0 | 0 | 0 | 0 | 446.5112 |  | 0 | 0 | 170.8862 | 446.5112 | 0.38271 | 116.9931 | 2.4389 | 0 | 2.4389 | 0.12194 | 0 | 0.12194 |  | 0 |  | 0 | 0 | 0 | 0 | 0 | 0 | 0 | 9999 | 9999
Multifamily GFHX DHW Preheat, Heat Pump | GFHX DHW Preheat, Heat Pump | 40 | 114.5889 | 0 | 639.71 | 0 | 0 | R-All-WH-HPWH-All-All-R |  |  | 123.2639 | 0.026004 | 0.025816 | 0 | 0 | 0 | 87.5912 | 202.41 | 0 | 156.5099 | (na) | (na) | (na) | (na) | 0 | 0 | 0 | 0 | 0 | 0 | 0 | 0 | 87.5912 | 202.41 | 0 | 156.5099 | 446.5112 | 63.8787 | 9.1883 | 0 | 0 | 73.067 | 87.5912 | 0.83418 | 63.8787 | 10.8762 | 0 | 0 | 74.7549 | 202.41 | 0.36932 | 63.8787 | 20.0645 | 0 | 0 | 83.9432 | 290.0012 | 161.1373 | 0.28946 | 52.2871 | 120.8276 | 0 | 93.4278 | 266.5425 | 63.8787 | 0 | 20.0645 | 0 | 0 | 0 | 0 | 0 | 0 | 0 | 446.5112 |  | 0 | 0 | 83.9432 | 446.5112 | 0.188 | 254.5651 | 1.171 | 0 | 1.171 | 0.05855 | 0 | 0.05855 |  | 0 |  | 0 | 0 | 0 | 0 | 0 | 0 | 0 | 9999 | 9999
Category Results; Sorted by TRC Levelized Cost
Total Results |  | Measure Input Data | [8 empty] | Savings | [5 empty] | PV Capital |  |  |  | PV Admin |  |  |  | PV O&M |  |  |  | PV Periodic Repl. |  |  |  | Total PV Capital, O&M and Periodic Repl Costs |  |  |  |  | PV Wholesale Electric Utility Costs & Benefits | [6 empty] | PV Retail Electric Utility Costs & Benefits | [6 empty] | PV Electric Utility System Costs & Benefits | [5 empty] | Electric Utility System Economics |  | Sponsor Levelized Cost (mills/kwh) |  |  |  |  | PV Regional Costs & Benefits | [15 empty] | TRC Economics |  | Physical CO2 | [6 empty] | Gas Inputs |  |  |  | PV Gas Utility System Costs & Benefits |  |  |  |  | Gas Utility System Economics
Category | Measure | Measure Life | Site Savings (kWh) | Site Savings (therms) | Capital Cost ($/unit) | Annual O&M Cost ($/unit) | PV Per. Repl. Cost ($/unit) | Load Shape (electric) | Diversified Load Factor (electric) | Wholesale Power Coincidence Factor (electric) | Wholesale Electric Energy (kWh) | Wholesale Electric Demand (kw) | Retail Electric Demand (kW) | Wholesale Gas Energy (therms/yr) | Wholesale Gas Demand (therms/day) | Retail Gas Demand (therms/day) | Wholesale Electric | Retail Electric | Natural Gas | Customer | Wholesale Electric | Retail Electric | Natural Gas | Customer | Wholesale Electric | Retail Electric | Natural Gas | Customer | Wholesale Electric | Retail Electric | Natural Gas | Customer | Wholesale Electric | Retail Electric | Natural Gas | Customer | Total | Wholesale Utility System Energy | Wholesale Utility System T&D Def. Cap. | Wholesale Utility System Act C-E Credit | Wholesale Utility System Risk Mitigation Benefit | Wholesale Utility System Total System Benefit | Wholesale Utility System Total Non-Consumer Cost | Wholesale Utility System B/C Ratio | Retail Utility System Energy | Retail Utility System T&D Def. Cap. | Retail Utility System Act C-E Credit | Retail Utility System Risk Mitigation Benefit | Retail Utility System Total System Benefit | Retail Utility System Total Non-Consumer Cost | Retail Utility System System B/C Ratio | Utility System Energy | Utility System T&D Def. Cap. | Utility System Act C-E Credit | Utility System Total Risk Mitigation Benefit | Utility System Total System Benefit | Utility System Total Non-Consumer Cost | Utility System Net Levelized Cost (Net of Elec T&D Capacity Benefits, Act Credit & Risk-Mitigation Benefit) in mills/kwh | Utility System System B/C Ratio | Wholesale Electric Levelized Cost | Retail Electric Levelized Cost | Natural Gas Levelized Cost | Customer Levelized Cost | Total Levelized Cost | PV Regional Electric Energy | PV Regional Gas Energy | PV Regional Electric T&D Def. Cap. | PV Regional Gas T&D Def. Cap. | PV Regional Electric System CO2 | PV Regional Gas System CO2 | PV Regional Electric System Risk-Mitigation Benefit | PV Regional Gas System Risk-Mitigation Benefit | PV Regional Non-E Value | PV Regional Act Credit | PV Regional Capital Cost | PV Regional Admin Cost | PV Regional Annual O&M Cost | PV Regional Periodic Replacement Cost | PV Total Regional Benefit | PV Total Regional Cost | TRC B/C Ratio | TRC Net Levelized Cost (Net of All Benefits) in mills/kWh | Electric System CO2 Avoided (Lifetime Tons) | Gas System CO2 Avoided (Lifetime Tons) | Total System CO2 Avoided (Lifetime Tons) | Electric System CO2 Avoided (Annual Tons in 2018) | Gas System CO2 Avoided (Annual Tons in 2018) | Total System CO2 Avoided (Annual Tons in 2018) |  | Gas Site Savings (therms) | Load Shape (gas) | Diversitfied Load Factor (gas) | Wholesale Coincidence Factor (gas) | Total Gas Utility System Energy | Gas Utility System T&D Def. Cap. | Gas Utility System Risk Mitigation Benefit | Gas Utility System Total System Benefit | Gas Utility System Total Non-Consumer Cost | Gas Utility System Net Levelized Cost (Net of Gas T&D Capacity Benefits & Risk-Mitigation Benefits) in cents/therm | Gas Utility System System B/C Ratio
Multifamily GFHX DHW Preheat, Electric Resistance |  | 40 | 238.8315 | 0 | 639.71 | 0 | 0 |  |  |  | 256.7191 | 0.049681 | 0.049323 | 0 | 0 | 0 | 87.5912 | 202.41 | 0 | 156.5099 | 38.3826 | 89.5594 | 0 | 0 | 0 | 0 | 0 | 0 | 0 | 0 | 0 | 0 | 125.9738 | 291.9694 | 0 | 156.5099 | 574.4532 | 132.5518 | 17.5548 | 0 | 0 | 150.1066 | 125.9738 | 1.1916 | 132.5518 | 20.7796 | 0 | 0 | 153.3314 | 291.9694 | 0.52516 | 132.5518 | 38.3344 | 0 | 0 | 170.8862 | 417.9432 | 108.8048 | 0.40887 | 36.1071 | 83.6853 | 0 | 44.8594 | 164.6518 | 132.5518 | 0 | 38.3344 | 0 | 0 | 0 | 0 | 0 | 0 | 0 | 446.5112 | 127.942 | 0 | 0 | 170.8862 | 574.4532 | 0.29748 | 153.6643 | 2.4389 | 0 | 2.4389 | 0.12194 | 0 | 0.12194 |  | 0 |  | 0 | 0 | 0 | 0 | 0 | 0 | 0 | 9999 | 9999
Multifamily GFHX DHW & Shower Preheat, Electric Resistance |  | 40 | 238.8315 | 0 | 707.8797 | 0 | 0 |  |  |  | 256.7191 | 0.049681 | 0.049323 | 0 | 0 | 0 | 96.9252 | 223.9795 | 0 | 173.1882 | 42.4728 | 99.1032 | 0 | 0 | 0 | 0 | 0 | 0 | 0 | 0 | 0 | 0 | 139.398 | 323.0827 | 0 | 173.1882 | 635.6689 | 132.5518 | 17.5548 | 0 | 0 | 150.1066 | 139.398 | 1.0768 | 132.5518 | 20.7796 | 0 | 0 | 153.3314 | 323.0827 | 0.47459 | 132.5518 | 38.3344 | 0 | 0 | 170.8862 | 462.4807 | 121.5703 | 0.3695 | 39.9548 | 92.6031 | 0 | 49.6398 | 182.1977 | 132.5518 | 0 | 38.3344 | 0 | 0 | 0 | 0 | 0 | 0 | 0 | 494.0929 | 141.5759 | 0 | 0 | 170.8862 | 635.6689 | 0.26883 | 171.2101 | 2.4389 | 0 | 2.4389 | 0.12194 | 0 | 0.12194 |  | 0 |  | 0 | 0 | 0 | 0 | 0 | 0 | 0 | 9999 | 9999
Single Family GFHX DHW Preheat, Electric Resistance |  | 40 | 238.8315 | 0 | 786.69 | 0 | 0 |  |  |  | 256.7191 | 0.049681 | 0.049323 | 0 | 0 | 0 | 107.7162 | 248.9158 | 0 | 192.4697 | 47.2014 | 110.1366 | 0 | 0 | 0 | 0 | 0 | 0 | 0 | 0 | 0 | 0 | 154.9176 | 359.0524 | 0 | 192.4697 | 706.4397 | 132.5518 | 17.5548 | 0 | 0 | 150.1066 | 154.9176 | 0.96894 | 132.5518 | 20.7796 | 0 | 0 | 153.3314 | 359.0524 | 0.42704 | 132.5518 | 38.3344 | 0 | 0 | 170.8862 | 513.97 | 136.3284 | 0.33248 | 44.403 | 102.9129 | 0 | 55.1664 | 202.4823 | 132.5518 | 0 | 38.3344 | 0 | 0 | 0 | 0 | 0 | 0 | 0 | 549.1017 | 157.338 | 0 | 0 | 170.8862 | 706.4397 | 0.2419 | 191.4947 | 2.4389 | 0 | 2.4389 | 0.12194 | 0 | 0.12194 |  | 0 |  | 0 | 0 | 0 | 0 | 0 | 0 | 0 | 9999 | 9999
Single Family GFHX DHW & Shower Preheat, Electric Resistance |  | 40 | 238.8315 | 0 | 815.91 | 0 | 0 |  |  |  | 256.7191 | 0.049681 | 0.049323 | 0 | 0 | 0 | 111.7171 | 258.1613 | 0 | 199.6186 | 48.9546 | 114.2274 | 0 | 0 | 0 | 0 | 0 | 0 | 0 | 0 | 0 | 0 | 160.6717 | 372.3887 | 0 | 199.6186 | 732.679 | 132.5518 | 17.5548 | 0 | 0 | 150.1066 | 160.6717 | 0.93424 | 132.5518 | 20.7796 | 0 | 0 | 153.3314 | 372.3887 | 0.41175 | 132.5518 | 38.3344 | 0 | 0 | 170.8862 | 533.0604 | 141.8001 | 0.32058 | 46.0523 | 106.7354 | 0 | 57.2154 | 210.0031 | 132.5518 | 0 | 38.3344 | 0 | 0 | 0 | 0 | 0 | 0 | 0 | 569.497 | 163.182 | 0 | 0 | 170.8862 | 732.679 | 0.23323 | 199.0155 | 2.4389 | 0 | 2.4389 | 0.12194 | 0 | 0.12194 |  | 0 |  | 0 | 0 | 0 | 0 | 0 | 0 | 0 | 9999 | 9999
Multifamily GFHX DHW Preheat, Heat Pump |  | 40 | 114.5889 | 0 | 639.71 | 0 | 0 |  |  |  | 123.2639 | 0.026004 | 0.025816 | 0 | 0 | 0 | 87.5912 | 202.41 | 0 | 156.5099 | 38.3826 | 89.5594 | 0 | 0 | 0 | 0 | 0 | 0 | 0 | 0 | 0 | 0 | 125.9738 | 291.9694 | 0 | 156.5099 | 574.4532 | 63.8787 | 9.1883 | 0 | 0 | 73.067 | 125.9738 | 0.58002 | 63.8787 | 10.8762 | 0 | 0 | 74.7549 | 291.9694 | 0.25604 | 63.8787 | 20.0645 | 0 | 0 | 83.9432 | 417.9432 | 237.5116 | 0.20085 | 75.1994 | 174.2896 | 0 | 93.4278 | 342.9168 | 63.8787 | 0 | 20.0645 | 0 | 0 | 0 | 0 | 0 | 0 | 0 | 446.5112 | 127.942 | 0 | 0 | 83.9432 | 574.4532 | 0.14613 | 330.9394 | 1.171 | 0 | 1.171 | 0.05855 | 0 | 0.05855 |  | 0 |  | 0 | 0 | 0 | 0 | 0 | 0 | 0 | 9999 | 9999
Multifamily GFHX DHW & Shower Preheat, Heat Pump |  | 40 | 114.5889 | 0 | 707.8797 | 0 | 0 |  |  |  | 123.2639 | 0.026004 | 0.025816 | 0 | 0 | 0 | 96.9252 | 223.9795 | 0 | 173.1882 | 42.4728 | 99.1032 | 0 | 0 | 0 | 0 | 0 | 0 | 0 | 0 | 0 | 0 | 139.398 | 323.0827 | 0 | 173.1882 | 635.6689 | 63.8787 | 9.1883 | 0 | 0 | 73.067 | 139.398 | 0.52416 | 63.8787 | 10.8762 | 0 | 0 | 74.7549 | 323.0827 | 0.23138 | 63.8787 | 20.0645 | 0 | 0 | 83.9432 | 462.4807 | 264.098 | 0.18151 | 83.2129 | 192.8625 | 0 | 103.3838 | 379.4591 | 63.8787 | 0 | 20.0645 | 0 | 0 | 0 | 0 | 0 | 0 | 0 | 494.0929 | 141.5759 | 0 | 0 | 83.9432 | 635.6689 | 0.13205 | 367.4817 | 1.171 | 0 | 1.171 | 0.05855 | 0 | 0.05855 |  | 0 |  | 0 | 0 | 0 | 0 | 0 | 0 | 0 | 9999 | 9999
Single Family GFHX DHW Preheat, Heat Pump |  | 40 | 114.5889 | 0 | 786.69 | 0 | 0 |  |  |  | 123.2639 | 0.026004 | 0.025816 | 0 | 0 | 0 | 107.7162 | 248.9158 | 0 | 192.4697 | 47.2014 | 110.1366 | 0 | 0 | 0 | 0 | 0 | 0 | 0 | 0 | 0 | 0 | 154.9176 | 359.0524 | 0 | 192.4697 | 706.4397 | 63.8787 | 9.1883 | 0 | 0 | 73.067 | 154.9176 | 0.47165 | 63.8787 | 10.8762 | 0 | 0 | 74.7549 | 359.0524 | 0.2082 | 63.8787 | 20.0645 | 0 | 0 | 83.9432 | 513.97 | 294.8343 | 0.16332 | 92.4772 | 214.3344 | 0 | 114.8938 | 421.7054 | 63.8787 | 0 | 20.0645 | 0 | 0 | 0 | 0 | 0 | 0 | 0 | 549.1017 | 157.338 | 0 | 0 | 83.9432 | 706.4397 | 0.11883 | 409.728 | 1.171 | 0 | 1.171 | 0.05855 | 0 | 0.05855 |  | 0 |  | 0 | 0 | 0 | 0 | 0 | 0 | 0 | 9999 | 9999
Single Family GFHX DHW & Shower Preheat, Heat Pump |  | 40 | 114.5889 | 0 | 815.91 | 0 | 0 |  |  |  | 123.2639 | 0.026004 | 0.025816 | 0 | 0 | 0 | 111.7171 | 258.1613 | 0 | 199.6186 | 48.9546 | 114.2274 | 0 | 0 | 0 | 0 | 0 | 0 | 0 | 0 | 0 | 0 | 160.6717 | 372.3887 | 0 | 199.6186 | 732.679 | 63.8787 | 9.1883 | 0 | 0 | 73.067 | 160.6717 | 0.45476 | 63.8787 | 10.8762 | 0 | 0 | 74.7549 | 372.3887 | 0.20074 | 63.8787 | 20.0645 | 0 | 0 | 83.9432 | 533.0604 | 306.2302 | 0.15747 | 95.9121 | 222.2954 | 0 | 119.1613 | 437.3688 | 63.8787 | 0 | 20.0645 | 0 | 0 | 0 | 0 | 0 | 0 | 0 | 569.497 | 163.182 | 0 | 0 | 83.9432 | 732.679 | 0.11457 | 425.3914 | 1.171 | 0 | 1.171 | 0.05855 | 0 | 0.05855 |  | 0 |  | 0 | 0 | 0 | 0 | 0 | 0 | 0 | 9999 | 9999
Supply Curve Results; Categories sorted by TRC Net Levelized Cost
Totals for Categories with Benefits Exceeding Costs. Levelized cost is TRC Net Levelized Cost (Net of Benefits) | [12 empty] | Savings Allocation by Cost Bin and Month for Segments 1 | [12 empty] | Savings Allocation by Cost Bin and Month for Segments 2
| Totals Basis | Busbar Electric Savings in kWh | First Cost | Admin Cost | First Year Program Cost | PV Cost | PV Benefits | Unit Program Cost: First Year Program Cost in $/average annual kW saved | Utility System Net Levelized Cost (Net of T&D Capacity Benefits, Act Credit & Risk-Mitigation) in mills/kWh | TRC Net Levelized Cost (Net of All Benefits) in mills/kWh | TRC B/C Ratio | Net Electric & Gas System CO2 Avoided (Lifetime Tons) | Jan | Feb | Mar | Apr | May | Jun | Jul | Aug | Sep | Oct | Nov | Dec |  | Jan | Feb | Mar | Apr | May | Jun | Jul | Aug | Sep | Oct | Nov | Dec
| Measures with B/C > 1.00 | 0 | 0 | 0 | 0 | 0 | 0 | 0 | 0 | 0 | 0 | 0 | 0 | 0 | 0 | 0 | 0 | 0 | 0 | 0 | 0 | 0 | 0 | 0 |  | 0 | 0 | 0 | 0 | 0 | 0 | 0 | 0 | 0 | 0 | 0 | 0
| Categories with B/C > 1.00 | 0 | 0 | 0 | 0 | 0 | 0 | 0 | 0 | 0 | 0 | 0 | 0 | 0 | 0 | 0 | 0 | 0 | 0 | 0 | 0 | 0 | 0 | 0 |  | 0 | 0 | 0 | 0 | 0 | 0 | 0 | 0 | 0 | 0 | 0 | 0
Supply Curve Results: By TRC Net Levelized Cost - Net of Benefits
| Block 1: <= 0 mills/kWh | 0 | 0 | 0 | 0 | 0 | 0 | 0 | 0 | 0 | 0 | 0 | 0 | 0 | 0 | 0 | 0 | 0 | 0 | 0 | 0 | 0 | 0 | 0 |  | 0 | 0 | 0 | 0 | 0 | 0 | 0 | 0 | 0 | 0 | 0 | 0
| Block 2: <= 10 mills/kWh | 0 | 0 | 0 | 0 | 0 | 0 | 0 | 0 | 0 | 0 | 0 | 0 | 0 | 0 | 0 | 0 | 0 | 0 | 0 | 0 | 0 | 0 | 0 |  | 0 | 0 | 0 | 0 | 0 | 0 | 0 | 0 | 0 | 0 | 0 | 0
| Block 3: 10-20 mills/kWh | 0 | 0 | 0 | 0 | 0 | 0 | 0 | 0 | 0 | 0 | 0 | 0 | 0 | 0 | 0 | 0 | 0 | 0 | 0 | 0 | 0 | 0 | 0 |  | 0 | 0 | 0 | 0 | 0 | 0 | 0 | 0 | 0 | 0 | 0 | 0
| Block 4: 20-30 mills/kWh | 0 | 0 | 0 | 0 | 0 | 0 | 0 | 0 | 0 | 0 | 0 | 0 | 0 | 0 | 0 | 0 | 0 | 0 | 0 | 0 | 0 | 0 | 0 |  | 0 | 0 | 0 | 0 | 0 | 0 | 0 | 0 | 0 | 0 | 0 | 0
| Block 5: 30-40 mills/kWh | 0 | 0 | 0 | 0 | 0 | 0 | 0 | 0 | 0 | 0 | 0 | 0 | 0 | 0 | 0 | 0 | 0 | 0 | 0 | 0 | 0 | 0 | 0 |  | 0 | 0 | 0 | 0 | 0 | 0 | 0 | 0 | 0 | 0 | 0 | 0
| Block 6: 40-50 mills/kWh | 0 | 0 | 0 | 0 | 0 | 0 | 0 | 0 | 0 | 0 | 0 | 0 | 0 | 0 | 0 | 0 | 0 | 0 | 0 | 0 | 0 | 0 | 0 |  | 0 | 0 | 0 | 0 | 0 | 0 | 0 | 0 | 0 | 0 | 0 | 0
| Block 7: 50-60 mills/kWh | 0 | 0 | 0 | 0 | 0 | 0 | 0 | 0 | 0 | 0 | 0 | 0 | 0 | 0 | 0 | 0 | 0 | 0 | 0 | 0 | 0 | 0 | 0 |  | 0 | 0 | 0 | 0 | 0 | 0 | 0 | 0 | 0 | 0 | 0 | 0
| Block 8: 60-70 mills/kWh | 0 | 0 | 0 | 0 | 0 | 0 | 0 | 0 | 0 | 0 | 0 | 0 | 0 | 0 | 0 | 0 | 0 | 0 | 0 | 0 | 0 | 0 | 0 |  | 0 | 0 | 0 | 0 | 0 | 0 | 0 | 0 | 0 | 0 | 0 | 0
| Block 9: 70-80 mills/kWh | 0 | 0 | 0 | 0 | 0 | 0 | 0 | 0 | 0 | 0 | 0 | 0 | 0 | 0 | 0 | 0 | 0 | 0 | 0 | 0 | 0 | 0 | 0 |  | 0 | 0 | 0 | 0 | 0 | 0 | 0 | 0 | 0 | 0 | 0 | 0
| Block 10: 80-90 mills/kWh | 0 | 0 | 0 | 0 | 0 | 0 | 0 | 0 | 0 | 0 | 0 | 0 | 0 | 0 | 0 | 0 | 0 | 0 | 0 | 0 | 0 | 0 | 0 |  | 0 | 0 | 0 | 0 | 0 | 0 | 0 | 0 | 0 | 0 | 0 | 0
| Block 11: 90-100 mills/kWh | 0 | 0 | 0 | 0 | 0 | 0 | 0 | 0 | 0 | 0 | 0 | 0 | 0 | 0 | 0 | 0 | 0 | 0 | 0 | 0 | 0 | 0 | 0 |  | 0 | 0 | 0 | 0 | 0 | 0 | 0 | 0 | 0 | 0 | 0 | 0
| Block 12: 100-110 mills/kWh | 0 | 0 | 0 | 0 | 0 | 0 | 0 | 0 | 0 | 0 | 0 | 0 | 0 | 0 | 0 | 0 | 0 | 0 | 0 | 0 | 0 | 0 | 0 |  | 0 | 0 | 0 | 0 | 0 | 0 | 0 | 0 | 0 | 0 | 0 | 0
| Block 13: 110-120 mills/kWh | 0 | 0 | 0 | 0 | 0 | 0 | 0 | 0 | 0 | 0 | 0 | 0 | 0 | 0 | 0 | 0 | 0 | 0 | 0 | 0 | 0 | 0 | 0 |  | 0 | 0 | 0 | 0 | 0 | 0 | 0 | 0 | 0 | 0 | 0 | 0
| Block 14: 120-130 mills/kWh | 0 | 0 | 0 | 0 | 0 | 0 | 0 | 0 | 0 | 0 | 0 | 0 | 0 | 0 | 0 | 0 | 0 | 0 | 0 | 0 | 0 | 0 | 0 |  | 0 | 0 | 0 | 0 | 0 | 0 | 0 | 0 | 0 | 0 | 0 | 0
| Block 15: 130-140 mills/kWh | 0 | 0 | 0 | 0 | 0 | 0 | 0 | 0 | 0 | 0 | 0 | 0 | 0 | 0 | 0 | 0 | 0 | 0 | 0 | 0 | 0 | 0 | 0 |  | 0 | 0 | 0 | 0 | 0 | 0 | 0 | 0 | 0 | 0 | 0 | 0
| Block 16: 140-150 mills/kWh | 0 | 0 | 0 | 0 | 0 | 0 | 0 | 0 | 0 | 0 | 0 | 0 | 0 | 0 | 0 | 0 | 0 | 0 | 0 | 0 | 0 | 0 | 0 |  | 0 | 0 | 0 | 0 | 0 | 0 | 0 | 0 | 0 | 0 | 0 | 0
| Block 17: 150-160 mills/kWh | 256.7191 | 639.71 | 127.942 | 767.652 | 574.4532 | 170.8862 | 26194.51 | 108.8048 | 153.6643 | 0.29748 | 2.4389 | 16.9743 | 15.2061 | 17.4928 | 15.1707 | 14.4702 | 14.1082 | 11.9402 | 12.487 | 11.7146 | 14.1433 | 14.4963 | 16.8545 |  | 8.5174 | 7.1344 | 6.8116 | 7.0856 | 7.0807 | 5.8707 | 6.3834 | 5.0117 | 6.1746 | 5.7607 | 7.5441 | 8.2863
| Block 18: 160-170 mills/kWh | 0 | 0 | 0 | 0 | 0 | 0 | 0 | 0 | 0 | 0 | 0 | 0 | 0 | 0 | 0 | 0 | 0 | 0 | 0 | 0 | 0 | 0 | 0 |  | 0 | 0 | 0 | 0 | 0 | 0 | 0 | 0 | 0 | 0 | 0 | 0
| Block 19: 170-180 mills/kWh | 256.7191 | 707.8797 | 141.5759 | 849.4556 | 635.6689 | 170.8862 | 28985.8871 | 121.5703 | 171.2101 | 0.26883 | 2.4389 | 16.9743 | 15.2061 | 17.4928 | 15.1707 | 14.4702 | 14.1082 | 11.9402 | 12.487 | 11.7146 | 14.1433 | 14.4963 | 16.8545 |  | 8.5174 | 7.1344 | 6.8116 | 7.0856 | 7.0807 | 5.8707 | 6.3834 | 5.0117 | 6.1746 | 5.7607 | 7.5441 | 8.2863
| Block 20: 180-190 mills/kWh | 0 | 0 | 0 | 0 | 0 | 0 | 0 | 0 | 0 | 0 | 0 | 0 | 0 | 0 | 0 | 0 | 0 | 0 | 0 | 0 | 0 | 0 | 0 |  | 0 | 0 | 0 | 0 | 0 | 0 | 0 | 0 | 0 | 0 | 0 | 0
| Block 21: 190-200 mills/kWh | 513.4382 | 1602.6 | 320.52 | 1923.12 | 1439.1187 | 341.7724 | 32811.2126 | 139.0642 | 195.2551 | 0.23757 | 4.8777 | 33.9485 | 30.4121 | 34.9856 | 30.3414 | 28.9404 | 28.2163 | 23.8804 | 24.974 | 23.4292 | 28.2865 | 28.9926 | 33.7091 |  | 17.0348 | 14.2687 | 13.6231 | 14.1713 | 14.1613 | 11.7413 | 12.7668 | 10.0233 | 12.3491 | 11.5213 | 15.0883 | 16.5726
| Block 22: > 200 mills/kWh | 493.0557 | 2950.1897 | 590.0379 | 3540.2276 | 2649.2408 | 335.7726 | 62898.3527 | 275.6685 | 383.3851 | 0.12789 | 4.6841 | 38.3204 | 34.5368 | 38.6545 | 30.332 | 25.1972 | 21.311 | 18.1975 | 18.5629 | 18.4332 | 24.7271 | 27.3621 | 37.3052 |  | 20.1493 | 16.9693 | 15.5517 | 14.4857 | 12.3067 | 9.2894 | 9.7566 | 8.077 | 9.687 | 10.2118 | 14.2231 | 19.4082
Shaped Savings Results; By Category and sorted by TRC BC ratio
[13 empty] | Savings Allocation by Cost Bin and Month for Segments 1 Feb: Savings Allocation by Category and Month for Segments 1 |  |  | Savings Allocation by Category and Month for Segments 2
Category | Measure | Busbar Savings | First Cost | Admin Cost | First Year Program Cost | PV Cost | PV Benefits | Unit Program Cost: First Year Program Cost in $/average annual kW saved | Utility System Net Levelized Cost (Net of T&D Capacity Benefits, Act Credit & Risk-Mitigation) in mills/kWh | TRC Net Levelized Cost (Net of All Benefits) in mills/kWh | TRC B/C Ratio | Net Electric & Gas System CO2 Avoided (Lifetime Tons) | Wholesale KW | Jan | Feb | Mar | Apr | May | Jun | Jul | Aug | Sep | Oct | Nov | Dec |  | Jan | Feb | Mar | Apr | May | Jun | Jul | Aug | Sep | Oct | Nov | Dec
Multifamily GFHX DHW Preheat, Electric Resistance |  | 256.7191 | 639.71 | 127.942 | 767.652 | 574.4532 | 170.8862 | 26194.51 | 108.8048 | 153.6643 | 0.29748 | 2.4389 | 0.049681 | 16.9743 | 15.2061 | 17.4928 | 15.1707 | 14.4702 | 14.1082 | 11.9402 | 12.487 | 11.7146 | 14.1433 | 14.4963 | 16.8545 |  | 8.5174 | 7.1344 | 6.8116 | 7.0856 | 7.0807 | 5.8707 | 6.3834 | 5.0117 | 6.1746 | 5.7607 | 7.5441 | 8.2863
Multifamily GFHX DHW & Shower Preheat, Electric Resistance |  | 256.7191 | 707.8797 | 141.5759 | 849.4556 | 635.6689 | 170.8862 | 28985.8871 | 121.5703 | 171.2101 | 0.26883 | 2.4389 | 0.049681 | 16.9743 | 15.2061 | 17.4928 | 15.1707 | 14.4702 | 14.1082 | 11.9402 | 12.487 | 11.7146 | 14.1433 | 14.4963 | 16.8545 |  | 8.5174 | 7.1344 | 6.8116 | 7.0856 | 7.0807 | 5.8707 | 6.3834 | 5.0117 | 6.1746 | 5.7607 | 7.5441 | 8.2863
Single Family GFHX DHW Preheat, Electric Resistance |  | 256.7191 | 786.69 | 157.338 | 944.028 | 706.4397 | 170.8862 | 32212.97 | 136.3284 | 191.4947 | 0.2419 | 2.4389 | 0.049681 | 16.9743 | 15.2061 | 17.4928 | 15.1707 | 14.4702 | 14.1082 | 11.9402 | 12.487 | 11.7146 | 14.1433 | 14.4963 | 16.8545 |  | 8.5174 | 7.1344 | 6.8116 | 7.0856 | 7.0807 | 5.8707 | 6.3834 | 5.0117 | 6.1746 | 5.7607 | 7.5441 | 8.2863
Single Family GFHX DHW & Shower Preheat, Electric Resistance |  | 256.7191 | 815.91 | 163.182 | 979.092 | 732.679 | 170.8862 | 33409.4553 | 141.8001 | 199.0155 | 0.23323 | 2.4389 | 0.049681 | 16.9743 | 15.2061 | 17.4928 | 15.1707 | 14.4702 | 14.1082 | 11.9402 | 12.487 | 11.7146 | 14.1433 | 14.4963 | 16.8545 |  | 8.5174 | 7.1344 | 6.8116 | 7.0856 | 7.0807 | 5.8707 | 6.3834 | 5.0117 | 6.1746 | 5.7607 | 7.5441 | 8.2863
Multifamily GFHX DHW Preheat, Heat Pump |  | 123.2639 | 639.71 | 127.942 | 767.652 | 574.4532 | 83.9432 | 54554.7362 | 237.5116 | 330.9394 | 0.14613 | 1.171 | 0.026004 | 9.5801 | 8.6342 | 9.6636 | 7.583 | 6.2993 | 5.3277 | 4.5494 | 4.6407 | 4.6083 | 6.1818 | 6.8405 | 9.3263 |  | 5.0373 | 4.2423 | 3.8879 | 3.6214 | 3.0767 | 2.3224 | 2.4392 | 2.0192 | 2.4217 | 2.553 | 3.5558 | 4.8521
Multifamily GFHX DHW & Shower Preheat, Heat Pump |  | 123.2639 | 707.8797 | 141.5759 | 849.4556 | 635.6689 | 83.9432 | 60368.2767 | 264.098 | 367.4817 | 0.13205 | 1.171 | 0.026004 | 9.5801 | 8.6342 | 9.6636 | 7.583 | 6.2993 | 5.3277 | 4.5494 | 4.6407 | 4.6083 | 6.1818 | 6.8405 | 9.3263 |  | 5.0373 | 4.2423 | 3.8879 | 3.6214 | 3.0767 | 2.3224 | 2.4392 | 2.0192 | 2.4217 | 2.553 | 3.5558 | 4.8521
Single Family GFHX DHW Preheat, Heat Pump |  | 123.2639 | 786.69 | 157.338 | 944.028 | 706.4397 | 83.9432 | 67089.252 | 294.8343 | 409.728 | 0.11883 | 1.171 | 0.026004 | 9.5801 | 8.6342 | 9.6636 | 7.583 | 6.2993 | 5.3277 | 4.5494 | 4.6407 | 4.6083 | 6.1818 | 6.8405 | 9.3263 |  | 5.0373 | 4.2423 | 3.8879 | 3.6214 | 3.0767 | 2.3224 | 2.4392 | 2.0192 | 2.4217 | 2.553 | 3.5558 | 4.8521
Single Family GFHX DHW & Shower Preheat, Heat Pump |  | 123.2639 | 815.91 | 163.182 | 979.092 | 732.679 | 83.9432 | 69581.1458 | 306.2302 | 425.3914 | 0.11457 | 1.171 | 0.026004 | 9.5801 | 8.6342 | 9.6636 | 7.583 | 6.2993 | 5.3277 | 4.5494 | 4.6407 | 4.6083 | 6.1818 | 6.8405 | 9.3263 |  | 5.0373 | 4.2423 | 3.8879 | 3.6214 | 3.0767 | 2.3224 | 2.4392 | 2.0192 | 2.4217 | 2.553 | 3.5558 | 4.8521
Note on I6: :ProCost Perioodic replacement costs and savinsg of the measure. These are costs and savings that occur periodicially, but at different periods than annually. Can be positive or negative. Periodic replacement costs for both the measure and the baseline measure should be included if applicable. ProCost can analysze these costs in two ways dependent on the 'Repeat Periodic Replacemetn' switch in the ProData page. When set to 'On', ProCost repeats replacement costs for multiple times over the life of a measure depending on the input period and measure life. For example fluorescent lamps may have a 4-year replacement cycle that repeats 3 times in a 15-year measure life. When set to 'Off', ProCost reads the period as the year after installation that the replacement cost occurs and does not subsequently reinstall or repeat the replacement costs. For example a compressor may be replaced only once in the life of a heat-pump system. Example: A new fluorescent lighting systems may have a measure life of 15 years, and a lamp life of five years. Two lamps lamps per fixture must be replaced at years 6 and 11. Lamp and labor costs, expressed as positive costs, are entered as a cost and the period would be enetered as 5. The baseline measure may have a four year lamp life and would have required a three-lamp replacement at years 5, 9 and 13. Lamp and labor replacement costs would be entered as annual savings in dollars with a 4-year period. ProCost determines the net present value of the two cost streams.
Note on O6: :ProCost If the measure has gas savings for incfreases, enter the annual savings and shape of the savings here. Example: Clothes washer saves electric motor and dryer energy and gas water heat.
Note on A7: :Procost Category for the measure. Individual measures can be grouped into categories. Procost output is reported by measure and by category. All measures must belong to at least one category. Category name can be the same as measure name. Example: Measures can be combined into one category if they have components with different load shapes or measure lives. On wash machines there may be one load shape for the electric motor savings component, a second load shape for the electric water heat savings component and a third shape for electric dryer savings component.
Note on B7: :ProCost Name of Measure. User-defined. For PTR measures, defined naming conventions apply.
Note on C7: :ProCost Annual electric savings for the measure in kWh at the site. May be positive, negative or zero. Savings are incremental to the baseline alternative.
Note on D7: :ProCost Physical life of the measure in years. Must be >=1.
Note on E7: :ProCost Initial cost to install the measure in dollars. Costs are incremental to the baseline alternative. Dollars must be denominated in the same year as 'Input Cost Reference Year' input on the ProData page.
Note on F7: :ProCost Annaul opperations and maintenace cost for the measure in dollars. Must be incremental cost over the baseline alternative. May be positive, negative or zero. Dollars must be denominated in the same year as 'Input Cost Reference Year' input on the ProData page. O&M costs are enetered as positive values. Negative values represent O&M savings compared to the baseline alternative. Example: Annualized maintenace cost for a heat pump heating system compared to a baseline electric resistance heating system.
Note on G7: :ProCost Name of the pointer to the shape of the savings. The shapes represent the daily and monthly shape of the savings in four time segments for each month of the year. Shape of the savings is relative to the baseline alternative. These shaps are in the MC_AND_Loadshape file.
Note on H7: :ProCost Annual value of any non-energy benefits of the measure, relative to the baseline alternative. Expressed in dollars per year and denominated in dollars of the 'Cost Reference Year'. Positive value represents dollar savings. Negative value represents dollar cost. Example: Water, detergent and sewer savings from efficient clothes washer.
Note on I7: : Cost in dollars that is incurred for Period 1. Positive value if cost. Negative value if savings. Dollars must be denominated in the same year as 'Input Cost Reference Year' input on the ProData page.
Note on J7: :ProCost Duration of Period1. The time at which Period 1 costs, or savings, occur. In years.
Note on K7: : Cost in dollars that is incurred for Period 2 Positive value if cost. Negative value if savings. Dollars must be denominated in the same year as 'Input Cost Reference Year' input on the ProData page.
Note on L7: :ProCost Duration of Period 2. The time at which Period 2 costs, or savings, occur. In years.
Note on M7: : Cost in dollars that is incurred for Period 3. Positive value if cost. Negative value if savings. Dollars must be denominated in the same year as 'Input Cost Reference Year' input on the ProData page.
Note on N7: :ProCost Duration of Period 3. The time at which Period 3 costs, or savings, occur. In years.
Note on O7: : Annual gas savings, or increases, in therms.
Note on P7: :ProCost Name of the pointer to the shape of the savings. The shapes represent the daily and monthly shape of the savings in four time segments for each month of the year. Shape of the savings is relative to the baseline alternative. These shaps are in the MC_AND_Loadshape file.
Note on BH42: Direct and program administrative costs incurred by the utility system minus benefits that accrue to the utility system.There are separate Utility System Net Levelized Costs for the electric and the gas system. Utility system benefits include deferred transmission and distribution system capacity, risk-mitigation and Regional Act credit all of which are user-determined inputs.Utility System benefits do not include any non-energy benefits such as, other-fuel benefits, O&M benefits or periodic replacement benefits which generally accrue to the customer or to non-utility sponsors. Utility System Net Levelized Costs correspond to Utility System B/C ratio with regard to the costs and benefits included. Benefits are subtracted from costs, then levelized over the life of the measure The Risk-Mitigation credit is used to determine program cost-effectiveness and impacts both the Utility System B/C ratio and the Utility System Net Levelized Cost. If the Risk-Mitigation credit is non-zero, the Utility System Net Levelized Cost will be reduced by the Risk-Mitigation benefit. When using ProCost to build conservation supply curves, the user should set the Risk-Mitigation Credit to zero so the credit is not reflected in the supply curves.
Note on BM42: Direct and program administrative costs of the measure to sponsor. Separate costs for each sponsor. Depends on share of costs incurred by sponsor, sponsor cost of capital, and financing term which are user-defined inputs. Includes applicable Capital, O&M, Periodic Replacement and Program Administrative costs. Sponsor costs are levelized over program life. Does not include any adjustments for benefit. NOTE: Units are per kWh for 'Electric' runs and per therm for 'Gas' runs for all sponsors.
Note on CE42: All costs minus all benefits regardless of which sponsor incurs the cost or accrues the benefits. TRC Net Levelized Cost includes all applicable costs and all benefits. In addition to energy system costs and benefits, TRC Net Levelized Cost includes non-energy, other-fuel, O&M, periodic-replacement and risk-mitigation benefits and costs. TRC Net Levelized Cost corresponds to TRC B/C ratios with regard to the costs and benefits included. Benefits are subtracted from costs, then levelized over the life of the measure. The Risk-Mitigation credit is used to determine program cost-effectiveness and impacts both the TRC B/C ratio and the TRC Net Levelized Cost. If Risk-Mitigation credit is non-zero, TRC Levelized Cost will be reduced by the risk-mitigation benefit. When using ProCost to build conservation supply curves, the user should set the Risk-Mitigation Credit to zero so the credit is not reflected in the supply curves.
Note on CW42: Direct and program administrative costs incurred by the utility system minus benefits that accrue to the utility system.There are separate Utility System Net Levelized Costs for the electric and the gas system. Utility system benefits include deferred transmission and distribution system capacity, risk-mitigation and Regional Act credit all of which are user-determined inputs.Utility System benefits do not include any non-energy benefits such as, other-fuel benefits, O&M benefits or periodic replacement benefits which generally accrue to the customer or to non-utility sponsors. Utility System Net Levelized Costs correspond to Utility System B/C ratio with regard to the costs and benefits included. Benefits are subtracted from costs, then levelized over the life of the measure The Risk-Mitigation credit is used to determine program cost-effectiveness and impacts both the Utility System B/C ratio and the Utility System Net Levelized Cost. If the Risk-Mitigation credit is non-zero, the Utility System Net Levelized Cost will be reduced by the Risk-Mitigation benefit. When using ProCost to build conservation supply curves, the user should set the Risk-Mitigation Credit to zero so the credit is not reflected in the supply curves.
Note on BH55: Direct and program administrative costs incurred by the utility system minus benefits that accrue to the utility system.There are separate Utility System Net Levelized Costs for the electric and the gas system. Utility system benefits include deferred transmission and distribution system capacity, risk-mitigation and Regional Act credit all of which are user-determined inputs.Utility System benefits do not include any non-energy benefits such as, other-fuel benefits, O&M benefits or periodic replacement benefits which generally accrue to the customer or to non-utility sponsors. Utility System Net Levelized Costs correspond to Utility System B/C ratio with regard to the costs and benefits included. Benefits are subtracted from costs, then levelized over the life of the measure The Risk-Mitigation credit is used to determine program cost-effectiveness and impacts both the Utility System B/C ratio and the Utility System Net Levelized Cost. If the Risk-Mitigation credit is non-zero, the Utility System Net Levelized Cost will be reduced by the Risk-Mitigation benefit. When using ProCost to build conservation supply curves, the user should set the Risk-Mitigation Credit to zero so the credit is not reflected in the supply curves.
Note on BM55: Direct and program administrative costs of the measure to sponsor. Separate costs for each sponsor. Depends on share of costs incurred by sponsor, sponsor cost of capital, and financing term which are user-defined inputs. Includes applicable Capital, O&M, Periodic Replacement and Program Administrative costs. Sponsor costs are levelized over program life. Does not include any adjustments for benefit. NOTE: Units are per kWh for 'Electric' runs and per therm for 'Gas' runs for all sponsors.
Note on CE55: All costs minus all benefits regardless of which sponsor incurs the cost or accrues the benefits. TRC Net Levelized Cost includes all applicable costs and all benefits. In addition to energy system costs and benefits, TRC Net Levelized Cost includes non-energy, other-fuel, O&M, periodic-replacement and risk-mitigation benefits and costs. TRC Net Levelized Cost corresponds to TRC B/C ratios with regard to the costs and benefits included. Benefits are subtracted from costs, then levelized over the life of the measure. The Risk-Mitigation credit is used to determine program cost-effectiveness and impacts both the TRC B/C ratio and the TRC Net Levelized Cost. If Risk-Mitigation credit is non-zero, TRC Levelized Cost will be reduced by the risk-mitigation benefit. When using ProCost to build conservation supply curves, the user should set the Risk-Mitigation Credit to zero so the credit is not reflected in the supply curves.
Note on CW55: Direct and program administrative costs incurred by the utility system minus benefits that accrue to the utility system.There are separate Utility System Net Levelized Costs for the electric and the gas system. Utility system benefits include deferred transmission and distribution system capacity, risk-mitigation and Regional Act credit all of which are user-determined inputs.Utility System benefits do not include any non-energy benefits such as, other-fuel benefits, O&M benefits or periodic replacement benefits which generally accrue to the customer or to non-utility sponsors. Utility System Net Levelized Costs correspond to Utility System B/C ratio with regard to the costs and benefits included. Benefits are subtracted from costs, then levelized over the life of the measure The Risk-Mitigation credit is used to determine program cost-effectiveness and impacts both the Utility System B/C ratio and the Utility System Net Levelized Cost. If the Risk-Mitigation credit is non-zero, the Utility System Net Levelized Cost will be reduced by the Risk-Mitigation benefit. When using ProCost to build conservation supply curves, the user should set the Risk-Mitigation Credit to zero so the credit is not reflected in the supply curves.

## Cost
Recovery Factor per Retail Cost
DHW Heat Recovery
Model | Mode | Unit Cost, Retail | Installed Cost, Retail | 2014 -> 2012 Deflator
Shower Preheat mode Use unequal flow |  |  |  | 0.974
G3-30 | New SF | 350 | 601.37
G3-40 | New SF | 420 | 669.55
G3-60 | New SF | 530 | 776.69
G3-30 | New MF | 350 | 454.39
G3-40 | New MF | 420 | 522.57
G3-60 | New MF | 530 | 629.71
DHW and Shower preheat, Use Balanced Flow, favored new installation
S3-30 | New SF | 380 | 640.59
S3-40 | New SF | 450 | 708.77
S3-60 | New SF | 560 | 815.91
S3-30 | New MF | 380 | 530.355
S3-40 | New MF | 450 | 598.535
S3-60 | New MF | 560 | 707.8797
DHW preheat only, Use unequal flow, favored retrofit installation
S3-30 | New SF | 380 | 640.59
S3-40 | New SF | 450 | 708.77
S3-60 | New SF | 560 | 815.91
G3-30 | New SF | 350 | 611.37
G3-40 | New SF | 420 | 679.55
G3-60 | New SF | 530 | 786.69
S3-30 | New MF | 380 | 493.61
S3-40 | New MF | 450 | 561.79
S3-60 | New MF | 560 | 668.93
G3-30 | New MF | 350 | 464.39
G3-40 | New MF | 420 | 532.57
G3-60 | New MF | 530 | 639.71
Winter 2008 Prices
Lo-Copper GFX’s
Model No. | Length | Cost ($-CDN)
GFX G3-36-LC | 36” | 415
GFX G3-48-LC | 48” | 512
GFX G3-60-LC | 60” | 570
Home Depot Brand GFX’s
PowerPipe (R3-36) | 36” | 587
PowerPipe (R3-48) | 48” | 690
PowerPipe (R3-60) | 60” | 795
Note on C4: Tina Jayaweera: http://www.gfxtechnology.com/ accessed 9/23/14

## CostNotes
Cost Data for GFX
DHW Heat Recovery
Retail Labor Rate | 73.49 | RTFStandardInformationWorkbook_v2_0
Application | Cost Estimate | Source of Data
MF New, shower cold-side preheat only, | 629.71 | Ed at Tapani Plumbing (360) 687 -3983 on 26 April 2002. | Labor cost less than one hour per unit in mass application mode. Materials include two Fernco #3001couplings ($15), ten extra feet of 3/4 supply, straps and fittings ($5) and 30 feet of extra 3-inch waste line ($20). For Shower plus DHW preheat go to 1.5
SF New, shower cold-side preheat only, | 776.69 |  | Three hours labor in SF site-built homes. Same materials as MF
SF New, DHW & shower preheat, balanced flow | 815.91 |  | Use model S3-60 plus 30 feet 3-inch waste line ($20), 20 feet 3/4 inch supply line ($10) and 3 hours labor.
Slab of Grade or Basement | 920.47 |  | Add pump, strainer/filter, Check valve, Pressure switch and three hours labor. Use model P3-60.

## Savings
Savings
DHW Heat Recovery
English
Input Assumptions | Value | Unit | Source |  |  |  | 120 | 55 | 105.6618
Shower Temperature | 108.363 | Degrees F |  |  |  |  | 1.4731 | 0.41691 | 1.89
Inlet Temperature | 55 | Degrees F | RTF assumption |  |  |  | 77.94% | 22.06% | 7.9
No change in standby losses | [6 empty] | 11.6374 | 3.2936 | 14.931
Fraction of household showers captured by GFX unit | 66.4% |  | RTF assumption |  |  |  | Metric
Heat Recovery Factor for shower preheat | NA |  | Eliminated based on NRC Research |  |  |  | 48.8889 | 12.7778 | 40.9232 | HXF_Config1= | 5.5762 | NTU_Config1= | 1.3876
Heat Recovery Factor for balanced flow shower and DHW preheat | 54.16% |  | Revised per NRC Research |  |  |  | 5.5762 | 1.5782 | 7.1544 | HXF_Config2= | 7.1544 | NTU_Config2= | 1.1813
Heat Recovery Factor for DHW preheat only (retrofit) | 48.09% |  | Revised per NRC Research |  |  |  | 77.94% | 22.06% | 29.9048 | Effectiveness_Config1 | 48.09%
[7 empty] | 44.0523 | 12.4676 | 56.52 | Effectiveness_Config2 | 54.16%
Savings by Application | Heat Recovery Factor | Annual Shower Energy input kWh | Annual Energy Savings in kWh | Configuration | Configuration
Shower Preheat, Electric Resistance | NA | NA | NA | No longer used | 3 |  |  |  | Liter/gal | 0.26417
Shower Preheat, Heat Pump | NA | NA | NA | No longer used | 3
DHW Preheat & Shower Preheat, Electric Resistance | 48.09% | 747.8765 | 238.8315 | Preheat cold water to hot water tank only | 1
DHW Preheat, & Shower Preheat, Heat Pump | 54.16% | 318.6604 | 114.5889 | Preheat cold water to hot water tank and shower | 2
DHW Preheat, Electric Resistance | 48.09% | 747.8765 | 238.8315 | Preheat cold water to hot water tank only | 1
DHW Preheat, Heat Pump | 54.16% | 318.6604 | 114.5889 | Preheat cold water to hot water tank and shower | 2
Select GFX Model
GFX G3-60 | 4.2096 | 0.6458
2
Manufacturer/Model (DWHR) | C* | n* | NTU = C x HXF^-n
GFX G3-40 | 3.7669 | 0.6452 | Where
GFX G3-60 | 4.2096 | 0.6458 | HXF = Heat Exchanger Flow
Rettherm C3-40 | 3.4053 | 0.7028
Rettherm S3-60 | 3.071 | 0.5996
PowerPipe R3-36 | 2.8869 | 0.7219
PowerPipe R3-60 | 4.7622 | 0.6355
"C" and "n" factors empirically derived from laboratory testing
From RTF Showerhead UES workbook
Actual Flow Rate as a Percentage of Rated Flow Rate
Shower Duration
| Flow Rate |  | Duration |  | Hot Water Percentage |  | Shower duration at 2.5 gpm from 2000 Seattle End-use Study. Increased duration at lower flow rates reflects range of anecdotal evidence - rigorous emprical evidence unavailable
Rated gpm | In situ gpm | % of Rated | minutes per shower | % of baseline duration | % | Temperature (degF) | Hot Water Percentages
2.5 | 2.2 | 90% | 7.84 | 100% | 73.1% | 108.363 | 2.5 and 2.0 gpm hot water percentages from:
2 | 1.8 | 90% | 7.84 | 100% | 75.5% | 110.115 | US EPA. (2005). Water and Energy Savings from High Efficiency Fixtures and Appliances in Single Family Homes. (Also duration)
1.75 | 1.575 | 90% | 7.84 | 100% | 76.85% | 111.1005 | 1.75 and 1.5 gpm hot water percentages follow the linear relationship between in situ flow rate and hot water percentage from the above datapoints
1.5 | 1.35 | 90% | 7.84 | 100% | 78.2% | 112.086 | Flow rate
90% of rated flow rate for 2.5 and 2.0 gpm showerheads typical of field studies reviewed; 2.20 from 2008 Seattle study
used same % of rated flow at lower flow rates assumed pressure compensating shower head to avoid ubearable low flow rate where water pressure is very low (i.e. <40 psi)
Post-Retrofit
Application | Primary Shower |  |  | Heat Pump Water Heater
Showerhead rated flow rate at 80 psi | 2.0 gpm | 1.75 gpm | 1.5 gpm | 1.5 gpm
Daily showers per Person (showers per person per day) | 0.55 | 0.55 | 0.55 | 0.55
*Annualized Occupancy (days per year) | 350 | 350 | 350 | 350
*Persons per Showerhead (people per showerhead) | 2.51 | 2.51 | 2.51 | 2.51
Average Shower Length (min per shower) | 7.84 | 7.84 | 7.84 | 7.84
Showerhead Utilization (min per year) | 3788.092 | 3788.092 | 3788.092 | 3788.092
Shower Flow Rate (gpm) | 1.8 | 1.575 | 1.35 | 1.35
Shower Water from Hot Tap (%) | 75.5% | 76.85% | 78.2% | 78.2%
*Water heater outlet temperature minus inlet temperature (°F) | 75 | 75 | 75 | 75
Shower Temperature Setpoint (°F) | 110.115 | 111.1005 | 112.086 | 112.086
*Water Heater Heating Energy (kWh per °F per gallon) | 0.0024935 | 0.0024935 | 0.0024935 | 0.0010624
*Water Heater Heating Energy (therms per °F per gallon) | 0.0001112 | 0.0001112 | 0.0001112 | 0.0001112
Total Gallons per Year | 6818.5656 | 5966.2449 | 5113.9242 | 5113.9242
Hot Water Gallons per Year | 5148.017 | 4585.0592 | 3999.0887 | 3999.0887
Hot Water Gallons degF per year | 386101.2771 | 343879.4404 | 299931.6543 | 299931.6543
Electric Water Heating
Annual kWh | 962.7396 | 857.4599 | 747.8765 | 318.6604
Gas Water Heating
Annual therms | 42.9345 | 38.2394 | 33.3524
All Water Heating
Annual kWh | 531.4323 | 473.3179 | 412.8278
Annual therms | 19.2346 | 17.1312 | 14.9419
Steady State Efficiency
Electric |  |  | 98%
Heat Pump Water Heater |  |  | 230%
Gas |  |  | 75%
Conversion Factors
kWh per gallon degF |  |  | 0.0024436
btu per gallon degF |  |  | 8.34
therms per gallon degF |  |  | 8.34e-05
Electric Water Heating Saturation
Residential |  |  | 55.2% | RBSA
Note on D6: from: "Energy Efficient Showerhead and Faucet Aerator Metering Study - Single Family Residences". SBW Consulting, Inc.; Puget Sound Power and Light. December 1994.
Note on D8: Household Showering and Bathing 9.98 showers/week in primary and 5.05 showers in secondary from: "Energy Efficient Showerhead and Faucet Aerator Metering Study - Single Family Residences". SBW Consulting, Inc.; Puget Sound Power and Light. December 1994.
Note on D9: Charlie Grist: Derate published values by 10% due to 1) Warm up time 2) Reduced transfer efficacy over time from gunk build up on copper surfaces. Published values are based on test data developed at steady state and new and clean conditions, neither of which obtain in the field.
Note on B10: Tom Eckman: Revised 02/26/08 based on NRC research
Note on D10: Charlie Grist: Derate published values by 10% due to 1) Warm up time 2) Reduced transfer efficacy over time from gunk build up on copper surfaces. Published values are based on test data developed at steady state and new and clean conditions, neither of which obtain in the field. Tom Eckman - Revised 02/26/08. Natural Resources Canada (NRC) tested 3 brands and 9 models of gravity film heat exchangers. NRC reported in "Drain Water Heat Recovery Characterization and Modeling" by Charles Zaloumn, Maxime Lafrance and John Gusdorf a set of empirically derived heat recovery efficiency data for these devices. The equations and efficiency rating used here are based on the findings from that research.
Note on B11: Tom Eckman: Revised 02/26/08 based on NRC research
Note on D11: Charlie Grist: Derate published values by 10% due to 1) Warm up time 2) Reduced transfer efficacy over time from gunk build up on copper surfaces. Published values are based on test data developed at steady state and new and clean conditions, neither of which obtain in the field. Tom Eckman - Revised 02/26/08. Natural Resources Canada (NRC) tested 3 brands and 9 models of gravity film heat exchangers. NRC reported in "Drain Water Heat Recovery Characterization and Modeling" by Charles Zaloumn, Maxime Lafrance and John Gusdorf a set of empirically derived heat recovery efficiency data for these devices. The equations and efficiency rating used here are based on the findings from that research.
Note on B16: Tom Eckman: Revised 02/26/08 based on NRC research
Note on B17: Tom Eckman: Revised 02/26/08 based on NRC research
Note on B18: Tom Eckman: Revised 02/26/08 based on NRC research
Note on B19: Tom Eckman: Revised 02/26/08 based on NRC research
Note on G40: Faith DeBolt: not used in savings analysis, a delta T (outlet-inlet) of 75F used instead.

## NRC Ratings
Model | Brand | Heat Recovery Efficiency | NRCan Program Energy Credits (kWh) | CSA B55.1 Certified | Nominal Diameter (mm) | Nominal Diameter (in) | Length (mm) | Length (in) | Heat Recovery Rate (kW) | Heat Recovery Rate (BTU/hr) | Pressure Loss (kPa) | Pressure Loss (psi) | Mass (kg) | Mass (lbs) | Discontinued Date | DOWNLOADED FROM:
C4-42 | Power-Pipe | 30.4 | 1105 | yes | 102 | 4 | 1065 | 42 | 5.63 | 19239.5 | 3.6 | 0.5 | 13.01 | 28.67 |  | http://oee.nrcan.gc.ca/pml-lmp/index.cfm?language_langue=en&action=app%2Esearch%2Drecherche&appliance=DWHR&attr=0
R3-28 | Power-Pipe | 30.7 | 1116 | yes | 76 | 3 | 710 | 28 | 5.69 | 19429.4 | 7.7 | 1.1 | 6.14 | 13.54
R4-24 | Power-Pipe | 30.9 | 1124 | yes | 102 | 4 | 610 | 24 | 5.73 | 19555.9 | 5.2 | 0.7 | 7.32 | 16.13
C3-39 | Power-Pipe | 31 | 1127 | yes | 76 | 3 | 990 | 39 | 5.74 | 19619.2 | 3.2 | 0.5 | 8.51 | 18.76
R2-36 | Power-Pipe | 31.3 | 1138 | yes | 51 | 2 | 915 | 36 | 5.8 | 19809.1 | 5.7 | 0.8 | 6.79 | 14.96
R4-26 | Power-Pipe | 32.5 | 1182 | yes | 102 | 4 | 660 | 26 | 6.02 | 20568.5 | 5.6 | 0.8 | 7.91 | 17.43
C4-45 | Power-Pipe | 32.8 | 1193 | yes | 102 | 4 | 1145 | 45 | 6.08 | 20758.4 | 3.9 | 0.6 | 13.92 | 30.69
R2-38 | Power-Pipe | 32.9 | 1196 | yes | 51 | 2 | 965 | 38 | 6.1 | 20821.7 | 6 | 0.9 | 7.17 | 15.81
C3-42 | Power-Pipe | 33.3 | 1211 | yes | 76 | 3 | 1065 | 42 | 6.17 | 21074.8 | 3.4 | 0.5 | 9.09 | 20.04
R4-28 | Power-Pipe | 34 | 1236 | yes | 102 | 4 | 710 | 28 | 6.3 | 21517.9 | 6 | 0.9 | 8.5 | 18.73
R2-40 | Power-Pipe | 34.4 | 1251 | yes | 51 | 2 | 1015 | 40 | 6.37 | 21771 | 6.3 | 0.9 | 7.55 | 16.65
R3-30 | Power-Pipe | 34.8 | 1265 | yes | 76 | 3 | 760 | 30 | 6.45 | 22024.2 | 8.2 | 1.2 | 6.54 | 14.41
C4-48 | Power-Pipe | 35.1 | 1276 | yes | 102 | 4 | 1220 | 48 | 6.5 | 22214 | 4.1 | 0.6 | 14.83 | 32.7
C3-45 | Power-Pipe | 35.4 | 1287 | yes | 76 | 3 | 1145 | 45 | 6.56 | 22403.9 | 3.7 | 0.5 | 9.68 | 21.33
R4-30 | Power-Pipe | 35.5 | 1291 | yes | 102 | 4 | 760 | 30 | 6.58 | 22467.2 | 6.4 | 0.9 | 9.08 | 20.03
R2-42 | Power-Pipe | 35.9 | 1305 | yes | 51 | 2 | 1065 | 42 | 6.65 | 22720.3 | 6.6 | 1 | 7.93 | 17.49
R3-32 | Power-Pipe | 36.2 | 1316 | yes | 76 | 3 | 815 | 32 | 6.71 | 22910.2 | 8.8 | 1.3 | 6.93 | 15.27
R4-32 | Power-Pipe | 36.9 | 1342 | yes | 102 | 4 | 815 | 32 | 6.84 | 23353.2 | 6.8 | 1 | 9.67 | 21.33
C4-51 | Power-Pipe | 37.3 | 1356 | yes | 102 | 4 | 1295 | 51 | 6.91 | 23606.4 | 4.4 | 0.6 | 15.75 | 34.72
R2-44 | Power-Pipe | 37.4 | 1360 | yes | 51 | 2 | 1120 | 44 | 6.93 | 23669.6 | 6.9 | 1 | 8.32 | 18.34
C3-48 | Power-Pipe | 37.5 | 1364 | yes | 76 | 3 | 1220 | 48 | 6.95 | 23732.9 | 4 | 0.6 | 10.26 | 22.62
R3-34 | Power-Pipe | 37.6 | 1367 | yes | 76 | 3 | 865 | 34 | 6.97 | 23796.2 | 9.3 | 1.4 | 7.32 | 16.13
R4-34 | Power-Pipe | 38.3 | 1393 | yes | 102 | 4 | 865 | 34 | 7.1 | 24239.2 | 7.2 | 1 | 10.26 | 22.63
R2-46 | Power-Pipe | 38.7 | 1407 | yes | 51 | 2 | 1170 | 46 | 7.17 | 24492.4 | 7.2 | 1 | 8.7 | 19.18
ECO-GFX2340 | EcoInnovation Technologies Inc. | 39 | 1418 | no | 75 | 3 | 1016 | 40 | 7 | 23896 | 9 | 1.3 | 9.8 | 21.1
R3-36 | Power-Pipe | 39 | 1418 | yes | 76 | 3 | 915 | 36 | 7.23 | 24682.2 | 9.9 | 1.4 | 7.71 | 17
TD336B | EcoInnovation Technologies Inc. | 39.2 | 1425 | yes | 75 | 3 | 914.4 | 36 | 7 | 23884.98 | 9.1 | 1.3 | 10 | 22
R2-48 | Power-Pipe | 39.2 | 1425 | yes | 51 | 2 | 1220 | 48 | 7.26 | 24808.8 | 7.5 | 1.1 | 9.08 | 20.03
C3-51 | Power-Pipe | 39.4 | 1433 | yes | 76 | 3 | 1295 | 51 | 7.3 | 24935.4 | 4.2 | 0.6 | 10.84 | 23.9
C4-54 | Power-Pipe | 39.5 | 1436 | yes | 102 | 4 | 1370 | 54 | 7.32 | 24998.7 | 4.6 | 0.7 | 16.66 | 36.74
R4-36 | Power-Pipe | 39.7 | 1444 | yes | 102 | 4 | 915 | 36 | 7.36 | 25125.3 | 7.6 | 1.1 | 10.85 | 23.93
R3-38 | Power-Pipe | 40.3 | 1465 | yes | 76 | 3 | 965 | 38 | 7.47 | 25505 | 10.4 | 1.5 | 8.1 | 17.86
TD338B | EcoInnovation Technologies Inc. | 40.4 | 1469 | yes | 75 | 3 | 965.2 | 38 | 7.2 | 24567.408 | 9.7 | 1.4 | 10.4 | 22.88
R2-50 | Power-Pipe | 40.4 | 1469 | yes | 51 | 2 | 1270 | 50 | 7.49 | 25568.3 | 7.8 | 1.1 | 9.47 | 20.87
WX-3036 | Watercycles Energy Recovery Inc. | 40.6 | 1476 | yes | 75 | 3 | 914 | 36 | 7.46 | 25477.2 | 9 | 1.35 | 9.8 | 22
R4-38 | Power-Pipe | 41.1 | 1494 | yes | 102 | 4 | 965 | 38 | 7.62 | 26011.3 | 8 | 1.2 | 11.44 | 25.23
C3-54 | Power-Pipe | 41.3 | 1502 | yes | 76 | 3 | 1370 | 54 | 7.65 | 26137.9 | 4.5 | 0.7 | 11.43 | 25.19
C4-57 | Power-Pipe | 41.5 | 1509 | yes | 102 | 4 | 1450 | 57 | 7.69 | 26264.4 | 4.8 | 0.7 | 17.58 | 38.75
TD340B | EcoInnovation Technologies Inc. | 41.6 | 1513 | yes | 75 | 3 | 1016 | 40 | 7.5 | 25591.05 | 10.3 | 1.5 | 10.9 | 23.98
R2-52 | Power-Pipe | 41.6 | 1513 | yes | 51 | 2 | 1320 | 52 | 7.71 | 26327.7 | 8.1 | 1.2 | 9.85 | 21.71
R3-40 | Power-Pipe | 41.7 | 1516 | yes | 76 | 3 | 1015 | 40 | 7.73 | 26391 | 11 | 1.6 | 8.49 | 18.72
DX-3058 | Watercycles Energy Recovery Inc. | 42 | 1527 | no | 75 | 3 | 1466.85 | 57.75 | 7.54 | 25740 | 16.548 | 2.4 | 12.7 | 28
R4-40 | Power-Pipe | 42.4 | 1542 | yes | 102 | 4 | 1015 | 40 | 7.86 | 26834 | 8.4 | 1.2 | 12.03 | 26.53
TD342B | EcoInnovation Technologies Inc. | 42.8 | 1556 | yes | 75 | 3 | 1066.8 | 42 | 7.7 | 26273.478 | 10.9 | 1.6 | 11.2 | 24.64
R2-54 | Power-Pipe | 42.8 | 1556 | yes | 51 | 2 | 1370 | 54 | 7.93 | 27087.2 | 8.4 | 1.2 | 10.23 | 22.56
R3-42 | Power-Pipe | 42.9 | 1560 | yes | 76 | 3 | 1065 | 42 | 7.95 | 27150.5 | 11.5 | 1.7 | 8.89 | 19.59
C3-57 | Power-Pipe | 43.1 | 1567 | yes | 76 | 3 | 1450 | 57 | 7.99 | 27277.1 | 4.8 | 0.7 | 12.01 | 26.48
DX-4048 | Watercycles Energy Recovery Inc. | 43.5 | 1582 | no | 102 | 4 | 1219 | 48 | 8.1 | 27500 | 12.411 | 1.8 | 13.6 | 30
C4-60 | Power-Pipe | 43.5 | 1582 | yes | 102 | 4 | 1525 | 60 | 8.06 | 27530.2 | 5 | 0.7 | 18.49 | 40.77
WX-3042 | Watercycles Energy Recovery Inc. | 43.5 | 1582 | yes | 75 | 3 | 1066 | 42 | 8.04 | 27474.3 | 11 | 1.54 | 11 | 25
R4-42 | Power-Pipe | 43.7 | 1589 | yes | 102 | 4 | 1065 | 42 | 8.1 | 27656.8 | 8.8 | 1.3 | 12.62 | 27.83
R2-56 | Power-Pipe | 43.9 | 1596 | yes | 51 | 2 | 1420 | 56 | 8.14 | 27783.4 | 8.7 | 1.3 | 10.61 | 23.4
TD344B | EcoInnovation Technologies Inc. | 43.9 | 1596 | yes | 75 | 3 | 1117.6 | 44 | 7.9 | 26955.906 | 11.5 | 1.7 | 11.9 | 26.18
R3-44 | Power-Pipe | 44.2 | 1607 | yes | 76 | 3 | 1120 | 44 | 8.19 | 27973.2 | 12.1 | 1.8 | 9.28 | 20.45
ECO-GFX2440 | EcoInnovation Technologies Inc. | 44.7 | 1625 | no | 102 | 4 | 1020 | 40 | 8.28 | 28300 | 14.1 | 2.1 | 13.3 | 29.4
C3-60 | Power-Pipe | 44.8 | 1629 | yes | 76 | 3 | 1525 | 60 | 8.3 | 28352.9 | 5 | 0.7 | 12.59 | 27.77
TD346B | EcoInnovation Technologies Inc. | 45 | 1636 | yes | 75 | 3 | 1168.4 | 46 | 8.1 | 27638.334 | 12.1 | 1.8 | 12.4 | 27.28
R4-44 | Power-Pipe | 45 | 1636 | yes | 102 | 4 | 1120 | 44 | 8.34 | 28479.5 | 9.2 | 1.3 | 13.21 | 29.13
R2-58 | Power-Pipe | 45 | 1636 | yes | 51 | 2 | 1475 | 58 | 8.34 | 28479.5 | 9 | 1.3 | 11 | 24.24
R3-46 | Power-Pipe | 45.4 | 1651 | yes | 76 | 3 | 1170 | 46 | 8.41 | 28732.7 | 12.6 | 1.8 | 9.67 | 21.31
C4-63 | Power-Pipe | 45.5 | 1654 | yes | 102 | 4 | 1600 | 63 | 8.43 | 28796 | 5.3 | 0.8 | 19.41 | 42.78
THERMODRAINTD340-A | EcoInnovation Technologies Inc. | 46 | 1673 | no | 75 | 3 | 1016 | 40 | 7.5 | 25603 | 55.2 | 8 | 9.84 | 21.7
TD442B | EcoInnovation Technologies Inc. | 46 | 1673 | yes | 100 | 4 | 1066.8 | 42 | 8.3 | 28320.762 | 9.6 | 1.4 | 16.8 | 36.96
TD348B | EcoInnovation Technologies Inc. | 46 | 1673 | yes | 75 | 3 | 1219.2 | 48 | 8.2 | 27979.548 | 12.7 | 1.8 | 13 | 28.6
R2-60 | Power-Pipe | 46.1 | 1676 | yes | 51 | 2 | 1525 | 60 | 8.54 | 29175.7 | 9.3 | 1.4 | 11.38 | 25.09
R4-46 | Power-Pipe | 46.3 | 1684 | yes | 102 | 4 | 1170 | 46 | 8.58 | 29302.3 | 9.6 | 1.4 | 13.8 | 30.43
C3-63 | Power-Pipe | 46.5 | 1691 | yes | 76 | 3 | 1600 | 63 | 8.62 | 29428.8 | 5.3 | 0.8 | 13.18 | 29.05
R3-48 | Power-Pipe | 46.6 | 1694 | yes | 76 | 3 | 1220 | 48 | 8.64 | 29492.1 | 13.2 | 1.9 | 10.06 | 22.18
WX-3048 | Watercycles Energy Recovery Inc. | 46.6 | 1694 | yes | 75 | 3 | 1219 | 48 | 8.62 | 29433.2 | 11 | 1.6 | 13 | 28
TD350B | EcoInnovation Technologies Inc. | 47 | 1709 | yes | 75 | 3 | 1270 | 50 | 8.4 | 28661.976 | 13.3 | 1.9 | 13.4 | 29.48
R2-62 | Power-Pipe | 47.1 | 1713 | yes | 51 | 2 | 1575 | 62 | 8.73 | 29808.6 | 9.7 | 1.4 | 11.76 | 25.93
C4-66 | Power-Pipe | 47.3 | 1720 | yes | 102 | 4 | 1675 | 66 | 8.77 | 29935.1 | 5.5 | 0.8 | 20.32 | 44.8
R4-48 | Power-Pipe | 47.5 | 1727 | yes | 102 | 4 | 1220 | 48 | 8.8 | 30061.7 | 10 | 1.5 | 14.39 | 31.73
R3-50 | Power-Pipe | 47.8 | 1738 | yes | 76 | 3 | 1270 | 50 | 8.86 | 30251.6 | 13.8 | 2 | 10.45 | 23.04
TD352B | EcoInnovation Technologies Inc. | 48 | 1745 | yes | 75 | 3 | 1320.8 | 52 | 8.6 | 29344.404 | 13.9 | 2 | 14 | 30.8
C3-66 | Power-Pipe | 48 | 1745 | yes | 76 | 3 | 1675 | 66 | 8.9 | 30378.2 | 5.6 | 0.8 | 13.76 | 30.34
R2-64 | Power-Pipe | 48.1 | 1749 | yes | 51 | 2 | 1625 | 64 | 8.91 | 30441.4 | 10 | 1.4 | 12.15 | 26.78
R4-50 | Power-Pipe | 48.7 | 1771 | yes | 102 | 4 | 1270 | 50 | 9.02 | 30821.2 | 10.4 | 1.5 | 14.98 | 33.03
TD354B | EcoInnovation Technologies Inc. | 48.9 | 1778 | yes | 75 | 3 | 1371.6 | 54 | 8.8 | 30026.832 | 14.5 | 2.1 | 14.6 | 32.12
ECO-GFX2360 | EcoInnovation Technologies Inc. | 49 | 1782 | no | 75 | 3 | 1524 | 60 | 9.56 | 32636 | 14.5 | 2.1 | 14.8 | 32.6
R3-52 | Power-Pipe | 49 | 1782 | yes | 76 | 3 | 1320 | 52 | 9.08 | 31011 | 14.3 | 2.1 | 10.84 | 23.9
R2-66 | Power-Pipe | 49.1 | 1785 | yes | 51 | 2 | 1675 | 66 | 9.1 | 31074.3 | 10.3 | 1.5 | 12.53 | 27.62
C4-69 | Power-Pipe | 49.1 | 1785 | yes | 102 | 4 | 1755 | 69 | 9.1 | 31074.3 | 5.7 | 0.8 | 21.24 | 46.82
C3-69 | Power-Pipe | 49.5 | 1800 | yes | 76 | 3 | 1755 | 69 | 9.17 | 31327.5 | 5.9 | 0.9 | 14.35 | 31.63
TD356B | EcoInnovation Technologies Inc. | 49.8 | 1811 | yes | 75 | 3 | 1422.4 | 56 | 8.9 | 30368.046 | 15 | 2.2 | 15.2 | 33.44
R4-52 | Power-Pipe | 49.8 | 1811 | yes | 102 | 4 | 1320 | 52 | 9.23 | 31517.3 | 10.8 | 1.6 | 15.57 | 34.33
R2-68 | Power-Pipe | 50 | 1818 | yes | 51 | 2 | 1725 | 68 | 9.27 | 31643.9 | 10.6 | 1.5 | 12.91 | 28.46
R3-54 | Power-Pipe | 50.1 | 1822 | yes | 76 | 3 | 1370 | 54 | 9.28 | 31707.2 | 14.9 | 2.2 | 11.23 | 24.77
TD358B | EcoInnovation Technologies Inc. | 50.7 | 1844 | yes | 75 | 3 | 1473.2 | 58 | 9.1 | 31050.474 | 15.6 | 2.3 | 15.8 | 34.76
R2-70 | Power-Pipe | 50.8 | 1847 | yes | 51 | 2 | 1780 | 70 | 9.41 | 32150.2 | 10.9 | 1.6 | 13.29 | 29.31
C4-72 | Power-Pipe | 50.8 | 1847 | yes | 102 | 4 | 1830 | 72 | 9.41 | 32150.2 | 5.9 | 0.9 | 22.15 | 48.83
C3-72 | Power-Pipe | 50.8 | 1847 | yes | 76 | 3 | 1830 | 72 | 9.41 | 32150.2 | 6.2 | 0.9 | 14.93 | 32.91
ECO-GFX2460 | EcoInnovation Technologies Inc. | 51 | 1854 | no | 102 | 4 | 1016 | 60 | 9.81 | 33481 | 17.4 | 2.5 | 20.6 | 45.4
R4-54 | Power-Pipe | 51 | 1854 | yes | 102 | 4 | 1370 | 54 | 9.45 | 32276.8 | 11.2 | 1.6 | 16.16 | 35.63
R3-56 | Power-Pipe | 51.2 | 1862 | yes | 76 | 3 | 1420 | 56 | 9.49 | 32403.4 | 15.4 | 2.2 | 11.63 | 25.63
WX-3060 | Watercycles Energy Recovery Inc. | 51.4 | 1869 | yes | 75 | 3 | 1520 | 60 | 9.56 | 32648.1 | 15 | 2.09 | 16.5 | 36
TD360B | EcoInnovation Technologies Inc. | 51.5 | 1873 | yes | 75 | 3 | 1524 | 60 | 9.2 | 31391.688 | 16.2 | 2.3 | 16.5 | 36.3
R2-72 | Power-Pipe | 51.7 | 1880 | yes | 51 | 2 | 1830 | 72 | 9.58 | 32719.8 | 11.2 | 1.6 | 13.68 | 30.15
C3-75 | Power-Pipe | 52.1 | 1894 | yes | 76 | 3 | 1905 | 75 | 9.65 | 32973 | 6.4 | 0.9 | 15.51 | 34.2
R4-56 | Power-Pipe | 52.1 | 1894 | yes | 102 | 4 | 1420 | 56 | 9.65 | 32973 | 11.5 | 1.7 | 16.75 | 36.93
R3-58 | Power-Pipe | 52.2 | 1898 | yes | 76 | 3 | 1475 | 58 | 9.67 | 33036.2 | 16 | 2.3 | 12.02 | 26.49
TD362B | EcoInnovation Technologies Inc. | 52.3 | 1902 | yes | 75 | 3 | 1574.8 | 62 | 9.4 | 32074.116 | 16.7 | 2.4 | 17 | 37.4
C4-75 | Power-Pipe | 52.4 | 1905 | yes | 102 | 4 | 1905 | 75 | 9.71 | 33162.8 | 6.1 | 0.9 | 23.06 | 50.85
R2-74 | Power-Pipe | 52.5 | 1909 | yes | 51 | 2 | 1880 | 74 | 9.73 | 33226.1 | 11.5 | 1.7 | 14.06 | 31
TD364B | EcoInnovation Technologies Inc. | 53 | 1927 | yes | 75 | 3 | 1625.6 | 64 | 9.5 | 32415.33 | 17.3 | 2.5 | 17.7 | 38.94
R2-76 | Power-Pipe | 53.2 | 1934 | yes | 51 | 2 | 1930 | 76 | 9.86 | 33669.1 | 11.8 | 1.7 | 14.44 | 31.84
R4-58 | Power-Pipe | 53.2 | 1934 | yes | 102 | 4 | 1475 | 58 | 9.86 | 33669.1 | 11.9 | 1.7 | 17.34 | 38.23
R3-60 | Power-Pipe | 53.3 | 1938 | yes | 76 | 3 | 1525 | 60 | 9.88 | 33732.4 | 16.5 | 2.4 | 12.41 | 27.36
C3-78 | Power-Pipe | 53.3 | 1938 | yes | 76 | 3 | 1980 | 78 | 9.88 | 33732.4 | 6.7 | 1 | 16.1 | 35.49
TD366B | EcoInnovation Technologies Inc. | 53.7 | 1953 | yes | 75 | 3 | 1676.4 | 66 | 9.6 | 32756.544 | 17.8 | 2.6 | 18.3 | 40.26
C4-78 | Power-Pipe | 53.9 | 1960 | yes | 102 | 4 | 1980 | 78 | 9.99 | 34112.1 | 6.3 | 0.9 | 23.98 | 52.86
R2-78 | Power-Pipe | 53.9 | 1960 | yes | 51 | 2 | 1980 | 78 | 9.99 | 34112.1 | 12.1 | 1.8 | 14.83 | 32.68
R4-60 | Power-Pipe | 54.2 | 1971 | yes | 102 | 4 | 1525 | 60 | 10.04 | 34302 | 12.3 | 1.8 | 17.93 | 39.53
R3-62 | Power-Pipe | 54.3 | 1974 | yes | 76 | 3 | 1575 | 62 | 10.06 | 34365.3 | 17.1 | 2.5 | 12.8 | 28.22
TD368B | EcoInnovation Technologies Inc. | 54.4 | 1978 | yes | 75 | 3 | 1727.2 | 68 | 9.7 | 33097.758 | 18.4 | 2.7 | 18.9 | 41.58
C3-81 | Power-Pipe | 54.4 | 1978 | yes | 76 | 3 | 2055 | 81 | 10.08 | 34428.6 | 7 | 1 | 16.68 | 36.78
R2-80 | Power-Pipe | 54.6 | 1985 | yes | 51 | 2 | 2030 | 80 | 10.12 | 34555.1 | 12.4 | 1.8 | 15.21 | 33.53
TD370B | EcoInnovation Technologies Inc. | 55 | 2000 | yes | 75 | 3 | 1778 | 70 | 9.9 | 33780.186 | 18.9 | 2.7 | 19.6 | 43.12
R3-64 | Power-Pipe | 55.2 | 2007 | yes | 76 | 3 | 1625 | 64 | 10.23 | 34934.9 | 17.6 | 2.6 | 13.19 | 29.08
R4-62 | Power-Pipe | 55.2 | 2007 | yes | 102 | 4 | 1575 | 62 | 10.23 | 34934.9 | 12.7 | 1.8 | 18.52 | 40.83
R2-82 | Power-Pipe | 55.3 | 2011 | yes | 51 | 2 | 2085 | 82 | 10.25 | 34998.2 | 12.7 | 1.8 | 15.59 | 34.37
C4-81 | Power-Pipe | 55.4 | 2014 | yes | 102 | 4 | 2055 | 81 | 10.27 | 35061.5 | 6.5 | 0.9 | 24.89 | 54.88
C3-84 | Power-Pipe | 55.5 | 2018 | yes | 76 | 3 | 2135 | 84 | 10.28 | 35124.7 | 7.3 | 1.1 | 17.26 | 38.06
TD372B | EcoInnovation Technologies Inc. | 55.6 | 2022 | yes | 75 | 3 | 1828.8 | 72 | 10 | 34121.4 | 19.5 | 2.8 | 20.3 | 44.66
R2-84 | Power-Pipe | 55.9 | 2033 | yes | 51 | 2 | 2135 | 84 | 10.36 | 35377.9 | 13 | 1.9 | 15.97 | 35.22
R4-64 | Power-Pipe | 56.2 | 2044 | yes | 102 | 4 | 1625 | 64 | 10.41 | 35567.8 | 13.1 | 1.9 | 19.11 | 42.13
R3-66 | Power-Pipe | 56.2 | 2044 | yes | 76 | 3 | 1675 | 66 | 10.41 | 35567.8 | 18.2 | 2.6 | 13.58 | 29.95
C3-87 | Power-Pipe | 56.4 | 2051 | yes | 76 | 3 | 2210 | 87 | 10.45 | 35694.3 | 7.6 | 1.1 | 17.85 | 39.35
R2-86 | Power-Pipe | 56.5 | 2054 | yes | 51 | 2 | 2185 | 86 | 10.47 | 35757.6 | 13.3 | 1.9 | 16.36 | 36.06
C4-84 | Power-Pipe | 56.8 | 2065 | yes | 102 | 4 | 2135 | 84 | 10.53 | 35947.5 | 6.7 | 1 | 25.81 | 56.9
R2-88 | Power-Pipe | 57 | 2073 | yes | 51 | 2 | 2235 | 88 | 10.56 | 36074.1 | 13.6 | 2 | 16.74 | 36.9
R3-68 | Power-Pipe | 57.1 | 2076 | yes | 76 | 3 | 1725 | 68 | 10.58 | 36137.3 | 18.7 | 2.7 | 13.98 | 30.81
R4-66 | Power-Pipe | 57.2 | 2080 | yes | 102 | 4 | 1675 | 66 | 10.6 | 36200.6 | 13.4 | 1.9 | 19.7 | 43.43
TD460B | EcoInnovation Technologies Inc. | 57.3 | 2084 | yes | 100 | 4 | 1524 | 60 | 10.3 | 35145.042 | 15.4 | 2.2 | 24.8 | 54.56
C3-90 | Power-Pipe | 57.3 | 2084 | yes | 76 | 3 | 2285 | 90 | 10.62 | 36263.9 | 7.9 | 1.1 | 18.43 | 40.64
R2-90 | Power-Pipe | 57.5 | 2091 | yes | 51 | 2 | 2285 | 90 | 10.66 | 36390.5 | 13.9 | 2 | 17.12 | 37.75
R3-70 | Power-Pipe | 58 | 2109 | yes | 76 | 3 | 1780 | 70 | 10.75 | 36706.9 | 19.3 | 2.8 | 14.37 | 31.67
R2-92 | Power-Pipe | 58 | 2109 | yes | 51 | 2 | 2335 | 92 | 10.75 | 36706.9 | 14.2 | 2.1 | 17.5 | 38.59
C3-93 | Power-Pipe | 58 | 2109 | yes | 76 | 3 | 2360 | 93 | 10.75 | 36706.9 | 8.2 | 1.2 | 19.02 | 41.92
C4-87 | Power-Pipe | 58.1 | 2113 | yes | 102 | 4 | 2210 | 87 | 10.77 | 36770.2 | 6.9 | 1 | 26.72 | 58.91
R4-68 | Power-Pipe | 58.2 | 2116 | yes | 102 | 4 | 1725 | 68 | 10.79 | 36833.5 | 13.8 | 2 | 20.29 | 44.73
TD472B | EcoInnovation Technologies Inc. | 58.4 | 2124 | yes | 100 | 4 | 1828.8 | 72 | 10.5 | 35827.47 | 18.5 | 2.7 | 29.9 | 65.78
R2-94 | Power-Pipe | 58.4 | 2124 | yes | 51 | 2 | 2390 | 94 | 10.82 | 36960.1 | 14.5 | 2.1 | 17.89 | 39.44
C3-96 | Power-Pipe | 58.7 | 2134 | yes | 76 | 3 | 2440 | 96 | 10.88 | 37150 | 8.5 | 1.2 | 19.6 | 43.21
R2-96 | Power-Pipe | 58.8 | 2138 | yes | 51 | 2 | 2440 | 96 | 10.9 | 37213.2 | 14.8 | 2.1 | 18.27 | 40.28
R3-72 | Power-Pipe | 58.9 | 2142 | yes | 76 | 3 | 1830 | 72 | 10.91 | 37276.5 | 19.8 | 2.9 | 14.76 | 32.54
R2-98 | Power-Pipe | 59.1 | 2149 | yes | 51 | 2 | 2490 | 98 | 10.95 | 37403.1 | 15.1 | 2.2 | 18.65 | 41.12
R4-70 | Power-Pipe | 59.1 | 2149 | yes | 102 | 4 | 1780 | 70 | 10.95 | 37403.1 | 14.2 | 2.1 | 20.88 | 46.03
C3-99 | Power-Pipe | 59.3 | 2156 | yes | 76 | 3 | 2515 | 99 | 10.99 | 37529.7 | 8.8 | 1.3 | 20.18 | 44.5
C4-90 | Power-Pipe | 59.3 | 2156 | yes | 102 | 4 | 2285 | 90 | 10.99 | 37529.7 | 7.1 | 1 | 27.64 | 60.93
R2-100 | Power-Pipe | 59.4 | 2160 | yes | 51 | 2 | 2540 | 100 | 11.01 | 37593 | 15.4 | 2.2 | 19.04 | 41.97
R2-102 | Power-Pipe | 59.7 | 2171 | yes | 51 | 2 | 2590 | 102 | 11.06 | 37782.8 | 15.7 | 2.3 | 19.42 | 42.81
R3-74 | Power-Pipe | 59.7 | 2171 | yes | 76 | 3 | 1880 | 74 | 11.06 | 37782.8 | 20.4 | 3 | 15.15 | 33.4
C3-102 | Power-Pipe | 59.9 | 2178 | yes | 76 | 3 | 2590 | 102 | 11.1 | 37909.4 | 9.1 | 1.3 | 20.77 | 45.78
R2-104 | Power-Pipe | 59.9 | 2178 | yes | 51 | 2 | 2640 | 104 | 11.1 | 37909.4 | 16 | 2.3 | 19.8 | 43.66
R4-72 | Power-Pipe | 60 | 2182 | yes | 102 | 4 | 1830 | 72 | 11.12 | 37972.7 | 14.5 | 2.1 | 21.47 | 47.33
R2-106 | Power-Pipe | 60.1 | 2185 | yes | 51 | 2 | 2690 | 106 | 11.14 | 38036 | 16.3 | 2.4 | 20.18 | 44.5
R2-108 | Power-Pipe | 60.3 | 2193 | yes | 51 | 2 | 2745 | 108 | 11.17 | 38162.6 | 16.6 | 2.4 | 20.57 | 45.34
C3-105 | Power-Pipe | 60.3 | 2193 | yes | 76 | 3 | 2665 | 105 | 11.17 | 38162.6 | 9.4 | 1.4 | 21.35 | 47.07
R2-110 | Power-Pipe | 60.4 | 2196 | yes | 51 | 2 | 2795 | 110 | 11.19 | 38225.8 | 16.9 | 2.4 | 20.95 | 46.19
C4-93 | Power-Pipe | 60.5 | 2200 | yes | 102 | 4 | 2360 | 93 | 11.21 | 38289.1 | 7.3 | 1.1 | 28.55 | 62.94
R2-112 | Power-Pipe | 60.5 | 2200 | yes | 51 | 2 | 2845 | 112 | 11.21 | 38289.1 | 17.2 | 2.5 | 21.33 | 47.03
R2-114 | Power-Pipe | 60.5 | 2200 | yes | 51 | 2 | 2895 | 114 | 11.21 | 38289.1 | 17.5 | 2.5 | 21.72 | 47.87
R2-118 | Power-Pipe | 60.5 | 2200 | yes | 51 | 2 | 2995 | 118 | 11.21 | 38289.1 | 18 | 2.6 | 22.48 | 49.56
R3-76 | Power-Pipe | 60.5 | 2200 | yes | 76 | 3 | 1930 | 76 | 11.21 | 38289.1 | 21 | 3 | 15.54 | 34.26
R2-120 | Power-Pipe | 60.5 | 2200 | yes | 51 | 2 | 3050 | 120 | 11.21 | 38289.1 | 18.3 | 2.7 | 22.86 | 50.41
C3-108 | Power-Pipe | 60.6 | 2204 | yes | 76 | 3 | 2745 | 108 | 11.23 | 38352.4 | 9.7 | 1.4 | 21.94 | 48.36
R2-116 | Power-Pipe | 60.6 | 2204 | yes | 51 | 2 | 2945 | 116 | 11.23 | 38352.4 | 17.7 | 2.6 | 22.1 | 48.72
R4-74 | Power-Pipe | 60.8 | 2211 | yes | 102 | 4 | 1880 | 74 | 11.27 | 38479 | 14.9 | 2.2 | 22.06 | 48.64
C3-111 | Power-Pipe | 60.9 | 2214 | yes | 76 | 3 | 2820 | 111 | 11.29 | 38542.3 | 10 | 1.5 | 22.52 | 49.65
C3-114 | Power-Pipe | 61.1 | 2222 | yes | 76 | 3 | 2895 | 114 | 11.32 | 38668.9 | 10.3 | 1.5 | 23.1 | 50.93
C3-120 | Power-Pipe | 61.2 | 2225 | yes | 76 | 3 | 3050 | 120 | 11.34 | 38732.1 | 11 | 1.6 | 24.27 | 53.51
C3-117 | Power-Pipe | 61.2 | 2225 | yes | 76 | 3 | 2970 | 117 | 11.34 | 38732.1 | 10.6 | 1.5 | 23.69 | 52.22
R3-78 | Power-Pipe | 61.3 | 2229 | yes | 76 | 3 | 1980 | 78 | 11.36 | 38795.4 | 21.5 | 3.1 | 15.93 | 35.13
C4-96 | Power-Pipe | 61.5 | 2236 | yes | 102 | 4 | 2440 | 96 | 11.4 | 38922 | 7.5 | 1.1 | 29.47 | 64.96
R4-76 | Power-Pipe | 61.6 | 2240 | yes | 102 | 4 | 1930 | 76 | 11.42 | 38985.3 | 15.2 | 2.2 | 22.65 | 49.94
R3-80 | Power-Pipe | 62 | 2254 | yes | 76 | 3 | 2030 | 80 | 11.49 | 39238.4 | 22.1 | 3.2 | 16.33 | 35.99
R4-78 | Power-Pipe | 62.4 | 2269 | yes | 102 | 4 | 1980 | 78 | 11.56 | 39491.6 | 15.6 | 2.3 | 23.24 | 51.24
C4-99 | Power-Pipe | 62.5 | 2273 | yes | 102 | 4 | 2515 | 99 | 11.58 | 39554.9 | 7.7 | 1.1 | 30.38 | 66.98
R3-82 | Power-Pipe | 62.8 | 2284 | yes | 76 | 3 | 2085 | 82 | 11.64 | 39744.8 | 22.6 | 3.3 | 16.72 | 36.85
R4-80 | Power-Pipe | 63.2 | 2298 | yes | 102 | 4 | 2030 | 80 | 11.71 | 39997.9 | 16 | 2.3 | 23.83 | 52.54
R3-84 | Power-Pipe | 63.4 | 2305 | yes | 76 | 3 | 2135 | 84 | 11.75 | 40124.5 | 23.2 | 3.4 | 17.11 | 37.72
C4-102 | Power-Pipe | 63.5 | 2309 | yes | 102 | 4 | 2590 | 102 | 11.77 | 40187.8 | 7.9 | 1.1 | 31.29 | 68.99
R4-82 | Power-Pipe | 64 | 2327 | yes | 102 | 4 | 2085 | 82 | 11.86 | 40504.2 | 16.3 | 2.4 | 24.42 | 53.84
R3-86 | Power-Pipe | 64.1 | 2331 | yes | 76 | 3 | 2185 | 86 | 11.88 | 40567.5 | 23.7 | 3.4 | 17.5 | 38.58
C4-105 | Power-Pipe | 64.3 | 2338 | yes | 102 | 4 | 2665 | 105 | 11.92 | 40694.1 | 8 | 1.2 | 32.21 | 71.01
R3-88 | Power-Pipe | 64.7 | 2353 | yes | 76 | 3 | 2235 | 88 | 11.99 | 40947.2 | 24.3 | 3.5 | 17.89 | 39.44
R4-84 | Power-Pipe | 64.7 | 2353 | yes | 102 | 4 | 2135 | 84 | 11.99 | 40947.2 | 16.7 | 2.4 | 25.01 | 55.14
C4-108 | Power-Pipe | 65.1 | 2367 | yes | 102 | 4 | 2745 | 108 | 12.06 | 41200.4 | 8.2 | 1.2 | 33.12 | 73.02
R3-90 | Power-Pipe | 65.4 | 2378 | yes | 76 | 3 | 2285 | 90 | 12.12 | 41390.2 | 24.9 | 3.6 | 18.28 | 40.31
R4-86 | Power-Pipe | 65.4 | 2378 | yes | 102 | 4 | 2185 | 86 | 12.12 | 41390.2 | 17 | 2.5 | 25.6 | 56.44
C4-111 | Power-Pipe | 65.8 | 2393 | yes | 102 | 4 | 2820 | 111 | 12.19 | 41643.4 | 8.4 | 1.2 | 34.04 | 75.04
R3-92 | Power-Pipe | 65.9 | 2396 | yes | 76 | 3 | 2335 | 92 | 12.21 | 41706.7 | 25.4 | 3.7 | 18.68 | 41.17
R4-88 | Power-Pipe | 66 | 2400 | yes | 102 | 4 | 2235 | 88 | 12.23 | 41770 | 17.4 | 2.5 | 26.19 | 57.74
C4-114 | Power-Pipe | 66.4 | 2414 | yes | 102 | 4 | 2895 | 114 | 12.3 | 42023.1 | 8.6 | 1.2 | 34.95 | 77.05
R3-94 | Power-Pipe | 66.5 | 2418 | yes | 76 | 3 | 2390 | 94 | 12.32 | 42086.4 | 26 | 3.8 | 19.07 | 42.03
R4-90 | Power-Pipe | 66.7 | 2425 | yes | 102 | 4 | 2285 | 90 | 12.36 | 42213 | 17.7 | 2.6 | 26.78 | 59.04
C4-117 | Power-Pipe | 66.9 | 2433 | yes | 102 | 4 | 2970 | 117 | 12.4 | 42339.6 | 8.7 | 1.3 | 35.87 | 79.07
R3-96 | Power-Pipe | 67 | 2436 | yes | 76 | 3 | 2440 | 96 | 12.42 | 42402.8 | 26.5 | 3.8 | 19.46 | 42.9
R4-92 | Power-Pipe | 67.3 | 2447 | yes | 102 | 4 | 2335 | 92 | 12.47 | 42592.7 | 18 | 2.6 | 27.37 | 60.34
C4-120 | Power-Pipe | 67.4 | 2451 | yes | 102 | 4 | 3050 | 120 | 12.49 | 42656 | 8.9 | 1.3 | 36.78 | 81.09
R3-98 | Power-Pipe | 67.5 | 2454 | yes | 76 | 3 | 2490 | 98 | 12.51 | 42719.3 | 27.1 | 3.9 | 19.85 | 43.76
R4-94 | Power-Pipe | 67.9 | 2469 | yes | 102 | 4 | 2390 | 94 | 12.58 | 42972.4 | 18.4 | 2.7 | 27.96 | 61.64
R3-100 | Power-Pipe | 68 | 2473 | yes | 76 | 3 | 2540 | 100 | 12.6 | 43035.7 | 27.6 | 4 | 20.24 | 44.62
R3-102 | Power-Pipe | 68.4 | 2487 | yes | 76 | 3 | 2590 | 102 | 12.68 | 43288.9 | 28.2 | 4.1 | 20.63 | 45.49
R4-96 | Power-Pipe | 68.4 | 2487 | yes | 102 | 4 | 2440 | 96 | 12.68 | 43288.9 | 18.7 | 2.7 | 28.55 | 62.94
R3-104 | Power-Pipe | 68.8 | 2502 | yes | 76 | 3 | 2640 | 104 | 12.75 | 43542 | 28.8 | 4.2 | 21.02 | 46.35
R4-98 | Power-Pipe | 68.9 | 2505 | yes | 102 | 4 | 2490 | 98 | 12.77 | 43605.3 | 19.1 | 2.8 | 29.14 | 64.24
R3-106 | Power-Pipe | 69.2 | 2516 | yes | 76 | 3 | 2690 | 106 | 12.82 | 43795.2 | 29.3 | 4.3 | 21.42 | 47.21
R4-100 | Power-Pipe | 69.4 | 2524 | yes | 102 | 4 | 2540 | 100 | 12.86 | 43921.7 | 19.4 | 2.8 | 29.73 | 65.54
R3-108 | Power-Pipe | 69.5 | 2527 | yes | 76 | 3 | 2745 | 108 | 12.88 | 43985 | 29.9 | 4.3 | 21.81 | 48.08
R4-102 | Power-Pipe | 69.9 | 2542 | yes | 102 | 4 | 2590 | 102 | 12.95 | 44238.2 | 19.7 | 2.9 | 30.32 | 66.84
R3-110 | Power-Pipe | 69.9 | 2542 | yes | 76 | 3 | 2795 | 110 | 12.95 | 44238.2 | 30.4 | 4.4 | 22.2 | 48.94
R3-112 | Power-Pipe | 70.2 | 2553 | yes | 76 | 3 | 2845 | 112 | 13.01 | 44428 | 31 | 4.5 | 22.59 | 49.8
R4-104 | Power-Pipe | 70.3 | 2556 | yes | 102 | 4 | 2640 | 104 | 13.03 | 44491.3 | 20 | 2.9 | 30.91 | 68.14
R3-114 | Power-Pipe | 70.4 | 2560 | yes | 76 | 3 | 2895 | 114 | 13.05 | 44554.6 | 31.6 | 4.6 | 22.98 | 50.67
R4-106 | Power-Pipe | 70.7 | 2571 | yes | 102 | 4 | 2690 | 106 | 13.1 | 44744.5 | 20.4 | 3 | 31.5 | 69.44
R3-116 | Power-Pipe | 70.7 | 2571 | yes | 76 | 3 | 2945 | 116 | 13.1 | 44744.5 | 32.1 | 4.7 | 23.37 | 51.53
R3-118 | Power-Pipe | 70.9 | 2578 | yes | 76 | 3 | 2995 | 118 | 13.14 | 44871.1 | 32.7 | 4.7 | 23.77 | 52.39
R4-108 | Power-Pipe | 71.1 | 2585 | yes | 102 | 4 | 2745 | 108 | 13.18 | 44997.6 | 20.7 | 3 | 32.09 | 70.74
R3-120 | Power-Pipe | 71.1 | 2585 | yes | 76 | 3 | 3050 | 120 | 13.18 | 44997.6 | 33.2 | 4.8 | 24.16 | 53.26
R4-110 | Power-Pipe | 71.5 | 2600 | yes | 102 | 4 | 2795 | 110 | 13.25 | 45250.8 | 21 | 3 | 32.68 | 72.04
R4-112 | Power-Pipe | 71.8 | 2611 | yes | 102 | 4 | 2845 | 112 | 13.31 | 45440.7 | 21.3 | 3.1 | 33.27 | 73.34
R4-114 | Power-Pipe | 72.1 | 2622 | yes | 102 | 4 | 2895 | 114 | 13.36 | 45630.5 | 21.7 | 3.1 | 33.86 | 74.64
R4-116 | Power-Pipe | 72.4 | 2633 | yes | 102 | 4 | 2945 | 116 | 13.42 | 45820.4 | 22 | 3.2 | 34.45 | 75.94
R4-118 | Power-Pipe | 72.6 | 2640 | yes | 102 | 4 | 2995 | 118 | 13.45 | 45947 | 22.3 | 3.2 | 35.04 | 77.24
R4-120 | Power-Pipe | 72.8 | 2647 | yes | 102 | 4 | 3050 | 120 | 13.49 | 46073.5 | 22.6 | 3.3 | 35.63 | 78.54

## SavingsNotes
DHW Heat Recovery
Application | Savings Estimate | Source of Data | Notes
Shower preheat only | 43% of energy at shower head | FEMP circular from J.J. Tomlinson at Oak Ridge National Lab | Based on 95F drain temp at steady state
Water heater preheat only | 33% of energy at shower head | FEMP circular from J.J. Tomlinson at Oak Ridge National Lab | Based on 95F drain temp at steady state
Shower preheat only HR3 | 200 kWh/year | OOE Tax credit | Based on published transfer rate and 900 kWh/year of shower energy
Shower preheat only HR5 | 265 kWh/year | OOE Tax credit | Based on published transfer rate and 900 kWh/year of shower energy
Lab testing at "minimum conditions" something like unbalanced shower preheat. | 1.8 kWh per eight-minute shower | Hewitt and Henderson for Northern Ireland Center for Energy Research and Technology, Feb, 2001 | Figure 9, shower preheat at 35C drain temp. Estimate appears high due to lab set up and flow rates chosen. Implies 72% transfer.
Shower preheat only, single unit model G3-60 | 43% of energy at shower head | Douchette Industries, the manufacturer | Heat transfer calculation based on reasonable delta T and flows

## Notes
Date | Item | Result
DHW Heat Recovery | Called Charlie Stephens left message with Qs about tax credit calculation and cost information | Stephens responds on 30 April that savings estiamte is conservative. Minimal cost data in the database. Range of per unit retrofits is $350 to $1000.
2002-04-26 | Need cost data. Check vendors contacts. | Retail and Wholesale sheets from vendor are in attached PDF files: GFX $ Contractor 1 1 02.pdf and GFX $ Retail 1 1 02.pdf
2002-05-28 | Steve Delaere at Portland Plumbing on installation costs | Has installed half a dozen in retrofit applications. Installed cost about $600. Approx 4 to 5 hours labor each. Generally installed to preheat water tank in retrofit mode due to accessibility to water tank and not to shower. Uses PEX flexible plastic pipe
| Ed at Tapani Plumbing 360 687 3983 | Installing 250+ units in an apartment complex in Troutdale, OR. Labor cost about one hour per unit in mass application mode. Using 3-inch unit on main baths and 2-inch on small bath. Plumbing the three-inch unit to preheat WH supply and shower cold side.