## 7PSourceSummary
Measure: | Ground Source Heat Pump
Item | Methods & Sources | Note | 7P Updates
Measures Described | Ground Source Heat Pump |  | not in 6P
Energy Savings Calculation Basis | Based on SEEM runs, used for RTF ResGSHP_v2_2 | updated from SEEM 93 to SEEM 96
Applicable Stock | Rural homes | although GSHP could be installed in urban lots, more constraints on lot size and zoning, so conservatively use rural homes as proxy
Baseline Saturation | Low
Baseline HVAC Loads | SEEM
Permutations | HZ/CZ | weighted to region average
Costs | RTF | based on contractor interviews. Given wide variety in costs, not including fed tax incentive for 2016, as uncertainty is similar to this benefit
Measure Life | 20 years
Savings Shape | ASHP | using ASHP as proxy for shape
Achievable Ramp Rate | 1Slow | slow adoption of technology

## forRPM
Ramp Rate | Resource Type | Measure Category | Sector | End Use | kW per unit | kWh per unit | TRC Net Levelized Cost (Net of All Benefits) | segment | measure | 2016 | 2017 | 2018 | 2019 | 2020 | 2021 | 2022 | 2023 | 2024 | 2025 | 2026 | 2027 | 2028 | 2029 | 2030 | 2031 | 2032 | 2033 | 2034 | 2035 | MAX | Savings Allocation by Category and Month for Segments 1 | [12 empty] | Savings Allocation by Category and Month for Segments 2
[5 empty] | Wholesale KW | Busbar Savings | lvlcost | 1 |  | aMW_2016 | aMW_2017 | aMW_2018 | aMW_2019 | aMW_2020 | aMW_2021 | aMW_2022 | aMW_2023 | aMW_2024 | aMW_2025 | aMW_2026 | aMW_2027 | aMW_2028 | aMW_2029 | aMW_2030 | aMW_2031 | aMW_2032 | aMW_2033 | aMW_2034 | aMW_2035 | MAX | Jan | Feb | Mar | Apr | May | Jun | Jul | Aug | Sep | Oct | Nov | Dec |  | Jan | Feb | Mar | Apr | May | Jun | Jul | Aug | Sep | Oct | Nov | Dec
LO1Slow | New | GSHP | Residential | HVAC | 1.3353 | 3822.4044 | 157.3116 | Single Family | Ground Source Heat Pump Upgrade from Air Source Heat Pump - With Desuperheater - New House 4000 square feet or greater | 1.4095e-05 | 4.0434e-05 | 8.3681e-05 | 0.00015234 | 0.00025367 | 0.00038557 | 0.00056509 | 0.00080784 | 0.0011 | 0.0014801 | 0.0018979 | 0.0023013 | 0.0026586 | 0.003056 | 0.0034427 | 0.0037126 | 0.0037954 | 0.0039285 | 0.0040243 | 0.004093 | 0.037793 | 326.8678 | 238.6884 | 193.3605 | 167.6394 | 61.5123 | 39.7699 | 115.6303 | 115.3259 | 67.0646 | 152.345 | 236.5513 | 412.7788 | 0 | 310.144 | 219.6707 | 162.2153 | 151.2999 | 59.8129 | 18.4774 | 56.9171 | 40.748 | 38.5325 | 93.5921 | 186.2643 | 357.196
LO1Slow | New | GSHP | Residential | HVAC | 0.81542 | 2334.147 | 168.7473 | Single Family | Ground Source Heat Pump Upgrade from Air Source Heat Pump - With Desuperheater - New House less than 4000 square feet | 0.00049659 | 0.0014245 | 0.0029482 | 0.005367 | 0.0089372 | 0.013584 | 0.019909 | 0.028461 | 0.038753 | 0.052146 | 0.066864 | 0.081078 | 0.093665 | 0.10767 | 0.12129 | 0.1308 | 0.13372 | 0.13841 | 0.14178 | 0.1442 | 1.3315 | 199.6015 | 145.7548 | 118.0754 | 102.3688 | 37.5624 | 24.2854 | 70.6095 | 70.4236 | 40.9529 | 93.0293 | 144.4498 | 252.0629 | 0 | 189.3891 | 134.1416 | 99.0566 | 92.3911 | 36.5247 | 11.2832 | 34.7563 | 24.8827 | 23.5298 | 57.1519 | 113.7421 | 218.1213
LO1Slow | NR | GSHP | Residential | HVAC | 1.3512 | 3867.7113 | 181.5504 | Single Family | Ground Source Heat Pump Upgrade from Air Source Heat Pump - With Desuperheater - Existing House 4000 square feet or greater | 0.00012517 | 0.00037454 | 0.00081594 | 0.0015318 | 0.0026153 | 0.0041626 | 0.0062612 | 0.0089735 | 0.012318 | 0.016248 | 0.020643 | 0.025299 | 0.029954 | 0.034318 | 0.038128 | 0.046055 | 0.048369 | 0.049779 | 0.05059 | 0.050862 | 0.72672 | 330.7422 | 241.5176 | 195.6524 | 169.6265 | 62.2414 | 40.2413 | 117.0009 | 116.6928 | 67.8596 | 154.1508 | 239.3552 | 417.6714 | 0 | 313.8202 | 222.2744 | 164.138 | 153.0932 | 60.5219 | 18.6965 | 57.5917 | 41.231 | 38.9892 | 94.7015 | 188.4721 | 361.4298
LO1Slow | NR | GSHP | Residential | HVAC | 0.89251 | 2554.7951 | 169.7815 | Single Family | Ground Source Heat Pump Upgrade from Air Source Heat Pump - With Desuperheater - Existing House less than 4000 square feet | 0.0047704 | 0.014274 | 0.031095 | 0.058378 | 0.09967 | 0.15864 | 0.23861 | 0.34198 | 0.46943 | 0.61923 | 0.7867 | 0.96416 | 1.1416 | 1.3079 | 1.4531 | 1.7552 | 1.8433 | 1.8971 | 1.928 | 1.9384 | 27.6953 | 218.4699 | 159.5331 | 129.2371 | 112.0458 | 41.1132 | 26.5811 | 77.2843 | 77.0808 | 44.8243 | 101.8234 | 158.1047 | 275.8905 | 0 | 207.2922 | 146.8221 | 108.4204 | 101.1249 | 39.9774 | 12.3498 | 38.0419 | 27.2349 | 25.7541 | 62.5545 | 124.4942 | 238.7404

## SC-New
Methodology | New Homes only. Also use this to calculate New Homes not addressed due to acheivability, and send that to the Retrofit pool.
='[7P Forecasts D1.xlsx]Res Forecast (Base Case)'!$D$5
| Vintage | New | New
End Use: | Measure Bundle | GSHP | Region
HVAC | Report Year | 2035 | Base
| Total Max Potential (aMW) | 1.3693
# HOMES AVAILABLE FOR MEASURE -GSHP |  | # homes |  | 2016 | 2017 | 2018 | 2019 | 2020 | 2021 | 2022 | 2023 | 2024 | 2025 | 2026 | 2027 | 2028 | 2029 | 2030 | 2031 | 2032 | 2033 | 2034 | 2035
|  |  |  | Homes_2016 | Homes_2017 | Homes_2018 | Homes_2019 | Homes_2020 | Homes_2021 | Homes_2022 | Homes_2023 | Homes_2024 | Homes_2025 | Homes_2026 | Homes_2027 | Homes_2028 | Homes_2029 | Homes_2030 | Homes_2031 | Homes_2032 | Homes_2033 | Homes_2034 | Homes_2035
| New | Single Family |  | 62685.759 | 59961.781 | 56834.012 | 54985.193 | 53507.474 | 50982.05 | 49561.669 | 49324.518 | 48815.77 | 49683.252 | 50030.137 | 49387.763 | 48079.346 | 48129.051 | 48690.569 | 48482.864 | 46879.001 | 46798.778 | 46917.627 | 47236.145 |  | 1016972.759
| New | Multifamily - Low Rise |  | 23280.3471 | 23017.4181 | 22811.6085 | 22085.9164 | 20817.8539 | 20070.2793 | 19887.8313 | 20257.5832 | 20750.368 | 21314.3343 | 21403.2862 | 21409.1375 | 21443.3583 | 21209.8656 | 20954.178 | 20525.4402 | 20175.5056 | 19919.7239 | 19536.1941 | 19462.2871 |  | 420332.5168
| New | Multifamily - High Rise |  | 5226.2387 | 5239.9531 | 5271.2613 | 4985.8836 | 4608.5912 | 4509.6376 | 4481.7604 | 4621.8313 | 4700.9783 | 4828.2392 | 4790.0249 | 4782.065 | 4748.3908 | 4733.4824 | 4698.6972 | 4599.2988 | 4526.3104 | 4422.06 | 4405.1824 | 4385.1137 |  | 94565.0002
| New | Manufactured |  | 1869.5754 | 1881.7963 | 1949.134 | 2021.1964 | 1959.5062 | 1928.5764 | 1934.9641 | 1945.8622 | 1956.5399 | 1957.7742 | 1947.2038 | 1945.1535 | 1947.9163 | 1950.075 | 1950.7771 | 1949.8166 | 1948.4904 | 1948.7048 | 1949.2967 | 1949.5268 |  | 38891.8862
| REG_TOTAL_STOCK_FLOOR | Total Regional Stock |  | 93061.9202 | 90100.9485 | 86866.0158 | 84078.1893 | 80893.4253 | 77490.5434 | 75866.2248 | 76149.7947 | 76223.6562 | 77783.5996 | 78170.652 | 77524.119 | 76219.0114 | 76022.474 | 76294.2213 | 75557.4197 | 73529.3074 | 73089.2668 | 72808.3001 | 73033.0726 |  | 1570762.1621
# HOMES APPLICABLE BY YEAR FOR MEASURE - GSHP - New
Applicability | Saturation | GSHP - New | [22 empty] | MAX
12.49% | 11.11% | Single Family |  | 869.8251 | 832.0273 | 788.6265 | 762.9723 | 742.4676 | 707.4249 | 687.7157 | 684.425 | 677.3657 | 689.4028 | 694.2162 | 685.3026 | 667.1471 | 667.8368 | 675.6284 | 672.7463 | 650.4911 | 649.378 | 651.0271 | 655.4469 |  | 557.1298
0% |  | Multifamily - Low Rise |  | 0 | 0 | 0 | 0 | 0 | 0 | 0 | 0 | 0 | 0 | 0 | 0 | 0 | 0 | 0 | 0 | 0 | 0 | 0 | 0 |  | 0
0% |  | Multifamily - High Rise |  | 0 | 0 | 0 | 0 | 0 | 0 | 0 | 0 | 0 | 0 | 0 | 0 | 0 | 0 | 0 | 0 | 0 | 0 | 0 | 0 |  | 0
0% |  | Manufactured |  | 0 | 0 | 0 | 0 | 0 | 0 | 0 | 0 | 0 | 0 | 0 | 0 | 0 | 0 | 0 | 0 | 0 | 0 | 0 | 0 |  | 0
|  |  |  | 869.8251 | 832.0273 | 788.6265 | 762.9723 | 742.4676 | 707.4249 | 687.7157 | 684.425 | 677.3657 | 689.4028 | 694.2162 | 685.3026 | 667.1471 | 667.8368 | 675.6284 | 672.7463 | 650.4911 | 649.378 | 651.0271 | 655.4469 |  | 14111.4734
# UNITS ACHIEVABLE BY YEAR FOR MEASURE - GSHP - New |  |  | Achievability => | 3 | 4 | 5 | 6 | 7 | 8 | 9 | 10 | 11 | 12 | 13 | 14 | 15 | 16 | 17 | 18 | 19 | 20 | 21 | 22
|  | GSHP - New |  | 0.2564% | 0.769% | 1.679% | 3.16% | 5.407% | 8.625% | 13% | 18.68% | 25.7% | 33.98% | 43.26% | 53.14% | 63.06% | 72.42% | 80.64% | 87.33% | 92.33% | 95.74% | 97.82% | 98.82% |  | 85%
|  | Single Family |  | 1.896 | 5.4389 | 11.2562 | 20.4915 | 34.1226 | 51.865 | 76.0118 | 108.6655 | 147.9604 | 199.0963 | 255.2876 | 309.5595 | 357.6173 | 411.0753 | 463.0924 | 499.3918 | 510.5337 | 528.4408 | 541.3184 | 550.5647 |  | 5083.6856
|  | Multifamily - Low Rise |  | 0 | 0 | 0 | 0 | 0 | 0 | 0 | 0 | 0 | 0 | 0 | 0 | 0 | 0 | 0 | 0 | 0 | 0 | 0 | 0 |  | 0
|  | Multifamily - High Rise |  | 0 | 0 | 0 | 0 | 0 | 0 | 0 | 0 | 0 | 0 | 0 | 0 | 0 | 0 | 0 | 0 | 0 | 0 | 0 | 0 |  | 0
|  | Manufactured |  | 0 | 0 | 0 | 0 | 0 | 0 | 0 | 0 | 0 | 0 | 0 | 0 | 0 | 0 | 0 | 0 | 0 | 0 | 0 | 0 |  | 0
|  |  |  | 1.896 | 5.4389 | 11.2562 | 20.4915 | 34.1226 | 51.865 | 76.0118 | 108.6655 | 147.9604 | 199.0963 | 255.2876 | 309.5595 | 357.6173 | 411.0753 | 463.0924 | 499.3918 | 510.5337 | 528.4408 | 541.3184 | 550.5647 |  | 5083.6856
SUPPLY CURVE SAVINGS BY BUNDLE |  | GSHP |  | 3: aMW
kWh per home | TRC Net Levelized Cost (Net of All Benefits) | 1 |  | 2016 | 2017 | 2018 | 2019 | 2020 | 2021 | 2022 | 2023 | 2024 | 2025 | 2026 | 2027 | 2028 | 2029 | 2030 | 2031 | 2032 | 2033 | 2034 | 2035 | MAX
Busbar Savings | lvlcost | segment | measure | aMW_2016 | aMW_2017 | aMW_2018 | aMW_2019 | aMW_2020 | aMW_2021 | aMW_2022 | aMW_2023 | aMW_2024 | aMW_2025 | aMW_2026 | aMW_2027 | aMW_2028 | aMW_2029 | aMW_2030 | aMW_2031 | aMW_2032 | aMW_2033 | aMW_2034 | aMW_2035 | MAX
3822.4044 | 157.3116 | Single Family | Ground Source Heat Pump Upgrade from Air Source Heat Pump - With Desuperheater - New House 4000 square feet or greater | 1.4095e-05 | 4.0434e-05 | 8.3681e-05 | 0.00015234 | 0.00025367 | 0.00038557 | 0.00056509 | 0.00080784 | 0.0011 | 0.0014801 | 0.0018979 | 0.0023013 | 0.0026586 | 0.003056 | 0.0034427 | 0.0037126 | 0.0037954 | 0.0039285 | 0.0040243 | 0.004093 | 0.037793 | 0.037793
2334.147 | 168.7473 | Single Family | Ground Source Heat Pump Upgrade from Air Source Heat Pump - With Desuperheater - New House less than 4000 square feet | 0.00049659 | 0.0014245 | 0.0029482 | 0.005367 | 0.0089372 | 0.013584 | 0.019909 | 0.028461 | 0.038753 | 0.052146 | 0.066864 | 0.081078 | 0.093665 | 0.10767 | 0.12129 | 0.1308 | 0.13372 | 0.13841 | 0.14178 | 0.1442 | 1.3315 | 1.3315
| 168.4317 |  |  | 0.00051068 | 0.001465 | 0.0030319 | 0.0055194 | 0.0091909 | 0.01397 | 0.020474 | 0.029269 | 0.039853 | 0.053627 | 0.068762 | 0.08338 | 0.096324 | 0.11072 | 0.12473 | 0.13451 | 0.13751 | 0.14234 | 0.1458 | 0.14829 | 1.3693 | 1.3693
|  |  |  | 0.00051068 | 0.0019756 | 0.0050075 | 0.010527 | 0.019718 | 0.033688 | 0.054161 | 0.08343 | 0.12328 | 0.17691 | 0.24567 | 0.32905 | 0.42538 | 0.5361 | 0.66083 | 0.79534 | 0.93286 | 1.0752 | 1.221 | 1.3693
RECOMBINE MEASURE BUNDLES INTO SUPPLY CURVE CUMULATIVE
|  |  |  | 2016 | 2017 | 2018 | 2019 | 2020 | 2021 | 2022 | 2023 | 2024 | 2025 | 2026 | 2027 | 2028 | 2029 | 2030 | 2031 | 2032 | 2033 | 2034 | 2035 | MAX
|  | lvlcost | lvlcost | aMW_2016 | aMW_2017 | aMW_2018 | aMW_2019 | aMW_2020 | aMW_2021 | aMW_2022 | aMW_2023 | aMW_2024 | aMW_2025 | aMW_2026 | aMW_2027 | aMW_2028 | aMW_2029 | aMW_2030 | aMW_2031 | aMW_2032 | aMW_2033 | aMW_2034 | aMW_2035 | MAX
| Block 1: <= 0 mills/kWh | >=-9999 | <=0 | 0 | 0 | 0 | 0 | 0 | 0 | 0 | 0 | 0 | 0 | 0 | 0 | 0 | 0 | 0 | 0 | 0 | 0 | 0 | 0 | 0
| Block 2: 0-10 mills/kWh | >0 | <=10 | 0 | 0 | 0 | 0 | 0 | 0 | 0 | 0 | 0 | 0 | 0 | 0 | 0 | 0 | 0 | 0 | 0 | 0 | 0 | 0 | 0
| Block 3: 10-20 mills/kWh | >10 | <=20 | 0 | 0 | 0 | 0 | 0 | 0 | 0 | 0 | 0 | 0 | 0 | 0 | 0 | 0 | 0 | 0 | 0 | 0 | 0 | 0 | 0
| Block 4: 20-30 mills/kWh | >20 | <=30 | 0 | 0 | 0 | 0 | 0 | 0 | 0 | 0 | 0 | 0 | 0 | 0 | 0 | 0 | 0 | 0 | 0 | 0 | 0 | 0 | 0
| Block 5: 30-40 mills/kWh | >30 | <=40 | 0 | 0 | 0 | 0 | 0 | 0 | 0 | 0 | 0 | 0 | 0 | 0 | 0 | 0 | 0 | 0 | 0 | 0 | 0 | 0 | 0
| Block 6: 40-50 mills/kWh | >40 | <=50 | 0 | 0 | 0 | 0 | 0 | 0 | 0 | 0 | 0 | 0 | 0 | 0 | 0 | 0 | 0 | 0 | 0 | 0 | 0 | 0 | 0
| Block 7: 50-60 mills/kWh | >50 | <=60 | 0 | 0 | 0 | 0 | 0 | 0 | 0 | 0 | 0 | 0 | 0 | 0 | 0 | 0 | 0 | 0 | 0 | 0 | 0 | 0 | 0
| Block 8: 60-70 mills/kWh | >60 | <=70 | 0 | 0 | 0 | 0 | 0 | 0 | 0 | 0 | 0 | 0 | 0 | 0 | 0 | 0 | 0 | 0 | 0 | 0 | 0 | 0 | 0
| Block 9: 70-80 mills/kWh | >70 | <=80 | 0 | 0 | 0 | 0 | 0 | 0 | 0 | 0 | 0 | 0 | 0 | 0 | 0 | 0 | 0 | 0 | 0 | 0 | 0 | 0 | 0
| Block 10: 80-90 mills/kWh | >80 | <=90 | 0 | 0 | 0 | 0 | 0 | 0 | 0 | 0 | 0 | 0 | 0 | 0 | 0 | 0 | 0 | 0 | 0 | 0 | 0 | 0 | 0
| Block 11: 90-100 mills/kWh | >90 | <=100 | 0 | 0 | 0 | 0 | 0 | 0 | 0 | 0 | 0 | 0 | 0 | 0 | 0 | 0 | 0 | 0 | 0 | 0 | 0 | 0 | 0
| Block 12: 100-110 mills/kWh | >100 | <=110 | 0 | 0 | 0 | 0 | 0 | 0 | 0 | 0 | 0 | 0 | 0 | 0 | 0 | 0 | 0 | 0 | 0 | 0 | 0 | 0 | 0
| Block 13: 110-120 mills/kWh | >110 | <=120 | 0 | 0 | 0 | 0 | 0 | 0 | 0 | 0 | 0 | 0 | 0 | 0 | 0 | 0 | 0 | 0 | 0 | 0 | 0 | 0 | 0
| Block 14: 120-130 mills/kWh | >120 | <=130 | 0 | 0 | 0 | 0 | 0 | 0 | 0 | 0 | 0 | 0 | 0 | 0 | 0 | 0 | 0 | 0 | 0 | 0 | 0 | 0 | 0
| Block 15: 130-140 mills/kWh | >130 | <=140 | 0 | 0 | 0 | 0 | 0 | 0 | 0 | 0 | 0 | 0 | 0 | 0 | 0 | 0 | 0 | 0 | 0 | 0 | 0 | 0 | 0
| Block 16: 140-150 mills/kWh | >140 | <=150 | 0 | 0 | 0 | 0 | 0 | 0 | 0 | 0 | 0 | 0 | 0 | 0 | 0 | 0 | 0 | 0 | 0 | 0 | 0 | 0 | 0
| Block 17: 150-160 mills/kWh | >150 | <=160 | 1.4095e-05 | 4.0434e-05 | 8.3681e-05 | 0.00015234 | 0.00025367 | 0.00038557 | 0.00056509 | 0.00080784 | 0.0011 | 0.0014801 | 0.0018979 | 0.0023013 | 0.0026586 | 0.003056 | 0.0034427 | 0.0037126 | 0.0037954 | 0.0039285 | 0.0040243 | 0.004093 | 0.037793
| Block 18: 160-170 mills/kWh | >160 | <=170 | 0.00051068 | 0.001465 | 0.0030319 | 0.0055194 | 0.0091909 | 0.01397 | 0.020474 | 0.029269 | 0.039853 | 0.053627 | 0.068762 | 0.08338 | 0.096324 | 0.11072 | 0.12473 | 0.13451 | 0.13751 | 0.14234 | 0.1458 | 0.14829 | 1.3693
| Block 19: 170-180 mills/kWh | >170 | <=180 | 0.00051068 | 0.001465 | 0.0030319 | 0.0055194 | 0.0091909 | 0.01397 | 0.020474 | 0.029269 | 0.039853 | 0.053627 | 0.068762 | 0.08338 | 0.096324 | 0.11072 | 0.12473 | 0.13451 | 0.13751 | 0.14234 | 0.1458 | 0.14829 | 1.3693
| Block 20: 180-190 mills/kWh | >180 | <=190 | 0.00051068 | 0.001465 | 0.0030319 | 0.0055194 | 0.0091909 | 0.01397 | 0.020474 | 0.029269 | 0.039853 | 0.053627 | 0.068762 | 0.08338 | 0.096324 | 0.11072 | 0.12473 | 0.13451 | 0.13751 | 0.14234 | 0.1458 | 0.14829 | 1.3693
| Block 21: 190-200 mills/kWh | >190 | <=200 | 0.00051068 | 0.001465 | 0.0030319 | 0.0055194 | 0.0091909 | 0.01397 | 0.020474 | 0.029269 | 0.039853 | 0.053627 | 0.068762 | 0.08338 | 0.096324 | 0.11072 | 0.12473 | 0.13451 | 0.13751 | 0.14234 | 0.1458 | 0.14829 | 1.3693
| Block 22: 200-210 mills/kWh | >200 | <=210 | 0.00051068 | 0.001465 | 0.0030319 | 0.0055194 | 0.0091909 | 0.01397 | 0.020474 | 0.029269 | 0.039853 | 0.053627 | 0.068762 | 0.08338 | 0.096324 | 0.11072 | 0.12473 | 0.13451 | 0.13751 | 0.14234 | 0.1458 | 0.14829 | 1.3693
| Block 23: 210-220 mills/kWh | >210 | <=220 | 0.00051068 | 0.001465 | 0.0030319 | 0.0055194 | 0.0091909 | 0.01397 | 0.020474 | 0.029269 | 0.039853 | 0.053627 | 0.068762 | 0.08338 | 0.096324 | 0.11072 | 0.12473 | 0.13451 | 0.13751 | 0.14234 | 0.1458 | 0.14829 | 1.3693
| Block 24: 220-230 mills/kWh | >220 | <=230 | 0.00051068 | 0.001465 | 0.0030319 | 0.0055194 | 0.0091909 | 0.01397 | 0.020474 | 0.029269 | 0.039853 | 0.053627 | 0.068762 | 0.08338 | 0.096324 | 0.11072 | 0.12473 | 0.13451 | 0.13751 | 0.14234 | 0.1458 | 0.14829 | 1.3693
| Block 25: 230-240 mills/kWh | >230 | <=240 | 0.00051068 | 0.001465 | 0.0030319 | 0.0055194 | 0.0091909 | 0.01397 | 0.020474 | 0.029269 | 0.039853 | 0.053627 | 0.068762 | 0.08338 | 0.096324 | 0.11072 | 0.12473 | 0.13451 | 0.13751 | 0.14234 | 0.1458 | 0.14829 | 1.3693
| Block 26: 240-250 mills/kWh | >240 | <=250 | 0.00051068 | 0.001465 | 0.0030319 | 0.0055194 | 0.0091909 | 0.01397 | 0.020474 | 0.029269 | 0.039853 | 0.053627 | 0.068762 | 0.08338 | 0.096324 | 0.11072 | 0.12473 | 0.13451 | 0.13751 | 0.14234 | 0.1458 | 0.14829 | 1.3693
| Block 27: 250-260 mills/kWh | >250 | <=260 | 0.00051068 | 0.001465 | 0.0030319 | 0.0055194 | 0.0091909 | 0.01397 | 0.020474 | 0.029269 | 0.039853 | 0.053627 | 0.068762 | 0.08338 | 0.096324 | 0.11072 | 0.12473 | 0.13451 | 0.13751 | 0.14234 | 0.1458 | 0.14829 | 1.3693
| Block 28: 260-270 mills/kWh | >260 | <=270 | 0.00051068 | 0.001465 | 0.0030319 | 0.0055194 | 0.0091909 | 0.01397 | 0.020474 | 0.029269 | 0.039853 | 0.053627 | 0.068762 | 0.08338 | 0.096324 | 0.11072 | 0.12473 | 0.13451 | 0.13751 | 0.14234 | 0.1458 | 0.14829 | 1.3693
| Block 29: 270-280 mills/kWh | >270 | <=280 | 0.00051068 | 0.001465 | 0.0030319 | 0.0055194 | 0.0091909 | 0.01397 | 0.020474 | 0.029269 | 0.039853 | 0.053627 | 0.068762 | 0.08338 | 0.096324 | 0.11072 | 0.12473 | 0.13451 | 0.13751 | 0.14234 | 0.1458 | 0.14829 | 1.3693
| Block 30: 280-290 mills/kWh | >280 | <=290 | 0.00051068 | 0.001465 | 0.0030319 | 0.0055194 | 0.0091909 | 0.01397 | 0.020474 | 0.029269 | 0.039853 | 0.053627 | 0.068762 | 0.08338 | 0.096324 | 0.11072 | 0.12473 | 0.13451 | 0.13751 | 0.14234 | 0.1458 | 0.14829 | 1.3693
| Block 31: 290-300 mills/kWh | >290 | <=300 | 0.00051068 | 0.001465 | 0.0030319 | 0.0055194 | 0.0091909 | 0.01397 | 0.020474 | 0.029269 | 0.039853 | 0.053627 | 0.068762 | 0.08338 | 0.096324 | 0.11072 | 0.12473 | 0.13451 | 0.13751 | 0.14234 | 0.1458 | 0.14829 | 1.3693
| Block 32: > 300 mills/kWh | >300 | <=9999 | 0.00051068 | 0.001465 | 0.0030319 | 0.0055194 | 0.0091909 | 0.01397 | 0.020474 | 0.029269 | 0.039853 | 0.053627 | 0.068762 | 0.08338 | 0.096324 | 0.11072 | 0.12473 | 0.13451 | 0.13751 | 0.14234 | 0.1458 | 0.14829 | 1.3693
RECOMBINE MEASURE BUNDLES INTO SUPPLY CURVE INCREMENTAL
|  | SC_New |  | 2016 | 2017 | 2018 | 2019 | 2020 | 2021 | 2022 | 2023 | 2024 | 2025 | 2026 | 2027 | 2028 | 2029 | 2030 | 2031 | 2032 | 2033 | 2034 | 2035 | MAX
|  | GSHP |  | aMW_2016 | aMW_2017 | aMW_2018 | aMW_2019 | aMW_2020 | aMW_2021 | aMW_2022 | aMW_2023 | aMW_2024 | aMW_2025 | aMW_2026 | aMW_2027 | aMW_2028 | aMW_2029 | aMW_2030 | aMW_2031 | aMW_2032 | aMW_2033 | aMW_2034 | aMW_2035 | MAX
|  | Block 1: <= 0 mills/kWh |  | 0 | 0 | 0 | 0 | 0 | 0 | 0 | 0 | 0 | 0 | 0 | 0 | 0 | 0 | 0 | 0 | 0 | 0 | 0 | 0 | 0
|  | Block 2: 0-10 mills/kWh |  | 0 | 0 | 0 | 0 | 0 | 0 | 0 | 0 | 0 | 0 | 0 | 0 | 0 | 0 | 0 | 0 | 0 | 0 | 0 | 0 | 0
|  | Block 3: 10-20 mills/kWh |  | 0 | 0 | 0 | 0 | 0 | 0 | 0 | 0 | 0 | 0 | 0 | 0 | 0 | 0 | 0 | 0 | 0 | 0 | 0 | 0 | 0
|  | Block 4: 20-30 mills/kWh |  | 0 | 0 | 0 | 0 | 0 | 0 | 0 | 0 | 0 | 0 | 0 | 0 | 0 | 0 | 0 | 0 | 0 | 0 | 0 | 0 | 0
|  | Block 5: 30-40 mills/kWh |  | 0 | 0 | 0 | 0 | 0 | 0 | 0 | 0 | 0 | 0 | 0 | 0 | 0 | 0 | 0 | 0 | 0 | 0 | 0 | 0 | 0
|  | Block 6: 40-50 mills/kWh |  | 0 | 0 | 0 | 0 | 0 | 0 | 0 | 0 | 0 | 0 | 0 | 0 | 0 | 0 | 0 | 0 | 0 | 0 | 0 | 0 | 0
|  | Block 7: 50-60 mills/kWh |  | 0 | 0 | 0 | 0 | 0 | 0 | 0 | 0 | 0 | 0 | 0 | 0 | 0 | 0 | 0 | 0 | 0 | 0 | 0 | 0 | 0
|  | Block 8: 60-70 mills/kWh |  | 0 | 0 | 0 | 0 | 0 | 0 | 0 | 0 | 0 | 0 | 0 | 0 | 0 | 0 | 0 | 0 | 0 | 0 | 0 | 0 | 0
|  | Block 9: 70-80 mills/kWh |  | 0 | 0 | 0 | 0 | 0 | 0 | 0 | 0 | 0 | 0 | 0 | 0 | 0 | 0 | 0 | 0 | 0 | 0 | 0 | 0 | 0
|  | Block 10: 80-90 mills/kWh |  | 0 | 0 | 0 | 0 | 0 | 0 | 0 | 0 | 0 | 0 | 0 | 0 | 0 | 0 | 0 | 0 | 0 | 0 | 0 | 0 | 0
|  | Block 11: 90-100 mills/kWh |  | 0 | 0 | 0 | 0 | 0 | 0 | 0 | 0 | 0 | 0 | 0 | 0 | 0 | 0 | 0 | 0 | 0 | 0 | 0 | 0 | 0
|  | Block 12: 100-110 mills/kWh |  | 0 | 0 | 0 | 0 | 0 | 0 | 0 | 0 | 0 | 0 | 0 | 0 | 0 | 0 | 0 | 0 | 0 | 0 | 0 | 0 | 0
|  | Block 13: 110-120 mills/kWh |  | 0 | 0 | 0 | 0 | 0 | 0 | 0 | 0 | 0 | 0 | 0 | 0 | 0 | 0 | 0 | 0 | 0 | 0 | 0 | 0 | 0
|  | Block 14: 120-130 mills/kWh |  | 0 | 0 | 0 | 0 | 0 | 0 | 0 | 0 | 0 | 0 | 0 | 0 | 0 | 0 | 0 | 0 | 0 | 0 | 0 | 0 | 0
|  | Block 15: 130-140 mills/kWh |  | 0 | 0 | 0 | 0 | 0 | 0 | 0 | 0 | 0 | 0 | 0 | 0 | 0 | 0 | 0 | 0 | 0 | 0 | 0 | 0 | 0
|  | Block 16: 140-150 mills/kWh |  | 0 | 0 | 0 | 0 | 0 | 0 | 0 | 0 | 0 | 0 | 0 | 0 | 0 | 0 | 0 | 0 | 0 | 0 | 0 | 0 | 0
|  | Block 17: 150-160 mills/kWh |  | 1.4095e-05 | 4.0434e-05 | 8.3681e-05 | 0.00015234 | 0.00025367 | 0.00038557 | 0.00056509 | 0.00080784 | 0.0011 | 0.0014801 | 0.0018979 | 0.0023013 | 0.0026586 | 0.003056 | 0.0034427 | 0.0037126 | 0.0037954 | 0.0039285 | 0.0040243 | 0.004093 | 0.037793
|  | Block 18: 160-170 mills/kWh |  | 0.00049659 | 0.0014245 | 0.0029482 | 0.005367 | 0.0089372 | 0.013584 | 0.019909 | 0.028461 | 0.038753 | 0.052146 | 0.066864 | 0.081078 | 0.093665 | 0.10767 | 0.12129 | 0.1308 | 0.13372 | 0.13841 | 0.14178 | 0.1442 | 1.3315
|  | Block 19: 170-180 mills/kWh |  | 0 | 0 | 0 | 0 | 0 | 0 | 0 | 0 | 0 | 0 | 0 | 0 | 0 | 0 | 0 | 0 | 0 | 0 | 0 | 0 | 0
|  | Block 20: 180-190 mills/kWh |  | 0 | 0 | 0 | 0 | 0 | 0 | 0 | 0 | 0 | 0 | 0 | 0 | 0 | 0 | 0 | 0 | 0 | 0 | 0 | 0 | 0
|  | Block 21: 190-200 mills/kWh |  | 0 | 0 | 0 | 0 | 0 | 0 | 0 | 0 | 0 | 0 | 0 | 0 | 0 | 0 | 0 | 0 | 0 | 0 | 0 | 0 | 0
|  | Block 22: 200-210 mills/kWh |  | 0 | 0 | 0 | 0 | 0 | 0 | 0 | 0 | 0 | 0 | 0 | 0 | 0 | 0 | 0 | 0 | 0 | 0 | 0 | 0 | 0
|  | Block 23: 210-220 mills/kWh |  | 0 | 0 | 0 | 0 | 0 | 0 | 0 | 0 | 0 | 0 | 0 | 0 | 0 | 0 | 0 | 0 | 0 | 0 | 0 | 0 | 0
|  | Block 24: 220-230 mills/kWh |  | 0 | 0 | 0 | 0 | 0 | 0 | 0 | 0 | 0 | 0 | 0 | 0 | 0 | 0 | 0 | 0 | 0 | 0 | 0 | 0 | 0
|  | Block 25: 230-240 mills/kWh |  | 0 | 0 | 0 | 0 | 0 | 0 | 0 | 0 | 0 | 0 | 0 | 0 | 0 | 0 | 0 | 0 | 0 | 0 | 0 | 0 | 0
|  | Block 26: 240-250 mills/kWh |  | 0 | 0 | 0 | 0 | 0 | 0 | 0 | 0 | 0 | 0 | 0 | 0 | 0 | 0 | 0 | 0 | 0 | 0 | 0 | 0 | 0
|  | Block 27: 250-260 mills/kWh |  | 0 | 0 | 0 | 0 | 0 | 0 | 0 | 0 | 0 | 0 | 0 | 0 | 0 | 0 | 0 | 0 | 0 | 0 | 0 | 0 | 0
|  | Block 28: 260-270 mills/kWh |  | 0 | 0 | 0 | 0 | 0 | 0 | 0 | 0 | 0 | 0 | 0 | 0 | 0 | 0 | 0 | 0 | 0 | 0 | 0 | 0 | 0
|  | Block 29: 270-280 mills/kWh |  | 0 | 0 | 0 | 0 | 0 | 0 | 0 | 0 | 0 | 0 | 0 | 0 | 0 | 0 | 0 | 0 | 0 | 0 | 0 | 0 | 0
|  | Block 30: 280-290 mills/kWh |  | 0 | 0 | 0 | 0 | 0 | 0 | 0 | 0 | 0 | 0 | 0 | 0 | 0 | 0 | 0 | 0 | 0 | 0 | 0 | 0 | 0
|  | Block 31: 290-300 mills/kWh |  | 0 | 0 | 0 | 0 | 0 | 0 | 0 | 0 | 0 | 0 | 0 | 0 | 0 | 0 | 0 | 0 | 0 | 0 | 0 | 0 | 0
|  | Block 32: > 300 mills/kWh |  | 0 | 0 | 0 | 0 | 0 | 0 | 0 | 0 | 0 | 0 | 0 | 0 | 0 | 0 | 0 | 0 | 0 | 0 | 0 | 0 | 0
|  | Total per Year |  | 0.00051068 | 0.001465 | 0.0030319 | 0.0055194 | 0.0091909 | 0.01397 | 0.020474 | 0.029269 | 0.039853 | 0.053627 | 0.068762 | 0.08338 | 0.096324 | 0.11072 | 0.12473 | 0.13451 | 0.13751 | 0.14234 | 0.1458 | 0.14829
|  | Total Cumulative |  | 0.00051068 | 0.0019756 | 0.0050075 | 0.010527 | 0.019718 | 0.033688 | 0.054161 | 0.08343 | 0.12328 | 0.17691 | 0.24567 | 0.32905 | 0.42538 | 0.5361 | 0.66083 | 0.79534 | 0.93286 | 1.0752 | 1.221 | 1.3693 | 1.3693
CALCULATE # HOMES NOT ADDRESSED BY MEASURE AND ADD TO RETROFIT POOL
# HOMES RESIDUAL & AVAILABLE TO NR/RETROFIT POOL
APPLICABLE NEW STOCK MINUS TREATED |  |  |  | 2016 aMW_2016: Homes
|  |  |  | 2016 | 2017 | 2018 | 2019 | 2020 | 2021 | 2022 | 2023 | 2024 | 2025 | 2026 | 2027 | 2028 | 2029 | 2030 | 2031 | 2032 | 2033 | 2034 | 2035
|  | Single Family |  | 62668.6995 | 59912.8437 | 56732.7319 | 54800.8173 | 53200.449 | 50515.3849 | 48877.7386 | 48346.7796 | 47484.4687 | 47891.8454 | 47733.1385 | 46602.4435 | 44861.6171 | 44430.3232 | 44523.8078 | 43989.4917 | 42285.378 | 42044.0327 | 42047.0125 | 42282.3356 |  | 971231.3391
|  | Multifamily - Low Rise |  | #DIV/0! | #DIV/0! | #DIV/0! | #DIV/0! | #DIV/0! | #DIV/0! | #DIV/0! | #DIV/0! | #DIV/0! | #DIV/0! | #DIV/0! | #DIV/0! | #DIV/0! | #DIV/0! | #DIV/0! | #DIV/0! | #DIV/0! | #DIV/0! | #DIV/0! | #DIV/0! |  | #DIV/0!
|  | Multifamily - High Rise |  | #DIV/0! | #DIV/0! | #DIV/0! | #DIV/0! | #DIV/0! | #DIV/0! | #DIV/0! | #DIV/0! | #DIV/0! | #DIV/0! | #DIV/0! | #DIV/0! | #DIV/0! | #DIV/0! | #DIV/0! | #DIV/0! | #DIV/0! | #DIV/0! | #DIV/0! | #DIV/0! |  | #DIV/0!
|  | Manufactured |  | #DIV/0! | #DIV/0! | #DIV/0! | #DIV/0! | #DIV/0! | #DIV/0! | #DIV/0! | #DIV/0! | #DIV/0! | #DIV/0! | #DIV/0! | #DIV/0! | #DIV/0! | #DIV/0! | #DIV/0! | #DIV/0! | #DIV/0! | #DIV/0! | #DIV/0! | #DIV/0! |  | #DIV/0!
|  | Total Residual to NR/Retro Pool |  | #DIV/0! | #DIV/0! | #DIV/0! | #DIV/0! | #DIV/0! | #DIV/0! | #DIV/0! | #DIV/0! | #DIV/0! | #DIV/0! | #DIV/0! | #DIV/0! | #DIV/0! | #DIV/0! | #DIV/0! | #DIV/0! | #DIV/0! | #DIV/0! | #DIV/0! | #DIV/0! |  | #DIV/0!

## SC-NR
Methodology | Methodology: For the Natural Replacement case. Start with 2015 Stock decayed over time for demolition and retirement. Add the New stock not addressed by the New Building Programs. Then apply natural turnover rate based on measure life. The rate is the annual fraction of the stock that is replaced in any year. Also apply the achievable penetration rate by year and the measure applicability factor. Achievable penetration includes program ramp up. The applicability factor represents the portion of the available stock that the measure applies to which is 100percent minus the baseline fraction that is doing the measure absent program. The product is the annual available # of homes. Number of homes times savings per home for aMW potential available by year for each type. Turnover Rate, Achievable Penetration Rate and Applicability Factor are looked up from ResMaster. Savings available for the retrofit measure apply only to the non-NR residual # of homes at the 20th year.
='[7P Forecasts D2.xlsx]Res Forecast (Base Case)'!$D$5
| Vintage | NR | Existing
End Use: | Measure Bundle | GSHP | Region
HVAC | Report Year | 2035 | Base
| Total Max Potential (aMW) | 17.4987
# Homes FOR EXISTING STOCK |  |  |  | 2016 | 2017 | 2018 | 2019 | 2020 | 2021 | 2022 | 2023 | 2024 | 2025 | 2026 | 2027 | 2028 | 2029 | 2030 | 2031 | 2032 | 2033 | 2034 | 2035
|  |  |  | HOMES_2016 | HOMES_2017 | HOMES_2018 | HOMES_2019 | HOMES_2020 | HOMES_2021 | HOMES_2022 | HOMES_2023 | HOMES_2024 | HOMES_2025 | HOMES_2026 | HOMES_2027 | HOMES_2028 | HOMES_2029 | HOMES_2030 | HOMES_2031 | HOMES_2032 | HOMES_2033 | HOMES_2034 | HOMES_2035
|  |  | Single Family | 4203528.272 | 4193982.9786 | 4184459.3605 | 4174957.3684 | 4165476.9533 | 4156018.0661 | 4146580.658 | 4137164.6802 | 4127770.084 | 4118396.8208 | 4109044.8423 | 4099714.1001 | 4090404.546 | 4081116.1319 | 4071848.8097 | 4062602.5315 | 4053377.2496 | 4044172.9164 | 4034989.4841 | 4025826.9055
|  |  | Multifamily - Low Rise | 926243.2561 | 924139.9264 | 922041.373 | 919947.585 | 917858.5517 | 915774.2621 | 913694.7056 | 911619.8714 | 909549.7488 | 907484.327 | 905423.5954 | 903367.5434 | 901316.1603 | 899269.4355 | 897227.3585 | 895189.9186 | 893157.1054 | 891128.9083 | 889105.3169 | 887086.3207
|  |  | Multifamily - High Rise | 211180.0799 | 210700.5284 | 210222.0659 | 209744.6898 | 209268.3979 | 208793.1875 | 208319.0562 | 207846.0016 | 207374.0211 | 206903.1125 | 206433.2733 | 205964.5009 | 205496.793 | 205030.1473 | 204564.5612 | 204100.0323 | 203636.5583 | 203174.1368 | 202712.7653 | 202252.4416
|  |  | Manufactured | 572006.3278 | 565893.3039 | 559845.6099 | 553862.5474 | 547943.4258 | 542087.5619 | 536294.2794 | 530562.9097 | 524892.7911 | 519283.2689 | 513733.6956 | 508243.4306 | 502811.8399 | 497438.2966 | 492122.1802 | 486862.8771 | 481659.7801 | 476512.2886 | 471419.8082 | 466381.7511
| REG_TOTAL_STOCK_# HOMES |  | Total Regional Stock | 5912957.9358 | 5894716.7373 | 5876568.4092 | 5858512.1907 | 5840547.3287 | 5822673.0775 | 5804888.6992 | 5787193.4628 | 5769586.6449 | 5752067.5293 | 5734635.4066 | 5717289.575 | 5700029.3393 | 5682854.0112 | 5665762.9095 | 5648755.3595 | 5631830.6935 | 5614988.2501 | 5598227.3746 | 5581547.4189
# Homes NOT TREATED FROM NEW STOCK AND THUS AVAILABLE FOR NR POOL FROM SC-NEW
ONLY INCLUDE AFTER ONE EUL |  |  |  | 1 | 2 | 3 | 4 | 5 | 6 | 7 | 8 | 9 | 10 | 11 | 12 | 13 | 14 | 15 | 16 | 17 | 18 | 19 | 20
|  |  | Single Family | 0 | 0 | 0 | 0 | 0 | 0 | 0 | 0 | 0 | 0 | 0 | 0 | 0 | 0 | 0 | 62668.6995 | 59912.8437 | 56732.7319 | 54800.8173 | 53200.449
|  |  | Multifamily - Low Rise | 0 | 0 | 0 | 0 | 0 | 0 | 0 | 0 | 0 | 0 | 0 | 0 | 0 | 0 | 0 | #DIV/0! | #DIV/0! | #DIV/0! | #DIV/0! | #DIV/0!
|  |  | Multifamily - High Rise | 0 | 0 | 0 | 0 | 0 | 0 | 0 | 0 | 0 | 0 | 0 | 0 | 0 | 0 | 0 | #DIV/0! | #DIV/0! | #DIV/0! | #DIV/0! | #DIV/0!
|  |  | Manufactured | 0 | 0 | 0 | 0 | 0 | 0 | 0 | 0 | 0 | 0 | 0 | 0 | 0 | 0 | 0 | #DIV/0! | #DIV/0! | #DIV/0! | #DIV/0! | #DIV/0!
|  |  | New Stock into NR/Retro Pool | 0 | 0 | 0 | 0 | 0 | 0 | 0 | 0 | 0 | 0 | 0 | 0 | 0 | 0 | 0 | #DIV/0! | #DIV/0! | #DIV/0! | #DIV/0! | #DIV/0!
EXISTING STOCK AVAILABLE TO NR/RETROFIT POOL | [24 empty] | 85%
|  |  |  | 2 | 3 | 4 | 5 | 6 | 7 | 8 | 9 | 10 | 11 | 12 | 13 | 14 | 15 | 16 | 17 | 18 | 19 | 20 | 21 | 22 | MAX
|  |  | Single Family | 4203528.272 | 4193982.9786 | 4184459.3605 | 4174957.3684 | 4165476.9533 | 4156018.0661 | 4146580.658 | 4137164.6802 | 4127770.084 | 4118396.8208 | 4109044.8423 | 4099714.1001 | 4090404.546 | 4081116.1319 | 4071848.8097 | 4125271.231 | 4113290.0934 | 4100905.6483 | 4089790.3014 | 4079027.3545 |  | 94451.9915
|  |  | Multifamily - Low Rise | 926243.2561 | 924139.9264 | 922041.373 | 919947.585 | 917858.5517 | 915774.2621 | 913694.7056 | 911619.8714 | 909549.7488 | 907484.327 | 905423.5954 | 903367.5434 | 901316.1603 | 899269.4355 | 897227.3585 | #DIV/0! | #DIV/0! | #DIV/0! | #DIV/0! | #DIV/0! |  | #DIV/0!
|  |  | Multifamily - High Rise | 211180.0799 | 210700.5284 | 210222.0659 | 209744.6898 | 209268.3979 | 208793.1875 | 208319.0562 | 207846.0016 | 207374.0211 | 206903.1125 | 206433.2733 | 205964.5009 | 205496.793 | 205030.1473 | 204564.5612 | #DIV/0! | #DIV/0! | #DIV/0! | #DIV/0! | #DIV/0! |  | #DIV/0!
|  |  | Manufactured | 572006.3278 | 565893.3039 | 559845.6099 | 553862.5474 | 547943.4258 | 542087.5619 | 536294.2794 | 530562.9097 | 524892.7911 | 519283.2689 | 513733.6956 | 508243.4306 | 502811.8399 | 497438.2966 | 492122.1802 | #DIV/0! | #DIV/0! | #DIV/0! | #DIV/0! | #DIV/0! |  | #DIV/0!
|  |  |  | 5912957.9358 | 5894716.7373 | 5876568.4092 | 5858512.1907 | 5840547.3287 | 5822673.0775 | 5804888.6992 | 5787193.4628 | 5769586.6449 | 5752067.5293 | 5734635.4066 | 5717289.575 | 5700029.3393 | 5682854.0112 | 5665762.9095 | #DIV/0! | #DIV/0! | #DIV/0! | #DIV/0! | #DIV/0! |  | #DIV/0!
APPLY MEASURE APPLICABILITY, SATURATION TURNOVER RATE FOR MAX ANNUAL # UNITS
Applicability | Saturation | Turnover Rate | GSHP - NR | 2016 | 2017 | 2018 | 2019 | 2020 | 2021 | 2022 | 2023 | 2024 | 2025 | 2026 | 2027 | 2028 | 2029 | 2030 | 2031 | 2032 | 2033 | 2034 | 2035
12.49% | 21.82% | 6.667% | Single Family | 7634.1078 | 7616.7724 | 7599.4764 | 7582.2197 | 7565.0021 | 7547.8236 | 7530.6842 | 7513.5836 | 7496.5219 | 7479.499 | 7462.5147 | 7445.5689 | 7428.6617 | 7411.7928 | 7394.9622 | 7378.1699 | 7361.4157 | 7344.6995 | 7328.0213 | 7311.381 |  | 93220.1076
0% |  | 6.667% | Multifamily - Low Rise | 0 | 0 | 0 | 0 | 0 | 0 | 0 | 0 | 0 | 0 | 0 | 0 | 0 | 0 | 0 | 0 | 0 | 0 | 0 | 0 |  | 0
0% |  | 6.667% | Multifamily - High Rise | 0 | 0 | 0 | 0 | 0 | 0 | 0 | 0 | 0 | 0 | 0 | 0 | 0 | 0 | 0 | 0 | 0 | 0 | 0 | 0 |  | 0
0% |  | 6.667% | Manufactured | 0 | 0 | 0 | 0 | 0 | 0 | 0 | 0 | 0 | 0 | 0 | 0 | 0 | 0 | 0 | 0 | 0 | 0 | 0 | 0 |  | 0
|  |  |  | 7634.1078 | 7616.7724 | 7599.4764 | 7582.2197 | 7565.0021 | 7547.8236 | 7530.6842 | 7513.5836 | 7496.5219 | 7479.499 | 7462.5147 | 7445.5689 | 7428.6617 | 7411.7928 | 7394.9622 | 7378.1699 | 7361.4157 | 7344.6995 | 7328.0213 | 7311.381 |  | 149432.8785
Applicability | Saturation | Turnover Rate | GSHP - NEW | 2016 | 2017 | 2018 | 2019 | 2020 | 2021 | 2022 | 2023 | 2024 | 2025 | 2026 | 2027 | 2028 | 2029 | 2030 | 2031 | 2032 | 2033 | 2034 | 2035
12.49% | 11.11% | 100% | Single Family | 0 | 0 | 0 | 0 | 0 | 0 | 0 | 0 | 0 | 0 | 0 | 0 | 0 | 0 | 0 | 869.5884 | 831.3482 | 787.2211 | 760.414 | 738.2073 |  | 3388.7621
0% |  |  | Multifamily - Low Rise | 0 | 0 | 0 | 0 | 0 | 0 | 0 | 0 | 0 | 0 | 0 | 0 | 0 | 0 | 0 | #DIV/0! | #DIV/0! | #DIV/0! | #DIV/0! | #DIV/0! |  | #DIV/0!
0% |  |  | Multifamily - High Rise | 0 | 0 | 0 | 0 | 0 | 0 | 0 | 0 | 0 | 0 | 0 | 0 | 0 | 0 | 0 | #DIV/0! | #DIV/0! | #DIV/0! | #DIV/0! | #DIV/0! |  | #DIV/0!
0% |  |  | Manufactured | 0 | 0 | 0 | 0 | 0 | 0 | 0 | 0 | 0 | 0 | 0 | 0 | 0 | 0 | 0 | #DIV/0! | #DIV/0! | #DIV/0! | #DIV/0! | #DIV/0! |  | #DIV/0!
|  |  |  | 0 | 0 | 0 | 0 | 0 | 0 | 0 | 0 | 0 | 0 | 0 | 0 | 0 | 0 | 0 | #DIV/0! | #DIV/0! | #DIV/0! | #DIV/0! | #DIV/0! |  | #DIV/0!
Achievability =>
INCREMENTAL ACHIEVABILITY |  |  | GSHP - NR | 0.2564% | 0.769% | 1.679% | 3.16% | 5.407% | 8.625% | 13% | 18.68% | 25.7% | 33.98% | 43.26% | 53.14% | 63.06% | 72.42% | 80.64% | 87.33% | 92.33% | 95.74% | 97.82% | 98.82% |  | 85%
|  |  | Single Family | 16.6404 | 49.79 | 108.4689 | 203.6387 | 347.6757 | 553.3702 | 832.3509 | 1192.9245 | 1637.5027 | 2160.0444 | 2744.2282 | 3363.2532 | 3982.0571 | 4562.2002 | 5068.69 | 6122.4615 | 6430.0366 | 6617.4685 | 6725.4019 | 6761.5227
|  |  | Multifamily - Low Rise | 0 | 0 | 0 | 0 | 0 | 0 | 0 | 0 | 0 | 0 | 0 | 0 | 0 | 0 | 0 | #DIV/0! | #DIV/0! | #DIV/0! | #DIV/0! | #DIV/0!
|  |  | Multifamily - High Rise | 0 | 0 | 0 | 0 | 0 | 0 | 0 | 0 | 0 | 0 | 0 | 0 | 0 | 0 | 0 | #DIV/0! | #DIV/0! | #DIV/0! | #DIV/0! | #DIV/0!
|  |  | Manufactured | 0 | 0 | 0 | 0 | 0 | 0 | 0 | 0 | 0 | 0 | 0 | 0 | 0 | 0 | 0 | #DIV/0! | #DIV/0! | #DIV/0! | #DIV/0! | #DIV/0!
|  |  |  | 16.6404 | 49.79 | 108.4689 | 203.6387 | 347.6757 | 553.3702 | 832.3509 | 1192.9245 | 1637.5027 | 2160.0444 | 2744.2282 | 3363.2532 | 3982.0571 | 4562.2002 | 5068.69 | #DIV/0! | #DIV/0! | #DIV/0! | #DIV/0! | #DIV/0!
SUPPLY CURVE SAVINGS BY BUNDLE |  |  | NR | 2016: aMW
kWh per home | TRC Net Levelized Cost (Net of All Benefits) in mills/kWh |  | 1 | 2016 | 2017 | 2018 | 2019 | 2020 | 2021 | 2022 | 2023 | 2024 | 2025 | 2026 | 2027 | 2028 | 2029 | 2030 | 2031 | 2032 | 2033 | 2034 | 2035 | MAX
Busbar Savings | lvlcost | segment | measure | aMW_2016 | aMW_2017 | aMW_2018 | aMW_2019 | aMW_2020 | aMW_2021 | aMW_2022 | aMW_2023 | aMW_2024 | aMW_2025 | aMW_2026 | aMW_2027 | aMW_2028 | aMW_2029 | aMW_2030 | aMW_2031 | aMW_2032 | aMW_2033 | aMW_2034 | aMW_2035 | MAX |  | Cumulative
3867.7113 | 181.5504 | Single Family | Ground Source Heat Pump Upgrade from Air Source Heat Pump - With Desuperheater - Existing House 4000 square feet or greater | 0.00012517 | 0.00037454 | 0.00081594 | 0.0015318 | 0.0026153 | 0.0041626 | 0.0062612 | 0.0089735 | 0.012318 | 0.016248 | 0.020643 | 0.025299 | 0.029954 | 0.034318 | 0.038128 | 0.046055 | 0.048369 | 0.049779 | 0.05059 | 0.050862 | 0.72672 |  | 0.44742
2554.7951 | 169.7815 | Single Family | Ground Source Heat Pump Upgrade from Air Source Heat Pump - With Desuperheater - Existing House less than 4000 square feet | 0.0047704 | 0.014274 | 0.031095 | 0.058378 | 0.09967 | 0.15864 | 0.23861 | 0.34198 | 0.46943 | 0.61923 | 0.7867 | 0.96416 | 1.1416 | 1.3079 | 1.4531 | 1.7552 | 1.8433 | 1.8971 | 1.928 | 1.9384 | 27.6953 |  | 17.0513
| 170.0824 |  |  | 0.0048955 | 0.014648 | 0.031911 | 0.05991 | 0.10229 | 0.1628 | 0.24487 | 0.35095 | 0.48175 | 0.63548 | 0.80734 | 0.98946 | 1.1715 | 1.3422 | 1.4912 | 1.8012 | 1.8917 | 1.9468 | 1.9786 | 1.9892 | 28.422 |  | 17.4987
RECOMBINE MEASURE BUNDLES INTO SUPPLY CURVE CUMULATIVE
|  |  |  | 2016 | 2017 | 2018 | 2019 | 2020 | 2021 | 2022 | 2023 | 2024 | 2025 | 2026 | 2027 | 2028 | 2029 | 2030 | 2031 | 2032 | 2033 | 2034 | 2035 | MAX
|  | lvlcost | lvlcost | aMW_2016 | aMW_2017 | aMW_2018 | aMW_2019 | aMW_2020 | aMW_2021 | aMW_2022 | aMW_2023 | aMW_2024 | aMW_2025 | aMW_2026 | aMW_2027 | aMW_2028 | aMW_2029 | aMW_2030 | aMW_2031 | aMW_2032 | aMW_2033 | aMW_2034 | aMW_2035 | MAX
| Block 1: <= 0 mills/kWh | >=-9999 | <=0 | 0 | 0 | 0 | 0 | 0 | 0 | 0 | 0 | 0 | 0 | 0 | 0 | 0 | 0 | 0 | 0 | 0 | 0 | 0 | 0 | 0
| Block 2: 0-10 mills/kWh | >0 | <=10 | 0 | 0 | 0 | 0 | 0 | 0 | 0 | 0 | 0 | 0 | 0 | 0 | 0 | 0 | 0 | 0 | 0 | 0 | 0 | 0 | 0
| Block 3: 10-20 mills/kWh | >10 | <=20 | 0 | 0 | 0 | 0 | 0 | 0 | 0 | 0 | 0 | 0 | 0 | 0 | 0 | 0 | 0 | 0 | 0 | 0 | 0 | 0 | 0
| Block 4: 20-30 mills/kWh | >20 | <=30 | 0 | 0 | 0 | 0 | 0 | 0 | 0 | 0 | 0 | 0 | 0 | 0 | 0 | 0 | 0 | 0 | 0 | 0 | 0 | 0 | 0
| Block 5: 30-40 mills/kWh | >30 | <=40 | 0 | 0 | 0 | 0 | 0 | 0 | 0 | 0 | 0 | 0 | 0 | 0 | 0 | 0 | 0 | 0 | 0 | 0 | 0 | 0 | 0
| Block 6: 40-50 mills/kWh | >40 | <=50 | 0 | 0 | 0 | 0 | 0 | 0 | 0 | 0 | 0 | 0 | 0 | 0 | 0 | 0 | 0 | 0 | 0 | 0 | 0 | 0 | 0
| Block 7: 50-60 mills/kWh | >50 | <=60 | 0 | 0 | 0 | 0 | 0 | 0 | 0 | 0 | 0 | 0 | 0 | 0 | 0 | 0 | 0 | 0 | 0 | 0 | 0 | 0 | 0
| Block 8: 60-70 mills/kWh | >60 | <=70 | 0 | 0 | 0 | 0 | 0 | 0 | 0 | 0 | 0 | 0 | 0 | 0 | 0 | 0 | 0 | 0 | 0 | 0 | 0 | 0 | 0
| Block 9: 70-80 mills/kWh | >70 | <=80 | 0 | 0 | 0 | 0 | 0 | 0 | 0 | 0 | 0 | 0 | 0 | 0 | 0 | 0 | 0 | 0 | 0 | 0 | 0 | 0 | 0
| Block 10: 80-90 mills/kWh | >80 | <=90 | 0 | 0 | 0 | 0 | 0 | 0 | 0 | 0 | 0 | 0 | 0 | 0 | 0 | 0 | 0 | 0 | 0 | 0 | 0 | 0 | 0
| Block 11: 90-100 mills/kWh | >90 | <=100 | 0 | 0 | 0 | 0 | 0 | 0 | 0 | 0 | 0 | 0 | 0 | 0 | 0 | 0 | 0 | 0 | 0 | 0 | 0 | 0 | 0
| Block 12: 100-110 mills/kWh | >100 | <=110 | 0 | 0 | 0 | 0 | 0 | 0 | 0 | 0 | 0 | 0 | 0 | 0 | 0 | 0 | 0 | 0 | 0 | 0 | 0 | 0 | 0
| Block 13: 110-120 mills/kWh | >110 | <=120 | 0 | 0 | 0 | 0 | 0 | 0 | 0 | 0 | 0 | 0 | 0 | 0 | 0 | 0 | 0 | 0 | 0 | 0 | 0 | 0 | 0
| Block 14: 120-130 mills/kWh | >120 | <=130 | 0 | 0 | 0 | 0 | 0 | 0 | 0 | 0 | 0 | 0 | 0 | 0 | 0 | 0 | 0 | 0 | 0 | 0 | 0 | 0 | 0
| Block 15: 130-140 mills/kWh | >130 | <=140 | 0 | 0 | 0 | 0 | 0 | 0 | 0 | 0 | 0 | 0 | 0 | 0 | 0 | 0 | 0 | 0 | 0 | 0 | 0 | 0 | 0
| Block 16: 140-150 mills/kWh | >140 | <=150 | 0 | 0 | 0 | 0 | 0 | 0 | 0 | 0 | 0 | 0 | 0 | 0 | 0 | 0 | 0 | 0 | 0 | 0 | 0 | 0 | 0
| Block 17: 150-160 mills/kWh | >150 | <=160 | 0 | 0 | 0 | 0 | 0 | 0 | 0 | 0 | 0 | 0 | 0 | 0 | 0 | 0 | 0 | 0 | 0 | 0 | 0 | 0 | 0
| Block 18: 160-170 mills/kWh | >160 | <=170 | 0.0047704 | 0.014274 | 0.031095 | 0.058378 | 0.09967 | 0.15864 | 0.23861 | 0.34198 | 0.46943 | 0.61923 | 0.7867 | 0.96416 | 1.1416 | 1.3079 | 1.4531 | 1.7552 | 1.8433 | 1.8971 | 1.928 | 1.9384 | 27.6953
| Block 19: 170-180 mills/kWh | >170 | <=180 | 0.0047704 | 0.014274 | 0.031095 | 0.058378 | 0.09967 | 0.15864 | 0.23861 | 0.34198 | 0.46943 | 0.61923 | 0.7867 | 0.96416 | 1.1416 | 1.3079 | 1.4531 | 1.7552 | 1.8433 | 1.8971 | 1.928 | 1.9384 | 27.6953
| Block 20: 180-190 mills/kWh | >180 | <=190 | 0.0048955 | 0.014648 | 0.031911 | 0.05991 | 0.10229 | 0.1628 | 0.24487 | 0.35095 | 0.48175 | 0.63548 | 0.80734 | 0.98946 | 1.1715 | 1.3422 | 1.4912 | 1.8012 | 1.8917 | 1.9468 | 1.9786 | 1.9892 | 28.422
| Block 21: 190-200 mills/kWh | >190 | <=200 | 0.0048955 | 0.014648 | 0.031911 | 0.05991 | 0.10229 | 0.1628 | 0.24487 | 0.35095 | 0.48175 | 0.63548 | 0.80734 | 0.98946 | 1.1715 | 1.3422 | 1.4912 | 1.8012 | 1.8917 | 1.9468 | 1.9786 | 1.9892 | 28.422
| Block 22: 200-210 mills/kWh | >200 | <=210 | 0.0048955 | 0.014648 | 0.031911 | 0.05991 | 0.10229 | 0.1628 | 0.24487 | 0.35095 | 0.48175 | 0.63548 | 0.80734 | 0.98946 | 1.1715 | 1.3422 | 1.4912 | 1.8012 | 1.8917 | 1.9468 | 1.9786 | 1.9892 | 28.422
| Block 23: 210-220 mills/kWh | >210 | <=220 | 0.0048955 | 0.014648 | 0.031911 | 0.05991 | 0.10229 | 0.1628 | 0.24487 | 0.35095 | 0.48175 | 0.63548 | 0.80734 | 0.98946 | 1.1715 | 1.3422 | 1.4912 | 1.8012 | 1.8917 | 1.9468 | 1.9786 | 1.9892 | 28.422
| Block 24: 220-230 mills/kWh | >220 | <=230 | 0.0048955 | 0.014648 | 0.031911 | 0.05991 | 0.10229 | 0.1628 | 0.24487 | 0.35095 | 0.48175 | 0.63548 | 0.80734 | 0.98946 | 1.1715 | 1.3422 | 1.4912 | 1.8012 | 1.8917 | 1.9468 | 1.9786 | 1.9892 | 28.422
| Block 25: 230-240 mills/kWh | >230 | <=240 | 0.0048955 | 0.014648 | 0.031911 | 0.05991 | 0.10229 | 0.1628 | 0.24487 | 0.35095 | 0.48175 | 0.63548 | 0.80734 | 0.98946 | 1.1715 | 1.3422 | 1.4912 | 1.8012 | 1.8917 | 1.9468 | 1.9786 | 1.9892 | 28.422
| Block 26: 240-250 mills/kWh | >240 | <=250 | 0.0048955 | 0.014648 | 0.031911 | 0.05991 | 0.10229 | 0.1628 | 0.24487 | 0.35095 | 0.48175 | 0.63548 | 0.80734 | 0.98946 | 1.1715 | 1.3422 | 1.4912 | 1.8012 | 1.8917 | 1.9468 | 1.9786 | 1.9892 | 28.422
| Block 27: 250-260 mills/kWh | >250 | <=260 | 0.0048955 | 0.014648 | 0.031911 | 0.05991 | 0.10229 | 0.1628 | 0.24487 | 0.35095 | 0.48175 | 0.63548 | 0.80734 | 0.98946 | 1.1715 | 1.3422 | 1.4912 | 1.8012 | 1.8917 | 1.9468 | 1.9786 | 1.9892 | 28.422
| Block 28: 260-270 mills/kWh | >260 | <=270 | 0.0048955 | 0.014648 | 0.031911 | 0.05991 | 0.10229 | 0.1628 | 0.24487 | 0.35095 | 0.48175 | 0.63548 | 0.80734 | 0.98946 | 1.1715 | 1.3422 | 1.4912 | 1.8012 | 1.8917 | 1.9468 | 1.9786 | 1.9892 | 28.422
| Block 29: 270-280 mills/kWh | >270 | <=280 | 0.0048955 | 0.014648 | 0.031911 | 0.05991 | 0.10229 | 0.1628 | 0.24487 | 0.35095 | 0.48175 | 0.63548 | 0.80734 | 0.98946 | 1.1715 | 1.3422 | 1.4912 | 1.8012 | 1.8917 | 1.9468 | 1.9786 | 1.9892 | 28.422
| Block 30: 280-290 mills/kWh | >280 | <=290 | 0.0048955 | 0.014648 | 0.031911 | 0.05991 | 0.10229 | 0.1628 | 0.24487 | 0.35095 | 0.48175 | 0.63548 | 0.80734 | 0.98946 | 1.1715 | 1.3422 | 1.4912 | 1.8012 | 1.8917 | 1.9468 | 1.9786 | 1.9892 | 28.422
| Block 31: 290-300 mills/kWh | >290 | <=300 | 0.0048955 | 0.014648 | 0.031911 | 0.05991 | 0.10229 | 0.1628 | 0.24487 | 0.35095 | 0.48175 | 0.63548 | 0.80734 | 0.98946 | 1.1715 | 1.3422 | 1.4912 | 1.8012 | 1.8917 | 1.9468 | 1.9786 | 1.9892 | 28.422
| Block 32: > 300 mills/kWh | >300 | <=9999 | 0.0048955 | 0.014648 | 0.031911 | 0.05991 | 0.10229 | 0.1628 | 0.24487 | 0.35095 | 0.48175 | 0.63548 | 0.80734 | 0.98946 | 1.1715 | 1.3422 | 1.4912 | 1.8012 | 1.8917 | 1.9468 | 1.9786 | 1.9892 | 28.422
RECOMBINE MEASURE BUNDLES INTO SUPPLY CURVE INCREMENTAL
|  |  | GSHP | 2016 | 2017 | 2018 | 2019 | 2020 | 2021 | 2022 | 2023 | 2024 | 2025 | 2026 | 2027 | 2028 | 2029 | 2030 | 2031 | 2032 | 2033 | 2034 | 2035 | MAX
|  |  | GSHP | aMW_2016 | aMW_2017 | aMW_2018 | aMW_2019 | aMW_2020 | aMW_2021 | aMW_2022 | aMW_2023 | aMW_2024 | aMW_2025 | aMW_2026 | aMW_2027 | aMW_2028 | aMW_2029 | aMW_2030 | aMW_2031 | aMW_2032 | aMW_2033 | aMW_2034 | aMW_2035 | MAX
|  |  | Block 1: <= 0 mills/kWh | 0 | 0 | 0 | 0 | 0 | 0 | 0 | 0 | 0 | 0 | 0 | 0 | 0 | 0 | 0 | 0 | 0 | 0 | 0 | 0 | 0
|  |  | Block 2: 0-10 mills/kWh | 0 | 0 | 0 | 0 | 0 | 0 | 0 | 0 | 0 | 0 | 0 | 0 | 0 | 0 | 0 | 0 | 0 | 0 | 0 | 0 | 0
|  |  | Block 3: 10-20 mills/kWh | 0 | 0 | 0 | 0 | 0 | 0 | 0 | 0 | 0 | 0 | 0 | 0 | 0 | 0 | 0 | 0 | 0 | 0 | 0 | 0 | 0
|  |  | Block 4: 20-30 mills/kWh | 0 | 0 | 0 | 0 | 0 | 0 | 0 | 0 | 0 | 0 | 0 | 0 | 0 | 0 | 0 | 0 | 0 | 0 | 0 | 0 | 0
|  |  | Block 5: 30-40 mills/kWh | 0 | 0 | 0 | 0 | 0 | 0 | 0 | 0 | 0 | 0 | 0 | 0 | 0 | 0 | 0 | 0 | 0 | 0 | 0 | 0 | 0
|  |  | Block 6: 40-50 mills/kWh | 0 | 0 | 0 | 0 | 0 | 0 | 0 | 0 | 0 | 0 | 0 | 0 | 0 | 0 | 0 | 0 | 0 | 0 | 0 | 0 | 0
|  |  | Block 7: 50-60 mills/kWh | 0 | 0 | 0 | 0 | 0 | 0 | 0 | 0 | 0 | 0 | 0 | 0 | 0 | 0 | 0 | 0 | 0 | 0 | 0 | 0 | 0
|  |  | Block 8: 60-70 mills/kWh | 0 | 0 | 0 | 0 | 0 | 0 | 0 | 0 | 0 | 0 | 0 | 0 | 0 | 0 | 0 | 0 | 0 | 0 | 0 | 0 | 0
|  |  | Block 9: 70-80 mills/kWh | 0 | 0 | 0 | 0 | 0 | 0 | 0 | 0 | 0 | 0 | 0 | 0 | 0 | 0 | 0 | 0 | 0 | 0 | 0 | 0 | 0
|  |  | Block 10: 80-90 mills/kWh | 0 | 0 | 0 | 0 | 0 | 0 | 0 | 0 | 0 | 0 | 0 | 0 | 0 | 0 | 0 | 0 | 0 | 0 | 0 | 0 | 0
|  |  | Block 11: 90-100 mills/kWh | 0 | 0 | 0 | 0 | 0 | 0 | 0 | 0 | 0 | 0 | 0 | 0 | 0 | 0 | 0 | 0 | 0 | 0 | 0 | 0 | 0
|  |  | Block 12: 100-110 mills/kWh | 0 | 0 | 0 | 0 | 0 | 0 | 0 | 0 | 0 | 0 | 0 | 0 | 0 | 0 | 0 | 0 | 0 | 0 | 0 | 0 | 0
|  |  | Block 13: 110-120 mills/kWh | 0 | 0 | 0 | 0 | 0 | 0 | 0 | 0 | 0 | 0 | 0 | 0 | 0 | 0 | 0 | 0 | 0 | 0 | 0 | 0 | 0
|  |  | Block 14: 120-130 mills/kWh | 0 | 0 | 0 | 0 | 0 | 0 | 0 | 0 | 0 | 0 | 0 | 0 | 0 | 0 | 0 | 0 | 0 | 0 | 0 | 0 | 0
|  |  | Block 15: 130-140 mills/kWh | 0 | 0 | 0 | 0 | 0 | 0 | 0 | 0 | 0 | 0 | 0 | 0 | 0 | 0 | 0 | 0 | 0 | 0 | 0 | 0 | 0
|  |  | Block 16: 140-150 mills/kWh | 0 | 0 | 0 | 0 | 0 | 0 | 0 | 0 | 0 | 0 | 0 | 0 | 0 | 0 | 0 | 0 | 0 | 0 | 0 | 0 | 0
|  |  | Block 17: 150-160 mills/kWh | 0 | 0 | 0 | 0 | 0 | 0 | 0 | 0 | 0 | 0 | 0 | 0 | 0 | 0 | 0 | 0 | 0 | 0 | 0 | 0 | 0
|  |  | Block 18: 160-170 mills/kWh | 0.0047704 | 0.014274 | 0.031095 | 0.058378 | 0.09967 | 0.15864 | 0.23861 | 0.34198 | 0.46943 | 0.61923 | 0.7867 | 0.96416 | 1.1416 | 1.3079 | 1.4531 | 1.7552 | 1.8433 | 1.8971 | 1.928 | 1.9384 | 27.6953
|  |  | Block 19: 170-180 mills/kWh | 0 | 0 | 0 | 0 | 0 | 0 | 0 | 0 | 0 | 0 | 0 | 0 | 0 | 0 | 0 | 0 | 0 | 0 | 0 | 0 | 0
|  |  | Block 20: 180-190 mills/kWh | 0.00012517 | 0.00037454 | 0.00081594 | 0.0015318 | 0.0026153 | 0.0041626 | 0.0062612 | 0.0089735 | 0.012318 | 0.016248 | 0.020643 | 0.025299 | 0.029954 | 0.034318 | 0.038128 | 0.046055 | 0.048369 | 0.049779 | 0.05059 | 0.050862 | 0.72672
|  |  | Block 21: 190-200 mills/kWh | 0 | 0 | 0 | 0 | 0 | 0 | 0 | 0 | 0 | 0 | 0 | 0 | 0 | 0 | 0 | 0 | 0 | 0 | 0 | 0 | 0
|  |  | Block 22: 200-210 mills/kWh | 0 | 0 | 0 | 0 | 0 | 0 | 0 | 0 | 0 | 0 | 0 | 0 | 0 | 0 | 0 | 0 | 0 | 0 | 0 | 0 | 0
|  |  | Block 23: 210-220 mills/kWh | 0 | 0 | 0 | 0 | 0 | 0 | 0 | 0 | 0 | 0 | 0 | 0 | 0 | 0 | 0 | 0 | 0 | 0 | 0 | 0 | 0
|  |  | Block 24: 220-230 mills/kWh | 0 | 0 | 0 | 0 | 0 | 0 | 0 | 0 | 0 | 0 | 0 | 0 | 0 | 0 | 0 | 0 | 0 | 0 | 0 | 0 | 0
|  |  | Block 25: 230-240 mills/kWh | 0 | 0 | 0 | 0 | 0 | 0 | 0 | 0 | 0 | 0 | 0 | 0 | 0 | 0 | 0 | 0 | 0 | 0 | 0 | 0 | 0
|  |  | Block 26: 240-250 mills/kWh | 0 | 0 | 0 | 0 | 0 | 0 | 0 | 0 | 0 | 0 | 0 | 0 | 0 | 0 | 0 | 0 | 0 | 0 | 0 | 0 | 0
|  |  | Block 27: 250-260 mills/kWh | 0 | 0 | 0 | 0 | 0 | 0 | 0 | 0 | 0 | 0 | 0 | 0 | 0 | 0 | 0 | 0 | 0 | 0 | 0 | 0 | 0
|  |  | Block 28: 260-270 mills/kWh | 0 | 0 | 0 | 0 | 0 | 0 | 0 | 0 | 0 | 0 | 0 | 0 | 0 | 0 | 0 | 0 | 0 | 0 | 0 | 0 | 0
|  |  | Block 29: 270-280 mills/kWh | 0 | 0 | 0 | 0 | 0 | 0 | 0 | 0 | 0 | 0 | 0 | 0 | 0 | 0 | 0 | 0 | 0 | 0 | 0 | 0 | 0
|  |  | Block 30: 280-290 mills/kWh | 0 | 0 | 0 | 0 | 0 | 0 | 0 | 0 | 0 | 0 | 0 | 0 | 0 | 0 | 0 | 0 | 0 | 0 | 0 | 0 | 0
|  |  | Block 31: 290-300 mills/kWh | 0 | 0 | 0 | 0 | 0 | 0 | 0 | 0 | 0 | 0 | 0 | 0 | 0 | 0 | 0 | 0 | 0 | 0 | 0 | 0 | 0
|  |  | Block 32: > 300 mills/kWh | 0 | 0 | 0 | 0 | 0 | 0 | 0 | 0 | 0 | 0 | 0 | 0 | 0 | 0 | 0 | 0 | 0 | 0 | 0 | 0 | 0
|  |  | Total per Year | 0.0048955 | 0.014648 | 0.031911 | 0.05991 | 0.10229 | 0.1628 | 0.24487 | 0.35095 | 0.48175 | 0.63548 | 0.80734 | 0.98946 | 1.1715 | 1.3422 | 1.4912 | 1.8012 | 1.8917 | 1.9468 | 1.9786 | 1.9892 | 28.422
|  |  | Total Cumulative | 0.0048955 | 0.019544 | 0.051455 | 0.11136 | 0.21365 | 0.37645 | 0.62132 | 0.97228 | 1.454 | 2.0895 | 2.8968 | 3.8863 | 5.0578 | 6.4 | 7.8912 | 9.6924 | 11.5841 | 13.5309 | 15.5095 | 17.4987
ACHIEVABLE SAVINGS - CUMULATIVE BY MILL BIN - FOR MEASURE - GSHP |  |  | aMW | 2015 | 2016 | 2017 | 2018 | 2019 | 2020 | 2021 | 2022 | 2023 | 2024 | 2025 | 2026 | 2027 | 2028 | 2029 | 2030 | 2031 | 2032 | 2033 | 2034 | MAX
|  |  | GSHP | aMW_2016 | aMW_2017 | aMW_2018 | aMW_2019 | aMW_2020 | aMW_2021 | aMW_2022 | aMW_2023 | aMW_2024 | aMW_2025 | aMW_2026 | aMW_2027 | aMW_2028 | aMW_2029 | aMW_2030 | aMW_2031 | aMW_2032 | aMW_2033 | aMW_2034 | aMW_2035 | MAX
|  |  | Block 1: <= 0 mills/kWh | 0 | 0 | 0 | 0 | 0 | 0 | 0 | 0 | 0 | 0 | 0 | 0 | 0 | 0 | 0 | 0 | 0 | 0 | 0 | 0 | 0
|  |  | Block 2: 0-10 mills/kWh | 0 | 0 | 0 | 0 | 0 | 0 | 0 | 0 | 0 | 0 | 0 | 0 | 0 | 0 | 0 | 0 | 0 | 0 | 0 | 0 | 0
|  |  | Block 3: 10-20 mills/kWh | 0 | 0 | 0 | 0 | 0 | 0 | 0 | 0 | 0 | 0 | 0 | 0 | 0 | 0 | 0 | 0 | 0 | 0 | 0 | 0 | 0
|  |  | Block 4: 20-30 mills/kWh | 0 | 0 | 0 | 0 | 0 | 0 | 0 | 0 | 0 | 0 | 0 | 0 | 0 | 0 | 0 | 0 | 0 | 0 | 0 | 0 | 0
|  |  | Block 5: 30-40 mills/kWh | 0 | 0 | 0 | 0 | 0 | 0 | 0 | 0 | 0 | 0 | 0 | 0 | 0 | 0 | 0 | 0 | 0 | 0 | 0 | 0 | 0
|  |  | Block 6: 40-50 mills/kWh | 0 | 0 | 0 | 0 | 0 | 0 | 0 | 0 | 0 | 0 | 0 | 0 | 0 | 0 | 0 | 0 | 0 | 0 | 0 | 0 | 0
|  |  | Block 7: 50-60 mills/kWh | 0 | 0 | 0 | 0 | 0 | 0 | 0 | 0 | 0 | 0 | 0 | 0 | 0 | 0 | 0 | 0 | 0 | 0 | 0 | 0 | 0
|  |  | Block 8: 60-70 mills/kWh | 0 | 0 | 0 | 0 | 0 | 0 | 0 | 0 | 0 | 0 | 0 | 0 | 0 | 0 | 0 | 0 | 0 | 0 | 0 | 0 | 0
|  |  | Block 9: 70-80 mills/kWh | 0 | 0 | 0 | 0 | 0 | 0 | 0 | 0 | 0 | 0 | 0 | 0 | 0 | 0 | 0 | 0 | 0 | 0 | 0 | 0 | 0
|  |  | Block 10: 80-90 mills/kWh | 0 | 0 | 0 | 0 | 0 | 0 | 0 | 0 | 0 | 0 | 0 | 0 | 0 | 0 | 0 | 0 | 0 | 0 | 0 | 0 | 0
|  |  | Block 11: 90-100 mills/kWh | 0 | 0 | 0 | 0 | 0 | 0 | 0 | 0 | 0 | 0 | 0 | 0 | 0 | 0 | 0 | 0 | 0 | 0 | 0 | 0 | 0
|  |  | Block 12: 100-110 mills/kWh | 0 | 0 | 0 | 0 | 0 | 0 | 0 | 0 | 0 | 0 | 0 | 0 | 0 | 0 | 0 | 0 | 0 | 0 | 0 | 0 | 0
|  |  | Block 13: 110-120 mills/kWh | 0 | 0 | 0 | 0 | 0 | 0 | 0 | 0 | 0 | 0 | 0 | 0 | 0 | 0 | 0 | 0 | 0 | 0 | 0 | 0 | 0
|  |  | Block 14: 120-130 mills/kWh | 0 | 0 | 0 | 0 | 0 | 0 | 0 | 0 | 0 | 0 | 0 | 0 | 0 | 0 | 0 | 0 | 0 | 0 | 0 | 0 | 0
|  |  | Block 15: 130-140 mills/kWh | 0 | 0 | 0 | 0 | 0 | 0 | 0 | 0 | 0 | 0 | 0 | 0 | 0 | 0 | 0 | 0 | 0 | 0 | 0 | 0 | 0
|  |  | Block 16: 140-150 mills/kWh | 0 | 0 | 0 | 0 | 0 | 0 | 0 | 0 | 0 | 0 | 0 | 0 | 0 | 0 | 0 | 0 | 0 | 0 | 0 | 0 | 0
|  |  | Block 17: 150-160 mills/kWh | 0 | 0 | 0 | 0 | 0 | 0 | 0 | 0 | 0 | 0 | 0 | 0 | 0 | 0 | 0 | 0 | 0 | 0 | 0 | 0 | 0
|  |  | Block 18: 160-170 mills/kWh | 0.0047704 | 0.019044 | 0.050139 | 0.10852 | 0.20819 | 0.36682 | 0.60544 | 0.94742 | 1.4168 | 2.0361 | 2.8228 | 3.7869 | 4.9285 | 6.2364 | 7.6894 | 9.4446 | 11.2879 | 13.185 | 15.113 | 17.0513 | 27.6953
|  |  | Block 19: 170-180 mills/kWh | 0 | 0 | 0 | 0 | 0 | 0 | 0 | 0 | 0 | 0 | 0 | 0 | 0 | 0 | 0 | 0 | 0 | 0 | 0 | 0 | 0
|  |  | Block 20: 180-190 mills/kWh | 0.00012517 | 0.00049971 | 0.0013156 | 0.0028475 | 0.0054628 | 0.0096254 | 0.015887 | 0.02486 | 0.037178 | 0.053426 | 0.074069 | 0.099369 | 0.12932 | 0.16364 | 0.20177 | 0.24782 | 0.29619 | 0.34597 | 0.39656 | 0.44742 | 0.72672
|  |  | Block 21: 190-200 mills/kWh | 0 | 0 | 0 | 0 | 0 | 0 | 0 | 0 | 0 | 0 | 0 | 0 | 0 | 0 | 0 | 0 | 0 | 0 | 0 | 0 | 0
|  |  | Block 22: 200-210 mills/kWh | 0 | 0 | 0 | 0 | 0 | 0 | 0 | 0 | 0 | 0 | 0 | 0 | 0 | 0 | 0 | 0 | 0 | 0 | 0 | 0 | 0
|  |  | Block 23: 210-220 mills/kWh | 0 | 0 | 0 | 0 | 0 | 0 | 0 | 0 | 0 | 0 | 0 | 0 | 0 | 0 | 0 | 0 | 0 | 0 | 0 | 0 | 0
|  |  | Block 24: 220-230 mills/kWh | 0 | 0 | 0 | 0 | 0 | 0 | 0 | 0 | 0 | 0 | 0 | 0 | 0 | 0 | 0 | 0 | 0 | 0 | 0 | 0 | 0
|  |  | Block 25: 230-240 mills/kWh | 0 | 0 | 0 | 0 | 0 | 0 | 0 | 0 | 0 | 0 | 0 | 0 | 0 | 0 | 0 | 0 | 0 | 0 | 0 | 0 | 0
|  |  | Block 26: 240-250 mills/kWh | 0 | 0 | 0 | 0 | 0 | 0 | 0 | 0 | 0 | 0 | 0 | 0 | 0 | 0 | 0 | 0 | 0 | 0 | 0 | 0 | 0
|  |  | Block 27: 250-260 mills/kWh | 0 | 0 | 0 | 0 | 0 | 0 | 0 | 0 | 0 | 0 | 0 | 0 | 0 | 0 | 0 | 0 | 0 | 0 | 0 | 0 | 0
|  |  | Block 28: 260-270 mills/kWh | 0 | 0 | 0 | 0 | 0 | 0 | 0 | 0 | 0 | 0 | 0 | 0 | 0 | 0 | 0 | 0 | 0 | 0 | 0 | 0 | 0
|  |  | Block 29: 270-280 mills/kWh | 0 | 0 | 0 | 0 | 0 | 0 | 0 | 0 | 0 | 0 | 0 | 0 | 0 | 0 | 0 | 0 | 0 | 0 | 0 | 0 | 0
|  |  | Block 30: 280-290 mills/kWh | 0 | 0 | 0 | 0 | 0 | 0 | 0 | 0 | 0 | 0 | 0 | 0 | 0 | 0 | 0 | 0 | 0 | 0 | 0 | 0 | 0
|  |  | Block 31: 290-300 mills/kWh | 0 | 0 | 0 | 0 | 0 | 0 | 0 | 0 | 0 | 0 | 0 | 0 | 0 | 0 | 0 | 0 | 0 | 0 | 0 | 0 | 0
|  |  | Block 32: > 300 mills/kWh | 0 | 0 | 0 | 0 | 0 | 0 | 0 | 0 | 0 | 0 | 0 | 0 | 0 | 0 | 0 | 0 | 0 | 0 | 0 | 0 | 0
|  |  | Total per Year | 0.0048955 | 0.019544 | 0.051455 | 0.11136 | 0.21365 | 0.37645 | 0.62132 | 0.97228 | 1.454 | 2.0895 | 2.8968 | 3.8863 | 5.0578 | 6.4 | 7.8912 | 9.6924 | 11.5841 | 13.5309 | 15.5095 | 17.4987 | 28.422

## M_Input_Out
Shaped Savings Results; By Category and sorted by TRC BC ratio
[14 empty] | Savings Allocation by Category and Month for Segments 1 | [11 empty] | Savings Allocation by Category and Month for Segments 2
Category | Measure | Busbar Savings | First Cost | Admin Cost | First Year Program Cost | PV Cost | PV Benefits | Unit Program Cost: First Year Program Cost in $/average annual kW saved | Utility System Net Levelized Cost (Net of T&D Capacity Benefits, Act Credit & Risk-Mitigation) in mills/kWh | TRC Net Levelized Cost (Net of All Benefits) in mills/kWh | TRC B/C Ratio | Net Electric & Gas System CO2 Avoided (Lifetime Tons) | Wholesale KW | Jan | Feb | Mar | Apr | May | Jun | Jul | Aug | Sep | Oct | Nov | Dec | Jan | Feb | Mar | Apr | May | Jun | Jul | Aug | Sep | Oct | Nov | Dec
Ground Source Heat Pump Upgrade from Air Source Heat Pump - With Desuperheater - New House less than 4000 square feet |  | 2334.147 | 5568.9513 | 1113.7903 | 6682.7416 | 6774.8714 | 2635.0508 | 25080.1754 | 131.1834 | 168.7473 | 0.38894 | 22.1747 | 0.81542 | 199.6015 | 145.7548 | 118.0754 | 102.3688 | 37.5624 | 24.2854 | 70.6095 | 70.4236 | 40.9529 | 93.0293 | 144.4498 | 252.0629 | 189.3891 | 134.1416 | 99.0566 | 92.3911 | 36.5247 | 11.2832 | 34.7563 | 24.8827 | 23.5298 | 57.1519 | 113.7421 | 218.1213
Ground Source Heat Pump Upgrade from Air Source Heat Pump - With Desuperheater - New House 4000 square feet or greater |  | 3822.4044 | 8215.939 | 1643.1878 | 9859.1268 | 9995.047 | 3809.7303 | 22594.666 | 116.2172 | 157.3116 | 0.38116 | 36.3133 | 1.3353 | 326.8678 | 238.6884 | 193.3605 | 167.6394 | 61.5123 | 39.7699 | 115.6303 | 115.3259 | 67.0646 | 152.345 | 236.5513 | 412.7788 | 310.144 | 219.6707 | 162.2153 | 151.2999 | 59.8129 | 18.4774 | 56.9171 | 40.748 | 38.5325 | 93.5921 | 186.2643 | 357.196
Ground Source Heat Pump Upgrade from Air Source Heat Pump - With Desuperheater - Existing House less than 4000 square feet |  | 2554.7951 | 6063.3049 | 1212.661 | 7275.9659 | 7376.274 | 2809.208 | 24948.1692 | 130.3886 | 169.7815 | 0.38084 | 24.2708 | 0.89251 | 218.4699 | 159.5331 | 129.2371 | 112.0458 | 41.1132 | 26.5811 | 77.2843 | 77.0808 | 44.8243 | 101.8234 | 158.1047 | 275.8905 | 207.2922 | 146.8221 | 108.4204 | 101.1249 | 39.9774 | 12.3498 | 38.0419 | 27.2349 | 25.7541 | 62.5545 | 124.4942 | 238.7404
Ground Source Heat Pump Upgrade from Air Source Heat Pump - With Desuperheater - Existing House 4000 square feet or greater |  | 3867.7113 | 9455.4013 | 1891.0803 | 11346.4815 | 11502.9068 | 3970.197 | 25698.7065 | 134.9079 | 181.5504 | 0.34515 | 36.7437 | 1.3512 | 330.7422 | 241.5176 | 195.6524 | 169.6265 | 62.2414 | 40.2413 | 117.0009 | 116.6928 | 67.8596 | 154.1508 | 239.3552 | 417.6714 | 313.8202 | 222.2744 | 164.138 | 153.0932 | 60.5219 | 18.6965 | 57.5917 | 41.231 | 38.9892 | 94.7015 | 188.4721 | 361.4298

## M_Input
Data Set Name
Measure Index Name
Costs must be denominated in the same year as 'Input Cost Reference Year' = | 2012
1 | 2 | 3 | 4 | 5 | 6 | 7 | 8 | 9 | 10 | 11 | 12 | 13 | 14 | 15 | 16
Input Data | [7 empty] | Periodic Replacement Costs and Savings and Replacement Period | [5 empty] | Gas Inputs |  | Retro or LO | Early Retrofit Parameters
Category Name | Measure Name | Savings (kwh/yr) | Life (yrs) | Capital Cost | Annual O&M | Shape Pointer | Non-E Val ($/yr) | Cost 1 ($) | Period 1 | Cost 2 ($) | Period 2 | Cost 3 ($) | Period 3 | Savings (therms/yr) | Shape Pointer | R or L | Savings 2 (kWh) | Remaining Life (yrs) | Salvage Value ($)
Ground Source Heat Pump Upgrade from Air Source Heat Pump - With Desuperheater - New House less than 4000 square feet | heat | 569.6684 | 20 | 46.1412 | 0 | R-All-HVAC-ASHP-All-All-E | 58.3291 | 0 | 0 | 0 | 0 | 0 | 0 | 0 |  | L
Ground Source Heat Pump Upgrade from Air Source Heat Pump - With Desuperheater - New House less than 4000 square feet | cool | 74.53 | 20 | 0 | 0 | R-All-HVAC-ASHP-All-All-E | 0 | 0 | 0 | 0 | 0 | 0 | 0 | 0 |  | L
Ground Source Heat Pump Upgrade from Air Source Heat Pump - With Desuperheater - New House less than 4000 square feet | dhw | 1522.7604 | 20 | 5522.8101 | 0 | R-All-HVAC-ASHP-All-All-E | 0 | 0 | 0 | 0 | 0 | 0 | 0 | 0 |  | L
Ground Source Heat Pump Upgrade from Air Source Heat Pump - With Desuperheater - New House 4000 square feet or greater | heat | 1577.579 | 20 | 88.8298 | 0 | R-All-HVAC-ASHP-All-All-E | 58.3291 | 0 | 0 | 0 | 0 | 0 | 0 | 0 |  | L
Ground Source Heat Pump Upgrade from Air Source Heat Pump - With Desuperheater - New House 4000 square feet or greater | cool | 119.2584 | 20 | 0 | 0 | R-All-HVAC-ASHP-All-All-E | 0 | 0 | 0 | 0 | 0 | 0 | 0 | 0 |  | L
Ground Source Heat Pump Upgrade from Air Source Heat Pump - With Desuperheater - New House 4000 square feet or greater | dhw | 1851.7794 | 20 | 8127.1092 | 0 | R-All-HVAC-ASHP-All-All-E | 0 | 0 | 0 | 0 | 0 | 0 | 0 | 0 |  | L
Ground Source Heat Pump Upgrade from Air Source Heat Pump - With Desuperheater - Existing House less than 4000 square feet | heat | 681.7894 | 20 | 51.786 | 0 | R-All-HVAC-ASHP-All-All-E | 58.3291 | 0 | 0 | 0 | 0 | 0 | 0 | 0 |  | L
Ground Source Heat Pump Upgrade from Air Source Heat Pump - With Desuperheater - Existing House less than 4000 square feet | cool | 78.5561 | 20 | 0 | 0 | R-All-HVAC-ASHP-All-All-E | 0 | 0 | 0 | 0 | 0 | 0 | 0 | 0 |  | L
Ground Source Heat Pump Upgrade from Air Source Heat Pump - With Desuperheater - Existing House less than 4000 square feet | dhw | 1611.457 | 20 | 6011.5189 | 0 | R-All-HVAC-ASHP-All-All-E | 0 | 0 | 0 | 0 | 0 | 0 | 0 | 0 |  | L
Ground Source Heat Pump Upgrade from Air Source Heat Pump - With Desuperheater - Existing House 4000 square feet or greater | heat | 1672.5532 | 20 | 92.7989 | 0 | R-All-HVAC-ASHP-All-All-E | 67.5052 | 0 | 0 | 0 | 0 | 0 | 0 | 0 |  | L
Ground Source Heat Pump Upgrade from Air Source Heat Pump - With Desuperheater - Existing House 4000 square feet or greater | cool | 125.2886 | 20 | 0 | 0 | R-All-HVAC-ASHP-All-All-E | 0 | 0 | 0 | 0 | 0 | 0 | 0 | 0 |  | L
Ground Source Heat Pump Upgrade from Air Source Heat Pump - With Desuperheater - Existing House 4000 square feet or greater | dhw | 1792.8366 | 20 | 9362.6024 | 0 | R-All-HVAC-ASHP-All-All-E | 0 | 0 | 0 | 0 | 0 | 0 | 0 | 0 |  | L
ProCost Results
Version: | ProCost 3.0 - Beta04
Run Time: | Friday, 6 March , 2015 at 1:54 PM
Regurgitation of ProData input parameters which were used for this run
| Run Parameters |  | Run Parameters |  |  | Marginal Cost & Conservation Load Shape Parameters | [9 empty] | Sponsor Parameters | [5 empty] | Program Parameters |  |  | Utility System Parameters
| Run Type | Electric | Run Type | Electric |  | Marginal Costs and Savings Shape File | \\nas2\Q\SeventhPlan\Conservation Analysis\Global EE Inputs\MC Files\MC_AND_LOADSHAPE_v3.0_24segment-7P-D9 - NewSegValues.xlsx |  |  | 6P MidC Final (with carbon) | [6 empty] | Customer | Wholesale Elec | Retail Elec | Nat Gas |  | Program Life (yrs) | 20 |  |  | Electric | Gas
| Negative B/C Ratios | Off | Negative B/C Ratios | Off |  | Marginal Elec Avoided Cost Input Worksheet | 7P Mid |  |  | Conservation Load Shapes | [5 empty] | Real After-Tax Cost of Capital | 0.043096 | 0.043878 | 0.053289 | 0.054479 |  | Program Start Date | 2016 |  | Bulk System T&D Loss Factor | 0.0040389 | 0.01
| Admin Cost @ Category Level | On | Admin Cost @ Category Level | On |  | Elec Savings Shape Input Worksheet | GLSShapes |  |  | 6P_Gas_Final | [5 empty] | Financial Life (years) | 12 | 12 | 1 | 1 |  | Present Value Time Zero | 2016 |  | Bulk System T&D Credit ($/kw-yr)($/dailytherm-yr) | 26 | 0
| Repeat Periodic Replacement | On | Repeat Periodic Replacement | On |  | Marginal Gas Avoided Cost Input Worksheet | 7P Gas |  |  | Conservation Load Shapes | [6 empty] | Customer | Wholesale Elec | Retail Elec | Nat Gas |  | Input Cost Reference Year | 2012 |  | Bulk System T&D I2R Loss Component (%) | 0.9 | N/A
[6 empty] | Gas Savings Shape Input Worksheet | GLSShapes | [8 empty] | Sponsor Share of Initial Capital Cost | 0.35 | 0.195 | 0.455 | 0 |  | Real Discount Rate | 0.04 |  | Local System Dist Loss Factor | 0.047399 | 0
| Run Type: | Electric |  |  |  | Marginal Elec CO2 per kWh Input Worksheet | CO2 lbs per kWh .95 |  |  | CO2 lbs per therm | [5 empty] | Sponsor Share of Annual O&M | 1 | 0 | 0 | 0 |  | Capital Real Escalation Rate | 0 |  | Local System Dist Credit ($/kw-yr)($/dailytherm-yr) | 31 | 0
| Negative B/C Ratios: | False: (Converts Negative B/C Ratios) |  |  |  | Marginal Gas CO2 per therm Input Worksheet | CO2 lbs per therm |  |  | Zero Dollars per ton CO2 | [5 empty] | Sponsor Share of Periodic Replacement Cost | 1 | 0 | 0 | 0 |  | Admin Cost (as % of Initial Capital Cost) | 0.2 |  | Local System Dist I2R Loss Component (%) | 0.7 | N/A
| Admin Cost / Category Level: | True: Admin Costs added at Category Results |  |  |  | Marginal Avoided Cost CO2 Input Worksheet | Zero Dollars per ton CO2 |  |  | LineLossShapes | [5 empty] | Sponsor Share of Admin Cost |  | 0.3 | 0.7 | 0 |  | Regional Act Conservation Credit (%) | 0 |  | Risk-Mitigation Credit (mills/kWh)(mills/therm) - Retro. | 0 | 0
| Periodic O&M Treatment: | True: (Periodic O&M Repeats over measure life) |  |  |  | Line Loss Shape Input Worksheet | LineLossShapes | [8 empty] | Last Year of Non-Customer O&M & Period Replacement |  | 20 |  |  |  | Report Annual Carbon Saved for Year | 2018 |  | Risk-Mitigation Credit (mills/kWh)(mills/therm) - Lost Op. | 0 | 0
Measure Results; Sorted in same order as input
Total Results |  | Measure Input Data | [8 empty] | Savings | [5 empty] | PV Capital |  |  |  | PV Admin |  |  |  | PV O&M |  |  |  | PV Periodic Repl. |  |  |  | Total PV Capital, O&M and Periodic Repl Costs |  |  |  |  | PV Wholesale Electric Utility Costs & Benefits | [6 empty] | PV Retail Electric Utility Costs & Benefits | [6 empty] | PV Electric Utility System Costs & Benefits | [5 empty] | Electric Utility System Economics |  | Sponsor Levelized Cost (mills/kwh) |  |  |  |  | PV Regional Costs & Benefits | [15 empty] | TRC Economics |  | Physical CO2 | [5 empty] | Gas Inputs |  |  |  | PV Gas Utility System Costs & Benefits |  |  |  |  | Gas Utility System Economics
Category | Measure | Measure Life | Site Savings (kWh) | Site Savings (therms) | Capital Cost ($/unit) | Annual O&M Cost ($/unit) | PV Per. Repl. Cost ($/unit) | Load Shape (electric) | Diversified Load Factor (electric) | Wholesale Power Coincidence Factor (electric) | Wholesale Electric Energy (kWh) | Wholesale Electric Demand (kw) | Retail Electric Demand (kW) | Wholesale Gas Energy (therms/yr) | Wholesale Gas Demand (therms/day) | Retail Gas Demand (therms/day) | Wholesale Electric | Retail Electric | Natural Gas | Customer | Wholesale Electric | Retail Electric | Natural Gas | Customer | Wholesale Electric | Retail Electric | Natural Gas | Customer | Wholesale Electric | Retail Electric | Natural Gas | Customer | Wholesale Electric | Retail Electric | Natural Gas | Customer | Total | Wholesale Utility System Energy | Wholesale Utility System T&D Def. Cap. | Wholesale Utility System Act C-E Credit | Wholesale Utility System Risk Mitigation Benefit | Wholesale Utility System Total System Benefit | Wholesale Utility System Total Non-Consumer Cost | Wholesale Utility System B/C Ratio | Retail Utility System Energy | Retail Utility System T&D Def. Cap. | Retail Utility System Act C-E Credit | Retail Utility System Risk Mitigation Benefit | Retail Utility System Total System Benefit | Retail Utility System Total Non-Consumer Cost | Retail Utility System System B/C Ratio | Utility System Energy | Utility System T&D Def. Cap. | Utility System Act C-E Credit | Utility System Total Risk Mitigation Benefit | Utility System Total System Benefit | Utility System Total Non-Consumer Cost | Utility System Net Levelized Cost (Net of Elec T&D Capacity Benefits, Act Credit & Risk-Mitigation Benefit) in mills/kwh | Utility System System B/C Ratio | Wholesale Electric Levelized Cost | Retail Electric Levelized Cost | Natural Gas Levelized Cost | Customer Levelized Cost | Total Levelized Cost | PV Regional Electric Energy | PV Regional Gas Energy | PV Regional Electric T&D Def. Cap. | PV Regional Gas T&D Def. Cap. | PV Regional Electric System CO2 | PV Regional Gas System CO2 | PV Regional Electric System Risk-Mitigation Benefit | PV Regional Gas System Risk-Mitigation Benefit | PV Regional Non-E Value | PV Regional Act Credit | PV Regional Capital Cost | PV Regional Admin Cost | PV Regional Annual O&M Cost | PV Regional Periodic Replacement Cost | PV Total Regional Benefit | PV Total Regional Cost | TRC B/C Ratio | TRC Net Levelized Cost (Net of All Benefits) in mills/kWh | Electric System CO2 Avoided (Lifetime Tons) | Gas System CO2 Avoided (Lifetime Tons) | Total System CO2 Avoided (Lifetime Tons) | Electric System CO2 Avoided (Annual Tons in 2018) | Gas System CO2 Avoided (Annual Tons in 2018) | Total System CO2 Avoided (Annual Tons in 2018) | Gas Site Savings (therms) | Load Shape (gas) | Diversitfied Load Factor (gas) | Wholesale Coincidence Factor (gas) | Total Gas Utility System Energy | Gas Utility System T&D Def. Cap. | Gas Utility System Risk Mitigation Benefit | Gas Utility System Total System Benefit | Gas Utility System Total Non-Consumer Cost | Gas Utility System Net Levelized Cost (Net of Gas T&D Capacity Benefits & Risk-Mitigation Benefits) in cents/therm | Gas Utility System System B/C Ratio
Ground Source Heat Pump Upgrade from Air Source Heat Pump - With Desuperheater - New House less than 4000 square feet | heat | 20 | 569.6684 | 0 | 46.1412 | 0 | 0 | R-All-HVAC-ASHP-All-All-E |  |  | 613.6203 | 0.21437 | 0.21282 | 0 | 0 | 0 | 9.2012 | 21.2625 | 0 | 16.4409 | (na) | (na) | (na) | (na) | 0 | 0 | 0 | 0 | 0 | 0 | 0 | 0 | 9.2012 | 21.2625 | 0 | 16.4409 | 46.9045 | 318.9237 | 75.7457 | 0 | 0 | 394.6694 | 9.2012 | 42.8934 | 318.9237 | 89.6603 | 0 | 0 | 408.584 | 21.2625 | 19.2162 | 318.9237 | 165.4059 | 0 | 0 | 484.3297 | 30.4637 | -16.1815 | 15.8986 | 1.1034 | 2.5497 | 0 | 1.9715 | 5.6245 | 318.9237 | 0 | 165.4059 | 0 | 0 | 0 | 0 | 0 | 792.7116 | 0 | 46.9045 |  | 0 | 0 | 1277.0413 | 46.9045 | 27.2264 | -109.2673 | 5.8295 | 0 | 5.8295 | 0.29147 | 0 | 0.29147 | 0 |  | 0 | 0 | 0 | 0 | 0 | 0 | 0 | 9999 | 9999
Ground Source Heat Pump Upgrade from Air Source Heat Pump - With Desuperheater - New House less than 4000 square feet | cool | 20 | 74.53 | 0 | 0 | 0 | 0 | R-All-HVAC-ASHP-All-All-E |  |  | 80.2802 | 0.028046 | 0.027843 | 0 | 0 | 0 | 0 | 0 | 0 | 0 | (na) | (na) | (na) | (na) | 0 | 0 | 0 | 0 | 0 | 0 | 0 | 0 | 0 | 0 | 0 | 0 | 0 | 41.7249 | 9.9098 | 0 | 0 | 51.6348 | 0 | 9999 | 41.7249 | 11.7303 | 0 | 0 | 53.4552 | 0 | 9999 | 41.7249 | 21.6401 | 0 | 0 | 63.3651 | 0 | -19.8345 | 9999 | 0 | 0 | 0 | 0 | 0 | 41.7249 | 0 | 21.6401 | 0 | 0 | 0 | 0 | 0 | 0 | 0 | 0 |  | 0 | 0 | 63.3651 | 0 | 9999 | -19.8345 | 0.76267 | 0 | 0.76267 | 0.038133 | 0 | 0.038133 | 0 |  | 0 | 0 | 0 | 0 | 0 | 0 | 0 | 9999 | 9999
Ground Source Heat Pump Upgrade from Air Source Heat Pump - With Desuperheater - New House less than 4000 square feet | dhw | 20 | 1522.7604 | 0 | 5522.8101 | 0 | 0 | R-All-HVAC-ASHP-All-All-E |  |  | 1640.2465 | 0.57301 | 0.56888 | 0 | 0 | 0 | 1101.3221 | 2544.9879 | 0 | 1967.8666 | (na) | (na) | (na) | (na) | 0 | 0 | 0 | 0 | 0 | 0 | 0 | 0 | 1101.3221 | 2544.9879 | 0 | 1967.8666 | 5614.1766 | 852.5037 | 202.473 | 0 | 0 | 1054.9767 | 1101.3221 | 0.95792 | 852.5037 | 239.6677 | 0 | 0 | 1092.1714 | 2544.9879 | 0.42915 | 852.5037 | 442.1408 | 0 | 0 | 1294.6444 | 3646.31 | 143.7396 | 0.35506 | 49.4055 | 114.1686 | 0 | 88.2788 | 251.853 | 852.5037 | 0 | 442.1408 | 0 | 0 | 0 | 0 | 0 | 0 | 0 | 5614.1766 |  | 0 | 0 | 1294.6444 | 5614.1766 | 0.2306 | 232.0184 | 15.5825 | 0 | 15.5825 | 0.77912 | 0 | 0.77912 | 0 |  | 0 | 0 | 0 | 0 | 0 | 0 | 0 | 9999 | 9999
Ground Source Heat Pump Upgrade from Air Source Heat Pump - With Desuperheater - New House 4000 square feet or greater | heat | 20 | 1577.579 | 0 | 88.8298 | 0 | 0 | R-All-HVAC-ASHP-All-All-E |  |  | 1699.2945 | 0.59364 | 0.58936 | 0 | 0 | 0 | 17.7138 | 40.934 | 0 | 31.6515 | (na) | (na) | (na) | (na) | 0 | 0 | 0 | 0 | 0 | 0 | 0 | 0 | 17.7138 | 40.934 | 0 | 31.6515 | 90.2994 | 883.1933 | 209.7619 | 0 | 0 | 1092.9553 | 17.7138 | 61.7006 | 883.1933 | 248.2957 | 0 | 0 | 1131.489 | 40.934 | 27.6418 | 883.1933 | 458.0576 | 0 | 0 | 1341.2509 | 58.6479 | -17.295 | 22.8696 | 0.76703 | 1.7725 | 0 | 1.3706 | 3.9101 | 883.1933 | 0 | 458.0576 | 0 | 0 | 0 | 0 | 0 | 792.7116 | 0 | 90.2994 |  | 0 | 0 | 2133.9625 | 90.2994 | 23.6321 | -50.2499 | 16.1435 | 0 | 16.1435 | 0.80716 | 0 | 0.80716 | 0 |  | 0 | 0 | 0 | 0 | 0 | 0 | 0 | 9999 | 9999
Ground Source Heat Pump Upgrade from Air Source Heat Pump - With Desuperheater - New House 4000 square feet or greater | cool | 20 | 119.2584 | 0 | 0 | 0 | 0 | R-All-HVAC-ASHP-All-All-E |  |  | 128.4595 | 0.044877 | 0.044553 | 0 | 0 | 0 | 0 | 0 | 0 | 0 | (na) | (na) | (na) | (na) | 0 | 0 | 0 | 0 | 0 | 0 | 0 | 0 | 0 | 0 | 0 | 0 | 0 | 66.7657 | 15.8571 | 0 | 0 | 82.6228 | 0 | 9999 | 66.7657 | 18.7701 | 0 | 0 | 85.5358 | 0 | 9999 | 66.7657 | 34.6272 | 0 | 0 | 101.393 | 0 | -19.8345 | 9999 | 0 | 0 | 0 | 0 | 0 | 66.7657 | 0 | 34.6272 | 0 | 0 | 0 | 0 | 0 | 0 | 0 | 0 |  | 0 | 0 | 101.393 | 0 | 9999 | -19.8345 | 1.2204 | 0 | 1.2204 | 0.061018 | 0 | 0.061018 | 0 |  | 0 | 0 | 0 | 0 | 0 | 0 | 0 | 9999 | 9999
Ground Source Heat Pump Upgrade from Air Source Heat Pump - With Desuperheater - New House 4000 square feet or greater | dhw | 20 | 1851.7794 | 0 | 8127.1092 | 0 | 0 | R-All-HVAC-ASHP-All-All-E |  |  | 1994.6504 | 0.69682 | 0.69179 | 0 | 0 | 0 | 1620.6541 | 3745.0852 | 0 | 2895.8205 | (na) | (na) | (na) | (na) | 0 | 0 | 0 | 0 | 0 | 0 | 0 | 0 | 1620.6541 | 3745.0852 | 0 | 2895.8205 | 8261.5599 | 1036.7019 | 246.2208 | 0 | 0 | 1282.9228 | 1620.6541 | 0.79161 | 1036.7019 | 291.4521 | 0 | 0 | 1328.1541 | 3745.0852 | 0.35464 | 1036.7019 | 537.673 | 0 | 0 | 1574.3749 | 5365.7394 | 178.1052 | 0.29341 | 59.7852 | 138.1545 | 0 | 106.8255 | 304.7652 | 1036.7019 | 0 | 537.673 | 0 | 0 | 0 | 0 | 0 | 0 | 0 | 8261.5599 |  | 0 | 0 | 1574.3749 | 8261.5599 | 0.19057 | 284.9307 | 18.9494 | 0 | 18.9494 | 0.94746 | 0 | 0.94746 | 0 |  | 0 | 0 | 0 | 0 | 0 | 0 | 0 | 9999 | 9999
Ground Source Heat Pump Upgrade from Air Source Heat Pump - With Desuperheater - Existing House less than 4000 square feet | heat | 20 | 681.7894 | 0 | 51.786 | 0 | 0 | R-All-HVAC-ASHP-All-All-E |  |  | 734.3918 | 0.25656 | 0.2547 | 0 | 0 | 0 | 10.3268 | 23.8637 | 0 | 18.4522 | (na) | (na) | (na) | (na) | 0 | 0 | 0 | 0 | 0 | 0 | 0 | 0 | 10.3268 | 23.8637 | 0 | 18.4522 | 52.6427 | 381.6936 | 90.6538 | 0 | 0 | 472.3474 | 10.3268 | 45.7399 | 381.6936 | 107.307 | 0 | 0 | 489.0007 | 23.8637 | 20.4914 | 381.6936 | 197.9608 | 0 | 0 | 579.6544 | 34.1905 | -16.4088 | 16.9537 | 1.0347 | 2.391 | 0 | 1.8488 | 5.2745 | 381.6936 | 0 | 197.9608 | 0 | 0 | 0 | 0 | 0 | 792.7116 | 0 | 52.6427 |  | 0 | 0 | 1372.366 | 52.6427 | 26.0695 | -93.9851 | 6.9768 | 0 | 6.9768 | 0.34884 | 0 | 0.34884 | 0 |  | 0 | 0 | 0 | 0 | 0 | 0 | 0 | 9999 | 9999
Ground Source Heat Pump Upgrade from Air Source Heat Pump - With Desuperheater - Existing House less than 4000 square feet | cool | 20 | 78.5561 | 0 | 0 | 0 | 0 | R-All-HVAC-ASHP-All-All-E |  |  | 84.617 | 0.029561 | 0.029347 | 0 | 0 | 0 | 0 | 0 | 0 | 0 | (na) | (na) | (na) | (na) | 0 | 0 | 0 | 0 | 0 | 0 | 0 | 0 | 0 | 0 | 0 | 0 | 0 | 43.9789 | 10.4452 | 0 | 0 | 54.4241 | 0 | 9999 | 43.9789 | 12.364 | 0 | 0 | 56.3429 | 0 | 9999 | 43.9789 | 22.8092 | 0 | 0 | 66.7881 | 0 | -19.8345 | 9999 | 0 | 0 | 0 | 0 | 0 | 43.9789 | 0 | 22.8092 | 0 | 0 | 0 | 0 | 0 | 0 | 0 | 0 |  | 0 | 0 | 66.7881 | 0 | 9999 | -19.8345 | 0.80387 | 0 | 0.80387 | 0.040193 | 0 | 0.040193 | 0 |  | 0 | 0 | 0 | 0 | 0 | 0 | 0 | 9999 | 9999
Ground Source Heat Pump Upgrade from Air Source Heat Pump - With Desuperheater - Existing House less than 4000 square feet | dhw | 20 | 1611.457 | 0 | 6011.5189 | 0 | 0 | R-All-HVAC-ASHP-All-All-E |  |  | 1735.7864 | 0.60639 | 0.60201 | 0 | 0 | 0 | 1198.7772 | 2770.1917 | 0 | 2142.0015 | (na) | (na) | (na) | (na) | 0 | 0 | 0 | 0 | 0 | 0 | 0 | 0 | 1198.7772 | 2770.1917 | 0 | 2142.0015 | 6110.9704 | 902.1596 | 214.2665 | 0 | 0 | 1116.4262 | 1198.7772 | 0.9313 | 902.1596 | 253.6277 | 0 | 0 | 1155.7874 | 2770.1917 | 0.41722 | 902.1596 | 467.8942 | 0 | 0 | 1370.0539 | 3968.9689 | 148.4141 | 0.34519 | 50.8174 | 117.4312 | 0 | 90.8016 | 259.0503 | 902.1596 | 0 | 467.8942 | 0 | 0 | 0 | 0 | 0 | 0 | 0 | 6110.9704 |  | 0 | 0 | 1370.0539 | 6110.9704 | 0.2242 | 239.2157 | 16.4902 | 0 | 16.4902 | 0.8245 | 0 | 0.8245 | 0 |  | 0 | 0 | 0 | 0 | 0 | 0 | 0 | 9999 | 9999
Ground Source Heat Pump Upgrade from Air Source Heat Pump - With Desuperheater - Existing House 4000 square feet or greater | heat | 20 | 1672.5532 | 0 | 92.7989 | 0 | 0 | R-All-HVAC-ASHP-All-All-E |  |  | 1801.5963 | 0.62938 | 0.62484 | 0 | 0 | 0 | 18.5053 | 42.763 | 0 | 33.0657 | (na) | (na) | (na) | (na) | 0 | 0 | 0 | 0 | 0 | 0 | 0 | 0 | 18.5053 | 42.763 | 0 | 33.0657 | 94.3341 | 936.3638 | 222.3901 | 0 | 0 | 1158.7539 | 18.5053 | 62.6173 | 936.3638 | 263.2437 | 0 | 0 | 1199.6074 | 42.763 | 28.0525 | 936.3638 | 485.6338 | 0 | 0 | 1421.9976 | 61.2683 | -17.3322 | 23.2093 | 0.7558 | 1.7465 | 0 | 1.3505 | 3.8528 | 936.3638 | 0 | 485.6338 | 0 | 0 | 0 | 0 | 0 | 917.4175 | 0 | 94.3341 |  | 0 | 0 | 2339.4151 | 94.3341 | 24.7993 | -53.4513 | 17.1154 | 0 | 17.1154 | 0.85576 | 0 | 0.85576 | 0 |  | 0 | 0 | 0 | 0 | 0 | 0 | 0 | 9999 | 9999
Ground Source Heat Pump Upgrade from Air Source Heat Pump - With Desuperheater - Existing House 4000 square feet or greater | cool | 20 | 125.2886 | 0 | 0 | 0 | 0 | R-All-HVAC-ASHP-All-All-E |  |  | 134.955 | 0.047146 | 0.046806 | 0 | 0 | 0 | 0 | 0 | 0 | 0 | (na) | (na) | (na) | (na) | 0 | 0 | 0 | 0 | 0 | 0 | 0 | 0 | 0 | 0 | 0 | 0 | 0 | 70.1417 | 16.6589 | 0 | 0 | 86.8006 | 0 | 9999 | 70.1417 | 19.7192 | 0 | 0 | 89.8609 | 0 | 9999 | 70.1417 | 36.3781 | 0 | 0 | 106.5198 | 0 | -19.8345 | 9999 | 0 | 0 | 0 | 0 | 0 | 70.1417 | 0 | 36.3781 | 0 | 0 | 0 | 0 | 0 | 0 | 0 | 0 |  | 0 | 0 | 106.5198 | 0 | 9999 | -19.8345 | 1.2821 | 0 | 1.2821 | 0.064104 | 0 | 0.064104 | 0 |  | 0 | 0 | 0 | 0 | 0 | 0 | 0 | 9999 | 9999
Ground Source Heat Pump Upgrade from Air Source Heat Pump - With Desuperheater - Existing House 4000 square feet or greater | dhw | 20 | 1792.8366 | 0 | 9362.6024 | 0 | 0 | R-All-HVAC-ASHP-All-All-E |  |  | 1931.16 | 0.67464 | 0.66977 | 0 | 0 | 0 | 1867.028 | 4314.4177 | 0 | 3336.0467 | (na) | (na) | (na) | (na) | 0 | 0 | 0 | 0 | 0 | 0 | 0 | 0 | 1867.028 | 4314.4177 | 0 | 3336.0467 | 9517.4924 | 1003.7034 | 238.3836 | 0 | 0 | 1242.0869 | 1867.028 | 0.66527 | 1003.7034 | 282.1751 | 0 | 0 | 1285.8785 | 4314.4177 | 0.29804 | 1003.7034 | 520.5587 | 0 | 0 | 1524.262 | 6181.4457 | 215.6931 | 0.24659 | 71.1382 | 164.3895 | 0 | 127.1112 | 362.6389 | 1003.7034 | 0 | 520.5587 | 0 | 0 | 0 | 0 | 0 | 0 | 0 | 9517.4924 |  | 0 | 0 | 1524.262 | 9517.4924 | 0.16015 | 342.8044 | 18.3462 | 0 | 18.3462 | 0.9173 | 0 | 0.9173 | 0 |  | 0 | 0 | 0 | 0 | 0 | 0 | 0 | 9999 | 9999
Category Results; Sorted by TRC Levelized Cost
Total Results |  | Measure Input Data | [8 empty] | Savings | [5 empty] | PV Capital |  |  |  | PV Admin |  |  |  | PV O&M |  |  |  | PV Periodic Repl. |  |  |  | Total PV Capital, O&M and Periodic Repl Costs |  |  |  |  | PV Wholesale Electric Utility Costs & Benefits | [6 empty] | PV Retail Electric Utility Costs & Benefits | [6 empty] | PV Electric Utility System Costs & Benefits | [5 empty] | Electric Utility System Economics |  | Sponsor Levelized Cost (mills/kwh) |  |  |  |  | PV Regional Costs & Benefits | [15 empty] | TRC Economics |  | Physical CO2 | [5 empty] | Gas Inputs |  |  |  | PV Gas Utility System Costs & Benefits |  |  |  |  | Gas Utility System Economics
Category | Measure | Measure Life | Site Savings (kWh) | Site Savings (therms) | Capital Cost ($/unit) | Annual O&M Cost ($/unit) | PV Per. Repl. Cost ($/unit) | Load Shape (electric) | Diversified Load Factor (electric) | Wholesale Power Coincidence Factor (electric) | Wholesale Electric Energy (kWh) | Wholesale Electric Demand (kw) | Retail Electric Demand (kW) | Wholesale Gas Energy (therms/yr) | Wholesale Gas Demand (therms/day) | Retail Gas Demand (therms/day) | Wholesale Electric | Retail Electric | Natural Gas | Customer | Wholesale Electric | Retail Electric | Natural Gas | Customer | Wholesale Electric | Retail Electric | Natural Gas | Customer | Wholesale Electric | Retail Electric | Natural Gas | Customer | Wholesale Electric | Retail Electric | Natural Gas | Customer | Total | Wholesale Utility System Energy | Wholesale Utility System T&D Def. Cap. | Wholesale Utility System Act C-E Credit | Wholesale Utility System Risk Mitigation Benefit | Wholesale Utility System Total System Benefit | Wholesale Utility System Total Non-Consumer Cost | Wholesale Utility System B/C Ratio | Retail Utility System Energy | Retail Utility System T&D Def. Cap. | Retail Utility System Act C-E Credit | Retail Utility System Risk Mitigation Benefit | Retail Utility System Total System Benefit | Retail Utility System Total Non-Consumer Cost | Retail Utility System System B/C Ratio | Utility System Energy | Utility System T&D Def. Cap. | Utility System Act C-E Credit | Utility System Total Risk Mitigation Benefit | Utility System Total System Benefit | Utility System Total Non-Consumer Cost | Utility System Net Levelized Cost (Net of Elec T&D Capacity Benefits, Act Credit & Risk-Mitigation Benefit) in mills/kwh | Utility System System B/C Ratio | Wholesale Electric Levelized Cost | Retail Electric Levelized Cost | Natural Gas Levelized Cost | Customer Levelized Cost | Total Levelized Cost | PV Regional Electric Energy | PV Regional Gas Energy | PV Regional Electric T&D Def. Cap. | PV Regional Gas T&D Def. Cap. | PV Regional Electric System CO2 | PV Regional Gas System CO2 | PV Regional Electric System Risk-Mitigation Benefit | PV Regional Gas System Risk-Mitigation Benefit | PV Regional Non-E Value | PV Regional Act Credit | PV Regional Capital Cost | PV Regional Admin Cost | PV Regional Annual O&M Cost | PV Regional Periodic Replacement Cost | PV Total Regional Benefit | PV Total Regional Cost | TRC B/C Ratio | TRC Net Levelized Cost (Net of All Benefits) in mills/kWh | Electric System CO2 Avoided (Lifetime Tons) | Gas System CO2 Avoided (Lifetime Tons) | Total System CO2 Avoided (Lifetime Tons) | Electric System CO2 Avoided (Annual Tons in 2018) | Gas System CO2 Avoided (Annual Tons in 2018) | Total System CO2 Avoided (Annual Tons in 2018) | Gas Site Savings (therms) | Load Shape (gas) | Diversitfied Load Factor (gas) | Wholesale Coincidence Factor (gas) | Total Gas Utility System Energy | Gas Utility System T&D Def. Cap. | Gas Utility System Risk Mitigation Benefit | Gas Utility System Total System Benefit | Gas Utility System Total Non-Consumer Cost | Gas Utility System Net Levelized Cost (Net of Gas T&D Capacity Benefits & Risk-Mitigation Benefits) in cents/therm | Gas Utility System System B/C Ratio
Ground Source Heat Pump Upgrade from Air Source Heat Pump - With Desuperheater - New House less than 4000 square feet |  | 20 | 2166.9588 | 0 | 5568.9513 | 0 | 0 |  |  |  | 2334.147 | 0.81542 | 0.80954 | 0 | 0 | 0 | 1110.5233 | 2566.2504 | 0 | 1984.3075 | 334.1371 | 779.6532 | 0 | 0 | 0 | 0 | 0 | 0 | 0 | 0 | 0 | 0 | 1444.6604 | 3345.9036 | 0 | 1984.3075 | 6774.8714 | 1213.1523 | 288.1285 | 0 | 0 | 1501.2808 | 1444.6604 | 1.0392 | 1213.1523 | 341.0583 | 0 | 0 | 1554.2106 | 3345.9036 | 0.46451 | 1213.1523 | 629.1868 | 0 | 0 | 1842.3392 | 4790.564 | 131.1834 | 0.38458 | 45.5415 | 105.4764 | 0 | 62.5534 | 213.5713 | 1213.1523 | 0 | 629.1868 | 0 | 0 | 0 | 0 | 0 | 792.7116 | 0 | 5661.0812 | 1113.7903 | 0 | 0 | 2635.0508 | 6774.8714 | 0.38894 | 168.7473 | 22.1747 | 0 | 22.1747 | 1.1087 | 0 | 1.1087 | 0 |  | 0 | 0 | 0 | 0 | 0 | 0 | 0 | 9999 | 9999
Ground Source Heat Pump Upgrade from Air Source Heat Pump - With Desuperheater - New House 4000 square feet or greater |  | 20 | 3548.6167 | 0 | 8215.939 | 0 | 0 |  |  |  | 3822.4044 | 1.3353 | 1.3257 | 0 | 0 | 0 | 1638.368 | 3786.0192 | 0 | 2927.472 | 492.9563 | 1150.2315 | 0 | 0 | 0 | 0 | 0 | 0 | 0 | 0 | 0 | 0 | 2131.3243 | 4936.2507 | 0 | 2927.472 | 9995.047 | 1986.6609 | 471.8399 | 0 | 0 | 2458.5008 | 2131.3243 | 1.1535 | 1986.6609 | 558.5179 | 0 | 0 | 2545.1788 | 4936.2507 | 0.51561 | 1986.6609 | 1030.3578 | 0 | 0 | 3017.0187 | 7067.575 | 116.2172 | 0.42688 | 41.0283 | 95.0234 | 0 | 56.3542 | 192.4059 | 1986.6609 | 0 | 1030.3578 | 0 | 0 | 0 | 0 | 0 | 792.7116 | 0 | 8351.8592 | 1643.1878 | 0 | 0 | 3809.7303 | 9995.047 | 0.38116 | 157.3116 | 36.3133 | 0 | 36.3133 | 1.8156 | 0 | 1.8156 | 0 |  | 0 | 0 | 0 | 0 | 0 | 0 | 0 | 9999 | 9999
Ground Source Heat Pump Upgrade from Air Source Heat Pump - With Desuperheater - Existing House less than 4000 square feet |  | 20 | 2371.8026 | 0 | 6063.3049 | 0 | 0 |  |  |  | 2554.7951 | 0.89251 | 0.88606 | 0 | 0 | 0 | 1209.104 | 2794.0554 | 0 | 2160.4536 | 363.7983 | 848.8627 | 0 | 0 | 0 | 0 | 0 | 0 | 0 | 0 | 0 | 0 | 1572.9023 | 3642.9181 | 0 | 2160.4536 | 7376.274 | 1327.8322 | 315.3654 | 0 | 0 | 1643.1977 | 1572.9023 | 1.0447 | 1327.8322 | 373.2988 | 0 | 0 | 1701.131 | 3642.9181 | 0.46697 | 1327.8322 | 688.6642 | 0 | 0 | 2016.4964 | 5215.8204 | 130.3886 | 0.38661 | 45.3018 | 104.9212 | 0 | 62.2242 | 212.4472 | 1327.8322 | 0 | 688.6642 | 0 | 0 | 0 | 0 | 0 | 792.7116 | 0 | 6163.613 | 1212.661 | 0 | 0 | 2809.208 | 7376.274 | 0.38084 | 169.7815 | 24.2708 | 0 | 24.2708 | 1.2135 | 0 | 1.2135 | 0 |  | 0 | 0 | 0 | 0 | 0 | 0 | 0 | 9999 | 9999
Ground Source Heat Pump Upgrade from Air Source Heat Pump - With Desuperheater - Existing House 4000 square feet or greater |  | 20 | 3590.6784 | 0 | 9455.4013 | 0 | 0 |  |  |  | 3867.7113 | 1.3512 | 1.3414 | 0 | 0 | 0 | 1885.5333 | 4357.1807 | 0 | 3369.1125 | 567.3241 | 1323.7562 | 0 | 0 | 0 | 0 | 0 | 0 | 0 | 0 | 0 | 0 | 2452.8574 | 5680.9369 | 0 | 3369.1125 | 11502.9068 | 2010.2088 | 477.4326 | 0 | 0 | 2487.6414 | 2452.8574 | 1.0142 | 2010.2088 | 565.138 | 0 | 0 | 2575.3468 | 5680.9369 | 0.45333 | 2010.2088 | 1042.5706 | 0 | 0 | 3052.7795 | 8133.7943 | 134.9079 | 0.37532 | 46.6647 | 108.0777 | 0 | 64.0961 | 218.8385 | 2010.2088 | 0 | 1042.5706 | 0 | 0 | 0 | 0 | 0 | 917.4175 | 0 | 9611.8265 | 1891.0803 | 0 | 0 | 3970.197 | 11502.9068 | 0.34515 | 181.5504 | 36.7437 | 0 | 36.7437 | 1.8372 | 0 | 1.8372 | 0 |  | 0 | 0 | 0 | 0 | 0 | 0 | 0 | 9999 | 9999
Supply Curve Results; Categories sorted by TRC Net Levelized Cost
Totals for Categories with Benefits Exceeding Costs. Levelized cost is TRC Net Levelized Cost (Net of Benefits) | [12 empty] | Savings Allocation by Cost Bin and Month for Segments 1 | [12 empty] | Savings Allocation by Cost Bin and Month for Segments 2
| Totals Basis | Busbar Electric Savings in kWh | First Cost | Admin Cost | First Year Program Cost | PV Cost | PV Benefits | Unit Program Cost: First Year Program Cost in $/average annual kW saved | Utility System Net Levelized Cost (Net of T&D Capacity Benefits, Act Credit & Risk-Mitigation) in mills/kWh | TRC Net Levelized Cost (Net of All Benefits) in mills/kWh | TRC B/C Ratio | Net Electric & Gas System CO2 Avoided (Lifetime Tons) | Jan | Feb | Mar | Apr | May | Jun | Jul | Aug | Sep | Oct | Nov | Dec |  | Jan | Feb | Mar | Apr | May | Jun | Jul | Aug | Sep | Oct | Nov | Dec
| Measures with B/C > 1.00 | 5277.2146 | 279.5558 | 0 | 279.5558 | 284.1806 | 7460.8509 | 464.0533 | -17.261 | -61.823 | 834.4133 | 50.1341 | 451.274 | 329.5334 | 266.9537 | 231.4431 | 84.924 | 54.9063 | 159.6393 | 159.219 | 92.5895 | 210.3276 | 326.583 | 569.8827 |  | 428.1851 | 303.2775 | 223.9545 | 208.8847 | 82.5778 | 25.51 | 78.5797 | 56.2567 | 53.1979 | 129.2133 | 257.1566 | 493.145
| Categories with B/C > 1.00 | 0 | 0 | 0 | 0 | 0 | 0 | 0 | 0 | 0 | 0 | 0 | 0 | 0 | 0 | 0 | 0 | 0 | 0 | 0 | 0 | 0 | 0 | 0 |  | 0 | 0 | 0 | 0 | 0 | 0 | 0 | 0 | 0 | 0 | 0 | 0
Supply Curve Results: By TRC Net Levelized Cost - Net of Benefits
| Block 1: <= 0 mills/kWh | 0 | 0 | 0 | 0 | 0 | 0 | 0 | 0 | 0 | 0 | 0 | 0 | 0 | 0 | 0 | 0 | 0 | 0 | 0 | 0 | 0 | 0 | 0 |  | 0 | 0 | 0 | 0 | 0 | 0 | 0 | 0 | 0 | 0 | 0 | 0
| Block 2: <= 10 mills/kWh | 0 | 0 | 0 | 0 | 0 | 0 | 0 | 0 | 0 | 0 | 0 | 0 | 0 | 0 | 0 | 0 | 0 | 0 | 0 | 0 | 0 | 0 | 0 |  | 0 | 0 | 0 | 0 | 0 | 0 | 0 | 0 | 0 | 0 | 0 | 0
| Block 3: 10-20 mills/kWh | 0 | 0 | 0 | 0 | 0 | 0 | 0 | 0 | 0 | 0 | 0 | 0 | 0 | 0 | 0 | 0 | 0 | 0 | 0 | 0 | 0 | 0 | 0 |  | 0 | 0 | 0 | 0 | 0 | 0 | 0 | 0 | 0 | 0 | 0 | 0
| Block 4: 20-30 mills/kWh | 0 | 0 | 0 | 0 | 0 | 0 | 0 | 0 | 0 | 0 | 0 | 0 | 0 | 0 | 0 | 0 | 0 | 0 | 0 | 0 | 0 | 0 | 0 |  | 0 | 0 | 0 | 0 | 0 | 0 | 0 | 0 | 0 | 0 | 0 | 0
| Block 5: 30-40 mills/kWh | 0 | 0 | 0 | 0 | 0 | 0 | 0 | 0 | 0 | 0 | 0 | 0 | 0 | 0 | 0 | 0 | 0 | 0 | 0 | 0 | 0 | 0 | 0 |  | 0 | 0 | 0 | 0 | 0 | 0 | 0 | 0 | 0 | 0 | 0 | 0
| Block 6: 40-50 mills/kWh | 0 | 0 | 0 | 0 | 0 | 0 | 0 | 0 | 0 | 0 | 0 | 0 | 0 | 0 | 0 | 0 | 0 | 0 | 0 | 0 | 0 | 0 | 0 |  | 0 | 0 | 0 | 0 | 0 | 0 | 0 | 0 | 0 | 0 | 0 | 0
| Block 7: 50-60 mills/kWh | 0 | 0 | 0 | 0 | 0 | 0 | 0 | 0 | 0 | 0 | 0 | 0 | 0 | 0 | 0 | 0 | 0 | 0 | 0 | 0 | 0 | 0 | 0 |  | 0 | 0 | 0 | 0 | 0 | 0 | 0 | 0 | 0 | 0 | 0 | 0
| Block 8: 60-70 mills/kWh | 0 | 0 | 0 | 0 | 0 | 0 | 0 | 0 | 0 | 0 | 0 | 0 | 0 | 0 | 0 | 0 | 0 | 0 | 0 | 0 | 0 | 0 | 0 |  | 0 | 0 | 0 | 0 | 0 | 0 | 0 | 0 | 0 | 0 | 0 | 0
| Block 9: 70-80 mills/kWh | 0 | 0 | 0 | 0 | 0 | 0 | 0 | 0 | 0 | 0 | 0 | 0 | 0 | 0 | 0 | 0 | 0 | 0 | 0 | 0 | 0 | 0 | 0 |  | 0 | 0 | 0 | 0 | 0 | 0 | 0 | 0 | 0 | 0 | 0 | 0
| Block 10: 80-90 mills/kWh | 0 | 0 | 0 | 0 | 0 | 0 | 0 | 0 | 0 | 0 | 0 | 0 | 0 | 0 | 0 | 0 | 0 | 0 | 0 | 0 | 0 | 0 | 0 |  | 0 | 0 | 0 | 0 | 0 | 0 | 0 | 0 | 0 | 0 | 0 | 0
| Block 11: 90-100 mills/kWh | 0 | 0 | 0 | 0 | 0 | 0 | 0 | 0 | 0 | 0 | 0 | 0 | 0 | 0 | 0 | 0 | 0 | 0 | 0 | 0 | 0 | 0 | 0 |  | 0 | 0 | 0 | 0 | 0 | 0 | 0 | 0 | 0 | 0 | 0 | 0
| Block 12: 100-110 mills/kWh | 0 | 0 | 0 | 0 | 0 | 0 | 0 | 0 | 0 | 0 | 0 | 0 | 0 | 0 | 0 | 0 | 0 | 0 | 0 | 0 | 0 | 0 | 0 |  | 0 | 0 | 0 | 0 | 0 | 0 | 0 | 0 | 0 | 0 | 0 | 0
| Block 13: 110-120 mills/kWh | 0 | 0 | 0 | 0 | 0 | 0 | 0 | 0 | 0 | 0 | 0 | 0 | 0 | 0 | 0 | 0 | 0 | 0 | 0 | 0 | 0 | 0 | 0 |  | 0 | 0 | 0 | 0 | 0 | 0 | 0 | 0 | 0 | 0 | 0 | 0
| Block 14: 120-130 mills/kWh | 0 | 0 | 0 | 0 | 0 | 0 | 0 | 0 | 0 | 0 | 0 | 0 | 0 | 0 | 0 | 0 | 0 | 0 | 0 | 0 | 0 | 0 | 0 |  | 0 | 0 | 0 | 0 | 0 | 0 | 0 | 0 | 0 | 0 | 0 | 0
| Block 15: 130-140 mills/kWh | 0 | 0 | 0 | 0 | 0 | 0 | 0 | 0 | 0 | 0 | 0 | 0 | 0 | 0 | 0 | 0 | 0 | 0 | 0 | 0 | 0 | 0 | 0 |  | 0 | 0 | 0 | 0 | 0 | 0 | 0 | 0 | 0 | 0 | 0 | 0
| Block 16: 140-150 mills/kWh | 0 | 0 | 0 | 0 | 0 | 0 | 0 | 0 | 0 | 0 | 0 | 0 | 0 | 0 | 0 | 0 | 0 | 0 | 0 | 0 | 0 | 0 | 0 |  | 0 | 0 | 0 | 0 | 0 | 0 | 0 | 0 | 0 | 0 | 0 | 0
| Block 17: 150-160 mills/kWh | 3822.4044 | 8215.939 | 1643.1878 | 9859.1268 | 9995.047 | 3809.7303 | 22594.666 | 116.2172 | 157.3116 | 0.38116 | 36.3133 | 326.8678 | 238.6884 | 193.3605 | 167.6394 | 61.5123 | 39.7699 | 115.6303 | 115.3259 | 67.0646 | 152.345 | 236.5513 | 412.7788 |  | 310.144 | 219.6707 | 162.2153 | 151.2999 | 59.8129 | 18.4774 | 56.9171 | 40.748 | 38.5325 | 93.5921 | 186.2643 | 357.196
| Block 18: 160-170 mills/kWh | 4888.9421 | 11632.2562 | 2326.4512 | 13958.7075 | 14151.1455 | 5444.2588 | 25011.1934 | 130.7681 | 169.2878 | 0.38471 | 46.4455 | 418.0714 | 305.2879 | 247.3125 | 214.4146 | 78.6757 | 50.8666 | 147.8938 | 147.5044 | 85.7772 | 194.8527 | 302.5545 | 527.9534 |  | 396.6813 | 280.9638 | 207.477 | 193.516 | 76.5021 | 23.6331 | 72.7982 | 52.1176 | 49.2839 | 119.7064 | 238.2363 | 456.8618
| Block 19: 170-180 mills/kWh | 0 | 0 | 0 | 0 | 0 | 0 | 0 | 0 | 0 | 0 | 0 | 0 | 0 | 0 | 0 | 0 | 0 | 0 | 0 | 0 | 0 | 0 | 0 |  | 0 | 0 | 0 | 0 | 0 | 0 | 0 | 0 | 0 | 0 | 0 | 0
| Block 20: 180-190 mills/kWh | 3867.7113 | 9455.4013 | 1891.0803 | 11346.4815 | 11502.9068 | 3970.197 | 25698.7065 | 134.9079 | 181.5504 | 0.34515 | 36.7437 | 330.7422 | 241.5176 | 195.6524 | 169.6265 | 62.2414 | 40.2413 | 117.0009 | 116.6928 | 67.8596 | 154.1508 | 239.3552 | 417.6714 |  | 313.8202 | 222.2744 | 164.138 | 153.0932 | 60.5219 | 18.6965 | 57.5917 | 41.231 | 38.9892 | 94.7015 | 188.4721 | 361.4298
| Block 21: 190-200 mills/kWh | 0 | 0 | 0 | 0 | 0 | 0 | 0 | 0 | 0 | 0 | 0 | 0 | 0 | 0 | 0 | 0 | 0 | 0 | 0 | 0 | 0 | 0 | 0 |  | 0 | 0 | 0 | 0 | 0 | 0 | 0 | 0 | 0 | 0 | 0 | 0
| Block 22: > 200 mills/kWh | 0 | 0 | 0 | 0 | 0 | 0 | 0 | 0 | 0 | 0 | 0 | 0 | 0 | 0 | 0 | 0 | 0 | 0 | 0 | 0 | 0 | 0 | 0 |  | 0 | 0 | 0 | 0 | 0 | 0 | 0 | 0 | 0 | 0 | 0 | 0
Shaped Savings Results; By Category and sorted by TRC BC ratio
[13 empty] | Savings Allocation by Cost Bin and Month for Segments 1 Feb: Savings Allocation by Category and Month for Segments 1 |  |  | Savings Allocation by Category and Month for Segments 2
Category | Measure | Busbar Savings | First Cost | Admin Cost | First Year Program Cost | PV Cost | PV Benefits | Unit Program Cost: First Year Program Cost in $/average annual kW saved | Utility System Net Levelized Cost (Net of T&D Capacity Benefits, Act Credit & Risk-Mitigation) in mills/kWh | TRC Net Levelized Cost (Net of All Benefits) in mills/kWh | TRC B/C Ratio | Net Electric & Gas System CO2 Avoided (Lifetime Tons) | Wholesale KW | Jan | Feb | Mar | Apr | May | Jun | Jul | Aug | Sep | Oct | Nov | Dec |  | Jan | Feb | Mar | Apr | May | Jun | Jul | Aug | Sep | Oct | Nov | Dec
Ground Source Heat Pump Upgrade from Air Source Heat Pump - With Desuperheater - New House less than 4000 square feet |  | 2334.147 | 5568.9513 | 1113.7903 | 6682.7416 | 6774.8714 | 2635.0508 | 25080.1754 | 131.1834 | 168.7473 | 0.38894 | 22.1747 | 0.81542 | 199.6015 | 145.7548 | 118.0754 | 102.3688 | 37.5624 | 24.2854 | 70.6095 | 70.4236 | 40.9529 | 93.0293 | 144.4498 | 252.0629 |  | 189.3891 | 134.1416 | 99.0566 | 92.3911 | 36.5247 | 11.2832 | 34.7563 | 24.8827 | 23.5298 | 57.1519 | 113.7421 | 218.1213
Ground Source Heat Pump Upgrade from Air Source Heat Pump - With Desuperheater - New House 4000 square feet or greater |  | 3822.4044 | 8215.939 | 1643.1878 | 9859.1268 | 9995.047 | 3809.7303 | 22594.666 | 116.2172 | 157.3116 | 0.38116 | 36.3133 | 1.3353 | 326.8678 | 238.6884 | 193.3605 | 167.6394 | 61.5123 | 39.7699 | 115.6303 | 115.3259 | 67.0646 | 152.345 | 236.5513 | 412.7788 |  | 310.144 | 219.6707 | 162.2153 | 151.2999 | 59.8129 | 18.4774 | 56.9171 | 40.748 | 38.5325 | 93.5921 | 186.2643 | 357.196
Ground Source Heat Pump Upgrade from Air Source Heat Pump - With Desuperheater - Existing House less than 4000 square feet |  | 2554.7951 | 6063.3049 | 1212.661 | 7275.9659 | 7376.274 | 2809.208 | 24948.1692 | 130.3886 | 169.7815 | 0.38084 | 24.2708 | 0.89251 | 218.4699 | 159.5331 | 129.2371 | 112.0458 | 41.1132 | 26.5811 | 77.2843 | 77.0808 | 44.8243 | 101.8234 | 158.1047 | 275.8905 |  | 207.2922 | 146.8221 | 108.4204 | 101.1249 | 39.9774 | 12.3498 | 38.0419 | 27.2349 | 25.7541 | 62.5545 | 124.4942 | 238.7404
Ground Source Heat Pump Upgrade from Air Source Heat Pump - With Desuperheater - Existing House 4000 square feet or greater |  | 3867.7113 | 9455.4013 | 1891.0803 | 11346.4815 | 11502.9068 | 3970.197 | 25698.7065 | 134.9079 | 181.5504 | 0.34515 | 36.7437 | 1.3512 | 330.7422 | 241.5176 | 195.6524 | 169.6265 | 62.2414 | 40.2413 | 117.0009 | 116.6928 | 67.8596 | 154.1508 | 239.3552 | 417.6714 |  | 313.8202 | 222.2744 | 164.138 | 153.0932 | 60.5219 | 18.6965 | 57.5917 | 41.231 | 38.9892 | 94.7015 | 188.4721 | 361.4298
Note on I6: :ProCost Periodic replacement costs and savings of the measure. These are costs and savings that occur periodically, but at different periods than annually. Can be positive or negative. Periodic replacement costs for both the measure and the baseline measure should be included if applicable. ProCost can analyze these costs in two ways dependent on the 'Repeat Periodic Replacement' switch in the ProData page. When set to 'On', ProCost repeats replacement costs for multiple times over the life of a measure depending on the input period and measure life. For example fluorescent lamps may have a 4-year replacement cycle that repeats 3 times in a 15-year measure life. When set to 'Off', ProCost reads the period as the year after installation that the replacement cost occurs and does not subsequently reinstall or repeat the replacement costs. For example a compressor may be replaced only once in the life of a heat-pump system. Example: A new fluorescent lighting systems may have a measure life of 15 years, and a lamp life of five years. Two lamps per fixture must be replaced at years 6 and 11. Lamp and labor costs, expressed as positive costs, are entered as a cost and the period would be entered as 5. The baseline measure may have a four year lamp life and would have required a three-lamp replacement at years 5, 9 and 13. Lamp and labor replacement costs would be entered as annual savings in dollars with a 4-year period. ProCost determines the net present value of the two cost streams.
Note on O6: :ProCost If the measure has gas savings for increases, enter the annual savings and shape of the savings here. Example: Clothes washer saves electric motor and dryer energy and gas water heat.
Note on A7: :ProCost Category for the measure. Individual measures can be grouped into categories. ProCost output is reported by measure and by category. All measures must belong to at least one category. Category name can be the same as measure name. Example: Measures can be combined into one category if they have components with different load shapes or measure lives. On wash machines there may be one load shape for the electric motor savings component, a second load shape for the electric water heat savings component and a third shape for electric dryer savings component.
Note on B7: :ProCost Name of Measure. User-defined. For PTR measures, defined naming conventions apply.
Note on C7: :ProCost Annual electric savings for the measure in kWh at the site. May be positive, negative or zero. Savings are incremental to the baseline alternative.
Note on D7: :ProCost Physical life of the measure in years. Must be >=1.
Note on E7: :ProCost Initial cost to install the measure in dollars. Costs are incremental to the baseline alternative. Dollars must be denominated in the same year as 'Input Cost Reference Year' input on the ProData page.
Note on F7: :ProCost Annual operations and maintenance cost for the measure in dollars. Must be incremental cost over the baseline alternative. May be positive, negative or zero. Dollars must be denominated in the same year as 'Input Cost Reference Year' input on the ProData page. O&M costs are entered as positive values. Negative values represent O&M savings compared to the baseline alternative. Example: Annualized maintenance cost for a heat pump heating system compared to a baseline electric resistance heating system.
Note on G7: :ProCost Name of the pointer to the shape of the savings. The shapes represent the daily and monthly shape of the savings in four time segments for each month of the year. Shape of the savings is relative to the baseline alternative. These shapes are in the MC_AND_Loadshape file.
Note on H7: :ProCost Annual value of any non-energy benefits of the measure, relative to the baseline alternative. Expressed in dollars per year and denominated in dollars of the 'Cost Reference Year'. Positive value represents dollar savings. Negative value represents dollar cost. Example: Water, detergent and sewer savings from efficient clothes washer.
Note on I7: : Cost in dollars that is incurred for Period 1. Positive value if cost. Negative value if savings. Dollars must be denominated in the same year as 'Input Cost Reference Year' input on the ProData page.
Note on J7: :ProCost Duration of Period1. The time at which Period 1 costs, or savings, occur. In years.
Note on K7: : Cost in dollars that is incurred for Period 2 Positive value if cost. Negative value if savings. Dollars must be denominated in the same year as 'Input Cost Reference Year' input on the ProData page.
Note on L7: :ProCost Duration of Period 2. The time at which Period 2 costs, or savings, occur. In years.
Note on M7: : Cost in dollars that is incurred for Period 3. Positive value if cost. Negative value if savings. Dollars must be denominated in the same year as 'Input Cost Reference Year' input on the ProData page.
Note on N7: :ProCost Duration of Period 3. The time at which Period 3 costs, or savings, occur. In years.
Note on O7: : Annual gas savings, or increases, in therms.
Note on P7: :ProCost Name of the pointer to the shape of the savings. The shapes represent the daily and monthly shape of the savings in four time segments for each month of the year. Shape of the savings is relative to the baseline alternative. These shapes are in the MC_AND_Loadshape file.
Note on BH46: Direct and program administrative costs incurred by the utility system minus benefits that accrue to the utility system.There are separate Utility System Net Levelized Costs for the electric and the gas system. Utility system benefits include deferred transmission and distribution system capacity, risk-mitigation and Regional Act credit all of which are user-determined inputs.Utility System benefits do not include any non-energy benefits such as, other-fuel benefits, O&M benefits or periodic replacement benefits which generally accrue to the customer or to non-utility sponsors. Utility System Net Levelized Costs correspond to Utility System B/C ratio with regard to the costs and benefits included. Benefits are subtracted from costs, then levelized over the life of the measure The Risk-Mitigation credit is used to determine program cost-effectiveness and impacts both the Utility System B/C ratio and the Utility System Net Levelized Cost. If the Risk-Mitigation credit is non-zero, the Utility System Net Levelized Cost will be reduced by the Risk-Mitigation benefit. When using ProCost to build conservation supply curves, the user should set the Risk-Mitigation Credit to zero so the credit is not reflected in the supply curves.
Note on BM46: Direct and program administrative costs of the measure to sponsor. Separate costs for each sponsor. Depends on share of costs incurred by sponsor, sponsor cost of capital, and financing term which are user-defined inputs. Includes applicable Capital, O&M, Periodic Replacement and Program Administrative costs. Sponsor costs are levelized over program life. Does not include any adjustments for benefit. NOTE: Units are per kWh for 'Electric' runs and per therm for 'Gas' runs for all sponsors.
Note on CE46: All costs minus all benefits regardless of which sponsor incurs the cost or accrues the benefits. TRC Net Levelized Cost includes all applicable costs and all benefits. In addition to energy system costs and benefits, TRC Net Levelized Cost includes non-energy, other-fuel, O&M, periodic-replacement and risk-mitigation benefits and costs. TRC Net Levelized Cost corresponds to TRC B/C ratios with regard to the costs and benefits included. Benefits are subtracted from costs, then levelized over the life of the measure. The Risk-Mitigation credit is used to determine program cost-effectiveness and impacts both the TRC B/C ratio and the TRC Net Levelized Cost. If Risk-Mitigation credit is non-zero, TRC Levelized Cost will be reduced by the risk-mitigation benefit. When using ProCost to build conservation supply curves, the user should set the Risk-Mitigation Credit to zero so the credit is not reflected in the supply curves.
Note on CW46: Direct and program administrative costs incurred by the utility system minus benefits that accrue to the utility system.There are separate Utility System Net Levelized Costs for the electric and the gas system. Utility system benefits include deferred transmission and distribution system capacity, risk-mitigation and Regional Act credit all of which are user-determined inputs.Utility System benefits do not include any non-energy benefits such as, other-fuel benefits, O&M benefits or periodic replacement benefits which generally accrue to the customer or to non-utility sponsors. Utility System Net Levelized Costs correspond to Utility System B/C ratio with regard to the costs and benefits included. Benefits are subtracted from costs, then levelized over the life of the measure The Risk-Mitigation credit is used to determine program cost-effectiveness and impacts both the Utility System B/C ratio and the Utility System Net Levelized Cost. If the Risk-Mitigation credit is non-zero, the Utility System Net Levelized Cost will be reduced by the Risk-Mitigation benefit. When using ProCost to build conservation supply curves, the user should set the Risk-Mitigation Credit to zero so the credit is not reflected in the supply curves.
Note on BH63: Direct and program administrative costs incurred by the utility system minus benefits that accrue to the utility system.There are separate Utility System Net Levelized Costs for the electric and the gas system. Utility system benefits include deferred transmission and distribution system capacity, risk-mitigation and Regional Act credit all of which are user-determined inputs.Utility System benefits do not include any non-energy benefits such as, other-fuel benefits, O&M benefits or periodic replacement benefits which generally accrue to the customer or to non-utility sponsors. Utility System Net Levelized Costs correspond to Utility System B/C ratio with regard to the costs and benefits included. Benefits are subtracted from costs, then levelized over the life of the measure The Risk-Mitigation credit is used to determine program cost-effectiveness and impacts both the Utility System B/C ratio and the Utility System Net Levelized Cost. If the Risk-Mitigation credit is non-zero, the Utility System Net Levelized Cost will be reduced by the Risk-Mitigation benefit. When using ProCost to build conservation supply curves, the user should set the Risk-Mitigation Credit to zero so the credit is not reflected in the supply curves.
Note on BM63: Direct and program administrative costs of the measure to sponsor. Separate costs for each sponsor. Depends on share of costs incurred by sponsor, sponsor cost of capital, and financing term which are user-defined inputs. Includes applicable Capital, O&M, Periodic Replacement and Program Administrative costs. Sponsor costs are levelized over program life. Does not include any adjustments for benefit. NOTE: Units are per kWh for 'Electric' runs and per therm for 'Gas' runs for all sponsors.
Note on CE63: All costs minus all benefits regardless of which sponsor incurs the cost or accrues the benefits. TRC Net Levelized Cost includes all applicable costs and all benefits. In addition to energy system costs and benefits, TRC Net Levelized Cost includes non-energy, other-fuel, O&M, periodic-replacement and risk-mitigation benefits and costs. TRC Net Levelized Cost corresponds to TRC B/C ratios with regard to the costs and benefits included. Benefits are subtracted from costs, then levelized over the life of the measure. The Risk-Mitigation credit is used to determine program cost-effectiveness and impacts both the TRC B/C ratio and the TRC Net Levelized Cost. If Risk-Mitigation credit is non-zero, TRC Levelized Cost will be reduced by the risk-mitigation benefit. When using ProCost to build conservation supply curves, the user should set the Risk-Mitigation Credit to zero so the credit is not reflected in the supply curves.
Note on CW63: Direct and program administrative costs incurred by the utility system minus benefits that accrue to the utility system.There are separate Utility System Net Levelized Costs for the electric and the gas system. Utility system benefits include deferred transmission and distribution system capacity, risk-mitigation and Regional Act credit all of which are user-determined inputs.Utility System benefits do not include any non-energy benefits such as, other-fuel benefits, O&M benefits or periodic replacement benefits which generally accrue to the customer or to non-utility sponsors. Utility System Net Levelized Costs correspond to Utility System B/C ratio with regard to the costs and benefits included. Benefits are subtracted from costs, then levelized over the life of the measure The Risk-Mitigation credit is used to determine program cost-effectiveness and impacts both the Utility System B/C ratio and the Utility System Net Levelized Cost. If the Risk-Mitigation credit is non-zero, the Utility System Net Levelized Cost will be reduced by the Risk-Mitigation benefit. When using ProCost to build conservation supply curves, the user should set the Risk-Mitigation Credit to zero so the credit is not reflected in the supply curves.

## Segmented
Estimate savings at regional level
| Input Data | [7 empty] | Periodic Replacement Costs and Savings and Replacement Period | [5 empty] | Gas Inputs
| Category Name | Measure Name | Savings (kwh/yr) | Life (yrs) | Capital Cost | Annual O&M | Shape Pointer | Non-E Val ($/yr) | Cost 1 ($) | Period 1 | Cost 2 ($) | Period 2 | Cost 3 ($) | Period 3 | Savings (therms/yr) | Shape Pointer
Heating Zone 1 - Cooling Zone 1 | Ground Source Heat Pump Upgrade from Air Source Heat Pump - With Desuperheater - New House less than 4000 square feet | heat | 169.1017 | 20 | 24.2953 | 0 | ResSpHtHPZ1 | 45.7204
Heating Zone 1 - Cooling Zone 1 | Ground Source Heat Pump Upgrade from Air Source Heat Pump - With Desuperheater - New House less than 4000 square feet | cool | 18.5608 | 20 | 0 | 0 | ResCACPNW | 0
Heating Zone 1 - Cooling Zone 1 | Ground Source Heat Pump Upgrade from Air Source Heat Pump - With Desuperheater - New House less than 4000 square feet | dhw | 724.033 | 20 | 2177.6235 | 0 | ResDHW | 0
Heating Zone 1 - Cooling Zone 2 | Ground Source Heat Pump Upgrade from Air Source Heat Pump - With Desuperheater - New House less than 4000 square feet | heat | 39.0111 | 20 | 5.6048 | 0 | ResSpHtHPZ1 | 45.7204
Heating Zone 1 - Cooling Zone 2 | Ground Source Heat Pump Upgrade from Air Source Heat Pump - With Desuperheater - New House less than 4000 square feet | cool | 13.4576 | 20 | 0 | 0 | ResCACPNW | 0
Heating Zone 1 - Cooling Zone 2 | Ground Source Heat Pump Upgrade from Air Source Heat Pump - With Desuperheater - New House less than 4000 square feet | dhw | 167.0317 | 20 | 502.3697 | 0 | ResDHW | 0
Heating Zone 1 - Cooling Zone 3 | Ground Source Heat Pump Upgrade from Air Source Heat Pump - With Desuperheater - New House less than 4000 square feet | heat | 30.8516 | 20 | 4.4325 | 0 | ResSpHtHPZ1 | 45.7204
Heating Zone 1 - Cooling Zone 3 | Ground Source Heat Pump Upgrade from Air Source Heat Pump - With Desuperheater - New House less than 4000 square feet | cool | 22.5738 | 20 | 0 | 0 | ResCACPNW | 0
Heating Zone 1 - Cooling Zone 3 | Ground Source Heat Pump Upgrade from Air Source Heat Pump - With Desuperheater - New House less than 4000 square feet | dhw | 132.0953 | 20 | 397.2939 | 0 | ResDHW | 0
Heating Zone 2 - Cooling Zone 1 | Ground Source Heat Pump Upgrade from Air Source Heat Pump - With Desuperheater - New House less than 4000 square feet | heat | 53.3579 | 20 | 2.209 | 0 | ResSpHtHPZ2 | 46.1198
Heating Zone 2 - Cooling Zone 1 | Ground Source Heat Pump Upgrade from Air Source Heat Pump - With Desuperheater - New House less than 4000 square feet | cool | 1.673 | 20 | 0 | 0 | ResCACPNW | 0
Heating Zone 2 - Cooling Zone 1 | Ground Source Heat Pump Upgrade from Air Source Heat Pump - With Desuperheater - New House less than 4000 square feet | dhw | 91.3409 | 20 | 389.6611 | 0 | ResDHW | 0
Heating Zone 2 - Cooling Zone 2 | Ground Source Heat Pump Upgrade from Air Source Heat Pump - With Desuperheater - New House less than 4000 square feet | heat | 122.1245 | 20 | 5.0558 | 0 | ResSpHtHPZ2 | 46.1198
Heating Zone 2 - Cooling Zone 2 | Ground Source Heat Pump Upgrade from Air Source Heat Pump - With Desuperheater - New House less than 4000 square feet | cool | 12.0343 | 20 | 0 | 0 | ResCACPNW | 0
Heating Zone 2 - Cooling Zone 2 | Ground Source Heat Pump Upgrade from Air Source Heat Pump - With Desuperheater - New House less than 4000 square feet | dhw | 209.0592 | 20 | 891.8483 | 0 | ResDHW | 0
Heating Zone 2 - Cooling Zone 3 | Ground Source Heat Pump Upgrade from Air Source Heat Pump - With Desuperheater - New House less than 4000 square feet | heat | 8.3847 | 20 | 0.34712 | 0 | ResSpHtHPZ2 | 46.1198
Heating Zone 2 - Cooling Zone 3 | Ground Source Heat Pump Upgrade from Air Source Heat Pump - With Desuperheater - New House less than 4000 square feet | cool | 1.7525 | 20 | 0 | 0 | ResCACPNW | 0
Heating Zone 2 - Cooling Zone 3 | Ground Source Heat Pump Upgrade from Air Source Heat Pump - With Desuperheater - New House less than 4000 square feet | dhw | 14.3534 | 20 | 61.2318 | 0 | ResDHW | 0
Heating Zone 3 - Cooling Zone 1 | Ground Source Heat Pump Upgrade from Air Source Heat Pump - With Desuperheater - New House less than 4000 square feet | heat | 110.8067 | 20 | 3.1668 | 0 | ResSpHtHPZ3 | 49.9438
Heating Zone 3 - Cooling Zone 1 | Ground Source Heat Pump Upgrade from Air Source Heat Pump - With Desuperheater - New House less than 4000 square feet | cool | 2.2148 | 20 | 0 | 0 | ResCACPNW | 0
Heating Zone 3 - Cooling Zone 1 | Ground Source Heat Pump Upgrade from Air Source Heat Pump - With Desuperheater - New House less than 4000 square feet | dhw | 139.49 | 20 | 832.1862 | 0 | ResDHW | 0
Heating Zone 3 - Cooling Zone 2 | Ground Source Heat Pump Upgrade from Air Source Heat Pump - With Desuperheater - New House less than 4000 square feet | heat | 36.0302 | 20 | 1.0297 | 0 | ResSpHtHPZ3 | 49.9438
Heating Zone 3 - Cooling Zone 2 | Ground Source Heat Pump Upgrade from Air Source Heat Pump - With Desuperheater - New House less than 4000 square feet | cool | 2.2634 | 20 | 0 | 0 | ResCACPNW | 0
Heating Zone 3 - Cooling Zone 2 | Ground Source Heat Pump Upgrade from Air Source Heat Pump - With Desuperheater - New House less than 4000 square feet | dhw | 45.3569 | 20 | 270.5956 | 0 | ResDHW | 0
Heating Zone 3 - Cooling Zone 3 | Ground Source Heat Pump Upgrade from Air Source Heat Pump - With Desuperheater - New House less than 4000 square feet | heat | 0 | 20 | 0 | 0 | ResSpHtHPZ3 | 49.9438
Heating Zone 3 - Cooling Zone 3 | Ground Source Heat Pump Upgrade from Air Source Heat Pump - With Desuperheater - New House less than 4000 square feet | cool | 0 | 20 | 0 | 0 | ResCACPNW | 0
Heating Zone 3 - Cooling Zone 3 | Ground Source Heat Pump Upgrade from Air Source Heat Pump - With Desuperheater - New House less than 4000 square feet | dhw | 0 | 20 | 0 | 0 | ResDHW | 0
Heating Zone 1 - Cooling Zone 1 | Ground Source Heat Pump Upgrade from Air Source Heat Pump - With Desuperheater - New House 4000 square feet or greater | heat | 567.9245 | 20 | 46.6075 | 0 | ResSpHtHPZ1 | 87.7089
Heating Zone 1 - Cooling Zone 1 | Ground Source Heat Pump Upgrade from Air Source Heat Pump - With Desuperheater - New House 4000 square feet or greater | cool | 31.2244 | 20 | 0 | 0 | ResCACPNW | 0
Heating Zone 1 - Cooling Zone 1 | Ground Source Heat Pump Upgrade from Air Source Heat Pump - With Desuperheater - New House 4000 square feet or greater | dhw | 888.2662 | 20 | 3193.2438 | 0 | ResDHW | 0
Heating Zone 1 - Cooling Zone 2 | Ground Source Heat Pump Upgrade from Air Source Heat Pump - With Desuperheater - New House 4000 square feet or greater | heat | 131.0181 | 20 | 10.7522 | 0 | ResSpHtHPZ1 | 87.7089
Heating Zone 1 - Cooling Zone 2 | Ground Source Heat Pump Upgrade from Air Source Heat Pump - With Desuperheater - New House 4000 square feet or greater | cool | 21.1914 | 20 | 0 | 0 | ResCACPNW | 0
Heating Zone 1 - Cooling Zone 2 | Ground Source Heat Pump Upgrade from Air Source Heat Pump - With Desuperheater - New House 4000 square feet or greater | dhw | 204.9197 | 20 | 736.6695 | 0 | ResDHW | 0
Heating Zone 1 - Cooling Zone 3 | Ground Source Heat Pump Upgrade from Air Source Heat Pump - With Desuperheater - New House 4000 square feet or greater | heat | 103.6143 | 20 | 8.5033 | 0 | ResSpHtHPZ1 | 87.7089
Heating Zone 1 - Cooling Zone 3 | Ground Source Heat Pump Upgrade from Air Source Heat Pump - With Desuperheater - New House 4000 square feet or greater | cool | 35.0656 | 20 | 0 | 0 | ResCACPNW | 0
Heating Zone 1 - Cooling Zone 3 | Ground Source Heat Pump Upgrade from Air Source Heat Pump - With Desuperheater - New House 4000 square feet or greater | dhw | 162.0587 | 20 | 582.5876 | 0 | ResDHW | 0
Heating Zone 2 - Cooling Zone 1 | Ground Source Heat Pump Upgrade from Air Source Heat Pump - With Desuperheater - New House 4000 square feet or greater | heat | 130.0627 | 20 | 4.2616 | 0 | ResSpHtHPZ2 | 88.9759
Heating Zone 2 - Cooling Zone 1 | Ground Source Heat Pump Upgrade from Air Source Heat Pump - With Desuperheater - New House 4000 square feet or greater | cool | 2.8144 | 20 | 0 | 0 | ResCACPNW | 0
Heating Zone 2 - Cooling Zone 1 | Ground Source Heat Pump Upgrade from Air Source Heat Pump - With Desuperheater - New House 4000 square feet or greater | dhw | 109.6579 | 20 | 571.9835 | 0 | ResDHW | 0
Heating Zone 2 - Cooling Zone 2 | Ground Source Heat Pump Upgrade from Air Source Heat Pump - With Desuperheater - New House 4000 square feet or greater | heat | 297.6848 | 20 | 9.7539 | 0 | ResSpHtHPZ2 | 88.9759
Heating Zone 2 - Cooling Zone 2 | Ground Source Heat Pump Upgrade from Air Source Heat Pump - With Desuperheater - New House 4000 square feet or greater | cool | 18.9502 | 20 | 0 | 0 | ResCACPNW | 0
Heating Zone 2 - Cooling Zone 2 | Ground Source Heat Pump Upgrade from Air Source Heat Pump - With Desuperheater - New House 4000 square feet or greater | dhw | 250.9827 | 20 | 1309.1441 | 0 | ResDHW | 0
Heating Zone 2 - Cooling Zone 3 | Ground Source Heat Pump Upgrade from Air Source Heat Pump - With Desuperheater - New House 4000 square feet or greater | heat | 20.4382 | 20 | 0.66968 | 0 | ResSpHtHPZ2 | 88.9759
Heating Zone 2 - Cooling Zone 3 | Ground Source Heat Pump Upgrade from Air Source Heat Pump - With Desuperheater - New House 4000 square feet or greater | cool | 2.7223 | 20 | 0 | 0 | ResCACPNW | 0
Heating Zone 2 - Cooling Zone 3 | Ground Source Heat Pump Upgrade from Air Source Heat Pump - With Desuperheater - New House 4000 square feet or greater | dhw | 17.2318 | 20 | 89.8821 | 0 | ResDHW | 0
Heating Zone 3 - Cooling Zone 1 | Ground Source Heat Pump Upgrade from Air Source Heat Pump - With Desuperheater - New House 4000 square feet or greater | heat | 246.6387 | 20 | 6.2495 | 0 | ResSpHtHPZ3 | 98.5604
Heating Zone 3 - Cooling Zone 1 | Ground Source Heat Pump Upgrade from Air Source Heat Pump - With Desuperheater - New House 4000 square feet or greater | cool | 3.7259 | 20 | 0 | 0 | ResCACPNW | 0
Heating Zone 3 - Cooling Zone 1 | Ground Source Heat Pump Upgrade from Air Source Heat Pump - With Desuperheater - New House 4000 square feet or greater | dhw | 165.0079 | 20 | 1240.2998 | 0 | ResDHW | 0
Heating Zone 3 - Cooling Zone 2 | Ground Source Heat Pump Upgrade from Air Source Heat Pump - With Desuperheater - New House 4000 square feet or greater | heat | 80.1976 | 20 | 2.0321 | 0 | ResSpHtHPZ3 | 98.5604
Heating Zone 3 - Cooling Zone 2 | Ground Source Heat Pump Upgrade from Air Source Heat Pump - With Desuperheater - New House 4000 square feet or greater | cool | 3.5641 | 20 | 0 | 0 | ResCACPNW | 0
Heating Zone 3 - Cooling Zone 2 | Ground Source Heat Pump Upgrade from Air Source Heat Pump - With Desuperheater - New House 4000 square feet or greater | dhw | 53.6544 | 20 | 403.2988 | 0 | ResDHW | 0
Heating Zone 3 - Cooling Zone 3 | Ground Source Heat Pump Upgrade from Air Source Heat Pump - With Desuperheater - New House 4000 square feet or greater | heat | 0 | 20 | 0 | 0 | ResSpHtHPZ3 | 98.5604
Heating Zone 3 - Cooling Zone 3 | Ground Source Heat Pump Upgrade from Air Source Heat Pump - With Desuperheater - New House 4000 square feet or greater | cool | 0 | 20 | 0 | 0 | ResCACPNW | 0
Heating Zone 3 - Cooling Zone 3 | Ground Source Heat Pump Upgrade from Air Source Heat Pump - With Desuperheater - New House 4000 square feet or greater | dhw | 0 | 20 | 0 | 0 | ResDHW | 0
Heating Zone 1 - Cooling Zone 1 | Ground Source Heat Pump Upgrade from Air Source Heat Pump - With Desuperheater - Existing House less than 4000 square feet | heat | 209.5998 | 20 | 27.4294 | 0 | ResSpHtHPZ1 | 51.6183
Heating Zone 1 - Cooling Zone 1 | Ground Source Heat Pump Upgrade from Air Source Heat Pump - With Desuperheater - Existing House less than 4000 square feet | cool | 19.3618 | 20 | 0 | 0 | ResCACPNW | 0
Heating Zone 1 - Cooling Zone 1 | Ground Source Heat Pump Upgrade from Air Source Heat Pump - With Desuperheater - Existing House less than 4000 square feet | dhw | 767.8978 | 20 | 2356.1888 | 0 | ResDHW | 0
Heating Zone 1 - Cooling Zone 2 | Ground Source Heat Pump Upgrade from Air Source Heat Pump - With Desuperheater - Existing House less than 4000 square feet | heat | 48.3539 | 20 | 6.3279 | 0 | ResSpHtHPZ1 | 51.6183
Heating Zone 1 - Cooling Zone 2 | Ground Source Heat Pump Upgrade from Air Source Heat Pump - With Desuperheater - Existing House less than 4000 square feet | cool | 14.1847 | 20 | 0 | 0 | ResCACPNW | 0
Heating Zone 1 - Cooling Zone 2 | Ground Source Heat Pump Upgrade from Air Source Heat Pump - With Desuperheater - Existing House less than 4000 square feet | dhw | 177.1512 | 20 | 543.5641 | 0 | ResDHW | 0
Heating Zone 1 - Cooling Zone 3 | Ground Source Heat Pump Upgrade from Air Source Heat Pump - With Desuperheater - Existing House less than 4000 square feet | heat | 38.2402 | 20 | 5.0043 | 0 | ResSpHtHPZ1 | 51.6183
Heating Zone 1 - Cooling Zone 3 | Ground Source Heat Pump Upgrade from Air Source Heat Pump - With Desuperheater - Existing House less than 4000 square feet | cool | 24.0193 | 20 | 0 | 0 | ResCACPNW | 0
Heating Zone 1 - Cooling Zone 3 | Ground Source Heat Pump Upgrade from Air Source Heat Pump - With Desuperheater - Existing House less than 4000 square feet | dhw | 140.0982 | 20 | 429.8721 | 0 | ResDHW | 0
Heating Zone 2 - Cooling Zone 1 | Ground Source Heat Pump Upgrade from Air Source Heat Pump - With Desuperheater - Existing House less than 4000 square feet | heat | 62.5445 | 20 | 2.4415 | 0 | ResSpHtHPZ2 | 50.9753
Heating Zone 2 - Cooling Zone 1 | Ground Source Heat Pump Upgrade from Air Source Heat Pump - With Desuperheater - Existing House less than 4000 square feet | cool | 1.7452 | 20 | 0 | 0 | ResCACPNW | 0
Heating Zone 2 - Cooling Zone 1 | Ground Source Heat Pump Upgrade from Air Source Heat Pump - With Desuperheater - Existing House less than 4000 square feet | dhw | 96.2011 | 20 | 425.2424 | 0 | ResDHW | 0
Heating Zone 2 - Cooling Zone 2 | Ground Source Heat Pump Upgrade from Air Source Heat Pump - With Desuperheater - Existing House less than 4000 square feet | heat | 143.1505 | 20 | 5.5881 | 0 | ResSpHtHPZ2 | 50.9753
Heating Zone 2 - Cooling Zone 2 | Ground Source Heat Pump Upgrade from Air Source Heat Pump - With Desuperheater - Existing House less than 4000 square feet | cool | 12.6845 | 20 | 0 | 0 | ResCACPNW | 0
Heating Zone 2 - Cooling Zone 2 | Ground Source Heat Pump Upgrade from Air Source Heat Pump - With Desuperheater - Existing House less than 4000 square feet | dhw | 220.183 | 20 | 973.2859 | 0 | ResDHW | 0
Heating Zone 2 - Cooling Zone 3 | Ground Source Heat Pump Upgrade from Air Source Heat Pump - With Desuperheater - Existing House less than 4000 square feet | heat | 9.8283 | 20 | 0.38366 | 0 | ResSpHtHPZ2 | 50.9753
Heating Zone 2 - Cooling Zone 3 | Ground Source Heat Pump Upgrade from Air Source Heat Pump - With Desuperheater - Existing House less than 4000 square feet | cool | 1.8647 | 20 | 0 | 0 | ResCACPNW | 0
Heating Zone 2 - Cooling Zone 3 | Ground Source Heat Pump Upgrade from Air Source Heat Pump - With Desuperheater - Existing House less than 4000 square feet | dhw | 15.1171 | 20 | 66.823 | 0 | ResDHW | 0
Heating Zone 3 - Cooling Zone 1 | Ground Source Heat Pump Upgrade from Air Source Heat Pump - With Desuperheater - Existing House less than 4000 square feet | heat | 128.3408 | 20 | 3.4796 | 0 | ResSpHtHPZ3 | 54.8767
Heating Zone 3 - Cooling Zone 1 | Ground Source Heat Pump Upgrade from Air Source Heat Pump - With Desuperheater - Existing House less than 4000 square feet | cool | 2.3104 | 20 | 0 | 0 | ResCACPNW | 0
Heating Zone 3 - Cooling Zone 1 | Ground Source Heat Pump Upgrade from Air Source Heat Pump - With Desuperheater - Existing House less than 4000 square feet | dhw | 147.0074 | 20 | 918.0329 | 0 | ResDHW | 0
Heating Zone 3 - Cooling Zone 2 | Ground Source Heat Pump Upgrade from Air Source Heat Pump - With Desuperheater - Existing House less than 4000 square feet | heat | 41.7316 | 20 | 1.1314 | 0 | ResSpHtHPZ3 | 54.8767
Heating Zone 3 - Cooling Zone 2 | Ground Source Heat Pump Upgrade from Air Source Heat Pump - With Desuperheater - Existing House less than 4000 square feet | cool | 2.3857 | 20 | 0 | 0 | ResCACPNW | 0
Heating Zone 3 - Cooling Zone 2 | Ground Source Heat Pump Upgrade from Air Source Heat Pump - With Desuperheater - Existing House less than 4000 square feet | dhw | 47.8013 | 20 | 298.5098 | 0 | ResDHW | 0
Heating Zone 3 - Cooling Zone 3 | Ground Source Heat Pump Upgrade from Air Source Heat Pump - With Desuperheater - Existing House less than 4000 square feet | heat | 0 | 20 | 0 | 0 | ResSpHtHPZ3 | 54.8767
Heating Zone 3 - Cooling Zone 3 | Ground Source Heat Pump Upgrade from Air Source Heat Pump - With Desuperheater - Existing House less than 4000 square feet | cool | 0 | 20 | 0 | 0 | ResCACPNW | 0
Heating Zone 3 - Cooling Zone 3 | Ground Source Heat Pump Upgrade from Air Source Heat Pump - With Desuperheater - Existing House less than 4000 square feet | dhw | 0 | 20 | 0 | 0 | ResDHW | 0
Heating Zone 1 - Cooling Zone 1 | Ground Source Heat Pump Upgrade from Air Source Heat Pump - With Desuperheater - Existing House 4000 square feet or greater | heat | 601.7571 | 20 | 49.0955 | 0 | ResSpHtHPZ1 | 92.3909
Heating Zone 1 - Cooling Zone 1 | Ground Source Heat Pump Upgrade from Air Source Heat Pump - With Desuperheater - Existing House 4000 square feet or greater | cool | 32.6169 | 20 | 0 | 0 | ResCACPNW | 0
Heating Zone 1 - Cooling Zone 1 | Ground Source Heat Pump Upgrade from Air Source Heat Pump - With Desuperheater - Existing House 4000 square feet or greater | dhw | 859.2517 | 20 | 3692.2872 | 0 | ResDHW | 0
Heating Zone 1 - Cooling Zone 2 | Ground Source Heat Pump Upgrade from Air Source Heat Pump - With Desuperheater - Existing House 4000 square feet or greater | heat | 138.8231 | 20 | 11.3262 | 0 | ResSpHtHPZ1 | 92.3909
Heating Zone 1 - Cooling Zone 2 | Ground Source Heat Pump Upgrade from Air Source Heat Pump - With Desuperheater - Existing House 4000 square feet or greater | cool | 22.2866 | 20 | 0 | 0 | ResCACPNW | 0
Heating Zone 1 - Cooling Zone 2 | Ground Source Heat Pump Upgrade from Air Source Heat Pump - With Desuperheater - Existing House 4000 square feet or greater | dhw | 198.2262 | 20 | 851.797 | 0 | ResDHW | 0
Heating Zone 1 - Cooling Zone 3 | Ground Source Heat Pump Upgrade from Air Source Heat Pump - With Desuperheater - Existing House 4000 square feet or greater | heat | 109.7869 | 20 | 8.9572 | 0 | ResSpHtHPZ1 | 92.3909
Heating Zone 1 - Cooling Zone 3 | Ground Source Heat Pump Upgrade from Air Source Heat Pump - With Desuperheater - Existing House 4000 square feet or greater | cool | 37.0027 | 20 | 0 | 0 | ResCACPNW | 0
Heating Zone 1 - Cooling Zone 3 | Ground Source Heat Pump Upgrade from Air Source Heat Pump - With Desuperheater - Existing House 4000 square feet or greater | dhw | 156.7652 | 20 | 673.635 | 0 | ResDHW | 0
Heating Zone 2 - Cooling Zone 1 | Ground Source Heat Pump Upgrade from Air Source Heat Pump - With Desuperheater - Existing House 4000 square feet or greater | heat | 137.4419 | 20 | 4.3681 | 0 | ResSpHtHPZ2 | 91.1986
Heating Zone 2 - Cooling Zone 1 | Ground Source Heat Pump Upgrade from Air Source Heat Pump - With Desuperheater - Existing House 4000 square feet or greater | cool | 2.9399 | 20 | 0 | 0 | ResCACPNW | 0
Heating Zone 2 - Cooling Zone 1 | Ground Source Heat Pump Upgrade from Air Source Heat Pump - With Desuperheater - Existing House 4000 square feet or greater | dhw | 106.125 | 20 | 656.8205 | 0 | ResDHW | 0
Heating Zone 2 - Cooling Zone 2 | Ground Source Heat Pump Upgrade from Air Source Heat Pump - With Desuperheater - Existing House 4000 square feet or greater | heat | 314.5741 | 20 | 9.9976 | 0 | ResSpHtHPZ2 | 91.1986
Heating Zone 2 - Cooling Zone 2 | Ground Source Heat Pump Upgrade from Air Source Heat Pump - With Desuperheater - Existing House 4000 square feet or greater | cool | 19.9295 | 20 | 0 | 0 | ResCACPNW | 0
Heating Zone 2 - Cooling Zone 2 | Ground Source Heat Pump Upgrade from Air Source Heat Pump - With Desuperheater - Existing House 4000 square feet or greater | dhw | 242.8966 | 20 | 1503.3172 | 0 | ResDHW | 0
Heating Zone 2 - Cooling Zone 3 | Ground Source Heat Pump Upgrade from Air Source Heat Pump - With Desuperheater - Existing House 4000 square feet or greater | heat | 21.5978 | 20 | 0.68641 | 0 | ResSpHtHPZ2 | 91.1986
Heating Zone 2 - Cooling Zone 3 | Ground Source Heat Pump Upgrade from Air Source Heat Pump - With Desuperheater - Existing House 4000 square feet or greater | cool | 2.8727 | 20 | 0 | 0 | ResCACPNW | 0
Heating Zone 2 - Cooling Zone 3 | Ground Source Heat Pump Upgrade from Air Source Heat Pump - With Desuperheater - Existing House 4000 square feet or greater | dhw | 16.6766 | 20 | 103.2135 | 0 | ResDHW | 0
Heating Zone 3 - Cooling Zone 1 | Ground Source Heat Pump Upgrade from Air Source Heat Pump - With Desuperheater - Existing House 4000 square feet or greater | heat | 263.0412 | 20 | 6.3147 | 0 | ResSpHtHPZ3 | 99.5877
Heating Zone 3 - Cooling Zone 1 | Ground Source Heat Pump Upgrade from Air Source Heat Pump - With Desuperheater - Existing House 4000 square feet or greater | cool | 3.892 | 20 | 0 | 0 | ResCACPNW | 0
Heating Zone 3 - Cooling Zone 1 | Ground Source Heat Pump Upgrade from Air Source Heat Pump - With Desuperheater - Existing House 4000 square feet or greater | dhw | 160.6561 | 20 | 1419.8502 | 0 | ResDHW | 0
Heating Zone 3 - Cooling Zone 2 | Ground Source Heat Pump Upgrade from Air Source Heat Pump - With Desuperheater - Existing House 4000 square feet or greater | heat | 85.5311 | 20 | 2.0533 | 0 | ResSpHtHPZ3 | 99.5877
Heating Zone 3 - Cooling Zone 2 | Ground Source Heat Pump Upgrade from Air Source Heat Pump - With Desuperheater - Existing House 4000 square feet or greater | cool | 3.7483 | 20 | 0 | 0 | ResCACPNW | 0
Heating Zone 3 - Cooling Zone 2 | Ground Source Heat Pump Upgrade from Air Source Heat Pump - With Desuperheater - Existing House 4000 square feet or greater | dhw | 52.2393 | 20 | 461.6819 | 0 | ResDHW | 0
Heating Zone 3 - Cooling Zone 3 | Ground Source Heat Pump Upgrade from Air Source Heat Pump - With Desuperheater - Existing House 4000 square feet or greater | heat | 0 | 20 | 0 | 0 | ResSpHtHPZ3 | 99.5877
Heating Zone 3 - Cooling Zone 3 | Ground Source Heat Pump Upgrade from Air Source Heat Pump - With Desuperheater - Existing House 4000 square feet or greater | cool | 0 | 20 | 0 | 0 | ResCACPNW | 0
Heating Zone 3 - Cooling Zone 3 | Ground Source Heat Pump Upgrade from Air Source Heat Pump - With Desuperheater - Existing House 4000 square feet or greater | dhw | 0 | 20 | 0 | 0 | ResDHW | 0
| Input Data | [7 empty] | Periodic Replacement Costs and Savings and Replacement Period | [5 empty] | Gas Inputs
| Category Name | Measure Name | Savings (kwh/yr) | Life (yrs) | Capital Cost | Annual O&M | Shape Pointer | Non-E Val ($/yr) | Cost 1 ($) | Period 1 | Cost 2 ($) | Period 2 | Cost 3 ($) | Period 3 | Savings (therms/yr) | Shape Pointer
| Ground Source Heat Pump Upgrade from Air Source Heat Pump - With Desuperheater - New House less than 4000 square feet | heat | 569.6684 | 20 | 46.1412 | 0 | ResSpHtHPZ3 | 0
| Ground Source Heat Pump Upgrade from Air Source Heat Pump - With Desuperheater - New House less than 4000 square feet | cool | 74.53 | 20 | 0 | 0 | ResCACPNW | 0
| Ground Source Heat Pump Upgrade from Air Source Heat Pump - With Desuperheater - New House less than 4000 square feet | dhw | 1522.7604 | 20 | 5522.8101 | 0 | ResDHW | 0
| Ground Source Heat Pump Upgrade from Air Source Heat Pump - With Desuperheater - New House 4000 square feet or greater | heat | 1577.579 | 20 | 88.8298 | 0 | ResSpHtHPZ3 | 0
| Ground Source Heat Pump Upgrade from Air Source Heat Pump - With Desuperheater - New House 4000 square feet or greater | cool | 119.2584 | 20 | 0 | 0 | ResCACPNW | 0
| Ground Source Heat Pump Upgrade from Air Source Heat Pump - With Desuperheater - New House 4000 square feet or greater | dhw | 1851.7794 | 20 | 8127.1092 | 0 | ResDHW | 0
| Ground Source Heat Pump Upgrade from Air Source Heat Pump - With Desuperheater - Existing House less than 4000 square feet | heat | 681.7894 | 20 | 51.786 | 0 | ResSpHtHPZ3 | 0
| Ground Source Heat Pump Upgrade from Air Source Heat Pump - With Desuperheater - Existing House less than 4000 square feet | cool | 78.5561 | 20 | 0 | 0 | ResCACPNW | 0
| Ground Source Heat Pump Upgrade from Air Source Heat Pump - With Desuperheater - Existing House less than 4000 square feet | dhw | 1611.457 | 20 | 6011.5189 | 0 | ResDHW | 0
| Ground Source Heat Pump Upgrade from Air Source Heat Pump - With Desuperheater - Existing House 4000 square feet or greater | heat | 1672.5532 | 20 | 92.7989 | 0 | ResSpHtHPZ3 | 0
| Ground Source Heat Pump Upgrade from Air Source Heat Pump - With Desuperheater - Existing House 4000 square feet or greater | cool | 125.2886 | 20 | 0 | 0 | ResCACPNW | 0
| Ground Source Heat Pump Upgrade from Air Source Heat Pump - With Desuperheater - Existing House 4000 square feet or greater | dhw | 1792.8366 | 20 | 9362.6024 | 0 | ResDHW | 0
Note on J3: :ProCost Periodic replacement costs and savings of the measure. These are costs and savings that occur periodically, but at different periods than annually. Can be positive or negative. Periodic replacement costs for both the measure and the baseline measure should be included if applicable. ProCost can analyze these costs in two ways dependent on the 'Repeat Periodic Replacement' switch in the ProData page. When set to 'On', ProCost repeats replacement costs for multiple times over the life of a measure depending on the input period and measure life. For example fluorescent lamps may have a 4-year replacement cycle that repeats 3 times in a 15-year measure life. When set to 'Off', ProCost reads the period as the year after installation that the replacement cost occurs and does not subsequently reinstall or repeat the replacement costs. For example a compressor may be replaced only once in the life of a heat-pump system. Example: A new fluorescent lighting systems may have a measure life of 15 years, and a lamp life of five years. Two lamps per fixture must be replaced at years 6 and 11. Lamp and labor costs, expressed as positive costs, are entered as a cost and the period would be entered as 5. The baseline measure may have a four year lamp life and would have required a three-lamp replacement at years 5, 9 and 13. Lamp and labor replacement costs would be entered as annual savings in dollars with a 4-year period. ProCost determines the net present value of the two cost streams.
Note on P3: :ProCost If the measure has gas savings for increases, enter the annual savings and shape of the savings here. Example: Clothes washer saves electric motor and dryer energy and gas water heat.
Note on B4: :ProCost Category for the measure. Individual measures can be grouped into categories. ProCost output is reported by measure and by category. All measures must belong to at least one category. Category name can be the same as measure name. Example: Measures can be combined into one category if they have components with different load shapes or measure lives. On wash machines there may be one load shape for the electric motor savings component, a second load shape for the electric water heat savings component and a third shape for electric dryer savings component.
Note on C4: :ProCost Name of Measure. User-defined. For PTR measures, defined naming conventions apply.
Note on D4: :ProCost Annual electric savings for the measure in kWh at the site. May be positive, negative or zero. Savings are incremental to the baseline alternative.
Note on E4: :ProCost Physical life of the measure in years. Must be >=1.
Note on F4: :ProCost Initial cost to install the measure in dollars. Costs are incremental to the baseline alternative. Dollars must be denominated in the same year as 'Input Cost Reference Year' input on the ProData page.
Note on G4: :ProCost Annual operations and maintenance cost for the measure in dollars. Must be incremental cost over the baseline alternative. May be positive, negative or zero. Dollars must be denominated in the same year as 'Input Cost Reference Year' input on the ProData page. O&M costs are entered as positive values. Negative values represent O&M savings compared to the baseline alternative. Example: Annualized maintenance cost for a heat pump heating system compared to a baseline electric resistance heating system.
Note on H4: :ProCost Name of the pointer to the shape of the savings. The shapes represent the daily and monthly shape of the savings in four time segments for each month of the year. Shape of the savings is relative to the baseline alternative. These shapes are in the MC_AND_Loadshape file.
Note on I4: :ProCost Annual value of any non-energy benefits of the measure, relative to the baseline alternative. Expressed in dollars per year and denominated in dollars of the 'Cost Reference Year'. Positive value represents dollar savings. Negative value represents dollar cost. Example: Water, detergent and sewer savings from efficient clothes washer.
Note on J4: : Cost in dollars that is incurred for Period 1. Positive value if cost. Negative value if savings. Dollars must be denominated in the same year as 'Input Cost Reference Year' input on the ProData page.
Note on K4: :ProCost Duration of Period1. The time at which Period 1 costs, or savings, occur. In years.
Note on L4: : Cost in dollars that is incurred for Period 2 Positive value if cost. Negative value if savings. Dollars must be denominated in the same year as 'Input Cost Reference Year' input on the ProData page.
Note on M4: :ProCost Duration of Period 2. The time at which Period 2 costs, or savings, occur. In years.
Note on N4: : Cost in dollars that is incurred for Period 3. Positive value if cost. Negative value if savings. Dollars must be denominated in the same year as 'Input Cost Reference Year' input on the ProData page.
Note on O4: :ProCost Duration of Period 3. The time at which Period 3 costs, or savings, occur. In years.
Note on P4: : Annual gas savings, or increases, in therms.
Note on Q4: :ProCost Name of the pointer to the shape of the savings. The shapes represent the daily and monthly shape of the savings in four time segments for each month of the year. Shape of the savings is relative to the baseline alternative. These shapes are in the MC_AND_Loadshape file.
Note on J116: :ProCost Periodic replacement costs and savings of the measure. These are costs and savings that occur periodically, but at different periods than annually. Can be positive or negative. Periodic replacement costs for both the measure and the baseline measure should be included if applicable. ProCost can analyze these costs in two ways dependent on the 'Repeat Periodic Replacement' switch in the ProData page. When set to 'On', ProCost repeats replacement costs for multiple times over the life of a measure depending on the input period and measure life. For example fluorescent lamps may have a 4-year replacement cycle that repeats 3 times in a 15-year measure life. When set to 'Off', ProCost reads the period as the year after installation that the replacement cost occurs and does not subsequently reinstall or repeat the replacement costs. For example a compressor may be replaced only once in the life of a heat-pump system. Example: A new fluorescent lighting systems may have a measure life of 15 years, and a lamp life of five years. Two lamps per fixture must be replaced at years 6 and 11. Lamp and labor costs, expressed as positive costs, are entered as a cost and the period would be entered as 5. The baseline measure may have a four year lamp life and would have required a three-lamp replacement at years 5, 9 and 13. Lamp and labor replacement costs would be entered as annual savings in dollars with a 4-year period. ProCost determines the net present value of the two cost streams.
Note on P116: :ProCost If the measure has gas savings for increases, enter the annual savings and shape of the savings here. Example: Clothes washer saves electric motor and dryer energy and gas water heat.
Note on B117: :ProCost Category for the measure. Individual measures can be grouped into categories. ProCost output is reported by measure and by category. All measures must belong to at least one category. Category name can be the same as measure name. Example: Measures can be combined into one category if they have components with different load shapes or measure lives. On wash machines there may be one load shape for the electric motor savings component, a second load shape for the electric water heat savings component and a third shape for electric dryer savings component.
Note on C117: :ProCost Name of Measure. User-defined. For PTR measures, defined naming conventions apply.
Note on D117: :ProCost Annual electric savings for the measure in kWh at the site. May be positive, negative or zero. Savings are incremental to the baseline alternative.
Note on E117: :ProCost Physical life of the measure in years. Must be >=1.
Note on F117: :ProCost Initial cost to install the measure in dollars. Costs are incremental to the baseline alternative. Dollars must be denominated in the same year as 'Input Cost Reference Year' input on the ProData page.
Note on G117: :ProCost Annual operations and maintenance cost for the measure in dollars. Must be incremental cost over the baseline alternative. May be positive, negative or zero. Dollars must be denominated in the same year as 'Input Cost Reference Year' input on the ProData page. O&M costs are entered as positive values. Negative values represent O&M savings compared to the baseline alternative. Example: Annualized maintenance cost for a heat pump heating system compared to a baseline electric resistance heating system.
Note on H117: :ProCost Name of the pointer to the shape of the savings. The shapes represent the daily and monthly shape of the savings in four time segments for each month of the year. Shape of the savings is relative to the baseline alternative. These shapes are in the MC_AND_Loadshape file.
Note on I117: :ProCost Annual value of any non-energy benefits of the measure, relative to the baseline alternative. Expressed in dollars per year and denominated in dollars of the 'Cost Reference Year'. Positive value represents dollar savings. Negative value represents dollar cost. Example: Water, detergent and sewer savings from efficient clothes washer.
Note on J117: : Cost in dollars that is incurred for Period 1. Positive value if cost. Negative value if savings. Dollars must be denominated in the same year as 'Input Cost Reference Year' input on the ProData page.
Note on K117: :ProCost Duration of Period1. The time at which Period 1 costs, or savings, occur. In years.
Note on L117: : Cost in dollars that is incurred for Period 2 Positive value if cost. Negative value if savings. Dollars must be denominated in the same year as 'Input Cost Reference Year' input on the ProData page.
Note on M117: :ProCost Duration of Period 2. The time at which Period 2 costs, or savings, occur. In years.
Note on N117: : Cost in dollars that is incurred for Period 3. Positive value if cost. Negative value if savings. Dollars must be denominated in the same year as 'Input Cost Reference Year' input on the ProData page.
Note on O117: :ProCost Duration of Period 3. The time at which Period 3 costs, or savings, occur. In years.
Note on P117: : Annual gas savings, or increases, in therms.
Note on Q117: :ProCost Name of the pointer to the shape of the savings. The shapes represent the daily and monthly shape of the savings in four time segments for each month of the year. Shape of the savings is relative to the baseline alternative. These shapes are in the MC_AND_Loadshape file.

## Weighting
From 2010 US Census
Urban/Rural | Urban Pop | Rural Pop
Idaho | 1898213 | 461212
Montana | 815151 | 436401
Washington | 10693344 | 1072671
Oregon | 5497775 | 726692
TOTAL | 18904483 | 2696976
% | 87.51% | 12.49%
Home Size |  | from RBSA Sfducttesting table
<4000sqft | re feet | 98.3%
>4000sqft | greater | 1.704%
Single Family
Heating Zone 1 - Cooling Zone 1 | HZ1CZ1 | 53.14%
Heating Zone 1 - Cooling Zone 2 | HZ1CZ2 | 12.26%
Heating Zone 1 - Cooling Zone 3 | HZ1CZ3 | 9.695%
Heating Zone 2 - Cooling Zone 1 | HZ2CZ1 | 4.79%
Heating Zone 2 - Cooling Zone 2 | HZ2CZ2 | 10.96%
Heating Zone 2 - Cooling Zone 3 | HZ2CZ3 | 0.7526%
Heating Zone 3 - Cooling Zone 1 | HZ3CZ1 | 6.341%
Heating Zone 3 - Cooling Zone 2 | HZ3CZ2 | 2.062%
Heating Zone 3 - Cooling Zone 3 | HZ3CZ3 | 0%

## Compiled
Only include w/ desuperheater as it has lower levelized cost (from RTF)
| Input Data | [7 empty] | Periodic Replacement Costs and Savings and Replacement Period | [5 empty] | Gas Inputs
climate zone | Category Name | Measure Name | Savings (kwh/yr) | Life (yrs) | Capital Cost | Annual O&M | Shape Pointer | Non-E Val ($/yr) | Cost 1 ($) | Period 1 | Cost 2 ($) | Period 2 | Cost 3 ($) | Period 3 | Savings (therms/yr) | Shape Pointer
Heating Zone 1 - Cooling Zone 1 | Ground Source Heat Pump Upgrade from Air Source Heat Pump - With Desuperheater - New House less than 4000 square feet - Heating Zone 1 - Cooling Zone 1 | heat | 318.2259 | 20 | 45.7204 | 0 | ResSpHtHPZ1 | 45.7204
Heating Zone 1 - Cooling Zone 1 | Ground Source Heat Pump Upgrade from Air Source Heat Pump - With Desuperheater - New House less than 4000 square feet - Heating Zone 1 - Cooling Zone 1 | cool | 34.9288 | 20 | 0 | 0 | ResCACPNW | 0
Heating Zone 1 - Cooling Zone 1 | Ground Source Heat Pump Upgrade from Air Source Heat Pump - With Desuperheater - New House less than 4000 square feet - Heating Zone 1 - Cooling Zone 1 | dhw | 1362.5296 | 20 | 4097.9851 | 0 | ResDHW | 0
Heating Zone 1 - Cooling Zone 2 | Ground Source Heat Pump Upgrade from Air Source Heat Pump - With Desuperheater - New House less than 4000 square feet - Heating Zone 1 - Cooling Zone 2 | heat | 318.2259 | 20 | 45.7204 | 0 | ResSpHtHPZ1 | 45.7204
Heating Zone 1 - Cooling Zone 2 | Ground Source Heat Pump Upgrade from Air Source Heat Pump - With Desuperheater - New House less than 4000 square feet - Heating Zone 1 - Cooling Zone 2 | cool | 109.7775 | 20 | 0 | 0 | ResCACPNW | 0
Heating Zone 1 - Cooling Zone 2 | Ground Source Heat Pump Upgrade from Air Source Heat Pump - With Desuperheater - New House less than 4000 square feet - Heating Zone 1 - Cooling Zone 2 | dhw | 1362.5296 | 20 | 4097.9851 | 0 | ResDHW | 0
Heating Zone 1 - Cooling Zone 3 | Ground Source Heat Pump Upgrade from Air Source Heat Pump - With Desuperheater - New House less than 4000 square feet - Heating Zone 1 - Cooling Zone 3 | heat | 318.2259 | 20 | 45.7204 | 0 | ResSpHtHPZ1 | 45.7204
Heating Zone 1 - Cooling Zone 3 | Ground Source Heat Pump Upgrade from Air Source Heat Pump - With Desuperheater - New House less than 4000 square feet - Heating Zone 1 - Cooling Zone 3 | cool | 232.8425 | 20 | 0 | 0 | ResCACPNW | 0
Heating Zone 1 - Cooling Zone 3 | Ground Source Heat Pump Upgrade from Air Source Heat Pump - With Desuperheater - New House less than 4000 square feet - Heating Zone 1 - Cooling Zone 3 | dhw | 1362.5296 | 20 | 4097.9851 | 0 | ResDHW | 0
Heating Zone 2 - Cooling Zone 1 | Ground Source Heat Pump Upgrade from Air Source Heat Pump - With Desuperheater - New House less than 4000 square feet - Heating Zone 2 - Cooling Zone 1 | heat | 1114.028 | 20 | 46.1198 | 0 | ResSpHtHPZ2 | 46.1198
Heating Zone 2 - Cooling Zone 1 | Ground Source Heat Pump Upgrade from Air Source Heat Pump - With Desuperheater - New House less than 4000 square feet - Heating Zone 2 - Cooling Zone 1 | cool | 34.9288 | 20 | 0 | 0 | ResCACPNW | 0
Heating Zone 2 - Cooling Zone 1 | Ground Source Heat Pump Upgrade from Air Source Heat Pump - With Desuperheater - New House less than 4000 square feet - Heating Zone 2 - Cooling Zone 1 | dhw | 1907.0521 | 20 | 8135.5023 | 0 | ResDHW | 0
Heating Zone 2 - Cooling Zone 2 | Ground Source Heat Pump Upgrade from Air Source Heat Pump - With Desuperheater - New House less than 4000 square feet - Heating Zone 2 - Cooling Zone 2 | heat | 1114.028 | 20 | 46.1198 | 0 | ResSpHtHPZ2 | 46.1198
Heating Zone 2 - Cooling Zone 2 | Ground Source Heat Pump Upgrade from Air Source Heat Pump - With Desuperheater - New House less than 4000 square feet - Heating Zone 2 - Cooling Zone 2 | cool | 109.7775 | 20 | 0 | 0 | ResCACPNW | 0
Heating Zone 2 - Cooling Zone 2 | Ground Source Heat Pump Upgrade from Air Source Heat Pump - With Desuperheater - New House less than 4000 square feet - Heating Zone 2 - Cooling Zone 2 | dhw | 1907.0521 | 20 | 8135.5023 | 0 | ResDHW | 0
Heating Zone 2 - Cooling Zone 3 | Ground Source Heat Pump Upgrade from Air Source Heat Pump - With Desuperheater - New House less than 4000 square feet - Heating Zone 2 - Cooling Zone 3 | heat | 1114.028 | 20 | 46.1198 | 0 | ResSpHtHPZ2 | 46.1198
Heating Zone 2 - Cooling Zone 3 | Ground Source Heat Pump Upgrade from Air Source Heat Pump - With Desuperheater - New House less than 4000 square feet - Heating Zone 2 - Cooling Zone 3 | cool | 232.8425 | 20 | 0 | 0 | ResCACPNW | 0
Heating Zone 2 - Cooling Zone 3 | Ground Source Heat Pump Upgrade from Air Source Heat Pump - With Desuperheater - New House less than 4000 square feet - Heating Zone 2 - Cooling Zone 3 | dhw | 1907.0521 | 20 | 8135.5023 | 0 | ResDHW | 0
Heating Zone 3 - Cooling Zone 1 | Ground Source Heat Pump Upgrade from Air Source Heat Pump - With Desuperheater - New House less than 4000 square feet - Heating Zone 3 - Cooling Zone 1 | heat | 1747.5171 | 20 | 49.9438 | 0 | ResSpHtHPZ3 | 49.9438
Heating Zone 3 - Cooling Zone 1 | Ground Source Heat Pump Upgrade from Air Source Heat Pump - With Desuperheater - New House less than 4000 square feet - Heating Zone 3 - Cooling Zone 1 | cool | 34.9288 | 20 | 0 | 0 | ResCACPNW | 0
Heating Zone 3 - Cooling Zone 1 | Ground Source Heat Pump Upgrade from Air Source Heat Pump - With Desuperheater - New House less than 4000 square feet - Heating Zone 3 - Cooling Zone 1 | dhw | 2199.8769 | 20 | 13124.2903 | 0 | ResDHW | 0
Heating Zone 3 - Cooling Zone 2 | Ground Source Heat Pump Upgrade from Air Source Heat Pump - With Desuperheater - New House less than 4000 square feet - Heating Zone 3 - Cooling Zone 2 | heat | 1747.5171 | 20 | 49.9438 | 0 | ResSpHtHPZ3 | 49.9438
Heating Zone 3 - Cooling Zone 2 | Ground Source Heat Pump Upgrade from Air Source Heat Pump - With Desuperheater - New House less than 4000 square feet - Heating Zone 3 - Cooling Zone 2 | cool | 109.7775 | 20 | 0 | 0 | ResCACPNW | 0
Heating Zone 3 - Cooling Zone 2 | Ground Source Heat Pump Upgrade from Air Source Heat Pump - With Desuperheater - New House less than 4000 square feet - Heating Zone 3 - Cooling Zone 2 | dhw | 2199.8769 | 20 | 13124.2903 | 0 | ResDHW | 0
Heating Zone 3 - Cooling Zone 3 | Ground Source Heat Pump Upgrade from Air Source Heat Pump - With Desuperheater - New House less than 4000 square feet - Heating Zone 3 - Cooling Zone 3 | heat | 1747.5171 | 20 | 49.9438 | 0 | ResSpHtHPZ3 | 49.9438
Heating Zone 3 - Cooling Zone 3 | Ground Source Heat Pump Upgrade from Air Source Heat Pump - With Desuperheater - New House less than 4000 square feet - Heating Zone 3 - Cooling Zone 3 | cool | 232.8425 | 20 | 0 | 0 | ResCACPNW | 0
Heating Zone 3 - Cooling Zone 3 | Ground Source Heat Pump Upgrade from Air Source Heat Pump - With Desuperheater - New House less than 4000 square feet - Heating Zone 3 - Cooling Zone 3 | dhw | 2199.8769 | 20 | 13124.2903 | 0 | ResDHW | 0
Heating Zone 1 - Cooling Zone 1 | Ground Source Heat Pump Upgrade from Air Source Heat Pump - With Desuperheater - New House 4000 square feet or greater - Heating Zone 1 - Cooling Zone 1 | heat | 1068.7551 | 20 | 87.7089 | 0 | ResSpHtHPZ1 | 87.7089
Heating Zone 1 - Cooling Zone 1 | Ground Source Heat Pump Upgrade from Air Source Heat Pump - With Desuperheater - New House 4000 square feet or greater - Heating Zone 1 - Cooling Zone 1 | cool | 58.7601 | 20 | 0 | 0 | ResCACPNW | 0
Heating Zone 1 - Cooling Zone 1 | Ground Source Heat Pump Upgrade from Air Source Heat Pump - With Desuperheater - New House 4000 square feet or greater - Heating Zone 1 - Cooling Zone 1 | dhw | 1671.5937 | 20 | 6009.2415 | 0 | ResDHW | 0
Heating Zone 1 - Cooling Zone 2 | Ground Source Heat Pump Upgrade from Air Source Heat Pump - With Desuperheater - New House 4000 square feet or greater - Heating Zone 1 - Cooling Zone 2 | heat | 1068.7551 | 20 | 87.7089 | 0 | ResSpHtHPZ1 | 87.7089
Heating Zone 1 - Cooling Zone 2 | Ground Source Heat Pump Upgrade from Air Source Heat Pump - With Desuperheater - New House 4000 square feet or greater - Heating Zone 1 - Cooling Zone 2 | cool | 172.8651 | 20 | 0 | 0 | ResCACPNW | 0
Heating Zone 1 - Cooling Zone 2 | Ground Source Heat Pump Upgrade from Air Source Heat Pump - With Desuperheater - New House 4000 square feet or greater - Heating Zone 1 - Cooling Zone 2 | dhw | 1671.5937 | 20 | 6009.2415 | 0 | ResDHW | 0
Heating Zone 1 - Cooling Zone 3 | Ground Source Heat Pump Upgrade from Air Source Heat Pump - With Desuperheater - New House 4000 square feet or greater - Heating Zone 1 - Cooling Zone 3 | heat | 1068.7551 | 20 | 87.7089 | 0 | ResSpHtHPZ1 | 87.7089
Heating Zone 1 - Cooling Zone 3 | Ground Source Heat Pump Upgrade from Air Source Heat Pump - With Desuperheater - New House 4000 square feet or greater - Heating Zone 1 - Cooling Zone 3 | cool | 361.693 | 20 | 0 | 0 | ResCACPNW | 0
Heating Zone 1 - Cooling Zone 3 | Ground Source Heat Pump Upgrade from Air Source Heat Pump - With Desuperheater - New House 4000 square feet or greater - Heating Zone 1 - Cooling Zone 3 | dhw | 1671.5937 | 20 | 6009.2415 | 0 | ResDHW | 0
Heating Zone 2 - Cooling Zone 1 | Ground Source Heat Pump Upgrade from Air Source Heat Pump - With Desuperheater - New House 4000 square feet or greater - Heating Zone 2 - Cooling Zone 1 | heat | 2715.5017 | 20 | 88.9759 | 0 | ResSpHtHPZ2 | 88.9759
Heating Zone 2 - Cooling Zone 1 | Ground Source Heat Pump Upgrade from Air Source Heat Pump - With Desuperheater - New House 4000 square feet or greater - Heating Zone 2 - Cooling Zone 1 | cool | 58.7601 | 20 | 0 | 0 | ResCACPNW | 0
Heating Zone 2 - Cooling Zone 1 | Ground Source Heat Pump Upgrade from Air Source Heat Pump - With Desuperheater - New House 4000 square feet or greater - Heating Zone 2 - Cooling Zone 1 | dhw | 2289.482 | 20 | 11942.1035 | 0 | ResDHW | 0
Heating Zone 2 - Cooling Zone 2 | Ground Source Heat Pump Upgrade from Air Source Heat Pump - With Desuperheater - New House 4000 square feet or greater - Heating Zone 2 - Cooling Zone 2 | heat | 2715.5017 | 20 | 88.9759 | 0 | ResSpHtHPZ2 | 88.9759
Heating Zone 2 - Cooling Zone 2 | Ground Source Heat Pump Upgrade from Air Source Heat Pump - With Desuperheater - New House 4000 square feet or greater - Heating Zone 2 - Cooling Zone 2 | cool | 172.8651 | 20 | 0 | 0 | ResCACPNW | 0
Heating Zone 2 - Cooling Zone 2 | Ground Source Heat Pump Upgrade from Air Source Heat Pump - With Desuperheater - New House 4000 square feet or greater - Heating Zone 2 - Cooling Zone 2 | dhw | 2289.482 | 20 | 11942.1035 | 0 | ResDHW | 0
Heating Zone 2 - Cooling Zone 3 | Ground Source Heat Pump Upgrade from Air Source Heat Pump - With Desuperheater - New House 4000 square feet or greater - Heating Zone 2 - Cooling Zone 3 | heat | 2715.5017 | 20 | 88.9759 | 0 | ResSpHtHPZ2 | 88.9759
Heating Zone 2 - Cooling Zone 3 | Ground Source Heat Pump Upgrade from Air Source Heat Pump - With Desuperheater - New House 4000 square feet or greater - Heating Zone 2 - Cooling Zone 3 | cool | 361.693 | 20 | 0 | 0 | ResCACPNW | 0
Heating Zone 2 - Cooling Zone 3 | Ground Source Heat Pump Upgrade from Air Source Heat Pump - With Desuperheater - New House 4000 square feet or greater - Heating Zone 2 - Cooling Zone 3 | dhw | 2289.482 | 20 | 11942.1035 | 0 | ResDHW | 0
Heating Zone 3 - Cooling Zone 1 | Ground Source Heat Pump Upgrade from Air Source Heat Pump - With Desuperheater - New House 4000 square feet or greater - Heating Zone 3 - Cooling Zone 1 | heat | 3889.7038 | 20 | 98.5604 | 0 | ResSpHtHPZ3 | 98.5604
Heating Zone 3 - Cooling Zone 1 | Ground Source Heat Pump Upgrade from Air Source Heat Pump - With Desuperheater - New House 4000 square feet or greater - Heating Zone 3 - Cooling Zone 1 | cool | 58.7601 | 20 | 0 | 0 | ResCACPNW | 0
Heating Zone 3 - Cooling Zone 1 | Ground Source Heat Pump Upgrade from Air Source Heat Pump - With Desuperheater - New House 4000 square feet or greater - Heating Zone 3 - Cooling Zone 1 | dhw | 2602.3167 | 20 | 19560.591 | 0 | ResDHW | 0
Heating Zone 3 - Cooling Zone 2 | Ground Source Heat Pump Upgrade from Air Source Heat Pump - With Desuperheater - New House 4000 square feet or greater - Heating Zone 3 - Cooling Zone 2 | heat | 3889.7038 | 20 | 98.5604 | 0 | ResSpHtHPZ3 | 98.5604
Heating Zone 3 - Cooling Zone 2 | Ground Source Heat Pump Upgrade from Air Source Heat Pump - With Desuperheater - New House 4000 square feet or greater - Heating Zone 3 - Cooling Zone 2 | cool | 172.8651 | 20 | 0 | 0 | ResCACPNW | 0
Heating Zone 3 - Cooling Zone 2 | Ground Source Heat Pump Upgrade from Air Source Heat Pump - With Desuperheater - New House 4000 square feet or greater - Heating Zone 3 - Cooling Zone 2 | dhw | 2602.3167 | 20 | 19560.591 | 0 | ResDHW | 0
Heating Zone 3 - Cooling Zone 3 | Ground Source Heat Pump Upgrade from Air Source Heat Pump - With Desuperheater - New House 4000 square feet or greater - Heating Zone 3 - Cooling Zone 3 | heat | 3889.7038 | 20 | 98.5604 | 0 | ResSpHtHPZ3 | 98.5604
Heating Zone 3 - Cooling Zone 3 | Ground Source Heat Pump Upgrade from Air Source Heat Pump - With Desuperheater - New House 4000 square feet or greater - Heating Zone 3 - Cooling Zone 3 | cool | 361.693 | 20 | 0 | 0 | ResCACPNW | 0
Heating Zone 3 - Cooling Zone 3 | Ground Source Heat Pump Upgrade from Air Source Heat Pump - With Desuperheater - New House 4000 square feet or greater - Heating Zone 3 - Cooling Zone 3 | dhw | 2602.3167 | 20 | 19560.591 | 0 | ResDHW | 0
Heating Zone 1 - Cooling Zone 1 | Ground Source Heat Pump Upgrade from Air Source Heat Pump - With Desuperheater - Existing House less than 4000 square feet - Heating Zone 1 - Cooling Zone 1 | heat | 394.4377 | 20 | 51.6183 | 0 | ResSpHtHPZ1 | 51.6183
Heating Zone 1 - Cooling Zone 1 | Ground Source Heat Pump Upgrade from Air Source Heat Pump - With Desuperheater - Existing House less than 4000 square feet - Heating Zone 1 - Cooling Zone 1 | cool | 36.4362 | 20 | 0 | 0 | ResCACPNW | 0
Heating Zone 1 - Cooling Zone 1 | Ground Source Heat Pump Upgrade from Air Source Heat Pump - With Desuperheater - Existing House less than 4000 square feet - Heating Zone 1 - Cooling Zone 1 | dhw | 1445.0771 | 20 | 4434.0203 | 0 | ResDHW | 0
Heating Zone 1 - Cooling Zone 2 | Ground Source Heat Pump Upgrade from Air Source Heat Pump - With Desuperheater - Existing House less than 4000 square feet - Heating Zone 1 - Cooling Zone 2 | heat | 394.4377 | 20 | 51.6183 | 0 | ResSpHtHPZ1 | 51.6183
Heating Zone 1 - Cooling Zone 2 | Ground Source Heat Pump Upgrade from Air Source Heat Pump - With Desuperheater - Existing House less than 4000 square feet - Heating Zone 1 - Cooling Zone 2 | cool | 115.7086 | 20 | 0 | 0 | ResCACPNW | 0
Heating Zone 1 - Cooling Zone 2 | Ground Source Heat Pump Upgrade from Air Source Heat Pump - With Desuperheater - Existing House less than 4000 square feet - Heating Zone 1 - Cooling Zone 2 | dhw | 1445.0771 | 20 | 4434.0203 | 0 | ResDHW | 0
Heating Zone 1 - Cooling Zone 3 | Ground Source Heat Pump Upgrade from Air Source Heat Pump - With Desuperheater - Existing House less than 4000 square feet - Heating Zone 1 - Cooling Zone 3 | heat | 394.4377 | 20 | 51.6183 | 0 | ResSpHtHPZ1 | 51.6183
Heating Zone 1 - Cooling Zone 3 | Ground Source Heat Pump Upgrade from Air Source Heat Pump - With Desuperheater - Existing House less than 4000 square feet - Heating Zone 1 - Cooling Zone 3 | cool | 247.753 | 20 | 0 | 0 | ResCACPNW | 0
Heating Zone 1 - Cooling Zone 3 | Ground Source Heat Pump Upgrade from Air Source Heat Pump - With Desuperheater - Existing House less than 4000 square feet - Heating Zone 1 - Cooling Zone 3 | dhw | 1445.0771 | 20 | 4434.0203 | 0 | ResDHW | 0
Heating Zone 2 - Cooling Zone 1 | Ground Source Heat Pump Upgrade from Air Source Heat Pump - With Desuperheater - Existing House less than 4000 square feet - Heating Zone 2 - Cooling Zone 1 | heat | 1305.8285 | 20 | 50.9753 | 0 | ResSpHtHPZ2 | 50.9753
Heating Zone 2 - Cooling Zone 1 | Ground Source Heat Pump Upgrade from Air Source Heat Pump - With Desuperheater - Existing House less than 4000 square feet - Heating Zone 2 - Cooling Zone 1 | cool | 36.4362 | 20 | 0 | 0 | ResCACPNW | 0
Heating Zone 2 - Cooling Zone 1 | Ground Source Heat Pump Upgrade from Air Source Heat Pump - With Desuperheater - Existing House less than 4000 square feet - Heating Zone 2 - Cooling Zone 1 | dhw | 2008.5244 | 20 | 8878.3816 | 0 | ResDHW | 0
Heating Zone 2 - Cooling Zone 2 | Ground Source Heat Pump Upgrade from Air Source Heat Pump - With Desuperheater - Existing House less than 4000 square feet - Heating Zone 2 - Cooling Zone 2 | heat | 1305.8285 | 20 | 50.9753 | 0 | ResSpHtHPZ2 | 50.9753
Heating Zone 2 - Cooling Zone 2 | Ground Source Heat Pump Upgrade from Air Source Heat Pump - With Desuperheater - Existing House less than 4000 square feet - Heating Zone 2 - Cooling Zone 2 | cool | 115.7086 | 20 | 0 | 0 | ResCACPNW | 0
Heating Zone 2 - Cooling Zone 2 | Ground Source Heat Pump Upgrade from Air Source Heat Pump - With Desuperheater - Existing House less than 4000 square feet - Heating Zone 2 - Cooling Zone 2 | dhw | 2008.5244 | 20 | 8878.3816 | 0 | ResDHW | 0
Heating Zone 2 - Cooling Zone 3 | Ground Source Heat Pump Upgrade from Air Source Heat Pump - With Desuperheater - Existing House less than 4000 square feet - Heating Zone 2 - Cooling Zone 3 | heat | 1305.8285 | 20 | 50.9753 | 0 | ResSpHtHPZ2 | 50.9753
Heating Zone 2 - Cooling Zone 3 | Ground Source Heat Pump Upgrade from Air Source Heat Pump - With Desuperheater - Existing House less than 4000 square feet - Heating Zone 2 - Cooling Zone 3 | cool | 247.753 | 20 | 0 | 0 | ResCACPNW | 0
Heating Zone 2 - Cooling Zone 3 | Ground Source Heat Pump Upgrade from Air Source Heat Pump - With Desuperheater - Existing House less than 4000 square feet - Heating Zone 2 - Cooling Zone 3 | dhw | 2008.5244 | 20 | 8878.3816 | 0 | ResDHW | 0
Heating Zone 3 - Cooling Zone 1 | Ground Source Heat Pump Upgrade from Air Source Heat Pump - With Desuperheater - Existing House less than 4000 square feet - Heating Zone 3 - Cooling Zone 1 | heat | 2024.044 | 20 | 54.8767 | 0 | ResSpHtHPZ3 | 54.8767
Heating Zone 3 - Cooling Zone 1 | Ground Source Heat Pump Upgrade from Air Source Heat Pump - With Desuperheater - Existing House less than 4000 square feet - Heating Zone 3 - Cooling Zone 1 | cool | 36.4362 | 20 | 0 | 0 | ResCACPNW | 0
Heating Zone 3 - Cooling Zone 1 | Ground Source Heat Pump Upgrade from Air Source Heat Pump - With Desuperheater - Existing House less than 4000 square feet - Heating Zone 3 - Cooling Zone 1 | dhw | 2318.4328 | 20 | 14478.1667 | 0 | ResDHW | 0
Heating Zone 3 - Cooling Zone 2 | Ground Source Heat Pump Upgrade from Air Source Heat Pump - With Desuperheater - Existing House less than 4000 square feet - Heating Zone 3 - Cooling Zone 2 | heat | 2024.044 | 20 | 54.8767 | 0 | ResSpHtHPZ3 | 54.8767
Heating Zone 3 - Cooling Zone 2 | Ground Source Heat Pump Upgrade from Air Source Heat Pump - With Desuperheater - Existing House less than 4000 square feet - Heating Zone 3 - Cooling Zone 2 | cool | 115.7086 | 20 | 0 | 0 | ResCACPNW | 0
Heating Zone 3 - Cooling Zone 2 | Ground Source Heat Pump Upgrade from Air Source Heat Pump - With Desuperheater - Existing House less than 4000 square feet - Heating Zone 3 - Cooling Zone 2 | dhw | 2318.4328 | 20 | 14478.1667 | 0 | ResDHW | 0
Heating Zone 3 - Cooling Zone 3 | Ground Source Heat Pump Upgrade from Air Source Heat Pump - With Desuperheater - Existing House less than 4000 square feet - Heating Zone 3 - Cooling Zone 3 | heat | 2024.044 | 20 | 54.8767 | 0 | ResSpHtHPZ3 | 54.8767
Heating Zone 3 - Cooling Zone 3 | Ground Source Heat Pump Upgrade from Air Source Heat Pump - With Desuperheater - Existing House less than 4000 square feet - Heating Zone 3 - Cooling Zone 3 | cool | 247.753 | 20 | 0 | 0 | ResCACPNW | 0
Heating Zone 3 - Cooling Zone 3 | Ground Source Heat Pump Upgrade from Air Source Heat Pump - With Desuperheater - Existing House less than 4000 square feet - Heating Zone 3 - Cooling Zone 3 | dhw | 2318.4328 | 20 | 14478.1667 | 0 | ResDHW | 0
Heating Zone 1 - Cooling Zone 1 | Ground Source Heat Pump Upgrade from Air Source Heat Pump - With Desuperheater - Existing House 4000 square feet or greater - Heating Zone 1 - Cooling Zone 1 | heat | 1132.4234 | 20 | 92.3909 | 0 | ResSpHtHPZ1 | 92.3909
Heating Zone 1 - Cooling Zone 1 | Ground Source Heat Pump Upgrade from Air Source Heat Pump - With Desuperheater - Existing House 4000 square feet or greater - Heating Zone 1 - Cooling Zone 1 | cool | 61.3805 | 20 | 0 | 0 | ResCACPNW | 0
Heating Zone 1 - Cooling Zone 1 | Ground Source Heat Pump Upgrade from Air Source Heat Pump - With Desuperheater - Existing House 4000 square feet or greater - Heating Zone 1 - Cooling Zone 1 | dhw | 1616.9924 | 20 | 6948.372 | 0 | ResDHW | 0
Heating Zone 1 - Cooling Zone 2 | Ground Source Heat Pump Upgrade from Air Source Heat Pump - With Desuperheater - Existing House 4000 square feet or greater - Heating Zone 1 - Cooling Zone 2 | heat | 1132.4234 | 20 | 92.3909 | 0 | ResSpHtHPZ1 | 92.3909
Heating Zone 1 - Cooling Zone 2 | Ground Source Heat Pump Upgrade from Air Source Heat Pump - With Desuperheater - Existing House 4000 square feet or greater - Heating Zone 1 - Cooling Zone 2 | cool | 181.7987 | 20 | 0 | 0 | ResCACPNW | 0
Heating Zone 1 - Cooling Zone 2 | Ground Source Heat Pump Upgrade from Air Source Heat Pump - With Desuperheater - Existing House 4000 square feet or greater - Heating Zone 1 - Cooling Zone 2 | dhw | 1616.9924 | 20 | 6948.372 | 0 | ResDHW | 0
Heating Zone 1 - Cooling Zone 3 | Ground Source Heat Pump Upgrade from Air Source Heat Pump - With Desuperheater - Existing House 4000 square feet or greater - Heating Zone 1 - Cooling Zone 3 | heat | 1132.4234 | 20 | 92.3909 | 0 | ResSpHtHPZ1 | 92.3909
Heating Zone 1 - Cooling Zone 3 | Ground Source Heat Pump Upgrade from Air Source Heat Pump - With Desuperheater - Existing House 4000 square feet or greater - Heating Zone 1 - Cooling Zone 3 | cool | 381.673 | 20 | 0 | 0 | ResCACPNW | 0
Heating Zone 1 - Cooling Zone 3 | Ground Source Heat Pump Upgrade from Air Source Heat Pump - With Desuperheater - Existing House 4000 square feet or greater - Heating Zone 1 - Cooling Zone 3 | dhw | 1616.9924 | 20 | 6948.372 | 0 | ResDHW | 0
Heating Zone 2 - Cooling Zone 1 | Ground Source Heat Pump Upgrade from Air Source Heat Pump - With Desuperheater - Existing House 4000 square feet or greater - Heating Zone 2 - Cooling Zone 1 | heat | 2869.5672 | 20 | 91.1986 | 0 | ResSpHtHPZ2 | 91.1986
Heating Zone 2 - Cooling Zone 1 | Ground Source Heat Pump Upgrade from Air Source Heat Pump - With Desuperheater - Existing House 4000 square feet or greater - Heating Zone 2 - Cooling Zone 1 | cool | 61.3805 | 20 | 0 | 0 | ResCACPNW | 0
Heating Zone 2 - Cooling Zone 1 | Ground Source Heat Pump Upgrade from Air Source Heat Pump - With Desuperheater - Existing House 4000 square feet or greater - Heating Zone 2 - Cooling Zone 1 | dhw | 2215.7199 | 20 | 13713.364 | 0 | ResDHW | 0
Heating Zone 2 - Cooling Zone 2 | Ground Source Heat Pump Upgrade from Air Source Heat Pump - With Desuperheater - Existing House 4000 square feet or greater - Heating Zone 2 - Cooling Zone 2 | heat | 2869.5672 | 20 | 91.1986 | 0 | ResSpHtHPZ2 | 91.1986
Heating Zone 2 - Cooling Zone 2 | Ground Source Heat Pump Upgrade from Air Source Heat Pump - With Desuperheater - Existing House 4000 square feet or greater - Heating Zone 2 - Cooling Zone 2 | cool | 181.7987 | 20 | 0 | 0 | ResCACPNW | 0
Heating Zone 2 - Cooling Zone 2 | Ground Source Heat Pump Upgrade from Air Source Heat Pump - With Desuperheater - Existing House 4000 square feet or greater - Heating Zone 2 - Cooling Zone 2 | dhw | 2215.7199 | 20 | 13713.364 | 0 | ResDHW | 0
Heating Zone 2 - Cooling Zone 3 | Ground Source Heat Pump Upgrade from Air Source Heat Pump - With Desuperheater - Existing House 4000 square feet or greater - Heating Zone 2 - Cooling Zone 3 | heat | 2869.5672 | 20 | 91.1986 | 0 | ResSpHtHPZ2 | 91.1986
Heating Zone 2 - Cooling Zone 3 | Ground Source Heat Pump Upgrade from Air Source Heat Pump - With Desuperheater - Existing House 4000 square feet or greater - Heating Zone 2 - Cooling Zone 3 | cool | 381.673 | 20 | 0 | 0 | ResCACPNW | 0
Heating Zone 2 - Cooling Zone 3 | Ground Source Heat Pump Upgrade from Air Source Heat Pump - With Desuperheater - Existing House 4000 square feet or greater - Heating Zone 2 - Cooling Zone 3 | dhw | 2215.7199 | 20 | 13713.364 | 0 | ResDHW | 0
Heating Zone 3 - Cooling Zone 1 | Ground Source Heat Pump Upgrade from Air Source Heat Pump - With Desuperheater - Existing House 4000 square feet or greater - Heating Zone 3 - Cooling Zone 1 | heat | 4148.3848 | 20 | 99.5877 | 0 | ResSpHtHPZ3 | 99.5877
Heating Zone 3 - Cooling Zone 1 | Ground Source Heat Pump Upgrade from Air Source Heat Pump - With Desuperheater - Existing House 4000 square feet or greater - Heating Zone 3 - Cooling Zone 1 | cool | 61.3805 | 20 | 0 | 0 | ResCACPNW | 0
Heating Zone 3 - Cooling Zone 1 | Ground Source Heat Pump Upgrade from Air Source Heat Pump - With Desuperheater - Existing House 4000 square feet or greater - Heating Zone 3 - Cooling Zone 1 | dhw | 2533.6848 | 20 | 22392.255 | 0 | ResDHW | 0
Heating Zone 3 - Cooling Zone 2 | Ground Source Heat Pump Upgrade from Air Source Heat Pump - With Desuperheater - Existing House 4000 square feet or greater - Heating Zone 3 - Cooling Zone 2 | heat | 4148.3848 | 20 | 99.5877 | 0 | ResSpHtHPZ3 | 99.5877
Heating Zone 3 - Cooling Zone 2 | Ground Source Heat Pump Upgrade from Air Source Heat Pump - With Desuperheater - Existing House 4000 square feet or greater - Heating Zone 3 - Cooling Zone 2 | cool | 181.7987 | 20 | 0 | 0 | ResCACPNW | 0
Heating Zone 3 - Cooling Zone 2 | Ground Source Heat Pump Upgrade from Air Source Heat Pump - With Desuperheater - Existing House 4000 square feet or greater - Heating Zone 3 - Cooling Zone 2 | dhw | 2533.6848 | 20 | 22392.255 | 0 | ResDHW | 0
Heating Zone 3 - Cooling Zone 3 | Ground Source Heat Pump Upgrade from Air Source Heat Pump - With Desuperheater - Existing House 4000 square feet or greater - Heating Zone 3 - Cooling Zone 3 | heat | 4148.3848 | 20 | 99.5877 | 0 | ResSpHtHPZ3 | 99.5877
Heating Zone 3 - Cooling Zone 3 | Ground Source Heat Pump Upgrade from Air Source Heat Pump - With Desuperheater - Existing House 4000 square feet or greater - Heating Zone 3 - Cooling Zone 3 | cool | 381.673 | 20 | 0 | 0 | ResCACPNW | 0
Heating Zone 3 - Cooling Zone 3 | Ground Source Heat Pump Upgrade from Air Source Heat Pump - With Desuperheater - Existing House 4000 square feet or greater - Heating Zone 3 - Cooling Zone 3 | dhw | 2533.6848 | 20 | 22392.255 | 0 | ResDHW | 0
Note on J3: :ProCost Periodic replacement costs and savings of the measure. These are costs and savings that occur periodically, but at different periods than annually. Can be positive or negative. Periodic replacement costs for both the measure and the baseline measure should be included if applicable. ProCost can analyze these costs in two ways dependent on the 'Repeat Periodic Replacement' switch in the ProData page. When set to 'On', ProCost repeats replacement costs for multiple times over the life of a measure depending on the input period and measure life. For example fluorescent lamps may have a 4-year replacement cycle that repeats 3 times in a 15-year measure life. When set to 'Off', ProCost reads the period as the year after installation that the replacement cost occurs and does not subsequently reinstall or repeat the replacement costs. For example a compressor may be replaced only once in the life of a heat-pump system. Example: A new fluorescent lighting systems may have a measure life of 15 years, and a lamp life of five years. Two lamps per fixture must be replaced at years 6 and 11. Lamp and labor costs, expressed as positive costs, are entered as a cost and the period would be entered as 5. The baseline measure may have a four year lamp life and would have required a three-lamp replacement at years 5, 9 and 13. Lamp and labor replacement costs would be entered as annual savings in dollars with a 4-year period. ProCost determines the net present value of the two cost streams.
Note on P3: :ProCost If the measure has gas savings for increases, enter the annual savings and shape of the savings here. Example: Clothes washer saves electric motor and dryer energy and gas water heat.
Note on B4: :ProCost Category for the measure. Individual measures can be grouped into categories. ProCost output is reported by measure and by category. All measures must belong to at least one category. Category name can be the same as measure name. Example: Measures can be combined into one category if they have components with different load shapes or measure lives. On wash machines there may be one load shape for the electric motor savings component, a second load shape for the electric water heat savings component and a third shape for electric dryer savings component.
Note on C4: :ProCost Name of Measure. User-defined. For PTR measures, defined naming conventions apply.
Note on D4: :ProCost Annual electric savings for the measure in kWh at the site. May be positive, negative or zero. Savings are incremental to the baseline alternative.
Note on E4: :ProCost Physical life of the measure in years. Must be >=1.
Note on F4: :ProCost Initial cost to install the measure in dollars. Costs are incremental to the baseline alternative. Dollars must be denominated in the same year as 'Input Cost Reference Year' input on the ProData page.
Note on G4: :ProCost Annual operations and maintenance cost for the measure in dollars. Must be incremental cost over the baseline alternative. May be positive, negative or zero. Dollars must be denominated in the same year as 'Input Cost Reference Year' input on the ProData page. O&M costs are entered as positive values. Negative values represent O&M savings compared to the baseline alternative. Example: Annualized maintenance cost for a heat pump heating system compared to a baseline electric resistance heating system.
Note on H4: :ProCost Name of the pointer to the shape of the savings. The shapes represent the daily and monthly shape of the savings in four time segments for each month of the year. Shape of the savings is relative to the baseline alternative. These shapes are in the MC_AND_Loadshape file.
Note on I4: :ProCost Annual value of any non-energy benefits of the measure, relative to the baseline alternative. Expressed in dollars per year and denominated in dollars of the 'Cost Reference Year'. Positive value represents dollar savings. Negative value represents dollar cost. Example: Water, detergent and sewer savings from efficient clothes washer.
Note on J4: : Cost in dollars that is incurred for Period 1. Positive value if cost. Negative value if savings. Dollars must be denominated in the same year as 'Input Cost Reference Year' input on the ProData page.
Note on K4: :ProCost Duration of Period1. The time at which Period 1 costs, or savings, occur. In years.
Note on L4: : Cost in dollars that is incurred for Period 2 Positive value if cost. Negative value if savings. Dollars must be denominated in the same year as 'Input Cost Reference Year' input on the ProData page.
Note on M4: :ProCost Duration of Period 2. The time at which Period 2 costs, or savings, occur. In years.
Note on N4: : Cost in dollars that is incurred for Period 3. Positive value if cost. Negative value if savings. Dollars must be denominated in the same year as 'Input Cost Reference Year' input on the ProData page.
Note on O4: :ProCost Duration of Period 3. The time at which Period 3 costs, or savings, occur. In years.
Note on P4: : Annual gas savings, or increases, in therms.
Note on Q4: :ProCost Name of the pointer to the shape of the savings. The shapes represent the daily and monthly shape of the savings in four time segments for each month of the year. Shape of the savings is relative to the baseline alternative. These shapes are in the MC_AND_Loadshape file.

## Raw
Only consider upgrade from ASHP
Input Data | [7 empty] | Periodic Replacement Costs and Savings and Replacement Period | [5 empty] | Gas Inputs
Category Name | Measure Name | Savings (kwh/yr) | Life (yrs) | Capital Cost | Annual O&M | Shape Pointer | Non-E Val ($/yr) | Cost 1 ($) | Period 1 | Cost 2 ($) | Period 2 | Cost 3 ($) | Period 3 | Savings (therms/yr) | Shape Pointer
Ground Source Heat Pump Upgrade from Air Source Heat Pump - Without Desuperheater - New House less than 4000 square feet - Heating Zone 1 - Cooling Zone 1 | heat | 820.7802 | 20 | 58.3291 |  | ResSpHtHPZ1 | 58.3291
Ground Source Heat Pump Upgrade from Air Source Heat Pump - Without Desuperheater - New House less than 4000 square feet - Heating Zone 1 - Cooling Zone 1 | cool | 34.9485 | 20 | 0 |  | ResCACPNW | 0
Ground Source Heat Pump Upgrade from Air Source Heat Pump - Without Desuperheater - New House less than 4000 square feet - Heating Zone 1 - Cooling Zone 1 | dhw | 0 | 20 | 4097.9851 |  | ResDHW | 0
Ground Source Heat Pump Upgrade from Air Source Heat Pump - Without Desuperheater - New House less than 4000 square feet - Heating Zone 1 - Cooling Zone 2 | heat | 820.7802 | 20 | 58.3291 |  | ResSpHtHPZ1 | 58.3291
Ground Source Heat Pump Upgrade from Air Source Heat Pump - Without Desuperheater - New House less than 4000 square feet - Heating Zone 1 - Cooling Zone 2 | cool | 109.8133 | 20 | 0 |  | ResCACPNW | 0
Ground Source Heat Pump Upgrade from Air Source Heat Pump - Without Desuperheater - New House less than 4000 square feet - Heating Zone 1 - Cooling Zone 2 | dhw | 0 | 20 | 4097.9851 |  | ResDHW | 0
Ground Source Heat Pump Upgrade from Air Source Heat Pump - Without Desuperheater - New House less than 4000 square feet - Heating Zone 1 - Cooling Zone 3 | heat | 820.7802 | 20 | 58.3291 |  | ResSpHtHPZ1 | 58.3291
Ground Source Heat Pump Upgrade from Air Source Heat Pump - Without Desuperheater - New House less than 4000 square feet - Heating Zone 1 - Cooling Zone 3 | cool | 232.8758 | 20 | 0 |  | ResCACPNW | 0
Ground Source Heat Pump Upgrade from Air Source Heat Pump - Without Desuperheater - New House less than 4000 square feet - Heating Zone 1 - Cooling Zone 3 | dhw | 0 | 20 | 4097.9851 |  | ResDHW | 0
Ground Source Heat Pump Upgrade from Air Source Heat Pump - Without Desuperheater - New House less than 4000 square feet - Heating Zone 2 - Cooling Zone 1 | heat | 1826.9177 | 20 | 67.5052 |  | ResSpHtHPZ2 | 67.5052
Ground Source Heat Pump Upgrade from Air Source Heat Pump - Without Desuperheater - New House less than 4000 square feet - Heating Zone 2 - Cooling Zone 1 | cool | 34.9485 | 20 | 0 |  | ResCACPNW | 0
Ground Source Heat Pump Upgrade from Air Source Heat Pump - Without Desuperheater - New House less than 4000 square feet - Heating Zone 2 - Cooling Zone 1 | dhw | 0 | 20 | 8135.5023 |  | ResDHW | 0
Ground Source Heat Pump Upgrade from Air Source Heat Pump - Without Desuperheater - New House less than 4000 square feet - Heating Zone 2 - Cooling Zone 2 | heat | 1826.9177 | 20 | 67.5052 |  | ResSpHtHPZ2 | 67.5052
Ground Source Heat Pump Upgrade from Air Source Heat Pump - Without Desuperheater - New House less than 4000 square feet - Heating Zone 2 - Cooling Zone 2 | cool | 109.8133 | 20 | 0 |  | ResCACPNW | 0
Ground Source Heat Pump Upgrade from Air Source Heat Pump - Without Desuperheater - New House less than 4000 square feet - Heating Zone 2 - Cooling Zone 2 | dhw | 0 | 20 | 8135.5023 |  | ResDHW | 0
Ground Source Heat Pump Upgrade from Air Source Heat Pump - Without Desuperheater - New House less than 4000 square feet - Heating Zone 2 - Cooling Zone 3 | heat | 1826.9177 | 20 | 67.5052 |  | ResSpHtHPZ2 | 67.5052
Ground Source Heat Pump Upgrade from Air Source Heat Pump - Without Desuperheater - New House less than 4000 square feet - Heating Zone 2 - Cooling Zone 3 | cool | 232.8758 | 20 | 0 |  | ResCACPNW | 0
Ground Source Heat Pump Upgrade from Air Source Heat Pump - Without Desuperheater - New House less than 4000 square feet - Heating Zone 2 - Cooling Zone 3 | dhw | 0 | 20 | 8135.5023 |  | ResDHW | 0
Ground Source Heat Pump Upgrade from Air Source Heat Pump - Without Desuperheater - New House less than 4000 square feet - Heating Zone 3 - Cooling Zone 1 | heat | 2560.3019 | 20 | 79.9141 |  | ResSpHtHPZ3 | 79.9141
Ground Source Heat Pump Upgrade from Air Source Heat Pump - Without Desuperheater - New House less than 4000 square feet - Heating Zone 3 - Cooling Zone 1 | cool | 34.9485 | 20 | 0 |  | ResCACPNW | 0
Ground Source Heat Pump Upgrade from Air Source Heat Pump - Without Desuperheater - New House less than 4000 square feet - Heating Zone 3 - Cooling Zone 1 | dhw | 0 | 20 | 13124.2903 |  | ResDHW | 0
Ground Source Heat Pump Upgrade from Air Source Heat Pump - Without Desuperheater - New House less than 4000 square feet - Heating Zone 3 - Cooling Zone 2 | heat | 2560.3019 | 20 | 79.9141 |  | ResSpHtHPZ3 | 79.9141
Ground Source Heat Pump Upgrade from Air Source Heat Pump - Without Desuperheater - New House less than 4000 square feet - Heating Zone 3 - Cooling Zone 2 | cool | 109.8133 | 20 | 0 |  | ResCACPNW | 0
Ground Source Heat Pump Upgrade from Air Source Heat Pump - Without Desuperheater - New House less than 4000 square feet - Heating Zone 3 - Cooling Zone 2 | dhw | 0 | 20 | 13124.2903 |  | ResDHW | 0
Ground Source Heat Pump Upgrade from Air Source Heat Pump - Without Desuperheater - New House less than 4000 square feet - Heating Zone 3 - Cooling Zone 3 | heat | 2560.3019 | 20 | 79.9141 |  | ResSpHtHPZ3 | 79.9141
Ground Source Heat Pump Upgrade from Air Source Heat Pump - Without Desuperheater - New House less than 4000 square feet - Heating Zone 3 - Cooling Zone 3 | cool | 232.8758 | 20 | 0 |  | ResCACPNW | 0
Ground Source Heat Pump Upgrade from Air Source Heat Pump - Without Desuperheater - New House less than 4000 square feet - Heating Zone 3 - Cooling Zone 3 | dhw | 0 | 20 | 13124.2903 |  | ResDHW | 0
Ground Source Heat Pump Upgrade from Air Source Heat Pump - Without Desuperheater - New House 4000 square feet or greater - Heating Zone 1 - Cooling Zone 1 | heat | 1686.6827 | 20 | 113.6195 |  | ResSpHtHPZ1 | 113.6195
Ground Source Heat Pump Upgrade from Air Source Heat Pump - Without Desuperheater - New House 4000 square feet or greater - Heating Zone 1 - Cooling Zone 1 | cool | 58.6585 | 20 | 0 |  | ResCACPNW | 0
Ground Source Heat Pump Upgrade from Air Source Heat Pump - Without Desuperheater - New House 4000 square feet or greater - Heating Zone 1 - Cooling Zone 1 | dhw | 0 | 20 | 6009.2415 |  | ResDHW | 0
Ground Source Heat Pump Upgrade from Air Source Heat Pump - Without Desuperheater - New House 4000 square feet or greater - Heating Zone 1 - Cooling Zone 2 | heat | 1686.6827 | 20 | 113.6195 |  | ResSpHtHPZ1 | 113.6195
Ground Source Heat Pump Upgrade from Air Source Heat Pump - Without Desuperheater - New House 4000 square feet or greater - Heating Zone 1 - Cooling Zone 2 | cool | 172.7585 | 20 | 0 |  | ResCACPNW | 0
Ground Source Heat Pump Upgrade from Air Source Heat Pump - Without Desuperheater - New House 4000 square feet or greater - Heating Zone 1 - Cooling Zone 2 | dhw | 0 | 20 | 6009.2415 |  | ResDHW | 0
Ground Source Heat Pump Upgrade from Air Source Heat Pump - Without Desuperheater - New House 4000 square feet or greater - Heating Zone 1 - Cooling Zone 3 | heat | 1686.6827 | 20 | 113.6195 |  | ResSpHtHPZ1 | 113.6195
Ground Source Heat Pump Upgrade from Air Source Heat Pump - Without Desuperheater - New House 4000 square feet or greater - Heating Zone 1 - Cooling Zone 3 | cool | 361.5685 | 20 | 0 |  | ResCACPNW | 0
Ground Source Heat Pump Upgrade from Air Source Heat Pump - Without Desuperheater - New House 4000 square feet or greater - Heating Zone 1 - Cooling Zone 3 | dhw | 0 | 20 | 6009.2415 |  | ResDHW | 0
Ground Source Heat Pump Upgrade from Air Source Heat Pump - Without Desuperheater - New House 4000 square feet or greater - Heating Zone 2 - Cooling Zone 1 | heat | 3629.7216 | 20 | 131.4644 |  | ResSpHtHPZ2 | 131.4644
Ground Source Heat Pump Upgrade from Air Source Heat Pump - Without Desuperheater - New House 4000 square feet or greater - Heating Zone 2 - Cooling Zone 1 | cool | 58.6585 | 20 | 0 |  | ResCACPNW | 0
Ground Source Heat Pump Upgrade from Air Source Heat Pump - Without Desuperheater - New House 4000 square feet or greater - Heating Zone 2 - Cooling Zone 1 | dhw | 0 | 20 | 11942.1035 |  | ResDHW | 0
Ground Source Heat Pump Upgrade from Air Source Heat Pump - Without Desuperheater - New House 4000 square feet or greater - Heating Zone 2 - Cooling Zone 2 | heat | 3629.7216 | 20 | 131.4644 |  | ResSpHtHPZ2 | 131.4644
Ground Source Heat Pump Upgrade from Air Source Heat Pump - Without Desuperheater - New House 4000 square feet or greater - Heating Zone 2 - Cooling Zone 2 | cool | 172.7585 | 20 | 0 |  | ResCACPNW | 0
Ground Source Heat Pump Upgrade from Air Source Heat Pump - Without Desuperheater - New House 4000 square feet or greater - Heating Zone 2 - Cooling Zone 2 | dhw | 0 | 20 | 11942.1035 |  | ResDHW | 0
Ground Source Heat Pump Upgrade from Air Source Heat Pump - Without Desuperheater - New House 4000 square feet or greater - Heating Zone 2 - Cooling Zone 3 | heat | 3629.7216 | 20 | 131.4644 |  | ResSpHtHPZ2 | 131.4644
Ground Source Heat Pump Upgrade from Air Source Heat Pump - Without Desuperheater - New House 4000 square feet or greater - Heating Zone 2 - Cooling Zone 3 | cool | 361.5685 | 20 | 0 |  | ResCACPNW | 0
Ground Source Heat Pump Upgrade from Air Source Heat Pump - Without Desuperheater - New House 4000 square feet or greater - Heating Zone 2 - Cooling Zone 3 | dhw | 0 | 20 | 11942.1035 |  | ResDHW | 0
Ground Source Heat Pump Upgrade from Air Source Heat Pump - Without Desuperheater - New House 4000 square feet or greater - Heating Zone 3 - Cooling Zone 1 | heat | 4952.1284 | 20 | 156.5288 |  | ResSpHtHPZ3 | 156.5288
Ground Source Heat Pump Upgrade from Air Source Heat Pump - Without Desuperheater - New House 4000 square feet or greater - Heating Zone 3 - Cooling Zone 1 | cool | 58.6585 | 20 | 0 |  | ResCACPNW | 0
Ground Source Heat Pump Upgrade from Air Source Heat Pump - Without Desuperheater - New House 4000 square feet or greater - Heating Zone 3 - Cooling Zone 1 | dhw | 0 | 20 | 19560.591 |  | ResDHW | 0
Ground Source Heat Pump Upgrade from Air Source Heat Pump - Without Desuperheater - New House 4000 square feet or greater - Heating Zone 3 - Cooling Zone 2 | heat | 4952.1284 | 20 | 156.5288 |  | ResSpHtHPZ3 | 156.5288
Ground Source Heat Pump Upgrade from Air Source Heat Pump - Without Desuperheater - New House 4000 square feet or greater - Heating Zone 3 - Cooling Zone 2 | cool | 172.7585 | 20 | 0 |  | ResCACPNW | 0
Ground Source Heat Pump Upgrade from Air Source Heat Pump - Without Desuperheater - New House 4000 square feet or greater - Heating Zone 3 - Cooling Zone 2 | dhw | 0 | 20 | 19560.591 |  | ResDHW | 0
Ground Source Heat Pump Upgrade from Air Source Heat Pump - Without Desuperheater - New House 4000 square feet or greater - Heating Zone 3 - Cooling Zone 3 | heat | 4952.1284 | 20 | 156.5288 |  | ResSpHtHPZ3 | 156.5288
Ground Source Heat Pump Upgrade from Air Source Heat Pump - Without Desuperheater - New House 4000 square feet or greater - Heating Zone 3 - Cooling Zone 3 | cool | 361.5685 | 20 | 0 |  | ResCACPNW | 0
Ground Source Heat Pump Upgrade from Air Source Heat Pump - Without Desuperheater - New House 4000 square feet or greater - Heating Zone 3 - Cooling Zone 3 | dhw | 0 | 20 | 19560.591 |  | ResDHW | 0
Ground Source Heat Pump Upgrade from Air Source Heat Pump - With Desuperheater - New House less than 4000 square feet - Heating Zone 1 - Cooling Zone 1 | heat | 318.2259 | 20 | 45.7204 |  | ResSpHtHPZ1 | 45.7204
Ground Source Heat Pump Upgrade from Air Source Heat Pump - With Desuperheater - New House less than 4000 square feet - Heating Zone 1 - Cooling Zone 1 | cool | 34.9288 | 20 | 0 |  | ResCACPNW | 0
Ground Source Heat Pump Upgrade from Air Source Heat Pump - With Desuperheater - New House less than 4000 square feet - Heating Zone 1 - Cooling Zone 1 | dhw | 1362.5296 | 20 | 4097.9851 |  | ResDHW | 0
Ground Source Heat Pump Upgrade from Air Source Heat Pump - With Desuperheater - New House less than 4000 square feet - Heating Zone 1 - Cooling Zone 2 | heat | 318.2259 | 20 | 45.7204 |  | ResSpHtHPZ1 | 45.7204
Ground Source Heat Pump Upgrade from Air Source Heat Pump - With Desuperheater - New House less than 4000 square feet - Heating Zone 1 - Cooling Zone 2 | cool | 109.7775 | 20 | 0 |  | ResCACPNW | 0
Ground Source Heat Pump Upgrade from Air Source Heat Pump - With Desuperheater - New House less than 4000 square feet - Heating Zone 1 - Cooling Zone 2 | dhw | 1362.5296 | 20 | 4097.9851 |  | ResDHW | 0
Ground Source Heat Pump Upgrade from Air Source Heat Pump - With Desuperheater - New House less than 4000 square feet - Heating Zone 1 - Cooling Zone 3 | heat | 318.2259 | 20 | 45.7204 |  | ResSpHtHPZ1 | 45.7204
Ground Source Heat Pump Upgrade from Air Source Heat Pump - With Desuperheater - New House less than 4000 square feet - Heating Zone 1 - Cooling Zone 3 | cool | 232.8425 | 20 | 0 |  | ResCACPNW | 0
Ground Source Heat Pump Upgrade from Air Source Heat Pump - With Desuperheater - New House less than 4000 square feet - Heating Zone 1 - Cooling Zone 3 | dhw | 1362.5296 | 20 | 4097.9851 |  | ResDHW | 0
Ground Source Heat Pump Upgrade from Air Source Heat Pump - With Desuperheater - New House less than 4000 square feet - Heating Zone 2 - Cooling Zone 1 | heat | 1114.028 | 20 | 46.1198 |  | ResSpHtHPZ2 | 46.1198
Ground Source Heat Pump Upgrade from Air Source Heat Pump - With Desuperheater - New House less than 4000 square feet - Heating Zone 2 - Cooling Zone 1 | cool | 34.9288 | 20 | 0 |  | ResCACPNW | 0
Ground Source Heat Pump Upgrade from Air Source Heat Pump - With Desuperheater - New House less than 4000 square feet - Heating Zone 2 - Cooling Zone 1 | dhw | 1907.0521 | 20 | 8135.5023 |  | ResDHW | 0
Ground Source Heat Pump Upgrade from Air Source Heat Pump - With Desuperheater - New House less than 4000 square feet - Heating Zone 2 - Cooling Zone 2 | heat | 1114.028 | 20 | 46.1198 |  | ResSpHtHPZ2 | 46.1198
Ground Source Heat Pump Upgrade from Air Source Heat Pump - With Desuperheater - New House less than 4000 square feet - Heating Zone 2 - Cooling Zone 2 | cool | 109.7775 | 20 | 0 |  | ResCACPNW | 0
Ground Source Heat Pump Upgrade from Air Source Heat Pump - With Desuperheater - New House less than 4000 square feet - Heating Zone 2 - Cooling Zone 2 | dhw | 1907.0521 | 20 | 8135.5023 |  | ResDHW | 0
Ground Source Heat Pump Upgrade from Air Source Heat Pump - With Desuperheater - New House less than 4000 square feet - Heating Zone 2 - Cooling Zone 3 | heat | 1114.028 | 20 | 46.1198 |  | ResSpHtHPZ2 | 46.1198
Ground Source Heat Pump Upgrade from Air Source Heat Pump - With Desuperheater - New House less than 4000 square feet - Heating Zone 2 - Cooling Zone 3 | cool | 232.8425 | 20 | 0 |  | ResCACPNW | 0
Ground Source Heat Pump Upgrade from Air Source Heat Pump - With Desuperheater - New House less than 4000 square feet - Heating Zone 2 - Cooling Zone 3 | dhw | 1907.0521 | 20 | 8135.5023 |  | ResDHW | 0
Ground Source Heat Pump Upgrade from Air Source Heat Pump - With Desuperheater - New House less than 4000 square feet - Heating Zone 3 - Cooling Zone 1 | heat | 1747.5171 | 20 | 49.9438 |  | ResSpHtHPZ3 | 49.9438
Ground Source Heat Pump Upgrade from Air Source Heat Pump - With Desuperheater - New House less than 4000 square feet - Heating Zone 3 - Cooling Zone 1 | cool | 34.9288 | 20 | 0 |  | ResCACPNW | 0
Ground Source Heat Pump Upgrade from Air Source Heat Pump - With Desuperheater - New House less than 4000 square feet - Heating Zone 3 - Cooling Zone 1 | dhw | 2199.8769 | 20 | 13124.2903 |  | ResDHW | 0
Ground Source Heat Pump Upgrade from Air Source Heat Pump - With Desuperheater - New House less than 4000 square feet - Heating Zone 3 - Cooling Zone 2 | heat | 1747.5171 | 20 | 49.9438 |  | ResSpHtHPZ3 | 49.9438
Ground Source Heat Pump Upgrade from Air Source Heat Pump - With Desuperheater - New House less than 4000 square feet - Heating Zone 3 - Cooling Zone 2 | cool | 109.7775 | 20 | 0 |  | ResCACPNW | 0
Ground Source Heat Pump Upgrade from Air Source Heat Pump - With Desuperheater - New House less than 4000 square feet - Heating Zone 3 - Cooling Zone 2 | dhw | 2199.8769 | 20 | 13124.2903 |  | ResDHW | 0
Ground Source Heat Pump Upgrade from Air Source Heat Pump - With Desuperheater - New House less than 4000 square feet - Heating Zone 3 - Cooling Zone 3 | heat | 1747.5171 | 20 | 49.9438 |  | ResSpHtHPZ3 | 49.9438
Ground Source Heat Pump Upgrade from Air Source Heat Pump - With Desuperheater - New House less than 4000 square feet - Heating Zone 3 - Cooling Zone 3 | cool | 232.8425 | 20 | 0 |  | ResCACPNW | 0
Ground Source Heat Pump Upgrade from Air Source Heat Pump - With Desuperheater - New House less than 4000 square feet - Heating Zone 3 - Cooling Zone 3 | dhw | 2199.8769 | 20 | 13124.2903 |  | ResDHW | 0
Ground Source Heat Pump Upgrade from Air Source Heat Pump - With Desuperheater - New House 4000 square feet or greater - Heating Zone 1 - Cooling Zone 1 | heat | 1068.7551 | 20 | 87.7089 |  | ResSpHtHPZ1 | 87.7089
Ground Source Heat Pump Upgrade from Air Source Heat Pump - With Desuperheater - New House 4000 square feet or greater - Heating Zone 1 - Cooling Zone 1 | cool | 58.7601 | 20 | 0 |  | ResCACPNW | 0
Ground Source Heat Pump Upgrade from Air Source Heat Pump - With Desuperheater - New House 4000 square feet or greater - Heating Zone 1 - Cooling Zone 1 | dhw | 1671.5937 | 20 | 6009.2415 |  | ResDHW | 0
Ground Source Heat Pump Upgrade from Air Source Heat Pump - With Desuperheater - New House 4000 square feet or greater - Heating Zone 1 - Cooling Zone 2 | heat | 1068.7551 | 20 | 87.7089 |  | ResSpHtHPZ1 | 87.7089
Ground Source Heat Pump Upgrade from Air Source Heat Pump - With Desuperheater - New House 4000 square feet or greater - Heating Zone 1 - Cooling Zone 2 | cool | 172.8651 | 20 | 0 |  | ResCACPNW | 0
Ground Source Heat Pump Upgrade from Air Source Heat Pump - With Desuperheater - New House 4000 square feet or greater - Heating Zone 1 - Cooling Zone 2 | dhw | 1671.5937 | 20 | 6009.2415 |  | ResDHW | 0
Ground Source Heat Pump Upgrade from Air Source Heat Pump - With Desuperheater - New House 4000 square feet or greater - Heating Zone 1 - Cooling Zone 3 | heat | 1068.7551 | 20 | 87.7089 |  | ResSpHtHPZ1 | 87.7089
Ground Source Heat Pump Upgrade from Air Source Heat Pump - With Desuperheater - New House 4000 square feet or greater - Heating Zone 1 - Cooling Zone 3 | cool | 361.693 | 20 | 0 |  | ResCACPNW | 0
Ground Source Heat Pump Upgrade from Air Source Heat Pump - With Desuperheater - New House 4000 square feet or greater - Heating Zone 1 - Cooling Zone 3 | dhw | 1671.5937 | 20 | 6009.2415 |  | ResDHW | 0
Ground Source Heat Pump Upgrade from Air Source Heat Pump - With Desuperheater - New House 4000 square feet or greater - Heating Zone 2 - Cooling Zone 1 | heat | 2715.5017 | 20 | 88.9759 |  | ResSpHtHPZ2 | 88.9759
Ground Source Heat Pump Upgrade from Air Source Heat Pump - With Desuperheater - New House 4000 square feet or greater - Heating Zone 2 - Cooling Zone 1 | cool | 58.7601 | 20 | 0 |  | ResCACPNW | 0
Ground Source Heat Pump Upgrade from Air Source Heat Pump - With Desuperheater - New House 4000 square feet or greater - Heating Zone 2 - Cooling Zone 1 | dhw | 2289.482 | 20 | 11942.1035 |  | ResDHW | 0
Ground Source Heat Pump Upgrade from Air Source Heat Pump - With Desuperheater - New House 4000 square feet or greater - Heating Zone 2 - Cooling Zone 2 | heat | 2715.5017 | 20 | 88.9759 |  | ResSpHtHPZ2 | 88.9759
Ground Source Heat Pump Upgrade from Air Source Heat Pump - With Desuperheater - New House 4000 square feet or greater - Heating Zone 2 - Cooling Zone 2 | cool | 172.8651 | 20 | 0 |  | ResCACPNW | 0
Ground Source Heat Pump Upgrade from Air Source Heat Pump - With Desuperheater - New House 4000 square feet or greater - Heating Zone 2 - Cooling Zone 2 | dhw | 2289.482 | 20 | 11942.1035 |  | ResDHW | 0
Ground Source Heat Pump Upgrade from Air Source Heat Pump - With Desuperheater - New House 4000 square feet or greater - Heating Zone 2 - Cooling Zone 3 | heat | 2715.5017 | 20 | 88.9759 |  | ResSpHtHPZ2 | 88.9759
Ground Source Heat Pump Upgrade from Air Source Heat Pump - With Desuperheater - New House 4000 square feet or greater - Heating Zone 2 - Cooling Zone 3 | cool | 361.693 | 20 | 0 |  | ResCACPNW | 0
Ground Source Heat Pump Upgrade from Air Source Heat Pump - With Desuperheater - New House 4000 square feet or greater - Heating Zone 2 - Cooling Zone 3 | dhw | 2289.482 | 20 | 11942.1035 |  | ResDHW | 0
Ground Source Heat Pump Upgrade from Air Source Heat Pump - With Desuperheater - New House 4000 square feet or greater - Heating Zone 3 - Cooling Zone 1 | heat | 3889.7038 | 20 | 98.5604 |  | ResSpHtHPZ3 | 98.5604
Ground Source Heat Pump Upgrade from Air Source Heat Pump - With Desuperheater - New House 4000 square feet or greater - Heating Zone 3 - Cooling Zone 1 | cool | 58.7601 | 20 | 0 |  | ResCACPNW | 0
Ground Source Heat Pump Upgrade from Air Source Heat Pump - With Desuperheater - New House 4000 square feet or greater - Heating Zone 3 - Cooling Zone 1 | dhw | 2602.3167 | 20 | 19560.591 |  | ResDHW | 0
Ground Source Heat Pump Upgrade from Air Source Heat Pump - With Desuperheater - New House 4000 square feet or greater - Heating Zone 3 - Cooling Zone 2 | heat | 3889.7038 | 20 | 98.5604 |  | ResSpHtHPZ3 | 98.5604
Ground Source Heat Pump Upgrade from Air Source Heat Pump - With Desuperheater - New House 4000 square feet or greater - Heating Zone 3 - Cooling Zone 2 | cool | 172.8651 | 20 | 0 |  | ResCACPNW | 0
Ground Source Heat Pump Upgrade from Air Source Heat Pump - With Desuperheater - New House 4000 square feet or greater - Heating Zone 3 - Cooling Zone 2 | dhw | 2602.3167 | 20 | 19560.591 |  | ResDHW | 0
Ground Source Heat Pump Upgrade from Air Source Heat Pump - With Desuperheater - New House 4000 square feet or greater - Heating Zone 3 - Cooling Zone 3 | heat | 3889.7038 | 20 | 98.5604 |  | ResSpHtHPZ3 | 98.5604
Ground Source Heat Pump Upgrade from Air Source Heat Pump - With Desuperheater - New House 4000 square feet or greater - Heating Zone 3 - Cooling Zone 3 | cool | 361.693 | 20 | 0 |  | ResCACPNW | 0
Ground Source Heat Pump Upgrade from Air Source Heat Pump - With Desuperheater - New House 4000 square feet or greater - Heating Zone 3 - Cooling Zone 3 | dhw | 2602.3167 | 20 | 19560.591 |  | ResDHW | 0
Ground Source Heat Pump Upgrade from Air Source Heat Pump - Without Desuperheater - Existing House less than 4000 square feet - Heating Zone 1 - Cooling Zone 1 | heat | 912.8164 | 20 | 65.6408 |  | ResSpHtHPZ1 | 65.6408
Ground Source Heat Pump Upgrade from Air Source Heat Pump - Without Desuperheater - Existing House less than 4000 square feet - Heating Zone 1 - Cooling Zone 1 | cool | 36.4574 | 20 | 0 |  | ResCACPNW | 0
Ground Source Heat Pump Upgrade from Air Source Heat Pump - Without Desuperheater - Existing House less than 4000 square feet - Heating Zone 1 - Cooling Zone 1 | dhw | 0 | 20 | 4434.0203 |  | ResDHW | 0
Ground Source Heat Pump Upgrade from Air Source Heat Pump - Without Desuperheater - Existing House less than 4000 square feet - Heating Zone 1 - Cooling Zone 2 | heat | 912.8164 | 20 | 65.6408 |  | ResSpHtHPZ1 | 65.6408
Ground Source Heat Pump Upgrade from Air Source Heat Pump - Without Desuperheater - Existing House less than 4000 square feet - Heating Zone 1 - Cooling Zone 2 | cool | 115.7482 | 20 | 0 |  | ResCACPNW | 0
Ground Source Heat Pump Upgrade from Air Source Heat Pump - Without Desuperheater - Existing House less than 4000 square feet - Heating Zone 1 - Cooling Zone 2 | dhw | 0 | 20 | 4434.0203 |  | ResDHW | 0
Ground Source Heat Pump Upgrade from Air Source Heat Pump - Without Desuperheater - Existing House less than 4000 square feet - Heating Zone 1 - Cooling Zone 3 | heat | 912.8164 | 20 | 65.6408 |  | ResSpHtHPZ1 | 65.6408
Ground Source Heat Pump Upgrade from Air Source Heat Pump - Without Desuperheater - Existing House less than 4000 square feet - Heating Zone 1 - Cooling Zone 3 | cool | 247.7898 | 20 | 0 |  | ResCACPNW | 0
Ground Source Heat Pump Upgrade from Air Source Heat Pump - Without Desuperheater - Existing House less than 4000 square feet - Heating Zone 1 - Cooling Zone 3 | dhw | 0 | 20 | 4434.0203 |  | ResDHW | 0
Ground Source Heat Pump Upgrade from Air Source Heat Pump - Without Desuperheater - Existing House less than 4000 square feet - Heating Zone 2 - Cooling Zone 1 | heat | 2029.6679 | 20 | 74.734 |  | ResSpHtHPZ2 | 74.734
Ground Source Heat Pump Upgrade from Air Source Heat Pump - Without Desuperheater - Existing House less than 4000 square feet - Heating Zone 2 - Cooling Zone 1 | cool | 36.4574 | 20 | 0 |  | ResCACPNW | 0
Ground Source Heat Pump Upgrade from Air Source Heat Pump - Without Desuperheater - Existing House less than 4000 square feet - Heating Zone 2 - Cooling Zone 1 | dhw | 0 | 20 | 8878.3816 |  | ResDHW | 0
Ground Source Heat Pump Upgrade from Air Source Heat Pump - Without Desuperheater - Existing House less than 4000 square feet - Heating Zone 2 - Cooling Zone 2 | heat | 2029.6679 | 20 | 74.734 |  | ResSpHtHPZ2 | 74.734
Ground Source Heat Pump Upgrade from Air Source Heat Pump - Without Desuperheater - Existing House less than 4000 square feet - Heating Zone 2 - Cooling Zone 2 | cool | 115.7482 | 20 | 0 |  | ResCACPNW | 0
Ground Source Heat Pump Upgrade from Air Source Heat Pump - Without Desuperheater - Existing House less than 4000 square feet - Heating Zone 2 - Cooling Zone 2 | dhw | 0 | 20 | 8878.3816 |  | ResDHW | 0
Ground Source Heat Pump Upgrade from Air Source Heat Pump - Without Desuperheater - Existing House less than 4000 square feet - Heating Zone 2 - Cooling Zone 3 | heat | 2029.6679 | 20 | 74.734 |  | ResSpHtHPZ2 | 74.734
Ground Source Heat Pump Upgrade from Air Source Heat Pump - Without Desuperheater - Existing House less than 4000 square feet - Heating Zone 2 - Cooling Zone 3 | cool | 247.7898 | 20 | 0 |  | ResCACPNW | 0
Ground Source Heat Pump Upgrade from Air Source Heat Pump - Without Desuperheater - Existing House less than 4000 square feet - Heating Zone 2 - Cooling Zone 3 | dhw | 0 | 20 | 8878.3816 |  | ResDHW | 0
Ground Source Heat Pump Upgrade from Air Source Heat Pump - Without Desuperheater - Existing House less than 4000 square feet - Heating Zone 3 - Cooling Zone 1 | heat | 2846.9218 | 20 | 88.2021 |  | ResSpHtHPZ3 | 88.2021
Ground Source Heat Pump Upgrade from Air Source Heat Pump - Without Desuperheater - Existing House less than 4000 square feet - Heating Zone 3 - Cooling Zone 1 | cool | 36.4574 | 20 | 0 |  | ResCACPNW | 0
Ground Source Heat Pump Upgrade from Air Source Heat Pump - Without Desuperheater - Existing House less than 4000 square feet - Heating Zone 3 - Cooling Zone 1 | dhw | 0 | 20 | 14478.1667 |  | ResDHW | 0
Ground Source Heat Pump Upgrade from Air Source Heat Pump - Without Desuperheater - Existing House less than 4000 square feet - Heating Zone 3 - Cooling Zone 2 | heat | 2846.9218 | 20 | 88.2021 |  | ResSpHtHPZ3 | 88.2021
Ground Source Heat Pump Upgrade from Air Source Heat Pump - Without Desuperheater - Existing House less than 4000 square feet - Heating Zone 3 - Cooling Zone 2 | cool | 115.7482 | 20 | 0 |  | ResCACPNW | 0
Ground Source Heat Pump Upgrade from Air Source Heat Pump - Without Desuperheater - Existing House less than 4000 square feet - Heating Zone 3 - Cooling Zone 2 | dhw | 0 | 20 | 14478.1667 |  | ResDHW | 0
Ground Source Heat Pump Upgrade from Air Source Heat Pump - Without Desuperheater - Existing House less than 4000 square feet - Heating Zone 3 - Cooling Zone 3 | heat | 2846.9218 | 20 | 88.2021 |  | ResSpHtHPZ3 | 88.2021
Ground Source Heat Pump Upgrade from Air Source Heat Pump - Without Desuperheater - Existing House less than 4000 square feet - Heating Zone 3 - Cooling Zone 3 | cool | 247.7898 | 20 | 0 |  | ResCACPNW | 0
Ground Source Heat Pump Upgrade from Air Source Heat Pump - Without Desuperheater - Existing House less than 4000 square feet - Heating Zone 3 - Cooling Zone 3 | dhw | 0 | 20 | 14478.1667 |  | ResDHW | 0
Ground Source Heat Pump Upgrade from Air Source Heat Pump - Without Desuperheater - Existing House 4000 square feet or greater - Heating Zone 1 - Cooling Zone 1 | heat | 1693.5664 | 20 | 118.4073 |  | ResSpHtHPZ1 | 118.4073
Ground Source Heat Pump Upgrade from Air Source Heat Pump - Without Desuperheater - Existing House 4000 square feet or greater - Heating Zone 1 - Cooling Zone 1 | cool | 61.3087 | 20 | 0 |  | ResCACPNW | 0
Ground Source Heat Pump Upgrade from Air Source Heat Pump - Without Desuperheater - Existing House 4000 square feet or greater - Heating Zone 1 - Cooling Zone 1 | dhw | 0 | 20 | 6948.372 |  | ResDHW | 0
Ground Source Heat Pump Upgrade from Air Source Heat Pump - Without Desuperheater - Existing House 4000 square feet or greater - Heating Zone 1 - Cooling Zone 2 | heat | 1693.5664 | 20 | 118.4073 |  | ResSpHtHPZ1 | 118.4073
Ground Source Heat Pump Upgrade from Air Source Heat Pump - Without Desuperheater - Existing House 4000 square feet or greater - Heating Zone 1 - Cooling Zone 2 | cool | 181.7266 | 20 | 0 |  | ResCACPNW | 0
Ground Source Heat Pump Upgrade from Air Source Heat Pump - Without Desuperheater - Existing House 4000 square feet or greater - Heating Zone 1 - Cooling Zone 2 | dhw | 0 | 20 | 6948.372 |  | ResDHW | 0
Ground Source Heat Pump Upgrade from Air Source Heat Pump - Without Desuperheater - Existing House 4000 square feet or greater - Heating Zone 1 - Cooling Zone 3 | heat | 1693.5664 | 20 | 118.4073 |  | ResSpHtHPZ1 | 118.4073
Ground Source Heat Pump Upgrade from Air Source Heat Pump - Without Desuperheater - Existing House 4000 square feet or greater - Heating Zone 1 - Cooling Zone 3 | cool | 381.5826 | 20 | 0 |  | ResCACPNW | 0
Ground Source Heat Pump Upgrade from Air Source Heat Pump - Without Desuperheater - Existing House 4000 square feet or greater - Heating Zone 1 - Cooling Zone 3 | dhw | 0 | 20 | 6948.372 |  | ResDHW | 0
Ground Source Heat Pump Upgrade from Air Source Heat Pump - Without Desuperheater - Existing House 4000 square feet or greater - Heating Zone 2 - Cooling Zone 1 | heat | 3672.2918 | 20 | 134.1855 |  | ResSpHtHPZ2 | 134.1855
Ground Source Heat Pump Upgrade from Air Source Heat Pump - Without Desuperheater - Existing House 4000 square feet or greater - Heating Zone 2 - Cooling Zone 1 | cool | 61.3087 | 20 | 0 |  | ResCACPNW | 0
Ground Source Heat Pump Upgrade from Air Source Heat Pump - Without Desuperheater - Existing House 4000 square feet or greater - Heating Zone 2 - Cooling Zone 1 | dhw | 0 | 20 | 13713.364 |  | ResDHW | 0
Ground Source Heat Pump Upgrade from Air Source Heat Pump - Without Desuperheater - Existing House 4000 square feet or greater - Heating Zone 2 - Cooling Zone 2 | heat | 3672.2918 | 20 | 134.1855 |  | ResSpHtHPZ2 | 134.1855
Ground Source Heat Pump Upgrade from Air Source Heat Pump - Without Desuperheater - Existing House 4000 square feet or greater - Heating Zone 2 - Cooling Zone 2 | cool | 181.7266 | 20 | 0 |  | ResCACPNW | 0
Ground Source Heat Pump Upgrade from Air Source Heat Pump - Without Desuperheater - Existing House 4000 square feet or greater - Heating Zone 2 - Cooling Zone 2 | dhw | 0 | 20 | 13713.364 |  | ResDHW | 0
Ground Source Heat Pump Upgrade from Air Source Heat Pump - Without Desuperheater - Existing House 4000 square feet or greater - Heating Zone 2 - Cooling Zone 3 | heat | 3672.2918 | 20 | 134.1855 |  | ResSpHtHPZ2 | 134.1855
Ground Source Heat Pump Upgrade from Air Source Heat Pump - Without Desuperheater - Existing House 4000 square feet or greater - Heating Zone 2 - Cooling Zone 3 | cool | 381.5826 | 20 | 0 |  | ResCACPNW | 0
Ground Source Heat Pump Upgrade from Air Source Heat Pump - Without Desuperheater - Existing House 4000 square feet or greater - Heating Zone 2 - Cooling Zone 3 | dhw | 0 | 20 | 13713.364 |  | ResDHW | 0
Ground Source Heat Pump Upgrade from Air Source Heat Pump - Without Desuperheater - Existing House 4000 square feet or greater - Heating Zone 3 - Cooling Zone 1 | heat | 5069.2276 | 20 | 158.9268 |  | ResSpHtHPZ3 | 158.9268
Ground Source Heat Pump Upgrade from Air Source Heat Pump - Without Desuperheater - Existing House 4000 square feet or greater - Heating Zone 3 - Cooling Zone 1 | cool | 61.3087 | 20 | 0 |  | ResCACPNW | 0
Ground Source Heat Pump Upgrade from Air Source Heat Pump - Without Desuperheater - Existing House 4000 square feet or greater - Heating Zone 3 - Cooling Zone 1 | dhw | 0 | 20 | 22392.255 |  | ResDHW | 0
Ground Source Heat Pump Upgrade from Air Source Heat Pump - Without Desuperheater - Existing House 4000 square feet or greater - Heating Zone 3 - Cooling Zone 2 | heat | 5069.2276 | 20 | 158.9268 |  | ResSpHtHPZ3 | 158.9268
Ground Source Heat Pump Upgrade from Air Source Heat Pump - Without Desuperheater - Existing House 4000 square feet or greater - Heating Zone 3 - Cooling Zone 2 | cool | 181.7266 | 20 | 0 |  | ResCACPNW | 0
Ground Source Heat Pump Upgrade from Air Source Heat Pump - Without Desuperheater - Existing House 4000 square feet or greater - Heating Zone 3 - Cooling Zone 2 | dhw | 0 | 20 | 22392.255 |  | ResDHW | 0
Ground Source Heat Pump Upgrade from Air Source Heat Pump - Without Desuperheater - Existing House 4000 square feet or greater - Heating Zone 3 - Cooling Zone 3 | heat | 5069.2276 | 20 | 158.9268 |  | ResSpHtHPZ3 | 158.9268
Ground Source Heat Pump Upgrade from Air Source Heat Pump - Without Desuperheater - Existing House 4000 square feet or greater - Heating Zone 3 - Cooling Zone 3 | cool | 381.5826 | 20 | 0 |  | ResCACPNW | 0
Ground Source Heat Pump Upgrade from Air Source Heat Pump - Without Desuperheater - Existing House 4000 square feet or greater - Heating Zone 3 - Cooling Zone 3 | dhw | 0 | 20 | 22392.255 |  | ResDHW | 0
Ground Source Heat Pump Upgrade from Air Source Heat Pump - With Desuperheater - Existing House less than 4000 square feet - Heating Zone 1 - Cooling Zone 1 | heat | 394.4377 | 20 | 51.6183 |  | ResSpHtHPZ1 | 51.6183
Ground Source Heat Pump Upgrade from Air Source Heat Pump - With Desuperheater - Existing House less than 4000 square feet - Heating Zone 1 - Cooling Zone 1 | cool | 36.4362 | 20 | 0 |  | ResCACPNW | 0
Ground Source Heat Pump Upgrade from Air Source Heat Pump - With Desuperheater - Existing House less than 4000 square feet - Heating Zone 1 - Cooling Zone 1 | dhw | 1445.0771 | 20 | 4434.0203 |  | ResDHW | 0
Ground Source Heat Pump Upgrade from Air Source Heat Pump - With Desuperheater - Existing House less than 4000 square feet - Heating Zone 1 - Cooling Zone 2 | heat | 394.4377 | 20 | 51.6183 |  | ResSpHtHPZ1 | 51.6183
Ground Source Heat Pump Upgrade from Air Source Heat Pump - With Desuperheater - Existing House less than 4000 square feet - Heating Zone 1 - Cooling Zone 2 | cool | 115.7086 | 20 | 0 |  | ResCACPNW | 0
Ground Source Heat Pump Upgrade from Air Source Heat Pump - With Desuperheater - Existing House less than 4000 square feet - Heating Zone 1 - Cooling Zone 2 | dhw | 1445.0771 | 20 | 4434.0203 |  | ResDHW | 0
Ground Source Heat Pump Upgrade from Air Source Heat Pump - With Desuperheater - Existing House less than 4000 square feet - Heating Zone 1 - Cooling Zone 3 | heat | 394.4377 | 20 | 51.6183 |  | ResSpHtHPZ1 | 51.6183
Ground Source Heat Pump Upgrade from Air Source Heat Pump - With Desuperheater - Existing House less than 4000 square feet - Heating Zone 1 - Cooling Zone 3 | cool | 247.753 | 20 | 0 |  | ResCACPNW | 0
Ground Source Heat Pump Upgrade from Air Source Heat Pump - With Desuperheater - Existing House less than 4000 square feet - Heating Zone 1 - Cooling Zone 3 | dhw | 1445.0771 | 20 | 4434.0203 |  | ResDHW | 0
Ground Source Heat Pump Upgrade from Air Source Heat Pump - With Desuperheater - Existing House less than 4000 square feet - Heating Zone 2 - Cooling Zone 1 | heat | 1305.8285 | 20 | 50.9753 |  | ResSpHtHPZ2 | 50.9753
Ground Source Heat Pump Upgrade from Air Source Heat Pump - With Desuperheater - Existing House less than 4000 square feet - Heating Zone 2 - Cooling Zone 1 | cool | 36.4362 | 20 | 0 |  | ResCACPNW | 0
Ground Source Heat Pump Upgrade from Air Source Heat Pump - With Desuperheater - Existing House less than 4000 square feet - Heating Zone 2 - Cooling Zone 1 | dhw | 2008.5244 | 20 | 8878.3816 |  | ResDHW | 0
Ground Source Heat Pump Upgrade from Air Source Heat Pump - With Desuperheater - Existing House less than 4000 square feet - Heating Zone 2 - Cooling Zone 2 | heat | 1305.8285 | 20 | 50.9753 |  | ResSpHtHPZ2 | 50.9753
Ground Source Heat Pump Upgrade from Air Source Heat Pump - With Desuperheater - Existing House less than 4000 square feet - Heating Zone 2 - Cooling Zone 2 | cool | 115.7086 | 20 | 0 |  | ResCACPNW | 0
Ground Source Heat Pump Upgrade from Air Source Heat Pump - With Desuperheater - Existing House less than 4000 square feet - Heating Zone 2 - Cooling Zone 2 | dhw | 2008.5244 | 20 | 8878.3816 |  | ResDHW | 0
Ground Source Heat Pump Upgrade from Air Source Heat Pump - With Desuperheater - Existing House less than 4000 square feet - Heating Zone 2 - Cooling Zone 3 | heat | 1305.8285 | 20 | 50.9753 |  | ResSpHtHPZ2 | 50.9753
Ground Source Heat Pump Upgrade from Air Source Heat Pump - With Desuperheater - Existing House less than 4000 square feet - Heating Zone 2 - Cooling Zone 3 | cool | 247.753 | 20 | 0 |  | ResCACPNW | 0
Ground Source Heat Pump Upgrade from Air Source Heat Pump - With Desuperheater - Existing House less than 4000 square feet - Heating Zone 2 - Cooling Zone 3 | dhw | 2008.5244 | 20 | 8878.3816 |  | ResDHW | 0
Ground Source Heat Pump Upgrade from Air Source Heat Pump - With Desuperheater - Existing House less than 4000 square feet - Heating Zone 3 - Cooling Zone 1 | heat | 2024.044 | 20 | 54.8767 |  | ResSpHtHPZ3 | 54.8767
Ground Source Heat Pump Upgrade from Air Source Heat Pump - With Desuperheater - Existing House less than 4000 square feet - Heating Zone 3 - Cooling Zone 1 | cool | 36.4362 | 20 | 0 |  | ResCACPNW | 0
Ground Source Heat Pump Upgrade from Air Source Heat Pump - With Desuperheater - Existing House less than 4000 square feet - Heating Zone 3 - Cooling Zone 1 | dhw | 2318.4328 | 20 | 14478.1667 |  | ResDHW | 0
Ground Source Heat Pump Upgrade from Air Source Heat Pump - With Desuperheater - Existing House less than 4000 square feet - Heating Zone 3 - Cooling Zone 2 | heat | 2024.044 | 20 | 54.8767 |  | ResSpHtHPZ3 | 54.8767
Ground Source Heat Pump Upgrade from Air Source Heat Pump - With Desuperheater - Existing House less than 4000 square feet - Heating Zone 3 - Cooling Zone 2 | cool | 115.7086 | 20 | 0 |  | ResCACPNW | 0
Ground Source Heat Pump Upgrade from Air Source Heat Pump - With Desuperheater - Existing House less than 4000 square feet - Heating Zone 3 - Cooling Zone 2 | dhw | 2318.4328 | 20 | 14478.1667 |  | ResDHW | 0
Ground Source Heat Pump Upgrade from Air Source Heat Pump - With Desuperheater - Existing House less than 4000 square feet - Heating Zone 3 - Cooling Zone 3 | heat | 2024.044 | 20 | 54.8767 |  | ResSpHtHPZ3 | 54.8767
Ground Source Heat Pump Upgrade from Air Source Heat Pump - With Desuperheater - Existing House less than 4000 square feet - Heating Zone 3 - Cooling Zone 3 | cool | 247.753 | 20 | 0 |  | ResCACPNW | 0
Ground Source Heat Pump Upgrade from Air Source Heat Pump - With Desuperheater - Existing House less than 4000 square feet - Heating Zone 3 - Cooling Zone 3 | dhw | 2318.4328 | 20 | 14478.1667 |  | ResDHW | 0
Ground Source Heat Pump Upgrade from Air Source Heat Pump - With Desuperheater - Existing House 4000 square feet or greater - Heating Zone 1 - Cooling Zone 1 | heat | 1132.4234 | 20 | 92.3909 |  | ResSpHtHPZ1 | 92.3909
Ground Source Heat Pump Upgrade from Air Source Heat Pump - With Desuperheater - Existing House 4000 square feet or greater - Heating Zone 1 - Cooling Zone 1 | cool | 61.3805 | 20 | 0 |  | ResCACPNW | 0
Ground Source Heat Pump Upgrade from Air Source Heat Pump - With Desuperheater - Existing House 4000 square feet or greater - Heating Zone 1 - Cooling Zone 1 | dhw | 1616.9924 | 20 | 6948.372 |  | ResDHW | 0
Ground Source Heat Pump Upgrade from Air Source Heat Pump - With Desuperheater - Existing House 4000 square feet or greater - Heating Zone 1 - Cooling Zone 2 | heat | 1132.4234 | 20 | 92.3909 |  | ResSpHtHPZ1 | 92.3909
Ground Source Heat Pump Upgrade from Air Source Heat Pump - With Desuperheater - Existing House 4000 square feet or greater - Heating Zone 1 - Cooling Zone 2 | cool | 181.7987 | 20 | 0 |  | ResCACPNW | 0
Ground Source Heat Pump Upgrade from Air Source Heat Pump - With Desuperheater - Existing House 4000 square feet or greater - Heating Zone 1 - Cooling Zone 2 | dhw | 1616.9924 | 20 | 6948.372 |  | ResDHW | 0
Ground Source Heat Pump Upgrade from Air Source Heat Pump - With Desuperheater - Existing House 4000 square feet or greater - Heating Zone 1 - Cooling Zone 3 | heat | 1132.4234 | 20 | 92.3909 |  | ResSpHtHPZ1 | 92.3909
Ground Source Heat Pump Upgrade from Air Source Heat Pump - With Desuperheater - Existing House 4000 square feet or greater - Heating Zone 1 - Cooling Zone 3 | cool | 381.673 | 20 | 0 |  | ResCACPNW | 0
Ground Source Heat Pump Upgrade from Air Source Heat Pump - With Desuperheater - Existing House 4000 square feet or greater - Heating Zone 1 - Cooling Zone 3 | dhw | 1616.9924 | 20 | 6948.372 |  | ResDHW | 0
Ground Source Heat Pump Upgrade from Air Source Heat Pump - With Desuperheater - Existing House 4000 square feet or greater - Heating Zone 2 - Cooling Zone 1 | heat | 2869.5672 | 20 | 91.1986 |  | ResSpHtHPZ2 | 91.1986
Ground Source Heat Pump Upgrade from Air Source Heat Pump - With Desuperheater - Existing House 4000 square feet or greater - Heating Zone 2 - Cooling Zone 1 | cool | 61.3805 | 20 | 0 |  | ResCACPNW | 0
Ground Source Heat Pump Upgrade from Air Source Heat Pump - With Desuperheater - Existing House 4000 square feet or greater - Heating Zone 2 - Cooling Zone 1 | dhw | 2215.7199 | 20 | 13713.364 |  | ResDHW | 0
Ground Source Heat Pump Upgrade from Air Source Heat Pump - With Desuperheater - Existing House 4000 square feet or greater - Heating Zone 2 - Cooling Zone 2 | heat | 2869.5672 | 20 | 91.1986 |  | ResSpHtHPZ2 | 91.1986
Ground Source Heat Pump Upgrade from Air Source Heat Pump - With Desuperheater - Existing House 4000 square feet or greater - Heating Zone 2 - Cooling Zone 2 | cool | 181.7987 | 20 | 0 |  | ResCACPNW | 0
Ground Source Heat Pump Upgrade from Air Source Heat Pump - With Desuperheater - Existing House 4000 square feet or greater - Heating Zone 2 - Cooling Zone 2 | dhw | 2215.7199 | 20 | 13713.364 |  | ResDHW | 0
Ground Source Heat Pump Upgrade from Air Source Heat Pump - With Desuperheater - Existing House 4000 square feet or greater - Heating Zone 2 - Cooling Zone 3 | heat | 2869.5672 | 20 | 91.1986 |  | ResSpHtHPZ2 | 91.1986
Ground Source Heat Pump Upgrade from Air Source Heat Pump - With Desuperheater - Existing House 4000 square feet or greater - Heating Zone 2 - Cooling Zone 3 | cool | 381.673 | 20 | 0 |  | ResCACPNW | 0
Ground Source Heat Pump Upgrade from Air Source Heat Pump - With Desuperheater - Existing House 4000 square feet or greater - Heating Zone 2 - Cooling Zone 3 | dhw | 2215.7199 | 20 | 13713.364 |  | ResDHW | 0
Ground Source Heat Pump Upgrade from Air Source Heat Pump - With Desuperheater - Existing House 4000 square feet or greater - Heating Zone 3 - Cooling Zone 1 | heat | 4148.3848 | 20 | 99.5877 |  | ResSpHtHPZ3 | 99.5877
Ground Source Heat Pump Upgrade from Air Source Heat Pump - With Desuperheater - Existing House 4000 square feet or greater - Heating Zone 3 - Cooling Zone 1 | cool | 61.3805 | 20 | 0 |  | ResCACPNW | 0
Ground Source Heat Pump Upgrade from Air Source Heat Pump - With Desuperheater - Existing House 4000 square feet or greater - Heating Zone 3 - Cooling Zone 1 | dhw | 2533.6848 | 20 | 22392.255 |  | ResDHW | 0
Ground Source Heat Pump Upgrade from Air Source Heat Pump - With Desuperheater - Existing House 4000 square feet or greater - Heating Zone 3 - Cooling Zone 2 | heat | 4148.3848 | 20 | 99.5877 |  | ResSpHtHPZ3 | 99.5877
Ground Source Heat Pump Upgrade from Air Source Heat Pump - With Desuperheater - Existing House 4000 square feet or greater - Heating Zone 3 - Cooling Zone 2 | cool | 181.7987 | 20 | 0 |  | ResCACPNW | 0
Ground Source Heat Pump Upgrade from Air Source Heat Pump - With Desuperheater - Existing House 4000 square feet or greater - Heating Zone 3 - Cooling Zone 2 | dhw | 2533.6848 | 20 | 22392.255 |  | ResDHW | 0
Ground Source Heat Pump Upgrade from Air Source Heat Pump - With Desuperheater - Existing House 4000 square feet or greater - Heating Zone 3 - Cooling Zone 3 | heat | 4148.3848 | 20 | 99.5877 |  | ResSpHtHPZ3 | 99.5877
Ground Source Heat Pump Upgrade from Air Source Heat Pump - With Desuperheater - Existing House 4000 square feet or greater - Heating Zone 3 - Cooling Zone 3 | cool | 381.673 | 20 | 0 |  | ResCACPNW | 0
Ground Source Heat Pump Upgrade from Air Source Heat Pump - With Desuperheater - Existing House 4000 square feet or greater - Heating Zone 3 - Cooling Zone 3 | dhw | 2533.6848 | 20 | 22392.255 |  | ResDHW | 0
Note on I6: :ProCost Periodic replacement costs and savings of the measure. These are costs and savings that occur periodically, but at different periods than annually. Can be positive or negative. Periodic replacement costs for both the measure and the baseline measure should be included if applicable. ProCost can analyze these costs in two ways dependent on the 'Repeat Periodic Replacement' switch in the ProData page. When set to 'On', ProCost repeats replacement costs for multiple times over the life of a measure depending on the input period and measure life. For example fluorescent lamps may have a 4-year replacement cycle that repeats 3 times in a 15-year measure life. When set to 'Off', ProCost reads the period as the year after installation that the replacement cost occurs and does not subsequently reinstall or repeat the replacement costs. For example a compressor may be replaced only once in the life of a heat-pump system. Example: A new fluorescent lighting systems may have a measure life of 15 years, and a lamp life of five years. Two lamps per fixture must be replaced at years 6 and 11. Lamp and labor costs, expressed as positive costs, are entered as a cost and the period would be entered as 5. The baseline measure may have a four year lamp life and would have required a three-lamp replacement at years 5, 9 and 13. Lamp and labor replacement costs would be entered as annual savings in dollars with a 4-year period. ProCost determines the net present value of the two cost streams.
Note on O6: :ProCost If the measure has gas savings for increases, enter the annual savings and shape of the savings here. Example: Clothes washer saves electric motor and dryer energy and gas water heat.
Note on A7: :ProCost Category for the measure. Individual measures can be grouped into categories. ProCost output is reported by measure and by category. All measures must belong to at least one category. Category name can be the same as measure name. Example: Measures can be combined into one category if they have components with different load shapes or measure lives. On wash machines there may be one load shape for the electric motor savings component, a second load shape for the electric water heat savings component and a third shape for electric dryer savings component.
Note on B7: :ProCost Name of Measure. User-defined. For PTR measures, defined naming conventions apply.
Note on C7: :ProCost Annual electric savings for the measure in kWh at the site. May be positive, negative or zero. Savings are incremental to the baseline alternative.
Note on D7: :ProCost Physical life of the measure in years. Must be >=1.
Note on E7: :ProCost Initial cost to install the measure in dollars. Costs are incremental to the baseline alternative. Dollars must be denominated in the same year as 'Input Cost Reference Year' input on the ProData page.
Note on F7: :ProCost Annual operations and maintenance cost for the measure in dollars. Must be incremental cost over the baseline alternative. May be positive, negative or zero. Dollars must be denominated in the same year as 'Input Cost Reference Year' input on the ProData page. O&M costs are entered as positive values. Negative values represent O&M savings compared to the baseline alternative. Example: Annualized maintenance cost for a heat pump heating system compared to a baseline electric resistance heating system.
Note on G7: :ProCost Name of the pointer to the shape of the savings. The shapes represent the daily and monthly shape of the savings in four time segments for each month of the year. Shape of the savings is relative to the baseline alternative. These shapes are in the MC_AND_Loadshape file.
Note on H7: :ProCost Annual value of any non-energy benefits of the measure, relative to the baseline alternative. Expressed in dollars per year and denominated in dollars of the 'Cost Reference Year'. Positive value represents dollar savings. Negative value represents dollar cost. Example: Water, detergent and sewer savings from efficient clothes washer.
Note on I7: : Cost in dollars that is incurred for Period 1. Positive value if cost. Negative value if savings. Dollars must be denominated in the same year as 'Input Cost Reference Year' input on the ProData page.
Note on J7: :ProCost Duration of Period1. The time at which Period 1 costs, or savings, occur. In years.
Note on K7: : Cost in dollars that is incurred for Period 2 Positive value if cost. Negative value if savings. Dollars must be denominated in the same year as 'Input Cost Reference Year' input on the ProData page.
Note on L7: :ProCost Duration of Period 2. The time at which Period 2 costs, or savings, occur. In years.
Note on M7: : Cost in dollars that is incurred for Period 3. Positive value if cost. Negative value if savings. Dollars must be denominated in the same year as 'Input Cost Reference Year' input on the ProData page.
Note on N7: :ProCost Duration of Period 3. The time at which Period 3 costs, or savings, occur. In years.
Note on O7: : Annual gas savings, or increases, in therms.
Note on P7: :ProCost Name of the pointer to the shape of the savings. The shapes represent the daily and monthly shape of the savings in four time segments for each month of the year. Shape of the savings is relative to the baseline alternative. These shapes are in the MC_AND_Loadshape file.

## WeightedSavings
| prototype | weight
| 1568 | 25%
| 2200 | 40%
| 2688 | 35%
| 5000 | 100%
[5 empty] | 3 | 4 | 5 | 7 | 9 | 12
new/retro | DHW | size | climate | Measure Name | Heat Save | Cool Save | DHW Save | NEB | Space Cost | DHW Cost
n | des0 | nwproto | HZ1CZ1 | Ground Source Heat Pump Upgrade from Air Source Heat Pump - Without Desuperheater - New House less than 4000 square feet - Heating Zone 1 - Cooling Zone 1 | 820.7802 | 34.9485 | 0 | 58.3291 | 4097.9851 | 0 | NWHZ1CZ1_1568n_20gshp_des0 | n_nwprotoHZ1CZ1des0
n | des0 | nwproto | HZ1CZ2 | Ground Source Heat Pump Upgrade from Air Source Heat Pump - Without Desuperheater - New House less than 4000 square feet - Heating Zone 1 - Cooling Zone 2 | 820.7802 | 109.8133 | 0 | 58.3291 | 4097.9851 | 0 | NWHZ1CZ2_1568n_20gshp_des0 | n_nwprotoHZ1CZ2des0
n | des0 | nwproto | HZ1CZ3 | Ground Source Heat Pump Upgrade from Air Source Heat Pump - Without Desuperheater - New House less than 4000 square feet - Heating Zone 1 - Cooling Zone 3 | 820.7802 | 232.8758 | 0 | 58.3291 | 4097.9851 | 0 | NWHZ1CZ3_1568n_20gshp_des0 | n_nwprotoHZ1CZ3des0
n | des0 | nwproto | HZ2CZ1 | Ground Source Heat Pump Upgrade from Air Source Heat Pump - Without Desuperheater - New House less than 4000 square feet - Heating Zone 2 - Cooling Zone 1 | 1826.9177 | 34.9485 | 0 | 67.5052 | 8135.5023 | 0 | WxHZ1CZ1_1568e_20gshp_des0 | n_nwprotoHZ2CZ1des0
n | des0 | nwproto | HZ2CZ2 | Ground Source Heat Pump Upgrade from Air Source Heat Pump - Without Desuperheater - New House less than 4000 square feet - Heating Zone 2 - Cooling Zone 2 | 1826.9177 | 109.8133 | 0 | 67.5052 | 8135.5023 | 0 | WxHZ1CZ2_1568e_20gshp_des0 | n_nwprotoHZ2CZ2des0
n | des0 | nwproto | HZ2CZ3 | Ground Source Heat Pump Upgrade from Air Source Heat Pump - Without Desuperheater - New House less than 4000 square feet - Heating Zone 2 - Cooling Zone 3 | 1826.9177 | 232.8758 | 0 | 67.5052 | 8135.5023 | 0 | WxHZ1CZ3_1568e_20gshp_des0 | n_nwprotoHZ2CZ3des0
n | des0 | nwproto | HZ3CZ1 | Ground Source Heat Pump Upgrade from Air Source Heat Pump - Without Desuperheater - New House less than 4000 square feet - Heating Zone 3 - Cooling Zone 1 | 2560.3019 | 34.9485 | 0 | 79.9141 | 13124.2903 | 0 | NWHZ2CZ1_1568n_20gshp_des0 | n_nwprotoHZ3CZ1des0
n | des0 | nwproto | HZ3CZ2 | Ground Source Heat Pump Upgrade from Air Source Heat Pump - Without Desuperheater - New House less than 4000 square feet - Heating Zone 3 - Cooling Zone 2 | 2560.3019 | 109.8133 | 0 | 79.9141 | 13124.2903 | 0 | NWHZ2CZ2_1568n_20gshp_des0 | n_nwprotoHZ3CZ2des0
n | des0 | nwproto | HZ3CZ3 | Ground Source Heat Pump Upgrade from Air Source Heat Pump - Without Desuperheater - New House less than 4000 square feet - Heating Zone 3 - Cooling Zone 3 | 2560.3019 | 232.8758 | 0 | 79.9141 | 13124.2903 | 0 | NWHZ2CZ3_1568n_20gshp_des0 | n_nwprotoHZ3CZ3des0
n | des0 | >4000 | HZ1CZ1 | Ground Source Heat Pump Upgrade from Air Source Heat Pump - Without Desuperheater - New House 4000 square feet or greater - Heating Zone 1 - Cooling Zone 1 | 1686.6827 | 58.6585 | 0 | 113.6195 | 6009.2415 | 0 | WxHZ2CZ1_1568e_20gshp_des0 | n_>4000HZ1CZ1des0
n | des0 | >4000 | HZ1CZ2 | Ground Source Heat Pump Upgrade from Air Source Heat Pump - Without Desuperheater - New House 4000 square feet or greater - Heating Zone 1 - Cooling Zone 2 | 1686.6827 | 172.7585 | 0 | 113.6195 | 6009.2415 | 0 | WxHZ2CZ2_1568e_20gshp_des0 | n_>4000HZ1CZ2des0
n | des0 | >4000 | HZ1CZ3 | Ground Source Heat Pump Upgrade from Air Source Heat Pump - Without Desuperheater - New House 4000 square feet or greater - Heating Zone 1 - Cooling Zone 3 | 1686.6827 | 361.5685 | 0 | 113.6195 | 6009.2415 | 0 | WxHZ2CZ3_1568e_20gshp_des0 | n_>4000HZ1CZ3des0
n | des0 | >4000 | HZ2CZ1 | Ground Source Heat Pump Upgrade from Air Source Heat Pump - Without Desuperheater - New House 4000 square feet or greater - Heating Zone 2 - Cooling Zone 1 | 3629.7216 | 58.6585 | 0 | 131.4644 | 11942.1035 | 0 | NWHZ3CZ1_1568n_20gshp_des0 | n_>4000HZ2CZ1des0
n | des0 | >4000 | HZ2CZ2 | Ground Source Heat Pump Upgrade from Air Source Heat Pump - Without Desuperheater - New House 4000 square feet or greater - Heating Zone 2 - Cooling Zone 2 | 3629.7216 | 172.7585 | 0 | 131.4644 | 11942.1035 | 0 | NWHZ3CZ2_1568n_20gshp_des0 | n_>4000HZ2CZ2des0
n | des0 | >4000 | HZ2CZ3 | Ground Source Heat Pump Upgrade from Air Source Heat Pump - Without Desuperheater - New House 4000 square feet or greater - Heating Zone 2 - Cooling Zone 3 | 3629.7216 | 361.5685 | 0 | 131.4644 | 11942.1035 | 0 | NWHZ3CZ3_1568n_20gshp_des0 | n_>4000HZ2CZ3des0
n | des0 | >4000 | HZ3CZ1 | Ground Source Heat Pump Upgrade from Air Source Heat Pump - Without Desuperheater - New House 4000 square feet or greater - Heating Zone 3 - Cooling Zone 1 | 4952.1284 | 58.6585 | 0 | 156.5288 | 19560.591 | 0 | WxHZ3CZ1_1568e_20gshp_des0 | n_>4000HZ3CZ1des0
n | des0 | >4000 | HZ3CZ2 | Ground Source Heat Pump Upgrade from Air Source Heat Pump - Without Desuperheater - New House 4000 square feet or greater - Heating Zone 3 - Cooling Zone 2 | 4952.1284 | 172.7585 | 0 | 156.5288 | 19560.591 | 0 | WxHZ3CZ2_1568e_20gshp_des0 | n_>4000HZ3CZ2des0
n | des0 | >4000 | HZ3CZ3 | Ground Source Heat Pump Upgrade from Air Source Heat Pump - Without Desuperheater - New House 4000 square feet or greater - Heating Zone 3 - Cooling Zone 3 | 4952.1284 | 361.5685 | 0 | 156.5288 | 19560.591 | 0 | WxHZ3CZ3_1568e_20gshp_des0 | n_>4000HZ3CZ3des0
n | des1 | nwproto | HZ1CZ1 | Ground Source Heat Pump Upgrade from Air Source Heat Pump - With Desuperheater - New House less than 4000 square feet - Heating Zone 1 - Cooling Zone 1 | 318.2259 | 34.9288 | 1362.5296 | 45.7204 | 4097.9851 | 1000 | NWHZ1CZ1_2200n_25gshp_des0 | n_nwprotoHZ1CZ1des1
n | des1 | nwproto | HZ1CZ2 | Ground Source Heat Pump Upgrade from Air Source Heat Pump - With Desuperheater - New House less than 4000 square feet - Heating Zone 1 - Cooling Zone 2 | 318.2259 | 109.7775 | 1362.5296 | 45.7204 | 4097.9851 | 1000 | NWHZ1CZ2_2200n_25gshp_des0 | n_nwprotoHZ1CZ2des1
n | des1 | nwproto | HZ1CZ3 | Ground Source Heat Pump Upgrade from Air Source Heat Pump - With Desuperheater - New House less than 4000 square feet - Heating Zone 1 - Cooling Zone 3 | 318.2259 | 232.8425 | 1362.5296 | 45.7204 | 4097.9851 | 1000 | NWHZ1CZ3_2200n_25gshp_des0 | n_nwprotoHZ1CZ3des1
n | des1 | nwproto | HZ2CZ1 | Ground Source Heat Pump Upgrade from Air Source Heat Pump - With Desuperheater - New House less than 4000 square feet - Heating Zone 2 - Cooling Zone 1 | 1114.028 | 34.9288 | 1907.0521 | 46.1198 | 8135.5023 | 1000 | WxHZ1CZ1_2200e_30gshp_des0 | n_nwprotoHZ2CZ1des1
n | des1 | nwproto | HZ2CZ2 | Ground Source Heat Pump Upgrade from Air Source Heat Pump - With Desuperheater - New House less than 4000 square feet - Heating Zone 2 - Cooling Zone 2 | 1114.028 | 109.7775 | 1907.0521 | 46.1198 | 8135.5023 | 1000 | WxHZ1CZ2_2200e_30gshp_des0 | n_nwprotoHZ2CZ2des1
n | des1 | nwproto | HZ2CZ3 | Ground Source Heat Pump Upgrade from Air Source Heat Pump - With Desuperheater - New House less than 4000 square feet - Heating Zone 2 - Cooling Zone 3 | 1114.028 | 232.8425 | 1907.0521 | 46.1198 | 8135.5023 | 1000 | WxHZ1CZ3_2200e_30gshp_des0 | n_nwprotoHZ2CZ3des1
n | des1 | nwproto | HZ3CZ1 | Ground Source Heat Pump Upgrade from Air Source Heat Pump - With Desuperheater - New House less than 4000 square feet - Heating Zone 3 - Cooling Zone 1 | 1747.5171 | 34.9288 | 2199.8769 | 49.9438 | 13124.2903 | 1000 | NWHZ2CZ1_2200n_25gshp_des0 | n_nwprotoHZ3CZ1des1
n | des1 | nwproto | HZ3CZ2 | Ground Source Heat Pump Upgrade from Air Source Heat Pump - With Desuperheater - New House less than 4000 square feet - Heating Zone 3 - Cooling Zone 2 | 1747.5171 | 109.7775 | 2199.8769 | 49.9438 | 13124.2903 | 1000 | NWHZ2CZ2_2200n_25gshp_des0 | n_nwprotoHZ3CZ2des1
n | des1 | nwproto | HZ3CZ3 | Ground Source Heat Pump Upgrade from Air Source Heat Pump - With Desuperheater - New House less than 4000 square feet - Heating Zone 3 - Cooling Zone 3 | 1747.5171 | 232.8425 | 2199.8769 | 49.9438 | 13124.2903 | 1000 | NWHZ2CZ3_2200n_25gshp_des0 | n_nwprotoHZ3CZ3des1
n | des1 | >4000 | HZ1CZ1 | Ground Source Heat Pump Upgrade from Air Source Heat Pump - With Desuperheater - New House 4000 square feet or greater - Heating Zone 1 - Cooling Zone 1 | 1068.7551 | 58.7601 | 1671.5937 | 87.7089 | 6009.2415 | 1000 | WxHZ2CZ1_2200e_30gshp_des0 | n_>4000HZ1CZ1des1
n | des1 | >4000 | HZ1CZ2 | Ground Source Heat Pump Upgrade from Air Source Heat Pump - With Desuperheater - New House 4000 square feet or greater - Heating Zone 1 - Cooling Zone 2 | 1068.7551 | 172.8651 | 1671.5937 | 87.7089 | 6009.2415 | 1000 | WxHZ2CZ2_2200e_30gshp_des0 | n_>4000HZ1CZ2des1
n | des1 | >4000 | HZ1CZ3 | Ground Source Heat Pump Upgrade from Air Source Heat Pump - With Desuperheater - New House 4000 square feet or greater - Heating Zone 1 - Cooling Zone 3 | 1068.7551 | 361.693 | 1671.5937 | 87.7089 | 6009.2415 | 1000 | WxHZ2CZ3_2200e_30gshp_des0 | n_>4000HZ1CZ3des1
n | des1 | >4000 | HZ2CZ1 | Ground Source Heat Pump Upgrade from Air Source Heat Pump - With Desuperheater - New House 4000 square feet or greater - Heating Zone 2 - Cooling Zone 1 | 2715.5017 | 58.7601 | 2289.482 | 88.9759 | 11942.1035 | 1000 | NWHZ3CZ1_2200n_25gshp_des0 | n_>4000HZ2CZ1des1
n | des1 | >4000 | HZ2CZ2 | Ground Source Heat Pump Upgrade from Air Source Heat Pump - With Desuperheater - New House 4000 square feet or greater - Heating Zone 2 - Cooling Zone 2 | 2715.5017 | 172.8651 | 2289.482 | 88.9759 | 11942.1035 | 1000 | NWHZ3CZ2_2200n_25gshp_des0 | n_>4000HZ2CZ2des1
n | des1 | >4000 | HZ2CZ3 | Ground Source Heat Pump Upgrade from Air Source Heat Pump - With Desuperheater - New House 4000 square feet or greater - Heating Zone 2 - Cooling Zone 3 | 2715.5017 | 361.693 | 2289.482 | 88.9759 | 11942.1035 | 1000 | NWHZ3CZ3_2200n_25gshp_des0 | n_>4000HZ2CZ3des1
n | des1 | >4000 | HZ3CZ1 | Ground Source Heat Pump Upgrade from Air Source Heat Pump - With Desuperheater - New House 4000 square feet or greater - Heating Zone 3 - Cooling Zone 1 | 3889.7038 | 58.7601 | 2602.3167 | 98.5604 | 19560.591 | 1000 | WxHZ3CZ1_2200e_30gshp_des0 | n_>4000HZ3CZ1des1
n | des1 | >4000 | HZ3CZ2 | Ground Source Heat Pump Upgrade from Air Source Heat Pump - With Desuperheater - New House 4000 square feet or greater - Heating Zone 3 - Cooling Zone 2 | 3889.7038 | 172.8651 | 2602.3167 | 98.5604 | 19560.591 | 1000 | WxHZ3CZ2_2200e_30gshp_des0 | n_>4000HZ3CZ2des1
n | des1 | >4000 | HZ3CZ3 | Ground Source Heat Pump Upgrade from Air Source Heat Pump - With Desuperheater - New House 4000 square feet or greater - Heating Zone 3 - Cooling Zone 3 | 3889.7038 | 361.693 | 2602.3167 | 98.5604 | 19560.591 | 1000 | WxHZ3CZ3_2200e_30gshp_des0 | n_>4000HZ3CZ3des1
e | des0 | nwproto | HZ1CZ1 | Ground Source Heat Pump Upgrade from Air Source Heat Pump - Without Desuperheater - Existing House less than 4000 square feet - Heating Zone 1 - Cooling Zone 1 | 912.8164 | 36.4574 | 0 | 65.6408 | 4434.0203 | 0 | NWHZ1CZ1_2688n_25gshp_des0 | e_nwprotoHZ1CZ1des0
e | des0 | nwproto | HZ1CZ2 | Ground Source Heat Pump Upgrade from Air Source Heat Pump - Without Desuperheater - Existing House less than 4000 square feet - Heating Zone 1 - Cooling Zone 2 | 912.8164 | 115.7482 | 0 | 65.6408 | 4434.0203 | 0 | NWHZ1CZ2_2688n_25gshp_des0 | e_nwprotoHZ1CZ2des0
e | des0 | nwproto | HZ1CZ3 | Ground Source Heat Pump Upgrade from Air Source Heat Pump - Without Desuperheater - Existing House less than 4000 square feet - Heating Zone 1 - Cooling Zone 3 | 912.8164 | 247.7898 | 0 | 65.6408 | 4434.0203 | 0 | NWHZ1CZ3_2688n_25gshp_des0 | e_nwprotoHZ1CZ3des0
e | des0 | nwproto | HZ2CZ1 | Ground Source Heat Pump Upgrade from Air Source Heat Pump - Without Desuperheater - Existing House less than 4000 square feet - Heating Zone 2 - Cooling Zone 1 | 2029.6679 | 36.4574 | 0 | 74.734 | 8878.3816 | 0 | WxHZ1CZ1_2688e_25gshp_des0 | e_nwprotoHZ2CZ1des0
e | des0 | nwproto | HZ2CZ2 | Ground Source Heat Pump Upgrade from Air Source Heat Pump - Without Desuperheater - Existing House less than 4000 square feet - Heating Zone 2 - Cooling Zone 2 | 2029.6679 | 115.7482 | 0 | 74.734 | 8878.3816 | 0 | WxHZ1CZ2_2688e_25gshp_des0 | e_nwprotoHZ2CZ2des0
e | des0 | nwproto | HZ2CZ3 | Ground Source Heat Pump Upgrade from Air Source Heat Pump - Without Desuperheater - Existing House less than 4000 square feet - Heating Zone 2 - Cooling Zone 3 | 2029.6679 | 247.7898 | 0 | 74.734 | 8878.3816 | 0 | WxHZ1CZ3_2688e_25gshp_des0 | e_nwprotoHZ2CZ3des0
e | des0 | nwproto | HZ3CZ1 | Ground Source Heat Pump Upgrade from Air Source Heat Pump - Without Desuperheater - Existing House less than 4000 square feet - Heating Zone 3 - Cooling Zone 1 | 2846.9218 | 36.4574 | 0 | 88.2021 | 14478.1667 | 0 | NWHZ2CZ1_2688n_25gshp_des0 | e_nwprotoHZ3CZ1des0
e | des0 | nwproto | HZ3CZ2 | Ground Source Heat Pump Upgrade from Air Source Heat Pump - Without Desuperheater - Existing House less than 4000 square feet - Heating Zone 3 - Cooling Zone 2 | 2846.9218 | 115.7482 | 0 | 88.2021 | 14478.1667 | 0 | NWHZ2CZ2_2688n_25gshp_des0 | e_nwprotoHZ3CZ2des0
e | des0 | nwproto | HZ3CZ3 | Ground Source Heat Pump Upgrade from Air Source Heat Pump - Without Desuperheater - Existing House less than 4000 square feet - Heating Zone 3 - Cooling Zone 3 | 2846.9218 | 247.7898 | 0 | 88.2021 | 14478.1667 | 0 | NWHZ2CZ3_2688n_25gshp_des0 | e_nwprotoHZ3CZ3des0
e | des0 | >4000 | HZ1CZ1 | Ground Source Heat Pump Upgrade from Air Source Heat Pump - Without Desuperheater - Existing House 4000 square feet or greater - Heating Zone 1 - Cooling Zone 1 | 1693.5664 | 61.3087 | 0 | 118.4073 | 6948.372 | 0 | WxHZ2CZ1_2688e_25gshp_des0 | e_>4000HZ1CZ1des0
e | des0 | >4000 | HZ1CZ2 | Ground Source Heat Pump Upgrade from Air Source Heat Pump - Without Desuperheater - Existing House 4000 square feet or greater - Heating Zone 1 - Cooling Zone 2 | 1693.5664 | 181.7266 | 0 | 118.4073 | 6948.372 | 0 | WxHZ2CZ2_2688e_25gshp_des0 | e_>4000HZ1CZ2des0
e | des0 | >4000 | HZ1CZ3 | Ground Source Heat Pump Upgrade from Air Source Heat Pump - Without Desuperheater - Existing House 4000 square feet or greater - Heating Zone 1 - Cooling Zone 3 | 1693.5664 | 381.5826 | 0 | 118.4073 | 6948.372 | 0 | WxHZ2CZ3_2688e_25gshp_des0 | e_>4000HZ1CZ3des0
e | des0 | >4000 | HZ2CZ1 | Ground Source Heat Pump Upgrade from Air Source Heat Pump - Without Desuperheater - Existing House 4000 square feet or greater - Heating Zone 2 - Cooling Zone 1 | 3672.2918 | 61.3087 | 0 | 134.1855 | 13713.364 | 0 | NWHZ3CZ1_2688n_25gshp_des0 | e_>4000HZ2CZ1des0
e | des0 | >4000 | HZ2CZ2 | Ground Source Heat Pump Upgrade from Air Source Heat Pump - Without Desuperheater - Existing House 4000 square feet or greater - Heating Zone 2 - Cooling Zone 2 | 3672.2918 | 181.7266 | 0 | 134.1855 | 13713.364 | 0 | NWHZ3CZ2_2688n_25gshp_des0 | e_>4000HZ2CZ2des0
e | des0 | >4000 | HZ2CZ3 | Ground Source Heat Pump Upgrade from Air Source Heat Pump - Without Desuperheater - Existing House 4000 square feet or greater - Heating Zone 2 - Cooling Zone 3 | 3672.2918 | 381.5826 | 0 | 134.1855 | 13713.364 | 0 | NWHZ3CZ3_2688n_25gshp_des0 | e_>4000HZ2CZ3des0
e | des0 | >4000 | HZ3CZ1 | Ground Source Heat Pump Upgrade from Air Source Heat Pump - Without Desuperheater - Existing House 4000 square feet or greater - Heating Zone 3 - Cooling Zone 1 | 5069.2276 | 61.3087 | 0 | 158.9268 | 22392.255 | 0 | WxHZ3CZ1_2688e_25gshp_des0 | e_>4000HZ3CZ1des0
e | des0 | >4000 | HZ3CZ2 | Ground Source Heat Pump Upgrade from Air Source Heat Pump - Without Desuperheater - Existing House 4000 square feet or greater - Heating Zone 3 - Cooling Zone 2 | 5069.2276 | 181.7266 | 0 | 158.9268 | 22392.255 | 0 | WxHZ3CZ2_2688e_25gshp_des0 | e_>4000HZ3CZ2des0
e | des0 | >4000 | HZ3CZ3 | Ground Source Heat Pump Upgrade from Air Source Heat Pump - Without Desuperheater - Existing House 4000 square feet or greater - Heating Zone 3 - Cooling Zone 3 | 5069.2276 | 381.5826 | 0 | 158.9268 | 22392.255 | 0 | WxHZ3CZ3_2688e_25gshp_des0 | e_>4000HZ3CZ3des0
e | des1 | nwproto | HZ1CZ1 | Ground Source Heat Pump Upgrade from Air Source Heat Pump - With Desuperheater - Existing House less than 4000 square feet - Heating Zone 1 - Cooling Zone 1 | 394.4377 | 36.4362 | 1445.0771 | 51.6183 | 4434.0203 | 1000 | NWHZ1CZ1_5000n_35gshp_des0 | e_nwprotoHZ1CZ1des1
e | des1 | nwproto | HZ1CZ2 | Ground Source Heat Pump Upgrade from Air Source Heat Pump - With Desuperheater - Existing House less than 4000 square feet - Heating Zone 1 - Cooling Zone 2 | 394.4377 | 115.7086 | 1445.0771 | 51.6183 | 4434.0203 | 1000 | NWHZ1CZ2_5000n_35gshp_des0 | e_nwprotoHZ1CZ2des1
e | des1 | nwproto | HZ1CZ3 | Ground Source Heat Pump Upgrade from Air Source Heat Pump - With Desuperheater - Existing House less than 4000 square feet - Heating Zone 1 - Cooling Zone 3 | 394.4377 | 247.753 | 1445.0771 | 51.6183 | 4434.0203 | 1000 | NWHZ1CZ3_5000n_35gshp_des0 | e_nwprotoHZ1CZ3des1
e | des1 | nwproto | HZ2CZ1 | Ground Source Heat Pump Upgrade from Air Source Heat Pump - With Desuperheater - Existing House less than 4000 square feet - Heating Zone 2 - Cooling Zone 1 | 1305.8285 | 36.4362 | 2008.5244 | 50.9753 | 8878.3816 | 1000 | WxHZ1CZ1_5000e_40gshp_des0 | e_nwprotoHZ2CZ1des1
e | des1 | nwproto | HZ2CZ2 | Ground Source Heat Pump Upgrade from Air Source Heat Pump - With Desuperheater - Existing House less than 4000 square feet - Heating Zone 2 - Cooling Zone 2 | 1305.8285 | 115.7086 | 2008.5244 | 50.9753 | 8878.3816 | 1000 | WxHZ1CZ2_5000e_40gshp_des0 | e_nwprotoHZ2CZ2des1
e | des1 | nwproto | HZ2CZ3 | Ground Source Heat Pump Upgrade from Air Source Heat Pump - With Desuperheater - Existing House less than 4000 square feet - Heating Zone 2 - Cooling Zone 3 | 1305.8285 | 247.753 | 2008.5244 | 50.9753 | 8878.3816 | 1000 | WxHZ1CZ3_5000e_40gshp_des0 | e_nwprotoHZ2CZ3des1
e | des1 | nwproto | HZ3CZ1 | Ground Source Heat Pump Upgrade from Air Source Heat Pump - With Desuperheater - Existing House less than 4000 square feet - Heating Zone 3 - Cooling Zone 1 | 2024.044 | 36.4362 | 2318.4328 | 54.8767 | 14478.1667 | 1000 | NWHZ2CZ1_5000n_35gshp_des0 | e_nwprotoHZ3CZ1des1
e | des1 | nwproto | HZ3CZ2 | Ground Source Heat Pump Upgrade from Air Source Heat Pump - With Desuperheater - Existing House less than 4000 square feet - Heating Zone 3 - Cooling Zone 2 | 2024.044 | 115.7086 | 2318.4328 | 54.8767 | 14478.1667 | 1000 | NWHZ2CZ2_5000n_35gshp_des0 | e_nwprotoHZ3CZ2des1
e | des1 | nwproto | HZ3CZ3 | Ground Source Heat Pump Upgrade from Air Source Heat Pump - With Desuperheater - Existing House less than 4000 square feet - Heating Zone 3 - Cooling Zone 3 | 2024.044 | 247.753 | 2318.4328 | 54.8767 | 14478.1667 | 1000 | NWHZ2CZ3_5000n_35gshp_des0 | e_nwprotoHZ3CZ3des1
e | des1 | >4000 | HZ1CZ1 | Ground Source Heat Pump Upgrade from Air Source Heat Pump - With Desuperheater - Existing House 4000 square feet or greater - Heating Zone 1 - Cooling Zone 1 | 1132.4234 | 61.3805 | 1616.9924 | 92.3909 | 6948.372 | 1000 | WxHZ2CZ1_5000e_40gshp_des0 | e_>4000HZ1CZ1des1
e | des1 | >4000 | HZ1CZ2 | Ground Source Heat Pump Upgrade from Air Source Heat Pump - With Desuperheater - Existing House 4000 square feet or greater - Heating Zone 1 - Cooling Zone 2 | 1132.4234 | 181.7987 | 1616.9924 | 92.3909 | 6948.372 | 1000 | WxHZ2CZ2_5000e_40gshp_des0 | e_>4000HZ1CZ2des1
e | des1 | >4000 | HZ1CZ3 | Ground Source Heat Pump Upgrade from Air Source Heat Pump - With Desuperheater - Existing House 4000 square feet or greater - Heating Zone 1 - Cooling Zone 3 | 1132.4234 | 381.673 | 1616.9924 | 92.3909 | 6948.372 | 1000 | WxHZ2CZ3_5000e_40gshp_des0 | e_>4000HZ1CZ3des1
e | des1 | >4000 | HZ2CZ1 | Ground Source Heat Pump Upgrade from Air Source Heat Pump - With Desuperheater - Existing House 4000 square feet or greater - Heating Zone 2 - Cooling Zone 1 | 2869.5672 | 61.3805 | 2215.7199 | 91.1986 | 13713.364 | 1000 | NWHZ3CZ1_5000n_35gshp_des0 | e_>4000HZ2CZ1des1
e | des1 | >4000 | HZ2CZ2 | Ground Source Heat Pump Upgrade from Air Source Heat Pump - With Desuperheater - Existing House 4000 square feet or greater - Heating Zone 2 - Cooling Zone 2 | 2869.5672 | 181.7987 | 2215.7199 | 91.1986 | 13713.364 | 1000 | NWHZ3CZ2_5000n_35gshp_des0 | e_>4000HZ2CZ2des1
e | des1 | >4000 | HZ2CZ3 | Ground Source Heat Pump Upgrade from Air Source Heat Pump - With Desuperheater - Existing House 4000 square feet or greater - Heating Zone 2 - Cooling Zone 3 | 2869.5672 | 381.673 | 2215.7199 | 91.1986 | 13713.364 | 1000 | NWHZ3CZ3_5000n_35gshp_des0 | e_>4000HZ2CZ3des1
e | des1 | >4000 | HZ3CZ1 | Ground Source Heat Pump Upgrade from Air Source Heat Pump - With Desuperheater - Existing House 4000 square feet or greater - Heating Zone 3 - Cooling Zone 1 | 4148.3848 | 61.3805 | 2533.6848 | 99.5877 | 22392.255 | 1000 | WxHZ3CZ1_5000e_40gshp_des0 | e_>4000HZ3CZ1des1
e | des1 | >4000 | HZ3CZ2 | Ground Source Heat Pump Upgrade from Air Source Heat Pump - With Desuperheater - Existing House 4000 square feet or greater - Heating Zone 3 - Cooling Zone 2 | 4148.3848 | 181.7987 | 2533.6848 | 99.5877 | 22392.255 | 1000 | WxHZ3CZ2_5000e_40gshp_des0 | e_>4000HZ3CZ2des1
e | des1 | >4000 | HZ3CZ3 | Ground Source Heat Pump Upgrade from Air Source Heat Pump - With Desuperheater - Existing House 4000 square feet or greater - Heating Zone 3 - Cooling Zone 3 | 4148.3848 | 381.673 | 2533.6848 | 99.5877 | 22392.255 | 1000 | WxHZ3CZ3_5000e_40gshp_des0 | e_>4000HZ3CZ3des1

## SavingsCalcs
From RTF ResGSHP_v2_2, updated to SEEM 96: GSHP_SEEM96update | [5 empty] | Wood fuel credit | 0.081391 |  |  | Incremental Costs
| 1 | 2 | 3 | 4 | 5 | 6 |  | 7 | 9 | 10 | 11 | 12 |  |  | Incremental Cost
ASHP -> GSHP
Baseline | RunLabel | Climate | Heat Save | Cool Save | DHW Save | Tot Sav | Phase II NEB |  | Heat + Cool |  |  | DHW Cost |  | Match Cost Label | 2012 $'s | 2010 $'s
ASHP | NWHZ1CZ1_1568n_20gshp_des0 | HZ1CZ1_ | 635.5565 | 27.3533 | 0 | 662.9098 | 47.008 |  | 3448.409 |  |  | 0 | NWHZ1CZ1_1568n_ | NWHZ1CZ1_1568n_ | 3448.409 | 3322.1667
ASHP | NWHZ1CZ2_1568n_20gshp_des0 | HZ1CZ2_ | 635.5565 | 90.2813 | 0 | 725.8378 | 47.008 |  | 3448.409 |  |  | 0 | NWHZ1CZ1_1568n_ | WxHZ1CZ1_1568e_ | 3486.642 | 3359
ASHP | NWHZ1CZ3_1568n_20gshp_des0 | HZ1CZ3_ | 635.5565 | 193.9452 | 0 | 829.5017 | 47.008 |  | 3448.409 |  |  | 0 | NWHZ1CZ1_1568n_ | NWHZ2CZ1_1568n_ | 7001.829 | 6745.5
ASHP | WxHZ1CZ1_1568e_20gshp_des0 | HZ1CZ1_ | 715.4475 | 27.1192 | 0 | 742.5667 | 52.6617 |  | 3486.642 |  |  | 0 | WxHZ1CZ1_1568e_ | WxHZ2CZ1_1568e_ | 7073.797 | 6814.8333
ASHP | WxHZ1CZ2_1568e_20gshp_des0 | HZ1CZ2_ | 715.4475 | 91.035 | 0 | 806.4824 | 52.6617 |  | 3486.642 |  |  | 0 | WxHZ1CZ1_1568e_ | NWHZ3CZ1_1568n_ | 11184.969 | 10775.5
ASHP | WxHZ1CZ3_1568e_20gshp_des0 | HZ1CZ3_ | 715.4475 | 198.1223 | 0 | 913.5698 | 52.6617 |  | 3486.642 |  |  | 0 | WxHZ1CZ1_1568e_ | WxHZ3CZ1_1568e_ | 11363.7645 | 10947.75
ASHP | NWHZ2CZ1_1568n_20gshp_des0 | HZ2CZ1_ | 1432.5334 | 27.3533 | 0 | 1459.8867 | 53.812 |  | 7001.829 |  |  | 0 | NWHZ2CZ1_1568n_ | NWHZ1CZ1_2200n_ | 4348.0955 | 4188.9167
ASHP | NWHZ2CZ2_1568n_20gshp_des0 | HZ2CZ2_ | 1432.5334 | 90.2813 | 0 | 1522.8148 | 53.812 |  | 7001.829 |  |  | 0 | NWHZ2CZ1_1568n_ | WxHZ1CZ1_2200e_ | 5099.348 | 4912.6667
ASHP | NWHZ2CZ3_1568n_20gshp_des0 | HZ2CZ3_ | 1432.5334 | 193.9452 | 0 | 1626.4786 | 53.812 |  | 7001.829 |  |  | 0 | NWHZ2CZ1_1568n_ | NWHZ2CZ1_2200n_ | 8578.4645 | 8264.4167
ASHP | WxHZ2CZ1_1568e_20gshp_des0 | HZ2CZ1_ | 1605.788 | 27.1192 | 0 | 1632.9072 | 59.7404 |  | 7073.797 |  |  | 0 | WxHZ2CZ1_1568e_ | WxHZ2CZ1_2200e_ | 10276.546 | 9900.3333
ASHP | WxHZ2CZ2_1568e_20gshp_des0 | HZ2CZ2_ | 1605.788 | 91.035 | 0 | 1696.823 | 59.7404 |  | 7073.797 |  |  | 0 | WxHZ2CZ1_1568e_ | NWHZ3CZ1_2200n_ | 13902.972 | 13394
ASHP | WxHZ2CZ3_1568e_20gshp_des0 | HZ2CZ3_ | 1605.788 | 198.1223 | 0 | 1803.9104 | 59.7404 |  | 7073.797 |  |  | 0 | WxHZ2CZ1_1568e_ | WxHZ3CZ1_2200e_ | 16904.349 | 16285.5
ASHP | NWHZ3CZ1_1568n_20gshp_des0 | HZ3CZ1_ | 2019.0297 | 27.3533 | 0 | 2046.3829 | 63.3538 |  | 11184.969 |  |  | 0 | NWHZ3CZ1_1568n_ | NWHZ1CZ1_2688n_ | 4276.1275 | 4119.5833
ASHP | NWHZ3CZ2_1568n_20gshp_des0 | HZ3CZ2_ | 2019.0297 | 90.2813 | 0 | 2109.311 | 63.3538 |  | 11184.969 |  |  | 0 | NWHZ3CZ1_1568n_ | WxHZ1CZ1_2688e_ | 4350.3445 | 4191.0833
ASHP | NWHZ3CZ3_1568n_20gshp_des0 | HZ3CZ3_ | 2019.0297 | 193.9452 | 0 | 2212.9749 | 63.3538 |  | 11184.969 |  |  | 0 | NWHZ3CZ1_1568n_ | NWHZ2CZ1_2688n_ | 8439.0265 | 8130.0833
ASHP | WxHZ3CZ1_1568e_20gshp_des0 | HZ3CZ1_ | 2251.3095 | 27.1192 | 0 | 2278.4287 | 70.3198 |  | 11363.7645 |  |  | 0 | WxHZ3CZ1_1568e_ | WxHZ2CZ1_2688e_ | 8569.4685 | 8255.75
ASHP | WxHZ3CZ2_1568e_20gshp_des0 | HZ3CZ2_ | 2251.3095 | 91.035 | 0 | 2342.3445 | 70.3198 |  | 11363.7645 |  |  | 0 | WxHZ3CZ1_1568e_ | NWHZ3CZ1_2688n_ | 13619.598 | 13121
ASHP | WxHZ3CZ3_1568e_20gshp_des0 | HZ3CZ3_ | 2251.3095 | 198.1223 | 0 | 2449.4318 | 70.3198 |  | 11363.7645 |  |  | 0 | WxHZ3CZ1_1568e_ | WxHZ3CZ1_2688e_ | 13929.96 | 13420
ASHP | NWHZ1CZ1_2200n_25gshp_des0 | HZ1CZ1_ | 1034.5443 | 45.5507 | 0 | 1080.095 | 68.2758 |  | 4348.0955 |  |  | 0 | NWHZ1CZ1_2200n_ | NWHZ1CZ1_5000n_ | 6009.2415 | 5789.25
ASHP | NWHZ1CZ2_2200n_25gshp_des0 | HZ1CZ2_ | 1034.5443 | 135.938 | 0 | 1170.4823 | 68.2758 |  | 4348.0955 |  |  | 0 | NWHZ1CZ1_2200n_ | WxHZ1CZ1_5000e_ | 6948.372 | 6694
ASHP | NWHZ1CZ3_2200n_25gshp_des0 | HZ1CZ3_ | 1034.5443 | 281.7046 | 0 | 1316.2489 | 68.2758 |  | 4348.0955 |  |  | 0 | NWHZ1CZ1_2200n_ | NWHZ2CZ1_5000n_ | 11942.1035 | 11504.9167
ASHP | WxHZ1CZ1_2200e_30gshp_des0 | HZ1CZ1_ | 1150.1594 | 48.0671 | 0 | 1198.2265 | 78.7948 |  | 5099.348 |  |  | 0 | WxHZ1CZ1_2200e_ | WxHZ2CZ1_5000e_ | 13713.364 | 13211.3333
ASHP | WxHZ1CZ2_2200e_30gshp_des0 | HZ1CZ2_ | 1150.1594 | 146.0752 | 0 | 1296.2346 | 78.7948 |  | 5099.348 |  |  | 0 | WxHZ1CZ1_2200e_ | NWHZ3CZ1_5000n_ | 19560.591 | 18844.5
ASHP | WxHZ1CZ3_2200e_30gshp_des0 | HZ1CZ3_ | 1150.1594 | 306.696 | 0 | 1456.8554 | 78.7948 |  | 5099.348 |  |  | 0 | WxHZ1CZ1_2200e_ | WxHZ3CZ1_5000e_ | 22392.255 | 21572.5
ASHP | NWHZ2CZ1_2200n_25gshp_des0 | HZ2CZ1_ | 2261.7601 | 45.5507 | 0 | 2307.3109 | 80.0103 |  | 8578.4645 |  |  | 0 | NWHZ2CZ1_2200n_
ASHP | NWHZ2CZ2_2200n_25gshp_des0 | HZ2CZ2_ | 2261.7601 | 135.938 | 0 | 2397.6981 | 80.0103 |  | 8578.4645 |  |  | 0 | NWHZ2CZ1_2200n_
ASHP | NWHZ2CZ3_2200n_25gshp_des0 | HZ2CZ3_ | 2261.7601 | 281.7046 | 0 | 2543.4647 | 80.0103 |  | 8578.4645 |  |  | 0 | NWHZ2CZ1_2200n_
ASHP | WxHZ2CZ1_2200e_30gshp_des0 | HZ2CZ1_ | 2523.1851 | 48.0671 | 0 | 2571.2522 | 89.9202 |  | 10276.546 |  |  | 0 | WxHZ2CZ1_2200e_
ASHP | WxHZ2CZ2_2200e_30gshp_des0 | HZ2CZ2_ | 2523.1851 | 146.0752 | 0 | 2669.2603 | 89.9202 |  | 10276.546 |  |  | 0 | WxHZ2CZ1_2200e_
ASHP | WxHZ2CZ3_2200e_30gshp_des0 | HZ2CZ3_ | 2523.1851 | 306.696 | 0 | 2829.881 | 89.9202 |  | 10276.546 |  |  | 0 | WxHZ2CZ1_2200e_
ASHP | NWHZ3CZ1_2200n_25gshp_des0 | HZ3CZ1_ | 3118.7018 | 45.5507 | 0 | 3164.2525 | 94.7867 |  | 13902.972 |  |  | 0 | NWHZ3CZ1_2200n_
ASHP | NWHZ3CZ2_2200n_25gshp_des0 | HZ3CZ2_ | 3118.7018 | 135.938 | 0 | 3254.6398 | 94.7867 |  | 13902.972 |  |  | 0 | NWHZ3CZ1_2200n_
ASHP | NWHZ3CZ3_2200n_25gshp_des0 | HZ3CZ3_ | 3118.7018 | 281.7046 | 0 | 3400.4064 | 94.7867 |  | 13902.972 |  |  | 0 | NWHZ3CZ1_2200n_
ASHP | WxHZ3CZ1_2200e_30gshp_des0 | HZ3CZ1_ | 3498.9639 | 48.0671 | 0 | 3547.0309 | 105.8363 |  | 16904.349 |  |  | 0 | WxHZ3CZ1_2200e_
ASHP | WxHZ3CZ2_2200e_30gshp_des0 | HZ3CZ2_ | 3498.9639 | 146.0752 | 0 | 3645.0391 | 105.8363 |  | 16904.349 |  |  | 0 | WxHZ3CZ1_2200e_
ASHP | WxHZ3CZ3_2200e_30gshp_des0 | HZ3CZ3_ | 3498.9639 | 306.696 | 0 | 3805.6598 | 105.8363 |  | 16904.349 |  |  | 0 | WxHZ3CZ1_2200e_
ASHP | NWHZ1CZ1_2688n_25gshp_des0 | HZ1CZ1_ | 708.781 | 28.2569 | 0 | 737.0378 | 55.0479 |  | 4276.1275 |  |  | 0 | NWHZ1CZ1_2688n_
ASHP | NWHZ1CZ2_2688n_25gshp_des0 | HZ1CZ2_ | 708.781 | 93.9079 | 0 | 802.6889 | 55.0479 |  | 4276.1275 |  |  | 0 | NWHZ1CZ1_2688n_
ASHP | NWHZ1CZ3_2688n_25gshp_des0 | HZ1CZ3_ | 708.781 | 204.879 | 0 | 913.66 | 55.0479 |  | 4276.1275 |  |  | 0 | NWHZ1CZ1_2688n_
ASHP | WxHZ1CZ1_2688e_25gshp_des0 | HZ1CZ1_ | 782.5451 | 29.8593 | 0 | 812.4043 | 59.8786 |  | 4350.3445 |  |  | 0 | WxHZ1CZ1_2688e_
ASHP | WxHZ1CZ2_2688e_25gshp_des0 | HZ1CZ2_ | 782.5451 | 98.741 | 0 | 881.286 | 59.8786 |  | 4350.3445 |  |  | 0 | WxHZ1CZ1_2688e_
ASHP | WxHZ1CZ3_2688e_25gshp_des0 | HZ1CZ3_ | 782.5451 | 215.9452 | 0 | 998.4902 | 59.8786 |  | 4350.3445 |  |  | 0 | WxHZ1CZ1_2688e_
ASHP | NWHZ2CZ1_2688n_25gshp_des0 | HZ2CZ1_ | 1611.658 | 28.2569 | 0 | 1639.9149 | 62.9945 |  | 8439.0265 |  |  | 0 | NWHZ2CZ1_2688n_
ASHP | NWHZ2CZ2_2688n_25gshp_des0 | HZ2CZ2_ | 1611.658 | 93.9079 | 0 | 1705.5659 | 62.9945 |  | 8439.0265 |  |  | 0 | NWHZ2CZ1_2688n_
ASHP | NWHZ2CZ3_2688n_25gshp_des0 | HZ2CZ3_ | 1611.658 | 204.879 | 0 | 1816.537 | 62.9945 |  | 8439.0265 |  |  | 0 | NWHZ2CZ1_2688n_
ASHP | WxHZ2CZ1_2688e_25gshp_des0 | HZ2CZ1_ | 1768.4197 | 29.8593 | 0 | 1798.279 | 68.0881 |  | 8569.4685 |  |  | 0 | WxHZ2CZ1_2688e_
ASHP | WxHZ2CZ2_2688e_25gshp_des0 | HZ2CZ2_ | 1768.4197 | 98.741 | 0 | 1867.1607 | 68.0881 |  | 8569.4685 |  |  | 0 | WxHZ2CZ1_2688e_
ASHP | WxHZ2CZ3_2688e_25gshp_des0 | HZ2CZ3_ | 1768.4197 | 215.9452 | 0 | 1984.3648 | 68.0881 |  | 8569.4685 |  |  | 0 | WxHZ2CZ1_2688e_
ASHP | NWHZ3CZ1_2688n_25gshp_des0 | HZ3CZ1_ | 2308.7537 | 28.2569 | 0 | 2337.0106 | 74.7455 |  | 13619.598 |  |  | 0 | NWHZ3CZ1_2688n_
ASHP | NWHZ3CZ2_2688n_25gshp_des0 | HZ3CZ2_ | 2308.7537 | 93.9079 | 0 | 2402.6617 | 74.7455 |  | 13619.598 |  |  | 0 | NWHZ3CZ1_2688n_
ASHP | NWHZ3CZ3_2688n_25gshp_des0 | HZ3CZ3_ | 2308.7537 | 204.879 | 0 | 2513.6327 | 74.7455 |  | 13619.598 |  |  | 0 | NWHZ3CZ1_2688n_
ASHP | WxHZ3CZ1_2688e_25gshp_des0 | HZ3CZ1_ | 2527.1681 | 29.8593 | 0 | 2557.0274 | 80.8217 |  | 13929.96 |  |  | 0 | WxHZ3CZ1_2688e_
ASHP | WxHZ3CZ2_2688e_25gshp_des0 | HZ3CZ2_ | 2527.1681 | 98.741 | 0 | 2625.9091 | 80.8217 |  | 13929.96 |  |  | 0 | WxHZ3CZ1_2688e_
ASHP | WxHZ3CZ3_2688e_25gshp_des0 | HZ3CZ3_ | 2527.1681 | 215.9452 | 0 | 2743.1133 | 80.8217 |  | 13929.96 |  |  | 0 | WxHZ3CZ1_2688e_
ASHP | NWHZ1CZ1_5000n_35gshp_des0 | HZ1CZ1_ | 1686.6827 | 58.6585 | 0 | 1745.3412 | 113.6195 |  | 6009.2415 |  |  | 0 | NWHZ1CZ1_5000n_
ASHP | NWHZ1CZ2_5000n_35gshp_des0 | HZ1CZ2_ | 1686.6827 | 172.7585 | 0 | 1859.4413 | 113.6195 |  | 6009.2415 |  |  | 0 | NWHZ1CZ1_5000n_
ASHP | NWHZ1CZ3_5000n_35gshp_des0 | HZ1CZ3_ | 1686.6827 | 361.5685 | 0 | 2048.2513 | 113.6195 |  | 6009.2415 |  |  | 0 | NWHZ1CZ1_5000n_
ASHP | WxHZ1CZ1_5000e_40gshp_des0 | HZ1CZ1_ | 1693.5664 | 61.3087 | 0 | 1754.875 | 118.4073 |  | 6948.372 |  |  | 0 | WxHZ1CZ1_5000e_
ASHP | WxHZ1CZ2_5000e_40gshp_des0 | HZ1CZ2_ | 1693.5664 | 181.7266 | 0 | 1875.293 | 118.4073 |  | 6948.372 |  |  | 0 | WxHZ1CZ1_5000e_
ASHP | WxHZ1CZ3_5000e_40gshp_des0 | HZ1CZ3_ | 1693.5664 | 381.5826 | 0 | 2075.149 | 118.4073 |  | 6948.372 |  |  | 0 | WxHZ1CZ1_5000e_
ASHP | NWHZ2CZ1_5000n_35gshp_des0 | HZ2CZ1_ | 3629.7216 | 58.6585 | 0 | 3688.3801 | 131.4644 |  | 11942.1035 |  |  | 0 | NWHZ2CZ1_5000n_
ASHP | NWHZ2CZ2_5000n_35gshp_des0 | HZ2CZ2_ | 3629.7216 | 172.7585 | 0 | 3802.4801 | 131.4644 |  | 11942.1035 |  |  | 0 | NWHZ2CZ1_5000n_
ASHP | NWHZ2CZ3_5000n_35gshp_des0 | HZ2CZ3_ | 3629.7216 | 361.5685 | 0 | 3991.2901 | 131.4644 |  | 11942.1035 |  |  | 0 | NWHZ2CZ1_5000n_
ASHP | WxHZ2CZ1_5000e_40gshp_des0 | HZ2CZ1_ | 3672.2918 | 61.3087 | 0 | 3733.6004 | 134.1855 |  | 13713.364 |  |  | 0 | WxHZ2CZ1_5000e_
ASHP | WxHZ2CZ2_5000e_40gshp_des0 | HZ2CZ2_ | 3672.2918 | 181.7266 | 0 | 3854.0184 | 134.1855 |  | 13713.364 |  |  | 0 | WxHZ2CZ1_5000e_
ASHP | WxHZ2CZ3_5000e_40gshp_des0 | HZ2CZ3_ | 3672.2918 | 381.5826 | 0 | 4053.8744 | 134.1855 |  | 13713.364 |  |  | 0 | WxHZ2CZ1_5000e_
ASHP | NWHZ3CZ1_5000n_35gshp_des0 | HZ3CZ1_ | 4952.1284 | 58.6585 | 0 | 5010.7869 | 156.5288 |  | 19560.591 |  |  | 0 | NWHZ3CZ1_5000n_
ASHP | NWHZ3CZ2_5000n_35gshp_des0 | HZ3CZ2_ | 4952.1284 | 172.7585 | 0 | 5124.8869 | 156.5288 |  | 19560.591 |  |  | 0 | NWHZ3CZ1_5000n_
ASHP | NWHZ3CZ3_5000n_35gshp_des0 | HZ3CZ3_ | 4952.1284 | 361.5685 | 0 | 5313.6969 | 156.5288 |  | 19560.591 |  |  | 0 | NWHZ3CZ1_5000n_
ASHP | WxHZ3CZ1_5000e_40gshp_des0 | HZ3CZ1_ | 5069.2276 | 61.3087 | 0 | 5130.5362 | 158.9268 |  | 22392.255 |  |  | 0 | WxHZ3CZ1_5000e_
ASHP | WxHZ3CZ2_5000e_40gshp_des0 | HZ3CZ2_ | 5069.2276 | 181.7266 | 0 | 5250.9542 | 158.9268 |  | 22392.255 |  |  | 0 | WxHZ3CZ1_5000e_
ASHP | WxHZ3CZ3_5000e_40gshp_des0 | HZ3CZ3_ | 5069.2276 | 381.5826 | 0 | 5450.8102 | 158.9268 |  | 22392.255 |  |  | 0 | WxHZ3CZ1_5000e_
ASHP | NWHZ1CZ1_1568n_20gshp_des1 | HZ1CZ1_ | 142.0681 | 27.3136 | 1382.7208 | 1552.1025 | 37.2446 |  | 3448.409 |  |  | 1000 | NWHZ1CZ1_1568n_
ASHP | NWHZ1CZ2_1568n_20gshp_des1 | HZ1CZ2_ | 142.0681 | 90.2266 | 1382.7208 | 1615.0155 | 37.2446 |  | 3448.409 |  |  | 1000 | NWHZ1CZ1_1568n_
ASHP | NWHZ1CZ3_1568n_20gshp_des1 | HZ1CZ3_ | 142.0681 | 193.8889 | 1382.7208 | 1718.6778 | 37.2446 |  | 3448.409 |  |  | 1000 | NWHZ1CZ1_1568n_
ASHP | WxHZ1CZ1_1568e_20gshp_des1 | HZ1CZ1_ | 160.1645 | 27.0725 | 1556.3867 | 1743.6236 | 41.671 |  | 3486.642 |  |  | 1000 | WxHZ1CZ1_1568e_
ASHP | WxHZ1CZ2_1568e_20gshp_des1 | HZ1CZ2_ | 160.1645 | 90.965 | 1556.3867 | 1807.5161 | 41.671 |  | 3486.642 |  |  | 1000 | WxHZ1CZ1_1568e_
ASHP | WxHZ1CZ3_1568e_20gshp_des1 | HZ1CZ3_ | 160.1645 | 198.0535 | 1556.3867 | 1914.6047 | 41.671 |  | 3486.642 |  |  | 1000 | WxHZ1CZ1_1568e_
ASHP | NWHZ2CZ1_1568n_20gshp_des1 | HZ2CZ1_ | 741.3096 | 27.3136 | 1933.5492 | 2702.1724 | 37.0431 |  | 7001.829 |  |  | 1000 | NWHZ2CZ1_1568n_
ASHP | NWHZ2CZ2_1568n_20gshp_des1 | HZ2CZ2_ | 741.3096 | 90.2266 | 1933.5492 | 2765.0855 | 37.0431 |  | 7001.829 |  |  | 1000 | NWHZ2CZ1_1568n_
ASHP | NWHZ2CZ3_1568n_20gshp_des1 | HZ2CZ3_ | 741.3096 | 193.8889 | 1933.5492 | 2868.7478 | 37.0431 |  | 7001.829 |  |  | 1000 | NWHZ2CZ1_1568n_
ASHP | WxHZ2CZ1_1568e_20gshp_des1 | HZ2CZ1_ | 827.7587 | 27.0725 | 2151.3429 | 3006.1741 | 40.9435 |  | 7073.797 |  |  | 1000 | WxHZ2CZ1_1568e_
ASHP | WxHZ2CZ2_1568e_20gshp_des1 | HZ2CZ2_ | 827.7587 | 90.965 | 2151.3429 | 3070.0666 | 40.9435 |  | 7073.797 |  |  | 1000 | WxHZ2CZ1_1568e_
ASHP | WxHZ2CZ3_1568e_20gshp_des1 | HZ2CZ3_ | 827.7587 | 198.0535 | 2151.3429 | 3177.1551 | 40.9435 |  | 7073.797 |  |  | 1000 | WxHZ2CZ1_1568e_
ASHP | NWHZ3CZ1_1568n_20gshp_des1 | HZ3CZ1_ | 1227.2811 | 27.3136 | 2233.9094 | 3488.504 | 39.7196 |  | 11184.969 |  |  | 1000 | NWHZ3CZ1_1568n_
ASHP | NWHZ3CZ2_1568n_20gshp_des1 | HZ3CZ2_ | 1227.2811 | 90.2266 | 2233.9094 | 3551.4171 | 39.7196 |  | 11184.969 |  |  | 1000 | NWHZ3CZ1_1568n_
ASHP | NWHZ3CZ3_1568n_20gshp_des1 | HZ3CZ3_ | 1227.2811 | 193.8889 | 2233.9094 | 3655.0794 | 39.7196 |  | 11184.969 |  |  | 1000 | NWHZ3CZ1_1568n_
ASHP | WxHZ3CZ1_1568e_20gshp_des1 | HZ3CZ1_ | 1362.2071 | 27.0725 | 2478.062 | 3867.3416 | 43.9665 |  | 11363.7645 |  |  | 1000 | WxHZ3CZ1_1568e_
ASHP | WxHZ3CZ2_1568e_20gshp_des1 | HZ3CZ2_ | 1362.2071 | 90.965 | 2478.062 | 3931.2341 | 43.9665 |  | 11363.7645 |  |  | 1000 | WxHZ3CZ1_1568e_
ASHP | WxHZ3CZ3_1568e_20gshp_des1 | HZ3CZ3_ | 1362.2071 | 198.0535 | 2478.062 | 4038.3226 | 43.9665 |  | 11363.7645 |  |  | 1000 | WxHZ3CZ1_1568e_
ASHP | NWHZ1CZ1_2200n_25gshp_des1 | HZ1CZ1_ | 465.6473 | 45.5138 | 1445.9591 | 1957.1201 | 52.3833 |  | 4348.0955 |  |  | 1000 | NWHZ1CZ1_2200n_
ASHP | NWHZ1CZ2_2200n_25gshp_des1 | HZ1CZ2_ | 465.6473 | 135.8694 | 1445.9591 | 2047.4758 | 52.3833 |  | 4348.0955 |  |  | 1000 | NWHZ1CZ1_2200n_
ASHP | NWHZ1CZ3_2200n_25gshp_des1 | HZ1CZ3_ | 465.6473 | 281.6438 | 1445.9591 | 2193.2502 | 52.3833 |  | 4348.0955 |  |  | 1000 | NWHZ1CZ1_2200n_
ASHP | WxHZ1CZ1_2200e_30gshp_des1 | HZ1CZ1_ | 616.4407 | 48.024 | 1432.3091 | 2096.7738 | 61.1262 |  | 5099.348 |  |  | 1000 | WxHZ1CZ1_2200e_
ASHP | WxHZ1CZ2_2200e_30gshp_des1 | HZ1CZ2_ | 616.4407 | 146.0014 | 1432.3091 | 2194.7512 | 61.1262 |  | 5099.348 |  |  | 1000 | WxHZ1CZ1_2200e_
ASHP | WxHZ1CZ3_2200e_30gshp_des1 | HZ1CZ3_ | 616.4407 | 306.6274 | 1432.3091 | 2355.3772 | 61.1262 |  | 5099.348 |  |  | 1000 | WxHZ1CZ1_2200e_
ASHP | NWHZ2CZ1_2200n_25gshp_des1 | HZ2CZ1_ | 1439.02 | 45.5138 | 2006.3341 | 3490.8679 | 53.5347 |  | 8578.4645 |  |  | 1000 | NWHZ2CZ1_2200n_
ASHP | NWHZ2CZ2_2200n_25gshp_des1 | HZ2CZ2_ | 1439.02 | 135.8694 | 2006.3341 | 3581.2235 | 53.5347 |  | 8578.4645 |  |  | 1000 | NWHZ2CZ1_2200n_
ASHP | NWHZ2CZ3_2200n_25gshp_des1 | HZ2CZ3_ | 1439.02 | 281.6438 | 2006.3341 | 3726.9979 | 53.5347 |  | 8578.4645 |  |  | 1000 | NWHZ2CZ1_2200n_
ASHP | WxHZ2CZ1_2200e_30gshp_des1 | HZ2CZ1_ | 1778.43 | 48.024 | 1982.1368 | 3808.5908 | 60.3845 |  | 10276.546 |  |  | 1000 | WxHZ2CZ1_2200e_
ASHP | WxHZ2CZ2_2200e_30gshp_des1 | HZ2CZ2_ | 1778.43 | 146.0014 | 1982.1368 | 3906.5682 | 60.3845 |  | 10276.546 |  |  | 1000 | WxHZ2CZ1_2200e_
ASHP | WxHZ2CZ3_2200e_30gshp_des1 | HZ2CZ3_ | 1778.43 | 306.6274 | 1982.1368 | 4067.1942 | 60.3845 |  | 10276.546 |  |  | 1000 | WxHZ2CZ1_2200e_
ASHP | NWHZ3CZ1_2200n_25gshp_des1 | HZ3CZ1_ | 2182.8319 | 45.5138 | 2288.7517 | 4517.0974 | 58.28 |  | 13902.972 |  |  | 1000 | NWHZ3CZ1_2200n_
ASHP | NWHZ3CZ2_2200n_25gshp_des1 | HZ3CZ2_ | 2182.8319 | 135.8694 | 2288.7517 | 4607.4531 | 58.28 |  | 13902.972 |  |  | 1000 | NWHZ3CZ1_2200n_
ASHP | NWHZ3CZ3_2200n_25gshp_des1 | HZ3CZ3_ | 2182.8319 | 281.6438 | 2288.7517 | 4753.2275 | 58.28 |  | 13902.972 |  |  | 1000 | NWHZ3CZ1_2200n_
ASHP | WxHZ3CZ1_2200e_30gshp_des1 | HZ3CZ1_ | 2658.7398 | 48.024 | 2274.9661 | 4981.7299 | 64.8784 |  | 16904.349 |  |  | 1000 | WxHZ3CZ1_2200e_
ASHP | WxHZ3CZ2_2200e_30gshp_des1 | HZ3CZ2_ | 2658.7398 | 146.0014 | 2274.9661 | 5079.7073 | 64.8784 |  | 16904.349 |  |  | 1000 | WxHZ3CZ1_2200e_
ASHP | WxHZ3CZ3_2200e_30gshp_des1 | HZ3CZ3_ | 2658.7398 | 306.6274 | 2274.9661 | 5240.3333 | 64.8784 |  | 16904.349 |  |  | 1000 | WxHZ3CZ1_2200e_
ASHP | NWHZ1CZ1_2688n_25gshp_des1 | HZ1CZ1_ | 275.5714 | 28.2712 | 1252.7594 | 1556.602 | 44.1597 |  | 4276.1275 |  |  | 1000 | NWHZ1CZ1_2688n_
ASHP | NWHZ1CZ2_2688n_25gshp_des1 | HZ1CZ2_ | 275.5714 | 93.923 | 1252.7594 | 1622.2538 | 44.1597 |  | 4276.1275 |  |  | 1000 | NWHZ1CZ1_2688n_
ASHP | NWHZ1CZ3_2688n_25gshp_des1 | HZ1CZ3_ | 275.5714 | 204.8936 | 1252.7594 | 1733.2244 | 44.1597 |  | 4276.1275 |  |  | 1000 | NWHZ1CZ1_2688n_
ASHP | WxHZ1CZ1_2688e_25gshp_des1 | HZ1CZ1_ | 308.0579 | 29.8815 | 1380.1622 | 1718.1016 | 47.8573 |  | 4350.3445 |  |  | 1000 | WxHZ1CZ1_2688e_
ASHP | WxHZ1CZ2_2688e_25gshp_des1 | HZ1CZ2_ | 308.0579 | 98.7622 | 1380.1622 | 1786.9824 | 47.8573 |  | 4350.3445 |  |  | 1000 | WxHZ1CZ1_2688e_
ASHP | WxHZ1CZ3_2688e_25gshp_des1 | HZ1CZ3_ | 308.0579 | 215.9677 | 1380.1622 | 1904.1878 | 47.8573 |  | 4350.3445 |  |  | 1000 | WxHZ1CZ1_2688e_
ASHP | NWHZ2CZ1_2688n_25gshp_des1 | HZ2CZ1_ | 1008.8361 | 28.2712 | 1774.6606 | 2811.7679 | 44.1289 |  | 8439.0265 |  |  | 1000 | NWHZ2CZ1_2688n_
ASHP | NWHZ2CZ2_2688n_25gshp_des1 | HZ2CZ2_ | 1008.8361 | 93.923 | 1774.6606 | 2877.4197 | 44.1289 |  | 8439.0265 |  |  | 1000 | NWHZ2CZ1_2688n_
ASHP | NWHZ2CZ3_2688n_25gshp_des1 | HZ2CZ3_ | 1008.8361 | 204.8936 | 1774.6606 | 2988.3902 | 44.1289 |  | 8439.0265 |  |  | 1000 | NWHZ2CZ1_2688n_
ASHP | WxHZ2CZ1_2688e_25gshp_des1 | HZ2CZ1_ | 1107.1908 | 29.8815 | 1936.6684 | 3073.7407 | 47.3874 |  | 8569.4685 |  |  | 1000 | WxHZ2CZ1_2688e_
ASHP | WxHZ2CZ2_2688e_25gshp_des1 | HZ2CZ2_ | 1107.1908 | 98.7622 | 1936.6684 | 3142.6215 | 47.3874 |  | 8569.4685 |  |  | 1000 | WxHZ2CZ1_2688e_
ASHP | WxHZ2CZ3_2688e_25gshp_des1 | HZ2CZ3_ | 1107.1908 | 215.9677 | 1936.6684 | 3259.827 | 47.3874 |  | 8569.4685 |  |  | 1000 | WxHZ2CZ1_2688e_
ASHP | NWHZ3CZ1_2688n_25gshp_des1 | HZ3CZ1_ | 1621.6117 | 28.2712 | 2073.9967 | 3723.8796 | 47.7199 |  | 13619.598 |  |  | 1000 | NWHZ3CZ1_2688n_
ASHP | NWHZ3CZ2_2688n_25gshp_des1 | HZ3CZ2_ | 1621.6117 | 93.923 | 2073.9967 | 3789.5314 | 47.7199 |  | 13619.598 |  |  | 1000 | NWHZ3CZ1_2688n_
ASHP | NWHZ3CZ3_2688n_25gshp_des1 | HZ3CZ3_ | 1621.6117 | 204.8936 | 2073.9967 | 3900.502 | 47.7199 |  | 13619.598 |  |  | 1000 | NWHZ3CZ1_2688n_
ASHP | WxHZ3CZ1_2688e_25gshp_des1 | HZ3CZ1_ | 1771.418 | 29.8815 | 2254.0881 | 4055.3875 | 51.2393 |  | 13929.96 |  |  | 1000 | WxHZ3CZ1_2688e_
ASHP | WxHZ3CZ2_2688e_25gshp_des1 | HZ3CZ2_ | 1771.418 | 98.7622 | 2254.0881 | 4124.2683 | 51.2393 |  | 13929.96 |  |  | 1000 | WxHZ3CZ1_2688e_
ASHP | WxHZ3CZ3_2688e_25gshp_des1 | HZ3CZ3_ | 1771.418 | 215.9677 | 2254.0881 | 4241.4738 | 51.2393 |  | 13929.96 |  |  | 1000 | WxHZ3CZ1_2688e_
ASHP | NWHZ1CZ1_5000n_35gshp_des1 | HZ1CZ1_ | 1068.7551 | 58.7601 | 1671.5937 | 2799.1089 | 87.7089 |  | 6009.2415 |  |  | 1000 | NWHZ1CZ1_5000n_
ASHP | NWHZ1CZ2_5000n_35gshp_des1 | HZ1CZ2_ | 1068.7551 | 172.8651 | 1671.5937 | 2913.2139 | 87.7089 |  | 6009.2415 |  |  | 1000 | NWHZ1CZ1_5000n_
ASHP | NWHZ1CZ3_5000n_35gshp_des1 | HZ1CZ3_ | 1068.7551 | 361.693 | 1671.5937 | 3102.0419 | 87.7089 |  | 6009.2415 |  |  | 1000 | NWHZ1CZ1_5000n_
ASHP | WxHZ1CZ1_5000e_40gshp_des1 | HZ1CZ1_ | 1132.4234 | 61.3805 | 1616.9924 | 2810.7963 | 92.3909 |  | 6948.372 |  |  | 1000 | WxHZ1CZ1_5000e_
ASHP | WxHZ1CZ2_5000e_40gshp_des1 | HZ1CZ2_ | 1132.4234 | 181.7987 | 1616.9924 | 2931.2145 | 92.3909 |  | 6948.372 |  |  | 1000 | WxHZ1CZ1_5000e_
ASHP | WxHZ1CZ3_5000e_40gshp_des1 | HZ1CZ3_ | 1132.4234 | 381.673 | 1616.9924 | 3131.0888 | 92.3909 |  | 6948.372 |  |  | 1000 | WxHZ1CZ1_5000e_
ASHP | NWHZ2CZ1_5000n_35gshp_des1 | HZ2CZ1_ | 2715.5017 | 58.7601 | 2289.482 | 5063.7437 | 88.9759 |  | 11942.1035 |  |  | 1000 | NWHZ2CZ1_5000n_
ASHP | NWHZ2CZ2_5000n_35gshp_des1 | HZ2CZ2_ | 2715.5017 | 172.8651 | 2289.482 | 5177.8487 | 88.9759 |  | 11942.1035 |  |  | 1000 | NWHZ2CZ1_5000n_
ASHP | NWHZ2CZ3_5000n_35gshp_des1 | HZ2CZ3_ | 2715.5017 | 361.693 | 2289.482 | 5366.6767 | 88.9759 |  | 11942.1035 |  |  | 1000 | NWHZ2CZ1_5000n_
ASHP | WxHZ2CZ1_5000e_40gshp_des1 | HZ2CZ1_ | 2869.5672 | 61.3805 | 2215.7199 | 5146.6675 | 91.1986 |  | 13713.364 |  |  | 1000 | WxHZ2CZ1_5000e_
ASHP | WxHZ2CZ2_5000e_40gshp_des1 | HZ2CZ2_ | 2869.5672 | 181.7987 | 2215.7199 | 5267.0857 | 91.1986 |  | 13713.364 |  |  | 1000 | WxHZ2CZ1_5000e_
ASHP | WxHZ2CZ3_5000e_40gshp_des1 | HZ2CZ3_ | 2869.5672 | 381.673 | 2215.7199 | 5466.96 | 91.1986 |  | 13713.364 |  |  | 1000 | WxHZ2CZ1_5000e_
ASHP | NWHZ3CZ1_5000n_35gshp_des1 | HZ3CZ1_ | 3889.7038 | 58.7601 | 2602.3167 | 6550.7806 | 98.5604 |  | 19560.591 |  |  | 1000 | NWHZ3CZ1_5000n_
ASHP | NWHZ3CZ2_5000n_35gshp_des1 | HZ3CZ2_ | 3889.7038 | 172.8651 | 2602.3167 | 6664.8856 | 98.5604 |  | 19560.591 |  |  | 1000 | NWHZ3CZ1_5000n_
ASHP | NWHZ3CZ3_5000n_35gshp_des1 | HZ3CZ3_ | 3889.7038 | 361.693 | 2602.3167 | 6853.7136 | 98.5604 |  | 19560.591 |  |  | 1000 | NWHZ3CZ1_5000n_
ASHP | WxHZ3CZ1_5000e_40gshp_des1 | HZ3CZ1_ | 4148.3848 | 61.3805 | 2533.6848 | 6743.45 | 99.5877 |  | 22392.255 |  |  | 1000 | WxHZ3CZ1_5000e_
ASHP | WxHZ3CZ2_5000e_40gshp_des1 | HZ3CZ2_ | 4148.3848 | 181.7987 | 2533.6848 | 6863.8683 | 99.5877 |  | 22392.255 |  |  | 1000 | WxHZ3CZ1_5000e_
ASHP | WxHZ3CZ3_5000e_40gshp_des1 | HZ3CZ3_ | 4148.3848 | 381.673 | 2533.6848 | 7063.7426 | 99.5877 |  | 22392.255 |  |  | 1000 | WxHZ3CZ1_5000e_
Note on G1: Tina Jayaweera: from SIW v2_2

## analysis
|  |  | HSPF | 8.5 |  | Useable Desup | 0.75
|  |  | SEER | 14
|  |  | CAC SEER | 13
|  | Climate | UA | Heat (kWh) | Cool (kWh) |  | Heat Save (kWh) | Cool Save (kWh) | Desup Save (kWh) | Total Savings
Base Cases. Air Source Heat Pump with PTCS Everything | NWHZ1CZ1_1568n_20hp85_des0 | HZ1CZ1 | 337.9201 | 3060.0451 | 317.9547
| NWHZ1CZ2_1568n_20hp85_des0 | HZ1CZ2 | 337.9201 | 3060.0451 | 585.3611
| NWHZ1CZ3_1568n_20hp85_des0 | HZ1CZ3 | 337.9201 | 3060.0451 | 929.6611
| WxHZ1CZ1_1568e_20hp85_des0 | HZ1CZ1 | 376.7978 | 3428.0784 | 293.9713
| WxHZ1CZ2_1568e_20hp85_des0 | HZ1CZ2 | 376.7978 | 3428.0784 | 569.6133
| WxHZ1CZ3_1568e_20hp85_des0 | HZ1CZ3 | 376.7978 | 3428.0784 | 928.4677
| NWHZ2CZ1_1568n_20hp85_des0 | HZ2CZ1 | 340.8722 | 4597.0618 | 317.9547
| NWHZ2CZ2_1568n_20hp85_des0 | HZ2CZ2 | 340.8722 | 4597.0618 | 585.3611
| NWHZ2CZ3_1568n_20hp85_des0 | HZ2CZ3 | 340.8722 | 4597.0618 | 929.6611
| WxHZ2CZ1_1568e_20hp85_des0 | HZ2CZ1 | 379.9 | 5103.5155 | 293.9713
| WxHZ2CZ2_1568e_20hp85_des0 | HZ2CZ2 | 379.9 | 5103.5155 | 569.6133
| WxHZ2CZ3_1568e_20hp85_des0 | HZ2CZ3 | 379.9 | 5103.5155 | 928.4677
| NWHZ3CZ1_1568n_20hp85_des0 | HZ3CZ1 | 338.6005 | 5412.2001 | 317.9547
| NWHZ3CZ2_1568n_20hp85_des0 | HZ3CZ2 | 338.6005 | 5412.2001 | 585.3611
| NWHZ3CZ3_1568n_20hp85_des0 | HZ3CZ3 | 338.6005 | 5412.2001 | 929.6611
| WxHZ3CZ1_1568e_20hp85_des0 | HZ3CZ1 | 377.5007 | 6007.2901 | 293.9713
| WxHZ3CZ2_1568e_20hp85_des0 | HZ3CZ2 | 377.5007 | 6007.2901 | 569.6133
| WxHZ3CZ3_1568e_20hp85_des0 | HZ3CZ3 | 377.5007 | 6007.2901 | 928.4677
| NWHZ1CZ1_2200n_25hp85_des0 | HZ1CZ1 | 417.7865 | 4444.5039 | 454.504
| NWHZ1CZ2_2200n_25hp85_des0 | HZ1CZ2 | 417.7865 | 4444.5039 | 837.7658
| NWHZ1CZ3_2200n_25hp85_des0 | HZ1CZ3 | 417.7865 | 4444.5039 | 1330.0352
| WxHZ1CZ1_2200e_30hp85_des0 | HZ1CZ1 | 483.4317 | 5129.2475 | 446.4142
| WxHZ1CZ2_2200e_30hp85_des0 | HZ1CZ2 | 483.4317 | 5129.2475 | 861.9689
| WxHZ1CZ3_2200e_30hp85_des0 | HZ1CZ3 | 483.4317 | 5129.2475 | 1400.3054
| NWHZ2CZ1_2200n_25hp85_des0 | HZ2CZ1 | 425.781 | 6835.1317 | 454.504
| NWHZ2CZ2_2200n_25hp85_des0 | HZ2CZ2 | 425.781 | 6835.1317 | 837.7658
| NWHZ2CZ3_2200n_25hp85_des0 | HZ2CZ3 | 425.781 | 6835.1317 | 1330.0352
| WxHZ2CZ1_2200e_30hp85_des0 | HZ2CZ1 | 491.9388 | 7681.7226 | 446.4142
| WxHZ2CZ2_2200e_30hp85_des0 | HZ2CZ2 | 491.9388 | 7681.7226 | 861.9689
| WxHZ2CZ3_2200e_30hp85_des0 | HZ2CZ3 | 491.9388 | 7681.7226 | 1400.3054
| NWHZ3CZ1_2200n_25hp85_des0 | HZ3CZ1 | 422.345 | 8097.4566 | 454.504
| NWHZ3CZ2_2200n_25hp85_des0 | HZ3CZ2 | 422.345 | 8097.4566 | 837.7658
| NWHZ3CZ3_2200n_25hp85_des0 | HZ3CZ3 | 422.345 | 8097.4566 | 1330.0352
| WxHZ3CZ1_2200e_30hp85_des0 | HZ3CZ1 | 489.2574 | 9041.4057 | 446.4142
| WxHZ3CZ2_2200e_30hp85_des0 | HZ3CZ2 | 489.2574 | 9041.4057 | 861.9689
| WxHZ3CZ3_2200e_30hp85_des0 | HZ3CZ3 | 489.2574 | 9041.4057 | 1400.3054
| NWHZ1CZ1_2688n_25hp85_des0 | HZ1CZ1 | 439.4408 | 3583.4169 | 282.4853
| NWHZ1CZ2_2688n_25hp85_des0 | HZ1CZ2 | 439.4408 | 3583.4169 | 569.1185
| NWHZ1CZ3_2688n_25hp85_des0 | HZ1CZ3 | 439.4408 | 3583.4169 | 970.4657
| WxHZ1CZ1_2688e_25hp85_des0 | HZ1CZ1 | 473.8526 | 3897.8776 | 283.9378
| WxHZ1CZ2_2688e_25hp85_des0 | HZ1CZ2 | 473.8526 | 3897.8776 | 584.4403
| WxHZ1CZ3_2688e_25hp85_des0 | HZ1CZ3 | 473.8526 | 3897.8776 | 1005.3001
| NWHZ2CZ1_2688n_25hp85_des0 | HZ2CZ1 | 445.5197 | 5381.5066 | 282.4853
| NWHZ2CZ2_2688n_25hp85_des0 | HZ2CZ2 | 445.5197 | 5381.5066 | 569.1185
| NWHZ2CZ3_2688n_25hp85_des0 | HZ2CZ3 | 445.5197 | 5381.5066 | 970.4657
| WxHZ2CZ1_2688e_25hp85_des0 | HZ2CZ1 | 479.9824 | 5816.6399 | 283.9378
| WxHZ2CZ2_2688e_25hp85_des0 | HZ2CZ2 | 479.9824 | 5816.6399 | 584.4403
| WxHZ2CZ3_2688e_25hp85_des0 | HZ2CZ3 | 479.9824 | 5816.6399 | 1005.3001
| NWHZ3CZ1_2688n_25hp85_des0 | HZ3CZ1 | 438.5744 | 6385.375 | 282.4853
| NWHZ3CZ2_2688n_25hp85_des0 | HZ3CZ2 | 438.5744 | 6385.375 | 569.1185
| NWHZ3CZ3_2688n_25hp85_des0 | HZ3CZ3 | 438.5744 | 6385.375 | 970.4657
| WxHZ3CZ1_2688e_25hp85_des0 | HZ3CZ1 | 472.4213 | 6904.4476 | 283.9378
| WxHZ3CZ2_2688e_25hp85_des0 | HZ3CZ2 | 472.4213 | 6904.4476 | 584.4403
| WxHZ3CZ3_2688e_25hp85_des0 | HZ3CZ3 | 472.4213 | 6904.4476 | 1005.3001
| NWHZ1CZ1_5000n_35hp85_des0 | HZ1CZ1 | 763.0284 | 7396.2053 | 493.4819
| NWHZ1CZ2_5000n_35hp85_des0 | HZ1CZ2 | 763.0284 | 7396.2053 | 1023.06
| NWHZ1CZ3_5000n_35hp85_des0 | HZ1CZ3 | 763.0284 | 7396.2053 | 1752.8575
| WxHZ1CZ1_5000e_40hp85_des0 | HZ1CZ1 | 826.1195 | 7707.8744 | 506.1723
| WxHZ1CZ2_5000e_40hp85_des0 | HZ1CZ2 | 826.1195 | 7707.8744 | 1063.0088
| WxHZ1CZ3_5000e_40hp85_des0 | HZ1CZ3 | 826.1195 | 7707.8744 | 1831.4705
| NWHZ2CZ1_5000n_35hp85_des0 | HZ2CZ1 | 780.2873 | 11230.7674 | 493.4819
| NWHZ2CZ2_5000n_35hp85_des0 | HZ2CZ2 | 780.2873 | 11230.7674 | 1023.06
| NWHZ2CZ3_5000n_35hp85_des0 | HZ2CZ3 | 780.2873 | 11230.7674 | 1752.8575
| WxHZ2CZ1_5000e_40hp85_des0 | HZ2CZ1 | 844.066 | 11463.226 | 506.1723
| WxHZ2CZ2_5000e_40hp85_des0 | HZ2CZ2 | 844.066 | 11463.226 | 1063.0088
| WxHZ2CZ3_5000e_40hp85_des0 | HZ2CZ3 | 844.066 | 11463.226 | 1831.4705
| NWHZ3CZ1_5000n_35hp85_des0 | HZ3CZ1 | 769.4984 | 13371.9674 | 493.4819
| NWHZ3CZ2_5000n_35hp85_des0 | HZ3CZ2 | 769.4984 | 13371.9674 | 1023.06
| NWHZ3CZ3_5000n_35hp85_des0 | HZ3CZ3 | 769.4984 | 13371.9674 | 1752.8575
| WxHZ3CZ1_5000e_40hp85_des0 | HZ3CZ1 | 831.9658 | 13576.8246 | 506.1723
| WxHZ3CZ2_5000e_40hp85_des0 | HZ3CZ2 | 831.9658 | 13576.8246 | 1063.0088
| WxHZ3CZ3_5000e_40hp85_des0 | HZ3CZ3 | 831.9658 | 13576.8246 | 1831.4705
Measure Cases. Ground Source Heat Pump from ASHP with PTCS Everything. No Desuperheating | NWHZ1CZ1_1568n_20gshp_des0 | HZ1CZ1 | 338.4858 | 2424.4886 | 290.6014 |  | 635.5565 | 27.3533 | 0 | 662.9098 | NWHZ1CZ1_1568n_20hp85_des0
| NWHZ1CZ2_1568n_20gshp_des0 | HZ1CZ2 | 338.4858 | 2424.4886 | 495.0798 |  | 635.5565 | 90.2813 | 0 | 725.8378 | NWHZ1CZ2_1568n_20hp85_des0
| NWHZ1CZ3_1568n_20gshp_des0 | HZ1CZ3 | 338.4858 | 2424.4886 | 735.7159 |  | 635.5565 | 193.9452 | 0 | 829.5017 | NWHZ1CZ3_1568n_20hp85_des0
| WxHZ1CZ1_1568e_20gshp_des0 | HZ1CZ1 | 377.4616 | 2712.6309 | 266.8521 |  | 715.4475 | 27.1192 | 0 | 742.5667 | WxHZ1CZ1_1568e_20hp85_des0
| WxHZ1CZ2_1568e_20gshp_des0 | HZ1CZ2 | 377.4616 | 2712.6309 | 478.5783 |  | 715.4475 | 91.035 | 0 | 806.4824 | WxHZ1CZ2_1568e_20hp85_des0
| WxHZ1CZ3_1568e_20gshp_des0 | HZ1CZ3 | 377.4616 | 2712.6309 | 730.3453 |  | 715.4475 | 198.1223 | 0 | 913.5698 | WxHZ1CZ3_1568e_20hp85_des0
| NWHZ2CZ1_1568n_20gshp_des0 | HZ2CZ1 | 340.8958 | 3164.5284 | 290.6014 |  | 1432.5334 | 27.3533 | 0 | 1459.8867 | NWHZ2CZ1_1568n_20hp85_des0
| NWHZ2CZ2_1568n_20gshp_des0 | HZ2CZ2 | 340.8958 | 3164.5284 | 495.0798 |  | 1432.5334 | 90.2813 | 0 | 1522.8148 | NWHZ2CZ2_1568n_20hp85_des0
| NWHZ2CZ3_1568n_20gshp_des0 | HZ2CZ3 | 340.8958 | 3164.5284 | 735.7159 |  | 1432.5334 | 193.9452 | 0 | 1626.4786 | NWHZ2CZ3_1568n_20hp85_des0
| WxHZ2CZ1_1568e_20gshp_des0 | HZ2CZ1 | 380.0174 | 3497.7274 | 266.8521 |  | 1605.788 | 27.1192 | 0 | 1632.9072 | WxHZ2CZ1_1568e_20hp85_des0
| WxHZ2CZ2_1568e_20gshp_des0 | HZ2CZ2 | 380.0174 | 3497.7274 | 478.5783 |  | 1605.788 | 91.035 | 0 | 1696.823 | WxHZ2CZ2_1568e_20hp85_des0
| WxHZ2CZ3_1568e_20gshp_des0 | HZ2CZ3 | 380.0174 | 3497.7274 | 730.3453 |  | 1605.788 | 198.1223 | 0 | 1803.9104 | WxHZ2CZ3_1568e_20hp85_des0
| NWHZ3CZ1_1568n_20gshp_des0 | HZ3CZ1 | 338.4248 | 3393.1704 | 290.6014 |  | 2019.0297 | 27.3533 | 0 | 2046.3829 | NWHZ3CZ1_1568n_20hp85_des0
| NWHZ3CZ2_1568n_20gshp_des0 | HZ3CZ2 | 338.4248 | 3393.1704 | 495.0798 |  | 2019.0297 | 90.2813 | 0 | 2109.311 | NWHZ3CZ2_1568n_20hp85_des0
| NWHZ3CZ3_1568n_20gshp_des0 | HZ3CZ3 | 338.4248 | 3393.1704 | 735.7159 |  | 2019.0297 | 193.9452 | 0 | 2212.9749 | NWHZ3CZ3_1568n_20hp85_des0
| WxHZ3CZ1_1568e_20gshp_des0 | HZ3CZ1 | 377.4714 | 3755.9806 | 266.8521 |  | 2251.3095 | 27.1192 | 0 | 2278.4287 | WxHZ3CZ1_1568e_20hp85_des0
| WxHZ3CZ2_1568e_20gshp_des0 | HZ3CZ2 | 377.4714 | 3755.9806 | 478.5783 |  | 2251.3095 | 91.035 | 0 | 2342.3445 | WxHZ3CZ2_1568e_20hp85_des0
| WxHZ3CZ3_1568e_20gshp_des0 | HZ3CZ3 | 377.4714 | 3755.9806 | 730.3453 |  | 2251.3095 | 198.1223 | 0 | 2449.4318 | WxHZ3CZ3_1568e_20hp85_des0
| NWHZ1CZ1_2200n_25gshp_des0 | HZ1CZ1 | 418.846 | 3409.9596 | 408.9533 |  | 1034.5443 | 45.5507 | 0 | 1080.095 | NWHZ1CZ1_2200n_25hp85_des0
| NWHZ1CZ2_2200n_25gshp_des0 | HZ1CZ2 | 418.846 | 3409.9596 | 701.8278 |  | 1034.5443 | 135.938 | 0 | 1170.4823 | NWHZ1CZ2_2200n_25hp85_des0
| NWHZ1CZ3_2200n_25gshp_des0 | HZ1CZ3 | 418.846 | 3409.9596 | 1048.3306 |  | 1034.5443 | 281.7046 | 0 | 1316.2489 | NWHZ1CZ3_2200n_25hp85_des0
| WxHZ1CZ1_2200e_30gshp_des0 | HZ1CZ1 | 484.5661 | 3979.0881 | 398.3472 |  | 1150.1594 | 48.0671 | 0 | 1198.2265 | WxHZ1CZ1_2200e_30hp85_des0
| WxHZ1CZ2_2200e_30gshp_des0 | HZ1CZ2 | 484.5661 | 3979.0881 | 715.8936 |  | 1150.1594 | 146.0752 | 0 | 1296.2346 | WxHZ1CZ2_2200e_30hp85_des0
| WxHZ1CZ3_2200e_30gshp_des0 | HZ1CZ3 | 484.5661 | 3979.0881 | 1093.6095 |  | 1150.1594 | 306.696 | 0 | 1456.8554 | WxHZ1CZ3_2200e_30hp85_des0
| NWHZ2CZ1_2200n_25gshp_des0 | HZ2CZ1 | 425.7341 | 4573.3715 | 408.9533 |  | 2261.7601 | 45.5507 | 0 | 2307.3109 | NWHZ2CZ1_2200n_25hp85_des0
| NWHZ2CZ2_2200n_25gshp_des0 | HZ2CZ2 | 425.7341 | 4573.3715 | 701.8278 |  | 2261.7601 | 135.938 | 0 | 2397.6981 | NWHZ2CZ2_2200n_25hp85_des0
| NWHZ2CZ3_2200n_25gshp_des0 | HZ2CZ3 | 425.7341 | 4573.3715 | 1048.3306 |  | 2261.7601 | 281.7046 | 0 | 2543.4647 | NWHZ2CZ3_2200n_25hp85_des0
| WxHZ2CZ1_2200e_30gshp_des0 | HZ2CZ1 | 491.6903 | 5158.5375 | 398.3472 |  | 2523.1851 | 48.0671 | 0 | 2571.2522 | WxHZ2CZ1_2200e_30hp85_des0
| WxHZ2CZ2_2200e_30gshp_des0 | HZ2CZ2 | 491.6903 | 5158.5375 | 715.8936 |  | 2523.1851 | 146.0752 | 0 | 2669.2603 | WxHZ2CZ2_2200e_30hp85_des0
| WxHZ2CZ3_2200e_30gshp_des0 | HZ2CZ3 | 491.6903 | 5158.5375 | 1093.6095 |  | 2523.1851 | 306.696 | 0 | 2829.881 | WxHZ2CZ3_2200e_30hp85_des0
| NWHZ3CZ1_2200n_25gshp_des0 | HZ3CZ1 | 421.9919 | 4978.7548 | 408.9533 |  | 3118.7018 | 45.5507 | 0 | 3164.2525 | NWHZ3CZ1_2200n_25hp85_des0
| NWHZ3CZ2_2200n_25gshp_des0 | HZ3CZ2 | 421.9919 | 4978.7548 | 701.8278 |  | 3118.7018 | 135.938 | 0 | 3254.6398 | NWHZ3CZ2_2200n_25hp85_des0
| NWHZ3CZ3_2200n_25gshp_des0 | HZ3CZ3 | 421.9919 | 4978.7548 | 1048.3306 |  | 3118.7018 | 281.7046 | 0 | 3400.4064 | NWHZ3CZ3_2200n_25hp85_des0
| WxHZ3CZ1_2200e_30gshp_des0 | HZ3CZ1 | 488.5237 | 5542.4418 | 398.3472 |  | 3498.9639 | 48.0671 | 0 | 3547.0309 | WxHZ3CZ1_2200e_30hp85_des0
| WxHZ3CZ2_2200e_30gshp_des0 | HZ3CZ2 | 488.5237 | 5542.4418 | 715.8936 |  | 3498.9639 | 146.0752 | 0 | 3645.0391 | WxHZ3CZ2_2200e_30hp85_des0
| WxHZ3CZ3_2200e_30gshp_des0 | HZ3CZ3 | 488.5237 | 5542.4418 | 1093.6095 |  | 3498.9639 | 306.696 | 0 | 3805.6598 | WxHZ3CZ3_2200e_30hp85_des0
| NWHZ1CZ1_2688n_25gshp_des0 | HZ1CZ1 | 439.5105 | 2874.636 | 254.2285 |  | 708.781 | 28.2569 | 0 | 737.0378 | NWHZ1CZ1_2688n_25hp85_des0
| NWHZ1CZ2_2688n_25gshp_des0 | HZ1CZ2 | 439.5105 | 2874.636 | 475.2106 |  | 708.781 | 93.9079 | 0 | 802.6889 | NWHZ1CZ2_2688n_25hp85_des0
| NWHZ1CZ3_2688n_25gshp_des0 | HZ1CZ3 | 439.5105 | 2874.636 | 765.5867 |  | 708.781 | 204.879 | 0 | 913.66 | NWHZ1CZ3_2688n_25hp85_des0
| WxHZ1CZ1_2688e_25gshp_des0 | HZ1CZ1 | 473.9399 | 3115.3326 | 254.0785 |  | 782.5451 | 29.8593 | 0 | 812.4043 | WxHZ1CZ1_2688e_25hp85_des0
| WxHZ1CZ2_2688e_25gshp_des0 | HZ1CZ2 | 473.9399 | 3115.3326 | 485.6993 |  | 782.5451 | 98.741 | 0 | 881.286 | WxHZ1CZ2_2688e_25hp85_des0
| WxHZ1CZ3_2688e_25gshp_des0 | HZ1CZ3 | 473.9399 | 3115.3326 | 789.355 |  | 782.5451 | 215.9452 | 0 | 998.4902 | WxHZ1CZ3_2688e_25hp85_des0
| NWHZ2CZ1_2688n_25gshp_des0 | HZ2CZ1 | 445.5174 | 3769.8486 | 254.2285 |  | 1611.658 | 28.2569 | 0 | 1639.9149 | NWHZ2CZ1_2688n_25hp85_des0
| NWHZ2CZ2_2688n_25gshp_des0 | HZ2CZ2 | 445.5174 | 3769.8486 | 475.2106 |  | 1611.658 | 93.9079 | 0 | 1705.5659 | NWHZ2CZ2_2688n_25hp85_des0
| NWHZ2CZ3_2688n_25gshp_des0 | HZ2CZ3 | 445.5174 | 3769.8486 | 765.5867 |  | 1611.658 | 204.879 | 0 | 1816.537 | NWHZ2CZ3_2688n_25hp85_des0
| WxHZ2CZ1_2688e_25gshp_des0 | HZ2CZ1 | 480.0319 | 4048.2202 | 254.0785 |  | 1768.4197 | 29.8593 | 0 | 1798.279 | WxHZ2CZ1_2688e_25hp85_des0
| WxHZ2CZ2_2688e_25gshp_des0 | HZ2CZ2 | 480.0319 | 4048.2202 | 485.6993 |  | 1768.4197 | 98.741 | 0 | 1867.1607 | WxHZ2CZ2_2688e_25hp85_des0
| WxHZ2CZ3_2688e_25gshp_des0 | HZ2CZ3 | 480.0319 | 4048.2202 | 789.355 |  | 1768.4197 | 215.9452 | 0 | 1984.3648 | WxHZ2CZ3_2688e_25hp85_des0
| NWHZ3CZ1_2688n_25gshp_des0 | HZ3CZ1 | 438.5487 | 4076.6212 | 254.2285 |  | 2308.7537 | 28.2569 | 0 | 2337.0106 | NWHZ3CZ1_2688n_25hp85_des0
| NWHZ3CZ2_2688n_25gshp_des0 | HZ3CZ2 | 438.5487 | 4076.6212 | 475.2106 |  | 2308.7537 | 93.9079 | 0 | 2402.6617 | NWHZ3CZ2_2688n_25hp85_des0
| NWHZ3CZ3_2688n_25gshp_des0 | HZ3CZ3 | 438.5487 | 4076.6212 | 765.5867 |  | 2308.7537 | 204.879 | 0 | 2513.6327 | NWHZ3CZ3_2688n_25hp85_des0
| WxHZ3CZ1_2688e_25gshp_des0 | HZ3CZ1 | 472.4507 | 4377.2795 | 254.0785 |  | 2527.1681 | 29.8593 | 0 | 2557.0274 | WxHZ3CZ1_2688e_25hp85_des0
| WxHZ3CZ2_2688e_25gshp_des0 | HZ3CZ2 | 472.4507 | 4377.2795 | 485.6993 |  | 2527.1681 | 98.741 | 0 | 2625.9091 | WxHZ3CZ2_2688e_25hp85_des0
| WxHZ3CZ3_2688e_25gshp_des0 | HZ3CZ3 | 472.4507 | 4377.2795 | 789.355 |  | 2527.1681 | 215.9452 | 0 | 2743.1133 | WxHZ3CZ3_2688e_25hp85_des0
| NWHZ1CZ1_5000n_35gshp_des0 | HZ1CZ1 | 763.9256 | 5709.5226 | 434.8234 |  | 1686.6827 | 58.6585 | 0 | 1745.3412 | NWHZ1CZ1_5000n_35hp85_des0
| NWHZ1CZ2_5000n_35gshp_des0 | HZ1CZ2 | 763.9256 | 5709.5226 | 850.3015 |  | 1686.6827 | 172.7585 | 0 | 1859.4413 | NWHZ1CZ2_5000n_35hp85_des0
| NWHZ1CZ3_5000n_35gshp_des0 | HZ1CZ3 | 763.9256 | 5709.5226 | 1391.289 |  | 1686.6827 | 361.5685 | 0 | 2048.2513 | NWHZ1CZ3_5000n_35hp85_des0
| WxHZ1CZ1_5000e_40gshp_des0 | HZ1CZ1 | 826.942 | 6014.308 | 444.8637 |  | 1693.5664 | 61.3087 | 0 | 1754.875 | WxHZ1CZ1_5000e_40hp85_des0
| WxHZ1CZ2_5000e_40gshp_des0 | HZ1CZ2 | 826.942 | 6014.308 | 881.2822 |  | 1693.5664 | 181.7266 | 0 | 1875.293 | WxHZ1CZ2_5000e_40hp85_des0
| WxHZ1CZ3_5000e_40gshp_des0 | HZ1CZ3 | 826.942 | 6014.308 | 1449.8879 |  | 1693.5664 | 381.5826 | 0 | 2075.149 | WxHZ1CZ3_5000e_40hp85_des0
| NWHZ2CZ1_5000n_35gshp_des0 | HZ2CZ1 | 780.6832 | 7601.0458 | 434.8234 |  | 3629.7216 | 58.6585 | 0 | 3688.3801 | NWHZ2CZ1_5000n_35hp85_des0
| NWHZ2CZ2_5000n_35gshp_des0 | HZ2CZ2 | 780.6832 | 7601.0458 | 850.3015 |  | 3629.7216 | 172.7585 | 0 | 3802.4801 | NWHZ2CZ2_5000n_35hp85_des0
| NWHZ2CZ3_5000n_35gshp_des0 | HZ2CZ3 | 780.6832 | 7601.0458 | 1391.289 |  | 3629.7216 | 361.5685 | 0 | 3991.2901 | NWHZ2CZ3_5000n_35hp85_des0
| WxHZ2CZ1_5000e_40gshp_des0 | HZ2CZ1 | 844.4297 | 7790.9342 | 444.8637 |  | 3672.2918 | 61.3087 | 0 | 3733.6004 | WxHZ2CZ1_5000e_40hp85_des0
| WxHZ2CZ2_5000e_40gshp_des0 | HZ2CZ2 | 844.4297 | 7790.9342 | 881.2822 |  | 3672.2918 | 181.7266 | 0 | 3854.0184 | WxHZ2CZ2_5000e_40hp85_des0
| WxHZ2CZ3_5000e_40gshp_des0 | HZ2CZ3 | 844.4297 | 7790.9342 | 1449.8879 |  | 3672.2918 | 381.5826 | 0 | 4053.8744 | WxHZ2CZ3_5000e_40hp85_des0
| NWHZ3CZ1_5000n_35gshp_des0 | HZ3CZ1 | 770.0311 | 8419.839 | 434.8234 |  | 4952.1284 | 58.6585 | 0 | 5010.7869 | NWHZ3CZ1_5000n_35hp85_des0
| NWHZ3CZ2_5000n_35gshp_des0 | HZ3CZ2 | 770.0311 | 8419.839 | 850.3015 |  | 4952.1284 | 172.7585 | 0 | 5124.8869 | NWHZ3CZ2_5000n_35hp85_des0
| NWHZ3CZ3_5000n_35gshp_des0 | HZ3CZ3 | 770.0311 | 8419.839 | 1391.289 |  | 4952.1284 | 361.5685 | 0 | 5313.6969 | NWHZ3CZ3_5000n_35hp85_des0
| WxHZ3CZ1_5000e_40gshp_des0 | HZ3CZ1 | 832.2993 | 8507.5971 | 444.8637 |  | 5069.2276 | 61.3087 | 0 | 5130.5362 | WxHZ3CZ1_5000e_40hp85_des0
| WxHZ3CZ2_5000e_40gshp_des0 | HZ3CZ2 | 832.2993 | 8507.5971 | 881.2822 |  | 5069.2276 | 181.7266 | 0 | 5250.9542 | WxHZ3CZ2_5000e_40hp85_des0
| WxHZ3CZ3_5000e_40gshp_des0 | HZ3CZ3 | 832.2993 | 8507.5971 | 1449.8879 |  | 5069.2276 | 381.5826 | 0 | 5450.8102 | WxHZ3CZ3_5000e_40hp85_des0
Measure Cases. Ground Source Heat Pump from ASHP with PTCS Everything. Desuperheating Used | NWHZ1CZ1_1568n_20gshp_des1 | HZ1CZ1 | 339.3998 | 2917.977 | 290.6411 |  | 142.0681 | 27.3136 | 1382.7208 | 1552.1025 | NWHZ1CZ1_1568n_20hp85_des0
| NWHZ1CZ2_1568n_20gshp_des1 | HZ1CZ2 | 339.3998 | 2917.977 | 495.1345 |  | 142.0681 | 90.2266 | 1382.7208 | 1615.0155 | NWHZ1CZ2_1568n_20hp85_des0
| NWHZ1CZ3_1568n_20gshp_des1 | HZ1CZ3 | 339.3998 | 2917.977 | 735.7722 |  | 142.0681 | 193.8889 | 1382.7208 | 1718.6778 | NWHZ1CZ3_1568n_20hp85_des0
| WxHZ1CZ1_1568e_20gshp_des1 | HZ1CZ1 | 378.4355 | 3267.914 | 266.8988 |  | 160.1645 | 27.0725 | 1556.3867 | 1743.6236 | WxHZ1CZ1_1568e_20hp85_des0
| WxHZ1CZ2_1568e_20gshp_des1 | HZ1CZ2 | 378.4355 | 3267.914 | 478.6483 |  | 160.1645 | 90.965 | 1556.3867 | 1807.5161 | WxHZ1CZ2_1568e_20hp85_des0
| WxHZ1CZ3_1568e_20gshp_des1 | HZ1CZ3 | 378.4355 | 3267.914 | 730.4141 |  | 160.1645 | 198.0535 | 1556.3867 | 1914.6047 | WxHZ1CZ3_1568e_20hp85_des0
| NWHZ2CZ1_1568n_20gshp_des1 | HZ2CZ1 | 341.9968 | 3855.7521 | 290.6411 |  | 741.3096 | 27.3136 | 1933.5492 | 2702.1724 | NWHZ2CZ1_1568n_20hp85_des0
| NWHZ2CZ2_1568n_20gshp_des1 | HZ2CZ2 | 341.9968 | 3855.7521 | 495.1345 |  | 741.3096 | 90.2266 | 1933.5492 | 2765.0855 | NWHZ2CZ2_1568n_20hp85_des0
| NWHZ2CZ3_1568n_20gshp_des1 | HZ2CZ3 | 341.9968 | 3855.7521 | 735.7722 |  | 741.3096 | 193.8889 | 1933.5492 | 2868.7478 | NWHZ2CZ3_1568n_20hp85_des0
| WxHZ2CZ1_1568e_20gshp_des1 | HZ2CZ1 | 381.1703 | 4275.7568 | 266.8988 |  | 827.7587 | 27.0725 | 2151.3429 | 3006.1741 | WxHZ2CZ1_1568e_20hp85_des0
| WxHZ2CZ2_1568e_20gshp_des1 | HZ2CZ2 | 381.1703 | 4275.7568 | 478.6483 |  | 827.7587 | 90.965 | 2151.3429 | 3070.0666 | WxHZ2CZ2_1568e_20hp85_des0
| WxHZ2CZ3_1568e_20gshp_des1 | HZ2CZ3 | 381.1703 | 4275.7568 | 730.4141 |  | 827.7587 | 198.0535 | 2151.3429 | 3177.1551 | WxHZ2CZ3_1568e_20hp85_des0
| NWHZ3CZ1_1568n_20gshp_des1 | HZ3CZ1 | 339.5924 | 4184.9189 | 290.6411 |  | 1227.2811 | 27.3136 | 2233.9094 | 3488.504 | NWHZ3CZ1_1568n_20hp85_des0
| NWHZ3CZ2_1568n_20gshp_des1 | HZ3CZ2 | 339.5924 | 4184.9189 | 495.1345 |  | 1227.2811 | 90.2266 | 2233.9094 | 3551.4171 | NWHZ3CZ2_1568n_20hp85_des0
| NWHZ3CZ3_1568n_20gshp_des1 | HZ3CZ3 | 339.5924 | 4184.9189 | 735.7722 |  | 1227.2811 | 193.8889 | 2233.9094 | 3655.0794 | NWHZ3CZ3_1568n_20hp85_des0
| WxHZ3CZ1_1568e_20gshp_des1 | HZ3CZ1 | 378.6787 | 4645.083 | 266.8988 |  | 1362.2071 | 27.0725 | 2478.062 | 3867.3416 | WxHZ3CZ1_1568e_20hp85_des0
| WxHZ3CZ2_1568e_20gshp_des1 | HZ3CZ2 | 378.6787 | 4645.083 | 478.6483 |  | 1362.2071 | 90.965 | 2478.062 | 3931.2341 | WxHZ3CZ2_1568e_20hp85_des0
| WxHZ3CZ3_1568e_20gshp_des1 | HZ3CZ3 | 378.6787 | 4645.083 | 730.4141 |  | 1362.2071 | 198.0535 | 2478.062 | 4038.3226 | WxHZ3CZ3_1568e_20hp85_des0
| NWHZ1CZ1_2200n_25gshp_des1 | HZ1CZ1 | 420.376 | 3978.8567 | 408.9902 |  | 465.6473 | 45.5138 | 1445.9591 | 1957.1201 | NWHZ1CZ1_2200n_25hp85_des0
| NWHZ1CZ2_2200n_25gshp_des1 | HZ1CZ2 | 420.376 | 3978.8567 | 701.8964 |  | 465.6473 | 135.8694 | 1445.9591 | 2047.4758 | NWHZ1CZ2_2200n_25hp85_des0
| NWHZ1CZ3_2200n_25gshp_des1 | HZ1CZ3 | 420.376 | 3978.8567 | 1048.3913 |  | 465.6473 | 281.6438 | 1445.9591 | 2193.2502 | NWHZ1CZ3_2200n_25hp85_des0
| WxHZ1CZ1_2200e_30gshp_des1 | HZ1CZ1 | 486.0218 | 4512.8068 | 398.3902 |  | 616.4407 | 48.024 | 1432.3091 | 2096.7738 | WxHZ1CZ1_2200e_30hp85_des0
| WxHZ1CZ2_2200e_30gshp_des1 | HZ1CZ2 | 486.0218 | 4512.8068 | 715.9675 |  | 616.4407 | 146.0014 | 1432.3091 | 2194.7512 | WxHZ1CZ2_2200e_30hp85_des0
| WxHZ1CZ3_2200e_30gshp_des1 | HZ1CZ3 | 486.0218 | 4512.8068 | 1093.678 |  | 616.4407 | 306.6274 | 1432.3091 | 2355.3772 | WxHZ1CZ3_2200e_30hp85_des0
| NWHZ2CZ1_2200n_25gshp_des1 | HZ2CZ1 | 427.6172 | 5396.1117 | 408.9902 |  | 1439.02 | 45.5138 | 2006.3341 | 3490.8679 | NWHZ2CZ1_2200n_25hp85_des0
| NWHZ2CZ2_2200n_25gshp_des1 | HZ2CZ2 | 427.6172 | 5396.1117 | 701.8964 |  | 1439.02 | 135.8694 | 2006.3341 | 3581.2235 | NWHZ2CZ2_2200n_25hp85_des0
| NWHZ2CZ3_2200n_25gshp_des1 | HZ2CZ3 | 427.6172 | 5396.1117 | 1048.3913 |  | 1439.02 | 281.6438 | 2006.3341 | 3726.9979 | NWHZ2CZ3_2200n_25hp85_des0
| WxHZ2CZ1_2200e_30gshp_des1 | HZ2CZ1 | 493.4948 | 5903.2926 | 398.3902 |  | 1778.43 | 48.024 | 1982.1368 | 3808.5908 | WxHZ2CZ1_2200e_30hp85_des0
| WxHZ2CZ2_2200e_30gshp_des1 | HZ2CZ2 | 493.4948 | 5903.2926 | 715.9675 |  | 1778.43 | 146.0014 | 1982.1368 | 3906.5682 | WxHZ2CZ2_2200e_30hp85_des0
| WxHZ2CZ3_2200e_30gshp_des1 | HZ2CZ3 | 493.4948 | 5903.2926 | 1093.678 |  | 1778.43 | 306.6274 | 1982.1368 | 4067.1942 | WxHZ2CZ3_2200e_30hp85_des0
| NWHZ3CZ1_2200n_25gshp_des1 | HZ3CZ1 | 423.9185 | 5914.6247 | 408.9902 |  | 2182.8319 | 45.5138 | 2288.7517 | 4517.0974 | NWHZ3CZ1_2200n_25hp85_des0
| NWHZ3CZ2_2200n_25gshp_des1 | HZ3CZ2 | 423.9185 | 5914.6247 | 701.8964 |  | 2182.8319 | 135.8694 | 2288.7517 | 4607.4531 | NWHZ3CZ2_2200n_25hp85_des0
| NWHZ3CZ3_2200n_25gshp_des1 | HZ3CZ3 | 423.9185 | 5914.6247 | 1048.3913 |  | 2182.8319 | 281.6438 | 2288.7517 | 4753.2275 | NWHZ3CZ3_2200n_25hp85_des0
| WxHZ3CZ1_2200e_30gshp_des1 | HZ3CZ1 | 490.409 | 6382.6659 | 398.3902 |  | 2658.7398 | 48.024 | 2274.9661 | 4981.7299 | WxHZ3CZ1_2200e_30hp85_des0
| WxHZ3CZ2_2200e_30gshp_des1 | HZ3CZ2 | 490.409 | 6382.6659 | 715.9675 |  | 2658.7398 | 146.0014 | 2274.9661 | 5079.7073 | WxHZ3CZ2_2200e_30hp85_des0
| WxHZ3CZ3_2200e_30gshp_des1 | HZ3CZ3 | 490.409 | 6382.6659 | 1093.678 |  | 2658.7398 | 306.6274 | 2274.9661 | 5240.3333 | WxHZ3CZ3_2200e_30hp85_des0
| NWHZ1CZ1_2688n_25gshp_des1 | HZ1CZ1 | 439.5796 | 3307.8455 | 254.2141 |  | 275.5714 | 28.2712 | 1252.7594 | 1556.602 | NWHZ1CZ1_2688n_25hp85_des0
| NWHZ1CZ2_2688n_25gshp_des1 | HZ1CZ2 | 439.5796 | 3307.8455 | 475.1955 |  | 275.5714 | 93.923 | 1252.7594 | 1622.2538 | NWHZ1CZ2_2688n_25hp85_des0
| NWHZ1CZ3_2688n_25gshp_des1 | HZ1CZ3 | 439.5796 | 3307.8455 | 765.5721 |  | 275.5714 | 204.8936 | 1252.7594 | 1733.2244 | NWHZ1CZ3_2688n_25hp85_des0
| WxHZ1CZ1_2688e_25gshp_des1 | HZ1CZ1 | 474.0274 | 3589.8197 | 254.0563 |  | 308.0579 | 29.8815 | 1380.1622 | 1718.1016 | WxHZ1CZ1_2688e_25hp85_des0
| WxHZ1CZ2_2688e_25gshp_des1 | HZ1CZ2 | 474.0274 | 3589.8197 | 485.678 |  | 308.0579 | 98.7622 | 1380.1622 | 1786.9824 | WxHZ1CZ2_2688e_25hp85_des0
| WxHZ1CZ3_2688e_25gshp_des1 | HZ1CZ3 | 474.0274 | 3589.8197 | 789.3324 |  | 308.0579 | 215.9677 | 1380.1622 | 1904.1878 | WxHZ1CZ3_2688e_25hp85_des0
| NWHZ2CZ1_2688n_25gshp_des1 | HZ2CZ1 | 445.6304 | 4372.6706 | 254.2141 |  | 1008.8361 | 28.2712 | 1774.6606 | 2811.7679 | NWHZ2CZ1_2688n_25hp85_des0
| NWHZ2CZ2_2688n_25gshp_des1 | HZ2CZ2 | 445.6304 | 4372.6706 | 475.1955 |  | 1008.8361 | 93.923 | 1774.6606 | 2877.4197 | NWHZ2CZ2_2688n_25hp85_des0
| NWHZ2CZ3_2688n_25gshp_des1 | HZ2CZ3 | 445.6304 | 4372.6706 | 765.5721 |  | 1008.8361 | 204.8936 | 1774.6606 | 2988.3902 | NWHZ2CZ3_2688n_25hp85_des0
| WxHZ2CZ1_2688e_25gshp_des1 | HZ2CZ1 | 480.1516 | 4709.449 | 254.0563 |  | 1107.1908 | 29.8815 | 1936.6684 | 3073.7407 | WxHZ2CZ1_2688e_25hp85_des0
| WxHZ2CZ2_2688e_25gshp_des1 | HZ2CZ2 | 480.1516 | 4709.449 | 485.678 |  | 1107.1908 | 98.7622 | 1936.6684 | 3142.6215 | WxHZ2CZ2_2688e_25hp85_des0
| WxHZ2CZ3_2688e_25gshp_des1 | HZ2CZ3 | 480.1516 | 4709.449 | 789.3324 |  | 1107.1908 | 215.9677 | 1936.6684 | 3259.827 | WxHZ2CZ3_2688e_25hp85_des0
| NWHZ3CZ1_2688n_25gshp_des1 | HZ3CZ1 | 438.6669 | 4763.7633 | 254.2141 |  | 1621.6117 | 28.2712 | 2073.9967 | 3723.8796 | NWHZ3CZ1_2688n_25hp85_des0
| NWHZ3CZ2_2688n_25gshp_des1 | HZ3CZ2 | 438.6669 | 4763.7633 | 475.1955 |  | 1621.6117 | 93.923 | 2073.9967 | 3789.5314 | NWHZ3CZ2_2688n_25hp85_des0
| NWHZ3CZ3_2688n_25gshp_des1 | HZ3CZ3 | 438.6669 | 4763.7633 | 765.5721 |  | 1621.6117 | 204.8936 | 2073.9967 | 3900.502 | NWHZ3CZ3_2688n_25hp85_des0
| WxHZ3CZ1_2688e_25gshp_des1 | HZ3CZ1 | 472.5683 | 5133.0297 | 254.0563 |  | 1771.418 | 29.8815 | 2254.0881 | 4055.3875 | WxHZ3CZ1_2688e_25hp85_des0
| WxHZ3CZ2_2688e_25gshp_des1 | HZ3CZ2 | 472.5683 | 5133.0297 | 485.678 |  | 1771.418 | 98.7622 | 2254.0881 | 4124.2683 | WxHZ3CZ2_2688e_25hp85_des0
| WxHZ3CZ3_2688e_25gshp_des1 | HZ3CZ3 | 472.5683 | 5133.0297 | 789.3324 |  | 1771.418 | 215.9677 | 2254.0881 | 4241.4738 | WxHZ3CZ3_2688e_25hp85_des0
| NWHZ1CZ1_5000n_35gshp_des1 | HZ1CZ1 | 764.5752 | 6327.4502 | 434.7219 |  | 1068.7551 | 58.7601 | 1671.5937 | 2799.1089 | NWHZ1CZ1_5000n_35hp85_des0
| NWHZ1CZ2_5000n_35gshp_des1 | HZ1CZ2 | 764.5752 | 6327.4502 | 850.1949 |  | 1068.7551 | 172.8651 | 1671.5937 | 2913.2139 | NWHZ1CZ2_5000n_35hp85_des0
| NWHZ1CZ3_5000n_35gshp_des1 | HZ1CZ3 | 764.5752 | 6327.4502 | 1391.1645 |  | 1068.7551 | 361.693 | 1671.5937 | 3102.0419 | NWHZ1CZ3_5000n_35hp85_des0
| WxHZ1CZ1_5000e_40gshp_des1 | HZ1CZ1 | 827.5817 | 6575.451 | 444.7919 |  | 1132.4234 | 61.3805 | 1616.9924 | 2810.7963 | WxHZ1CZ1_5000e_40hp85_des0
| WxHZ1CZ2_5000e_40gshp_des1 | HZ1CZ2 | 827.5817 | 6575.451 | 881.2101 |  | 1132.4234 | 181.7987 | 1616.9924 | 2931.2145 | WxHZ1CZ2_5000e_40hp85_des0
| WxHZ1CZ3_5000e_40gshp_des1 | HZ1CZ3 | 827.5817 | 6575.451 | 1449.7975 |  | 1132.4234 | 381.673 | 1616.9924 | 3131.0888 | WxHZ1CZ3_5000e_40hp85_des0
| NWHZ2CZ1_5000n_35gshp_des1 | HZ2CZ1 | 781.4899 | 8515.2657 | 434.7219 |  | 2715.5017 | 58.7601 | 2289.482 | 5063.7437 | NWHZ2CZ1_5000n_35hp85_des0
| NWHZ2CZ2_5000n_35gshp_des1 | HZ2CZ2 | 781.4899 | 8515.2657 | 850.1949 |  | 2715.5017 | 172.8651 | 2289.482 | 5177.8487 | NWHZ2CZ2_5000n_35hp85_des0
| NWHZ2CZ3_5000n_35gshp_des1 | HZ2CZ3 | 781.4899 | 8515.2657 | 1391.1645 |  | 2715.5017 | 361.693 | 2289.482 | 5366.6767 | NWHZ2CZ3_5000n_35hp85_des0
| WxHZ2CZ1_5000e_40gshp_des1 | HZ2CZ1 | 845.2304 | 8593.6588 | 444.7919 |  | 2869.5672 | 61.3805 | 2215.7199 | 5146.6675 | WxHZ2CZ1_5000e_40hp85_des0
| WxHZ2CZ2_5000e_40gshp_des1 | HZ2CZ2 | 845.2304 | 8593.6588 | 881.2101 |  | 2869.5672 | 181.7987 | 2215.7199 | 5267.0857 | WxHZ2CZ2_5000e_40hp85_des0
| WxHZ2CZ3_5000e_40gshp_des1 | HZ2CZ3 | 845.2304 | 8593.6588 | 1449.7975 |  | 2869.5672 | 381.673 | 2215.7199 | 5466.96 | WxHZ2CZ3_5000e_40hp85_des0
| NWHZ3CZ1_5000n_35gshp_des1 | HZ3CZ1 | 770.8207 | 9482.2635 | 434.7219 |  | 3889.7038 | 58.7601 | 2602.3167 | 6550.7806 | NWHZ3CZ1_5000n_35hp85_des0
| NWHZ3CZ2_5000n_35gshp_des1 | HZ3CZ2 | 770.8207 | 9482.2635 | 850.1949 |  | 3889.7038 | 172.8651 | 2602.3167 | 6664.8856 | NWHZ3CZ2_5000n_35hp85_des0
| NWHZ3CZ3_5000n_35gshp_des1 | HZ3CZ3 | 770.8207 | 9482.2635 | 1391.1645 |  | 3889.7038 | 361.693 | 2602.3167 | 6853.7136 | NWHZ3CZ3_5000n_35hp85_des0
| WxHZ3CZ1_5000e_40gshp_des1 | HZ3CZ1 | 833.0844 | 9428.4399 | 444.7919 |  | 4148.3848 | 61.3805 | 2533.6848 | 6743.45 | WxHZ3CZ1_5000e_40hp85_des0
| WxHZ3CZ2_5000e_40gshp_des1 | HZ3CZ2 | 833.0844 | 9428.4399 | 881.2101 |  | 4148.3848 | 181.7987 | 2533.6848 | 6863.8683 | WxHZ3CZ2_5000e_40hp85_des0
| WxHZ3CZ3_5000e_40gshp_des1 | HZ3CZ3 | 833.0844 | 9428.4399 | 1449.7975 |  | 4148.3848 | 381.673 | 2533.6848 | 7063.7426 | WxHZ3CZ3_5000e_40hp85_des0

## AdjustedOutput
[5 empty] | Iterative SEEM Inputs |  |  |  |  | Phase I Adjustment | [8 empty] | Phase II Adjustment |  |  | From SEEMoutput |  | annual Desuperheat energy output from GSHP
Run Label | SEEM Heating kWh/yr | Uo | Heating Zone | Heating System | UATotal | Heating Load at 30degF (incl. duct losses) | PTCS Nominal Heat Pump Size (tons) | Standard Practice Nominal Heat Pump Size (tons) | Furnace Capacity (kW) |  | Adjustment Factor Equations | [5 empty] | Adjustment Factor | Phase I Heating Energy Use (kWh/yr) | Factor | Phase II Electric Heating Energy Use (kWh/yr) | Phase II Non-Electric Heat Use (kWh/yr)
[12 empty] | Below Middle Uo Break-point |  | Below Upper Uo cutoff | [7 empty] | City | incoolkwh | gshpdesupkWh
[10 empty] | Upper Uo cut-off | Below Lower Uo Cutoff | Slope1 | Intercept1 | Slope2 | Intercept2 | Above Upper Uo Cutoff | [6 empty] | (kWh) | (kWh)
NWHZ1CZ1_1568n_20hp85_des0 | 2807.2268 | 0.078114 | 1 | HP | 337.9201 | 14692.5143 | 1.7844 | 1.479 | 5.15 | 0.2 | 1.387 | -2.2641 | 1.5002 | -4.5282 | 1.67 | 0.76436 | 1.3163 | 3695.119 | 0.82813 | 3060.0451 | 577.5578 | HZ1CZ1_ | 306.9907 | 0
NWHZ1CZ2_1568n_20hp85_des0 | 2807.2268 | 0.078114 | 1 | HP | 337.9201 | 14692.5143 | 1.7844 | 1.479 | 5.15 | 0.2 | 1.387 | -2.2641 | 1.5002 | -4.5282 | 1.67 | 0.76436 | 1.3163 | 3695.119 | 0.82813 | 3060.0451 | 577.5578 | HZ1CZ2_ | 565.1762 | 0
NWHZ1CZ3_1568n_20hp85_des0 | 2807.2268 | 0.078114 | 1 | HP | 337.9201 | 14692.5143 | 1.7844 | 1.479 | 5.15 | 0.2 | 1.387 | -2.2641 | 1.5002 | -4.5282 | 1.67 | 0.76436 | 1.3163 | 3695.119 | 0.82813 | 3060.0451 | 577.5578 | HZ1CZ3_ | 897.6038 | 0
WxHZ1CZ1_1568e_20hp85_des0 | 3258.7601 | 0.088275 | 1 | HP | 376.7978 | 16351.861 | 1.9792 | 1.6405 | 5.7425 | 0.2 | 1.387 | -2.2641 | 1.5002 | -4.5282 | 1.67 | 0.76436 | 1.2703 | 4139.5331 | 0.82813 | 3428.0784 | 647.021 | HZ1CZ1_ | 283.8344 | 0
WxHZ1CZ2_1568e_20hp85_des0 | 3258.7601 | 0.088275 | 1 | HP | 376.7978 | 16351.861 | 1.9792 | 1.6405 | 5.7425 | 0.2 | 1.387 | -2.2641 | 1.5002 | -4.5282 | 1.67 | 0.76436 | 1.2703 | 4139.5331 | 0.82813 | 3428.0784 | 647.021 | HZ1CZ2_ | 549.9715 | 0
WxHZ1CZ3_1568e_20hp85_des0 | 3258.7601 | 0.088275 | 1 | HP | 376.7978 | 16351.861 | 1.9792 | 1.6405 | 5.7425 | 0.2 | 1.387 | -2.2641 | 1.5002 | -4.5282 | 1.67 | 0.76436 | 1.2703 | 4139.5331 | 0.82813 | 3428.0784 | 647.021 | HZ1CZ3_ | 896.4515 | 0
NWHZ2CZ1_1568n_20hp85_des0 | 4749.3091 | 0.079553 | 2 | HP | 340.8722 | 15012.2283 | 1.8219 | 1.5101 | 6.8934 | 0.175 | 1.1965 | -2.0502 | 1.299 | -4.1003 | 1.4528 | 0.73523 | 1.1266 | 5350.5371 | 0.85918 | 4597.0618 | 661.1547 | HZ2CZ1_ | 306.9907 | 0
NWHZ2CZ2_1568n_20hp85_des0 | 4749.3091 | 0.079553 | 2 | HP | 340.8722 | 15012.2283 | 1.8219 | 1.5101 | 6.8934 | 0.175 | 1.1965 | -2.0502 | 1.299 | -4.1003 | 1.4528 | 0.73523 | 1.1266 | 5350.5371 | 0.85918 | 4597.0618 | 661.1547 | HZ2CZ2_ | 565.1762 | 0
NWHZ2CZ3_1568n_20hp85_des0 | 4749.3091 | 0.079553 | 2 | HP | 340.8722 | 15012.2283 | 1.8219 | 1.5101 | 6.8934 | 0.175 | 1.1965 | -2.0502 | 1.299 | -4.1003 | 1.4528 | 0.73523 | 1.1266 | 5350.5371 | 0.85918 | 4597.0618 | 661.1547 | HZ2CZ3_ | 897.6038 | 0
WxHZ2CZ1_1568e_20hp85_des0 | 5476.1122 | 0.089767 | 2 | HP | 379.9 | 16684.6768 | 2.0183 | 1.6729 | 7.6826 | 0.175 | 1.1965 | -2.0502 | 1.299 | -4.1003 | 1.4528 | 0.73523 | 1.0847 | 5940.0004 | 0.85918 | 5103.5155 | 733.9934 | HZ2CZ1_ | 283.8344 | 0
WxHZ2CZ2_1568e_20hp85_des0 | 5476.1122 | 0.089767 | 2 | HP | 379.9 | 16684.6768 | 2.0183 | 1.6729 | 7.6826 | 0.175 | 1.1965 | -2.0502 | 1.299 | -4.1003 | 1.4528 | 0.73523 | 1.0847 | 5940.0004 | 0.85918 | 5103.5155 | 733.9934 | HZ2CZ2_ | 549.9715 | 0
WxHZ2CZ3_1568e_20hp85_des0 | 5476.1122 | 0.089767 | 2 | HP | 379.9 | 16684.6768 | 2.0183 | 1.6729 | 7.6826 | 0.175 | 1.1965 | -2.0502 | 1.299 | -4.1003 | 1.4528 | 0.73523 | 1.0847 | 5940.0004 | 0.85918 | 5103.5155 | 733.9934 | HZ2CZ3_ | 896.4515 | 0
NWHZ3CZ1_1568n_20hp85_des0 | 6537.5637 | 0.079314 | 3 | HP | 338.6005 | 15026.0269 | 1.8236 | 1.5115 | 9.3284 | 0.15 | 1.0259 | -1.8552 | 1.1187 | -3.7103 | 1.2578 | 0.70129 | 0.96355 | 6299.2796 | 0.85918 | 5412.2001 | 778.3888 | HZ3CZ1_ | 306.9907 | 0
NWHZ3CZ2_1568n_20hp85_des0 | 6537.5637 | 0.079314 | 3 | HP | 338.6005 | 15026.0269 | 1.8236 | 1.5115 | 9.3284 | 0.15 | 1.0259 | -1.8552 | 1.1187 | -3.7103 | 1.2578 | 0.70129 | 0.96355 | 6299.2796 | 0.85918 | 5412.2001 | 778.3888 | HZ3CZ2_ | 565.1762 | 0
NWHZ3CZ3_1568n_20hp85_des0 | 6537.5637 | 0.079314 | 3 | HP | 338.6005 | 15026.0269 | 1.8236 | 1.5115 | 9.3284 | 0.15 | 1.0259 | -1.8552 | 1.1187 | -3.7103 | 1.2578 | 0.70129 | 0.96355 | 6299.2796 | 0.85918 | 5412.2001 | 778.3888 | HZ3CZ3_ | 897.6038 | 0
WxHZ3CZ1_1568e_20hp85_des0 | 7552.8178 | 0.089506 | 3 | HP | 377.5007 | 16689.0648 | 2.0188 | 1.6733 | 10.4001 | 0.15 | 1.0259 | -1.8552 | 1.1187 | -3.7103 | 1.2578 | 0.70129 | 0.92573 | 6991.9071 | 0.85918 | 6007.2901 | 863.9753 | HZ3CZ1_ | 283.8344 | 0
WxHZ3CZ2_1568e_20hp85_des0 | 7552.8178 | 0.089506 | 3 | HP | 377.5007 | 16689.0648 | 2.0188 | 1.6733 | 10.4001 | 0.15 | 1.0259 | -1.8552 | 1.1187 | -3.7103 | 1.2578 | 0.70129 | 0.92573 | 6991.9071 | 0.85918 | 6007.2901 | 863.9753 | HZ3CZ2_ | 549.9715 | 0
WxHZ3CZ3_1568e_20hp85_des0 | 7552.8178 | 0.089506 | 3 | HP | 377.5007 | 16689.0648 | 2.0188 | 1.6733 | 10.4001 | 0.15 | 1.0259 | -1.8552 | 1.1187 | -3.7103 | 1.2578 | 0.70129 | 0.92573 | 6991.9071 | 0.85918 | 6007.2901 | 863.9753 | HZ3CZ3_ | 896.4515 | 0
NWHZ1CZ1_2200n_25hp85_des0 | 4018.6755 | 0.072746 | 1 | HP | 417.7865 | 20296.9326 | 2.4424 | 2.0244 | 6.3672 | 0.2 | 1.387 | -2.2641 | 1.5002 | -4.5282 | 1.67 | 0.76436 | 1.3355 | 5366.9049 | 0.82813 | 4444.5039 | 838.8628 | HZ1CZ1_ | 438.8314 | 0
NWHZ1CZ2_2200n_25hp85_des0 | 4018.6755 | 0.072746 | 1 | HP | 417.7865 | 20296.9326 | 2.4424 | 2.0244 | 6.3672 | 0.2 | 1.387 | -2.2641 | 1.5002 | -4.5282 | 1.67 | 0.76436 | 1.3355 | 5366.9049 | 0.82813 | 4444.5039 | 838.8628 | HZ1CZ2_ | 808.8773 | 0
NWHZ1CZ3_2200n_25hp85_des0 | 4018.6755 | 0.072746 | 1 | HP | 417.7865 | 20296.9326 | 2.4424 | 2.0244 | 6.3672 | 0.2 | 1.387 | -2.2641 | 1.5002 | -4.5282 | 1.67 | 0.76436 | 1.3355 | 5366.9049 | 0.82813 | 4444.5039 | 838.8628 | HZ1CZ3_ | 1284.1719 | 0
WxHZ1CZ1_2200e_30hp85_des0 | 4829.7809 | 0.085596 | 1 | HP | 483.4317 | 23686.3421 | 2.8404 | 2.3543 | 7.3677 | 0.2 | 1.387 | -2.2641 | 1.5002 | -4.5282 | 1.67 | 0.76436 | 1.2824 | 6193.7583 | 0.82813 | 5129.2475 | 968.1024 | HZ1CZ1_ | 431.0207 | 0
WxHZ1CZ2_2200e_30hp85_des0 | 4829.7809 | 0.085596 | 1 | HP | 483.4317 | 23686.3421 | 2.8404 | 2.3543 | 7.3677 | 0.2 | 1.387 | -2.2641 | 1.5002 | -4.5282 | 1.67 | 0.76436 | 1.2824 | 6193.7583 | 0.82813 | 5129.2475 | 968.1024 | HZ1CZ2_ | 832.2458 | 0
WxHZ1CZ3_2200e_30hp85_des0 | 4829.7809 | 0.085596 | 1 | HP | 483.4317 | 23686.3421 | 2.8404 | 2.3543 | 7.3677 | 0.2 | 1.387 | -2.2641 | 1.5002 | -4.5282 | 1.67 | 0.76436 | 1.2824 | 6193.7583 | 0.82813 | 5129.2475 | 968.1024 | HZ1CZ3_ | 1352.0191 | 0
NWHZ2CZ1_2200n_25hp85_des0 | 6948.0727 | 0.075068 | 2 | HP | 425.781 | 21313.1532 | 2.5617 | 2.1233 | 8.6105 | 0.175 | 1.1965 | -2.0502 | 1.299 | -4.1003 | 1.4528 | 0.73523 | 1.145 | 7955.4349 | 0.85918 | 6835.1317 | 983.0364 | HZ2CZ1_ | 438.8314 | 0
NWHZ2CZ2_2200n_25hp85_des0 | 6948.0727 | 0.075068 | 2 | HP | 425.781 | 21313.1532 | 2.5617 | 2.1233 | 8.6105 | 0.175 | 1.1965 | -2.0502 | 1.299 | -4.1003 | 1.4528 | 0.73523 | 1.145 | 7955.4349 | 0.85918 | 6835.1317 | 983.0364 | HZ2CZ2_ | 808.8773 | 0
NWHZ2CZ3_2200n_25hp85_des0 | 6948.0727 | 0.075068 | 2 | HP | 425.781 | 21313.1532 | 2.5617 | 2.1233 | 8.6105 | 0.175 | 1.1965 | -2.0502 | 1.299 | -4.1003 | 1.4528 | 0.73523 | 1.145 | 7955.4349 | 0.85918 | 6835.1317 | 983.0364 | HZ2CZ3_ | 1284.1719 | 0
WxHZ2CZ1_2200e_30hp85_des0 | 8188.0992 | 0.088008 | 2 | HP | 491.9388 | 24895.6364 | 2.9824 | 2.4719 | 9.9484 | 0.175 | 1.1965 | -2.0502 | 1.299 | -4.1003 | 1.4528 | 0.73523 | 1.0919 | 8940.7852 | 0.85918 | 7681.7226 | 1104.7941 | HZ2CZ1_ | 431.0207 | 0
WxHZ2CZ2_2200e_30hp85_des0 | 8188.0992 | 0.088008 | 2 | HP | 491.9388 | 24895.6364 | 2.9824 | 2.4719 | 9.9484 | 0.175 | 1.1965 | -2.0502 | 1.299 | -4.1003 | 1.4528 | 0.73523 | 1.0919 | 8940.7852 | 0.85918 | 7681.7226 | 1104.7941 | HZ2CZ2_ | 832.2458 | 0
WxHZ2CZ3_2200e_30hp85_des0 | 8188.0992 | 0.088008 | 2 | HP | 491.9388 | 24895.6364 | 2.9824 | 2.4719 | 9.9484 | 0.175 | 1.1965 | -2.0502 | 1.299 | -4.1003 | 1.4528 | 0.73523 | 1.0919 | 8940.7852 | 0.85918 | 7681.7226 | 1104.7941 | HZ2CZ3_ | 1352.0191 | 0
NWHZ3CZ1_2200n_25hp85_des0 | 9618.0938 | 0.074822 | 3 | HP | 422.345 | 21424.3028 | 2.5748 | 2.1341 | 11.6355 | 0.15 | 1.0259 | -1.8552 | 1.1187 | -3.7103 | 1.2578 | 0.70129 | 0.97989 | 9424.6596 | 0.85918 | 8097.4566 | 1164.5855 | HZ3CZ1_ | 438.8314 | 0
NWHZ3CZ2_2200n_25hp85_des0 | 9618.0938 | 0.074822 | 3 | HP | 422.345 | 21424.3028 | 2.5748 | 2.1341 | 11.6355 | 0.15 | 1.0259 | -1.8552 | 1.1187 | -3.7103 | 1.2578 | 0.70129 | 0.97989 | 9424.6596 | 0.85918 | 8097.4566 | 1164.5855 | HZ3CZ2_ | 808.8773 | 0
NWHZ3CZ3_2200n_25hp85_des0 | 9618.0938 | 0.074822 | 3 | HP | 422.345 | 21424.3028 | 2.5748 | 2.1341 | 11.6355 | 0.15 | 1.0259 | -1.8552 | 1.1187 | -3.7103 | 1.2578 | 0.70129 | 0.97989 | 9424.6596 | 0.85918 | 8097.4566 | 1164.5855 | HZ3CZ3_ | 1284.1719 | 0
WxHZ3CZ1_2200e_30hp85_des0 | 11294.8436 | 0.087901 | 3 | HP | 489.2574 | 25124.7178 | 3.0093 | 2.4942 | 13.479 | 0.15 | 1.0259 | -1.8552 | 1.1187 | -3.7103 | 1.2578 | 0.70129 | 0.93169 | 10523.3253 | 0.85918 | 9041.4057 | 1300.3453 | HZ3CZ1_ | 431.0207 | 0
WxHZ3CZ2_2200e_30hp85_des0 | 11294.8436 | 0.087901 | 3 | HP | 489.2574 | 25124.7178 | 3.0093 | 2.4942 | 13.479 | 0.15 | 1.0259 | -1.8552 | 1.1187 | -3.7103 | 1.2578 | 0.70129 | 0.93169 | 10523.3253 | 0.85918 | 9041.4057 | 1300.3453 | HZ3CZ2_ | 832.2458 | 0
WxHZ3CZ3_2200e_30hp85_des0 | 11294.8436 | 0.087901 | 3 | HP | 489.2574 | 25124.7178 | 3.0093 | 2.4942 | 13.479 | 0.15 | 1.0259 | -1.8552 | 1.1187 | -3.7103 | 1.2578 | 0.70129 | 0.93169 | 10523.3253 | 0.85918 | 9041.4057 | 1300.3453 | HZ3CZ3_ | 1352.0191 | 0
NWHZ1CZ1_2688n_25hp85_des0 | 3341.0448 | 0.082785 | 1 | HP | 439.4408 | 17417.0275 | 2.1043 | 1.7442 | 6.6972 | 0.2 | 1.387 | -2.2641 | 1.5002 | -4.5282 | 1.67 | 0.76436 | 1.2951 | 4327.1101 | 0.82813 | 3583.4169 | 676.3398 | HZ1CZ1_ | 272.7445 | 0
NWHZ1CZ2_2688n_25hp85_des0 | 3341.0448 | 0.082785 | 1 | HP | 439.4408 | 17417.0275 | 2.1043 | 1.7442 | 6.6972 | 0.2 | 1.387 | -2.2641 | 1.5002 | -4.5282 | 1.67 | 0.76436 | 1.2951 | 4327.1101 | 0.82813 | 3583.4169 | 676.3398 | HZ1CZ2_ | 549.4937 | 0
NWHZ1CZ3_2688n_25hp85_des0 | 3341.0448 | 0.082785 | 1 | HP | 439.4408 | 17417.0275 | 2.1043 | 1.7442 | 6.6972 | 0.2 | 1.387 | -2.2641 | 1.5002 | -4.5282 | 1.67 | 0.76436 | 1.2951 | 4327.1101 | 0.82813 | 3583.4169 | 676.3398 | HZ1CZ3_ | 937.0013 | 0
WxHZ1CZ1_2688e_25hp85_des0 | 3744.5522 | 0.091211 | 1 | HP | 473.8526 | 18826.7868 | 2.2698 | 1.8813 | 7.2217 | 0.2 | 1.387 | -2.2641 | 1.5002 | -4.5282 | 1.67 | 0.76436 | 1.257 | 4706.8332 | 0.82813 | 3897.8776 | 735.6917 | HZ1CZ1_ | 274.1468 | 0
WxHZ1CZ2_2688e_25hp85_des0 | 3744.5522 | 0.091211 | 1 | HP | 473.8526 | 18826.7868 | 2.2698 | 1.8813 | 7.2217 | 0.2 | 1.387 | -2.2641 | 1.5002 | -4.5282 | 1.67 | 0.76436 | 1.257 | 4706.8332 | 0.82813 | 3897.8776 | 735.6917 | HZ1CZ2_ | 564.2872 | 0
WxHZ1CZ3_2688e_25hp85_des0 | 3744.5522 | 0.091211 | 1 | HP | 473.8526 | 18826.7868 | 2.2698 | 1.8813 | 7.2217 | 0.2 | 1.387 | -2.2641 | 1.5002 | -4.5282 | 1.67 | 0.76436 | 1.257 | 4706.8332 | 0.82813 | 3897.8776 | 735.6917 | HZ1CZ3_ | 970.6346 | 0
NWHZ2CZ1_2688n_25hp85_des0 | 5673.3655 | 0.085056 | 2 | HP | 445.5197 | 17699.5341 | 2.1375 | 1.7716 | 9.0096 | 0.175 | 1.1965 | -2.0502 | 1.299 | -4.1003 | 1.4528 | 0.73523 | 1.104 | 6263.5554 | 0.85918 | 5381.5066 | 773.9744 | HZ2CZ1_ | 272.7445 | 0
NWHZ2CZ2_2688n_25hp85_des0 | 5673.3655 | 0.085056 | 2 | HP | 445.5197 | 17699.5341 | 2.1375 | 1.7716 | 9.0096 | 0.175 | 1.1965 | -2.0502 | 1.299 | -4.1003 | 1.4528 | 0.73523 | 1.104 | 6263.5554 | 0.85918 | 5381.5066 | 773.9744 | HZ2CZ2_ | 549.4937 | 0
NWHZ2CZ3_2688n_25hp85_des0 | 5673.3655 | 0.085056 | 2 | HP | 445.5197 | 17699.5341 | 2.1375 | 1.7716 | 9.0096 | 0.175 | 1.1965 | -2.0502 | 1.299 | -4.1003 | 1.4528 | 0.73523 | 1.104 | 6263.5554 | 0.85918 | 5381.5066 | 773.9744 | HZ2CZ3_ | 937.0013 | 0
WxHZ2CZ1_2688e_25hp85_des0 | 6330.2427 | 0.093484 | 2 | HP | 479.9824 | 19121.6008 | 2.3044 | 1.91 | 9.7066 | 0.175 | 1.1965 | -2.0502 | 1.299 | -4.1003 | 1.4528 | 0.73523 | 1.0695 | 6770.0086 | 0.85918 | 5816.6399 | 836.5558 | HZ2CZ1_ | 274.1468 | 0
WxHZ2CZ2_2688e_25hp85_des0 | 6330.2427 | 0.093484 | 2 | HP | 479.9824 | 19121.6008 | 2.3044 | 1.91 | 9.7066 | 0.175 | 1.1965 | -2.0502 | 1.299 | -4.1003 | 1.4528 | 0.73523 | 1.0695 | 6770.0086 | 0.85918 | 5816.6399 | 836.5558 | HZ2CZ2_ | 564.2872 | 0
WxHZ2CZ3_2688e_25hp85_des0 | 6330.2427 | 0.093484 | 2 | HP | 479.9824 | 19121.6008 | 2.3044 | 1.91 | 9.7066 | 0.175 | 1.1965 | -2.0502 | 1.299 | -4.1003 | 1.4528 | 0.73523 | 1.0695 | 6770.0086 | 0.85918 | 5816.6399 | 836.5558 | HZ2CZ3_ | 970.6346 | 0
NWHZ3CZ1_2688n_25hp85_des0 | 7858.401 | 0.084116 | 3 | HP | 438.5744 | 17431.3386 | 2.106 | 1.7455 | 12.0826 | 0.15 | 1.0259 | -1.8552 | 1.1187 | -3.7103 | 1.2578 | 0.70129 | 0.94573 | 7431.9614 | 0.85918 | 6385.375 | 918.3519 | HZ3CZ1_ | 272.7445 | 0
NWHZ3CZ2_2688n_25hp85_des0 | 7858.401 | 0.084116 | 3 | HP | 438.5744 | 17431.3386 | 2.106 | 1.7455 | 12.0826 | 0.15 | 1.0259 | -1.8552 | 1.1187 | -3.7103 | 1.2578 | 0.70129 | 0.94573 | 7431.9614 | 0.85918 | 6385.375 | 918.3519 | HZ3CZ2_ | 549.4937 | 0
NWHZ3CZ3_2688n_25hp85_des0 | 7858.401 | 0.084116 | 3 | HP | 438.5744 | 17431.3386 | 2.106 | 1.7455 | 12.0826 | 0.15 | 1.0259 | -1.8552 | 1.1187 | -3.7103 | 1.2578 | 0.70129 | 0.94573 | 7431.9614 | 0.85918 | 6385.375 | 918.3519 | HZ3CZ3_ | 937.0013 | 0
WxHZ3CZ1_2688e_25hp85_des0 | 8783.359 | 0.09242 | 3 | HP | 472.4213 | 18828.0602 | 2.27 | 1.8815 | 13.0151 | 0.15 | 1.0259 | -1.8552 | 1.1187 | -3.7103 | 1.2578 | 0.70129 | 0.91492 | 8036.112 | 0.85918 | 6904.4476 | 993.0055 | HZ3CZ1_ | 274.1468 | 0
WxHZ3CZ2_2688e_25hp85_des0 | 8783.359 | 0.09242 | 3 | HP | 472.4213 | 18828.0602 | 2.27 | 1.8815 | 13.0151 | 0.15 | 1.0259 | -1.8552 | 1.1187 | -3.7103 | 1.2578 | 0.70129 | 0.91492 | 8036.112 | 0.85918 | 6904.4476 | 993.0055 | HZ3CZ2_ | 564.2872 | 0
WxHZ3CZ3_2688e_25hp85_des0 | 8783.359 | 0.09242 | 3 | HP | 472.4213 | 18828.0602 | 2.27 | 1.8815 | 13.0151 | 0.15 | 1.0259 | -1.8552 | 1.1187 | -3.7103 | 1.2578 | 0.70129 | 0.91492 | 8036.112 | 0.85918 | 6904.4476 | 993.0055 | HZ3CZ3_ | 970.6346 | 0
NWHZ1CZ1_5000n_35hp85_des0 | 7269.8128 | 0.097494 | 1 | HP | 763.0284 | 30825.4173 | 3.6786 | 3.049 | 11.6288 | 0.2 | 1.387 | -2.2641 | 1.5002 | -4.5282 | 1.67 | 0.76436 | 1.2285 | 8931.1948 | 0.82813 | 7396.2053 | 1395.9716 | HZ1CZ1_ | 476.4653 | 0
NWHZ1CZ2_5000n_35hp85_des0 | 7269.8128 | 0.097494 | 1 | HP | 763.0284 | 30825.4173 | 3.6786 | 3.049 | 11.6288 | 0.2 | 1.387 | -2.2641 | 1.5002 | -4.5282 | 1.67 | 0.76436 | 1.2285 | 8931.1948 | 0.82813 | 7396.2053 | 1395.9716 | HZ1CZ2_ | 987.7821 | 0
NWHZ1CZ3_5000n_35hp85_des0 | 7269.8128 | 0.097494 | 1 | HP | 763.0284 | 30825.4173 | 3.6786 | 3.049 | 11.6288 | 0.2 | 1.387 | -2.2641 | 1.5002 | -4.5282 | 1.67 | 0.76436 | 1.2285 | 8931.1948 | 0.82813 | 7396.2053 | 1395.9716 | HZ1CZ3_ | 1692.4142 | 0
WxHZ1CZ1_5000e_40hp85_des0 | 7881.614 | 0.10801 | 1 | HP | 826.1195 | 33388.2106 | 3.9795 | 3.2984 | 12.5903 | 0.2 | 1.387 | -2.2641 | 1.5002 | -4.5282 | 1.67 | 0.76436 | 1.1809 | 9307.5469 | 0.82813 | 7707.8744 | 1454.7965 | HZ1CZ1_ | 488.7181 | 0
WxHZ1CZ2_5000e_40hp85_des0 | 7881.614 | 0.10801 | 1 | HP | 826.1195 | 33388.2106 | 3.9795 | 3.2984 | 12.5903 | 0.2 | 1.387 | -2.2641 | 1.5002 | -4.5282 | 1.67 | 0.76436 | 1.1809 | 9307.5469 | 0.82813 | 7707.8744 | 1454.7965 | HZ1CZ2_ | 1026.3534 | 0
WxHZ1CZ3_5000e_40hp85_des0 | 7881.614 | 0.10801 | 1 | HP | 826.1195 | 33388.2106 | 3.9795 | 3.2984 | 12.5903 | 0.2 | 1.387 | -2.2641 | 1.5002 | -4.5282 | 1.67 | 0.76436 | 1.1809 | 9307.5469 | 0.82813 | 7707.8744 | 1454.7965 | HZ1CZ3_ | 1768.3164 | 0
NWHZ2CZ1_5000n_35hp85_des0 | 12601.2682 | 0.10133 | 2 | HP | 780.2873 | 31553.8425 | 3.7641 | 3.1199 | 15.7796 | 0.175 | 1.1965 | -2.0502 | 1.299 | -4.1003 | 1.4528 | 0.73523 | 1.0373 | 13071.5315 | 0.85918 | 11230.7674 | 1615.2218 | HZ2CZ1_ | 476.4653 | 0
NWHZ2CZ2_5000n_35hp85_des0 | 12601.2682 | 0.10133 | 2 | HP | 780.2873 | 31553.8425 | 3.7641 | 3.1199 | 15.7796 | 0.175 | 1.1965 | -2.0502 | 1.299 | -4.1003 | 1.4528 | 0.73523 | 1.0373 | 13071.5315 | 0.85918 | 11230.7674 | 1615.2218 | HZ2CZ2_ | 987.7821 | 0
NWHZ2CZ3_5000n_35hp85_des0 | 12601.2682 | 0.10133 | 2 | HP | 780.2873 | 31553.8425 | 3.7641 | 3.1199 | 15.7796 | 0.175 | 1.1965 | -2.0502 | 1.299 | -4.1003 | 1.4528 | 0.73523 | 1.0373 | 13071.5315 | 0.85918 | 11230.7674 | 1615.2218 | HZ2CZ3_ | 1692.4142 | 0
WxHZ2CZ1_5000e_40hp85_des0 | 13423.7588 | 0.11191 | 2 | HP | 844.066 | 34155.8162 | 4.0696 | 3.3731 | 17.0693 | 0.175 | 1.1965 | -2.0502 | 1.299 | -4.1003 | 1.4528 | 0.73523 | 0.99392 | 13342.0909 | 0.85918 | 11463.226 | 1648.6542 | HZ2CZ1_ | 488.7181 | 0
WxHZ2CZ2_5000e_40hp85_des0 | 13423.7588 | 0.11191 | 2 | HP | 844.066 | 34155.8162 | 4.0696 | 3.3731 | 17.0693 | 0.175 | 1.1965 | -2.0502 | 1.299 | -4.1003 | 1.4528 | 0.73523 | 0.99392 | 13342.0909 | 0.85918 | 11463.226 | 1648.6542 | HZ2CZ2_ | 1026.3534 | 0
WxHZ2CZ3_5000e_40hp85_des0 | 13423.7588 | 0.11191 | 2 | HP | 844.066 | 34155.8162 | 4.0696 | 3.3731 | 17.0693 | 0.175 | 1.1965 | -2.0502 | 1.299 | -4.1003 | 1.4528 | 0.73523 | 0.99392 | 13342.0909 | 0.85918 | 11463.226 | 1648.6542 | HZ2CZ3_ | 1768.3164 | 0
NWHZ3CZ1_5000n_35hp85_des0 | 17588.858 | 0.10052 | 3 | HP | 769.4984 | 31065.3502 | 3.7067 | 3.0724 | 21.1995 | 0.15 | 1.0259 | -1.8552 | 1.1187 | -3.7103 | 1.2578 | 0.70129 | 0.88486 | 15563.682 | 0.85918 | 13371.9674 | 1923.1716 | HZ3CZ1_ | 476.4653 | 0
NWHZ3CZ2_5000n_35hp85_des0 | 17588.858 | 0.10052 | 3 | HP | 769.4984 | 31065.3502 | 3.7067 | 3.0724 | 21.1995 | 0.15 | 1.0259 | -1.8552 | 1.1187 | -3.7103 | 1.2578 | 0.70129 | 0.88486 | 15563.682 | 0.85918 | 13371.9674 | 1923.1716 | HZ3CZ2_ | 987.7821 | 0
NWHZ3CZ3_5000n_35hp85_des0 | 17588.858 | 0.10052 | 3 | HP | 769.4984 | 31065.3502 | 3.7067 | 3.0724 | 21.1995 | 0.15 | 1.0259 | -1.8552 | 1.1187 | -3.7103 | 1.2578 | 0.70129 | 0.88486 | 15563.682 | 0.85918 | 13371.9674 | 1923.1716 | HZ3CZ3_ | 1692.4142 | 0
WxHZ3CZ1_5000e_40hp85_des0 | 18673.0738 | 0.11093 | 3 | HP | 831.9658 | 33610.9799 | 4.0056 | 3.3201 | 22.9205 | 0.15 | 1.0259 | -1.8552 | 1.1187 | -3.7103 | 1.2578 | 0.70129 | 0.84625 | 15802.1162 | 0.85918 | 13576.8246 | 1952.6344 | HZ3CZ1_ | 488.7181 | 0
WxHZ3CZ2_5000e_40hp85_des0 | 18673.0738 | 0.11093 | 3 | HP | 831.9658 | 33610.9799 | 4.0056 | 3.3201 | 22.9205 | 0.15 | 1.0259 | -1.8552 | 1.1187 | -3.7103 | 1.2578 | 0.70129 | 0.84625 | 15802.1162 | 0.85918 | 13576.8246 | 1952.6344 | HZ3CZ2_ | 1026.3534 | 0
WxHZ3CZ3_5000e_40hp85_des0 | 18673.0738 | 0.11093 | 3 | HP | 831.9658 | 33610.9799 | 4.0056 | 3.3201 | 22.9205 | 0.15 | 1.0259 | -1.8552 | 1.1187 | -3.7103 | 1.2578 | 0.70129 | 0.84625 | 15802.1162 | 0.85918 | 13576.8246 | 1952.6344 | HZ3CZ3_ | 1768.3164 | 0
NWHZ1CZ1_1568n_20gshp_des0 | 2225.1096 | 0.078235 | 1 | HP | 338.4858 | 14700.5763 | 1.7853 | 1.4798 | 5.1586 | 0.2 | 1.387 | -2.2641 | 1.5002 | -4.5282 | 1.67 | 0.76436 | 1.3157 | 2927.6608 | 0.82813 | 2424.4886 | 457.6019 | HZ1CZ1_ | 290.6014 | 0
NWHZ1CZ2_1568n_20gshp_des0 | 2225.1096 | 0.078235 | 1 | HP | 338.4858 | 14700.5763 | 1.7853 | 1.4798 | 5.1586 | 0.2 | 1.387 | -2.2641 | 1.5002 | -4.5282 | 1.67 | 0.76436 | 1.3157 | 2927.6608 | 0.82813 | 2424.4886 | 457.6019 | HZ1CZ2_ | 495.0798 | 0
NWHZ1CZ3_1568n_20gshp_des0 | 2225.1096 | 0.078235 | 1 | HP | 338.4858 | 14700.5763 | 1.7853 | 1.4798 | 5.1586 | 0.2 | 1.387 | -2.2641 | 1.5002 | -4.5282 | 1.67 | 0.76436 | 1.3157 | 2927.6608 | 0.82813 | 2424.4886 | 457.6019 | HZ1CZ3_ | 735.7159 | 0
WxHZ1CZ1_1568e_20gshp_des0 | 2579.9654 | 0.088418 | 1 | HP | 377.4616 | 16370.5837 | 1.9814 | 1.6423 | 5.7526 | 0.2 | 1.387 | -2.2641 | 1.5002 | -4.5282 | 1.67 | 0.76436 | 1.2696 | 3275.6034 | 0.82813 | 2712.6309 | 511.9863 | HZ1CZ1_ | 266.8521 | 0
WxHZ1CZ2_1568e_20gshp_des0 | 2579.9654 | 0.088418 | 1 | HP | 377.4616 | 16370.5837 | 1.9814 | 1.6423 | 5.7526 | 0.2 | 1.387 | -2.2641 | 1.5002 | -4.5282 | 1.67 | 0.76436 | 1.2696 | 3275.6034 | 0.82813 | 2712.6309 | 511.9863 | HZ1CZ2_ | 478.5783 | 0
WxHZ1CZ3_1568e_20gshp_des0 | 2579.9654 | 0.088418 | 1 | HP | 377.4616 | 16370.5837 | 1.9814 | 1.6423 | 5.7526 | 0.2 | 1.387 | -2.2641 | 1.5002 | -4.5282 | 1.67 | 0.76436 | 1.2696 | 3275.6034 | 0.82813 | 2712.6309 | 511.9863 | HZ1CZ3_ | 730.3453 | 0
NWHZ2CZ1_1568n_20gshp_des0 | 3269.3974 | 0.079559 | 2 | HP | 340.8958 | 14915.4856 | 1.8106 | 1.5007 | 6.8938 | 0.175 | 1.1965 | -2.0502 | 1.299 | -4.1003 | 1.4528 | 0.73523 | 1.1266 | 3683.2062 | 0.85918 | 3164.5284 | 455.1261 | HZ2CZ1_ | 290.6014 | 0
NWHZ2CZ2_1568n_20gshp_des0 | 3269.3974 | 0.079559 | 2 | HP | 340.8958 | 14915.4856 | 1.8106 | 1.5007 | 6.8938 | 0.175 | 1.1965 | -2.0502 | 1.299 | -4.1003 | 1.4528 | 0.73523 | 1.1266 | 3683.2062 | 0.85918 | 3164.5284 | 455.1261 | HZ2CZ2_ | 495.0798 | 0
NWHZ2CZ3_1568n_20gshp_des0 | 3269.3974 | 0.079559 | 2 | HP | 340.8958 | 14915.4856 | 1.8106 | 1.5007 | 6.8938 | 0.175 | 1.1965 | -2.0502 | 1.299 | -4.1003 | 1.4528 | 0.73523 | 1.1266 | 3683.2062 | 0.85918 | 3164.5284 | 455.1261 | HZ2CZ3_ | 735.7159 | 0
WxHZ2CZ1_1568e_20gshp_des0 | 3753.4742 | 0.089794 | 2 | HP | 380.0174 | 16599.9527 | 2.0084 | 1.6646 | 7.685 | 0.175 | 1.1965 | -2.0502 | 1.299 | -4.1003 | 1.4528 | 0.73523 | 1.0846 | 4071.0178 | 0.85918 | 3497.7274 | 503.0472 | HZ2CZ1_ | 266.8521 | 0
WxHZ2CZ2_1568e_20gshp_des0 | 3753.4742 | 0.089794 | 2 | HP | 380.0174 | 16599.9527 | 2.0084 | 1.6646 | 7.685 | 0.175 | 1.1965 | -2.0502 | 1.299 | -4.1003 | 1.4528 | 0.73523 | 1.0846 | 4071.0178 | 0.85918 | 3497.7274 | 503.0472 | HZ2CZ2_ | 478.5783 | 0
WxHZ2CZ3_1568e_20gshp_des0 | 3753.4742 | 0.089794 | 2 | HP | 380.0174 | 16599.9527 | 2.0084 | 1.6646 | 7.685 | 0.175 | 1.1965 | -2.0502 | 1.299 | -4.1003 | 1.4528 | 0.73523 | 1.0846 | 4071.0178 | 0.85918 | 3497.7274 | 503.0472 | HZ2CZ3_ | 730.3453 | 0
NWHZ3CZ1_1568n_20gshp_des0 | 4098.0633 | 0.079273 | 3 | HP | 338.4248 | 14893.4221 | 1.808 | 1.4986 | 9.3235 | 0.15 | 1.0259 | -1.8552 | 1.1187 | -3.7103 | 1.2578 | 0.70129 | 0.9637 | 3949.3235 | 0.85918 | 3393.1704 | 488.0096 | HZ3CZ1_ | 290.6014 | 0
NWHZ3CZ2_1568n_20gshp_des0 | 4098.0633 | 0.079273 | 3 | HP | 338.4248 | 14893.4221 | 1.808 | 1.4986 | 9.3235 | 0.15 | 1.0259 | -1.8552 | 1.1187 | -3.7103 | 1.2578 | 0.70129 | 0.9637 | 3949.3235 | 0.85918 | 3393.1704 | 488.0096 | HZ3CZ2_ | 495.0798 | 0
NWHZ3CZ3_1568n_20gshp_des0 | 4098.0633 | 0.079273 | 3 | HP | 338.4248 | 14893.4221 | 1.808 | 1.4986 | 9.3235 | 0.15 | 1.0259 | -1.8552 | 1.1187 | -3.7103 | 1.2578 | 0.70129 | 0.9637 | 3949.3235 | 0.85918 | 3393.1704 | 488.0096 | HZ3CZ3_ | 735.7159 | 0
WxHZ3CZ1_1568e_20gshp_des0 | 4722.1714 | 0.0895 | 3 | HP | 377.4714 | 16577.6944 | 2.0057 | 1.6625 | 10.3993 | 0.15 | 1.0259 | -1.8552 | 1.1187 | -3.7103 | 1.2578 | 0.70129 | 0.92576 | 4371.5997 | 0.85918 | 3755.9806 | 540.1894 | HZ3CZ1_ | 266.8521 | 0
WxHZ3CZ2_1568e_20gshp_des0 | 4722.1714 | 0.0895 | 3 | HP | 377.4714 | 16577.6944 | 2.0057 | 1.6625 | 10.3993 | 0.15 | 1.0259 | -1.8552 | 1.1187 | -3.7103 | 1.2578 | 0.70129 | 0.92576 | 4371.5997 | 0.85918 | 3755.9806 | 540.1894 | HZ3CZ2_ | 478.5783 | 0
WxHZ3CZ3_1568e_20gshp_des0 | 4722.1714 | 0.0895 | 3 | HP | 377.4714 | 16577.6944 | 2.0057 | 1.6625 | 10.3993 | 0.15 | 1.0259 | -1.8552 | 1.1187 | -3.7103 | 1.2578 | 0.70129 | 0.92576 | 4371.5997 | 0.85918 | 3755.9806 | 540.1894 | HZ3CZ3_ | 730.3453 | 0
NWHZ1CZ1_2200n_25gshp_des0 | 3084.1566 | 0.07292 | 1 | HP | 418.846 | 20136.1861 | 2.4235 | 2.0088 | 6.3834 | 0.2 | 1.387 | -2.2641 | 1.5002 | -4.5282 | 1.67 | 0.76436 | 1.3351 | 4117.6539 | 0.82813 | 3409.9596 | 643.6012 | HZ1CZ1_ | 408.9533 | 0
NWHZ1CZ2_2200n_25gshp_des0 | 3084.1566 | 0.07292 | 1 | HP | 418.846 | 20136.1861 | 2.4235 | 2.0088 | 6.3834 | 0.2 | 1.387 | -2.2641 | 1.5002 | -4.5282 | 1.67 | 0.76436 | 1.3351 | 4117.6539 | 0.82813 | 3409.9596 | 643.6012 | HZ1CZ2_ | 701.8278 | 0
NWHZ1CZ3_2200n_25gshp_des0 | 3084.1566 | 0.07292 | 1 | HP | 418.846 | 20136.1861 | 2.4235 | 2.0088 | 6.3834 | 0.2 | 1.387 | -2.2641 | 1.5002 | -4.5282 | 1.67 | 0.76436 | 1.3351 | 4117.6539 | 0.82813 | 3409.9596 | 643.6012 | HZ1CZ3_ | 1048.3306 | 0
WxHZ1CZ1_2200e_30gshp_des0 | 3749.2212 | 0.08578 | 1 | HP | 484.5661 | 23448.3152 | 2.8124 | 2.3311 | 7.3849 | 0.2 | 1.387 | -2.2641 | 1.5002 | -4.5282 | 1.67 | 0.76436 | 1.2816 | 4804.8978 | 0.82813 | 3979.0881 | 751.0194 | HZ1CZ1_ | 398.3472 | 0
WxHZ1CZ2_2200e_30gshp_des0 | 3749.2212 | 0.08578 | 1 | HP | 484.5661 | 23448.3152 | 2.8124 | 2.3311 | 7.3849 | 0.2 | 1.387 | -2.2641 | 1.5002 | -4.5282 | 1.67 | 0.76436 | 1.2816 | 4804.8978 | 0.82813 | 3979.0881 | 751.0194 | HZ1CZ2_ | 715.8936 | 0
WxHZ1CZ3_2200e_30gshp_des0 | 3749.2212 | 0.08578 | 1 | HP | 484.5661 | 23448.3152 | 2.8124 | 2.3311 | 7.3849 | 0.2 | 1.387 | -2.2641 | 1.5002 | -4.5282 | 1.67 | 0.76436 | 1.2816 | 4804.8978 | 0.82813 | 3979.0881 | 751.0194 | HZ1CZ3_ | 1093.6095 | 0
NWHZ2CZ1_2200n_25gshp_des0 | 4648.8032 | 0.075059 | 2 | HP | 425.7341 | 20836.8437 | 2.5058 | 2.077 | 8.6095 | 0.175 | 1.1965 | -2.0502 | 1.299 | -4.1003 | 1.4528 | 0.73523 | 1.145 | 5322.964 | 0.85918 | 4573.3715 | 657.7475 | HZ2CZ1_ | 408.9533 | 0
NWHZ2CZ2_2200n_25gshp_des0 | 4648.8032 | 0.075059 | 2 | HP | 425.7341 | 20836.8437 | 2.5058 | 2.077 | 8.6095 | 0.175 | 1.1965 | -2.0502 | 1.299 | -4.1003 | 1.4528 | 0.73523 | 1.145 | 5322.964 | 0.85918 | 4573.3715 | 657.7475 | HZ2CZ2_ | 701.8278 | 0
NWHZ2CZ3_2200n_25gshp_des0 | 4648.8032 | 0.075059 | 2 | HP | 425.7341 | 20836.8437 | 2.5058 | 2.077 | 8.6095 | 0.175 | 1.1965 | -2.0502 | 1.299 | -4.1003 | 1.4528 | 0.73523 | 1.145 | 5322.964 | 0.85918 | 4573.3715 | 657.7475 | HZ2CZ3_ | 1048.3306 | 0
WxHZ2CZ1_2200e_30gshp_des0 | 5497.684 | 0.087964 | 2 | HP | 491.6903 | 24259.0421 | 2.9076 | 2.41 | 9.9433 | 0.175 | 1.1965 | -2.0502 | 1.299 | -4.1003 | 1.4528 | 0.73523 | 1.0921 | 6004.0408 | 0.85918 | 5158.5375 | 741.9068 | HZ2CZ1_ | 398.3472 | 0
WxHZ2CZ2_2200e_30gshp_des0 | 5497.684 | 0.087964 | 2 | HP | 491.6903 | 24259.0421 | 2.9076 | 2.41 | 9.9433 | 0.175 | 1.1965 | -2.0502 | 1.299 | -4.1003 | 1.4528 | 0.73523 | 1.0921 | 6004.0408 | 0.85918 | 5158.5375 | 741.9068 | HZ2CZ2_ | 715.8936 | 0
WxHZ2CZ3_2200e_30gshp_des0 | 5497.684 | 0.087964 | 2 | HP | 491.6903 | 24259.0421 | 2.9076 | 2.41 | 9.9433 | 0.175 | 1.1965 | -2.0502 | 1.299 | -4.1003 | 1.4528 | 0.73523 | 1.0921 | 6004.0408 | 0.85918 | 5158.5375 | 741.9068 | HZ2CZ3_ | 1093.6095 | 0
NWHZ3CZ1_2200n_25gshp_des0 | 5913.0154 | 0.074759 | 3 | HP | 421.9919 | 20859.3029 | 2.5084 | 2.0791 | 11.6258 | 0.15 | 1.0259 | -1.8552 | 1.1187 | -3.7103 | 1.2578 | 0.70129 | 0.98001 | 5794.7911 | 0.85918 | 4978.7548 | 716.0502 | HZ3CZ1_ | 408.9533 | 0
NWHZ3CZ2_2200n_25gshp_des0 | 5913.0154 | 0.074759 | 3 | HP | 421.9919 | 20859.3029 | 2.5084 | 2.0791 | 11.6258 | 0.15 | 1.0259 | -1.8552 | 1.1187 | -3.7103 | 1.2578 | 0.70129 | 0.98001 | 5794.7911 | 0.85918 | 4978.7548 | 716.0502 | HZ3CZ2_ | 701.8278 | 0
NWHZ3CZ3_2200n_25gshp_des0 | 5913.0154 | 0.074759 | 3 | HP | 421.9919 | 20859.3029 | 2.5084 | 2.0791 | 11.6258 | 0.15 | 1.0259 | -1.8552 | 1.1187 | -3.7103 | 1.2578 | 0.70129 | 0.98001 | 5794.7911 | 0.85918 | 4978.7548 | 716.0502 | HZ3CZ3_ | 1048.3306 | 0
WxHZ3CZ1_2200e_30gshp_des0 | 6920.1845 | 0.087769 | 3 | HP | 488.5237 | 24363.8035 | 2.9199 | 2.4202 | 13.4587 | 0.15 | 1.0259 | -1.8552 | 1.1187 | -3.7103 | 1.2578 | 0.70129 | 0.93218 | 6450.8684 | 0.85918 | 5542.4418 | 797.1203 | HZ3CZ1_ | 398.3472 | 0
WxHZ3CZ2_2200e_30gshp_des0 | 6920.1845 | 0.087769 | 3 | HP | 488.5237 | 24363.8035 | 2.9199 | 2.4202 | 13.4587 | 0.15 | 1.0259 | -1.8552 | 1.1187 | -3.7103 | 1.2578 | 0.70129 | 0.93218 | 6450.8684 | 0.85918 | 5542.4418 | 797.1203 | HZ3CZ2_ | 715.8936 | 0
WxHZ3CZ3_2200e_30gshp_des0 | 6920.1845 | 0.087769 | 3 | HP | 488.5237 | 24363.8035 | 2.9199 | 2.4202 | 13.4587 | 0.15 | 1.0259 | -1.8552 | 1.1187 | -3.7103 | 1.2578 | 0.70129 | 0.93218 | 6450.8684 | 0.85918 | 5542.4418 | 797.1203 | HZ3CZ3_ | 1093.6095 | 0
NWHZ1CZ1_2688n_25gshp_des0 | 2680.3217 | 0.082798 | 1 | HP | 439.5105 | 17403.5032 | 2.1027 | 1.7428 | 6.6983 | 0.2 | 1.387 | -2.2641 | 1.5002 | -4.5282 | 1.67 | 0.76436 | 1.2951 | 3471.2305 | 0.82813 | 2874.636 | 542.5634 | HZ1CZ1_ | 254.2285 | 0
NWHZ1CZ2_2688n_25gshp_des0 | 2680.3217 | 0.082798 | 1 | HP | 439.5105 | 17403.5032 | 2.1027 | 1.7428 | 6.6983 | 0.2 | 1.387 | -2.2641 | 1.5002 | -4.5282 | 1.67 | 0.76436 | 1.2951 | 3471.2305 | 0.82813 | 2874.636 | 542.5634 | HZ1CZ2_ | 475.2106 | 0
NWHZ1CZ3_2688n_25gshp_des0 | 2680.3217 | 0.082798 | 1 | HP | 439.5105 | 17403.5032 | 2.1027 | 1.7428 | 6.6983 | 0.2 | 1.387 | -2.2641 | 1.5002 | -4.5282 | 1.67 | 0.76436 | 1.2951 | 3471.2305 | 0.82813 | 2874.636 | 542.5634 | HZ1CZ3_ | 765.5867 | 0
WxHZ1CZ1_2688e_25gshp_des0 | 2992.9595 | 0.091227 | 1 | HP | 473.9399 | 18808.0161 | 2.2676 | 1.8795 | 7.223 | 0.2 | 1.387 | -2.2641 | 1.5002 | -4.5282 | 1.67 | 0.76436 | 1.2569 | 3761.8807 | 0.82813 | 3115.3326 | 587.9929 | HZ1CZ1_ | 254.0785 | 0
WxHZ1CZ2_2688e_25gshp_des0 | 2992.9595 | 0.091227 | 1 | HP | 473.9399 | 18808.0161 | 2.2676 | 1.8795 | 7.223 | 0.2 | 1.387 | -2.2641 | 1.5002 | -4.5282 | 1.67 | 0.76436 | 1.2569 | 3761.8807 | 0.82813 | 3115.3326 | 587.9929 | HZ1CZ2_ | 485.6993 | 0
WxHZ1CZ3_2688e_25gshp_des0 | 2992.9595 | 0.091227 | 1 | HP | 473.9399 | 18808.0161 | 2.2676 | 1.8795 | 7.223 | 0.2 | 1.387 | -2.2641 | 1.5002 | -4.5282 | 1.67 | 0.76436 | 1.2569 | 3761.8807 | 0.82813 | 3115.3326 | 587.9929 | HZ1CZ3_ | 789.355 | 0
NWHZ2CZ1_2688n_25gshp_des0 | 3974.2949 | 0.085056 | 2 | HP | 445.5174 | 17660.4518 | 2.1329 | 1.7678 | 9.0096 | 0.175 | 1.1965 | -2.0502 | 1.299 | -4.1003 | 1.4528 | 0.73523 | 1.104 | 4387.7407 | 0.85918 | 3769.8486 | 542.1839 | HZ2CZ1_ | 254.2285 | 0
NWHZ2CZ2_2688n_25gshp_des0 | 3974.2949 | 0.085056 | 2 | HP | 445.5174 | 17660.4518 | 2.1329 | 1.7678 | 9.0096 | 0.175 | 1.1965 | -2.0502 | 1.299 | -4.1003 | 1.4528 | 0.73523 | 1.104 | 4387.7407 | 0.85918 | 3769.8486 | 542.1839 | HZ2CZ2_ | 475.2106 | 0
NWHZ2CZ3_2688n_25gshp_des0 | 3974.2949 | 0.085056 | 2 | HP | 445.5174 | 17660.4518 | 2.1329 | 1.7678 | 9.0096 | 0.175 | 1.1965 | -2.0502 | 1.299 | -4.1003 | 1.4528 | 0.73523 | 1.104 | 4387.7407 | 0.85918 | 3769.8486 | 542.1839 | HZ2CZ3_ | 765.5867 | 0
WxHZ2CZ1_2688e_25gshp_des0 | 4405.8354 | 0.093494 | 2 | HP | 480.0319 | 19074.1357 | 2.2989 | 1.9054 | 9.7076 | 0.175 | 1.1965 | -2.0502 | 1.299 | -4.1003 | 1.4528 | 0.73523 | 1.0694 | 4711.7384 | 0.85918 | 4048.2202 | 582.2197 | HZ2CZ1_ | 254.0785 | 0
WxHZ2CZ2_2688e_25gshp_des0 | 4405.8354 | 0.093494 | 2 | HP | 480.0319 | 19074.1357 | 2.2989 | 1.9054 | 9.7076 | 0.175 | 1.1965 | -2.0502 | 1.299 | -4.1003 | 1.4528 | 0.73523 | 1.0694 | 4711.7384 | 0.85918 | 4048.2202 | 582.2197 | HZ2CZ2_ | 485.6993 | 0
WxHZ2CZ3_2688e_25gshp_des0 | 4405.8354 | 0.093494 | 2 | HP | 480.0319 | 19074.1357 | 2.2989 | 1.9054 | 9.7076 | 0.175 | 1.1965 | -2.0502 | 1.299 | -4.1003 | 1.4528 | 0.73523 | 1.0694 | 4711.7384 | 0.85918 | 4048.2202 | 582.2197 | HZ2CZ3_ | 789.355 | 0
NWHZ3CZ1_2688n_25gshp_des0 | 5016.9459 | 0.084111 | 3 | HP | 438.5487 | 17384.2582 | 2.1004 | 1.741 | 12.0819 | 0.15 | 1.0259 | -1.8552 | 1.1187 | -3.7103 | 1.2578 | 0.70129 | 0.94575 | 4744.7945 | 0.85918 | 4076.6212 | 586.3043 | HZ3CZ1_ | 254.2285 | 0
NWHZ3CZ2_2688n_25gshp_des0 | 5016.9459 | 0.084111 | 3 | HP | 438.5487 | 17384.2582 | 2.1004 | 1.741 | 12.0819 | 0.15 | 1.0259 | -1.8552 | 1.1187 | -3.7103 | 1.2578 | 0.70129 | 0.94575 | 4744.7945 | 0.85918 | 4076.6212 | 586.3043 | HZ3CZ2_ | 475.2106 | 0
NWHZ3CZ3_2688n_25gshp_des0 | 5016.9459 | 0.084111 | 3 | HP | 438.5487 | 17384.2582 | 2.1004 | 1.741 | 12.0819 | 0.15 | 1.0259 | -1.8552 | 1.1187 | -3.7103 | 1.2578 | 0.70129 | 0.94575 | 4744.7945 | 0.85918 | 4076.6212 | 586.3043 | HZ3CZ3_ | 765.5867 | 0
WxHZ3CZ1_2688e_25gshp_des0 | 5568.6017 | 0.092426 | 3 | HP | 472.4507 | 18772.9574 | 2.2635 | 1.8761 | 13.0159 | 0.15 | 1.0259 | -1.8552 | 1.1187 | -3.7103 | 1.2578 | 0.70129 | 0.9149 | 5094.7318 | 0.85918 | 4377.2795 | 629.5453 | HZ3CZ1_ | 254.0785 | 0
WxHZ3CZ2_2688e_25gshp_des0 | 5568.6017 | 0.092426 | 3 | HP | 472.4507 | 18772.9574 | 2.2635 | 1.8761 | 13.0159 | 0.15 | 1.0259 | -1.8552 | 1.1187 | -3.7103 | 1.2578 | 0.70129 | 0.9149 | 5094.7318 | 0.85918 | 4377.2795 | 629.5453 | HZ3CZ2_ | 485.6993 | 0
WxHZ3CZ3_2688e_25gshp_des0 | 5568.6017 | 0.092426 | 3 | HP | 472.4507 | 18772.9574 | 2.2635 | 1.8761 | 13.0159 | 0.15 | 1.0259 | -1.8552 | 1.1187 | -3.7103 | 1.2578 | 0.70129 | 0.9149 | 5094.7318 | 0.85918 | 4377.2795 | 629.5453 | HZ3CZ3_ | 789.355 | 0
NWHZ1CZ1_5000n_35gshp_des0 | 5614.2247 | 0.097604 | 1 | HP | 763.9256 | 30898.2318 | 3.6871 | 3.0561 | 11.6425 | 0.2 | 1.387 | -2.2641 | 1.5002 | -4.5282 | 1.67 | 0.76436 | 1.228 | 6894.4622 | 0.82813 | 5709.5226 | 1077.6244 | HZ1CZ1_ | 434.8234 | 0
NWHZ1CZ2_5000n_35gshp_des0 | 5614.2247 | 0.097604 | 1 | HP | 763.9256 | 30898.2318 | 3.6871 | 3.0561 | 11.6425 | 0.2 | 1.387 | -2.2641 | 1.5002 | -4.5282 | 1.67 | 0.76436 | 1.228 | 6894.4622 | 0.82813 | 5709.5226 | 1077.6244 | HZ1CZ2_ | 850.3015 | 0
NWHZ1CZ3_5000n_35gshp_des0 | 5614.2247 | 0.097604 | 1 | HP | 763.9256 | 30898.2318 | 3.6871 | 3.0561 | 11.6425 | 0.2 | 1.387 | -2.2641 | 1.5002 | -4.5282 | 1.67 | 0.76436 | 1.228 | 6894.4622 | 0.82813 | 5709.5226 | 1077.6244 | HZ1CZ3_ | 1391.289 | 0
WxHZ1CZ1_5000e_40gshp_des0 | 6152.2482 | 0.10811 | 1 | HP | 826.942 | 33456.8156 | 3.9875 | 3.3051 | 12.6029 | 0.2 | 1.387 | -2.2641 | 1.5002 | -4.5282 | 1.67 | 0.76436 | 1.1805 | 7262.5021 | 0.82813 | 6014.308 | 1135.1501 | HZ1CZ1_ | 444.8637 | 0
WxHZ1CZ2_5000e_40gshp_des0 | 6152.2482 | 0.10811 | 1 | HP | 826.942 | 33456.8156 | 3.9875 | 3.3051 | 12.6029 | 0.2 | 1.387 | -2.2641 | 1.5002 | -4.5282 | 1.67 | 0.76436 | 1.1805 | 7262.5021 | 0.82813 | 6014.308 | 1135.1501 | HZ1CZ2_ | 881.2822 | 0
WxHZ1CZ3_5000e_40gshp_des0 | 6152.2482 | 0.10811 | 1 | HP | 826.942 | 33456.8156 | 3.9875 | 3.3051 | 12.6029 | 0.2 | 1.387 | -2.2641 | 1.5002 | -4.5282 | 1.67 | 0.76436 | 1.1805 | 7262.5021 | 0.82813 | 6014.308 | 1135.1501 | HZ1CZ3_ | 1449.8879 | 0
NWHZ2CZ1_5000n_35gshp_des0 | 8530.3564 | 0.10138 | 2 | HP | 780.6832 | 31565.8318 | 3.7655 | 3.1211 | 15.7876 | 0.175 | 1.1965 | -2.0502 | 1.299 | -4.1003 | 1.4528 | 0.73523 | 1.0371 | 8846.8851 | 0.85918 | 7601.0458 | 1093.1911 | HZ2CZ1_ | 434.8234 | 0
NWHZ2CZ2_5000n_35gshp_des0 | 8530.3564 | 0.10138 | 2 | HP | 780.6832 | 31565.8318 | 3.7655 | 3.1211 | 15.7876 | 0.175 | 1.1965 | -2.0502 | 1.299 | -4.1003 | 1.4528 | 0.73523 | 1.0371 | 8846.8851 | 0.85918 | 7601.0458 | 1093.1911 | HZ2CZ2_ | 850.3015 | 0
NWHZ2CZ3_5000n_35gshp_des0 | 8530.3564 | 0.10138 | 2 | HP | 780.6832 | 31565.8318 | 3.7655 | 3.1211 | 15.7876 | 0.175 | 1.1965 | -2.0502 | 1.299 | -4.1003 | 1.4528 | 0.73523 | 1.0371 | 8846.8851 | 0.85918 | 7601.0458 | 1093.1911 | HZ2CZ3_ | 1391.289 | 0
WxHZ2CZ1_5000e_40gshp_des0 | 9125.1939 | 0.11196 | 2 | HP | 844.4297 | 34157.287 | 4.0698 | 3.3733 | 17.0767 | 0.175 | 1.1965 | -2.0502 | 1.299 | -4.1003 | 1.4528 | 0.73523 | 0.99372 | 9067.897 | 0.85918 | 7790.9342 | 1120.5011 | HZ2CZ1_ | 444.8637 | 0
WxHZ2CZ2_5000e_40gshp_des0 | 9125.1939 | 0.11196 | 2 | HP | 844.4297 | 34157.287 | 4.0698 | 3.3733 | 17.0767 | 0.175 | 1.1965 | -2.0502 | 1.299 | -4.1003 | 1.4528 | 0.73523 | 0.99372 | 9067.897 | 0.85918 | 7790.9342 | 1120.5011 | HZ2CZ2_ | 881.2822 | 0
WxHZ2CZ3_5000e_40gshp_des0 | 9125.1939 | 0.11196 | 2 | HP | 844.4297 | 34157.287 | 4.0698 | 3.3733 | 17.0767 | 0.175 | 1.1965 | -2.0502 | 1.299 | -4.1003 | 1.4528 | 0.73523 | 0.99372 | 9067.897 | 0.85918 | 7790.9342 | 1120.5011 | HZ2CZ3_ | 1449.8879 | 0
NWHZ3CZ1_5000n_35gshp_des0 | 11078.3591 | 0.10059 | 3 | HP | 770.0311 | 31071.1669 | 3.7074 | 3.0729 | 21.2142 | 0.15 | 1.0259 | -1.8552 | 1.1187 | -3.7103 | 1.2578 | 0.70129 | 0.8846 | 9799.8816 | 0.85918 | 8419.839 | 1210.9509 | HZ3CZ1_ | 434.8234 | 0
NWHZ3CZ2_5000n_35gshp_des0 | 11078.3591 | 0.10059 | 3 | HP | 770.0311 | 31071.1669 | 3.7074 | 3.0729 | 21.2142 | 0.15 | 1.0259 | -1.8552 | 1.1187 | -3.7103 | 1.2578 | 0.70129 | 0.8846 | 9799.8816 | 0.85918 | 8419.839 | 1210.9509 | HZ3CZ2_ | 850.3015 | 0
NWHZ3CZ3_5000n_35gshp_des0 | 11078.3591 | 0.10059 | 3 | HP | 770.0311 | 31071.1669 | 3.7074 | 3.0729 | 21.2142 | 0.15 | 1.0259 | -1.8552 | 1.1187 | -3.7103 | 1.2578 | 0.70129 | 0.8846 | 9799.8816 | 0.85918 | 8419.839 | 1210.9509 | HZ3CZ3_ | 1391.289 | 0
WxHZ3CZ1_5000e_40gshp_des0 | 11703.3235 | 0.11097 | 3 | HP | 832.2993 | 33597.7836 | 4.0041 | 3.3188 | 22.9297 | 0.15 | 1.0259 | -1.8552 | 1.1187 | -3.7103 | 1.2578 | 0.70129 | 0.84609 | 9902.0236 | 0.85918 | 8507.5971 | 1223.5723 | HZ3CZ1_ | 444.8637 | 0
WxHZ3CZ2_5000e_40gshp_des0 | 11703.3235 | 0.11097 | 3 | HP | 832.2993 | 33597.7836 | 4.0041 | 3.3188 | 22.9297 | 0.15 | 1.0259 | -1.8552 | 1.1187 | -3.7103 | 1.2578 | 0.70129 | 0.84609 | 9902.0236 | 0.85918 | 8507.5971 | 1223.5723 | HZ3CZ2_ | 881.2822 | 0
WxHZ3CZ3_5000e_40gshp_des0 | 11703.3235 | 0.11097 | 3 | HP | 832.2993 | 33597.7836 | 4.0041 | 3.3188 | 22.9297 | 0.15 | 1.0259 | -1.8552 | 1.1187 | -3.7103 | 1.2578 | 0.70129 | 0.84609 | 9902.0236 | 0.85918 | 8507.5971 | 1223.5723 | HZ3CZ3_ | 1449.8879 | 0
NWHZ1CZ1_1568n_20gshp_des1 | 2679.8694 | 0.078436 | 1 | HP | 339.3998 | 14859.9009 | 1.8041 | 1.4953 | 5.1726 | 0.2 | 1.387 | -2.2641 | 1.5002 | -4.5282 | 1.67 | 0.76436 | 1.3148 | 3523.5664 | 0.82813 | 2917.977 | 550.7436 | HZ1CZ1_ | 290.6411 | 1843.6277
NWHZ1CZ2_1568n_20gshp_des1 | 2679.8694 | 0.078436 | 1 | HP | 339.3998 | 14859.9009 | 1.8041 | 1.4953 | 5.1726 | 0.2 | 1.387 | -2.2641 | 1.5002 | -4.5282 | 1.67 | 0.76436 | 1.3148 | 3523.5664 | 0.82813 | 2917.977 | 550.7436 | HZ1CZ2_ | 495.1345 | 1843.6277
NWHZ1CZ3_1568n_20gshp_des1 | 2679.8694 | 0.078436 | 1 | HP | 339.3998 | 14859.9009 | 1.8041 | 1.4953 | 5.1726 | 0.2 | 1.387 | -2.2641 | 1.5002 | -4.5282 | 1.67 | 0.76436 | 1.3148 | 3523.5664 | 0.82813 | 2917.977 | 550.7436 | HZ1CZ3_ | 735.7722 | 1843.6277
WxHZ1CZ1_1568e_20gshp_des1 | 3110.4662 | 0.088632 | 1 | HP | 378.4355 | 16538.9878 | 2.0012 | 1.6587 | 5.7675 | 0.2 | 1.387 | -2.2641 | 1.5002 | -4.5282 | 1.67 | 0.76436 | 1.2687 | 3946.1285 | 0.82813 | 3267.914 | 616.7913 | HZ1CZ1_ | 266.8988 | 2075.1822
WxHZ1CZ2_1568e_20gshp_des1 | 3110.4662 | 0.088632 | 1 | HP | 378.4355 | 16538.9878 | 2.0012 | 1.6587 | 5.7675 | 0.2 | 1.387 | -2.2641 | 1.5002 | -4.5282 | 1.67 | 0.76436 | 1.2687 | 3946.1285 | 0.82813 | 3267.914 | 616.7913 | HZ1CZ2_ | 478.6483 | 2075.1822
WxHZ1CZ3_1568e_20gshp_des1 | 3110.4662 | 0.088632 | 1 | HP | 378.4355 | 16538.9878 | 2.0012 | 1.6587 | 5.7675 | 0.2 | 1.387 | -2.2641 | 1.5002 | -4.5282 | 1.67 | 0.76436 | 1.2687 | 3946.1285 | 0.82813 | 3267.914 | 616.7913 | HZ1CZ3_ | 730.4141 | 2075.1822
NWHZ2CZ1_1568n_20gshp_des1 | 3987.2177 | 0.079813 | 2 | HP | 341.9968 | 15094.8934 | 1.8316 | 1.5182 | 6.9161 | 0.175 | 1.1965 | -2.0502 | 1.299 | -4.1003 | 1.4528 | 0.73523 | 1.1255 | 4487.7241 | 0.85918 | 3855.7521 | 554.5387 | HZ2CZ1_ | 290.6411 | 2578.0656
NWHZ2CZ2_1568n_20gshp_des1 | 3987.2177 | 0.079813 | 2 | HP | 341.9968 | 15094.8934 | 1.8316 | 1.5182 | 6.9161 | 0.175 | 1.1965 | -2.0502 | 1.299 | -4.1003 | 1.4528 | 0.73523 | 1.1255 | 4487.7241 | 0.85918 | 3855.7521 | 554.5387 | HZ2CZ2_ | 495.1345 | 2578.0656
NWHZ2CZ3_1568n_20gshp_des1 | 3987.2177 | 0.079813 | 2 | HP | 341.9968 | 15094.8934 | 1.8316 | 1.5182 | 6.9161 | 0.175 | 1.1965 | -2.0502 | 1.299 | -4.1003 | 1.4528 | 0.73523 | 1.1255 | 4487.7241 | 0.85918 | 3855.7521 | 554.5387 | HZ2CZ3_ | 735.7722 | 2578.0656
WxHZ2CZ1_1568e_20gshp_des1 | 4593.0154 | 0.090061 | 2 | HP | 381.1703 | 16786.052 | 2.0302 | 1.6827 | 7.7083 | 0.175 | 1.1965 | -2.0502 | 1.299 | -4.1003 | 1.4528 | 0.73523 | 1.0835 | 4976.569 | 0.85918 | 4275.7568 | 614.9442 | HZ2CZ1_ | 266.8988 | 2868.4572
WxHZ2CZ2_1568e_20gshp_des1 | 4593.0154 | 0.090061 | 2 | HP | 381.1703 | 16786.052 | 2.0302 | 1.6827 | 7.7083 | 0.175 | 1.1965 | -2.0502 | 1.299 | -4.1003 | 1.4528 | 0.73523 | 1.0835 | 4976.569 | 0.85918 | 4275.7568 | 614.9442 | HZ2CZ2_ | 478.6483 | 2868.4572
WxHZ2CZ3_1568e_20gshp_des1 | 4593.0154 | 0.090061 | 2 | HP | 381.1703 | 16786.052 | 2.0302 | 1.6827 | 7.7083 | 0.175 | 1.1965 | -2.0502 | 1.299 | -4.1003 | 1.4528 | 0.73523 | 1.0835 | 4976.569 | 0.85918 | 4275.7568 | 614.9442 | HZ2CZ3_ | 730.4141 | 2868.4572
NWHZ3CZ1_1568n_20gshp_des1 | 5059.6413 | 0.079548 | 3 | HP | 339.5924 | 15077.3397 | 1.8296 | 1.5165 | 9.3557 | 0.15 | 1.0259 | -1.8552 | 1.1187 | -3.7103 | 1.2578 | 0.70129 | 0.96269 | 4870.8426 | 0.85918 | 4184.9189 | 601.8798 | HZ3CZ1_ | 290.6411 | 2978.5458
NWHZ3CZ2_1568n_20gshp_des1 | 5059.6413 | 0.079548 | 3 | HP | 339.5924 | 15077.3397 | 1.8296 | 1.5165 | 9.3557 | 0.15 | 1.0259 | -1.8552 | 1.1187 | -3.7103 | 1.2578 | 0.70129 | 0.96269 | 4870.8426 | 0.85918 | 4184.9189 | 601.8798 | HZ3CZ2_ | 495.1345 | 2978.5458
NWHZ3CZ3_1568n_20gshp_des1 | 5059.6413 | 0.079548 | 3 | HP | 339.5924 | 15077.3397 | 1.8296 | 1.5165 | 9.3557 | 0.15 | 1.0259 | -1.8552 | 1.1187 | -3.7103 | 1.2578 | 0.70129 | 0.96269 | 4870.8426 | 0.85918 | 4184.9189 | 601.8798 | HZ3CZ3_ | 735.7722 | 2978.5458
WxHZ3CZ1_1568e_20gshp_des1 | 5846.6454 | 0.089784 | 3 | HP | 378.6787 | 16765.5827 | 2.0278 | 1.6808 | 10.4325 | 0.15 | 1.0259 | -1.8552 | 1.1187 | -3.7103 | 1.2578 | 0.70129 | 0.92471 | 5406.4292 | 0.85918 | 4645.083 | 668.0611 | HZ3CZ1_ | 266.8988 | 3304.0826
WxHZ3CZ2_1568e_20gshp_des1 | 5846.6454 | 0.089784 | 3 | HP | 378.6787 | 16765.5827 | 2.0278 | 1.6808 | 10.4325 | 0.15 | 1.0259 | -1.8552 | 1.1187 | -3.7103 | 1.2578 | 0.70129 | 0.92471 | 5406.4292 | 0.85918 | 4645.083 | 668.0611 | HZ3CZ2_ | 478.6483 | 3304.0826
WxHZ3CZ3_1568e_20gshp_des1 | 5846.6454 | 0.089784 | 3 | HP | 378.6787 | 16765.5827 | 2.0278 | 1.6808 | 10.4325 | 0.15 | 1.0259 | -1.8552 | 1.1187 | -3.7103 | 1.2578 | 0.70129 | 0.92471 | 5406.4292 | 0.85918 | 4645.083 | 668.0611 | HZ3CZ3_ | 730.4141 | 3304.0826
NWHZ1CZ1_2200n_25gshp_des1 | 3600.2654 | 0.073176 | 1 | HP | 420.376 | 20483.4615 | 2.4643 | 2.0426 | 6.4067 | 0.2 | 1.387 | -2.2641 | 1.5002 | -4.5282 | 1.67 | 0.76436 | 1.3345 | 4804.6184 | 0.82813 | 3978.8567 | 750.9758 | HZ1CZ1_ | 408.9902 | 1927.9454
NWHZ1CZ2_2200n_25gshp_des1 | 3600.2654 | 0.073176 | 1 | HP | 420.376 | 20483.4615 | 2.4643 | 2.0426 | 6.4067 | 0.2 | 1.387 | -2.2641 | 1.5002 | -4.5282 | 1.67 | 0.76436 | 1.3345 | 4804.6184 | 0.82813 | 3978.8567 | 750.9758 | HZ1CZ2_ | 701.8964 | 1927.9454
NWHZ1CZ3_2200n_25gshp_des1 | 3600.2654 | 0.073176 | 1 | HP | 420.376 | 20483.4615 | 2.4643 | 2.0426 | 6.4067 | 0.2 | 1.387 | -2.2641 | 1.5002 | -4.5282 | 1.67 | 0.76436 | 1.3345 | 4804.6184 | 0.82813 | 3978.8567 | 750.9758 | HZ1CZ3_ | 1048.3913 | 1927.9454
WxHZ1CZ1_2200e_30gshp_des1 | 4255.7806 | 0.086025 | 1 | HP | 486.0218 | 23792.2366 | 2.8528 | 2.3646 | 7.4071 | 0.2 | 1.387 | -2.2641 | 1.5002 | -4.5282 | 1.67 | 0.76436 | 1.2805 | 5449.3832 | 0.82813 | 4512.8068 | 851.7544 | HZ1CZ1_ | 398.3902 | 1909.7455
WxHZ1CZ2_2200e_30gshp_des1 | 4255.7806 | 0.086025 | 1 | HP | 486.0218 | 23792.2366 | 2.8528 | 2.3646 | 7.4071 | 0.2 | 1.387 | -2.2641 | 1.5002 | -4.5282 | 1.67 | 0.76436 | 1.2805 | 5449.3832 | 0.82813 | 4512.8068 | 851.7544 | HZ1CZ2_ | 715.9675 | 1909.7455
WxHZ1CZ3_2200e_30gshp_des1 | 4255.7806 | 0.086025 | 1 | HP | 486.0218 | 23792.2366 | 2.8528 | 2.3646 | 7.4071 | 0.2 | 1.387 | -2.2641 | 1.5002 | -4.5282 | 1.67 | 0.76436 | 1.2805 | 5449.3832 | 0.82813 | 4512.8068 | 851.7544 | HZ1CZ3_ | 1093.678 | 1909.7455
NWHZ2CZ1_2200n_25gshp_des1 | 5491.6375 | 0.075391 | 2 | HP | 427.6172 | 21229.2019 | 2.5519 | 2.1151 | 8.6476 | 0.175 | 1.1965 | -2.0502 | 1.299 | -4.1003 | 1.4528 | 0.73523 | 1.1437 | 6280.5542 | 0.85918 | 5396.1117 | 776.0749 | HZ2CZ1_ | 408.9902 | 2675.1121
NWHZ2CZ2_2200n_25gshp_des1 | 5491.6375 | 0.075391 | 2 | HP | 427.6172 | 21229.2019 | 2.5519 | 2.1151 | 8.6476 | 0.175 | 1.1965 | -2.0502 | 1.299 | -4.1003 | 1.4528 | 0.73523 | 1.1437 | 6280.5542 | 0.85918 | 5396.1117 | 776.0749 | HZ2CZ2_ | 701.8964 | 2675.1121
NWHZ2CZ3_2200n_25gshp_des1 | 5491.6375 | 0.075391 | 2 | HP | 427.6172 | 21229.2019 | 2.5519 | 2.1151 | 8.6476 | 0.175 | 1.1965 | -2.0502 | 1.299 | -4.1003 | 1.4528 | 0.73523 | 1.1437 | 6280.5542 | 0.85918 | 5396.1117 | 776.0749 | HZ2CZ3_ | 1048.3913 | 2675.1121
WxHZ2CZ1_2200e_30gshp_des1 | 6298.9215 | 0.088282 | 2 | HP | 493.4948 | 24654.0942 | 2.954 | 2.4484 | 9.9798 | 0.175 | 1.1965 | -2.0502 | 1.299 | -4.1003 | 1.4528 | 0.73523 | 1.0908 | 6870.864 | 0.85918 | 5903.2926 | 849.0183 | HZ2CZ1_ | 398.3902 | 2642.849
WxHZ2CZ2_2200e_30gshp_des1 | 6298.9215 | 0.088282 | 2 | HP | 493.4948 | 24654.0942 | 2.954 | 2.4484 | 9.9798 | 0.175 | 1.1965 | -2.0502 | 1.299 | -4.1003 | 1.4528 | 0.73523 | 1.0908 | 6870.864 | 0.85918 | 5903.2926 | 849.0183 | HZ2CZ2_ | 715.9675 | 2642.849
WxHZ2CZ3_2200e_30gshp_des1 | 6298.9215 | 0.088282 | 2 | HP | 493.4948 | 24654.0942 | 2.954 | 2.4484 | 9.9798 | 0.175 | 1.1965 | -2.0502 | 1.299 | -4.1003 | 1.4528 | 0.73523 | 1.0908 | 6870.864 | 0.85918 | 5903.2926 | 849.0183 | HZ2CZ3_ | 1093.678 | 2642.849
NWHZ3CZ1_2200n_25gshp_des1 | 7030.4962 | 0.075105 | 3 | HP | 423.9185 | 21250.4471 | 2.5544 | 2.1172 | 11.6789 | 0.15 | 1.0259 | -1.8552 | 1.1187 | -3.7103 | 1.2578 | 0.70129 | 0.97917 | 6884.0535 | 0.85918 | 5914.6247 | 850.6481 | HZ3CZ1_ | 408.9902 | 3051.669
NWHZ3CZ2_2200n_25gshp_des1 | 7030.4962 | 0.075105 | 3 | HP | 423.9185 | 21250.4471 | 2.5544 | 2.1172 | 11.6789 | 0.15 | 1.0259 | -1.8552 | 1.1187 | -3.7103 | 1.2578 | 0.70129 | 0.97917 | 6884.0535 | 0.85918 | 5914.6247 | 850.6481 | HZ3CZ2_ | 701.8964 | 3051.669
NWHZ3CZ3_2200n_25gshp_des1 | 7030.4962 | 0.075105 | 3 | HP | 423.9185 | 21250.4471 | 2.5544 | 2.1172 | 11.6789 | 0.15 | 1.0259 | -1.8552 | 1.1187 | -3.7103 | 1.2578 | 0.70129 | 0.97917 | 6884.0535 | 0.85918 | 5914.6247 | 850.6481 | HZ3CZ3_ | 1048.3913 | 3051.669
WxHZ3CZ1_2200e_30gshp_des1 | 7980.0219 | 0.088107 | 3 | HP | 490.409 | 24762.9413 | 2.9668 | 2.459 | 13.5107 | 0.15 | 1.0259 | -1.8552 | 1.1187 | -3.7103 | 1.2578 | 0.70129 | 0.93093 | 7428.8083 | 0.85918 | 6382.6659 | 917.9623 | HZ3CZ1_ | 398.3902 | 3033.2882
WxHZ3CZ2_2200e_30gshp_des1 | 7980.0219 | 0.088107 | 3 | HP | 490.409 | 24762.9413 | 2.9668 | 2.459 | 13.5107 | 0.15 | 1.0259 | -1.8552 | 1.1187 | -3.7103 | 1.2578 | 0.70129 | 0.93093 | 7428.8083 | 0.85918 | 6382.6659 | 917.9623 | HZ3CZ2_ | 715.9675 | 3033.2882
WxHZ3CZ3_2200e_30gshp_des1 | 7980.0219 | 0.088107 | 3 | HP | 490.409 | 24762.9413 | 2.9668 | 2.459 | 13.5107 | 0.15 | 1.0259 | -1.8552 | 1.1187 | -3.7103 | 1.2578 | 0.70129 | 0.93093 | 7428.8083 | 0.85918 | 6382.6659 | 917.9623 | HZ3CZ3_ | 1093.678 | 3033.2882
NWHZ1CZ1_2688n_25gshp_des1 | 3084.3868 | 0.08281 | 1 | HP | 439.5796 | 17429.9931 | 2.1058 | 1.7454 | 6.6993 | 0.2 | 1.387 | -2.2641 | 1.5002 | -4.5282 | 1.67 | 0.76436 | 1.295 | 3994.3473 | 0.82813 | 3307.8455 | 624.328 | HZ1CZ1_ | 254.2141 | 1670.3459
NWHZ1CZ2_2688n_25gshp_des1 | 3084.3868 | 0.08281 | 1 | HP | 439.5796 | 17429.9931 | 2.1058 | 1.7454 | 6.6993 | 0.2 | 1.387 | -2.2641 | 1.5002 | -4.5282 | 1.67 | 0.76436 | 1.295 | 3994.3473 | 0.82813 | 3307.8455 | 624.328 | HZ1CZ2_ | 475.1955 | 1670.3459
NWHZ1CZ3_2688n_25gshp_des1 | 3084.3868 | 0.08281 | 1 | HP | 439.5796 | 17429.9931 | 2.1058 | 1.7454 | 6.6993 | 0.2 | 1.387 | -2.2641 | 1.5002 | -4.5282 | 1.67 | 0.76436 | 1.295 | 3994.3473 | 0.82813 | 3307.8455 | 624.328 | HZ1CZ3_ | 765.5721 | 1670.3459
WxHZ1CZ1_2688e_25gshp_des1 | 3449.0093 | 0.091243 | 1 | HP | 474.0274 | 18840.447 | 2.2714 | 1.8827 | 7.2243 | 0.2 | 1.387 | -2.2641 | 1.5002 | -4.5282 | 1.67 | 0.76436 | 1.2568 | 4334.8417 | 0.82813 | 3589.8197 | 677.5483 | HZ1CZ1_ | 254.0563 | 1840.2163
WxHZ1CZ2_2688e_25gshp_des1 | 3449.0093 | 0.091243 | 1 | HP | 474.0274 | 18840.447 | 2.2714 | 1.8827 | 7.2243 | 0.2 | 1.387 | -2.2641 | 1.5002 | -4.5282 | 1.67 | 0.76436 | 1.2568 | 4334.8417 | 0.82813 | 3589.8197 | 677.5483 | HZ1CZ2_ | 485.678 | 1840.2163
WxHZ1CZ3_2688e_25gshp_des1 | 3449.0093 | 0.091243 | 1 | HP | 474.0274 | 18840.447 | 2.2714 | 1.8827 | 7.2243 | 0.2 | 1.387 | -2.2641 | 1.5002 | -4.5282 | 1.67 | 0.76436 | 1.2568 | 4334.8417 | 0.82813 | 3589.8197 | 677.5483 | HZ1CZ3_ | 789.3324 | 1840.2163
NWHZ2CZ1_2688n_25gshp_des1 | 4610.1849 | 0.085078 | 2 | HP | 445.6304 | 17690.1513 | 2.1364 | 1.7707 | 9.0119 | 0.175 | 1.1965 | -2.0502 | 1.299 | -4.1003 | 1.4528 | 0.73523 | 1.1039 | 5089.3674 | 0.85918 | 4372.6706 | 628.8825 | HZ2CZ1_ | 254.2141 | 2366.2141
NWHZ2CZ2_2688n_25gshp_des1 | 4610.1849 | 0.085078 | 2 | HP | 445.6304 | 17690.1513 | 2.1364 | 1.7707 | 9.0119 | 0.175 | 1.1965 | -2.0502 | 1.299 | -4.1003 | 1.4528 | 0.73523 | 1.1039 | 5089.3674 | 0.85918 | 4372.6706 | 628.8825 | HZ2CZ2_ | 475.1955 | 2366.2141
NWHZ2CZ3_2688n_25gshp_des1 | 4610.1849 | 0.085078 | 2 | HP | 445.6304 | 17690.1513 | 2.1364 | 1.7707 | 9.0119 | 0.175 | 1.1965 | -2.0502 | 1.299 | -4.1003 | 1.4528 | 0.73523 | 1.1039 | 5089.3674 | 0.85918 | 4372.6706 | 628.8825 | HZ2CZ3_ | 765.5721 | 2366.2141
WxHZ2CZ1_2688e_25gshp_des1 | 5125.9324 | 0.093517 | 2 | HP | 480.1516 | 19109.3556 | 2.303 | 1.9088 | 9.71 | 0.175 | 1.1965 | -2.0502 | 1.299 | -4.1003 | 1.4528 | 0.73523 | 1.0693 | 5481.3451 | 0.85918 | 4709.449 | 677.3183 | HZ2CZ1_ | 254.0563 | 2582.2246
WxHZ2CZ2_2688e_25gshp_des1 | 5125.9324 | 0.093517 | 2 | HP | 480.1516 | 19109.3556 | 2.303 | 1.9088 | 9.71 | 0.175 | 1.1965 | -2.0502 | 1.299 | -4.1003 | 1.4528 | 0.73523 | 1.0693 | 5481.3451 | 0.85918 | 4709.449 | 677.3183 | HZ2CZ2_ | 485.678 | 2582.2246
WxHZ2CZ3_2688e_25gshp_des1 | 5125.9324 | 0.093517 | 2 | HP | 480.1516 | 19109.3556 | 2.303 | 1.9088 | 9.71 | 0.175 | 1.1965 | -2.0502 | 1.299 | -4.1003 | 1.4528 | 0.73523 | 1.0693 | 5481.3451 | 0.85918 | 4709.449 | 677.3183 | HZ2CZ3_ | 789.3324 | 2582.2246
NWHZ3CZ1_2688n_25gshp_des1 | 5863.1229 | 0.084134 | 3 | HP | 438.6669 | 17412.0664 | 2.1037 | 1.7437 | 12.0852 | 0.15 | 1.0259 | -1.8552 | 1.1187 | -3.7103 | 1.2578 | 0.70129 | 0.94567 | 5544.5616 | 0.85918 | 4763.7633 | 685.1299 | HZ3CZ1_ | 254.2141 | 2765.3289
NWHZ3CZ2_2688n_25gshp_des1 | 5863.1229 | 0.084134 | 3 | HP | 438.6669 | 17412.0664 | 2.1037 | 1.7437 | 12.0852 | 0.15 | 1.0259 | -1.8552 | 1.1187 | -3.7103 | 1.2578 | 0.70129 | 0.94567 | 5544.5616 | 0.85918 | 4763.7633 | 685.1299 | HZ3CZ2_ | 475.1955 | 2765.3289
NWHZ3CZ3_2688n_25gshp_des1 | 5863.1229 | 0.084134 | 3 | HP | 438.6669 | 17412.0664 | 2.1037 | 1.7437 | 12.0852 | 0.15 | 1.0259 | -1.8552 | 1.1187 | -3.7103 | 1.2578 | 0.70129 | 0.94567 | 5544.5616 | 0.85918 | 4763.7633 | 685.1299 | HZ3CZ3_ | 765.5721 | 2765.3289
WxHZ3CZ1_2688e_25gshp_des1 | 6530.6534 | 0.092449 | 3 | HP | 472.5683 | 18805.3041 | 2.2673 | 1.8793 | 13.0192 | 0.15 | 1.0259 | -1.8552 | 1.1187 | -3.7103 | 1.2578 | 0.70129 | 0.91482 | 5974.3521 | 0.85918 | 5133.0297 | 738.2382 | HZ3CZ1_ | 254.0563 | 3005.4508
WxHZ3CZ2_2688e_25gshp_des1 | 6530.6534 | 0.092449 | 3 | HP | 472.5683 | 18805.3041 | 2.2673 | 1.8793 | 13.0192 | 0.15 | 1.0259 | -1.8552 | 1.1187 | -3.7103 | 1.2578 | 0.70129 | 0.91482 | 5974.3521 | 0.85918 | 5133.0297 | 738.2382 | HZ3CZ2_ | 485.678 | 3005.4508
WxHZ3CZ3_2688e_25gshp_des1 | 6530.6534 | 0.092449 | 3 | HP | 472.5683 | 18805.3041 | 2.2673 | 1.8793 | 13.0192 | 0.15 | 1.0259 | -1.8552 | 1.1187 | -3.7103 | 1.2578 | 0.70129 | 0.91482 | 5974.3521 | 0.85918 | 5133.0297 | 738.2382 | HZ3CZ3_ | 789.3324 | 3005.4508
NWHZ1CZ1_5000n_35gshp_des1 | 6223.6966 | 0.097685 | 1 | HP | 764.5752 | 30968.2596 | 3.6953 | 3.0629 | 11.6524 | 0.2 | 1.387 | -2.2641 | 1.5002 | -4.5282 | 1.67 | 0.76436 | 1.2277 | 7640.633 | 0.82813 | 6327.4502 | 1194.2531 | HZ1CZ1_ | 434.7219 | 2228.7916
NWHZ1CZ2_5000n_35gshp_des1 | 6223.6966 | 0.097685 | 1 | HP | 764.5752 | 30968.2596 | 3.6953 | 3.0629 | 11.6524 | 0.2 | 1.387 | -2.2641 | 1.5002 | -4.5282 | 1.67 | 0.76436 | 1.2277 | 7640.633 | 0.82813 | 6327.4502 | 1194.2531 | HZ1CZ2_ | 850.1949 | 2228.7916
NWHZ1CZ3_5000n_35gshp_des1 | 6223.6966 | 0.097685 | 1 | HP | 764.5752 | 30968.2596 | 3.6953 | 3.0629 | 11.6524 | 0.2 | 1.387 | -2.2641 | 1.5002 | -4.5282 | 1.67 | 0.76436 | 1.2277 | 7640.633 | 0.82813 | 6327.4502 | 1194.2531 | HZ1CZ3_ | 1391.1645 | 2228.7916
WxHZ1CZ1_5000e_40gshp_des1 | 6728.3174 | 0.10819 | 1 | HP | 827.5817 | 33525.7276 | 3.9956 | 3.3118 | 12.6126 | 0.2 | 1.387 | -2.2641 | 1.5002 | -4.5282 | 1.67 | 0.76436 | 1.1801 | 7940.1032 | 0.82813 | 6575.451 | 1241.0611 | HZ1CZ1_ | 444.7919 | 2155.9898
WxHZ1CZ2_5000e_40gshp_des1 | 6728.3174 | 0.10819 | 1 | HP | 827.5817 | 33525.7276 | 3.9956 | 3.3118 | 12.6126 | 0.2 | 1.387 | -2.2641 | 1.5002 | -4.5282 | 1.67 | 0.76436 | 1.1801 | 7940.1032 | 0.82813 | 6575.451 | 1241.0611 | HZ1CZ2_ | 881.2101 | 2155.9898
WxHZ1CZ3_5000e_40gshp_des1 | 6728.3174 | 0.10819 | 1 | HP | 827.5817 | 33525.7276 | 3.9956 | 3.3118 | 12.6126 | 0.2 | 1.387 | -2.2641 | 1.5002 | -4.5282 | 1.67 | 0.76436 | 1.1801 | 7940.1032 | 0.82813 | 6575.451 | 1241.0611 | HZ1CZ3_ | 1449.7975 | 2155.9898
NWHZ2CZ1_5000n_35gshp_des1 | 9560.3375 | 0.10148 | 2 | HP | 781.4899 | 31638.614 | 3.7741 | 3.1281 | 15.8039 | 0.175 | 1.1965 | -2.0502 | 1.299 | -4.1003 | 1.4528 | 0.73523 | 1.0367 | 9910.9491 | 0.85918 | 8515.2657 | 1224.6752 | HZ2CZ1_ | 434.7219 | 3052.6426
NWHZ2CZ2_5000n_35gshp_des1 | 9560.3375 | 0.10148 | 2 | HP | 781.4899 | 31638.614 | 3.7741 | 3.1281 | 15.8039 | 0.175 | 1.1965 | -2.0502 | 1.299 | -4.1003 | 1.4528 | 0.73523 | 1.0367 | 9910.9491 | 0.85918 | 8515.2657 | 1224.6752 | HZ2CZ2_ | 850.1949 | 3052.6426
NWHZ2CZ3_5000n_35gshp_des1 | 9560.3375 | 0.10148 | 2 | HP | 781.4899 | 31638.614 | 3.7741 | 3.1281 | 15.8039 | 0.175 | 1.1965 | -2.0502 | 1.299 | -4.1003 | 1.4528 | 0.73523 | 1.0367 | 9910.9491 | 0.85918 | 8515.2657 | 1224.6752 | HZ2CZ3_ | 1391.1645 | 3052.6426
WxHZ2CZ1_5000e_40gshp_des1 | 10069.7429 | 0.11206 | 2 | HP | 845.2304 | 34230.1501 | 4.0783 | 3.3803 | 17.0929 | 0.175 | 1.1965 | -2.0502 | 1.299 | -4.1003 | 1.4528 | 0.73523 | 0.99329 | 10002.1911 | 0.85918 | 8593.6588 | 1235.9498 | HZ2CZ1_ | 444.7919 | 2954.2931
WxHZ2CZ2_5000e_40gshp_des1 | 10069.7429 | 0.11206 | 2 | HP | 845.2304 | 34230.1501 | 4.0783 | 3.3803 | 17.0929 | 0.175 | 1.1965 | -2.0502 | 1.299 | -4.1003 | 1.4528 | 0.73523 | 0.99329 | 10002.1911 | 0.85918 | 8593.6588 | 1235.9498 | HZ2CZ2_ | 881.2101 | 2954.2931
WxHZ2CZ3_5000e_40gshp_des1 | 10069.7429 | 0.11206 | 2 | HP | 845.2304 | 34230.1501 | 4.0783 | 3.3803 | 17.0929 | 0.175 | 1.1965 | -2.0502 | 1.299 | -4.1003 | 1.4528 | 0.73523 | 0.99329 | 10002.1911 | 0.85918 | 8593.6588 | 1235.9498 | HZ2CZ3_ | 1449.7975 | 2954.2931
NWHZ3CZ1_5000n_35gshp_des1 | 12481.7529 | 0.1007 | 3 | HP | 770.8207 | 31135.1917 | 3.7149 | 3.0792 | 21.236 | 0.15 | 1.0259 | -1.8552 | 1.1187 | -3.7103 | 1.2578 | 0.70129 | 0.88421 | 11036.4414 | 0.85918 | 9482.2635 | 1363.75 | HZ3CZ1_ | 434.7219 | 3469.7556
NWHZ3CZ2_5000n_35gshp_des1 | 12481.7529 | 0.1007 | 3 | HP | 770.8207 | 31135.1917 | 3.7149 | 3.0792 | 21.236 | 0.15 | 1.0259 | -1.8552 | 1.1187 | -3.7103 | 1.2578 | 0.70129 | 0.88421 | 11036.4414 | 0.85918 | 9482.2635 | 1363.75 | HZ3CZ2_ | 850.1949 | 3469.7556
NWHZ3CZ3_5000n_35gshp_des1 | 12481.7529 | 0.1007 | 3 | HP | 770.8207 | 31135.1917 | 3.7149 | 3.0792 | 21.236 | 0.15 | 1.0259 | -1.8552 | 1.1187 | -3.7103 | 1.2578 | 0.70129 | 0.88421 | 11036.4414 | 0.85918 | 9482.2635 | 1363.75 | HZ3CZ3_ | 1391.1645 | 3469.7556
WxHZ3CZ1_5000e_40gshp_des1 | 12976.0186 | 0.11108 | 3 | HP | 833.0844 | 33662.7617 | 4.0117 | 3.3251 | 22.9513 | 0.15 | 1.0259 | -1.8552 | 1.1187 | -3.7103 | 1.2578 | 0.70129 | 0.8457 | 10973.7959 | 0.85918 | 9428.4399 | 1356.009 | HZ3CZ1_ | 444.7919 | 3378.2464
WxHZ3CZ2_5000e_40gshp_des1 | 12976.0186 | 0.11108 | 3 | HP | 833.0844 | 33662.7617 | 4.0117 | 3.3251 | 22.9513 | 0.15 | 1.0259 | -1.8552 | 1.1187 | -3.7103 | 1.2578 | 0.70129 | 0.8457 | 10973.7959 | 0.85918 | 9428.4399 | 1356.009 | HZ3CZ2_ | 881.2101 | 3378.2464
WxHZ3CZ3_5000e_40gshp_des1 | 12976.0186 | 0.11108 | 3 | HP | 833.0844 | 33662.7617 | 4.0117 | 3.3251 | 22.9513 | 0.15 | 1.0259 | -1.8552 | 1.1187 | -3.7103 | 1.2578 | 0.70129 | 0.8457 | 10973.7959 | 0.85918 | 9428.4399 | 1356.009 | HZ3CZ3_ | 1449.7975 | 3378.2464
NWHZ1CZ1_1568n_30gshp_des0 | 2216.9269 | 0.078302 | 1 | HP | 338.7906 | 14631.1172 | 1.7772 | 1.473 | 5.1633 | 0.2 | 1.387 | -2.2641 | 1.5002 | -4.5282 | 1.67 | 0.76436 | 1.3154 | 2916.2245 | 0.82813 | 2415.0179 | 455.8143 | HZ1CZ1_ | 300.0517 | 0
WxHZ1CZ1_1568e_30gshp_des0 | 2564.4788 | 0.088492 | 1 | HP | 377.8012 | 16297.3901 | 1.9728 | 1.6352 | 5.7578 | 0.2 | 1.387 | -2.2641 | 1.5002 | -4.5282 | 1.67 | 0.76436 | 1.2693 | 3255.0765 | 0.82813 | 2695.632 | 508.7779 | HZ1CZ1_ | 275.5981 | 0
NWHZ2CZ1_1568n_30gshp_des0 | 3206.613 | 0.079627 | 2 | HP | 341.1935 | 14828.4086 | 1.8004 | 1.4922 | 6.8999 | 0.175 | 1.1965 | -2.0502 | 1.299 | -4.1003 | 1.4528 | 0.73523 | 1.1263 | 3611.5712 | 0.85918 | 3102.9812 | 446.2743 | HZ2CZ1_ | 300.0517 | 0
WxHZ2CZ1_1568e_30gshp_des0 | 3655.5265 | 0.089876 | 2 | HP | 380.3688 | 16511.178 | 1.9979 | 1.656 | 7.6921 | 0.175 | 1.1965 | -2.0502 | 1.299 | -4.1003 | 1.4528 | 0.73523 | 1.0843 | 3963.5667 | 0.85918 | 3405.4078 | 489.7696 | HZ2CZ1_ | 275.5981 | 0
NWHZ3CZ1_1568n_30gshp_des0 | 3943.8688 | 0.079355 | 3 | HP | 338.7737 | 14807.517 | 1.7979 | 1.4902 | 9.3332 | 0.15 | 1.0259 | -1.8552 | 1.1187 | -3.7103 | 1.2578 | 0.70129 | 0.9634 | 3799.524 | 0.85918 | 3264.466 | 469.4992 | HZ3CZ1_ | 300.0517 | 0
WxHZ3CZ1_1568e_30gshp_des0 | 4482.026 | 0.089605 | 3 | HP | 377.9182 | 16496.4753 | 1.9962 | 1.6546 | 10.4116 | 0.15 | 1.0259 | -1.8552 | 1.1187 | -3.7103 | 1.2578 | 0.70129 | 0.92537 | 4147.5333 | 0.85918 | 3563.4678 | 512.502 | HZ3CZ1_ | 275.5981 | 0
NWHZ1CZ1_2200n_30gshp_des0 | 3000.364 | 0.072918 | 1 | HP | 418.8368 | 19818.942 | 2.3863 | 1.9779 | 6.3832 | 0.2 | 1.387 | -2.2641 | 1.5002 | -4.5282 | 1.67 | 0.76436 | 1.3351 | 4005.7906 | 0.82813 | 3317.3221 | 626.1167 | HZ1CZ1_ | 412.3966 | 0
WxHZ1CZ1_2200e_30gshp_des0 | 3749.2212 | 0.08578 | 1 | HP | 484.5661 | 23448.3152 | 2.8124 | 2.3311 | 7.3849 | 0.2 | 1.387 | -2.2641 | 1.5002 | -4.5282 | 1.67 | 0.76436 | 1.2816 | 4804.8978 | 0.82813 | 3979.0881 | 751.0194 | HZ1CZ1_ | 398.3472 | 0
NWHZ2CZ1_2200n_30gshp_des0 | 4431.2372 | 0.075075 | 2 | HP | 425.822 | 20494.0344 | 2.4656 | 2.0436 | 8.6113 | 0.175 | 1.1965 | -2.0502 | 1.299 | -4.1003 | 1.4528 | 0.73523 | 1.145 | 5073.5649 | 0.85918 | 4359.0935 | 626.9298 | HZ2CZ1_ | 412.3966 | 0
WxHZ2CZ1_2200e_30gshp_des0 | 5497.684 | 0.087964 | 2 | HP | 491.6903 | 24259.0421 | 2.9076 | 2.41 | 9.9433 | 0.175 | 1.1965 | -2.0502 | 1.299 | -4.1003 | 1.4528 | 0.73523 | 1.0921 | 6004.0408 | 0.85918 | 5158.5375 | 741.9068 | HZ2CZ1_ | 398.3472 | 0
NWHZ3CZ1_2200n_30gshp_des0 | 5538.2451 | 0.074801 | 3 | HP | 422.2298 | 20530.5759 | 2.4699 | 2.0472 | 11.6324 | 0.15 | 1.0259 | -1.8552 | 1.1187 | -3.7103 | 1.2578 | 0.70129 | 0.97993 | 5427.0753 | 0.85918 | 4662.8216 | 670.6123 | HZ3CZ1_ | 412.3966 | 0
WxHZ3CZ1_2200e_30gshp_des0 | 6920.1845 | 0.087769 | 3 | HP | 488.5237 | 24363.8035 | 2.9199 | 2.4202 | 13.4587 | 0.15 | 1.0259 | -1.8552 | 1.1187 | -3.7103 | 1.2578 | 0.70129 | 0.93218 | 6450.8684 | 0.85918 | 5542.4418 | 797.1203 | HZ3CZ1_ | 398.3472 | 0
NWHZ1CZ1_2688n_30gshp_des0 | 2675.0843 | 0.082799 | 1 | HP | 439.5194 | 17380.1686 | 2.1 | 1.7406 | 6.6984 | 0.2 | 1.387 | -2.2641 | 1.5002 | -4.5282 | 1.67 | 0.76436 | 1.2951 | 3464.4283 | 0.82813 | 2869.0028 | 541.5002 | HZ1CZ1_ | 257.2633 | 0
WxHZ1CZ1_2688e_30gshp_des0 | 2982.1875 | 0.091228 | 1 | HP | 473.9478 | 18776.1338 | 2.2639 | 1.8764 | 7.2231 | 0.2 | 1.387 | -2.2641 | 1.5002 | -4.5282 | 1.67 | 0.76436 | 1.2569 | 3748.3215 | 0.82813 | 3104.1038 | 585.8735 | HZ1CZ1_ | 257.063 | 0
NWHZ2CZ1_2688n_30gshp_des0 | 3931.444 | 0.085057 | 2 | HP | 445.5252 | 17635.3902 | 2.1299 | 1.7654 | 9.0097 | 0.175 | 1.1965 | -2.0502 | 1.299 | -4.1003 | 1.4528 | 0.73523 | 1.104 | 4340.4073 | 0.85918 | 3729.1809 | 536.335 | HZ2CZ1_ | 257.2633 | 0
WxHZ2CZ1_2688e_30gshp_des0 | 4339.7427 | 0.093496 | 2 | HP | 480.0414 | 19040.179 | 2.2949 | 1.9021 | 9.7078 | 0.175 | 1.1965 | -2.0502 | 1.299 | -4.1003 | 1.4528 | 0.73523 | 1.0694 | 4641.0242 | 0.85918 | 3987.4641 | 573.4816 | HZ2CZ1_ | 257.063 | 0
NWHZ3CZ1_2688n_30gshp_des0 | 4903.5312 | 0.084115 | 3 | HP | 438.5659 | 17360.8663 | 2.0977 | 1.7387 | 12.0824 | 0.15 | 1.0259 | -1.8552 | 1.1187 | -3.7103 | 1.2578 | 0.70129 | 0.94574 | 4637.4696 | 0.85918 | 3984.4101 | 573.0424 | HZ3CZ1_ | 257.2633 | 0
WxHZ3CZ1_2688e_30gshp_des0 | 5405.1262 | 0.092431 | 3 | HP | 472.4758 | 18741.5726 | 2.2598 | 1.8731 | 13.0166 | 0.15 | 1.0259 | -1.8552 | 1.1187 | -3.7103 | 1.2578 | 0.70129 | 0.91488 | 4945.0677 | 0.85918 | 4248.6915 | 611.0517 | HZ3CZ1_ | 257.063 | 0
NWHZ1CZ1_5000n_30gshp_des0 | 5764.887 | 0.09757 | 1 | HP | 763.6573 | 30890.2264 | 3.6862 | 3.0553 | 11.6384 | 0.2 | 1.387 | -2.2641 | 1.5002 | -4.5282 | 1.67 | 0.76436 | 1.2282 | 7080.3566 | 0.82813 | 5863.4676 | 1106.6802 | HZ1CZ1_ | 430.1788 | 0
WxHZ1CZ1_5000e_30gshp_des0 | 6454.0502 | 0.10805 | 1 | HP | 826.4309 | 33446.2188 | 3.9863 | 3.3041 | 12.5951 | 0.2 | 1.387 | -2.2641 | 1.5002 | -4.5282 | 1.67 | 0.76436 | 1.1808 | 7620.6406 | 0.82813 | 6310.8938 | 1191.1282 | HZ1CZ1_ | 436.1915 | 0
NWHZ2CZ1_5000n_30gshp_des0 | 9058.8698 | 0.10132 | 2 | HP | 780.2758 | 31546.0511 | 3.7632 | 3.1191 | 15.7793 | 0.175 | 1.1965 | -2.0502 | 1.299 | -4.1003 | 1.4528 | 0.73523 | 1.0373 | 9396.9901 | 0.85918 | 8073.6836 | 1161.1664 | HZ2CZ1_ | 430.1788 | 0
WxHZ2CZ1_5000e_30gshp_des0 | 10202.305 | 0.11185 | 2 | HP | 843.6289 | 34121.6508 | 4.0656 | 3.3698 | 17.0605 | 0.175 | 1.1965 | -2.0502 | 1.299 | -4.1003 | 1.4528 | 0.73523 | 0.99415 | 10142.6295 | 0.85918 | 8714.3203 | 1253.3035 | HZ2CZ1_ | 436.1915 | 0
NWHZ3CZ1_5000n_30gshp_des0 | 12017.8143 | 0.10052 | 3 | HP | 769.4682 | 31042.0155 | 3.704 | 3.0701 | 21.1987 | 0.15 | 1.0259 | -1.8552 | 1.1187 | -3.7103 | 1.2578 | 0.70129 | 0.88488 | 10634.2645 | 0.85918 | 9136.7221 | 1314.0538 | HZ3CZ1_ | 430.1788 | 0
WxHZ3CZ1_5000e_30gshp_des0 | 13640.6702 | 0.11083 | 3 | HP | 831.203 | 33542.5105 | 3.9976 | 3.3134 | 22.8995 | 0.15 | 1.0259 | -1.8552 | 1.1187 | -3.7103 | 1.2578 | 0.70129 | 0.84663 | 11548.5838 | 0.85918 | 9922.2848 | 1427.0343 | HZ3CZ1_ | 436.1915 | 0
NWHZ1CZ1_1568n_30gshp_des1 | 2484.776 | 0.078442 | 1 | HP | 339.4267 | 14735.796 | 1.7895 | 1.4832 | 5.173 | 0.2 | 1.387 | -2.2641 | 1.5002 | -4.5282 | 1.67 | 0.76436 | 1.3148 | 3266.9875 | 0.82813 | 2705.4958 | 510.6396 | HZ1CZ1_ | 300.0805 | 1192.3134
WxHZ1CZ1_1568e_30gshp_des1 | 2873.8363 | 0.088643 | 1 | HP | 378.4885 | 16410.3443 | 1.9861 | 1.6462 | 5.7683 | 0.2 | 1.387 | -2.2641 | 1.5002 | -4.5282 | 1.67 | 0.76436 | 1.2686 | 3645.7738 | 0.82813 | 3019.1808 | 569.845 | HZ1CZ1_ | 275.6342 | 1345.9659
NWHZ2CZ1_1568n_30gshp_des1 | 3598.7724 | 0.079811 | 2 | HP | 341.9871 | 14951.3421 | 1.8148 | 1.5042 | 6.9159 | 0.175 | 1.1965 | -2.0502 | 1.299 | -4.1003 | 1.4528 | 0.73523 | 1.1255 | 4050.5506 | 0.85918 | 3480.1424 | 500.5181 | HZ2CZ1_ | 300.0805 | 1681.624
WxHZ2CZ1_1568e_30gshp_des1 | 4104.2347 | 0.090073 | 2 | HP | 381.2224 | 16643.3487 | 2.0135 | 1.6689 | 7.7094 | 0.175 | 1.1965 | -2.0502 | 1.299 | -4.1003 | 1.4528 | 0.73523 | 1.0835 | 4446.7682 | 0.85918 | 3820.5638 | 549.4778 | HZ2CZ1_ | 275.6342 | 1883.9795
NWHZ3CZ1_1568n_30gshp_des1 | 4437.2084 | 0.079565 | 3 | HP | 339.6679 | 14943.3457 | 1.8139 | 1.5034 | 9.3578 | 0.15 | 1.0259 | -1.8552 | 1.1187 | -3.7103 | 1.2578 | 0.70129 | 0.96262 | 4271.3431 | 0.85918 | 3669.8424 | 527.8009 | HZ3CZ1_ | 300.0805 | 1966.462
WxHZ3CZ1_1568e_30gshp_des1 | 5047.3473 | 0.089831 | 3 | HP | 378.8782 | 16642.0028 | 2.0133 | 1.6687 | 10.438 | 0.15 | 1.0259 | -1.8552 | 1.1187 | -3.7103 | 1.2578 | 0.70129 | 0.92453 | 4666.4346 | 0.85918 | 4009.2962 | 576.6216 | HZ3CZ1_ | 275.6342 | 2204.8262
NWHZ1CZ1_2200n_30gshp_des1 | 3399.2121 | 0.073138 | 1 | HP | 420.1427 | 20096.5405 | 2.4189 | 2.0049 | 6.4031 | 0.2 | 1.387 | -2.2641 | 1.5002 | -4.5282 | 1.67 | 0.76436 | 1.3346 | 4536.6058 | 0.82813 | 3756.907 | 709.0846 | HZ1CZ1_ | 412.4366 | 1589.3138
WxHZ1CZ1_2200e_30gshp_des1 | 4255.7806 | 0.086025 | 1 | HP | 486.0218 | 23792.2366 | 2.8528 | 2.3646 | 7.4071 | 0.2 | 1.387 | -2.2641 | 1.5002 | -4.5282 | 1.67 | 0.76436 | 1.2805 | 5449.3832 | 0.82813 | 4512.8068 | 851.7544 | HZ1CZ1_ | 398.3902 | 1909.7455
NWHZ2CZ1_2200n_30gshp_des1 | 5058.2955 | 0.075368 | 2 | HP | 427.4853 | 20819.704 | 2.5038 | 2.0753 | 8.6449 | 0.175 | 1.1965 | -2.0502 | 1.299 | -4.1003 | 1.4528 | 0.73523 | 1.1438 | 5785.4404 | 0.85918 | 4970.7209 | 714.8948 | HZ2CZ1_ | 412.4366 | 2226.2961
WxHZ2CZ1_2200e_30gshp_des1 | 6298.9215 | 0.088282 | 2 | HP | 493.4948 | 24654.0942 | 2.954 | 2.4484 | 9.9798 | 0.175 | 1.1965 | -2.0502 | 1.299 | -4.1003 | 1.4528 | 0.73523 | 1.0908 | 6870.864 | 0.85918 | 5903.2926 | 849.0183 | HZ2CZ1_ | 398.3902 | 2642.849
NWHZ3CZ1_2200n_30gshp_des1 | 6361.1254 | 0.075117 | 3 | HP | 423.9898 | 20866.9352 | 2.5093 | 2.0799 | 11.6808 | 0.15 | 1.0259 | -1.8552 | 1.1187 | -3.7103 | 1.2578 | 0.70129 | 0.97912 | 6228.3247 | 0.85918 | 5351.2373 | 769.6211 | HZ3CZ1_ | 412.4366 | 2565.1115
WxHZ3CZ1_2200e_30gshp_des1 | 7980.0219 | 0.088107 | 3 | HP | 490.409 | 24762.9413 | 2.9668 | 2.459 | 13.5107 | 0.15 | 1.0259 | -1.8552 | 1.1187 | -3.7103 | 1.2578 | 0.70129 | 0.93093 | 7428.8083 | 0.85918 | 6382.6659 | 917.9623 | HZ3CZ1_ | 398.3902 | 3033.2882
NWHZ1CZ1_2688n_30gshp_des1 | 2994.8452 | 0.082812 | 1 | HP | 439.5896 | 17401.1013 | 2.1024 | 1.7426 | 6.6995 | 0.2 | 1.387 | -2.2641 | 1.5002 | -4.5282 | 1.67 | 0.76436 | 1.295 | 3878.3651 | 0.82813 | 3211.797 | 606.1997 | HZ1CZ1_ | 257.2607 | 1380.8976
WxHZ1CZ1_2688e_30gshp_des1 | 3340.225 | 0.091243 | 1 | HP | 474.0262 | 18801.3792 | 2.2668 | 1.8789 | 7.2243 | 0.2 | 1.387 | -2.2641 | 1.5002 | -4.5282 | 1.67 | 0.76436 | 1.2568 | 4198.1209 | 0.82813 | 3476.5969 | 656.1785 | HZ1CZ1_ | 257.0585 | 1522.8973
NWHZ2CZ1_2688n_30gshp_des1 | 4414.7114 | 0.085077 | 2 | HP | 445.6244 | 17659.1386 | 2.1327 | 1.7677 | 9.0117 | 0.175 | 1.1965 | -2.0502 | 1.299 | -4.1003 | 1.4528 | 0.73523 | 1.1039 | 4873.5975 | 0.85918 | 4187.2859 | 602.2202 | HZ2CZ1_ | 257.2607 | 1968.0893
WxHZ2CZ1_2688e_30gshp_des1 | 4880.1836 | 0.093516 | 2 | HP | 480.1487 | 19068.5317 | 2.2982 | 1.9049 | 9.7099 | 0.175 | 1.1965 | -2.0502 | 1.299 | -4.1003 | 1.4528 | 0.73523 | 1.0693 | 5218.5687 | 0.85918 | 4483.6775 | 644.8476 | HZ2CZ1_ | 257.0585 | 2153.1304
NWHZ3CZ1_2688n_30gshp_des1 | 5527.5062 | 0.084136 | 3 | HP | 438.6723 | 17383.8959 | 2.1004 | 1.7409 | 12.0853 | 0.15 | 1.0259 | -1.8552 | 1.1187 | -3.7103 | 1.2578 | 0.70129 | 0.94566 | 5227.1574 | 0.85918 | 4491.0567 | 645.9089 | HZ3CZ1_ | 257.2607 | 2317.0866
WxHZ3CZ1_2688e_30gshp_des1 | 6107.9682 | 0.092452 | 3 | HP | 472.5842 | 18768.5524 | 2.263 | 1.8757 | 13.0196 | 0.15 | 1.0259 | -1.8552 | 1.1187 | -3.7103 | 1.2578 | 0.70129 | 0.91481 | 5587.6012 | 0.85918 | 4800.7419 | 690.4482 | HZ3CZ1_ | 257.0585 | 2527.8198
NWHZ1CZ1_5000n_30gshp_des1 | 6507.9062 | 0.097652 | 1 | HP | 764.3157 | 30965.9098 | 3.6951 | 3.0627 | 11.6484 | 0.2 | 1.387 | -2.2641 | 1.5002 | -4.5282 | 1.67 | 0.76436 | 1.2278 | 7990.506 | 0.82813 | 6617.1911 | 1248.9392 | HZ1CZ1_ | 429.9814 | 2564.6403
WxHZ1CZ1_5000e_30gshp_des1 | 7290.24 | 0.10813 | 1 | HP | 827.0835 | 33525.8572 | 3.9956 | 3.3118 | 12.605 | 0.2 | 1.387 | -2.2641 | 1.5002 | -4.5282 | 1.67 | 0.76436 | 1.1804 | 8605.2928 | 0.82813 | 7126.3155 | 1345.0322 | HZ1CZ1_ | 435.9375 | 2799.1415
NWHZ2CZ1_5000n_30gshp_des1 | 10381.4945 | 0.10143 | 2 | HP | 781.0623 | 31619.1726 | 3.7718 | 3.1263 | 15.7952 | 0.175 | 1.1965 | -2.0502 | 1.299 | -4.1003 | 1.4528 | 0.73523 | 1.0369 | 10764.601 | 0.85918 | 9248.7044 | 1330.1592 | HZ2CZ1_ | 429.9814 | 3448.9501
WxHZ2CZ1_5000e_30gshp_des1 | 11726.1819 | 0.11195 | 2 | HP | 844.3757 | 34193.8769 | 4.0741 | 3.3768 | 17.0756 | 0.175 | 1.1965 | -2.0502 | 1.299 | -4.1003 | 1.4528 | 0.73523 | 0.99375 | 11652.8952 | 0.85918 | 10011.9068 | 1439.9239 | HZ2CZ1_ | 435.9375 | 3705.3526
NWHZ3CZ1_5000n_30gshp_des1 | 13856.0209 | 0.10061 | 3 | HP | 770.1795 | 31101.1133 | 3.7109 | 3.0758 | 21.2183 | 0.15 | 1.0259 | -1.8552 | 1.1187 | -3.7103 | 1.2578 | 0.70129 | 0.88452 | 12255.9719 | 0.85918 | 10530.0568 | 1514.4448 | HZ3CZ1_ | 429.9814 | 3857.8462
WxHZ3CZ1_5000e_30gshp_des1 | 15726.2112 | 0.11091 | 3 | HP | 831.8514 | 33598.8969 | 4.0042 | 3.3189 | 22.9174 | 0.15 | 1.0259 | -1.8552 | 1.1187 | -3.7103 | 1.2578 | 0.70129 | 0.84631 | 13309.2196 | 0.85918 | 11434.9837 | 1644.5924 | HZ3CZ1_ | 435.9375 | 4117.0855
Note on F1: Hadley: SEEM can be used to determine an effective "UATotal", which can then be used to determine heat pump size and furnace capacity. This is an iterative process and takes at least one run of SEEM with "guesses" for the values for the initial input variables "Tons" and "Furnsize".
Note on E2: Hadley: If Gas FAF is being modeled, override the equation in this column; change to "HP". ("FAF" here will give the eFAF or Zonal adjustment factors, whereas "HP" here will give the HP or Gas FAF adjustment factors.)
Note on S2: Hadley: Represents houses with good billing history (occupied, no supplemental fuel, etc.)
Note on U2: Hadley: Represents average "electrically heated" house.

## SEEMoutput
SEEM Simulation Model Version 0.96 build Feb 5 2015 17:24:29. Date: 02/06/2015 Time: 09:54:24 File: \\nas2\Q\TJ\SEEM\SEEM96\seem_inputs.csv
|  |  |  | calc'd bldg UA | balance_pt | HDD nws | CDD nws | site pressure | Annual Average ACH | Heating Average ACH | Design ACH | annual house heating load | annual ht equip output incl aux | annual ht equip input incl aux | annual elec strip ht | fan energy for ht mode | annual fan hrs in ht mode | annual house cooling load | annual cool equip output | annual cooling equip input | annual latent load | latent percent | hrs cool set pt not met within 1F | annual fan energy for cool mode | annual fan hrs in cool mode | max hse heat load | max ht equip load | max ht equip input | max aux ht | fan pwr and heat gen rate | max hse cool load | max cool equip load | max cool equip input | hrs heat set pt not met within 1F | annual GSHP loop pumping energy | annual Desuperheat energy output from GSHP | Annual fan energy consumption | Annual HPWH heat added | Annual useful HPWH heat added | Annual HPWH energy consumed | Ave temp of outlet water | label of your choice will be used in name of SEEM output file | weather file name in weather directory | 1=print hourly output (.SEEM file) for each run. 0=do not print hourly output | Month for an additional set of hourly output. Enter 0 for no additional output | Day for an additional set of hourly output. Enter 0 for no additional output. Enter valid day (not February 30 or April 31 etc) | heat setpoint, higher T | heat setpoint, lower T | cool setpoint, lower T | cool setpoint, higher T | non zero for schedule number, 0 ignore | ave internal gains | Use internal gains schedule? | ave internal moisture gains | Use internal moistuer gains schedule? | type of equip: (YKC= HSPF 7.2/SEER 10.0) (YSA= HSPF 9.0/SEER 14.5) (HPA3= HSPF 8.0/SEER 13.0) (HCA3=HSPF7.9/SEER13) FYKC= (FUR + YKC cool) (FYSA= FUR + YSA cool) (FHPA= FUR + HPA cool) ( FHCA=FUR + HCA cool) FUR=electric furnace, no cooling. For Gas Furnace, use FUR and apply AFUE to output. (DHP1=HSPF12 SEER25) (DHP2=HSPF10.6 SEER23) (DHP3=HSPF8.2 SEER16) | Heat Pump size | size of elec. Furn | multiplier for rated CFM | HP control strategy | cutoff T for cntrl strategies | 1=perfect ducts, 0=imperf. | loc. of supply ducts | sup leak frac | sup duct area | sup duct R-value | loc of return ducts | ret leak frac | ret duct area | ret duct R-value | conditioned floor area | Volume of house | Area of floor exposed to outdoors, i.e., over garage or cantilever | Ext. floor R-value | Gross ext. wall area | Wall Rvalue | full ceiling area | r-val of ceiling from room air to attic air | roof solar absorptivity, recommend 0.85 to 0.98 | North window area | East window area | South window area | West window area | overall air-to-air u-val of window incl. frame, from NFRC | solar ht gain coef incl frame from NFRC | multiplies SHGC to account for both internal and external shading of window | door area | overall r-value for rough-out area | 1=crawl, 2=slab, 3=unheated basement, 4=heated basement | footprint area, NOT conditioned floor area | perimeter of footprint | wood floor R-value | R-value under slab (continuous) | R-value of carpet, pad etc. on slab or wood floor | H = horz insulation, V = vertical insulation to top of slab, N = no insulation | Depth (V) or width (H) of perimeter slab insulation | R-val of perimeter insulation | Average soil conductivity | Ave distance from finish grade to finish floor | Wall R-value | Average distance from finish grade to crawlspace floor | wall R-value | blower door CFM50 | Stack height | fan type | fan cfm | schedule number for exhaust fan | user entered values or default values for fan efficiency | fan efficiency in CFM/Watt | HRV efficiency as decimal percent | attic air change rate per hr | crawl air change rate per hr | HPWH | tank size in gallons | performance level | water setpoint | Is the water heater ducted to outside | evaporator fan flow
|  |  |  | OUTPUT | [37 empty] | RUN PARAMETERS |  |  |  |  | OCCUPANCY PARAMETERS | [8 empty] | EQUIPMENT PARAMETERS | [5 empty] | DUCT PARAMETERS | [8 empty] | ENVELOPE PARAMETERS | [17 empty] | FOUNDATION PARAMETERS | [13 empty] | INFILTRATION PARAMETERS | [9 empty] | HPWH Parameters
Runlabel | State | City | wtype | UATotal | Balance Point | HDD65 | CDD65 | pressure | ACHannual | ACHheating | ACHdesign | roomheatkwh | equipheatkwh | inheatkwh | auxheatkwh | fanheatkwh | fanheathrs | roomcoolkwh | equipcoolkwh | incoolkwh | qlatentkwh | latentpct | hrcoolsetpointmissed | fancoolkwh | fancoolhrs | roomheatmax | equipheatmax | inheatmax | qauxheatmax | fanmax | roomcoolmax | equipcoolmax | incoolmax | hrheatsetptmissed | gshplooppumpkWh | gshpdesupkWh | VentFankWh | HPWHadded | HPWHuseful | HPWHinput_e | T_ave | RunLabel$ | Wname$ | HourlyOut | OutputMonth | OutputDay | Theathi | Theatlo | Tcoollo | Tcoolhi | Tschedule | QGains | Qgainsschedule | Wgains | Wgainsschedule | Equiptype$ | Tons | Furnsize | CFMmult | HPcntrl | Tcntrl | Perfect | SDloc$ | SDleak | SDArea | SDRval | RDloc$ | RDleak | RDArea | RDRval | Afloorcon | Volume | Afloorext | Rfloorext | Aextwall | Rextwall | Aceiling | Rceiling | Absroof | AwinN | AwinE | AwinS | AwinW | Uwindow | SHGC | Shading Factor | Adoor | Rdoor | Foundtype | Afootprint | Pfootprint | Rfloor | Rslabins | Rcarpet | Edgetype$ | EdgeDepth | RedgeIns | Soilcond | HeightAG | RwallAG | HeightBG | RwallBG | CFM50 | H | FanType | FanCFM | FanSched | FanEquip | FanEff | HRVEff | achattic | achcrawl | HPWH | HPWH_size | HPWH_performance | HPWH_setpoint | ducted | HPWH_fan
|  |  |  | (Btuh/F) | (F) |  |  | (atm) | (1/hr) | (1/hr) | (1/hr) | (kWh) | (kWh) | (kWh) | (kWh) | (kWh) | (hr) | (kWh) | (kWh) | (kWh) | (kWh) | (%) | (hr) | (kWh) | (hr) | (Btuh) | (Btuh) | (Btuh) | (Btuh) | (Btuh) | (Btuh) | (Btuh) | (Btuh) | (hr) | (kWh) | (kWh) | (kWh) | (kWh) | (kWh) | (kWh) | (F) | (any) | (City) | (1 or 0) | (0 to 12) | (0 to 31) | (F) | (F) | (F) | (F) | (0 to 5) | (Btu/hr) | (0 to 5) | (lb/hr) | (0 to 5) | (YKC,YSA,HPA3,HCA3,FYKC,FYSA,FHPA,FHCA,FUR,DHP1,DHP2,DHP3) | (tons) | (Kw) | (0.7 to 1.3) | (0-3) | (F) | (1 or 0) | (Crawl, Attic, Out, In) | (0 to 1) | (ft^2) | (R-value) | (Crawl, Attic, Out, In) | (0 to 1) | (ft^2) | (R-value) | (ft^2) | (ft^3) | (ft^2) | (R-value) | (ft^2) | (R-value) | (ft^2) | (R-value) | (0 to 1) | (ft^2) | (ft^2) | (ft^2) | (ft^2) | (U-value) | (0 to 1) | (0 to 1) | (ft^2) | (R-value) | (1, 2, 3, 4) | (ft^2) | (ft) | (R-value) | (R-value) | (R-value) | (H, V, N) | (ft) | (R-Value) | (Btu/ft-F-hr) | (ft) | (R-value) | (ft) | (R-value) | (CFM) | (ft) | (Exhaust, Supply, HRV, or None) | (CFM) | (0 to 5) | (USR,Estar,EstarNW,Standard) | (CFM/W) | (decimal percent) | (1/hr) | (1/hr) | (1 or 0) | (gal) | (1 or 2) | (F) | (1 or 0) | (CFM)
NWHZ1CZ1_1568n_20hp85_des0 | NW | HZ1CZ1_ | 3 | 337.9201 | 58.0058 | 4974.4275 | 139.9665 | 0.96894 | 0.25955 | 0.27581 | 0.38097 | 7183.1961 | 8008.2051 | 2807.2268 | 202.42 | 177.114 | 1382.5656 | 985.1584 | 1278.9497 | 306.9907 | 53.227 | 17.5298 | 0 | 24.2191 | 189.0558 | 26116.8127 | 29130.084 | 21096.7931 | 15720.6856 | 437.0955 | 10335.3712 | 11930.0515 | 3578.1515 | 0 | 0 | 0 | 200.75 | 0 | 0 | 0 | 0 | NWHZ1CZ1_1568n_20hp85_des0 | NWHZ1CZ1_3 | 0 | 0 | 0 | 69 | 64 | 74 | 78 | 1 | 2085 | 0 | 0.5 | 0 | YSA | 2 | 13 | 1 | 2 | 40 | 0 | Crawl | 0.05 | 200 | 20 | In | 0 | 0 | 555 | 1568 | 12544 | 0 | 0 | 1344 | 12.82 | 1568 | 26.5 | 0.85 | 49 | 49 | 49 | 49 | 0.293 | 0.3 | 0.54 | 40 | 5 | 1 | 1568 | 168 | 20.45 | 0 | 0 | N | 0 | 0 | 0.75 | 2 | 1.75 | 1 | 0.65 | 1463.4667 | 8.5 | Exhaust | 50 | 4 | Standard | 5 | 0 | 4.5 | 4.5 | 0 | 0 | 0 | 0 | 0 | 0
NWHZ1CZ2_1568n_20hp85_des0 | NW | HZ1CZ2_ | 3 | 337.9201 | 58.0058 | 4974.4275 | 391.602 | 0.96894 | 0.25955 | 0.27581 | 0.38097 | 7183.1961 | 8008.2051 | 2807.2268 | 202.42 | 177.114 | 1382.5656 | 1788.1393 | 2184.3937 | 565.1762 | 65.2966 | 11.8872 | 0 | 42.8944 | 334.8366 | 26116.8127 | 29130.084 | 21096.7931 | 15720.6856 | 437.0955 | 13243.1694 | 15608.9304 | 5159.4441 | 0 | 0 | 0 | 200.75 | 0 | 0 | 0 | 0 | NWHZ1CZ2_1568n_20hp85_des0 | NWHZ1CZ2_3 | 0 | 0 | 0 | 69 | 64 | 74 | 78 | 1 | 2085 | 0 | 0.5 | 0 | YSA | 2 | 13 | 1 | 2 | 40 | 0 | Crawl | 0.05 | 200 | 20 | In | 0 | 0 | 555 | 1568 | 12544 | 0 | 0 | 1344 | 12.82 | 1568 | 26.5 | 0.85 | 49 | 49 | 49 | 49 | 0.293 | 0.3 | 0.54 | 40 | 5 | 1 | 1568 | 168 | 20.45 | 0 | 0 | N | 0 | 0 | 0.75 | 2 | 1.75 | 1 | 0.65 | 1463.4667 | 8.5 | Exhaust | 50 | 4 | Standard | 5 | 0 | 4.5 | 4.5 | 0 | 0 | 0 | 0 | 0 | 0
NWHZ1CZ3_1568n_20hp85_des0 | NW | HZ1CZ3_ | 3 | 337.9201 | 58.0058 | 4974.4275 | 755.94 | 0.96894 | 0.25955 | 0.27581 | 0.38097 | 7183.1961 | 8008.2051 | 2807.2268 | 202.42 | 177.114 | 1382.5656 | 2782.5724 | 3252.8083 | 897.6038 | 65.017 | 7.2434 | 0 | 66.0863 | 515.875 | 26116.8127 | 29130.084 | 21096.7931 | 15720.6856 | 437.0955 | 13776.2092 | 18208.6854 | 5462.7963 | 0 | 0 | 0 | 200.75 | 0 | 0 | 0 | 0 | NWHZ1CZ3_1568n_20hp85_des0 | NWHZ1CZ3_3 | 0 | 0 | 0 | 69 | 64 | 74 | 78 | 1 | 2085 | 0 | 0.5 | 0 | YSA | 2 | 13 | 1 | 2 | 40 | 0 | Crawl | 0.05 | 200 | 20 | In | 0 | 0 | 555 | 1568 | 12544 | 0 | 0 | 1344 | 12.82 | 1568 | 26.5 | 0.85 | 49 | 49 | 49 | 49 | 0.293 | 0.3 | 0.54 | 40 | 5 | 1 | 1568 | 168 | 20.45 | 0 | 0 | N | 0 | 0 | 0.75 | 2 | 1.75 | 1 | 0.65 | 1463.4667 | 8.5 | Exhaust | 50 | 4 | Standard | 5 | 0 | 4.5 | 4.5 | 0 | 0 | 0 | 0 | 0 | 0
WxHZ1CZ1_1568e_20hp85_des0 | NW | HZ1CZ1_ | 3 | 376.7978 | 58.7216 | 4974.4275 | 139.9665 | 0.96894 | 0.2609 | 0.2745 | 0.38504 | 8351.4124 | 9292.9609 | 3258.7601 | 281.253 | 202.8153 | 1583.1918 | 905.1051 | 1170.8704 | 283.8344 | 48.1086 | 17.1822 | 0 | 22.2485 | 173.6734 | 27545.8734 | 30640.3845 | 22607.0936 | 17230.9861 | 437.0955 | 10746.6057 | 12363.1963 | 3705.4074 | 0 | 0 | 0 | 200.75 | 0 | 0 | 0 | 0 | WxHZ1CZ1_1568e_20hp85_des0 | NWHZ1CZ1_3 | 0 | 0 | 0 | 69 | 64 | 74 | 78 | 1 | 2085 | 0 | 0.5 | 0 | YSA | 2 | 13 | 1 | 2 | 40 | 0 | Crawl | 0.05 | 200 | 20 | In | 0 | 0 | 555 | 1568 | 12544 | 0 | 0 | 1344 | 10.3 | 1568 | 26.5 | 0.85 | 49 | 49 | 49 | 49 | 0.293 | 0.3 | 0.54 | 40 | 5 | 1 | 1568 | 168 | 15.8 | 0 | 0 | N | 0 | 0 | 0.75 | 2 | 1.75 | 1 | 0.65 | 1463.4667 | 8.5 | Exhaust | 50 | 4 | Standard | 5 | 0 | 4.5 | 4.5 | 0 | 0 | 0 | 0 | 0 | 0
WxHZ1CZ2_1568e_20hp85_des0 | NW | HZ1CZ2_ | 3 | 376.7978 | 58.7216 | 4974.4275 | 391.602 | 0.96894 | 0.2609 | 0.2745 | 0.38504 | 8351.4124 | 9292.9609 | 3258.7601 | 281.253 | 202.8153 | 1583.1918 | 1732.2718 | 2108.0789 | 549.9715 | 61.2395 | 11.5079 | 0 | 41.5271 | 324.1639 | 27545.8734 | 30640.3845 | 22607.0936 | 17230.9861 | 437.0955 | 13896.1936 | 16197.4632 | 5384.9454 | 0 | 0 | 0 | 200.75 | 0 | 0 | 0 | 0 | WxHZ1CZ2_1568e_20hp85_des0 | NWHZ1CZ2_3 | 0 | 0 | 0 | 69 | 64 | 74 | 78 | 1 | 2085 | 0 | 0.5 | 0 | YSA | 2 | 13 | 1 | 2 | 40 | 0 | Crawl | 0.05 | 200 | 20 | In | 0 | 0 | 555 | 1568 | 12544 | 0 | 0 | 1344 | 10.3 | 1568 | 26.5 | 0.85 | 49 | 49 | 49 | 49 | 0.293 | 0.3 | 0.54 | 40 | 5 | 1 | 1568 | 168 | 15.8 | 0 | 0 | N | 0 | 0 | 0.75 | 2 | 1.75 | 1 | 0.65 | 1463.4667 | 8.5 | Exhaust | 50 | 4 | Standard | 5 | 0 | 4.5 | 4.5 | 0 | 0 | 0 | 0 | 0 | 0
WxHZ1CZ3_1568e_20hp85_des0 | NW | HZ1CZ3_ | 3 | 376.7978 | 58.7216 | 4974.4275 | 755.94 | 0.96894 | 0.2609 | 0.2745 | 0.38504 | 8351.4124 | 9292.9609 | 3258.7601 | 281.253 | 202.8153 | 1583.1918 | 2766.0103 | 3225.2217 | 896.4515 | 62.1138 | 6.9288 | 0 | 65.7022 | 512.8761 | 27545.8734 | 30640.3845 | 22607.0936 | 17230.9861 | 437.0955 | 14499.2606 | 17969.4597 | 5736.3333 | 0 | 0 | 0 | 200.75 | 0 | 0 | 0 | 0 | WxHZ1CZ3_1568e_20hp85_des0 | NWHZ1CZ3_3 | 0 | 0 | 0 | 69 | 64 | 74 | 78 | 1 | 2085 | 0 | 0.5 | 0 | YSA | 2 | 13 | 1 | 2 | 40 | 0 | Crawl | 0.05 | 200 | 20 | In | 0 | 0 | 555 | 1568 | 12544 | 0 | 0 | 1344 | 10.3 | 1568 | 26.5 | 0.85 | 49 | 49 | 49 | 49 | 0.293 | 0.3 | 0.54 | 40 | 5 | 1 | 1568 | 168 | 15.8 | 0 | 0 | N | 0 | 0 | 0.75 | 2 | 1.75 | 1 | 0.65 | 1463.4667 | 8.5 | Exhaust | 50 | 4 | Standard | 5 | 0 | 4.5 | 4.5 | 0 | 0 | 0 | 0 | 0 | 0
NWHZ2CZ1_1568n_20hp85_des0 | NW | HZ2CZ1_ | 3 | 340.8722 | 56.7402 | 6644.9655 | 139.9665 | 0.91801 | 0.28764 | 0.30587 | 0.43706 | 10444.3362 | 11794.2351 | 4749.3091 | 661.7887 | 286.8571 | 2239.2278 | 985.1584 | 1278.9497 | 306.9907 | 53.227 | 17.5298 | 0 | 24.2191 | 189.0558 | 30214.0681 | 33836.8087 | 28434.2098 | 23319.4358 | 437.0955 | 10335.3712 | 11930.0515 | 3578.1515 | 0 | 0 | 0 | 200.75 | 0 | 0 | 0 | 0 | NWHZ2CZ1_1568n_20hp85_des0 | NWHZ2CZ1_3 | 0 | 0 | 0 | 69 | 64 | 74 | 78 | 1 | 2085 | 0 | 0.5 | 0 | YSA | 2 | 13 | 1 | 2 | 40 | 0 | Crawl | 0.05 | 200 | 20 | In | 0 | 0 | 555 | 1568 | 12544 | 0 | 0 | 1344 | 12.82 | 1568 | 26.5 | 0.85 | 49 | 49 | 49 | 49 | 0.293 | 0.3 | 0.54 | 40 | 5 | 1 | 1568 | 168 | 20.45 | 0 | 0 | N | 0 | 0 | 0.75 | 2 | 1.75 | 1 | 0.65 | 1463.4667 | 8.5 | Exhaust | 50 | 4 | Standard | 5 | 0 | 4.5 | 4.5 | 0 | 0 | 0 | 0 | 0 | 0
NWHZ2CZ2_1568n_20hp85_des0 | NW | HZ2CZ2_ | 3 | 340.8722 | 56.7402 | 6644.9655 | 391.602 | 0.91801 | 0.28764 | 0.30587 | 0.43706 | 10444.3362 | 11794.2351 | 4749.3091 | 661.7887 | 286.8571 | 2239.2278 | 1788.1393 | 2184.3937 | 565.1762 | 65.2966 | 11.8872 | 0 | 42.8944 | 334.8366 | 30214.0681 | 33836.8087 | 28434.2098 | 23319.4358 | 437.0955 | 13243.1694 | 15608.9304 | 5159.4441 | 0 | 0 | 0 | 200.75 | 0 | 0 | 0 | 0 | NWHZ2CZ2_1568n_20hp85_des0 | NWHZ2CZ2_3 | 0 | 0 | 0 | 69 | 64 | 74 | 78 | 1 | 2085 | 0 | 0.5 | 0 | YSA | 2 | 13 | 1 | 2 | 40 | 0 | Crawl | 0.05 | 200 | 20 | In | 0 | 0 | 555 | 1568 | 12544 | 0 | 0 | 1344 | 12.82 | 1568 | 26.5 | 0.85 | 49 | 49 | 49 | 49 | 0.293 | 0.3 | 0.54 | 40 | 5 | 1 | 1568 | 168 | 20.45 | 0 | 0 | N | 0 | 0 | 0.75 | 2 | 1.75 | 1 | 0.65 | 1463.4667 | 8.5 | Exhaust | 50 | 4 | Standard | 5 | 0 | 4.5 | 4.5 | 0 | 0 | 0 | 0 | 0 | 0
NWHZ2CZ3_1568n_20hp85_des0 | NW | HZ2CZ3_ | 3 | 340.8722 | 56.7402 | 6644.9655 | 755.94 | 0.91801 | 0.28764 | 0.30587 | 0.43706 | 10444.3362 | 11794.2351 | 4749.3091 | 661.7887 | 286.8571 | 2239.2278 | 2782.5724 | 3252.8083 | 897.6038 | 65.017 | 7.2434 | 0 | 66.0863 | 515.875 | 30214.0681 | 33836.8087 | 28434.2098 | 23319.4358 | 437.0955 | 13776.2092 | 18208.6854 | 5462.7963 | 0 | 0 | 0 | 200.75 | 0 | 0 | 0 | 0 | NWHZ2CZ3_1568n_20hp85_des0 | NWHZ2CZ3_3 | 0 | 0 | 0 | 69 | 64 | 74 | 78 | 1 | 2085 | 0 | 0.5 | 0 | YSA | 2 | 13 | 1 | 2 | 40 | 0 | Crawl | 0.05 | 200 | 20 | In | 0 | 0 | 555 | 1568 | 12544 | 0 | 0 | 1344 | 12.82 | 1568 | 26.5 | 0.85 | 49 | 49 | 49 | 49 | 0.293 | 0.3 | 0.54 | 40 | 5 | 1 | 1568 | 168 | 20.45 | 0 | 0 | N | 0 | 0 | 0.75 | 2 | 1.75 | 1 | 0.65 | 1463.4667 | 8.5 | Exhaust | 50 | 4 | Standard | 5 | 0 | 4.5 | 4.5 | 0 | 0 | 0 | 0 | 0 | 0
WxHZ2CZ1_1568e_20hp85_des0 | NW | HZ2CZ1_ | 3 | 379.9 | 57.7793 | 6644.9655 | 139.9665 | 0.91801 | 0.28993 | 0.30567 | 0.43951 | 11965.8217 | 13474.9287 | 5476.1122 | 909.8632 | 321.084 | 2506.4055 | 905.1051 | 1170.8704 | 283.8344 | 48.1086 | 17.1822 | 0 | 22.2485 | 173.6734 | 31994.4054 | 35724.0194 | 30321.4205 | 25206.6465 | 437.0955 | 10746.6057 | 12363.1963 | 3705.4074 | 0 | 0 | 0 | 200.75 | 0 | 0 | 0 | 0 | WxHZ2CZ1_1568e_20hp85_des0 | NWHZ2CZ1_3 | 0 | 0 | 0 | 69 | 64 | 74 | 78 | 1 | 2085 | 0 | 0.5 | 0 | YSA | 2 | 13 | 1 | 2 | 40 | 0 | Crawl | 0.05 | 200 | 20 | In | 0 | 0 | 555 | 1568 | 12544 | 0 | 0 | 1344 | 10.3 | 1568 | 26.5 | 0.85 | 49 | 49 | 49 | 49 | 0.293 | 0.3 | 0.54 | 40 | 5 | 1 | 1568 | 168 | 15.8 | 0 | 0 | N | 0 | 0 | 0.75 | 2 | 1.75 | 1 | 0.65 | 1463.4667 | 8.5 | Exhaust | 50 | 4 | Standard | 5 | 0 | 4.5 | 4.5 | 0 | 0 | 0 | 0 | 0 | 0
WxHZ2CZ2_1568e_20hp85_des0 | NW | HZ2CZ2_ | 3 | 379.9 | 57.7793 | 6644.9655 | 391.602 | 0.91801 | 0.28993 | 0.30567 | 0.43951 | 11965.8217 | 13474.9287 | 5476.1122 | 909.8632 | 321.084 | 2506.4055 | 1732.2718 | 2108.0789 | 549.9715 | 61.2395 | 11.5079 | 0 | 41.5271 | 324.1639 | 31994.4054 | 35724.0194 | 30321.4205 | 25206.6465 | 437.0955 | 13896.1936 | 16197.4632 | 5384.9454 | 0 | 0 | 0 | 200.75 | 0 | 0 | 0 | 0 | WxHZ2CZ2_1568e_20hp85_des0 | NWHZ2CZ2_3 | 0 | 0 | 0 | 69 | 64 | 74 | 78 | 1 | 2085 | 0 | 0.5 | 0 | YSA | 2 | 13 | 1 | 2 | 40 | 0 | Crawl | 0.05 | 200 | 20 | In | 0 | 0 | 555 | 1568 | 12544 | 0 | 0 | 1344 | 10.3 | 1568 | 26.5 | 0.85 | 49 | 49 | 49 | 49 | 0.293 | 0.3 | 0.54 | 40 | 5 | 1 | 1568 | 168 | 15.8 | 0 | 0 | N | 0 | 0 | 0.75 | 2 | 1.75 | 1 | 0.65 | 1463.4667 | 8.5 | Exhaust | 50 | 4 | Standard | 5 | 0 | 4.5 | 4.5 | 0 | 0 | 0 | 0 | 0 | 0
WxHZ2CZ3_1568e_20hp85_des0 | NW | HZ2CZ3_ | 3 | 379.9 | 57.7793 | 6644.9655 | 755.94 | 0.91801 | 0.28993 | 0.30567 | 0.43951 | 11965.8217 | 13474.9287 | 5476.1122 | 909.8632 | 321.084 | 2506.4055 | 2766.0103 | 3225.2217 | 896.4515 | 62.1138 | 6.9288 | 0 | 65.7022 | 512.8761 | 31994.4054 | 35724.0194 | 30321.4205 | 25206.6465 | 437.0955 | 14499.2606 | 17969.4597 | 5736.3333 | 0 | 0 | 0 | 200.75 | 0 | 0 | 0 | 0 | WxHZ2CZ3_1568e_20hp85_des0 | NWHZ2CZ3_3 | 0 | 0 | 0 | 69 | 64 | 74 | 78 | 1 | 2085 | 0 | 0.5 | 0 | YSA | 2 | 13 | 1 | 2 | 40 | 0 | Crawl | 0.05 | 200 | 20 | In | 0 | 0 | 555 | 1568 | 12544 | 0 | 0 | 1344 | 10.3 | 1568 | 26.5 | 0.85 | 49 | 49 | 49 | 49 | 0.293 | 0.3 | 0.54 | 40 | 5 | 1 | 1568 | 168 | 15.8 | 0 | 0 | N | 0 | 0 | 0.75 | 2 | 1.75 | 1 | 0.65 | 1463.4667 | 8.5 | Exhaust | 50 | 4 | Standard | 5 | 0 | 4.5 | 4.5 | 0 | 0 | 0 | 0 | 0 | 0
NWHZ3CZ1_1568n_20hp85_des0 | NW | HZ3CZ1_ | 3 | 338.6005 | 56.3291 | 7927.5 | 139.9665 | 0.90102 | 0.28312 | 0.30088 | 0.44377 | 12854.2889 | 14626.4864 | 6537.5637 | 1484.5854 | 362.1986 | 2827.3499 | 985.1584 | 1278.9497 | 306.9907 | 53.227 | 17.5298 | 0 | 24.2191 | 189.0558 | 32130.2348 | 35833.0876 | 31817.084 | 26889.5946 | 437.0955 | 10335.3712 | 11930.0515 | 3578.1515 | 0 | 0 | 0 | 200.75 | 0 | 0 | 0 | 0 | NWHZ3CZ1_1568n_20hp85_des0 | NWHZ3CZ1_3 | 0 | 0 | 0 | 69 | 64 | 74 | 78 | 1 | 2085 | 0 | 0.5 | 0 | YSA | 2 | 13 | 1 | 2 | 40 | 0 | Crawl | 0.05 | 200 | 20 | In | 0 | 0 | 555 | 1568 | 12544 | 0 | 0 | 1344 | 12.82 | 1568 | 26.5 | 0.85 | 49 | 49 | 49 | 49 | 0.293 | 0.3 | 0.54 | 40 | 5 | 1 | 1568 | 168 | 20.45 | 0 | 0 | N | 0 | 0 | 0.75 | 2 | 1.75 | 1 | 0.65 | 1463.4667 | 8.5 | Exhaust | 50 | 4 | Standard | 5 | 0 | 4.5 | 4.5 | 0 | 0 | 0 | 0 | 0 | 0
NWHZ3CZ2_1568n_20hp85_des0 | NW | HZ3CZ2_ | 3 | 338.6005 | 56.3291 | 7927.5 | 391.602 | 0.90102 | 0.28312 | 0.30088 | 0.44377 | 12854.2889 | 14626.4864 | 6537.5637 | 1484.5854 | 362.1986 | 2827.3499 | 1788.1393 | 2184.3937 | 565.1762 | 65.2966 | 11.8872 | 0 | 42.8944 | 334.8366 | 32130.2348 | 35833.0876 | 31817.084 | 26889.5946 | 437.0955 | 13243.1694 | 15608.9304 | 5159.4441 | 0 | 0 | 0 | 200.75 | 0 | 0 | 0 | 0 | NWHZ3CZ2_1568n_20hp85_des0 | NWHZ3CZ2_3 | 0 | 0 | 0 | 69 | 64 | 74 | 78 | 1 | 2085 | 0 | 0.5 | 0 | YSA | 2 | 13 | 1 | 2 | 40 | 0 | Crawl | 0.05 | 200 | 20 | In | 0 | 0 | 555 | 1568 | 12544 | 0 | 0 | 1344 | 12.82 | 1568 | 26.5 | 0.85 | 49 | 49 | 49 | 49 | 0.293 | 0.3 | 0.54 | 40 | 5 | 1 | 1568 | 168 | 20.45 | 0 | 0 | N | 0 | 0 | 0.75 | 2 | 1.75 | 1 | 0.65 | 1463.4667 | 8.5 | Exhaust | 50 | 4 | Standard | 5 | 0 | 4.5 | 4.5 | 0 | 0 | 0 | 0 | 0 | 0
NWHZ3CZ3_1568n_20hp85_des0 | NW | HZ3CZ3_ | 3 | 338.6005 | 56.3291 | 7927.5 | 755.94 | 0.90102 | 0.28312 | 0.30088 | 0.44377 | 12854.2889 | 14626.4864 | 6537.5637 | 1484.5854 | 362.1986 | 2827.3499 | 2782.5724 | 3252.8083 | 897.6038 | 65.017 | 7.2434 | 0 | 66.0863 | 515.875 | 32130.2348 | 35833.0876 | 31817.084 | 26889.5946 | 437.0955 | 13776.2092 | 18208.6854 | 5462.7963 | 0 | 0 | 0 | 200.75 | 0 | 0 | 0 | 0 | NWHZ3CZ3_1568n_20hp85_des0 | NWHZ3CZ3_3 | 0 | 0 | 0 | 69 | 64 | 74 | 78 | 1 | 2085 | 0 | 0.5 | 0 | YSA | 2 | 13 | 1 | 2 | 40 | 0 | Crawl | 0.05 | 200 | 20 | In | 0 | 0 | 555 | 1568 | 12544 | 0 | 0 | 1344 | 12.82 | 1568 | 26.5 | 0.85 | 49 | 49 | 49 | 49 | 0.293 | 0.3 | 0.54 | 40 | 5 | 1 | 1568 | 168 | 20.45 | 0 | 0 | N | 0 | 0 | 0.75 | 2 | 1.75 | 1 | 0.65 | 1463.4667 | 8.5 | Exhaust | 50 | 4 | Standard | 5 | 0 | 4.5 | 4.5 | 0 | 0 | 0 | 0 | 0 | 0
WxHZ3CZ1_1568e_20hp85_des0 | NW | HZ3CZ1_ | 3 | 377.5007 | 57.2119 | 7927.5 | 139.9665 | 0.90102 | 0.28567 | 0.30023 | 0.4454 | 14670.9324 | 16630.5794 | 7552.8178 | 1985.0558 | 399.4679 | 3118.2763 | 905.1051 | 1170.8704 | 283.8344 | 48.1086 | 17.1822 | 0 | 22.2485 | 173.6734 | 34033.774 | 37911.1962 | 33895.1926 | 28967.7032 | 437.0955 | 10746.6057 | 12363.1963 | 3705.4074 | 0 | 0 | 0 | 200.75 | 0 | 0 | 0 | 0 | WxHZ3CZ1_1568e_20hp85_des0 | NWHZ3CZ1_3 | 0 | 0 | 0 | 69 | 64 | 74 | 78 | 1 | 2085 | 0 | 0.5 | 0 | YSA | 2 | 13 | 1 | 2 | 40 | 0 | Crawl | 0.05 | 200 | 20 | In | 0 | 0 | 555 | 1568 | 12544 | 0 | 0 | 1344 | 10.3 | 1568 | 26.5 | 0.85 | 49 | 49 | 49 | 49 | 0.293 | 0.3 | 0.54 | 40 | 5 | 1 | 1568 | 168 | 15.8 | 0 | 0 | N | 0 | 0 | 0.75 | 2 | 1.75 | 1 | 0.65 | 1463.4667 | 8.5 | Exhaust | 50 | 4 | Standard | 5 | 0 | 4.5 | 4.5 | 0 | 0 | 0 | 0 | 0 | 0
WxHZ3CZ2_1568e_20hp85_des0 | NW | HZ3CZ2_ | 3 | 377.5007 | 57.2119 | 7927.5 | 391.602 | 0.90102 | 0.28567 | 0.30023 | 0.4454 | 14670.9324 | 16630.5794 | 7552.8178 | 1985.0558 | 399.4679 | 3118.2763 | 1732.2718 | 2108.0789 | 549.9715 | 61.2395 | 11.5079 | 0 | 41.5271 | 324.1639 | 34033.774 | 37911.1962 | 33895.1926 | 28967.7032 | 437.0955 | 13896.1936 | 16197.4632 | 5384.9454 | 0 | 0 | 0 | 200.75 | 0 | 0 | 0 | 0 | WxHZ3CZ2_1568e_20hp85_des0 | NWHZ3CZ2_3 | 0 | 0 | 0 | 69 | 64 | 74 | 78 | 1 | 2085 | 0 | 0.5 | 0 | YSA | 2 | 13 | 1 | 2 | 40 | 0 | Crawl | 0.05 | 200 | 20 | In | 0 | 0 | 555 | 1568 | 12544 | 0 | 0 | 1344 | 10.3 | 1568 | 26.5 | 0.85 | 49 | 49 | 49 | 49 | 0.293 | 0.3 | 0.54 | 40 | 5 | 1 | 1568 | 168 | 15.8 | 0 | 0 | N | 0 | 0 | 0.75 | 2 | 1.75 | 1 | 0.65 | 1463.4667 | 8.5 | Exhaust | 50 | 4 | Standard | 5 | 0 | 4.5 | 4.5 | 0 | 0 | 0 | 0 | 0 | 0
WxHZ3CZ3_1568e_20hp85_des0 | NW | HZ3CZ3_ | 3 | 377.5007 | 57.2119 | 7927.5 | 755.94 | 0.90102 | 0.28567 | 0.30023 | 0.4454 | 14670.9324 | 16630.5794 | 7552.8178 | 1985.0558 | 399.4679 | 3118.2763 | 2766.0103 | 3225.2217 | 896.4515 | 62.1138 | 6.9288 | 0 | 65.7022 | 512.8761 | 34033.774 | 37911.1962 | 33895.1926 | 28967.7032 | 437.0955 | 14499.2606 | 17969.4597 | 5736.3333 | 0 | 0 | 0 | 200.75 | 0 | 0 | 0 | 0 | WxHZ3CZ3_1568e_20hp85_des0 | NWHZ3CZ3_3 | 0 | 0 | 0 | 69 | 64 | 74 | 78 | 1 | 2085 | 0 | 0.5 | 0 | YSA | 2 | 13 | 1 | 2 | 40 | 0 | Crawl | 0.05 | 200 | 20 | In | 0 | 0 | 555 | 1568 | 12544 | 0 | 0 | 1344 | 10.3 | 1568 | 26.5 | 0.85 | 49 | 49 | 49 | 49 | 0.293 | 0.3 | 0.54 | 40 | 5 | 1 | 1568 | 168 | 15.8 | 0 | 0 | N | 0 | 0 | 0.75 | 2 | 1.75 | 1 | 0.65 | 1463.4667 | 8.5 | Exhaust | 50 | 4 | Standard | 5 | 0 | 4.5 | 4.5 | 0 | 0 | 0 | 0 | 0 | 0
NWHZ1CZ1_2200n_25hp85_des0 | NW | HZ1CZ1_ | 3 | 417.7865 | 57.8946 | 4974.4275 | 139.9665 | 0.96894 | 0.27992 | 0.30733 | 0.45333 | 8855.5934 | 11031.3596 | 4018.6755 | 603.0061 | 236.392 | 1476.2352 | 1360.909 | 1828.7121 | 438.8314 | 61.3109 | 14.1455 | 0 | 34.6467 | 216.3637 | 37881.4064 | 46372.594 | 36172.2599 | 29574.5616 | 546.3693 | 14058.5236 | 17683.6152 | 5217.207 | 0 | 0 | 0 | 200.75 | 0 | 0 | 0 | 0 | NWHZ1CZ1_2200n_25hp85_des0 | NWHZ1CZ1_3 | 0 | 0 | 0 | 69 | 64 | 74 | 78 | 1 | 2268 | 0 | 0.5 | 0 | YSA | 2.5 | 17.4 | 1 | 2 | 40 | 0 | Crawl | 0.06 | 300 | 6 | Attic | 0.03 | 80 | 6 | 2200 | 18700 | 200 | 30.6094 | 2210 | 17.5439 | 1784 | 37.6642 | 0.85 | 91 | 91 | 91 | 91 | 0.293 | 0.3 | 0.54 | 40 | 5 | 1 | 1584 | 160 | 30.6094 | 0 | 0 | N | 0 | 0 | 0.75 | 1 | 1.75 | 2 | 1.5 | 2181.6667 | 11.8056 | Exhaust | 50 | 4 | Standard | 5 | 0 | 4.5 | 4.5 | 0 | 0 | 0 | 0 | 0 | 0
NWHZ1CZ2_2200n_25hp85_des0 | NW | HZ1CZ2_ | 3 | 417.7865 | 57.8946 | 4974.4275 | 391.602 | 0.96894 | 0.27992 | 0.30733 | 0.45333 | 8855.5934 | 11031.3596 | 4018.6755 | 603.0061 | 236.392 | 1476.2352 | 2439.1463 | 3135.004 | 808.8773 | 71.1239 | 9.112 | 0 | 61.4454 | 383.7178 | 37881.4064 | 46372.594 | 36172.2599 | 29574.5616 | 546.3693 | 17812.3257 | 23376.4491 | 7652.2985 | 0 | 0 | 0 | 200.75 | 0 | 0 | 0 | 0 | NWHZ1CZ2_2200n_25hp85_des0 | NWHZ1CZ2_3 | 0 | 0 | 0 | 69 | 64 | 74 | 78 | 1 | 2268 | 0 | 0.5 | 0 | YSA | 2.5 | 17.4 | 1 | 2 | 40 | 0 | Crawl | 0.06 | 300 | 6 | Attic | 0.03 | 80 | 6 | 2200 | 18700 | 200 | 30.6094 | 2210 | 17.5439 | 1784 | 37.6642 | 0.85 | 91 | 91 | 91 | 91 | 0.293 | 0.3 | 0.54 | 40 | 5 | 1 | 1584 | 160 | 30.6094 | 0 | 0 | N | 0 | 0 | 0.75 | 1 | 1.75 | 2 | 1.5 | 2181.6667 | 11.8056 | Exhaust | 50 | 4 | Standard | 5 | 0 | 4.5 | 4.5 | 0 | 0 | 0 | 0 | 0 | 0
NWHZ1CZ3_2200n_25hp85_des0 | NW | HZ1CZ3_ | 3 | 417.7865 | 57.8946 | 4974.4275 | 755.94 | 0.96894 | 0.27992 | 0.30733 | 0.45333 | 8855.5934 | 11031.3596 | 4018.6755 | 603.0061 | 236.392 | 1476.2352 | 3743.846 | 4675.1647 | 1284.1719 | 63.8439 | 4.9716 | 0 | 94.6381 | 591.0014 | 37881.4064 | 46372.594 | 36172.2599 | 29574.5616 | 546.3693 | 18261.6706 | 23879.5261 | 8025.3016 | 0 | 0 | 0 | 200.75 | 0 | 0 | 0 | 0 | NWHZ1CZ3_2200n_25hp85_des0 | NWHZ1CZ3_3 | 0 | 0 | 0 | 69 | 64 | 74 | 78 | 1 | 2268 | 0 | 0.5 | 0 | YSA | 2.5 | 17.4 | 1 | 2 | 40 | 0 | Crawl | 0.06 | 300 | 6 | Attic | 0.03 | 80 | 6 | 2200 | 18700 | 200 | 30.6094 | 2210 | 17.5439 | 1784 | 37.6642 | 0.85 | 91 | 91 | 91 | 91 | 0.293 | 0.3 | 0.54 | 40 | 5 | 1 | 1584 | 160 | 30.6094 | 0 | 0 | N | 0 | 0 | 0.75 | 1 | 1.75 | 2 | 1.5 | 2181.6667 | 11.8056 | Exhaust | 50 | 4 | Standard | 5 | 0 | 4.5 | 4.5 | 0 | 0 | 0 | 0 | 0 | 0
WxHZ1CZ1_2200e_30hp85_des0 | NW | HZ1CZ1_ | 3 | 483.4317 | 58.6555 | 4974.4275 | 139.9665 | 0.96894 | 0.28402 | 0.3063 | 0.47261 | 10845.8702 | 13625.8214 | 4829.7809 | 561.904 | 295.0163 | 1535.2798 | 1313.3827 | 1775.8156 | 431.0207 | 60.2953 | 14.2034 | 0 | 33.7162 | 175.461 | 40588.6834 | 50551.2883 | 38310.9972 | 30393.6739 | 655.6432 | 15432.7704 | 19489.5668 | 5769.5891 | 0 | 0 | 0 | 200.75 | 0 | 0 | 0 | 0 | WxHZ1CZ1_2200e_30hp85_des0 | NWHZ1CZ1_3 | 0 | 0 | 0 | 69 | 64 | 74 | 78 | 1 | 2268 | 0 | 0.5 | 0 | YSA | 3 | 17.4 | 1 | 2 | 40 | 0 | Crawl | 0.06 | 300 | 4.5 | Attic | 0.03 | 80 | 4.9 | 2200 | 18700 | 200 | 26.8 | 2210 | 11.4 | 1784 | 35 | 0.85 | 91 | 91 | 91 | 91 | 0.293 | 0.3 | 0.54 | 40 | 5 | 1 | 1584 | 160 | 26.8 | 0 | 0 | N | 0 | 0 | 0.75 | 1 | 1.75 | 2 | 1.5 | 2181.6667 | 11.8056 | Exhaust | 50 | 4 | Standard | 5 | 0 | 4.5 | 4.5 | 0 | 0 | 0 | 0 | 0 | 0
WxHZ1CZ2_2200e_30hp85_des0 | NW | HZ1CZ2_ | 3 | 483.4317 | 58.6555 | 4974.4275 | 391.602 | 0.96894 | 0.28402 | 0.3063 | 0.47261 | 10845.8702 | 13625.8214 | 4829.7809 | 561.904 | 295.0163 | 1535.2798 | 2466.5982 | 3189.3497 | 832.2458 | 72.6171 | 9.086 | 0 | 62.6497 | 326.032 | 40588.6834 | 50551.2883 | 38310.9972 | 30393.6739 | 655.6432 | 19665.3112 | 25939.8752 | 8533.3781 | 0 | 0 | 0 | 200.75 | 0 | 0 | 0 | 0 | WxHZ1CZ2_2200e_30hp85_des0 | NWHZ1CZ2_3 | 0 | 0 | 0 | 69 | 64 | 74 | 78 | 1 | 2268 | 0 | 0.5 | 0 | YSA | 3 | 17.4 | 1 | 2 | 40 | 0 | Crawl | 0.06 | 300 | 4.5 | Attic | 0.03 | 80 | 4.9 | 2200 | 18700 | 200 | 26.8 | 2210 | 11.4 | 1784 | 35 | 0.85 | 91 | 91 | 91 | 91 | 0.293 | 0.3 | 0.54 | 40 | 5 | 1 | 1584 | 160 | 26.8 | 0 | 0 | N | 0 | 0 | 0.75 | 1 | 1.75 | 2 | 1.5 | 2181.6667 | 11.8056 | Exhaust | 50 | 4 | Standard | 5 | 0 | 4.5 | 4.5 | 0 | 0 | 0 | 0 | 0 | 0
WxHZ1CZ3_2200e_30hp85_des0 | NW | HZ1CZ3_ | 3 | 483.4317 | 58.6555 | 4974.4275 | 755.94 | 0.96894 | 0.28402 | 0.3063 | 0.47261 | 10845.8702 | 13625.8214 | 4829.7809 | 561.904 | 295.0163 | 1535.2798 | 3867.0974 | 4864.3167 | 1352.0191 | 66.7263 | 4.9353 | 0 | 98.6819 | 513.5456 | 40588.6834 | 50551.2883 | 38310.9972 | 30393.6739 | 655.6432 | 20178.1655 | 26439.2493 | 8982.3572 | 0 | 0 | 0 | 200.75 | 0 | 0 | 0 | 0 | WxHZ1CZ3_2200e_30hp85_des0 | NWHZ1CZ3_3 | 0 | 0 | 0 | 69 | 64 | 74 | 78 | 1 | 2268 | 0 | 0.5 | 0 | YSA | 3 | 17.4 | 1 | 2 | 40 | 0 | Crawl | 0.06 | 300 | 4.5 | Attic | 0.03 | 80 | 4.9 | 2200 | 18700 | 200 | 26.8 | 2210 | 11.4 | 1784 | 35 | 0.85 | 91 | 91 | 91 | 91 | 0.293 | 0.3 | 0.54 | 40 | 5 | 1 | 1584 | 160 | 26.8 | 0 | 0 | N | 0 | 0 | 0.75 | 1 | 1.75 | 2 | 1.5 | 2181.6667 | 11.8056 | Exhaust | 50 | 4 | Standard | 5 | 0 | 4.5 | 4.5 | 0 | 0 | 0 | 0 | 0 | 0
NWHZ2CZ1_2200n_25hp85_des0 | NW | HZ2CZ1_ | 3 | 425.781 | 56.5727 | 6644.9655 | 139.9665 | 0.91801 | 0.31653 | 0.34996 | 0.52474 | 12735.5958 | 16346.1745 | 6948.0727 | 1663.0069 | 377.937 | 2360.164 | 1360.909 | 1828.7121 | 438.8314 | 61.3109 | 14.1455 | 0 | 34.6467 | 216.3637 | 42648.8508 | 52522.4883 | 45589.3778 | 39328.1247 | 546.3693 | 14058.5236 | 17683.6152 | 5217.207 | 0 | 0 | 0 | 200.75 | 0 | 0 | 0 | 0 | NWHZ2CZ1_2200n_25hp85_des0 | NWHZ2CZ1_3 | 0 | 0 | 0 | 69 | 64 | 74 | 78 | 1 | 2268 | 0 | 0.5 | 0 | YSA | 2.5 | 17.4 | 1 | 2 | 40 | 0 | Crawl | 0.06 | 300 | 6 | Attic | 0.03 | 80 | 6 | 2200 | 18700 | 200 | 30.6094 | 2210 | 17.5439 | 1784 | 37.6642 | 0.85 | 91 | 91 | 91 | 91 | 0.293 | 0.3 | 0.54 | 40 | 5 | 1 | 1584 | 160 | 30.6094 | 0 | 0 | N | 0 | 0 | 0.75 | 1 | 1.75 | 2 | 1.5 | 2181.6667 | 11.8056 | Exhaust | 50 | 4 | Standard | 5 | 0 | 4.5 | 4.5 | 0 | 0 | 0 | 0 | 0 | 0
NWHZ2CZ2_2200n_25hp85_des0 | NW | HZ2CZ2_ | 3 | 425.781 | 56.5727 | 6644.9655 | 391.602 | 0.91801 | 0.31653 | 0.34996 | 0.52474 | 12735.5958 | 16346.1745 | 6948.0727 | 1663.0069 | 377.937 | 2360.164 | 2439.1463 | 3135.004 | 808.8773 | 71.1239 | 9.112 | 0 | 61.4454 | 383.7178 | 42648.8508 | 52522.4883 | 45589.3778 | 39328.1247 | 546.3693 | 17812.3257 | 23376.4491 | 7652.2985 | 0 | 0 | 0 | 200.75 | 0 | 0 | 0 | 0 | NWHZ2CZ2_2200n_25hp85_des0 | NWHZ2CZ2_3 | 0 | 0 | 0 | 69 | 64 | 74 | 78 | 1 | 2268 | 0 | 0.5 | 0 | YSA | 2.5 | 17.4 | 1 | 2 | 40 | 0 | Crawl | 0.06 | 300 | 6 | Attic | 0.03 | 80 | 6 | 2200 | 18700 | 200 | 30.6094 | 2210 | 17.5439 | 1784 | 37.6642 | 0.85 | 91 | 91 | 91 | 91 | 0.293 | 0.3 | 0.54 | 40 | 5 | 1 | 1584 | 160 | 30.6094 | 0 | 0 | N | 0 | 0 | 0.75 | 1 | 1.75 | 2 | 1.5 | 2181.6667 | 11.8056 | Exhaust | 50 | 4 | Standard | 5 | 0 | 4.5 | 4.5 | 0 | 0 | 0 | 0 | 0 | 0
NWHZ2CZ3_2200n_25hp85_des0 | NW | HZ2CZ3_ | 3 | 425.781 | 56.5727 | 6644.9655 | 755.94 | 0.91801 | 0.31653 | 0.34996 | 0.52474 | 12735.5958 | 16346.1745 | 6948.0727 | 1663.0069 | 377.937 | 2360.164 | 3743.846 | 4675.1647 | 1284.1719 | 63.8439 | 4.9716 | 0 | 94.6381 | 591.0014 | 42648.8508 | 52522.4883 | 45589.3778 | 39328.1247 | 546.3693 | 18261.6706 | 23879.5261 | 8025.3016 | 0 | 0 | 0 | 200.75 | 0 | 0 | 0 | 0 | NWHZ2CZ3_2200n_25hp85_des0 | NWHZ2CZ3_3 | 0 | 0 | 0 | 69 | 64 | 74 | 78 | 1 | 2268 | 0 | 0.5 | 0 | YSA | 2.5 | 17.4 | 1 | 2 | 40 | 0 | Crawl | 0.06 | 300 | 6 | Attic | 0.03 | 80 | 6 | 2200 | 18700 | 200 | 30.6094 | 2210 | 17.5439 | 1784 | 37.6642 | 0.85 | 91 | 91 | 91 | 91 | 0.293 | 0.3 | 0.54 | 40 | 5 | 1 | 1584 | 160 | 30.6094 | 0 | 0 | N | 0 | 0 | 0.75 | 1 | 1.75 | 2 | 1.5 | 2181.6667 | 11.8056 | Exhaust | 50 | 4 | Standard | 5 | 0 | 4.5 | 4.5 | 0 | 0 | 0 | 0 | 0 | 0
WxHZ2CZ1_2200e_30hp85_des0 | NW | HZ2CZ1_ | 3 | 491.9388 | 57.5245 | 6644.9655 | 139.9665 | 0.91801 | 0.32391 | 0.35061 | 0.55025 | 15315.7263 | 19873.9944 | 8188.0992 | 1642.7557 | 467.6973 | 2433.9203 | 1313.3827 | 1775.8156 | 431.0207 | 60.2953 | 14.2034 | 0 | 33.7162 | 175.461 | 45969.3357 | 57594.4832 | 49280.7665 | 41767.2186 | 655.6432 | 15432.7704 | 19489.5668 | 5769.5891 | 0 | 0 | 0 | 200.75 | 0 | 0 | 0 | 0 | WxHZ2CZ1_2200e_30hp85_des0 | NWHZ2CZ1_3 | 0 | 0 | 0 | 69 | 64 | 74 | 78 | 1 | 2268 | 0 | 0.5 | 0 | YSA | 3 | 17.4 | 1 | 2 | 40 | 0 | Crawl | 0.06 | 300 | 4.5 | Attic | 0.03 | 80 | 4.9 | 2200 | 18700 | 200 | 26.8 | 2210 | 11.4 | 1784 | 35 | 0.85 | 91 | 91 | 91 | 91 | 0.293 | 0.3 | 0.54 | 40 | 5 | 1 | 1584 | 160 | 26.8 | 0 | 0 | N | 0 | 0 | 0.75 | 1 | 1.75 | 2 | 1.5 | 2181.6667 | 11.8056 | Exhaust | 50 | 4 | Standard | 5 | 0 | 4.5 | 4.5 | 0 | 0 | 0 | 0 | 0 | 0
WxHZ2CZ2_2200e_30hp85_des0 | NW | HZ2CZ2_ | 3 | 491.9388 | 57.5245 | 6644.9655 | 391.602 | 0.91801 | 0.32391 | 0.35061 | 0.55025 | 15315.7263 | 19873.9944 | 8188.0992 | 1642.7557 | 467.6973 | 2433.9203 | 2466.5982 | 3189.3497 | 832.2458 | 72.6171 | 9.086 | 0 | 62.6497 | 326.032 | 45969.3357 | 57594.4832 | 49280.7665 | 41767.2186 | 655.6432 | 19665.3112 | 25939.8752 | 8533.3781 | 0 | 0 | 0 | 200.75 | 0 | 0 | 0 | 0 | WxHZ2CZ2_2200e_30hp85_des0 | NWHZ2CZ2_3 | 0 | 0 | 0 | 69 | 64 | 74 | 78 | 1 | 2268 | 0 | 0.5 | 0 | YSA | 3 | 17.4 | 1 | 2 | 40 | 0 | Crawl | 0.06 | 300 | 4.5 | Attic | 0.03 | 80 | 4.9 | 2200 | 18700 | 200 | 26.8 | 2210 | 11.4 | 1784 | 35 | 0.85 | 91 | 91 | 91 | 91 | 0.293 | 0.3 | 0.54 | 40 | 5 | 1 | 1584 | 160 | 26.8 | 0 | 0 | N | 0 | 0 | 0.75 | 1 | 1.75 | 2 | 1.5 | 2181.6667 | 11.8056 | Exhaust | 50 | 4 | Standard | 5 | 0 | 4.5 | 4.5 | 0 | 0 | 0 | 0 | 0 | 0
WxHZ2CZ3_2200e_30hp85_des0 | NW | HZ2CZ3_ | 3 | 491.9388 | 57.5245 | 6644.9655 | 755.94 | 0.91801 | 0.32391 | 0.35061 | 0.55025 | 15315.7263 | 19873.9944 | 8188.0992 | 1642.7557 | 467.6973 | 2433.9203 | 3867.0974 | 4864.3167 | 1352.0191 | 66.7263 | 4.9353 | 0 | 98.6819 | 513.5456 | 45969.3357 | 57594.4832 | 49280.7665 | 41767.2186 | 655.6432 | 20178.1655 | 26439.2493 | 8982.3572 | 0 | 0 | 0 | 200.75 | 0 | 0 | 0 | 0 | WxHZ2CZ3_2200e_30hp85_des0 | NWHZ2CZ3_3 | 0 | 0 | 0 | 69 | 64 | 74 | 78 | 1 | 2268 | 0 | 0.5 | 0 | YSA | 3 | 17.4 | 1 | 2 | 40 | 0 | Crawl | 0.06 | 300 | 4.5 | Attic | 0.03 | 80 | 4.9 | 2200 | 18700 | 200 | 26.8 | 2210 | 11.4 | 1784 | 35 | 0.85 | 91 | 91 | 91 | 91 | 0.293 | 0.3 | 0.54 | 40 | 5 | 1 | 1584 | 160 | 26.8 | 0 | 0 | N | 0 | 0 | 0.75 | 1 | 1.75 | 2 | 1.5 | 2181.6667 | 11.8056 | Exhaust | 50 | 4 | Standard | 5 | 0 | 4.5 | 4.5 | 0 | 0 | 0 | 0 | 0 | 0
NWHZ3CZ1_2200n_25hp85_des0 | NW | HZ3CZ1_ | 3 | 422.345 | 56.056 | 7927.5 | 139.9665 | 0.90102 | 0.31571 | 0.34545 | 0.53479 | 15554.1938 | 20231.226 | 9618.0938 | 3198.3272 | 468.847 | 2927.884 | 1360.909 | 1828.7121 | 438.8314 | 61.3109 | 14.1455 | 0 | 34.6467 | 216.3637 | 45246.7553 | 55750.8319 | 50447.6221 | 44425.1878 | 546.3693 | 14058.5236 | 17683.6152 | 5217.207 | 0 | 0 | 0 | 200.75 | 0 | 0 | 0 | 0 | NWHZ3CZ1_2200n_25hp85_des0 | NWHZ3CZ1_3 | 0 | 0 | 0 | 69 | 64 | 74 | 78 | 1 | 2268 | 0 | 0.5 | 0 | YSA | 2.5 | 17.4 | 1 | 2 | 40 | 0 | Crawl | 0.06 | 300 | 6 | Attic | 0.03 | 80 | 6 | 2200 | 18700 | 200 | 30.6094 | 2210 | 17.5439 | 1784 | 37.6642 | 0.85 | 91 | 91 | 91 | 91 | 0.293 | 0.3 | 0.54 | 40 | 5 | 1 | 1584 | 160 | 30.6094 | 0 | 0 | N | 0 | 0 | 0.75 | 1 | 1.75 | 2 | 1.5 | 2181.6667 | 11.8056 | Exhaust | 50 | 4 | Standard | 5 | 0 | 4.5 | 4.5 | 0 | 0 | 0 | 0 | 0 | 0
NWHZ3CZ2_2200n_25hp85_des0 | NW | HZ3CZ2_ | 3 | 422.345 | 56.056 | 7927.5 | 391.602 | 0.90102 | 0.31571 | 0.34545 | 0.53479 | 15554.1938 | 20231.226 | 9618.0938 | 3198.3272 | 468.847 | 2927.884 | 2439.1463 | 3135.004 | 808.8773 | 71.1239 | 9.112 | 0 | 61.4454 | 383.7178 | 45246.7553 | 55750.8319 | 50447.6221 | 44425.1878 | 546.3693 | 17812.3257 | 23376.4491 | 7652.2985 | 0 | 0 | 0 | 200.75 | 0 | 0 | 0 | 0 | NWHZ3CZ2_2200n_25hp85_des0 | NWHZ3CZ2_3 | 0 | 0 | 0 | 69 | 64 | 74 | 78 | 1 | 2268 | 0 | 0.5 | 0 | YSA | 2.5 | 17.4 | 1 | 2 | 40 | 0 | Crawl | 0.06 | 300 | 6 | Attic | 0.03 | 80 | 6 | 2200 | 18700 | 200 | 30.6094 | 2210 | 17.5439 | 1784 | 37.6642 | 0.85 | 91 | 91 | 91 | 91 | 0.293 | 0.3 | 0.54 | 40 | 5 | 1 | 1584 | 160 | 30.6094 | 0 | 0 | N | 0 | 0 | 0.75 | 1 | 1.75 | 2 | 1.5 | 2181.6667 | 11.8056 | Exhaust | 50 | 4 | Standard | 5 | 0 | 4.5 | 4.5 | 0 | 0 | 0 | 0 | 0 | 0
NWHZ3CZ3_2200n_25hp85_des0 | NW | HZ3CZ3_ | 3 | 422.345 | 56.056 | 7927.5 | 755.94 | 0.90102 | 0.31571 | 0.34545 | 0.53479 | 15554.1938 | 20231.226 | 9618.0938 | 3198.3272 | 468.847 | 2927.884 | 3743.846 | 4675.1647 | 1284.1719 | 63.8439 | 4.9716 | 0 | 94.6381 | 591.0014 | 45246.7553 | 55750.8319 | 50447.6221 | 44425.1878 | 546.3693 | 18261.6706 | 23879.5261 | 8025.3016 | 0 | 0 | 0 | 200.75 | 0 | 0 | 0 | 0 | NWHZ3CZ3_2200n_25hp85_des0 | NWHZ3CZ3_3 | 0 | 0 | 0 | 69 | 64 | 74 | 78 | 1 | 2268 | 0 | 0.5 | 0 | YSA | 2.5 | 17.4 | 1 | 2 | 40 | 0 | Crawl | 0.06 | 300 | 6 | Attic | 0.03 | 80 | 6 | 2200 | 18700 | 200 | 30.6094 | 2210 | 17.5439 | 1784 | 37.6642 | 0.85 | 91 | 91 | 91 | 91 | 0.293 | 0.3 | 0.54 | 40 | 5 | 1 | 1584 | 160 | 30.6094 | 0 | 0 | N | 0 | 0 | 0.75 | 1 | 1.75 | 2 | 1.5 | 2181.6667 | 11.8056 | Exhaust | 50 | 4 | Standard | 5 | 0 | 4.5 | 4.5 | 0 | 0 | 0 | 0 | 0 | 0
WxHZ3CZ1_2200e_30hp85_des0 | NW | HZ3CZ1_ | 3 | 489.2574 | 56.9702 | 7927.5 | 139.9665 | 0.90102 | 0.3251 | 0.34864 | 0.56074 | 18614.4695 | 24510.367 | 11294.8436 | 3340.2385 | 580.5591 | 3021.2586 | 1313.3827 | 1775.8156 | 431.0207 | 60.2953 | 14.2034 | 0 | 33.7162 | 175.461 | 48814.9544 | 61213.3667 | 54968.7098 | 47741.7568 | 655.6432 | 15432.7704 | 19489.5668 | 5769.5891 | 0 | 0 | 0 | 200.75 | 0 | 0 | 0 | 0 | WxHZ3CZ1_2200e_30hp85_des0 | NWHZ3CZ1_3 | 0 | 0 | 0 | 69 | 64 | 74 | 78 | 1 | 2268 | 0 | 0.5 | 0 | YSA | 3 | 17.4 | 1 | 2 | 40 | 0 | Crawl | 0.06 | 300 | 4.5 | Attic | 0.03 | 80 | 4.9 | 2200 | 18700 | 200 | 26.8 | 2210 | 11.4 | 1784 | 35 | 0.85 | 91 | 91 | 91 | 91 | 0.293 | 0.3 | 0.54 | 40 | 5 | 1 | 1584 | 160 | 26.8 | 0 | 0 | N | 0 | 0 | 0.75 | 1 | 1.75 | 2 | 1.5 | 2181.6667 | 11.8056 | Exhaust | 50 | 4 | Standard | 5 | 0 | 4.5 | 4.5 | 0 | 0 | 0 | 0 | 0 | 0
WxHZ3CZ2_2200e_30hp85_des0 | NW | HZ3CZ2_ | 3 | 489.2574 | 56.9702 | 7927.5 | 391.602 | 0.90102 | 0.3251 | 0.34864 | 0.56074 | 18614.4695 | 24510.367 | 11294.8436 | 3340.2385 | 580.5591 | 3021.2586 | 2466.5982 | 3189.3497 | 832.2458 | 72.6171 | 9.086 | 0 | 62.6497 | 326.032 | 48814.9544 | 61213.3667 | 54968.7098 | 47741.7568 | 655.6432 | 19665.3112 | 25939.8752 | 8533.3781 | 0 | 0 | 0 | 200.75 | 0 | 0 | 0 | 0 | WxHZ3CZ2_2200e_30hp85_des0 | NWHZ3CZ2_3 | 0 | 0 | 0 | 69 | 64 | 74 | 78 | 1 | 2268 | 0 | 0.5 | 0 | YSA | 3 | 17.4 | 1 | 2 | 40 | 0 | Crawl | 0.06 | 300 | 4.5 | Attic | 0.03 | 80 | 4.9 | 2200 | 18700 | 200 | 26.8 | 2210 | 11.4 | 1784 | 35 | 0.85 | 91 | 91 | 91 | 91 | 0.293 | 0.3 | 0.54 | 40 | 5 | 1 | 1584 | 160 | 26.8 | 0 | 0 | N | 0 | 0 | 0.75 | 1 | 1.75 | 2 | 1.5 | 2181.6667 | 11.8056 | Exhaust | 50 | 4 | Standard | 5 | 0 | 4.5 | 4.5 | 0 | 0 | 0 | 0 | 0 | 0
WxHZ3CZ3_2200e_30hp85_des0 | NW | HZ3CZ3_ | 3 | 489.2574 | 56.9702 | 7927.5 | 755.94 | 0.90102 | 0.3251 | 0.34864 | 0.56074 | 18614.4695 | 24510.367 | 11294.8436 | 3340.2385 | 580.5591 | 3021.2586 | 3867.0974 | 4864.3167 | 1352.0191 | 66.7263 | 4.9353 | 0 | 98.6819 | 513.5456 | 48814.9544 | 61213.3667 | 54968.7098 | 47741.7568 | 655.6432 | 20178.1655 | 26439.2493 | 8982.3572 | 0 | 0 | 0 | 200.75 | 0 | 0 | 0 | 0 | WxHZ3CZ3_2200e_30hp85_des0 | NWHZ3CZ3_3 | 0 | 0 | 0 | 69 | 64 | 74 | 78 | 1 | 2268 | 0 | 0.5 | 0 | YSA | 3 | 17.4 | 1 | 2 | 40 | 0 | Crawl | 0.06 | 300 | 4.5 | Attic | 0.03 | 80 | 4.9 | 2200 | 18700 | 200 | 26.8 | 2210 | 11.4 | 1784 | 35 | 0.85 | 91 | 91 | 91 | 91 | 0.293 | 0.3 | 0.54 | 40 | 5 | 1 | 1584 | 160 | 26.8 | 0 | 0 | N | 0 | 0 | 0.75 | 1 | 1.75 | 2 | 1.5 | 2181.6667 | 11.8056 | Exhaust | 50 | 4 | Standard | 5 | 0 | 4.5 | 4.5 | 0 | 0 | 0 | 0 | 0 | 0
NWHZ1CZ1_2688n_25hp85_des0 | NW | HZ1CZ1_ | 3 | 439.4408 | 58.1849 | 4974.4275 | 139.9665 | 0.96894 | 0.2592 | 0.27765 | 0.37496 | 9438.9973 | 9592.5688 | 3341.0448 | 218.9073 | 212.2764 | 1325.6365 | 889.0595 | 1113.782 | 272.7445 | 50.0648 | 18.5622 | 0 | 21.1016 | 131.7764 | 36191.6448 | 36849.3749 | 26777.7668 | 20080.7457 | 546.3693 | 12766.7605 | 14190.5683 | 4060.5592 | 0 | 0 | 0 | 200.75 | 0 | 0 | 0 | 0 | NWHZ1CZ1_2688n_25hp85_des0 | NWHZ1CZ1_3 | 0 | 0 | 0 | 69 | 64 | 74 | 78 | 1 | 2522 | 0 | 0.5 | 0 | YSA | 2.5 | 17.4 | 1 | 2 | 40 | 0 | Attic | 0.003 | 15 | 6 | Attic | 0.005 | 40 | 6 | 2688 | 22848 | 0 | 30.6094 | 1480 | 17.5439 | 1344 | 37.6642 | 0.85 | 94 | 94 | 94 | 94 | 0.293 | 0.3 | 0.54 | 40 | 5 | 4 | 1344 | 148 | 30.6094 | 0 | 0 | N | 0 | 0 | 0.75 | 0.5 | 17.857 | 6.5 | 17.857 | 2665.6 | 17 | Exhaust | 50 | 4 | Standard | 5 | 0 | 4.5 | 4.5 | 0 | 0 | 0 | 0 | 0 | 0
NWHZ1CZ2_2688n_25hp85_des0 | NW | HZ1CZ2_ | 3 | 439.4408 | 58.1849 | 4974.4275 | 391.602 | 0.96894 | 0.2592 | 0.27765 | 0.37496 | 9438.9973 | 9592.5688 | 3341.0448 | 218.9073 | 212.2764 | 1325.6365 | 1793.1022 | 2083.8347 | 549.4937 | 64.7187 | 12.0994 | 0 | 40.9864 | 255.9543 | 36191.6448 | 36849.3749 | 26777.7668 | 20080.7457 | 546.3693 | 17269.9431 | 18775.9961 | 5950.3544 | 0 | 0 | 0 | 200.75 | 0 | 0 | 0 | 0 | NWHZ1CZ2_2688n_25hp85_des0 | NWHZ1CZ2_3 | 0 | 0 | 0 | 69 | 64 | 74 | 78 | 1 | 2522 | 0 | 0.5 | 0 | YSA | 2.5 | 17.4 | 1 | 2 | 40 | 0 | Attic | 0.003 | 15 | 6 | Attic | 0.005 | 40 | 6 | 2688 | 22848 | 0 | 30.6094 | 1480 | 17.5439 | 1344 | 37.6642 | 0.85 | 94 | 94 | 94 | 94 | 0.293 | 0.3 | 0.54 | 40 | 5 | 4 | 1344 | 148 | 30.6094 | 0 | 0 | N | 0 | 0 | 0.75 | 0.5 | 17.857 | 6.5 | 17.857 | 2665.6 | 17 | Exhaust | 50 | 4 | Standard | 5 | 0 | 4.5 | 4.5 | 0 | 0 | 0 | 0 | 0 | 0
NWHZ1CZ3_2688n_25hp85_des0 | NW | HZ1CZ3_ | 3 | 439.4408 | 58.1849 | 4974.4275 | 755.94 | 0.96894 | 0.2592 | 0.27765 | 0.37496 | 9438.9973 | 9592.5688 | 3341.0448 | 218.9073 | 212.2764 | 1325.6365 | 3039.3309 | 3334.0654 | 937.0013 | 62.2729 | 6.646 | 0 | 67.9514 | 424.3469 | 36191.6448 | 36849.3749 | 26777.7668 | 20080.7457 | 546.3693 | 19244.601 | 19873.939 | 6513.1735 | 0 | 0 | 0 | 200.75 | 0 | 0 | 0 | 0 | NWHZ1CZ3_2688n_25hp85_des0 | NWHZ1CZ3_3 | 0 | 0 | 0 | 69 | 64 | 74 | 78 | 1 | 2522 | 0 | 0.5 | 0 | YSA | 2.5 | 17.4 | 1 | 2 | 40 | 0 | Attic | 0.003 | 15 | 6 | Attic | 0.005 | 40 | 6 | 2688 | 22848 | 0 | 30.6094 | 1480 | 17.5439 | 1344 | 37.6642 | 0.85 | 94 | 94 | 94 | 94 | 0.293 | 0.3 | 0.54 | 40 | 5 | 4 | 1344 | 148 | 30.6094 | 0 | 0 | N | 0 | 0 | 0.75 | 0.5 | 17.857 | 6.5 | 17.857 | 2665.6 | 17 | Exhaust | 50 | 4 | Standard | 5 | 0 | 4.5 | 4.5 | 0 | 0 | 0 | 0 | 0 | 0
WxHZ1CZ1_2688e_25hp85_des0 | NW | HZ1CZ1_ | 3 | 473.8526 | 58.5381 | 4974.4275 | 139.9665 | 0.96894 | 0.25878 | 0.27565 | 0.37528 | 10537.8291 | 10735.432 | 3744.5522 | 289.7365 | 235.4433 | 1470.3103 | 893.0593 | 1114.3384 | 274.1468 | 48.569 | 17.9516 | 0 | 21.1625 | 132.157 | 37724.9392 | 38490.4314 | 28415.0144 | 21720.9292 | 546.3693 | 13417.9841 | 14886.2037 | 4282.6541 | 0 | 0 | 0 | 200.75 | 0 | 0 | 0 | 0 | WxHZ1CZ1_2688e_25hp85_des0 | NWHZ1CZ1_3 | 0 | 0 | 0 | 69 | 64 | 74 | 78 | 1 | 2522 | 0 | 0.5 | 0 | YSA | 2.5 | 17.4 | 1 | 2 | 40 | 0 | Attic | 0.003 | 15 | 4.5 | Attic | 0.005 | 40 | 4.9 | 2688 | 22848 | 0 | 26.8 | 1480 | 11.4 | 1344 | 35 | 0.85 | 94 | 94 | 94 | 94 | 0.293 | 0.3 | 0.54 | 40 | 5 | 4 | 1344 | 148 | 26.8 | 0 | 0 | N | 0 | 0 | 0.75 | 0.5 | 17.857 | 6.5 | 17.857 | 2665.6 | 17 | Exhaust | 50 | 4 | Standard | 5 | 0 | 4.5 | 4.5 | 0 | 0 | 0 | 0 | 0 | 0
WxHZ1CZ2_2688e_25hp85_des0 | NW | HZ1CZ2_ | 3 | 473.8526 | 58.5381 | 4974.4275 | 391.602 | 0.96894 | 0.25878 | 0.27565 | 0.37528 | 10537.8291 | 10735.432 | 3744.5522 | 289.7365 | 235.4433 | 1470.3103 | 1838.9994 | 2131.5864 | 564.2872 | 63.1841 | 11.5494 | 0 | 42.014 | 262.3716 | 37724.9392 | 38490.4314 | 28415.0144 | 21720.9292 | 546.3693 | 18087.8638 | 19695.3825 | 6297.6164 | 0 | 0 | 0 | 200.75 | 0 | 0 | 0 | 0 | WxHZ1CZ2_2688e_25hp85_des0 | NWHZ1CZ2_3 | 0 | 0 | 0 | 69 | 64 | 74 | 78 | 1 | 2522 | 0 | 0.5 | 0 | YSA | 2.5 | 17.4 | 1 | 2 | 40 | 0 | Attic | 0.003 | 15 | 4.5 | Attic | 0.005 | 40 | 4.9 | 2688 | 22848 | 0 | 26.8 | 1480 | 11.4 | 1344 | 35 | 0.85 | 94 | 94 | 94 | 94 | 0.293 | 0.3 | 0.54 | 40 | 5 | 4 | 1344 | 148 | 26.8 | 0 | 0 | N | 0 | 0 | 0.75 | 0.5 | 17.857 | 6.5 | 17.857 | 2665.6 | 17 | Exhaust | 50 | 4 | Standard | 5 | 0 | 4.5 | 4.5 | 0 | 0 | 0 | 0 | 0 | 0
WxHZ1CZ3_2688e_25hp85_des0 | NW | HZ1CZ3_ | 3 | 473.8526 | 58.5381 | 4974.4275 | 755.94 | 0.96894 | 0.25878 | 0.27565 | 0.37528 | 10537.8291 | 10735.432 | 3744.5522 | 289.7365 | 235.4433 | 1470.3103 | 3137.2097 | 3441.2549 | 970.6346 | 60.5088 | 6.2339 | 0 | 70.254 | 438.7262 | 37724.9392 | 38490.4314 | 28415.0144 | 21720.9292 | 546.3693 | 20227.0821 | 21006.6268 | 6863.2557 | 0 | 0 | 0 | 200.75 | 0 | 0 | 0 | 0 | WxHZ1CZ3_2688e_25hp85_des0 | NWHZ1CZ3_3 | 0 | 0 | 0 | 69 | 64 | 74 | 78 | 1 | 2522 | 0 | 0.5 | 0 | YSA | 2.5 | 17.4 | 1 | 2 | 40 | 0 | Attic | 0.003 | 15 | 4.5 | Attic | 0.005 | 40 | 4.9 | 2688 | 22848 | 0 | 26.8 | 1480 | 11.4 | 1344 | 35 | 0.85 | 94 | 94 | 94 | 94 | 0.293 | 0.3 | 0.54 | 40 | 5 | 4 | 1344 | 148 | 26.8 | 0 | 0 | N | 0 | 0 | 0.75 | 0.5 | 17.857 | 6.5 | 17.857 | 2665.6 | 17 | Exhaust | 50 | 4 | Standard | 5 | 0 | 4.5 | 4.5 | 0 | 0 | 0 | 0 | 0 | 0
NWHZ2CZ1_2688n_25hp85_des0 | NW | HZ2CZ1_ | 3 | 445.5197 | 57.0574 | 6644.9655 | 139.9665 | 0.91801 | 0.28903 | 0.30869 | 0.42704 | 13972.8978 | 14233.6675 | 5673.3655 | 725.5527 | 347.4146 | 2169.5555 | 889.0595 | 1113.782 | 272.7445 | 50.0648 | 18.5622 | 0 | 21.1016 | 131.7764 | 42141.7351 | 42838.3633 | 36028.0421 | 29656.6796 | 546.3693 | 12766.7605 | 14190.5683 | 4060.5592 | 0 | 0 | 0 | 200.75 | 0 | 0 | 0 | 0 | NWHZ2CZ1_2688n_25hp85_des0 | NWHZ2CZ1_3 | 0 | 0 | 0 | 69 | 64 | 74 | 78 | 1 | 2522 | 0 | 0.5 | 0 | YSA | 2.5 | 17.4 | 1 | 2 | 40 | 0 | Attic | 0.003 | 15 | 6 | Attic | 0.005 | 40 | 6 | 2688 | 22848 | 0 | 30.6094 | 1480 | 17.5439 | 1344 | 37.6642 | 0.85 | 94 | 94 | 94 | 94 | 0.293 | 0.3 | 0.54 | 40 | 5 | 4 | 1344 | 148 | 30.6094 | 0 | 0 | N | 0 | 0 | 0.75 | 0.5 | 17.857 | 6.5 | 17.857 | 2665.6 | 17 | Exhaust | 50 | 4 | Standard | 5 | 0 | 4.5 | 4.5 | 0 | 0 | 0 | 0 | 0 | 0
NWHZ2CZ2_2688n_25hp85_des0 | NW | HZ2CZ2_ | 3 | 445.5197 | 57.0574 | 6644.9655 | 391.602 | 0.91801 | 0.28903 | 0.30869 | 0.42704 | 13972.8978 | 14233.6675 | 5673.3655 | 725.5527 | 347.4146 | 2169.5555 | 1793.1022 | 2083.8347 | 549.4937 | 64.7187 | 12.0994 | 0 | 40.9864 | 255.9543 | 42141.7351 | 42838.3633 | 36028.0421 | 29656.6796 | 546.3693 | 17269.9431 | 18775.9961 | 5950.3544 | 0 | 0 | 0 | 200.75 | 0 | 0 | 0 | 0 | NWHZ2CZ2_2688n_25hp85_des0 | NWHZ2CZ2_3 | 0 | 0 | 0 | 69 | 64 | 74 | 78 | 1 | 2522 | 0 | 0.5 | 0 | YSA | 2.5 | 17.4 | 1 | 2 | 40 | 0 | Attic | 0.003 | 15 | 6 | Attic | 0.005 | 40 | 6 | 2688 | 22848 | 0 | 30.6094 | 1480 | 17.5439 | 1344 | 37.6642 | 0.85 | 94 | 94 | 94 | 94 | 0.293 | 0.3 | 0.54 | 40 | 5 | 4 | 1344 | 148 | 30.6094 | 0 | 0 | N | 0 | 0 | 0.75 | 0.5 | 17.857 | 6.5 | 17.857 | 2665.6 | 17 | Exhaust | 50 | 4 | Standard | 5 | 0 | 4.5 | 4.5 | 0 | 0 | 0 | 0 | 0 | 0
NWHZ2CZ3_2688n_25hp85_des0 | NW | HZ2CZ3_ | 3 | 445.5197 | 57.0574 | 6644.9655 | 755.94 | 0.91801 | 0.28903 | 0.30869 | 0.42704 | 13972.8978 | 14233.6675 | 5673.3655 | 725.5527 | 347.4146 | 2169.5555 | 3039.3309 | 3334.0654 | 937.0013 | 62.2729 | 6.646 | 0 | 67.9514 | 424.3469 | 42141.7351 | 42838.3633 | 36028.0421 | 29656.6796 | 546.3693 | 19244.601 | 19873.939 | 6513.1735 | 0 | 0 | 0 | 200.75 | 0 | 0 | 0 | 0 | NWHZ2CZ3_2688n_25hp85_des0 | NWHZ2CZ3_3 | 0 | 0 | 0 | 69 | 64 | 74 | 78 | 1 | 2522 | 0 | 0.5 | 0 | YSA | 2.5 | 17.4 | 1 | 2 | 40 | 0 | Attic | 0.003 | 15 | 6 | Attic | 0.005 | 40 | 6 | 2688 | 22848 | 0 | 30.6094 | 1480 | 17.5439 | 1344 | 37.6642 | 0.85 | 94 | 94 | 94 | 94 | 0.293 | 0.3 | 0.54 | 40 | 5 | 4 | 1344 | 148 | 30.6094 | 0 | 0 | N | 0 | 0 | 0.75 | 0.5 | 17.857 | 6.5 | 17.857 | 2665.6 | 17 | Exhaust | 50 | 4 | Standard | 5 | 0 | 4.5 | 4.5 | 0 | 0 | 0 | 0 | 0 | 0
WxHZ2CZ1_2688e_25hp85_des0 | NW | HZ2CZ1_ | 3 | 479.9824 | 57.4828 | 6644.9655 | 139.9665 | 0.91801 | 0.28878 | 0.30671 | 0.42698 | 15419.8572 | 15751.2385 | 6330.2427 | 948.1814 | 378.8588 | 2365.9205 | 893.0593 | 1114.3384 | 274.1468 | 48.569 | 17.9516 | 0 | 21.1625 | 132.157 | 44010.8858 | 44824.3848 | 38035.5798 | 31667.1038 | 546.3693 | 13417.9841 | 14886.2037 | 4282.6541 | 0 | 0 | 0 | 200.75 | 0 | 0 | 0 | 0 | WxHZ2CZ1_2688e_25hp85_des0 | NWHZ2CZ1_3 | 0 | 0 | 0 | 69 | 64 | 74 | 78 | 1 | 2522 | 0 | 0.5 | 0 | YSA | 2.5 | 17.4 | 1 | 2 | 40 | 0 | Attic | 0.003 | 15 | 4.5 | Attic | 0.005 | 40 | 4.9 | 2688 | 22848 | 0 | 26.8 | 1480 | 11.4 | 1344 | 35 | 0.85 | 94 | 94 | 94 | 94 | 0.293 | 0.3 | 0.54 | 40 | 5 | 4 | 1344 | 148 | 26.8 | 0 | 0 | N | 0 | 0 | 0.75 | 0.5 | 17.857 | 6.5 | 17.857 | 2665.6 | 17 | Exhaust | 50 | 4 | Standard | 5 | 0 | 4.5 | 4.5 | 0 | 0 | 0 | 0 | 0 | 0
WxHZ2CZ2_2688e_25hp85_des0 | NW | HZ2CZ2_ | 3 | 479.9824 | 57.4828 | 6644.9655 | 391.602 | 0.91801 | 0.28878 | 0.30671 | 0.42698 | 15419.8572 | 15751.2385 | 6330.2427 | 948.1814 | 378.8588 | 2365.9205 | 1838.9994 | 2131.5864 | 564.2872 | 63.1841 | 11.5494 | 0 | 42.014 | 262.3716 | 44010.8858 | 44824.3848 | 38035.5798 | 31667.1038 | 546.3693 | 18087.8638 | 19695.3825 | 6297.6164 | 0 | 0 | 0 | 200.75 | 0 | 0 | 0 | 0 | WxHZ2CZ2_2688e_25hp85_des0 | NWHZ2CZ2_3 | 0 | 0 | 0 | 69 | 64 | 74 | 78 | 1 | 2522 | 0 | 0.5 | 0 | YSA | 2.5 | 17.4 | 1 | 2 | 40 | 0 | Attic | 0.003 | 15 | 4.5 | Attic | 0.005 | 40 | 4.9 | 2688 | 22848 | 0 | 26.8 | 1480 | 11.4 | 1344 | 35 | 0.85 | 94 | 94 | 94 | 94 | 0.293 | 0.3 | 0.54 | 40 | 5 | 4 | 1344 | 148 | 26.8 | 0 | 0 | N | 0 | 0 | 0.75 | 0.5 | 17.857 | 6.5 | 17.857 | 2665.6 | 17 | Exhaust | 50 | 4 | Standard | 5 | 0 | 4.5 | 4.5 | 0 | 0 | 0 | 0 | 0 | 0
WxHZ2CZ3_2688e_25hp85_des0 | NW | HZ2CZ3_ | 3 | 479.9824 | 57.4828 | 6644.9655 | 755.94 | 0.91801 | 0.28878 | 0.30671 | 0.42698 | 15419.8572 | 15751.2385 | 6330.2427 | 948.1814 | 378.8588 | 2365.9205 | 3137.2097 | 3441.2549 | 970.6346 | 60.5088 | 6.2339 | 0 | 70.254 | 438.7262 | 44010.8858 | 44824.3848 | 38035.5798 | 31667.1038 | 546.3693 | 20227.0821 | 21006.6268 | 6863.2557 | 0 | 0 | 0 | 200.75 | 0 | 0 | 0 | 0 | WxHZ2CZ3_2688e_25hp85_des0 | NWHZ2CZ3_3 | 0 | 0 | 0 | 69 | 64 | 74 | 78 | 1 | 2522 | 0 | 0.5 | 0 | YSA | 2.5 | 17.4 | 1 | 2 | 40 | 0 | Attic | 0.003 | 15 | 4.5 | Attic | 0.005 | 40 | 4.9 | 2688 | 22848 | 0 | 26.8 | 1480 | 11.4 | 1344 | 35 | 0.85 | 94 | 94 | 94 | 94 | 0.293 | 0.3 | 0.54 | 40 | 5 | 4 | 1344 | 148 | 26.8 | 0 | 0 | N | 0 | 0 | 0.75 | 0.5 | 17.857 | 6.5 | 17.857 | 2665.6 | 17 | Exhaust | 50 | 4 | Standard | 5 | 0 | 4.5 | 4.5 | 0 | 0 | 0 | 0 | 0 | 0
NWHZ3CZ1_2688n_25hp85_des0 | NW | HZ3CZ1_ | 3 | 438.5744 | 56.6051 | 7927.5 | 139.9665 | 0.90102 | 0.27957 | 0.29585 | 0.44135 | 17406.0744 | 17738.7758 | 7858.401 | 1705.6527 | 441.448 | 2756.7813 | 889.0595 | 1113.782 | 272.7445 | 50.0648 | 18.5622 | 0 | 21.1016 | 131.7764 | 46171.3867 | 46932.3979 | 41328.8503 | 35190.6451 | 546.3693 | 12766.7605 | 14190.5683 | 4060.5592 | 0 | 0 | 0 | 200.75 | 0 | 0 | 0 | 0 | NWHZ3CZ1_2688n_25hp85_des0 | NWHZ3CZ1_3 | 0 | 0 | 0 | 69 | 64 | 74 | 78 | 1 | 2522 | 0 | 0.5 | 0 | YSA | 2.5 | 17.4 | 1 | 2 | 40 | 0 | Attic | 0.003 | 15 | 6 | Attic | 0.005 | 40 | 6 | 2688 | 22848 | 0 | 30.6094 | 1480 | 17.5439 | 1344 | 37.6642 | 0.85 | 94 | 94 | 94 | 94 | 0.293 | 0.3 | 0.54 | 40 | 5 | 4 | 1344 | 148 | 30.6094 | 0 | 0 | N | 0 | 0 | 0.75 | 0.5 | 17.857 | 6.5 | 17.857 | 2665.6 | 17 | Exhaust | 50 | 4 | Standard | 5 | 0 | 4.5 | 4.5 | 0 | 0 | 0 | 0 | 0 | 0
NWHZ3CZ2_2688n_25hp85_des0 | NW | HZ3CZ2_ | 3 | 438.5744 | 56.6051 | 7927.5 | 391.602 | 0.90102 | 0.27957 | 0.29585 | 0.44135 | 17406.0744 | 17738.7758 | 7858.401 | 1705.6527 | 441.448 | 2756.7813 | 1793.1022 | 2083.8347 | 549.4937 | 64.7187 | 12.0994 | 0 | 40.9864 | 255.9543 | 46171.3867 | 46932.3979 | 41328.8503 | 35190.6451 | 546.3693 | 17269.9431 | 18775.9961 | 5950.3544 | 0 | 0 | 0 | 200.75 | 0 | 0 | 0 | 0 | NWHZ3CZ2_2688n_25hp85_des0 | NWHZ3CZ2_3 | 0 | 0 | 0 | 69 | 64 | 74 | 78 | 1 | 2522 | 0 | 0.5 | 0 | YSA | 2.5 | 17.4 | 1 | 2 | 40 | 0 | Attic | 0.003 | 15 | 6 | Attic | 0.005 | 40 | 6 | 2688 | 22848 | 0 | 30.6094 | 1480 | 17.5439 | 1344 | 37.6642 | 0.85 | 94 | 94 | 94 | 94 | 0.293 | 0.3 | 0.54 | 40 | 5 | 4 | 1344 | 148 | 30.6094 | 0 | 0 | N | 0 | 0 | 0.75 | 0.5 | 17.857 | 6.5 | 17.857 | 2665.6 | 17 | Exhaust | 50 | 4 | Standard | 5 | 0 | 4.5 | 4.5 | 0 | 0 | 0 | 0 | 0 | 0
NWHZ3CZ3_2688n_25hp85_des0 | NW | HZ3CZ3_ | 3 | 438.5744 | 56.6051 | 7927.5 | 755.94 | 0.90102 | 0.27957 | 0.29585 | 0.44135 | 17406.0744 | 17738.7758 | 7858.401 | 1705.6527 | 441.448 | 2756.7813 | 3039.3309 | 3334.0654 | 937.0013 | 62.2729 | 6.646 | 0 | 67.9514 | 424.3469 | 46171.3867 | 46932.3979 | 41328.8503 | 35190.6451 | 546.3693 | 19244.601 | 19873.939 | 6513.1735 | 0 | 0 | 0 | 200.75 | 0 | 0 | 0 | 0 | NWHZ3CZ3_2688n_25hp85_des0 | NWHZ3CZ3_3 | 0 | 0 | 0 | 69 | 64 | 74 | 78 | 1 | 2522 | 0 | 0.5 | 0 | YSA | 2.5 | 17.4 | 1 | 2 | 40 | 0 | Attic | 0.003 | 15 | 6 | Attic | 0.005 | 40 | 6 | 2688 | 22848 | 0 | 30.6094 | 1480 | 17.5439 | 1344 | 37.6642 | 0.85 | 94 | 94 | 94 | 94 | 0.293 | 0.3 | 0.54 | 40 | 5 | 4 | 1344 | 148 | 30.6094 | 0 | 0 | N | 0 | 0 | 0.75 | 0.5 | 17.857 | 6.5 | 17.857 | 2665.6 | 17 | Exhaust | 50 | 4 | Standard | 5 | 0 | 4.5 | 4.5 | 0 | 0 | 0 | 0 | 0 | 0
WxHZ3CZ1_2688e_25hp85_des0 | NW | HZ3CZ1_ | 3 | 472.4213 | 57.1116 | 7927.5 | 139.9665 | 0.90102 | 0.27923 | 0.29217 | 0.44113 | 19131.7763 | 19550.9033 | 8783.359 | 2165.7171 | 475.609 | 2970.1119 | 893.0593 | 1114.3384 | 274.1468 | 48.569 | 17.9516 | 0 | 21.1625 | 132.157 | 47755.9792 | 48641.7016 | 43541.2586 | 37405.8356 | 546.3693 | 13417.9841 | 14886.2037 | 4282.6541 | 0 | 0 | 0 | 200.75 | 0 | 0 | 0 | 0 | WxHZ3CZ1_2688e_25hp85_des0 | NWHZ3CZ1_3 | 0 | 0 | 0 | 69 | 64 | 74 | 78 | 1 | 2522 | 0 | 0.5 | 0 | YSA | 2.5 | 17.4 | 1 | 2 | 40 | 0 | Attic | 0.003 | 15 | 4.5 | Attic | 0.005 | 40 | 4.9 | 2688 | 22848 | 0 | 26.8 | 1480 | 11.4 | 1344 | 35 | 0.85 | 94 | 94 | 94 | 94 | 0.293 | 0.3 | 0.54 | 40 | 5 | 4 | 1344 | 148 | 26.8 | 0 | 0 | N | 0 | 0 | 0.75 | 0.5 | 17.857 | 6.5 | 17.857 | 2665.6 | 17 | Exhaust | 50 | 4 | Standard | 5 | 0 | 4.5 | 4.5 | 0 | 0 | 0 | 0 | 0 | 0
WxHZ3CZ2_2688e_25hp85_des0 | NW | HZ3CZ2_ | 3 | 472.4213 | 57.1116 | 7927.5 | 391.602 | 0.90102 | 0.27923 | 0.29217 | 0.44113 | 19131.7763 | 19550.9033 | 8783.359 | 2165.7171 | 475.609 | 2970.1119 | 1838.9994 | 2131.5864 | 564.2872 | 63.1841 | 11.5494 | 0 | 42.014 | 262.3716 | 47755.9792 | 48641.7016 | 43541.2586 | 37405.8356 | 546.3693 | 18087.8638 | 19695.3825 | 6297.6164 | 0 | 0 | 0 | 200.75 | 0 | 0 | 0 | 0 | WxHZ3CZ2_2688e_25hp85_des0 | NWHZ3CZ2_3 | 0 | 0 | 0 | 69 | 64 | 74 | 78 | 1 | 2522 | 0 | 0.5 | 0 | YSA | 2.5 | 17.4 | 1 | 2 | 40 | 0 | Attic | 0.003 | 15 | 4.5 | Attic | 0.005 | 40 | 4.9 | 2688 | 22848 | 0 | 26.8 | 1480 | 11.4 | 1344 | 35 | 0.85 | 94 | 94 | 94 | 94 | 0.293 | 0.3 | 0.54 | 40 | 5 | 4 | 1344 | 148 | 26.8 | 0 | 0 | N | 0 | 0 | 0.75 | 0.5 | 17.857 | 6.5 | 17.857 | 2665.6 | 17 | Exhaust | 50 | 4 | Standard | 5 | 0 | 4.5 | 4.5 | 0 | 0 | 0 | 0 | 0 | 0
WxHZ3CZ3_2688e_25hp85_des0 | NW | HZ3CZ3_ | 3 | 472.4213 | 57.1116 | 7927.5 | 755.94 | 0.90102 | 0.27923 | 0.29217 | 0.44113 | 19131.7763 | 19550.9033 | 8783.359 | 2165.7171 | 475.609 | 2970.1119 | 3137.2097 | 3441.2549 | 970.6346 | 60.5088 | 6.2339 | 0 | 70.254 | 438.7262 | 47755.9792 | 48641.7016 | 43541.2586 | 37405.8356 | 546.3693 | 20227.0821 | 21006.6268 | 6863.2557 | 0 | 0 | 0 | 200.75 | 0 | 0 | 0 | 0 | WxHZ3CZ3_2688e_25hp85_des0 | NWHZ3CZ3_3 | 0 | 0 | 0 | 69 | 64 | 74 | 78 | 1 | 2522 | 0 | 0.5 | 0 | YSA | 2.5 | 17.4 | 1 | 2 | 40 | 0 | Attic | 0.003 | 15 | 4.5 | Attic | 0.005 | 40 | 4.9 | 2688 | 22848 | 0 | 26.8 | 1480 | 11.4 | 1344 | 35 | 0.85 | 94 | 94 | 94 | 94 | 0.293 | 0.3 | 0.54 | 40 | 5 | 4 | 1344 | 148 | 26.8 | 0 | 0 | N | 0 | 0 | 0.75 | 0.5 | 17.857 | 6.5 | 17.857 | 2665.6 | 17 | Exhaust | 50 | 4 | Standard | 5 | 0 | 4.5 | 4.5 | 0 | 0 | 0 | 0 | 0 | 0
NWHZ1CZ1_5000n_35hp85_des0 | NW | HZ1CZ1_ | 3 | 763.0284 | 58.5436 | 4974.4275 | 139.9665 | 0.96894 | 0.31627 | 0.34039 | 0.50204 | 18890.8144 | 19568.3558 | 7269.8128 | 1351.7403 | 407.5333 | 1817.8489 | 1572.1738 | 1929.2553 | 476.4653 | 65.2563 | 13.9432 | 0 | 36.8661 | 164.4456 | 73003.2974 | 75566.5167 | 61457.783 | 52088.6746 | 764.917 | 24478.018 | 27474.207 | 7755.3485 | 0.7 | 0 | 0 | 200.75 | 0 | 0 | 0 | 0 | NWHZ1CZ1_5000n_35hp85_des0 | NWHZ1CZ1_3 | 0 | 0 | 0 | 69 | 64 | 74 | 78 | 1 | 3099 | 0 | 0.5 | 0 | YSA | 3.5 | 17.4 | 1 | 2 | 40 | 0 | Attic | 0.02 | 0 | 6 | Attic | 0.03 | 60 | 6 | 5000 | 40100 | 200 | 30.6094 | 2788 | 17.5439 | 1800 | 37.6642 | 0.85 | 187.5 | 187.5 | 187.5 | 187.5 | 0.293 | 0.3 | 0.54 | 40 | 5 | 4 | 1600 | 164 | 30.6094 | 0 | 0 | N | 0 | 0 | 0.75 | 0.5 | 17.857 | 6.5 | 17.857 | 4678.3333 | 26.5625 | Exhaust | 50 | 4 | Standard | 5 | 0 | 4.5 | 4.5 | 0 | 0 | 0 | 0 | 0 | 0
NWHZ1CZ2_5000n_35hp85_des0 | NW | HZ1CZ2_ | 3 | 763.0284 | 58.5436 | 4974.4275 | 391.602 | 0.96894 | 0.31627 | 0.34039 | 0.50204 | 18890.8144 | 19568.3558 | 7269.8128 | 1351.7403 | 407.5333 | 1817.8489 | 3225.779 | 3728.2908 | 987.7821 | 79.4671 | 8.4144 | 0 | 73.7471 | 328.9574 | 73003.2974 | 75566.5167 | 61457.783 | 52088.6746 | 764.917 | 32088.326 | 35784.0012 | 11090.6719 | 0.7 | 0 | 0 | 200.75 | 0 | 0 | 0 | 0 | NWHZ1CZ2_5000n_35hp85_des0 | NWHZ1CZ2_3 | 0 | 0 | 0 | 69 | 64 | 74 | 78 | 1 | 3099 | 0 | 0.5 | 0 | YSA | 3.5 | 17.4 | 1 | 2 | 40 | 0 | Attic | 0.02 | 0 | 6 | Attic | 0.03 | 60 | 6 | 5000 | 40100 | 200 | 30.6094 | 2788 | 17.5439 | 1800 | 37.6642 | 0.85 | 187.5 | 187.5 | 187.5 | 187.5 | 0.293 | 0.3 | 0.54 | 40 | 5 | 4 | 1600 | 164 | 30.6094 | 0 | 0 | N | 0 | 0 | 0.75 | 0.5 | 17.857 | 6.5 | 17.857 | 4678.3333 | 26.5625 | Exhaust | 50 | 4 | Standard | 5 | 0 | 4.5 | 4.5 | 0 | 0 | 0 | 0 | 0 | 0
NWHZ1CZ3_5000n_35hp85_des0 | NW | HZ1CZ3_ | 3 | 763.0284 | 58.5436 | 4974.4275 | 755.94 | 0.96894 | 0.31627 | 0.34039 | 0.50204 | 18890.8144 | 19568.3558 | 7269.8128 | 1351.7403 | 407.5333 | 1817.8489 | 5432.0466 | 6006.6677 | 1692.4142 | 64.4823 | 3.8101 | 0 | 122.8538 | 548.0035 | 73003.2974 | 75566.5167 | 61457.783 | 52088.6746 | 764.917 | 33083.5969 | 35985.4131 | 12021.8026 | 0.7 | 0 | 0 | 200.75 | 0 | 0 | 0 | 0 | NWHZ1CZ3_5000n_35hp85_des0 | NWHZ1CZ3_3 | 0 | 0 | 0 | 69 | 64 | 74 | 78 | 1 | 3099 | 0 | 0.5 | 0 | YSA | 3.5 | 17.4 | 1 | 2 | 40 | 0 | Attic | 0.02 | 0 | 6 | Attic | 0.03 | 60 | 6 | 5000 | 40100 | 200 | 30.6094 | 2788 | 17.5439 | 1800 | 37.6642 | 0.85 | 187.5 | 187.5 | 187.5 | 187.5 | 0.293 | 0.3 | 0.54 | 40 | 5 | 4 | 1600 | 164 | 30.6094 | 0 | 0 | N | 0 | 0 | 0.75 | 0.5 | 17.857 | 6.5 | 17.857 | 4678.3333 | 26.5625 | Exhaust | 50 | 4 | Standard | 5 | 0 | 4.5 | 4.5 | 0 | 0 | 0 | 0 | 0 | 0
WxHZ1CZ1_5000e_40hp85_des0 | NW | HZ1CZ1_ | 3 | 826.1195 | 58.8965 | 4974.4275 | 139.9665 | 0.96894 | 0.31657 | 0.33669 | 0.50597 | 21012.7203 | 21775.4915 | 7881.614 | 1184.9238 | 460.4503 | 1797.1547 | 1603.063 | 1970.5379 | 488.7181 | 67.418 | 14.0693 | 0 | 37.6683 | 147.0207 | 75880.3928 | 78663.1415 | 62538.3031 | 51831.1931 | 874.1909 | 25832.3076 | 29078.3997 | 8291.8509 | 0 | 0 | 0 | 200.75 | 0 | 0 | 0 | 0 | WxHZ1CZ1_5000e_40hp85_des0 | NWHZ1CZ1_3 | 0 | 0 | 0 | 69 | 64 | 74 | 78 | 1 | 3099 | 0 | 0.5 | 0 | YSA | 4 | 17.4 | 1 | 2 | 40 | 0 | Attic | 0.02 | 0 | 4.5 | Attic | 0.03 | 60 | 4.9 | 5000 | 40100 | 200 | 26.8 | 2788 | 11.4 | 1800 | 35 | 0.85 | 187.5 | 187.5 | 187.5 | 187.5 | 0.293 | 0.3 | 0.54 | 40 | 5 | 4 | 1600 | 164 | 26.8 | 0 | 0 | N | 0 | 0 | 0.75 | 0.5 | 17.857 | 6.5 | 17.857 | 4678.3333 | 26.5625 | Exhaust | 50 | 4 | Standard | 5 | 0 | 4.5 | 4.5 | 0 | 0 | 0 | 0 | 0 | 0
WxHZ1CZ2_5000e_40hp85_des0 | NW | HZ1CZ2_ | 3 | 826.1195 | 58.8965 | 4974.4275 | 391.602 | 0.96894 | 0.31657 | 0.33669 | 0.50597 | 21012.7203 | 21775.4915 | 7881.614 | 1184.9238 | 460.4503 | 1797.1547 | 3332.2908 | 3854.9414 | 1026.3534 | 82.8215 | 8.4637 | 0 | 76.2971 | 297.7906 | 75880.3928 | 78663.1415 | 62538.3031 | 51831.1931 | 874.1909 | 34403.0767 | 38742.3629 | 12187.5289 | 0 | 0 | 0 | 200.75 | 0 | 0 | 0 | 0 | WxHZ1CZ2_5000e_40hp85_des0 | NWHZ1CZ2_3 | 0 | 0 | 0 | 69 | 64 | 74 | 78 | 1 | 3099 | 0 | 0.5 | 0 | YSA | 4 | 17.4 | 1 | 2 | 40 | 0 | Attic | 0.02 | 0 | 4.5 | Attic | 0.03 | 60 | 4.9 | 5000 | 40100 | 200 | 26.8 | 2788 | 11.4 | 1800 | 35 | 0.85 | 187.5 | 187.5 | 187.5 | 187.5 | 0.293 | 0.3 | 0.54 | 40 | 5 | 4 | 1600 | 164 | 26.8 | 0 | 0 | N | 0 | 0 | 0.75 | 0.5 | 17.857 | 6.5 | 17.857 | 4678.3333 | 26.5625 | Exhaust | 50 | 4 | Standard | 5 | 0 | 4.5 | 4.5 | 0 | 0 | 0 | 0 | 0 | 0
WxHZ1CZ3_5000e_40hp85_des0 | NW | HZ1CZ3_ | 3 | 826.1195 | 58.8965 | 4974.4275 | 755.94 | 0.96894 | 0.31657 | 0.33669 | 0.50597 | 21012.7203 | 21775.4915 | 7881.614 | 1184.9238 | 460.4503 | 1797.1547 | 5639.603 | 6240.7358 | 1768.3164 | 67.2981 | 3.8058 | 0 | 127.7318 | 498.5419 | 75880.3928 | 78663.1415 | 62538.3031 | 51831.1931 | 874.1909 | 37685.9261 | 40810.6749 | 13126.8534 | 0 | 0 | 0 | 200.75 | 0 | 0 | 0 | 0 | WxHZ1CZ3_5000e_40hp85_des0 | NWHZ1CZ3_3 | 0 | 0 | 0 | 69 | 64 | 74 | 78 | 1 | 3099 | 0 | 0.5 | 0 | YSA | 4 | 17.4 | 1 | 2 | 40 | 0 | Attic | 0.02 | 0 | 4.5 | Attic | 0.03 | 60 | 4.9 | 5000 | 40100 | 200 | 26.8 | 2788 | 11.4 | 1800 | 35 | 0.85 | 187.5 | 187.5 | 187.5 | 187.5 | 0.293 | 0.3 | 0.54 | 40 | 5 | 4 | 1600 | 164 | 26.8 | 0 | 0 | N | 0 | 0 | 0.75 | 0.5 | 17.857 | 6.5 | 17.857 | 4678.3333 | 26.5625 | Exhaust | 50 | 4 | Standard | 5 | 0 | 4.5 | 4.5 | 0 | 0 | 0 | 0 | 0 | 0
NWHZ2CZ1_5000n_35hp85_des0 | NW | HZ2CZ1_ | 3 | 780.2873 | 57.321 | 6644.9655 | 139.9665 | 0.91801 | 0.35778 | 0.38459 | 0.57615 | 27372.0849 | 28381.8675 | 12601.2682 | 3817.9615 | 623.5645 | 2781.4808 | 1572.1738 | 1929.2553 | 476.4653 | 65.2563 | 13.9432 | 0 | 36.8661 | 164.4456 | 85272.7925 | 87884.0679 | 78405.4233 | 69472.7408 | 764.917 | 24478.018 | 27474.207 | 7755.3485 | 0.1 | 0 | 0 | 200.75 | 0 | 0 | 0 | 0 | NWHZ2CZ1_5000n_35hp85_des0 | NWHZ2CZ1_3 | 0 | 0 | 0 | 69 | 64 | 74 | 78 | 1 | 3099 | 0 | 0.5 | 0 | YSA | 3.5 | 17.4 | 1 | 2 | 40 | 0 | Attic | 0.02 | 0 | 6 | Attic | 0.03 | 60 | 6 | 5000 | 40100 | 200 | 30.6094 | 2788 | 17.5439 | 1800 | 37.6642 | 0.85 | 187.5 | 187.5 | 187.5 | 187.5 | 0.293 | 0.3 | 0.54 | 40 | 5 | 4 | 1600 | 164 | 30.6094 | 0 | 0 | N | 0 | 0 | 0.75 | 0.5 | 17.857 | 6.5 | 17.857 | 4678.3333 | 26.5625 | Exhaust | 50 | 4 | Standard | 5 | 0 | 4.5 | 4.5 | 0 | 0 | 0 | 0 | 0 | 0
NWHZ2CZ2_5000n_35hp85_des0 | NW | HZ2CZ2_ | 3 | 780.2873 | 57.321 | 6644.9655 | 391.602 | 0.91801 | 0.35778 | 0.38459 | 0.57615 | 27372.0849 | 28381.8675 | 12601.2682 | 3817.9615 | 623.5645 | 2781.4808 | 3225.779 | 3728.2908 | 987.7821 | 79.4671 | 8.4144 | 0 | 73.7471 | 328.9574 | 85272.7925 | 87884.0679 | 78405.4233 | 69472.7408 | 764.917 | 32088.326 | 35784.0012 | 11090.6719 | 0.1 | 0 | 0 | 200.75 | 0 | 0 | 0 | 0 | NWHZ2CZ2_5000n_35hp85_des0 | NWHZ2CZ2_3 | 0 | 0 | 0 | 69 | 64 | 74 | 78 | 1 | 3099 | 0 | 0.5 | 0 | YSA | 3.5 | 17.4 | 1 | 2 | 40 | 0 | Attic | 0.02 | 0 | 6 | Attic | 0.03 | 60 | 6 | 5000 | 40100 | 200 | 30.6094 | 2788 | 17.5439 | 1800 | 37.6642 | 0.85 | 187.5 | 187.5 | 187.5 | 187.5 | 0.293 | 0.3 | 0.54 | 40 | 5 | 4 | 1600 | 164 | 30.6094 | 0 | 0 | N | 0 | 0 | 0.75 | 0.5 | 17.857 | 6.5 | 17.857 | 4678.3333 | 26.5625 | Exhaust | 50 | 4 | Standard | 5 | 0 | 4.5 | 4.5 | 0 | 0 | 0 | 0 | 0 | 0
NWHZ2CZ3_5000n_35hp85_des0 | NW | HZ2CZ3_ | 3 | 780.2873 | 57.321 | 6644.9655 | 755.94 | 0.91801 | 0.35778 | 0.38459 | 0.57615 | 27372.0849 | 28381.8675 | 12601.2682 | 3817.9615 | 623.5645 | 2781.4808 | 5432.0466 | 6006.6677 | 1692.4142 | 64.4823 | 3.8101 | 0 | 122.8538 | 548.0035 | 85272.7925 | 87884.0679 | 78405.4233 | 69472.7408 | 764.917 | 33083.5969 | 35985.4131 | 12021.8026 | 0.1 | 0 | 0 | 200.75 | 0 | 0 | 0 | 0 | NWHZ2CZ3_5000n_35hp85_des0 | NWHZ2CZ3_3 | 0 | 0 | 0 | 69 | 64 | 74 | 78 | 1 | 3099 | 0 | 0.5 | 0 | YSA | 3.5 | 17.4 | 1 | 2 | 40 | 0 | Attic | 0.02 | 0 | 6 | Attic | 0.03 | 60 | 6 | 5000 | 40100 | 200 | 30.6094 | 2788 | 17.5439 | 1800 | 37.6642 | 0.85 | 187.5 | 187.5 | 187.5 | 187.5 | 0.293 | 0.3 | 0.54 | 40 | 5 | 4 | 1600 | 164 | 30.6094 | 0 | 0 | N | 0 | 0 | 0.75 | 0.5 | 17.857 | 6.5 | 17.857 | 4678.3333 | 26.5625 | Exhaust | 50 | 4 | Standard | 5 | 0 | 4.5 | 4.5 | 0 | 0 | 0 | 0 | 0 | 0
WxHZ2CZ1_5000e_40hp85_des0 | NW | HZ2CZ1_ | 3 | 844.066 | 57.7137 | 6644.9655 | 139.9665 | 0.91801 | 0.35892 | 0.38171 | 0.5814 | 30147.4383 | 31280.5274 | 13423.7588 | 3466.7188 | 706.174 | 2756.2236 | 1603.063 | 1970.5379 | 488.7181 | 67.418 | 14.0693 | 0 | 37.6683 | 147.0207 | 88871.2981 | 91684.6889 | 80851.9503 | 70643.1759 | 874.1909 | 25832.3076 | 29078.3997 | 8291.8509 | 0 | 0 | 0 | 200.75 | 0 | 0 | 0 | 0 | WxHZ2CZ1_5000e_40hp85_des0 | NWHZ2CZ1_3 | 0 | 0 | 0 | 69 | 64 | 74 | 78 | 1 | 3099 | 0 | 0.5 | 0 | YSA | 4 | 17.4 | 1 | 2 | 40 | 0 | Attic | 0.02 | 0 | 4.5 | Attic | 0.03 | 60 | 4.9 | 5000 | 40100 | 200 | 26.8 | 2788 | 11.4 | 1800 | 35 | 0.85 | 187.5 | 187.5 | 187.5 | 187.5 | 0.293 | 0.3 | 0.54 | 40 | 5 | 4 | 1600 | 164 | 26.8 | 0 | 0 | N | 0 | 0 | 0.75 | 0.5 | 17.857 | 6.5 | 17.857 | 4678.3333 | 26.5625 | Exhaust | 50 | 4 | Standard | 5 | 0 | 4.5 | 4.5 | 0 | 0 | 0 | 0 | 0 | 0
WxHZ2CZ2_5000e_40hp85_des0 | NW | HZ2CZ2_ | 3 | 844.066 | 57.7137 | 6644.9655 | 391.602 | 0.91801 | 0.35892 | 0.38171 | 0.5814 | 30147.4383 | 31280.5274 | 13423.7588 | 3466.7188 | 706.174 | 2756.2236 | 3332.2908 | 3854.9414 | 1026.3534 | 82.8215 | 8.4637 | 0 | 76.2971 | 297.7906 | 88871.2981 | 91684.6889 | 80851.9503 | 70643.1759 | 874.1909 | 34403.0767 | 38742.3629 | 12187.5289 | 0 | 0 | 0 | 200.75 | 0 | 0 | 0 | 0 | WxHZ2CZ2_5000e_40hp85_des0 | NWHZ2CZ2_3 | 0 | 0 | 0 | 69 | 64 | 74 | 78 | 1 | 3099 | 0 | 0.5 | 0 | YSA | 4 | 17.4 | 1 | 2 | 40 | 0 | Attic | 0.02 | 0 | 4.5 | Attic | 0.03 | 60 | 4.9 | 5000 | 40100 | 200 | 26.8 | 2788 | 11.4 | 1800 | 35 | 0.85 | 187.5 | 187.5 | 187.5 | 187.5 | 0.293 | 0.3 | 0.54 | 40 | 5 | 4 | 1600 | 164 | 26.8 | 0 | 0 | N | 0 | 0 | 0.75 | 0.5 | 17.857 | 6.5 | 17.857 | 4678.3333 | 26.5625 | Exhaust | 50 | 4 | Standard | 5 | 0 | 4.5 | 4.5 | 0 | 0 | 0 | 0 | 0 | 0
WxHZ2CZ3_5000e_40hp85_des0 | NW | HZ2CZ3_ | 3 | 844.066 | 57.7137 | 6644.9655 | 755.94 | 0.91801 | 0.35892 | 0.38171 | 0.5814 | 30147.4383 | 31280.5274 | 13423.7588 | 3466.7188 | 706.174 | 2756.2236 | 5639.603 | 6240.7358 | 1768.3164 | 67.2981 | 3.8058 | 0 | 127.7318 | 498.5419 | 88871.2981 | 91684.6889 | 80851.9503 | 70643.1759 | 874.1909 | 37685.9261 | 40810.6749 | 13126.8534 | 0 | 0 | 0 | 200.75 | 0 | 0 | 0 | 0 | WxHZ2CZ3_5000e_40hp85_des0 | NWHZ2CZ3_3 | 0 | 0 | 0 | 69 | 64 | 74 | 78 | 1 | 3099 | 0 | 0.5 | 0 | YSA | 4 | 17.4 | 1 | 2 | 40 | 0 | Attic | 0.02 | 0 | 4.5 | Attic | 0.03 | 60 | 4.9 | 5000 | 40100 | 200 | 26.8 | 2788 | 11.4 | 1800 | 35 | 0.85 | 187.5 | 187.5 | 187.5 | 187.5 | 0.293 | 0.3 | 0.54 | 40 | 5 | 4 | 1600 | 164 | 26.8 | 0 | 0 | N | 0 | 0 | 0.75 | 0.5 | 17.857 | 6.5 | 17.857 | 4678.3333 | 26.5625 | Exhaust | 50 | 4 | Standard | 5 | 0 | 4.5 | 4.5 | 0 | 0 | 0 | 0 | 0 | 0
NWHZ3CZ1_5000n_35hp85_des0 | NW | HZ3CZ1_ | 3 | 769.4984 | 56.5046 | 7927.5 | 139.9665 | 0.90102 | 0.35425 | 0.37533 | 0.59632 | 33773.5119 | 34960.7026 | 17588.858 | 7168.3498 | 753.3758 | 3360.519 | 1572.1738 | 1929.2553 | 476.4653 | 65.2563 | 13.9432 | 0 | 36.8661 | 164.4456 | 92461.5445 | 95162.3399 | 88126.81 | 79509.2826 | 764.917 | 24478.018 | 27474.207 | 7755.3485 | 2 | 0 | 0 | 200.75 | 0 | 0 | 0 | 0 | NWHZ3CZ1_5000n_35hp85_des0 | NWHZ3CZ1_3 | 0 | 0 | 0 | 69 | 64 | 74 | 78 | 1 | 3099 | 0 | 0.5 | 0 | YSA | 3.5 | 17.4 | 1 | 2 | 40 | 0 | Attic | 0.02 | 0 | 6 | Attic | 0.03 | 60 | 6 | 5000 | 40100 | 200 | 30.6094 | 2788 | 17.5439 | 1800 | 37.6642 | 0.85 | 187.5 | 187.5 | 187.5 | 187.5 | 0.293 | 0.3 | 0.54 | 40 | 5 | 4 | 1600 | 164 | 30.6094 | 0 | 0 | N | 0 | 0 | 0.75 | 0.5 | 17.857 | 6.5 | 17.857 | 4678.3333 | 26.5625 | Exhaust | 50 | 4 | Standard | 5 | 0 | 4.5 | 4.5 | 0 | 0 | 0 | 0 | 0 | 0
NWHZ3CZ2_5000n_35hp85_des0 | NW | HZ3CZ2_ | 3 | 769.4984 | 56.5046 | 7927.5 | 391.602 | 0.90102 | 0.35425 | 0.37533 | 0.59632 | 33773.5119 | 34960.7026 | 17588.858 | 7168.3498 | 753.3758 | 3360.519 | 3225.779 | 3728.2908 | 987.7821 | 79.4671 | 8.4144 | 0 | 73.7471 | 328.9574 | 92461.5445 | 95162.3399 | 88126.81 | 79509.2826 | 764.917 | 32088.326 | 35784.0012 | 11090.6719 | 2 | 0 | 0 | 200.75 | 0 | 0 | 0 | 0 | NWHZ3CZ2_5000n_35hp85_des0 | NWHZ3CZ2_3 | 0 | 0 | 0 | 69 | 64 | 74 | 78 | 1 | 3099 | 0 | 0.5 | 0 | YSA | 3.5 | 17.4 | 1 | 2 | 40 | 0 | Attic | 0.02 | 0 | 6 | Attic | 0.03 | 60 | 6 | 5000 | 40100 | 200 | 30.6094 | 2788 | 17.5439 | 1800 | 37.6642 | 0.85 | 187.5 | 187.5 | 187.5 | 187.5 | 0.293 | 0.3 | 0.54 | 40 | 5 | 4 | 1600 | 164 | 30.6094 | 0 | 0 | N | 0 | 0 | 0.75 | 0.5 | 17.857 | 6.5 | 17.857 | 4678.3333 | 26.5625 | Exhaust | 50 | 4 | Standard | 5 | 0 | 4.5 | 4.5 | 0 | 0 | 0 | 0 | 0 | 0
NWHZ3CZ3_5000n_35hp85_des0 | NW | HZ3CZ3_ | 3 | 769.4984 | 56.5046 | 7927.5 | 755.94 | 0.90102 | 0.35425 | 0.37533 | 0.59632 | 33773.5119 | 34960.7026 | 17588.858 | 7168.3498 | 753.3758 | 3360.519 | 5432.0466 | 6006.6677 | 1692.4142 | 64.4823 | 3.8101 | 0 | 122.8538 | 548.0035 | 92461.5445 | 95162.3399 | 88126.81 | 79509.2826 | 764.917 | 33083.5969 | 35985.4131 | 12021.8026 | 2 | 0 | 0 | 200.75 | 0 | 0 | 0 | 0 | NWHZ3CZ3_5000n_35hp85_des0 | NWHZ3CZ3_3 | 0 | 0 | 0 | 69 | 64 | 74 | 78 | 1 | 3099 | 0 | 0.5 | 0 | YSA | 3.5 | 17.4 | 1 | 2 | 40 | 0 | Attic | 0.02 | 0 | 6 | Attic | 0.03 | 60 | 6 | 5000 | 40100 | 200 | 30.6094 | 2788 | 17.5439 | 1800 | 37.6642 | 0.85 | 187.5 | 187.5 | 187.5 | 187.5 | 0.293 | 0.3 | 0.54 | 40 | 5 | 4 | 1600 | 164 | 30.6094 | 0 | 0 | N | 0 | 0 | 0.75 | 0.5 | 17.857 | 6.5 | 17.857 | 4678.3333 | 26.5625 | Exhaust | 50 | 4 | Standard | 5 | 0 | 4.5 | 4.5 | 0 | 0 | 0 | 0 | 0 | 0
WxHZ3CZ1_5000e_40hp85_des0 | NW | HZ3CZ1_ | 3 | 831.9658 | 57.0707 | 7927.5 | 139.9665 | 0.90102 | 0.35591 | 0.37038 | 0.6013 | 37097.4927 | 38428.6962 | 18673.0738 | 6807.2677 | 857.316 | 3346.1367 | 1603.063 | 1970.5379 | 488.7181 | 67.418 | 14.0693 | 0 | 37.6683 | 147.0207 | 96492.0491 | 99379.2172 | 91344.9083 | 81491.6362 | 874.1909 | 25832.3076 | 29078.3997 | 8291.8509 | 0 | 0 | 0 | 200.75 | 0 | 0 | 0 | 0 | WxHZ3CZ1_5000e_40hp85_des0 | NWHZ3CZ1_3 | 0 | 0 | 0 | 69 | 64 | 74 | 78 | 1 | 3099 | 0 | 0.5 | 0 | YSA | 4 | 17.4 | 1 | 2 | 40 | 0 | Attic | 0.02 | 0 | 4.5 | Attic | 0.03 | 60 | 4.9 | 5000 | 40100 | 200 | 26.8 | 2788 | 11.4 | 1800 | 35 | 0.85 | 187.5 | 187.5 | 187.5 | 187.5 | 0.293 | 0.3 | 0.54 | 40 | 5 | 4 | 1600 | 164 | 26.8 | 0 | 0 | N | 0 | 0 | 0.75 | 0.5 | 17.857 | 6.5 | 17.857 | 4678.3333 | 26.5625 | Exhaust | 50 | 4 | Standard | 5 | 0 | 4.5 | 4.5 | 0 | 0 | 0 | 0 | 0 | 0
WxHZ3CZ2_5000e_40hp85_des0 | NW | HZ3CZ2_ | 3 | 831.9658 | 57.0707 | 7927.5 | 391.602 | 0.90102 | 0.35591 | 0.37038 | 0.6013 | 37097.4927 | 38428.6962 | 18673.0738 | 6807.2677 | 857.316 | 3346.1367 | 3332.2908 | 3854.9414 | 1026.3534 | 82.8215 | 8.4637 | 0 | 76.2971 | 297.7906 | 96492.0491 | 99379.2172 | 91344.9083 | 81491.6362 | 874.1909 | 34403.0767 | 38742.3629 | 12187.5289 | 0 | 0 | 0 | 200.75 | 0 | 0 | 0 | 0 | WxHZ3CZ2_5000e_40hp85_des0 | NWHZ3CZ2_3 | 0 | 0 | 0 | 69 | 64 | 74 | 78 | 1 | 3099 | 0 | 0.5 | 0 | YSA | 4 | 17.4 | 1 | 2 | 40 | 0 | Attic | 0.02 | 0 | 4.5 | Attic | 0.03 | 60 | 4.9 | 5000 | 40100 | 200 | 26.8 | 2788 | 11.4 | 1800 | 35 | 0.85 | 187.5 | 187.5 | 187.5 | 187.5 | 0.293 | 0.3 | 0.54 | 40 | 5 | 4 | 1600 | 164 | 26.8 | 0 | 0 | N | 0 | 0 | 0.75 | 0.5 | 17.857 | 6.5 | 17.857 | 4678.3333 | 26.5625 | Exhaust | 50 | 4 | Standard | 5 | 0 | 4.5 | 4.5 | 0 | 0 | 0 | 0 | 0 | 0
WxHZ3CZ3_5000e_40hp85_des0 | NW | HZ3CZ3_ | 3 | 831.9658 | 57.0707 | 7927.5 | 755.94 | 0.90102 | 0.35591 | 0.37038 | 0.6013 | 37097.4927 | 38428.6962 | 18673.0738 | 6807.2677 | 857.316 | 3346.1367 | 5639.603 | 6240.7358 | 1768.3164 | 67.2981 | 3.8058 | 0 | 127.7318 | 498.5419 | 96492.0491 | 99379.2172 | 91344.9083 | 81491.6362 | 874.1909 | 37685.9261 | 40810.6749 | 13126.8534 | 0 | 0 | 0 | 200.75 | 0 | 0 | 0 | 0 | WxHZ3CZ3_5000e_40hp85_des0 | NWHZ3CZ3_3 | 0 | 0 | 0 | 69 | 64 | 74 | 78 | 1 | 3099 | 0 | 0.5 | 0 | YSA | 4 | 17.4 | 1 | 2 | 40 | 0 | Attic | 0.02 | 0 | 4.5 | Attic | 0.03 | 60 | 4.9 | 5000 | 40100 | 200 | 26.8 | 2788 | 11.4 | 1800 | 35 | 0.85 | 187.5 | 187.5 | 187.5 | 187.5 | 0.293 | 0.3 | 0.54 | 40 | 5 | 4 | 1600 | 164 | 26.8 | 0 | 0 | N | 0 | 0 | 0.75 | 0.5 | 17.857 | 6.5 | 17.857 | 4678.3333 | 26.5625 | Exhaust | 50 | 4 | Standard | 5 | 0 | 4.5 | 4.5 | 0 | 0 | 0 | 0 | 0 | 0
NWHZ1CZ1_1568n_20gshp_des0 | NW | HZ1CZ1_ | 3 | 338.4858 | 58.0159 | 4974.4275 | 139.9665 | 0.96894 | 0.26208 | 0.27835 | 0.38155 | 7167.7657 | 7982.0261 | 2225.1096 | 39.2256 | 193.4086 | 1268.2 | 985.1563 | 1229.0026 | 290.6014 | 40.8979 | 14.201 | 0 | 28.5211 | 187.0158 | 26052.8723 | 29181.0336 | 15135.6431 | 9902.401 | 520.3517 | 10317.0736 | 11765.5667 | 2905.0039 | 0 | 460.6883 | 0 | 200.75 | 0 | 0 | 0 | 0 | NWHZ1CZ1_1568n_20gshp_des0 | NWHZ1CZ1_3 | 0 | 0 | 0 | 69 | 64 | 74 | 78 | 1 | 2085 | 0 | 0.5 | 0 | GSHP20_32_150_nodesup | 2 | 13 | 1 | 2 | 35 | 0 | Crawl | 0.05 | 200 | 20 | In | 0 | 0 | 555 | 1568 | 12544 | 0 | 0 | 1344 | 12.82 | 1568 | 26.5 | 0.85 | 49 | 49 | 49 | 49 | 0.293 | 0.3 | 0.54 | 40 | 5 | 1 | 1568 | 168 | 20.45 | 0 | 0 | N | 0 | 0 | 0.75 | 2 | 1.75 | 1 | 0.65 | 1463.4667 | 8.5 | Exhaust | 50 | 4 | Standard | 5 | 0 | 4.5 | 4.5 | 0 | 0 | 0 | 0 | 0 | 0
NWHZ1CZ2_1568n_20gshp_des0 | NW | HZ1CZ2_ | 3 | 338.4858 | 58.0159 | 4974.4275 | 391.602 | 0.96894 | 0.26208 | 0.27835 | 0.38155 | 7167.7657 | 7982.0261 | 2225.1096 | 39.2256 | 193.4086 | 1268.2 | 1787.47 | 2099.8191 | 495.0798 | 40.39 | 8.3334 | 0 | 49.3094 | 323.3268 | 26052.8723 | 29181.0336 | 15135.6431 | 9902.401 | 520.3517 | 13228.1013 | 15610.1079 | 3648.1288 | 0 | 460.6883 | 0 | 200.75 | 0 | 0 | 0 | 0 | NWHZ1CZ2_1568n_20gshp_des0 | NWHZ1CZ2_3 | 0 | 0 | 0 | 69 | 64 | 74 | 78 | 1 | 2085 | 0 | 0.5 | 0 | GSHP20_32_150_nodesup | 2 | 13 | 1 | 2 | 35 | 0 | Crawl | 0.05 | 200 | 20 | In | 0 | 0 | 555 | 1568 | 12544 | 0 | 0 | 1344 | 12.82 | 1568 | 26.5 | 0.85 | 49 | 49 | 49 | 49 | 0.293 | 0.3 | 0.54 | 40 | 5 | 1 | 1568 | 168 | 20.45 | 0 | 0 | N | 0 | 0 | 0.75 | 2 | 1.75 | 1 | 0.65 | 1463.4667 | 8.5 | Exhaust | 50 | 4 | Standard | 5 | 0 | 4.5 | 4.5 | 0 | 0 | 0 | 0 | 0 | 0
NWHZ1CZ3_1568n_20gshp_des0 | NW | HZ1CZ3_ | 3 | 338.4858 | 58.0159 | 4974.4275 | 755.94 | 0.96894 | 0.26208 | 0.27835 | 0.38155 | 7167.7657 | 7982.0261 | 2225.1096 | 39.2256 | 193.4086 | 1268.2 | 2780.6727 | 3129.4627 | 735.7159 | 27.0441 | 3.6759 | 0 | 74.2488 | 486.8572 | 26052.8723 | 29181.0336 | 15135.6431 | 9902.401 | 520.3517 | 13765.3836 | 18058.4252 | 3940.2829 | 0 | 460.6883 | 0 | 200.75 | 0 | 0 | 0 | 0 | NWHZ1CZ3_1568n_20gshp_des0 | NWHZ1CZ3_3 | 0 | 0 | 0 | 69 | 64 | 74 | 78 | 1 | 2085 | 0 | 0.5 | 0 | GSHP20_32_150_nodesup | 2 | 13 | 1 | 2 | 35 | 0 | Crawl | 0.05 | 200 | 20 | In | 0 | 0 | 555 | 1568 | 12544 | 0 | 0 | 1344 | 12.82 | 1568 | 26.5 | 0.85 | 49 | 49 | 49 | 49 | 0.293 | 0.3 | 0.54 | 40 | 5 | 1 | 1568 | 168 | 20.45 | 0 | 0 | N | 0 | 0 | 0.75 | 2 | 1.75 | 1 | 0.65 | 1463.4667 | 8.5 | Exhaust | 50 | 4 | Standard | 5 | 0 | 4.5 | 4.5 | 0 | 0 | 0 | 0 | 0 | 0
WxHZ1CZ1_1568e_20gshp_des0 | NW | HZ1CZ1_ | 3 | 377.4616 | 58.7314 | 4974.4275 | 139.9665 | 0.96894 | 0.26384 | 0.27748 | 0.38775 | 8331.9026 | 9265.5441 | 2579.9654 | 59.4973 | 223.7905 | 1467.4173 | 905.3143 | 1126.5681 | 266.8521 | 36.6765 | 13.9146 | 0 | 26.1812 | 171.6727 | 27491.6608 | 30696.5934 | 16633.4942 | 11397.2073 | 520.3517 | 10729.5904 | 12228.2836 | 3012.5342 | 0 | 516.5752 | 0 | 200.75 | 0 | 0 | 0 | 0 | WxHZ1CZ1_1568e_20gshp_des0 | NWHZ1CZ1_3 | 0 | 0 | 0 | 69 | 64 | 74 | 78 | 1 | 2085 | 0 | 0.5 | 0 | GSHP20_32_150_nodesup | 2 | 13 | 1 | 2 | 35 | 0 | Crawl | 0.05 | 200 | 20 | In | 0 | 0 | 555 | 1568 | 12544 | 0 | 0 | 1344 | 10.3 | 1568 | 26.5 | 0.85 | 49 | 49 | 49 | 49 | 0.293 | 0.3 | 0.54 | 40 | 5 | 1 | 1568 | 168 | 15.8 | 0 | 0 | N | 0 | 0 | 0.75 | 2 | 1.75 | 1 | 0.65 | 1463.4667 | 8.5 | Exhaust | 50 | 4 | Standard | 5 | 0 | 4.5 | 4.5 | 0 | 0 | 0 | 0 | 0 | 0
WxHZ1CZ2_1568e_20gshp_des0 | NW | HZ1CZ2_ | 3 | 377.4616 | 58.7314 | 4974.4275 | 391.602 | 0.96894 | 0.26384 | 0.27748 | 0.38775 | 8331.9026 | 9265.5441 | 2579.9654 | 59.4973 | 223.7905 | 1467.4173 | 1732.0284 | 2029.6644 | 478.5783 | 37.494 | 8.0577 | 0 | 47.703 | 312.7932 | 27491.6608 | 30696.5934 | 16633.4942 | 11397.2073 | 520.3517 | 13882.0837 | 16367.1706 | 3812.6746 | 0 | 516.5752 | 0 | 200.75 | 0 | 0 | 0 | 0 | WxHZ1CZ2_1568e_20gshp_des0 | NWHZ1CZ2_3 | 0 | 0 | 0 | 69 | 64 | 74 | 78 | 1 | 2085 | 0 | 0.5 | 0 | GSHP20_32_150_nodesup | 2 | 13 | 1 | 2 | 35 | 0 | Crawl | 0.05 | 200 | 20 | In | 0 | 0 | 555 | 1568 | 12544 | 0 | 0 | 1344 | 10.3 | 1568 | 26.5 | 0.85 | 49 | 49 | 49 | 49 | 0.293 | 0.3 | 0.54 | 40 | 5 | 1 | 1568 | 168 | 15.8 | 0 | 0 | N | 0 | 0 | 0.75 | 2 | 1.75 | 1 | 0.65 | 1463.4667 | 8.5 | Exhaust | 50 | 4 | Standard | 5 | 0 | 4.5 | 4.5 | 0 | 0 | 0 | 0 | 0 | 0
WxHZ1CZ3_1568e_20gshp_des0 | NW | HZ1CZ3_ | 3 | 377.4616 | 58.7314 | 4974.4275 | 755.94 | 0.96894 | 0.26384 | 0.27748 | 0.38775 | 8331.9026 | 9265.5441 | 2579.9654 | 59.4973 | 223.7905 | 1467.4173 | 2764.7462 | 3109.5126 | 730.3453 | 25.7349 | 3.5237 | 0 | 73.796 | 483.8881 | 27491.6608 | 30696.5934 | 16633.4942 | 11397.2073 | 520.3517 | 14490.6956 | 17850.7486 | 3940.1393 | 0 | 516.5752 | 0 | 200.75 | 0 | 0 | 0 | 0 | WxHZ1CZ3_1568e_20gshp_des0 | NWHZ1CZ3_3 | 0 | 0 | 0 | 69 | 64 | 74 | 78 | 1 | 2085 | 0 | 0.5 | 0 | GSHP20_32_150_nodesup | 2 | 13 | 1 | 2 | 35 | 0 | Crawl | 0.05 | 200 | 20 | In | 0 | 0 | 555 | 1568 | 12544 | 0 | 0 | 1344 | 10.3 | 1568 | 26.5 | 0.85 | 49 | 49 | 49 | 49 | 0.293 | 0.3 | 0.54 | 40 | 5 | 1 | 1568 | 168 | 15.8 | 0 | 0 | N | 0 | 0 | 0.75 | 2 | 1.75 | 1 | 0.65 | 1463.4667 | 8.5 | Exhaust | 50 | 4 | Standard | 5 | 0 | 4.5 | 4.5 | 0 | 0 | 0 | 0 | 0 | 0
NWHZ2CZ1_1568n_20gshp_des0 | NW | HZ2CZ1_ | 3 | 340.8958 | 56.7803 | 6644.9655 | 139.9665 | 0.91801 | 0.28847 | 0.30599 | 0.43115 | 10422.487 | 11692.9079 | 3269.3974 | 130.2553 | 280.3606 | 1838.3532 | 985.1563 | 1229.0026 | 290.6014 | 40.8979 | 14.201 | 0 | 28.5211 | 187.0158 | 30088.1789 | 33857.4176 | 18626.9718 | 13338.6818 | 520.3517 | 10317.0736 | 11765.5667 | 2905.0039 | 0 | 645.9717 | 0 | 200.75 | 0 | 0 | 0 | 0 | NWHZ2CZ1_1568n_20gshp_des0 | NWHZ2CZ1_3 | 0 | 0 | 0 | 69 | 64 | 74 | 78 | 1 | 2085 | 0 | 0.5 | 0 | GSHP20_32_150_nodesup | 2 | 13 | 1 | 2 | 35 | 0 | Crawl | 0.05 | 200 | 20 | In | 0 | 0 | 555 | 1568 | 12544 | 0 | 0 | 1344 | 12.82 | 1568 | 26.5 | 0.85 | 49 | 49 | 49 | 49 | 0.293 | 0.3 | 0.54 | 40 | 5 | 1 | 1568 | 168 | 20.45 | 0 | 0 | N | 0 | 0 | 0.75 | 2 | 1.75 | 1 | 0.65 | 1463.4667 | 8.5 | Exhaust | 50 | 4 | Standard | 5 | 0 | 4.5 | 4.5 | 0 | 0 | 0 | 0 | 0 | 0
NWHZ2CZ2_1568n_20gshp_des0 | NW | HZ2CZ2_ | 3 | 340.8958 | 56.7803 | 6644.9655 | 391.602 | 0.91801 | 0.28847 | 0.30599 | 0.43115 | 10422.487 | 11692.9079 | 3269.3974 | 130.2553 | 280.3606 | 1838.3532 | 1787.47 | 2099.8191 | 495.0798 | 40.39 | 8.3334 | 0 | 49.3094 | 323.3268 | 30088.1789 | 33857.4176 | 18626.9718 | 13338.6818 | 520.3517 | 13228.1013 | 15610.1079 | 3648.1288 | 0 | 645.9717 | 0 | 200.75 | 0 | 0 | 0 | 0 | NWHZ2CZ2_1568n_20gshp_des0 | NWHZ2CZ2_3 | 0 | 0 | 0 | 69 | 64 | 74 | 78 | 1 | 2085 | 0 | 0.5 | 0 | GSHP20_32_150_nodesup | 2 | 13 | 1 | 2 | 35 | 0 | Crawl | 0.05 | 200 | 20 | In | 0 | 0 | 555 | 1568 | 12544 | 0 | 0 | 1344 | 12.82 | 1568 | 26.5 | 0.85 | 49 | 49 | 49 | 49 | 0.293 | 0.3 | 0.54 | 40 | 5 | 1 | 1568 | 168 | 20.45 | 0 | 0 | N | 0 | 0 | 0.75 | 2 | 1.75 | 1 | 0.65 | 1463.4667 | 8.5 | Exhaust | 50 | 4 | Standard | 5 | 0 | 4.5 | 4.5 | 0 | 0 | 0 | 0 | 0 | 0
NWHZ2CZ3_1568n_20gshp_des0 | NW | HZ2CZ3_ | 3 | 340.8958 | 56.7803 | 6644.9655 | 755.94 | 0.91801 | 0.28847 | 0.30599 | 0.43115 | 10422.487 | 11692.9079 | 3269.3974 | 130.2553 | 280.3606 | 1838.3532 | 2780.6727 | 3129.4627 | 735.7159 | 27.0441 | 3.6759 | 0 | 74.2488 | 486.8572 | 30088.1789 | 33857.4176 | 18626.9718 | 13338.6818 | 520.3517 | 13765.3836 | 18058.4252 | 3940.2829 | 0 | 645.9717 | 0 | 200.75 | 0 | 0 | 0 | 0 | NWHZ2CZ3_1568n_20gshp_des0 | NWHZ2CZ3_3 | 0 | 0 | 0 | 69 | 64 | 74 | 78 | 1 | 2085 | 0 | 0.5 | 0 | GSHP20_32_150_nodesup | 2 | 13 | 1 | 2 | 35 | 0 | Crawl | 0.05 | 200 | 20 | In | 0 | 0 | 555 | 1568 | 12544 | 0 | 0 | 1344 | 12.82 | 1568 | 26.5 | 0.85 | 49 | 49 | 49 | 49 | 0.293 | 0.3 | 0.54 | 40 | 5 | 1 | 1568 | 168 | 20.45 | 0 | 0 | N | 0 | 0 | 0.75 | 2 | 1.75 | 1 | 0.65 | 1463.4667 | 8.5 | Exhaust | 50 | 4 | Standard | 5 | 0 | 4.5 | 4.5 | 0 | 0 | 0 | 0 | 0 | 0
WxHZ2CZ1_1568e_20gshp_des0 | NW | HZ2CZ1_ | 3 | 380.0174 | 57.8133 | 6644.9655 | 139.9665 | 0.91801 | 0.29107 | 0.30624 | 0.4384 | 11940.8807 | 13374.4266 | 3753.4742 | 196.7505 | 318.9462 | 2091.3633 | 905.3143 | 1126.5681 | 266.8521 | 36.6765 | 13.9146 | 0 | 26.1812 | 171.6727 | 31913.3889 | 35784.2532 | 20549.3049 | 15243.7607 | 520.3517 | 10729.5904 | 12228.2836 | 3012.5342 | 0 | 719.3084 | 0 | 200.75 | 0 | 0 | 0 | 0 | WxHZ2CZ1_1568e_20gshp_des0 | NWHZ2CZ1_3 | 0 | 0 | 0 | 69 | 64 | 74 | 78 | 1 | 2085 | 0 | 0.5 | 0 | GSHP20_32_150_nodesup | 2 | 13 | 1 | 2 | 35 | 0 | Crawl | 0.05 | 200 | 20 | In | 0 | 0 | 555 | 1568 | 12544 | 0 | 0 | 1344 | 10.3 | 1568 | 26.5 | 0.85 | 49 | 49 | 49 | 49 | 0.293 | 0.3 | 0.54 | 40 | 5 | 1 | 1568 | 168 | 15.8 | 0 | 0 | N | 0 | 0 | 0.75 | 2 | 1.75 | 1 | 0.65 | 1463.4667 | 8.5 | Exhaust | 50 | 4 | Standard | 5 | 0 | 4.5 | 4.5 | 0 | 0 | 0 | 0 | 0 | 0
WxHZ2CZ2_1568e_20gshp_des0 | NW | HZ2CZ2_ | 3 | 380.0174 | 57.8133 | 6644.9655 | 391.602 | 0.91801 | 0.29107 | 0.30624 | 0.4384 | 11940.8807 | 13374.4266 | 3753.4742 | 196.7505 | 318.9462 | 2091.3633 | 1732.0284 | 2029.6644 | 478.5783 | 37.494 | 8.0577 | 0 | 47.703 | 312.7932 | 31913.3889 | 35784.2532 | 20549.3049 | 15243.7607 | 520.3517 | 13882.0837 | 16367.1706 | 3812.6746 | 0 | 719.3084 | 0 | 200.75 | 0 | 0 | 0 | 0 | WxHZ2CZ2_1568e_20gshp_des0 | NWHZ2CZ2_3 | 0 | 0 | 0 | 69 | 64 | 74 | 78 | 1 | 2085 | 0 | 0.5 | 0 | GSHP20_32_150_nodesup | 2 | 13 | 1 | 2 | 35 | 0 | Crawl | 0.05 | 200 | 20 | In | 0 | 0 | 555 | 1568 | 12544 | 0 | 0 | 1344 | 10.3 | 1568 | 26.5 | 0.85 | 49 | 49 | 49 | 49 | 0.293 | 0.3 | 0.54 | 40 | 5 | 1 | 1568 | 168 | 15.8 | 0 | 0 | N | 0 | 0 | 0.75 | 2 | 1.75 | 1 | 0.65 | 1463.4667 | 8.5 | Exhaust | 50 | 4 | Standard | 5 | 0 | 4.5 | 4.5 | 0 | 0 | 0 | 0 | 0 | 0
WxHZ2CZ3_1568e_20gshp_des0 | NW | HZ2CZ3_ | 3 | 380.0174 | 57.8133 | 6644.9655 | 755.94 | 0.91801 | 0.29107 | 0.30624 | 0.4384 | 11940.8807 | 13374.4266 | 3753.4742 | 196.7505 | 318.9462 | 2091.3633 | 2764.7462 | 3109.5126 | 730.3453 | 25.7349 | 3.5237 | 0 | 73.796 | 483.8881 | 31913.3889 | 35784.2532 | 20549.3049 | 15243.7607 | 520.3517 | 14490.6956 | 17850.7486 | 3940.1393 | 0 | 719.3084 | 0 | 200.75 | 0 | 0 | 0 | 0 | WxHZ2CZ3_1568e_20gshp_des0 | NWHZ2CZ3_3 | 0 | 0 | 0 | 69 | 64 | 74 | 78 | 1 | 2085 | 0 | 0.5 | 0 | GSHP20_32_150_nodesup | 2 | 13 | 1 | 2 | 35 | 0 | Crawl | 0.05 | 200 | 20 | In | 0 | 0 | 555 | 1568 | 12544 | 0 | 0 | 1344 | 10.3 | 1568 | 26.5 | 0.85 | 49 | 49 | 49 | 49 | 0.293 | 0.3 | 0.54 | 40 | 5 | 1 | 1568 | 168 | 15.8 | 0 | 0 | N | 0 | 0 | 0.75 | 2 | 1.75 | 1 | 0.65 | 1463.4667 | 8.5 | Exhaust | 50 | 4 | Standard | 5 | 0 | 4.5 | 4.5 | 0 | 0 | 0 | 0 | 0 | 0
NWHZ3CZ1_1568n_20gshp_des0 | NW | HZ3CZ1_ | 3 | 338.4248 | 56.3716 | 7927.5 | 139.9665 | 0.90102 | 0.28298 | 0.30002 | 0.44057 | 12825.9497 | 14472.9552 | 4098.0633 | 282.0774 | 342.4943 | 2245.7708 | 985.1563 | 1229.0026 | 290.6014 | 40.8979 | 14.201 | 0 | 28.5211 | 187.0158 | 32085.5704 | 35945.0831 | 23282.8889 | 18090.6896 | 520.3517 | 10317.0736 | 11765.5667 | 2905.0039 | 0 | 738.6844 | 0 | 200.75 | 0 | 0 | 0 | 0 | NWHZ3CZ1_1568n_20gshp_des0 | NWHZ3CZ1_3 | 0 | 0 | 0 | 69 | 64 | 74 | 78 | 1 | 2085 | 0 | 0.5 | 0 | GSHP20_32_150_nodesup | 2 | 13 | 1 | 2 | 35 | 0 | Crawl | 0.05 | 200 | 20 | In | 0 | 0 | 555 | 1568 | 12544 | 0 | 0 | 1344 | 12.82 | 1568 | 26.5 | 0.85 | 49 | 49 | 49 | 49 | 0.293 | 0.3 | 0.54 | 40 | 5 | 1 | 1568 | 168 | 20.45 | 0 | 0 | N | 0 | 0 | 0.75 | 2 | 1.75 | 1 | 0.65 | 1463.4667 | 8.5 | Exhaust | 50 | 4 | Standard | 5 | 0 | 4.5 | 4.5 | 0 | 0 | 0 | 0 | 0 | 0
NWHZ3CZ2_1568n_20gshp_des0 | NW | HZ3CZ2_ | 3 | 338.4248 | 56.3716 | 7927.5 | 391.602 | 0.90102 | 0.28298 | 0.30002 | 0.44057 | 12825.9497 | 14472.9552 | 4098.0633 | 282.0774 | 342.4943 | 2245.7708 | 1787.47 | 2099.8191 | 495.0798 | 40.39 | 8.3334 | 0 | 49.3094 | 323.3268 | 32085.5704 | 35945.0831 | 23282.8889 | 18090.6896 | 520.3517 | 13228.1013 | 15610.1079 | 3648.1288 | 0 | 738.6844 | 0 | 200.75 | 0 | 0 | 0 | 0 | NWHZ3CZ2_1568n_20gshp_des0 | NWHZ3CZ2_3 | 0 | 0 | 0 | 69 | 64 | 74 | 78 | 1 | 2085 | 0 | 0.5 | 0 | GSHP20_32_150_nodesup | 2 | 13 | 1 | 2 | 35 | 0 | Crawl | 0.05 | 200 | 20 | In | 0 | 0 | 555 | 1568 | 12544 | 0 | 0 | 1344 | 12.82 | 1568 | 26.5 | 0.85 | 49 | 49 | 49 | 49 | 0.293 | 0.3 | 0.54 | 40 | 5 | 1 | 1568 | 168 | 20.45 | 0 | 0 | N | 0 | 0 | 0.75 | 2 | 1.75 | 1 | 0.65 | 1463.4667 | 8.5 | Exhaust | 50 | 4 | Standard | 5 | 0 | 4.5 | 4.5 | 0 | 0 | 0 | 0 | 0 | 0
NWHZ3CZ3_1568n_20gshp_des0 | NW | HZ3CZ3_ | 3 | 338.4248 | 56.3716 | 7927.5 | 755.94 | 0.90102 | 0.28298 | 0.30002 | 0.44057 | 12825.9497 | 14472.9552 | 4098.0633 | 282.0774 | 342.4943 | 2245.7708 | 2780.6727 | 3129.4627 | 735.7159 | 27.0441 | 3.6759 | 0 | 74.2488 | 486.8572 | 32085.5704 | 35945.0831 | 23282.8889 | 18090.6896 | 520.3517 | 13765.3836 | 18058.4252 | 3940.2829 | 0 | 738.6844 | 0 | 200.75 | 0 | 0 | 0 | 0 | NWHZ3CZ3_1568n_20gshp_des0 | NWHZ3CZ3_3 | 0 | 0 | 0 | 69 | 64 | 74 | 78 | 1 | 2085 | 0 | 0.5 | 0 | GSHP20_32_150_nodesup | 2 | 13 | 1 | 2 | 35 | 0 | Crawl | 0.05 | 200 | 20 | In | 0 | 0 | 555 | 1568 | 12544 | 0 | 0 | 1344 | 12.82 | 1568 | 26.5 | 0.85 | 49 | 49 | 49 | 49 | 0.293 | 0.3 | 0.54 | 40 | 5 | 1 | 1568 | 168 | 20.45 | 0 | 0 | N | 0 | 0 | 0.75 | 2 | 1.75 | 1 | 0.65 | 1463.4667 | 8.5 | Exhaust | 50 | 4 | Standard | 5 | 0 | 4.5 | 4.5 | 0 | 0 | 0 | 0 | 0 | 0
WxHZ3CZ1_1568e_20gshp_des0 | NW | HZ3CZ1_ | 3 | 377.4714 | 57.2491 | 7927.5 | 139.9665 | 0.90102 | 0.286 | 0.30008 | 0.44731 | 14640.7013 | 16486.8388 | 4722.1714 | 433.2543 | 386.4591 | 2534.0523 | 905.3143 | 1126.5681 | 266.8521 | 36.6765 | 13.9146 | 0 | 26.1812 | 171.6727 | 33995.4055 | 38021.7439 | 25359.5497 | 20167.3504 | 520.3517 | 10729.5904 | 12228.2836 | 3012.5342 | 0 | 821.982 | 0 | 200.75 | 0 | 0 | 0 | 0 | WxHZ3CZ1_1568e_20gshp_des0 | NWHZ3CZ1_3 | 0 | 0 | 0 | 69 | 64 | 74 | 78 | 1 | 2085 | 0 | 0.5 | 0 | GSHP20_32_150_nodesup | 2 | 13 | 1 | 2 | 35 | 0 | Crawl | 0.05 | 200 | 20 | In | 0 | 0 | 555 | 1568 | 12544 | 0 | 0 | 1344 | 10.3 | 1568 | 26.5 | 0.85 | 49 | 49 | 49 | 49 | 0.293 | 0.3 | 0.54 | 40 | 5 | 1 | 1568 | 168 | 15.8 | 0 | 0 | N | 0 | 0 | 0.75 | 2 | 1.75 | 1 | 0.65 | 1463.4667 | 8.5 | Exhaust | 50 | 4 | Standard | 5 | 0 | 4.5 | 4.5 | 0 | 0 | 0 | 0 | 0 | 0
WxHZ3CZ2_1568e_20gshp_des0 | NW | HZ3CZ2_ | 3 | 377.4714 | 57.2491 | 7927.5 | 391.602 | 0.90102 | 0.286 | 0.30008 | 0.44731 | 14640.7013 | 16486.8388 | 4722.1714 | 433.2543 | 386.4591 | 2534.0523 | 1732.0284 | 2029.6644 | 478.5783 | 37.494 | 8.0577 | 0 | 47.703 | 312.7932 | 33995.4055 | 38021.7439 | 25359.5497 | 20167.3504 | 520.3517 | 13882.0837 | 16367.1706 | 3812.6746 | 0 | 821.982 | 0 | 200.75 | 0 | 0 | 0 | 0 | WxHZ3CZ2_1568e_20gshp_des0 | NWHZ3CZ2_3 | 0 | 0 | 0 | 69 | 64 | 74 | 78 | 1 | 2085 | 0 | 0.5 | 0 | GSHP20_32_150_nodesup | 2 | 13 | 1 | 2 | 35 | 0 | Crawl | 0.05 | 200 | 20 | In | 0 | 0 | 555 | 1568 | 12544 | 0 | 0 | 1344 | 10.3 | 1568 | 26.5 | 0.85 | 49 | 49 | 49 | 49 | 0.293 | 0.3 | 0.54 | 40 | 5 | 1 | 1568 | 168 | 15.8 | 0 | 0 | N | 0 | 0 | 0.75 | 2 | 1.75 | 1 | 0.65 | 1463.4667 | 8.5 | Exhaust | 50 | 4 | Standard | 5 | 0 | 4.5 | 4.5 | 0 | 0 | 0 | 0 | 0 | 0
WxHZ3CZ3_1568e_20gshp_des0 | NW | HZ3CZ3_ | 3 | 377.4714 | 57.2491 | 7927.5 | 755.94 | 0.90102 | 0.286 | 0.30008 | 0.44731 | 14640.7013 | 16486.8388 | 4722.1714 | 433.2543 | 386.4591 | 2534.0523 | 2764.7462 | 3109.5126 | 730.3453 | 25.7349 | 3.5237 | 0 | 73.796 | 483.8881 | 33995.4055 | 38021.7439 | 25359.5497 | 20167.3504 | 520.3517 | 14490.6956 | 17850.7486 | 3940.1393 | 0 | 821.982 | 0 | 200.75 | 0 | 0 | 0 | 0 | WxHZ3CZ3_1568e_20gshp_des0 | NWHZ3CZ3_3 | 0 | 0 | 0 | 69 | 64 | 74 | 78 | 1 | 2085 | 0 | 0.5 | 0 | GSHP20_32_150_nodesup | 2 | 13 | 1 | 2 | 35 | 0 | Crawl | 0.05 | 200 | 20 | In | 0 | 0 | 555 | 1568 | 12544 | 0 | 0 | 1344 | 10.3 | 1568 | 26.5 | 0.85 | 49 | 49 | 49 | 49 | 0.293 | 0.3 | 0.54 | 40 | 5 | 1 | 1568 | 168 | 15.8 | 0 | 0 | N | 0 | 0 | 0.75 | 2 | 1.75 | 1 | 0.65 | 1463.4667 | 8.5 | Exhaust | 50 | 4 | Standard | 5 | 0 | 4.5 | 4.5 | 0 | 0 | 0 | 0 | 0 | 0
NWHZ1CZ1_2200n_25gshp_des0 | NW | HZ1CZ1_ | 3 | 418.846 | 57.899 | 4974.4275 | 139.9665 | 0.96894 | 0.28288 | 0.31051 | 0.45571 | 8861.667 | 10923.7978 | 3084.1566 | 180.7975 | 260.9566 | 1368.8957 | 1357.7904 | 1740.9042 | 408.9533 | 41.588 | 10.271 | 0 | 40.3382 | 211.6011 | 37931.1993 | 46398.5931 | 28553.4889 | 22091.1528 | 650.4397 | 14017.2354 | 17434.9912 | 4205.9202 | 14.7 | 627.3291 | 0 | 200.75 | 0 | 0 | 0 | 0 | NWHZ1CZ1_2200n_25gshp_des0 | NWHZ1CZ1_3 | 0 | 0 | 0 | 69 | 64 | 74 | 78 | 1 | 2268 | 0 | 0.5 | 0 | GSHP20_32_150_nodesup | 2.5 | 17.4 | 1 | 2 | 35 | 0 | Crawl | 0.06 | 300 | 6 | Attic | 0.03 | 80 | 6 | 2200 | 18700 | 200 | 30.6094 | 2210 | 17.5439 | 1784 | 37.6642 | 0.85 | 91 | 91 | 91 | 91 | 0.293 | 0.3 | 0.54 | 40 | 5 | 1 | 1584 | 160 | 30.6094 | 0 | 0 | N | 0 | 0 | 0.75 | 1 | 1.75 | 2 | 1.5 | 2181.6667 | 11.8056 | Exhaust | 50 | 4 | Standard | 5 | 0 | 4.5 | 4.5 | 0 | 0 | 0 | 0 | 0 | 0
NWHZ1CZ2_2200n_25gshp_des0 | NW | HZ1CZ2_ | 3 | 418.846 | 57.899 | 4974.4275 | 391.602 | 0.96894 | 0.28288 | 0.31051 | 0.45571 | 8861.667 | 10923.7978 | 3084.1566 | 180.7975 | 260.9566 | 1368.8957 | 2433.9712 | 3000.6958 | 701.8278 | 37.7298 | 5.5532 | 0 | 70.3446 | 369.0056 | 37931.1993 | 46398.5931 | 28553.4889 | 22091.1528 | 650.4397 | 17792.6037 | 23583.5556 | 5442.7451 | 14.7 | 627.3291 | 0 | 200.75 | 0 | 0 | 0 | 0 | NWHZ1CZ2_2200n_25gshp_des0 | NWHZ1CZ2_3 | 0 | 0 | 0 | 69 | 64 | 74 | 78 | 1 | 2268 | 0 | 0.5 | 0 | GSHP20_32_150_nodesup | 2.5 | 17.4 | 1 | 2 | 35 | 0 | Crawl | 0.06 | 300 | 6 | Attic | 0.03 | 80 | 6 | 2200 | 18700 | 200 | 30.6094 | 2210 | 17.5439 | 1784 | 37.6642 | 0.85 | 91 | 91 | 91 | 91 | 0.293 | 0.3 | 0.54 | 40 | 5 | 1 | 1584 | 160 | 30.6094 | 0 | 0 | N | 0 | 0 | 0.75 | 1 | 1.75 | 2 | 1.5 | 2181.6667 | 11.8056 | Exhaust | 50 | 4 | Standard | 5 | 0 | 4.5 | 4.5 | 0 | 0 | 0 | 0 | 0 | 0
NWHZ1CZ3_2200n_25gshp_des0 | NW | HZ1CZ3_ | 3 | 418.846 | 57.899 | 4974.4275 | 755.94 | 0.96894 | 0.28288 | 0.31051 | 0.45571 | 8861.667 | 10923.7978 | 3084.1566 | 180.7975 | 260.9566 | 1368.8957 | 3736.9932 | 4493.4373 | 1048.3306 | 18.8411 | 1.7972 | 0 | 106.5955 | 559.1663 | 37931.1993 | 46398.5931 | 28553.4889 | 22091.1528 | 650.4397 | 18246.5754 | 23341.9479 | 5486.7146 | 14.7 | 627.3291 | 0 | 200.75 | 0 | 0 | 0 | 0 | NWHZ1CZ3_2200n_25gshp_des0 | NWHZ1CZ3_3 | 0 | 0 | 0 | 69 | 64 | 74 | 78 | 1 | 2268 | 0 | 0.5 | 0 | GSHP20_32_150_nodesup | 2.5 | 17.4 | 1 | 2 | 35 | 0 | Crawl | 0.06 | 300 | 6 | Attic | 0.03 | 80 | 6 | 2200 | 18700 | 200 | 30.6094 | 2210 | 17.5439 | 1784 | 37.6642 | 0.85 | 91 | 91 | 91 | 91 | 0.293 | 0.3 | 0.54 | 40 | 5 | 1 | 1584 | 160 | 30.6094 | 0 | 0 | N | 0 | 0 | 0.75 | 1 | 1.75 | 2 | 1.5 | 2181.6667 | 11.8056 | Exhaust | 50 | 4 | Standard | 5 | 0 | 4.5 | 4.5 | 0 | 0 | 0 | 0 | 0 | 0
WxHZ1CZ1_2200e_30gshp_des0 | NW | HZ1CZ1_ | 3 | 484.5661 | 58.6593 | 4974.4275 | 139.9665 | 0.96894 | 0.28729 | 0.3097 | 0.47457 | 10861.9483 | 13477.2633 | 3749.2212 | 143.707 | 323.2986 | 1413.2681 | 1310.8398 | 1690.8429 | 398.3472 | 40.77 | 10.3777 | 0 | 39.1734 | 171.2429 | 40656.7348 | 50597.9084 | 29253.777 | 21498.9032 | 780.5276 | 15392.157 | 19208.9362 | 4656.9331 | 3.75 | 750.1515 | 0 | 200.75 | 0 | 0 | 0 | 0 | WxHZ1CZ1_2200e_30gshp_des0 | NWHZ1CZ1_3 | 0 | 0 | 0 | 69 | 64 | 74 | 78 | 1 | 2268 | 0 | 0.5 | 0 | GSHP20_32_150_nodesup | 3 | 17.4 | 1 | 2 | 35 | 0 | Crawl | 0.06 | 300 | 4.5 | Attic | 0.03 | 80 | 4.9 | 2200 | 18700 | 200 | 26.8 | 2210 | 11.4 | 1784 | 35 | 0.85 | 91 | 91 | 91 | 91 | 0.293 | 0.3 | 0.54 | 40 | 5 | 1 | 1584 | 160 | 26.8 | 0 | 0 | N | 0 | 0 | 0.75 | 1 | 1.75 | 2 | 1.5 | 2181.6667 | 11.8056 | Exhaust | 50 | 4 | Standard | 5 | 0 | 4.5 | 4.5 | 0 | 0 | 0 | 0 | 0 | 0
WxHZ1CZ2_2200e_30gshp_des0 | NW | HZ1CZ2_ | 3 | 484.5661 | 58.6593 | 4974.4275 | 391.602 | 0.96894 | 0.28729 | 0.3097 | 0.47457 | 10861.9483 | 13477.2633 | 3749.2212 | 143.707 | 323.2986 | 1413.2681 | 2462.2408 | 3052.5871 | 715.8936 | 38.2645 | 5.5667 | 0 | 71.5306 | 312.689 | 40656.7348 | 50597.9084 | 29253.777 | 21498.9032 | 780.5276 | 19645.6454 | 26306.9073 | 6088.1039 | 3.75 | 750.1515 | 0 | 200.75 | 0 | 0 | 0 | 0 | WxHZ1CZ2_2200e_30gshp_des0 | NWHZ1CZ2_3 | 0 | 0 | 0 | 69 | 64 | 74 | 78 | 1 | 2268 | 0 | 0.5 | 0 | GSHP20_32_150_nodesup | 3 | 17.4 | 1 | 2 | 35 | 0 | Crawl | 0.06 | 300 | 4.5 | Attic | 0.03 | 80 | 4.9 | 2200 | 18700 | 200 | 26.8 | 2210 | 11.4 | 1784 | 35 | 0.85 | 91 | 91 | 91 | 91 | 0.293 | 0.3 | 0.54 | 40 | 5 | 1 | 1584 | 160 | 26.8 | 0 | 0 | N | 0 | 0 | 0.75 | 1 | 1.75 | 2 | 1.5 | 2181.6667 | 11.8056 | Exhaust | 50 | 4 | Standard | 5 | 0 | 4.5 | 4.5 | 0 | 0 | 0 | 0 | 0 | 0
WxHZ1CZ3_2200e_30gshp_des0 | NW | HZ1CZ3_ | 3 | 484.5661 | 58.6593 | 4974.4275 | 755.94 | 0.96894 | 0.28729 | 0.3097 | 0.47457 | 10861.9483 | 13477.2633 | 3749.2212 | 143.707 | 323.2986 | 1413.2681 | 3861.3437 | 4675.1287 | 1093.6095 | 19.8618 | 1.8162 | 0 | 110.8234 | 484.4535 | 40656.7348 | 50597.9084 | 29253.777 | 21498.9032 | 780.5276 | 20162.3057 | 26024.4564 | 6105.3478 | 3.75 | 750.1515 | 0 | 200.75 | 0 | 0 | 0 | 0 | WxHZ1CZ3_2200e_30gshp_des0 | NWHZ1CZ3_3 | 0 | 0 | 0 | 69 | 64 | 74 | 78 | 1 | 2268 | 0 | 0.5 | 0 | GSHP20_32_150_nodesup | 3 | 17.4 | 1 | 2 | 35 | 0 | Crawl | 0.06 | 300 | 4.5 | Attic | 0.03 | 80 | 4.9 | 2200 | 18700 | 200 | 26.8 | 2210 | 11.4 | 1784 | 35 | 0.85 | 91 | 91 | 91 | 91 | 0.293 | 0.3 | 0.54 | 40 | 5 | 1 | 1584 | 160 | 26.8 | 0 | 0 | N | 0 | 0 | 0.75 | 1 | 1.75 | 2 | 1.5 | 2181.6667 | 11.8056 | Exhaust | 50 | 4 | Standard | 5 | 0 | 4.5 | 4.5 | 0 | 0 | 0 | 0 | 0 | 0
NWHZ2CZ1_2200n_25gshp_des0 | NW | HZ2CZ1_ | 3 | 425.7341 | 56.5767 | 6644.9655 | 139.9665 | 0.91801 | 0.31722 | 0.34981 | 0.52138 | 12786.2084 | 16046.1445 | 4648.8032 | 514.4006 | 375.3891 | 1969.1719 | 1357.7904 | 1740.9042 | 408.9533 | 41.588 | 10.271 | 0 | 40.3382 | 211.6011 | 42719.9979 | 52556.2307 | 33386.9204 | 26871.919 | 650.4397 | 14017.2354 | 17434.9912 | 4205.9202 | 14.25 | 874.2734 | 0 | 200.75 | 0 | 0 | 0 | 0 | NWHZ2CZ1_2200n_25gshp_des0 | NWHZ2CZ1_3 | 0 | 0 | 0 | 69 | 64 | 74 | 78 | 1 | 2268 | 0 | 0.5 | 0 | GSHP20_32_150_nodesup | 2.5 | 17.4 | 1 | 2 | 35 | 0 | Crawl | 0.06 | 300 | 6 | Attic | 0.03 | 80 | 6 | 2200 | 18700 | 200 | 30.6094 | 2210 | 17.5439 | 1784 | 37.6642 | 0.85 | 91 | 91 | 91 | 91 | 0.293 | 0.3 | 0.54 | 40 | 5 | 1 | 1584 | 160 | 30.6094 | 0 | 0 | N | 0 | 0 | 0.75 | 1 | 1.75 | 2 | 1.5 | 2181.6667 | 11.8056 | Exhaust | 50 | 4 | Standard | 5 | 0 | 4.5 | 4.5 | 0 | 0 | 0 | 0 | 0 | 0
NWHZ2CZ2_2200n_25gshp_des0 | NW | HZ2CZ2_ | 3 | 425.7341 | 56.5767 | 6644.9655 | 391.602 | 0.91801 | 0.31722 | 0.34981 | 0.52138 | 12786.2084 | 16046.1445 | 4648.8032 | 514.4006 | 375.3891 | 1969.1719 | 2433.9712 | 3000.6958 | 701.8278 | 37.7298 | 5.5532 | 0 | 70.3446 | 369.0056 | 42719.9979 | 52556.2307 | 33386.9204 | 26871.919 | 650.4397 | 17792.6037 | 23583.5556 | 5442.7451 | 14.25 | 874.2734 | 0 | 200.75 | 0 | 0 | 0 | 0 | NWHZ2CZ2_2200n_25gshp_des0 | NWHZ2CZ2_3 | 0 | 0 | 0 | 69 | 64 | 74 | 78 | 1 | 2268 | 0 | 0.5 | 0 | GSHP20_32_150_nodesup | 2.5 | 17.4 | 1 | 2 | 35 | 0 | Crawl | 0.06 | 300 | 6 | Attic | 0.03 | 80 | 6 | 2200 | 18700 | 200 | 30.6094 | 2210 | 17.5439 | 1784 | 37.6642 | 0.85 | 91 | 91 | 91 | 91 | 0.293 | 0.3 | 0.54 | 40 | 5 | 1 | 1584 | 160 | 30.6094 | 0 | 0 | N | 0 | 0 | 0.75 | 1 | 1.75 | 2 | 1.5 | 2181.6667 | 11.8056 | Exhaust | 50 | 4 | Standard | 5 | 0 | 4.5 | 4.5 | 0 | 0 | 0 | 0 | 0 | 0
NWHZ2CZ3_2200n_25gshp_des0 | NW | HZ2CZ3_ | 3 | 425.7341 | 56.5767 | 6644.9655 | 755.94 | 0.91801 | 0.31722 | 0.34981 | 0.52138 | 12786.2084 | 16046.1445 | 4648.8032 | 514.4006 | 375.3891 | 1969.1719 | 3736.9932 | 4493.4373 | 1048.3306 | 18.8411 | 1.7972 | 0 | 106.5955 | 559.1663 | 42719.9979 | 52556.2307 | 33386.9204 | 26871.919 | 650.4397 | 18246.5754 | 23341.9479 | 5486.7146 | 14.25 | 874.2734 | 0 | 200.75 | 0 | 0 | 0 | 0 | NWHZ2CZ3_2200n_25gshp_des0 | NWHZ2CZ3_3 | 0 | 0 | 0 | 69 | 64 | 74 | 78 | 1 | 2268 | 0 | 0.5 | 0 | GSHP20_32_150_nodesup | 2.5 | 17.4 | 1 | 2 | 35 | 0 | Crawl | 0.06 | 300 | 6 | Attic | 0.03 | 80 | 6 | 2200 | 18700 | 200 | 30.6094 | 2210 | 17.5439 | 1784 | 37.6642 | 0.85 | 91 | 91 | 91 | 91 | 0.293 | 0.3 | 0.54 | 40 | 5 | 1 | 1584 | 160 | 30.6094 | 0 | 0 | N | 0 | 0 | 0.75 | 1 | 1.75 | 2 | 1.5 | 2181.6667 | 11.8056 | Exhaust | 50 | 4 | Standard | 5 | 0 | 4.5 | 4.5 | 0 | 0 | 0 | 0 | 0 | 0
WxHZ2CZ1_2200e_30gshp_des0 | NW | HZ2CZ1_ | 3 | 491.6903 | 57.5534 | 6644.9655 | 139.9665 | 0.91801 | 0.32404 | 0.34981 | 0.54503 | 15389.4511 | 19468.8618 | 5497.684 | 425.5405 | 459.6173 | 2009.1718 | 1310.8398 | 1690.8429 | 398.3472 | 40.77 | 10.3777 | 0 | 39.1734 | 171.2429 | 46059.5089 | 57648.0591 | 34658.9731 | 26840.7609 | 780.5276 | 15392.157 | 19208.9362 | 4656.9331 | 4.4 | 1043.0414 | 0 | 200.75 | 0 | 0 | 0 | 0 | WxHZ2CZ1_2200e_30gshp_des0 | NWHZ2CZ1_3 | 0 | 0 | 0 | 69 | 64 | 74 | 78 | 1 | 2268 | 0 | 0.5 | 0 | GSHP20_32_150_nodesup | 3 | 17.4 | 1 | 2 | 35 | 0 | Crawl | 0.06 | 300 | 4.5 | Attic | 0.03 | 80 | 4.9 | 2200 | 18700 | 200 | 26.8 | 2210 | 11.4 | 1784 | 35 | 0.85 | 91 | 91 | 91 | 91 | 0.293 | 0.3 | 0.54 | 40 | 5 | 1 | 1584 | 160 | 26.8 | 0 | 0 | N | 0 | 0 | 0.75 | 1 | 1.75 | 2 | 1.5 | 2181.6667 | 11.8056 | Exhaust | 50 | 4 | Standard | 5 | 0 | 4.5 | 4.5 | 0 | 0 | 0 | 0 | 0 | 0
WxHZ2CZ2_2200e_30gshp_des0 | NW | HZ2CZ2_ | 3 | 491.6903 | 57.5534 | 6644.9655 | 391.602 | 0.91801 | 0.32404 | 0.34981 | 0.54503 | 15389.4511 | 19468.8618 | 5497.684 | 425.5405 | 459.6173 | 2009.1718 | 2462.2408 | 3052.5871 | 715.8936 | 38.2645 | 5.5667 | 0 | 71.5306 | 312.689 | 46059.5089 | 57648.0591 | 34658.9731 | 26840.7609 | 780.5276 | 19645.6454 | 26306.9073 | 6088.1039 | 4.4 | 1043.0414 | 0 | 200.75 | 0 | 0 | 0 | 0 | WxHZ2CZ2_2200e_30gshp_des0 | NWHZ2CZ2_3 | 0 | 0 | 0 | 69 | 64 | 74 | 78 | 1 | 2268 | 0 | 0.5 | 0 | GSHP20_32_150_nodesup | 3 | 17.4 | 1 | 2 | 35 | 0 | Crawl | 0.06 | 300 | 4.5 | Attic | 0.03 | 80 | 4.9 | 2200 | 18700 | 200 | 26.8 | 2210 | 11.4 | 1784 | 35 | 0.85 | 91 | 91 | 91 | 91 | 0.293 | 0.3 | 0.54 | 40 | 5 | 1 | 1584 | 160 | 26.8 | 0 | 0 | N | 0 | 0 | 0.75 | 1 | 1.75 | 2 | 1.5 | 2181.6667 | 11.8056 | Exhaust | 50 | 4 | Standard | 5 | 0 | 4.5 | 4.5 | 0 | 0 | 0 | 0 | 0 | 0
WxHZ2CZ3_2200e_30gshp_des0 | NW | HZ2CZ3_ | 3 | 491.6903 | 57.5534 | 6644.9655 | 755.94 | 0.91801 | 0.32404 | 0.34981 | 0.54503 | 15389.4511 | 19468.8618 | 5497.684 | 425.5405 | 459.6173 | 2009.1718 | 3861.3437 | 4675.1287 | 1093.6095 | 19.8618 | 1.8162 | 0 | 110.8234 | 484.4535 | 46059.5089 | 57648.0591 | 34658.9731 | 26840.7609 | 780.5276 | 20162.3057 | 26024.4564 | 6105.3478 | 4.4 | 1043.0414 | 0 | 200.75 | 0 | 0 | 0 | 0 | WxHZ2CZ3_2200e_30gshp_des0 | NWHZ2CZ3_3 | 0 | 0 | 0 | 69 | 64 | 74 | 78 | 1 | 2268 | 0 | 0.5 | 0 | GSHP20_32_150_nodesup | 3 | 17.4 | 1 | 2 | 35 | 0 | Crawl | 0.06 | 300 | 4.5 | Attic | 0.03 | 80 | 4.9 | 2200 | 18700 | 200 | 26.8 | 2210 | 11.4 | 1784 | 35 | 0.85 | 91 | 91 | 91 | 91 | 0.293 | 0.3 | 0.54 | 40 | 5 | 1 | 1584 | 160 | 26.8 | 0 | 0 | N | 0 | 0 | 0.75 | 1 | 1.75 | 2 | 1.5 | 2181.6667 | 11.8056 | Exhaust | 50 | 4 | Standard | 5 | 0 | 4.5 | 4.5 | 0 | 0 | 0 | 0 | 0 | 0
NWHZ3CZ1_2200n_25gshp_des0 | NW | HZ3CZ1_ | 3 | 421.9919 | 56.0615 | 7927.5 | 139.9665 | 0.90102 | 0.3154 | 0.34429 | 0.53643 | 15638.8008 | 19821.4096 | 5913.0154 | 938.7741 | 453.8708 | 2380.8622 | 1357.7904 | 1740.9042 | 408.9533 | 41.588 | 10.271 | 0 | 40.3382 | 211.6011 | 45248.1208 | 55660.5436 | 39580.6292 | 33194.7312 | 650.4397 | 14017.2354 | 17434.9912 | 4205.9202 | 12 | 985.9165 | 0 | 200.75 | 0 | 0 | 0 | 0 | NWHZ3CZ1_2200n_25gshp_des0 | NWHZ3CZ1_3 | 0 | 0 | 0 | 69 | 64 | 74 | 78 | 1 | 2268 | 0 | 0.5 | 0 | GSHP20_32_150_nodesup | 2.5 | 17.4 | 1 | 2 | 35 | 0 | Crawl | 0.06 | 300 | 6 | Attic | 0.03 | 80 | 6 | 2200 | 18700 | 200 | 30.6094 | 2210 | 17.5439 | 1784 | 37.6642 | 0.85 | 91 | 91 | 91 | 91 | 0.293 | 0.3 | 0.54 | 40 | 5 | 1 | 1584 | 160 | 30.6094 | 0 | 0 | N | 0 | 0 | 0.75 | 1 | 1.75 | 2 | 1.5 | 2181.6667 | 11.8056 | Exhaust | 50 | 4 | Standard | 5 | 0 | 4.5 | 4.5 | 0 | 0 | 0 | 0 | 0 | 0
NWHZ3CZ2_2200n_25gshp_des0 | NW | HZ3CZ2_ | 3 | 421.9919 | 56.0615 | 7927.5 | 391.602 | 0.90102 | 0.3154 | 0.34429 | 0.53643 | 15638.8008 | 19821.4096 | 5913.0154 | 938.7741 | 453.8708 | 2380.8622 | 2433.9712 | 3000.6958 | 701.8278 | 37.7298 | 5.5532 | 0 | 70.3446 | 369.0056 | 45248.1208 | 55660.5436 | 39580.6292 | 33194.7312 | 650.4397 | 17792.6037 | 23583.5556 | 5442.7451 | 12 | 985.9165 | 0 | 200.75 | 0 | 0 | 0 | 0 | NWHZ3CZ2_2200n_25gshp_des0 | NWHZ3CZ2_3 | 0 | 0 | 0 | 69 | 64 | 74 | 78 | 1 | 2268 | 0 | 0.5 | 0 | GSHP20_32_150_nodesup | 2.5 | 17.4 | 1 | 2 | 35 | 0 | Crawl | 0.06 | 300 | 6 | Attic | 0.03 | 80 | 6 | 2200 | 18700 | 200 | 30.6094 | 2210 | 17.5439 | 1784 | 37.6642 | 0.85 | 91 | 91 | 91 | 91 | 0.293 | 0.3 | 0.54 | 40 | 5 | 1 | 1584 | 160 | 30.6094 | 0 | 0 | N | 0 | 0 | 0.75 | 1 | 1.75 | 2 | 1.5 | 2181.6667 | 11.8056 | Exhaust | 50 | 4 | Standard | 5 | 0 | 4.5 | 4.5 | 0 | 0 | 0 | 0 | 0 | 0
NWHZ3CZ3_2200n_25gshp_des0 | NW | HZ3CZ3_ | 3 | 421.9919 | 56.0615 | 7927.5 | 755.94 | 0.90102 | 0.3154 | 0.34429 | 0.53643 | 15638.8008 | 19821.4096 | 5913.0154 | 938.7741 | 453.8708 | 2380.8622 | 3736.9932 | 4493.4373 | 1048.3306 | 18.8411 | 1.7972 | 0 | 106.5955 | 559.1663 | 45248.1208 | 55660.5436 | 39580.6292 | 33194.7312 | 650.4397 | 18246.5754 | 23341.9479 | 5486.7146 | 12 | 985.9165 | 0 | 200.75 | 0 | 0 | 0 | 0 | NWHZ3CZ3_2200n_25gshp_des0 | NWHZ3CZ3_3 | 0 | 0 | 0 | 69 | 64 | 74 | 78 | 1 | 2268 | 0 | 0.5 | 0 | GSHP20_32_150_nodesup | 2.5 | 17.4 | 1 | 2 | 35 | 0 | Crawl | 0.06 | 300 | 6 | Attic | 0.03 | 80 | 6 | 2200 | 18700 | 200 | 30.6094 | 2210 | 17.5439 | 1784 | 37.6642 | 0.85 | 91 | 91 | 91 | 91 | 0.293 | 0.3 | 0.54 | 40 | 5 | 1 | 1584 | 160 | 30.6094 | 0 | 0 | N | 0 | 0 | 0.75 | 1 | 1.75 | 2 | 1.5 | 2181.6667 | 11.8056 | Exhaust | 50 | 4 | Standard | 5 | 0 | 4.5 | 4.5 | 0 | 0 | 0 | 0 | 0 | 0
WxHZ3CZ1_2200e_30gshp_des0 | NW | HZ3CZ1_ | 3 | 488.5237 | 56.9647 | 7927.5 | 139.9665 | 0.90102 | 0.3236 | 0.34622 | 0.55999 | 18726.4777 | 23946.9894 | 6920.1845 | 827.248 | 555.0213 | 2426.2215 | 1310.8398 | 1690.8429 | 398.3472 | 40.77 | 10.3777 | 0 | 39.1734 | 171.2429 | 48812.3169 | 61125.1737 | 41892.4825 | 34226.8362 | 780.5276 | 15392.157 | 19208.9362 | 4656.9331 | 3 | 1185.4343 | 0 | 200.75 | 0 | 0 | 0 | 0 | WxHZ3CZ1_2200e_30gshp_des0 | NWHZ3CZ1_3 | 0 | 0 | 0 | 69 | 64 | 74 | 78 | 1 | 2268 | 0 | 0.5 | 0 | GSHP20_32_150_nodesup | 3 | 17.4 | 1 | 2 | 35 | 0 | Crawl | 0.06 | 300 | 4.5 | Attic | 0.03 | 80 | 4.9 | 2200 | 18700 | 200 | 26.8 | 2210 | 11.4 | 1784 | 35 | 0.85 | 91 | 91 | 91 | 91 | 0.293 | 0.3 | 0.54 | 40 | 5 | 1 | 1584 | 160 | 26.8 | 0 | 0 | N | 0 | 0 | 0.75 | 1 | 1.75 | 2 | 1.5 | 2181.6667 | 11.8056 | Exhaust | 50 | 4 | Standard | 5 | 0 | 4.5 | 4.5 | 0 | 0 | 0 | 0 | 0 | 0
WxHZ3CZ2_2200e_30gshp_des0 | NW | HZ3CZ2_ | 3 | 488.5237 | 56.9647 | 7927.5 | 391.602 | 0.90102 | 0.3236 | 0.34622 | 0.55999 | 18726.4777 | 23946.9894 | 6920.1845 | 827.248 | 555.0213 | 2426.2215 | 2462.2408 | 3052.5871 | 715.8936 | 38.2645 | 5.5667 | 0 | 71.5306 | 312.689 | 48812.3169 | 61125.1737 | 41892.4825 | 34226.8362 | 780.5276 | 19645.6454 | 26306.9073 | 6088.1039 | 3 | 1185.4343 | 0 | 200.75 | 0 | 0 | 0 | 0 | WxHZ3CZ2_2200e_30gshp_des0 | NWHZ3CZ2_3 | 0 | 0 | 0 | 69 | 64 | 74 | 78 | 1 | 2268 | 0 | 0.5 | 0 | GSHP20_32_150_nodesup | 3 | 17.4 | 1 | 2 | 35 | 0 | Crawl | 0.06 | 300 | 4.5 | Attic | 0.03 | 80 | 4.9 | 2200 | 18700 | 200 | 26.8 | 2210 | 11.4 | 1784 | 35 | 0.85 | 91 | 91 | 91 | 91 | 0.293 | 0.3 | 0.54 | 40 | 5 | 1 | 1584 | 160 | 26.8 | 0 | 0 | N | 0 | 0 | 0.75 | 1 | 1.75 | 2 | 1.5 | 2181.6667 | 11.8056 | Exhaust | 50 | 4 | Standard | 5 | 0 | 4.5 | 4.5 | 0 | 0 | 0 | 0 | 0 | 0
WxHZ3CZ3_2200e_30gshp_des0 | NW | HZ3CZ3_ | 3 | 488.5237 | 56.9647 | 7927.5 | 755.94 | 0.90102 | 0.3236 | 0.34622 | 0.55999 | 18726.4777 | 23946.9894 | 6920.1845 | 827.248 | 555.0213 | 2426.2215 | 3861.3437 | 4675.1287 | 1093.6095 | 19.8618 | 1.8162 | 0 | 110.8234 | 484.4535 | 48812.3169 | 61125.1737 | 41892.4825 | 34226.8362 | 780.5276 | 20162.3057 | 26024.4564 | 6105.3478 | 3 | 1185.4343 | 0 | 200.75 | 0 | 0 | 0 | 0 | WxHZ3CZ3_2200e_30gshp_des0 | NWHZ3CZ3_3 | 0 | 0 | 0 | 69 | 64 | 74 | 78 | 1 | 2268 | 0 | 0.5 | 0 | GSHP20_32_150_nodesup | 3 | 17.4 | 1 | 2 | 35 | 0 | Crawl | 0.06 | 300 | 4.5 | Attic | 0.03 | 80 | 4.9 | 2200 | 18700 | 200 | 26.8 | 2210 | 11.4 | 1784 | 35 | 0.85 | 91 | 91 | 91 | 91 | 0.293 | 0.3 | 0.54 | 40 | 5 | 1 | 1584 | 160 | 26.8 | 0 | 0 | N | 0 | 0 | 0.75 | 1 | 1.75 | 2 | 1.5 | 2181.6667 | 11.8056 | Exhaust | 50 | 4 | Standard | 5 | 0 | 4.5 | 4.5 | 0 | 0 | 0 | 0 | 0 | 0
NWHZ1CZ1_2688n_25gshp_des0 | NW | HZ1CZ1_ | 3 | 439.5105 | 58.1885 | 4974.4275 | 139.9665 | 0.96894 | 0.25931 | 0.27783 | 0.37505 | 9438.4897 | 9583.0848 | 2680.3217 | 43.3143 | 233.5296 | 1225.0221 | 887.1615 | 1053.9826 | 254.2285 | 35.4951 | 14.074 | 0 | 24.5212 | 128.6302 | 36197.9084 | 36875.652 | 19298.3334 | 12771.0003 | 650.4397 | 12739.6128 | 13710.5783 | 3362.1678 | 0 | 534.7331 | 0 | 200.75 | 0 | 0 | 0 | 0 | NWHZ1CZ1_2688n_25gshp_des0 | NWHZ1CZ1_3 | 0 | 0 | 0 | 69 | 64 | 74 | 78 | 1 | 2522 | 0 | 0.5 | 0 | GSHP20_32_150_nodesup | 2.5 | 17.4 | 1 | 2 | 35 | 0 | Attic | 0.003 | 15 | 6 | Attic | 0.005 | 40 | 6 | 2688 | 22848 | 0 | 30.6094 | 1480 | 17.5439 | 1344 | 37.6642 | 0.85 | 94 | 94 | 94 | 94 | 0.293 | 0.3 | 0.54 | 40 | 5 | 4 | 1344 | 148 | 30.6094 | 0 | 0 | N | 0 | 0 | 0.75 | 0.5 | 17.857 | 6.5 | 17.857 | 2665.6 | 17 | Exhaust | 50 | 4 | Standard | 5 | 0 | 4.5 | 4.5 | 0 | 0 | 0 | 0 | 0 | 0
NWHZ1CZ2_2688n_25gshp_des0 | NW | HZ1CZ2_ | 3 | 439.5105 | 58.1885 | 4974.4275 | 391.602 | 0.96894 | 0.25931 | 0.27783 | 0.37505 | 9438.4897 | 9583.0848 | 2680.3217 | 43.3143 | 233.5296 | 1225.0221 | 1789.1509 | 1977.6203 | 475.2106 | 35.1698 | 7.4628 | 0 | 46.7501 | 245.2361 | 36197.9084 | 36875.652 | 19298.3334 | 12771.0003 | 650.4397 | 17251.7392 | 18665.2661 | 4518.8454 | 0 | 534.7331 | 0 | 200.75 | 0 | 0 | 0 | 0 | NWHZ1CZ2_2688n_25gshp_des0 | NWHZ1CZ2_3 | 0 | 0 | 0 | 69 | 64 | 74 | 78 | 1 | 2522 | 0 | 0.5 | 0 | GSHP20_32_150_nodesup | 2.5 | 17.4 | 1 | 2 | 35 | 0 | Attic | 0.003 | 15 | 6 | Attic | 0.005 | 40 | 6 | 2688 | 22848 | 0 | 30.6094 | 1480 | 17.5439 | 1344 | 37.6642 | 0.85 | 94 | 94 | 94 | 94 | 0.293 | 0.3 | 0.54 | 40 | 5 | 4 | 1344 | 148 | 30.6094 | 0 | 0 | N | 0 | 0 | 0.75 | 0.5 | 17.857 | 6.5 | 17.857 | 2665.6 | 17 | Exhaust | 50 | 4 | Standard | 5 | 0 | 4.5 | 4.5 | 0 | 0 | 0 | 0 | 0 | 0
NWHZ1CZ3_2688n_25gshp_des0 | NW | HZ1CZ3_ | 3 | 439.5105 | 58.1885 | 4974.4275 | 755.94 | 0.96894 | 0.25931 | 0.27783 | 0.37505 | 9438.4897 | 9583.0848 | 2680.3217 | 43.3143 | 233.5296 | 1225.0221 | 3032.3738 | 3175.4074 | 765.5867 | 17.3723 | 2.2691 | 0 | 76.391 | 400.723 | 36197.9084 | 36875.652 | 19298.3334 | 12771.0003 | 650.4397 | 19227.4928 | 19868.2757 | 5034.0605 | 0 | 534.7331 | 0 | 200.75 | 0 | 0 | 0 | 0 | NWHZ1CZ3_2688n_25gshp_des0 | NWHZ1CZ3_3 | 0 | 0 | 0 | 69 | 64 | 74 | 78 | 1 | 2522 | 0 | 0.5 | 0 | GSHP20_32_150_nodesup | 2.5 | 17.4 | 1 | 2 | 35 | 0 | Attic | 0.003 | 15 | 6 | Attic | 0.005 | 40 | 6 | 2688 | 22848 | 0 | 30.6094 | 1480 | 17.5439 | 1344 | 37.6642 | 0.85 | 94 | 94 | 94 | 94 | 0.293 | 0.3 | 0.54 | 40 | 5 | 4 | 1344 | 148 | 30.6094 | 0 | 0 | N | 0 | 0 | 0.75 | 0.5 | 17.857 | 6.5 | 17.857 | 2665.6 | 17 | Exhaust | 50 | 4 | Standard | 5 | 0 | 4.5 | 4.5 | 0 | 0 | 0 | 0 | 0 | 0
WxHZ1CZ1_2688e_25gshp_des0 | NW | HZ1CZ1_ | 3 | 473.9399 | 58.5451 | 4974.4275 | 139.9665 | 0.96894 | 0.25893 | 0.27586 | 0.37551 | 10537.3053 | 10722.2182 | 2992.9595 | 60.7183 | 260.4547 | 1366.2628 | 891.1564 | 1055.3304 | 254.0785 | 33.9835 | 13.522 | 0 | 24.5705 | 128.8892 | 37733.2155 | 38512.484 | 20897.806 | 14372.1577 | 650.4397 | 13390.0468 | 14409.6876 | 3524.9306 | 0 | 588.9435 | 0 | 200.75 | 0 | 0 | 0 | 0 | WxHZ1CZ1_2688e_25gshp_des0 | NWHZ1CZ1_3 | 0 | 0 | 0 | 69 | 64 | 74 | 78 | 1 | 2522 | 0 | 0.5 | 0 | GSHP20_32_150_nodesup | 2.5 | 17.4 | 1 | 2 | 35 | 0 | Attic | 0.003 | 15 | 4.5 | Attic | 0.005 | 40 | 4.9 | 2688 | 22848 | 0 | 26.8 | 1480 | 11.4 | 1344 | 35 | 0.85 | 94 | 94 | 94 | 94 | 0.293 | 0.3 | 0.54 | 40 | 5 | 4 | 1344 | 148 | 26.8 | 0 | 0 | N | 0 | 0 | 0.75 | 0.5 | 17.857 | 6.5 | 17.857 | 2665.6 | 17 | Exhaust | 50 | 4 | Standard | 5 | 0 | 4.5 | 4.5 | 0 | 0 | 0 | 0 | 0 | 0
WxHZ1CZ2_2688e_25gshp_des0 | NW | HZ1CZ2_ | 3 | 473.9399 | 58.5451 | 4974.4275 | 391.602 | 0.96894 | 0.25893 | 0.27586 | 0.37551 | 10537.3053 | 10722.2182 | 2992.9595 | 60.7183 | 260.4547 | 1366.2628 | 1835.0418 | 2026.4746 | 485.6993 | 33.8687 | 7.0846 | 0 | 47.9247 | 251.3977 | 37733.2155 | 38512.484 | 20897.806 | 14372.1577 | 650.4397 | 18069.6489 | 19578.6852 | 4728.1444 | 0 | 588.9435 | 0 | 200.75 | 0 | 0 | 0 | 0 | WxHZ1CZ2_2688e_25gshp_des0 | NWHZ1CZ2_3 | 0 | 0 | 0 | 69 | 64 | 74 | 78 | 1 | 2522 | 0 | 0.5 | 0 | GSHP20_32_150_nodesup | 2.5 | 17.4 | 1 | 2 | 35 | 0 | Attic | 0.003 | 15 | 4.5 | Attic | 0.005 | 40 | 4.9 | 2688 | 22848 | 0 | 26.8 | 1480 | 11.4 | 1344 | 35 | 0.85 | 94 | 94 | 94 | 94 | 0.293 | 0.3 | 0.54 | 40 | 5 | 4 | 1344 | 148 | 26.8 | 0 | 0 | N | 0 | 0 | 0.75 | 0.5 | 17.857 | 6.5 | 17.857 | 2665.6 | 17 | Exhaust | 50 | 4 | Standard | 5 | 0 | 4.5 | 4.5 | 0 | 0 | 0 | 0 | 0 | 0
WxHZ1CZ3_2688e_25gshp_des0 | NW | HZ1CZ3_ | 3 | 473.9399 | 58.5451 | 4974.4275 | 755.94 | 0.96894 | 0.25893 | 0.27586 | 0.37551 | 10537.3053 | 10722.2182 | 2992.9595 | 60.7183 | 260.4547 | 1366.2628 | 3130.3086 | 3285.7982 | 789.355 | 16.6524 | 2.1096 | 0 | 79.0268 | 414.5497 | 37733.2155 | 38512.484 | 20897.806 | 14372.1577 | 650.4397 | 20210.6514 | 20997.7315 | 5294.5262 | 0 | 588.9435 | 0 | 200.75 | 0 | 0 | 0 | 0 | WxHZ1CZ3_2688e_25gshp_des0 | NWHZ1CZ3_3 | 0 | 0 | 0 | 69 | 64 | 74 | 78 | 1 | 2522 | 0 | 0.5 | 0 | GSHP20_32_150_nodesup | 2.5 | 17.4 | 1 | 2 | 35 | 0 | Attic | 0.003 | 15 | 4.5 | Attic | 0.005 | 40 | 4.9 | 2688 | 22848 | 0 | 26.8 | 1480 | 11.4 | 1344 | 35 | 0.85 | 94 | 94 | 94 | 94 | 0.293 | 0.3 | 0.54 | 40 | 5 | 4 | 1344 | 148 | 26.8 | 0 | 0 | N | 0 | 0 | 0.75 | 0.5 | 17.857 | 6.5 | 17.857 | 2665.6 | 17 | Exhaust | 50 | 4 | Standard | 5 | 0 | 4.5 | 4.5 | 0 | 0 | 0 | 0 | 0 | 0
NWHZ2CZ1_2688n_25gshp_des0 | NW | HZ2CZ1_ | 3 | 445.5174 | 57.0718 | 6644.9655 | 139.9665 | 0.91801 | 0.289 | 0.30869 | 0.42658 | 13973.6308 | 14203.0567 | 3974.2949 | 144.2083 | 342.6204 | 1797.2778 | 887.1615 | 1053.9826 | 254.2285 | 35.4951 | 14.074 | 0 | 24.5212 | 128.6302 | 42145.7953 | 42859.6736 | 23979.5246 | 17384.2522 | 650.4397 | 12739.6128 | 13710.5783 | 3362.1678 | 0 | 760.8789 | 0 | 200.75 | 0 | 0 | 0 | 0 | NWHZ2CZ1_2688n_25gshp_des0 | NWHZ2CZ1_3 | 0 | 0 | 0 | 69 | 64 | 74 | 78 | 1 | 2522 | 0 | 0.5 | 0 | GSHP20_32_150_nodesup | 2.5 | 17.4 | 1 | 2 | 35 | 0 | Attic | 0.003 | 15 | 6 | Attic | 0.005 | 40 | 6 | 2688 | 22848 | 0 | 30.6094 | 1480 | 17.5439 | 1344 | 37.6642 | 0.85 | 94 | 94 | 94 | 94 | 0.293 | 0.3 | 0.54 | 40 | 5 | 4 | 1344 | 148 | 30.6094 | 0 | 0 | N | 0 | 0 | 0.75 | 0.5 | 17.857 | 6.5 | 17.857 | 2665.6 | 17 | Exhaust | 50 | 4 | Standard | 5 | 0 | 4.5 | 4.5 | 0 | 0 | 0 | 0 | 0 | 0
NWHZ2CZ2_2688n_25gshp_des0 | NW | HZ2CZ2_ | 3 | 445.5174 | 57.0718 | 6644.9655 | 391.602 | 0.91801 | 0.289 | 0.30869 | 0.42658 | 13973.6308 | 14203.0567 | 3974.2949 | 144.2083 | 342.6204 | 1797.2778 | 1789.1509 | 1977.6203 | 475.2106 | 35.1698 | 7.4628 | 0 | 46.7501 | 245.2361 | 42145.7953 | 42859.6736 | 23979.5246 | 17384.2522 | 650.4397 | 17251.7392 | 18665.2661 | 4518.8454 | 0 | 760.8789 | 0 | 200.75 | 0 | 0 | 0 | 0 | NWHZ2CZ2_2688n_25gshp_des0 | NWHZ2CZ2_3 | 0 | 0 | 0 | 69 | 64 | 74 | 78 | 1 | 2522 | 0 | 0.5 | 0 | GSHP20_32_150_nodesup | 2.5 | 17.4 | 1 | 2 | 35 | 0 | Attic | 0.003 | 15 | 6 | Attic | 0.005 | 40 | 6 | 2688 | 22848 | 0 | 30.6094 | 1480 | 17.5439 | 1344 | 37.6642 | 0.85 | 94 | 94 | 94 | 94 | 0.293 | 0.3 | 0.54 | 40 | 5 | 4 | 1344 | 148 | 30.6094 | 0 | 0 | N | 0 | 0 | 0.75 | 0.5 | 17.857 | 6.5 | 17.857 | 2665.6 | 17 | Exhaust | 50 | 4 | Standard | 5 | 0 | 4.5 | 4.5 | 0 | 0 | 0 | 0 | 0 | 0
NWHZ2CZ3_2688n_25gshp_des0 | NW | HZ2CZ3_ | 3 | 445.5174 | 57.0718 | 6644.9655 | 755.94 | 0.91801 | 0.289 | 0.30869 | 0.42658 | 13973.6308 | 14203.0567 | 3974.2949 | 144.2083 | 342.6204 | 1797.2778 | 3032.3738 | 3175.4074 | 765.5867 | 17.3723 | 2.2691 | 0 | 76.391 | 400.723 | 42145.7953 | 42859.6736 | 23979.5246 | 17384.2522 | 650.4397 | 19227.4928 | 19868.2757 | 5034.0605 | 0 | 760.8789 | 0 | 200.75 | 0 | 0 | 0 | 0 | NWHZ2CZ3_2688n_25gshp_des0 | NWHZ2CZ3_3 | 0 | 0 | 0 | 69 | 64 | 74 | 78 | 1 | 2522 | 0 | 0.5 | 0 | GSHP20_32_150_nodesup | 2.5 | 17.4 | 1 | 2 | 35 | 0 | Attic | 0.003 | 15 | 6 | Attic | 0.005 | 40 | 6 | 2688 | 22848 | 0 | 30.6094 | 1480 | 17.5439 | 1344 | 37.6642 | 0.85 | 94 | 94 | 94 | 94 | 0.293 | 0.3 | 0.54 | 40 | 5 | 4 | 1344 | 148 | 30.6094 | 0 | 0 | N | 0 | 0 | 0.75 | 0.5 | 17.857 | 6.5 | 17.857 | 2665.6 | 17 | Exhaust | 50 | 4 | Standard | 5 | 0 | 4.5 | 4.5 | 0 | 0 | 0 | 0 | 0 | 0
WxHZ2CZ1_2688e_25gshp_des0 | NW | HZ2CZ1_ | 3 | 480.0319 | 57.4996 | 6644.9655 | 139.9665 | 0.91801 | 0.28885 | 0.30684 | 0.42702 | 15424.6585 | 15715.4112 | 4405.8354 | 202.7532 | 377.2692 | 1979.0342 | 891.1564 | 1055.3304 | 254.0785 | 33.9835 | 13.522 | 0 | 24.5705 | 128.8892 | 44025.47 | 44848.3714 | 25943.0515 | 19349.7 | 650.4397 | 13390.0468 | 14409.6876 | 3524.9306 | 0 | 831.8523 | 0 | 200.75 | 0 | 0 | 0 | 0 | WxHZ2CZ1_2688e_25gshp_des0 | NWHZ2CZ1_3 | 0 | 0 | 0 | 69 | 64 | 74 | 78 | 1 | 2522 | 0 | 0.5 | 0 | GSHP20_32_150_nodesup | 2.5 | 17.4 | 1 | 2 | 35 | 0 | Attic | 0.003 | 15 | 4.5 | Attic | 0.005 | 40 | 4.9 | 2688 | 22848 | 0 | 26.8 | 1480 | 11.4 | 1344 | 35 | 0.85 | 94 | 94 | 94 | 94 | 0.293 | 0.3 | 0.54 | 40 | 5 | 4 | 1344 | 148 | 26.8 | 0 | 0 | N | 0 | 0 | 0.75 | 0.5 | 17.857 | 6.5 | 17.857 | 2665.6 | 17 | Exhaust | 50 | 4 | Standard | 5 | 0 | 4.5 | 4.5 | 0 | 0 | 0 | 0 | 0 | 0
WxHZ2CZ2_2688e_25gshp_des0 | NW | HZ2CZ2_ | 3 | 480.0319 | 57.4996 | 6644.9655 | 391.602 | 0.91801 | 0.28885 | 0.30684 | 0.42702 | 15424.6585 | 15715.4112 | 4405.8354 | 202.7532 | 377.2692 | 1979.0342 | 1835.0418 | 2026.4746 | 485.6993 | 33.8687 | 7.0846 | 0 | 47.9247 | 251.3977 | 44025.47 | 44848.3714 | 25943.0515 | 19349.7 | 650.4397 | 18069.6489 | 19578.6852 | 4728.1444 | 0 | 831.8523 | 0 | 200.75 | 0 | 0 | 0 | 0 | WxHZ2CZ2_2688e_25gshp_des0 | NWHZ2CZ2_3 | 0 | 0 | 0 | 69 | 64 | 74 | 78 | 1 | 2522 | 0 | 0.5 | 0 | GSHP20_32_150_nodesup | 2.5 | 17.4 | 1 | 2 | 35 | 0 | Attic | 0.003 | 15 | 4.5 | Attic | 0.005 | 40 | 4.9 | 2688 | 22848 | 0 | 26.8 | 1480 | 11.4 | 1344 | 35 | 0.85 | 94 | 94 | 94 | 94 | 0.293 | 0.3 | 0.54 | 40 | 5 | 4 | 1344 | 148 | 26.8 | 0 | 0 | N | 0 | 0 | 0.75 | 0.5 | 17.857 | 6.5 | 17.857 | 2665.6 | 17 | Exhaust | 50 | 4 | Standard | 5 | 0 | 4.5 | 4.5 | 0 | 0 | 0 | 0 | 0 | 0
WxHZ2CZ3_2688e_25gshp_des0 | NW | HZ2CZ3_ | 3 | 480.0319 | 57.4996 | 6644.9655 | 755.94 | 0.91801 | 0.28885 | 0.30684 | 0.42702 | 15424.6585 | 15715.4112 | 4405.8354 | 202.7532 | 377.2692 | 1979.0342 | 3130.3086 | 3285.7982 | 789.355 | 16.6524 | 2.1096 | 0 | 79.0268 | 414.5497 | 44025.47 | 44848.3714 | 25943.0515 | 19349.7 | 650.4397 | 20210.6514 | 20997.7315 | 5294.5262 | 0 | 831.8523 | 0 | 200.75 | 0 | 0 | 0 | 0 | WxHZ2CZ3_2688e_25gshp_des0 | NWHZ2CZ3_3 | 0 | 0 | 0 | 69 | 64 | 74 | 78 | 1 | 2522 | 0 | 0.5 | 0 | GSHP20_32_150_nodesup | 2.5 | 17.4 | 1 | 2 | 35 | 0 | Attic | 0.003 | 15 | 4.5 | Attic | 0.005 | 40 | 4.9 | 2688 | 22848 | 0 | 26.8 | 1480 | 11.4 | 1344 | 35 | 0.85 | 94 | 94 | 94 | 94 | 0.293 | 0.3 | 0.54 | 40 | 5 | 4 | 1344 | 148 | 26.8 | 0 | 0 | N | 0 | 0 | 0.75 | 0.5 | 17.857 | 6.5 | 17.857 | 2665.6 | 17 | Exhaust | 50 | 4 | Standard | 5 | 0 | 4.5 | 4.5 | 0 | 0 | 0 | 0 | 0 | 0
NWHZ3CZ1_2688n_25gshp_des0 | NW | HZ3CZ1_ | 3 | 438.5487 | 56.6155 | 7927.5 | 139.9665 | 0.90102 | 0.27953 | 0.29578 | 0.44073 | 17409.7346 | 17695.625 | 5016.9459 | 341.6901 | 420.13 | 2203.8686 | 887.1615 | 1053.9826 | 254.2285 | 35.4951 | 14.074 | 0 | 24.5212 | 128.6302 | 46175.5173 | 46954.6868 | 31024.5748 | 24547.7207 | 650.4397 | 12739.6128 | 13710.5783 | 3362.1678 | 0 | 880.4188 | 0 | 200.75 | 0 | 0 | 0 | 0 | NWHZ3CZ1_2688n_25gshp_des0 | NWHZ3CZ1_3 | 0 | 0 | 0 | 69 | 64 | 74 | 78 | 1 | 2522 | 0 | 0.5 | 0 | GSHP20_32_150_nodesup | 2.5 | 17.4 | 1 | 2 | 35 | 0 | Attic | 0.003 | 15 | 6 | Attic | 0.005 | 40 | 6 | 2688 | 22848 | 0 | 30.6094 | 1480 | 17.5439 | 1344 | 37.6642 | 0.85 | 94 | 94 | 94 | 94 | 0.293 | 0.3 | 0.54 | 40 | 5 | 4 | 1344 | 148 | 30.6094 | 0 | 0 | N | 0 | 0 | 0.75 | 0.5 | 17.857 | 6.5 | 17.857 | 2665.6 | 17 | Exhaust | 50 | 4 | Standard | 5 | 0 | 4.5 | 4.5 | 0 | 0 | 0 | 0 | 0 | 0
NWHZ3CZ2_2688n_25gshp_des0 | NW | HZ3CZ2_ | 3 | 438.5487 | 56.6155 | 7927.5 | 391.602 | 0.90102 | 0.27953 | 0.29578 | 0.44073 | 17409.7346 | 17695.625 | 5016.9459 | 341.6901 | 420.13 | 2203.8686 | 1789.1509 | 1977.6203 | 475.2106 | 35.1698 | 7.4628 | 0 | 46.7501 | 245.2361 | 46175.5173 | 46954.6868 | 31024.5748 | 24547.7207 | 650.4397 | 17251.7392 | 18665.2661 | 4518.8454 | 0 | 880.4188 | 0 | 200.75 | 0 | 0 | 0 | 0 | NWHZ3CZ2_2688n_25gshp_des0 | NWHZ3CZ2_3 | 0 | 0 | 0 | 69 | 64 | 74 | 78 | 1 | 2522 | 0 | 0.5 | 0 | GSHP20_32_150_nodesup | 2.5 | 17.4 | 1 | 2 | 35 | 0 | Attic | 0.003 | 15 | 6 | Attic | 0.005 | 40 | 6 | 2688 | 22848 | 0 | 30.6094 | 1480 | 17.5439 | 1344 | 37.6642 | 0.85 | 94 | 94 | 94 | 94 | 0.293 | 0.3 | 0.54 | 40 | 5 | 4 | 1344 | 148 | 30.6094 | 0 | 0 | N | 0 | 0 | 0.75 | 0.5 | 17.857 | 6.5 | 17.857 | 2665.6 | 17 | Exhaust | 50 | 4 | Standard | 5 | 0 | 4.5 | 4.5 | 0 | 0 | 0 | 0 | 0 | 0
NWHZ3CZ3_2688n_25gshp_des0 | NW | HZ3CZ3_ | 3 | 438.5487 | 56.6155 | 7927.5 | 755.94 | 0.90102 | 0.27953 | 0.29578 | 0.44073 | 17409.7346 | 17695.625 | 5016.9459 | 341.6901 | 420.13 | 2203.8686 | 3032.3738 | 3175.4074 | 765.5867 | 17.3723 | 2.2691 | 0 | 76.391 | 400.723 | 46175.5173 | 46954.6868 | 31024.5748 | 24547.7207 | 650.4397 | 19227.4928 | 19868.2757 | 5034.0605 | 0 | 880.4188 | 0 | 200.75 | 0 | 0 | 0 | 0 | NWHZ3CZ3_2688n_25gshp_des0 | NWHZ3CZ3_3 | 0 | 0 | 0 | 69 | 64 | 74 | 78 | 1 | 2522 | 0 | 0.5 | 0 | GSHP20_32_150_nodesup | 2.5 | 17.4 | 1 | 2 | 35 | 0 | Attic | 0.003 | 15 | 6 | Attic | 0.005 | 40 | 6 | 2688 | 22848 | 0 | 30.6094 | 1480 | 17.5439 | 1344 | 37.6642 | 0.85 | 94 | 94 | 94 | 94 | 0.293 | 0.3 | 0.54 | 40 | 5 | 4 | 1344 | 148 | 30.6094 | 0 | 0 | N | 0 | 0 | 0.75 | 0.5 | 17.857 | 6.5 | 17.857 | 2665.6 | 17 | Exhaust | 50 | 4 | Standard | 5 | 0 | 4.5 | 4.5 | 0 | 0 | 0 | 0 | 0 | 0
WxHZ3CZ1_2688e_25gshp_des0 | NW | HZ3CZ1_ | 3 | 472.4507 | 57.1255 | 7927.5 | 139.9665 | 0.90102 | 0.27931 | 0.29225 | 0.44106 | 19139.9733 | 19500.8228 | 5568.6017 | 471.6966 | 459.5591 | 2410.7012 | 891.1564 | 1055.3304 | 254.0785 | 33.9835 | 13.522 | 0 | 24.5705 | 128.8892 | 47762.3593 | 48657.9006 | 32756.7952 | 26283.7147 | 650.4397 | 13390.0468 | 14409.6876 | 3524.9306 | 0 | 959.662 | 0 | 200.75 | 0 | 0 | 0 | 0 | WxHZ3CZ1_2688e_25gshp_des0 | NWHZ3CZ1_3 | 0 | 0 | 0 | 69 | 64 | 74 | 78 | 1 | 2522 | 0 | 0.5 | 0 | GSHP20_32_150_nodesup | 2.5 | 17.4 | 1 | 2 | 35 | 0 | Attic | 0.003 | 15 | 4.5 | Attic | 0.005 | 40 | 4.9 | 2688 | 22848 | 0 | 26.8 | 1480 | 11.4 | 1344 | 35 | 0.85 | 94 | 94 | 94 | 94 | 0.293 | 0.3 | 0.54 | 40 | 5 | 4 | 1344 | 148 | 26.8 | 0 | 0 | N | 0 | 0 | 0.75 | 0.5 | 17.857 | 6.5 | 17.857 | 2665.6 | 17 | Exhaust | 50 | 4 | Standard | 5 | 0 | 4.5 | 4.5 | 0 | 0 | 0 | 0 | 0 | 0
WxHZ3CZ2_2688e_25gshp_des0 | NW | HZ3CZ2_ | 3 | 472.4507 | 57.1255 | 7927.5 | 391.602 | 0.90102 | 0.27931 | 0.29225 | 0.44106 | 19139.9733 | 19500.8228 | 5568.6017 | 471.6966 | 459.5591 | 2410.7012 | 1835.0418 | 2026.4746 | 485.6993 | 33.8687 | 7.0846 | 0 | 47.9247 | 251.3977 | 47762.3593 | 48657.9006 | 32756.7952 | 26283.7147 | 650.4397 | 18069.6489 | 19578.6852 | 4728.1444 | 0 | 959.662 | 0 | 200.75 | 0 | 0 | 0 | 0 | WxHZ3CZ2_2688e_25gshp_des0 | NWHZ3CZ2_3 | 0 | 0 | 0 | 69 | 64 | 74 | 78 | 1 | 2522 | 0 | 0.5 | 0 | GSHP20_32_150_nodesup | 2.5 | 17.4 | 1 | 2 | 35 | 0 | Attic | 0.003 | 15 | 4.5 | Attic | 0.005 | 40 | 4.9 | 2688 | 22848 | 0 | 26.8 | 1480 | 11.4 | 1344 | 35 | 0.85 | 94 | 94 | 94 | 94 | 0.293 | 0.3 | 0.54 | 40 | 5 | 4 | 1344 | 148 | 26.8 | 0 | 0 | N | 0 | 0 | 0.75 | 0.5 | 17.857 | 6.5 | 17.857 | 2665.6 | 17 | Exhaust | 50 | 4 | Standard | 5 | 0 | 4.5 | 4.5 | 0 | 0 | 0 | 0 | 0 | 0
WxHZ3CZ3_2688e_25gshp_des0 | NW | HZ3CZ3_ | 3 | 472.4507 | 57.1255 | 7927.5 | 755.94 | 0.90102 | 0.27931 | 0.29225 | 0.44106 | 19139.9733 | 19500.8228 | 5568.6017 | 471.6966 | 459.5591 | 2410.7012 | 3130.3086 | 3285.7982 | 789.355 | 16.6524 | 2.1096 | 0 | 79.0268 | 414.5497 | 47762.3593 | 48657.9006 | 32756.7952 | 26283.7147 | 650.4397 | 20210.6514 | 20997.7315 | 5294.5262 | 0 | 959.662 | 0 | 200.75 | 0 | 0 | 0 | 0 | WxHZ3CZ3_2688e_25gshp_des0 | NWHZ3CZ3_3 | 0 | 0 | 0 | 69 | 64 | 74 | 78 | 1 | 2522 | 0 | 0.5 | 0 | GSHP20_32_150_nodesup | 2.5 | 17.4 | 1 | 2 | 35 | 0 | Attic | 0.003 | 15 | 4.5 | Attic | 0.005 | 40 | 4.9 | 2688 | 22848 | 0 | 26.8 | 1480 | 11.4 | 1344 | 35 | 0.85 | 94 | 94 | 94 | 94 | 0.293 | 0.3 | 0.54 | 40 | 5 | 4 | 1344 | 148 | 26.8 | 0 | 0 | N | 0 | 0 | 0.75 | 0.5 | 17.857 | 6.5 | 17.857 | 2665.6 | 17 | Exhaust | 50 | 4 | Standard | 5 | 0 | 4.5 | 4.5 | 0 | 0 | 0 | 0 | 0 | 0
NWHZ1CZ1_5000n_35gshp_des0 | NW | HZ1CZ1_ | 3 | 763.9256 | 58.5649 | 4974.4275 | 139.9665 | 0.96894 | 0.3173 | 0.34165 | 0.50444 | 18856.9493 | 19556.4204 | 5614.2247 | 464.1144 | 463.7217 | 1737.5262 | 1565.4039 | 1822.7976 | 434.8234 | 38.005 | 8.8889 | 0 | 42.6254 | 159.7139 | 73021.0852 | 75763.3278 | 50806.7352 | 41669.9816 | 910.6155 | 24469.4193 | 26949.1465 | 6445.4471 | 40.8 | 1046.469 | 0 | 200.75 | 0 | 0 | 0 | 0 | NWHZ1CZ1_5000n_35gshp_des0 | NWHZ1CZ1_3 | 0 | 0 | 0 | 69 | 64 | 74 | 78 | 1 | 3099 | 0 | 0.5 | 0 | GSHP20_32_150_nodesup | 3.5 | 17.4 | 1 | 2 | 35 | 0 | Attic | 0.02 | 0 | 6 | Attic | 0.03 | 60 | 6 | 5000 | 40100 | 200 | 30.6094 | 2788 | 17.5439 | 1800 | 37.6642 | 0.85 | 187.5 | 187.5 | 187.5 | 187.5 | 0.293 | 0.3 | 0.54 | 40 | 5 | 4 | 1600 | 164 | 30.6094 | 0 | 0 | N | 0 | 0 | 0.75 | 0.5 | 17.857 | 6.5 | 17.857 | 4678.3333 | 26.5625 | Exhaust | 50 | 4 | Standard | 5 | 0 | 4.5 | 4.5 | 0 | 0 | 0 | 0 | 0 | 0
NWHZ1CZ2_5000n_35gshp_des0 | NW | HZ1CZ2_ | 3 | 763.9256 | 58.5649 | 4974.4275 | 391.602 | 0.96894 | 0.3173 | 0.34165 | 0.50444 | 18856.9493 | 19556.4204 | 5614.2247 | 464.1144 | 463.7217 | 1737.5262 | 3214.2092 | 3579.364 | 850.3015 | 36.3942 | 4.4777 | 0 | 85.1793 | 319.1596 | 73021.0852 | 75763.3278 | 50806.7352 | 41669.9816 | 910.6155 | 32652.5493 | 36906.5542 | 8647.7728 | 40.8 | 1046.469 | 0 | 200.75 | 0 | 0 | 0 | 0 | NWHZ1CZ2_5000n_35gshp_des0 | NWHZ1CZ2_3 | 0 | 0 | 0 | 69 | 64 | 74 | 78 | 1 | 3099 | 0 | 0.5 | 0 | GSHP20_32_150_nodesup | 3.5 | 17.4 | 1 | 2 | 35 | 0 | Attic | 0.02 | 0 | 6 | Attic | 0.03 | 60 | 6 | 5000 | 40100 | 200 | 30.6094 | 2788 | 17.5439 | 1800 | 37.6642 | 0.85 | 187.5 | 187.5 | 187.5 | 187.5 | 0.293 | 0.3 | 0.54 | 40 | 5 | 4 | 1600 | 164 | 30.6094 | 0 | 0 | N | 0 | 0 | 0.75 | 0.5 | 17.857 | 6.5 | 17.857 | 4678.3333 | 26.5625 | Exhaust | 50 | 4 | Standard | 5 | 0 | 4.5 | 4.5 | 0 | 0 | 0 | 0 | 0 | 0
NWHZ1CZ3_5000n_35gshp_des0 | NW | HZ1CZ3_ | 3 | 763.9256 | 58.5649 | 4974.4275 | 755.94 | 0.96894 | 0.3173 | 0.34165 | 0.50444 | 18856.9493 | 19556.4204 | 5614.2247 | 464.1144 | 463.7217 | 1737.5262 | 5415.0854 | 5835.624 | 1391.289 | 12.4398 | 0.89412 | 0 | 141.7309 | 531.0536 | 73021.0852 | 75763.3278 | 50806.7352 | 41669.9816 | 910.6155 | 33299.5372 | 36747.497 | 8913.1093 | 40.8 | 1046.469 | 0 | 200.75 | 0 | 0 | 0 | 0 | NWHZ1CZ3_5000n_35gshp_des0 | NWHZ1CZ3_3 | 0 | 0 | 0 | 69 | 64 | 74 | 78 | 1 | 3099 | 0 | 0.5 | 0 | GSHP20_32_150_nodesup | 3.5 | 17.4 | 1 | 2 | 35 | 0 | Attic | 0.02 | 0 | 6 | Attic | 0.03 | 60 | 6 | 5000 | 40100 | 200 | 30.6094 | 2788 | 17.5439 | 1800 | 37.6642 | 0.85 | 187.5 | 187.5 | 187.5 | 187.5 | 0.293 | 0.3 | 0.54 | 40 | 5 | 4 | 1600 | 164 | 30.6094 | 0 | 0 | N | 0 | 0 | 0.75 | 0.5 | 17.857 | 6.5 | 17.857 | 4678.3333 | 26.5625 | Exhaust | 50 | 4 | Standard | 5 | 0 | 4.5 | 4.5 | 0 | 0 | 0 | 0 | 0 | 0
WxHZ1CZ1_5000e_40gshp_des0 | NW | HZ1CZ1_ | 3 | 826.942 | 58.9223 | 4974.4275 | 139.9665 | 0.96894 | 0.31771 | 0.33786 | 0.50831 | 20989.8115 | 21774.7664 | 6152.2482 | 366.419 | 519.4065 | 1702.9009 | 1596.8462 | 1862.0304 | 444.8637 | 39.2655 | 9.0029 | 0 | 43.5264 | 142.7034 | 75894.7819 | 78881.3523 | 50434.4791 | 39992.7226 | 1040.7035 | 25790.5799 | 28446.2025 | 6838.5196 | 22.1 | 1159.8791 | 0 | 200.75 | 0 | 0 | 0 | 0 | WxHZ1CZ1_5000e_40gshp_des0 | NWHZ1CZ1_3 | 0 | 0 | 0 | 69 | 64 | 74 | 78 | 1 | 3099 | 0 | 0.5 | 0 | GSHP20_32_150_nodesup | 4 | 17.4 | 1 | 2 | 35 | 0 | Attic | 0.02 | 0 | 4.5 | Attic | 0.03 | 60 | 4.9 | 5000 | 40100 | 200 | 26.8 | 2788 | 11.4 | 1800 | 35 | 0.85 | 187.5 | 187.5 | 187.5 | 187.5 | 0.293 | 0.3 | 0.54 | 40 | 5 | 4 | 1600 | 164 | 26.8 | 0 | 0 | N | 0 | 0 | 0.75 | 0.5 | 17.857 | 6.5 | 17.857 | 4678.3333 | 26.5625 | Exhaust | 50 | 4 | Standard | 5 | 0 | 4.5 | 4.5 | 0 | 0 | 0 | 0 | 0 | 0
WxHZ1CZ2_5000e_40gshp_des0 | NW | HZ1CZ2_ | 3 | 826.942 | 58.9223 | 4974.4275 | 391.602 | 0.96894 | 0.31771 | 0.33786 | 0.50831 | 20989.8115 | 21774.7664 | 6152.2482 | 366.419 | 519.4065 | 1702.9009 | 3321.2386 | 3701.3894 | 881.2822 | 37.8978 | 4.5235 | 0 | 88.0591 | 288.7063 | 75894.7819 | 78881.3523 | 50434.4791 | 39992.7226 | 1040.7035 | 34669.5448 | 39332.8551 | 9303.826 | 22.1 | 1159.8791 | 0 | 200.75 | 0 | 0 | 0 | 0 | WxHZ1CZ2_5000e_40gshp_des0 | NWHZ1CZ2_3 | 0 | 0 | 0 | 69 | 64 | 74 | 78 | 1 | 3099 | 0 | 0.5 | 0 | GSHP20_32_150_nodesup | 4 | 17.4 | 1 | 2 | 35 | 0 | Attic | 0.02 | 0 | 4.5 | Attic | 0.03 | 60 | 4.9 | 5000 | 40100 | 200 | 26.8 | 2788 | 11.4 | 1800 | 35 | 0.85 | 187.5 | 187.5 | 187.5 | 187.5 | 0.293 | 0.3 | 0.54 | 40 | 5 | 4 | 1600 | 164 | 26.8 | 0 | 0 | N | 0 | 0 | 0.75 | 0.5 | 17.857 | 6.5 | 17.857 | 4678.3333 | 26.5625 | Exhaust | 50 | 4 | Standard | 5 | 0 | 4.5 | 4.5 | 0 | 0 | 0 | 0 | 0 | 0
WxHZ1CZ3_5000e_40gshp_des0 | NW | HZ1CZ3_ | 3 | 826.942 | 58.9223 | 4974.4275 | 755.94 | 0.96894 | 0.31771 | 0.33786 | 0.50831 | 20989.8115 | 21774.7664 | 6152.2482 | 366.419 | 519.4065 | 1702.9009 | 5623.3455 | 6064.2103 | 1449.8879 | 12.9648 | 0.89419 | 0 | 147.2406 | 482.7357 | 75894.7819 | 78881.3523 | 50434.4791 | 39992.7226 | 1040.7035 | 37296.6192 | 40736.0737 | 10174.6255 | 22.1 | 1159.8791 | 0 | 200.75 | 0 | 0 | 0 | 0 | WxHZ1CZ3_5000e_40gshp_des0 | NWHZ1CZ3_3 | 0 | 0 | 0 | 69 | 64 | 74 | 78 | 1 | 3099 | 0 | 0.5 | 0 | GSHP20_32_150_nodesup | 4 | 17.4 | 1 | 2 | 35 | 0 | Attic | 0.02 | 0 | 4.5 | Attic | 0.03 | 60 | 4.9 | 5000 | 40100 | 200 | 26.8 | 2788 | 11.4 | 1800 | 35 | 0.85 | 187.5 | 187.5 | 187.5 | 187.5 | 0.293 | 0.3 | 0.54 | 40 | 5 | 4 | 1600 | 164 | 26.8 | 0 | 0 | N | 0 | 0 | 0.75 | 0.5 | 17.857 | 6.5 | 17.857 | 4678.3333 | 26.5625 | Exhaust | 50 | 4 | Standard | 5 | 0 | 4.5 | 4.5 | 0 | 0 | 0 | 0 | 0 | 0
NWHZ2CZ1_5000n_35gshp_des0 | NW | HZ2CZ1_ | 3 | 780.6832 | 57.3554 | 6644.9655 | 139.9665 | 0.91801 | 0.35831 | 0.38518 | 0.57955 | 27350.5782 | 28355.9587 | 8530.3564 | 1357.9269 | 652.1822 | 2443.6721 | 1565.4039 | 1822.7976 | 434.8234 | 38.005 | 8.8889 | 0 | 42.6254 | 159.7139 | 85278.0168 | 88041.2243 | 61343.18 | 52072.7262 | 910.6155 | 24469.4193 | 26949.1465 | 6445.4471 | 32.45 | 1446.4149 | 0 | 200.75 | 0 | 0 | 0 | 0 | NWHZ2CZ1_5000n_35gshp_des0 | NWHZ2CZ1_3 | 0 | 0 | 0 | 69 | 64 | 74 | 78 | 1 | 3099 | 0 | 0.5 | 0 | GSHP20_32_150_nodesup | 3.5 | 17.4 | 1 | 2 | 35 | 0 | Attic | 0.02 | 0 | 6 | Attic | 0.03 | 60 | 6 | 5000 | 40100 | 200 | 30.6094 | 2788 | 17.5439 | 1800 | 37.6642 | 0.85 | 187.5 | 187.5 | 187.5 | 187.5 | 0.293 | 0.3 | 0.54 | 40 | 5 | 4 | 1600 | 164 | 30.6094 | 0 | 0 | N | 0 | 0 | 0.75 | 0.5 | 17.857 | 6.5 | 17.857 | 4678.3333 | 26.5625 | Exhaust | 50 | 4 | Standard | 5 | 0 | 4.5 | 4.5 | 0 | 0 | 0 | 0 | 0 | 0
NWHZ2CZ2_5000n_35gshp_des0 | NW | HZ2CZ2_ | 3 | 780.6832 | 57.3554 | 6644.9655 | 391.602 | 0.91801 | 0.35831 | 0.38518 | 0.57955 | 27350.5782 | 28355.9587 | 8530.3564 | 1357.9269 | 652.1822 | 2443.6721 | 3214.2092 | 3579.364 | 850.3015 | 36.3942 | 4.4777 | 0 | 85.1793 | 319.1596 | 85278.0168 | 88041.2243 | 61343.18 | 52072.7262 | 910.6155 | 32652.5493 | 36906.5542 | 8647.7728 | 32.45 | 1446.4149 | 0 | 200.75 | 0 | 0 | 0 | 0 | NWHZ2CZ2_5000n_35gshp_des0 | NWHZ2CZ2_3 | 0 | 0 | 0 | 69 | 64 | 74 | 78 | 1 | 3099 | 0 | 0.5 | 0 | GSHP20_32_150_nodesup | 3.5 | 17.4 | 1 | 2 | 35 | 0 | Attic | 0.02 | 0 | 6 | Attic | 0.03 | 60 | 6 | 5000 | 40100 | 200 | 30.6094 | 2788 | 17.5439 | 1800 | 37.6642 | 0.85 | 187.5 | 187.5 | 187.5 | 187.5 | 0.293 | 0.3 | 0.54 | 40 | 5 | 4 | 1600 | 164 | 30.6094 | 0 | 0 | N | 0 | 0 | 0.75 | 0.5 | 17.857 | 6.5 | 17.857 | 4678.3333 | 26.5625 | Exhaust | 50 | 4 | Standard | 5 | 0 | 4.5 | 4.5 | 0 | 0 | 0 | 0 | 0 | 0
NWHZ2CZ3_5000n_35gshp_des0 | NW | HZ2CZ3_ | 3 | 780.6832 | 57.3554 | 6644.9655 | 755.94 | 0.91801 | 0.35831 | 0.38518 | 0.57955 | 27350.5782 | 28355.9587 | 8530.3564 | 1357.9269 | 652.1822 | 2443.6721 | 5415.0854 | 5835.624 | 1391.289 | 12.4398 | 0.89412 | 0 | 141.7309 | 531.0536 | 85278.0168 | 88041.2243 | 61343.18 | 52072.7262 | 910.6155 | 33299.5372 | 36747.497 | 8913.1093 | 32.45 | 1446.4149 | 0 | 200.75 | 0 | 0 | 0 | 0 | NWHZ2CZ3_5000n_35gshp_des0 | NWHZ2CZ3_3 | 0 | 0 | 0 | 69 | 64 | 74 | 78 | 1 | 3099 | 0 | 0.5 | 0 | GSHP20_32_150_nodesup | 3.5 | 17.4 | 1 | 2 | 35 | 0 | Attic | 0.02 | 0 | 6 | Attic | 0.03 | 60 | 6 | 5000 | 40100 | 200 | 30.6094 | 2788 | 17.5439 | 1800 | 37.6642 | 0.85 | 187.5 | 187.5 | 187.5 | 187.5 | 0.293 | 0.3 | 0.54 | 40 | 5 | 4 | 1600 | 164 | 30.6094 | 0 | 0 | N | 0 | 0 | 0.75 | 0.5 | 17.857 | 6.5 | 17.857 | 4678.3333 | 26.5625 | Exhaust | 50 | 4 | Standard | 5 | 0 | 4.5 | 4.5 | 0 | 0 | 0 | 0 | 0 | 0
WxHZ2CZ1_5000e_40gshp_des0 | NW | HZ2CZ1_ | 3 | 844.4297 | 57.7457 | 6644.9655 | 139.9665 | 0.91801 | 0.35943 | 0.38225 | 0.58463 | 30138.416 | 31259.045 | 9125.1939 | 1093.6233 | 728.2978 | 2387.7619 | 1596.8462 | 1862.0304 | 444.8637 | 39.2655 | 9.0029 | 0 | 43.5264 | 142.7034 | 88885.5275 | 91872.1438 | 61357.6654 | 50762.9949 | 1040.7035 | 25790.5799 | 28446.2025 | 6838.5196 | 17.85 | 1602.308 | 0 | 200.75 | 0 | 0 | 0 | 0 | WxHZ2CZ1_5000e_40gshp_des0 | NWHZ2CZ1_3 | 0 | 0 | 0 | 69 | 64 | 74 | 78 | 1 | 3099 | 0 | 0.5 | 0 | GSHP20_32_150_nodesup | 4 | 17.4 | 1 | 2 | 35 | 0 | Attic | 0.02 | 0 | 4.5 | Attic | 0.03 | 60 | 4.9 | 5000 | 40100 | 200 | 26.8 | 2788 | 11.4 | 1800 | 35 | 0.85 | 187.5 | 187.5 | 187.5 | 187.5 | 0.293 | 0.3 | 0.54 | 40 | 5 | 4 | 1600 | 164 | 26.8 | 0 | 0 | N | 0 | 0 | 0.75 | 0.5 | 17.857 | 6.5 | 17.857 | 4678.3333 | 26.5625 | Exhaust | 50 | 4 | Standard | 5 | 0 | 4.5 | 4.5 | 0 | 0 | 0 | 0 | 0 | 0
WxHZ2CZ2_5000e_40gshp_des0 | NW | HZ2CZ2_ | 3 | 844.4297 | 57.7457 | 6644.9655 | 391.602 | 0.91801 | 0.35943 | 0.38225 | 0.58463 | 30138.416 | 31259.045 | 9125.1939 | 1093.6233 | 728.2978 | 2387.7619 | 3321.2386 | 3701.3894 | 881.2822 | 37.8978 | 4.5235 | 0 | 88.0591 | 288.7063 | 88885.5275 | 91872.1438 | 61357.6654 | 50762.9949 | 1040.7035 | 34669.5448 | 39332.8551 | 9303.826 | 17.85 | 1602.308 | 0 | 200.75 | 0 | 0 | 0 | 0 | WxHZ2CZ2_5000e_40gshp_des0 | NWHZ2CZ2_3 | 0 | 0 | 0 | 69 | 64 | 74 | 78 | 1 | 3099 | 0 | 0.5 | 0 | GSHP20_32_150_nodesup | 4 | 17.4 | 1 | 2 | 35 | 0 | Attic | 0.02 | 0 | 4.5 | Attic | 0.03 | 60 | 4.9 | 5000 | 40100 | 200 | 26.8 | 2788 | 11.4 | 1800 | 35 | 0.85 | 187.5 | 187.5 | 187.5 | 187.5 | 0.293 | 0.3 | 0.54 | 40 | 5 | 4 | 1600 | 164 | 26.8 | 0 | 0 | N | 0 | 0 | 0.75 | 0.5 | 17.857 | 6.5 | 17.857 | 4678.3333 | 26.5625 | Exhaust | 50 | 4 | Standard | 5 | 0 | 4.5 | 4.5 | 0 | 0 | 0 | 0 | 0 | 0
WxHZ2CZ3_5000e_40gshp_des0 | NW | HZ2CZ3_ | 3 | 844.4297 | 57.7457 | 6644.9655 | 755.94 | 0.91801 | 0.35943 | 0.38225 | 0.58463 | 30138.416 | 31259.045 | 9125.1939 | 1093.6233 | 728.2978 | 2387.7619 | 5623.3455 | 6064.2103 | 1449.8879 | 12.9648 | 0.89419 | 0 | 147.2406 | 482.7357 | 88885.5275 | 91872.1438 | 61357.6654 | 50762.9949 | 1040.7035 | 37296.6192 | 40736.0737 | 10174.6255 | 17.85 | 1602.308 | 0 | 200.75 | 0 | 0 | 0 | 0 | WxHZ2CZ3_5000e_40gshp_des0 | NWHZ2CZ3_3 | 0 | 0 | 0 | 69 | 64 | 74 | 78 | 1 | 3099 | 0 | 0.5 | 0 | GSHP20_32_150_nodesup | 4 | 17.4 | 1 | 2 | 35 | 0 | Attic | 0.02 | 0 | 4.5 | Attic | 0.03 | 60 | 4.9 | 5000 | 40100 | 200 | 26.8 | 2788 | 11.4 | 1800 | 35 | 0.85 | 187.5 | 187.5 | 187.5 | 187.5 | 0.293 | 0.3 | 0.54 | 40 | 5 | 4 | 1600 | 164 | 26.8 | 0 | 0 | N | 0 | 0 | 0.75 | 0.5 | 17.857 | 6.5 | 17.857 | 4678.3333 | 26.5625 | Exhaust | 50 | 4 | Standard | 5 | 0 | 4.5 | 4.5 | 0 | 0 | 0 | 0 | 0 | 0
NWHZ3CZ1_5000n_35gshp_des0 | NW | HZ3CZ1_ | 3 | 770.0311 | 56.5295 | 7927.5 | 139.9665 | 0.90102 | 0.355 | 0.37615 | 0.60127 | 33789.1514 | 34959.2415 | 11078.3591 | 2567.4964 | 776.3639 | 2908.9703 | 1565.4039 | 1822.7976 | 434.8234 | 38.005 | 8.8889 | 0 | 42.6254 | 159.7139 | 92517.4683 | 95362.8105 | 73195.6543 | 64113.5927 | 910.6155 | 24469.4193 | 26949.1465 | 6445.4471 | 19 | 1629.8663 | 0 | 200.75 | 0 | 0 | 0 | 0 | NWHZ3CZ1_5000n_35gshp_des0 | NWHZ3CZ1_3 | 0 | 0 | 0 | 69 | 64 | 74 | 78 | 1 | 3099 | 0 | 0.5 | 0 | GSHP20_32_150_nodesup | 3.5 | 17.4 | 1 | 2 | 35 | 0 | Attic | 0.02 | 0 | 6 | Attic | 0.03 | 60 | 6 | 5000 | 40100 | 200 | 30.6094 | 2788 | 17.5439 | 1800 | 37.6642 | 0.85 | 187.5 | 187.5 | 187.5 | 187.5 | 0.293 | 0.3 | 0.54 | 40 | 5 | 4 | 1600 | 164 | 30.6094 | 0 | 0 | N | 0 | 0 | 0.75 | 0.5 | 17.857 | 6.5 | 17.857 | 4678.3333 | 26.5625 | Exhaust | 50 | 4 | Standard | 5 | 0 | 4.5 | 4.5 | 0 | 0 | 0 | 0 | 0 | 0
NWHZ3CZ2_5000n_35gshp_des0 | NW | HZ3CZ2_ | 3 | 770.0311 | 56.5295 | 7927.5 | 391.602 | 0.90102 | 0.355 | 0.37615 | 0.60127 | 33789.1514 | 34959.2415 | 11078.3591 | 2567.4964 | 776.3639 | 2908.9703 | 3214.2092 | 3579.364 | 850.3015 | 36.3942 | 4.4777 | 0 | 85.1793 | 319.1596 | 92517.4683 | 95362.8105 | 73195.6543 | 64113.5927 | 910.6155 | 32652.5493 | 36906.5542 | 8647.7728 | 19 | 1629.8663 | 0 | 200.75 | 0 | 0 | 0 | 0 | NWHZ3CZ2_5000n_35gshp_des0 | NWHZ3CZ2_3 | 0 | 0 | 0 | 69 | 64 | 74 | 78 | 1 | 3099 | 0 | 0.5 | 0 | GSHP20_32_150_nodesup | 3.5 | 17.4 | 1 | 2 | 35 | 0 | Attic | 0.02 | 0 | 6 | Attic | 0.03 | 60 | 6 | 5000 | 40100 | 200 | 30.6094 | 2788 | 17.5439 | 1800 | 37.6642 | 0.85 | 187.5 | 187.5 | 187.5 | 187.5 | 0.293 | 0.3 | 0.54 | 40 | 5 | 4 | 1600 | 164 | 30.6094 | 0 | 0 | N | 0 | 0 | 0.75 | 0.5 | 17.857 | 6.5 | 17.857 | 4678.3333 | 26.5625 | Exhaust | 50 | 4 | Standard | 5 | 0 | 4.5 | 4.5 | 0 | 0 | 0 | 0 | 0 | 0
NWHZ3CZ3_5000n_35gshp_des0 | NW | HZ3CZ3_ | 3 | 770.0311 | 56.5295 | 7927.5 | 755.94 | 0.90102 | 0.355 | 0.37615 | 0.60127 | 33789.1514 | 34959.2415 | 11078.3591 | 2567.4964 | 776.3639 | 2908.9703 | 5415.0854 | 5835.624 | 1391.289 | 12.4398 | 0.89412 | 0 | 141.7309 | 531.0536 | 92517.4683 | 95362.8105 | 73195.6543 | 64113.5927 | 910.6155 | 33299.5372 | 36747.497 | 8913.1093 | 19 | 1629.8663 | 0 | 200.75 | 0 | 0 | 0 | 0 | NWHZ3CZ3_5000n_35gshp_des0 | NWHZ3CZ3_3 | 0 | 0 | 0 | 69 | 64 | 74 | 78 | 1 | 3099 | 0 | 0.5 | 0 | GSHP20_32_150_nodesup | 3.5 | 17.4 | 1 | 2 | 35 | 0 | Attic | 0.02 | 0 | 6 | Attic | 0.03 | 60 | 6 | 5000 | 40100 | 200 | 30.6094 | 2788 | 17.5439 | 1800 | 37.6642 | 0.85 | 187.5 | 187.5 | 187.5 | 187.5 | 0.293 | 0.3 | 0.54 | 40 | 5 | 4 | 1600 | 164 | 30.6094 | 0 | 0 | N | 0 | 0 | 0.75 | 0.5 | 17.857 | 6.5 | 17.857 | 4678.3333 | 26.5625 | Exhaust | 50 | 4 | Standard | 5 | 0 | 4.5 | 4.5 | 0 | 0 | 0 | 0 | 0 | 0
WxHZ3CZ1_5000e_40gshp_des0 | NW | HZ3CZ1_ | 3 | 832.2993 | 57.0983 | 7927.5 | 139.9665 | 0.90102 | 0.35641 | 0.37089 | 0.60666 | 37113.5416 | 38414.8278 | 11703.3235 | 2155.247 | 868.8834 | 2848.6791 | 1596.8462 | 1862.0304 | 444.8637 | 39.2655 | 9.0029 | 0 | 43.5264 | 142.7034 | 96514.7808 | 99565.8999 | 74231.919 | 63852.4136 | 1040.7035 | 25790.5799 | 28446.2025 | 6838.5196 | 12 | 1816.2681 | 0 | 200.75 | 0 | 0 | 0 | 0 | WxHZ3CZ1_5000e_40gshp_des0 | NWHZ3CZ1_3 | 0 | 0 | 0 | 69 | 64 | 74 | 78 | 1 | 3099 | 0 | 0.5 | 0 | GSHP20_32_150_nodesup | 4 | 17.4 | 1 | 2 | 35 | 0 | Attic | 0.02 | 0 | 4.5 | Attic | 0.03 | 60 | 4.9 | 5000 | 40100 | 200 | 26.8 | 2788 | 11.4 | 1800 | 35 | 0.85 | 187.5 | 187.5 | 187.5 | 187.5 | 0.293 | 0.3 | 0.54 | 40 | 5 | 4 | 1600 | 164 | 26.8 | 0 | 0 | N | 0 | 0 | 0.75 | 0.5 | 17.857 | 6.5 | 17.857 | 4678.3333 | 26.5625 | Exhaust | 50 | 4 | Standard | 5 | 0 | 4.5 | 4.5 | 0 | 0 | 0 | 0 | 0 | 0
WxHZ3CZ2_5000e_40gshp_des0 | NW | HZ3CZ2_ | 3 | 832.2993 | 57.0983 | 7927.5 | 391.602 | 0.90102 | 0.35641 | 0.37089 | 0.60666 | 37113.5416 | 38414.8278 | 11703.3235 | 2155.247 | 868.8834 | 2848.6791 | 3321.2386 | 3701.3894 | 881.2822 | 37.8978 | 4.5235 | 0 | 88.0591 | 288.7063 | 96514.7808 | 99565.8999 | 74231.919 | 63852.4136 | 1040.7035 | 34669.5448 | 39332.8551 | 9303.826 | 12 | 1816.2681 | 0 | 200.75 | 0 | 0 | 0 | 0 | WxHZ3CZ2_5000e_40gshp_des0 | NWHZ3CZ2_3 | 0 | 0 | 0 | 69 | 64 | 74 | 78 | 1 | 3099 | 0 | 0.5 | 0 | GSHP20_32_150_nodesup | 4 | 17.4 | 1 | 2 | 35 | 0 | Attic | 0.02 | 0 | 4.5 | Attic | 0.03 | 60 | 4.9 | 5000 | 40100 | 200 | 26.8 | 2788 | 11.4 | 1800 | 35 | 0.85 | 187.5 | 187.5 | 187.5 | 187.5 | 0.293 | 0.3 | 0.54 | 40 | 5 | 4 | 1600 | 164 | 26.8 | 0 | 0 | N | 0 | 0 | 0.75 | 0.5 | 17.857 | 6.5 | 17.857 | 4678.3333 | 26.5625 | Exhaust | 50 | 4 | Standard | 5 | 0 | 4.5 | 4.5 | 0 | 0 | 0 | 0 | 0 | 0
WxHZ3CZ3_5000e_40gshp_des0 | NW | HZ3CZ3_ | 3 | 832.2993 | 57.0983 | 7927.5 | 755.94 | 0.90102 | 0.35641 | 0.37089 | 0.60666 | 37113.5416 | 38414.8278 | 11703.3235 | 2155.247 | 868.8834 | 2848.6791 | 5623.3455 | 6064.2103 | 1449.8879 | 12.9648 | 0.89419 | 0 | 147.2406 | 482.7357 | 96514.7808 | 99565.8999 | 74231.919 | 63852.4136 | 1040.7035 | 37296.6192 | 40736.0737 | 10174.6255 | 12 | 1816.2681 | 0 | 200.75 | 0 | 0 | 0 | 0 | WxHZ3CZ3_5000e_40gshp_des0 | NWHZ3CZ3_3 | 0 | 0 | 0 | 69 | 64 | 74 | 78 | 1 | 3099 | 0 | 0.5 | 0 | GSHP20_32_150_nodesup | 4 | 17.4 | 1 | 2 | 35 | 0 | Attic | 0.02 | 0 | 4.5 | Attic | 0.03 | 60 | 4.9 | 5000 | 40100 | 200 | 26.8 | 2788 | 11.4 | 1800 | 35 | 0.85 | 187.5 | 187.5 | 187.5 | 187.5 | 0.293 | 0.3 | 0.54 | 40 | 5 | 4 | 1600 | 164 | 26.8 | 0 | 0 | N | 0 | 0 | 0.75 | 0.5 | 17.857 | 6.5 | 17.857 | 4678.3333 | 26.5625 | Exhaust | 50 | 4 | Standard | 5 | 0 | 4.5 | 4.5 | 0 | 0 | 0 | 0 | 0 | 0
NWHZ1CZ1_1568n_20gshp_des1 | NW | HZ1CZ1_ | 3 | 339.3998 | 58.029 | 4974.4275 | 139.9665 | 0.96894 | 0.26504 | 0.28255 | 0.39024 | 7154.7711 | 8032.2167 | 2679.8694 | 101.7323 | 229.8927 | 1507.4304 | 985.317 | 1229.1922 | 290.6411 | 40.901 | 14.2001 | 0 | 28.5255 | 187.0443 | 26074.4734 | 29200.1357 | 18126.266 | 12889.979 | 520.3517 | 10317.1574 | 11765.6725 | 2905.0287 | 4.1 | 532.4672 | 1843.6277 | 200.75 | 0 | 0 | 0 | 0 | NWHZ1CZ1_1568n_20gshp_des1 | NWHZ1CZ1_3 | 0 | 0 | 0 | 69 | 64 | 74 | 78 | 1 | 2085 | 0 | 0.5 | 0 | GSHP20_32_150_desup | 2 | 13 | 1 | 2 | 35 | 0 | Crawl | 0.05 | 200 | 20 | In | 0 | 0 | 555 | 1568 | 12544 | 0 | 0 | 1344 | 12.82 | 1568 | 26.5 | 0.85 | 49 | 49 | 49 | 49 | 0.293 | 0.3 | 0.54 | 40 | 5 | 1 | 1568 | 168 | 20.45 | 0 | 0 | N | 0 | 0 | 0.75 | 2 | 1.75 | 1 | 0.65 | 1463.4667 | 8.5 | Exhaust | 50 | 4 | Standard | 5 | 0 | 4.5 | 4.5 | 0 | 0 | 0 | 0 | 0 | 0
NWHZ1CZ2_1568n_20gshp_des1 | NW | HZ1CZ2_ | 3 | 339.3998 | 58.029 | 4974.4275 | 391.602 | 0.96894 | 0.26504 | 0.28255 | 0.39024 | 7154.7711 | 8032.2167 | 2679.8694 | 101.7323 | 229.8927 | 1507.4304 | 1787.6995 | 2100.0795 | 495.1345 | 40.392 | 8.3329 | 0 | 49.3155 | 323.3668 | 26074.4734 | 29200.1357 | 18126.266 | 12889.979 | 520.3517 | 13228.2645 | 15610.327 | 3648.1591 | 4.1 | 532.4672 | 1843.6277 | 200.75 | 0 | 0 | 0 | 0 | NWHZ1CZ2_1568n_20gshp_des1 | NWHZ1CZ2_3 | 0 | 0 | 0 | 69 | 64 | 74 | 78 | 1 | 2085 | 0 | 0.5 | 0 | GSHP20_32_150_desup | 2 | 13 | 1 | 2 | 35 | 0 | Crawl | 0.05 | 200 | 20 | In | 0 | 0 | 555 | 1568 | 12544 | 0 | 0 | 1344 | 12.82 | 1568 | 26.5 | 0.85 | 49 | 49 | 49 | 49 | 0.293 | 0.3 | 0.54 | 40 | 5 | 1 | 1568 | 168 | 20.45 | 0 | 0 | N | 0 | 0 | 0.75 | 2 | 1.75 | 1 | 0.65 | 1463.4667 | 8.5 | Exhaust | 50 | 4 | Standard | 5 | 0 | 4.5 | 4.5 | 0 | 0 | 0 | 0 | 0 | 0
NWHZ1CZ3_1568n_20gshp_des1 | NW | HZ1CZ3_ | 3 | 339.3998 | 58.029 | 4974.4275 | 755.94 | 0.96894 | 0.26504 | 0.28255 | 0.39024 | 7154.7711 | 8032.2167 | 2679.8694 | 101.7323 | 229.8927 | 1507.4304 | 2780.9151 | 3129.7348 | 735.7722 | 27.0453 | 3.6758 | 0 | 74.2553 | 486.8997 | 26074.4734 | 29200.1357 | 18126.266 | 12889.979 | 520.3517 | 13765.4777 | 18058.5118 | 3940.3029 | 4.1 | 532.4672 | 1843.6277 | 200.75 | 0 | 0 | 0 | 0 | NWHZ1CZ3_1568n_20gshp_des1 | NWHZ1CZ3_3 | 0 | 0 | 0 | 69 | 64 | 74 | 78 | 1 | 2085 | 0 | 0.5 | 0 | GSHP20_32_150_desup | 2 | 13 | 1 | 2 | 35 | 0 | Crawl | 0.05 | 200 | 20 | In | 0 | 0 | 555 | 1568 | 12544 | 0 | 0 | 1344 | 12.82 | 1568 | 26.5 | 0.85 | 49 | 49 | 49 | 49 | 0.293 | 0.3 | 0.54 | 40 | 5 | 1 | 1568 | 168 | 20.45 | 0 | 0 | N | 0 | 0 | 0.75 | 2 | 1.75 | 1 | 0.65 | 1463.4667 | 8.5 | Exhaust | 50 | 4 | Standard | 5 | 0 | 4.5 | 4.5 | 0 | 0 | 0 | 0 | 0 | 0
WxHZ1CZ1_1568e_20gshp_des1 | NW | HZ1CZ1_ | 3 | 378.4355 | 58.7464 | 4974.4275 | 139.9665 | 0.96894 | 0.26721 | 0.28196 | 0.39656 | 8311.055 | 9313.4077 | 3110.4662 | 147.4406 | 265.1945 | 1738.9078 | 905.5049 | 1126.7879 | 266.8988 | 36.679 | 13.9131 | 0 | 26.1862 | 171.7059 | 27504.9727 | 30707.0495 | 19616.4618 | 14380.1748 | 520.3517 | 10729.7099 | 12228.436 | 3012.5693 | 15.85 | 598.0342 | 2075.1822 | 200.75 | 0 | 0 | 0 | 0 | WxHZ1CZ1_1568e_20gshp_des1 | NWHZ1CZ1_3 | 0 | 0 | 0 | 69 | 64 | 74 | 78 | 1 | 2085 | 0 | 0.5 | 0 | GSHP20_32_150_desup | 2 | 13 | 1 | 2 | 35 | 0 | Crawl | 0.05 | 200 | 20 | In | 0 | 0 | 555 | 1568 | 12544 | 0 | 0 | 1344 | 10.3 | 1568 | 26.5 | 0.85 | 49 | 49 | 49 | 49 | 0.293 | 0.3 | 0.54 | 40 | 5 | 1 | 1568 | 168 | 15.8 | 0 | 0 | N | 0 | 0 | 0.75 | 2 | 1.75 | 1 | 0.65 | 1463.4667 | 8.5 | Exhaust | 50 | 4 | Standard | 5 | 0 | 4.5 | 4.5 | 0 | 0 | 0 | 0 | 0 | 0
WxHZ1CZ2_1568e_20gshp_des1 | NW | HZ1CZ2_ | 3 | 378.4355 | 58.7464 | 4974.4275 | 391.602 | 0.96894 | 0.26721 | 0.28196 | 0.39656 | 8311.055 | 9313.4077 | 3110.4662 | 147.4406 | 265.1945 | 1738.9078 | 1732.3211 | 2029.9943 | 478.6483 | 37.4962 | 8.057 | 0 | 47.7107 | 312.8439 | 27504.9727 | 30707.0495 | 19616.4618 | 14380.1748 | 520.3517 | 13882.3127 | 16367.501 | 3812.7205 | 15.85 | 598.0342 | 2075.1822 | 200.75 | 0 | 0 | 0 | 0 | WxHZ1CZ2_1568e_20gshp_des1 | NWHZ1CZ2_3 | 0 | 0 | 0 | 69 | 64 | 74 | 78 | 1 | 2085 | 0 | 0.5 | 0 | GSHP20_32_150_desup | 2 | 13 | 1 | 2 | 35 | 0 | Crawl | 0.05 | 200 | 20 | In | 0 | 0 | 555 | 1568 | 12544 | 0 | 0 | 1344 | 10.3 | 1568 | 26.5 | 0.85 | 49 | 49 | 49 | 49 | 0.293 | 0.3 | 0.54 | 40 | 5 | 1 | 1568 | 168 | 15.8 | 0 | 0 | N | 0 | 0 | 0.75 | 2 | 1.75 | 1 | 0.65 | 1463.4667 | 8.5 | Exhaust | 50 | 4 | Standard | 5 | 0 | 4.5 | 4.5 | 0 | 0 | 0 | 0 | 0 | 0
WxHZ1CZ3_1568e_20gshp_des1 | NW | HZ1CZ3_ | 3 | 378.4355 | 58.7464 | 4974.4275 | 755.94 | 0.96894 | 0.26721 | 0.28196 | 0.39656 | 8311.055 | 9313.4077 | 3110.4662 | 147.4406 | 265.1945 | 1738.9078 | 2765.0418 | 3109.841 | 730.4141 | 25.7356 | 3.5234 | 0 | 73.8039 | 483.9395 | 27504.9727 | 30707.0495 | 19616.4618 | 14380.1748 | 520.3517 | 14490.8233 | 17850.8555 | 3940.171 | 15.85 | 598.0342 | 2075.1822 | 200.75 | 0 | 0 | 0 | 0 | WxHZ1CZ3_1568e_20gshp_des1 | NWHZ1CZ3_3 | 0 | 0 | 0 | 69 | 64 | 74 | 78 | 1 | 2085 | 0 | 0.5 | 0 | GSHP20_32_150_desup | 2 | 13 | 1 | 2 | 35 | 0 | Crawl | 0.05 | 200 | 20 | In | 0 | 0 | 555 | 1568 | 12544 | 0 | 0 | 1344 | 10.3 | 1568 | 26.5 | 0.85 | 49 | 49 | 49 | 49 | 0.293 | 0.3 | 0.54 | 40 | 5 | 1 | 1568 | 168 | 15.8 | 0 | 0 | N | 0 | 0 | 0.75 | 2 | 1.75 | 1 | 0.65 | 1463.4667 | 8.5 | Exhaust | 50 | 4 | Standard | 5 | 0 | 4.5 | 4.5 | 0 | 0 | 0 | 0 | 0 | 0
NWHZ2CZ1_1568n_20gshp_des1 | NW | HZ2CZ1_ | 3 | 341.9968 | 56.7888 | 6644.9655 | 139.9665 | 0.91801 | 0.29241 | 0.3113 | 0.44176 | 10412.0195 | 11783.6119 | 3987.2177 | 313.175 | 330.8446 | 2169.382 | 985.317 | 1229.1922 | 290.6411 | 40.901 | 14.2001 | 0 | 28.5255 | 187.0443 | 30152.1422 | 33920.4302 | 21944.3427 | 16638.7986 | 520.3517 | 10317.1574 | 11765.6725 | 2905.0287 | 5.3 | 745.2936 | 2578.0656 | 200.75 | 0 | 0 | 0 | 0 | NWHZ2CZ1_1568n_20gshp_des1 | NWHZ2CZ1_3 | 0 | 0 | 0 | 69 | 64 | 74 | 78 | 1 | 2085 | 0 | 0.5 | 0 | GSHP20_32_150_desup | 2 | 13 | 1 | 2 | 35 | 0 | Crawl | 0.05 | 200 | 20 | In | 0 | 0 | 555 | 1568 | 12544 | 0 | 0 | 1344 | 12.82 | 1568 | 26.5 | 0.85 | 49 | 49 | 49 | 49 | 0.293 | 0.3 | 0.54 | 40 | 5 | 1 | 1568 | 168 | 20.45 | 0 | 0 | N | 0 | 0 | 0.75 | 2 | 1.75 | 1 | 0.65 | 1463.4667 | 8.5 | Exhaust | 50 | 4 | Standard | 5 | 0 | 4.5 | 4.5 | 0 | 0 | 0 | 0 | 0 | 0
NWHZ2CZ2_1568n_20gshp_des1 | NW | HZ2CZ2_ | 3 | 341.9968 | 56.7888 | 6644.9655 | 391.602 | 0.91801 | 0.29241 | 0.3113 | 0.44176 | 10412.0195 | 11783.6119 | 3987.2177 | 313.175 | 330.8446 | 2169.382 | 1787.6995 | 2100.0795 | 495.1345 | 40.392 | 8.3329 | 0 | 49.3155 | 323.3668 | 30152.1422 | 33920.4302 | 21944.3427 | 16638.7986 | 520.3517 | 13228.2645 | 15610.327 | 3648.1591 | 5.3 | 745.2936 | 2578.0656 | 200.75 | 0 | 0 | 0 | 0 | NWHZ2CZ2_1568n_20gshp_des1 | NWHZ2CZ2_3 | 0 | 0 | 0 | 69 | 64 | 74 | 78 | 1 | 2085 | 0 | 0.5 | 0 | GSHP20_32_150_desup | 2 | 13 | 1 | 2 | 35 | 0 | Crawl | 0.05 | 200 | 20 | In | 0 | 0 | 555 | 1568 | 12544 | 0 | 0 | 1344 | 12.82 | 1568 | 26.5 | 0.85 | 49 | 49 | 49 | 49 | 0.293 | 0.3 | 0.54 | 40 | 5 | 1 | 1568 | 168 | 20.45 | 0 | 0 | N | 0 | 0 | 0.75 | 2 | 1.75 | 1 | 0.65 | 1463.4667 | 8.5 | Exhaust | 50 | 4 | Standard | 5 | 0 | 4.5 | 4.5 | 0 | 0 | 0 | 0 | 0 | 0
NWHZ2CZ3_1568n_20gshp_des1 | NW | HZ2CZ3_ | 3 | 341.9968 | 56.7888 | 6644.9655 | 755.94 | 0.91801 | 0.29241 | 0.3113 | 0.44176 | 10412.0195 | 11783.6119 | 3987.2177 | 313.175 | 330.8446 | 2169.382 | 2780.9151 | 3129.7348 | 735.7722 | 27.0453 | 3.6758 | 0 | 74.2553 | 486.8997 | 30152.1422 | 33920.4302 | 21944.3427 | 16638.7986 | 520.3517 | 13765.4777 | 18058.5118 | 3940.3029 | 5.3 | 745.2936 | 2578.0656 | 200.75 | 0 | 0 | 0 | 0 | NWHZ2CZ3_1568n_20gshp_des1 | NWHZ2CZ3_3 | 0 | 0 | 0 | 69 | 64 | 74 | 78 | 1 | 2085 | 0 | 0.5 | 0 | GSHP20_32_150_desup | 2 | 13 | 1 | 2 | 35 | 0 | Crawl | 0.05 | 200 | 20 | In | 0 | 0 | 555 | 1568 | 12544 | 0 | 0 | 1344 | 12.82 | 1568 | 26.5 | 0.85 | 49 | 49 | 49 | 49 | 0.293 | 0.3 | 0.54 | 40 | 5 | 1 | 1568 | 168 | 20.45 | 0 | 0 | N | 0 | 0 | 0.75 | 2 | 1.75 | 1 | 0.65 | 1463.4667 | 8.5 | Exhaust | 50 | 4 | Standard | 5 | 0 | 4.5 | 4.5 | 0 | 0 | 0 | 0 | 0 | 0
WxHZ2CZ1_1568e_20gshp_des1 | NW | HZ2CZ1_ | 3 | 381.1703 | 57.8207 | 6644.9655 | 139.9665 | 0.91801 | 0.29542 | 0.3118 | 0.44772 | 11922.4032 | 13462.5916 | 4593.0154 | 451.6183 | 374.4854 | 2455.5391 | 905.5049 | 1126.7879 | 266.8988 | 36.679 | 13.9131 | 0 | 26.1862 | 171.7059 | 31945.693 | 35815.1137 | 23839.0262 | 18533.4821 | 520.3517 | 10729.7099 | 12228.436 | 3012.5693 | 15.2 | 828.5776 | 2868.4572 | 200.75 | 0 | 0 | 0 | 0 | WxHZ2CZ1_1568e_20gshp_des1 | NWHZ2CZ1_3 | 0 | 0 | 0 | 69 | 64 | 74 | 78 | 1 | 2085 | 0 | 0.5 | 0 | GSHP20_32_150_desup | 2 | 13 | 1 | 2 | 35 | 0 | Crawl | 0.05 | 200 | 20 | In | 0 | 0 | 555 | 1568 | 12544 | 0 | 0 | 1344 | 10.3 | 1568 | 26.5 | 0.85 | 49 | 49 | 49 | 49 | 0.293 | 0.3 | 0.54 | 40 | 5 | 1 | 1568 | 168 | 15.8 | 0 | 0 | N | 0 | 0 | 0.75 | 2 | 1.75 | 1 | 0.65 | 1463.4667 | 8.5 | Exhaust | 50 | 4 | Standard | 5 | 0 | 4.5 | 4.5 | 0 | 0 | 0 | 0 | 0 | 0
WxHZ2CZ2_1568e_20gshp_des1 | NW | HZ2CZ2_ | 3 | 381.1703 | 57.8207 | 6644.9655 | 391.602 | 0.91801 | 0.29542 | 0.3118 | 0.44772 | 11922.4032 | 13462.5916 | 4593.0154 | 451.6183 | 374.4854 | 2455.5391 | 1732.3211 | 2029.9943 | 478.6483 | 37.4962 | 8.057 | 0 | 47.7107 | 312.8439 | 31945.693 | 35815.1137 | 23839.0262 | 18533.4821 | 520.3517 | 13882.3127 | 16367.501 | 3812.7205 | 15.2 | 828.5776 | 2868.4572 | 200.75 | 0 | 0 | 0 | 0 | WxHZ2CZ2_1568e_20gshp_des1 | NWHZ2CZ2_3 | 0 | 0 | 0 | 69 | 64 | 74 | 78 | 1 | 2085 | 0 | 0.5 | 0 | GSHP20_32_150_desup | 2 | 13 | 1 | 2 | 35 | 0 | Crawl | 0.05 | 200 | 20 | In | 0 | 0 | 555 | 1568 | 12544 | 0 | 0 | 1344 | 10.3 | 1568 | 26.5 | 0.85 | 49 | 49 | 49 | 49 | 0.293 | 0.3 | 0.54 | 40 | 5 | 1 | 1568 | 168 | 15.8 | 0 | 0 | N | 0 | 0 | 0.75 | 2 | 1.75 | 1 | 0.65 | 1463.4667 | 8.5 | Exhaust | 50 | 4 | Standard | 5 | 0 | 4.5 | 4.5 | 0 | 0 | 0 | 0 | 0 | 0
WxHZ2CZ3_1568e_20gshp_des1 | NW | HZ2CZ3_ | 3 | 381.1703 | 57.8207 | 6644.9655 | 755.94 | 0.91801 | 0.29542 | 0.3118 | 0.44772 | 11922.4032 | 13462.5916 | 4593.0154 | 451.6183 | 374.4854 | 2455.5391 | 2765.0418 | 3109.841 | 730.4141 | 25.7356 | 3.5234 | 0 | 73.8039 | 483.9395 | 31945.693 | 35815.1137 | 23839.0262 | 18533.4821 | 520.3517 | 14490.8233 | 17850.8555 | 3940.171 | 15.2 | 828.5776 | 2868.4572 | 200.75 | 0 | 0 | 0 | 0 | WxHZ2CZ3_1568e_20gshp_des1 | NWHZ2CZ3_3 | 0 | 0 | 0 | 69 | 64 | 74 | 78 | 1 | 2085 | 0 | 0.5 | 0 | GSHP20_32_150_desup | 2 | 13 | 1 | 2 | 35 | 0 | Crawl | 0.05 | 200 | 20 | In | 0 | 0 | 555 | 1568 | 12544 | 0 | 0 | 1344 | 10.3 | 1568 | 26.5 | 0.85 | 49 | 49 | 49 | 49 | 0.293 | 0.3 | 0.54 | 40 | 5 | 1 | 1568 | 168 | 15.8 | 0 | 0 | N | 0 | 0 | 0.75 | 2 | 1.75 | 1 | 0.65 | 1463.4667 | 8.5 | Exhaust | 50 | 4 | Standard | 5 | 0 | 4.5 | 4.5 | 0 | 0 | 0 | 0 | 0 | 0
NWHZ3CZ1_1568n_20gshp_des1 | NW | HZ3CZ1_ | 3 | 339.5924 | 56.371 | 7927.5 | 139.9665 | 0.90102 | 0.28753 | 0.30576 | 0.45125 | 12819.0267 | 14593.4239 | 5059.6413 | 633.7546 | 400.3146 | 2624.9042 | 985.317 | 1229.1922 | 290.6411 | 40.901 | 14.2001 | 0 | 28.5255 | 187.0443 | 32089.7594 | 35954.9225 | 26080.7537 | 20888.5544 | 520.3517 | 10317.1574 | 11765.6725 | 2905.0287 | 4 | 852.4359 | 2978.5458 | 200.75 | 0 | 0 | 0 | 0 | NWHZ3CZ1_1568n_20gshp_des1 | NWHZ3CZ1_3 | 0 | 0 | 0 | 69 | 64 | 74 | 78 | 1 | 2085 | 0 | 0.5 | 0 | GSHP20_32_150_desup | 2 | 13 | 1 | 2 | 35 | 0 | Crawl | 0.05 | 200 | 20 | In | 0 | 0 | 555 | 1568 | 12544 | 0 | 0 | 1344 | 12.82 | 1568 | 26.5 | 0.85 | 49 | 49 | 49 | 49 | 0.293 | 0.3 | 0.54 | 40 | 5 | 1 | 1568 | 168 | 20.45 | 0 | 0 | N | 0 | 0 | 0.75 | 2 | 1.75 | 1 | 0.65 | 1463.4667 | 8.5 | Exhaust | 50 | 4 | Standard | 5 | 0 | 4.5 | 4.5 | 0 | 0 | 0 | 0 | 0 | 0
NWHZ3CZ2_1568n_20gshp_des1 | NW | HZ3CZ2_ | 3 | 339.5924 | 56.371 | 7927.5 | 391.602 | 0.90102 | 0.28753 | 0.30576 | 0.45125 | 12819.0267 | 14593.4239 | 5059.6413 | 633.7546 | 400.3146 | 2624.9042 | 1787.6995 | 2100.0795 | 495.1345 | 40.392 | 8.3329 | 0 | 49.3155 | 323.3668 | 32089.7594 | 35954.9225 | 26080.7537 | 20888.5544 | 520.3517 | 13228.2645 | 15610.327 | 3648.1591 | 4 | 852.4359 | 2978.5458 | 200.75 | 0 | 0 | 0 | 0 | NWHZ3CZ2_1568n_20gshp_des1 | NWHZ3CZ2_3 | 0 | 0 | 0 | 69 | 64 | 74 | 78 | 1 | 2085 | 0 | 0.5 | 0 | GSHP20_32_150_desup | 2 | 13 | 1 | 2 | 35 | 0 | Crawl | 0.05 | 200 | 20 | In | 0 | 0 | 555 | 1568 | 12544 | 0 | 0 | 1344 | 12.82 | 1568 | 26.5 | 0.85 | 49 | 49 | 49 | 49 | 0.293 | 0.3 | 0.54 | 40 | 5 | 1 | 1568 | 168 | 20.45 | 0 | 0 | N | 0 | 0 | 0.75 | 2 | 1.75 | 1 | 0.65 | 1463.4667 | 8.5 | Exhaust | 50 | 4 | Standard | 5 | 0 | 4.5 | 4.5 | 0 | 0 | 0 | 0 | 0 | 0
NWHZ3CZ3_1568n_20gshp_des1 | NW | HZ3CZ3_ | 3 | 339.5924 | 56.371 | 7927.5 | 755.94 | 0.90102 | 0.28753 | 0.30576 | 0.45125 | 12819.0267 | 14593.4239 | 5059.6413 | 633.7546 | 400.3146 | 2624.9042 | 2780.9151 | 3129.7348 | 735.7722 | 27.0453 | 3.6758 | 0 | 74.2553 | 486.8997 | 32089.7594 | 35954.9225 | 26080.7537 | 20888.5544 | 520.3517 | 13765.4777 | 18058.5118 | 3940.3029 | 4 | 852.4359 | 2978.5458 | 200.75 | 0 | 0 | 0 | 0 | NWHZ3CZ3_1568n_20gshp_des1 | NWHZ3CZ3_3 | 0 | 0 | 0 | 69 | 64 | 74 | 78 | 1 | 2085 | 0 | 0.5 | 0 | GSHP20_32_150_desup | 2 | 13 | 1 | 2 | 35 | 0 | Crawl | 0.05 | 200 | 20 | In | 0 | 0 | 555 | 1568 | 12544 | 0 | 0 | 1344 | 12.82 | 1568 | 26.5 | 0.85 | 49 | 49 | 49 | 49 | 0.293 | 0.3 | 0.54 | 40 | 5 | 1 | 1568 | 168 | 20.45 | 0 | 0 | N | 0 | 0 | 0.75 | 2 | 1.75 | 1 | 0.65 | 1463.4667 | 8.5 | Exhaust | 50 | 4 | Standard | 5 | 0 | 4.5 | 4.5 | 0 | 0 | 0 | 0 | 0 | 0
WxHZ3CZ1_1568e_20gshp_des1 | NW | HZ3CZ1_ | 3 | 378.6787 | 57.2486 | 7927.5 | 139.9665 | 0.90102 | 0.29093 | 0.30602 | 0.45732 | 14626.213 | 16604.0878 | 5846.6454 | 902.7411 | 448.9343 | 2943.7087 | 905.5049 | 1126.7879 | 266.8988 | 36.679 | 13.9131 | 0 | 26.1862 | 171.7059 | 33987.8615 | 38020.1096 | 28145.9407 | 22953.7415 | 520.3517 | 10729.7099 | 12228.436 | 3012.5693 | 14 | 944.8929 | 3304.0826 | 200.75 | 0 | 0 | 0 | 0 | WxHZ3CZ1_1568e_20gshp_des1 | NWHZ3CZ1_3 | 0 | 0 | 0 | 69 | 64 | 74 | 78 | 1 | 2085 | 0 | 0.5 | 0 | GSHP20_32_150_desup | 2 | 13 | 1 | 2 | 35 | 0 | Crawl | 0.05 | 200 | 20 | In | 0 | 0 | 555 | 1568 | 12544 | 0 | 0 | 1344 | 10.3 | 1568 | 26.5 | 0.85 | 49 | 49 | 49 | 49 | 0.293 | 0.3 | 0.54 | 40 | 5 | 1 | 1568 | 168 | 15.8 | 0 | 0 | N | 0 | 0 | 0.75 | 2 | 1.75 | 1 | 0.65 | 1463.4667 | 8.5 | Exhaust | 50 | 4 | Standard | 5 | 0 | 4.5 | 4.5 | 0 | 0 | 0 | 0 | 0 | 0
WxHZ3CZ2_1568e_20gshp_des1 | NW | HZ3CZ2_ | 3 | 378.6787 | 57.2486 | 7927.5 | 391.602 | 0.90102 | 0.29093 | 0.30602 | 0.45732 | 14626.213 | 16604.0878 | 5846.6454 | 902.7411 | 448.9343 | 2943.7087 | 1732.3211 | 2029.9943 | 478.6483 | 37.4962 | 8.057 | 0 | 47.7107 | 312.8439 | 33987.8615 | 38020.1096 | 28145.9407 | 22953.7415 | 520.3517 | 13882.3127 | 16367.501 | 3812.7205 | 14 | 944.8929 | 3304.0826 | 200.75 | 0 | 0 | 0 | 0 | WxHZ3CZ2_1568e_20gshp_des1 | NWHZ3CZ2_3 | 0 | 0 | 0 | 69 | 64 | 74 | 78 | 1 | 2085 | 0 | 0.5 | 0 | GSHP20_32_150_desup | 2 | 13 | 1 | 2 | 35 | 0 | Crawl | 0.05 | 200 | 20 | In | 0 | 0 | 555 | 1568 | 12544 | 0 | 0 | 1344 | 10.3 | 1568 | 26.5 | 0.85 | 49 | 49 | 49 | 49 | 0.293 | 0.3 | 0.54 | 40 | 5 | 1 | 1568 | 168 | 15.8 | 0 | 0 | N | 0 | 0 | 0.75 | 2 | 1.75 | 1 | 0.65 | 1463.4667 | 8.5 | Exhaust | 50 | 4 | Standard | 5 | 0 | 4.5 | 4.5 | 0 | 0 | 0 | 0 | 0 | 0
WxHZ3CZ3_1568e_20gshp_des1 | NW | HZ3CZ3_ | 3 | 378.6787 | 57.2486 | 7927.5 | 755.94 | 0.90102 | 0.29093 | 0.30602 | 0.45732 | 14626.213 | 16604.0878 | 5846.6454 | 902.7411 | 448.9343 | 2943.7087 | 2765.0418 | 3109.841 | 730.4141 | 25.7356 | 3.5234 | 0 | 73.8039 | 483.9395 | 33987.8615 | 38020.1096 | 28145.9407 | 22953.7415 | 520.3517 | 14490.8233 | 17850.8555 | 3940.171 | 14 | 944.8929 | 3304.0826 | 200.75 | 0 | 0 | 0 | 0 | WxHZ3CZ3_1568e_20gshp_des1 | NWHZ3CZ3_3 | 0 | 0 | 0 | 69 | 64 | 74 | 78 | 1 | 2085 | 0 | 0.5 | 0 | GSHP20_32_150_desup | 2 | 13 | 1 | 2 | 35 | 0 | Crawl | 0.05 | 200 | 20 | In | 0 | 0 | 555 | 1568 | 12544 | 0 | 0 | 1344 | 10.3 | 1568 | 26.5 | 0.85 | 49 | 49 | 49 | 49 | 0.293 | 0.3 | 0.54 | 40 | 5 | 1 | 1568 | 168 | 15.8 | 0 | 0 | N | 0 | 0 | 0.75 | 2 | 1.75 | 1 | 0.65 | 1463.4667 | 8.5 | Exhaust | 50 | 4 | Standard | 5 | 0 | 4.5 | 4.5 | 0 | 0 | 0 | 0 | 0 | 0
NWHZ1CZ1_2200n_25gshp_des1 | NW | HZ1CZ1_ | 3 | 420.376 | 57.927 | 4974.4275 | 139.9665 | 0.96894 | 0.28609 | 0.31523 | 0.46516 | 8823.6868 | 11024.2979 | 3600.2654 | 298.4322 | 298.6194 | 1566.4626 | 1357.9214 | 1741.0778 | 408.9902 | 41.5907 | 10.2708 | 0 | 40.342 | 211.6212 | 37882.8976 | 46331.8003 | 31448.7427 | 24986.2026 | 650.4397 | 14017.3129 | 17435.1398 | 4205.9546 | 53.55 | 701.4266 | 1927.9454 | 200.75 | 0 | 0 | 0 | 0 | NWHZ1CZ1_2200n_25gshp_des1 | NWHZ1CZ1_3 | 0 | 0 | 0 | 69 | 64 | 74 | 78 | 1 | 2268 | 0 | 0.5 | 0 | GSHP20_32_150_desup | 2.5 | 17.4 | 1 | 2 | 35 | 0 | Crawl | 0.06 | 300 | 6 | Attic | 0.03 | 80 | 6 | 2200 | 18700 | 200 | 30.6094 | 2210 | 17.5439 | 1784 | 37.6642 | 0.85 | 91 | 91 | 91 | 91 | 0.293 | 0.3 | 0.54 | 40 | 5 | 1 | 1584 | 160 | 30.6094 | 0 | 0 | N | 0 | 0 | 0.75 | 1 | 1.75 | 2 | 1.5 | 2181.6667 | 11.8056 | Exhaust | 50 | 4 | Standard | 5 | 0 | 4.5 | 4.5 | 0 | 0 | 0 | 0 | 0 | 0
NWHZ1CZ2_2200n_25gshp_des1 | NW | HZ1CZ2_ | 3 | 420.376 | 57.927 | 4974.4275 | 391.602 | 0.96894 | 0.28609 | 0.31523 | 0.46516 | 8823.6868 | 11024.2979 | 3600.2654 | 298.4322 | 298.6194 | 1566.4626 | 2434.2317 | 3001.0224 | 701.8964 | 37.7315 | 5.553 | 0 | 70.3523 | 369.0458 | 37882.8976 | 46331.8003 | 31448.7427 | 24986.2026 | 650.4397 | 17792.6895 | 23583.9385 | 5442.7988 | 53.55 | 701.4266 | 1927.9454 | 200.75 | 0 | 0 | 0 | 0 | NWHZ1CZ2_2200n_25gshp_des1 | NWHZ1CZ2_3 | 0 | 0 | 0 | 69 | 64 | 74 | 78 | 1 | 2268 | 0 | 0.5 | 0 | GSHP20_32_150_desup | 2.5 | 17.4 | 1 | 2 | 35 | 0 | Crawl | 0.06 | 300 | 6 | Attic | 0.03 | 80 | 6 | 2200 | 18700 | 200 | 30.6094 | 2210 | 17.5439 | 1784 | 37.6642 | 0.85 | 91 | 91 | 91 | 91 | 0.293 | 0.3 | 0.54 | 40 | 5 | 1 | 1584 | 160 | 30.6094 | 0 | 0 | N | 0 | 0 | 0.75 | 1 | 1.75 | 2 | 1.5 | 2181.6667 | 11.8056 | Exhaust | 50 | 4 | Standard | 5 | 0 | 4.5 | 4.5 | 0 | 0 | 0 | 0 | 0 | 0
NWHZ1CZ3_2200n_25gshp_des1 | NW | HZ1CZ3_ | 3 | 420.376 | 57.927 | 4974.4275 | 755.94 | 0.96894 | 0.28609 | 0.31523 | 0.46516 | 8823.6868 | 11024.2979 | 3600.2654 | 298.4322 | 298.6194 | 1566.4626 | 3737.2201 | 4493.7282 | 1048.3913 | 18.8416 | 1.7972 | 0 | 106.6024 | 559.2025 | 37882.8976 | 46331.8003 | 31448.7427 | 24986.2026 | 650.4397 | 18246.6584 | 23342.0952 | 5486.7561 | 53.55 | 701.4266 | 1927.9454 | 200.75 | 0 | 0 | 0 | 0 | NWHZ1CZ3_2200n_25gshp_des1 | NWHZ1CZ3_3 | 0 | 0 | 0 | 69 | 64 | 74 | 78 | 1 | 2268 | 0 | 0.5 | 0 | GSHP20_32_150_desup | 2.5 | 17.4 | 1 | 2 | 35 | 0 | Crawl | 0.06 | 300 | 6 | Attic | 0.03 | 80 | 6 | 2200 | 18700 | 200 | 30.6094 | 2210 | 17.5439 | 1784 | 37.6642 | 0.85 | 91 | 91 | 91 | 91 | 0.293 | 0.3 | 0.54 | 40 | 5 | 1 | 1584 | 160 | 30.6094 | 0 | 0 | N | 0 | 0 | 0.75 | 1 | 1.75 | 2 | 1.5 | 2181.6667 | 11.8056 | Exhaust | 50 | 4 | Standard | 5 | 0 | 4.5 | 4.5 | 0 | 0 | 0 | 0 | 0 | 0
WxHZ1CZ1_2200e_30gshp_des1 | NW | HZ1CZ1_ | 3 | 486.0218 | 58.6825 | 4974.4275 | 139.9665 | 0.96894 | 0.29063 | 0.31418 | 0.48452 | 10825.3914 | 13588.0947 | 4255.7806 | 236.9301 | 362.2427 | 1583.5087 | 1310.9937 | 1691.0441 | 398.3902 | 40.7724 | 10.3773 | 0 | 39.178 | 171.2628 | 40603.4879 | 50520.8068 | 32138.0613 | 24382.9209 | 780.5276 | 15392.2531 | 19209.1276 | 4656.9776 | 26.65 | 826.7708 | 1909.7455 | 200.75 | 0 | 0 | 0 | 0 | WxHZ1CZ1_2200e_30gshp_des1 | NWHZ1CZ1_3 | 0 | 0 | 0 | 69 | 64 | 74 | 78 | 1 | 2268 | 0 | 0.5 | 0 | GSHP20_32_150_desup | 3 | 17.4 | 1 | 2 | 35 | 0 | Crawl | 0.06 | 300 | 4.5 | Attic | 0.03 | 80 | 4.9 | 2200 | 18700 | 200 | 26.8 | 2210 | 11.4 | 1784 | 35 | 0.85 | 91 | 91 | 91 | 91 | 0.293 | 0.3 | 0.54 | 40 | 5 | 1 | 1584 | 160 | 26.8 | 0 | 0 | N | 0 | 0 | 0.75 | 1 | 1.75 | 2 | 1.5 | 2181.6667 | 11.8056 | Exhaust | 50 | 4 | Standard | 5 | 0 | 4.5 | 4.5 | 0 | 0 | 0 | 0 | 0 | 0
WxHZ1CZ2_2200e_30gshp_des1 | NW | HZ1CZ2_ | 3 | 486.0218 | 58.6825 | 4974.4275 | 391.602 | 0.96894 | 0.29063 | 0.31418 | 0.48452 | 10825.3914 | 13588.0947 | 4255.7806 | 236.9301 | 362.2427 | 1583.5087 | 2462.5137 | 3052.9343 | 715.9675 | 38.2661 | 5.5665 | 0 | 71.5387 | 312.7246 | 40603.4879 | 50520.8068 | 32138.0613 | 24382.9209 | 780.5276 | 19645.7464 | 26307.4048 | 6088.1745 | 26.65 | 826.7708 | 1909.7455 | 200.75 | 0 | 0 | 0 | 0 | WxHZ1CZ2_2200e_30gshp_des1 | NWHZ1CZ2_3 | 0 | 0 | 0 | 69 | 64 | 74 | 78 | 1 | 2268 | 0 | 0.5 | 0 | GSHP20_32_150_desup | 3 | 17.4 | 1 | 2 | 35 | 0 | Crawl | 0.06 | 300 | 4.5 | Attic | 0.03 | 80 | 4.9 | 2200 | 18700 | 200 | 26.8 | 2210 | 11.4 | 1784 | 35 | 0.85 | 91 | 91 | 91 | 91 | 0.293 | 0.3 | 0.54 | 40 | 5 | 1 | 1584 | 160 | 26.8 | 0 | 0 | N | 0 | 0 | 0.75 | 1 | 1.75 | 2 | 1.5 | 2181.6667 | 11.8056 | Exhaust | 50 | 4 | Standard | 5 | 0 | 4.5 | 4.5 | 0 | 0 | 0 | 0 | 0 | 0
WxHZ1CZ3_2200e_30gshp_des1 | NW | HZ1CZ3_ | 3 | 486.0218 | 58.6825 | 4974.4275 | 755.94 | 0.96894 | 0.29063 | 0.31418 | 0.48452 | 10825.3914 | 13588.0947 | 4255.7806 | 236.9301 | 362.2427 | 1583.5087 | 3861.5919 | 4675.4532 | 1093.678 | 19.8619 | 1.8161 | 0 | 110.831 | 484.4871 | 40603.4879 | 50520.8068 | 32138.0613 | 24382.9209 | 780.5276 | 20162.4056 | 26024.6432 | 6105.3992 | 26.65 | 826.7708 | 1909.7455 | 200.75 | 0 | 0 | 0 | 0 | WxHZ1CZ3_2200e_30gshp_des1 | NWHZ1CZ3_3 | 0 | 0 | 0 | 69 | 64 | 74 | 78 | 1 | 2268 | 0 | 0.5 | 0 | GSHP20_32_150_desup | 3 | 17.4 | 1 | 2 | 35 | 0 | Crawl | 0.06 | 300 | 4.5 | Attic | 0.03 | 80 | 4.9 | 2200 | 18700 | 200 | 26.8 | 2210 | 11.4 | 1784 | 35 | 0.85 | 91 | 91 | 91 | 91 | 0.293 | 0.3 | 0.54 | 40 | 5 | 1 | 1584 | 160 | 26.8 | 0 | 0 | N | 0 | 0 | 0.75 | 1 | 1.75 | 2 | 1.5 | 2181.6667 | 11.8056 | Exhaust | 50 | 4 | Standard | 5 | 0 | 4.5 | 4.5 | 0 | 0 | 0 | 0 | 0 | 0
NWHZ2CZ1_2200n_25gshp_des1 | NW | HZ2CZ1_ | 3 | 427.6172 | 56.6154 | 6644.9655 | 139.9665 | 0.91801 | 0.32154 | 0.35591 | 0.53141 | 12735.9051 | 16212.2662 | 5491.6375 | 831.2161 | 425.8318 | 2233.7784 | 1357.9214 | 1741.0778 | 408.9902 | 41.5907 | 10.2708 | 0 | 40.342 | 211.6212 | 42660.8208 | 52473.6127 | 36492.402 | 29977.2742 | 650.4397 | 14017.3129 | 17435.1398 | 4205.9546 | 42.3 | 973.5182 | 2675.1121 | 200.75 | 0 | 0 | 0 | 0 | NWHZ2CZ1_2200n_25gshp_des1 | NWHZ2CZ1_3 | 0 | 0 | 0 | 69 | 64 | 74 | 78 | 1 | 2268 | 0 | 0.5 | 0 | GSHP20_32_150_desup | 2.5 | 17.4 | 1 | 2 | 35 | 0 | Crawl | 0.06 | 300 | 6 | Attic | 0.03 | 80 | 6 | 2200 | 18700 | 200 | 30.6094 | 2210 | 17.5439 | 1784 | 37.6642 | 0.85 | 91 | 91 | 91 | 91 | 0.293 | 0.3 | 0.54 | 40 | 5 | 1 | 1584 | 160 | 30.6094 | 0 | 0 | N | 0 | 0 | 0.75 | 1 | 1.75 | 2 | 1.5 | 2181.6667 | 11.8056 | Exhaust | 50 | 4 | Standard | 5 | 0 | 4.5 | 4.5 | 0 | 0 | 0 | 0 | 0 | 0
NWHZ2CZ2_2200n_25gshp_des1 | NW | HZ2CZ2_ | 3 | 427.6172 | 56.6154 | 6644.9655 | 391.602 | 0.91801 | 0.32154 | 0.35591 | 0.53141 | 12735.9051 | 16212.2662 | 5491.6375 | 831.2161 | 425.8318 | 2233.7784 | 2434.2317 | 3001.0224 | 701.8964 | 37.7315 | 5.553 | 0 | 70.3523 | 369.0458 | 42660.8208 | 52473.6127 | 36492.402 | 29977.2742 | 650.4397 | 17792.6895 | 23583.9385 | 5442.7988 | 42.3 | 973.5182 | 2675.1121 | 200.75 | 0 | 0 | 0 | 0 | NWHZ2CZ2_2200n_25gshp_des1 | NWHZ2CZ2_3 | 0 | 0 | 0 | 69 | 64 | 74 | 78 | 1 | 2268 | 0 | 0.5 | 0 | GSHP20_32_150_desup | 2.5 | 17.4 | 1 | 2 | 35 | 0 | Crawl | 0.06 | 300 | 6 | Attic | 0.03 | 80 | 6 | 2200 | 18700 | 200 | 30.6094 | 2210 | 17.5439 | 1784 | 37.6642 | 0.85 | 91 | 91 | 91 | 91 | 0.293 | 0.3 | 0.54 | 40 | 5 | 1 | 1584 | 160 | 30.6094 | 0 | 0 | N | 0 | 0 | 0.75 | 1 | 1.75 | 2 | 1.5 | 2181.6667 | 11.8056 | Exhaust | 50 | 4 | Standard | 5 | 0 | 4.5 | 4.5 | 0 | 0 | 0 | 0 | 0 | 0
NWHZ2CZ3_2200n_25gshp_des1 | NW | HZ2CZ3_ | 3 | 427.6172 | 56.6154 | 6644.9655 | 755.94 | 0.91801 | 0.32154 | 0.35591 | 0.53141 | 12735.9051 | 16212.2662 | 5491.6375 | 831.2161 | 425.8318 | 2233.7784 | 3737.2201 | 4493.7282 | 1048.3913 | 18.8416 | 1.7972 | 0 | 106.6024 | 559.2025 | 42660.8208 | 52473.6127 | 36492.402 | 29977.2742 | 650.4397 | 18246.6584 | 23342.0952 | 5486.7561 | 42.3 | 973.5182 | 2675.1121 | 200.75 | 0 | 0 | 0 | 0 | NWHZ2CZ3_2200n_25gshp_des1 | NWHZ2CZ3_3 | 0 | 0 | 0 | 69 | 64 | 74 | 78 | 1 | 2268 | 0 | 0.5 | 0 | GSHP20_32_150_desup | 2.5 | 17.4 | 1 | 2 | 35 | 0 | Crawl | 0.06 | 300 | 6 | Attic | 0.03 | 80 | 6 | 2200 | 18700 | 200 | 30.6094 | 2210 | 17.5439 | 1784 | 37.6642 | 0.85 | 91 | 91 | 91 | 91 | 0.293 | 0.3 | 0.54 | 40 | 5 | 1 | 1584 | 160 | 30.6094 | 0 | 0 | N | 0 | 0 | 0.75 | 1 | 1.75 | 2 | 1.5 | 2181.6667 | 11.8056 | Exhaust | 50 | 4 | Standard | 5 | 0 | 4.5 | 4.5 | 0 | 0 | 0 | 0 | 0 | 0
WxHZ2CZ1_2200e_30gshp_des1 | NW | HZ2CZ1_ | 3 | 493.4948 | 57.5833 | 6644.9655 | 139.9665 | 0.91801 | 0.32854 | 0.35565 | 0.55575 | 15337.8421 | 19647.4468 | 6298.9215 | 679.0682 | 512.0104 | 2238.2032 | 1310.9937 | 1691.0441 | 398.3902 | 40.7724 | 10.3773 | 0 | 39.178 | 171.2628 | 45991.4994 | 57548.8377 | 37744.9244 | 29926.5127 | 780.5276 | 15392.2531 | 19209.1276 | 4656.9776 | 21.1 | 1146.124 | 2642.849 | 200.75 | 0 | 0 | 0 | 0 | WxHZ2CZ1_2200e_30gshp_des1 | NWHZ2CZ1_3 | 0 | 0 | 0 | 69 | 64 | 74 | 78 | 1 | 2268 | 0 | 0.5 | 0 | GSHP20_32_150_desup | 3 | 17.4 | 1 | 2 | 35 | 0 | Crawl | 0.06 | 300 | 4.5 | Attic | 0.03 | 80 | 4.9 | 2200 | 18700 | 200 | 26.8 | 2210 | 11.4 | 1784 | 35 | 0.85 | 91 | 91 | 91 | 91 | 0.293 | 0.3 | 0.54 | 40 | 5 | 1 | 1584 | 160 | 26.8 | 0 | 0 | N | 0 | 0 | 0.75 | 1 | 1.75 | 2 | 1.5 | 2181.6667 | 11.8056 | Exhaust | 50 | 4 | Standard | 5 | 0 | 4.5 | 4.5 | 0 | 0 | 0 | 0 | 0 | 0
WxHZ2CZ2_2200e_30gshp_des1 | NW | HZ2CZ2_ | 3 | 493.4948 | 57.5833 | 6644.9655 | 391.602 | 0.91801 | 0.32854 | 0.35565 | 0.55575 | 15337.8421 | 19647.4468 | 6298.9215 | 679.0682 | 512.0104 | 2238.2032 | 2462.5137 | 3052.9343 | 715.9675 | 38.2661 | 5.5665 | 0 | 71.5387 | 312.7246 | 45991.4994 | 57548.8377 | 37744.9244 | 29926.5127 | 780.5276 | 19645.7464 | 26307.4048 | 6088.1745 | 21.1 | 1146.124 | 2642.849 | 200.75 | 0 | 0 | 0 | 0 | WxHZ2CZ2_2200e_30gshp_des1 | NWHZ2CZ2_3 | 0 | 0 | 0 | 69 | 64 | 74 | 78 | 1 | 2268 | 0 | 0.5 | 0 | GSHP20_32_150_desup | 3 | 17.4 | 1 | 2 | 35 | 0 | Crawl | 0.06 | 300 | 4.5 | Attic | 0.03 | 80 | 4.9 | 2200 | 18700 | 200 | 26.8 | 2210 | 11.4 | 1784 | 35 | 0.85 | 91 | 91 | 91 | 91 | 0.293 | 0.3 | 0.54 | 40 | 5 | 1 | 1584 | 160 | 26.8 | 0 | 0 | N | 0 | 0 | 0.75 | 1 | 1.75 | 2 | 1.5 | 2181.6667 | 11.8056 | Exhaust | 50 | 4 | Standard | 5 | 0 | 4.5 | 4.5 | 0 | 0 | 0 | 0 | 0 | 0
WxHZ2CZ3_2200e_30gshp_des1 | NW | HZ2CZ3_ | 3 | 493.4948 | 57.5833 | 6644.9655 | 755.94 | 0.91801 | 0.32854 | 0.35565 | 0.55575 | 15337.8421 | 19647.4468 | 6298.9215 | 679.0682 | 512.0104 | 2238.2032 | 3861.5919 | 4675.4532 | 1093.678 | 19.8619 | 1.8161 | 0 | 110.831 | 484.4871 | 45991.4994 | 57548.8377 | 37744.9244 | 29926.5127 | 780.5276 | 20162.4056 | 26024.6432 | 6105.3992 | 21.1 | 1146.124 | 2642.849 | 200.75 | 0 | 0 | 0 | 0 | WxHZ2CZ3_2200e_30gshp_des1 | NWHZ2CZ3_3 | 0 | 0 | 0 | 69 | 64 | 74 | 78 | 1 | 2268 | 0 | 0.5 | 0 | GSHP20_32_150_desup | 3 | 17.4 | 1 | 2 | 35 | 0 | Crawl | 0.06 | 300 | 4.5 | Attic | 0.03 | 80 | 4.9 | 2200 | 18700 | 200 | 26.8 | 2210 | 11.4 | 1784 | 35 | 0.85 | 91 | 91 | 91 | 91 | 0.293 | 0.3 | 0.54 | 40 | 5 | 1 | 1584 | 160 | 26.8 | 0 | 0 | N | 0 | 0 | 0.75 | 1 | 1.75 | 2 | 1.5 | 2181.6667 | 11.8056 | Exhaust | 50 | 4 | Standard | 5 | 0 | 4.5 | 4.5 | 0 | 0 | 0 | 0 | 0 | 0
NWHZ3CZ1_2200n_25gshp_des1 | NW | HZ3CZ1_ | 3 | 423.9185 | 56.0898 | 7927.5 | 139.9665 | 0.90102 | 0.32029 | 0.35064 | 0.54883 | 15581.4573 | 20027.6107 | 7030.4962 | 1467.5462 | 510.5732 | 2678.305 | 1357.9214 | 1741.0778 | 408.9902 | 41.5907 | 10.2708 | 0 | 40.342 | 211.6212 | 45220.3555 | 55620.0662 | 42334.6998 | 35948.8045 | 650.4397 | 14017.3129 | 17435.1398 | 4205.9546 | 28 | 1097.4728 | 3051.669 | 200.75 | 0 | 0 | 0 | 0 | NWHZ3CZ1_2200n_25gshp_des1 | NWHZ3CZ1_3 | 0 | 0 | 0 | 69 | 64 | 74 | 78 | 1 | 2268 | 0 | 0.5 | 0 | GSHP20_32_150_desup | 2.5 | 17.4 | 1 | 2 | 35 | 0 | Crawl | 0.06 | 300 | 6 | Attic | 0.03 | 80 | 6 | 2200 | 18700 | 200 | 30.6094 | 2210 | 17.5439 | 1784 | 37.6642 | 0.85 | 91 | 91 | 91 | 91 | 0.293 | 0.3 | 0.54 | 40 | 5 | 1 | 1584 | 160 | 30.6094 | 0 | 0 | N | 0 | 0 | 0.75 | 1 | 1.75 | 2 | 1.5 | 2181.6667 | 11.8056 | Exhaust | 50 | 4 | Standard | 5 | 0 | 4.5 | 4.5 | 0 | 0 | 0 | 0 | 0 | 0
NWHZ3CZ2_2200n_25gshp_des1 | NW | HZ3CZ2_ | 3 | 423.9185 | 56.0898 | 7927.5 | 391.602 | 0.90102 | 0.32029 | 0.35064 | 0.54883 | 15581.4573 | 20027.6107 | 7030.4962 | 1467.5462 | 510.5732 | 2678.305 | 2434.2317 | 3001.0224 | 701.8964 | 37.7315 | 5.553 | 0 | 70.3523 | 369.0458 | 45220.3555 | 55620.0662 | 42334.6998 | 35948.8045 | 650.4397 | 17792.6895 | 23583.9385 | 5442.7988 | 28 | 1097.4728 | 3051.669 | 200.75 | 0 | 0 | 0 | 0 | NWHZ3CZ2_2200n_25gshp_des1 | NWHZ3CZ2_3 | 0 | 0 | 0 | 69 | 64 | 74 | 78 | 1 | 2268 | 0 | 0.5 | 0 | GSHP20_32_150_desup | 2.5 | 17.4 | 1 | 2 | 35 | 0 | Crawl | 0.06 | 300 | 6 | Attic | 0.03 | 80 | 6 | 2200 | 18700 | 200 | 30.6094 | 2210 | 17.5439 | 1784 | 37.6642 | 0.85 | 91 | 91 | 91 | 91 | 0.293 | 0.3 | 0.54 | 40 | 5 | 1 | 1584 | 160 | 30.6094 | 0 | 0 | N | 0 | 0 | 0.75 | 1 | 1.75 | 2 | 1.5 | 2181.6667 | 11.8056 | Exhaust | 50 | 4 | Standard | 5 | 0 | 4.5 | 4.5 | 0 | 0 | 0 | 0 | 0 | 0
NWHZ3CZ3_2200n_25gshp_des1 | NW | HZ3CZ3_ | 3 | 423.9185 | 56.0898 | 7927.5 | 755.94 | 0.90102 | 0.32029 | 0.35064 | 0.54883 | 15581.4573 | 20027.6107 | 7030.4962 | 1467.5462 | 510.5732 | 2678.305 | 3737.2201 | 4493.7282 | 1048.3913 | 18.8416 | 1.7972 | 0 | 106.6024 | 559.2025 | 45220.3555 | 55620.0662 | 42334.6998 | 35948.8045 | 650.4397 | 18246.6584 | 23342.0952 | 5486.7561 | 28 | 1097.4728 | 3051.669 | 200.75 | 0 | 0 | 0 | 0 | NWHZ3CZ3_2200n_25gshp_des1 | NWHZ3CZ3_3 | 0 | 0 | 0 | 69 | 64 | 74 | 78 | 1 | 2268 | 0 | 0.5 | 0 | GSHP20_32_150_desup | 2.5 | 17.4 | 1 | 2 | 35 | 0 | Crawl | 0.06 | 300 | 6 | Attic | 0.03 | 80 | 6 | 2200 | 18700 | 200 | 30.6094 | 2210 | 17.5439 | 1784 | 37.6642 | 0.85 | 91 | 91 | 91 | 91 | 0.293 | 0.3 | 0.54 | 40 | 5 | 1 | 1584 | 160 | 30.6094 | 0 | 0 | N | 0 | 0 | 0.75 | 1 | 1.75 | 2 | 1.5 | 2181.6667 | 11.8056 | Exhaust | 50 | 4 | Standard | 5 | 0 | 4.5 | 4.5 | 0 | 0 | 0 | 0 | 0 | 0
WxHZ3CZ1_2200e_30gshp_des1 | NW | HZ3CZ1_ | 3 | 490.409 | 56.9871 | 7927.5 | 139.9665 | 0.90102 | 0.32872 | 0.35244 | 0.57311 | 18666.0374 | 24167.4756 | 7980.0219 | 1270.7259 | 614.2671 | 2685.2084 | 1310.9937 | 1691.0441 | 398.3902 | 40.7724 | 10.3773 | 0 | 39.178 | 171.2628 | 48783.5118 | 61079.1966 | 44634.5279 | 36968.8831 | 780.5276 | 15392.2531 | 19209.1276 | 4656.9776 | 14 | 1301.9961 | 3033.2882 | 200.75 | 0 | 0 | 0 | 0 | WxHZ3CZ1_2200e_30gshp_des1 | NWHZ3CZ1_3 | 0 | 0 | 0 | 69 | 64 | 74 | 78 | 1 | 2268 | 0 | 0.5 | 0 | GSHP20_32_150_desup | 3 | 17.4 | 1 | 2 | 35 | 0 | Crawl | 0.06 | 300 | 4.5 | Attic | 0.03 | 80 | 4.9 | 2200 | 18700 | 200 | 26.8 | 2210 | 11.4 | 1784 | 35 | 0.85 | 91 | 91 | 91 | 91 | 0.293 | 0.3 | 0.54 | 40 | 5 | 1 | 1584 | 160 | 26.8 | 0 | 0 | N | 0 | 0 | 0.75 | 1 | 1.75 | 2 | 1.5 | 2181.6667 | 11.8056 | Exhaust | 50 | 4 | Standard | 5 | 0 | 4.5 | 4.5 | 0 | 0 | 0 | 0 | 0 | 0
WxHZ3CZ2_2200e_30gshp_des1 | NW | HZ3CZ2_ | 3 | 490.409 | 56.9871 | 7927.5 | 391.602 | 0.90102 | 0.32872 | 0.35244 | 0.57311 | 18666.0374 | 24167.4756 | 7980.0219 | 1270.7259 | 614.2671 | 2685.2084 | 2462.5137 | 3052.9343 | 715.9675 | 38.2661 | 5.5665 | 0 | 71.5387 | 312.7246 | 48783.5118 | 61079.1966 | 44634.5279 | 36968.8831 | 780.5276 | 19645.7464 | 26307.4048 | 6088.1745 | 14 | 1301.9961 | 3033.2882 | 200.75 | 0 | 0 | 0 | 0 | WxHZ3CZ2_2200e_30gshp_des1 | NWHZ3CZ2_3 | 0 | 0 | 0 | 69 | 64 | 74 | 78 | 1 | 2268 | 0 | 0.5 | 0 | GSHP20_32_150_desup | 3 | 17.4 | 1 | 2 | 35 | 0 | Crawl | 0.06 | 300 | 4.5 | Attic | 0.03 | 80 | 4.9 | 2200 | 18700 | 200 | 26.8 | 2210 | 11.4 | 1784 | 35 | 0.85 | 91 | 91 | 91 | 91 | 0.293 | 0.3 | 0.54 | 40 | 5 | 1 | 1584 | 160 | 26.8 | 0 | 0 | N | 0 | 0 | 0.75 | 1 | 1.75 | 2 | 1.5 | 2181.6667 | 11.8056 | Exhaust | 50 | 4 | Standard | 5 | 0 | 4.5 | 4.5 | 0 | 0 | 0 | 0 | 0 | 0
WxHZ3CZ3_2200e_30gshp_des1 | NW | HZ3CZ3_ | 3 | 490.409 | 56.9871 | 7927.5 | 755.94 | 0.90102 | 0.32872 | 0.35244 | 0.57311 | 18666.0374 | 24167.4756 | 7980.0219 | 1270.7259 | 614.2671 | 2685.2084 | 3861.5919 | 4675.4532 | 1093.678 | 19.8619 | 1.8161 | 0 | 110.831 | 484.4871 | 48783.5118 | 61079.1966 | 44634.5279 | 36968.8831 | 780.5276 | 20162.4056 | 26024.6432 | 6105.3992 | 14 | 1301.9961 | 3033.2882 | 200.75 | 0 | 0 | 0 | 0 | WxHZ3CZ3_2200e_30gshp_des1 | NWHZ3CZ3_3 | 0 | 0 | 0 | 69 | 64 | 74 | 78 | 1 | 2268 | 0 | 0.5 | 0 | GSHP20_32_150_desup | 3 | 17.4 | 1 | 2 | 35 | 0 | Crawl | 0.06 | 300 | 4.5 | Attic | 0.03 | 80 | 4.9 | 2200 | 18700 | 200 | 26.8 | 2210 | 11.4 | 1784 | 35 | 0.85 | 91 | 91 | 91 | 91 | 0.293 | 0.3 | 0.54 | 40 | 5 | 1 | 1584 | 160 | 26.8 | 0 | 0 | N | 0 | 0 | 0.75 | 1 | 1.75 | 2 | 1.5 | 2181.6667 | 11.8056 | Exhaust | 50 | 4 | Standard | 5 | 0 | 4.5 | 4.5 | 0 | 0 | 0 | 0 | 0 | 0
NWHZ1CZ1_2688n_25gshp_des1 | NW | HZ1CZ1_ | 3 | 439.5796 | 58.1943 | 4974.4275 | 139.9665 | 0.96894 | 0.25946 | 0.278 | 0.37556 | 9434.5542 | 9592.1603 | 3084.3868 | 89.3094 | 266.7798 | 1399.4421 | 887.1052 | 1053.9154 | 254.2141 | 35.493 | 14.0741 | 0 | 24.5196 | 128.6222 | 36198.9885 | 36876.7451 | 22259.5021 | 15732.1644 | 650.4397 | 12739.517 | 13710.4836 | 3362.1454 | 0.35 | 600.1373 | 1670.3459 | 200.75 | 0 | 0 | 0 | 0 | NWHZ1CZ1_2688n_25gshp_des1 | NWHZ1CZ1_3 | 0 | 0 | 0 | 69 | 64 | 74 | 78 | 1 | 2522 | 0 | 0.5 | 0 | GSHP20_32_150_desup | 2.5 | 17.4 | 1 | 2 | 35 | 0 | Attic | 0.003 | 15 | 6 | Attic | 0.005 | 40 | 6 | 2688 | 22848 | 0 | 30.6094 | 1480 | 17.5439 | 1344 | 37.6642 | 0.85 | 94 | 94 | 94 | 94 | 0.293 | 0.3 | 0.54 | 40 | 5 | 4 | 1344 | 148 | 30.6094 | 0 | 0 | N | 0 | 0 | 0.75 | 0.5 | 17.857 | 6.5 | 17.857 | 2665.6 | 17 | Exhaust | 50 | 4 | Standard | 5 | 0 | 4.5 | 4.5 | 0 | 0 | 0 | 0 | 0 | 0
NWHZ1CZ2_2688n_25gshp_des1 | NW | HZ1CZ2_ | 3 | 439.5796 | 58.1943 | 4974.4275 | 391.602 | 0.96894 | 0.25946 | 0.278 | 0.37556 | 9434.5542 | 9592.1603 | 3084.3868 | 89.3094 | 266.7798 | 1399.4421 | 1789.0885 | 1977.5497 | 475.1955 | 35.1683 | 7.4627 | 0 | 46.7485 | 245.2275 | 36198.9885 | 36876.7451 | 22259.5021 | 15732.1644 | 650.4397 | 17251.6515 | 18665.179 | 4518.8256 | 0.35 | 600.1373 | 1670.3459 | 200.75 | 0 | 0 | 0 | 0 | NWHZ1CZ2_2688n_25gshp_des1 | NWHZ1CZ2_3 | 0 | 0 | 0 | 69 | 64 | 74 | 78 | 1 | 2522 | 0 | 0.5 | 0 | GSHP20_32_150_desup | 2.5 | 17.4 | 1 | 2 | 35 | 0 | Attic | 0.003 | 15 | 6 | Attic | 0.005 | 40 | 6 | 2688 | 22848 | 0 | 30.6094 | 1480 | 17.5439 | 1344 | 37.6642 | 0.85 | 94 | 94 | 94 | 94 | 0.293 | 0.3 | 0.54 | 40 | 5 | 4 | 1344 | 148 | 30.6094 | 0 | 0 | N | 0 | 0 | 0.75 | 0.5 | 17.857 | 6.5 | 17.857 | 2665.6 | 17 | Exhaust | 50 | 4 | Standard | 5 | 0 | 4.5 | 4.5 | 0 | 0 | 0 | 0 | 0 | 0
NWHZ1CZ3_2688n_25gshp_des1 | NW | HZ1CZ3_ | 3 | 439.5796 | 58.1943 | 4974.4275 | 755.94 | 0.96894 | 0.25946 | 0.278 | 0.37556 | 9434.5542 | 9592.1603 | 3084.3868 | 89.3094 | 266.7798 | 1399.4421 | 3032.3074 | 3175.3384 | 765.5721 | 17.372 | 2.2692 | 0 | 76.3893 | 400.7143 | 36198.9885 | 36876.7451 | 22259.5021 | 15732.1644 | 650.4397 | 19227.4544 | 19868.236 | 5034.0512 | 0.35 | 600.1373 | 1670.3459 | 200.75 | 0 | 0 | 0 | 0 | NWHZ1CZ3_2688n_25gshp_des1 | NWHZ1CZ3_3 | 0 | 0 | 0 | 69 | 64 | 74 | 78 | 1 | 2522 | 0 | 0.5 | 0 | GSHP20_32_150_desup | 2.5 | 17.4 | 1 | 2 | 35 | 0 | Attic | 0.003 | 15 | 6 | Attic | 0.005 | 40 | 6 | 2688 | 22848 | 0 | 30.6094 | 1480 | 17.5439 | 1344 | 37.6642 | 0.85 | 94 | 94 | 94 | 94 | 0.293 | 0.3 | 0.54 | 40 | 5 | 4 | 1344 | 148 | 30.6094 | 0 | 0 | N | 0 | 0 | 0.75 | 0.5 | 17.857 | 6.5 | 17.857 | 2665.6 | 17 | Exhaust | 50 | 4 | Standard | 5 | 0 | 4.5 | 4.5 | 0 | 0 | 0 | 0 | 0 | 0
WxHZ1CZ1_2688e_25gshp_des1 | NW | HZ1CZ1_ | 3 | 474.0274 | 58.5624 | 4974.4275 | 139.9665 | 0.96894 | 0.25909 | 0.27608 | 0.37604 | 10531.5897 | 10732.9006 | 3449.0093 | 122.8152 | 297.2167 | 1559.1046 | 891.067 | 1055.2252 | 254.0563 | 33.9806 | 13.5222 | 0 | 24.5681 | 128.8765 | 37735.0578 | 38514.3191 | 23859.8603 | 17334.2031 | 650.4397 | 13389.9098 | 14409.5514 | 3524.8985 | 2.15 | 661.2542 | 1840.2163 | 200.75 | 0 | 0 | 0 | 0 | WxHZ1CZ1_2688e_25gshp_des1 | NWHZ1CZ1_3 | 0 | 0 | 0 | 69 | 64 | 74 | 78 | 1 | 2522 | 0 | 0.5 | 0 | GSHP20_32_150_desup | 2.5 | 17.4 | 1 | 2 | 35 | 0 | Attic | 0.003 | 15 | 4.5 | Attic | 0.005 | 40 | 4.9 | 2688 | 22848 | 0 | 26.8 | 1480 | 11.4 | 1344 | 35 | 0.85 | 94 | 94 | 94 | 94 | 0.293 | 0.3 | 0.54 | 40 | 5 | 4 | 1344 | 148 | 26.8 | 0 | 0 | N | 0 | 0 | 0.75 | 0.5 | 17.857 | 6.5 | 17.857 | 2665.6 | 17 | Exhaust | 50 | 4 | Standard | 5 | 0 | 4.5 | 4.5 | 0 | 0 | 0 | 0 | 0 | 0
WxHZ1CZ2_2688e_25gshp_des1 | NW | HZ1CZ2_ | 3 | 474.0274 | 58.5624 | 4974.4275 | 391.602 | 0.96894 | 0.25909 | 0.27608 | 0.37604 | 10531.5897 | 10732.9006 | 3449.0093 | 122.8152 | 297.2167 | 1559.1046 | 1834.9529 | 2026.3748 | 485.678 | 33.8668 | 7.0846 | 0 | 47.9224 | 251.3855 | 37735.0578 | 38514.3191 | 23859.8603 | 17334.2031 | 650.4397 | 18069.5219 | 19578.5583 | 4728.1158 | 2.15 | 661.2542 | 1840.2163 | 200.75 | 0 | 0 | 0 | 0 | WxHZ1CZ2_2688e_25gshp_des1 | NWHZ1CZ2_3 | 0 | 0 | 0 | 69 | 64 | 74 | 78 | 1 | 2522 | 0 | 0.5 | 0 | GSHP20_32_150_desup | 2.5 | 17.4 | 1 | 2 | 35 | 0 | Attic | 0.003 | 15 | 4.5 | Attic | 0.005 | 40 | 4.9 | 2688 | 22848 | 0 | 26.8 | 1480 | 11.4 | 1344 | 35 | 0.85 | 94 | 94 | 94 | 94 | 0.293 | 0.3 | 0.54 | 40 | 5 | 4 | 1344 | 148 | 26.8 | 0 | 0 | N | 0 | 0 | 0.75 | 0.5 | 17.857 | 6.5 | 17.857 | 2665.6 | 17 | Exhaust | 50 | 4 | Standard | 5 | 0 | 4.5 | 4.5 | 0 | 0 | 0 | 0 | 0 | 0
WxHZ1CZ3_2688e_25gshp_des1 | NW | HZ1CZ3_ | 3 | 474.0274 | 58.5624 | 4974.4275 | 755.94 | 0.96894 | 0.25909 | 0.27608 | 0.37604 | 10531.5897 | 10732.9006 | 3449.0093 | 122.8152 | 297.2167 | 1559.1046 | 3130.205 | 3285.6905 | 789.3324 | 16.6521 | 2.1096 | 0 | 79.0242 | 414.536 | 37735.0578 | 38514.3191 | 23859.8603 | 17334.2031 | 650.4397 | 20210.5958 | 20997.6738 | 5294.5129 | 2.15 | 661.2542 | 1840.2163 | 200.75 | 0 | 0 | 0 | 0 | WxHZ1CZ3_2688e_25gshp_des1 | NWHZ1CZ3_3 | 0 | 0 | 0 | 69 | 64 | 74 | 78 | 1 | 2522 | 0 | 0.5 | 0 | GSHP20_32_150_desup | 2.5 | 17.4 | 1 | 2 | 35 | 0 | Attic | 0.003 | 15 | 4.5 | Attic | 0.005 | 40 | 4.9 | 2688 | 22848 | 0 | 26.8 | 1480 | 11.4 | 1344 | 35 | 0.85 | 94 | 94 | 94 | 94 | 0.293 | 0.3 | 0.54 | 40 | 5 | 4 | 1344 | 148 | 26.8 | 0 | 0 | N | 0 | 0 | 0.75 | 0.5 | 17.857 | 6.5 | 17.857 | 2665.6 | 17 | Exhaust | 50 | 4 | Standard | 5 | 0 | 4.5 | 4.5 | 0 | 0 | 0 | 0 | 0 | 0
NWHZ2CZ1_2688n_25gshp_des1 | NW | HZ2CZ1_ | 3 | 445.6304 | 57.0886 | 6644.9655 | 139.9665 | 0.91801 | 0.28923 | 0.30899 | 0.42718 | 13970.9438 | 14220.5996 | 4610.1849 | 285.9792 | 389.2502 | 2041.8829 | 887.1052 | 1053.9154 | 254.2141 | 35.493 | 14.0741 | 0 | 24.5196 | 128.6222 | 42145.5301 | 42859.376 | 27169.1617 | 20573.8812 | 650.4397 | 12739.517 | 13710.4836 | 3362.1454 | 0.85 | 852.6032 | 2366.2141 | 200.75 | 0 | 0 | 0 | 0 | NWHZ2CZ1_2688n_25gshp_des1 | NWHZ2CZ1_3 | 0 | 0 | 0 | 69 | 64 | 74 | 78 | 1 | 2522 | 0 | 0.5 | 0 | GSHP20_32_150_desup | 2.5 | 17.4 | 1 | 2 | 35 | 0 | Attic | 0.003 | 15 | 6 | Attic | 0.005 | 40 | 6 | 2688 | 22848 | 0 | 30.6094 | 1480 | 17.5439 | 1344 | 37.6642 | 0.85 | 94 | 94 | 94 | 94 | 0.293 | 0.3 | 0.54 | 40 | 5 | 4 | 1344 | 148 | 30.6094 | 0 | 0 | N | 0 | 0 | 0.75 | 0.5 | 17.857 | 6.5 | 17.857 | 2665.6 | 17 | Exhaust | 50 | 4 | Standard | 5 | 0 | 4.5 | 4.5 | 0 | 0 | 0 | 0 | 0 | 0
NWHZ2CZ2_2688n_25gshp_des1 | NW | HZ2CZ2_ | 3 | 445.6304 | 57.0886 | 6644.9655 | 391.602 | 0.91801 | 0.28923 | 0.30899 | 0.42718 | 13970.9438 | 14220.5996 | 4610.1849 | 285.9792 | 389.2502 | 2041.8829 | 1789.0885 | 1977.5497 | 475.1955 | 35.1683 | 7.4627 | 0 | 46.7485 | 245.2275 | 42145.5301 | 42859.376 | 27169.1617 | 20573.8812 | 650.4397 | 17251.6515 | 18665.179 | 4518.8256 | 0.85 | 852.6032 | 2366.2141 | 200.75 | 0 | 0 | 0 | 0 | NWHZ2CZ2_2688n_25gshp_des1 | NWHZ2CZ2_3 | 0 | 0 | 0 | 69 | 64 | 74 | 78 | 1 | 2522 | 0 | 0.5 | 0 | GSHP20_32_150_desup | 2.5 | 17.4 | 1 | 2 | 35 | 0 | Attic | 0.003 | 15 | 6 | Attic | 0.005 | 40 | 6 | 2688 | 22848 | 0 | 30.6094 | 1480 | 17.5439 | 1344 | 37.6642 | 0.85 | 94 | 94 | 94 | 94 | 0.293 | 0.3 | 0.54 | 40 | 5 | 4 | 1344 | 148 | 30.6094 | 0 | 0 | N | 0 | 0 | 0.75 | 0.5 | 17.857 | 6.5 | 17.857 | 2665.6 | 17 | Exhaust | 50 | 4 | Standard | 5 | 0 | 4.5 | 4.5 | 0 | 0 | 0 | 0 | 0 | 0
NWHZ2CZ3_2688n_25gshp_des1 | NW | HZ2CZ3_ | 3 | 445.6304 | 57.0886 | 6644.9655 | 755.94 | 0.91801 | 0.28923 | 0.30899 | 0.42718 | 13970.9438 | 14220.5996 | 4610.1849 | 285.9792 | 389.2502 | 2041.8829 | 3032.3074 | 3175.3384 | 765.5721 | 17.372 | 2.2692 | 0 | 76.3893 | 400.7143 | 42145.5301 | 42859.376 | 27169.1617 | 20573.8812 | 650.4397 | 19227.4544 | 19868.236 | 5034.0512 | 0.85 | 852.6032 | 2366.2141 | 200.75 | 0 | 0 | 0 | 0 | NWHZ2CZ3_2688n_25gshp_des1 | NWHZ2CZ3_3 | 0 | 0 | 0 | 69 | 64 | 74 | 78 | 1 | 2522 | 0 | 0.5 | 0 | GSHP20_32_150_desup | 2.5 | 17.4 | 1 | 2 | 35 | 0 | Attic | 0.003 | 15 | 6 | Attic | 0.005 | 40 | 6 | 2688 | 22848 | 0 | 30.6094 | 1480 | 17.5439 | 1344 | 37.6642 | 0.85 | 94 | 94 | 94 | 94 | 0.293 | 0.3 | 0.54 | 40 | 5 | 4 | 1344 | 148 | 30.6094 | 0 | 0 | N | 0 | 0 | 0.75 | 0.5 | 17.857 | 6.5 | 17.857 | 2665.6 | 17 | Exhaust | 50 | 4 | Standard | 5 | 0 | 4.5 | 4.5 | 0 | 0 | 0 | 0 | 0 | 0
WxHZ2CZ1_2688e_25gshp_des1 | NW | HZ2CZ1_ | 3 | 480.1516 | 57.5162 | 6644.9655 | 139.9665 | 0.91801 | 0.2891 | 0.30716 | 0.42757 | 15420.5286 | 15736.2897 | 5125.9324 | 391.6095 | 427.665 | 2243.3947 | 891.067 | 1055.2252 | 254.0563 | 33.9806 | 13.5222 | 0 | 24.5681 | 128.8765 | 44025.0665 | 44847.9126 | 29132.0051 | 22538.6402 | 650.4397 | 13389.9098 | 14409.5514 | 3524.8985 | 2.7 | 930.9835 | 2582.2246 | 200.75 | 0 | 0 | 0 | 0 | WxHZ2CZ1_2688e_25gshp_des1 | NWHZ2CZ1_3 | 0 | 0 | 0 | 69 | 64 | 74 | 78 | 1 | 2522 | 0 | 0.5 | 0 | GSHP20_32_150_desup | 2.5 | 17.4 | 1 | 2 | 35 | 0 | Attic | 0.003 | 15 | 4.5 | Attic | 0.005 | 40 | 4.9 | 2688 | 22848 | 0 | 26.8 | 1480 | 11.4 | 1344 | 35 | 0.85 | 94 | 94 | 94 | 94 | 0.293 | 0.3 | 0.54 | 40 | 5 | 4 | 1344 | 148 | 26.8 | 0 | 0 | N | 0 | 0 | 0.75 | 0.5 | 17.857 | 6.5 | 17.857 | 2665.6 | 17 | Exhaust | 50 | 4 | Standard | 5 | 0 | 4.5 | 4.5 | 0 | 0 | 0 | 0 | 0 | 0
WxHZ2CZ2_2688e_25gshp_des1 | NW | HZ2CZ2_ | 3 | 480.1516 | 57.5162 | 6644.9655 | 391.602 | 0.91801 | 0.2891 | 0.30716 | 0.42757 | 15420.5286 | 15736.2897 | 5125.9324 | 391.6095 | 427.665 | 2243.3947 | 1834.9529 | 2026.3748 | 485.678 | 33.8668 | 7.0846 | 0 | 47.9224 | 251.3855 | 44025.0665 | 44847.9126 | 29132.0051 | 22538.6402 | 650.4397 | 18069.5219 | 19578.5583 | 4728.1158 | 2.7 | 930.9835 | 2582.2246 | 200.75 | 0 | 0 | 0 | 0 | WxHZ2CZ2_2688e_25gshp_des1 | NWHZ2CZ2_3 | 0 | 0 | 0 | 69 | 64 | 74 | 78 | 1 | 2522 | 0 | 0.5 | 0 | GSHP20_32_150_desup | 2.5 | 17.4 | 1 | 2 | 35 | 0 | Attic | 0.003 | 15 | 4.5 | Attic | 0.005 | 40 | 4.9 | 2688 | 22848 | 0 | 26.8 | 1480 | 11.4 | 1344 | 35 | 0.85 | 94 | 94 | 94 | 94 | 0.293 | 0.3 | 0.54 | 40 | 5 | 4 | 1344 | 148 | 26.8 | 0 | 0 | N | 0 | 0 | 0.75 | 0.5 | 17.857 | 6.5 | 17.857 | 2665.6 | 17 | Exhaust | 50 | 4 | Standard | 5 | 0 | 4.5 | 4.5 | 0 | 0 | 0 | 0 | 0 | 0
WxHZ2CZ3_2688e_25gshp_des1 | NW | HZ2CZ3_ | 3 | 480.1516 | 57.5162 | 6644.9655 | 755.94 | 0.91801 | 0.2891 | 0.30716 | 0.42757 | 15420.5286 | 15736.2897 | 5125.9324 | 391.6095 | 427.665 | 2243.3947 | 3130.205 | 3285.6905 | 789.3324 | 16.6521 | 2.1096 | 0 | 79.0242 | 414.536 | 44025.0665 | 44847.9126 | 29132.0051 | 22538.6402 | 650.4397 | 20210.5958 | 20997.6738 | 5294.5129 | 2.7 | 930.9835 | 2582.2246 | 200.75 | 0 | 0 | 0 | 0 | WxHZ2CZ3_2688e_25gshp_des1 | NWHZ2CZ3_3 | 0 | 0 | 0 | 69 | 64 | 74 | 78 | 1 | 2522 | 0 | 0.5 | 0 | GSHP20_32_150_desup | 2.5 | 17.4 | 1 | 2 | 35 | 0 | Attic | 0.003 | 15 | 4.5 | Attic | 0.005 | 40 | 4.9 | 2688 | 22848 | 0 | 26.8 | 1480 | 11.4 | 1344 | 35 | 0.85 | 94 | 94 | 94 | 94 | 0.293 | 0.3 | 0.54 | 40 | 5 | 4 | 1344 | 148 | 26.8 | 0 | 0 | N | 0 | 0 | 0.75 | 0.5 | 17.857 | 6.5 | 17.857 | 2665.6 | 17 | Exhaust | 50 | 4 | Standard | 5 | 0 | 4.5 | 4.5 | 0 | 0 | 0 | 0 | 0 | 0
NWHZ3CZ1_2688n_25gshp_des1 | NW | HZ3CZ1_ | 3 | 438.6669 | 56.6318 | 7927.5 | 139.9665 | 0.90102 | 0.27979 | 0.2961 | 0.44144 | 17407.3717 | 17716.7505 | 5863.1229 | 618.6974 | 474.0896 | 2486.9234 | 887.1052 | 1053.9154 | 254.2141 | 35.493 | 14.0741 | 0 | 24.5196 | 128.6222 | 46175.5108 | 46954.6816 | 33822.9146 | 27346.0607 | 650.4397 | 12739.517 | 13710.4836 | 3362.1454 | 0 | 986.5625 | 2765.3289 | 200.75 | 0 | 0 | 0 | 0 | NWHZ3CZ1_2688n_25gshp_des1 | NWHZ3CZ1_3 | 0 | 0 | 0 | 69 | 64 | 74 | 78 | 1 | 2522 | 0 | 0.5 | 0 | GSHP20_32_150_desup | 2.5 | 17.4 | 1 | 2 | 35 | 0 | Attic | 0.003 | 15 | 6 | Attic | 0.005 | 40 | 6 | 2688 | 22848 | 0 | 30.6094 | 1480 | 17.5439 | 1344 | 37.6642 | 0.85 | 94 | 94 | 94 | 94 | 0.293 | 0.3 | 0.54 | 40 | 5 | 4 | 1344 | 148 | 30.6094 | 0 | 0 | N | 0 | 0 | 0.75 | 0.5 | 17.857 | 6.5 | 17.857 | 2665.6 | 17 | Exhaust | 50 | 4 | Standard | 5 | 0 | 4.5 | 4.5 | 0 | 0 | 0 | 0 | 0 | 0
NWHZ3CZ2_2688n_25gshp_des1 | NW | HZ3CZ2_ | 3 | 438.6669 | 56.6318 | 7927.5 | 391.602 | 0.90102 | 0.27979 | 0.2961 | 0.44144 | 17407.3717 | 17716.7505 | 5863.1229 | 618.6974 | 474.0896 | 2486.9234 | 1789.0885 | 1977.5497 | 475.1955 | 35.1683 | 7.4627 | 0 | 46.7485 | 245.2275 | 46175.5108 | 46954.6816 | 33822.9146 | 27346.0607 | 650.4397 | 17251.6515 | 18665.179 | 4518.8256 | 0 | 986.5625 | 2765.3289 | 200.75 | 0 | 0 | 0 | 0 | NWHZ3CZ2_2688n_25gshp_des1 | NWHZ3CZ2_3 | 0 | 0 | 0 | 69 | 64 | 74 | 78 | 1 | 2522 | 0 | 0.5 | 0 | GSHP20_32_150_desup | 2.5 | 17.4 | 1 | 2 | 35 | 0 | Attic | 0.003 | 15 | 6 | Attic | 0.005 | 40 | 6 | 2688 | 22848 | 0 | 30.6094 | 1480 | 17.5439 | 1344 | 37.6642 | 0.85 | 94 | 94 | 94 | 94 | 0.293 | 0.3 | 0.54 | 40 | 5 | 4 | 1344 | 148 | 30.6094 | 0 | 0 | N | 0 | 0 | 0.75 | 0.5 | 17.857 | 6.5 | 17.857 | 2665.6 | 17 | Exhaust | 50 | 4 | Standard | 5 | 0 | 4.5 | 4.5 | 0 | 0 | 0 | 0 | 0 | 0
NWHZ3CZ3_2688n_25gshp_des1 | NW | HZ3CZ3_ | 3 | 438.6669 | 56.6318 | 7927.5 | 755.94 | 0.90102 | 0.27979 | 0.2961 | 0.44144 | 17407.3717 | 17716.7505 | 5863.1229 | 618.6974 | 474.0896 | 2486.9234 | 3032.3074 | 3175.3384 | 765.5721 | 17.372 | 2.2692 | 0 | 76.3893 | 400.7143 | 46175.5108 | 46954.6816 | 33822.9146 | 27346.0607 | 650.4397 | 19227.4544 | 19868.236 | 5034.0512 | 0 | 986.5625 | 2765.3289 | 200.75 | 0 | 0 | 0 | 0 | NWHZ3CZ3_2688n_25gshp_des1 | NWHZ3CZ3_3 | 0 | 0 | 0 | 69 | 64 | 74 | 78 | 1 | 2522 | 0 | 0.5 | 0 | GSHP20_32_150_desup | 2.5 | 17.4 | 1 | 2 | 35 | 0 | Attic | 0.003 | 15 | 6 | Attic | 0.005 | 40 | 6 | 2688 | 22848 | 0 | 30.6094 | 1480 | 17.5439 | 1344 | 37.6642 | 0.85 | 94 | 94 | 94 | 94 | 0.293 | 0.3 | 0.54 | 40 | 5 | 4 | 1344 | 148 | 30.6094 | 0 | 0 | N | 0 | 0 | 0.75 | 0.5 | 17.857 | 6.5 | 17.857 | 2665.6 | 17 | Exhaust | 50 | 4 | Standard | 5 | 0 | 4.5 | 4.5 | 0 | 0 | 0 | 0 | 0 | 0
WxHZ3CZ1_2688e_25gshp_des1 | NW | HZ3CZ1_ | 3 | 472.5683 | 57.1401 | 7927.5 | 139.9665 | 0.90102 | 0.27958 | 0.29257 | 0.4418 | 19136.205 | 19525.7156 | 6530.6534 | 831.3245 | 516.9313 | 2711.6574 | 891.067 | 1055.2252 | 254.0563 | 33.9806 | 13.5222 | 0 | 24.5681 | 128.8765 | 47762.3592 | 48657.9051 | 35544.6704 | 29071.5904 | 650.4397 | 13389.9098 | 14409.5514 | 3524.8985 | 3 | 1072.5177 | 3005.4508 | 200.75 | 0 | 0 | 0 | 0 | WxHZ3CZ1_2688e_25gshp_des1 | NWHZ3CZ1_3 | 0 | 0 | 0 | 69 | 64 | 74 | 78 | 1 | 2522 | 0 | 0.5 | 0 | GSHP20_32_150_desup | 2.5 | 17.4 | 1 | 2 | 35 | 0 | Attic | 0.003 | 15 | 4.5 | Attic | 0.005 | 40 | 4.9 | 2688 | 22848 | 0 | 26.8 | 1480 | 11.4 | 1344 | 35 | 0.85 | 94 | 94 | 94 | 94 | 0.293 | 0.3 | 0.54 | 40 | 5 | 4 | 1344 | 148 | 26.8 | 0 | 0 | N | 0 | 0 | 0.75 | 0.5 | 17.857 | 6.5 | 17.857 | 2665.6 | 17 | Exhaust | 50 | 4 | Standard | 5 | 0 | 4.5 | 4.5 | 0 | 0 | 0 | 0 | 0 | 0
WxHZ3CZ2_2688e_25gshp_des1 | NW | HZ3CZ2_ | 3 | 472.5683 | 57.1401 | 7927.5 | 391.602 | 0.90102 | 0.27958 | 0.29257 | 0.4418 | 19136.205 | 19525.7156 | 6530.6534 | 831.3245 | 516.9313 | 2711.6574 | 1834.9529 | 2026.3748 | 485.678 | 33.8668 | 7.0846 | 0 | 47.9224 | 251.3855 | 47762.3592 | 48657.9051 | 35544.6704 | 29071.5904 | 650.4397 | 18069.5219 | 19578.5583 | 4728.1158 | 3 | 1072.5177 | 3005.4508 | 200.75 | 0 | 0 | 0 | 0 | WxHZ3CZ2_2688e_25gshp_des1 | NWHZ3CZ2_3 | 0 | 0 | 0 | 69 | 64 | 74 | 78 | 1 | 2522 | 0 | 0.5 | 0 | GSHP20_32_150_desup | 2.5 | 17.4 | 1 | 2 | 35 | 0 | Attic | 0.003 | 15 | 4.5 | Attic | 0.005 | 40 | 4.9 | 2688 | 22848 | 0 | 26.8 | 1480 | 11.4 | 1344 | 35 | 0.85 | 94 | 94 | 94 | 94 | 0.293 | 0.3 | 0.54 | 40 | 5 | 4 | 1344 | 148 | 26.8 | 0 | 0 | N | 0 | 0 | 0.75 | 0.5 | 17.857 | 6.5 | 17.857 | 2665.6 | 17 | Exhaust | 50 | 4 | Standard | 5 | 0 | 4.5 | 4.5 | 0 | 0 | 0 | 0 | 0 | 0
WxHZ3CZ3_2688e_25gshp_des1 | NW | HZ3CZ3_ | 3 | 472.5683 | 57.1401 | 7927.5 | 755.94 | 0.90102 | 0.27958 | 0.29257 | 0.4418 | 19136.205 | 19525.7156 | 6530.6534 | 831.3245 | 516.9313 | 2711.6574 | 3130.205 | 3285.6905 | 789.3324 | 16.6521 | 2.1096 | 0 | 79.0242 | 414.536 | 47762.3592 | 48657.9051 | 35544.6704 | 29071.5904 | 650.4397 | 20210.5958 | 20997.6738 | 5294.5129 | 3 | 1072.5177 | 3005.4508 | 200.75 | 0 | 0 | 0 | 0 | WxHZ3CZ3_2688e_25gshp_des1 | NWHZ3CZ3_3 | 0 | 0 | 0 | 69 | 64 | 74 | 78 | 1 | 2522 | 0 | 0.5 | 0 | GSHP20_32_150_desup | 2.5 | 17.4 | 1 | 2 | 35 | 0 | Attic | 0.003 | 15 | 4.5 | Attic | 0.005 | 40 | 4.9 | 2688 | 22848 | 0 | 26.8 | 1480 | 11.4 | 1344 | 35 | 0.85 | 94 | 94 | 94 | 94 | 0.293 | 0.3 | 0.54 | 40 | 5 | 4 | 1344 | 148 | 26.8 | 0 | 0 | N | 0 | 0 | 0.75 | 0.5 | 17.857 | 6.5 | 17.857 | 2665.6 | 17 | Exhaust | 50 | 4 | Standard | 5 | 0 | 4.5 | 4.5 | 0 | 0 | 0 | 0 | 0 | 0
NWHZ1CZ1_5000n_35gshp_des1 | NW | HZ1CZ1_ | 3 | 764.5752 | 58.5768 | 4974.4275 | 139.9665 | 0.96894 | 0.31801 | 0.34259 | 0.50644 | 18830.5058 | 19556.6275 | 6223.6966 | 631.4248 | 505.6963 | 1894.8017 | 1564.9652 | 1822.3058 | 434.7219 | 37.9995 | 8.8898 | 0 | 42.6138 | 159.6705 | 73033.7558 | 75776.2656 | 53793.3168 | 44656.5678 | 910.6155 | 24468.989 | 26948.6976 | 6445.3459 | 78.1 | 1129.0145 | 2228.7916 | 200.75 | 0 | 0 | 0 | 0 | NWHZ1CZ1_5000n_35gshp_des1 | NWHZ1CZ1_3 | 0 | 0 | 0 | 69 | 64 | 74 | 78 | 1 | 3099 | 0 | 0.5 | 0 | GSHP20_32_150_desup | 3.5 | 17.4 | 1 | 2 | 35 | 0 | Attic | 0.02 | 0 | 6 | Attic | 0.03 | 60 | 6 | 5000 | 40100 | 200 | 30.6094 | 2788 | 17.5439 | 1800 | 37.6642 | 0.85 | 187.5 | 187.5 | 187.5 | 187.5 | 0.293 | 0.3 | 0.54 | 40 | 5 | 4 | 1600 | 164 | 30.6094 | 0 | 0 | N | 0 | 0 | 0.75 | 0.5 | 17.857 | 6.5 | 17.857 | 4678.3333 | 26.5625 | Exhaust | 50 | 4 | Standard | 5 | 0 | 4.5 | 4.5 | 0 | 0 | 0 | 0 | 0 | 0
NWHZ1CZ2_5000n_35gshp_des1 | NW | HZ1CZ2_ | 3 | 764.5752 | 58.5768 | 4974.4275 | 391.602 | 0.96894 | 0.31801 | 0.34259 | 0.50644 | 18830.5058 | 19556.6275 | 6223.6966 | 631.4248 | 505.6963 | 1894.8017 | 3213.7484 | 3578.8532 | 850.1949 | 36.3891 | 4.4777 | 0 | 85.1673 | 319.1146 | 73033.7558 | 75776.2656 | 53793.3168 | 44656.5678 | 910.6155 | 32652.2786 | 36906.2454 | 8647.7138 | 78.1 | 1129.0145 | 2228.7916 | 200.75 | 0 | 0 | 0 | 0 | NWHZ1CZ2_5000n_35gshp_des1 | NWHZ1CZ2_3 | 0 | 0 | 0 | 69 | 64 | 74 | 78 | 1 | 3099 | 0 | 0.5 | 0 | GSHP20_32_150_desup | 3.5 | 17.4 | 1 | 2 | 35 | 0 | Attic | 0.02 | 0 | 6 | Attic | 0.03 | 60 | 6 | 5000 | 40100 | 200 | 30.6094 | 2788 | 17.5439 | 1800 | 37.6642 | 0.85 | 187.5 | 187.5 | 187.5 | 187.5 | 0.293 | 0.3 | 0.54 | 40 | 5 | 4 | 1600 | 164 | 30.6094 | 0 | 0 | N | 0 | 0 | 0.75 | 0.5 | 17.857 | 6.5 | 17.857 | 4678.3333 | 26.5625 | Exhaust | 50 | 4 | Standard | 5 | 0 | 4.5 | 4.5 | 0 | 0 | 0 | 0 | 0 | 0
NWHZ1CZ3_5000n_35gshp_des1 | NW | HZ1CZ3_ | 3 | 764.5752 | 58.5768 | 4974.4275 | 755.94 | 0.96894 | 0.31801 | 0.34259 | 0.50644 | 18830.5058 | 19556.6275 | 6223.6966 | 631.4248 | 505.6963 | 1894.8017 | 5414.5254 | 5835.0242 | 1391.1645 | 12.4381 | 0.89407 | 0 | 141.7161 | 530.9984 | 73033.7558 | 75776.2656 | 53793.3168 | 44656.5678 | 910.6155 | 33299.5362 | 36747.2367 | 8913.1093 | 78.1 | 1129.0145 | 2228.7916 | 200.75 | 0 | 0 | 0 | 0 | NWHZ1CZ3_5000n_35gshp_des1 | NWHZ1CZ3_3 | 0 | 0 | 0 | 69 | 64 | 74 | 78 | 1 | 3099 | 0 | 0.5 | 0 | GSHP20_32_150_desup | 3.5 | 17.4 | 1 | 2 | 35 | 0 | Attic | 0.02 | 0 | 6 | Attic | 0.03 | 60 | 6 | 5000 | 40100 | 200 | 30.6094 | 2788 | 17.5439 | 1800 | 37.6642 | 0.85 | 187.5 | 187.5 | 187.5 | 187.5 | 0.293 | 0.3 | 0.54 | 40 | 5 | 4 | 1600 | 164 | 30.6094 | 0 | 0 | N | 0 | 0 | 0.75 | 0.5 | 17.857 | 6.5 | 17.857 | 4678.3333 | 26.5625 | Exhaust | 50 | 4 | Standard | 5 | 0 | 4.5 | 4.5 | 0 | 0 | 0 | 0 | 0 | 0
WxHZ1CZ1_5000e_40gshp_des1 | NW | HZ1CZ1_ | 3 | 827.5817 | 58.9321 | 4974.4275 | 139.9665 | 0.96894 | 0.31844 | 0.33877 | 0.51035 | 20971.6278 | 21783.8609 | 6728.3174 | 501.7724 | 561.0561 | 1839.4514 | 1596.5348 | 1861.6802 | 444.7919 | 39.2614 | 9.0035 | 0 | 43.5181 | 142.6763 | 75902.0906 | 78888.8209 | 53415.1153 | 42973.3635 | 1040.7035 | 25790.2748 | 28445.8822 | 6838.4469 | 42.7 | 1241.7922 | 2155.9898 | 200.75 | 0 | 0 | 0 | 0 | WxHZ1CZ1_5000e_40gshp_des1 | NWHZ1CZ1_3 | 0 | 0 | 0 | 69 | 64 | 74 | 78 | 1 | 3099 | 0 | 0.5 | 0 | GSHP20_32_150_desup | 4 | 17.4 | 1 | 2 | 35 | 0 | Attic | 0.02 | 0 | 4.5 | Attic | 0.03 | 60 | 4.9 | 5000 | 40100 | 200 | 26.8 | 2788 | 11.4 | 1800 | 35 | 0.85 | 187.5 | 187.5 | 187.5 | 187.5 | 0.293 | 0.3 | 0.54 | 40 | 5 | 4 | 1600 | 164 | 26.8 | 0 | 0 | N | 0 | 0 | 0.75 | 0.5 | 17.857 | 6.5 | 17.857 | 4678.3333 | 26.5625 | Exhaust | 50 | 4 | Standard | 5 | 0 | 4.5 | 4.5 | 0 | 0 | 0 | 0 | 0 | 0
WxHZ1CZ2_5000e_40gshp_des1 | NW | HZ1CZ2_ | 3 | 827.5817 | 58.9321 | 4974.4275 | 391.602 | 0.96894 | 0.31844 | 0.33877 | 0.51035 | 20971.6278 | 21783.8609 | 6728.3174 | 501.7724 | 561.0561 | 1839.4514 | 3320.9278 | 3701.0428 | 881.2101 | 37.8939 | 4.5234 | 0 | 88.051 | 288.6796 | 75902.0906 | 78888.8209 | 53415.1153 | 42973.3635 | 1040.7035 | 34669.2553 | 39332.5385 | 9303.7589 | 42.7 | 1241.7922 | 2155.9898 | 200.75 | 0 | 0 | 0 | 0 | WxHZ1CZ2_5000e_40gshp_des1 | NWHZ1CZ2_3 | 0 | 0 | 0 | 69 | 64 | 74 | 78 | 1 | 3099 | 0 | 0.5 | 0 | GSHP20_32_150_desup | 4 | 17.4 | 1 | 2 | 35 | 0 | Attic | 0.02 | 0 | 4.5 | Attic | 0.03 | 60 | 4.9 | 5000 | 40100 | 200 | 26.8 | 2788 | 11.4 | 1800 | 35 | 0.85 | 187.5 | 187.5 | 187.5 | 187.5 | 0.293 | 0.3 | 0.54 | 40 | 5 | 4 | 1600 | 164 | 26.8 | 0 | 0 | N | 0 | 0 | 0.75 | 0.5 | 17.857 | 6.5 | 17.857 | 4678.3333 | 26.5625 | Exhaust | 50 | 4 | Standard | 5 | 0 | 4.5 | 4.5 | 0 | 0 | 0 | 0 | 0 | 0
WxHZ1CZ3_5000e_40gshp_des1 | NW | HZ1CZ3_ | 3 | 827.5817 | 58.9321 | 4974.4275 | 755.94 | 0.96894 | 0.31844 | 0.33877 | 0.51035 | 20971.6278 | 21783.8609 | 6728.3174 | 501.7724 | 561.0561 | 1839.4514 | 5622.9389 | 6063.774 | 1449.7975 | 12.9634 | 0.89415 | 0 | 147.2298 | 482.7006 | 75902.0906 | 78888.8209 | 53415.1153 | 42973.3635 | 1040.7035 | 37296.6182 | 40736.0738 | 10174.6255 | 42.7 | 1241.7922 | 2155.9898 | 200.75 | 0 | 0 | 0 | 0 | WxHZ1CZ3_5000e_40gshp_des1 | NWHZ1CZ3_3 | 0 | 0 | 0 | 69 | 64 | 74 | 78 | 1 | 3099 | 0 | 0.5 | 0 | GSHP20_32_150_desup | 4 | 17.4 | 1 | 2 | 35 | 0 | Attic | 0.02 | 0 | 4.5 | Attic | 0.03 | 60 | 4.9 | 5000 | 40100 | 200 | 26.8 | 2788 | 11.4 | 1800 | 35 | 0.85 | 187.5 | 187.5 | 187.5 | 187.5 | 0.293 | 0.3 | 0.54 | 40 | 5 | 4 | 1600 | 164 | 26.8 | 0 | 0 | N | 0 | 0 | 0.75 | 0.5 | 17.857 | 6.5 | 17.857 | 4678.3333 | 26.5625 | Exhaust | 50 | 4 | Standard | 5 | 0 | 4.5 | 4.5 | 0 | 0 | 0 | 0 | 0 | 0
NWHZ2CZ1_5000n_35gshp_des1 | NW | HZ2CZ1_ | 3 | 781.4899 | 57.3686 | 6644.9655 | 139.9665 | 0.91801 | 0.35927 | 0.3864 | 0.58111 | 27332.3426 | 28373.0686 | 9560.3375 | 1842.1284 | 704.7089 | 2640.4851 | 1564.9652 | 1822.3058 | 434.7219 | 37.9995 | 8.8898 | 0 | 42.6138 | 159.6705 | 85278.6535 | 88041.8738 | 64602.6853 | 55332.2316 | 910.6155 | 24468.989 | 26948.6976 | 6445.3459 | 53.2 | 1549.7182 | 3052.6426 | 200.75 | 0 | 0 | 0 | 0 | NWHZ2CZ1_5000n_35gshp_des1 | NWHZ2CZ1_3 | 0 | 0 | 0 | 69 | 64 | 74 | 78 | 1 | 3099 | 0 | 0.5 | 0 | GSHP20_32_150_desup | 3.5 | 17.4 | 1 | 2 | 35 | 0 | Attic | 0.02 | 0 | 6 | Attic | 0.03 | 60 | 6 | 5000 | 40100 | 200 | 30.6094 | 2788 | 17.5439 | 1800 | 37.6642 | 0.85 | 187.5 | 187.5 | 187.5 | 187.5 | 0.293 | 0.3 | 0.54 | 40 | 5 | 4 | 1600 | 164 | 30.6094 | 0 | 0 | N | 0 | 0 | 0.75 | 0.5 | 17.857 | 6.5 | 17.857 | 4678.3333 | 26.5625 | Exhaust | 50 | 4 | Standard | 5 | 0 | 4.5 | 4.5 | 0 | 0 | 0 | 0 | 0 | 0
NWHZ2CZ2_5000n_35gshp_des1 | NW | HZ2CZ2_ | 3 | 781.4899 | 57.3686 | 6644.9655 | 391.602 | 0.91801 | 0.35927 | 0.3864 | 0.58111 | 27332.3426 | 28373.0686 | 9560.3375 | 1842.1284 | 704.7089 | 2640.4851 | 3213.7484 | 3578.8532 | 850.1949 | 36.3891 | 4.4777 | 0 | 85.1673 | 319.1146 | 85278.6535 | 88041.8738 | 64602.6853 | 55332.2316 | 910.6155 | 32652.2786 | 36906.2454 | 8647.7138 | 53.2 | 1549.7182 | 3052.6426 | 200.75 | 0 | 0 | 0 | 0 | NWHZ2CZ2_5000n_35gshp_des1 | NWHZ2CZ2_3 | 0 | 0 | 0 | 69 | 64 | 74 | 78 | 1 | 3099 | 0 | 0.5 | 0 | GSHP20_32_150_desup | 3.5 | 17.4 | 1 | 2 | 35 | 0 | Attic | 0.02 | 0 | 6 | Attic | 0.03 | 60 | 6 | 5000 | 40100 | 200 | 30.6094 | 2788 | 17.5439 | 1800 | 37.6642 | 0.85 | 187.5 | 187.5 | 187.5 | 187.5 | 0.293 | 0.3 | 0.54 | 40 | 5 | 4 | 1600 | 164 | 30.6094 | 0 | 0 | N | 0 | 0 | 0.75 | 0.5 | 17.857 | 6.5 | 17.857 | 4678.3333 | 26.5625 | Exhaust | 50 | 4 | Standard | 5 | 0 | 4.5 | 4.5 | 0 | 0 | 0 | 0 | 0 | 0
NWHZ2CZ3_5000n_35gshp_des1 | NW | HZ2CZ3_ | 3 | 781.4899 | 57.3686 | 6644.9655 | 755.94 | 0.91801 | 0.35927 | 0.3864 | 0.58111 | 27332.3426 | 28373.0686 | 9560.3375 | 1842.1284 | 704.7089 | 2640.4851 | 5414.5254 | 5835.0242 | 1391.1645 | 12.4381 | 0.89407 | 0 | 141.7161 | 530.9984 | 85278.6535 | 88041.8738 | 64602.6853 | 55332.2316 | 910.6155 | 33299.5362 | 36747.2367 | 8913.1093 | 53.2 | 1549.7182 | 3052.6426 | 200.75 | 0 | 0 | 0 | 0 | NWHZ2CZ3_5000n_35gshp_des1 | NWHZ2CZ3_3 | 0 | 0 | 0 | 69 | 64 | 74 | 78 | 1 | 3099 | 0 | 0.5 | 0 | GSHP20_32_150_desup | 3.5 | 17.4 | 1 | 2 | 35 | 0 | Attic | 0.02 | 0 | 6 | Attic | 0.03 | 60 | 6 | 5000 | 40100 | 200 | 30.6094 | 2788 | 17.5439 | 1800 | 37.6642 | 0.85 | 187.5 | 187.5 | 187.5 | 187.5 | 0.293 | 0.3 | 0.54 | 40 | 5 | 4 | 1600 | 164 | 30.6094 | 0 | 0 | N | 0 | 0 | 0.75 | 0.5 | 17.857 | 6.5 | 17.857 | 4678.3333 | 26.5625 | Exhaust | 50 | 4 | Standard | 5 | 0 | 4.5 | 4.5 | 0 | 0 | 0 | 0 | 0 | 0
WxHZ2CZ1_5000e_40gshp_des1 | NW | HZ2CZ1_ | 3 | 845.2304 | 57.763 | 6644.9655 | 139.9665 | 0.91801 | 0.36041 | 0.38346 | 0.58634 | 30126.2484 | 31283.4142 | 10069.7429 | 1484.1466 | 781.4168 | 2561.9153 | 1596.5348 | 1861.6802 | 444.7919 | 39.2614 | 9.0035 | 0 | 43.5181 | 142.6763 | 88885.9306 | 91872.5581 | 64616.9455 | 54022.275 | 1040.7035 | 25790.2748 | 28445.8822 | 6838.4469 | 33.4 | 1706.7844 | 2954.2931 | 200.75 | 0 | 0 | 0 | 0 | WxHZ2CZ1_5000e_40gshp_des1 | NWHZ2CZ1_3 | 0 | 0 | 0 | 69 | 64 | 74 | 78 | 1 | 3099 | 0 | 0.5 | 0 | GSHP20_32_150_desup | 4 | 17.4 | 1 | 2 | 35 | 0 | Attic | 0.02 | 0 | 4.5 | Attic | 0.03 | 60 | 4.9 | 5000 | 40100 | 200 | 26.8 | 2788 | 11.4 | 1800 | 35 | 0.85 | 187.5 | 187.5 | 187.5 | 187.5 | 0.293 | 0.3 | 0.54 | 40 | 5 | 4 | 1600 | 164 | 26.8 | 0 | 0 | N | 0 | 0 | 0.75 | 0.5 | 17.857 | 6.5 | 17.857 | 4678.3333 | 26.5625 | Exhaust | 50 | 4 | Standard | 5 | 0 | 4.5 | 4.5 | 0 | 0 | 0 | 0 | 0 | 0
WxHZ2CZ2_5000e_40gshp_des1 | NW | HZ2CZ2_ | 3 | 845.2304 | 57.763 | 6644.9655 | 391.602 | 0.91801 | 0.36041 | 0.38346 | 0.58634 | 30126.2484 | 31283.4142 | 10069.7429 | 1484.1466 | 781.4168 | 2561.9153 | 3320.9278 | 3701.0428 | 881.2101 | 37.8939 | 4.5234 | 0 | 88.051 | 288.6796 | 88885.9306 | 91872.5581 | 64616.9455 | 54022.275 | 1040.7035 | 34669.2553 | 39332.5385 | 9303.7589 | 33.4 | 1706.7844 | 2954.2931 | 200.75 | 0 | 0 | 0 | 0 | WxHZ2CZ2_5000e_40gshp_des1 | NWHZ2CZ2_3 | 0 | 0 | 0 | 69 | 64 | 74 | 78 | 1 | 3099 | 0 | 0.5 | 0 | GSHP20_32_150_desup | 4 | 17.4 | 1 | 2 | 35 | 0 | Attic | 0.02 | 0 | 4.5 | Attic | 0.03 | 60 | 4.9 | 5000 | 40100 | 200 | 26.8 | 2788 | 11.4 | 1800 | 35 | 0.85 | 187.5 | 187.5 | 187.5 | 187.5 | 0.293 | 0.3 | 0.54 | 40 | 5 | 4 | 1600 | 164 | 26.8 | 0 | 0 | N | 0 | 0 | 0.75 | 0.5 | 17.857 | 6.5 | 17.857 | 4678.3333 | 26.5625 | Exhaust | 50 | 4 | Standard | 5 | 0 | 4.5 | 4.5 | 0 | 0 | 0 | 0 | 0 | 0
WxHZ2CZ3_5000e_40gshp_des1 | NW | HZ2CZ3_ | 3 | 845.2304 | 57.763 | 6644.9655 | 755.94 | 0.91801 | 0.36041 | 0.38346 | 0.58634 | 30126.2484 | 31283.4142 | 10069.7429 | 1484.1466 | 781.4168 | 2561.9153 | 5622.9389 | 6063.774 | 1449.7975 | 12.9634 | 0.89415 | 0 | 147.2298 | 482.7006 | 88885.9306 | 91872.5581 | 64616.9455 | 54022.275 | 1040.7035 | 37296.6182 | 40736.0738 | 10174.6255 | 33.4 | 1706.7844 | 2954.2931 | 200.75 | 0 | 0 | 0 | 0 | WxHZ2CZ3_5000e_40gshp_des1 | NWHZ2CZ3_3 | 0 | 0 | 0 | 69 | 64 | 74 | 78 | 1 | 3099 | 0 | 0.5 | 0 | GSHP20_32_150_desup | 4 | 17.4 | 1 | 2 | 35 | 0 | Attic | 0.02 | 0 | 4.5 | Attic | 0.03 | 60 | 4.9 | 5000 | 40100 | 200 | 26.8 | 2788 | 11.4 | 1800 | 35 | 0.85 | 187.5 | 187.5 | 187.5 | 187.5 | 0.293 | 0.3 | 0.54 | 40 | 5 | 4 | 1600 | 164 | 26.8 | 0 | 0 | N | 0 | 0 | 0.75 | 0.5 | 17.857 | 6.5 | 17.857 | 4678.3333 | 26.5625 | Exhaust | 50 | 4 | Standard | 5 | 0 | 4.5 | 4.5 | 0 | 0 | 0 | 0 | 0 | 0
NWHZ3CZ1_5000n_35gshp_des1 | NW | HZ3CZ1_ | 3 | 770.8207 | 56.5422 | 7927.5 | 139.9665 | 0.90102 | 0.35602 | 0.37737 | 0.60205 | 33776.9989 | 34982.8064 | 12481.7529 | 3391.9302 | 832.1517 | 3118.0027 | 1564.9652 | 1822.3058 | 434.7219 | 37.9995 | 8.8898 | 0 | 42.6138 | 159.6705 | 92517.9098 | 95363.2618 | 75984.1308 | 66902.0693 | 910.6155 | 24468.989 | 26948.6976 | 6445.3459 | 35 | 1739.5893 | 3469.7556 | 200.75 | 0 | 0 | 0 | 0 | NWHZ3CZ1_5000n_35gshp_des1 | NWHZ3CZ1_3 | 0 | 0 | 0 | 69 | 64 | 74 | 78 | 1 | 3099 | 0 | 0.5 | 0 | GSHP20_32_150_desup | 3.5 | 17.4 | 1 | 2 | 35 | 0 | Attic | 0.02 | 0 | 6 | Attic | 0.03 | 60 | 6 | 5000 | 40100 | 200 | 30.6094 | 2788 | 17.5439 | 1800 | 37.6642 | 0.85 | 187.5 | 187.5 | 187.5 | 187.5 | 0.293 | 0.3 | 0.54 | 40 | 5 | 4 | 1600 | 164 | 30.6094 | 0 | 0 | N | 0 | 0 | 0.75 | 0.5 | 17.857 | 6.5 | 17.857 | 4678.3333 | 26.5625 | Exhaust | 50 | 4 | Standard | 5 | 0 | 4.5 | 4.5 | 0 | 0 | 0 | 0 | 0 | 0
NWHZ3CZ2_5000n_35gshp_des1 | NW | HZ3CZ2_ | 3 | 770.8207 | 56.5422 | 7927.5 | 391.602 | 0.90102 | 0.35602 | 0.37737 | 0.60205 | 33776.9989 | 34982.8064 | 12481.7529 | 3391.9302 | 832.1517 | 3118.0027 | 3213.7484 | 3578.8532 | 850.1949 | 36.3891 | 4.4777 | 0 | 85.1673 | 319.1146 | 92517.9098 | 95363.2618 | 75984.1308 | 66902.0693 | 910.6155 | 32652.2786 | 36906.2454 | 8647.7138 | 35 | 1739.5893 | 3469.7556 | 200.75 | 0 | 0 | 0 | 0 | NWHZ3CZ2_5000n_35gshp_des1 | NWHZ3CZ2_3 | 0 | 0 | 0 | 69 | 64 | 74 | 78 | 1 | 3099 | 0 | 0.5 | 0 | GSHP20_32_150_desup | 3.5 | 17.4 | 1 | 2 | 35 | 0 | Attic | 0.02 | 0 | 6 | Attic | 0.03 | 60 | 6 | 5000 | 40100 | 200 | 30.6094 | 2788 | 17.5439 | 1800 | 37.6642 | 0.85 | 187.5 | 187.5 | 187.5 | 187.5 | 0.293 | 0.3 | 0.54 | 40 | 5 | 4 | 1600 | 164 | 30.6094 | 0 | 0 | N | 0 | 0 | 0.75 | 0.5 | 17.857 | 6.5 | 17.857 | 4678.3333 | 26.5625 | Exhaust | 50 | 4 | Standard | 5 | 0 | 4.5 | 4.5 | 0 | 0 | 0 | 0 | 0 | 0
NWHZ3CZ3_5000n_35gshp_des1 | NW | HZ3CZ3_ | 3 | 770.8207 | 56.5422 | 7927.5 | 755.94 | 0.90102 | 0.35602 | 0.37737 | 0.60205 | 33776.9989 | 34982.8064 | 12481.7529 | 3391.9302 | 832.1517 | 3118.0027 | 5414.5254 | 5835.0242 | 1391.1645 | 12.4381 | 0.89407 | 0 | 141.7161 | 530.9984 | 92517.9098 | 95363.2618 | 75984.1308 | 66902.0693 | 910.6155 | 33299.5362 | 36747.2367 | 8913.1093 | 35 | 1739.5893 | 3469.7556 | 200.75 | 0 | 0 | 0 | 0 | NWHZ3CZ3_5000n_35gshp_des1 | NWHZ3CZ3_3 | 0 | 0 | 0 | 69 | 64 | 74 | 78 | 1 | 3099 | 0 | 0.5 | 0 | GSHP20_32_150_desup | 3.5 | 17.4 | 1 | 2 | 35 | 0 | Attic | 0.02 | 0 | 6 | Attic | 0.03 | 60 | 6 | 5000 | 40100 | 200 | 30.6094 | 2788 | 17.5439 | 1800 | 37.6642 | 0.85 | 187.5 | 187.5 | 187.5 | 187.5 | 0.293 | 0.3 | 0.54 | 40 | 5 | 4 | 1600 | 164 | 30.6094 | 0 | 0 | N | 0 | 0 | 0.75 | 0.5 | 17.857 | 6.5 | 17.857 | 4678.3333 | 26.5625 | Exhaust | 50 | 4 | Standard | 5 | 0 | 4.5 | 4.5 | 0 | 0 | 0 | 0 | 0 | 0
WxHZ3CZ1_5000e_40gshp_des1 | NW | HZ3CZ1_ | 3 | 833.0844 | 57.1784 | 7927.5 | 139.9665 | 0.90102 | 0.35748 | 0.3721 | 0.60772 | 37105.1363 | 38444.1402 | 12976.0186 | 2828.0749 | 926.5349 | 3037.6924 | 1596.5348 | 1861.6802 | 444.7919 | 39.2614 | 9.0035 | 0 | 43.5181 | 142.6763 | 96514.9745 | 99566.1584 | 77020.3037 | 66640.7982 | 1040.7035 | 25790.2748 | 28445.8822 | 6838.4469 | 19 | 1929.6636 | 3378.2464 | 200.75 | 0 | 0 | 0 | 0 | WxHZ3CZ1_5000e_40gshp_des1 | NWHZ3CZ1_3 | 0 | 0 | 0 | 69 | 64 | 74 | 78 | 1 | 3099 | 0 | 0.5 | 0 | GSHP20_32_150_desup | 4 | 17.4 | 1 | 2 | 35 | 0 | Attic | 0.02 | 0 | 4.5 | Attic | 0.03 | 60 | 4.9 | 5000 | 40100 | 200 | 26.8 | 2788 | 11.4 | 1800 | 35 | 0.85 | 187.5 | 187.5 | 187.5 | 187.5 | 0.293 | 0.3 | 0.54 | 40 | 5 | 4 | 1600 | 164 | 26.8 | 0 | 0 | N | 0 | 0 | 0.75 | 0.5 | 17.857 | 6.5 | 17.857 | 4678.3333 | 26.5625 | Exhaust | 50 | 4 | Standard | 5 | 0 | 4.5 | 4.5 | 0 | 0 | 0 | 0 | 0 | 0
WxHZ3CZ2_5000e_40gshp_des1 | NW | HZ3CZ2_ | 3 | 833.0844 | 57.1784 | 7927.5 | 391.602 | 0.90102 | 0.35748 | 0.3721 | 0.60772 | 37105.1363 | 38444.1402 | 12976.0186 | 2828.0749 | 926.5349 | 3037.6924 | 3320.9278 | 3701.0428 | 881.2101 | 37.8939 | 4.5234 | 0 | 88.051 | 288.6796 | 96514.9745 | 99566.1584 | 77020.3037 | 66640.7982 | 1040.7035 | 34669.2553 | 39332.5385 | 9303.7589 | 19 | 1929.6636 | 3378.2464 | 200.75 | 0 | 0 | 0 | 0 | WxHZ3CZ2_5000e_40gshp_des1 | NWHZ3CZ2_3 | 0 | 0 | 0 | 69 | 64 | 74 | 78 | 1 | 3099 | 0 | 0.5 | 0 | GSHP20_32_150_desup | 4 | 17.4 | 1 | 2 | 35 | 0 | Attic | 0.02 | 0 | 4.5 | Attic | 0.03 | 60 | 4.9 | 5000 | 40100 | 200 | 26.8 | 2788 | 11.4 | 1800 | 35 | 0.85 | 187.5 | 187.5 | 187.5 | 187.5 | 0.293 | 0.3 | 0.54 | 40 | 5 | 4 | 1600 | 164 | 26.8 | 0 | 0 | N | 0 | 0 | 0.75 | 0.5 | 17.857 | 6.5 | 17.857 | 4678.3333 | 26.5625 | Exhaust | 50 | 4 | Standard | 5 | 0 | 4.5 | 4.5 | 0 | 0 | 0 | 0 | 0 | 0
WxHZ3CZ3_5000e_40gshp_des1 | NW | HZ3CZ3_ | 3 | 833.0844 | 57.1784 | 7927.5 | 755.94 | 0.90102 | 0.35748 | 0.3721 | 0.60772 | 37105.1363 | 38444.1402 | 12976.0186 | 2828.0749 | 926.5349 | 3037.6924 | 5622.9389 | 6063.774 | 1449.7975 | 12.9634 | 0.89415 | 0 | 147.2298 | 482.7006 | 96514.9745 | 99566.1584 | 77020.3037 | 66640.7982 | 1040.7035 | 37296.6182 | 40736.0738 | 10174.6255 | 19 | 1929.6636 | 3378.2464 | 200.75 | 0 | 0 | 0 | 0 | WxHZ3CZ3_5000e_40gshp_des1 | NWHZ3CZ3_3 | 0 | 0 | 0 | 69 | 64 | 74 | 78 | 1 | 3099 | 0 | 0.5 | 0 | GSHP20_32_150_desup | 4 | 17.4 | 1 | 2 | 35 | 0 | Attic | 0.02 | 0 | 4.5 | Attic | 0.03 | 60 | 4.9 | 5000 | 40100 | 200 | 26.8 | 2788 | 11.4 | 1800 | 35 | 0.85 | 187.5 | 187.5 | 187.5 | 187.5 | 0.293 | 0.3 | 0.54 | 40 | 5 | 4 | 1600 | 164 | 26.8 | 0 | 0 | N | 0 | 0 | 0.75 | 0.5 | 17.857 | 6.5 | 17.857 | 4678.3333 | 26.5625 | Exhaust | 50 | 4 | Standard | 5 | 0 | 4.5 | 4.5 | 0 | 0 | 0 | 0 | 0 | 0
NWHZ1CZ1_1568n_30gshp_des0 | NW | HZ1CZ1_ | 3 | 338.7906 | 58.032 | 4974.4275 | 139.9665 | 0.96894 | 0.26339 | 0.27975 | 0.38497 | 7157.3641 | 7925.6464 | 2216.9269 | 0.42634 | 193.0737 | 844.0029 | 984.9444 | 1264.0963 | 300.0517 | 49.9765 | 16.7848 | 0 | 29.1557 | 127.4515 | 25978.6799 | 29491.5951 | 8993.7171 | 1252.8655 | 780.5276 | 10317.6784 | 11919.4561 | 2989.8321 | 0 | 461.3454 | 0 | 200.75 | 0 | 0 | 0 | 0 | NWHZ1CZ1_1568n_30gshp_des0 | NWHZ1CZ1_3 | 0 | 0 | 0 | 69 | 64 | 74 | 78 | 1 | 2085 | 0 | 0.5 | 0 | GSHP20_32_150_nodesup | 3 | 13 | 1 | 2 | 35 | 0 | Crawl | 0.05 | 200 | 20 | In | 0 | 0 | 555 | 1568 | 12544 | 0 | 0 | 1344 | 12.82 | 1568 | 26.5 | 0.85 | 49 | 49 | 49 | 49 | 0.293 | 0.3 | 0.54 | 40 | 5 | 1 | 1568 | 168 | 20.45 | 0 | 0 | N | 0 | 0 | 0.75 | 2 | 1.75 | 1 | 0.65 | 1463.4667 | 8.5 | Exhaust | 50 | 4 | Standard | 5 | 0 | 4.5 | 4.5 | 0 | 0 | 0 | 0 | 0 | 0
WxHZ1CZ1_1568e_30gshp_des0 | NW | HZ1CZ1_ | 3 | 377.8012 | 58.7423 | 4974.4275 | 139.9665 | 0.96894 | 0.26532 | 0.27904 | 0.39233 | 8322.4277 | 9205.3456 | 2564.4788 | 1.1705 | 223.8957 | 978.7383 | 905.1658 | 1158.5441 | 275.5981 | 44.9715 | 16.4954 | 0 | 26.7599 | 116.9783 | 27407.9151 | 31002.6762 | 10298.2922 | 2490.3803 | 780.5276 | 10730.9727 | 12355.3213 | 3096.8273 | 0 | 517.9968 | 0 | 200.75 | 0 | 0 | 0 | 0 | WxHZ1CZ1_1568e_30gshp_des0 | NWHZ1CZ1_3 | 0 | 0 | 0 | 69 | 64 | 74 | 78 | 1 | 2085 | 0 | 0.5 | 0 | GSHP20_32_150_nodesup | 3 | 13 | 1 | 2 | 35 | 0 | Crawl | 0.05 | 200 | 20 | In | 0 | 0 | 555 | 1568 | 12544 | 0 | 0 | 1344 | 10.3 | 1568 | 26.5 | 0.85 | 49 | 49 | 49 | 49 | 0.293 | 0.3 | 0.54 | 40 | 5 | 1 | 1568 | 168 | 15.8 | 0 | 0 | N | 0 | 0 | 0.75 | 2 | 1.75 | 1 | 0.65 | 1463.4667 | 8.5 | Exhaust | 50 | 4 | Standard | 5 | 0 | 4.5 | 4.5 | 0 | 0 | 0 | 0 | 0 | 0
NWHZ2CZ1_1568n_30gshp_des0 | NW | HZ2CZ1_ | 3 | 341.1935 | 56.8061 | 6644.9655 | 139.9665 | 0.91801 | 0.28986 | 0.30742 | 0.43378 | 10395.3798 | 11584.2944 | 3206.613 | 2.5901 | 281.1591 | 1229.0594 | 984.9444 | 1264.0963 | 300.0517 | 49.9765 | 16.7848 | 0 | 29.1557 | 127.4515 | 29915.6639 | 34272.0889 | 11631.416 | 3698.9809 | 780.5276 | 10317.6784 | 11919.4561 | 2989.8321 | 0 | 648.2301 | 0 | 200.75 | 0 | 0 | 0 | 0 | NWHZ2CZ1_1568n_30gshp_des0 | NWHZ2CZ1_3 | 0 | 0 | 0 | 69 | 64 | 74 | 78 | 1 | 2085 | 0 | 0.5 | 0 | GSHP20_32_150_nodesup | 3 | 13 | 1 | 2 | 35 | 0 | Crawl | 0.05 | 200 | 20 | In | 0 | 0 | 555 | 1568 | 12544 | 0 | 0 | 1344 | 12.82 | 1568 | 26.5 | 0.85 | 49 | 49 | 49 | 49 | 0.293 | 0.3 | 0.54 | 40 | 5 | 1 | 1568 | 168 | 20.45 | 0 | 0 | N | 0 | 0 | 0.75 | 2 | 1.75 | 1 | 0.65 | 1463.4667 | 8.5 | Exhaust | 50 | 4 | Standard | 5 | 0 | 4.5 | 4.5 | 0 | 0 | 0 | 0 | 0 | 0
WxHZ2CZ1_1568e_30gshp_des0 | NW | HZ2CZ1_ | 3 | 380.3688 | 57.8323 | 6644.9655 | 139.9665 | 0.91801 | 0.2927 | 0.30794 | 0.44261 | 11913.006 | 13259.5856 | 3655.5265 | 6.3976 | 321.2893 | 1404.4846 | 905.1658 | 1158.5441 | 275.5981 | 44.9715 | 16.4954 | 0 | 26.7599 | 116.9783 | 31722.3271 | 36166.639 | 13503.7346 | 5571.2996 | 780.5276 | 10730.9727 | 12355.3213 | 3096.8273 | 0 | 724.5581 | 0 | 200.75 | 0 | 0 | 0 | 0 | WxHZ2CZ1_1568e_30gshp_des0 | NWHZ2CZ1_3 | 0 | 0 | 0 | 69 | 64 | 74 | 78 | 1 | 2085 | 0 | 0.5 | 0 | GSHP20_32_150_nodesup | 3 | 13 | 1 | 2 | 35 | 0 | Crawl | 0.05 | 200 | 20 | In | 0 | 0 | 555 | 1568 | 12544 | 0 | 0 | 1344 | 10.3 | 1568 | 26.5 | 0.85 | 49 | 49 | 49 | 49 | 0.293 | 0.3 | 0.54 | 40 | 5 | 1 | 1568 | 168 | 15.8 | 0 | 0 | N | 0 | 0 | 0.75 | 2 | 1.75 | 1 | 0.65 | 1463.4667 | 8.5 | Exhaust | 50 | 4 | Standard | 5 | 0 | 4.5 | 4.5 | 0 | 0 | 0 | 0 | 0 | 0
NWHZ3CZ1_1568n_30gshp_des0 | NW | HZ3CZ1_ | 3 | 338.7737 | 56.4157 | 7927.5 | 139.9665 | 0.90102 | 0.28463 | 0.30173 | 0.44594 | 12781.5405 | 14324.8836 | 3943.8688 | 15.3758 | 346.21 | 1513.4229 | 984.9444 | 1264.0963 | 300.0517 | 49.9765 | 16.7848 | 0 | 29.1557 | 127.4515 | 31885.7686 | 36362.3358 | 17369.0444 | 9580.7455 | 780.5276 | 10317.6784 | 11919.4561 | 2989.8321 | 0 | 746.9737 | 0 | 200.75 | 0 | 0 | 0 | 0 | NWHZ3CZ1_1568n_30gshp_des0 | NWHZ3CZ1_3 | 0 | 0 | 0 | 69 | 64 | 74 | 78 | 1 | 2085 | 0 | 0.5 | 0 | GSHP20_32_150_nodesup | 3 | 13 | 1 | 2 | 35 | 0 | Crawl | 0.05 | 200 | 20 | In | 0 | 0 | 555 | 1568 | 12544 | 0 | 0 | 1344 | 12.82 | 1568 | 26.5 | 0.85 | 49 | 49 | 49 | 49 | 0.293 | 0.3 | 0.54 | 40 | 5 | 1 | 1568 | 168 | 20.45 | 0 | 0 | N | 0 | 0 | 0.75 | 2 | 1.75 | 1 | 0.65 | 1463.4667 | 8.5 | Exhaust | 50 | 4 | Standard | 5 | 0 | 4.5 | 4.5 | 0 | 0 | 0 | 0 | 0 | 0
WxHZ3CZ1_1568e_30gshp_des0 | NW | HZ3CZ1_ | 3 | 377.9182 | 57.287 | 7927.5 | 139.9665 | 0.90102 | 0.28805 | 0.30228 | 0.45508 | 14594.1422 | 16334.5576 | 4482.026 | 29.516 | 393.8056 | 1721.4828 | 905.1658 | 1158.5441 | 275.5981 | 44.9715 | 16.4954 | 0 | 26.7599 | 116.9783 | 33811.4574 | 38436.6264 | 19443.335 | 11655.0361 | 780.5276 | 10730.9727 | 12355.3213 | 3096.8273 | 0 | 837.3335 | 0 | 200.75 | 0 | 0 | 0 | 0 | WxHZ3CZ1_1568e_30gshp_des0 | NWHZ3CZ1_3 | 0 | 0 | 0 | 69 | 64 | 74 | 78 | 1 | 2085 | 0 | 0.5 | 0 | GSHP20_32_150_nodesup | 3 | 13 | 1 | 2 | 35 | 0 | Crawl | 0.05 | 200 | 20 | In | 0 | 0 | 555 | 1568 | 12544 | 0 | 0 | 1344 | 10.3 | 1568 | 26.5 | 0.85 | 49 | 49 | 49 | 49 | 0.293 | 0.3 | 0.54 | 40 | 5 | 1 | 1568 | 168 | 15.8 | 0 | 0 | N | 0 | 0 | 0.75 | 2 | 1.75 | 1 | 0.65 | 1463.4667 | 8.5 | Exhaust | 50 | 4 | Standard | 5 | 0 | 4.5 | 4.5 | 0 | 0 | 0 | 0 | 0 | 0
NWHZ1CZ1_2200n_30gshp_des0 | NW | HZ1CZ1_ | 3 | 418.8368 | 57.8661 | 4974.4275 | 139.9665 | 0.96894 | 0.28291 | 0.31049 | 0.45815 | 8892.8085 | 10789.7151 | 3000.364 | 78.7063 | 260.4184 | 1138.3937 | 1357.8989 | 1748.5256 | 412.3966 | 46.0191 | 11.2632 | 0 | 40.442 | 176.7884 | 37974.8192 | 46551.1248 | 25275.553 | 17516.4429 | 780.5276 | 14022.2291 | 17255.8201 | 4215.7776 | 0 | 626.1786 | 0 | 200.75 | 0 | 0 | 0 | 0 | NWHZ1CZ1_2200n_30gshp_des0 | NWHZ1CZ1_3 | 0 | 0 | 0 | 69 | 64 | 74 | 78 | 1 | 2268 | 0 | 0.5 | 0 | GSHP20_32_150_nodesup | 3 | 17.4 | 1 | 2 | 35 | 0 | Crawl | 0.06 | 300 | 6 | Attic | 0.03 | 80 | 6 | 2200 | 18700 | 200 | 30.6094 | 2210 | 17.5439 | 1784 | 37.6642 | 0.85 | 91 | 91 | 91 | 91 | 0.293 | 0.3 | 0.54 | 40 | 5 | 1 | 1584 | 160 | 30.6094 | 0 | 0 | N | 0 | 0 | 0.75 | 1 | 1.75 | 2 | 1.5 | 2181.6667 | 11.8056 | Exhaust | 50 | 4 | Standard | 5 | 0 | 4.5 | 4.5 | 0 | 0 | 0 | 0 | 0 | 0
WxHZ1CZ1_2200e_30gshp_des0 | NW | HZ1CZ1_ | 3 | 484.5661 | 58.6593 | 4974.4275 | 139.9665 | 0.96894 | 0.28729 | 0.3097 | 0.47457 | 10861.9483 | 13477.2633 | 3749.2212 | 143.707 | 323.2986 | 1413.2681 | 1310.8398 | 1690.8429 | 398.3472 | 40.77 | 10.3777 | 0 | 39.1734 | 171.2429 | 40656.7348 | 50597.9084 | 29253.777 | 21498.9032 | 780.5276 | 15392.157 | 19208.9362 | 4656.9331 | 3.75 | 750.1515 | 0 | 200.75 | 0 | 0 | 0 | 0 | WxHZ1CZ1_2200e_30gshp_des0 | NWHZ1CZ1_3 | 0 | 0 | 0 | 69 | 64 | 74 | 78 | 1 | 2268 | 0 | 0.5 | 0 | GSHP20_32_150_nodesup | 3 | 17.4 | 1 | 2 | 35 | 0 | Crawl | 0.06 | 300 | 4.5 | Attic | 0.03 | 80 | 4.9 | 2200 | 18700 | 200 | 26.8 | 2210 | 11.4 | 1784 | 35 | 0.85 | 91 | 91 | 91 | 91 | 0.293 | 0.3 | 0.54 | 40 | 5 | 1 | 1584 | 160 | 26.8 | 0 | 0 | N | 0 | 0 | 0.75 | 1 | 1.75 | 2 | 1.5 | 2181.6667 | 11.8056 | Exhaust | 50 | 4 | Standard | 5 | 0 | 4.5 | 4.5 | 0 | 0 | 0 | 0 | 0 | 0
NWHZ2CZ1_2200n_30gshp_des0 | NW | HZ2CZ1_ | 3 | 425.822 | 56.5395 | 6644.9655 | 139.9665 | 0.91801 | 0.31744 | 0.3501 | 0.5252 | 12829.1407 | 15831.8752 | 4431.2372 | 236.2568 | 377.548 | 1650.4142 | 1357.8989 | 1748.5256 | 412.3966 | 46.0191 | 11.2632 | 0 | 40.442 | 176.7884 | 42787.4572 | 52734.0908 | 29829.923 | 22006.4682 | 780.5276 | 14022.2291 | 17255.8201 | 4215.7776 | 0 | 877.8187 | 0 | 200.75 | 0 | 0 | 0 | 0 | NWHZ2CZ1_2200n_30gshp_des0 | NWHZ2CZ1_3 | 0 | 0 | 0 | 69 | 64 | 74 | 78 | 1 | 2268 | 0 | 0.5 | 0 | GSHP20_32_150_nodesup | 3 | 17.4 | 1 | 2 | 35 | 0 | Crawl | 0.06 | 300 | 6 | Attic | 0.03 | 80 | 6 | 2200 | 18700 | 200 | 30.6094 | 2210 | 17.5439 | 1784 | 37.6642 | 0.85 | 91 | 91 | 91 | 91 | 0.293 | 0.3 | 0.54 | 40 | 5 | 1 | 1584 | 160 | 30.6094 | 0 | 0 | N | 0 | 0 | 0.75 | 1 | 1.75 | 2 | 1.5 | 2181.6667 | 11.8056 | Exhaust | 50 | 4 | Standard | 5 | 0 | 4.5 | 4.5 | 0 | 0 | 0 | 0 | 0 | 0
WxHZ2CZ1_2200e_30gshp_des0 | NW | HZ2CZ1_ | 3 | 491.6903 | 57.5534 | 6644.9655 | 139.9665 | 0.91801 | 0.32404 | 0.34981 | 0.54503 | 15389.4511 | 19468.8618 | 5497.684 | 425.5405 | 459.6173 | 2009.1718 | 1310.8398 | 1690.8429 | 398.3472 | 40.77 | 10.3777 | 0 | 39.1734 | 171.2429 | 46059.5089 | 57648.0591 | 34658.9731 | 26840.7609 | 780.5276 | 15392.157 | 19208.9362 | 4656.9331 | 4.4 | 1043.0414 | 0 | 200.75 | 0 | 0 | 0 | 0 | WxHZ2CZ1_2200e_30gshp_des0 | NWHZ2CZ1_3 | 0 | 0 | 0 | 69 | 64 | 74 | 78 | 1 | 2268 | 0 | 0.5 | 0 | GSHP20_32_150_nodesup | 3 | 17.4 | 1 | 2 | 35 | 0 | Crawl | 0.06 | 300 | 4.5 | Attic | 0.03 | 80 | 4.9 | 2200 | 18700 | 200 | 26.8 | 2210 | 11.4 | 1784 | 35 | 0.85 | 91 | 91 | 91 | 91 | 0.293 | 0.3 | 0.54 | 40 | 5 | 1 | 1584 | 160 | 26.8 | 0 | 0 | N | 0 | 0 | 0.75 | 1 | 1.75 | 2 | 1.5 | 2181.6667 | 11.8056 | Exhaust | 50 | 4 | Standard | 5 | 0 | 4.5 | 4.5 | 0 | 0 | 0 | 0 | 0 | 0
NWHZ3CZ1_2200n_30gshp_des0 | NW | HZ3CZ1_ | 3 | 422.2298 | 56.0386 | 7927.5 | 139.9665 | 0.90102 | 0.31604 | 0.34507 | 0.54111 | 15687.6269 | 19558.9225 | 5538.2451 | 446.7776 | 460.6558 | 2013.7117 | 1357.8989 | 1748.5256 | 412.3966 | 46.0191 | 11.2632 | 0 | 40.442 | 176.7884 | 45236.7046 | 55716.0838 | 36456.6411 | 28784.7442 | 780.5276 | 14022.2291 | 17255.8201 | 4215.7776 | 0 | 999.1265 | 0 | 200.75 | 0 | 0 | 0 | 0 | NWHZ3CZ1_2200n_30gshp_des0 | NWHZ3CZ1_3 | 0 | 0 | 0 | 69 | 64 | 74 | 78 | 1 | 2268 | 0 | 0.5 | 0 | GSHP20_32_150_nodesup | 3 | 17.4 | 1 | 2 | 35 | 0 | Crawl | 0.06 | 300 | 6 | Attic | 0.03 | 80 | 6 | 2200 | 18700 | 200 | 30.6094 | 2210 | 17.5439 | 1784 | 37.6642 | 0.85 | 91 | 91 | 91 | 91 | 0.293 | 0.3 | 0.54 | 40 | 5 | 1 | 1584 | 160 | 30.6094 | 0 | 0 | N | 0 | 0 | 0.75 | 1 | 1.75 | 2 | 1.5 | 2181.6667 | 11.8056 | Exhaust | 50 | 4 | Standard | 5 | 0 | 4.5 | 4.5 | 0 | 0 | 0 | 0 | 0 | 0
WxHZ3CZ1_2200e_30gshp_des0 | NW | HZ3CZ1_ | 3 | 488.5237 | 56.9647 | 7927.5 | 139.9665 | 0.90102 | 0.3236 | 0.34622 | 0.55999 | 18726.4777 | 23946.9894 | 6920.1845 | 827.248 | 555.0213 | 2426.2215 | 1310.8398 | 1690.8429 | 398.3472 | 40.77 | 10.3777 | 0 | 39.1734 | 171.2429 | 48812.3169 | 61125.1737 | 41892.4825 | 34226.8362 | 780.5276 | 15392.157 | 19208.9362 | 4656.9331 | 3 | 1185.4343 | 0 | 200.75 | 0 | 0 | 0 | 0 | WxHZ3CZ1_2200e_30gshp_des0 | NWHZ3CZ1_3 | 0 | 0 | 0 | 69 | 64 | 74 | 78 | 1 | 2268 | 0 | 0.5 | 0 | GSHP20_32_150_nodesup | 3 | 17.4 | 1 | 2 | 35 | 0 | Crawl | 0.06 | 300 | 4.5 | Attic | 0.03 | 80 | 4.9 | 2200 | 18700 | 200 | 26.8 | 2210 | 11.4 | 1784 | 35 | 0.85 | 91 | 91 | 91 | 91 | 0.293 | 0.3 | 0.54 | 40 | 5 | 1 | 1584 | 160 | 26.8 | 0 | 0 | N | 0 | 0 | 0.75 | 1 | 1.75 | 2 | 1.5 | 2181.6667 | 11.8056 | Exhaust | 50 | 4 | Standard | 5 | 0 | 4.5 | 4.5 | 0 | 0 | 0 | 0 | 0 | 0
NWHZ1CZ1_2688n_30gshp_des0 | NW | HZ1CZ1_ | 3 | 439.5194 | 58.1833 | 4974.4275 | 139.9665 | 0.96894 | 0.25933 | 0.27785 | 0.37519 | 9440.857 | 9572.4417 | 2675.0843 | 11.565 | 234.1349 | 1023.4978 | 886.9659 | 1063.7079 | 257.2633 | 38.4389 | 15.0483 | 0 | 24.6974 | 107.9624 | 36198.1516 | 36906.2493 | 15925.6115 | 8091.2604 | 780.5276 | 12741.7195 | 13775.3591 | 3415.5717 | 0 | 536.2766 | 0 | 200.75 | 0 | 0 | 0 | 0 | NWHZ1CZ1_2688n_30gshp_des0 | NWHZ1CZ1_3 | 0 | 0 | 0 | 69 | 64 | 74 | 78 | 1 | 2522 | 0 | 0.5 | 0 | GSHP20_32_150_nodesup | 3 | 17.4 | 1 | 2 | 35 | 0 | Attic | 0.003 | 15 | 6 | Attic | 0.005 | 40 | 6 | 2688 | 22848 | 0 | 30.6094 | 1480 | 17.5439 | 1344 | 37.6642 | 0.85 | 94 | 94 | 94 | 94 | 0.293 | 0.3 | 0.54 | 40 | 5 | 4 | 1344 | 148 | 30.6094 | 0 | 0 | N | 0 | 0 | 0.75 | 0.5 | 17.857 | 6.5 | 17.857 | 2665.6 | 17 | Exhaust | 50 | 4 | Standard | 5 | 0 | 4.5 | 4.5 | 0 | 0 | 0 | 0 | 0 | 0
WxHZ1CZ1_2688e_30gshp_des0 | NW | HZ1CZ1_ | 3 | 473.9478 | 58.5365 | 4974.4275 | 139.9665 | 0.96894 | 0.25894 | 0.27588 | 0.37567 | 10540.684 | 10707.2973 | 2982.1875 | 18.0599 | 261.2519 | 1142.037 | 891.0596 | 1064.5253 | 257.063 | 36.9086 | 14.5017 | 0 | 24.7363 | 108.1325 | 37733.1459 | 38537.9296 | 17519.3897 | 9686.7277 | 780.5276 | 13393.4613 | 14463.4095 | 3575.6105 | 0 | 590.8257 | 0 | 200.75 | 0 | 0 | 0 | 0 | WxHZ1CZ1_2688e_30gshp_des0 | NWHZ1CZ1_3 | 0 | 0 | 0 | 69 | 64 | 74 | 78 | 1 | 2522 | 0 | 0.5 | 0 | GSHP20_32_150_nodesup | 3 | 17.4 | 1 | 2 | 35 | 0 | Attic | 0.003 | 15 | 4.5 | Attic | 0.005 | 40 | 4.9 | 2688 | 22848 | 0 | 26.8 | 1480 | 11.4 | 1344 | 35 | 0.85 | 94 | 94 | 94 | 94 | 0.293 | 0.3 | 0.54 | 40 | 5 | 4 | 1344 | 148 | 26.8 | 0 | 0 | N | 0 | 0 | 0.75 | 0.5 | 17.857 | 6.5 | 17.857 | 2665.6 | 17 | Exhaust | 50 | 4 | Standard | 5 | 0 | 4.5 | 4.5 | 0 | 0 | 0 | 0 | 0 | 0
NWHZ2CZ1_2688n_30gshp_des0 | NW | HZ2CZ1_ | 3 | 445.5252 | 57.0579 | 6644.9655 | 139.9665 | 0.91801 | 0.28901 | 0.30871 | 0.42672 | 13975.4077 | 14184.457 | 3931.444 | 43.8515 | 344.8898 | 1507.6518 | 886.9659 | 1063.7079 | 257.2633 | 38.4389 | 15.0483 | 0 | 24.6974 | 107.9624 | 42146.6429 | 42889.3311 | 20292.5619 | 12376.5496 | 780.5276 | 12741.7195 | 13775.3591 | 3415.5717 | 0 | 765.3999 | 0 | 200.75 | 0 | 0 | 0 | 0 | NWHZ2CZ1_2688n_30gshp_des0 | NWHZ2CZ1_3 | 0 | 0 | 0 | 69 | 64 | 74 | 78 | 1 | 2522 | 0 | 0.5 | 0 | GSHP20_32_150_nodesup | 3 | 17.4 | 1 | 2 | 35 | 0 | Attic | 0.003 | 15 | 6 | Attic | 0.005 | 40 | 6 | 2688 | 22848 | 0 | 30.6094 | 1480 | 17.5439 | 1344 | 37.6642 | 0.85 | 94 | 94 | 94 | 94 | 0.293 | 0.3 | 0.54 | 40 | 5 | 4 | 1344 | 148 | 30.6094 | 0 | 0 | N | 0 | 0 | 0.75 | 0.5 | 17.857 | 6.5 | 17.857 | 2665.6 | 17 | Exhaust | 50 | 4 | Standard | 5 | 0 | 4.5 | 4.5 | 0 | 0 | 0 | 0 | 0 | 0
WxHZ2CZ1_2688e_30gshp_des0 | NW | HZ2CZ1_ | 3 | 480.0414 | 57.4822 | 6644.9655 | 139.9665 | 0.91801 | 0.28887 | 0.30686 | 0.42726 | 15427.2787 | 15689.7856 | 4339.7427 | 65.8037 | 380.3447 | 1662.6394 | 891.0596 | 1064.5253 | 257.063 | 36.9086 | 14.5017 | 0 | 24.7363 | 108.1325 | 44026.6835 | 44871.7011 | 22250.434 | 14336.374 | 780.5276 | 13393.4613 | 14463.4095 | 3575.6105 | 0 | 837.9099 | 0 | 200.75 | 0 | 0 | 0 | 0 | WxHZ2CZ1_2688e_30gshp_des0 | NWHZ2CZ1_3 | 0 | 0 | 0 | 69 | 64 | 74 | 78 | 1 | 2522 | 0 | 0.5 | 0 | GSHP20_32_150_nodesup | 3 | 17.4 | 1 | 2 | 35 | 0 | Attic | 0.003 | 15 | 4.5 | Attic | 0.005 | 40 | 4.9 | 2688 | 22848 | 0 | 26.8 | 1480 | 11.4 | 1344 | 35 | 0.85 | 94 | 94 | 94 | 94 | 0.293 | 0.3 | 0.54 | 40 | 5 | 4 | 1344 | 148 | 26.8 | 0 | 0 | N | 0 | 0 | 0.75 | 0.5 | 17.857 | 6.5 | 17.857 | 2665.6 | 17 | Exhaust | 50 | 4 | Standard | 5 | 0 | 4.5 | 4.5 | 0 | 0 | 0 | 0 | 0 | 0
NWHZ3CZ1_2688n_30gshp_des0 | NW | HZ3CZ1_ | 3 | 438.5659 | 56.6041 | 7927.5 | 139.9665 | 0.90102 | 0.27957 | 0.29582 | 0.44099 | 17411.6443 | 17673.0568 | 4903.5312 | 130.2941 | 425.3785 | 1859.5004 | 886.9659 | 1063.7079 | 257.2633 | 38.4389 | 15.0483 | 0 | 24.6974 | 107.9624 | 46176.6833 | 46986.7826 | 27874.1914 | 20100.1449 | 780.5276 | 12741.7195 | 13775.3591 | 3415.5717 | 0 | 890.9117 | 0 | 200.75 | 0 | 0 | 0 | 0 | NWHZ3CZ1_2688n_30gshp_des0 | NWHZ3CZ1_3 | 0 | 0 | 0 | 69 | 64 | 74 | 78 | 1 | 2522 | 0 | 0.5 | 0 | GSHP20_32_150_nodesup | 3 | 17.4 | 1 | 2 | 35 | 0 | Attic | 0.003 | 15 | 6 | Attic | 0.005 | 40 | 6 | 2688 | 22848 | 0 | 30.6094 | 1480 | 17.5439 | 1344 | 37.6642 | 0.85 | 94 | 94 | 94 | 94 | 0.293 | 0.3 | 0.54 | 40 | 5 | 4 | 1344 | 148 | 30.6094 | 0 | 0 | N | 0 | 0 | 0.75 | 0.5 | 17.857 | 6.5 | 17.857 | 2665.6 | 17 | Exhaust | 50 | 4 | Standard | 5 | 0 | 4.5 | 4.5 | 0 | 0 | 0 | 0 | 0 | 0
WxHZ3CZ1_2688e_30gshp_des0 | NW | HZ3CZ1_ | 3 | 472.4758 | 57.1105 | 7927.5 | 139.9665 | 0.90102 | 0.27937 | 0.29231 | 0.44135 | 19143.1173 | 19470.3844 | 5405.1262 | 185.8964 | 466.6239 | 2039.8005 | 891.0596 | 1064.5253 | 257.063 | 36.9086 | 14.5017 | 0 | 24.7363 | 108.1325 | 47763.8487 | 48683.0852 | 29612.0638 | 21842.2848 | 780.5276 | 13393.4613 | 14463.4095 | 3575.6105 | 0 | 973.7022 | 0 | 200.75 | 0 | 0 | 0 | 0 | WxHZ3CZ1_2688e_30gshp_des0 | NWHZ3CZ1_3 | 0 | 0 | 0 | 69 | 64 | 74 | 78 | 1 | 2522 | 0 | 0.5 | 0 | GSHP20_32_150_nodesup | 3 | 17.4 | 1 | 2 | 35 | 0 | Attic | 0.003 | 15 | 4.5 | Attic | 0.005 | 40 | 4.9 | 2688 | 22848 | 0 | 26.8 | 1480 | 11.4 | 1344 | 35 | 0.85 | 94 | 94 | 94 | 94 | 0.293 | 0.3 | 0.54 | 40 | 5 | 4 | 1344 | 148 | 26.8 | 0 | 0 | N | 0 | 0 | 0.75 | 0.5 | 17.857 | 6.5 | 17.857 | 2665.6 | 17 | Exhaust | 50 | 4 | Standard | 5 | 0 | 4.5 | 4.5 | 0 | 0 | 0 | 0 | 0 | 0
NWHZ1CZ1_5000n_30gshp_des0 | NW | HZ1CZ1_ | 3 | 763.6573 | 58.5848 | 4974.4275 | 139.9665 | 0.96894 | 0.31701 | 0.34127 | 0.50236 | 18809.6932 | 19509.209 | 5764.887 | 744.7386 | 455.1707 | 1989.7342 | 1564.8357 | 1812.6351 | 430.1788 | 35.0441 | 8.2909 | 0.1 | 42.4328 | 185.4909 | 73042.8926 | 75625.9238 | 54095.7289 | 46264.8546 | 780.5276 | 24296.8781 | 26652.4943 | 6323.1715 | 105.45 | 1029.2271 | 0 | 200.75 | 0 | 0 | 0 | 0 | NWHZ1CZ1_5000n_30gshp_des0 | NWHZ1CZ1_3 | 0 | 0 | 0 | 69 | 64 | 74 | 78 | 1 | 3099 | 0 | 0.5 | 0 | GSHP20_32_150_nodesup | 3 | 17.4 | 1 | 2 | 35 | 0 | Attic | 0.02 | 0 | 6 | Attic | 0.03 | 60 | 6 | 5000 | 40100 | 200 | 30.6094 | 2788 | 17.5439 | 1800 | 37.6642 | 0.85 | 187.5 | 187.5 | 187.5 | 187.5 | 0.293 | 0.3 | 0.54 | 40 | 5 | 4 | 1600 | 164 | 30.6094 | 0 | 0 | N | 0 | 0 | 0.75 | 0.5 | 17.857 | 6.5 | 17.857 | 4678.3333 | 26.5625 | Exhaust | 50 | 4 | Standard | 5 | 0 | 4.5 | 4.5 | 0 | 0 | 0 | 0 | 0 | 0
WxHZ1CZ1_5000e_30gshp_des0 | NW | HZ1CZ1_ | 3 | 826.4309 | 58.9628 | 4974.4275 | 139.9665 | 0.96894 | 0.31712 | 0.33712 | 0.50384 | 20891.5689 | 21679.3825 | 6454.0502 | 934.599 | 502.0559 | 2194.6884 | 1595.4859 | 1843.3275 | 436.1915 | 33.7104 | 7.8946 | 0.2 | 43.1699 | 188.7128 | 75936.0093 | 78604.88 | 57010.2793 | 49180.2228 | 780.5276 | 25480.2753 | 27957.4868 | 6605.0777 | 151.05 | 1124.9334 | 0 | 200.75 | 0 | 0 | 0 | 0 | WxHZ1CZ1_5000e_30gshp_des0 | NWHZ1CZ1_3 | 0 | 0 | 0 | 69 | 64 | 74 | 78 | 1 | 3099 | 0 | 0.5 | 0 | GSHP20_32_150_nodesup | 3 | 17.4 | 1 | 2 | 35 | 0 | Attic | 0.02 | 0 | 4.5 | Attic | 0.03 | 60 | 4.9 | 5000 | 40100 | 200 | 26.8 | 2788 | 11.4 | 1800 | 35 | 0.85 | 187.5 | 187.5 | 187.5 | 187.5 | 0.293 | 0.3 | 0.54 | 40 | 5 | 4 | 1600 | 164 | 26.8 | 0 | 0 | N | 0 | 0 | 0.75 | 0.5 | 17.857 | 6.5 | 17.857 | 4678.3333 | 26.5625 | Exhaust | 50 | 4 | Standard | 5 | 0 | 4.5 | 4.5 | 0 | 0 | 0 | 0 | 0 | 0
NWHZ2CZ1_5000n_30gshp_des0 | NW | HZ2CZ1_ | 3 | 780.2758 | 57.3743 | 6644.9655 | 139.9665 | 0.91801 | 0.35783 | 0.38457 | 0.57567 | 27317.1252 | 28318.3051 | 9058.8698 | 2174.0412 | 630.1603 | 2754.6841 | 1564.8357 | 1812.6351 | 430.1788 | 35.0441 | 8.2909 | 0.1 | 42.4328 | 185.4909 | 85277.9823 | 87905.5091 | 65018.6736 | 57072.8732 | 780.5276 | 24296.8781 | 26652.4943 | 6323.1715 | 72.05 | 1403.0752 | 0 | 200.75 | 0 | 0 | 0 | 0 | NWHZ2CZ1_5000n_30gshp_des0 | NWHZ2CZ1_3 | 0 | 0 | 0 | 69 | 64 | 74 | 78 | 1 | 3099 | 0 | 0.5 | 0 | GSHP20_32_150_nodesup | 3 | 17.4 | 1 | 2 | 35 | 0 | Attic | 0.02 | 0 | 6 | Attic | 0.03 | 60 | 6 | 5000 | 40100 | 200 | 30.6094 | 2788 | 17.5439 | 1800 | 37.6642 | 0.85 | 187.5 | 187.5 | 187.5 | 187.5 | 0.293 | 0.3 | 0.54 | 40 | 5 | 4 | 1600 | 164 | 30.6094 | 0 | 0 | N | 0 | 0 | 0.75 | 0.5 | 17.857 | 6.5 | 17.857 | 4678.3333 | 26.5625 | Exhaust | 50 | 4 | Standard | 5 | 0 | 4.5 | 4.5 | 0 | 0 | 0 | 0 | 0 | 0
WxHZ2CZ1_5000e_30gshp_des0 | NW | HZ2CZ1_ | 3 | 843.6289 | 57.7866 | 6644.9655 | 139.9665 | 0.91801 | 0.35845 | 0.38105 | 0.5765 | 30068.8002 | 31183.8755 | 10202.305 | 2759.7178 | 683.2924 | 2986.946 | 1595.4859 | 1843.3275 | 436.1915 | 33.7104 | 7.8946 | 0.2 | 43.1699 | 188.7128 | 88885.1692 | 91600.845 | 68708.6486 | 60763.2432 | 780.5276 | 25480.2753 | 27957.4868 | 6605.0777 | 102.7 | 1513.7499 | 0 | 200.75 | 0 | 0 | 0 | 0 | WxHZ2CZ1_5000e_30gshp_des0 | NWHZ2CZ1_3 | 0 | 0 | 0 | 69 | 64 | 74 | 78 | 1 | 3099 | 0 | 0.5 | 0 | GSHP20_32_150_nodesup | 3 | 17.4 | 1 | 2 | 35 | 0 | Attic | 0.02 | 0 | 4.5 | Attic | 0.03 | 60 | 4.9 | 5000 | 40100 | 200 | 26.8 | 2788 | 11.4 | 1800 | 35 | 0.85 | 187.5 | 187.5 | 187.5 | 187.5 | 0.293 | 0.3 | 0.54 | 40 | 5 | 4 | 1600 | 164 | 26.8 | 0 | 0 | N | 0 | 0 | 0.75 | 0.5 | 17.857 | 6.5 | 17.857 | 4678.3333 | 26.5625 | Exhaust | 50 | 4 | Standard | 5 | 0 | 4.5 | 4.5 | 0 | 0 | 0 | 0 | 0 | 0
NWHZ3CZ1_5000n_30gshp_des0 | NW | HZ3CZ1_ | 3 | 769.4682 | 56.5439 | 7927.5 | 139.9665 | 0.90102 | 0.35427 | 0.37528 | 0.59628 | 33766.803 | 34928.8737 | 12017.8143 | 3948.4781 | 740.2517 | 3235.9376 | 1564.8357 | 1812.6351 | 430.1788 | 35.0441 | 8.2909 | 0.1 | 42.4328 | 185.4909 | 92517.2233 | 95232.8977 | 76232.4074 | 68447.8197 | 780.5276 | 24296.8781 | 26652.4943 | 6323.1715 | 49 | 1558.6871 | 0 | 200.75 | 0 | 0 | 0 | 0 | NWHZ3CZ1_5000n_30gshp_des0 | NWHZ3CZ1_3 | 0 | 0 | 0 | 69 | 64 | 74 | 78 | 1 | 3099 | 0 | 0.5 | 0 | GSHP20_32_150_nodesup | 3 | 17.4 | 1 | 2 | 35 | 0 | Attic | 0.02 | 0 | 6 | Attic | 0.03 | 60 | 6 | 5000 | 40100 | 200 | 30.6094 | 2788 | 17.5439 | 1800 | 37.6642 | 0.85 | 187.5 | 187.5 | 187.5 | 187.5 | 0.293 | 0.3 | 0.54 | 40 | 5 | 4 | 1600 | 164 | 30.6094 | 0 | 0 | N | 0 | 0 | 0.75 | 0.5 | 17.857 | 6.5 | 17.857 | 4678.3333 | 26.5625 | Exhaust | 50 | 4 | Standard | 5 | 0 | 4.5 | 4.5 | 0 | 0 | 0 | 0 | 0 | 0
WxHZ3CZ1_5000e_30gshp_des0 | NW | HZ3CZ1_ | 3 | 831.203 | 57.1949 | 7927.5 | 139.9665 | 0.90102 | 0.35491 | 0.36921 | 0.59675 | 37067.1643 | 38354.2249 | 13640.6702 | 5001.329 | 794.4628 | 3472.9163 | 1595.4859 | 1843.3275 | 436.1915 | 33.7104 | 7.8946 | 0.2 | 43.1699 | 188.7128 | 96514.9679 | 99309.5643 | 80305.2001 | 72520.6499 | 780.5276 | 25480.2753 | 27957.4868 | 6605.0777 | 62 | 1669.6343 | 0 | 200.75 | 0 | 0 | 0 | 0 | WxHZ3CZ1_5000e_30gshp_des0 | NWHZ3CZ1_3 | 0 | 0 | 0 | 69 | 64 | 74 | 78 | 1 | 3099 | 0 | 0.5 | 0 | GSHP20_32_150_nodesup | 3 | 17.4 | 1 | 2 | 35 | 0 | Attic | 0.02 | 0 | 4.5 | Attic | 0.03 | 60 | 4.9 | 5000 | 40100 | 200 | 26.8 | 2788 | 11.4 | 1800 | 35 | 0.85 | 187.5 | 187.5 | 187.5 | 187.5 | 0.293 | 0.3 | 0.54 | 40 | 5 | 4 | 1600 | 164 | 26.8 | 0 | 0 | N | 0 | 0 | 0.75 | 0.5 | 17.857 | 6.5 | 17.857 | 4678.3333 | 26.5625 | Exhaust | 50 | 4 | Standard | 5 | 0 | 4.5 | 4.5 | 0 | 0 | 0 | 0 | 0 | 0
NWHZ1CZ1_1568n_30gshp_des1 | NW | HZ1CZ1_ | 3 | 339.4267 | 58.0276 | 4974.4275 | 139.9665 | 0.96894 | 0.26545 | 0.28267 | 0.39237 | 7150.0071 | 7959.2019 | 2484.776 | 2.721 | 217.0864 | 948.9719 | 985.059 | 1264.234 | 300.0805 | 49.9793 | 16.7841 | 0 | 29.1589 | 127.4653 | 25980.6402 | 29526.4809 | 11672.5518 | 3822.6886 | 780.5276 | 10317.7343 | 11919.5231 | 2989.8485 | 0 | 508.5883 | 1192.3134 | 200.75 | 0 | 0 | 0 | 0 | NWHZ1CZ1_1568n_30gshp_des1 | NWHZ1CZ1_3 | 0 | 0 | 0 | 69 | 64 | 74 | 78 | 1 | 2085 | 0 | 0.5 | 0 | GSHP20_32_150_desup | 3 | 13 | 1 | 2 | 35 | 0 | Crawl | 0.05 | 200 | 20 | In | 0 | 0 | 555 | 1568 | 12544 | 0 | 0 | 1344 | 12.82 | 1568 | 26.5 | 0.85 | 49 | 49 | 49 | 49 | 0.293 | 0.3 | 0.54 | 40 | 5 | 1 | 1568 | 168 | 20.45 | 0 | 0 | N | 0 | 0 | 0.75 | 2 | 1.75 | 1 | 0.65 | 1463.4667 | 8.5 | Exhaust | 50 | 4 | Standard | 5 | 0 | 4.5 | 4.5 | 0 | 0 | 0 | 0 | 0 | 0
WxHZ1CZ1_1568e_30gshp_des1 | NW | HZ1CZ1_ | 3 | 378.4885 | 58.7381 | 4974.4275 | 139.9665 | 0.96894 | 0.2677 | 0.2822 | 0.40048 | 8311.8549 | 9240.5611 | 2873.8363 | 5.9923 | 251.5671 | 1099.7011 | 905.3107 | 1158.7153 | 275.6342 | 44.9745 | 16.4944 | 0 | 26.7639 | 116.9957 | 27407.7871 | 31036.5333 | 13144.9322 | 5295.069 | 780.5276 | 10731.0539 | 12355.4174 | 3096.8506 | 0 | 572.4389 | 1345.9659 | 200.75 | 0 | 0 | 0 | 0 | WxHZ1CZ1_1568e_30gshp_des1 | NWHZ1CZ1_3 | 0 | 0 | 0 | 69 | 64 | 74 | 78 | 1 | 2085 | 0 | 0.5 | 0 | GSHP20_32_150_desup | 3 | 13 | 1 | 2 | 35 | 0 | Crawl | 0.05 | 200 | 20 | In | 0 | 0 | 555 | 1568 | 12544 | 0 | 0 | 1344 | 10.3 | 1568 | 26.5 | 0.85 | 49 | 49 | 49 | 49 | 0.293 | 0.3 | 0.54 | 40 | 5 | 1 | 1568 | 168 | 15.8 | 0 | 0 | N | 0 | 0 | 0.75 | 2 | 1.75 | 1 | 0.65 | 1463.4667 | 8.5 | Exhaust | 50 | 4 | Standard | 5 | 0 | 4.5 | 4.5 | 0 | 0 | 0 | 0 | 0 | 0
NWHZ2CZ1_1568n_30gshp_des1 | NW | HZ2CZ1_ | 3 | 341.9871 | 56.7975 | 6644.9655 | 139.9665 | 0.91801 | 0.2927 | 0.31125 | 0.44355 | 10386.4721 | 11643.2402 | 3598.7724 | 12.6219 | 316.185 | 1382.1716 | 985.059 | 1264.234 | 300.0805 | 49.9793 | 16.7841 | 0 | 29.1589 | 127.4653 | 29933.4932 | 34286.2507 | 14826.4878 | 6894.0528 | 780.5276 | 10317.7343 | 11919.5231 | 2989.8485 | 0 | 717.1394 | 1681.624 | 200.75 | 0 | 0 | 0 | 0 | NWHZ2CZ1_1568n_30gshp_des1 | NWHZ2CZ1_3 | 0 | 0 | 0 | 69 | 64 | 74 | 78 | 1 | 2085 | 0 | 0.5 | 0 | GSHP20_32_150_desup | 3 | 13 | 1 | 2 | 35 | 0 | Crawl | 0.05 | 200 | 20 | In | 0 | 0 | 555 | 1568 | 12544 | 0 | 0 | 1344 | 12.82 | 1568 | 26.5 | 0.85 | 49 | 49 | 49 | 49 | 0.293 | 0.3 | 0.54 | 40 | 5 | 1 | 1568 | 168 | 20.45 | 0 | 0 | N | 0 | 0 | 0.75 | 2 | 1.75 | 1 | 0.65 | 1463.4667 | 8.5 | Exhaust | 50 | 4 | Standard | 5 | 0 | 4.5 | 4.5 | 0 | 0 | 0 | 0 | 0 | 0
WxHZ2CZ1_1568e_30gshp_des1 | NW | HZ2CZ1_ | 3 | 381.2224 | 57.8243 | 6644.9655 | 139.9665 | 0.91801 | 0.29592 | 0.31205 | 0.45327 | 11899.8362 | 13321.0565 | 4104.2347 | 25.2401 | 360.9175 | 1577.7157 | 905.3107 | 1158.7153 | 275.6342 | 44.9745 | 16.4944 | 0 | 26.7639 | 116.9957 | 31738.8439 | 36179.1416 | 16696.2198 | 8763.7847 | 780.5276 | 10731.0539 | 12355.4174 | 3096.8506 | 0 | 802.5234 | 1883.9795 | 200.75 | 0 | 0 | 0 | 0 | WxHZ2CZ1_1568e_30gshp_des1 | NWHZ2CZ1_3 | 0 | 0 | 0 | 69 | 64 | 74 | 78 | 1 | 2085 | 0 | 0.5 | 0 | GSHP20_32_150_desup | 3 | 13 | 1 | 2 | 35 | 0 | Crawl | 0.05 | 200 | 20 | In | 0 | 0 | 555 | 1568 | 12544 | 0 | 0 | 1344 | 10.3 | 1568 | 26.5 | 0.85 | 49 | 49 | 49 | 49 | 0.293 | 0.3 | 0.54 | 40 | 5 | 1 | 1568 | 168 | 15.8 | 0 | 0 | N | 0 | 0 | 0.75 | 2 | 1.75 | 1 | 0.65 | 1463.4667 | 8.5 | Exhaust | 50 | 4 | Standard | 5 | 0 | 4.5 | 4.5 | 0 | 0 | 0 | 0 | 0 | 0
NWHZ3CZ1_1568n_30gshp_des1 | NW | HZ3CZ1_ | 3 | 339.6679 | 56.4035 | 7927.5 | 139.9665 | 0.90102 | 0.28811 | 0.30613 | 0.45644 | 12772.6527 | 14408.2034 | 4437.2084 | 44.3401 | 389.0981 | 1700.9045 | 985.059 | 1264.234 | 300.0805 | 49.9793 | 16.7841 | 0 | 29.1589 | 127.4653 | 31907.9784 | 36379.8697 | 20174.6037 | 12386.3048 | 780.5276 | 10317.7343 | 11919.5231 | 2989.8485 | 0 | 831.3487 | 1966.462 | 200.75 | 0 | 0 | 0 | 0 | NWHZ3CZ1_1568n_30gshp_des1 | NWHZ3CZ1_3 | 0 | 0 | 0 | 69 | 64 | 74 | 78 | 1 | 2085 | 0 | 0.5 | 0 | GSHP20_32_150_desup | 3 | 13 | 1 | 2 | 35 | 0 | Crawl | 0.05 | 200 | 20 | In | 0 | 0 | 555 | 1568 | 12544 | 0 | 0 | 1344 | 12.82 | 1568 | 26.5 | 0.85 | 49 | 49 | 49 | 49 | 0.293 | 0.3 | 0.54 | 40 | 5 | 1 | 1568 | 168 | 20.45 | 0 | 0 | N | 0 | 0 | 0.75 | 2 | 1.75 | 1 | 0.65 | 1463.4667 | 8.5 | Exhaust | 50 | 4 | Standard | 5 | 0 | 4.5 | 4.5 | 0 | 0 | 0 | 0 | 0 | 0
WxHZ3CZ1_1568e_30gshp_des1 | NW | HZ3CZ1_ | 3 | 378.8782 | 57.275 | 7927.5 | 139.9665 | 0.90102 | 0.29197 | 0.307 | 0.46589 | 14580.2484 | 16421.2542 | 5047.3473 | 77.0789 | 441.9142 | 1931.7846 | 905.3107 | 1158.7153 | 275.6342 | 44.9745 | 16.4944 | 0 | 26.7639 | 116.9957 | 33832.1211 | 38453.3688 | 22248.1029 | 14459.804 | 780.5276 | 10731.0539 | 12355.4174 | 3096.8506 | 0 | 931.9798 | 2204.8262 | 200.75 | 0 | 0 | 0 | 0 | WxHZ3CZ1_1568e_30gshp_des1 | NWHZ3CZ1_3 | 0 | 0 | 0 | 69 | 64 | 74 | 78 | 1 | 2085 | 0 | 0.5 | 0 | GSHP20_32_150_desup | 3 | 13 | 1 | 2 | 35 | 0 | Crawl | 0.05 | 200 | 20 | In | 0 | 0 | 555 | 1568 | 12544 | 0 | 0 | 1344 | 10.3 | 1568 | 26.5 | 0.85 | 49 | 49 | 49 | 49 | 0.293 | 0.3 | 0.54 | 40 | 5 | 1 | 1568 | 168 | 15.8 | 0 | 0 | N | 0 | 0 | 0.75 | 2 | 1.75 | 1 | 0.65 | 1463.4667 | 8.5 | Exhaust | 50 | 4 | Standard | 5 | 0 | 4.5 | 4.5 | 0 | 0 | 0 | 0 | 0 | 0
NWHZ1CZ1_2200n_30gshp_des1 | NW | HZ1CZ1_ | 3 | 420.1427 | 57.8908 | 4974.4275 | 139.9665 | 0.96894 | 0.28565 | 0.31452 | 0.46746 | 8868.2494 | 10876.7167 | 3399.2121 | 136.1684 | 292.2717 | 1277.6371 | 1358.0501 | 1748.7167 | 412.4366 | 46.0216 | 11.2627 | 0 | 40.4464 | 176.8075 | 37930.3118 | 46489.8182 | 28174.9065 | 20415.5724 | 780.5276 | 14022.2946 | 17255.9286 | 4215.804 | 4.1 | 688.848 | 1589.3138 | 200.75 | 0 | 0 | 0 | 0 | NWHZ1CZ1_2200n_30gshp_des1 | NWHZ1CZ1_3 | 0 | 0 | 0 | 69 | 64 | 74 | 78 | 1 | 2268 | 0 | 0.5 | 0 | GSHP20_32_150_desup | 3 | 17.4 | 1 | 2 | 35 | 0 | Crawl | 0.06 | 300 | 6 | Attic | 0.03 | 80 | 6 | 2200 | 18700 | 200 | 30.6094 | 2210 | 17.5439 | 1784 | 37.6642 | 0.85 | 91 | 91 | 91 | 91 | 0.293 | 0.3 | 0.54 | 40 | 5 | 1 | 1584 | 160 | 30.6094 | 0 | 0 | N | 0 | 0 | 0.75 | 1 | 1.75 | 2 | 1.5 | 2181.6667 | 11.8056 | Exhaust | 50 | 4 | Standard | 5 | 0 | 4.5 | 4.5 | 0 | 0 | 0 | 0 | 0 | 0
WxHZ1CZ1_2200e_30gshp_des1 | NW | HZ1CZ1_ | 3 | 486.0218 | 58.6825 | 4974.4275 | 139.9665 | 0.96894 | 0.29063 | 0.31418 | 0.48452 | 10825.3914 | 13588.0947 | 4255.7806 | 236.9301 | 362.2427 | 1583.5087 | 1310.9937 | 1691.0441 | 398.3902 | 40.7724 | 10.3773 | 0 | 39.178 | 171.2628 | 40603.4879 | 50520.8068 | 32138.0613 | 24382.9209 | 780.5276 | 15392.2531 | 19209.1276 | 4656.9776 | 26.65 | 826.7708 | 1909.7455 | 200.75 | 0 | 0 | 0 | 0 | WxHZ1CZ1_2200e_30gshp_des1 | NWHZ1CZ1_3 | 0 | 0 | 0 | 69 | 64 | 74 | 78 | 1 | 2268 | 0 | 0.5 | 0 | GSHP20_32_150_desup | 3 | 17.4 | 1 | 2 | 35 | 0 | Crawl | 0.06 | 300 | 4.5 | Attic | 0.03 | 80 | 4.9 | 2200 | 18700 | 200 | 26.8 | 2210 | 11.4 | 1784 | 35 | 0.85 | 91 | 91 | 91 | 91 | 0.293 | 0.3 | 0.54 | 40 | 5 | 1 | 1584 | 160 | 26.8 | 0 | 0 | N | 0 | 0 | 0.75 | 1 | 1.75 | 2 | 1.5 | 2181.6667 | 11.8056 | Exhaust | 50 | 4 | Standard | 5 | 0 | 4.5 | 4.5 | 0 | 0 | 0 | 0 | 0 | 0
NWHZ2CZ1_2200n_30gshp_des1 | NW | HZ2CZ1_ | 3 | 427.4853 | 56.5704 | 6644.9655 | 139.9665 | 0.91801 | 0.32125 | 0.35548 | 0.53753 | 12791.0843 | 15973.3557 | 5058.2955 | 394.5543 | 421.8984 | 1844.2877 | 1358.0501 | 1748.7167 | 412.4366 | 46.0216 | 11.2627 | 0 | 40.4464 | 176.8075 | 42712.7915 | 52631.9975 | 32912.7673 | 25088.9879 | 780.5276 | 14022.2946 | 17255.9286 | 4215.804 | 5.3 | 965.0765 | 2226.2961 | 200.75 | 0 | 0 | 0 | 0 | NWHZ2CZ1_2200n_30gshp_des1 | NWHZ2CZ1_3 | 0 | 0 | 0 | 69 | 64 | 74 | 78 | 1 | 2268 | 0 | 0.5 | 0 | GSHP20_32_150_desup | 3 | 17.4 | 1 | 2 | 35 | 0 | Crawl | 0.06 | 300 | 6 | Attic | 0.03 | 80 | 6 | 2200 | 18700 | 200 | 30.6094 | 2210 | 17.5439 | 1784 | 37.6642 | 0.85 | 91 | 91 | 91 | 91 | 0.293 | 0.3 | 0.54 | 40 | 5 | 1 | 1584 | 160 | 30.6094 | 0 | 0 | N | 0 | 0 | 0.75 | 1 | 1.75 | 2 | 1.5 | 2181.6667 | 11.8056 | Exhaust | 50 | 4 | Standard | 5 | 0 | 4.5 | 4.5 | 0 | 0 | 0 | 0 | 0 | 0
WxHZ2CZ1_2200e_30gshp_des1 | NW | HZ2CZ1_ | 3 | 493.4948 | 57.5833 | 6644.9655 | 139.9665 | 0.91801 | 0.32854 | 0.35565 | 0.55575 | 15337.8421 | 19647.4468 | 6298.9215 | 679.0682 | 512.0104 | 2238.2032 | 1310.9937 | 1691.0441 | 398.3902 | 40.7724 | 10.3773 | 0 | 39.178 | 171.2628 | 45991.4994 | 57548.8377 | 37744.9244 | 29926.5127 | 780.5276 | 15392.2531 | 19209.1276 | 4656.9776 | 21.1 | 1146.124 | 2642.849 | 200.75 | 0 | 0 | 0 | 0 | WxHZ2CZ1_2200e_30gshp_des1 | NWHZ2CZ1_3 | 0 | 0 | 0 | 69 | 64 | 74 | 78 | 1 | 2268 | 0 | 0.5 | 0 | GSHP20_32_150_desup | 3 | 17.4 | 1 | 2 | 35 | 0 | Crawl | 0.06 | 300 | 4.5 | Attic | 0.03 | 80 | 4.9 | 2200 | 18700 | 200 | 26.8 | 2210 | 11.4 | 1784 | 35 | 0.85 | 91 | 91 | 91 | 91 | 0.293 | 0.3 | 0.54 | 40 | 5 | 1 | 1584 | 160 | 26.8 | 0 | 0 | N | 0 | 0 | 0.75 | 1 | 1.75 | 2 | 1.5 | 2181.6667 | 11.8056 | Exhaust | 50 | 4 | Standard | 5 | 0 | 4.5 | 4.5 | 0 | 0 | 0 | 0 | 0 | 0
NWHZ3CZ1_2200n_30gshp_des1 | NW | HZ3CZ1_ | 3 | 423.9898 | 56.0627 | 7927.5 | 139.9665 | 0.90102 | 0.3205 | 0.35087 | 0.55277 | 15640.5074 | 19737.3816 | 6361.1254 | 727.6613 | 512.2283 | 2239.1559 | 1358.0501 | 1748.7167 | 412.4366 | 46.0216 | 11.2627 | 0 | 40.4464 | 176.8075 | 45200.3381 | 55664.4778 | 39183.9256 | 31512.0207 | 780.5276 | 14022.2946 | 17255.9286 | 4215.804 | 4 | 1100.5902 | 2565.1115 | 200.75 | 0 | 0 | 0 | 0 | NWHZ3CZ1_2200n_30gshp_des1 | NWHZ3CZ1_3 | 0 | 0 | 0 | 69 | 64 | 74 | 78 | 1 | 2268 | 0 | 0.5 | 0 | GSHP20_32_150_desup | 3 | 17.4 | 1 | 2 | 35 | 0 | Crawl | 0.06 | 300 | 6 | Attic | 0.03 | 80 | 6 | 2200 | 18700 | 200 | 30.6094 | 2210 | 17.5439 | 1784 | 37.6642 | 0.85 | 91 | 91 | 91 | 91 | 0.293 | 0.3 | 0.54 | 40 | 5 | 1 | 1584 | 160 | 30.6094 | 0 | 0 | N | 0 | 0 | 0.75 | 1 | 1.75 | 2 | 1.5 | 2181.6667 | 11.8056 | Exhaust | 50 | 4 | Standard | 5 | 0 | 4.5 | 4.5 | 0 | 0 | 0 | 0 | 0 | 0
WxHZ3CZ1_2200e_30gshp_des1 | NW | HZ3CZ1_ | 3 | 490.409 | 56.9871 | 7927.5 | 139.9665 | 0.90102 | 0.32872 | 0.35244 | 0.57311 | 18666.0374 | 24167.4756 | 7980.0219 | 1270.7259 | 614.2671 | 2685.2084 | 1310.9937 | 1691.0441 | 398.3902 | 40.7724 | 10.3773 | 0 | 39.178 | 171.2628 | 48783.5118 | 61079.1966 | 44634.5279 | 36968.8831 | 780.5276 | 15392.2531 | 19209.1276 | 4656.9776 | 14 | 1301.9961 | 3033.2882 | 200.75 | 0 | 0 | 0 | 0 | WxHZ3CZ1_2200e_30gshp_des1 | NWHZ3CZ1_3 | 0 | 0 | 0 | 69 | 64 | 74 | 78 | 1 | 2268 | 0 | 0.5 | 0 | GSHP20_32_150_desup | 3 | 17.4 | 1 | 2 | 35 | 0 | Crawl | 0.06 | 300 | 4.5 | Attic | 0.03 | 80 | 4.9 | 2200 | 18700 | 200 | 26.8 | 2210 | 11.4 | 1784 | 35 | 0.85 | 91 | 91 | 91 | 91 | 0.293 | 0.3 | 0.54 | 40 | 5 | 1 | 1584 | 160 | 26.8 | 0 | 0 | N | 0 | 0 | 0.75 | 1 | 1.75 | 2 | 1.5 | 2181.6667 | 11.8056 | Exhaust | 50 | 4 | Standard | 5 | 0 | 4.5 | 4.5 | 0 | 0 | 0 | 0 | 0 | 0
NWHZ1CZ1_2688n_30gshp_des1 | NW | HZ1CZ1_ | 3 | 439.5896 | 58.1853 | 4974.4275 | 139.9665 | 0.96894 | 0.25946 | 0.27803 | 0.37567 | 9439.6885 | 9581.2537 | 2994.8452 | 28.0633 | 261.9333 | 1145.0159 | 886.9563 | 1063.6958 | 257.2607 | 38.4384 | 15.0482 | 0 | 24.6972 | 107.9612 | 36197.787 | 36906.5164 | 18885.49 | 11051.1357 | 780.5276 | 12741.699 | 13775.339 | 3415.5677 | 0 | 590.9592 | 1380.8976 | 200.75 | 0 | 0 | 0 | 0 | NWHZ1CZ1_2688n_30gshp_des1 | NWHZ1CZ1_3 | 0 | 0 | 0 | 69 | 64 | 74 | 78 | 1 | 2522 | 0 | 0.5 | 0 | GSHP20_32_150_desup | 3 | 17.4 | 1 | 2 | 35 | 0 | Attic | 0.003 | 15 | 6 | Attic | 0.005 | 40 | 6 | 2688 | 22848 | 0 | 30.6094 | 1480 | 17.5439 | 1344 | 37.6642 | 0.85 | 94 | 94 | 94 | 94 | 0.293 | 0.3 | 0.54 | 40 | 5 | 4 | 1344 | 148 | 30.6094 | 0 | 0 | N | 0 | 0 | 0.75 | 0.5 | 17.857 | 6.5 | 17.857 | 2665.6 | 17 | Exhaust | 50 | 4 | Standard | 5 | 0 | 4.5 | 4.5 | 0 | 0 | 0 | 0 | 0 | 0
WxHZ1CZ1_2688e_30gshp_des1 | NW | HZ1CZ1_ | 3 | 474.0262 | 58.5397 | 4974.4275 | 139.9665 | 0.96894 | 0.25909 | 0.27608 | 0.37619 | 10539.0961 | 10718.3058 | 3340.225 | 40.1589 | 292.1886 | 1277.274 | 891.0427 | 1064.504 | 257.0585 | 36.9077 | 14.5016 | 0 | 24.7358 | 108.1303 | 37732.9386 | 38537.7109 | 20479.4822 | 12646.8141 | 780.5276 | 13393.429 | 14463.3776 | 3575.6042 | 0 | 651.6813 | 1522.8973 | 200.75 | 0 | 0 | 0 | 0 | WxHZ1CZ1_2688e_30gshp_des1 | NWHZ1CZ1_3 | 0 | 0 | 0 | 69 | 64 | 74 | 78 | 1 | 2522 | 0 | 0.5 | 0 | GSHP20_32_150_desup | 3 | 17.4 | 1 | 2 | 35 | 0 | Attic | 0.003 | 15 | 4.5 | Attic | 0.005 | 40 | 4.9 | 2688 | 22848 | 0 | 26.8 | 1480 | 11.4 | 1344 | 35 | 0.85 | 94 | 94 | 94 | 94 | 0.293 | 0.3 | 0.54 | 40 | 5 | 4 | 1344 | 148 | 26.8 | 0 | 0 | N | 0 | 0 | 0.75 | 0.5 | 17.857 | 6.5 | 17.857 | 2665.6 | 17 | Exhaust | 50 | 4 | Standard | 5 | 0 | 4.5 | 4.5 | 0 | 0 | 0 | 0 | 0 | 0
NWHZ2CZ1_2688n_30gshp_des1 | NW | HZ2CZ1_ | 3 | 445.6244 | 57.0642 | 6644.9655 | 139.9665 | 0.91801 | 0.28921 | 0.30897 | 0.42741 | 13974.6337 | 14199.6076 | 4414.7114 | 95.8727 | 385.0384 | 1683.1579 | 886.9563 | 1063.6958 | 257.2607 | 38.4384 | 15.0482 | 0 | 24.6972 | 107.9612 | 42146.3681 | 42889.0332 | 23482.2508 | 15566.2328 | 780.5276 | 12741.699 | 13775.339 | 3415.5677 | 0 | 844.3771 | 1968.0893 | 200.75 | 0 | 0 | 0 | 0 | NWHZ2CZ1_2688n_30gshp_des1 | NWHZ2CZ1_3 | 0 | 0 | 0 | 69 | 64 | 74 | 78 | 1 | 2522 | 0 | 0.5 | 0 | GSHP20_32_150_desup | 3 | 17.4 | 1 | 2 | 35 | 0 | Attic | 0.003 | 15 | 6 | Attic | 0.005 | 40 | 6 | 2688 | 22848 | 0 | 30.6094 | 1480 | 17.5439 | 1344 | 37.6642 | 0.85 | 94 | 94 | 94 | 94 | 0.293 | 0.3 | 0.54 | 40 | 5 | 4 | 1344 | 148 | 30.6094 | 0 | 0 | N | 0 | 0 | 0.75 | 0.5 | 17.857 | 6.5 | 17.857 | 2665.6 | 17 | Exhaust | 50 | 4 | Standard | 5 | 0 | 4.5 | 4.5 | 0 | 0 | 0 | 0 | 0 | 0
WxHZ2CZ1_2688e_30gshp_des1 | NW | HZ2CZ1_ | 3 | 480.1487 | 57.49 | 6644.9655 | 139.9665 | 0.91801 | 0.28909 | 0.30715 | 0.42798 | 15426.1893 | 15708.5288 | 4880.1836 | 136.9519 | 424.2638 | 1854.6277 | 891.0427 | 1064.504 | 257.0585 | 36.9077 | 14.5016 | 0 | 24.7358 | 108.1303 | 44026.2443 | 44871.222 | 25439.4057 | 17525.3363 | 780.5276 | 13393.429 | 14463.3776 | 3575.6042 | 0 | 924.3039 | 2153.1304 | 200.75 | 0 | 0 | 0 | 0 | WxHZ2CZ1_2688e_30gshp_des1 | NWHZ2CZ1_3 | 0 | 0 | 0 | 69 | 64 | 74 | 78 | 1 | 2522 | 0 | 0.5 | 0 | GSHP20_32_150_desup | 3 | 17.4 | 1 | 2 | 35 | 0 | Attic | 0.003 | 15 | 4.5 | Attic | 0.005 | 40 | 4.9 | 2688 | 22848 | 0 | 26.8 | 1480 | 11.4 | 1344 | 35 | 0.85 | 94 | 94 | 94 | 94 | 0.293 | 0.3 | 0.54 | 40 | 5 | 4 | 1344 | 148 | 26.8 | 0 | 0 | N | 0 | 0 | 0.75 | 0.5 | 17.857 | 6.5 | 17.857 | 2665.6 | 17 | Exhaust | 50 | 4 | Standard | 5 | 0 | 4.5 | 4.5 | 0 | 0 | 0 | 0 | 0 | 0
NWHZ3CZ1_2688n_30gshp_des1 | NW | HZ3CZ1_ | 3 | 438.6723 | 56.6089 | 7927.5 | 139.9665 | 0.90102 | 0.2798 | 0.29611 | 0.4416 | 17410.808 | 17691.3581 | 5527.5062 | 241.6012 | 473.4219 | 2069.5175 | 886.9563 | 1063.6958 | 257.2607 | 38.4384 | 15.0482 | 0 | 24.6972 | 107.9612 | 46176.2365 | 46986.3204 | 30672.0838 | 22898.0326 | 780.5276 | 12741.699 | 13775.339 | 3415.5677 | 0 | 985.4191 | 2317.0866 | 200.75 | 0 | 0 | 0 | 0 | NWHZ3CZ1_2688n_30gshp_des1 | NWHZ3CZ1_3 | 0 | 0 | 0 | 69 | 64 | 74 | 78 | 1 | 2522 | 0 | 0.5 | 0 | GSHP20_32_150_desup | 3 | 17.4 | 1 | 2 | 35 | 0 | Attic | 0.003 | 15 | 6 | Attic | 0.005 | 40 | 6 | 2688 | 22848 | 0 | 30.6094 | 1480 | 17.5439 | 1344 | 37.6642 | 0.85 | 94 | 94 | 94 | 94 | 0.293 | 0.3 | 0.54 | 40 | 5 | 4 | 1344 | 148 | 30.6094 | 0 | 0 | N | 0 | 0 | 0.75 | 0.5 | 17.857 | 6.5 | 17.857 | 2665.6 | 17 | Exhaust | 50 | 4 | Standard | 5 | 0 | 4.5 | 4.5 | 0 | 0 | 0 | 0 | 0 | 0
WxHZ3CZ1_2688e_30gshp_des1 | NW | HZ3CZ1_ | 3 | 472.5842 | 57.1172 | 7927.5 | 139.9665 | 0.90102 | 0.27962 | 0.29261 | 0.44199 | 19141.6652 | 19492.4608 | 6107.9682 | 338.1195 | 518.4686 | 2266.4346 | 891.0427 | 1064.504 | 257.0585 | 36.9077 | 14.5016 | 0 | 24.7358 | 108.1303 | 47763.1044 | 48682.3161 | 32398.6749 | 24628.8932 | 780.5276 | 13393.429 | 14463.3776 | 3575.6042 | 0 | 1075.6871 | 2527.8198 | 200.75 | 0 | 0 | 0 | 0 | WxHZ3CZ1_2688e_30gshp_des1 | NWHZ3CZ1_3 | 0 | 0 | 0 | 69 | 64 | 74 | 78 | 1 | 2522 | 0 | 0.5 | 0 | GSHP20_32_150_desup | 3 | 17.4 | 1 | 2 | 35 | 0 | Attic | 0.003 | 15 | 4.5 | Attic | 0.005 | 40 | 4.9 | 2688 | 22848 | 0 | 26.8 | 1480 | 11.4 | 1344 | 35 | 0.85 | 94 | 94 | 94 | 94 | 0.293 | 0.3 | 0.54 | 40 | 5 | 4 | 1344 | 148 | 26.8 | 0 | 0 | N | 0 | 0 | 0.75 | 0.5 | 17.857 | 6.5 | 17.857 | 2665.6 | 17 | Exhaust | 50 | 4 | Standard | 5 | 0 | 4.5 | 4.5 | 0 | 0 | 0 | 0 | 0 | 0
NWHZ1CZ1_5000n_30gshp_des1 | NW | HZ1CZ1_ | 3 | 764.3157 | 58.604 | 4974.4275 | 139.9665 | 0.96894 | 0.31772 | 0.34221 | 0.50385 | 18755.9193 | 19484.2994 | 6507.9062 | 1006.3045 | 501.371 | 2191.6941 | 1563.9765 | 1811.6755 | 429.9814 | 35.0342 | 8.2926 | 0.1 | 42.4102 | 185.3921 | 73069.9882 | 75653.5697 | 57096.9818 | 49266.1091 | 780.5276 | 24296.0597 | 26651.6354 | 6322.9825 | 184.1 | 1120.0615 | 2564.6403 | 200.75 | 0 | 0 | 0 | 0 | NWHZ1CZ1_5000n_30gshp_des1 | NWHZ1CZ1_3 | 0 | 0 | 0 | 69 | 64 | 74 | 78 | 1 | 3099 | 0 | 0.5 | 0 | GSHP20_32_150_desup | 3 | 17.4 | 1 | 2 | 35 | 0 | Attic | 0.02 | 0 | 6 | Attic | 0.03 | 60 | 6 | 5000 | 40100 | 200 | 30.6094 | 2788 | 17.5439 | 1800 | 37.6642 | 0.85 | 187.5 | 187.5 | 187.5 | 187.5 | 0.293 | 0.3 | 0.54 | 40 | 5 | 4 | 1600 | 164 | 30.6094 | 0 | 0 | N | 0 | 0 | 0.75 | 0.5 | 17.857 | 6.5 | 17.857 | 4678.3333 | 26.5625 | Exhaust | 50 | 4 | Standard | 5 | 0 | 4.5 | 4.5 | 0 | 0 | 0 | 0 | 0 | 0
WxHZ1CZ1_5000e_30gshp_des1 | NW | HZ1CZ1_ | 3 | 827.0835 | 58.9818 | 4974.4275 | 139.9665 | 0.96894 | 0.31786 | 0.33805 | 0.50516 | 20817.3606 | 21636.7292 | 7290.24 | 1257.2226 | 551.6031 | 2411.2788 | 1594.3803 | 1842.0839 | 435.9375 | 33.6959 | 7.896 | 0.2 | 43.1405 | 188.5847 | 75977.5215 | 78647.2222 | 60027.8689 | 52196.1582 | 780.5276 | 25479.2465 | 27956.4029 | 6604.8416 | 244.6 | 1222.3373 | 2799.1415 | 200.75 | 0 | 0 | 0 | 0 | WxHZ1CZ1_5000e_30gshp_des1 | NWHZ1CZ1_3 | 0 | 0 | 0 | 69 | 64 | 74 | 78 | 1 | 3099 | 0 | 0.5 | 0 | GSHP20_32_150_desup | 3 | 17.4 | 1 | 2 | 35 | 0 | Attic | 0.02 | 0 | 4.5 | Attic | 0.03 | 60 | 4.9 | 5000 | 40100 | 200 | 26.8 | 2788 | 11.4 | 1800 | 35 | 0.85 | 187.5 | 187.5 | 187.5 | 187.5 | 0.293 | 0.3 | 0.54 | 40 | 5 | 4 | 1600 | 164 | 26.8 | 0 | 0 | N | 0 | 0 | 0.75 | 0.5 | 17.857 | 6.5 | 17.857 | 4678.3333 | 26.5625 | Exhaust | 50 | 4 | Standard | 5 | 0 | 4.5 | 4.5 | 0 | 0 | 0 | 0 | 0 | 0
NWHZ2CZ1_5000n_30gshp_des1 | NW | HZ2CZ1_ | 3 | 781.0623 | 57.3892 | 6644.9655 | 139.9665 | 0.91801 | 0.35876 | 0.38576 | 0.57645 | 27277.4063 | 28314.1339 | 10381.4945 | 2949.1545 | 683.2887 | 2986.9296 | 1563.9765 | 1811.6755 | 429.9814 | 35.0342 | 8.2926 | 0.1 | 42.4102 | 185.3921 | 85279.5196 | 87907.0772 | 68279.0924 | 60333.292 | 780.5276 | 24296.0597 | 26651.6354 | 6322.9825 | 128.65 | 1507.5386 | 3448.9501 | 200.75 | 0 | 0 | 0 | 0 | NWHZ2CZ1_5000n_30gshp_des1 | NWHZ2CZ1_3 | 0 | 0 | 0 | 69 | 64 | 74 | 78 | 1 | 3099 | 0 | 0.5 | 0 | GSHP20_32_150_desup | 3 | 17.4 | 1 | 2 | 35 | 0 | Attic | 0.02 | 0 | 6 | Attic | 0.03 | 60 | 6 | 5000 | 40100 | 200 | 30.6094 | 2788 | 17.5439 | 1800 | 37.6642 | 0.85 | 187.5 | 187.5 | 187.5 | 187.5 | 0.293 | 0.3 | 0.54 | 40 | 5 | 4 | 1600 | 164 | 30.6094 | 0 | 0 | N | 0 | 0 | 0.75 | 0.5 | 17.857 | 6.5 | 17.857 | 4678.3333 | 26.5625 | Exhaust | 50 | 4 | Standard | 5 | 0 | 4.5 | 4.5 | 0 | 0 | 0 | 0 | 0 | 0
WxHZ2CZ1_5000e_30gshp_des1 | NW | HZ2CZ1_ | 3 | 844.3757 | 57.7925 | 6644.9655 | 139.9665 | 0.91801 | 0.35936 | 0.38217 | 0.57682 | 30011.3801 | 31162.6223 | 11726.1819 | 3735.2641 | 736.6569 | 3220.2237 | 1594.3803 | 1842.0839 | 435.9375 | 33.6959 | 7.896 | 0.2 | 43.1405 | 188.5847 | 88888.0894 | 91603.8235 | 71971.8977 | 64025.3906 | 780.5276 | 25479.2465 | 27956.4029 | 6604.8416 | 173.45 | 1618.6624 | 3705.3526 | 200.75 | 0 | 0 | 0 | 0 | WxHZ2CZ1_5000e_30gshp_des1 | NWHZ2CZ1_3 | 0 | 0 | 0 | 69 | 64 | 74 | 78 | 1 | 3099 | 0 | 0.5 | 0 | GSHP20_32_150_desup | 3 | 17.4 | 1 | 2 | 35 | 0 | Attic | 0.02 | 0 | 4.5 | Attic | 0.03 | 60 | 4.9 | 5000 | 40100 | 200 | 26.8 | 2788 | 11.4 | 1800 | 35 | 0.85 | 187.5 | 187.5 | 187.5 | 187.5 | 0.293 | 0.3 | 0.54 | 40 | 5 | 4 | 1600 | 164 | 26.8 | 0 | 0 | N | 0 | 0 | 0.75 | 0.5 | 17.857 | 6.5 | 17.857 | 4678.3333 | 26.5625 | Exhaust | 50 | 4 | Standard | 5 | 0 | 4.5 | 4.5 | 0 | 0 | 0 | 0 | 0 | 0
NWHZ3CZ1_5000n_30gshp_des1 | NW | HZ3CZ1_ | 3 | 770.1795 | 56.6275 | 7927.5 | 139.9665 | 0.90102 | 0.35519 | 0.37638 | 0.59669 | 33741.8528 | 34937.2172 | 13856.0209 | 5245.1746 | 792.601 | 3464.7777 | 1563.9765 | 1811.6755 | 429.9814 | 35.0342 | 8.2926 | 0.1 | 42.4102 | 185.3921 | 92518.1281 | 95233.8211 | 79021.3561 | 71236.7684 | 780.5276 | 24296.0597 | 26651.6354 | 6322.9825 | 78 | 1661.6263 | 3857.8462 | 200.75 | 0 | 0 | 0 | 0 | NWHZ3CZ1_5000n_30gshp_des1 | NWHZ3CZ1_3 | 0 | 0 | 0 | 69 | 64 | 74 | 78 | 1 | 3099 | 0 | 0.5 | 0 | GSHP20_32_150_desup | 3 | 17.4 | 1 | 2 | 35 | 0 | Attic | 0.02 | 0 | 6 | Attic | 0.03 | 60 | 6 | 5000 | 40100 | 200 | 30.6094 | 2788 | 17.5439 | 1800 | 37.6642 | 0.85 | 187.5 | 187.5 | 187.5 | 187.5 | 0.293 | 0.3 | 0.54 | 40 | 5 | 4 | 1600 | 164 | 30.6094 | 0 | 0 | N | 0 | 0 | 0.75 | 0.5 | 17.857 | 6.5 | 17.857 | 4678.3333 | 26.5625 | Exhaust | 50 | 4 | Standard | 5 | 0 | 4.5 | 4.5 | 0 | 0 | 0 | 0 | 0 | 0
WxHZ3CZ1_5000e_30gshp_des1 | NW | HZ3CZ1_ | 3 | 831.8514 | 57.1929 | 7927.5 | 139.9665 | 0.90102 | 0.3558 | 0.37021 | 0.59705 | 37031.9594 | 38352.2947 | 15726.2112 | 6554.5229 | 845.9571 | 3698.0188 | 1594.3803 | 1842.0839 | 435.9375 | 33.6959 | 7.896 | 0.2 | 43.1405 | 188.5847 | 96522.95 | 99317.7057 | 83094.8104 | 75310.2602 | 780.5276 | 25479.2465 | 27956.4029 | 6604.8416 | 98 | 1770.8724 | 4117.0855 | 200.75 | 0 | 0 | 0 | 0 | WxHZ3CZ1_5000e_30gshp_des1 | NWHZ3CZ1_3 | 0 | 0 | 0 | 69 | 64 | 74 | 78 | 1 | 3099 | 0 | 0.5 | 0 | GSHP20_32_150_desup | 3 | 17.4 | 1 | 2 | 35 | 0 | Attic | 0.02 | 0 | 4.5 | Attic | 0.03 | 60 | 4.9 | 5000 | 40100 | 200 | 26.8 | 2788 | 11.4 | 1800 | 35 | 0.85 | 187.5 | 187.5 | 187.5 | 187.5 | 0.293 | 0.3 | 0.54 | 40 | 5 | 4 | 1600 | 164 | 26.8 | 0 | 0 | N | 0 | 0 | 0.75 | 0.5 | 17.857 | 6.5 | 17.857 | 4678.3333 | 26.5625 | Exhaust | 50 | 4 | Standard | 5 | 0 | 4.5 | 4.5 | 0 | 0 | 0 | 0 | 0 | 0

## GSHPCostSources
costs were all over the map, most of the variation is attributable to contractor experience, site conditions, federal 30% incentives, local utility incentives, house peak load
From RTF: ResGSHP_v2_2
Inside Heat Pump and Costs
factor | Ton | Ground Source Heat Pump | Inside Piping, Pumps, Etc | Total Costs
0.9 | 2 | 5089 | 1543.5 | 6632.5
1 | 3 | 5604 | 1715 | 7319
1.1 | 4 | 6689 | 1886.5 | 8575.5
1.2 | 5 | 7498 | 2058 | 9556
1.3 | 6 | 7870 | 2229.5 | 10099.5
1.4
Input from 2 seasoned Geo contractors
| Sean Hogan, Duval, WA, 425.844.2421 |  | 1100/ton
| Paul Smith, Yakima, AirFX 509.225.3420 |  | 1300/ton
John Dibble, climate master Rep.
Sean Dillon - water furnace Rep
Experienced Contractor Costs to install a 3 ton geo system
3
|  |  | Inside Eqmt |  | Item | Contractor unit cost | Qty | Contractor Cost | Markup | Consumer Cost
[5 empty] | 3 Ton Heat Pump | 4283 | 1 | 4283 | 0.3 | 5567.9 | 8566 | doubles contractor prices
[5 empty] | Sheet metal work | 250 | 1 | 250 | 0.25 | 312.5
[5 empty] | Non Pressurized Flow Center | 750 | 1 | 750 | 0.2 | 900
[5 empty] | Mech Room Piping | 80 | 1 | 80 | 0.25 | 100
[5 empty] | T-stat | 100 | 1 | 100 | 0.3 | 130
[5 empty] | Electrical | 200 | 1 | 250 | 0.25 | 312.5
[11 empty] | 7322.9 | 2440.9667
|  |  | Outside equip | [7 empty] | 7319
[5 empty] | Header Piping 1-1/4 100' | 50 | 1 | 50 | 0.2 | 60
[5 empty] | Manifolds (2) | 30 | 2 | 60 | 0.2 | 72
[5 empty] | Loop Pipe 3/4" | 0.25 | 2400 | 600 | 0.2 | 720
[5 empty] | Freeze Protect | 20 | 16 | 320 | 0.2 | 320 |  |  | 850 | 55 | 15.4545 | 0.03125 | 0.023009 | 55.2217 | 16.5665
|  |  | Outside Work | [7 empty] | 1172 | 390.6667
[5 empty] | Mobilization of Excavator | 120 | 4 | 480 |  | 480
[5 empty] | Excavation (price/cu yd) | 6 | 300 | 1800 |  | 1800 |  |  |  | 200 | 3 | 5 | 3000 | 100
[5 empty] | Installation of Piping | 60 | 2 | 120 |  | 120
[5 empty] | Piping Fusing | 60 | 1 | 60 |  | 60
[5 empty] | Pressure Test | 60 | 2 | 120 |  | 120
[5 empty] | Inspection | 60 | 1 | 60 |  | 60
[5 empty] | Fill and Purge | 60 | 6 | 360 |  | 360
[5 empty] | Backfill (price/cu yd) | 3 | 300 | 900 |  | 900
[10 empty] | Sub-Total | 3900 | 1300
[10 empty] | Total Price | 12394.9 | 4131.6333
[5 empty] | Inside Price | 7322.9 | 2440.9667
[5 empty] | Outside Price | 5072 | 1690.6667
Costs
SEATTLE AREA
PSE: Dennis Rominger
|  | Program Name | Measure Name | Measure Paid Date | Premise City | Premise State | Premise Zip Code | Paid Grant Amt | Total Cost | Source | Occupants | Type of Home | Foundation Type | Heated Square Feet | [5 empty] | Year Built | Contractor Name
|  | Residential Retrofit Rebates | Geothermal Heat Pump | 2010-03-25 | CLE ELUM | WA | 98922 | 1500 | 39879 | Rebate Form | 2 | Single Family | Crawl Space | 2800
|  | Residential Retrofit Rebates | Geothermal Heat Pump | 2010-12-23 | MERCER ISLAND | WA | 98040 | 1500 | 88322 | Rebate Form | 2 | Single Family | Basement | 4440 | [5 empty] | 1954 | Bel-Red Heating & AC
|  | Residential Retrofit Rebates | Geothermal Heat Pump | 2010-12-23 | BUCKLEY | WA | 98321 | 1500 | 20944 | Rebate Form | 4 | Single Family | Crawl Space | 3100 | [5 empty] | 1983
|  | Residential Retrofit Rebates | Geothermal Heat Pump | 2010-06-11 | BAINBRIDGE ISLAND | WA | 98110 | 1500 | 40870 | Rebate Form | 3 | Single Family | Crawl Space | 3500 | [5 empty] | 1995
|  | Residential Retrofit Rebates | Geothermal Heat Pump | 2010-06-11 | OLYMPIA | WA | 98513 | 1500 | 5952 | Rebate Form | 4 | Single Family | SOG | 3600 | [5 empty] | 2009 | Sunset Air
|  | Residential Retrofit Rebates | Geothermal Heat Pump | 2010-12-16 | YELM | WA | 98597 | 1500 | 19900 | Fax | 2 | Single Family | Basement | 3600 | [5 empty] | 1990 | Sunset Air
|  | Residential Retrofit Rebates | Geothermal Heat Pump | 2010-12-16 |  | WA | 98503 | 1500 | 34935 | Rebate Form | 4 | Single Family | Basement | 4000 | [5 empty] | 1997
|  | Residential Retrofit Rebates | Geothermal Heat Pump | 2010-09-24 | BAINBRIDGE ISLAND | WA | 98110 | 1500 | 27390 | Rebate Form | 2 | Single Family | Crawl Space | 2200 | [5 empty] | 1970 | Sullivan Heating & Cooling
|  | Residential Retrofit Rebates | Geothermal Heat Pump | 2010-09-03 | OLYMPIA | WA | 98516 | 1500 | 19496 | Rebate Form | 2 | Single Family | Crawl Space | 1600 | [5 empty] | 1974
|  | Residential Retrofit Rebates | Geothermal Heat Pump | 2010-11-08 | RENTON | WA | 98059 | 1500 | 21748 | Rebate Form | 3 | Single Family | Basement | 1540 | [5 empty] | 1973 | Greenwood Heating & AC
|  | Residential Retrofit Rebates | Geothermal Heat Pump | 2010-06-11 | BELLEVUE | WA | 98006 | 1500 | 28394 | Rebate Form | 3 | Single Family | Basement | 3000 | [5 empty] | 1979
|  | Residential Retrofit Rebates | Geothermal Heat Pump | 2010-11-08 | LACEY | WA | 98503 | 1500 | 28631 | Rebate Form | 2 | Single Family | Crawl Space | 1420 | [5 empty] | 1960
|  | Residential Retrofit Rebates | Geothermal Heat Pump | 2010-11-08 | MAPLE VALLEY | WA | 98038 | 1500 | 13483 | Rebate Form | 2 | Single Family | Crawl Space | 2500 | [5 empty] | 1992 | All Star Heating & Air Conditioning
|  | Residential Retrofit Rebates | Geothermal Heat Pump | 2010-09-03 | OLYMPIA | WA | 98501 | 1500 | 19606 | Rebate Form | 4 | Single Family | Crawl Space | [6 empty] | 1980
|  | Residential Retrofit Rebates | Geothermal Heat Pump | 2010-07-22 | TENINO | WA | 98589 | 1500 | 27212 | Rebate Form |  | Single Family | Crawl Space
|  | Residential Retrofit Rebates | Geothermal Heat Pump | 2010-11-08 | SILVERDALE | WA | 98383 | 1500 | 21950 | Rebate Form |  | Single Family | SOG
|  | Residential Retrofit Rebates | Geothermal Heat Pump | 2010-09-03 | SEDRO WOOLLEY | WA | 98284 | 1500 | 18605 | Rebate Form |  | Single Family | Crawl Space
|  | Residential Retrofit Rebates | Geothermal Heat Pump | 2010-12-16 | PORT TOWNSEND | WA | 98368 | 1500 | 19484 | Rebate Form | 2 | Single Family | Crawl Space | 2860 | [5 empty] | 1971 | Absolute Air
|  | Residential Retrofit Rebates | Geothermal Heat Pump | 2010-06-11 | OLYMPIA | WA | 98502 | 1500 | 10043 | Rebate Form | 2 | Single Family | SOG | 1550 | [5 empty] | 1950 | Self Install
|  | Residential Retrofit Rebates | Geothermal Heat Pump | 2010-12-16 | OLYMPIA | WA | 98501 | 1500 | 16878 | Rebate Form | 2 | Single Family | Crawl Space | 2580 | [5 empty] | 2010 | Sunset Air
|  | Residential Retrofit Rebates | Geothermal Heat Pump | 2010-12-16 | SUMNER | WA | 98390 | 1500 | 33248 | Rebate Form | 3 | Single Family | Basement | 2850 | [5 empty] | 1923 | Greenwood Heating & AC
|  | Residential Retrofit Rebates | Geothermal Heat Pump | 2010-12-16 | KIRKLAND | WA | 98033 | 1500 | 44105 | Rebate Form | 2 | Single Family | Basement | 2270 | [5 empty] | 1966 | Bel-Red Heating & AC
SEATTLE AREA - Vertical
Sean Dillion Water Furnace Rep Seattle Market
Here is some costs associated with going vertical loops for geothermal in Puget area. I will find out more on horizontal and heat pumps with desuperheater. Typically we look at 250’ per ton, so a 4 ton system would have 4 bores, at 250 deep. So 1000 at $ 16/ ft = 16000. Other drillers cost can vary from $12/ ft to $18/ ft depending on area and amount of bores. More bores, less per foot.
Dealer # 1- Seattle Area
Ground loops - between $8000-12000 for 2 - 6 ton horiz loops, complete.
Vertical loops are 6000 - 8000 per ton, installed, complete to the building.
Heat pumps - 10000 to 12000 installed (packaged)
W-W units are 3000 - 4000 addl for the storage tank, pumps, controls, and plumbing, not counting the radiant system and controls.
Desuperheater connection is 2000 - 3000 addl for connections and sometimes a preheat tank.
Assume 1000 - 3000 more for mobilization and startup costs.
we bid jobs at about $20/foot for vertical as the drillers were charging 15-16 and we added a mark up for 'management' fee. If we are doing 250/ton that is $5,000 per ton. The above costs above included the pipe, manifold and maybe the methanol mix. I think I remember Josh saying it was about 4-6K for the excavation and back fill for a 3-5 ton job...
Dealer # 2 Portland area
Outside Costs for Horizontal Loop installs with excavation included
| 3 Ton loop 800’ per circuit, manifold welded in with supply and return stubbed up and under pressure at 100 psi $8,700.00 | [6 empty] | 8700 | 3 | 2900
| 4 Ton loop 800’ “””” $10,250.00 | [6 empty] | 10250 | 4 | 2562.5
| 5 Ton loop 800’ “””””” $11,880.00 | [6 empty] | 11880 | 5 | 2376
| 6 Ton loop 800’ “”””””” $12,750.00 | [6 empty] | 12750 | 6 | 2125
Outside Cost for Vertical Loop installed with average distance excavation cost included
2 Ton loop installed, 2 – 200’ wells with loop installed and grouted, manifold welded in with supply and return stubbed up and under pressure at 100 PSI $10,600.00
3 Ton loop installed,3 - 200’ wells “”””””” $14,000 to 17,655.00
4 Ton loop installed, 4- 200’ wells “””””””” $18,700 to 22,900.00
5 Ton loop installed, 5- 200’ wells “””””””” $23,200 to 26,200.00
6 Ton loop installed, 6- 200’ wells “””””””” $27,000 to 31,000.00
Waterfurnace retail cost for all inside work to include NDV (Envision Dual Compressor) units with ECM blower and Flow center and hose kit, piping to wall and flush and fill
3 ton system $13,700.00
4 ton system $14,980.00
5 ton system $16,320.00
6 ton system $17,600.00
On the Desuperheater option I never gave them a choice unless it just didn’t make sense for the application, But it would be $1192.50 plus plumbing cost, which averaged $650.00 for the standard install.
WF Dealer in Portland
[7 empty] | Inside | Outside | Total | Cost/ton
| Sean Dillon |  |  |  |  | 3 ton | 13700 | 8700 | 22400 | 7466.6667
| Region Manager Dealer West |  |  |  |  | 4 ton | 14980 | 10250 | 25230 | 6307.5
| o- 877-593-8029 |  |  |  |  | 5 ton | 16320 | 11880 | 28200 | 5640
| c- 260-442-6581 |  |  |  |  | 6 ton | 17600 | 12750 | 30350 | 5058.3333
f- 877-700-7199
e- sean.dillon@waterfurnace.com
w- dillon.waterfurnace.com
www.waterfurnace.com
MONTANA
From Jim Maunder
|  | Member Name | Street Address | Geo-thermal Size | System Cost | New/Retorfit | Cost | Date Energized
|  | Stan Burk |  | 6 ton open loop | 24000 | retro |  | 2009-12-01
|  | Greg lee |  | 5 ton closed loop | $24,15 | new |  | 2010-12-01
|  | Geo-Heat Pump Installed Cost from Ravalli, Lincoln Electric and Vigilante | [17 empty] | Repeat of data on left
|  | Utility | Size | Date | Cost | Includes Excavation? | Extras | Installers if known | Ton | Notes | 2006$ | Capacity | Includes Excavation? (1=Yes) | Size of Heat Pump | Heat pump Cost | Cost per ton no excavation |  |  |  | Jim Maunder
|  | Vigilante Electric Co-op | 5 ton - closed loop | 2006-05-17 | 15730 | No | Climate Master, Genesis | Energy Recon | 5 |  | 12284.6964 | 5 | 0 | 5 |  | 3146 |  |  |  | Size | Date | Cost | include Excavation | Extras | Installers if known
|  | Vigilante Electric Co-op | 5 ton - closed loop | 2006-06-22 | 15800 | No | Water Furnace, EO6O | West Electric | 5 |  | 12598.4033 | 5 | 0 | 5 |  | 3160 |  |  |  | 6 -ton open | 2007-11-05 | 14110 | No | Water Furnace #EW060, water to water unit, EZ series 410A | GPM
|  | Vigilante Electric Co-op | 5 ton - closed loop | 2006-05-17 | 13790 | No | Climate Master | Energy Recon | 5 |  | 13303.9138 | 5 | 0 | 5 |  | 2758 |  |  |  | 6-ton horizontal | 2008-03-01 | 15483 | No | Climate Master #TTV038, horizontal unit | Energy Recon
|  | Vigilante Electric Co-op | 4 ton - open loop (well) | 2002-06-17 | 10980 | No | Climate Master, Genesis | Energy Recon | 4 |  | 24758.6012 | 4 | 0 | 4 |  | 2745 |  |  |  | unknow | 2008-03-01 | 15700 | N/A | Air Source, new construction, 8.5 HSPF/14.5 SEER | Excelaire
|  | Vigilante Electric Co-op | 4.5 and 3 ton closed loop | 2003-11-13 | 22600 | No | Water Furnace Synergy 3 and SXW036 Water to Water | West Electric | 7.5 | 4.5 & 3 ton | 15920.3801 | 7.5 | 0 | 7.5 |  | 3013.3333 |  |  |  | unknow | 2008-03-01 | 8900 | N/A | Air Source, retrofit 8.8 HSPF/17 SEER | Excelaire
|  | Vigilante Electric Co-op | 6 ton closed loop | 2004-02-26 | 12000 | No | Hydron | Tim Corrigan | 6 |  | 12778.9004 | 6 | 0 | 6 |  | 2000 |  |  |  | 5 ton - closed loop | 2006-05-17 | 15730 | No | Climate Master, Genesis | Energy Recon
|  | Vigilante Electric Co-op | 4 ton - closed loop | 2003-05-02 | 11500 | No | Water Furnace - Premier | West Electric | 4 |  | 38336.7013 | 4 | 0 | 4 |  | 2875 |  |  |  | 5 ton - closed loop | 2006-06-22 | 15800 | No | Water Furnace, EO6O | West Electric
|  | Vigilante Electric Co-op | 5 ton - closed loop | 2006-09-29 | 15000 | No | Water Furnace - Premier | West Electric | 5 |  | 25211.7057 | 5 | 0 | 5 |  | 3000 |  |  |  | 5 ton - closed loop | 2006-05-17 | 13790 | No | Climate Master | Energy Recon
|  | Vigilante Electric Co-op | Two, 6 ton closed loop (pond) | 2004-06-04 | 36000 | No | Water Furnace | West Electric | 12 | 2 - 6 ton | 20642.6747 | 12 | 0 | 12 |  | 3000 |  |  |  | 4 ton - open loop (well) | 2002-06-17 | 10980 | No | Climate Master, Genesis | Energy Recon
|  | Vigilante Electric Co-op | 5 ton - closed loop | 2006-11-14 | 17280 | No | Climate Master - Tranquility | Energy Recon | 5 |  | 25686.0027 | 5 | 0 | 5 |  | 3456 |  |  |  | 4.5 and 3 ton closed loop | 2003-11-13 | 22600 | No | Water Furnace Synergy 3 and SXW036 Water to Water | West Electric
|  | Vigilante Electric Co-op | Two 3 ton open loop (well) | 2005-03-21 | 20011 | No | Climate Master - Genesis | Energy Recon | 6 | 2 - 3 ton | 15730 | 6 | 0 | 6 |  | 3335.1667 |  |  |  | 6 ton closed loop | 2004-02-26 | 12000 | No | Hydron | Tim Corrigan
|  | Vigilante Electric Co-op | 4.5 ton - closed loop | 2003-05-20 | 12144 | No | Hydron - Colony | Brian Robles | 4.5 |  | 13790 | 4.5 | 0 | 4.5 |  | 2698.6667 |  |  |  | 4 ton - closed loop | 2003-05-02 | 11500 | No | Water Furnace - Premier | West Electric
|  | Vigilante Electric Co-op | 4 ton - closed loop | 2004-02-17 | 14950 | No | Climate Master | Energy Recon | 4 |  | 15800 | 4 | 0 | 4 |  | 3737.5 |  |  |  | 5 ton - closed loop | 2006-09-29 | 15000 | No | Water Furnace - Premier | West Electric
|  | Vigilante Electric Co-op | 5 ton - closed loop | 2008-06-30 | 21000 | No | Water Furnace | West Electric | 5 |  | 15000 | 5 | 0 | 5 |  | 4200 |  |  |  | Two, 6 ton closed loop (pond) | 2004-06-04 | 36000 | No | Water Furnace | West Electric
|  | Vigilante Electric Co-op | 5 ton - open loop (well) | 2008-05-31 | 16000 | No | Climate Master - Tranquility | Energy Recon | 5 |  | 27424 | 5 | 0 | 5 |  | 3200 |  |  |  | 5 ton - closed loop | 2006-11-14 | 17280 | No | Climate Master - Tranquility | Energy Recon
|  | Ravalli Electric Co-op | 6 -ton open | 2007-11-05 | 14110 | No | Water Furnace #EW060, water to water unit, EZ series 410A | GPM | 6 |  | 17280 | 6 | 0 | 6 |  | 2351.6667 |  |  |  | Two 3 ton open loop (well) | 2005-03-21 | 20011 | No | Climate Master - Genesis | Energy Recon
|  | Ravalli Electric Co-op | 6-ton horizontal | 2008-03-01 | 15483 | No | Climate Master #TTV038, horizontal unit | Energy Recon | 6 |  | 11202.3708 | 6 | 0 | 6 |  | 2580.5 |  |  |  | 4.5 ton - closed loop | 2003-05-20 | 12144 | No | Hydron - Colony | Brian Robles
|  | Ravalli Electric Co-op | 6-ton horizontal | 2007-03-30 | 11500 | No | Climate Master, desuperheater, | Energy Recon | 6 |  | 24015.9348 | 6 | 0 | 6 |  | 1916.6667 |  |  |  | 4 ton - closed loop | 2004-02-17 | 14950 | No | Climate Master | Energy Recon
|  | Lincoln Electric | 4 - ton Slinky | 2008-06-01 | 15677 | No | Humidifier, electronic air cleaner, desuperheater, all other house fans | NA | 4 | Slinky | 13744.8219 | 4 | 0 | 4 |  | 3919.25 |  |  |  | 5 ton - closed loop | 2008-06-30 | 21000 | No | Water Furnace | West Electric
|  | Lincoln Electric | 4 - ton Horizontal | 2007-09-01 | 24654 | No | Humidifier, air exchanger, desuperheater, all other house fans | NA | 4 | Horizontal | 14741.9932 | 4 | 0 | 4 |  | 6163.5 |  |  |  | 5 ton - open loop (well) | 2008-05-31 | 16000 | No | Climate Master - Tranquility | Energy Recon
|  | Lincoln Electric | 6 - ton Horizontal | 2006-10-01 | 27424 | No | Humidifier, electronic air cleaner, air exchanger, all other house fans | NA | 6 | Horizontal | 15234.2499 | 6 | 0 | 6 |  | 4570.6667
|  | Lincoln Electric | 5 - ton Horizontal | 2005-12-01 | 24900 | No | ? | NA | 5 | Horizontal | 14926.7085 | 5 | 0 | 5 |  | 4980
|  | Lincoln Electric | 6 - ton Horizontal | 2004-09-01 | 23675 | No | no | NA | 6 | Horizontal | 19994.953 | 6 | 0 | 6 |  | 3945.8333
|  | OTEC |  | 2007 | 17000 | Yes | 3.5-Ton, all done by contractor | NA | 3.5 |  | 16560.0264 | 3.5 | 1 | 3.5 |  | 4857.1429 |  | 4857.1429
|  | OTEC |  | 2007 | 19412 | Yes | 6-Ton with new furnace and ductwork; 6 trenches 150’ each with header main line | NA | 6 |  | 18909.6019 | 6 | 1 | 6 |  | 3235.3333 |  | 3235.3333
|  | OTEC |  | 2007 | 19162 | Yes | 4-Ton, new construction, includes ductwork of 22 runs and two returns The ground was very rocky and took more labor for digging. | NA | 4 |  | 18666.0721 | 4 | 1 | 4 |  | 4790.5 |  | 4790.5
|  | OTEC |  | 2007 | 17000 | Yes | 3.5-Ton, all done by contractor | NA | 3.5 |  | 16560.0264 | 3.5 | 1 | 3.5 |  | 4857.1429 |  | 4857.1429
|  | OTEC |  | 2007 | 10260 | No | 5-Ton, new construction, customer did own trenching and backfilling | NA | 5 |  | 9994.463 | 5 | 0 | 5 |  | 2052
|  | OTEC |  | 2007 | 10793 | No | Cust. Did own trenching & backfilling | NA | 3 |  | 10513.6685 | 3 | 0 | 3 |  | 3597.6667
|  | OTEC |  | 2007 | 12500 | No | 5-Ton system, customer did own trenching and backfilling | NA | 5 |  | 12176.49 | 5 | 0 | 5 |  | 2500
4435.0298
Source:
Mark Jerome
541-391-0620
Pacific Air Comfort
|  | Installed Cost | Low | Mid | High
|  | GSHP Cost | 7500 | 9000 | 10500
|  | Loop | 5000 | 8000 | 12000
|  | Loop labor & materials | 6000 | 6000 | 6000
|  | Commissiong & Other | 1000 | 1000 | 1000
|  | Total Installed Cost | 19500 | 24000 | 29500
|  | GSHP Installed Cost/Ton | 6500 | 8000 | 9833.3333
|  | Air Source | 2400 | 3300 | 4400
|  | GSHP Incremental Cost | 17100 | 20700 | 25100
|  | GSHP Incremental Cost/Ton | 5700 | 6900 | 8366.6667
Assumes 3-ton unit
Year 2006$
|  | Unit Size (Tons) | Base Air Source HP System Cost | Total GeoHP System Cost | Incremental Cost over Air Source HP | Incremental Cost over FAF | Incremental Cost over Zonal
|  | 2.5 | 3750 | 6250 | 2500 | 6250 | 8330 | 2500
|  | 3 | 4000 | 7500 | 3500 | 7500 | 11900 | 2500
|  | 3.5 | 4500 | 8750 | 4250 | 8750 | 13350 | 2500
|  | 4 | 5000 | 10000 | 5000 | 10000 | 14600 | 2500
Energy Star Geothermal Heat Pump Key Product Criteria
Specification
Open Loop: >=3.6 COP (H); >=16.2 EER (C)*
Closed Loop: >=3.3 COP (H); >=14.1 EER (C)*
Direct Expansion (DX): >=3.5 COP (H); >=15 EER (C)*
|  | Product Type | EER | COP
|  | Closed Loop | 14.1 | 3.3
|  | With integrated WH | 14.1 | 3.3
|  | Open Loop | 16.2 | 3.6
|  | With integrated WH | 16.2 | 3.6
|  | DX | 15 | 3.5
|  | With integrated WH | 15 | 3.5
Ecotope Cost Estimate
Input from 2 seasoned Geo contractors
| Sean Hogan, Duval, WA, 425.844.2421 | 1100/ton
| Paul Smith, Yakima, AirFX 509.225.3420 | 1300/ton
Costs to install a 3 ton geo system
3
|  |  | Inside Eqmt |  | Item | Contractor unit cost | Qty | Contractor Cost | Markup | Consumer Cost
[5 empty] | 3 Ton Heat Pump | 4283 | 1 | 4283 | 0.3 | 5567.9 | 8566 | doubles contractor prices
[5 empty] | Sheet metal work | 250 | 1 | 250 | 0.25 | 312.5
[5 empty] | Non Pressurized Flow Center | 750 | 1 | 750 | 0.2 | 900
[5 empty] | Mech Room Piping | 80 | 1 | 80 | 0.25 | 100
[5 empty] | T-stat | 100 | 1 | 100 | 0.3 | 130
[5 empty] | Electrical | 200 | 1 | 250 | 0.25 | 312.5
[11 empty] | 7322.9 | 2440.9667
|  |  | Outside equip | [7 empty] | 7319
[5 empty] | Header Piping 1-1/4 100' | 50 | 1 | 50 | 0.2 | 60
[5 empty] | Manifolds (2) | 30 | 2 | 60 | 0.2 | 72
[5 empty] | Loop Pipe 3/4" | 0.25 | 2400 | 600 | 0.2 | 720
[5 empty] | Freeze Protect | 20 | 16 | 320 | 0.2 | 320 |  |  | 850 | 55 | 15.4545 | 0.03125 | 0.023009 | 55.2217 | 16.5665
|  |  | Outside Work | [7 empty] | 1172 | 390.6667
[5 empty] | Mobilization of Excavator | 120 | 4 | 480 |  | 480
[5 empty] | Excavation (price/cu yd) | 6 | 333.3333 | 2000 |  | 2000 |  |  |  | 200 | 3 | 5 | 3000 | 111.1111
[5 empty] | Installation of Piping | 60 | 2 | 120 |  | 120
[5 empty] | Piping Fusing | 60 | 1 | 60 |  | 60
[5 empty] | Pressure Test | 60 | 2 | 120 |  | 120
[5 empty] | Inspection | 60 | 1 | 60 |  | 60
[5 empty] | Fill and Purge | 60 | 6 | 360 |  | 360
[5 empty] | Backfill (price/cu yd) | 3 | 333.3333 | 1000 |  | 1000
[10 empty] | Sub-Total | 4200 | 1400
[10 empty] | Total Price | 12694.9 | 4231.6333
[5 empty] | Inside Price | 7322.9 | 2440.9667
[5 empty] | Outside Price | 5372 | 1790.6667
|  |  | Maunder | MJ | Ecotope
|  |  | Low | Mid | Cost estimate
|  | GSHP Inside Costs | - | 8000 | 7322.9
|  | Outside Loop | - | 14000 | 5372 | 1790.6667 | 4666.6667
|  | Cx | - | 1000 | 1000
|  | Total | 13305 | 23000 | 13694.9
| 3 | Cost/Ton | 4435 | 7666.6667 | 4564.9667
From John Dibble (Climatemaster Regional Manager)
These prices are not dealer cost but marked fairly close to what I think most dealers are selling at based on input from 2 dealers . The DHW ( domestic hot water generator with internal circ pump ) is priced separate from the units but the heat pump cost does include our standard 10 year all parts and 5 yr labor warranty. I cannot deduct that. I have also included the average consumer cost, PER TON, for horizontal ground loops installed for the coastal areas ( I-5 corridor from Seattle down to San Fancisco ) and east of the Cascades, Eastern Wa, Eastern Oregon, Idaho, Montana etc. The difference between those area cost is related to ground temps to OD air temps which changes the trench and pipe lengths.
Call if you have any questions.....jd
Unit # Unit size Consumer Price
TSV024 ------ 2 ton $5,089.
TSV036 ------ 3 ton $5,604.
TSV048 ------ 4 ton $6,689
TSV060 ------ 5 ton $7,498.
TSV070 ------ 6 ton $7,870.
DHW ------ $500.
Ground Loop Installed Cost per Ton
I-5 Corridor $950. to $1,050. per ton
East of the Cascades $1,100. to $1,250. per ton
JOHN DIBBLE
ClimateMaster Geothermal Heat Pumps
Western District Manager
525 S. Florence / PO Box 1613
Sandpoint, ID. 83864
Ph: 208-255-7660 Cell: 208-290-1101
john_dibble@msn.com www.climatemaster.com
Air Fx Heating and AC. Paul Smith 509.225.3420
ton
| 3 | 1100 | outside costs/ton
| 5 | 1300 | outside costs/ton
Andres Morrison
ecos
Technical Program Manager
309 SW 6th Avenue #1000
Portland OR 97204
T: 503 525-2700 x142
F: 503 525-4800
13000
| Geothermal Questions | [13 empty] | 17600
| Customer Name | 1. What influenced your decision to install a Geothermal unit? | 2. Did the utility rebate/fed/state tax credit influence the purchase? | 3. Were air ducts installed along with the system, or did your house already have a duct system to begin with? | 4. Are you happy with your unit? Why did you choose this over other types of systems? | 5. How much research would you say you did before purchasing? None, some, extensive. |  | What was the total installation cost? | Did this cost include the digging or trenching? | Was the cost of the equipment separated from the labor? If so, what were these. | Has the installation made a difference in your home? Comfort? Utility Bills?
| Andy Norbeck | The builder talked them into getting a geothermal unit due to the house being so large. | Yes - they got a $3000 rebate/credit. | It was a brand new house so ducts were installed at the same time. | Probably wouldn't make the same choice again due to having many issues with the system - did not elaborate. | n/a |  | 33000 | Yes | n/a | It has made a difference in the utility bills.
| Bob Bragg | Did it for the 30% tax credit but because it is a rental he didn't get the credit for the smaller home. For long term savings & it seemed like the "right thing to do". | He did get a $3000 rebate for each unit from the local utility provider | Installed at the same time | Yes - did not elaborate | Some |  | Approximately $24,000 for small home & $33,000 for larger home | Yes | n/a | Comfort is good & utility bills are less
| Brad Schaff | Looked for what was the most efficient system for green energy & overall savings in the long term. | It was an enticement but didn’t influence | Installed at the same time | The unit is great & it seems to be efficient but thinks the contractor may have not done the correct calculations when they installed the ducts. He thinks that the duct work is being overworked. Offered to potentially set up a QA inspection and he REALLY wants that. Emailed Marcie & Kelly | Some - talked to local contractors, people he knew had geothermal units, etc. |  | 27000 | Yes | Yes: about $19,000 for system & the rest is labor. | System has issues. Wants inspection if possible. |  | C: 503 523-9149
| Byron Roberts | Always tries new services on himself before he does it for clients. Wanted to make sure it was efficient as possible so that bills will be low for when he retires | Somewhat - they were very "generous" | New construction so installed at the same time. | Yes but it is kind of noisy | He is in construction so he did a lot of research |  | Can't remember cost but says it was comparable to installing a regular HP after all the rebates/credits. | n/a | n/a | Hard to define because it was a new home so nothing to compare it to but he says it is comfortable |  | ecosconsulting.com
| Casey Bruegeman | Cost efficiency in the long term | Yes, definitely. | Already had existing ducts | Yes | Some |  | Didn't want to answer questions about cost | Didn't want to answer questions about cost | Didn't want to answer questions about cost | n/a
| Ceth Eslick | Had been hearing about how efficient they were but it wasn't possible until the tax credits & rebates came along | Yes - he wouldn't have been able to do the unit w/o the rebates | Radiant floor thermal so no duct work - just tubing | Yes, for the most part. Takes some getting use to but overall they are satisfied | Some |  | About $25,000 | Included laying tubing in the ground. | No - all included | New home so nothing to compare it to but he did say it is much nicer than their old home which had forced air electric. |  | Making a World of Difference
| Charlene Launer | Long term cost | No | New construction so installed at the same time. | Yes |  | He was sort of poking fun at me & teasing me the entire time - for some of the questions I couldn't get him to give a serious answer & he actually spent most of his time talking about how he doesn't think they should pay a monthly utility bill due to the up front cost being so high & it seemed like he was joking but he wanted me to give him a serious answer. | Didn't want to talk about cost | n/a | n/a | New home so nothing to compare it to but he said that the heating & cooling has met their needs.
| Chris Berry | Efficiency | No - it was a nice bonus but it wasn't really incentive to do it. | New construction so installed at the same time. | Yes | Some |  | About $16,000 | No - he had a family member do it the digging/trenching. | n/a | New home so no difference but they are satisfied with their utility bills.
| Chuck Hemphill | Cost of propane (wanted to get off) & furnace was due to be replaced. BPA had a rebate. | Yes - both rebate & tax credit. | Already had a duct system but he had an extra one put in for returns which made a huge difference | Yes. He would do it again, especially if he was building a new home. | Some |  | About $25,000 | Yes. | n/a | Yes. Runs warmer & costs less than propane.
| Clark Winchester | They had enough land to do it. Very interested in energy efficiency. | Yes - rebates/tax credit made the cost on par with other options. | New construction - radiant floor heat & they have an air handler but no ducts (?) | Yes |  |  | About $60,000 | Yes BUT they also put in an air handler, wood stove, radiant floor & solar panels and the cost of everything was combined. | n/a | Yes
| Connie Farrel | Tax Credit. No central heating at all, heated with a pellet stove & wanted something more efficient. Primary reason: tax credit | Yes | Installed at the same time | Yes - seems to work just fine | Some - a friend is a contractor & she talked mainly to him & relied on his advice. |  | About $18,000 | Yes | n/a | Yes. Utility bills are MUCH lower & now entire home is heated instead of just one area.
| Cora Hoye | Built a new home & had propane which was very expensive & she heard how the unit saves money. | Rebates & tax credit | Installed at the same time | Yes - very much so. | Extensive |  | About $23,000 | No - her brother did the excavating | No - all included | Yes. Utility bills are MUCH lower.
| Dan & Sue Rossler | Had an inefficient baseboard system & wanted something more efficient & cost effective. They had the property to do it so they did. | Yes | Installed at the same time | Yes. | Extensive |  | About $29,000 | Yes + duct work | No. | Only had one utility bill since it's been installed & it is higher than before but she doesn't anticipate it being higher in the future (no reason given for that) - she is optimistic.
| Dave McMillan | Main benefits: AC & heat and in the long run it is more economical | Yes | Installed at the same time - new construction | Yes - it's been great. No problems. | Some - was familiar with it because he is a contractor |  | About $27,000 | Yes | Excavating was separate: about $3500. | New construction so no comparison but utility bills have been low
| Dave & Rita McNutt | Energy savings in the long run | Yes | Installed at the same time - new construction | Yes - very. |  |  | Neither he nor his wife could remember full cost or even an approximate cost | Yes + duct work | n/a | New construction so no comparison but very satisified with utility bills & comfort
| Dennis Axness | Some friends of theirs had it & they had good things to say | Yes | Already had ducts but some were replaced. | Yes - very much so. | Some |  | Doesn't know - too much other work done that was included in the cost for him to figure out cost of the geothermal unit | n/a | n/a | Yes - it has made a lot of difference in both comfort & utility bills.
| Ed Maxwell | Cost efficiency in the long term. | No - just a nice bonus. Didn't know about it when he made his decision. | Installed at the same time - new construction | Yes. | Extensive |  | Did not want to discuss cost. | n/a | n/a | New construction so no comparison but very satisified with utility bills & comfort
| Cory Klein | Geothermal unit was already installed when they bought the home but it failed - it was 18 years old. He had liked the performance & the energy costs so he chose to replace with the same type of system | No - it was just a nice bonus. | Already had duct system - but they did replace them as they were in bad shape. | Very happy. | Some |  | About $18,000 | Yes + duct work | About $12,000 for the HP. About $6000 for duct work & labor | Yes. More efficient.
| Anthony & Sandra Vest | He is an engineer & he analyzed it all & decided to do it ( | No. | Installed at the same time - new construction | Yes though it doesn't work great in extremely cold weather | Extensive |  | About $170,000 | Yes - he said it included "everything" & when I questioned him further for specifics he just said "everything". | No | Yes
| Erick Kinas | Higher efficiency. Rebates. Overall cost | Yes | Installed at the same time | Yes - very much so. | Extensive |  | About $25,000 | Yes | No | Yes. Comfort level is immensely better. Utility bills have also improved: they are only slightly lower but now whole home is uniform instead of just a few rooms being hot/cool for the same cost.
| Frank Knutson | He is in the utility business & wanted it for the efficiency. | Yes | Installed at the same time - new construction | Yes but sometimes it gets so cold outside that he has trouble heating the home. | Some |  | About $32,000 | Yes | Maybe but he doesn't remember how much each was & didn't have the paperwork nearby. | New construction so nothing to compare it to but he is satisfied with the comfort as well as the utility bills.
| Frank & Ellen Wesolovski | Energy efficient in the long run. | No | Installed at the same time - new construction | Yes - works great | Some |  | About $32,000 | No | No - labor was $6000 & equipment was $26,000 | Yes - compared to their other home that is equal size the utility bills are half.
| Gary Winters | Contractor is a family friend & convinced them that the unit would be very efficiency | No | Installed at the same time - new construction | Yes | Some |  | About $23,000 | Yes + duct work | No | Yes. Utility bills are barely more than when they lived in an 800sf apartment
| Greg Shipley | Energy efficiency & cost effectiveness in the long run | No - found out about rebate after the fact | No duct work - radiant floor instead with air exchange system. Some duct work but strictly for air flow, not for heating or cooling. | Yes. |  |  | About $33,000 | Yes + radiant floor & air exchanger (air exchanger was about $3000) | No | Utility bills are really, really good & comfort is great.
| Greg Lee | He likes radiant heat & he had a big field - he has water to water | Yes | No duct work - just radiant floor | Very happy (though later he said they are still building so he hasn’t moved in yet but he believes he will be satisfied with it) | He is a builder so he did extensive research - he has been wanting to do this for a few years |  | About $28,000 | Yes | No - lump sum | Still under construction
| Greg Doggett | Efficiency & environmentally friendly. | No but it helped. | Radiant floor so no duct work | Yes - it works just fine | Extensive |  | About $20,000 | Yes + radiant floor & HRV system | No | New home so no comparison but he is very happy with his unit
| Greg & Alison Scott | Cost efficiency in the long run & wanted a "green" system. | No but it helped. | New construction so installed at the same time. | Yes - very much | Extensive |  | About $45,000 | Yes | No | Utility company increased their rates so bills have been higher but believes that w/o the unit they would be even higher.
| Jack Liebschutz | Home already had a geothermal unit but it was very old. They liked it so they went the same system | No - but they did help | New ducts were installed because they requirements had changed. | Yes - very much. The new one is a lot better, much quieter | Some |  | About $13,000 | Didn’t have to dig/trench since they were replacing old system | Yes | Utility bills are better. Comfort is good.
| Jacob Elk | He is the contractor so he knew a lot about them & upgraded to save money | Yes | Already had a duct system | Yes | Extensive |  | n/a | He was the contractor so labor was free - wasn't able to get cost of equipment from him. | n/a | Lower utility bills
| James McJunkin | Intrigued by the efficiency & was paying high price on propane so wanted long term lower cost option. | Yes. | Air ducts were added at the same time. | Yes | Extensive |  | About $20,000 | Yes | Digging was about $3200 (trench & backfill). Overall materials was about $10,000. The rest was labor (about 6-7000) | It is the most comfortable home he has ever lived in-most comfortable system he has every used. Utility bills are much, much lower.
| Jay & Cynthia Preston | Efficiency | Slightly but not a lot | New construction so installed at the same time. | Yes - there are a few things to figure out still as he is a new user. There have been a few issues but Ground Source Systems has come out and taken care of them. | Extensive | He had a bad experience with the local utility (Mission Valley Power) because he got "took" pretty bad by a contractor who claimed he knew what he was doing & the utility said that the the contractor was fine but it turned out he wasn't qualified & the prestons had to pay for another contractor to come do it all over again correctly. They spent close to $40,000 for basically 2 systems even though they only need (& have) one. The same thing happened to the neighbor with the same contractor. The 1st contractor was in Colton, MT - he couldn't remember the name, something like ST Contracting. But he went out of business & is long gone | About $25,000 | Yes | $6-7,000 to excavate & the rest was equipment | New home so no comparison but they are happy with the comfort & utility bills.

## HP sizes&costs
These are the prototype heating loads, geo full load hours used for sizing via CLGS, costs for ASHP base and geo systems that feed the pro-cost runs
From RTF: ResGSHP_v2_2 | [27 empty] | LOOP COSTS | [5 empty] | INDOOR EQMT COSTS\
[31 empty] | 1300 | 1.5
|  |  |  | 40 | 1.33 | pick a size |  |  |  | roomheatkwh | equipheatkwh |  | sizing factor includes ducts |  |  | btu/hr | total heat pump runtime hours at 25 HPcntrl temp and no strip heat | FLH_nominal | FLH_Derated | 30 Deg Loop Temp Size | 30 Deg Loop Temp Size |  |  | Ft/ton of heat pump | ft/ton of house load | Ft/ton of heat pump | ft/ton of house load | Heat Pump Size | House Load w/duct efficiency | House Load Tons | 5' deep | 8' deep | Inside GSHP | Total Costs | Total Costs |  | GSHP Costs | ASHP Costs | FAF Costs | CAC Costs | Incremental Costs
|  | UA | UA w/ducts | HP Size | HP Nom Calc size | Nom Size | Delta T | Load |  | (kWh) | (kWh) |  |  | Size Tons |  |  | kwh |  |  | Foot of Pipe | Pipe @ 8' deep | Pipe @ 10' deep |  | 5' deep | 5' deep | 8' deep | 8' deep | Nominal | Btu/hr | tons | $ 5' | $ 8' | Total $ | 5' | 8' | [5 empty] | ASHP -> GSHP | FAF w/o CAC -> GSHP | FAF w/CAC -> GSHP
| NWHZ1CZ1_1568n_30hp85_des0 | 354.2443 | 390.4257 | 15617.0287 | 20770.6482 | 2 | 47 | 18350.0088 |  | 8461.6426 | 9424.2019 | 0.10214 | 1.1021 | 2 | Seattle | 24000 | 9264.5553 | 1317.497 | 1776.4004 | 964 | 750 |  |  | 482 | 630.4084 | 375 | 490.463 | 24000 | 18350.0088 | 1.5292 | 2088.6667 | 2437.5 | 6632.5 | 8721.1667 | 9070 | NWHZ1CZ1_1568n_30hp85_des0 | 8721.1667 | 5399 | 802.5 | 1346 | 3322.1667 | 7918.6667 | 6572.6667
| WxHZ1CZ1_1568e_30hp85_des0 | 393.4145 | 433.0558 | 17322.2338 | 23038.5709 | 2 | 47 | 20353.6247 |  | 9699.3173 | 10786.1551 | 0.10076 | 1.1008 | 2 | Seattle | 24000 | 10580.6847 | 1504.6615 | 2028.7571 | 981 | 762 |  |  | 490.5 | 578.3736 | 381 | 449.2566 | 24000 | 20353.6247 | 1.6961 | 2125.5 | 2476.5 | 6632.5 | 8758 | 9109 | WxHZ1CZ1_1568e_30hp85_des0 | 8758 | 5399 | 802.5 | 1346 | 3359 | 7955.5 | 6609.5
| NWHZ2CZ1_1568n_30hp85_des0 | 350.0086 | 389.8278 | 15593.1126 | 20738.8398 | 2 | 63 | 24559.1524 |  | 11622.4964 | 13114.4824 | 0.11377 | 1.1138 | 2 | spokane | 24000 | 12485.3383 | 1775.5192 | 2393.9584 | 2544 | 1959 |  |  | 1272 | 1243.0396 | 979.5 | 957.1992 | 24000 | 24559.1524 | 2.0466 | 5512 | 6366.75 | 6632.5 | 12144.5 | 12999.25 | NWHZ2CZ1_1568n_30hp85_des0 | 12144.5 | 5399 | 802.5 | 1346 | 6745.5 | 11342 | 9996
| WxHZ2CZ1_1568e_30hp85_des0 | 389.0773 | 432.5444 | 17301.7755 | 23011.3614 | 2 | 63 | 27250.2964 |  | 13177.4594 | 14834.7756 | 0.11172 | 1.1117 | 2 | spokane | 24000 | 14011.2268 | 1992.5132 | 2686.5347 | 2576 | 2001 |  |  | 1288 | 1134.373 | 1000.5 | 881.1647 | 24000 | 27250.2964 | 2.2709 | 5581.3333 | 6503.25 | 6632.5 | 12213.8333 | 13135.75 | WxHZ2CZ1_1568e_30hp85_des0 | 12213.8333 | 5399 | 802.5 | 1346 | 6814.8333 | 11411.3333 | 10065.3333
| NWHZ3CZ1_1568n_30hp85_des0 | 348.5931 | 390.0202 | 15600.8075 | 20749.074 | 2 | 73 | 28471.4738 |  | 14248.4352 | 16170.1028 | 0.11884 | 1.1188 | 2 | kalispell | 24000 | 14546.1354 | 2068.5817 | 2789.0989 | 4572 | 2936 | 2503 |  | 2286 | 1926.9814 | 1468 | 1237.4491 | 24000 | 28471.4738 | 2.3726 | 9906 | 9542 | 6632.5 | 16538.5 | 16174.5 | NWHZ3CZ1_1568n_30hp85_des0 | 16174.5 | 5399 | 802.5 | 1346 | 10775.5 | 15372 | 14026 | Ft of pipe per ton of house load
| WxHZ3CZ1_1568e_30hp85_des0 | 387.6265 | 432.5952 | 17303.8089 | 23014.0658 | 2 | 73 | 31579.4512 |  | 16121.1286 | 18236.7837 | 0.11601 | 1.116 | 2 | kalispell | 24000 | 16143.5029 | 2295.7406 | 3095.3806 | 4618 | 2989 | 2559 |  | 2309 | 1754.812 | 1494.5 | 1135.8019 | 24000 | 31579.4512 | 2.6316 | 10005.6667 | 9714.25 | 6632.5 | 16638.1667 | 16346.75 | WxHZ3CZ1_1568e_30hp85_des0 | 16346.75 | 5399 | 802.5 | 1346 | 10947.75 | 15544.25 | 14198.25 | depth | 5' | 5' | 8'
| NWHZ1CZ1_2200n_30hp85_des0 | 415.5976 | 501.3152 | 20052.6085 | 26669.9693 | 2.5 | 47 | 23561.815 |  | 9864.6195 | 12427.8891 | 0.20625 | 1.2063 | 2.5 | Seattle | 30000 | 12108.4906 | 1377.5426 | 1857.3608 | 1345 | 1285 |  |  | 538 | 685.0067 | 514 | 654.4487 | 30000 | 23561.815 | 1.9635 | 2914.1667 | 4176.25 | 6975.75 | 9889.9167 | 11152 | NWHZ1CZ1_2200n_30hp85_des0 | 9889.9167 | 5701 | 828.75 | 1502 | 4188.9167 | 9061.1667 | 7559.1667 |  | HZ1 | HZ2 | HZ3
| WxHZ1CZ1_2200e_30hp85_des0 | 497.8977 | 603.1344 | 24125.3775 | 32086.752 | 3 | 47 | 28347.3185 |  | 12697.7175 | 16100.8198 | 0.21136 | 1.2114 | 3 | Seattle | 36000 | 15726.9935 | 1491.0064 | 2010.3457 | 1660 | 1649 |  |  | 553.3333 | 702.712 | 549.6667 | 698.0554 | 36000 | 28347.3185 | 2.3623 | 3596.6667 | 5359.25 | 7319 | 10915.6667 | 12678.25 | WxHZ1CZ1_2200e_30hp85_des0 | 10915.6667 | 6003 | 855 | 1574.6667 | 4912.6667 | 10060.6667 | 8486 | 1568 | 8721.1667 | 12145 | 16174.5
| NWHZ2CZ1_2200n_30hp85_des0 | 410.3213 | 506.0492 | 20241.9672 | 26921.8164 | 2.5 | 63 | 31881.0984 |  | 13465.994 | 17563.5754 | 0.2333 | 1.2333 | 2.5 | spokane | 30000 | 16301.9733 | 1854.6212 | 2500.6128 | 3226 | 2225 |  |  | 1290.4 | 1214.2618 | 890 | 837.4868 | 30000 | 31881.0984 | 2.6568 | 6989.6667 | 7231.25 | 6975.75 | 13965.4167 | 14207 | NWHZ2CZ1_2200n_30hp85_des0 | 13965.4167 | 5701 | 828.75 | 1502 | 8264.4167 | 13136.6667 | 11634.6667 | 2200 | 9890 | 13965 | 19095
| WxHZ2CZ1_2200e_30hp85_des0 | 491.73 | 609.4732 | 24378.9289 | 32423.9754 | 3 | 63 | 38396.813 |  | 17035.8521 | 22399.2928 | 0.23945 | 1.2394 | 3 | spokane | 36000 | 20902.0132 | 1981.627 | 2671.8566 | 3962 | 3080 |  |  | 1320.6667 | 1238.2278 | 1026.6667 | 962.5799 | 36000 | 38396.813 | 3.1997 | 8584.3333 | 10010 | 7319 | 15903.3333 | 17329 | WxHZ2CZ1_2200e_30hp85_des0 | 15903.3333 | 6003 | 855 | 1574.6667 | 9900.3333 | 15048.3333 | 13473.6667 | 2688 | 9821 | 13831 | 18822
| NWHZ3CZ1_2200n_30hp85_des0 | 408.5594 | 507.8101 | 20312.4043 | 27015.4977 | 2.5 | 73 | 37070.1378 | 3.0892 | 16548.9597 | 21859.1798 | 0.24293 | 1.2429 | 2.5 | kalispell | 30000 | 18750.5446 | 2133.187 | 2876.2071 | 5791 | 3729 |  |  | 2316.4 | 1874.6086 | 1491.6 | 1207.1172 | 30000 | 37070.1378 | 3.0892 | 12547.1667 | 12119.25 | 6975.75 | 19522.9167 | 19095 | NWHZ3CZ1_2200n_30hp85_des0 | 19095 | 5701 | 828.75 | 1502 | 13394 | 18266.25 | 16764.25 | 5000 | 12094 | 17810 | 25150
| WxHZ3CZ1_2200e_30hp85_des0 | 489.6703 | 611.8693 | 24474.7717 | 32551.4464 | 3 | 73 | 44666.4584 | 3892.3645 | 20788.8916 | 27702.0365 | 0.24955 | 1.2496 | 3 | kalispell | 36000 | 23985.7988 | 2273.987 | 3066.0499 | 7112 | 4606 |  |  | 2370.6667 | 1910.6955 | 1535.3333 | 1237.4386 | 36000 | 44666.4584 | 3.7222 | 15409.3333 | 14969.5 | 7319 | 22728.3333 | 22288.5 | WxHZ3CZ1_2200e_30hp85_des0 | 22288.5 | 6003 | 855 | 1574.6667 | 16285.5 | 21433.5 | 19858.8333
| NWHZ1CZ1_2688n_30hp85_des0 | 448.5151 | 457.5758 | 18303.0339 | 24343.0351 | 2.5 | 47 | 21506.0648 |  | 10143.5835 | 10352.7267 | 0.020202 | 1.0202 | 2.5 | Seattle | 30000 | 10224.3774 | 1163.1933 | 1568.3506 | 1313 | 1276 |  |  | 525.2 | 732.6305 | 510.4 | 711.9852 | 30000 | 21506.0648 | 1.7922 | 2844.8333 | 4147 | 6975.75 | 9820.5833 | 11122.75 | NWHZ1CZ1_2688n_30hp85_des0 | 9820.5833 | 5701 | 828.75 | 1502 | 4119.5833 | 8991.8333 | 7489.8333
| WxHZ1CZ1_2688e_30hp85_des0 | 503.6534 | 515.3021 | 20612.0832 | 27414.0707 | 2.5 | 47 | 24219.1978 |  | 12097.949 | 12384.3807 | 0.023128 | 1.0231 | 2.5 | Seattle | 30000 | 12195.4516 | 1387.4359 | 1870.7001 | 1346 | 1328 |  |  | 538.4 | 666.909 | 531.2 | 657.9904 | 30000 | 24219.1978 | 2.0183 | 2916.3333 | 4316 | 6975.75 | 9892.0833 | 11291.75 | WxHZ1CZ1_2688e_30hp85_des0 | 9892.0833 | 5701 | 828.75 | 1502 | 4191.0833 | 9063.3333 | 7561.3333 |  | GSHP | ASHP | GSHP | ASHP | GSHP | ASHP |  | 1568
| NWHZ2CZ1_2688n_30hp85_des0 | 442.2145 | 453.247 | 18129.8811 | 24112.7418 | 2.5 | 63 | 28554.5627 |  | 13945.5226 | 14302.3439 | 0.024948 | 1.0249 | 2.5 | spokane | 30000 | 13791.4268 | 1569.0047 | 2115.5119 | 3164 | 2412 |  |  | 1265.6 | 1329.6649 | 964.8 | 1013.6384 | 30000 | 28554.5627 | 2.3795 | 6855.3333 | 7839 | 6975.75 | 13831.0833 | 14814.75 | NWHZ2CZ1_2688n_30hp85_des0 | 13831.0833 | 5701 | 828.75 | 1502 | 8130.0833 | 13002.3333 | 11500.3333 |  | HZ1 | HZ1 | HZ2 | HZ2 | HZ3 | HZ3
| WxHZ2CZ1_2688e_30hp85_des0 | 496.3029 | 510.444 | 20417.7613 | 27155.6225 | 2.5 | 63 | 32157.974 |  | 16400.802 | 16881.8147 | 0.028493 | 1.0285 | 2.5 | spokane | 30000 | 16125.4574 | 1834.5395 | 2473.5365 | 3222 | 2488 |  |  | 1288.8 | 1202.3145 | 995.2 | 928.4167 | 30000 | 32157.974 | 2.6798 | 6981 | 8086 | 6975.75 | 13956.75 | 15061.75 | WxHZ2CZ1_2688e_30hp85_des0 | 13956.75 | 5701 | 828.75 | 1502 | 8255.75 | 13128 | 11626 | 1568 | 8721.1667 | 5273 | 12145 | 5273 | 16174.5 | 5273
| NWHZ3CZ1_2688n_30hp85_des0 | 440.113 | 452.0295 | 18081.1787 | 24047.9676 | 2.5 | 73 | 32998.1511 |  | 17417.4066 | 17902.1227 | 0.027076 | 1.0271 | 2.5 | kalispell | 30000 | 16543.0141 | 1882.0436 | 2537.5868 | 5716 | 3645 |  |  | 2286.4 | 2078.6619 | 1458 | 1325.5288 | 30000 | 32998.1511 | 2.7498 | 12384.6667 | 11846.25 | 6975.75 | 19360.4167 | 18822 | NWHZ3CZ1_2688n_30hp85_des0 | 18822 | 5701 | 828.75 | 1502 | 13121 | 17993.25 | 16491.25 | 2200 | 9890 | 5573 | 13965 | 5273 | 19095 | 5573 |  | 2200
| WxHZ3CZ1_2688e_30hp85_des0 | 493.8513 | 508.9493 | 20357.9705 | 27076.1008 | 2.5 | 73 | 37153.2962 |  | 20350.5591 | 20992.3349 | 0.030572 | 1.0306 | 2.5 | kalispell | 30000 | 18990.0662 | 2160.4365 | 2912.9481 | 5798 | 3737 |  |  | 2319.2 | 1872.6737 | 1494.8 | 1206.9992 | 30000 | 37153.2962 | 3.0961 | 12562.3333 | 12145.25 | 6975.75 | 19538.0833 | 19121 | WxHZ3CZ1_2688e_30hp85_des0 | 19121 | 5701 | 828.75 | 1502 | 13420 | 18292.25 | 16790.25 | 2688 | 9821 | 5573 | 13831 | 5573 | 18822 | 5573 |  | 2688
| NWHZ1CZ1_5000n_30hp85_des0 | 735.2426 | 772.1738 | 30886.9528 | 41079.6472 | 3.5 | 47 | 36292.1695 |  | 18217.367 | 19180.8192 | 0.05023 | 1.0502 | 3.5 | Seattle | 42000 | 18741.3132 | 1522.9548 | 2053.4222 | 1914 | 1905 |  |  | 546.8571 | 632.8638 | 544.2857 | 629.8879 | 42000 | 36292.1695 | 3.0243 | 4147 | 6191.25 | 7947.25 | 12094.25 | 14138.5 | NWHZ1CZ1_5000n_30hp85_des0 | 12094.25 | 6305 | 877.5 | 1668.1667 | 5789.25 | 11216.75 | 9548.5833 | 5000 | 12094 | 6173 | 17810 | 6173 | 25150 | 6173 |  | 5000
| WxHZ1CZ1_5000e_30hp85_des0 | 835.9041 | 877.8788 | 35115.1531 | 46703.1537 | 4 | 47 | 41260.3049 |  | 21907.5766 | 23065.8224 | 0.050215 | 1.0502 | 4 | Seattle | 48000 | 22578.4737 | 1605.4236 | 2164.616 | 2181 | 2178 |  |  | 545.25 | 634.3143 | 544.5 | 633.4418 | 48000 | 41260.3049 | 3.4384 | 4725.5 | 7078.5 | 8575.5 | 13301 | 15654 | WxHZ1CZ1_5000e_30hp85_des0 | 13301 | 6607 | 900 | 1761.6667 | 6694 | 12401 | 10639.3333
| NWHZ2CZ1_5000n_30hp85_des0 | 724.1913 | 766.2713 | 30650.8514 | 40765.6324 | 3.5 | 63 | 48275.091 |  | 24430.9164 | 25938.0793 | 0.058106 | 1.0581 | 3.5 | spokane | 42000 | 24196.1366 | 1966.2241 | 2651.0887 | 4552 | 3537 |  |  | 1300.5714 | 1131.5152 | 1010.5714 | 879.2112 | 42000 | 48275.091 | 4.0229 | 9862.6667 | 11495.25 | 7947.25 | 17809.9167 | 19442.5 | NWHZ2CZ1_5000n_30hp85_des0 | 17809.9167 | 6305 | 877.5 | 1668.1667 | 11504.9167 | 16932.4167 | 15264.25
| WxHZ2CZ1_5000e_30hp85_des0 | 823.0112 | 871.0716 | 34842.8651 | 46341.0106 | 4 | 63 | 54877.5125 |  | 29055.2878 | 30857.2212 | 0.058396 | 1.0584 | 4 | spokane | 48000 | 28907.4547 | 2055.4405 | 2771.3804 | 5189 | 4041 |  |  | 1297.25 | 1134.6724 | 1010.25 | 883.6406 | 48000 | 54877.5125 | 4.5731 | 11242.8333 | 13133.25 | 8575.5 | 19818.3333 | 21708.75 | WxHZ2CZ1_5000e_30hp85_des0 | 19818.3333 | 6607 | 900 | 1761.6667 | 13211.3333 | 18918.3333 | 17156.6667 |  |  | House Size
| NWHZ3CZ1_5000n_30hp85_des0 | 720.5054 | 764.0756 | 30563.0222 | 40648.8195 | 3.5 | 73 | 55777.5155 |  | 30253.7497 | 32200.9985 | 0.060472 | 1.0605 | 3.5 | kalispell | 42000 | 27887.6829 | 2266.2062 | 3055.559 | 8175 | 5293 |  |  | 2335.7143 | 1758.7732 | 1512.2857 | 1138.7384 | 42000 | 55777.5155 | 4.6481 | 17712.5 | 17202.25 | 7947.25 | 25659.75 | 25149.5 | NWHZ3CZ1_5000n_30hp85_des0 | 25149.5 | 6305 | 877.5 | 1668.1667 | 18844.5 | 24272 | 22603.8333 |  |  | 1568 | 2200 | 2688 | 5000 |  |  | 1568 | 2200 | 2688 | 5000
| WxHZ3CZ1_5000e_30hp85_des0 | 818.7111 | 868.5863 | 34743.452 | 46208.7912 | 4 | 73 | 63406.8 |  | 35754.4717 | 38073.9037 | 0.060919 | 1.0609 | 4 | kalispell | 48000 | 33221.1293 | 2362.1607 | 3184.9358 | 9300 | 6032 |  |  | 2325 | 1760.0636 | 1508 | 1141.581 | 48000 | 63406.8 | 5.2839 | 20150 | 19604 | 8575.5 | 28725.5 | 28179.5 | WxHZ3CZ1_5000e_30hp85_des0 | 28179.5 | 6607 | 900 | 1761.6667 | 21572.5 | 27279.5 | 25517.8333 |  | HZ1 | 3448.1667 | 4317 | 4248 | 5921 |  | HZ1 | 3448.1667 | 4317 | 4248 | 5921
[45 empty] | HZ2 | 6872 | 8692 | 8258 | 11637 |  | HZ2 | 6872 | 8692 | 8258 | 11637
[5 empty] | Total Design Heat Load (Btu/hr) | [39 empty] | HZ3 | 10901.5 | 13522 | 13249 | 18977 |  | HZ3 | 10901.5 | 13522 | 13249 | 18977
[6 empty] | HZ1 | HZ2 | HZ3 | [10 empty] | total foot of pipe | [5 empty] | Ft of pipe per ton of peak house load | [10 empty] | 600
[5 empty] | 1568 | 18350.0088 | 24559.1524 | 28471.4738 | [10 empty] | depth | 5' | 5' | 5' | 8' |  | depth | 5' | 5' | 5' | 8' | [16 empty] | HZ1 | HZ2 | HZ3
| Design Assumptions |  |  |  | 2200 | 23561.815 | 31881 | 37070 | [11 empty] | HZ1 | HZ2 | HZ3 | HZ3 |  |  | HZ1 | HZ2 | HZ3 | HZ3 | [6 empty] | 1.6067 | 4.24 | 7.62 | 4.8933 | [5 empty] | 1568 | 3448.1667 | 6872 | 10901.5
|  | Heating | Cooling |  | 2688 | 21506 | 28555 | 32998 | [10 empty] | 1568 | 964 | 2544 | 4572 | 2936 |  | 1568 | 630 | 1243 | 1927 | 1237 | [6 empty] | 2.2417 | 5.3767 | 9.6517 | 6.215 | [5 empty] | 2200 | 4317 | 8692 | 13522
| Indoor Design Temp | 68 | 78 |  | 5000 | 39292 | 48275 | 55778 | [10 empty] | 2200 | 1345 | 3226 | 5791 | 3729 |  | 2200 | 685 | 1214 | 1875 | 1207 | [6 empty] | 2.1883 | 5.2733 | 9.5267 | 6.075 | [5 empty] | 2688 | 4248 | 8258 | 13249
| Balance Temp | 58 | 75 | [15 empty] | 2688 | 1313 | 3164 | 5716 | 3645 |  | 2688 | 733 | 1330 | 2079 | 1326 | [6 empty] | 3.19 | 7.5867 | 13.625 | 8.8217 | [5 empty] | 5000 | 5921 | 11637 | 18977
| Max/min Entering Water Temp | 30 | 95 | [15 empty] | 5000 | 1914 | 4552 | 8175 | 5293 |  | 5000 | 633 | 1132 | 1759 | 1139
[33 empty] | Ton | GSHP Indoor Unit | ASHP* | GSHP w/ Resistance(1) | GSHP no backup(2) | Incremental Cost (GSHP w/elec) | Incremental Cost (GSHP no elec) | FAF Costs | CAC Costs
| Ground Properties: | [31 empty] | 2 | 6632.5 | 5399 | 10633 | 10919 | 5360 | 5646 | 802.5 | 1346
| Thermal Conductivity | 0.5 | Btu/hr/ft/F | [21 empty] | Ft of pipe per ton of peak house load | [7 empty] | 2.5 | 6975.75 | 5701 |  |  |  |  | 828.75 | 1502
| Thermal Diffusivity | 0.025 | ft^2/hr | [21 empty] | depth | 5' | 5' | 5' | 8' |  |  |  | 3 | 7319 | 6003 | 12659 | 13476 | 6786 | 7603 | 855 | 1574.6667
| Pipe O.C. Spacing | 1 | feet | [22 empty] | HZ1 | HZ2 | HZ3 | HZ3 |  |  |  | 3.5 | 7947.25 | 6305 |  |  |  |  | 877.5 | 1668.1667
| Trench Depth | 5 | feet | [21 empty] | 1568 | 630 | 1243 | 1927 | 1237 |  |  |  | 4 | 8575.5 | 6607 | 15260 | 15756 | 8787 | 9283 | 900 | 1761.6667
| # of Trenches | 3 | [22 empty] | 2200 | 685 | 1214 | 1875 | 1207 |  |  |  | 4.5 | 9065.75 | 6909 |  |  |  |  | 918.75 | 1855.1667
| Trench OC Spacing | 7 | feet | [21 empty] | 2688 | 733 | 1330 | 2079 | 1326 |  |  |  | 5 | 9556 | 7211 | 17588 | 17600 | 10515 | 10527 | 937.5 | 1948.6667
[25 empty] | >4000 | 633 | 1132 | 1759 | 1139 |  |  |  | 6 | 10099.5 | 7815 | 19485 | 19672 | 11812 | 11999 | 956.25 | 2135.6667
[27 empty] | House Size | [5 empty] | From: | Res_DHP&HPConversions_UpgradesFY09v1_1.xls
[24 empty] | Heating Zone | Loop Depth | 1568 | 2200 | 2688 | 4000 |  |  |  | Ton | Electric Furnace Cost | CFM | Price (acdirect.com 5/20/08) | Installed Cost (1.5X multiplier)
[24 empty] | HZ1 | 5' | 630 | 685 | 733 | 633 | 0.25 | 688.05 |  | 2 | <1200 sq. ft. | 800 | 535 | 802.5
[24 empty] | HZ2 | 5' | 1243 | 1214 | 1330 | 1132 | 0.4 | 1261.85 |  | 3 | 1200 - 1800 sq.ft. | 1200 | 570 | 855
[24 empty] | HZ3 | 5' | 1927 | 1875 | 2079 | 1759 | 0.35 | 1959.4 |  | 4 | 1801 - 2600 sq.ft. | 1600 | 600 | 900
[24 empty] | HZ3 alt. | 8' | 1237 | 1207 | 1326 | 1139 |  | 1256.15 |  | 5 | 2600 - 3200 sq.ft. | 2000 | 625 | 937.5
Ground Loop Sizing
[26 empty] | Heating Zone | Loop Depth | Loop Length/Ton peak heating load |  |  |  |  | Tons | CAC Cost (2010$'s - Mark Jerome bids)
[26 empty] | HZ1 | 5' | 690 |  |  |  |  | 1.5 | 1315
[26 empty] | HZ2 | 5' | 1270 |  |  |  |  | 2 | 1346
[26 empty] | HZ3 | 5' | 1960 |  |  |  |  | 2.5 | 1502
[26 empty] | HZ3 alt. | 8' | 1260
Note on AK50: Tom Eckman: Retail box price from www.acdirect.com 05/20/08
Note on AL50: Tom Eckman: Assumes 1.5x multiplier over retail cost = installed cost

## Calibration
SEEM Single Family Calibration Factors |  |  | from: SEEM_U0_ReCalibration_DEC2013_v5_FinalResults.xlsx
Phase 1 | Equipment | Heating Zone | Upper Uo cut-off | Middle Uo Break-point | Lower Uo Cut-off | Adjustment Factors
[7 empty] | Below Middle Uo Break-point |  | Below Upper Uo cutoff
Code |  |  | Upper Uo cut-off |  |  | Below Lower Uo Cutoff | Slope1 | Intercept1 | Slope2 | Intercept2 | Above Upper Uo Cutoff |  | Uo | 0.025 | 0.05 | 0.075 | 0.1 | 0.125 | 0.15 | 0.175 | 0.2 | 0.225 | 0.25 | 0.275 | 0.3 | 0.325 | 0.35 | 0.375 | 0.4 | 0.425
1FUR | eFAF or Zonal | 1 | 0.2 | 0.075 | 0.05 | 1.0839 | -1.7892 | 1.1734 | -3.5784 | 1.3075 | 0.59187 |  | eFAF or Zonal Heating Zone 1 | 1.0839 | 1.0839 | 1.0392 | 0.94971 | 0.86025 | 0.77079 | 0.68133 | 0.59187 | 0.59187 | 0.59187 | 0.59187 | 0.59187 | 0.59187 | 0.59187 | 0.59187 | 0.59187 | 0.59187
2FUR | eFAF or Zonal | 2 | 0.175 | 0.075 | 0.05 | 0.93686 | -1.6389 | 1.0188 | -3.2777 | 1.1417 | 0.56812 |  | eFAF or Zonal Heating Zone 2 | 0.93686 | 0.93686 | 0.89589 | 0.81395 | 0.732 | 0.65006 | 0.56812 | 0.56812 | 0.56812 | 0.56812 | 0.56812 | 0.56812 | 0.56812 | 0.56812 | 0.56812 | 0.56812 | 0.56812
3FUR | eFAF or Zonal | 3 | 0.15 | 0.075 | 0.05 | 0.80269 | -1.4991 | 0.87764 | -2.9982 | 0.99008 | 0.54034 |  | eFAF or Zonal Heating Zone 3 | 0.80269 | 0.80269 | 0.76521 | 0.69026 | 0.6153 | 0.54034 | 0.54034 | 0.54034 | 0.54034 | 0.54034 | 0.54034 | 0.54034 | 0.54034 | 0.54034 | 0.54034 | 0.54034 | 0.54034
1DHP | DHP | 1 | 0.2 | 0.075 | 0.05 | 1.2494 | -2.0486 | 1.3519 | -4.0972 | 1.5055 | 0.68608 | DHP THETA | DHP Heating Zone 1 | 1.2494 | 1.2494 | 1.1982 | 1.0958 | 0.99337 | 0.89094 | 0.78851 | 0.68608 | 0.68608 | 0.68608 | 0.68608 | 0.68608 | 0.68608 | 0.68608 | 0.68608 | 0.68608 | 0.68608
2DHP | DHP | 2 | 0.175 | 0.075 | 0.05 | 1.0787 | -1.8635 | 1.1719 | -3.727 | 1.3116 | 0.65939 | 0.54621 | DHP Heating Zone 2 | 1.0787 | 1.0787 | 1.0321 | 0.93892 | 0.84575 | 0.75257 | 0.65939 | 0.65939 | 0.65939 | 0.65939 | 0.65939 | 0.65939 | 0.65939 | 0.65939 | 0.65939 | 0.65939 | 0.65939
3DHP | DHP | 3 | 0.15 | 0.075 | 0.05 | 0.92463 | -1.6936 | 1.0093 | -3.3872 | 1.1363 | 0.62825 |  | DHP Heating Zone 3 | 0.92463 | 0.92463 | 0.88229 | 0.79761 | 0.71293 | 0.62825 | 0.62825 | 0.62825 | 0.62825 | 0.62825 | 0.62825 | 0.62825 | 0.62825 | 0.62825 | 0.62825 | 0.62825 | 0.62825
1HP | HP or Gas FAF | 1 | 0.2 | 0.075 | 0.05 | 1.387 | -2.2641 | 1.5002 | -4.5282 | 1.67 | 0.76436 |  | HP or Gas FAF Heating Zone 1 | 1.387 | 1.387 | 1.3304 | 1.2172 | 1.104 | 0.99077 | 0.87757 | 0.76436 | 0.76436 | 0.76436 | 0.76436 | 0.76436 | 0.76436 | 0.76436 | 0.76436 | 0.76436 | 0.76436
2HP | HP or Gas FAF | 2 | 0.175 | 0.075 | 0.05 | 1.1965 | -2.0502 | 1.299 | -4.1003 | 1.4528 | 0.73523 |  | HP or Gas FAF Heating Zone 2 | 1.1965 | 1.1965 | 1.1453 | 1.0428 | 0.94025 | 0.83774 | 0.73523 | 0.73523 | 0.73523 | 0.73523 | 0.73523 | 0.73523 | 0.73523 | 0.73523 | 0.73523 | 0.73523 | 0.73523
3HP | HP or Gas FAF | 3 | 0.15 | 0.075 | 0.05 | 1.0259 | -1.8552 | 1.1187 | -3.7103 | 1.2578 | 0.70129 |  | HP or Gas FAF Heating Zone 3 | 1.0259 | 1.0259 | 0.97956 | 0.8868 | 0.79404 | 0.70129 | 0.70129 | 0.70129 | 0.70129 | 0.70129 | 0.70129 | 0.70129 | 0.70129 | 0.70129 | 0.70129 | 0.70129 | 0.70129
Phase 2 | Equipment | Heating Zone | Electric Heating Adjustment | Non-Electric Heat Adjustment
[5 empty] | from: | DHP_SEEM_Calibration_Phases I and II_8.12.2014_PROPOSED.xlsm
| eFAF, Zonal, HP, or Gas FAF | 1 | 82.81% | 15.63%
|  | 2 | 85.92% | 12.36%
|  | 3 | 85.92% | 12.36%
| DHP | 1 | 84.66% | 13.79%
|  | 2 | 86.94% | 11.34%
|  | 3 | 98.27% | 0%
*** Note the RTF has only approved calibration of single family houses with DHP heating systems in existing houses (not new).
SEEM Manufactured Home Calibration Factors
No additional calibration factors.
SEEM Multifamily Calibration Factors
No additional calibration factors.
Calibration History: RTF Decisions
Strikeouts denote superseded decisions.
Date | RTF Decision Summary | Housing Type | T-stat Results | Data Sources Used in Calibration
2009-11-01 | SEEM 92 model is calibrated. | Single Family | HP & Gas FAF 70°F Day ; 64°F Night Electric FAF and Zonal 66°F Day & Night | 1. Res New Const. Billing Analysis (RLW 2007) 2. SGC Metered Data 3. NEEA Heat Pump Study (2005) Note: Very limited representation of Zones 2 & 3
2011-04-01 | SEEM 93 model is calibrated. (implicit decision) | Single Family with GSHP | 70°F Day ; 64°F Night | 1. Missoula GSHP Study (1996)
2011-12-01 | Use updated SEEM94 model | Single Family, Manufactured Home | n/a | Ecotope updated SEEM code to model the physics of the house infiltration, rather than rely on a constant stipulated infiltration rate input in previous versions of SEEM.
2011-12-01 | SEEM 94 model is calibrated | Manufactured Home | 69.4°F Day 61.6°F Night | 1. NEEM 2006 2. NEEA Heat Pump Study (2005) 3. MAP 1995 4. RCDP (manufactured homes)
2012-09-01 | SEEM 94 model is calibrated | Multifamily | Walk-up and Corridor 68°F Day& Night Townhouses 66°F Day & Night | 1. Multifamily MCS (SBW 1994) 2. MF Wx Impact Evaluation for PSE (SBW 2011) 3. New Multifamly Building Analysis (Ecotope 2009) 4. ARRA Verification for King County (Ecotope 2010)
2013-05-01 | SEEM 94 model is calibrated | Single Family with Electric FAF, Electric Zonal, Gas FAF, or central Air Source Heat Pump | Varies by heating system type and house Uo. | RBSA Single Family. (Audits and Billing History.)
2013-09-01 | Off-Grid Adjustment | Single Family | n/a | RBSA Single Family. (Audits and Billing History.)
2013-11-01 | SEEM 94 model is calibrated (implicit decision) | Single Family with DHP | Varies by house Uo. | DHP Metering Study (n=93).
2013-12-01 | SEEM 94 model is calibrated | Single Family with Electric FAF, Electric Zonal, Gas FAF, or central Air Source Heat Pump | 69°F Day 64°F Night | RBSA Single Family. (Audits and Billing History.) Note: This revises the May 2013 decision.
Note on N8: Hadley: (See DHP_Calibration document and DHP_SEEM_calibration workbook for background and methodology.)

## (Tons) (Furnsize)
Standard Practice Undersizing: Based on 2005 NEEA Heat Pump Market Research report, table 25 (with duct losses)
| ratio: nominal hp capacity / heat loss rate at design | ratio: heat loss rate at design / nominal hp capacity | ratio: heat loss rate at 30 / heat loss rate at design | ratio: hp capacity at 30 / nominal hp capacity | ratio: heat loss rate at 30 / hp capacity at 30 | ratio: desired nominal hp capacity / nominal hp capacity installed | undersized by |  | size | nominal hp capacity (at 47) | hp capacity at 30 deg | Ratio: hp capacity at 30 / nominal hp capacity | hp capacity at 30 deg (using Lennox) | Ratio: hp capacity at 30 / nominal hp capacity
Bend | 0.77 | 1.2987 | 0.57143 | 0.68484 | 1.0836 | 1.0836 | 7.718% |  | 5.0 ton | 60 | 41 | 0.68333 | 42.14 | 0.70233
Clark | 1.03 | 0.97087 | 0.8 | 0.68484 | 1.1341 | 1.1341 | 11.83% |  | 4.0 ton | 48 | 34 | 0.70833 | 33.2663 | 0.69305
Kitsap | 0.91 | 1.0989 | 0.8 | 0.68484 | 1.2837 | 1.2837 | 22.1% |  | 3.5 ton | 42 | 28.5 | 0.67857 | 29.9408 | 0.71288
Yakima | 0.63 | 1.5873 | 0.57143 | 0.68484 | 1.3244 | 1.3244 | 24.5% |  | 3.0 ton | 36 | 24.7 | 0.68611 | 24.6459 | 0.68461
average |  |  |  |  | 1.2065 | 1.2065 | 17.11% |  | 2.5 ton | 30 | 20.5 | 0.68333 | 20.406 | 0.6802
[9 empty] | 2.0 ton | 24 | 16.5 | 0.6875 | 16.769 | 0.69871
[9 empty] | 1.5 ton | 18 | 12 | 0.66667 | 12.4119 | 0.68955
[12 empty] | 0.68484 |  | 0.69448
PTCS Sizing |  |  | Heating Zone | Design Temp (deg F)
Heat Pump Balance Point | 30 | degF | 1 | 17
|  |  | 2 | 0
|  |  | 3 | -25
From Lennox Balance Point Worksheet (normalized for generic nominal capacities)
Capacity Equation (only applies between 25 and 35 deg)
Tons | slope | x ODT + | intercept | = Capacity
1.5 | 118.209 | x ODT + | 8865.6716 | = Capacity
2 | 117.0732 | x ODT + | 13256.8149 | = Capacity
2.5 | 175.2137 | x ODT + | 15149.5726 | = Capacity
3 | 220.9632 | x ODT + | 18016.9972 | = Capacity
3.5 | 224.1299 | x ODT + | 23216.9374 | = Capacity
4 | 205.3476 | x ODT + | 27105.8824 | = Capacity
5 | 236.4353 | x ODT + | 35046.9839 | = Capacity
Tons | ODT | Capacity |  | SUMMARY OUTPUT
1.5 | 25 | 11820.8955
1.5 | 26 | 11939.1045 |  | Regression Statistics
1.5 | 27 | 12057.3134 |  | Multiple R | 0.99918
1.5 | 28 | 12175.5224 |  | R Square | 0.99837
1.5 | 29 | 12293.7313 |  | Adjusted R Square | 0.99833
1.5 | 30 | 12411.9403 |  | Standard Error | 0.04595
1.5 | 31 | 12530.1493 |  | Observations | 77
1.5 | 32 | 12648.3582
1.5 | 33 | 12766.5672 |  | ANOVA
1.5 | 34 | 12884.7761 |  |  | df | SS | MS | F | Significance F
1.5 | 35 | 13002.9851 |  | Regression | 2 | 95.7009 | 47.8504 | 22662.8941 | 7.089e-104
2 | 25 | 16183.6442 |  | Residual | 74 | 0.15624 | 0.0021114
2 | 26 | 16300.7174 |  | Total | 76 | 95.8571
2 | 27 | 16417.7905
2 | 28 | 16534.8637 |  |  | Coefficients | Standard Error | t Stat | P-value | Lower 95% | Upper 95% | Lower 95.0% | Upper 95.0%
2 | 29 | 16651.9369 |  | Intercept | 0.71217 | 0.051167 | 13.9184 | 2.3504e-22 | 0.61022 | 0.81412 | 0.61022 | 0.81412
2 | 30 | 16769.01 |  | ODT | -0.021761 | 0.0016591 | -13.1162 | 5.4434e-21 | -0.025066 | -0.018455 | -0.025066 | -0.018455
2 | 31 | 16886.0832 |  | Capacity | 0.00011741 | 5.5149e-07 | 212.8985 | 6.5582e-105 | 0.00011631 | 0.00011851 | 0.00011631 | 0.00011851
2 | 32 | 17003.1564
2 | 33 | 17120.2296
2 | 34 | 17237.3027 |  | Tons = Intercept + Codt * ODT + Ccapacity * Capacity
2 | 35 | 17354.3759
2.5 | 25 | 19529.9145
2.5 | 26 | 19705.1282
2.5 | 27 | 19880.3419
2.5 | 28 | 20055.5556
2.5 | 29 | 20230.7692
2.5 | 30 | 20405.9829
2.5 | 31 | 20581.1966
2.5 | 32 | 20756.4103
2.5 | 33 | 20931.6239
2.5 | 34 | 21106.8376
2.5 | 35 | 21282.0513
3 | 25 | 23541.0765
3 | 26 | 23762.0397
3 | 27 | 23983.0028
3 | 28 | 24203.966
3 | 29 | 24424.9292
3 | 30 | 24645.8924
3 | 31 | 24866.8555
3 | 32 | 25087.8187
3 | 33 | 25308.7819
3 | 34 | 25529.745
3 | 35 | 25750.7082
3.5 | 25 | 28820.1856
3.5 | 26 | 29044.3155
3.5 | 27 | 29268.4455
3.5 | 28 | 29492.5754
3.5 | 29 | 29716.7053
3.5 | 30 | 29940.8353
3.5 | 31 | 30164.9652
3.5 | 32 | 30389.0951
3.5 | 33 | 30613.2251
3.5 | 34 | 30837.355
3.5 | 35 | 31061.4849
4 | 25 | 32239.5722
4 | 26 | 32444.9198
4 | 27 | 32650.2674
4 | 28 | 32855.615
4 | 29 | 33060.9626
4 | 30 | 33266.3102
4 | 31 | 33471.6578
4 | 32 | 33677.0053
4 | 33 | 33882.3529
4 | 34 | 34087.7005
4 | 35 | 34293.0481
5 | 25 | 40957.866
5 | 26 | 41194.3013
5 | 27 | 41430.7366
5 | 28 | 41667.1719
5 | 29 | 41903.6072
5 | 30 | 42140.0424
5 | 31 | 42376.4777
5 | 32 | 42612.913
5 | 33 | 42849.3483
5 | 34 | 43085.7836
5 | 35 | 43322.2189
Note on B2: Adam Hadley: from 2005 NEEA Heat Pump Market Research report, table 25 (with duct losses)
Note on D2: Adam Hadley: 2005 NEEA Heat Pump Market Research Report states Bend and Yakima values assumed 70 degree delta T (0 degree design temp); Clark and Kitsap assumed 50 degree delta T (20 degree design temp). It's assumed the authors used a house temperature of 70 degrees.
Note on L2: Adam Hadley: based on a balance point worksheet (figure 1 from Ecotope's PSE report - July 2010).