## 7PSourceSummary
Measure: | HPWH
Item | Methods & Sources | Note | 7P Updates
Measures Described | Heat pump water heater replacing standard tank |  | baseline is higher given new EF requirement from fed standard
Energy Savings Calculation Basis | Based on RTF HPWH estimate | Res_HPWH_v2_0 | new savings estimate from SEEM
Applicable Stock | RBSA on electric WH saturation | Accounts for 12% of stock currently has >55gal, so assume would go to HPWH based on fed std | electric WH sat updated from RBSA
Baseline Saturation | <1% | RBSA
Baseline HVAC Loads | Accounted for interaction for indoor HPWH units based on HVAC system type
Permutations | Tier 1, Tier 2; location (indoor vs buffered)
Costs | NEEA data
Measure Life | RTF 13 yrs
Savings Shape | DHW - HPWH
Achievable Ramp Rate | LO 6Slow | HPWH are starting to penetrate market, new higher tier, low cost version to hit 2015

## forRPM
Ramp Rate | Resource Type | Measure Bategory | Sector | End Use | kW per unit | kWh per unit | TRB Net Levelized Bost (Net of All Benefits) | segment | measure | 2016 | 2017 | 2018 | 2019 | 2020 | 2021 | 2022 | 2023 | 2024 | 2025 | 2026 | 2027 | 2028 | 2029 | 2030 | 2031 | 2032 | 2033 | 2034 | 2035 | MAX | Savings Allocation by Bategory and Month for Segments 1 | [11 empty] | Savings Allocation by Bategory and Month for Segments 2
[5 empty] | Wholesale KW | Busbar Savings | lvlcost | 1 |  | aMW_2016 | aMW_2017 | aMW_2018 | aMW_2019 | aMW_2020 | aMW_2021 | aMW_2022 | aMW_2023 | aMW_2024 | aMW_2025 | aMW_2026 | aMW_2027 | aMW_2028 | aMW_2029 | aMW_2030 | aMW_2031 | aMW_2032 | aMW_2033 | aMW_2034 | aMW_2035 | MAX | Jan | Feb | Mar | Apr | May | Jun | Jul | Aug | Sep | Oct | Nov | Dec | Jan | Feb | Mar | Apr | May | Jun | Jul | Aug | Sep | Oct | Nov | Dec
LO3Slow | New | HPWH | Residential | Water Heating | 0.30033 | 1182.3091 | 61.9514 | Manufactured | Manufactured Tier1_indor2_hp85 | 4.2783e-05 | 0.00011075 | 0.00025494 | 0.00051884 | 0.00088676 | 0.0014015 | 0.0020814 | 0.0028853 | 0.003759 | 0.0046197 | 0.0053916 | 0.0060824 | 0.0066654 | 0.00712 | 0.0074522 | 0.0076792 | 0.0078277 | 0.0079263 | 0.0079883 | 0.008024 | 0.088718 | 67.1752 | 59.3866 | 72.4002 | 73.9401 | 79.9855 | 89.6546 | 34.212 | 39.5551 | 58.3421 | 80.383 | 77.8224 | 69.5027 | 30.1317 | 24.8715 | 26.3187 | 33.4909 | 40.4164 | 36.9888 | 28.2436 | 22.107 | 33.8199 | 32.5003 | 40.9234 | 30.1373
LO3Slow | New | HPWH | Residential | Water Heating | 0.29849 | 1178.5827 | 62.1401 | Single Family | Single Family Tier1_indor2_hp85 | 0.00094931 | 0.0023354 | 0.0049195 | 0.0093407 | 0.016024 | 0.024519 | 0.035281 | 0.048401 | 0.062066 | 0.077584 | 0.091674 | 0.1022 | 0.10887 | 0.11629 | 0.12309 | 0.12636 | 0.12463 | 0.12597 | 0.12724 | 0.12866 | 1.4564 | 66.7639 | 59.023 | 71.9569 | 73.5132 | 79.6228 | 89.2494 | 34.9861 | 40.3 | 58.3826 | 79.9617 | 77.3459 | 69.0771 | 29.9472 | 24.7192 | 26.1575 | 33.293 | 40.2077 | 36.7945 | 28.3851 | 22.1862 | 33.7603 | 32.3238 | 40.6728 | 29.9528
LO3Slow | New | HPWH | Residential | Water Heating | 0.24957 | 1121.4904 | 62.6719 | Single Family | Single Family Tier1_buffered | 0.0057062 | 0.014038 | 0.029571 | 0.056146 | 0.096322 | 0.14738 | 0.21207 | 0.29094 | 0.37307 | 0.46635 | 0.55104 | 0.61431 | 0.65443 | 0.69902 | 0.7399 | 0.75956 | 0.74914 | 0.7572 | 0.76482 | 0.77336 | 8.7544 | 55.8214 | 49.3492 | 60.1633 | 62.4688 | 71.4944 | 80.1902 | 67.349 | 71.9322 | 64.2189 | 69.6001 | 64.669 | 57.7554 | 25.0389 | 20.6678 | 21.8703 | 28.1138 | 35.1171 | 32.0115 | 35.9134 | 26.8599 | 33.9371 | 27.8986 | 34.0066 | 25.0436
LO3Slow | New | HPWH | Residential | Water Heating | 0.29239 | 1367.6145 | 68.412 | Manufactured | Manufactured Tier1_indor2_gfac | 1.0815e-05 | 2.7996e-05 | 6.4443e-05 | 0.00013115 | 0.00022415 | 0.00035427 | 0.00052613 | 0.00072934 | 0.00095017 | 0.0011677 | 0.0013629 | 0.0015375 | 0.0016848 | 0.0017998 | 0.0018837 | 0.0019411 | 0.0019786 | 0.0020036 | 0.0020192 | 0.0020283 | 0.022426 | 65.4837 | 58.1525 | 71.2818 | 74.5232 | 86.8675 | 97.7561 | 90.3184 | 95.8719 | 80.8393 | 83.7376 | 76.7335 | 67.5313 | 29.0565 | 24.066 | 25.6947 | 33.3646 | 42.4154 | 38.7747 | 46.1761 | 34.3414 | 42.118 | 33.431 | 40.211 | 28.8684
LO3Slow | New | HPWH | Residential | Water Heating | 0.29652 | 1351.2544 | 68.882 | Manufactured | Manufactured Tier1_indor2_gfnc | 7.8358e-05 | 0.00020285 | 0.00046693 | 0.00095025 | 0.0016241 | 0.0025669 | 0.0038121 | 0.0052845 | 0.0068846 | 0.008461 | 0.0098747 | 0.01114 | 0.012208 | 0.01304 | 0.013649 | 0.014065 | 0.014336 | 0.014517 | 0.014631 | 0.014696 | 0.16249 | 66.4008 | 58.9413 | 72.211 | 75.2206 | 86.69 | 97.5189 | 81.9592 | 87.5418 | 77.9884 | 84.092 | 77.7228 | 68.4989 | 29.4945 | 24.4206 | 26.0508 | 33.7321 | 42.5546 | 38.919 | 43.7035 | 32.6872 | 41.2054 | 33.6352 | 40.743 | 29.3229
LO3Slow | New | HPWH | Residential | Water Heating | 0.29048 | 1358.6845 | 69.1798 | Single Family | Single Family Tier1_indor2_gfac | 0.0016301 | 0.0040102 | 0.0084473 | 0.016039 | 0.027516 | 0.042101 | 0.060581 | 0.08311 | 0.10657 | 0.13322 | 0.15741 | 0.17549 | 0.18695 | 0.19969 | 0.21136 | 0.21698 | 0.214 | 0.21631 | 0.21848 | 0.22092 | 2.5008 | 65.0561 | 57.777 | 70.8277 | 74.0504 | 86.3183 | 97.1429 | 89.6763 | 95.1956 | 80.3052 | 83.2076 | 76.2465 | 67.0868 | 28.8616 | 23.9059 | 25.5275 | 33.1512 | 42.1489 | 38.5335 | 45.8648 | 34.1116 | 41.845 | 33.2187 | 39.9536 | 28.6717
LO3Slow | New | HPWH | Residential | Water Heating | 0.29448 | 1342.1286 | 69.6814 | Single Family | Single Family Tier1_indor2_gfnc | 0.0026272 | 0.0064633 | 0.013615 | 0.02585 | 0.044347 | 0.067855 | 0.097639 | 0.13395 | 0.17176 | 0.21471 | 0.2537 | 0.28283 | 0.30131 | 0.32183 | 0.34066 | 0.34971 | 0.34491 | 0.34862 | 0.35213 | 0.35606 | 4.0306 | 65.9438 | 58.538 | 71.7205 | 74.7122 | 86.11 | 96.8694 | 81.4138 | 86.9593 | 77.4679 | 83.5264 | 77.1959 | 68.0253 | 29.2885 | 24.2509 | 25.8718 | 33.5029 | 42.2697 | 38.6596 | 43.4127 | 32.4698 | 40.9303 | 33.4082 | 40.4655 | 29.1162
LO3Slow | New | HPWH | Residential | Water Heating | 0.22459 | 1009.2424 | 71.0474 | Manufactured | Manufactured Tier1_buffered | 0.0002469 | 0.00063915 | 0.0014713 | 0.0029942 | 0.0051175 | 0.0080882 | 0.012012 | 0.016651 | 0.021693 | 0.02666 | 0.031115 | 0.035101 | 0.038466 | 0.041089 | 0.043007 | 0.044316 | 0.045173 | 0.045742 | 0.0461 | 0.046306 | 0.51199 | 50.2343 | 44.4099 | 54.1416 | 56.2164 | 64.3386 | 72.1641 | 60.6082 | 64.7326 | 57.7914 | 62.6339 | 58.1964 | 51.9748 | 22.5328 | 18.5992 | 19.6814 | 25.2999 | 31.6023 | 28.8075 | 32.3189 | 24.1716 | 30.5404 | 25.1062 | 30.6029 | 22.537
LO3Slow | New | HPWH | Residential | Water Heating | 0.18208 | 1038.3745 | 80.5204 | Manufactured | Manufactured Tier1_indor2_zonl | 1.0719e-05 | 2.7748e-05 | 6.3874e-05 | 0.00012999 | 0.00022217 | 0.00035114 | 0.00052148 | 0.00072289 | 0.00094178 | 0.0011574 | 0.0013508 | 0.0015239 | 0.00167 | 0.0017839 | 0.0018671 | 0.001924 | 0.0019611 | 0.0019859 | 0.0020014 | 0.0020103 | 0.022227 | 34.9771 | 33.8069 | 50.7225 | 55.6003 | 79.9892 | 95.7022 | 81.2375 | 86.8458 | 74.6075 | 73.1636 | 57.1978 | 32.8433 | 3.6706 | 4.8521 | 10.6796 | 19.0349 | 37.9303 | 37.7237 | 43.1645 | 32.2516 | 38.6507 | 26.748 | 25.1301 | 1.8448
LO3Slow | New | HPWH | Residential | Water Heating | 0.17884 | 1026.0267 | 81.814 | Single Family | Single Family Tier1_indor2_zonl | 0.00084203 | 0.0020715 | 0.0043635 | 0.0082851 | 0.014213 | 0.021748 | 0.031294 | 0.042931 | 0.055051 | 0.068816 | 0.081314 | 0.090649 | 0.09657 | 0.10315 | 0.10918 | 0.11208 | 0.11054 | 0.11173 | 0.11286 | 0.11412 | 1.2918 | 34.1934 | 33.1433 | 50.0097 | 54.8899 | 79.3416 | 95.0364 | 80.6871 | 86.2587 | 74.0538 | 72.4856 | 56.4586 | 31.9986 | 3.1974 | 4.4799 | 10.3419 | 18.6545 | 37.5984 | 37.453 | 42.8694 | 32.0305 | 38.3502 | 26.4502 | 24.6914 | 1.353
LO3Slow | New | HPWH | Residential | Water Heating | 0.11199 | 998.3629 | 88.8947 | Manufactured | Manufactured Tier1_indor2_efaf | 0.00013202 | 0.00034176 | 0.00078668 | 0.001601 | 0.0027363 | 0.0043248 | 0.0064226 | 0.0089033 | 0.011599 | 0.014255 | 0.016637 | 0.018769 | 0.020568 | 0.02197 | 0.022996 | 0.023696 | 0.024154 | 0.024458 | 0.02465 | 0.02476 | 0.27376 | 27.0905 | 30.2604 | 46.2217 | 54.3875 | 78.1065 | 95.1213 | 81.3753 | 87.051 | 73.3312 | 68.0956 | 52.42 | 22.6864 | 4.5071 | 5.7006 | 11.55 | 21.2963 | 37.6691 | 37.7061 | 43.3769 | 32.4688 | 38.5309 | 25.3879 | 24.188 | -0.16608
LO3Slow | New | HPWH | Residential | Water Heating | 0.10814 | 985.7806 | 90.4147 | Single Family | Single Family Tier1_indor2_efaf | 0.00030038 | 0.00073899 | 0.0015566 | 0.0029556 | 0.0050705 | 0.0077583 | 0.011164 | 0.015315 | 0.019639 | 0.024549 | 0.029008 | 0.032338 | 0.03445 | 0.036797 | 0.03895 | 0.039984 | 0.039436 | 0.03986 | 0.040261 | 0.040711 | 0.46084 | 26.2483 | 29.5762 | 45.4767 | 53.675 | 77.4425 | 94.4483 | 80.8243 | 86.4637 | 72.765 | 67.3733 | 51.6453 | 21.7641 | 4.0564 | 5.3474 | 11.229 | 20.9452 | 37.3363 | 37.4349 | 43.0829 | 32.2492 | 38.2296 | 25.0801 | 23.7483 | -0.66153
LO3Slow | New | HPWH | Residential | Water Heating | 0.07056 | 317.0739 | 422.4215 | Manufactured | Manufactured Tier2_buffered | 8.8146e-05 | 0.00022819 | 0.00052526 | 0.001069 | 0.001827 | 0.0028876 | 0.0042883 | 0.0059446 | 0.0077446 | 0.009518 | 0.011108 | 0.012531 | 0.013733 | 0.014669 | 0.015354 | 0.015821 | 0.016127 | 0.016331 | 0.016458 | 0.016532 | 0.18279 | 15.7821 | 13.9523 | 17.0097 | 17.6615 | 20.2133 | 22.6718 | 19.0413 | 20.3371 | 18.1563 | 19.6777 | 18.2836 | 16.3289 | 7.0791 | 5.8433 | 6.1833 | 7.9485 | 9.9285 | 9.0505 | 10.1536 | 7.594 | 9.5949 | 7.8876 | 9.6145 | 7.0805
LO3Slow | New | HPWH | Residential | Water Heating | 0.045379 | 203.9181 | 663.8378 | Single Family | Single Family Tier2_buffered | 0.001179 | 0.0029006 | 0.00611 | 0.011601 | 0.019902 | 0.030452 | 0.043819 | 0.060114 | 0.077085 | 0.096358 | 0.11386 | 0.12693 | 0.13522 | 0.14443 | 0.15288 | 0.15694 | 0.15479 | 0.15645 | 0.15803 | 0.15979 | 1.8089 | 10.1499 | 8.9731 | 10.9393 | 11.3586 | 12.9997 | 14.5808 | 12.2459 | 13.0793 | 11.6768 | 12.6552 | 11.7586 | 10.5015 | 4.5528 | 3.758 | 3.9766 | 5.1119 | 6.3853 | 5.8206 | 6.5301 | 4.8839 | 6.1707 | 5.0727 | 6.1833 | 4.5536
LO3Slow | New | HPWH | Residential | Water Heating | 0.019883 | 87.9318 | 1607.3377 | Manufactured | Manufactured Tier2_indor2_gfac | 7.9014e-07 | 2.0455e-06 | 4.7084e-06 | 9.5822e-06 | 1.6377e-05 | 2.5884e-05 | 3.8441e-05 | 5.3288e-05 | 6.9423e-05 | 8.5319e-05 | 9.9575e-05 | 0.00011233 | 0.0001231 | 0.0001315 | 0.00013763 | 0.00014182 | 0.00014457 | 0.00014639 | 0.00014753 | 0.00014819 | 0.0016385 | 4.4621 | 3.9907 | 4.9332 | 5.1317 | 5.8495 | 6.6139 | 4.332 | 4.7184 | 4.8719 | 5.7122 | 5.3226 | 4.5778 | 1.9458 | 1.6206 | 1.755 | 2.2928 | 2.902 | 2.6743 | 2.6102 | 1.9819 | 2.6627 | 2.2842 | 2.7743 | 1.9121
LO3Slow | New | HPWH | Residential | Water Heating | 0.019634 | 86.7188 | 1630.5015 | Single Family | Single Family Tier2_indor2_gfac | 0.00011823 | 0.00029086 | 0.00061268 | 0.0011633 | 0.0019957 | 0.0030536 | 0.0043939 | 0.0060279 | 0.0077297 | 0.0096624 | 0.011417 | 0.012728 | 0.013559 | 0.014483 | 0.01533 | 0.015737 | 0.015521 | 0.015688 | 0.015846 | 0.016023 | 0.18138 | 4.4065 | 3.9419 | 4.8741 | 5.0698 | 5.7761 | 6.5319 | 4.2342 | 4.616 | 4.7966 | 5.6422 | 5.2592 | 4.52 | 1.9205 | 1.5998 | 1.7333 | 2.2649 | 2.8667 | 2.6424 | 2.5651 | 1.9489 | 2.625 | 2.2562 | 2.7408 | 1.8866
LO3Slow | New | HPWH | Residential | Water Heating | 0.018631 | 87.0183 | 1624.0877 | Manufactured | Manufactured Tier2_indor2_gfnc | 5.7342e-06 | 1.4844e-05 | 3.417e-05 | 6.9539e-05 | 0.00011885 | 0.00018785 | 0.00027897 | 0.00038672 | 0.00050381 | 0.00061918 | 0.00072263 | 0.00081521 | 0.00089336 | 0.00095429 | 0.00099882 | 0.0010292 | 0.0010491 | 0.0010624 | 0.0010707 | 0.0010754 | 0.011891 | 4.1808 | 3.7381 | 4.6193 | 4.8389 | 5.6436 | 6.3801 | 5.3683 | 5.7345 | 5.0904 | 5.4412 | 4.9835 | 4.2901 | 1.8245 | 1.5191 | 1.6443 | 2.1566 | 2.7674 | 2.5451 | 2.8625 | 2.1411 | 2.6886 | 2.1684 | 2.5981 | 1.7937
LO3Slow | New | HPWH | Residential | Water Heating | 0.0185 | 86.4428 | 1635.6198 | Single Family | Single Family Tier2_indor2_gfnc | 0.00019228 | 0.00047305 | 0.00099645 | 0.001892 | 0.0032458 | 0.0049663 | 0.0071462 | 0.0098037 | 0.012571 | 0.015715 | 0.018569 | 0.020701 | 0.022053 | 0.023555 | 0.024933 | 0.025595 | 0.025244 | 0.025516 | 0.025772 | 0.02606 | 0.295 | 4.1516 | 3.7124 | 4.5883 | 4.8068 | 5.6073 | 6.3395 | 5.3343 | 5.6982 | 5.0579 | 5.4057 | 4.9502 | 4.2598 | 1.8112 | 1.5082 | 1.6328 | 2.142 | 2.7496 | 2.5289 | 2.8443 | 2.1275 | 2.6714 | 2.1541 | 2.5805 | 1.7803
LO3Slow | New | HPWH | Residential | Water Heating | 0.021282 | 50.0965 | 2752.9917 | Manufactured | Manufactured Tier2_indor2_hp85 | 2.06e-06 | 5.3328e-06 | 1.2275e-05 | 2.4982e-05 | 4.2697e-05 | 6.7484e-05 | 0.00010022 | 0.00013893 | 0.00018099 | 0.00022244 | 0.0002596 | 0.00029286 | 0.00032094 | 0.00034283 | 0.00035882 | 0.00036975 | 0.0003769 | 0.00038165 | 0.00038463 | 0.00038635 | 0.0042718 | 4.7602 | 4.2083 | 5.1305 | 4.991 | 4.4497 | 4.9747 | -7.0065 | -6.6626 | 0.32076 | 5.0169 | 5.5147 | 4.9252 | 2.1352 | 1.7625 | 1.865 | 2.3046 | 2.4928 | 2.3123 | -1.0138 | -0.49057 | 0.98304 | 2.0871 | 2.9 | 2.1356
LO3Slow | New | HPWH | Residential | Water Heating | 0.021042 | 50.0403 | 2755.831 | Single Family | Single Family Tier2_indor2_hp85 | 4.5802e-05 | 0.00011268 | 0.00023735 | 0.00045067 | 0.00077314 | 0.001183 | 0.0017022 | 0.0023352 | 0.0029945 | 0.0037433 | 0.0044231 | 0.0049309 | 0.0052529 | 0.0056108 | 0.005939 | 0.0060967 | 0.0060131 | 0.0060778 | 0.006139 | 0.0062075 | 0.070269 | 4.7064 | 4.1607 | 5.0725 | 4.9383 | 4.4178 | 4.9393 | -6.7845 | -6.4439 | 0.3749 | 4.9705 | 5.4524 | 4.8695 | 2.1111 | 1.7425 | 1.8439 | 2.2796 | 2.4703 | 2.2908 | -0.95671 | -0.45386 | 0.99334 | 2.0667 | 2.8672 | 2.1115
LO3Slow | New | HPWH | Residential | Water Heating | -0.0012108 | 32.7646 | 4262.5492 | Manufactured | Manufactured Tier2_indor2_zonl | 3.8434e-07 | 9.9496e-07 | 2.2903e-06 | 4.661e-06 | 7.9662e-06 | 1.2591e-05 | 1.8698e-05 | 2.592e-05 | 3.3769e-05 | 4.1501e-05 | 4.8435e-05 | 5.4641e-05 | 5.9879e-05 | 6.3963e-05 | 6.6947e-05 | 6.8986e-05 | 7.032e-05 | 7.1206e-05 | 7.1763e-05 | 7.2083e-05 | 0.000797 | -1.2685 | -0.62071 | 0.89315 | 1.4365 | 4.4824 | 6.066 | 5.2439 | 5.6147 | 4.5049 | 3.5469 | 1.4245 | -1.893 | -2.6546 | -1.875 | -1.0218 | -0.39259 | 1.9658 | 2.3382 | 2.7694 | 2.0658 | 2.2459 | 0.97421 | -0.10951 | -2.9721
LO3Slow | New | HPWH | Residential | Water Heating | -0.0015401 | 31.6399 | 4415.4378 | Single Family | Single Family Tier2_indor2_zonl | 2.9507e-05 | 7.2591e-05 | 0.00015291 | 0.00029033 | 0.00049807 | 0.00076209 | 0.0010966 | 0.0015044 | 0.0019291 | 0.0024115 | 0.0028494 | 0.0031766 | 0.003384 | 0.0036146 | 0.003826 | 0.0039276 | 0.0038738 | 0.0039154 | 0.0039549 | 0.003999 | 0.045268 | -1.3514 | -0.68938 | 0.82477 | 1.3703 | 4.4329 | 6.0202 | 5.2069 | 5.5752 | 4.4649 | 3.4912 | 1.3553 | -1.9842 | -2.7112 | -1.9187 | -1.0592 | -0.43208 | 1.9393 | 2.3191 | 2.7494 | 2.0508 | 2.2236 | 0.94771 | -0.15387 | -3.0316
LO3Slow | New | HPWH | Residential | Water Heating | -0.013537 | 25.5016 | 5512.2395 | Manufactured | Manufactured Tier2_indor2_efaf | 3.832e-06 | 9.92e-06 | 2.2835e-05 | 4.6471e-05 | 7.9425e-05 | 0.00012553 | 0.00018643 | 0.00025843 | 0.00033668 | 0.00041378 | 0.00048291 | 0.00054479 | 0.00059701 | 0.00063772 | 0.00066748 | 0.00068781 | 0.00070111 | 0.00070994 | 0.00071549 | 0.00071869 | 0.0079463 | -2.6718 | -1.2616 | 0.088838 | 1.2072 | 4.1473 | 5.9621 | 5.2665 | 5.649 | 4.2786 | 2.6527 | 0.57268 | -3.696 | -2.5314 | -1.7442 | -0.88355 | -0.011277 | 1.9158 | 2.3337 | 2.8056 | 2.103 | 2.2224 | 0.73068 | -0.28777 | -3.3469
LO3Slow | New | HPWH | Residential | Water Heating | -0.013964 | 24.3597 | 5772.7244 | Single Family | Single Family Tier2_indor2_efaf | 8.435e-06 | 2.0751e-05 | 4.3712e-05 | 8.2996e-05 | 0.00014238 | 0.00021786 | 0.00031349 | 0.00043006 | 0.00055148 | 0.00068937 | 0.00081456 | 0.00090808 | 0.00096739 | 0.0010333 | 0.0010937 | 0.0011228 | 0.0011074 | 0.0011193 | 0.0011306 | 0.0011432 | 0.012941 | -2.7641 | -1.3333 | 0.016075 | 1.1417 | 4.0972 | 5.9177 | 5.2315 | 5.6118 | 4.2385 | 2.5915 | 0.49876 | -3.7998 | -2.5848 | -1.7852 | -0.91824 | -0.045754 | 1.8901 | 2.3155 | 2.7869 | 2.0891 | 2.2009 | 0.70315 | -0.33194 | -3.4076
LO3Slow | NR | HPWH | Residential | Water Heating | 0.30033 | 1182.3091 | 61.9514 | Manufactured | Manufactured Tier1_indor2_hp85 | 0.0022471 | 0.0057176 | 0.012571 | 0.024407 | 0.042569 | 0.067629 | 0.099033 | 0.13506 | 0.17312 | 0.21035 | 0.24419 | 0.27283 | 0.29536 | 0.32696 | 0.33859 | 0.34587 | 0.34939 | 0.34895 | 0.34678 | 0.34357 | 4.421 | 67.1752 | 59.3866 | 72.4002 | 73.9401 | 79.9855 | 89.6546 | 34.212 | 39.5551 | 58.3421 | 80.383 | 77.8224 | 69.5027 | 30.1317 | 24.8715 | 26.3187 | 33.4909 | 40.4164 | 36.9888 | 28.2436 | 22.107 | 33.8199 | 32.5003 | 40.9234 | 30.1373
LO3Slow | NR | HPWH | Residential | Water Heating | 0.29849 | 1178.5827 | 62.1401 | Single Family | Single Family Tier1_indor2_hp85 | 0.0048968 | 0.012565 | 0.027862 | 0.054556 | 0.09596 | 0.15375 | 0.22706 | 0.31229 | 0.4037 | 0.49471 | 0.57918 | 0.65259 | 0.7125 | 0.90932 | 0.94169 | 0.95886 | 0.96779 | 0.9687 | 0.96042 | 0.95017 | 12.0089 | 66.7639 | 59.023 | 71.9569 | 73.5132 | 79.6228 | 89.2494 | 34.9861 | 40.3 | 58.3826 | 79.9617 | 77.3459 | 69.0771 | 29.9472 | 24.7192 | 26.1575 | 33.293 | 40.2077 | 36.7945 | 28.3851 | 22.1862 | 33.7603 | 32.3238 | 40.6728 | 29.9528
LO3Slow | NR | HPWH | Residential | Water Heating | 0.24957 | 1121.4904 | 62.6719 | Single Family | Single Family Tier1_buffered | 0.060304 | 0.15474 | 0.34312 | 0.67186 | 1.1818 | 1.8934 | 2.7963 | 3.8458 | 4.9716 | 6.0923 | 7.1326 | 8.0367 | 8.7745 | 11.1983 | 11.5969 | 11.8084 | 11.9184 | 11.9295 | 11.8276 | 11.7014 | 147.8909 | 55.8214 | 49.3492 | 60.1633 | 62.4688 | 71.4944 | 80.1902 | 67.349 | 71.9322 | 64.2189 | 69.6001 | 64.669 | 57.7554 | 25.0389 | 20.6678 | 21.8703 | 28.1138 | 35.1171 | 32.0115 | 35.9134 | 26.8599 | 33.9371 | 27.8986 | 34.0066 | 25.0436
LO3Slow | NR | HPWH | Residential | Water Heating | 0.29239 | 1367.6145 | 68.412 | Manufactured | Manufactured Tier1_indor2_gfac | 0.00056801 | 0.0014453 | 0.0031776 | 0.0061695 | 0.01076 | 0.017095 | 0.025033 | 0.034139 | 0.04376 | 0.053172 | 0.061726 | 0.068963 | 0.07466 | 0.082646 | 0.085588 | 0.087426 | 0.088317 | 0.088205 | 0.087658 | 0.086846 | 1.1175 | 65.4837 | 58.1525 | 71.2818 | 74.5232 | 86.8675 | 97.7561 | 90.3184 | 95.8719 | 80.8393 | 83.7376 | 76.7335 | 67.5313 | 29.0565 | 24.066 | 25.6947 | 33.3646 | 42.4154 | 38.7747 | 46.1761 | 34.3414 | 42.118 | 33.431 | 40.211 | 28.8684
LO3Slow | NR | HPWH | Residential | Water Heating | 0.29652 | 1351.2544 | 68.882 | Manufactured | Manufactured Tier1_indor2_gfnc | 0.0041156 | 0.010472 | 0.023024 | 0.044702 | 0.077965 | 0.12386 | 0.18138 | 0.24736 | 0.31707 | 0.38526 | 0.44724 | 0.49968 | 0.54096 | 0.59882 | 0.62014 | 0.63346 | 0.63991 | 0.6391 | 0.63513 | 0.62925 | 8.0971 | 66.4008 | 58.9413 | 72.211 | 75.2206 | 86.69 | 97.5189 | 81.9592 | 87.5418 | 77.9884 | 84.092 | 77.7228 | 68.4989 | 29.4945 | 24.4206 | 26.0508 | 33.7321 | 42.5546 | 38.919 | 43.7035 | 32.6872 | 41.2054 | 33.6352 | 40.743 | 29.3229
LO3Slow | NR | HPWH | Residential | Water Heating | 0.29048 | 1358.6845 | 69.1798 | Single Family | Single Family Tier1_indor2_gfac | 0.0084083 | 0.021576 | 0.047842 | 0.093679 | 0.16477 | 0.26401 | 0.38989 | 0.53623 | 0.69321 | 0.84947 | 0.99451 | 1.1206 | 1.2235 | 1.5614 | 1.617 | 1.6465 | 1.6618 | 1.6634 | 1.6491 | 1.6315 | 20.6208 | 65.0561 | 57.777 | 70.8277 | 74.0504 | 86.3183 | 97.1429 | 89.6763 | 95.1956 | 80.3052 | 83.2076 | 76.2465 | 67.0868 | 28.8616 | 23.9059 | 25.5275 | 33.1512 | 42.1489 | 38.5335 | 45.8648 | 34.1116 | 41.845 | 33.2187 | 39.9536 | 28.6717
LO3Slow | NR | HPWH | Residential | Water Heating | 0.29448 | 1342.1286 | 69.6814 | Single Family | Single Family Tier1_indor2_gfnc | 0.013552 | 0.034775 | 0.077106 | 0.15098 | 0.26557 | 0.4255 | 0.62838 | 0.86424 | 1.1172 | 1.3691 | 1.6029 | 1.806 | 1.9718 | 2.5165 | 2.6061 | 2.6536 | 2.6783 | 2.6808 | 2.6579 | 2.6296 | 33.2344 | 65.9438 | 58.538 | 71.7205 | 74.7122 | 86.11 | 96.8694 | 81.4138 | 86.9593 | 77.4679 | 83.5264 | 77.1959 | 68.0253 | 29.2885 | 24.2509 | 25.8718 | 33.5029 | 42.2697 | 38.6596 | 43.4127 | 32.4698 | 40.9303 | 33.4082 | 40.4655 | 29.1162
LO3Slow | NR | HPWH | Residential | Water Heating | 0.22459 | 1009.2424 | 71.0474 | Manufactured | Manufactured Tier1_buffered | 0.0047478 | 0.012081 | 0.02656 | 0.051569 | 0.089942 | 0.14289 | 0.20924 | 0.28535 | 0.36578 | 0.44445 | 0.51595 | 0.57644 | 0.62406 | 0.69081 | 0.7154 | 0.73077 | 0.73821 | 0.73728 | 0.73271 | 0.72592 | 9.341 | 50.2343 | 44.4099 | 54.1416 | 56.2164 | 64.3386 | 72.1641 | 60.6082 | 64.7326 | 57.7914 | 62.6339 | 58.1964 | 51.9748 | 22.5328 | 18.5992 | 19.6814 | 25.2999 | 31.6023 | 28.8075 | 32.3189 | 24.1716 | 30.5404 | 25.1062 | 30.6029 | 22.537
LO3Slow | NR | HPWH | Residential | Water Heating | 0.18208 | 1038.3745 | 80.5204 | Manufactured | Manufactured Tier1_indor2_zonl | 0.00056299 | 0.0014325 | 0.0031495 | 0.006115 | 0.010665 | 0.016944 | 0.024812 | 0.033837 | 0.043373 | 0.052702 | 0.061181 | 0.068354 | 0.074 | 0.081916 | 0.084831 | 0.086654 | 0.087536 | 0.087425 | 0.086883 | 0.086078 | 1.1076 | 34.9771 | 33.8069 | 50.7225 | 55.6003 | 79.9892 | 95.7022 | 81.2375 | 86.8458 | 74.6075 | 73.1636 | 57.1978 | 32.8433 | 3.6706 | 4.8521 | 10.6796 | 19.0349 | 37.9303 | 37.7237 | 43.1645 | 32.2516 | 38.6507 | 26.748 | 25.1301 | 1.8448
LO3Slow | NR | HPWH | Residential | Water Heating | 0.17884 | 1026.0267 | 81.814 | Single Family | Single Family Tier1_indor2_zonl | 0.0043434 | 0.011145 | 0.024713 | 0.04839 | 0.085115 | 0.13637 | 0.2014 | 0.27699 | 0.35808 | 0.4388 | 0.51372 | 0.57884 | 0.63198 | 0.80656 | 0.83526 | 0.85049 | 0.85842 | 0.85922 | 0.85188 | 0.84279 | 10.6518 | 34.1934 | 33.1433 | 50.0097 | 54.8899 | 79.3416 | 95.0364 | 80.6871 | 86.2587 | 74.0538 | 72.4856 | 56.4586 | 31.9986 | 3.1974 | 4.4799 | 10.3419 | 18.6545 | 37.5984 | 37.453 | 42.8694 | 32.0305 | 38.3502 | 26.4502 | 24.6914 | 1.353
LO3Slow | NR | HPWH | Residential | Water Heating | 0.11199 | 998.3629 | 88.8947 | Manufactured | Manufactured Tier1_indor2_efaf | 0.006934 | 0.017643 | 0.03879 | 0.075314 | 0.13135 | 0.20868 | 0.30559 | 0.41675 | 0.5342 | 0.64909 | 0.75352 | 0.84186 | 0.91141 | 1.0089 | 1.0448 | 1.0672 | 1.0781 | 1.0768 | 1.0701 | 1.0602 | 13.642 | 27.0905 | 30.2604 | 46.2217 | 54.3875 | 78.1065 | 95.1213 | 81.3753 | 87.051 | 73.3312 | 68.0956 | 52.42 | 22.6864 | 4.5071 | 5.7006 | 11.55 | 21.2963 | 37.6691 | 37.7061 | 43.3769 | 32.4688 | 38.5309 | 25.3879 | 24.188 | -0.16608
LO3Slow | NR | HPWH | Residential | Water Heating | 0.10814 | 985.7806 | 90.4147 | Single Family | Single Family Tier1_indor2_efaf | 0.0015495 | 0.003976 | 0.0088161 | 0.017263 | 0.030364 | 0.04865 | 0.071847 | 0.098815 | 0.12774 | 0.15654 | 0.18327 | 0.20649 | 0.22545 | 0.28773 | 0.29797 | 0.3034 | 0.30623 | 0.30652 | 0.3039 | 0.30065 | 3.7999 | 26.2483 | 29.5762 | 45.4767 | 53.675 | 77.4425 | 94.4483 | 80.8243 | 86.4637 | 72.765 | 67.3733 | 51.6453 | 21.7641 | 4.0564 | 5.3474 | 11.229 | 20.9452 | 37.3363 | 37.4349 | 43.0829 | 32.2492 | 38.2296 | 25.0801 | 23.7483 | -0.66153
LO3Slow | NR | HPWH | Residential | Water Heating | 0.07056 | 317.0739 | 422.4215 | Manufactured | Manufactured Tier2_buffered | 0.001695 | 0.0043129 | 0.0094824 | 0.018411 | 0.03211 | 0.051014 | 0.074703 | 0.10188 | 0.13059 | 0.15867 | 0.1842 | 0.2058 | 0.2228 | 0.24663 | 0.25541 | 0.26089 | 0.26355 | 0.26322 | 0.26158 | 0.25916 | 3.3348 | 15.7821 | 13.9523 | 17.0097 | 17.6615 | 20.2133 | 22.6718 | 19.0413 | 20.3371 | 18.1563 | 19.6777 | 18.2836 | 16.3289 | 7.0791 | 5.8433 | 6.1833 | 7.9485 | 9.9285 | 9.0505 | 10.1536 | 7.594 | 9.5949 | 7.8876 | 9.6145 | 7.0805
LO3Slow | NR | HPWH | Residential | Water Heating | 0.045379 | 203.9181 | 663.8378 | Single Family | Single Family Tier2_buffered | 0.01246 | 0.031974 | 0.070896 | 0.13882 | 0.24418 | 0.39123 | 0.57777 | 0.79463 | 1.0273 | 1.2588 | 1.4738 | 1.6606 | 1.813 | 2.3138 | 2.3962 | 2.4399 | 2.4626 | 2.4649 | 2.4438 | 2.4178 | 30.5576 | 10.1499 | 8.9731 | 10.9393 | 11.3586 | 12.9997 | 14.5808 | 12.2459 | 13.0793 | 11.6768 | 12.6552 | 11.7586 | 10.5015 | 4.5528 | 3.758 | 3.9766 | 5.1119 | 6.3853 | 5.8206 | 6.5301 | 4.8839 | 6.1707 | 5.0727 | 6.1833 | 4.5536
LO3Slow | NR | HPWH | Residential | Water Heating | 0.019883 | 87.9318 | 1607.3377 | Manufactured | Manufactured Tier2_indor2_gfac | 4.1501e-05 | 0.0001056 | 0.00023216 | 0.00045077 | 0.00078618 | 0.001249 | 0.001829 | 0.0024943 | 0.0031973 | 0.0038849 | 0.0045099 | 0.0050387 | 0.0054549 | 0.0060384 | 0.0062533 | 0.0063877 | 0.0064527 | 0.0064445 | 0.0064046 | 0.0063453 | 0.081649 | 4.4621 | 3.9907 | 4.9332 | 5.1317 | 5.8495 | 6.6139 | 4.332 | 4.7184 | 4.8719 | 5.7122 | 5.3226 | 4.5778 | 1.9458 | 1.6206 | 1.755 | 2.2928 | 2.902 | 2.6743 | 2.6102 | 1.9819 | 2.6627 | 2.2842 | 2.7743 | 1.9121
LO3Slow | NR | HPWH | Residential | Water Heating | 0.019634 | 86.7188 | 1630.5015 | Single Family | Single Family Tier2_indor2_gfac | 0.00060985 | 0.0015649 | 0.0034699 | 0.0067944 | 0.011951 | 0.019148 | 0.028278 | 0.038892 | 0.050278 | 0.061611 | 0.072131 | 0.081274 | 0.088736 | 0.11325 | 0.11728 | 0.11942 | 0.12053 | 0.12064 | 0.11961 | 0.11833 | 1.4956 | 4.4065 | 3.9419 | 4.8741 | 5.0698 | 5.7761 | 6.5319 | 4.2342 | 4.616 | 4.7966 | 5.6422 | 5.2592 | 4.52 | 1.9205 | 1.5998 | 1.7333 | 2.2649 | 2.8667 | 2.6424 | 2.5651 | 1.9489 | 2.625 | 2.2562 | 2.7408 | 1.8866
LO3Slow | NR | HPWH | Residential | Water Heating | 0.018631 | 87.0183 | 1624.0877 | Manufactured | Manufactured Tier2_indor2_gfnc | 0.00030118 | 0.00076633 | 0.0016849 | 0.0032713 | 0.0057054 | 0.0090643 | 0.013273 | 0.018101 | 0.023203 | 0.028194 | 0.032729 | 0.036567 | 0.039587 | 0.043822 | 0.045381 | 0.046356 | 0.046828 | 0.046769 | 0.046479 | 0.046048 | 0.59254 | 4.1808 | 3.7381 | 4.6193 | 4.8389 | 5.6436 | 6.3801 | 5.3683 | 5.7345 | 5.0904 | 5.4412 | 4.9835 | 4.2901 | 1.8245 | 1.5191 | 1.6443 | 2.1566 | 2.7674 | 2.5451 | 2.8625 | 2.1411 | 2.6886 | 2.1684 | 2.5981 | 1.7937
LO3Slow | NR | HPWH | Residential | Water Heating | 0.0185 | 86.4428 | 1635.6198 | Single Family | Single Family Tier2_indor2_gfnc | 0.00099185 | 0.0025452 | 0.0056434 | 0.01105 | 0.019437 | 0.031142 | 0.045991 | 0.063254 | 0.081771 | 0.1002 | 0.11731 | 0.13218 | 0.14432 | 0.18418 | 0.19074 | 0.19422 | 0.19603 | 0.19621 | 0.19453 | 0.19246 | 2.4324 | 4.1516 | 3.7124 | 4.5883 | 4.8068 | 5.6073 | 6.3395 | 5.3343 | 5.6982 | 5.0579 | 5.4057 | 4.9502 | 4.2598 | 1.8112 | 1.5082 | 1.6328 | 2.142 | 2.7496 | 2.5289 | 2.8443 | 2.1275 | 2.6714 | 2.1541 | 2.5805 | 1.7803
LO3Slow | NR | HPWH | Residential | Water Heating | 0.021282 | 50.0965 | 2752.9917 | Manufactured | Manufactured Tier2_indor2_hp85 | 0.0001082 | 0.0002753 | 0.00060528 | 0.0011752 | 0.0020497 | 0.0032563 | 0.0047684 | 0.0065029 | 0.0083357 | 0.010128 | 0.011758 | 0.013136 | 0.014222 | 0.015743 | 0.016303 | 0.016653 | 0.016823 | 0.016802 | 0.016698 | 0.016543 | 0.21287 | 4.7602 | 4.2083 | 5.1305 | 4.991 | 4.4497 | 4.9747 | -7.0065 | -6.6626 | 0.32076 | 5.0169 | 5.5147 | 4.9252 | 2.1352 | 1.7625 | 1.865 | 2.3046 | 2.4928 | 2.3123 | -1.0138 | -0.49057 | 0.98304 | 2.0871 | 2.9 | 2.1356
LO3Slow | NR | HPWH | Residential | Water Heating | 0.021042 | 50.0403 | 2755.831 | Single Family | Single Family Tier2_indor2_hp85 | 0.00023626 | 0.00060626 | 0.0013443 | 0.0026322 | 0.0046299 | 0.0074181 | 0.010955 | 0.015067 | 0.019478 | 0.023868 | 0.027944 | 0.031486 | 0.034377 | 0.043873 | 0.045434 | 0.046263 | 0.046694 | 0.046737 | 0.046338 | 0.045843 | 0.57941 | 4.7064 | 4.1607 | 5.0725 | 4.9383 | 4.4178 | 4.9393 | -6.7845 | -6.4439 | 0.3749 | 4.9705 | 5.4524 | 4.8695 | 2.1111 | 1.7425 | 1.8439 | 2.2796 | 2.4703 | 2.2908 | -0.95671 | -0.45386 | 0.99334 | 2.0667 | 2.8672 | 2.1115
LO3Slow | NR | HPWH | Residential | Water Heating | -0.0012108 | 32.7646 | 4262.5492 | Manufactured | Manufactured Tier2_indor2_zonl | 2.0187e-05 | 5.1364e-05 | 0.00011293 | 0.00021926 | 0.00038242 | 0.00060755 | 0.00088967 | 0.0012133 | 0.0015552 | 0.0018897 | 0.0021937 | 0.0024509 | 0.0026534 | 0.0029372 | 0.0030418 | 0.0031071 | 0.0031387 | 0.0031348 | 0.0031153 | 0.0030865 | 0.039716 | -1.2685 | -0.62071 | 0.89315 | 1.4365 | 4.4824 | 6.066 | 5.2439 | 5.6147 | 4.5049 | 3.5469 | 1.4245 | -1.893 | -2.6546 | -1.875 | -1.0218 | -0.39259 | 1.9658 | 2.3382 | 2.7694 | 2.0658 | 2.2459 | 0.97421 | -0.10951 | -2.9721
LO3Slow | NR | HPWH | Residential | Water Heating | -0.0015401 | 31.6399 | 4415.4378 | Single Family | Single Family Tier2_indor2_zonl | 0.0001522 | 0.00039056 | 0.000866 | 0.0016957 | 0.0029826 | 0.0047789 | 0.0070575 | 0.0097065 | 0.012548 | 0.015377 | 0.018002 | 0.020284 | 0.022146 | 0.028264 | 0.02927 | 0.029803 | 0.030081 | 0.030109 | 0.029852 | 0.029533 | 0.37326 | -1.3514 | -0.68938 | 0.82477 | 1.3703 | 4.4329 | 6.0202 | 5.2069 | 5.5752 | 4.4649 | 3.4912 | 1.3553 | -1.9842 | -2.7112 | -1.9187 | -1.0592 | -0.43208 | 1.9393 | 2.3191 | 2.7494 | 2.0508 | 2.2236 | 0.94771 | -0.15387 | -3.0316
LO3Slow | NR | HPWH | Residential | Water Heating | -0.013537 | 25.5016 | 5512.2395 | Manufactured | Manufactured Tier2_indor2_efaf | 0.00020127 | 0.00051211 | 0.0011259 | 0.0021861 | 0.0038128 | 0.0060574 | 0.0088702 | 0.012097 | 0.015506 | 0.018841 | 0.021872 | 0.024436 | 0.026455 | 0.029285 | 0.030327 | 0.030979 | 0.031294 | 0.031254 | 0.031061 | 0.030773 | 0.39598 | -2.6718 | -1.2616 | 0.088838 | 1.2072 | 4.1473 | 5.9621 | 5.2665 | 5.649 | 4.2786 | 2.6527 | 0.57268 | -3.696 | -2.5314 | -1.7442 | -0.88355 | -0.011277 | 1.9158 | 2.3337 | 2.8056 | 2.103 | 2.2224 | 0.73068 | -0.28777 | -3.3469
LO3Slow | NR | HPWH | Residential | Water Heating | -0.013964 | 24.3597 | 5772.7244 | Single Family | Single Family Tier2_indor2_efaf | 4.351e-05 | 0.00011165 | 0.00024756 | 0.00048475 | 0.00085265 | 0.0013661 | 0.0020175 | 0.0027748 | 0.0035871 | 0.0043957 | 0.0051462 | 0.0057985 | 0.0063309 | 0.0080797 | 0.0083673 | 0.0085198 | 0.0085992 | 0.0086073 | 0.0085337 | 0.0084426 | 0.1067 | -2.7641 | -1.3333 | 0.016075 | 1.1417 | 4.0972 | 5.9177 | 5.2315 | 5.6118 | 4.2385 | 2.5915 | 0.49876 | -3.7998 | -2.5848 | -1.7852 | -0.91824 | -0.045754 | 1.8901 | 2.3155 | 2.7869 | 2.0891 | 2.2009 | 0.70315 | -0.33194 | -3.4076

## SC-New
Methodology | New Homes only. Also use this to calculate New Homes not addressed due to achievability, and send that to the Retrofit pool.
='[7P Forecasts D1.xlsx]Res Forecast (Base Case)'!$D$5
| Vintage | New | New
End Use: | Measure Bundle | HPWH | Region
Water Heating | Report Year | 2035 | Base
| Total Max Potential (aMW) | 22.1995
# HOMES AVAILABLE FOR MEASURE -HPWH |  | # homes |  | 2016 | 2017 | 2018 | 2019 | 2020 | 2021 | 2022 | 2023 | 2024 | 2025 | 2026 | 2027 | 2028 | 2029 | 2030 | 2031 | 2032 | 2033 | 2034 | 2035
|  |  |  | Homes_2016 | Homes_2017 | Homes_2018 | Homes_2019 | Homes_2020 | Homes_2021 | Homes_2022 | Homes_2023 | Homes_2024 | Homes_2025 | Homes_2026 | Homes_2027 | Homes_2028 | Homes_2029 | Homes_2030 | Homes_2031 | Homes_2032 | Homes_2033 | Homes_2034 | Homes_2035
| New | Single Family |  | 62685.759 | 59961.781 | 56834.012 | 54985.193 | 53507.474 | 50982.05 | 49561.669 | 49324.518 | 48815.77 | 49683.252 | 50030.137 | 49387.763 | 48079.346 | 48129.051 | 48690.569 | 48482.864 | 46879.001 | 46798.778 | 46917.627 | 47236.145 |  | 1016972.759
| New | Manufactured |  | 1869.5754 | 1881.7963 | 1949.134 | 2021.1964 | 1959.5062 | 1928.5764 | 1934.9641 | 1945.8622 | 1956.5399 | 1957.7742 | 1947.2038 | 1945.1535 | 1947.9163 | 1950.075 | 1950.7771 | 1949.8166 | 1948.4904 | 1948.7048 | 1949.2967 | 1949.5268 |  | 38891.8862
| REG_TOTAL_STOCK_FLOOR | Total Regional Stock |  | 64555.3344 | 61843.5773 | 58783.146 | 57006.3894 | 55466.9802 | 52910.6264 | 51496.6331 | 51270.3802 | 50772.3099 | 51641.0262 | 51977.3408 | 51332.9165 | 50027.2623 | 50079.126 | 50641.3461 | 50432.6806 | 48827.4914 | 48747.4828 | 48866.9237 | 49185.6718 |  | 1055864.6452
# HOMES APPLICABLE BY YEAR FOR MEASURE - HPWH - New
Applicability | % Saturation | HPWH - New
94.91% | 55.2% | Single Family |  | 32839.5396 | 31412.514 | 29773.9521 | 28805.401 | 28031.26 | 26708.252 | 25964.1491 | 25839.9115 | 25573.3908 | 26027.8435 | 26209.568 | 25873.044 | 25187.5962 | 25213.6355 | 25507.801 | 25398.9895 | 24558.7648 | 24516.7379 | 24579 | 24745.8638 |  | 532767.2143
95% | 88.9% | Manufactured |  | 1578.9499 | 1589.2711 | 1646.1411 | 1707.0014 | 1654.9009 | 1628.7792 | 1634.1739 | 1643.378 | 1652.3958 | 1653.4382 | 1644.511 | 1642.7793 | 1645.1127 | 1646.9358 | 1647.5288 | 1646.7176 | 1645.5976 | 1645.7786 | 1646.2785 | 1646.4728 |  | 32846.1425
|  |  |  | 34418.4895 | 33001.7851 | 31420.0933 | 30512.4024 | 29686.161 | 28337.0313 | 27598.323 | 27483.2894 | 27225.7866 | 27681.2817 | 27854.079 | 27515.8233 | 26832.7089 | 26860.5713 | 27155.3299 | 27045.7071 | 26204.3623 | 26162.5166 | 26225.2785 | 26392.3366 |  | 565613.3568
# UNITS ACHIEVABLE BY YEAR FOR MEASURE - HPWH - New |  |  | Achievability => | 2 | 3 | 4 | 5 | 6 | 7 | 8 | 9 | 10 | 11 | 12 | 13 | 14 | 15 | 16 | 17 | 18 | 19 | 20 | 21
|  |  | HPWH - New | 0.5532% | 1.423% | 3.162% | 6.206% | 10.94% | 17.57% | 26% | 35.85% | 46.44% | 57.04% | 66.94% | 75.59% | 82.72% | 88.26% | 92.35% | 95.21% | 97.12% | 98.33% | 99.07% | 99.5% |  | 85%
|  |  | Single Family | 154.4195 | 379.8945 | 800.2258 | 1519.3961 | 2606.6119 | 3988.3174 | 5738.958 | 7873.1537 | 10095.8742 | 12620.1518 | 14912.0892 | 16624.2086 | 17709.9159 | 18916.4403 | 20022.879 | 20554.8396 | 20272.8318 | 20490.958 | 20697.2767 | 20928.3959 |  | 236906.838
|  |  | Manufactured | 7.4246 | 19.2202 | 44.2429 | 90.0391 | 153.8884 | 243.224 | 361.2079 | 500.7203 | 652.3335 | 801.7046 | 935.6543 | 1055.5351 | 1156.7125 | 1235.6077 | 1293.262 | 1332.6521 | 1358.4121 | 1375.533 | 1386.2843 | 1392.4766 |  | 15396.1351
|  |  |  | 161.8441 | 399.1147 | 844.4687 | 1609.4351 | 2760.5002 | 4231.5414 | 6100.1659 | 8373.874 | 10748.2077 | 13421.8564 | 15847.7434 | 17679.7437 | 18866.6284 | 20152.048 | 21316.141 | 21887.4918 | 21631.2439 | 21866.491 | 22083.5611 | 22320.8725 |  | 252302.973
SUPPLY CURVE SAVINGS BY BUNDLE |  | HPWH |  | 2: aMW
kWh per home | TRC Net Levelized Cost (Net of All Benefits) | 1 |  | 2016 | 2017 | 2018 | 2019 | 2020 | 2021 | 2022 | 2023 | 2024 | 2025 | 2026 | 2027 | 2028 | 2029 | 2030 | 2031 | 2032 | 2033 | 2034 | 2035 | MAX
Busbar Savings | lvlcost | segment | measure | aMW_2016 | aMW_2017 | aMW_2018 | aMW_2019 | aMW_2020 | aMW_2021 | aMW_2022 | aMW_2023 | aMW_2024 | aMW_2025 | aMW_2026 | aMW_2027 | aMW_2028 | aMW_2029 | aMW_2030 | aMW_2031 | aMW_2032 | aMW_2033 | aMW_2034 | aMW_2035 | MAX
1182.3091 | 61.9514 | Manufactured | Manufactured Tier1_indor2_hp85 | 4.2783e-05 | 0.00011075 | 0.00025494 | 0.00051884 | 0.00088676 | 0.0014015 | 0.0020814 | 0.0028853 | 0.003759 | 0.0046197 | 0.0053916 | 0.0060824 | 0.0066654 | 0.00712 | 0.0074522 | 0.0076792 | 0.0078277 | 0.0079263 | 0.0079883 | 0.008024 | 0.088718 | 0.088718
1178.5827 | 62.1401 | Single Family | Single Family Tier1_indor2_hp85 | 0.00094931 | 0.0023354 | 0.0049195 | 0.0093407 | 0.016024 | 0.024519 | 0.035281 | 0.048401 | 0.062066 | 0.077584 | 0.091674 | 0.1022 | 0.10887 | 0.11629 | 0.12309 | 0.12636 | 0.12463 | 0.12597 | 0.12724 | 0.12866 | 1.4564 | 1.4564
1121.4904 | 62.6719 | Single Family | Single Family Tier1_buffered | 0.0057062 | 0.014038 | 0.029571 | 0.056146 | 0.096322 | 0.14738 | 0.21207 | 0.29094 | 0.37307 | 0.46635 | 0.55104 | 0.61431 | 0.65443 | 0.69902 | 0.7399 | 0.75956 | 0.74914 | 0.7572 | 0.76482 | 0.77336 | 8.7544 | 8.7544
1367.6145 | 68.412 | Manufactured | Manufactured Tier1_indor2_gfac | 1.0815e-05 | 2.7996e-05 | 6.4443e-05 | 0.00013115 | 0.00022415 | 0.00035427 | 0.00052613 | 0.00072934 | 0.00095017 | 0.0011677 | 0.0013629 | 0.0015375 | 0.0016848 | 0.0017998 | 0.0018837 | 0.0019411 | 0.0019786 | 0.0020036 | 0.0020192 | 0.0020283 | 0.022426 | 0.022426
1351.2544 | 68.882 | Manufactured | Manufactured Tier1_indor2_gfnc | 7.8358e-05 | 0.00020285 | 0.00046693 | 0.00095025 | 0.0016241 | 0.0025669 | 0.0038121 | 0.0052845 | 0.0068846 | 0.008461 | 0.0098747 | 0.01114 | 0.012208 | 0.01304 | 0.013649 | 0.014065 | 0.014336 | 0.014517 | 0.014631 | 0.014696 | 0.16249 | 0.16249
1358.6845 | 69.1798 | Single Family | Single Family Tier1_indor2_gfac | 0.0016301 | 0.0040102 | 0.0084473 | 0.016039 | 0.027516 | 0.042101 | 0.060581 | 0.08311 | 0.10657 | 0.13322 | 0.15741 | 0.17549 | 0.18695 | 0.19969 | 0.21136 | 0.21698 | 0.214 | 0.21631 | 0.21848 | 0.22092 | 2.5008 | 2.5008
1342.1286 | 69.6814 | Single Family | Single Family Tier1_indor2_gfnc | 0.0026272 | 0.0064633 | 0.013615 | 0.02585 | 0.044347 | 0.067855 | 0.097639 | 0.13395 | 0.17176 | 0.21471 | 0.2537 | 0.28283 | 0.30131 | 0.32183 | 0.34066 | 0.34971 | 0.34491 | 0.34862 | 0.35213 | 0.35606 | 4.0306 | 4.0306
1009.2424 | 71.0474 | Manufactured | Manufactured Tier1_buffered | 0.0002469 | 0.00063915 | 0.0014713 | 0.0029942 | 0.0051175 | 0.0080882 | 0.012012 | 0.016651 | 0.021693 | 0.02666 | 0.031115 | 0.035101 | 0.038466 | 0.041089 | 0.043007 | 0.044316 | 0.045173 | 0.045742 | 0.0461 | 0.046306 | 0.51199 | 0.51199
1038.3745 | 80.5204 | Manufactured | Manufactured Tier1_indor2_zonl | 1.0719e-05 | 2.7748e-05 | 6.3874e-05 | 0.00012999 | 0.00022217 | 0.00035114 | 0.00052148 | 0.00072289 | 0.00094178 | 0.0011574 | 0.0013508 | 0.0015239 | 0.00167 | 0.0017839 | 0.0018671 | 0.001924 | 0.0019611 | 0.0019859 | 0.0020014 | 0.0020103 | 0.022227 | 0.022227
1026.0267 | 81.814 | Single Family | Single Family Tier1_indor2_zonl | 0.00084203 | 0.0020715 | 0.0043635 | 0.0082851 | 0.014213 | 0.021748 | 0.031294 | 0.042931 | 0.055051 | 0.068816 | 0.081314 | 0.090649 | 0.09657 | 0.10315 | 0.10918 | 0.11208 | 0.11054 | 0.11173 | 0.11286 | 0.11412 | 1.2918 | 1.2918
998.3629 | 88.8947 | Manufactured | Manufactured Tier1_indor2_efaf | 0.00013202 | 0.00034176 | 0.00078668 | 0.001601 | 0.0027363 | 0.0043248 | 0.0064226 | 0.0089033 | 0.011599 | 0.014255 | 0.016637 | 0.018769 | 0.020568 | 0.02197 | 0.022996 | 0.023696 | 0.024154 | 0.024458 | 0.02465 | 0.02476 | 0.27376 | 0.27376
985.7806 | 90.4147 | Single Family | Single Family Tier1_indor2_efaf | 0.00030038 | 0.00073899 | 0.0015566 | 0.0029556 | 0.0050705 | 0.0077583 | 0.011164 | 0.015315 | 0.019639 | 0.024549 | 0.029008 | 0.032338 | 0.03445 | 0.036797 | 0.03895 | 0.039984 | 0.039436 | 0.03986 | 0.040261 | 0.040711 | 0.46084 | 0.46084
317.0739 | 422.4215 | Manufactured | Manufactured Tier2_buffered | 8.8146e-05 | 0.00022819 | 0.00052526 | 0.001069 | 0.001827 | 0.0028876 | 0.0042883 | 0.0059446 | 0.0077446 | 0.009518 | 0.011108 | 0.012531 | 0.013733 | 0.014669 | 0.015354 | 0.015821 | 0.016127 | 0.016331 | 0.016458 | 0.016532 | 0.18279 | 0.18279
203.9181 | 663.8378 | Single Family | Single Family Tier2_buffered | 0.001179 | 0.0029006 | 0.00611 | 0.011601 | 0.019902 | 0.030452 | 0.043819 | 0.060114 | 0.077085 | 0.096358 | 0.11386 | 0.12693 | 0.13522 | 0.14443 | 0.15288 | 0.15694 | 0.15479 | 0.15645 | 0.15803 | 0.15979 | 1.8089 | 1.8089
87.9318 | 1607.3377 | Manufactured | Manufactured Tier2_indor2_gfac | 7.9014e-07 | 2.0455e-06 | 4.7084e-06 | 9.5822e-06 | 1.6377e-05 | 2.5884e-05 | 3.8441e-05 | 5.3288e-05 | 6.9423e-05 | 8.5319e-05 | 9.9575e-05 | 0.00011233 | 0.0001231 | 0.0001315 | 0.00013763 | 0.00014182 | 0.00014457 | 0.00014639 | 0.00014753 | 0.00014819 | 0.0016385 | 0.0016385
86.7188 | 1630.5015 | Single Family | Single Family Tier2_indor2_gfac | 0.00011823 | 0.00029086 | 0.00061268 | 0.0011633 | 0.0019957 | 0.0030536 | 0.0043939 | 0.0060279 | 0.0077297 | 0.0096624 | 0.011417 | 0.012728 | 0.013559 | 0.014483 | 0.01533 | 0.015737 | 0.015521 | 0.015688 | 0.015846 | 0.016023 | 0.18138 | 0.18138
87.0183 | 1624.0877 | Manufactured | Manufactured Tier2_indor2_gfnc | 5.7342e-06 | 1.4844e-05 | 3.417e-05 | 6.9539e-05 | 0.00011885 | 0.00018785 | 0.00027897 | 0.00038672 | 0.00050381 | 0.00061918 | 0.00072263 | 0.00081521 | 0.00089336 | 0.00095429 | 0.00099882 | 0.0010292 | 0.0010491 | 0.0010624 | 0.0010707 | 0.0010754 | 0.011891 | 0.011891
86.4428 | 1635.6198 | Single Family | Single Family Tier2_indor2_gfnc | 0.00019228 | 0.00047305 | 0.00099645 | 0.001892 | 0.0032458 | 0.0049663 | 0.0071462 | 0.0098037 | 0.012571 | 0.015715 | 0.018569 | 0.020701 | 0.022053 | 0.023555 | 0.024933 | 0.025595 | 0.025244 | 0.025516 | 0.025772 | 0.02606 | 0.295 | 0.295
50.0965 | 2752.9917 | Manufactured | Manufactured Tier2_indor2_hp85 | 2.06e-06 | 5.3328e-06 | 1.2275e-05 | 2.4982e-05 | 4.2697e-05 | 6.7484e-05 | 0.00010022 | 0.00013893 | 0.00018099 | 0.00022244 | 0.0002596 | 0.00029286 | 0.00032094 | 0.00034283 | 0.00035882 | 0.00036975 | 0.0003769 | 0.00038165 | 0.00038463 | 0.00038635 | 0.0042718 | 0.0042718
50.0403 | 2755.831 | Single Family | Single Family Tier2_indor2_hp85 | 4.5802e-05 | 0.00011268 | 0.00023735 | 0.00045067 | 0.00077314 | 0.001183 | 0.0017022 | 0.0023352 | 0.0029945 | 0.0037433 | 0.0044231 | 0.0049309 | 0.0052529 | 0.0056108 | 0.005939 | 0.0060967 | 0.0060131 | 0.0060778 | 0.006139 | 0.0062075 | 0.070269 | 0.070269
32.7646 | 4262.5492 | Manufactured | Manufactured Tier2_indor2_zonl | 3.8434e-07 | 9.9496e-07 | 2.2903e-06 | 4.661e-06 | 7.9662e-06 | 1.2591e-05 | 1.8698e-05 | 2.592e-05 | 3.3769e-05 | 4.1501e-05 | 4.8435e-05 | 5.4641e-05 | 5.9879e-05 | 6.3963e-05 | 6.6947e-05 | 6.8986e-05 | 7.032e-05 | 7.1206e-05 | 7.1763e-05 | 7.2083e-05 | 0.000797 | 0.000797
31.6399 | 4415.4378 | Single Family | Single Family Tier2_indor2_zonl | 2.9507e-05 | 7.2591e-05 | 0.00015291 | 0.00029033 | 0.00049807 | 0.00076209 | 0.0010966 | 0.0015044 | 0.0019291 | 0.0024115 | 0.0028494 | 0.0031766 | 0.003384 | 0.0036146 | 0.003826 | 0.0039276 | 0.0038738 | 0.0039154 | 0.0039549 | 0.003999 | 0.045268 | 0.045268
25.5016 | 5512.2395 | Manufactured | Manufactured Tier2_indor2_efaf | 3.832e-06 | 9.92e-06 | 2.2835e-05 | 4.6471e-05 | 7.9425e-05 | 0.00012553 | 0.00018643 | 0.00025843 | 0.00033668 | 0.00041378 | 0.00048291 | 0.00054479 | 0.00059701 | 0.00063772 | 0.00066748 | 0.00068781 | 0.00070111 | 0.00070994 | 0.00071549 | 0.00071869 | 0.0079463 | 0.0079463
24.3597 | 5772.7244 | Single Family | Single Family Tier2_indor2_efaf | 8.435e-06 | 2.0751e-05 | 4.3712e-05 | 8.2996e-05 | 0.00014238 | 0.00021786 | 0.00031349 | 0.00043006 | 0.00055148 | 0.00068937 | 0.00081456 | 0.00090808 | 0.00096739 | 0.0010333 | 0.0010937 | 0.0011228 | 0.0011074 | 0.0011193 | 0.0011306 | 0.0011432 | 0.012941 | 0.012941
| 176.8724 |  |  | 0.014251 | 0.03514 | 0.074335 | 0.14165 | 0.24295 | 0.37239 | 0.53679 | 0.73684 | 0.94572 | 1.181 | 1.3945 | 1.5557 | 1.66 | 1.7731 | 1.8756 | 1.9258 | 1.9031 | 1.9238 | 1.9429 | 1.9638 | 22.1995 | 44.399
|  |  |  | 0.014251 | 0.049391 | 0.12373 | 0.26537 | 0.50833 | 0.88071 | 1.4175 | 2.1543 | 3.1001 | 4.2811 | 5.6756 | 7.2313 | 8.8913 | 10.6645 | 12.54 | 14.4659 | 16.369 | 18.2928 | 20.2357 | 22.1995
RECOMBINE MEASURE BUNDLES INTO SUPPLY CURVE CUMULATIVE
|  |  |  | 2016 | 2017 | 2018 | 2019 | 2020 | 2021 | 2022 | 2023 | 2024 | 2025 | 2026 | 2027 | 2028 | 2029 | 2030 | 2031 | 2032 | 2033 | 2034 | 2035 | MAX
|  | lvlcost | lvlcost | aMW_2016 | aMW_2017 | aMW_2018 | aMW_2019 | aMW_2020 | aMW_2021 | aMW_2022 | aMW_2023 | aMW_2024 | aMW_2025 | aMW_2026 | aMW_2027 | aMW_2028 | aMW_2029 | aMW_2030 | aMW_2031 | aMW_2032 | aMW_2033 | aMW_2034 | aMW_2035 | MAX
| Block 1: <= 0 mills/kWh | >=-9999 | <=0 | 0 | 0 | 0 | 0 | 0 | 0 | 0 | 0 | 0 | 0 | 0 | 0 | 0 | 0 | 0 | 0 | 0 | 0 | 0 | 0 | 0
| Block 2: 0-10 mills/kWh | >0 | <=10 | 0 | 0 | 0 | 0 | 0 | 0 | 0 | 0 | 0 | 0 | 0 | 0 | 0 | 0 | 0 | 0 | 0 | 0 | 0 | 0 | 0
| Block 3: 10-20 mills/kWh | >10 | <=20 | 0 | 0 | 0 | 0 | 0 | 0 | 0 | 0 | 0 | 0 | 0 | 0 | 0 | 0 | 0 | 0 | 0 | 0 | 0 | 0 | 0
| Block 4: 20-30 mills/kWh | >20 | <=30 | 0 | 0 | 0 | 0 | 0 | 0 | 0 | 0 | 0 | 0 | 0 | 0 | 0 | 0 | 0 | 0 | 0 | 0 | 0 | 0 | 0
| Block 5: 30-40 mills/kWh | >30 | <=40 | 0 | 0 | 0 | 0 | 0 | 0 | 0 | 0 | 0 | 0 | 0 | 0 | 0 | 0 | 0 | 0 | 0 | 0 | 0 | 0 | 0
| Block 6: 40-50 mills/kWh | >40 | <=50 | 0 | 0 | 0 | 0 | 0 | 0 | 0 | 0 | 0 | 0 | 0 | 0 | 0 | 0 | 0 | 0 | 0 | 0 | 0 | 0 | 0
| Block 7: 50-60 mills/kWh | >50 | <=60 | 0 | 0 | 0 | 0 | 0 | 0 | 0 | 0 | 0 | 0 | 0 | 0 | 0 | 0 | 0 | 0 | 0 | 0 | 0 | 0 | 0
| Block 8: 60-70 mills/kWh | >60 | <=70 | 0.011045 | 0.027189 | 0.057338 | 0.10898 | 0.18694 | 0.28618 | 0.41199 | 0.56529 | 0.72507 | 0.90611 | 1.0705 | 1.1936 | 1.2721 | 1.3588 | 1.438 | 1.4763 | 1.4568 | 1.4725 | 1.4873 | 1.5038 | 17.0158
| Block 9: 70-80 mills/kWh | >70 | <=80 | 0.011292 | 0.027828 | 0.05881 | 0.11197 | 0.19206 | 0.29427 | 0.424 | 0.58195 | 0.74676 | 0.93277 | 1.1016 | 1.2287 | 1.3106 | 1.3999 | 1.481 | 1.5206 | 1.502 | 1.5183 | 1.5334 | 1.5501 | 17.5278
| Block 10: 80-90 mills/kWh | >80 | <=90 | 0.012276 | 0.030269 | 0.064024 | 0.12199 | 0.20923 | 0.32069 | 0.46224 | 0.6345 | 0.81435 | 1.017 | 1.2009 | 1.3396 | 1.4294 | 1.5268 | 1.6151 | 1.6583 | 1.6387 | 1.6565 | 1.6729 | 1.691 | 19.1156
| Block 11: 90-100 mills/kWh | >90 | <=100 | 0.012577 | 0.031008 | 0.06558 | 0.12494 | 0.2143 | 0.32845 | 0.47341 | 0.64982 | 0.83399 | 1.0416 | 1.2299 | 1.372 | 1.4638 | 1.5636 | 1.654 | 1.6983 | 1.6781 | 1.6963 | 1.7132 | 1.7317 | 19.5765
| Block 12: 100-110 mills/kWh | >100 | <=110 | 0.012577 | 0.031008 | 0.06558 | 0.12494 | 0.2143 | 0.32845 | 0.47341 | 0.64982 | 0.83399 | 1.0416 | 1.2299 | 1.372 | 1.4638 | 1.5636 | 1.654 | 1.6983 | 1.6781 | 1.6963 | 1.7132 | 1.7317 | 19.5765
| Block 13: 110-120 mills/kWh | >110 | <=120 | 0.012577 | 0.031008 | 0.06558 | 0.12494 | 0.2143 | 0.32845 | 0.47341 | 0.64982 | 0.83399 | 1.0416 | 1.2299 | 1.372 | 1.4638 | 1.5636 | 1.654 | 1.6983 | 1.6781 | 1.6963 | 1.7132 | 1.7317 | 19.5765
| Block 14: 120-130 mills/kWh | >120 | <=130 | 0.012577 | 0.031008 | 0.06558 | 0.12494 | 0.2143 | 0.32845 | 0.47341 | 0.64982 | 0.83399 | 1.0416 | 1.2299 | 1.372 | 1.4638 | 1.5636 | 1.654 | 1.6983 | 1.6781 | 1.6963 | 1.7132 | 1.7317 | 19.5765
| Block 15: 130-140 mills/kWh | >130 | <=140 | 0.012577 | 0.031008 | 0.06558 | 0.12494 | 0.2143 | 0.32845 | 0.47341 | 0.64982 | 0.83399 | 1.0416 | 1.2299 | 1.372 | 1.4638 | 1.5636 | 1.654 | 1.6983 | 1.6781 | 1.6963 | 1.7132 | 1.7317 | 19.5765
| Block 16: 140-150 mills/kWh | >140 | <=150 | 0.012577 | 0.031008 | 0.06558 | 0.12494 | 0.2143 | 0.32845 | 0.47341 | 0.64982 | 0.83399 | 1.0416 | 1.2299 | 1.372 | 1.4638 | 1.5636 | 1.654 | 1.6983 | 1.6781 | 1.6963 | 1.7132 | 1.7317 | 19.5765
| Block 17: 150-160 mills/kWh | >150 | <=160 | 0.012577 | 0.031008 | 0.06558 | 0.12494 | 0.2143 | 0.32845 | 0.47341 | 0.64982 | 0.83399 | 1.0416 | 1.2299 | 1.372 | 1.4638 | 1.5636 | 1.654 | 1.6983 | 1.6781 | 1.6963 | 1.7132 | 1.7317 | 19.5765
| Block 18: 160-170 mills/kWh | >160 | <=170 | 0.012577 | 0.031008 | 0.06558 | 0.12494 | 0.2143 | 0.32845 | 0.47341 | 0.64982 | 0.83399 | 1.0416 | 1.2299 | 1.372 | 1.4638 | 1.5636 | 1.654 | 1.6983 | 1.6781 | 1.6963 | 1.7132 | 1.7317 | 19.5765
| Block 19: 170-180 mills/kWh | >170 | <=180 | 0.012577 | 0.031008 | 0.06558 | 0.12494 | 0.2143 | 0.32845 | 0.47341 | 0.64982 | 0.83399 | 1.0416 | 1.2299 | 1.372 | 1.4638 | 1.5636 | 1.654 | 1.6983 | 1.6781 | 1.6963 | 1.7132 | 1.7317 | 19.5765
| Block 20: 180-190 mills/kWh | >180 | <=190 | 0.012577 | 0.031008 | 0.06558 | 0.12494 | 0.2143 | 0.32845 | 0.47341 | 0.64982 | 0.83399 | 1.0416 | 1.2299 | 1.372 | 1.4638 | 1.5636 | 1.654 | 1.6983 | 1.6781 | 1.6963 | 1.7132 | 1.7317 | 19.5765
| Block 21: 190-200 mills/kWh | >190 | <=200 | 0.012577 | 0.031008 | 0.06558 | 0.12494 | 0.2143 | 0.32845 | 0.47341 | 0.64982 | 0.83399 | 1.0416 | 1.2299 | 1.372 | 1.4638 | 1.5636 | 1.654 | 1.6983 | 1.6781 | 1.6963 | 1.7132 | 1.7317 | 19.5765
| Block 22: 200-210 mills/kWh | >200 | <=210 | 0.012577 | 0.031008 | 0.06558 | 0.12494 | 0.2143 | 0.32845 | 0.47341 | 0.64982 | 0.83399 | 1.0416 | 1.2299 | 1.372 | 1.4638 | 1.5636 | 1.654 | 1.6983 | 1.6781 | 1.6963 | 1.7132 | 1.7317 | 19.5765
| Block 23: 210-220 mills/kWh | >210 | <=220 | 0.012577 | 0.031008 | 0.06558 | 0.12494 | 0.2143 | 0.32845 | 0.47341 | 0.64982 | 0.83399 | 1.0416 | 1.2299 | 1.372 | 1.4638 | 1.5636 | 1.654 | 1.6983 | 1.6781 | 1.6963 | 1.7132 | 1.7317 | 19.5765
| Block 24: 220-230 mills/kWh | >220 | <=230 | 0.012577 | 0.031008 | 0.06558 | 0.12494 | 0.2143 | 0.32845 | 0.47341 | 0.64982 | 0.83399 | 1.0416 | 1.2299 | 1.372 | 1.4638 | 1.5636 | 1.654 | 1.6983 | 1.6781 | 1.6963 | 1.7132 | 1.7317 | 19.5765
| Block 25: 230-240 mills/kWh | >230 | <=240 | 0.012577 | 0.031008 | 0.06558 | 0.12494 | 0.2143 | 0.32845 | 0.47341 | 0.64982 | 0.83399 | 1.0416 | 1.2299 | 1.372 | 1.4638 | 1.5636 | 1.654 | 1.6983 | 1.6781 | 1.6963 | 1.7132 | 1.7317 | 19.5765
| Block 26: 240-250 mills/kWh | >240 | <=250 | 0.012577 | 0.031008 | 0.06558 | 0.12494 | 0.2143 | 0.32845 | 0.47341 | 0.64982 | 0.83399 | 1.0416 | 1.2299 | 1.372 | 1.4638 | 1.5636 | 1.654 | 1.6983 | 1.6781 | 1.6963 | 1.7132 | 1.7317 | 19.5765
| Block 27: 250-260 mills/kWh | >250 | <=260 | 0.012577 | 0.031008 | 0.06558 | 0.12494 | 0.2143 | 0.32845 | 0.47341 | 0.64982 | 0.83399 | 1.0416 | 1.2299 | 1.372 | 1.4638 | 1.5636 | 1.654 | 1.6983 | 1.6781 | 1.6963 | 1.7132 | 1.7317 | 19.5765
| Block 28: 260-270 mills/kWh | >260 | <=270 | 0.012577 | 0.031008 | 0.06558 | 0.12494 | 0.2143 | 0.32845 | 0.47341 | 0.64982 | 0.83399 | 1.0416 | 1.2299 | 1.372 | 1.4638 | 1.5636 | 1.654 | 1.6983 | 1.6781 | 1.6963 | 1.7132 | 1.7317 | 19.5765
| Block 29: 270-280 mills/kWh | >270 | <=280 | 0.012577 | 0.031008 | 0.06558 | 0.12494 | 0.2143 | 0.32845 | 0.47341 | 0.64982 | 0.83399 | 1.0416 | 1.2299 | 1.372 | 1.4638 | 1.5636 | 1.654 | 1.6983 | 1.6781 | 1.6963 | 1.7132 | 1.7317 | 19.5765
| Block 30: 280-290 mills/kWh | >280 | <=290 | 0.012577 | 0.031008 | 0.06558 | 0.12494 | 0.2143 | 0.32845 | 0.47341 | 0.64982 | 0.83399 | 1.0416 | 1.2299 | 1.372 | 1.4638 | 1.5636 | 1.654 | 1.6983 | 1.6781 | 1.6963 | 1.7132 | 1.7317 | 19.5765
| Block 31: 290-300 mills/kWh | >290 | <=300 | 0.012577 | 0.031008 | 0.06558 | 0.12494 | 0.2143 | 0.32845 | 0.47341 | 0.64982 | 0.83399 | 1.0416 | 1.2299 | 1.372 | 1.4638 | 1.5636 | 1.654 | 1.6983 | 1.6781 | 1.6963 | 1.7132 | 1.7317 | 19.5765
| Block 32: > 300 mills/kWh | >300 | <=9999 | 0.014251 | 0.03514 | 0.074335 | 0.14165 | 0.24295 | 0.37239 | 0.53679 | 0.73684 | 0.94572 | 1.181 | 1.3945 | 1.5557 | 1.66 | 1.7731 | 1.8756 | 1.9258 | 1.9031 | 1.9238 | 1.9429 | 1.9638 | 22.1995
RECOMBINE MEASURE BUNDLES INTO SUPPLY CURVE INCREMENTAL
|  | SC_New |  | 2016 | 2017 | 2018 | 2019 | 2020 | 2021 | 2022 | 2023 | 2024 | 2025 | 2026 | 2027 | 2028 | 2029 | 2030 | 2031 | 2032 | 2033 | 2034 | 2035 | MAX
|  | HPWH |  | aMW_2016 | aMW_2017 | aMW_2018 | aMW_2019 | aMW_2020 | aMW_2021 | aMW_2022 | aMW_2023 | aMW_2024 | aMW_2025 | aMW_2026 | aMW_2027 | aMW_2028 | aMW_2029 | aMW_2030 | aMW_2031 | aMW_2032 | aMW_2033 | aMW_2034 | aMW_2035 | MAX
|  | Block 1: <= 0 mills/kWh |  | 0 | 0 | 0 | 0 | 0 | 0 | 0 | 0 | 0 | 0 | 0 | 0 | 0 | 0 | 0 | 0 | 0 | 0 | 0 | 0 | 0
|  | Block 2: 0-10 mills/kWh |  | 0 | 0 | 0 | 0 | 0 | 0 | 0 | 0 | 0 | 0 | 0 | 0 | 0 | 0 | 0 | 0 | 0 | 0 | 0 | 0 | 0
|  | Block 3: 10-20 mills/kWh |  | 0 | 0 | 0 | 0 | 0 | 0 | 0 | 0 | 0 | 0 | 0 | 0 | 0 | 0 | 0 | 0 | 0 | 0 | 0 | 0 | 0
|  | Block 4: 20-30 mills/kWh |  | 0 | 0 | 0 | 0 | 0 | 0 | 0 | 0 | 0 | 0 | 0 | 0 | 0 | 0 | 0 | 0 | 0 | 0 | 0 | 0 | 0
|  | Block 5: 30-40 mills/kWh |  | 0 | 0 | 0 | 0 | 0 | 0 | 0 | 0 | 0 | 0 | 0 | 0 | 0 | 0 | 0 | 0 | 0 | 0 | 0 | 0 | 0
|  | Block 6: 40-50 mills/kWh |  | 0 | 0 | 0 | 0 | 0 | 0 | 0 | 0 | 0 | 0 | 0 | 0 | 0 | 0 | 0 | 0 | 0 | 0 | 0 | 0 | 0
|  | Block 7: 50-60 mills/kWh |  | 0 | 0 | 0 | 0 | 0 | 0 | 0 | 0 | 0 | 0 | 0 | 0 | 0 | 0 | 0 | 0 | 0 | 0 | 0 | 0 | 0
|  | Block 8: 60-70 mills/kWh |  | 0.011045 | 0.027189 | 0.057338 | 0.10898 | 0.18694 | 0.28618 | 0.41199 | 0.56529 | 0.72507 | 0.90611 | 1.0705 | 1.1936 | 1.2721 | 1.3588 | 1.438 | 1.4763 | 1.4568 | 1.4725 | 1.4873 | 1.5038 | 17.0158
|  | Block 9: 70-80 mills/kWh |  | 0.0002469 | 0.00063915 | 0.0014713 | 0.0029942 | 0.0051175 | 0.0080882 | 0.012012 | 0.016651 | 0.021693 | 0.02666 | 0.031115 | 0.035101 | 0.038466 | 0.041089 | 0.043007 | 0.044316 | 0.045173 | 0.045742 | 0.0461 | 0.046306 | 0.51199
|  | Block 10: 80-90 mills/kWh |  | 0.00098476 | 0.002441 | 0.0052141 | 0.010016 | 0.017172 | 0.026424 | 0.038238 | 0.052557 | 0.067592 | 0.084228 | 0.099301 | 0.11094 | 0.11881 | 0.1269 | 0.13404 | 0.1377 | 0.13666 | 0.13818 | 0.13951 | 0.14089 | 1.5878
|  | Block 11: 90-100 mills/kWh |  | 0.00030038 | 0.00073899 | 0.0015566 | 0.0029556 | 0.0050705 | 0.0077583 | 0.011164 | 0.015315 | 0.019639 | 0.024549 | 0.029008 | 0.032338 | 0.03445 | 0.036797 | 0.03895 | 0.039984 | 0.039436 | 0.03986 | 0.040261 | 0.040711 | 0.46084
|  | Block 12: 100-110 mills/kWh |  | 0 | 0 | 0 | 0 | 0 | 0 | 0 | 0 | 0 | 0 | 0 | 0 | 0 | 0 | 0 | 0 | 0 | 0 | 0 | 0 | 0
|  | Block 13: 110-120 mills/kWh |  | 0 | 0 | 0 | 0 | 0 | 0 | 0 | 0 | 0 | 0 | 0 | 0 | 0 | 0 | 0 | 0 | 0 | 0 | 0 | 0 | 0
|  | Block 14: 120-130 mills/kWh |  | 0 | 0 | 0 | 0 | 0 | 0 | 0 | 0 | 0 | 0 | 0 | 0 | 0 | 0 | 0 | 0 | 0 | 0 | 0 | 0 | 0
|  | Block 15: 130-140 mills/kWh |  | 0 | 0 | 0 | 0 | 0 | 0 | 0 | 0 | 0 | 0 | 0 | 0 | 0 | 0 | 0 | 0 | 0 | 0 | 0 | 0 | 0
|  | Block 16: 140-150 mills/kWh |  | 0 | 0 | 0 | 0 | 0 | 0 | 0 | 0 | 0 | 0 | 0 | 0 | 0 | 0 | 0 | 0 | 0 | 0 | 0 | 0 | 0
|  | Block 17: 150-160 mills/kWh |  | 0 | 0 | 0 | 0 | 0 | 0 | 0 | 0 | 0 | 0 | 0 | 0 | 0 | 0 | 0 | 0 | 0 | 0 | 0 | 0 | 0
|  | Block 18: 160-170 mills/kWh |  | 0 | 0 | 0 | 0 | 0 | 0 | 0 | 0 | 0 | 0 | 0 | 0 | 0 | 0 | 0 | 0 | 0 | 0 | 0 | 0 | 0
|  | Block 19: 170-180 mills/kWh |  | 0 | 0 | 0 | 0 | 0 | 0 | 0 | 0 | 0 | 0 | 0 | 0 | 0 | 0 | 0 | 0 | 0 | 0 | 0 | 0 | 0
|  | Block 20: 180-190 mills/kWh |  | 0 | 0 | 0 | 0 | 0 | 0 | 0 | 0 | 0 | 0 | 0 | 0 | 0 | 0 | 0 | 0 | 0 | 0 | 0 | 0 | 0
|  | Block 21: 190-200 mills/kWh |  | 0 | 0 | 0 | 0 | 0 | 0 | 0 | 0 | 0 | 0 | 0 | 0 | 0 | 0 | 0 | 0 | 0 | 0 | 0 | 0 | 0
|  | Block 22: 200-210 mills/kWh |  | 0 | 0 | 0 | 0 | 0 | 0 | 0 | 0 | 0 | 0 | 0 | 0 | 0 | 0 | 0 | 0 | 0 | 0 | 0 | 0 | 0
|  | Block 23: 210-220 mills/kWh |  | 0 | 0 | 0 | 0 | 0 | 0 | 0 | 0 | 0 | 0 | 0 | 0 | 0 | 0 | 0 | 0 | 0 | 0 | 0 | 0 | 0
|  | Block 24: 220-230 mills/kWh |  | 0 | 0 | 0 | 0 | 0 | 0 | 0 | 0 | 0 | 0 | 0 | 0 | 0 | 0 | 0 | 0 | 0 | 0 | 0 | 0 | 0
|  | Block 25: 230-240 mills/kWh |  | 0 | 0 | 0 | 0 | 0 | 0 | 0 | 0 | 0 | 0 | 0 | 0 | 0 | 0 | 0 | 0 | 0 | 0 | 0 | 0 | 0
|  | Block 26: 240-250 mills/kWh |  | 0 | 0 | 0 | 0 | 0 | 0 | 0 | 0 | 0 | 0 | 0 | 0 | 0 | 0 | 0 | 0 | 0 | 0 | 0 | 0 | 0
|  | Block 27: 250-260 mills/kWh |  | 0 | 0 | 0 | 0 | 0 | 0 | 0 | 0 | 0 | 0 | 0 | 0 | 0 | 0 | 0 | 0 | 0 | 0 | 0 | 0 | 0
|  | Block 28: 260-270 mills/kWh |  | 0 | 0 | 0 | 0 | 0 | 0 | 0 | 0 | 0 | 0 | 0 | 0 | 0 | 0 | 0 | 0 | 0 | 0 | 0 | 0 | 0
|  | Block 29: 270-280 mills/kWh |  | 0 | 0 | 0 | 0 | 0 | 0 | 0 | 0 | 0 | 0 | 0 | 0 | 0 | 0 | 0 | 0 | 0 | 0 | 0 | 0 | 0
|  | Block 30: 280-290 mills/kWh |  | 0 | 0 | 0 | 0 | 0 | 0 | 0 | 0 | 0 | 0 | 0 | 0 | 0 | 0 | 0 | 0 | 0 | 0 | 0 | 0 | 0
|  | Block 31: 290-300 mills/kWh |  | 0 | 0 | 0 | 0 | 0 | 0 | 0 | 0 | 0 | 0 | 0 | 0 | 0 | 0 | 0 | 0 | 0 | 0 | 0 | 0 | 0
|  | Block 32: > 300 mills/kWh |  | 0.0016742 | 0.0041319 | 0.0087546 | 0.016704 | 0.02865 | 0.043942 | 0.063382 | 0.087023 | 0.11173 | 0.13948 | 0.16465 | 0.18373 | 0.19616 | 0.20953 | 0.22159 | 0.22754 | 0.22502 | 0.22747 | 0.22972 | 0.23216 | 2.623
|  | Total per Year |  | 0.014251 | 0.03514 | 0.074335 | 0.14165 | 0.24295 | 0.37239 | 0.53679 | 0.73684 | 0.94572 | 1.181 | 1.3945 | 1.5557 | 1.66 | 1.7731 | 1.8756 | 1.9258 | 1.9031 | 1.9238 | 1.9429 | 1.9638
|  | Total Cumulative |  | 0.014251 | 0.049391 | 0.12373 | 0.26537 | 0.50833 | 0.88071 | 1.4175 | 2.1543 | 3.1001 | 4.2811 | 5.6756 | 7.2313 | 8.8913 | 10.6645 | 12.54 | 14.4659 | 16.369 | 18.2928 | 20.2357 | 22.1995 | 22.1995
CALCULATE # HOMES NOT ADDRESSED BY MEASURE AND ADD TO RETROFIT POOL
# HOMES RESIDUAL & AVAILABLE TO NR/RETROFIT POOL
APPLICABLE NEW STOCK MINUS TREATED |  |  |  | 2: Homes
|  |  |  | 2016 | 2017 | 2018 | 2019 | 2020 | 2021 | 2022 | 2023 | 2024 | 2025 | 2026 | 2027 | 2028 | 2029 | 2030 | 2031 | 2032 | 2033 | 2034 | 2035
|  | Single Family |  | 62406.0136 | 59273.5664 | 55384.3276 | 52232.6639 | 48785.3511 | 43756.8373 | 39165.0059 | 35061.5584 | 30526.1428 | 26820.6581 | 23015.4827 | 19271.4431 | 15996.165 | 13860.1374 | 12417.2374 | 11245.8357 | 10152.8564 | 9677.4773 | 9422.5604 | 9322.3843 |  | 587793.7047
|  | Manufactured |  | 1861.2238 | 1860.1763 | 1899.367 | 1919.9151 | 1786.4034 | 1654.9836 | 1528.656 | 1382.6223 | 1222.7564 | 1055.9693 | 894.7243 | 757.8249 | 646.7774 | 560.19 | 496.0392 | 450.7704 | 420.4678 | 401.4236 | 389.9218 | 383.1864 |  | 21573.399
|  | Total Residual to NR/Retro Pool |  | 64267.2374 | 61133.7426 | 57283.6946 | 54152.5789 | 50571.7545 | 45411.8209 | 40693.6619 | 36444.1808 | 31748.8992 | 27876.6274 | 23910.2071 | 20029.268 | 16642.9423 | 14420.3274 | 12913.2766 | 11696.6061 | 10573.3242 | 10078.9009 | 9812.4822 | 9705.5708 |  | 609367.1038
Note on B20: Tina Jayaweera: % Electric water heaters
Note on D38: Tina Jayaweera: only 88% feasible, as assume fed standard will capture current >55gal tanks
Note on D39: Tina Jayaweera: only 88% feasible, as assume fed standard will capture current >55gal tanks
Note on D40: Tina Jayaweera: only 88% feasible, as assume fed standard will capture current >55gal tanks
Note on D41: Tina Jayaweera: only 88% feasible, as assume fed standard will capture current >55gal tanks
Note on D42: Tina Jayaweera: only 88% feasible, as assume fed standard will capture current >55gal tanks
Note on D43: Tina Jayaweera: only 88% feasible, as assume fed standard will capture current >55gal tanks
Note on D44: Tina Jayaweera: only 88% feasible, as assume fed standard will capture current >55gal tanks
Note on D45: Tina Jayaweera: only 88% feasible, as assume fed standard will capture current >55gal tanks
Note on D46: Tina Jayaweera: only 88% feasible, as assume fed standard will capture current >55gal tanks
Note on D47: Tina Jayaweera: only 88% feasible, as assume fed standard will capture current >55gal tanks
Note on D48: Tina Jayaweera: only 88% feasible, as assume fed standard will capture current >55gal tanks
Note on D49: Tina Jayaweera: only 88% feasible, as assume fed standard will capture current >55gal tanks

## SC-NR
Methodology | Methodology: For the Natural Replacement case. Start with 2015 Stock decayed over time for demolition and retirement. Add the New stock not addressed by the New Building Programs. Then apply natural turnover rate based on measure life. The rate is the annual fraction of the stock that is replaced in any year. Also apply the achievable penetration rate by year and the measure applicability factor. Achievable penetration includes program ramp up. The applicability factor represents the portion of the available stock that the measure applies to which is 100percent minus the baseline fraction that is doing the measure absent program. The product is the annual available # of homes. Number of homes times savings per home for aMW potential available by year for each type. Turnover Rate, Achievable Penetration Rate and Applicability Factor are looked up from ResMaster. Savings available for the retrofit measure apply only to the non-NR residual # of homes at the 20th year.
='[7P Forecasts D1.xlsx]Res Forecast (Base Case)'!$D$5
| Vintage | NR | Existing
End Use: | Measure Bundle | HPWH | Region
Water Heating | Report Year | 2035 | Base
| Total Max Potential (aMW) | 266.3686
# Homes FOR EXISTING STOCK |  |  |  | 2016 | 2017 | 2018 | 2019 | 2020 | 2021 | 2022 | 2023 | 2024 | 2025 | 2026 | 2027 | 2028 | 2029 | 2030 | 2031 | 2032 | 2033 | 2034 | 2035
|  |  |  | HOMES_2016 | HOMES_2017 | HOMES_2018 | HOMES_2019 | HOMES_2020 | HOMES_2021 | HOMES_2022 | HOMES_2023 | HOMES_2024 | HOMES_2025 | HOMES_2026 | HOMES_2027 | HOMES_2028 | HOMES_2029 | HOMES_2030 | HOMES_2031 | HOMES_2032 | HOMES_2033 | HOMES_2034 | HOMES_2035
|  | Single Family |  | 4203528.272 | 4193982.9786 | 4184459.3605 | 4174957.3684 | 4165476.9533 | 4156018.0661 | 4146580.658 | 4137164.6802 | 4127770.084 | 4118396.8208 | 4109044.8423 | 4099714.1001 | 4090404.546 | 4081116.1319 | 4071848.8097 | 4062602.5315 | 4053377.2496 | 4044172.9164 | 4034989.4841 | 4025826.9055
|  | Manufactured |  | 572006.3278 | 565893.3039 | 559845.6099 | 553862.5474 | 547943.4258 | 542087.5619 | 536294.2794 | 530562.9097 | 524892.7911 | 519283.2689 | 513733.6956 | 508243.4306 | 502811.8399 | 497438.2966 | 492122.1802 | 486862.8771 | 481659.7801 | 476512.2886 | 471419.8082 | 466381.7511
| REG_TOTAL_STOCK_# HOMES | Total Regional Stock |  | 4775534.5998 | 4759876.2825 | 4744304.9703 | 4728819.9158 | 4713420.3791 | 4698105.6279 | 4682874.9374 | 4667727.5899 | 4652662.875 | 4637680.0897 | 4622778.538 | 4607957.5307 | 4593216.3859 | 4578554.4284 | 4563970.9899 | 4549465.4086 | 4535037.0298 | 4520685.205 | 4506409.2923 | 4492208.6566
# Homes NOT TREATED FROM NEW STOCK AND THUS AVAILABLE FOR NR POOL FROM SC-NEW
ONLY INCLUDE AFTER ONE EUL |  |  |  | 1 | 2 | 3 | 4 | 5 | 6 | 7 | 8 | 9 | 10 | 11 | 12 | 13 | 14 | 15 | 16 | 17 | 18 | 19 | 20
|  | Single Family |  | 0 | 0 | 0 | 0 | 0 | 0 | 0 | 0 | 0 | 0 | 0 | 0 | 0 | 62406.0136 | 59273.5664 | 55384.3276 | 52232.6639 | 48785.3511 | 43756.8373 | 39165.0059
|  | Manufactured |  | 0 | 0 | 0 | 0 | 0 | 0 | 0 | 0 | 0 | 0 | 0 | 0 | 0 | 1861.2238 | 1860.1763 | 1899.367 | 1919.9151 | 1786.4034 | 1654.9836 | 1528.656
|  | New Stock into NR/Retro Pool |  | 0 | 0 | 0 | 0 | 0 | 0 | 0 | 0 | 0 | 0 | 0 | 0 | 0 | 64267.2374 | 61133.7426 | 57283.6946 | 54152.5789 | 50571.7545 | 45411.8209 | 40693.6619
EXISTING STOCK AVAILABLE TO NR/RETROFIT POOL | [24 empty] | 85%
|  |  |  | 2 | 3 | 4 | 5 | 6 | 7 | 8 | 9 | 10 | 11 | 12 | 13 | 14 | 15 | 16 | 17 | 18 | 19 | 20 | 21
|  | Single Family |  | 4203528.272 | 4193982.9786 | 4184459.3605 | 4174957.3684 | 4165476.9533 | 4156018.0661 | 4146580.658 | 4137164.6802 | 4127770.084 | 4118396.8208 | 4109044.8423 | 4099714.1001 | 4090404.546 | 4143522.1454 | 4131122.376 | 4117986.8591 | 4105609.9135 | 4092958.2675 | 4078746.3215 | 4064991.9114
|  | Manufactured |  | 572006.3278 | 565893.3039 | 559845.6099 | 553862.5474 | 547943.4258 | 542087.5619 | 536294.2794 | 530562.9097 | 524892.7911 | 519283.2689 | 513733.6956 | 508243.4306 | 502811.8399 | 499299.5203 | 493982.3565 | 488762.2442 | 483579.6952 | 478298.692 | 473074.7918 | 467910.4071
|  |  |  | 4775534.5998 | 4759876.2825 | 4744304.9703 | 4728819.9158 | 4713420.3791 | 4698105.6279 | 4682874.9374 | 4667727.5899 | 4652662.875 | 4637680.0897 | 4622778.538 | 4607957.5307 | 4593216.3859 | 4642821.6658 | 4625104.7325 | 4606749.1033 | 4589189.6087 | 4571256.9595 | 4551821.1133 | 4532902.3185
APPLY MEASURE APPLICABILITY, SATURATION TURNOVER RATE FOR MAX ANNUAL # UNITS
Applicability | Saturation | Turnover Rate | HPWH - NR | 2016 | 2017 | 2018 | 2019 | 2020 | 2021 | 2022 | 2023 | 2024 | 2025 | 2026 | 2027 | 2028 | 2029 | 2030 | 2031 | 2032 | 2033 | 2034 | 2035
94.91% | 55.2% | 7.692% | Single Family | 169394.2997 | 169009.6423 | 168625.8583 | 168242.9459 | 167860.9029 | 167479.7275 | 167099.4177 | 166719.9715 | 166341.3869 | 165963.662 | 165586.7948 | 165210.7834 | 164835.6258 | 164461.3202 | 164087.8645 | 163715.2568 | 163343.4953 | 162972.5779 | 162602.5028 | 162233.2681 |  | 1792677.6128
95% | 88.9% | 7.692% | Manufactured | 37160.6111 | 36763.4761 | 36370.5854 | 35981.8934 | 35597.3554 | 35216.927 | 34840.5641 | 34468.2235 | 34099.8621 | 33735.4373 | 33374.9071 | 33018.2299 | 32665.3646 | 32316.2703 | 31970.9067 | 31629.2341 | 31291.2129 | 30956.8041 | 30625.9692 | 30298.6698 |  | 334800.3017
|  |  |  | 206554.9108 | 205773.1184 | 204996.4437 | 204224.8393 | 203458.2583 | 202696.6545 | 201939.9818 | 201188.195 | 200441.2489 | 199699.0993 | 198961.7019 | 198229.0133 | 197500.9904 | 196777.5904 | 196058.7712 | 195344.4909 | 194634.7082 | 193929.382 | 193228.472 | 192531.938 |  | 3988169.8083
Applicability | Saturation | Turnover Rate | HPWH - NEW | 2016 | 2017 | 2018 | 2019 | 2020 | 2021 | 2022 | 2023 | 2024 | 2025 | 2026 | 2027 | 2028 | 2029 | 2030 | 2031 | 2032 | 2033 | 2034 | 2035
94.91% | 55.2% | 100% | Single Family | 0 | 0 | 0 | 0 | 0 | 0 | 0 | 0 | 0 | 0 | 0 | 0 | 0 | 32692.9878 | 31051.9751 | 29014.4978 | 27363.4181 | 25557.4551 | 22923.1394 | 20517.591 |  | 160752.9047
95% | 88.9% | 100% | Manufactured | 0 | 0 | 0 | 0 | 0 | 0 | 0 | 0 | 0 | 0 | 0 | 0 | 0 | 1571.8965 | 1571.0119 | 1604.1104 | 1621.4643 | 1508.707 | 1397.7164 | 1291.0264 |  | 8981.043
|  |  |  | 0 | 0 | 0 | 0 | 0 | 0 | 0 | 0 | 0 | 0 | 0 | 0 | 0 | 34264.8843 | 32622.987 | 30618.6083 | 28984.8824 | 27066.1621 | 24320.8558 | 21808.6174 |  | 169733.9477
Achievability =>
INCREMENTAL ACHIEVABILITY |  |  | HPWH - NR | 0.5532% | 1.423% | 3.162% | 6.206% | 10.94% | 17.57% | 26% | 35.85% | 46.44% | 57.04% | 66.94% | 75.59% | 82.72% | 88.26% | 92.35% | 95.21% | 97.12% | 98.33% | 99.07% | 99.5%
|  |  | Single Family | 796.533 | 2043.9571 | 4532.1078 | 8874.2966 | 15609.2954 | 25009.5854 | 36934.6417 | 50797.8505 | 65668.3243 | 80471.0009 | 94211.5888 | 106152.8951 | 115899.312 | 147914.3181 | 153179.0762 | 155971.9219 | 157425.2297 | 157572.3901 | 156225.866 | 154558.449
|  |  | Manufactured | 174.7382 | 444.6076 | 977.5216 | 1897.9339 | 3310.179 | 5258.9096 | 7700.947 | 10502.1111 | 13461.9582 | 16357.3422 | 18988.8513 | 21215.2054 | 22967.6883 | 25424.4766 | 26329.4267 | 26895.0096 | 27168.8408 | 27134.5 | 26966.2347 | 26716.4515
|  |  |  | 971.2712 | 2488.5647 | 5509.6294 | 10772.2305 | 18919.4744 | 30268.495 | 44635.5886 | 61299.9616 | 79130.2825 | 96828.3431 | 113200.4401 | 127368.1005 | 138867.0003 | 173338.7946 | 179508.5029 | 182866.9315 | 184594.0705 | 184706.8901 | 183192.1007 | 181274.9005
CUMULATIVE ADOPTION |  |  | HPWH - NR | 1 | 2 | 3 | 4 | 5 | 6 | 7 | 8 | 9 | 10 | 11 | 12 | 13 | 14 | 15 | 16 | 17 | 18 | 19 | 20
|  |  | Single Family | 796.533 | 2840.4901 | 7372.5979 | 16246.8946 | 31856.19 | 56865.7754 | 93800.4171 | 144598.2676 | 210266.5918 | 290737.5928 | 384949.1816 | 491102.0767 | 607001.3887 | 754915.7068 | 908094.7829 | 1064066.7048 | 1221491.9345 | 1379064.3247 | 1535290.1907 | 1689848.6397
|  |  | Manufactured | 174.7382 | 619.3458 | 1596.8673 | 3494.8013 | 6804.9803 | 12063.8899 | 19764.8368 | 30266.9479 | 43728.9061 | 60086.2483 | 79075.0996 | 100290.305 | 123257.9933 | 148682.4699 | 175011.8966 | 201906.9062 | 229075.747 | 256210.247 | 283176.4817 | 309892.9332
|  |  |  | 971.2712 | 3459.8359 | 8969.4653 | 19741.6958 | 38661.1703 | 68929.6653 | 113565.2539 | 174865.2155 | 253995.498 | 350823.841 | 464024.2812 | 591392.3817 | 730259.382 | 903598.1767 | 1083106.6795 | 1265973.611 | 1450567.6815 | 1635274.5717 | 1818466.6724 | 1999741.5729
SUPPLY CURVE SAVINGS BY BUNDLE |  |  | NR | 1: aMW
kWh per home | TRC Net Levelized Cost (Net of All Benefits) in mills/kWh |  | 1 | 2016 | 2017 | 2018 | 2019 | 2020 | 2021 | 2022 | 2023 | 2024 | 2025 | 2026 | 2027 | 2028 | 2029 | 2030 | 2031 | 2032 | 2033 | 2034 | 2035 | MAX
Busbar Savings | lvlcost | segment | measure | aMW_2016 | aMW_2017 | aMW_2018 | aMW_2019 | aMW_2020 | aMW_2021 | aMW_2022 | aMW_2023 | aMW_2024 | aMW_2025 | aMW_2026 | aMW_2027 | aMW_2028 | aMW_2029 | aMW_2030 | aMW_2031 | aMW_2032 | aMW_2033 | aMW_2034 | aMW_2035 | MAX |  | Total
1182.3091 | 61.9514 | Manufactured | Manufactured Tier1_indor2_hp85 | 0.0022471 | 0.0057176 | 0.012571 | 0.024407 | 0.042569 | 0.067629 | 0.099033 | 0.13506 | 0.17312 | 0.21035 | 0.24419 | 0.27283 | 0.29536 | 0.32696 | 0.33859 | 0.34587 | 0.34939 | 0.34895 | 0.34678 | 0.34357 | 4.421 |  | 3.9852
1178.5827 | 62.1401 | Single Family | Single Family Tier1_indor2_hp85 | 0.0048968 | 0.012565 | 0.027862 | 0.054556 | 0.09596 | 0.15375 | 0.22706 | 0.31229 | 0.4037 | 0.49471 | 0.57918 | 0.65259 | 0.7125 | 0.90932 | 0.94169 | 0.95886 | 0.96779 | 0.9687 | 0.96042 | 0.95017 | 12.0089 |  | 10.3885
1121.4904 | 62.6719 | Single Family | Single Family Tier1_buffered | 0.060304 | 0.15474 | 0.34312 | 0.67186 | 1.1818 | 1.8934 | 2.7963 | 3.8458 | 4.9716 | 6.0923 | 7.1326 | 8.0367 | 8.7745 | 11.1983 | 11.5969 | 11.8084 | 11.9184 | 11.9295 | 11.8276 | 11.7014 | 147.8909 |  | 127.9355
1367.6145 | 68.412 | Manufactured | Manufactured Tier1_indor2_gfac | 0.00056801 | 0.0014453 | 0.0031776 | 0.0061695 | 0.01076 | 0.017095 | 0.025033 | 0.034139 | 0.04376 | 0.053172 | 0.061726 | 0.068963 | 0.07466 | 0.082646 | 0.085588 | 0.087426 | 0.088317 | 0.088205 | 0.087658 | 0.086846 | 1.1175 |  | 1.0074
1351.2544 | 68.882 | Manufactured | Manufactured Tier1_indor2_gfnc | 0.0041156 | 0.010472 | 0.023024 | 0.044702 | 0.077965 | 0.12386 | 0.18138 | 0.24736 | 0.31707 | 0.38526 | 0.44724 | 0.49968 | 0.54096 | 0.59882 | 0.62014 | 0.63346 | 0.63991 | 0.6391 | 0.63513 | 0.62925 | 8.0971 |  | 7.2989
1358.6845 | 69.1798 | Single Family | Single Family Tier1_indor2_gfac | 0.0084083 | 0.021576 | 0.047842 | 0.093679 | 0.16477 | 0.26401 | 0.38989 | 0.53623 | 0.69321 | 0.84947 | 0.99451 | 1.1206 | 1.2235 | 1.5614 | 1.617 | 1.6465 | 1.6618 | 1.6634 | 1.6491 | 1.6315 | 20.6208 |  | 17.8383
1342.1286 | 69.6814 | Single Family | Single Family Tier1_indor2_gfnc | 0.013552 | 0.034775 | 0.077106 | 0.15098 | 0.26557 | 0.4255 | 0.62838 | 0.86424 | 1.1172 | 1.3691 | 1.6029 | 1.806 | 1.9718 | 2.5165 | 2.6061 | 2.6536 | 2.6783 | 2.6808 | 2.6579 | 2.6296 | 33.2344 |  | 28.75
1009.2424 | 71.0474 | Manufactured | Manufactured Tier1_buffered | 0.0047478 | 0.012081 | 0.02656 | 0.051569 | 0.089942 | 0.14289 | 0.20924 | 0.28535 | 0.36578 | 0.44445 | 0.51595 | 0.57644 | 0.62406 | 0.69081 | 0.7154 | 0.73077 | 0.73821 | 0.73728 | 0.73271 | 0.72592 | 9.341 |  | 8.4202
1038.3745 | 80.5204 | Manufactured | Manufactured Tier1_indor2_zonl | 0.00056299 | 0.0014325 | 0.0031495 | 0.006115 | 0.010665 | 0.016944 | 0.024812 | 0.033837 | 0.043373 | 0.052702 | 0.061181 | 0.068354 | 0.074 | 0.081916 | 0.084831 | 0.086654 | 0.087536 | 0.087425 | 0.086883 | 0.086078 | 1.1076 |  | 0.99845
1026.0267 | 81.814 | Single Family | Single Family Tier1_indor2_zonl | 0.0043434 | 0.011145 | 0.024713 | 0.04839 | 0.085115 | 0.13637 | 0.2014 | 0.27699 | 0.35808 | 0.4388 | 0.51372 | 0.57884 | 0.63198 | 0.80656 | 0.83526 | 0.85049 | 0.85842 | 0.85922 | 0.85188 | 0.84279 | 10.6518 |  | 9.2145
998.3629 | 88.8947 | Manufactured | Manufactured Tier1_indor2_efaf | 0.006934 | 0.017643 | 0.03879 | 0.075314 | 0.13135 | 0.20868 | 0.30559 | 0.41675 | 0.5342 | 0.64909 | 0.75352 | 0.84186 | 0.91141 | 1.0089 | 1.0448 | 1.0672 | 1.0781 | 1.0768 | 1.0701 | 1.0602 | 13.642 |  | 12.2972
985.7806 | 90.4147 | Single Family | Single Family Tier1_indor2_efaf | 0.0015495 | 0.003976 | 0.0088161 | 0.017263 | 0.030364 | 0.04865 | 0.071847 | 0.098815 | 0.12774 | 0.15654 | 0.18327 | 0.20649 | 0.22545 | 0.28773 | 0.29797 | 0.3034 | 0.30623 | 0.30652 | 0.3039 | 0.30065 | 3.7999 |  | 3.2872
317.0739 | 422.4215 | Manufactured | Manufactured Tier2_buffered | 0.001695 | 0.0043129 | 0.0094824 | 0.018411 | 0.03211 | 0.051014 | 0.074703 | 0.10188 | 0.13059 | 0.15867 | 0.1842 | 0.2058 | 0.2228 | 0.24663 | 0.25541 | 0.26089 | 0.26355 | 0.26322 | 0.26158 | 0.25916 | 3.3348 |  | 3.0061
203.9181 | 663.8378 | Single Family | Single Family Tier2_buffered | 0.01246 | 0.031974 | 0.070896 | 0.13882 | 0.24418 | 0.39123 | 0.57777 | 0.79463 | 1.0273 | 1.2588 | 1.4738 | 1.6606 | 1.813 | 2.3138 | 2.3962 | 2.4399 | 2.4626 | 2.4649 | 2.4438 | 2.4178 | 30.5576 |  | 26.4344
87.9318 | 1607.3377 | Manufactured | Manufactured Tier2_indor2_gfac | 4.1501e-05 | 0.0001056 | 0.00023216 | 0.00045077 | 0.00078618 | 0.001249 | 0.001829 | 0.0024943 | 0.0031973 | 0.0038849 | 0.0045099 | 0.0050387 | 0.0054549 | 0.0060384 | 0.0062533 | 0.0063877 | 0.0064527 | 0.0064445 | 0.0064046 | 0.0063453 | 0.081649 |  | 0.073601
86.7188 | 1630.5015 | Single Family | Single Family Tier2_indor2_gfac | 0.00060985 | 0.0015649 | 0.0034699 | 0.0067944 | 0.011951 | 0.019148 | 0.028278 | 0.038892 | 0.050278 | 0.061611 | 0.072131 | 0.081274 | 0.088736 | 0.11325 | 0.11728 | 0.11942 | 0.12053 | 0.12064 | 0.11961 | 0.11833 | 1.4956 |  | 1.2938
87.0183 | 1624.0877 | Manufactured | Manufactured Tier2_indor2_gfnc | 0.00030118 | 0.00076633 | 0.0016849 | 0.0032713 | 0.0057054 | 0.0090643 | 0.013273 | 0.018101 | 0.023203 | 0.028194 | 0.032729 | 0.036567 | 0.039587 | 0.043822 | 0.045381 | 0.046356 | 0.046828 | 0.046769 | 0.046479 | 0.046048 | 0.59254 |  | 0.53413
86.4428 | 1635.6198 | Single Family | Single Family Tier2_indor2_gfnc | 0.00099185 | 0.0025452 | 0.0056434 | 0.01105 | 0.019437 | 0.031142 | 0.045991 | 0.063254 | 0.081771 | 0.1002 | 0.11731 | 0.13218 | 0.14432 | 0.18418 | 0.19074 | 0.19422 | 0.19603 | 0.19621 | 0.19453 | 0.19246 | 2.4324 |  | 2.1042
50.0965 | 2752.9917 | Manufactured | Manufactured Tier2_indor2_hp85 | 0.0001082 | 0.0002753 | 0.00060528 | 0.0011752 | 0.0020497 | 0.0032563 | 0.0047684 | 0.0065029 | 0.0083357 | 0.010128 | 0.011758 | 0.013136 | 0.014222 | 0.015743 | 0.016303 | 0.016653 | 0.016823 | 0.016802 | 0.016698 | 0.016543 | 0.21287 |  | 0.19189
50.0403 | 2755.831 | Single Family | Single Family Tier2_indor2_hp85 | 0.00023626 | 0.00060626 | 0.0013443 | 0.0026322 | 0.0046299 | 0.0074181 | 0.010955 | 0.015067 | 0.019478 | 0.023868 | 0.027944 | 0.031486 | 0.034377 | 0.043873 | 0.045434 | 0.046263 | 0.046694 | 0.046737 | 0.046338 | 0.045843 | 0.57941 |  | 0.50122
32.7646 | 4262.5492 | Manufactured | Manufactured Tier2_indor2_zonl | 2.0187e-05 | 5.1364e-05 | 0.00011293 | 0.00021926 | 0.00038242 | 0.00060755 | 0.00088967 | 0.0012133 | 0.0015552 | 0.0018897 | 0.0021937 | 0.0024509 | 0.0026534 | 0.0029372 | 0.0030418 | 0.0031071 | 0.0031387 | 0.0031348 | 0.0031153 | 0.0030865 | 0.039716 |  | 0.035801
31.6399 | 4415.4378 | Single Family | Single Family Tier2_indor2_zonl | 0.0001522 | 0.00039056 | 0.000866 | 0.0016957 | 0.0029826 | 0.0047789 | 0.0070575 | 0.0097065 | 0.012548 | 0.015377 | 0.018002 | 0.020284 | 0.022146 | 0.028264 | 0.02927 | 0.029803 | 0.030081 | 0.030109 | 0.029852 | 0.029533 | 0.37326 |  | 0.3229
25.5016 | 5512.2395 | Manufactured | Manufactured Tier2_indor2_efaf | 0.00020127 | 0.00051211 | 0.0011259 | 0.0021861 | 0.0038128 | 0.0060574 | 0.0088702 | 0.012097 | 0.015506 | 0.018841 | 0.021872 | 0.024436 | 0.026455 | 0.029285 | 0.030327 | 0.030979 | 0.031294 | 0.031254 | 0.031061 | 0.030773 | 0.39598 |  | 0.35695
24.3597 | 5772.7244 | Single Family | Single Family Tier2_indor2_efaf | 4.351e-05 | 0.00011165 | 0.00024756 | 0.00048475 | 0.00085265 | 0.0013661 | 0.0020175 | 0.0027748 | 0.0035871 | 0.0043957 | 0.0051462 | 0.0057985 | 0.0063309 | 0.0080797 | 0.0083673 | 0.0085198 | 0.0085992 | 0.0086073 | 0.0085337 | 0.0084426 | 0.1067 |  | 0.092307
| 176.0178 |  |  | 0.12909 | 0.33079 | 0.73244 | 1.4322 | 2.5157 | 4.0251 | 5.9363 | 8.1535 | 10.5262 | 12.8818 | 15.0615 | 16.9483 | 18.4803 | 23.1059 | 23.9283 | 24.3751 | 24.6051 | 24.6207 | 24.4182 | 24.1622 | 306.1354 |  | 266.3686
|  |  |  | 0.12909 | 0.45988 | 1.1923 | 2.6245 | 5.1402 | 9.1653 | 15.1017 | 23.2551 | 33.7813 | 46.6632 | 61.7247 | 78.6729 | 97.1532 | 120.2591 | 144.1874 | 168.5625 | 193.1675 | 217.7882 | 242.2064 | 266.3686
RECOMBINE MEASURE BUNDLES INTO SUPPLY CURVE CUMULATIVE
|  |  |  | 2016 | 2017 | 2018 | 2019 | 2020 | 2021 | 2022 | 2023 | 2024 | 2025 | 2026 | 2027 | 2028 | 2029 | 2030 | 2031 | 2032 | 2033 | 2034 | 2035 | MAX
|  | lvlcost | lvlcost | aMW_2016 | aMW_2017 | aMW_2018 | aMW_2019 | aMW_2020 | aMW_2021 | aMW_2022 | aMW_2023 | aMW_2024 | aMW_2025 | aMW_2026 | aMW_2027 | aMW_2028 | aMW_2029 | aMW_2030 | aMW_2031 | aMW_2032 | aMW_2033 | aMW_2034 | aMW_2035 | MAX
| Block 1: <= 0 mills/kWh | >=-9999 | <=0 | 0 | 0 | 0 | 0 | 0 | 0 | 0 | 0 | 0 | 0 | 0 | 0 | 0 | 0 | 0 | 0 | 0 | 0 | 0 | 0 | 0
| Block 2: 0-10 mills/kWh | >0 | <=10 | 0 | 0 | 0 | 0 | 0 | 0 | 0 | 0 | 0 | 0 | 0 | 0 | 0 | 0 | 0 | 0 | 0 | 0 | 0 | 0 | 0
| Block 3: 10-20 mills/kWh | >10 | <=20 | 0 | 0 | 0 | 0 | 0 | 0 | 0 | 0 | 0 | 0 | 0 | 0 | 0 | 0 | 0 | 0 | 0 | 0 | 0 | 0 | 0
| Block 4: 20-30 mills/kWh | >20 | <=30 | 0 | 0 | 0 | 0 | 0 | 0 | 0 | 0 | 0 | 0 | 0 | 0 | 0 | 0 | 0 | 0 | 0 | 0 | 0 | 0 | 0
| Block 5: 30-40 mills/kWh | >30 | <=40 | 0 | 0 | 0 | 0 | 0 | 0 | 0 | 0 | 0 | 0 | 0 | 0 | 0 | 0 | 0 | 0 | 0 | 0 | 0 | 0 | 0
| Block 6: 40-50 mills/kWh | >40 | <=50 | 0 | 0 | 0 | 0 | 0 | 0 | 0 | 0 | 0 | 0 | 0 | 0 | 0 | 0 | 0 | 0 | 0 | 0 | 0 | 0 | 0
| Block 7: 50-60 mills/kWh | >50 | <=60 | 0 | 0 | 0 | 0 | 0 | 0 | 0 | 0 | 0 | 0 | 0 | 0 | 0 | 0 | 0 | 0 | 0 | 0 | 0 | 0 | 0
| Block 8: 60-70 mills/kWh | >60 | <=70 | 0.094092 | 0.2413 | 0.5347 | 1.0464 | 1.8393 | 2.9453 | 4.347 | 5.9751 | 7.7197 | 9.4544 | 11.0623 | 12.4573 | 13.5933 | 17.194 | 17.806 | 18.134 | 18.3039 | 18.3187 | 18.1647 | 17.9723 | 227.3906
| Block 9: 70-80 mills/kWh | >70 | <=80 | 0.09884 | 0.25338 | 0.56126 | 1.0979 | 1.9293 | 3.0882 | 4.5563 | 6.2605 | 8.0855 | 9.8988 | 11.5783 | 13.0337 | 14.2174 | 17.8848 | 18.5214 | 18.8648 | 19.0421 | 19.056 | 18.8974 | 18.6982 | 236.7315
| Block 10: 80-90 mills/kWh | >80 | <=90 | 0.11068 | 0.2836 | 0.62791 | 1.2277 | 2.1564 | 3.4502 | 5.0881 | 6.9881 | 9.0212 | 11.0394 | 12.9067 | 14.5228 | 15.8348 | 19.7822 | 20.4863 | 20.8692 | 21.0662 | 21.0794 | 20.9062 | 20.6872 | 262.1329
| Block 11: 90-100 mills/kWh | >90 | <=100 | 0.11223 | 0.28757 | 0.63673 | 1.245 | 2.1868 | 3.4988 | 5.1599 | 7.0869 | 9.1489 | 11.1959 | 13.0899 | 14.7293 | 16.0602 | 20.0699 | 20.7843 | 21.1726 | 21.3724 | 21.3859 | 21.2101 | 20.9879 | 265.9328
| Block 12: 100-110 mills/kWh | >100 | <=110 | 0.11223 | 0.28757 | 0.63673 | 1.245 | 2.1868 | 3.4988 | 5.1599 | 7.0869 | 9.1489 | 11.1959 | 13.0899 | 14.7293 | 16.0602 | 20.0699 | 20.7843 | 21.1726 | 21.3724 | 21.3859 | 21.2101 | 20.9879 | 265.9328
| Block 13: 110-120 mills/kWh | >110 | <=120 | 0.11223 | 0.28757 | 0.63673 | 1.245 | 2.1868 | 3.4988 | 5.1599 | 7.0869 | 9.1489 | 11.1959 | 13.0899 | 14.7293 | 16.0602 | 20.0699 | 20.7843 | 21.1726 | 21.3724 | 21.3859 | 21.2101 | 20.9879 | 265.9328
| Block 14: 120-130 mills/kWh | >120 | <=130 | 0.11223 | 0.28757 | 0.63673 | 1.245 | 2.1868 | 3.4988 | 5.1599 | 7.0869 | 9.1489 | 11.1959 | 13.0899 | 14.7293 | 16.0602 | 20.0699 | 20.7843 | 21.1726 | 21.3724 | 21.3859 | 21.2101 | 20.9879 | 265.9328
| Block 15: 130-140 mills/kWh | >130 | <=140 | 0.11223 | 0.28757 | 0.63673 | 1.245 | 2.1868 | 3.4988 | 5.1599 | 7.0869 | 9.1489 | 11.1959 | 13.0899 | 14.7293 | 16.0602 | 20.0699 | 20.7843 | 21.1726 | 21.3724 | 21.3859 | 21.2101 | 20.9879 | 265.9328
| Block 16: 140-150 mills/kWh | >140 | <=150 | 0.11223 | 0.28757 | 0.63673 | 1.245 | 2.1868 | 3.4988 | 5.1599 | 7.0869 | 9.1489 | 11.1959 | 13.0899 | 14.7293 | 16.0602 | 20.0699 | 20.7843 | 21.1726 | 21.3724 | 21.3859 | 21.2101 | 20.9879 | 265.9328
| Block 17: 150-160 mills/kWh | >150 | <=160 | 0.11223 | 0.28757 | 0.63673 | 1.245 | 2.1868 | 3.4988 | 5.1599 | 7.0869 | 9.1489 | 11.1959 | 13.0899 | 14.7293 | 16.0602 | 20.0699 | 20.7843 | 21.1726 | 21.3724 | 21.3859 | 21.2101 | 20.9879 | 265.9328
| Block 18: 160-170 mills/kWh | >160 | <=170 | 0.11223 | 0.28757 | 0.63673 | 1.245 | 2.1868 | 3.4988 | 5.1599 | 7.0869 | 9.1489 | 11.1959 | 13.0899 | 14.7293 | 16.0602 | 20.0699 | 20.7843 | 21.1726 | 21.3724 | 21.3859 | 21.2101 | 20.9879 | 265.9328
| Block 19: 170-180 mills/kWh | >170 | <=180 | 0.11223 | 0.28757 | 0.63673 | 1.245 | 2.1868 | 3.4988 | 5.1599 | 7.0869 | 9.1489 | 11.1959 | 13.0899 | 14.7293 | 16.0602 | 20.0699 | 20.7843 | 21.1726 | 21.3724 | 21.3859 | 21.2101 | 20.9879 | 265.9328
| Block 20: 180-190 mills/kWh | >180 | <=190 | 0.11223 | 0.28757 | 0.63673 | 1.245 | 2.1868 | 3.4988 | 5.1599 | 7.0869 | 9.1489 | 11.1959 | 13.0899 | 14.7293 | 16.0602 | 20.0699 | 20.7843 | 21.1726 | 21.3724 | 21.3859 | 21.2101 | 20.9879 | 265.9328
| Block 21: 190-200 mills/kWh | >190 | <=200 | 0.11223 | 0.28757 | 0.63673 | 1.245 | 2.1868 | 3.4988 | 5.1599 | 7.0869 | 9.1489 | 11.1959 | 13.0899 | 14.7293 | 16.0602 | 20.0699 | 20.7843 | 21.1726 | 21.3724 | 21.3859 | 21.2101 | 20.9879 | 265.9328
| Block 22: 200-210 mills/kWh | >200 | <=210 | 0.11223 | 0.28757 | 0.63673 | 1.245 | 2.1868 | 3.4988 | 5.1599 | 7.0869 | 9.1489 | 11.1959 | 13.0899 | 14.7293 | 16.0602 | 20.0699 | 20.7843 | 21.1726 | 21.3724 | 21.3859 | 21.2101 | 20.9879 | 265.9328
| Block 23: 210-220 mills/kWh | >210 | <=220 | 0.11223 | 0.28757 | 0.63673 | 1.245 | 2.1868 | 3.4988 | 5.1599 | 7.0869 | 9.1489 | 11.1959 | 13.0899 | 14.7293 | 16.0602 | 20.0699 | 20.7843 | 21.1726 | 21.3724 | 21.3859 | 21.2101 | 20.9879 | 265.9328
| Block 24: 220-230 mills/kWh | >220 | <=230 | 0.11223 | 0.28757 | 0.63673 | 1.245 | 2.1868 | 3.4988 | 5.1599 | 7.0869 | 9.1489 | 11.1959 | 13.0899 | 14.7293 | 16.0602 | 20.0699 | 20.7843 | 21.1726 | 21.3724 | 21.3859 | 21.2101 | 20.9879 | 265.9328
| Block 25: 230-240 mills/kWh | >230 | <=240 | 0.11223 | 0.28757 | 0.63673 | 1.245 | 2.1868 | 3.4988 | 5.1599 | 7.0869 | 9.1489 | 11.1959 | 13.0899 | 14.7293 | 16.0602 | 20.0699 | 20.7843 | 21.1726 | 21.3724 | 21.3859 | 21.2101 | 20.9879 | 265.9328
| Block 26: 240-250 mills/kWh | >240 | <=250 | 0.11223 | 0.28757 | 0.63673 | 1.245 | 2.1868 | 3.4988 | 5.1599 | 7.0869 | 9.1489 | 11.1959 | 13.0899 | 14.7293 | 16.0602 | 20.0699 | 20.7843 | 21.1726 | 21.3724 | 21.3859 | 21.2101 | 20.9879 | 265.9328
| Block 27: 250-260 mills/kWh | >250 | <=260 | 0.11223 | 0.28757 | 0.63673 | 1.245 | 2.1868 | 3.4988 | 5.1599 | 7.0869 | 9.1489 | 11.1959 | 13.0899 | 14.7293 | 16.0602 | 20.0699 | 20.7843 | 21.1726 | 21.3724 | 21.3859 | 21.2101 | 20.9879 | 265.9328
| Block 28: 260-270 mills/kWh | >260 | <=270 | 0.11223 | 0.28757 | 0.63673 | 1.245 | 2.1868 | 3.4988 | 5.1599 | 7.0869 | 9.1489 | 11.1959 | 13.0899 | 14.7293 | 16.0602 | 20.0699 | 20.7843 | 21.1726 | 21.3724 | 21.3859 | 21.2101 | 20.9879 | 265.9328
| Block 29: 270-280 mills/kWh | >270 | <=280 | 0.11223 | 0.28757 | 0.63673 | 1.245 | 2.1868 | 3.4988 | 5.1599 | 7.0869 | 9.1489 | 11.1959 | 13.0899 | 14.7293 | 16.0602 | 20.0699 | 20.7843 | 21.1726 | 21.3724 | 21.3859 | 21.2101 | 20.9879 | 265.9328
| Block 30: 280-290 mills/kWh | >280 | <=290 | 0.11223 | 0.28757 | 0.63673 | 1.245 | 2.1868 | 3.4988 | 5.1599 | 7.0869 | 9.1489 | 11.1959 | 13.0899 | 14.7293 | 16.0602 | 20.0699 | 20.7843 | 21.1726 | 21.3724 | 21.3859 | 21.2101 | 20.9879 | 265.9328
| Block 31: 290-300 mills/kWh | >290 | <=300 | 0.11223 | 0.28757 | 0.63673 | 1.245 | 2.1868 | 3.4988 | 5.1599 | 7.0869 | 9.1489 | 11.1959 | 13.0899 | 14.7293 | 16.0602 | 20.0699 | 20.7843 | 21.1726 | 21.3724 | 21.3859 | 21.2101 | 20.9879 | 265.9328
| Block 32: > 300 mills/kWh | >300 | <=9999 | 0.12909 | 0.33079 | 0.73244 | 1.4322 | 2.5157 | 4.0251 | 5.9363 | 8.1535 | 10.5262 | 12.8818 | 15.0615 | 16.9483 | 18.4803 | 23.1059 | 23.9283 | 24.3751 | 24.6051 | 24.6207 | 24.4182 | 24.1622 | 306.1354
RECOMBINE MEASURE BUNDLES INTO SUPPLY CURVE INCREMENTAL
|  |  | HPWH | 2016 | 2017 | 2018 | 2019 | 2020 | 2021 | 2022 | 2023 | 2024 | 2025 | 2026 | 2027 | 2028 | 2029 | 2030 | 2031 | 2032 | 2033 | 2034 | 2035 | MAX
|  |  | HPWH | aMW_2016 | aMW_2017 | aMW_2018 | aMW_2019 | aMW_2020 | aMW_2021 | aMW_2022 | aMW_2023 | aMW_2024 | aMW_2025 | aMW_2026 | aMW_2027 | aMW_2028 | aMW_2029 | aMW_2030 | aMW_2031 | aMW_2032 | aMW_2033 | aMW_2034 | aMW_2035 | MAX
|  |  | Block 1: <= 0 mills/kWh | 0 | 0 | 0 | 0 | 0 | 0 | 0 | 0 | 0 | 0 | 0 | 0 | 0 | 0 | 0 | 0 | 0 | 0 | 0 | 0 | 0
|  |  | Block 2: 0-10 mills/kWh | 0 | 0 | 0 | 0 | 0 | 0 | 0 | 0 | 0 | 0 | 0 | 0 | 0 | 0 | 0 | 0 | 0 | 0 | 0 | 0 | 0
|  |  | Block 3: 10-20 mills/kWh | 0 | 0 | 0 | 0 | 0 | 0 | 0 | 0 | 0 | 0 | 0 | 0 | 0 | 0 | 0 | 0 | 0 | 0 | 0 | 0 | 0
|  |  | Block 4: 20-30 mills/kWh | 0 | 0 | 0 | 0 | 0 | 0 | 0 | 0 | 0 | 0 | 0 | 0 | 0 | 0 | 0 | 0 | 0 | 0 | 0 | 0 | 0
|  |  | Block 5: 30-40 mills/kWh | 0 | 0 | 0 | 0 | 0 | 0 | 0 | 0 | 0 | 0 | 0 | 0 | 0 | 0 | 0 | 0 | 0 | 0 | 0 | 0 | 0
|  |  | Block 6: 40-50 mills/kWh | 0 | 0 | 0 | 0 | 0 | 0 | 0 | 0 | 0 | 0 | 0 | 0 | 0 | 0 | 0 | 0 | 0 | 0 | 0 | 0 | 0
|  |  | Block 7: 50-60 mills/kWh | 0 | 0 | 0 | 0 | 0 | 0 | 0 | 0 | 0 | 0 | 0 | 0 | 0 | 0 | 0 | 0 | 0 | 0 | 0 | 0 | 0
|  |  | Block 8: 60-70 mills/kWh | 0.094092 | 0.2413 | 0.5347 | 1.0464 | 1.8393 | 2.9453 | 4.347 | 5.9751 | 7.7197 | 9.4544 | 11.0623 | 12.4573 | 13.5933 | 17.194 | 17.806 | 18.134 | 18.3039 | 18.3187 | 18.1647 | 17.9723 | 227.3906
|  |  | Block 9: 70-80 mills/kWh | 0.0047478 | 0.012081 | 0.02656 | 0.051569 | 0.089942 | 0.14289 | 0.20924 | 0.28535 | 0.36578 | 0.44445 | 0.51595 | 0.57644 | 0.62406 | 0.69081 | 0.7154 | 0.73077 | 0.73821 | 0.73728 | 0.73271 | 0.72592 | 9.341
|  |  | Block 10: 80-90 mills/kWh | 0.01184 | 0.030221 | 0.066653 | 0.12982 | 0.22714 | 0.362 | 0.5318 | 0.72758 | 0.93565 | 1.1406 | 1.3284 | 1.4891 | 1.6174 | 1.8974 | 1.9649 | 2.0044 | 2.0241 | 2.0234 | 2.0088 | 1.989 | 25.4014
|  |  | Block 11: 90-100 mills/kWh | 0.0015495 | 0.003976 | 0.0088161 | 0.017263 | 0.030364 | 0.04865 | 0.071847 | 0.098815 | 0.12774 | 0.15654 | 0.18327 | 0.20649 | 0.22545 | 0.28773 | 0.29797 | 0.3034 | 0.30623 | 0.30652 | 0.3039 | 0.30065 | 3.7999
|  |  | Block 12: 100-110 mills/kWh | 0 | 0 | 0 | 0 | 0 | 0 | 0 | 0 | 0 | 0 | 0 | 0 | 0 | 0 | 0 | 0 | 0 | 0 | 0 | 0 | 0
|  |  | Block 13: 110-120 mills/kWh | 0 | 0 | 0 | 0 | 0 | 0 | 0 | 0 | 0 | 0 | 0 | 0 | 0 | 0 | 0 | 0 | 0 | 0 | 0 | 0 | 0
|  |  | Block 14: 120-130 mills/kWh | 0 | 0 | 0 | 0 | 0 | 0 | 0 | 0 | 0 | 0 | 0 | 0 | 0 | 0 | 0 | 0 | 0 | 0 | 0 | 0 | 0
|  |  | Block 15: 130-140 mills/kWh | 0 | 0 | 0 | 0 | 0 | 0 | 0 | 0 | 0 | 0 | 0 | 0 | 0 | 0 | 0 | 0 | 0 | 0 | 0 | 0 | 0
|  |  | Block 16: 140-150 mills/kWh | 0 | 0 | 0 | 0 | 0 | 0 | 0 | 0 | 0 | 0 | 0 | 0 | 0 | 0 | 0 | 0 | 0 | 0 | 0 | 0 | 0
|  |  | Block 17: 150-160 mills/kWh | 0 | 0 | 0 | 0 | 0 | 0 | 0 | 0 | 0 | 0 | 0 | 0 | 0 | 0 | 0 | 0 | 0 | 0 | 0 | 0 | 0
|  |  | Block 18: 160-170 mills/kWh | 0 | 0 | 0 | 0 | 0 | 0 | 0 | 0 | 0 | 0 | 0 | 0 | 0 | 0 | 0 | 0 | 0 | 0 | 0 | 0 | 0
|  |  | Block 19: 170-180 mills/kWh | 0 | 0 | 0 | 0 | 0 | 0 | 0 | 0 | 0 | 0 | 0 | 0 | 0 | 0 | 0 | 0 | 0 | 0 | 0 | 0 | 0
|  |  | Block 20: 180-190 mills/kWh | 0 | 0 | 0 | 0 | 0 | 0 | 0 | 0 | 0 | 0 | 0 | 0 | 0 | 0 | 0 | 0 | 0 | 0 | 0 | 0 | 0
|  |  | Block 21: 190-200 mills/kWh | 0 | 0 | 0 | 0 | 0 | 0 | 0 | 0 | 0 | 0 | 0 | 0 | 0 | 0 | 0 | 0 | 0 | 0 | 0 | 0 | 0
|  |  | Block 22: 200-210 mills/kWh | 0 | 0 | 0 | 0 | 0 | 0 | 0 | 0 | 0 | 0 | 0 | 0 | 0 | 0 | 0 | 0 | 0 | 0 | 0 | 0 | 0
|  |  | Block 23: 210-220 mills/kWh | 0 | 0 | 0 | 0 | 0 | 0 | 0 | 0 | 0 | 0 | 0 | 0 | 0 | 0 | 0 | 0 | 0 | 0 | 0 | 0 | 0
|  |  | Block 24: 220-230 mills/kWh | 0 | 0 | 0 | 0 | 0 | 0 | 0 | 0 | 0 | 0 | 0 | 0 | 0 | 0 | 0 | 0 | 0 | 0 | 0 | 0 | 0
|  |  | Block 25: 230-240 mills/kWh | 0 | 0 | 0 | 0 | 0 | 0 | 0 | 0 | 0 | 0 | 0 | 0 | 0 | 0 | 0 | 0 | 0 | 0 | 0 | 0 | 0
|  |  | Block 26: 240-250 mills/kWh | 0 | 0 | 0 | 0 | 0 | 0 | 0 | 0 | 0 | 0 | 0 | 0 | 0 | 0 | 0 | 0 | 0 | 0 | 0 | 0 | 0
|  |  | Block 27: 250-260 mills/kWh | 0 | 0 | 0 | 0 | 0 | 0 | 0 | 0 | 0 | 0 | 0 | 0 | 0 | 0 | 0 | 0 | 0 | 0 | 0 | 0 | 0
|  |  | Block 28: 260-270 mills/kWh | 0 | 0 | 0 | 0 | 0 | 0 | 0 | 0 | 0 | 0 | 0 | 0 | 0 | 0 | 0 | 0 | 0 | 0 | 0 | 0 | 0
|  |  | Block 29: 270-280 mills/kWh | 0 | 0 | 0 | 0 | 0 | 0 | 0 | 0 | 0 | 0 | 0 | 0 | 0 | 0 | 0 | 0 | 0 | 0 | 0 | 0 | 0
|  |  | Block 30: 280-290 mills/kWh | 0 | 0 | 0 | 0 | 0 | 0 | 0 | 0 | 0 | 0 | 0 | 0 | 0 | 0 | 0 | 0 | 0 | 0 | 0 | 0 | 0
|  |  | Block 31: 290-300 mills/kWh | 0 | 0 | 0 | 0 | 0 | 0 | 0 | 0 | 0 | 0 | 0 | 0 | 0 | 0 | 0 | 0 | 0 | 0 | 0 | 0 | 0
|  |  | Block 32: > 300 mills/kWh | 0.016861 | 0.043216 | 0.095711 | 0.18719 | 0.32888 | 0.52633 | 0.7764 | 1.0666 | 1.3773 | 1.6859 | 1.9716 | 2.219 | 2.4201 | 3.0359 | 3.144 | 3.2025 | 3.2326 | 3.2348 | 3.2081 | 3.1743 | 40.2026
|  |  | Total per Year | 0.12909 | 0.33079 | 0.73244 | 1.4322 | 2.5157 | 4.0251 | 5.9363 | 8.1535 | 10.5262 | 12.8818 | 15.0615 | 16.9483 | 18.4803 | 23.1059 | 23.9283 | 24.3751 | 24.6051 | 24.6207 | 24.4182 | 24.1622
|  |  | Total Cumulative | 0.12909 | 0.45988 | 1.1923 | 2.6245 | 5.1402 | 9.1653 | 15.1017 | 23.2551 | 33.7813 | 46.6632 | 61.7247 | 78.6729 | 97.1532 | 120.2591 | 144.1874 | 168.5625 | 193.1675 | 217.7882 | 242.2064 | 266.3686 | 306.1354
ACHIEVABLE SAVINGS - CUMULATIVE BY MILL BIN - FOR MEASURE - HPWH |  |  | aMW | 2016 | 2017 | 2018 | 2019 | 2020 | 2021 | 2022 | 2023 | 2024 | 2025 | 2026 | 2027 | 2028 | 2029 | 2030 | 2031 | 2032 | 2033 | 2034 | 2035
|  |  | HPWH | aMW_2016 | aMW_2017 | aMW_2018 | aMW_2019 | aMW_2020 | aMW_2021 | aMW_2022 | aMW_2023 | aMW_2024 | aMW_2025 | aMW_2026 | aMW_2027 | aMW_2028 | aMW_2029 | aMW_2030 | aMW_2031 | aMW_2032 | aMW_2033 | aMW_2034 | aMW_2035
|  |  | Block 1: <= 0 mills/kWh | 0 | 0 | 0 | 0 | 0 | 0 | 0 | 0 | 0 | 0 | 0 | 0 | 0 | 0 | 0 | 0 | 0 | 0 | 0 | 0
|  |  | Block 2: 0-10 mills/kWh | 0 | 0 | 0 | 0 | 0 | 0 | 0 | 0 | 0 | 0 | 0 | 0 | 0 | 0 | 0 | 0 | 0 | 0 | 0 | 0
|  |  | Block 3: 10-20 mills/kWh | 0 | 0 | 0 | 0 | 0 | 0 | 0 | 0 | 0 | 0 | 0 | 0 | 0 | 0 | 0 | 0 | 0 | 0 | 0 | 0
|  |  | Block 4: 20-30 mills/kWh | 0 | 0 | 0 | 0 | 0 | 0 | 0 | 0 | 0 | 0 | 0 | 0 | 0 | 0 | 0 | 0 | 0 | 0 | 0 | 0
|  |  | Block 5: 30-40 mills/kWh | 0 | 0 | 0 | 0 | 0 | 0 | 0 | 0 | 0 | 0 | 0 | 0 | 0 | 0 | 0 | 0 | 0 | 0 | 0 | 0
|  |  | Block 6: 40-50 mills/kWh | 0 | 0 | 0 | 0 | 0 | 0 | 0 | 0 | 0 | 0 | 0 | 0 | 0 | 0 | 0 | 0 | 0 | 0 | 0 | 0
|  |  | Block 7: 50-60 mills/kWh | 0 | 0 | 0 | 0 | 0 | 0 | 0 | 0 | 0 | 0 | 0 | 0 | 0 | 0 | 0 | 0 | 0 | 0 | 0 | 0
|  |  | Block 8: 60-70 mills/kWh | 0.094092 | 0.33539 | 0.87009 | 1.9164 | 3.7558 | 6.7011 | 11.0481 | 17.0232 | 24.743 | 34.1973 | 45.2596 | 57.7169 | 71.3102 | 88.5043 | 106.3103 | 124.4443 | 142.7482 | 161.0669 | 179.2316 | 197.2039
|  |  | Block 9: 70-80 mills/kWh | 0.0047478 | 0.016828 | 0.043389 | 0.094958 | 0.1849 | 0.32779 | 0.53703 | 0.82239 | 1.1882 | 1.6326 | 2.1486 | 2.725 | 3.3491 | 4.0399 | 4.7553 | 5.4861 | 6.2243 | 6.9615 | 7.6942 | 8.4202
|  |  | Block 10: 80-90 mills/kWh | 0.01184 | 0.042061 | 0.10871 | 0.23853 | 0.46567 | 0.82767 | 1.3595 | 2.087 | 3.0227 | 4.1633 | 5.4917 | 6.9808 | 8.5982 | 10.4955 | 12.4604 | 14.4648 | 16.4889 | 18.5123 | 20.5211 | 22.5102
|  |  | Block 11: 90-100 mills/kWh | 0.0015495 | 0.0055255 | 0.014342 | 0.031604 | 0.061968 | 0.11062 | 0.18247 | 0.28128 | 0.40902 | 0.56556 | 0.74882 | 0.95532 | 1.1808 | 1.4685 | 1.7665 | 2.0699 | 2.3761 | 2.6826 | 2.9865 | 3.2872
|  |  | Block 12: 100-110 mills/kWh | 0 | 0 | 0 | 0 | 0 | 0 | 0 | 0 | 0 | 0 | 0 | 0 | 0 | 0 | 0 | 0 | 0 | 0 | 0 | 0
|  |  | Block 13: 110-120 mills/kWh | 0 | 0 | 0 | 0 | 0 | 0 | 0 | 0 | 0 | 0 | 0 | 0 | 0 | 0 | 0 | 0 | 0 | 0 | 0 | 0
|  |  | Block 14: 120-130 mills/kWh | 0 | 0 | 0 | 0 | 0 | 0 | 0 | 0 | 0 | 0 | 0 | 0 | 0 | 0 | 0 | 0 | 0 | 0 | 0 | 0
|  |  | Block 15: 130-140 mills/kWh | 0 | 0 | 0 | 0 | 0 | 0 | 0 | 0 | 0 | 0 | 0 | 0 | 0 | 0 | 0 | 0 | 0 | 0 | 0 | 0
|  |  | Block 16: 140-150 mills/kWh | 0 | 0 | 0 | 0 | 0 | 0 | 0 | 0 | 0 | 0 | 0 | 0 | 0 | 0 | 0 | 0 | 0 | 0 | 0 | 0
|  |  | Block 17: 150-160 mills/kWh | 0 | 0 | 0 | 0 | 0 | 0 | 0 | 0 | 0 | 0 | 0 | 0 | 0 | 0 | 0 | 0 | 0 | 0 | 0 | 0
|  |  | Block 18: 160-170 mills/kWh | 0 | 0 | 0 | 0 | 0 | 0 | 0 | 0 | 0 | 0 | 0 | 0 | 0 | 0 | 0 | 0 | 0 | 0 | 0 | 0
|  |  | Block 19: 170-180 mills/kWh | 0 | 0 | 0 | 0 | 0 | 0 | 0 | 0 | 0 | 0 | 0 | 0 | 0 | 0 | 0 | 0 | 0 | 0 | 0 | 0
|  |  | Block 20: 180-190 mills/kWh | 0 | 0 | 0 | 0 | 0 | 0 | 0 | 0 | 0 | 0 | 0 | 0 | 0 | 0 | 0 | 0 | 0 | 0 | 0 | 0
|  |  | Block 21: 190-200 mills/kWh | 0 | 0 | 0 | 0 | 0 | 0 | 0 | 0 | 0 | 0 | 0 | 0 | 0 | 0 | 0 | 0 | 0 | 0 | 0 | 0
|  |  | Block 22: 200-210 mills/kWh | 0 | 0 | 0 | 0 | 0 | 0 | 0 | 0 | 0 | 0 | 0 | 0 | 0 | 0 | 0 | 0 | 0 | 0 | 0 | 0
|  |  | Block 23: 210-220 mills/kWh | 0 | 0 | 0 | 0 | 0 | 0 | 0 | 0 | 0 | 0 | 0 | 0 | 0 | 0 | 0 | 0 | 0 | 0 | 0 | 0
|  |  | Block 24: 220-230 mills/kWh | 0 | 0 | 0 | 0 | 0 | 0 | 0 | 0 | 0 | 0 | 0 | 0 | 0 | 0 | 0 | 0 | 0 | 0 | 0 | 0
|  |  | Block 25: 230-240 mills/kWh | 0 | 0 | 0 | 0 | 0 | 0 | 0 | 0 | 0 | 0 | 0 | 0 | 0 | 0 | 0 | 0 | 0 | 0 | 0 | 0
|  |  | Block 26: 240-250 mills/kWh | 0 | 0 | 0 | 0 | 0 | 0 | 0 | 0 | 0 | 0 | 0 | 0 | 0 | 0 | 0 | 0 | 0 | 0 | 0 | 0
|  |  | Block 27: 250-260 mills/kWh | 0 | 0 | 0 | 0 | 0 | 0 | 0 | 0 | 0 | 0 | 0 | 0 | 0 | 0 | 0 | 0 | 0 | 0 | 0 | 0
|  |  | Block 28: 260-270 mills/kWh | 0 | 0 | 0 | 0 | 0 | 0 | 0 | 0 | 0 | 0 | 0 | 0 | 0 | 0 | 0 | 0 | 0 | 0 | 0 | 0
|  |  | Block 29: 270-280 mills/kWh | 0 | 0 | 0 | 0 | 0 | 0 | 0 | 0 | 0 | 0 | 0 | 0 | 0 | 0 | 0 | 0 | 0 | 0 | 0 | 0
|  |  | Block 30: 280-290 mills/kWh | 0 | 0 | 0 | 0 | 0 | 0 | 0 | 0 | 0 | 0 | 0 | 0 | 0 | 0 | 0 | 0 | 0 | 0 | 0 | 0
|  |  | Block 31: 290-300 mills/kWh | 0 | 0 | 0 | 0 | 0 | 0 | 0 | 0 | 0 | 0 | 0 | 0 | 0 | 0 | 0 | 0 | 0 | 0 | 0 | 0
|  |  | Block 32: > 300 mills/kWh | 0.016861 | 0.060077 | 0.15579 | 0.34298 | 0.67186 | 1.1982 | 1.9746 | 3.0412 | 4.4185 | 6.1044 | 8.0759 | 10.2949 | 12.715 | 15.7509 | 18.8949 | 22.0974 | 25.33 | 28.5649 | 31.7729 | 34.9473
|  |  | Total per Year | 0.12909 | 0.45988 | 1.1923 | 2.6245 | 5.1402 | 9.1653 | 15.1017 | 23.2551 | 33.7813 | 46.6632 | 61.7247 | 78.6729 | 97.1532 | 120.2591 | 144.1874 | 168.5625 | 193.1675 | 217.7882 | 242.2064 | 266.3686
[5 empty] | 2016 | 2017 | 2018 | 2019 | 2020 | 2021 | 2022 | 2023 | 2024 | 2025 | 2026 | 2027 | 2028 | 2029 | 2030 | 2031 | 2032 | 2033 | 2034 | 2035
|  |  | Single Family |  | 4202085.2774 | 4190280.1578 | 4176249.0202 | 4158880.7441 | 4137199.2442 | 4110710.8461 | 4079670.0752 | 4045139.5887 | 4008805.7284 | 3972616.0221 | 3938371.6742 | 3907408.1307 | 3880442.0243 | 3813155.4107 | 3794350.4832 | 3780044.702 | 3768186.6161 | 3758715.6879 | 3751971.6109 | 3745829.7152
|  |  | Manufactured |  | 571809.7719 | 565393.1829 | 558746.0355 | 551727.6386 | 544219.9399 | 536172.028 | 527631.7969 | 518749.5114 | 509749.9809 | 500883.5589 | 492373.9079 | 484379.3075 | 476976.42 | 468839.3353 | 462505.2773 | 456609.7729 | 451098.6544 | 445989.7914 | 441086.5858 | 436329.4997
|  |  | Total Residual to SWH |  | 4773895.0493 | 4755673.3407 | 4734995.0557 | 4710608.3827 | 4681419.1841 | 4646882.8742 | 4607301.8721 | 4563889.1001 | 4518555.7093 | 4473499.581 | 4430745.5821 | 4391787.4382 | 4357418.4442 | 4281994.746 | 4256855.7606 | 4236654.4749 | 4219285.2705 | 4204705.4793 | 4193058.1967 | 4182159.2149
Note on D67: Tina Jayaweera: only 88% feasible, as assume fed standard will capture current >55gal tanks
Note on D68: Tina Jayaweera: only 88% feasible, as assume fed standard will capture current >55gal tanks
Note on D69: Tina Jayaweera: only 88% feasible, as assume fed standard will capture current >55gal tanks
Note on D70: Tina Jayaweera: only 88% feasible, as assume fed standard will capture current >55gal tanks
Note on D71: Tina Jayaweera: only 88% feasible, as assume fed standard will capture current >55gal tanks
Note on D72: Tina Jayaweera: only 88% feasible, as assume fed standard will capture current >55gal tanks
Note on D73: Tina Jayaweera: only 88% feasible, as assume fed standard will capture current >55gal tanks
Note on D74: Tina Jayaweera: only 88% feasible, as assume fed standard will capture current >55gal tanks
Note on D75: Tina Jayaweera: only 88% feasible, as assume fed standard will capture current >55gal tanks
Note on D76: Tina Jayaweera: only 88% feasible, as assume fed standard will capture current >55gal tanks
Note on D77: Tina Jayaweera: only 88% feasible, as assume fed standard will capture current >55gal tanks
Note on D78: Tina Jayaweera: only 88% feasible, as assume fed standard will capture current >55gal tanks

## accomplishments
savingsYear | Sector | EndUse | MeasureCategory | MeasureIndex | savingsType | AchievedKWhBusbar | AchievedaMWBusbar | Approx # of units
2010 | Residential | Water Heat | Heat Pump Water Heater | Water Heating - HPWH | lost opportunity | 3810.3 | 0.00043497 | 3.8103
2011 | Residential | Water Heat | Heat Pump Water Heater | Water Heating - HPWH | lost opportunity | 446665.1478 | 0.050989 | 446.6651
2012 | Residential | Water Heat | Heat Pump Water Heater | Water Heating - HPWH | lost opportunity | 1933588.1286 | 0.21638 | 1933.5881
2010 | Residential | Water Heat | Heat Pump Water Heater | Water Heating - HPWH | retrofit | 222463.176 | 0.025395 | 222.4632
2013 | Residential | Water Heating | Water Heaters | Heat Pump Water Heaters |  | 2724352.1299 | 0.311 | 2724.3521
651631.6881
325.8158

## HVAC weighting
| Single Family | Manufactured
EFAF | 5.989% | 54.05% | AC saturation | (based on Massoud's forecast in 2035)
HP85 | 15.83% | 14.79% | Single Family | 38%
Zonl | 16.13% | 4.22% | Manufactured | 12%
GFAC | 23.58% | 3.232%
GFNC | 38.47% | 23.7%
From table 85 below
Electric WH | Saturation |  | MH
Single Family | 55.2% |  | Indoor | 73.2%
Multifamily - Low Rise | 94.7% |  | Buffered | 26.8%
Multifamily - High Rise | 94.7%
Manufactured | 88.9%
From table 105 below
SF
|  |  | Indoor | 32.8%
|  |  | Buffered | 67.2%
Manufactured Homes WH Location:
From RBSA report
Other is exterior closet
Single Family homes
From RBSA report
Other is exterior closet

## M_Input_Out
Shaped Savings Results; By Category and sorted by TRC BC ratio
[14 empty] | Savings Allocation by Category and Month for Segments 1 | [11 empty] | Savings Allocation by Category and Month for Segments 2
Category | Measure | Busbar Savings | First Cost | Admin Cost | First Year Program Cost | PV Cost | PV Benefits | Unit Program Cost: First Year Program Cost in $/average annual kW saved | Utility System Net Levelized Cost (Net of T&D Capacity Benefits, Act Credit & Risk-Mitigation) in mills/kWh | TRC Net Levelized Cost (Net of All Benefits) in mills/kWh | TRC B/C Ratio | Net Electric & Gas System CO2 Avoided (Lifetime Tons) | Wholesale KW | Jan | Feb | Mar | Apr | May | Jun | Jul | Aug | Sep | Oct | Nov | Dec | Jan | Feb | Mar | Apr | May | Jun | Jul | Aug | Sep | Oct | Nov | Dec
Manufactured Tier1_indor2_hp85 |  | 1182.3091 | 724.5875 | 144.9175 | 869.505 | 1147.7784 | 758.4439 | 6442.3626 | 24.3697 | 61.9514 | 0.68274 | 11.1944 | 0.30033 | 67.1752 | 59.3866 | 72.4002 | 73.9401 | 79.9855 | 89.6546 | 34.212 | 39.5551 | 58.3421 | 80.383 | 77.8224 | 69.5027 | 30.1317 | 24.8715 | 26.3187 | 33.4909 | 40.4164 | 36.9888 | 28.2436 | 22.107 | 33.8199 | 32.5003 | 40.9234 | 30.1373
Single Family Tier1_indor2_hp85 |  | 1178.5827 | 724.5875 | 144.9175 | 869.505 | 1147.7784 | 756.6766 | 6462.7321 | 24.5353 | 62.1401 | 0.6809 | 11.1555 | 0.29849 | 66.7639 | 59.023 | 71.9569 | 73.5132 | 79.6228 | 89.2494 | 34.9861 | 40.3 | 58.3826 | 79.9617 | 77.3459 | 69.0771 | 29.9472 | 24.7192 | 26.1575 | 33.293 | 40.2077 | 36.7945 | 28.3851 | 22.1862 | 33.7603 | 32.3238 | 40.6728 | 29.9528
Single Family Tier1_buffered |  | 1121.4904 | 724.5875 | 144.9175 | 869.505 | 1147.7784 | 768.6049 | 6791.7335 | 28.2611 | 62.6719 | 0.66965 | 10.6543 | 0.24957 | 55.8214 | 49.3492 | 60.1633 | 62.4688 | 71.4944 | 80.1902 | 67.349 | 71.9322 | 64.2189 | 69.6001 | 64.669 | 57.7554 | 25.0389 | 20.6678 | 21.8703 | 28.1138 | 35.1171 | 32.0115 | 35.9134 | 26.8599 | 33.9371 | 27.8986 | 34.0066 | 25.0436
Manufactured Tier1_indor2_gfac |  | 1367.6145 | 724.5875 | 144.9175 | 869.505 | 1147.7784 | 578.7374 | 5569.4525 | 21.3974 | 68.412 | 0.61991 | 10.7496 | 0.29239 | 65.4837 | 58.1525 | 71.2818 | 74.5232 | 86.8675 | 97.7561 | 90.3184 | 95.8719 | 80.8393 | 83.7376 | 76.7335 | 67.5313 | 29.0565 | 24.066 | 25.6947 | 33.3646 | 42.4154 | 38.7747 | 46.1761 | 34.3414 | 42.118 | 33.431 | 40.211 | 28.8684
Manufactured Tier1_indor2_gfnc |  | 1351.2544 | 724.5875 | 144.9175 | 869.505 | 1147.7784 | 576.6967 | 5636.884 | 21.4828 | 68.882 | 0.61769 | 10.6133 | 0.29652 | 66.4008 | 58.9413 | 72.211 | 75.2206 | 86.69 | 97.5189 | 81.9592 | 87.5418 | 77.9884 | 84.092 | 77.7228 | 68.4989 | 29.4945 | 24.4206 | 26.0508 | 33.7321 | 42.5546 | 38.919 | 43.7035 | 32.6872 | 41.2054 | 33.6352 | 40.743 | 29.3229
Single Family Tier1_indor2_gfac |  | 1358.6845 | 724.5875 | 144.9175 | 869.505 | 1147.7784 | 568.2692 | 5606.0579 | 21.618 | 69.1798 | 0.61406 | 10.6334 | 0.29048 | 65.0561 | 57.777 | 70.8277 | 74.0504 | 86.3183 | 97.1429 | 89.6763 | 95.1956 | 80.3052 | 83.2076 | 76.2465 | 67.0868 | 28.8616 | 23.9059 | 25.5275 | 33.1512 | 42.1489 | 38.5335 | 45.8648 | 34.1116 | 41.845 | 33.2187 | 39.9536 | 28.6717
Single Family Tier1_indor2_gfnc |  | 1342.1286 | 724.5875 | 144.9175 | 869.505 | 1147.7784 | 565.9711 | 5675.2116 | 21.7154 | 69.6814 | 0.61166 | 10.4946 | 0.29448 | 65.9438 | 58.538 | 71.7205 | 74.7122 | 86.11 | 96.8694 | 81.4138 | 86.9593 | 77.4679 | 83.5264 | 77.1959 | 68.0253 | 29.2885 | 24.2509 | 25.8718 | 33.5029 | 42.2697 | 38.6596 | 43.4127 | 32.4698 | 40.9303 | 33.4082 | 40.4655 | 29.1162
Manufactured Tier1_buffered |  | 1009.2424 | 724.5875 | 144.9175 | 869.505 | 1147.7784 | 691.6766 | 7547.1103 | 32.8096 | 71.0474 | 0.60262 | 9.5879 | 0.22459 | 50.2343 | 44.4099 | 54.1416 | 56.2164 | 64.3386 | 72.1641 | 60.6082 | 64.7326 | 57.7914 | 62.6339 | 58.1964 | 51.9748 | 22.5328 | 18.5992 | 19.6814 | 25.2999 | 31.6023 | 28.8075 | 32.3189 | 24.1716 | 30.5404 | 25.1062 | 30.6029 | 22.537
Manufactured Tier1_indor2_zonl |  | 1038.3745 | 724.5875 | 144.9175 | 869.505 | 1147.7784 | 542.4761 | 7335.3727 | 34.2134 | 80.5204 | 0.52592 | 9.7997 | 0.18208 | 34.9771 | 33.8069 | 50.7225 | 55.6003 | 79.9892 | 95.7022 | 81.2375 | 86.8458 | 74.6075 | 73.1636 | 57.1978 | 32.8433 | 3.6706 | 4.8521 | 10.6796 | 19.0349 | 37.9303 | 37.7237 | 43.1645 | 32.2516 | 38.6507 | 26.748 | 25.1301 | 1.8448
Single Family Tier1_indor2_zonl |  | 1026.0267 | 724.5875 | 144.9175 | 869.505 | 1147.7784 | 531.5833 | 7423.6506 | 34.8047 | 81.814 | 0.51815 | 9.6748 | 0.17884 | 34.1934 | 33.1433 | 50.0097 | 54.8899 | 79.3416 | 95.0364 | 80.6871 | 86.2587 | 74.0538 | 72.4856 | 56.4586 | 31.9986 | 3.1974 | 4.4799 | 10.3419 | 18.6545 | 37.5984 | 37.453 | 42.8694 | 32.0305 | 38.3502 | 26.4502 | 24.6914 | 1.353
Manufactured Tier1_indor2_efaf |  | 998.3629 | 724.5875 | 144.9175 | 869.505 | 1147.7784 | 449.6371 | 7629.354 | 39.5706 | 88.8947 | 0.45987 | 9.4117 | 0.11199 | 27.0905 | 30.2604 | 46.2217 | 54.3875 | 78.1065 | 95.1213 | 81.3753 | 87.051 | 73.3312 | 68.0956 | 52.42 | 22.6864 | 4.5071 | 5.7006 | 11.55 | 21.2963 | 37.6691 | 37.7061 | 43.3769 | 32.4688 | 38.5309 | 25.3879 | 24.188 | -0.16608
Single Family Tier1_indor2_efaf |  | 985.7806 | 724.5875 | 144.9175 | 869.505 | 1147.7784 | 437.9668 | 7726.7334 | 40.2976 | 90.4147 | 0.45177 | 9.2837 | 0.10814 | 26.2483 | 29.5762 | 45.4767 | 53.675 | 77.4425 | 94.4483 | 80.8243 | 86.4637 | 72.765 | 67.3733 | 51.6453 | 21.7641 | 4.0564 | 5.3474 | 11.229 | 20.9452 | 37.3363 | 37.4349 | 43.0829 | 32.2492 | 38.2296 | 25.0801 | 23.7483 | -0.66153
Manufactured Tier2_buffered |  | 317.0739 | 1183.5005 | 236.7001 | 1420.2006 | 1874.7168 | 217.3041 | 39236.7804 | 223.626 | 422.4215 | 0.11591 | 3.0122 | 0.07056 | 15.7821 | 13.9523 | 17.0097 | 17.6615 | 20.2133 | 22.6718 | 19.0413 | 20.3371 | 18.1563 | 19.6777 | 18.2836 | 16.3289 | 7.0791 | 5.8433 | 6.1833 | 7.9485 | 9.9285 | 9.0505 | 10.1536 | 7.594 | 9.5949 | 7.8876 | 9.6145 | 7.0805
Single Family Tier2_buffered |  | 203.9181 | 1183.5005 | 236.7001 | 1420.2006 | 1874.7168 | 139.7537 | 61009.5943 | 354.7289 | 663.8378 | 0.074547 | 1.9372 | 0.045379 | 10.1499 | 8.9731 | 10.9393 | 11.3586 | 12.9997 | 14.5808 | 12.2459 | 13.0793 | 11.6768 | 12.6552 | 11.7586 | 10.5015 | 4.5528 | 3.758 | 3.9766 | 5.1119 | 6.3853 | 5.8206 | 6.5301 | 4.8839 | 6.1707 | 5.0727 | 6.1833 | 4.5536
Manufactured Tier2_indor2_gfac |  | 87.9318 | 1183.5005 | 236.7001 | 1420.2006 | 1874.7168 | -0.99216 | 141484.1937 | 839.0957 | 1607.3377 | 0.031215 | 0.44102 | 0.019883 | 4.4621 | 3.9907 | 4.9332 | 5.1317 | 5.8495 | 6.6139 | 4.332 | 4.7184 | 4.8719 | 5.7122 | 5.3226 | 4.5778 | 1.9458 | 1.6206 | 1.755 | 2.2928 | 2.902 | 2.6743 | 2.6102 | 1.9819 | 2.6627 | 2.2842 | 2.7743 | 1.9121
Single Family Tier2_indor2_gfac |  | 86.7188 | 1183.5005 | 236.7001 | 1420.2006 | 1874.7168 | -2.4198 | 143463.1459 | 850.9952 | 1630.5015 | 0.030784 | 0.42501 | 0.019634 | 4.4065 | 3.9419 | 4.8741 | 5.0698 | 5.7761 | 6.5319 | 4.2342 | 4.616 | 4.7966 | 5.6422 | 5.2592 | 4.52 | 1.9205 | 1.5998 | 1.7333 | 2.2649 | 2.8667 | 2.6424 | 2.5651 | 1.9489 | 2.625 | 2.2562 | 2.7408 | 1.8866
Manufactured Tier2_indor2_gfnc |  | 87.0183 | 1183.5005 | 236.7001 | 1420.2006 | 1874.7168 | -1.2782 | 142969.3804 | 848.7206 | 1624.0877 | 0.030511 | 0.43902 | 0.018631 | 4.1808 | 3.7381 | 4.6193 | 4.8389 | 5.6436 | 6.3801 | 5.3683 | 5.7345 | 5.0904 | 5.4412 | 4.9835 | 4.2901 | 1.8245 | 1.5191 | 1.6443 | 2.1566 | 2.7674 | 2.5451 | 2.8625 | 2.1411 | 2.6886 | 2.1684 | 2.5981 | 1.7937
Single Family Tier2_indor2_gfnc |  | 86.4428 | 1183.5005 | 236.7001 | 1420.2006 | 1874.7168 | -2.4184 | 143921.2766 | 854.4573 | 1635.6198 | 0.030294 | 0.4282 | 0.0185 | 4.1516 | 3.7124 | 4.5883 | 4.8068 | 5.6073 | 6.3395 | 5.3343 | 5.6982 | 5.0579 | 5.4057 | 4.9502 | 4.2598 | 1.8112 | 1.5082 | 1.6328 | 2.142 | 2.7496 | 2.5289 | 2.8443 | 2.1275 | 2.6714 | 2.1541 | 2.5805 | 1.7803
Manufactured Tier2_indor2_hp85 |  | 50.0965 | 1183.5005 | 236.7001 | 1420.2006 | 1874.7168 | 25.8136 | 248339.651 | 1471.234 | 2752.9917 | 0.022125 | 0.46839 | 0.021282 | 4.7602 | 4.2083 | 5.1305 | 4.991 | 4.4497 | 4.9747 | -7.0065 | -6.6626 | 0.32076 | 5.0169 | 5.5147 | 4.9252 | 2.1352 | 1.7625 | 1.865 | 2.3046 | 2.4928 | 2.3123 | -1.0138 | -0.49057 | 0.98304 | 2.0871 | 2.9 | 2.1356
Single Family Tier2_indor2_hp85 |  | 50.0403 | 1183.5005 | 236.7001 | 1420.2006 | 1874.7168 | 25.9647 | 248618.6937 | 1473.1601 | 2755.831 | 0.02202 | 0.46716 | 0.021042 | 4.7064 | 4.1607 | 5.0725 | 4.9383 | 4.4178 | 4.9393 | -6.7845 | -6.4439 | 0.3749 | 4.9705 | 5.4524 | 4.8695 | 2.1111 | 1.7425 | 1.8439 | 2.2796 | 2.4703 | 2.2908 | -0.95671 | -0.45386 | 0.99334 | 2.0667 | 2.8672 | 2.1115
Manufactured Tier2_indor2_zonl |  | 32.7646 | 1183.5005 | 236.7001 | 1420.2006 | 1874.7168 | -6.899 | 379707.0082 | 2288.4685 | 4262.5492 | 0.0086512 | 0.30001 | -0.0012108 | -1.2685 | -0.62071 | 0.89315 | 1.4365 | 4.4824 | 6.066 | 5.2439 | 5.6147 | 4.5049 | 3.5469 | 1.4245 | -1.893 | -2.6546 | -1.875 | -1.0218 | -0.39259 | 1.9658 | 2.3382 | 2.7694 | 2.0658 | 2.2459 | 0.97421 | -0.10951 | -2.9721
Single Family Tier2_indor2_zonl |  | 31.6399 | 1183.5005 | 236.7001 | 1420.2006 | 1874.7168 | -8.0676 | 393204.6723 | 2370.4091 | 4415.4378 | 0.0083423 | 0.28803 | -0.0015401 | -1.3514 | -0.68938 | 0.82477 | 1.3703 | 4.4329 | 6.0202 | 5.2069 | 5.5752 | 4.4649 | 3.4912 | 1.3553 | -1.9842 | -2.7112 | -1.9187 | -1.0592 | -0.43208 | 1.9393 | 2.3191 | 2.7494 | 2.0508 | 2.2236 | 0.94771 | -0.15387 | -3.0316
Manufactured Tier2_indor2_efaf |  | 25.5016 | 1183.5005 | 236.7001 | 1420.2006 | 1874.7168 | -23.4245 | 487850.7174 | 2967.6863 | 5512.2395 | 0.006418 | 0.22958 | -0.013537 | -2.6718 | -1.2616 | 0.088838 | 1.2072 | 4.1473 | 5.9621 | 5.2665 | 5.649 | 4.2786 | 2.6527 | 0.57268 | -3.696 | -2.5314 | -1.7442 | -0.88355 | -0.011277 | 1.9158 | 2.3337 | 2.8056 | 2.103 | 2.2224 | 0.73068 | -0.28777 | -3.3469
Single Family Tier2_indor2_efaf |  | 24.3597 | 1183.5005 | 236.7001 | 1420.2006 | 1874.7168 | -24.7158 | 510718.0519 | 3107.7876 | 5772.7244 | 0.0061048 | 0.21727 | -0.013964 | -2.7641 | -1.3333 | 0.016075 | 1.1417 | 4.0972 | 5.9177 | 5.2315 | 5.6118 | 4.2385 | 2.5915 | 0.49876 | -3.7998 | -2.5848 | -1.7852 | -0.91824 | -0.045754 | 1.8901 | 2.3155 | 2.7869 | 2.0891 | 2.2009 | 0.70315 | -0.33194 | -3.4076

## M_Input
Data Set Name
Measure Index Name
Costs must be denominated in the same year as 'Input Cost Reference Year' = | 2012
1 | 2 | 3 | 4 | 5 | 6 | 7 | 8 | 9 | 10 | 11 | 12 | 13 | 14 | 15 | 16
Input Data | [7 empty] | Periodic Replacement Costs and Savings and Replacement Period | [5 empty] | Gas Inputs |  | Retro or LO | Early Retrofit Parameters
Category Name | Measure Name | Savings (kwh/yr) | Life (yrs) | Capital Cost | Annual O&M | Shape Pointer | Non-E Val ($/yr) | Cost 1 ($) | Period 1 | Cost 2 ($) | Period 2 | Cost 3 ($) | Period 3 | Savings (therms/yr) | Shape Pointer | R or L | Savings 2 (kWh) | Remaining Life (yrs) | Salvage Value ($)
Single Family Tier1_buffered | DHWkwh | 1044.4554 | 13 | 724.5875 | 0 | R-All-WH-WHConvert-All-All-N | 0 | 0 | 0 | 0 | 0 | 0 | 0 | 0 |  | R
Single Family Tier1_buffered | Heatkwh | 1e-05 | 13 | 0 | 0 | R-All-HVAC-ER-All-All-E | 0 | 0 | 0 | 0 | 0 | 0 | 0 | 0 |  | R
Single Family Tier1_buffered | Coolkwh | 1e-05 | 13 | 0 | 0 | R-All-HVAC-CAC-All-All-E | 0 | 0 | 0 | 0 | 0 | 0 | 0 | 0 |  | R
Single Family Tier1_indor2_gfnc | DHWkwh | 1262.9315 | 13 | 724.5875 | 0 | R-All-WH-WHConvert-All-All-N | -4.9256 | 0 | 0 | 0 | 0 | 0 | 0 | 0 |  | R
Single Family Tier1_indor2_gfnc | Heatkwh | -12.9377 | 13 | 0 | 0 | R-All-HVAC-ER-All-All-E | -4.9256 | 0 | 0 | 0 | 0 | 0 | 0 | -19.0896 | R-All-HVAC-ER-All-All-E | R
Single Family Tier1_indor2_gfnc | Coolkwh | 1e-05 | 13 | 0 | 0 | R-All-HVAC-CAC-All-All-E | -4.9256 | 0 | 0 | 0 | 0 | 0 | 0 | 0 |  | R
Single Family Tier1_indor2_gfac | DHWkwh | 1249.1941 | 13 | 724.5875 | 0 | R-All-WH-WHConvert-All-All-N | -4.9772 | 0 | 0 | 0 | 0 | 0 | 0 | 0 |  | R
Single Family Tier1_indor2_gfac | Heatkwh | -14.2153 | 13 | 0 | 0 | R-All-HVAC-ER-All-All-E | -4.9772 | 0 | 0 | 0 | 0 | 0 | 0 | -19.2458 | R-All-HVAC-ER-All-All-E | R
Single Family Tier1_indor2_gfac | Coolkwh | 30.4961 | 13 | 0 | 0 | R-All-HVAC-CAC-All-All-E | -4.9772 | 0 | 0 | 0 | 0 | 0 | 0 | 0 |  | R
Single Family Tier1_indor2_efaf | DHWkwh | 1262.9315 | 13 | 724.5875 | 0 | R-All-WH-WHConvert-All-All-N | -3.4721 | 0 | 0 | 0 | 0 | 0 | 0 | 0 |  | R
Single Family Tier1_indor2_efaf | Heatkwh | -343.385 | 13 | 0 | 0 | R-All-HVAC-ER-All-All-E | -3.4721 | 0 | 0 | 0 | 0 | 0 | 0 | -0.68805 | R-All-HVAC-ER-All-All-E | R
Single Family Tier1_indor2_efaf | Coolkwh | 1e-05 | 13 | 0 | 0 | R-All-HVAC-CAC-All-All-E | -3.4721 | 0 | 0 | 0 | 0 | 0 | 0 | 0 |  | R
Single Family Tier1_indor2_hp85 | DHWkwh | 1249.1975 | 13 | 724.5875 | 0 | R-All-WH-WHConvert-All-All-N | -1.8437 | 0 | 0 | 0 | 0 | 0 | 0 | 0 |  | R
Single Family Tier1_indor2_hp85 | Heatkwh | -182.5285 | 13 | 0 | 0 | R-All-HVAC-CAC-All-All-E | -1.8437 | 0 | 0 | 0 | 0 | 0 | 0 | -0.34795 | R-All-HVAC-ASHP-All-All-E | R
Single Family Tier1_indor2_hp85 | Coolkwh | 30.6736 | 13 | 0 | 0 | R-All-HVAC-CAC-All-All-E | -1.8437 | 0 | 0 | 0 | 0 | 0 | 0 | 0 |  | R
Single Family Tier1_indor2_zonl | DHWkwh | 1262.8981 | 13 | 724.5875 | 0 | R-All-WH-WHConvert-All-All-N | -3.0959 | 0 | 0 | 0 | 0 | 0 | 0 | 0 |  | R
Single Family Tier1_indor2_zonl | Heatkwh | -306.1707 | 13 | 0 | 0 | R-All-HVAC-Zonal-All-All-E | -3.0959 | 0 | 0 | 0 | 0 | 0 | 0 | -0.61395 | R-All-HVAC-Zonal-All-All-E | R
Single Family Tier1_indor2_zonl | Coolkwh | 1e-05 | 13 | 0 | 0 | R-All-HVAC-CAC-All-All-E | -3.0959 | 0 | 0 | 0 | 0 | 0 | 0 | 0 |  | R
Single Family Tier2_buffered | DHWkwh | 189.9109 | 13 | 1183.5005 | 0 | R-All-WH-WHConvert-All-All-N | 0 | 0 | 0 | 0 | 0 | 0 | 0 | 0 |  | R
Single Family Tier2_buffered | Heatkwh | 1e-05 | 13 | 0 | 0 | R-All-HVAC-Zonal-All-All-E | 0 | 0 | 0 | 0 | 0 | 0 | 0 | 0 |  | R
Single Family Tier2_buffered | Coolkwh | 1e-05 | 13 | 0 | 0 | R-All-HVAC-CAC-All-All-E | 0 | 0 | 0 | 0 | 0 | 0 | 0 | 0 |  | R
Single Family Tier2_indor2_gfnc | DHWkwh | 82.787 | 13 | 1183.5005 | 0 | R-All-WH-WHConvert-All-All-N | -0.85835 | 0 | 0 | 0 | 0 | 0 | 0 | 0 |  | R
Single Family Tier2_indor2_gfnc | Heatkwh | -2.2722 | 13 | 0 | 0 | R-All-HVAC-ER-All-All-E | -0.85835 | 0 | 0 | 0 | 0 | 0 | 0 | -3.3258 | R-All-HVAC-ER-All-All-E | R
Single Family Tier2_indor2_gfnc | Coolkwh | 1e-05 | 13 | 0 | 0 | R-All-HVAC-CAC-All-All-E | -0.85835 | 0 | 0 | 0 | 0 | 0 | 0 | 0 |  | R
Single Family Tier2_indor2_gfac | DHWkwh | 88.055 | 13 | 1183.5005 | 0 | R-All-WH-WHConvert-All-All-N | -0.8729 | 0 | 0 | 0 | 0 | 0 | 0 | 0 |  | R
Single Family Tier2_indor2_gfac | Heatkwh | -2.4941 | 13 | 0 | 0 | R-All-HVAC-ER-All-All-E | -0.8729 | 0 | 0 | 0 | 0 | 0 | 0 | -3.375 | R-All-HVAC-ER-All-All-E | R
Single Family Tier2_indor2_gfac | Coolkwh | -4.797 | 13 | 0 | 0 | R-All-HVAC-CAC-All-All-E | -0.8729 | 0 | 0 | 0 | 0 | 0 | 0 | 0 |  | R
Single Family Tier2_indor2_efaf | DHWkwh | 82.787 | 13 | 1183.5005 | 0 | R-All-WH-WHConvert-All-All-N | -0.60508 | 0 | 0 | 0 | 0 | 0 | 0 | 0 |  | R
Single Family Tier2_indor2_efaf | Heatkwh | -59.8428 | 13 | 0 | 0 | R-All-HVAC-ER-All-All-E | -0.60508 | 0 | 0 | 0 | 0 | 0 | 0 | -0.11974 | R-All-HVAC-ER-All-All-E | R
Single Family Tier2_indor2_efaf | Coolkwh | 1e-05 | 13 | 0 | 0 | R-All-HVAC-CAC-All-All-E | -0.60508 | 0 | 0 | 0 | 0 | 0 | 0 | 0 |  | R
Single Family Tier2_indor2_hp85 | DHWkwh | 88.0602 | 13 | 1183.5005 | 0 | R-All-WH-WHConvert-All-All-N | -0.37094 | 0 | 0 | 0 | 0 | 0 | 0 | 0 |  | R
Single Family Tier2_indor2_hp85 | Heatkwh | -36.7304 | 13 | 0 | 0 | R-All-HVAC-CAC-All-All-E | -0.37094 | 0 | 0 | 0 | 0 | 0 | 0 | -0.06949 | R-All-HVAC-ASHP-All-All-E | R
Single Family Tier2_indor2_hp85 | Coolkwh | -4.8043 | 13 | 0 | 0 | R-All-HVAC-CAC-All-All-E | -0.37094 | 0 | 0 | 0 | 0 | 0 | 0 | 0 |  | R
Single Family Tier2_indor2_zonl | DHWkwh | 82.7592 | 13 | 1183.5005 | 0 | R-All-WH-WHConvert-All-All-N | -0.53679 | 0 | 0 | 0 | 0 | 0 | 0 | 0 |  | R
Single Family Tier2_indor2_zonl | Heatkwh | -53.0883 | 13 | 0 | 0 | R-All-HVAC-Zonal-All-All-E | -0.53679 | 0 | 0 | 0 | 0 | 0 | 0 | -0.10629 | R-All-HVAC-Zonal-All-All-E | R
Single Family Tier2_indor2_zonl | Coolkwh | 1e-05 | 13 | 0 | 0 | R-All-HVAC-CAC-All-All-E | -0.53679 | 0 | 0 | 0 | 0 | 0 | 0 | 0 |  | R
Manufactured Tier1_buffered | DHWkwh | 939.9178 | 13 | 724.5875 | 0 | R-All-WH-WHConvert-All-All-N | 0 | 0 | 0 | 0 | 0 | 0 | 0 | 0 |  | R
Manufactured Tier1_buffered | Heatkwh | 1e-05 | 13 | 0 | 0 | R-All-HVAC-ER-All-All-E | 0 | 0 | 0 | 0 | 0 | 0 | 0 | 0 |  | R
Manufactured Tier1_buffered | Coolkwh | 1e-05 | 13 | 0 | 0 | R-All-HVAC-CAC-All-All-E | 0 | 0 | 0 | 0 | 0 | 0 | 0 | 0 |  | R
Manufactured Tier1_indor2_gfnc | DHWkwh | 1271.3874 | 13 | 724.5875 | 0 | R-All-WH-WHConvert-All-All-N | -4.8682 | 0 | 0 | 0 | 0 | 0 | 0 | 0 |  | R
Manufactured Tier1_indor2_gfnc | Heatkwh | -12.8949 | 13 | 0 | 0 | R-All-HVAC-ER-All-All-E | -4.8682 | 0 | 0 | 0 | 0 | 0 | 0 | -18.8187 | R-All-HVAC-ER-All-All-E | R
Manufactured Tier1_indor2_gfnc | Coolkwh | 1e-05 | 13 | 0 | 0 | R-All-HVAC-CAC-All-All-E | -4.8682 | 0 | 0 | 0 | 0 | 0 | 0 | 0 |  | R
Manufactured Tier1_indor2_gfac | DHWkwh | 1256.8915 | 13 | 724.5875 | 0 | R-All-WH-WHConvert-All-All-N | -4.9204 | 0 | 0 | 0 | 0 | 0 | 0 | 0 |  | R
Manufactured Tier1_indor2_gfac | Heatkwh | -14.0806 | 13 | 0 | 0 | R-All-HVAC-ER-All-All-E | -4.9204 | 0 | 0 | 0 | 0 | 0 | 0 | -18.9801 | R-All-HVAC-ER-All-All-E | R
Manufactured Tier1_indor2_gfac | Coolkwh | 30.9809 | 13 | 0 | 0 | R-All-HVAC-CAC-All-All-E | -4.9204 | 0 | 0 | 0 | 0 | 0 | 0 | 0 |  | R
Manufactured Tier1_indor2_efaf | DHWkwh | 1271.3874 | 13 | 724.5875 | 0 | R-All-WH-WHConvert-All-All-N | -3.4321 | 0 | 0 | 0 | 0 | 0 | 0 | 0 |  | R
Manufactured Tier1_indor2_efaf | Heatkwh | -340.1369 | 13 | 0 | 0 | R-All-HVAC-ER-All-All-E | -3.4321 | 0 | 0 | 0 | 0 | 0 | 0 | -0.61675 | R-All-HVAC-ER-All-All-E | R
Manufactured Tier1_indor2_efaf | Coolkwh | 1e-05 | 13 | 0 | 0 | R-All-HVAC-CAC-All-All-E | -3.4321 | 0 | 0 | 0 | 0 | 0 | 0 | 0 |  | R
Manufactured Tier1_indor2_hp85 | DHWkwh | 1256.8937 | 13 | 724.5875 | 0 | R-All-WH-WHConvert-All-All-N | -1.887 | 0 | 0 | 0 | 0 | 0 | 0 | 0 |  | R
Manufactured Tier1_indor2_hp85 | Heatkwh | -187.2493 | 13 | 0 | 0 | R-All-HVAC-CAC-All-All-E | -1.887 | 0 | 0 | 0 | 0 | 0 | 0 | -0.31773 | R-All-HVAC-ASHP-All-All-E | R
Manufactured Tier1_indor2_hp85 | Coolkwh | 31.1609 | 13 | 0 | 0 | R-All-HVAC-CAC-All-All-E | -1.887 | 0 | 0 | 0 | 0 | 0 | 0 | 0 |  | R
Manufactured Tier1_indor2_zonl | DHWkwh | 1271.3178 | 13 | 724.5875 | 0 | R-All-WH-WHConvert-All-All-N | -3.0585 | 0 | 0 | 0 | 0 | 0 | 0 | 0 |  | R
Manufactured Tier1_indor2_zonl | Heatkwh | -303.1027 | 13 | 0 | 0 | R-All-HVAC-Zonal-All-All-E | -3.0585 | 0 | 0 | 0 | 0 | 0 | 0 | -0.55017 | R-All-HVAC-Zonal-All-All-E | R
Manufactured Tier1_indor2_zonl | Coolkwh | 1e-05 | 13 | 0 | 0 | R-All-HVAC-CAC-All-All-E | -3.0585 | 0 | 0 | 0 | 0 | 0 | 0 | 0 |  | R
Manufactured Tier2_buffered | DHWkwh | 295.2941 | 13 | 1183.5005 | 0 | R-All-WH-WHConvert-All-All-N | 0 | 0 | 0 | 0 | 0 | 0 | 0 | 0 |  | R
Manufactured Tier2_buffered | Heatkwh | 1e-05 | 13 | 0 | 0 | R-All-HVAC-ER-All-All-E | 0 | 0 | 0 | 0 | 0 | 0 | 0 | 0 |  | R
Manufactured Tier2_buffered | Coolkwh | 1e-05 | 13 | 0 | 0 | R-All-HVAC-CAC-All-All-E | 0 | 0 | 0 | 0 | 0 | 0 | 0 | 0 |  | R
Manufactured Tier2_indor2_gfnc | DHWkwh | 83.3146 | 13 | 1183.5005 | 0 | R-All-WH-WHConvert-All-All-N | -0.84882 | 0 | 0 | 0 | 0 | 0 | 0 | 0 |  | R
Manufactured Tier2_indor2_gfnc | Heatkwh | -2.2638 | 13 | 0 | 0 | R-All-HVAC-ER-All-All-E | -0.84882 | 0 | 0 | 0 | 0 | 0 | 0 | -3.2805 | R-All-HVAC-ER-All-All-E | R
Manufactured Tier2_indor2_gfnc | Coolkwh | 1e-05 | 13 | 0 | 0 | R-All-HVAC-CAC-All-All-E | -0.84882 | 0 | 0 | 0 | 0 | 0 | 0 | 0 |  | R
Manufactured Tier2_indor2_gfac | DHWkwh | 89.0574 | 13 | 1183.5005 | 0 | R-All-WH-WHConvert-All-All-N | -0.8652 | 0 | 0 | 0 | 0 | 0 | 0 | 0 |  | R
Manufactured Tier2_indor2_gfac | Heatkwh | -2.4774 | 13 | 0 | 0 | R-All-HVAC-ER-All-All-E | -0.8652 | 0 | 0 | 0 | 0 | 0 | 0 | -3.337 | R-All-HVAC-ER-All-All-E | R
Manufactured Tier2_indor2_gfac | Coolkwh | -4.6864 | 13 | 0 | 0 | R-All-HVAC-CAC-All-All-E | -0.8652 | 0 | 0 | 0 | 0 | 0 | 0 | 0 |  | R
Manufactured Tier2_indor2_efaf | DHWkwh | 83.3146 | 13 | 1183.5005 | 0 | R-All-WH-WHConvert-All-All-N | -0.59844 | 0 | 0 | 0 | 0 | 0 | 0 | 0 |  | R
Manufactured Tier2_indor2_efaf | Heatkwh | -59.3093 | 13 | 0 | 0 | R-All-HVAC-ER-All-All-E | -0.59844 | 0 | 0 | 0 | 0 | 0 | 0 | -0.10737 | R-All-HVAC-ER-All-All-E | R
Manufactured Tier2_indor2_efaf | Coolkwh | 1e-05 | 13 | 0 | 0 | R-All-HVAC-CAC-All-All-E | -0.59844 | 0 | 0 | 0 | 0 | 0 | 0 | 0 |  | R
Manufactured Tier2_indor2_hp85 | DHWkwh | 89.0673 | 13 | 1183.5005 | 0 | R-All-WH-WHConvert-All-All-N | -0.38086 | 0 | 0 | 0 | 0 | 0 | 0 | 0 |  | R
Manufactured Tier2_indor2_hp85 | Heatkwh | -37.7986 | 13 | 0 | 0 | R-All-HVAC-CAC-All-All-E | -0.38086 | 0 | 0 | 0 | 0 | 0 | 0 | -0.063583 | R-All-HVAC-ASHP-All-All-E | R
Manufactured Tier2_indor2_hp85 | Coolkwh | -4.6926 | 13 | 0 | 0 | R-All-HVAC-CAC-All-All-E | -0.38086 | 0 | 0 | 0 | 0 | 0 | 0 | 0 |  | R
Manufactured Tier2_indor2_zonl | DHWkwh | 83.3155 | 13 | 1183.5005 | 0 | R-All-WH-WHConvert-All-All-N | -0.53074 | 0 | 0 | 0 | 0 | 0 | 0 | 0 |  | R
Manufactured Tier2_indor2_zonl | Heatkwh | -52.5991 | 13 | 0 | 0 | R-All-HVAC-Zonal-All-All-E | -0.53074 | 0 | 0 | 0 | 0 | 0 | 0 | -0.09529 | R-All-HVAC-Zonal-All-All-E | R
Manufactured Tier2_indor2_zonl | Coolkwh | 1e-05 | 13 | 0 | 0 | R-All-HVAC-CAC-All-All-E | -0.53074 | 0 | 0 | 0 | 0 | 0 | 0 | 0 |  | R
ProCost Results
Version: | ProCost 3.0 - Beta04
Run Time: | Friday, 6 March , 2015 at 1:52 PM
Regurgitation of ProData input parameters which were used for this run
| Run Parameters |  | Run Parameters |  |  | Marginal Cost & Conservation Load Shape Parameters | [9 empty] | Sponsor Parameters | [5 empty] | Program Parameters |  |  | Utility System Parameters
| Run Type | Electric | Run Type | Electric |  | Marginal Costs and Savings Shape File | \\nas2\Q\SeventhPlan\Conservation Analysis\Global EE Inputs\MC Files\MC_AND_LOADSHAPE_v3.0_24segment-7P-D9 - NewSegValues.xlsx |  |  | 6P MidC Final (with carbon) | [6 empty] | Customer | Wholesale Elec | Retail Elec | Nat Gas |  | Program Life (yrs) | 20 |  |  | Electric | Gas
| Negative B/C Ratios | Off | Negative B/C Ratios | Off |  | Marginal Elec Avoided Cost Input Worksheet | 7P Mid |  |  | Conservation Load Shapes | [5 empty] | Real After-Tax Cost of Capital | 0.043096 | 0.043878 | 0.053289 | 0.054479 |  | Program Start Date | 2016 |  | Bulk System T&D Loss Factor | 0.0040389 | 0.01
| Admin Cost @ Category Level | On | Admin Cost @ Category Level | On |  | Elec Savings Shape Input Worksheet | GLSShapes |  |  | 6P_Gas_Final | [5 empty] | Financial Life (years) | 12 | 12 | 1 | 1 |  | Present Value Time Zero | 2016 |  | Bulk System T&D Credit ($/kw-yr)($/dailytherm-yr) | 26 | 0
| Repeat Periodic Replacement | On | Repeat Periodic Replacement | On |  | Marginal Gas Avoided Cost Input Worksheet | 7P Gas |  |  | Conservation Load Shapes | [6 empty] | Customer | Wholesale Elec | Retail Elec | Nat Gas |  | Input Cost Reference Year | 2012 |  | Bulk System T&D I2R Loss Component (%) | 0.9 | N/A
[6 empty] | Gas Savings Shape Input Worksheet | GLSShapes | [8 empty] | Sponsor Share of Initial Capital Cost | 0.35 | 0.195 | 0.455 | 0 |  | Real Discount Rate | 0.04 |  | Local System Dist Loss Factor | 0.047399 | 0
| Run Type: | Electric |  |  |  | Marginal Elec CO2 per kWh Input Worksheet | CO2 lbs per kWh .95 |  |  | CO2 lbs per therm | [5 empty] | Sponsor Share of Annual O&M | 1 | 0 | 0 | 0 |  | Capital Real Escalation Rate | 0 |  | Local System Dist Credit ($/kw-yr)($/dailytherm-yr) | 31 | 0
| Negative B/C Ratios: | False: (Converts Negative B/C Ratios) |  |  |  | Marginal Gas CO2 per therm Input Worksheet | CO2 lbs per therm |  |  | Zero Dollars per ton CO2 | [5 empty] | Sponsor Share of Periodic Replacement Cost | 1 | 0 | 0 | 0 |  | Admin Cost (as % of Initial Capital Cost) | 0.2 |  | Local System Dist I2R Loss Component (%) | 0.7 | N/A
| Admin Cost / Category Level: | True: Admin Costs added at Category Results |  |  |  | Marginal Avoided Cost CO2 Input Worksheet | Zero Dollars per ton CO2 |  |  | LineLossShapes | [5 empty] | Sponsor Share of Admin Cost |  | 0.3 | 0.7 | 0 |  | Regional Act Conservation Credit (%) | 0 |  | Risk-Mitigation Credit (mills/kWh)(mills/therm) - Retro. | 0 | 0
| Periodic O&M Treatment: | True: (Periodic O&M Repeats over measure life) |  |  |  | Line Loss Shape Input Worksheet | LineLossShapes | [8 empty] | Last Year of Non-Customer O&M & Period Replacement |  | 20 |  |  |  | Report Annual Carbon Saved for Year | 2018 |  | Risk-Mitigation Credit (mills/kWh)(mills/therm) - Lost Op. | 0 | 0
Measure Results; Sorted in same order as input
Total Results |  | Measure Input Data | [8 empty] | Savings | [5 empty] | PV Capital |  |  |  | PV Admin |  |  |  | PV O&M |  |  |  | PV Periodic Repl. |  |  |  | Total PV Capital, O&M and Periodic Repl Costs |  |  |  |  | PV Wholesale Electric Utility Costs & Benefits | [6 empty] | PV Retail Electric Utility Costs & Benefits | [6 empty] | PV Electric Utility System Costs & Benefits | [5 empty] | Electric Utility System Economics |  | Sponsor Levelized Cost (mills/kwh) |  |  |  |  | PV Regional Costs & Benefits | [15 empty] | TRC Economics |  | Physical CO2 | [5 empty] | Gas Inputs |  |  |  | PV Gas Utility System Costs & Benefits |  |  |  |  | Gas Utility System Economics
Category | Measure | Measure Life | Site Savings (kWh) | Site Savings (therms) | Capital Cost ($/unit) | Annual O&M Cost ($/unit) | PV Per. Repl. Cost ($/unit) | Load Shape (electric) | Diversified Load Factor (electric) | Wholesale Power Coincidence Factor (electric) | Wholesale Electric Energy (kWh) | Wholesale Electric Demand (kw) | Retail Electric Demand (kW) | Wholesale Gas Energy (therms/yr) | Wholesale Gas Demand (therms/day) | Retail Gas Demand (therms/day) | Wholesale Electric | Retail Electric | Natural Gas | Customer | Wholesale Electric | Retail Electric | Natural Gas | Customer | Wholesale Electric | Retail Electric | Natural Gas | Customer | Wholesale Electric | Retail Electric | Natural Gas | Customer | Wholesale Electric | Retail Electric | Natural Gas | Customer | Total | Wholesale Utility System Energy | Wholesale Utility System T&D Def. Cap. | Wholesale Utility System Act C-E Credit | Wholesale Utility System Risk Mitigation Benefit | Wholesale Utility System Total System Benefit | Wholesale Utility System Total Non-Consumer Cost | Wholesale Utility System B/C Ratio | Retail Utility System Energy | Retail Utility System T&D Def. Cap. | Retail Utility System Act C-E Credit | Retail Utility System Risk Mitigation Benefit | Retail Utility System Total System Benefit | Retail Utility System Total Non-Consumer Cost | Retail Utility System System B/C Ratio | Utility System Energy | Utility System T&D Def. Cap. | Utility System Act C-E Credit | Utility System Total Risk Mitigation Benefit | Utility System Total System Benefit | Utility System Total Non-Consumer Cost | Utility System Net Levelized Cost (Net of Elec T&D Capacity Benefits, Act Credit & Risk-Mitigation Benefit) in mills/kwh | Utility System System B/C Ratio | Wholesale Electric Levelized Cost | Retail Electric Levelized Cost | Natural Gas Levelized Cost | Customer Levelized Cost | Total Levelized Cost | PV Regional Electric Energy | PV Regional Gas Energy | PV Regional Electric T&D Def. Cap. | PV Regional Gas T&D Def. Cap. | PV Regional Electric System CO2 | PV Regional Gas System CO2 | PV Regional Electric System Risk-Mitigation Benefit | PV Regional Gas System Risk-Mitigation Benefit | PV Regional Non-E Value | PV Regional Act Credit | PV Regional Capital Cost | PV Regional Admin Cost | PV Regional Annual O&M Cost | PV Regional Periodic Replacement Cost | PV Total Regional Benefit | PV Total Regional Cost | TRC B/C Ratio | TRC Net Levelized Cost (Net of All Benefits) in mills/kWh | Electric System CO2 Avoided (Lifetime Tons) | Gas System CO2 Avoided (Lifetime Tons) | Total System CO2 Avoided (Lifetime Tons) | Electric System CO2 Avoided (Annual Tons in 2018) | Gas System CO2 Avoided (Annual Tons in 2018) | Total System CO2 Avoided (Annual Tons in 2018) | Gas Site Savings (therms) | Load Shape (gas) | Diversitfied Load Factor (gas) | Wholesale Coincidence Factor (gas) | Total Gas Utility System Energy | Gas Utility System T&D Def. Cap. | Gas Utility System Risk Mitigation Benefit | Gas Utility System Total System Benefit | Gas Utility System Total Non-Consumer Cost | Gas Utility System Net Levelized Cost (Net of Gas T&D Capacity Benefits & Risk-Mitigation Benefits) in cents/therm | Gas Utility System System B/C Ratio
Single Family Tier1_buffered | DHWkwh | 13 | 1044.4554 | 0 | 724.5875 | 0 | 0 | R-All-WH-WHConvert-All-All-N |  |  | 1121.4904 | 0.24957 | 0.24777 | 0 | 0 | 0 | 144.4924 | 333.9 | 0 | 524.4684 | (na) | (na) | (na) | (na) | 0 | 0 | 0 | 0 | 0 | 0 | 0 | 0 | 144.4924 | 333.9 | 0 | 524.4684 | 1002.8609 | 576.0345 | 88.1852 | 0 | 0 | 664.2198 | 144.4924 | 4.5969 | 576.0345 | 104.3851 | 0 | 0 | 680.4196 | 333.9 | 2.0378 | 576.0345 | 192.5703 | 0 | 0 | 768.6048 | 478.3925 | 18.753 | 1.6066 | 9.4802 | 21.9074 | 0 | 34.4107 | 65.7984 | 576.0345 | 0 | 192.5703 | 0 | 0 | 0 | 0 | 0 | 0 | 0 | 1002.8609 |  | 0 | 0 | 768.6048 | 1002.8609 | 0.76641 | 53.1637 | 10.6543 | 0 | 10.6543 | 0.53271 | 0 | 0.53271 | 0 |  | 0 | 0 | 0 | 0 | 0 | 0 | 0 | 9999 | 9999
Single Family Tier1_buffered | Heatkwh | 13 | 1e-05 | 0 | 0 | 0 | 0 | R-All-HVAC-ER-All-All-E |  |  | 1.0784e-05 | 5.6391e-09 | 5.5984e-09 | 0 | 0 | 0 | 0 | 0 | 0 | 0 | (na) | (na) | (na) | (na) | 0 | 0 | 0 | 0 | 0 | 0 | 0 | 0 | 0 | 0 | 0 | 0 | 0 | 5.6801e-06 | 1.9926e-06 | 0 | 0 | 7.6727e-06 | 0 | 9999 | 5.6801e-06 | 2.3586e-06 | 0 | 0 | 8.0387e-06 | 0 | 9999 | 5.6801e-06 | 4.3511e-06 | 0 | 0 | 1.0031e-05 | 0 | -29.6894 | 9999 | 0 | 0 | 0 | 0 | 0 | 5.6801e-06 | 0 | 4.3511e-06 | 0 | 0 | 0 | 0 | 0 | 0 | 0 | 0 |  | 0 | 0 | 1.0031e-05 | 0 | 9999 | -29.6894 | 1.0245e-07 | 0 | 1.0245e-07 | 5.1223e-09 | 0 | 5.1223e-09 | 0 |  | 0 | 0 | 0 | 0 | 0 | 0 | 0 | 9999 | 9999
Single Family Tier1_buffered | Coolkwh | 13 | 1e-05 | 0 | 0 | 0 | 0 | R-All-HVAC-CAC-All-All-E |  |  | 1.0718e-05 | 0 | 0 | 0 | 0 | 0 | 0 | 0 | 0 | 0 | (na) | (na) | (na) | (na) | 0 | 0 | 0 | 0 | 0 | 0 | 0 | 0 | 0 | 0 | 0 | 0 | 0 | 5.5801e-06 | 0 | 0 | 0 | 5.5801e-06 | 0 | 9999 | 5.5801e-06 | 0 | 0 | 0 | 5.5801e-06 | 0 | 9999 | 5.5801e-06 | 0 | 0 | 0 | 5.5801e-06 | 0 | 0 | 9999 | 0 | 0 | 0 | 0 | 0 | 5.5801e-06 | 0 | 0 | 0 | 0 | 0 | 0 | 0 | 0 | 0 | 0 |  | 0 | 0 | 5.5801e-06 | 0 | 9999 | 0 | 1.0182e-07 | 0 | 1.0182e-07 | 5.0908e-09 | 0 | 5.0908e-09 | 0 |  | 0 | 0 | 0 | 0 | 0 | 0 | 0 | 9999 | 9999
Single Family Tier1_indor2_gfnc | DHWkwh | 13 | 1262.9315 | 0 | 724.5875 | 0 | 0 | R-All-WH-WHConvert-All-All-N |  |  | 1356.0804 | 0.30177 | 0.2996 | 0 | 0 | 0 | 144.4924 | 333.9 | 0 | 524.4684 | (na) | (na) | (na) | (na) | 0 | 0 | 0 | 0 | 0 | 0 | 0 | 0 | 144.4924 | 333.9 | 0 | 524.4684 | 1002.8609 | 696.5277 | 106.6316 | 0 | 0 | 803.1593 | 144.4924 | 5.5585 | 696.5277 | 126.22 | 0 | 0 | 822.7477 | 333.9 | 2.4641 | 696.5277 | 232.8516 | 0 | 0 | 929.3793 | 478.3925 | 13.3232 | 1.9427 | 7.8402 | 18.1176 | 0 | 28.458 | 54.4158 | 696.5277 | 0 | 232.8516 | 0 | 0 | 0 | 0 | 0 | -66.9399 | 0 | 1002.8609 |  | 0 | 0 | 862.4393 | 1002.8609 | 0.86874 | 45.4134 | 12.8829 | 0 | 12.8829 | 0.64414 | 0 | 0.64414 | 0 |  | 0 | 0 | 0 | 0 | 0 | 0 | 0 | 9999 | 9999
Single Family Tier1_indor2_gfnc | Heatkwh | 13 | -12.9377 | -19.0896 | 0 | 0 | 0 | R-All-HVAC-ER-All-All-E |  |  | -13.9518 | -0.0072956 | -0.007243 | -19.2805 | 0 | 0 | 0 | 0 | 0 | 0 | (na) | (na) | (na) | (na) | 0 | 0 | 0 | 0 | 0 | 0 | 0 | 0 | 0 | 0 | 0 | 0 | 0 | -7.3488 | -2.5779 | 0 | 0 | -9.9267 | 0 | 0 | -7.3488 | -3.0515 | 0 | 0 | -10.4002 | 0 | 0 | -7.3488 | -5.6294 | 0 | 0 | -12.9781 | 0 | 9999 | 0 | 9999 | 9999 | 9999 | 9999 | 9999 | -7.3488 | -149.6102 | -5.6294 | 0 | 0 | 0 | 0 | 0 | -66.9399 | 0 | 0 |  | 0 | 0 | -229.5283 | 0 | 0 | 9999 | -0.13254 | -2.2558 | -2.3884 | -0.0066271 | -0.11279 | -0.11942 | -19.0896 | R-All-HVAC-ER-All-All-E | 0 | 0 | -149.6102 | 0 | 0 | -149.6102 | 0 | 9999 | 0
Single Family Tier1_indor2_gfnc | Coolkwh | 13 | 1e-05 | 0 | 0 | 0 | 0 | R-All-HVAC-CAC-All-All-E |  |  | 1.0718e-05 | 0 | 0 | 0 | 0 | 0 | 0 | 0 | 0 | 0 | (na) | (na) | (na) | (na) | 0 | 0 | 0 | 0 | 0 | 0 | 0 | 0 | 0 | 0 | 0 | 0 | 0 | 5.5801e-06 | 0 | 0 | 0 | 5.5801e-06 | 0 | 9999 | 5.5801e-06 | 0 | 0 | 0 | 5.5801e-06 | 0 | 9999 | 5.5801e-06 | 0 | 0 | 0 | 5.5801e-06 | 0 | 0 | 9999 | 0 | 0 | 0 | 0 | 0 | 5.5801e-06 | 0 | 0 | 0 | 0 | 0 | 0 | 0 | -66.9399 | 0 | 0 |  | 0 | 0 | -66.9399 | 0 | 8.336e-08 | 459579971.5493 | 1.0182e-07 | 0 | 1.0182e-07 | 5.0908e-09 | 0 | 5.0908e-09 | 0 |  | 0 | 0 | 0 | 0 | 0 | 0 | 0 | 9999 | 9999
Single Family Tier1_indor2_gfac | DHWkwh | 13 | 1249.1941 | 0 | 724.5875 | 0 | 0 | R-All-WH-WHConvert-All-All-N |  |  | 1341.3298 | 0.29849 | 0.29634 | 0 | 0 | 0 | 144.4924 | 333.9 | 0 | 524.4684 | (na) | (na) | (na) | (na) | 0 | 0 | 0 | 0 | 0 | 0 | 0 | 0 | 144.4924 | 333.9 | 0 | 524.4684 | 1002.8609 | 688.9513 | 105.4717 | 0 | 0 | 794.423 | 144.4924 | 5.498 | 688.9513 | 124.8471 | 0 | 0 | 813.7984 | 333.9 | 2.4373 | 688.9513 | 230.3188 | 0 | 0 | 919.2701 | 478.3925 | 13.6087 | 1.9216 | 7.9265 | 18.3169 | 0 | 28.7709 | 55.0143 | 688.9513 | 0 | 230.3188 | 0 | 0 | 0 | 0 | 0 | -67.6413 | 0 | 1002.8609 |  | 0 | 0 | 851.6288 | 1002.8609 | 0.85873 | 46.0902 | 12.7428 | 0 | 12.7428 | 0.63713 | 0 | 0.63713 | 0 |  | 0 | 0 | 0 | 0 | 0 | 0 | 0 | 9999 | 9999
Single Family Tier1_indor2_gfac | Heatkwh | 13 | -14.2153 | -19.2458 | 0 | 0 | 0 | R-All-HVAC-ER-All-All-E |  |  | -15.3295 | -0.0080161 | -0.0079582 | -19.4382 | 0 | 0 | 0 | 0 | 0 | 0 | (na) | (na) | (na) | (na) | 0 | 0 | 0 | 0 | 0 | 0 | 0 | 0 | 0 | 0 | 0 | 0 | 0 | -8.0745 | -2.8325 | 0 | 0 | -10.907 | 0 | 0 | -8.0745 | -3.3528 | 0 | 0 | -11.4273 | 0 | 0 | -8.0745 | -6.1853 | 0 | 0 | -14.2598 | 0 | 9999 | 0 | 9999 | 9999 | 9999 | 9999 | 9999 | -8.0745 | -150.8343 | -6.1853 | 0 | 0 | 0 | 0 | 0 | -67.6413 | 0 | 0 |  | 0 | 0 | -232.7354 | 0 | 0 | 9999 | -0.14563 | -2.2743 | -2.4199 | -0.0072815 | -0.11371 | -0.121 | -19.2458 | R-All-HVAC-ER-All-All-E | 0 | 0 | -150.8343 | 0 | 0 | -150.8343 | 0 | 9999 | 0
Single Family Tier1_indor2_gfac | Coolkwh | 13 | 30.4961 | 0 | 0 | 0 | 0 | R-All-HVAC-CAC-All-All-E |  |  | 32.6842 | 0 | 0 | 0 | 0 | 0 | 0 | 0 | 0 | 0 | (na) | (na) | (na) | (na) | 0 | 0 | 0 | 0 | 0 | 0 | 0 | 0 | 0 | 0 | 0 | 0 | 0 | 17.0171 | 0 | 0 | 0 | 17.0171 | 0 | 9999 | 17.0171 | 0 | 0 | 0 | 17.0171 | 0 | 9999 | 17.0171 | 0 | 0 | 0 | 17.0171 | 0 | 0 | 9999 | 0 | 0 | 0 | 0 | 0 | 17.0171 | 0 | 0 | 0 | 0 | 0 | 0 | 0 | -67.6413 | 0 | 0 |  | 0 | 0 | -50.6242 | 0 | 0.25158 | 152.2803 | 0.31052 | 0 | 0.31052 | 0.015525 | 0 | 0.015525 | 0 |  | 0 | 0 | 0 | 0 | 0 | 0 | 0 | 9999 | 9999
Single Family Tier1_indor2_efaf | DHWkwh | 13 | 1262.9315 | 0 | 724.5875 | 0 | 0 | R-All-WH-WHConvert-All-All-N |  |  | 1356.0804 | 0.30177 | 0.2996 | 0 | 0 | 0 | 144.4924 | 333.9 | 0 | 524.4684 | (na) | (na) | (na) | (na) | 0 | 0 | 0 | 0 | 0 | 0 | 0 | 0 | 144.4924 | 333.9 | 0 | 524.4684 | 1002.8609 | 696.5277 | 106.6316 | 0 | 0 | 803.1593 | 144.4924 | 5.5585 | 696.5277 | 126.22 | 0 | 0 | 822.7477 | 333.9 | 2.4641 | 696.5277 | 232.8516 | 0 | 0 | 929.3793 | 478.3925 | 13.3232 | 1.9427 | 7.8402 | 18.1176 | 0 | 28.458 | 54.4158 | 696.5277 | 0 | 232.8516 | 0 | 0 | 0 | 0 | 0 | -47.1872 | 0 | 1002.8609 |  | 0 | 0 | 882.1921 | 1002.8609 | 0.88508 | 44.3416 | 12.8829 | 0 | 12.8829 | 0.64414 | 0 | 0.64414 | 0 |  | 0 | 0 | 0 | 0 | 0 | 0 | 0 | 9999 | 9999
Single Family Tier1_indor2_efaf | Heatkwh | 13 | -343.385 | -0.68805 | 0 | 0 | 0 | R-All-HVAC-ER-All-All-E |  |  | -370.2998 | -0.19364 | -0.19224 | -0.69493 | 0 | 0 | 0 | 0 | 0 | 0 | (na) | (na) | (na) | (na) | 0 | 0 | 0 | 0 | 0 | 0 | 0 | 0 | 0 | 0 | 0 | 0 | 0 | -195.0469 | -68.4212 | 0 | 0 | -263.4681 | 0 | 0 | -195.0469 | -80.9904 | 0 | 0 | -276.0373 | 0 | 0 | -195.0469 | -149.4116 | 0 | 0 | -344.4585 | 0 | 9999 | 0 | 9999 | 9999 | 9999 | 9999 | 9999 | -195.0469 | -5.3924 | -149.4116 | 0 | 0 | 0 | 0 | 0 | -47.1872 | 0 | 0 |  | 0 | 0 | -397.0381 | 0 | 0 | 9999 | -3.5179 | -0.081307 | -3.5992 | -0.17589 | -0.0040653 | -0.17996 | -0.68805 | R-All-HVAC-ER-All-All-E | 0 | 0 | -5.3924 | 0 | 0 | -5.3924 | 0 | 9999 | 0
Single Family Tier1_indor2_efaf | Coolkwh | 13 | 1e-05 | 0 | 0 | 0 | 0 | R-All-HVAC-CAC-All-All-E |  |  | 1.0718e-05 | 0 | 0 | 0 | 0 | 0 | 0 | 0 | 0 | 0 | (na) | (na) | (na) | (na) | 0 | 0 | 0 | 0 | 0 | 0 | 0 | 0 | 0 | 0 | 0 | 0 | 0 | 5.5801e-06 | 0 | 0 | 0 | 5.5801e-06 | 0 | 9999 | 5.5801e-06 | 0 | 0 | 0 | 5.5801e-06 | 0 | 9999 | 5.5801e-06 | 0 | 0 | 0 | 5.5801e-06 | 0 | 0 | 9999 | 0 | 0 | 0 | 0 | 0 | 5.5801e-06 | 0 | 0 | 0 | 0 | 0 | 0 | 0 | -47.1872 | 0 | 0 |  | 0 | 0 | -47.1872 | 0 | 1.1825e-07 | 323966333.4539 | 1.0182e-07 | 0 | 1.0182e-07 | 5.0908e-09 | 0 | 5.0908e-09 | 0 |  | 0 | 0 | 0 | 0 | 0 | 0 | 0 | 9999 | 9999
Single Family Tier1_indor2_hp85 | DHWkwh | 13 | 1249.1975 | 0 | 724.5875 | 0 | 0 | R-All-WH-WHConvert-All-All-N |  |  | 1341.3334 | 0.29849 | 0.29634 | 0 | 0 | 0 | 144.4924 | 333.9 | 0 | 524.4684 | (na) | (na) | (na) | (na) | 0 | 0 | 0 | 0 | 0 | 0 | 0 | 0 | 144.4924 | 333.9 | 0 | 524.4684 | 1002.8609 | 688.9532 | 105.472 | 0 | 0 | 794.4252 | 144.4924 | 5.498 | 688.9532 | 124.8474 | 0 | 0 | 813.8006 | 333.9 | 2.4373 | 688.9532 | 230.3194 | 0 | 0 | 919.2726 | 478.3925 | 13.6086 | 1.9216 | 7.9264 | 18.3168 | 0 | 28.7709 | 55.0141 | 688.9532 | 0 | 230.3194 | 0 | 0 | 0 | 0 | 0 | -25.056 | 0 | 1002.8609 |  | 0 | 0 | 894.2166 | 1002.8609 | 0.89431 | 43.7539 | 12.7428 | 0 | 12.7428 | 0.63713 | 0 | 0.63713 | 0 |  | 0 | 0 | 0 | 0 | 0 | 0 | 0 | 9999 | 9999
Single Family Tier1_indor2_hp85 | Heatkwh | 13 | -182.5285 | -0.34795 | 0 | 0 | 0 | R-All-HVAC-CAC-All-All-E |  |  | -195.6253 | 0 | 0 | -0.35143 | 0 | 0 | 0 | 0 | 0 | 0 | (na) | (na) | (na) | (na) | 0 | 0 | 0 | 0 | 0 | 0 | 0 | 0 | 0 | 0 | 0 | 0 | 0 | -101.8524 | 0 | 0 | 0 | -101.8524 | 0 | 0 | -101.8524 | 0 | 0 | 0 | -101.8524 | 0 | 0 | -101.8524 | 0 | 0 | 0 | -101.8524 | 0 | 9999 | 0 | 9999 | 9999 | 9999 | 9999 | 9999 | -101.8524 | -2.6917 | 0 | 0 | 0 | 0 | 0 | 0 | -25.056 | 0 | 0 |  | 0 | 0 | -129.6001 | 0 | 0 | 9999 | -1.8586 | -0.041118 | -1.8997 | -0.092922 | -0.0020559 | -0.094978 | -0.34795 | R-All-HVAC-ASHP-All-All-E | 0 | 0 | -2.6917 | 0 | 0 | -2.6917 | 0 | 9999 | 0
Single Family Tier1_indor2_hp85 | Coolkwh | 13 | 30.6736 | 0 | 0 | 0 | 0 | R-All-HVAC-CAC-All-All-E |  |  | 32.8745 | 0 | 0 | 0 | 0 | 0 | 0 | 0 | 0 | 0 | (na) | (na) | (na) | (na) | 0 | 0 | 0 | 0 | 0 | 0 | 0 | 0 | 0 | 0 | 0 | 0 | 0 | 17.1161 | 0 | 0 | 0 | 17.1161 | 0 | 9999 | 17.1161 | 0 | 0 | 0 | 17.1161 | 0 | 9999 | 17.1161 | 0 | 0 | 0 | 17.1161 | 0 | 0 | 9999 | 0 | 0 | 0 | 0 | 0 | 17.1161 | 0 | 0 | 0 | 0 | 0 | 0 | 0 | -25.056 | 0 | 0 |  | 0 | 0 | -7.9398 | 0 | 0.68312 | 56.0818 | 0.31233 | 0 | 0.31233 | 0.015615 | 0 | 0.015615 | 0 |  | 0 | 0 | 0 | 0 | 0 | 0 | 0 | 9999 | 9999
Single Family Tier1_indor2_zonl | DHWkwh | 13 | 1262.8981 | 0 | 724.5875 | 0 | 0 | R-All-WH-WHConvert-All-All-N |  |  | 1356.0445 | 0.30177 | 0.29959 | 0 | 0 | 0 | 144.4924 | 333.9 | 0 | 524.4684 | (na) | (na) | (na) | (na) | 0 | 0 | 0 | 0 | 0 | 0 | 0 | 0 | 144.4924 | 333.9 | 0 | 524.4684 | 1002.8609 | 696.5093 | 106.6288 | 0 | 0 | 803.138 | 144.4924 | 5.5583 | 696.5093 | 126.2167 | 0 | 0 | 822.7259 | 333.9 | 2.464 | 696.5093 | 232.8454 | 0 | 0 | 929.3547 | 478.3925 | 13.3239 | 1.9427 | 7.8405 | 18.1181 | 0 | 28.4587 | 54.4173 | 696.5093 | 0 | 232.8454 | 0 | 0 | 0 | 0 | 0 | -42.074 | 0 | 1002.8609 |  | 0 | 0 | 887.2807 | 1002.8609 | 0.88939 | 44.0656 | 12.8826 | 0 | 12.8826 | 0.64412 | 0 | 0.64412 | 0 |  | 0 | 0 | 0 | 0 | 0 | 0 | 0 | 9999 | 9999
Single Family Tier1_indor2_zonl | Heatkwh | 13 | -306.1707 | -0.61395 | 0 | 0 | 0 | R-All-HVAC-Zonal-All-All-E |  |  | -330.0178 | -0.12293 | -0.12204 | -0.62009 | 0 | 0 | 0 | 0 | 0 | 0 | (na) | (na) | (na) | (na) | 0 | 0 | 0 | 0 | 0 | 0 | 0 | 0 | 0 | 0 | 0 | 0 | 0 | -171.8865 | -43.4369 | 0 | 0 | -215.3233 | 0 | 0 | -171.8865 | -51.4163 | 0 | 0 | -223.3028 | 0 | 0 | -171.8865 | -94.8531 | 0 | 0 | -266.7396 | 0 | 9999 | 0 | 9999 | 9999 | 9999 | 9999 | 9999 | -171.8865 | -4.8097 | -94.8531 | 0 | 0 | 0 | 0 | 0 | -42.074 | 0 | 0 |  | 0 | 0 | -313.6234 | 0 | 0 | 9999 | -3.1352 | -0.072551 | -3.2077 | -0.15676 | -0.0036275 | -0.16039 | -0.61395 | R-All-HVAC-Zonal-All-All-E | 0 | 0 | -4.8097 | 0 | 0 | -4.8097 | 0 | 9999 | 0
Single Family Tier1_indor2_zonl | Coolkwh | 13 | 1e-05 | 0 | 0 | 0 | 0 | R-All-HVAC-CAC-All-All-E |  |  | 1.0718e-05 | 0 | 0 | 0 | 0 | 0 | 0 | 0 | 0 | 0 | (na) | (na) | (na) | (na) | 0 | 0 | 0 | 0 | 0 | 0 | 0 | 0 | 0 | 0 | 0 | 0 | 0 | 5.5801e-06 | 0 | 0 | 0 | 5.5801e-06 | 0 | 9999 | 5.5801e-06 | 0 | 0 | 0 | 5.5801e-06 | 0 | 9999 | 5.5801e-06 | 0 | 0 | 0 | 5.5801e-06 | 0 | 0 | 9999 | 0 | 0 | 0 | 0 | 0 | 5.5801e-06 | 0 | 0 | 0 | 0 | 0 | 0 | 0 | -42.074 | 0 | 0 |  | 0 | 0 | -42.074 | 0 | 1.3263e-07 | 288861423.2234 | 1.0182e-07 | 0 | 1.0182e-07 | 5.0908e-09 | 0 | 5.0908e-09 | 0 |  | 0 | 0 | 0 | 0 | 0 | 0 | 0 | 9999 | 9999
Single Family Tier2_buffered | DHWkwh | 13 | 189.9109 | 0 | 1183.5005 | 0 | 0 | R-All-WH-WHConvert-All-All-N |  |  | 203.918 | 0.045379 | 0.045051 | 0 | 0 | 0 | 236.0058 | 545.3735 | 0 | 856.6373 | (na) | (na) | (na) | (na) | 0 | 0 | 0 | 0 | 0 | 0 | 0 | 0 | 236.0058 | 545.3735 | 0 | 856.6373 | 1638.0167 | 104.739 | 16.0345 | 0 | 0 | 120.7736 | 236.0058 | 0.51174 | 104.739 | 18.9801 | 0 | 0 | 123.7191 | 545.3735 | 0.22685 | 104.739 | 35.0146 | 0 | 0 | 139.7537 | 781.3794 | 269.3181 | 0.17886 | 85.1603 | 196.7925 | 0 | 309.1089 | 591.0617 | 104.739 | 0 | 35.0146 | 0 | 0 | 0 | 0 | 0 | 0 | 0 | 1638.0167 |  | 0 | 0 | 139.7537 | 1638.0167 | 0.085319 | 578.427 | 1.9372 | 0 | 1.9372 | 0.096861 | 0 | 0.096861 | 0 |  | 0 | 0 | 0 | 0 | 0 | 0 | 0 | 9999 | 9999
Single Family Tier2_buffered | Heatkwh | 13 | 1e-05 | 0 | 0 | 0 | 0 | R-All-HVAC-Zonal-All-All-E |  |  | 1.0779e-05 | 4.0151e-09 | 3.9861e-09 | 0 | 0 | 0 | 0 | 0 | 0 | 0 | (na) | (na) | (na) | (na) | 0 | 0 | 0 | 0 | 0 | 0 | 0 | 0 | 0 | 0 | 0 | 0 | 0 | 5.6141e-06 | 1.4187e-06 | 0 | 0 | 7.0328e-06 | 0 | 9999 | 5.6141e-06 | 1.6793e-06 | 0 | 0 | 7.2934e-06 | 0 | 9999 | 5.6141e-06 | 3.098e-06 | 0 | 0 | 8.7121e-06 | 0 | -21.1487 | 9999 | 0 | 0 | 0 | 0 | 0 | 5.6141e-06 | 0 | 3.098e-06 | 0 | 0 | 0 | 0 | 0 | 0 | 0 | 0 |  | 0 | 0 | 8.7121e-06 | 0 | 9999 | -21.1487 | 1.024e-07 | 0 | 1.024e-07 | 5.12e-09 | 0 | 5.12e-09 | 0 |  | 0 | 0 | 0 | 0 | 0 | 0 | 0 | 9999 | 9999
Single Family Tier2_buffered | Coolkwh | 13 | 1e-05 | 0 | 0 | 0 | 0 | R-All-HVAC-CAC-All-All-E |  |  | 1.0718e-05 | 0 | 0 | 0 | 0 | 0 | 0 | 0 | 0 | 0 | (na) | (na) | (na) | (na) | 0 | 0 | 0 | 0 | 0 | 0 | 0 | 0 | 0 | 0 | 0 | 0 | 0 | 5.5801e-06 | 0 | 0 | 0 | 5.5801e-06 | 0 | 9999 | 5.5801e-06 | 0 | 0 | 0 | 5.5801e-06 | 0 | 9999 | 5.5801e-06 | 0 | 0 | 0 | 5.5801e-06 | 0 | 0 | 9999 | 0 | 0 | 0 | 0 | 0 | 5.5801e-06 | 0 | 0 | 0 | 0 | 0 | 0 | 0 | 0 | 0 | 0 |  | 0 | 0 | 5.5801e-06 | 0 | 9999 | 0 | 1.0182e-07 | 0 | 1.0182e-07 | 5.0908e-09 | 0 | 5.0908e-09 | 0 |  | 0 | 0 | 0 | 0 | 0 | 0 | 0 | 9999 | 9999
Single Family Tier2_indor2_gfnc | DHWkwh | 13 | 82.787 | 0 | 1183.5005 | 0 | 0 | R-All-WH-WHConvert-All-All-N |  |  | 88.8931 | 0.019782 | 0.019639 | 0 | 0 | 0 | 236.0058 | 545.3735 | 0 | 856.6373 | (na) | (na) | (na) | (na) | 0 | 0 | 0 | 0 | 0 | 0 | 0 | 0 | 236.0058 | 545.3735 | 0 | 856.6373 | 1638.0167 | 45.6584 | 6.9899 | 0 | 0 | 52.6483 | 236.0058 | 0.22308 | 45.6584 | 8.2739 | 0 | 0 | 53.9323 | 545.3735 | 0.098891 | 45.6584 | 15.2638 | 0 | 0 | 60.9222 | 781.3794 | 634.1565 | 0.077967 | 195.3552 | 451.436 | 0 | 709.0864 | 1355.8776 | 45.6584 | 0 | 15.2638 | 0 | 0 | 0 | 0 | 0 | -11.6652 | 0 | 1638.0167 |  | 0 | 0 | 49.2569 | 1638.0167 | 0.03693 | 1352.8989 | 0.84449 | 0 | 0.84449 | 0.042224 | 0 | 0.042224 | 0 |  | 0 | 0 | 0 | 0 | 0 | 0 | 0 | 9999 | 9999
Single Family Tier2_indor2_gfnc | Heatkwh | 13 | -2.2722 | -3.3258 | 0 | 0 | 0 | R-All-HVAC-ER-All-All-E |  |  | -2.4503 | -0.0012813 | -0.0012721 | -3.3591 | 0 | 0 | 0 | 0 | 0 | 0 | (na) | (na) | (na) | (na) | 0 | 0 | 0 | 0 | 0 | 0 | 0 | 0 | 0 | 0 | 0 | 0 | 0 | -1.2906 | -0.45275 | 0 | 0 | -1.7434 | 0 | 0 | -1.2906 | -0.53592 | 0 | 0 | -1.8266 | 0 | 0 | -1.2906 | -0.98866 | 0 | 0 | -2.2793 | 0 | 9999 | 0 | 9999 | 9999 | 9999 | 9999 | 9999 | -1.2906 | -26.0655 | -0.98866 | 0 | 0 | 0 | 0 | 0 | -11.6652 | 0 | 0 |  | 0 | 0 | -40.0101 | 0 | 0 | 9999 | -0.023278 | -0.39302 | -0.41629 | -0.0011639 | -0.019651 | -0.020815 | -3.3258 | R-All-HVAC-ER-All-All-E | 0 | 0 | -26.0655 | 0 | 0 | -26.0655 | 0 | 9999 | 0
Single Family Tier2_indor2_gfnc | Coolkwh | 13 | 1e-05 | 0 | 0 | 0 | 0 | R-All-HVAC-CAC-All-All-E |  |  | 1.0718e-05 | 0 | 0 | 0 | 0 | 0 | 0 | 0 | 0 | 0 | (na) | (na) | (na) | (na) | 0 | 0 | 0 | 0 | 0 | 0 | 0 | 0 | 0 | 0 | 0 | 0 | 0 | 5.5801e-06 | 0 | 0 | 0 | 5.5801e-06 | 0 | 9999 | 5.5801e-06 | 0 | 0 | 0 | 5.5801e-06 | 0 | 9999 | 5.5801e-06 | 0 | 0 | 0 | 5.5801e-06 | 0 | 0 | 9999 | 0 | 0 | 0 | 0 | 0 | 5.5801e-06 | 0 | 0 | 0 | 0 | 0 | 0 | 0 | -11.6652 | 0 | 0 |  | 0 | 0 | -11.6652 | 0 | 4.7835e-07 | 80088365.3 | 1.0182e-07 | 0 | 1.0182e-07 | 5.0908e-09 | 0 | 5.0908e-09 | 0 |  | 0 | 0 | 0 | 0 | 0 | 0 | 0 | 9999 | 9999
Single Family Tier2_indor2_gfac | DHWkwh | 13 | 88.055 | 0 | 1183.5005 | 0 | 0 | R-All-WH-WHConvert-All-All-N |  |  | 94.5496 | 0.021041 | 0.020889 | 0 | 0 | 0 | 236.0058 | 545.3735 | 0 | 856.6373 | (na) | (na) | (na) | (na) | 0 | 0 | 0 | 0 | 0 | 0 | 0 | 0 | 236.0058 | 545.3735 | 0 | 856.6373 | 1638.0167 | 48.5638 | 7.4346 | 0 | 0 | 55.9984 | 236.0058 | 0.23728 | 48.5638 | 8.8004 | 0 | 0 | 57.3642 | 545.3735 | 0.10518 | 48.5638 | 16.235 | 0 | 0 | 64.7988 | 781.3794 | 595.4616 | 0.082929 | 183.6678 | 424.4284 | 0 | 666.6645 | 1274.7608 | 48.5638 | 0 | 16.235 | 0 | 0 | 0 | 0 | 0 | -11.863 | 0 | 1638.0167 |  | 0 | 0 | 52.9358 | 1638.0167 | 0.039275 | 1271.3584 | 0.89823 | 0 | 0.89823 | 0.044911 | 0 | 0.044911 | 0 |  | 0 | 0 | 0 | 0 | 0 | 0 | 0 | 9999 | 9999
Single Family Tier2_indor2_gfac | Heatkwh | 13 | -2.4941 | -3.375 | 0 | 0 | 0 | R-All-HVAC-ER-All-All-E |  |  | -2.6896 | -0.0014064 | -0.0013963 | -3.4088 | 0 | 0 | 0 | 0 | 0 | 0 | (na) | (na) | (na) | (na) | 0 | 0 | 0 | 0 | 0 | 0 | 0 | 0 | 0 | 0 | 0 | 0 | 0 | -1.4167 | -0.49697 | 0 | 0 | -1.9137 | 0 | 0 | -1.4167 | -0.58826 | 0 | 0 | -2.005 | 0 | 0 | -1.4167 | -1.0852 | 0 | 0 | -2.5019 | 0 | 9999 | 0 | 9999 | 9999 | 9999 | 9999 | 9999 | -1.4167 | -26.4509 | -1.0852 | 0 | 0 | 0 | 0 | 0 | -11.863 | 0 | 0 |  | 0 | 0 | -40.8158 | 0 | 0 | 9999 | -0.025551 | -0.39883 | -0.42438 | -0.0012776 | -0.019941 | -0.021219 | -3.375 | R-All-HVAC-ER-All-All-E | 0 | 0 | -26.4509 | 0 | 0 | -26.4509 | 0 | 9999 | 0
Single Family Tier2_indor2_gfac | Coolkwh | 13 | -4.797 | 0 | 0 | 0 | 0 | R-All-HVAC-CAC-All-All-E |  |  | -5.1412 | 0 | 0 | 0 | 0 | 0 | 0 | 0 | 0 | 0 | (na) | (na) | (na) | (na) | 0 | 0 | 0 | 0 | 0 | 0 | 0 | 0 | 0 | 0 | 0 | 0 | 0 | -2.6767 | 0 | 0 | 0 | -2.6767 | 0 | 0 | -2.6767 | 0 | 0 | 0 | -2.6767 | 0 | 0 | -2.6767 | 0 | 0 | 0 | -2.6767 | 0 | 9999 | 0 | 9999 | 9999 | 9999 | 9999 | 9999 | -2.6767 | 0 | 0 | 0 | 0 | 0 | 0 | 0 | -11.863 | 0 | 0 |  | 0 | 0 | -14.5398 | 0 | 0 | 9999 | -0.048844 | 0 | -0.048844 | -0.002442 | 0 | -0.002442 | 0 |  | 0 | 0 | 0 | 0 | 0 | 0 | 0 | 9999 | 9999
Single Family Tier2_indor2_efaf | DHWkwh | 13 | 82.787 | 0 | 1183.5005 | 0 | 0 | R-All-WH-WHConvert-All-All-N |  |  | 88.8931 | 0.019782 | 0.019639 | 0 | 0 | 0 | 236.0058 | 545.3735 | 0 | 856.6373 | (na) | (na) | (na) | (na) | 0 | 0 | 0 | 0 | 0 | 0 | 0 | 0 | 236.0058 | 545.3735 | 0 | 856.6373 | 1638.0167 | 45.6584 | 6.9899 | 0 | 0 | 52.6483 | 236.0058 | 0.22308 | 45.6584 | 8.2739 | 0 | 0 | 53.9323 | 545.3735 | 0.098891 | 45.6584 | 15.2638 | 0 | 0 | 60.9222 | 781.3794 | 634.1565 | 0.077967 | 195.3552 | 451.436 | 0 | 709.0864 | 1355.8776 | 45.6584 | 0 | 15.2638 | 0 | 0 | 0 | 0 | 0 | -8.2232 | 0 | 1638.0167 |  | 0 | 0 | 52.699 | 1638.0167 | 0.037007 | 1350.0497 | 0.84449 | 0 | 0.84449 | 0.042224 | 0 | 0.042224 | 0 |  | 0 | 0 | 0 | 0 | 0 | 0 | 0 | 9999 | 9999
Single Family Tier2_indor2_efaf | Heatkwh | 13 | -59.8428 | -0.11974 | 0 | 0 | 0 | R-All-HVAC-ER-All-All-E |  |  | -64.5334 | -0.033746 | -0.033502 | -0.12094 | 0 | 0 | 0 | 0 | 0 | 0 | (na) | (na) | (na) | (na) | 0 | 0 | 0 | 0 | 0 | 0 | 0 | 0 | 0 | 0 | 0 | 0 | 0 | -33.9915 | -11.924 | 0 | 0 | -45.9155 | 0 | 0 | -33.9915 | -14.1145 | 0 | 0 | -48.1059 | 0 | 0 | -33.9915 | -26.0385 | 0 | 0 | -60.0299 | 0 | 9999 | 0 | 9999 | 9999 | 9999 | 9999 | 9999 | -33.9915 | -0.93846 | -26.0385 | 0 | 0 | 0 | 0 | 0 | -8.2232 | 0 | 0 |  | 0 | 0 | -69.1916 | 0 | 0 | 9999 | -0.61307 | -0.01415 | -0.62722 | -0.030653 | -0.0007075 | -0.031361 | -0.11974 | R-All-HVAC-ER-All-All-E | 0 | 0 | -0.93846 | 0 | 0 | -0.93846 | 0 | 9999 | 0
Single Family Tier2_indor2_efaf | Coolkwh | 13 | 1e-05 | 0 | 0 | 0 | 0 | R-All-HVAC-CAC-All-All-E |  |  | 1.0718e-05 | 0 | 0 | 0 | 0 | 0 | 0 | 0 | 0 | 0 | (na) | (na) | (na) | (na) | 0 | 0 | 0 | 0 | 0 | 0 | 0 | 0 | 0 | 0 | 0 | 0 | 0 | 5.5801e-06 | 0 | 0 | 0 | 5.5801e-06 | 0 | 9999 | 5.5801e-06 | 0 | 0 | 0 | 5.5801e-06 | 0 | 9999 | 5.5801e-06 | 0 | 0 | 0 | 5.5801e-06 | 0 | 0 | 9999 | 0 | 0 | 0 | 0 | 0 | 5.5801e-06 | 0 | 0 | 0 | 0 | 0 | 0 | 0 | -8.2232 | 0 | 0 |  | 0 | 0 | -8.2232 | 0 | 6.7858e-07 | 56456968.8886 | 1.0182e-07 | 0 | 1.0182e-07 | 5.0908e-09 | 0 | 5.0908e-09 | 0 |  | 0 | 0 | 0 | 0 | 0 | 0 | 0 | 9999 | 9999
Single Family Tier2_indor2_hp85 | DHWkwh | 13 | 88.0602 | 0 | 1183.5005 | 0 | 0 | R-All-WH-WHConvert-All-All-N |  |  | 94.5552 | 0.021042 | 0.02089 | 0 | 0 | 0 | 236.0058 | 545.3735 | 0 | 856.6373 | (na) | (na) | (na) | (na) | 0 | 0 | 0 | 0 | 0 | 0 | 0 | 0 | 236.0058 | 545.3735 | 0 | 856.6373 | 1638.0167 | 48.5667 | 7.4351 | 0 | 0 | 56.0018 | 236.0058 | 0.23729 | 48.5667 | 8.8009 | 0 | 0 | 57.3676 | 545.3735 | 0.10519 | 48.5667 | 16.236 | 0 | 0 | 64.8027 | 781.3794 | 595.4255 | 0.082934 | 183.6569 | 424.4033 | 0 | 666.625 | 1274.6853 | 48.5667 | 0 | 16.236 | 0 | 0 | 0 | 0 | 0 | -5.0412 | 0 | 1638.0167 |  | 0 | 0 | 59.7614 | 1638.0167 | 0.03944 | 1265.9736 | 0.89829 | 0 | 0.89829 | 0.044914 | 0 | 0.044914 | 0 |  | 0 | 0 | 0 | 0 | 0 | 0 | 0 | 9999 | 9999
Single Family Tier2_indor2_hp85 | Heatkwh | 13 | -36.7304 | -0.06949 | 0 | 0 | 0 | R-All-HVAC-CAC-All-All-E |  |  | -39.3658 | 0 | 0 | -0.070185 | 0 | 0 | 0 | 0 | 0 | 0 | (na) | (na) | (na) | (na) | 0 | 0 | 0 | 0 | 0 | 0 | 0 | 0 | 0 | 0 | 0 | 0 | 0 | -20.4958 | 0 | 0 | 0 | -20.4958 | 0 | 0 | -20.4958 | 0 | 0 | 0 | -20.4958 | 0 | 0 | -20.4958 | 0 | 0 | 0 | -20.4958 | 0 | 9999 | 0 | 9999 | 9999 | 9999 | 9999 | 9999 | -20.4958 | -0.53757 | 0 | 0 | 0 | 0 | 0 | 0 | -5.0412 | 0 | 0 |  | 0 | 0 | -26.0747 | 0 | 0 | 9999 | -0.374 | -0.0082116 | -0.38221 | -0.018699 | -0.00041058 | -0.019109 | -0.06949 | R-All-HVAC-ASHP-All-All-E | 0 | 0 | -0.53757 | 0 | 0 | -0.53757 | 0 | 9999 | 0
Single Family Tier2_indor2_hp85 | Coolkwh | 13 | -4.8043 | 0 | 0 | 0 | 0 | R-All-HVAC-CAC-All-All-E |  |  | -5.1491 | 0 | 0 | 0 | 0 | 0 | 0 | 0 | 0 | 0 | (na) | (na) | (na) | (na) | 0 | 0 | 0 | 0 | 0 | 0 | 0 | 0 | 0 | 0 | 0 | 0 | 0 | -2.6809 | 0 | 0 | 0 | -2.6809 | 0 | 0 | -2.6809 | 0 | 0 | 0 | -2.6809 | 0 | 0 | -2.6809 | 0 | 0 | 0 | -2.6809 | 0 | 9999 | 0 | 9999 | 9999 | 9999 | 9999 | 9999 | -2.6809 | 0 | 0 | 0 | 0 | 0 | 0 | 0 | -5.0412 | 0 | 0 |  | 0 | 0 | -7.7221 | 0 | 0 | 9999 | -0.048919 | 0 | -0.048919 | -0.0024458 | 0 | -0.0024458 | 0 |  | 0 | 0 | 0 | 0 | 0 | 0 | 0 | 9999 | 9999
Single Family Tier2_indor2_zonl | DHWkwh | 13 | 82.7592 | 0 | 1183.5005 | 0 | 0 | R-All-WH-WHConvert-All-All-N |  |  | 88.8632 | 0.019775 | 0.019632 | 0 | 0 | 0 | 236.0058 | 545.3735 | 0 | 856.6373 | (na) | (na) | (na) | (na) | 0 | 0 | 0 | 0 | 0 | 0 | 0 | 0 | 236.0058 | 545.3735 | 0 | 856.6373 | 1638.0167 | 45.6431 | 6.9875 | 0 | 0 | 52.6306 | 236.0058 | 0.22301 | 45.6431 | 8.2711 | 0 | 0 | 53.9142 | 545.3735 | 0.098857 | 45.6431 | 15.2586 | 0 | 0 | 60.9017 | 781.3794 | 634.3743 | 0.077941 | 195.4209 | 451.5881 | 0 | 709.3252 | 1356.3342 | 45.6431 | 0 | 15.2586 | 0 | 0 | 0 | 0 | 0 | -7.2952 | 0 | 1638.0167 |  | 0 | 0 | 53.6065 | 1638.0167 | 0.037015 | 1349.7401 | 0.84421 | 0 | 0.84421 | 0.04221 | 0 | 0.04221 | 0 |  | 0 | 0 | 0 | 0 | 0 | 0 | 0 | 9999 | 9999
Single Family Tier2_indor2_zonl | Heatkwh | 13 | -53.0883 | -0.10629 | 0 | 0 | 0 | R-All-HVAC-Zonal-All-All-E |  |  | -57.2233 | -0.021315 | -0.021161 | -0.10735 | 0 | 0 | 0 | 0 | 0 | 0 | (na) | (na) | (na) | (na) | 0 | 0 | 0 | 0 | 0 | 0 | 0 | 0 | 0 | 0 | 0 | 0 | 0 | -29.8042 | -7.5317 | 0 | 0 | -37.3359 | 0 | 0 | -29.8042 | -8.9153 | 0 | 0 | -38.7195 | 0 | 0 | -29.8042 | -16.447 | 0 | 0 | -46.2512 | 0 | 9999 | 0 | 9999 | 9999 | 9999 | 9999 | 9999 | -29.8042 | -0.83268 | -16.447 | 0 | 0 | 0 | 0 | 0 | -7.2952 | 0 | 0 |  | 0 | 0 | -54.379 | 0 | 0 | 9999 | -0.54362 | -0.01256 | -0.55618 | -0.027181 | -0.00062801 | -0.027809 | -0.10629 | R-All-HVAC-Zonal-All-All-E | 0 | 0 | -0.83268 | 0 | 0 | -0.83268 | 0 | 9999 | 0
Single Family Tier2_indor2_zonl | Coolkwh | 13 | 1e-05 | 0 | 0 | 0 | 0 | R-All-HVAC-CAC-All-All-E |  |  | 1.0718e-05 | 0 | 0 | 0 | 0 | 0 | 0 | 0 | 0 | 0 | (na) | (na) | (na) | (na) | 0 | 0 | 0 | 0 | 0 | 0 | 0 | 0 | 0 | 0 | 0 | 0 | 0 | 5.5801e-06 | 0 | 0 | 0 | 5.5801e-06 | 0 | 9999 | 5.5801e-06 | 0 | 0 | 0 | 5.5801e-06 | 0 | 9999 | 5.5801e-06 | 0 | 0 | 0 | 5.5801e-06 | 0 | 0 | 9999 | 0 | 0 | 0 | 0 | 0 | 5.5801e-06 | 0 | 0 | 0 | 0 | 0 | 0 | 0 | -7.2952 | 0 | 0 |  | 0 | 0 | -7.2951 | 0 | 7.649e-07 | 50085271.0916 | 1.0182e-07 | 0 | 1.0182e-07 | 5.0908e-09 | 0 | 5.0908e-09 | 0 |  | 0 | 0 | 0 | 0 | 0 | 0 | 0 | 9999 | 9999
Manufactured Tier1_buffered | DHWkwh | 13 | 939.9178 | 0 | 724.5875 | 0 | 0 | R-All-WH-WHConvert-All-All-N |  |  | 1009.2424 | 0.22459 | 0.22297 | 0 | 0 | 0 | 144.4924 | 333.9 | 0 | 524.4684 | (na) | (na) | (na) | (na) | 0 | 0 | 0 | 0 | 0 | 0 | 0 | 0 | 144.4924 | 333.9 | 0 | 524.4684 | 1002.8609 | 518.3802 | 79.3589 | 0 | 0 | 597.7392 | 144.4924 | 4.1368 | 518.3802 | 93.9374 | 0 | 0 | 612.3176 | 333.9 | 1.8338 | 518.3802 | 173.2963 | 0 | 0 | 691.6765 | 478.3925 | 22.2439 | 1.4458 | 10.5346 | 24.344 | 0 | 38.2379 | 73.1165 | 518.3802 | 0 | 173.2963 | 0 | 0 | 0 | 0 | 0 | 0 | 0 | 1002.8609 |  | 0 | 0 | 691.6765 | 1002.8609 | 0.6897 | 60.4818 | 9.5879 | 0 | 9.5879 | 0.47939 | 0 | 0.47939 | 0 |  | 0 | 0 | 0 | 0 | 0 | 0 | 0 | 9999 | 9999
Manufactured Tier1_buffered | Heatkwh | 13 | 1e-05 | 0 | 0 | 0 | 0 | R-All-HVAC-ER-All-All-E |  |  | 1.0784e-05 | 5.6391e-09 | 5.5984e-09 | 0 | 0 | 0 | 0 | 0 | 0 | 0 | (na) | (na) | (na) | (na) | 0 | 0 | 0 | 0 | 0 | 0 | 0 | 0 | 0 | 0 | 0 | 0 | 0 | 5.6801e-06 | 1.9926e-06 | 0 | 0 | 7.6727e-06 | 0 | 9999 | 5.6801e-06 | 2.3586e-06 | 0 | 0 | 8.0387e-06 | 0 | 9999 | 5.6801e-06 | 4.3511e-06 | 0 | 0 | 1.0031e-05 | 0 | -29.6894 | 9999 | 0 | 0 | 0 | 0 | 0 | 5.6801e-06 | 0 | 4.3511e-06 | 0 | 0 | 0 | 0 | 0 | 0 | 0 | 0 |  | 0 | 0 | 1.0031e-05 | 0 | 9999 | -29.6894 | 1.0245e-07 | 0 | 1.0245e-07 | 5.1223e-09 | 0 | 5.1223e-09 | 0 |  | 0 | 0 | 0 | 0 | 0 | 0 | 0 | 9999 | 9999
Manufactured Tier1_buffered | Coolkwh | 13 | 1e-05 | 0 | 0 | 0 | 0 | R-All-HVAC-CAC-All-All-E |  |  | 1.0718e-05 | 0 | 0 | 0 | 0 | 0 | 0 | 0 | 0 | 0 | (na) | (na) | (na) | (na) | 0 | 0 | 0 | 0 | 0 | 0 | 0 | 0 | 0 | 0 | 0 | 0 | 0 | 5.5801e-06 | 0 | 0 | 0 | 5.5801e-06 | 0 | 9999 | 5.5801e-06 | 0 | 0 | 0 | 5.5801e-06 | 0 | 9999 | 5.5801e-06 | 0 | 0 | 0 | 5.5801e-06 | 0 | 0 | 9999 | 0 | 0 | 0 | 0 | 0 | 5.5801e-06 | 0 | 0 | 0 | 0 | 0 | 0 | 0 | 0 | 0 | 0 |  | 0 | 0 | 5.5801e-06 | 0 | 9999 | 0 | 1.0182e-07 | 0 | 1.0182e-07 | 5.0908e-09 | 0 | 5.0908e-09 | 0 |  | 0 | 0 | 0 | 0 | 0 | 0 | 0 | 9999 | 9999
Manufactured Tier1_indor2_gfnc | DHWkwh | 13 | 1271.3874 | 0 | 724.5875 | 0 | 0 | R-All-WH-WHConvert-All-All-N |  |  | 1365.16 | 0.3038 | 0.3016 | 0 | 0 | 0 | 144.4924 | 333.9 | 0 | 524.4684 | (na) | (na) | (na) | (na) | 0 | 0 | 0 | 0 | 0 | 0 | 0 | 0 | 144.4924 | 333.9 | 0 | 524.4684 | 1002.8609 | 701.1913 | 107.3455 | 0 | 0 | 808.5368 | 144.4924 | 5.5957 | 701.1913 | 127.0651 | 0 | 0 | 828.2564 | 333.9 | 2.4806 | 701.1913 | 234.4107 | 0 | 0 | 935.6019 | 478.3925 | 13.1506 | 1.9557 | 7.7881 | 17.9971 | 0 | 28.2687 | 54.0539 | 701.1913 | 0 | 234.4107 | 0 | 0 | 0 | 0 | 0 | -66.1609 | 0 | 1002.8609 |  | 0 | 0 | 869.4411 | 1002.8609 | 0.87519 | 44.9853 | 12.9692 | 0 | 12.9692 | 0.64845 | 0 | 0.64845 | 0 |  | 0 | 0 | 0 | 0 | 0 | 0 | 0 | 9999 | 9999
Manufactured Tier1_indor2_gfnc | Heatkwh | 13 | -12.8949 | -18.8187 | 0 | 0 | 0 | R-All-HVAC-ER-All-All-E |  |  | -13.9057 | -0.0072715 | -0.0072191 | -19.0069 | 0 | 0 | 0 | 0 | 0 | 0 | (na) | (na) | (na) | (na) | 0 | 0 | 0 | 0 | 0 | 0 | 0 | 0 | 0 | 0 | 0 | 0 | 0 | -7.3245 | -2.5694 | 0 | 0 | -9.8939 | 0 | 0 | -7.3245 | -3.0414 | 0 | 0 | -10.3659 | 0 | 0 | -7.3245 | -5.6108 | 0 | 0 | -12.9353 | 0 | 9999 | 0 | 9999 | 9999 | 9999 | 9999 | 9999 | -7.3245 | -147.4875 | -5.6108 | 0 | 0 | 0 | 0 | 0 | -66.1609 | 0 | 0 |  | 0 | 0 | -226.5836 | 0 | 0 | 9999 | -0.1321 | -2.2238 | -2.3559 | -0.0066052 | -0.11119 | -0.1178 | -18.8187 | R-All-HVAC-ER-All-All-E | 0 | 0 | -147.4875 | 0 | 0 | -147.4875 | 0 | 9999 | 0
Manufactured Tier1_indor2_gfnc | Coolkwh | 13 | 1e-05 | 0 | 0 | 0 | 0 | R-All-HVAC-CAC-All-All-E |  |  | 1.0718e-05 | 0 | 0 | 0 | 0 | 0 | 0 | 0 | 0 | 0 | (na) | (na) | (na) | (na) | 0 | 0 | 0 | 0 | 0 | 0 | 0 | 0 | 0 | 0 | 0 | 0 | 0 | 5.5801e-06 | 0 | 0 | 0 | 5.5801e-06 | 0 | 9999 | 5.5801e-06 | 0 | 0 | 0 | 5.5801e-06 | 0 | 9999 | 5.5801e-06 | 0 | 0 | 0 | 5.5801e-06 | 0 | 0 | 9999 | 0 | 0 | 0 | 0 | 0 | 5.5801e-06 | 0 | 0 | 0 | 0 | 0 | 0 | 0 | -66.1609 | 0 | 0 |  | 0 | 0 | -66.1608 | 0 | 8.4341e-08 | 454231097.737 | 1.0182e-07 | 0 | 1.0182e-07 | 5.0908e-09 | 0 | 5.0908e-09 | 0 |  | 0 | 0 | 0 | 0 | 0 | 0 | 0 | 9999 | 9999
Manufactured Tier1_indor2_gfac | DHWkwh | 13 | 1256.8915 | 0 | 724.5875 | 0 | 0 | R-All-WH-WHConvert-All-All-N |  |  | 1349.5949 | 0.30033 | 0.29816 | 0 | 0 | 0 | 144.4924 | 333.9 | 0 | 524.4684 | (na) | (na) | (na) | (na) | 0 | 0 | 0 | 0 | 0 | 0 | 0 | 0 | 144.4924 | 333.9 | 0 | 524.4684 | 1002.8609 | 693.1965 | 106.1216 | 0 | 0 | 799.3181 | 144.4924 | 5.5319 | 693.1965 | 125.6164 | 0 | 0 | 818.8129 | 333.9 | 2.4523 | 693.1965 | 231.738 | 0 | 0 | 924.9345 | 478.3925 | 13.4479 | 1.9334 | 7.8779 | 18.2047 | 0 | 28.5947 | 54.6773 | 693.1965 | 0 | 231.738 | 0 | 0 | 0 | 0 | 0 | -66.8695 | 0 | 1002.8609 |  | 0 | 0 | 858.065 | 1002.8609 | 0.86464 | 45.6885 | 12.8213 | 0 | 12.8213 | 0.64106 | 0 | 0.64106 | 0 |  | 0 | 0 | 0 | 0 | 0 | 0 | 0 | 9999 | 9999
Manufactured Tier1_indor2_gfac | Heatkwh | 13 | -14.0806 | -18.9801 | 0 | 0 | 0 | R-All-HVAC-ER-All-All-E |  |  | -15.1843 | -0.0079401 | -0.0078828 | -19.1699 | 0 | 0 | 0 | 0 | 0 | 0 | (na) | (na) | (na) | (na) | 0 | 0 | 0 | 0 | 0 | 0 | 0 | 0 | 0 | 0 | 0 | 0 | 0 | -7.998 | -2.8056 | 0 | 0 | -10.8036 | 0 | 0 | -7.998 | -3.321 | 0 | 0 | -11.319 | 0 | 0 | -7.998 | -6.1267 | 0 | 0 | -14.1246 | 0 | 9999 | 0 | 9999 | 9999 | 9999 | 9999 | 9999 | -7.998 | -148.7517 | -6.1267 | 0 | 0 | 0 | 0 | 0 | -66.8695 | 0 | 0 |  | 0 | 0 | -229.7458 | 0 | 0 | 9999 | -0.14425 | -2.2429 | -2.3871 | -0.0072125 | -0.11214 | -0.11936 | -18.9801 | R-All-HVAC-ER-All-All-E | 0 | 0 | -148.7517 | 0 | 0 | -148.7517 | 0 | 9999 | 0
Manufactured Tier1_indor2_gfac | Coolkwh | 13 | 30.9809 | 0 | 0 | 0 | 0 | R-All-HVAC-CAC-All-All-E |  |  | 33.2039 | 0 | 0 | 0 | 0 | 0 | 0 | 0 | 0 | 0 | (na) | (na) | (na) | (na) | 0 | 0 | 0 | 0 | 0 | 0 | 0 | 0 | 0 | 0 | 0 | 0 | 0 | 17.2876 | 0 | 0 | 0 | 17.2876 | 0 | 9999 | 17.2876 | 0 | 0 | 0 | 17.2876 | 0 | 9999 | 17.2876 | 0 | 0 | 0 | 17.2876 | 0 | 0 | 9999 | 0 | 0 | 0 | 0 | 0 | 17.2876 | 0 | 0 | 0 | 0 | 0 | 0 | 0 | -66.8695 | 0 | 0 |  | 0 | 0 | -49.5818 | 0 | 0.25853 | 148.1866 | 0.31546 | 0 | 0.31546 | 0.015772 | 0 | 0.015772 | 0 |  | 0 | 0 | 0 | 0 | 0 | 0 | 0 | 9999 | 9999
Manufactured Tier1_indor2_efaf | DHWkwh | 13 | 1271.3874 | 0 | 724.5875 | 0 | 0 | R-All-WH-WHConvert-All-All-N |  |  | 1365.16 | 0.3038 | 0.3016 | 0 | 0 | 0 | 144.4924 | 333.9 | 0 | 524.4684 | (na) | (na) | (na) | (na) | 0 | 0 | 0 | 0 | 0 | 0 | 0 | 0 | 144.4924 | 333.9 | 0 | 524.4684 | 1002.8609 | 701.1913 | 107.3455 | 0 | 0 | 808.5368 | 144.4924 | 5.5957 | 701.1913 | 127.0651 | 0 | 0 | 828.2564 | 333.9 | 2.4806 | 701.1913 | 234.4107 | 0 | 0 | 935.6019 | 478.3925 | 13.1506 | 1.9557 | 7.7881 | 17.9971 | 0 | 28.2687 | 54.0539 | 701.1913 | 0 | 234.4107 | 0 | 0 | 0 | 0 | 0 | -46.6436 | 0 | 1002.8609 |  | 0 | 0 | 888.9583 | 1002.8609 | 0.89147 | 43.9333 | 12.9692 | 0 | 12.9692 | 0.64845 | 0 | 0.64845 | 0 |  | 0 | 0 | 0 | 0 | 0 | 0 | 0 | 9999 | 9999
Manufactured Tier1_indor2_efaf | Heatkwh | 13 | -340.1369 | -0.61675 | 0 | 0 | 0 | R-All-HVAC-ER-All-All-E |  |  | -366.7971 | -0.19181 | -0.19042 | -0.62291 | 0 | 0 | 0 | 0 | 0 | 0 | (na) | (na) | (na) | (na) | 0 | 0 | 0 | 0 | 0 | 0 | 0 | 0 | 0 | 0 | 0 | 0 | 0 | -193.2019 | -67.774 | 0 | 0 | -260.976 | 0 | 0 | -193.2019 | -80.2243 | 0 | 0 | -273.4262 | 0 | 0 | -193.2019 | -147.9983 | 0 | 0 | -341.2003 | 0 | 9999 | 0 | 9999 | 9999 | 9999 | 9999 | 9999 | -193.2019 | -4.8336 | -147.9983 | 0 | 0 | 0 | 0 | 0 | -46.6436 | 0 | 0 |  | 0 | 0 | -392.6775 | 0 | 0 | 9999 | -3.4846 | -0.072881 | -3.5575 | -0.17423 | -0.003644 | -0.17787 | -0.61675 | R-All-HVAC-ER-All-All-E | 0 | 0 | -4.8336 | 0 | 0 | -4.8336 | 0 | 9999 | 0
Manufactured Tier1_indor2_efaf | Coolkwh | 13 | 1e-05 | 0 | 0 | 0 | 0 | R-All-HVAC-CAC-All-All-E |  |  | 1.0718e-05 | 0 | 0 | 0 | 0 | 0 | 0 | 0 | 0 | 0 | (na) | (na) | (na) | (na) | 0 | 0 | 0 | 0 | 0 | 0 | 0 | 0 | 0 | 0 | 0 | 0 | 0 | 5.5801e-06 | 0 | 0 | 0 | 5.5801e-06 | 0 | 9999 | 5.5801e-06 | 0 | 0 | 0 | 5.5801e-06 | 0 | 9999 | 5.5801e-06 | 0 | 0 | 0 | 5.5801e-06 | 0 | 0 | 9999 | 0 | 0 | 0 | 0 | 0 | 5.5801e-06 | 0 | 0 | 0 | 0 | 0 | 0 | 0 | -46.6436 | 0 | 0 |  | 0 | 0 | -46.6436 | 0 | 1.1963e-07 | 320234599.4049 | 1.0182e-07 | 0 | 1.0182e-07 | 5.0908e-09 | 0 | 5.0908e-09 | 0 |  | 0 | 0 | 0 | 0 | 0 | 0 | 0 | 9999 | 9999
Manufactured Tier1_indor2_hp85 | DHWkwh | 13 | 1256.8937 | 0 | 724.5875 | 0 | 0 | R-All-WH-WHConvert-All-All-N |  |  | 1349.5973 | 0.30033 | 0.29816 | 0 | 0 | 0 | 144.4924 | 333.9 | 0 | 524.4684 | (na) | (na) | (na) | (na) | 0 | 0 | 0 | 0 | 0 | 0 | 0 | 0 | 144.4924 | 333.9 | 0 | 524.4684 | 1002.8609 | 693.1977 | 106.1218 | 0 | 0 | 799.3195 | 144.4924 | 5.5319 | 693.1977 | 125.6166 | 0 | 0 | 818.8143 | 333.9 | 2.4523 | 693.1977 | 231.7384 | 0 | 0 | 924.9361 | 478.3925 | 13.4479 | 1.9334 | 7.8779 | 18.2047 | 0 | 28.5947 | 54.6772 | 693.1977 | 0 | 231.7384 | 0 | 0 | 0 | 0 | 0 | -25.6452 | 0 | 1002.8609 |  | 0 | 0 | 899.2909 | 1002.8609 | 0.8993 | 43.4408 | 12.8213 | 0 | 12.8213 | 0.64106 | 0 | 0.64106 | 0 |  | 0 | 0 | 0 | 0 | 0 | 0 | 0 | 9999 | 9999
Manufactured Tier1_indor2_hp85 | Heatkwh | 13 | -187.2493 | -0.31773 | 0 | 0 | 0 | R-All-HVAC-CAC-All-All-E |  |  | -200.6849 | 0 | 0 | -0.32091 | 0 | 0 | 0 | 0 | 0 | 0 | (na) | (na) | (na) | (na) | 0 | 0 | 0 | 0 | 0 | 0 | 0 | 0 | 0 | 0 | 0 | 0 | 0 | -104.4867 | 0 | 0 | 0 | -104.4867 | 0 | 0 | -104.4867 | 0 | 0 | 0 | -104.4867 | 0 | 0 | -104.4867 | 0 | 0 | 0 | -104.4867 | 0 | 9999 | 0 | 9999 | 9999 | 9999 | 9999 | 9999 | -104.4867 | -2.458 | 0 | 0 | 0 | 0 | 0 | 0 | -25.6452 | 0 | 0 |  | 0 | 0 | -132.5899 | 0 | 0 | 9999 | -1.9066 | -0.037547 | -1.9442 | -0.095325 | -0.0018773 | -0.097203 | -0.31773 | R-All-HVAC-ASHP-All-All-E | 0 | 0 | -2.458 | 0 | 0 | -2.458 | 0 | 9999 | 0
Manufactured Tier1_indor2_hp85 | Coolkwh | 13 | 31.1609 | 0 | 0 | 0 | 0 | R-All-HVAC-CAC-All-All-E |  |  | 33.3967 | 0 | 0 | 0 | 0 | 0 | 0 | 0 | 0 | 0 | (na) | (na) | (na) | (na) | 0 | 0 | 0 | 0 | 0 | 0 | 0 | 0 | 0 | 0 | 0 | 0 | 0 | 17.388 | 0 | 0 | 0 | 17.388 | 0 | 9999 | 17.388 | 0 | 0 | 0 | 17.388 | 0 | 9999 | 17.388 | 0 | 0 | 0 | 17.388 | 0 | 0 | 9999 | 0 | 0 | 0 | 0 | 0 | 17.388 | 0 | 0 | 0 | 0 | 0 | 0 | 0 | -25.6452 | 0 | 0 |  | 0 | 0 | -8.2572 | 0 | 0.67802 | 56.5031 | 0.31729 | 0 | 0.31729 | 0.015863 | 0 | 0.015863 | 0 |  | 0 | 0 | 0 | 0 | 0 | 0 | 0 | 9999 | 9999
Manufactured Tier1_indor2_zonl | DHWkwh | 13 | 1271.3178 | 0 | 724.5875 | 0 | 0 | R-All-WH-WHConvert-All-All-N |  |  | 1365.0852 | 0.30378 | 0.30159 | 0 | 0 | 0 | 144.4924 | 333.9 | 0 | 524.4684 | (na) | (na) | (na) | (na) | 0 | 0 | 0 | 0 | 0 | 0 | 0 | 0 | 144.4924 | 333.9 | 0 | 524.4684 | 1002.8609 | 701.1529 | 107.3396 | 0 | 0 | 808.4925 | 144.4924 | 5.5954 | 701.1529 | 127.0582 | 0 | 0 | 828.211 | 333.9 | 2.4804 | 701.1529 | 234.3978 | 0 | 0 | 935.5507 | 478.3925 | 13.152 | 1.9556 | 7.7885 | 17.9981 | 0 | 28.2703 | 54.0569 | 701.1529 | 0 | 234.3978 | 0 | 0 | 0 | 0 | 0 | -41.5659 | 0 | 1002.8609 |  | 0 | 0 | 893.9848 | 1002.8609 | 0.89576 | 43.6627 | 12.9685 | 0 | 12.9685 | 0.64842 | 0 | 0.64842 | 0 |  | 0 | 0 | 0 | 0 | 0 | 0 | 0 | 9999 | 9999
Manufactured Tier1_indor2_zonl | Heatkwh | 13 | -303.1027 | -0.55017 | 0 | 0 | 0 | R-All-HVAC-Zonal-All-All-E |  |  | -326.7107 | -0.1217 | -0.12082 | -0.55568 | 0 | 0 | 0 | 0 | 0 | 0 | (na) | (na) | (na) | (na) | 0 | 0 | 0 | 0 | 0 | 0 | 0 | 0 | 0 | 0 | 0 | 0 | 0 | -170.164 | -43.0016 | 0 | 0 | -213.1656 | 0 | 0 | -170.164 | -50.9011 | 0 | 0 | -221.0651 | 0 | 0 | -170.164 | -93.9026 | 0 | 0 | -264.0667 | 0 | 9999 | 0 | 9999 | 9999 | 9999 | 9999 | 9999 | -170.164 | -4.3101 | -93.9026 | 0 | 0 | 0 | 0 | 0 | -41.5659 | 0 | 0 |  | 0 | 0 | -309.9427 | 0 | 0 | 9999 | -3.1038 | -0.065014 | -3.1688 | -0.15519 | -0.0032507 | -0.15844 | -0.55017 | R-All-HVAC-Zonal-All-All-E | 0 | 0 | -4.3101 | 0 | 0 | -4.3101 | 0 | 9999 | 0
Manufactured Tier1_indor2_zonl | Coolkwh | 13 | 1e-05 | 0 | 0 | 0 | 0 | R-All-HVAC-CAC-All-All-E |  |  | 1.0718e-05 | 0 | 0 | 0 | 0 | 0 | 0 | 0 | 0 | 0 | (na) | (na) | (na) | (na) | 0 | 0 | 0 | 0 | 0 | 0 | 0 | 0 | 0 | 0 | 0 | 0 | 0 | 5.5801e-06 | 0 | 0 | 0 | 5.5801e-06 | 0 | 9999 | 5.5801e-06 | 0 | 0 | 0 | 5.5801e-06 | 0 | 9999 | 5.5801e-06 | 0 | 0 | 0 | 5.5801e-06 | 0 | 0 | 9999 | 0 | 0 | 0 | 0 | 0 | 5.5801e-06 | 0 | 0 | 0 | 0 | 0 | 0 | 0 | -41.5659 | 0 | 0 |  | 0 | 0 | -41.5659 | 0 | 1.3425e-07 | 285373305.4093 | 1.0182e-07 | 0 | 1.0182e-07 | 5.0908e-09 | 0 | 5.0908e-09 | 0 |  | 0 | 0 | 0 | 0 | 0 | 0 | 0 | 9999 | 9999
Manufactured Tier2_buffered | DHWkwh | 13 | 295.2941 | 0 | 1183.5005 | 0 | 0 | R-All-WH-WHConvert-All-All-N |  |  | 317.0738 | 0.07056 | 0.070051 | 0 | 0 | 0 | 236.0058 | 545.3735 | 0 | 856.6373 | (na) | (na) | (na) | (na) | 0 | 0 | 0 | 0 | 0 | 0 | 0 | 0 | 236.0058 | 545.3735 | 0 | 856.6373 | 1638.0167 | 162.8596 | 24.9322 | 0 | 0 | 187.7918 | 236.0058 | 0.79571 | 162.8596 | 29.5123 | 0 | 0 | 192.3719 | 545.3735 | 0.35273 | 162.8596 | 54.4445 | 0 | 0 | 217.3041 | 781.3794 | 168.6962 | 0.2781 | 54.7687 | 126.5621 | 0 | 198.7956 | 380.1264 | 162.8596 | 0 | 54.4445 | 0 | 0 | 0 | 0 | 0 | 0 | 0 | 1638.0167 |  | 0 | 0 | 217.3041 | 1638.0167 | 0.13266 | 367.4917 | 3.0122 | 0 | 3.0122 | 0.15061 | 0 | 0.15061 | 0 |  | 0 | 0 | 0 | 0 | 0 | 0 | 0 | 9999 | 9999
Manufactured Tier2_buffered | Heatkwh | 13 | 1e-05 | 0 | 0 | 0 | 0 | R-All-HVAC-ER-All-All-E |  |  | 1.0784e-05 | 5.6391e-09 | 5.5984e-09 | 0 | 0 | 0 | 0 | 0 | 0 | 0 | (na) | (na) | (na) | (na) | 0 | 0 | 0 | 0 | 0 | 0 | 0 | 0 | 0 | 0 | 0 | 0 | 0 | 5.6801e-06 | 1.9926e-06 | 0 | 0 | 7.6727e-06 | 0 | 9999 | 5.6801e-06 | 2.3586e-06 | 0 | 0 | 8.0387e-06 | 0 | 9999 | 5.6801e-06 | 4.3511e-06 | 0 | 0 | 1.0031e-05 | 0 | -29.6894 | 9999 | 0 | 0 | 0 | 0 | 0 | 5.6801e-06 | 0 | 4.3511e-06 | 0 | 0 | 0 | 0 | 0 | 0 | 0 | 0 |  | 0 | 0 | 1.0031e-05 | 0 | 9999 | -29.6894 | 1.0245e-07 | 0 | 1.0245e-07 | 5.1223e-09 | 0 | 5.1223e-09 | 0 |  | 0 | 0 | 0 | 0 | 0 | 0 | 0 | 9999 | 9999
Manufactured Tier2_buffered | Coolkwh | 13 | 1e-05 | 0 | 0 | 0 | 0 | R-All-HVAC-CAC-All-All-E |  |  | 1.0718e-05 | 0 | 0 | 0 | 0 | 0 | 0 | 0 | 0 | 0 | (na) | (na) | (na) | (na) | 0 | 0 | 0 | 0 | 0 | 0 | 0 | 0 | 0 | 0 | 0 | 0 | 0 | 5.5801e-06 | 0 | 0 | 0 | 5.5801e-06 | 0 | 9999 | 5.5801e-06 | 0 | 0 | 0 | 5.5801e-06 | 0 | 9999 | 5.5801e-06 | 0 | 0 | 0 | 5.5801e-06 | 0 | 0 | 9999 | 0 | 0 | 0 | 0 | 0 | 5.5801e-06 | 0 | 0 | 0 | 0 | 0 | 0 | 0 | 0 | 0 | 0 |  | 0 | 0 | 5.5801e-06 | 0 | 9999 | 0 | 1.0182e-07 | 0 | 1.0182e-07 | 5.0908e-09 | 0 | 5.0908e-09 | 0 |  | 0 | 0 | 0 | 0 | 0 | 0 | 0 | 9999 | 9999
Manufactured Tier2_indor2_gfnc | DHWkwh | 13 | 83.3146 | 0 | 1183.5005 | 0 | 0 | R-All-WH-WHConvert-All-All-N |  |  | 89.4595 | 0.019908 | 0.019764 | 0 | 0 | 0 | 236.0058 | 545.3735 | 0 | 856.6373 | (na) | (na) | (na) | (na) | 0 | 0 | 0 | 0 | 0 | 0 | 0 | 0 | 236.0058 | 545.3735 | 0 | 856.6373 | 1638.0167 | 45.9494 | 7.0344 | 0 | 0 | 52.9838 | 236.0058 | 0.2245 | 45.9494 | 8.3266 | 0 | 0 | 54.276 | 545.3735 | 0.099521 | 45.9494 | 15.361 | 0 | 0 | 61.3104 | 781.3794 | 630.0612 | 0.078464 | 194.1182 | 448.5777 | 0 | 704.5966 | 1347.2925 | 45.9494 | 0 | 15.361 | 0 | 0 | 0 | 0 | 0 | -11.5358 | 0 | 1638.0167 |  | 0 | 0 | 49.7746 | 1638.0167 | 0.037168 | 1344.1462 | 0.84988 | 0 | 0.84988 | 0.042493 | 0 | 0.042493 | 0 |  | 0 | 0 | 0 | 0 | 0 | 0 | 0 | 9999 | 9999
Manufactured Tier2_indor2_gfnc | Heatkwh | 13 | -2.2638 | -3.2805 | 0 | 0 | 0 | R-All-HVAC-ER-All-All-E |  |  | -2.4412 | -0.0012765 | -0.0012673 | -3.3133 | 0 | 0 | 0 | 0 | 0 | 0 | (na) | (na) | (na) | (na) | 0 | 0 | 0 | 0 | 0 | 0 | 0 | 0 | 0 | 0 | 0 | 0 | 0 | -1.2858 | -0.45106 | 0 | 0 | -1.7369 | 0 | 0 | -1.2858 | -0.53393 | 0 | 0 | -1.8198 | 0 | 0 | -1.2858 | -0.98499 | 0 | 0 | -2.2708 | 0 | 9999 | 0 | 9999 | 9999 | 9999 | 9999 | 9999 | -1.2858 | -25.7104 | -0.98499 | 0 | 0 | 0 | 0 | 0 | -11.5358 | 0 | 0 |  | 0 | 0 | -39.517 | 0 | 0 | 9999 | -0.023191 | -0.38766 | -0.41085 | -0.0011596 | -0.019383 | -0.020543 | -3.2805 | R-All-HVAC-ER-All-All-E | 0 | 0 | -25.7104 | 0 | 0 | -25.7104 | 0 | 9999 | 0
Manufactured Tier2_indor2_gfnc | Coolkwh | 13 | 1e-05 | 0 | 0 | 0 | 0 | R-All-HVAC-CAC-All-All-E |  |  | 1.0718e-05 | 0 | 0 | 0 | 0 | 0 | 0 | 0 | 0 | 0 | (na) | (na) | (na) | (na) | 0 | 0 | 0 | 0 | 0 | 0 | 0 | 0 | 0 | 0 | 0 | 0 | 0 | 5.5801e-06 | 0 | 0 | 0 | 5.5801e-06 | 0 | 9999 | 5.5801e-06 | 0 | 0 | 0 | 5.5801e-06 | 0 | 9999 | 5.5801e-06 | 0 | 0 | 0 | 5.5801e-06 | 0 | 0 | 9999 | 0 | 0 | 0 | 0 | 0 | 5.5801e-06 | 0 | 0 | 0 | 0 | 0 | 0 | 0 | -11.5358 | 0 | 0 |  | 0 | 0 | -11.5358 | 0 | 4.8372e-07 | 79199728.5892 | 1.0182e-07 | 0 | 1.0182e-07 | 5.0908e-09 | 0 | 5.0908e-09 | 0 |  | 0 | 0 | 0 | 0 | 0 | 0 | 0 | 9999 | 9999
Manufactured Tier2_indor2_gfac | DHWkwh | 13 | 89.0574 | 0 | 1183.5005 | 0 | 0 | R-All-WH-WHConvert-All-All-N |  |  | 95.6259 | 0.02128 | 0.021126 | 0 | 0 | 0 | 236.0058 | 545.3735 | 0 | 856.6373 | (na) | (na) | (na) | (na) | 0 | 0 | 0 | 0 | 0 | 0 | 0 | 0 | 236.0058 | 545.3735 | 0 | 856.6373 | 1638.0167 | 49.1166 | 7.5193 | 0 | 0 | 56.6359 | 236.0058 | 0.23998 | 49.1166 | 8.9006 | 0 | 0 | 58.0172 | 545.3735 | 0.10638 | 49.1166 | 16.4199 | 0 | 0 | 65.5365 | 781.3794 | 588.617 | 0.083873 | 181.6005 | 419.6512 | 0 | 659.1608 | 1260.4125 | 49.1166 | 0 | 16.4199 | 0 | 0 | 0 | 0 | 0 | -11.7584 | 0 | 1638.0167 |  | 0 | 0 | 53.7781 | 1638.0167 | 0.039725 | 1256.8256 | 0.90846 | 0 | 0.90846 | 0.045422 | 0 | 0.045422 | 0 |  | 0 | 0 | 0 | 0 | 0 | 0 | 0 | 9999 | 9999
Manufactured Tier2_indor2_gfac | Heatkwh | 13 | -2.4774 | -3.337 | 0 | 0 | 0 | R-All-HVAC-ER-All-All-E |  |  | -2.6715 | -0.001397 | -0.0013869 | -3.3704 | 0 | 0 | 0 | 0 | 0 | 0 | (na) | (na) | (na) | (na) | 0 | 0 | 0 | 0 | 0 | 0 | 0 | 0 | 0 | 0 | 0 | 0 | 0 | -1.4072 | -0.49363 | 0 | 0 | -1.9008 | 0 | 0 | -1.4072 | -0.58431 | 0 | 0 | -1.9915 | 0 | 0 | -1.4072 | -1.0779 | 0 | 0 | -2.4851 | 0 | 9999 | 0 | 9999 | 9999 | 9999 | 9999 | 9999 | -1.4072 | -26.1533 | -1.0779 | 0 | 0 | 0 | 0 | 0 | -11.7584 | 0 | 0 |  | 0 | 0 | -40.3968 | 0 | 0 | 9999 | -0.02538 | -0.39434 | -0.41972 | -0.001269 | -0.019717 | -0.020986 | -3.337 | R-All-HVAC-ER-All-All-E | 0 | 0 | -26.1533 | 0 | 0 | -26.1533 | 0 | 9999 | 0
Manufactured Tier2_indor2_gfac | Coolkwh | 13 | -4.6864 | 0 | 0 | 0 | 0 | R-All-HVAC-CAC-All-All-E |  |  | -5.0226 | 0 | 0 | 0 | 0 | 0 | 0 | 0 | 0 | 0 | (na) | (na) | (na) | (na) | 0 | 0 | 0 | 0 | 0 | 0 | 0 | 0 | 0 | 0 | 0 | 0 | 0 | -2.615 | 0 | 0 | 0 | -2.615 | 0 | 0 | -2.615 | 0 | 0 | 0 | -2.615 | 0 | 0 | -2.615 | 0 | 0 | 0 | -2.615 | 0 | 9999 | 0 | 9999 | 9999 | 9999 | 9999 | 9999 | -2.615 | 0 | 0 | 0 | 0 | 0 | 0 | 0 | -11.7584 | 0 | 0 |  | 0 | 0 | -14.3734 | 0 | 0 | 9999 | -0.047718 | 0 | -0.047718 | -0.0023857 | 0 | -0.0023857 | 0 |  | 0 | 0 | 0 | 0 | 0 | 0 | 0 | 9999 | 9999
Manufactured Tier2_indor2_efaf | DHWkwh | 13 | 83.3146 | 0 | 1183.5005 | 0 | 0 | R-All-WH-WHConvert-All-All-N |  |  | 89.4595 | 0.019908 | 0.019764 | 0 | 0 | 0 | 236.0058 | 545.3735 | 0 | 856.6373 | (na) | (na) | (na) | (na) | 0 | 0 | 0 | 0 | 0 | 0 | 0 | 0 | 236.0058 | 545.3735 | 0 | 856.6373 | 1638.0167 | 45.9494 | 7.0344 | 0 | 0 | 52.9838 | 236.0058 | 0.2245 | 45.9494 | 8.3266 | 0 | 0 | 54.276 | 545.3735 | 0.099521 | 45.9494 | 15.361 | 0 | 0 | 61.3104 | 781.3794 | 630.0612 | 0.078464 | 194.1182 | 448.5777 | 0 | 704.5966 | 1347.2925 | 45.9494 | 0 | 15.361 | 0 | 0 | 0 | 0 | 0 | -8.1329 | 0 | 1638.0167 |  | 0 | 0 | 53.1775 | 1638.0167 | 0.037245 | 1341.3473 | 0.84988 | 0 | 0.84988 | 0.042493 | 0 | 0.042493 | 0 |  | 0 | 0 | 0 | 0 | 0 | 0 | 0 | 9999 | 9999
Manufactured Tier2_indor2_efaf | Heatkwh | 13 | -59.3093 | -0.10737 | 0 | 0 | 0 | R-All-HVAC-ER-All-All-E |  |  | -63.958 | -0.033445 | -0.033203 | -0.10844 | 0 | 0 | 0 | 0 | 0 | 0 | (na) | (na) | (na) | (na) | 0 | 0 | 0 | 0 | 0 | 0 | 0 | 0 | 0 | 0 | 0 | 0 | 0 | -33.6884 | -11.8177 | 0 | 0 | -45.5061 | 0 | 0 | -33.6884 | -13.9886 | 0 | 0 | -47.677 | 0 | 0 | -33.6884 | -25.8063 | 0 | 0 | -59.4947 | 0 | 9999 | 0 | 9999 | 9999 | 9999 | 9999 | 9999 | -33.6884 | -0.84147 | -25.8063 | 0 | 0 | 0 | 0 | 0 | -8.1329 | 0 | 0 |  | 0 | 0 | -68.4691 | 0 | 0 | 9999 | -0.6076 | -0.012688 | -0.62029 | -0.03038 | -0.00063438 | -0.031014 | -0.10737 | R-All-HVAC-ER-All-All-E | 0 | 0 | -0.84147 | 0 | 0 | -0.84147 | 0 | 9999 | 0
Manufactured Tier2_indor2_efaf | Coolkwh | 13 | 1e-05 | 0 | 0 | 0 | 0 | R-All-HVAC-CAC-All-All-E |  |  | 1.0718e-05 | 0 | 0 | 0 | 0 | 0 | 0 | 0 | 0 | 0 | (na) | (na) | (na) | (na) | 0 | 0 | 0 | 0 | 0 | 0 | 0 | 0 | 0 | 0 | 0 | 0 | 0 | 5.5801e-06 | 0 | 0 | 0 | 5.5801e-06 | 0 | 9999 | 5.5801e-06 | 0 | 0 | 0 | 5.5801e-06 | 0 | 9999 | 5.5801e-06 | 0 | 0 | 0 | 5.5801e-06 | 0 | 0 | 9999 | 0 | 0 | 0 | 0 | 0 | 5.5801e-06 | 0 | 0 | 0 | 0 | 0 | 0 | 0 | -8.1329 | 0 | 0 |  | 0 | 0 | -8.1329 | 0 | 6.8611e-07 | 55837124.3617 | 1.0182e-07 | 0 | 1.0182e-07 | 5.0908e-09 | 0 | 5.0908e-09 | 0 |  | 0 | 0 | 0 | 0 | 0 | 0 | 0 | 9999 | 9999
Manufactured Tier2_indor2_hp85 | DHWkwh | 13 | 89.0673 | 0 | 1183.5005 | 0 | 0 | R-All-WH-WHConvert-All-All-N |  |  | 95.6365 | 0.021282 | 0.021129 | 0 | 0 | 0 | 236.0058 | 545.3735 | 0 | 856.6373 | (na) | (na) | (na) | (na) | 0 | 0 | 0 | 0 | 0 | 0 | 0 | 0 | 236.0058 | 545.3735 | 0 | 856.6373 | 1638.0167 | 49.1221 | 7.5201 | 0 | 0 | 56.6422 | 236.0058 | 0.24 | 49.1221 | 8.9016 | 0 | 0 | 58.0237 | 545.3735 | 0.10639 | 49.1221 | 16.4217 | 0 | 0 | 65.5438 | 781.3794 | 588.5504 | 0.083882 | 181.5804 | 419.6047 | 0 | 659.0877 | 1260.2728 | 49.1221 | 0 | 16.4217 | 0 | 0 | 0 | 0 | 0 | -5.176 | 0 | 1638.0167 |  | 0 | 0 | 60.3678 | 1638.0167 | 0.039888 | 1251.6204 | 0.90856 | 0 | 0.90856 | 0.045427 | 0 | 0.045427 | 0 |  | 0 | 0 | 0 | 0 | 0 | 0 | 0 | 9999 | 9999
Manufactured Tier2_indor2_hp85 | Heatkwh | 13 | -37.7986 | -0.063583 | 0 | 0 | 0 | R-All-HVAC-CAC-All-All-E |  |  | -40.5107 | 0 | 0 | -0.064218 | 0 | 0 | 0 | 0 | 0 | 0 | (na) | (na) | (na) | (na) | 0 | 0 | 0 | 0 | 0 | 0 | 0 | 0 | 0 | 0 | 0 | 0 | 0 | -21.0919 | 0 | 0 | 0 | -21.0919 | 0 | 0 | -21.0919 | 0 | 0 | 0 | -21.0919 | 0 | 0 | -21.0919 | 0 | 0 | 0 | -21.0919 | 0 | 9999 | 0 | 9999 | 9999 | 9999 | 9999 | 9999 | -21.0919 | -0.49187 | 0 | 0 | 0 | 0 | 0 | 0 | -5.176 | 0 | 0 |  | 0 | 0 | -26.7597 | 0 | 0 | 9999 | -0.38488 | -0.0075136 | -0.39239 | -0.019243 | -0.00037568 | -0.019618 | -0.063583 | R-All-HVAC-ASHP-All-All-E | 0 | 0 | -0.49187 | 0 | 0 | -0.49187 | 0 | 9999 | 0
Manufactured Tier2_indor2_hp85 | Coolkwh | 13 | -4.6926 | 0 | 0 | 0 | 0 | R-All-HVAC-CAC-All-All-E |  |  | -5.0293 | 0 | 0 | 0 | 0 | 0 | 0 | 0 | 0 | 0 | (na) | (na) | (na) | (na) | 0 | 0 | 0 | 0 | 0 | 0 | 0 | 0 | 0 | 0 | 0 | 0 | 0 | -2.6185 | 0 | 0 | 0 | -2.6185 | 0 | 0 | -2.6185 | 0 | 0 | 0 | -2.6185 | 0 | 0 | -2.6185 | 0 | 0 | 0 | -2.6185 | 0 | 9999 | 0 | 9999 | 9999 | 9999 | 9999 | 9999 | -2.6185 | 0 | 0 | 0 | 0 | 0 | 0 | 0 | -5.176 | 0 | 0 |  | 0 | 0 | -7.7945 | 0 | 0 | 9999 | -0.047782 | 0 | -0.047782 | -0.0023889 | 0 | -0.0023889 | 0 |  | 0 | 0 | 0 | 0 | 0 | 0 | 0 | 9999 | 9999
Manufactured Tier2_indor2_zonl | DHWkwh | 13 | 83.3155 | 0 | 1183.5005 | 0 | 0 | R-All-WH-WHConvert-All-All-N |  |  | 89.4605 | 0.019908 | 0.019764 | 0 | 0 | 0 | 236.0058 | 545.3735 | 0 | 856.6373 | (na) | (na) | (na) | (na) | 0 | 0 | 0 | 0 | 0 | 0 | 0 | 0 | 236.0058 | 545.3735 | 0 | 856.6373 | 1638.0167 | 45.9499 | 7.0345 | 0 | 0 | 52.9844 | 236.0058 | 0.2245 | 45.9499 | 8.3267 | 0 | 0 | 54.2766 | 545.3735 | 0.099522 | 45.9499 | 15.3612 | 0 | 0 | 61.3111 | 781.3794 | 630.0538 | 0.078465 | 194.116 | 448.5725 | 0 | 704.5885 | 1347.277 | 45.9499 | 0 | 15.3612 | 0 | 0 | 0 | 0 | 0 | -7.2129 | 0 | 1638.0167 |  | 0 | 0 | 54.0982 | 1638.0167 | 0.037266 | 1340.5749 | 0.84989 | 0 | 0.84989 | 0.042494 | 0 | 0.042494 | 0 |  | 0 | 0 | 0 | 0 | 0 | 0 | 0 | 9999 | 9999
Manufactured Tier2_indor2_zonl | Heatkwh | 13 | -52.5991 | -0.09529 | 0 | 0 | 0 | R-All-HVAC-Zonal-All-All-E |  |  | -56.6959 | -0.021119 | -0.020966 | -0.096243 | 0 | 0 | 0 | 0 | 0 | 0 | (na) | (na) | (na) | (na) | 0 | 0 | 0 | 0 | 0 | 0 | 0 | 0 | 0 | 0 | 0 | 0 | 0 | -29.5295 | -7.4623 | 0 | 0 | -36.9918 | 0 | 0 | -29.5295 | -8.8331 | 0 | 0 | -38.3627 | 0 | 0 | -29.5295 | -16.2954 | 0 | 0 | -45.825 | 0 | 9999 | 0 | 9999 | 9999 | 9999 | 9999 | 9999 | -29.5295 | -0.74651 | -16.2954 | 0 | 0 | 0 | 0 | 0 | -7.2129 | 0 | 0 |  | 0 | 0 | -53.7844 | 0 | 0 | 9999 | -0.53861 | -0.01126 | -0.54988 | -0.026931 | -0.00056302 | -0.027494 | -0.09529 | R-All-HVAC-Zonal-All-All-E | 0 | 0 | -0.74651 | 0 | 0 | -0.74651 | 0 | 9999 | 0
Manufactured Tier2_indor2_zonl | Coolkwh | 13 | 1e-05 | 0 | 0 | 0 | 0 | R-All-HVAC-CAC-All-All-E |  |  | 1.0718e-05 | 0 | 0 | 0 | 0 | 0 | 0 | 0 | 0 | 0 | (na) | (na) | (na) | (na) | 0 | 0 | 0 | 0 | 0 | 0 | 0 | 0 | 0 | 0 | 0 | 0 | 0 | 5.5801e-06 | 0 | 0 | 0 | 5.5801e-06 | 0 | 9999 | 5.5801e-06 | 0 | 0 | 0 | 5.5801e-06 | 0 | 9999 | 5.5801e-06 | 0 | 0 | 0 | 5.5801e-06 | 0 | 0 | 9999 | 0 | 0 | 0 | 0 | 0 | 5.5801e-06 | 0 | 0 | 0 | 0 | 0 | 0 | 0 | -7.2129 | 0 | 0 |  | 0 | 0 | -7.2129 | 0 | 7.7363e-07 | 49520512.2477 | 1.0182e-07 | 0 | 1.0182e-07 | 5.0908e-09 | 0 | 5.0908e-09 | 0 |  | 0 | 0 | 0 | 0 | 0 | 0 | 0 | 9999 | 9999
Category Results; Sorted by TRC Levelized Cost
Total Results |  | Measure Input Data | [8 empty] | Savings | [5 empty] | PV Capital |  |  |  | PV Admin |  |  |  | PV O&M |  |  |  | PV Periodic Repl. |  |  |  | Total PV Capital, O&M and Periodic Repl Costs |  |  |  |  | PV Wholesale Electric Utility Costs & Benefits | [6 empty] | PV Retail Electric Utility Costs & Benefits | [6 empty] | PV Electric Utility System Costs & Benefits | [5 empty] | Electric Utility System Economics |  | Sponsor Levelized Cost (mills/kwh) |  |  |  |  | PV Regional Costs & Benefits | [15 empty] | TRC Economics |  | Physical CO2 | [5 empty] | Gas Inputs |  |  |  | PV Gas Utility System Costs & Benefits |  |  |  |  | Gas Utility System Economics
Category | Measure | Measure Life | Site Savings (kWh) | Site Savings (therms) | Capital Cost ($/unit) | Annual O&M Cost ($/unit) | PV Per. Repl. Cost ($/unit) | Load Shape (electric) | Diversified Load Factor (electric) | Wholesale Power Coincidence Factor (electric) | Wholesale Electric Energy (kWh) | Wholesale Electric Demand (kw) | Retail Electric Demand (kW) | Wholesale Gas Energy (therms/yr) | Wholesale Gas Demand (therms/day) | Retail Gas Demand (therms/day) | Wholesale Electric | Retail Electric | Natural Gas | Customer | Wholesale Electric | Retail Electric | Natural Gas | Customer | Wholesale Electric | Retail Electric | Natural Gas | Customer | Wholesale Electric | Retail Electric | Natural Gas | Customer | Wholesale Electric | Retail Electric | Natural Gas | Customer | Total | Wholesale Utility System Energy | Wholesale Utility System T&D Def. Cap. | Wholesale Utility System Act C-E Credit | Wholesale Utility System Risk Mitigation Benefit | Wholesale Utility System Total System Benefit | Wholesale Utility System Total Non-Consumer Cost | Wholesale Utility System B/C Ratio | Retail Utility System Energy | Retail Utility System T&D Def. Cap. | Retail Utility System Act C-E Credit | Retail Utility System Risk Mitigation Benefit | Retail Utility System Total System Benefit | Retail Utility System Total Non-Consumer Cost | Retail Utility System System B/C Ratio | Utility System Energy | Utility System T&D Def. Cap. | Utility System Act C-E Credit | Utility System Total Risk Mitigation Benefit | Utility System Total System Benefit | Utility System Total Non-Consumer Cost | Utility System Net Levelized Cost (Net of Elec T&D Capacity Benefits, Act Credit & Risk-Mitigation Benefit) in mills/kwh | Utility System System B/C Ratio | Wholesale Electric Levelized Cost | Retail Electric Levelized Cost | Natural Gas Levelized Cost | Customer Levelized Cost | Total Levelized Cost | PV Regional Electric Energy | PV Regional Gas Energy | PV Regional Electric T&D Def. Cap. | PV Regional Gas T&D Def. Cap. | PV Regional Electric System CO2 | PV Regional Gas System CO2 | PV Regional Electric System Risk-Mitigation Benefit | PV Regional Gas System Risk-Mitigation Benefit | PV Regional Non-E Value | PV Regional Act Credit | PV Regional Capital Cost | PV Regional Admin Cost | PV Regional Annual O&M Cost | PV Regional Periodic Replacement Cost | PV Total Regional Benefit | PV Total Regional Cost | TRC B/C Ratio | TRC Net Levelized Cost (Net of All Benefits) in mills/kWh | Electric System CO2 Avoided (Lifetime Tons) | Gas System CO2 Avoided (Lifetime Tons) | Total System CO2 Avoided (Lifetime Tons) | Electric System CO2 Avoided (Annual Tons in 2018) | Gas System CO2 Avoided (Annual Tons in 2018) | Total System CO2 Avoided (Annual Tons in 2018) | Gas Site Savings (therms) | Load Shape (gas) | Diversitfied Load Factor (gas) | Wholesale Coincidence Factor (gas) | Total Gas Utility System Energy | Gas Utility System T&D Def. Cap. | Gas Utility System Risk Mitigation Benefit | Gas Utility System Total System Benefit | Gas Utility System Total Non-Consumer Cost | Gas Utility System Net Levelized Cost (Net of Gas T&D Capacity Benefits & Risk-Mitigation Benefits) in cents/therm | Gas Utility System System B/C Ratio
Manufactured Tier1_indor2_hp85 |  | 13 | 1100.8052 | -0.31773 | 724.5875 | 0 | 0 |  |  |  | 1182.3091 | 0.30033 | 0.29816 | -0.32091 | 0 | 0 | 144.4924 | 333.9 | 0 | 524.4684 | 43.4753 | 101.4423 | 0 | 0 | 0 | 0 | 0 | 0 | 0 | 0 | 0 | 0 | 187.9677 | 435.3423 | 0 | 524.4684 | 1147.7784 | 606.0991 | 106.1218 | 0 | 0 | 712.2209 | 187.9677 | 3.7891 | 606.0991 | 125.6166 | 0 | 0 | 731.7157 | 435.3423 | 1.6808 | 606.0991 | 231.7384 | 0 | 0 | 837.8375 | 623.31 | 24.3697 | 1.3442 | 11.6983 | 27.0938 | 0 | 32.6406 | 71.4327 | 606.0991 | -2.458 | 231.7384 | 0 | 0 | 0 | 0 | 0 | -76.9355 | 0 | 1002.8609 | 144.9175 | 0 | 0 | 758.4439 | 1147.7784 | 0.68274 | 61.9514 | 11.232 | -0.037547 | 11.1944 | 0.5616 | -0.0018773 | 0.55972 | -0.32091 |  | 0 | 0 | -2.458 | 0 | 0 | -2.458 | 0 | 9999 | 0
Single Family Tier1_indor2_hp85 |  | 13 | 1097.3426 | -0.34795 | 724.5875 | 0 | 0 |  |  |  | 1178.5827 | 0.29849 | 0.29634 | -0.35143 | 0 | 0 | 144.4924 | 333.9 | 0 | 524.4684 | 43.4753 | 101.4423 | 0 | 0 | 0 | 0 | 0 | 0 | 0 | 0 | 0 | 0 | 187.9677 | 435.3423 | 0 | 524.4684 | 1147.7784 | 604.2169 | 105.472 | 0 | 0 | 709.6889 | 187.9677 | 3.7756 | 604.2169 | 124.8474 | 0 | 0 | 729.0643 | 435.3423 | 1.6747 | 604.2169 | 230.3194 | 0 | 0 | 834.5363 | 623.31 | 24.5353 | 1.3389 | 11.7353 | 27.1795 | 0 | 32.7438 | 71.6586 | 604.2169 | -2.6917 | 230.3194 | 0 | 0 | 0 | 0 | 0 | -75.1679 | 0 | 1002.8609 | 144.9175 | 0 | 0 | 756.6766 | 1147.7784 | 0.6809 | 62.1401 | 11.1966 | -0.041118 | 11.1555 | 0.55983 | -0.0020559 | 0.55777 | -0.35143 |  | 0 | 0 | -2.6917 | 0 | 0 | -2.6917 | 0 | 9999 | 0
Single Family Tier1_buffered |  | 13 | 1044.4555 | 0 | 724.5875 | 0 | 0 |  |  |  | 1121.4904 | 0.24957 | 0.24777 | 0 | 0 | 0 | 144.4924 | 333.9 | 0 | 524.4684 | 43.4753 | 101.4423 | 0 | 0 | 0 | 0 | 0 | 0 | 0 | 0 | 0 | 0 | 187.9677 | 435.3423 | 0 | 524.4684 | 1147.7784 | 576.0345 | 88.1853 | 0 | 0 | 664.2198 | 187.9677 | 3.5337 | 576.0345 | 104.3851 | 0 | 0 | 680.4196 | 435.3423 | 1.563 | 576.0345 | 192.5703 | 0 | 0 | 768.6049 | 623.31 | 28.2611 | 1.2331 | 12.3327 | 28.5631 | 0 | 34.4107 | 75.3065 | 576.0345 | 0 | 192.5703 | 0 | 0 | 0 | 0 | 0 | 0 | 0 | 1002.8609 | 144.9175 | 0 | 0 | 768.6049 | 1147.7784 | 0.66965 | 62.6719 | 10.6543 | 0 | 10.6543 | 0.53271 | 0 | 0.53271 | 0 |  | 0 | 0 | 0 | 0 | 0 | 0 | 0 | 9999 | 9999
Manufactured Tier1_indor2_gfac |  | 13 | 1273.7918 | -18.9801 | 724.5875 | 0 | 0 |  |  |  | 1367.6145 | 0.29239 | 0.29028 | -19.1699 | 0 | 0 | 144.4924 | 333.9 | 0 | 524.4684 | 43.4753 | 101.4423 | 0 | 0 | 0 | 0 | 0 | 0 | 0 | 0 | 0 | 0 | 187.9677 | 435.3423 | 0 | 524.4684 | 1147.7784 | 702.4862 | 103.316 | 0 | 0 | 805.8021 | 187.9677 | 4.2869 | 702.4862 | 122.2953 | 0 | 0 | 824.7815 | 435.3423 | 1.8946 | 702.4862 | 225.6113 | 0 | 0 | 928.0975 | 623.31 | 21.3974 | 1.489 | 10.1132 | 23.4227 | 0 | 28.218 | 61.7539 | 702.4862 | -148.7517 | 225.6113 | 0 | 0 | 0 | 0 | 0 | -200.6084 | 0 | 1002.8609 | 144.9175 | 0 | 0 | 578.7374 | 1147.7784 | 0.61991 | 68.412 | 12.9925 | -2.2429 | 10.7496 | 0.64962 | -0.11214 | 0.53747 | -19.1699 |  | 0 | 0 | -148.7517 | 0 | 0 | -148.7517 | 0 | 9999 | 0
Manufactured Tier1_indor2_gfnc |  | 13 | 1258.4925 | -18.8187 | 724.5875 | 0 | 0 |  |  |  | 1351.2544 | 0.29652 | 0.29438 | -19.0069 | 0 | 0 | 144.4924 | 333.9 | 0 | 524.4684 | 43.4753 | 101.4423 | 0 | 0 | 0 | 0 | 0 | 0 | 0 | 0 | 0 | 0 | 187.9677 | 435.3423 | 0 | 524.4684 | 1147.7784 | 693.8668 | 104.7761 | 0 | 0 | 798.6429 | 187.9677 | 4.2488 | 693.8668 | 124.0237 | 0 | 0 | 817.8905 | 435.3423 | 1.8787 | 693.8668 | 228.7999 | 0 | 0 | 922.6667 | 623.31 | 21.4828 | 1.4803 | 10.2357 | 23.7063 | 0 | 28.5596 | 62.5016 | 693.8668 | -147.4875 | 228.7999 | 0 | 0 | 0 | 0 | 0 | -198.4826 | 0 | 1002.8609 | 144.9175 | 0 | 0 | 576.6967 | 1147.7784 | 0.61769 | 68.882 | 12.8371 | -2.2238 | 10.6133 | 0.64185 | -0.11119 | 0.53066 | -19.0069 |  | 0 | 0 | -147.4875 | 0 | 0 | -147.4875 | 0 | 9999 | 0
Single Family Tier1_indor2_gfac |  | 13 | 1265.4749 | -19.2458 | 724.5875 | 0 | 0 |  |  |  | 1358.6845 | 0.29048 | 0.28838 | -19.4382 | 0 | 0 | 144.4924 | 333.9 | 0 | 524.4684 | 43.4753 | 101.4423 | 0 | 0 | 0 | 0 | 0 | 0 | 0 | 0 | 0 | 0 | 187.9677 | 435.3423 | 0 | 524.4684 | 1147.7784 | 697.8939 | 102.6392 | 0 | 0 | 800.5331 | 187.9677 | 4.2589 | 697.8939 | 121.4943 | 0 | 0 | 819.3882 | 435.3423 | 1.8822 | 697.8939 | 224.1335 | 0 | 0 | 922.0274 | 623.31 | 21.618 | 1.4792 | 10.1797 | 23.5767 | 0 | 28.4034 | 62.1598 | 697.8939 | -150.8343 | 224.1335 | 0 | 0 | 0 | 0 | 0 | -202.9239 | 0 | 1002.8609 | 144.9175 | 0 | 0 | 568.2692 | 1147.7784 | 0.61406 | 69.1798 | 12.9077 | -2.2743 | 10.6334 | 0.64538 | -0.11371 | 0.53166 | -19.4382 |  | 0 | 0 | -150.8343 | 0 | 0 | -150.8343 | 0 | 9999 | 0
Single Family Tier1_indor2_gfnc |  | 13 | 1249.9938 | -19.0896 | 724.5875 | 0 | 0 |  |  |  | 1342.1286 | 0.29448 | 0.29235 | -19.2805 | 0 | 0 | 144.4924 | 333.9 | 0 | 524.4684 | 43.4753 | 101.4423 | 0 | 0 | 0 | 0 | 0 | 0 | 0 | 0 | 0 | 0 | 187.9677 | 435.3423 | 0 | 524.4684 | 1147.7784 | 689.1789 | 104.0537 | 0 | 0 | 793.2326 | 187.9677 | 4.22 | 689.1789 | 123.1686 | 0 | 0 | 812.3475 | 435.3423 | 1.866 | 689.1789 | 227.2222 | 0 | 0 | 916.4012 | 623.31 | 21.7154 | 1.4702 | 10.3053 | 23.8675 | 0 | 28.7538 | 62.9266 | 689.1789 | -149.6102 | 227.2222 | 0 | 0 | 0 | 0 | 0 | -200.8198 | 0 | 1002.8609 | 144.9175 | 0 | 0 | 565.9711 | 1147.7784 | 0.61166 | 69.6814 | 12.7504 | -2.2558 | 10.4946 | 0.63751 | -0.11279 | 0.52472 | -19.2805 |  | 0 | 0 | -149.6102 | 0 | 0 | -149.6102 | 0 | 9999 | 0
Manufactured Tier1_buffered |  | 13 | 939.9178 | 0 | 724.5875 | 0 | 0 |  |  |  | 1009.2424 | 0.22459 | 0.22297 | 0 | 0 | 0 | 144.4924 | 333.9 | 0 | 524.4684 | 43.4753 | 101.4423 | 0 | 0 | 0 | 0 | 0 | 0 | 0 | 0 | 0 | 0 | 187.9677 | 435.3423 | 0 | 524.4684 | 1147.7784 | 518.3803 | 79.3589 | 0 | 0 | 597.7392 | 187.9677 | 3.18 | 518.3803 | 93.9374 | 0 | 0 | 612.3176 | 435.3423 | 1.4065 | 518.3803 | 173.2963 | 0 | 0 | 691.6766 | 623.31 | 32.8096 | 1.1097 | 13.7043 | 31.7399 | 0 | 38.2379 | 83.6821 | 518.3803 | 0 | 173.2963 | 0 | 0 | 0 | 0 | 0 | 0 | 0 | 1002.8609 | 144.9175 | 0 | 0 | 691.6766 | 1147.7784 | 0.60262 | 71.0474 | 9.5879 | 0 | 9.5879 | 0.47939 | 0 | 0.47939 | 0 |  | 0 | 0 | 0 | 0 | 0 | 0 | 0 | 9999 | 9999
Manufactured Tier1_indor2_zonl |  | 13 | 968.2151 | -0.55017 | 724.5875 | 0 | 0 |  |  |  | 1038.3745 | 0.18208 | 0.18077 | -0.55568 | 0 | 0 | 144.4924 | 333.9 | 0 | 524.4684 | 43.4753 | 101.4423 | 0 | 0 | 0 | 0 | 0 | 0 | 0 | 0 | 0 | 0 | 187.9677 | 435.3423 | 0 | 524.4684 | 1147.7784 | 530.9888 | 64.3381 | 0 | 0 | 595.3269 | 187.9677 | 3.1672 | 530.9888 | 76.1571 | 0 | 0 | 607.1459 | 435.3423 | 1.3946 | 530.9888 | 140.4952 | 0 | 0 | 671.484 | 623.31 | 34.2134 | 1.0773 | 13.3198 | 30.8494 | 0 | 37.1651 | 81.3344 | 530.9888 | -4.3101 | 140.4952 | 0 | 0 | 0 | 0 | 0 | -124.6978 | 0 | 1002.8609 | 144.9175 | 0 | 0 | 542.4761 | 1147.7784 | 0.52592 | 80.5204 | 9.8647 | -0.065014 | 9.7997 | 0.49323 | -0.0032507 | 0.48998 | -0.55568 |  | 0 | 0 | -4.3101 | 0 | 0 | -4.3101 | 0 | 9999 | 0
Single Family Tier1_indor2_zonl |  | 13 | 956.7274 | -0.61395 | 724.5875 | 0 | 0 |  |  |  | 1026.0267 | 0.17884 | 0.17755 | -0.62009 | 0 | 0 | 144.4924 | 333.9 | 0 | 524.4684 | 43.4753 | 101.4423 | 0 | 0 | 0 | 0 | 0 | 0 | 0 | 0 | 0 | 0 | 187.9677 | 435.3423 | 0 | 524.4684 | 1147.7784 | 524.6228 | 63.1919 | 0 | 0 | 587.8147 | 187.9677 | 3.1272 | 524.6228 | 74.8004 | 0 | 0 | 599.4232 | 435.3423 | 1.3769 | 524.6228 | 137.9923 | 0 | 0 | 662.6151 | 623.31 | 34.8047 | 1.0631 | 13.4801 | 31.2207 | 0 | 37.6124 | 82.3132 | 524.6228 | -4.8097 | 137.9923 | 0 | 0 | 0 | 0 | 0 | -126.222 | 0 | 1002.8609 | 144.9175 | 0 | 0 | 531.5833 | 1147.7784 | 0.51815 | 81.814 | 9.7474 | -0.072551 | 9.6748 | 0.48736 | -0.0036275 | 0.48374 | -0.62009 |  | 0 | 0 | -4.8097 | 0 | 0 | -4.8097 | 0 | 9999 | 0
Manufactured Tier1_indor2_efaf |  | 13 | 931.2505 | -0.61675 | 724.5875 | 0 | 0 |  |  |  | 998.3629 | 0.11199 | 0.11118 | -0.62291 | 0 | 0 | 144.4924 | 333.9 | 0 | 524.4684 | 43.4753 | 101.4423 | 0 | 0 | 0 | 0 | 0 | 0 | 0 | 0 | 0 | 0 | 187.9677 | 435.3423 | 0 | 524.4684 | 1147.7784 | 507.9893 | 39.5715 | 0 | 0 | 547.5608 | 187.9677 | 2.9131 | 507.9893 | 46.8408 | 0 | 0 | 554.8302 | 435.3423 | 1.2745 | 507.9893 | 86.4123 | 0 | 0 | 594.4017 | 623.31 | 39.5706 | 0.95362 | 13.8537 | 32.0858 | 0 | 38.6546 | 84.594 | 507.9893 | -4.8336 | 86.4123 | 0 | 0 | 0 | 0 | 0 | -139.9309 | 0 | 1002.8609 | 144.9175 | 0 | 0 | 449.6371 | 1147.7784 | 0.45987 | 88.8947 | 9.4846 | -0.072881 | 9.4117 | 0.47422 | -0.003644 | 0.47058 | -0.62291 |  | 0 | 0 | -4.8336 | 0 | 0 | -4.8336 | 0 | 9999 | 0
Single Family Tier1_indor2_efaf |  | 13 | 919.5465 | -0.68805 | 724.5875 | 0 | 0 |  |  |  | 985.7806 | 0.10814 | 0.10736 | -0.69493 | 0 | 0 | 144.4924 | 333.9 | 0 | 524.4684 | 43.4753 | 101.4423 | 0 | 0 | 0 | 0 | 0 | 0 | 0 | 0 | 0 | 0 | 187.9677 | 435.3423 | 0 | 524.4684 | 1147.7784 | 501.4808 | 38.2103 | 0 | 0 | 539.6911 | 187.9677 | 2.8712 | 501.4808 | 45.2296 | 0 | 0 | 546.7104 | 435.3423 | 1.2558 | 501.4808 | 83.44 | 0 | 0 | 584.9208 | 623.31 | 40.2976 | 0.93841 | 14.0305 | 32.4953 | 0 | 39.148 | 85.6738 | 501.4808 | -5.3924 | 83.44 | 0 | 0 | 0 | 0 | 0 | -141.5616 | 0 | 1002.8609 | 144.9175 | 0 | 0 | 437.9668 | 1147.7784 | 0.45177 | 90.4147 | 9.365 | -0.081307 | 9.2837 | 0.46825 | -0.0040653 | 0.46418 | -0.69493 |  | 0 | 0 | -5.3924 | 0 | 0 | -5.3924 | 0 | 9999 | 0
Manufactured Tier2_buffered |  | 13 | 295.2941 | 0 | 1183.5005 | 0 | 0 |  |  |  | 317.0739 | 0.07056 | 0.070051 | 0 | 0 | 0 | 236.0058 | 545.3735 | 0 | 856.6373 | 71.01 | 165.6901 | 0 | 0 | 0 | 0 | 0 | 0 | 0 | 0 | 0 | 0 | 307.0158 | 711.0636 | 0 | 856.6373 | 1874.7168 | 162.8596 | 24.9322 | 0 | 0 | 187.7918 | 307.0158 | 0.61167 | 162.8596 | 29.5123 | 0 | 0 | 192.3719 | 711.0636 | 0.27054 | 162.8596 | 54.4445 | 0 | 0 | 217.3041 | 1018.0795 | 223.626 | 0.21345 | 71.2476 | 165.013 | 0 | 198.7955 | 435.0562 | 162.8596 | 0 | 54.4445 | 0 | 0 | 0 | 0 | 0 | 0 | 0 | 1638.0167 | 236.7001 | 0 | 0 | 217.3041 | 1874.7168 | 0.11591 | 422.4215 | 3.0122 | 0 | 3.0122 | 0.15061 | 0 | 0.15061 | 0 |  | 0 | 0 | 0 | 0 | 0 | 0 | 0 | 9999 | 9999
Single Family Tier2_buffered |  | 13 | 189.911 | 0 | 1183.5005 | 0 | 0 |  |  |  | 203.9181 | 0.045379 | 0.045051 | 0 | 0 | 0 | 236.0058 | 545.3735 | 0 | 856.6373 | 71.01 | 165.6901 | 0 | 0 | 0 | 0 | 0 | 0 | 0 | 0 | 0 | 0 | 307.0158 | 711.0636 | 0 | 856.6373 | 1874.7168 | 104.739 | 16.0345 | 0 | 0 | 120.7736 | 307.0158 | 0.39338 | 104.739 | 18.9801 | 0 | 0 | 123.7191 | 711.0636 | 0.17399 | 104.739 | 35.0146 | 0 | 0 | 139.7537 | 1018.0795 | 354.7289 | 0.13727 | 110.7835 | 256.5801 | 0 | 309.1088 | 676.4724 | 104.739 | 0 | 35.0146 | 0 | 0 | 0 | 0 | 0 | 0 | 0 | 1638.0167 | 236.7001 | 0 | 0 | 139.7537 | 1874.7168 | 0.074547 | 663.8378 | 1.9372 | 0 | 1.9372 | 0.096861 | 0 | 0.096861 | 0 |  | 0 | 0 | 0 | 0 | 0 | 0 | 0 | 9999 | 9999
Manufactured Tier2_indor2_gfac |  | 13 | 81.8937 | -3.337 | 1183.5005 | 0 | 0 |  |  |  | 87.9318 | 0.019883 | 0.01974 | -3.3704 | 0 | 0 | 236.0058 | 545.3735 | 0 | 856.6373 | 71.01 | 165.6901 | 0 | 0 | 0 | 0 | 0 | 0 | 0 | 0 | 0 | 0 | 307.0158 | 711.0636 | 0 | 856.6373 | 1874.7168 | 45.0944 | 7.0257 | 0 | 0 | 52.1201 | 307.0158 | 0.16976 | 45.0944 | 8.3163 | 0 | 0 | 53.4107 | 711.0636 | 0.075114 | 45.0944 | 15.3419 | 0 | 0 | 60.4364 | 1018.0795 | 839.0957 | 0.059363 | 256.9124 | 595.0215 | 0 | 716.8383 | 1568.7722 | 45.0944 | -26.1533 | 15.3419 | 0 | 0 | 0 | 0 | 0 | -35.2752 | 0 | 1638.0167 | 236.7001 | 0 | 0 | -0.99216 | 1874.7168 | 0.031215 | 1607.3377 | 0.83536 | -0.39434 | 0.44102 | 0.041768 | -0.019717 | 0.022051 | -3.3704 |  | 0 | 0 | -26.1533 | 0 | 0 | -26.1533 | 0 | 9999 | 0
Single Family Tier2_indor2_gfac |  | 13 | 80.7639 | -3.375 | 1183.5005 | 0 | 0 |  |  |  | 86.7188 | 0.019634 | 0.019492 | -3.4088 | 0 | 0 | 236.0058 | 545.3735 | 0 | 856.6373 | 71.01 | 165.6901 | 0 | 0 | 0 | 0 | 0 | 0 | 0 | 0 | 0 | 0 | 307.0158 | 711.0636 | 0 | 856.6373 | 1874.7168 | 44.4704 | 6.9377 | 0 | 0 | 51.408 | 307.0158 | 0.16744 | 44.4704 | 8.2121 | 0 | 0 | 52.6825 | 711.0636 | 0.07409 | 44.4704 | 15.1498 | 0 | 0 | 59.6202 | 1018.0795 | 850.9952 | 0.058561 | 260.5058 | 603.3442 | 0 | 726.8648 | 1590.7148 | 44.4704 | -26.4509 | 15.1498 | 0 | 0 | 0 | 0 | 0 | -35.5891 | 0 | 1638.0167 | 236.7001 | 0 | 0 | -2.4198 | 1874.7168 | 0.030784 | 1630.5015 | 0.82384 | -0.39883 | 0.42501 | 0.041191 | -0.019941 | 0.02125 | -3.4088 |  | 0 | 0 | -26.4509 | 0 | 0 | -26.4509 | 0 | 9999 | 0
Manufactured Tier2_indor2_gfnc |  | 13 | 81.0508 | -3.2805 | 1183.5005 | 0 | 0 |  |  |  | 87.0183 | 0.018631 | 0.018497 | -3.3133 | 0 | 0 | 236.0058 | 545.3735 | 0 | 856.6373 | 71.01 | 165.6901 | 0 | 0 | 0 | 0 | 0 | 0 | 0 | 0 | 0 | 0 | 307.0158 | 711.0636 | 0 | 856.6373 | 1874.7168 | 44.6635 | 6.5833 | 0 | 0 | 51.2469 | 307.0158 | 0.16692 | 44.6635 | 7.7927 | 0 | 0 | 52.4562 | 711.0636 | 0.073772 | 44.6635 | 14.376 | 0 | 0 | 59.0396 | 1018.0795 | 848.7206 | 0.057991 | 259.6092 | 601.2676 | 0 | 724.3631 | 1585.2399 | 44.6635 | -25.7104 | 14.376 | 0 | 0 | 0 | 0 | 0 | -34.6074 | 0 | 1638.0167 | 236.7001 | 0 | 0 | -1.2782 | 1874.7168 | 0.030511 | 1624.0877 | 0.82668 | -0.38766 | 0.43902 | 0.041334 | -0.019383 | 0.021951 | -3.3133 |  | 0 | 0 | -25.7104 | 0 | 0 | -25.7104 | 0 | 9999 | 0
Single Family Tier2_indor2_gfnc |  | 13 | 80.5148 | -3.3258 | 1183.5005 | 0 | 0 |  |  |  | 86.4428 | 0.0185 | 0.018367 | -3.3591 | 0 | 0 | 236.0058 | 545.3735 | 0 | 856.6373 | 71.01 | 165.6901 | 0 | 0 | 0 | 0 | 0 | 0 | 0 | 0 | 0 | 0 | 307.0158 | 711.0636 | 0 | 856.6373 | 1874.7168 | 44.3678 | 6.5371 | 0 | 0 | 50.9049 | 307.0158 | 0.16581 | 44.3678 | 7.738 | 0 | 0 | 52.1058 | 711.0636 | 0.073279 | 44.3678 | 14.2751 | 0 | 0 | 58.6429 | 1018.0795 | 854.4573 | 0.057601 | 261.3377 | 605.2709 | 0 | 729.1859 | 1595.7945 | 44.3678 | -26.0655 | 14.2751 | 0 | 0 | 0 | 0 | 0 | -34.9957 | 0 | 1638.0167 | 236.7001 | 0 | 0 | -2.4184 | 1874.7168 | 0.030294 | 1635.6198 | 0.82122 | -0.39302 | 0.4282 | 0.04106 | -0.019651 | 0.02141 | -3.3591 |  | 0 | 0 | -26.0655 | 0 | 0 | -26.0655 | 0 | 9999 | 0
Manufactured Tier2_indor2_hp85 |  | 13 | 46.5761 | -0.063583 | 1183.5005 | 0 | 0 |  |  |  | 50.0965 | 0.021282 | 0.021129 | -0.064218 | 0 | 0 | 236.0058 | 545.3735 | 0 | 856.6373 | 71.01 | 165.6901 | 0 | 0 | 0 | 0 | 0 | 0 | 0 | 0 | 0 | 0 | 307.0158 | 711.0636 | 0 | 856.6373 | 1874.7168 | 25.4117 | 7.5201 | 0 | 0 | 32.9318 | 307.0158 | 0.10726 | 25.4117 | 8.9016 | 0 | 0 | 34.3132 | 711.0636 | 0.048256 | 25.4117 | 16.4217 | 0 | 0 | 41.8333 | 1018.0795 | 1471.234 | 0.04109 | 450.9446 | 1044.4095 | 0 | 1258.228 | 2753.5821 | 25.4117 | -0.49187 | 16.4217 | 0 | 0 | 0 | 0 | 0 | -15.5279 | 0 | 1638.0167 | 236.7001 | 0 | 0 | 25.8136 | 1874.7168 | 0.022125 | 2752.9917 | 0.4759 | -0.0075136 | 0.46839 | 0.023796 | -0.00037568 | 0.02342 | -0.064218 |  | 0 | 0 | -0.49187 | 0 | 0 | -0.49187 | 0 | 9999 | 0
Single Family Tier2_indor2_hp85 |  | 13 | 46.5255 | -0.06949 | 1183.5005 | 0 | 0 |  |  |  | 50.0403 | 0.021042 | 0.02089 | -0.070185 | 0 | 0 | 236.0058 | 545.3735 | 0 | 856.6373 | 71.01 | 165.6901 | 0 | 0 | 0 | 0 | 0 | 0 | 0 | 0 | 0 | 0 | 307.0158 | 711.0636 | 0 | 856.6373 | 1874.7168 | 25.39 | 7.4351 | 0 | 0 | 32.8251 | 307.0158 | 0.10692 | 25.39 | 8.8009 | 0 | 0 | 34.1909 | 711.0636 | 0.048084 | 25.39 | 16.236 | 0 | 0 | 41.626 | 1018.0795 | 1473.1601 | 0.040887 | 451.4513 | 1045.5831 | 0 | 1259.6418 | 2756.6761 | 25.39 | -0.53757 | 16.236 | 0 | 0 | 0 | 0 | 0 | -15.1237 | 0 | 1638.0167 | 236.7001 | 0 | 0 | 25.9647 | 1874.7168 | 0.02202 | 2755.831 | 0.47537 | -0.0082116 | 0.46716 | 0.023769 | -0.00041058 | 0.023359 | -0.070185 |  | 0 | 0 | -0.53757 | 0 | 0 | -0.53757 | 0 | 9999 | 0
Manufactured Tier2_indor2_zonl |  | 13 | 30.7164 | -0.09529 | 1183.5005 | 0 | 0 |  |  |  | 32.7646 | -0.0012108 | -0.001202 | -0.096243 | 0 | 0 | 236.0058 | 545.3735 | 0 | 856.6373 | 71.01 | 165.6901 | 0 | 0 | 0 | 0 | 0 | 0 | 0 | 0 | 0 | 0 | 307.0158 | 711.0636 | 0 | 856.6373 | 1874.7168 | 16.4204 | -0.42782 | 0 | 0 | 15.9926 | 307.0158 | 0.053409 | 16.4204 | -0.50642 | 0 | 0 | 15.914 | 711.0636 | 0.023076 | 16.4204 | -0.93424 | 0 | 0 | 15.4861 | 1018.0795 | 2288.4685 | 0.016114 | 689.4864 | 1596.884 | 0 | 1923.8087 | 4210.1792 | 16.4204 | -0.74651 | -0.93424 | 0 | 0 | 0 | 0 | 0 | -21.6387 | 0 | 1638.0167 | 236.7001 | 0 | 0 | -6.899 | 1874.7168 | 0.0086512 | 4262.5492 | 0.31127 | -0.01126 | 0.30001 | 0.015563 | -0.00056302 | 0.015 | -0.096243 |  | 0 | 0 | -0.74651 | 0 | 0 | -0.74651 | 0 | 9999 | 0
Single Family Tier2_indor2_zonl |  | 13 | 29.6709 | -0.10629 | 1183.5005 | 0 | 0 |  |  |  | 31.6399 | -0.0015401 | -0.001529 | -0.10735 | 0 | 0 | 236.0058 | 545.3735 | 0 | 856.6373 | 71.01 | 165.6901 | 0 | 0 | 0 | 0 | 0 | 0 | 0 | 0 | 0 | 0 | 307.0158 | 711.0636 | 0 | 856.6373 | 1874.7168 | 15.8389 | -0.54421 | 0 | 0 | 15.2947 | 307.0158 | 0.051499 | 15.8389 | -0.64418 | 0 | 0 | 15.1947 | 711.0636 | 0.022255 | 15.8389 | -1.1884 | 0 | 0 | 14.6505 | 1018.0795 | 2370.4091 | 0.015539 | 713.996 | 1653.6494 | 0 | 1992.1955 | 4359.8408 | 15.8389 | -0.83268 | -1.1884 | 0 | 0 | 0 | 0 | 0 | -21.8855 | 0 | 1638.0167 | 236.7001 | 0 | 0 | -8.0676 | 1874.7168 | 0.0083423 | 4415.4378 | 0.30059 | -0.01256 | 0.28803 | 0.015029 | -0.00062801 | 0.014401 | -0.10735 |  | 0 | 0 | -0.83268 | 0 | 0 | -0.83268 | 0 | 9999 | 0
Manufactured Tier2_indor2_efaf |  | 13 | 24.0053 | -0.10737 | 1183.5005 | 0 | 0 |  |  |  | 25.5016 | -0.013537 | -0.013439 | -0.10844 | 0 | 0 | 236.0058 | 545.3735 | 0 | 856.6373 | 71.01 | 165.6901 | 0 | 0 | 0 | 0 | 0 | 0 | 0 | 0 | 0 | 0 | 307.0158 | 711.0636 | 0 | 856.6373 | 1874.7168 | 12.261 | -4.7833 | 0 | 0 | 7.4777 | 307.0158 | 0.039323 | 12.261 | -5.662 | 0 | 0 | 6.599 | 711.0636 | 0.017107 | 12.261 | -10.4453 | 0 | 0 | 1.8157 | 1018.0795 | 2967.6863 | 0.011921 | 885.8579 | 2051.6899 | 0 | 2471.7254 | 5409.2731 | 12.261 | -0.84147 | -10.4453 | 0 | 0 | 0 | 0 | 0 | -24.3988 | 0 | 1638.0167 | 236.7001 | 0 | 0 | -23.4245 | 1874.7168 | 0.006418 | 5512.2395 | 0.24227 | -0.012688 | 0.22958 | 0.012113 | -0.00063438 | 0.011479 | -0.10844 |  | 0 | 0 | -0.84147 | 0 | 0 | -0.84147 | 0 | 9999 | 0
Single Family Tier2_indor2_efaf |  | 13 | 22.9442 | -0.11974 | 1183.5005 | 0 | 0 |  |  |  | 24.3597 | -0.013964 | -0.013863 | -0.12094 | 0 | 0 | 236.0058 | 545.3735 | 0 | 856.6373 | 71.01 | 165.6901 | 0 | 0 | 0 | 0 | 0 | 0 | 0 | 0 | 0 | 0 | 307.0158 | 711.0636 | 0 | 856.6373 | 1874.7168 | 11.667 | -4.9341 | 0 | 0 | 6.7328 | 307.0158 | 0.0374 | 11.667 | -5.8405 | 0 | 0 | 5.8264 | 711.0636 | 0.016274 | 11.667 | -10.7747 | 0 | 0 | 0.89228 | 1018.0795 | 3107.7876 | 0.01134 | 927.3812 | 2147.86 | 0 | 2587.5842 | 5662.8254 | 11.667 | -0.93846 | -10.7747 | 0 | 0 | 0 | 0 | 0 | -24.6697 | 0 | 1638.0167 | 236.7001 | 0 | 0 | -24.7158 | 1874.7168 | 0.0061048 | 5772.7244 | 0.23142 | -0.01415 | 0.21727 | 0.011571 | -0.0007075 | 0.010863 | -0.12094 |  | 0 | 0 | -0.93846 | 0 | 0 | -0.93846 | 0 | 9999 | 0
Supply Curve Results; Categories sorted by TRC Net Levelized Cost
Totals for Categories with Benefits Exceeding Costs. Levelized cost is TRC Net Levelized Cost (Net of Benefits) | [12 empty] | Savings Allocation by Cost Bin and Month for Segments 1 | [12 empty] | Savings Allocation by Cost Bin and Month for Segments 2
| Totals Basis | Busbar Electric Savings in kWh | First Cost | Admin Cost | First Year Program Cost | PV Cost | PV Benefits | Unit Program Cost: First Year Program Cost in $/average annual kW saved | Utility System Net Levelized Cost (Net of T&D Capacity Benefits, Act Credit & Risk-Mitigation) in mills/kWh | TRC Net Levelized Cost (Net of All Benefits) in mills/kWh | TRC B/C Ratio | Net Electric & Gas System CO2 Avoided (Lifetime Tons) | Jan | Feb | Mar | Apr | May | Jun | Jul | Aug | Sep | Oct | Nov | Dec |  | Jan | Feb | Mar | Apr | May | Jun | Jul | Aug | Sep | Oct | Nov | Dec
| Measures with B/C > 1.00 | 8.6e-05 | 0 | 0 | 0 | 0 | 6.1126e-05 | 0 | -13.8192 | -13.8192 | 9999 | 8.1703e-07 | 4.6915e-06 | 3.4957e-06 | 3.1252e-06 | 2.9005e-06 | 2.5695e-06 | 2.0371e-06 | 1.208e-05 | 1.2115e-05 | 5.3977e-06 | 2.7122e-06 | 3.0296e-06 | 5.4357e-06 |  | 3.1751e-06 | 2.3861e-06 | 1.8553e-06 | 1.7285e-06 | 1.0791e-06 | 5.4518e-07 | 3.8855e-06 | 2.6527e-06 | 2.1318e-06 | 1.2689e-06 | 2.0542e-06 | 3.6482e-06
| Categories with B/C > 1.00 | 0 | 0 | 0 | 0 | 0 | 0 | 0 | 0 | 0 | 0 | 0 | 0 | 0 | 0 | 0 | 0 | 0 | 0 | 0 | 0 | 0 | 0 | 0 |  | 0 | 0 | 0 | 0 | 0 | 0 | 0 | 0 | 0 | 0 | 0 | 0
Supply Curve Results: By TRC Net Levelized Cost - Net of Benefits
| Block 1: <= 0 mills/kWh | 0 | 0 | 0 | 0 | 0 | 0 | 0 | 0 | 0 | 0 | 0 | 0 | 0 | 0 | 0 | 0 | 0 | 0 | 0 | 0 | 0 | 0 | 0 |  | 0 | 0 | 0 | 0 | 0 | 0 | 0 | 0 | 0 | 0 | 0 | 0
| Block 2: <= 10 mills/kWh | 0 | 0 | 0 | 0 | 0 | 0 | 0 | 0 | 0 | 0 | 0 | 0 | 0 | 0 | 0 | 0 | 0 | 0 | 0 | 0 | 0 | 0 | 0 |  | 0 | 0 | 0 | 0 | 0 | 0 | 0 | 0 | 0 | 0 | 0 | 0
| Block 3: 10-20 mills/kWh | 0 | 0 | 0 | 0 | 0 | 0 | 0 | 0 | 0 | 0 | 0 | 0 | 0 | 0 | 0 | 0 | 0 | 0 | 0 | 0 | 0 | 0 | 0 |  | 0 | 0 | 0 | 0 | 0 | 0 | 0 | 0 | 0 | 0 | 0 | 0
| Block 4: 20-30 mills/kWh | 0 | 0 | 0 | 0 | 0 | 0 | 0 | 0 | 0 | 0 | 0 | 0 | 0 | 0 | 0 | 0 | 0 | 0 | 0 | 0 | 0 | 0 | 0 |  | 0 | 0 | 0 | 0 | 0 | 0 | 0 | 0 | 0 | 0 | 0 | 0
| Block 5: 30-40 mills/kWh | 0 | 0 | 0 | 0 | 0 | 0 | 0 | 0 | 0 | 0 | 0 | 0 | 0 | 0 | 0 | 0 | 0 | 0 | 0 | 0 | 0 | 0 | 0 |  | 0 | 0 | 0 | 0 | 0 | 0 | 0 | 0 | 0 | 0 | 0 | 0
| Block 6: 40-50 mills/kWh | 0 | 0 | 0 | 0 | 0 | 0 | 0 | 0 | 0 | 0 | 0 | 0 | 0 | 0 | 0 | 0 | 0 | 0 | 0 | 0 | 0 | 0 | 0 |  | 0 | 0 | 0 | 0 | 0 | 0 | 0 | 0 | 0 | 0 | 0 | 0
| Block 7: 50-60 mills/kWh | 0 | 0 | 0 | 0 | 0 | 0 | 0 | 0 | 0 | 0 | 0 | 0 | 0 | 0 | 0 | 0 | 0 | 0 | 0 | 0 | 0 | 0 | 0 |  | 0 | 0 | 0 | 0 | 0 | 0 | 0 | 0 | 0 | 0 | 0 | 0
| Block 8: 60-70 mills/kWh | 8902.0642 | 5072.1127 | 1014.4225 | 6086.5352 | 8034.4489 | 4573.3998 | 5989.4028 | 23.1669 | 66.3804 | 0.64012 | 75.4951 | 452.645 | 401.1675 | 490.5615 | 508.4285 | 577.0885 | 648.3815 | 479.9148 | 517.3558 | 497.5444 | 564.5083 | 527.736 | 467.4777 |  | 201.8188 | 166.9019 | 177.4913 | 228.6483 | 285.1298 | 260.6817 | 271.6993 | 204.7631 | 267.6159 | 226.4158 | 276.9759 | 201.113
| Block 9: 70-80 mills/kWh | 1009.2424 | 724.5875 | 144.9175 | 869.505 | 1147.7784 | 691.6766 | 7547.1103 | 32.8096 | 71.0474 | 0.60262 | 9.5879 | 50.2343 | 44.4099 | 54.1416 | 56.2164 | 64.3386 | 72.1641 | 60.6082 | 64.7326 | 57.7914 | 62.6339 | 58.1964 | 51.9748 |  | 22.5328 | 18.5992 | 19.6814 | 25.2999 | 31.6023 | 28.8075 | 32.3189 | 24.1716 | 30.5404 | 25.1062 | 30.6029 | 22.537
| Block 10: 80-90 mills/kWh | 3062.7642 | 2173.7626 | 434.7525 | 2608.5151 | 3443.3352 | 1523.6966 | 7460.7743 | 36.1578 | 83.6835 | 0.50179 | 28.8862 | 96.261 | 97.2106 | 146.9539 | 164.8777 | 237.4373 | 285.86 | 243.2999 | 260.1555 | 221.9924 | 213.7448 | 166.0764 | 87.5284 |  | 11.3752 | 15.0325 | 32.5714 | 58.9857 | 113.1978 | 112.8828 | 129.4108 | 96.7509 | 115.5318 | 78.5861 | 74.0095 | 3.0317
| Block 11: 90-100 mills/kWh | 985.7806 | 724.5875 | 144.9175 | 869.505 | 1147.7784 | 437.9668 | 7726.7334 | 40.2976 | 90.4147 | 0.45177 | 9.2837 | 26.2483 | 29.5762 | 45.4767 | 53.675 | 77.4425 | 94.4483 | 80.8243 | 86.4637 | 72.765 | 67.3733 | 51.6453 | 21.7641 |  | 4.0564 | 5.3474 | 11.229 | 20.9452 | 37.3363 | 37.4349 | 43.0829 | 32.2492 | 38.2296 | 25.0801 | 23.7483 | -0.66153
| Block 12: 100-110 mills/kWh | 0 | 0 | 0 | 0 | 0 | 0 | 0 | 0 | 0 | 0 | 0 | 0 | 0 | 0 | 0 | 0 | 0 | 0 | 0 | 0 | 0 | 0 | 0 |  | 0 | 0 | 0 | 0 | 0 | 0 | 0 | 0 | 0 | 0 | 0 | 0
| Block 13: 110-120 mills/kWh | 0 | 0 | 0 | 0 | 0 | 0 | 0 | 0 | 0 | 0 | 0 | 0 | 0 | 0 | 0 | 0 | 0 | 0 | 0 | 0 | 0 | 0 | 0 |  | 0 | 0 | 0 | 0 | 0 | 0 | 0 | 0 | 0 | 0 | 0 | 0
| Block 14: 120-130 mills/kWh | 0 | 0 | 0 | 0 | 0 | 0 | 0 | 0 | 0 | 0 | 0 | 0 | 0 | 0 | 0 | 0 | 0 | 0 | 0 | 0 | 0 | 0 | 0 |  | 0 | 0 | 0 | 0 | 0 | 0 | 0 | 0 | 0 | 0 | 0 | 0
| Block 15: 130-140 mills/kWh | 0 | 0 | 0 | 0 | 0 | 0 | 0 | 0 | 0 | 0 | 0 | 0 | 0 | 0 | 0 | 0 | 0 | 0 | 0 | 0 | 0 | 0 | 0 |  | 0 | 0 | 0 | 0 | 0 | 0 | 0 | 0 | 0 | 0 | 0 | 0
| Block 16: 140-150 mills/kWh | 0 | 0 | 0 | 0 | 0 | 0 | 0 | 0 | 0 | 0 | 0 | 0 | 0 | 0 | 0 | 0 | 0 | 0 | 0 | 0 | 0 | 0 | 0 |  | 0 | 0 | 0 | 0 | 0 | 0 | 0 | 0 | 0 | 0 | 0 | 0
| Block 17: 150-160 mills/kWh | 0 | 0 | 0 | 0 | 0 | 0 | 0 | 0 | 0 | 0 | 0 | 0 | 0 | 0 | 0 | 0 | 0 | 0 | 0 | 0 | 0 | 0 | 0 |  | 0 | 0 | 0 | 0 | 0 | 0 | 0 | 0 | 0 | 0 | 0 | 0
| Block 18: 160-170 mills/kWh | 0 | 0 | 0 | 0 | 0 | 0 | 0 | 0 | 0 | 0 | 0 | 0 | 0 | 0 | 0 | 0 | 0 | 0 | 0 | 0 | 0 | 0 | 0 |  | 0 | 0 | 0 | 0 | 0 | 0 | 0 | 0 | 0 | 0 | 0 | 0
| Block 19: 170-180 mills/kWh | 0 | 0 | 0 | 0 | 0 | 0 | 0 | 0 | 0 | 0 | 0 | 0 | 0 | 0 | 0 | 0 | 0 | 0 | 0 | 0 | 0 | 0 | 0 |  | 0 | 0 | 0 | 0 | 0 | 0 | 0 | 0 | 0 | 0 | 0 | 0
| Block 20: 180-190 mills/kWh | 0 | 0 | 0 | 0 | 0 | 0 | 0 | 0 | 0 | 0 | 0 | 0 | 0 | 0 | 0 | 0 | 0 | 0 | 0 | 0 | 0 | 0 | 0 |  | 0 | 0 | 0 | 0 | 0 | 0 | 0 | 0 | 0 | 0 | 0 | 0
| Block 21: 190-200 mills/kWh | 0 | 0 | 0 | 0 | 0 | 0 | 0 | 0 | 0 | 0 | 0 | 0 | 0 | 0 | 0 | 0 | 0 | 0 | 0 | 0 | 0 | 0 | 0 |  | 0 | 0 | 0 | 0 | 0 | 0 | 0 | 0 | 0 | 0 | 0 | 0
| Block 22: > 200 mills/kWh | 1083.5064 | 14202.0065 | 2840.4013 | 17042.4077 | 22496.6011 | 338.6205 | 137785.5236 | 818.9384 | 1542.3326 | 0.060648 | 8.6532 | 44.544 | 42.7726 | 58.9898 | 63.9525 | 82.1167 | 96.9979 | 57.7139 | 63.5276 | 67.8324 | 76.8039 | 65.376 | 42.8998 |  | 12.8981 | 12.0309 | 16.7516 | 25.6191 | 40.2736 | 39.1715 | 36.7065 | 28.0414 | 37.2825 | 29.3328 | 31.3757 | 10.4957
Shaped Savings Results; By Category and sorted by TRC BC ratio
[13 empty] | Savings Allocation by Cost Bin and Month for Segments 1 Feb: Savings Allocation by Category and Month for Segments 1 |  |  | Savings Allocation by Category and Month for Segments 2
Category | Measure | Busbar Savings | First Cost | Admin Cost | First Year Program Cost | PV Cost | PV Benefits | Unit Program Cost: First Year Program Cost in $/average annual kW saved | Utility System Net Levelized Cost (Net of T&D Capacity Benefits, Act Credit & Risk-Mitigation) in mills/kWh | TRC Net Levelized Cost (Net of All Benefits) in mills/kWh | TRC B/C Ratio | Net Electric & Gas System CO2 Avoided (Lifetime Tons) | Wholesale KW | Jan | Feb | Mar | Apr | May | Jun | Jul | Aug | Sep | Oct | Nov | Dec |  | Jan | Feb | Mar | Apr | May | Jun | Jul | Aug | Sep | Oct | Nov | Dec
Manufactured Tier1_indor2_hp85 |  | 1182.3091 | 724.5875 | 144.9175 | 869.505 | 1147.7784 | 758.4439 | 6442.3626 | 24.3697 | 61.9514 | 0.68274 | 11.1944 | 0.30033 | 67.1752 | 59.3866 | 72.4002 | 73.9401 | 79.9855 | 89.6546 | 34.212 | 39.5551 | 58.3421 | 80.383 | 77.8224 | 69.5027 |  | 30.1317 | 24.8715 | 26.3187 | 33.4909 | 40.4164 | 36.9888 | 28.2436 | 22.107 | 33.8199 | 32.5003 | 40.9234 | 30.1373
Single Family Tier1_indor2_hp85 |  | 1178.5827 | 724.5875 | 144.9175 | 869.505 | 1147.7784 | 756.6766 | 6462.7321 | 24.5353 | 62.1401 | 0.6809 | 11.1555 | 0.29849 | 66.7639 | 59.023 | 71.9569 | 73.5132 | 79.6228 | 89.2494 | 34.9861 | 40.3 | 58.3826 | 79.9617 | 77.3459 | 69.0771 |  | 29.9472 | 24.7192 | 26.1575 | 33.293 | 40.2077 | 36.7945 | 28.3851 | 22.1862 | 33.7603 | 32.3238 | 40.6728 | 29.9528
Single Family Tier1_buffered |  | 1121.4904 | 724.5875 | 144.9175 | 869.505 | 1147.7784 | 768.6049 | 6791.7335 | 28.2611 | 62.6719 | 0.66965 | 10.6543 | 0.24957 | 55.8214 | 49.3492 | 60.1633 | 62.4688 | 71.4944 | 80.1902 | 67.349 | 71.9322 | 64.2189 | 69.6001 | 64.669 | 57.7554 |  | 25.0389 | 20.6678 | 21.8703 | 28.1138 | 35.1171 | 32.0115 | 35.9134 | 26.8599 | 33.9371 | 27.8986 | 34.0066 | 25.0436
Manufactured Tier1_indor2_gfac |  | 1367.6145 | 724.5875 | 144.9175 | 869.505 | 1147.7784 | 578.7374 | 5569.4525 | 21.3974 | 68.412 | 0.61991 | 10.7496 | 0.29239 | 65.4837 | 58.1525 | 71.2818 | 74.5232 | 86.8675 | 97.7561 | 90.3184 | 95.8719 | 80.8393 | 83.7376 | 76.7335 | 67.5313 |  | 29.0565 | 24.066 | 25.6947 | 33.3646 | 42.4154 | 38.7747 | 46.1761 | 34.3414 | 42.118 | 33.431 | 40.211 | 28.8684
Manufactured Tier1_indor2_gfnc |  | 1351.2544 | 724.5875 | 144.9175 | 869.505 | 1147.7784 | 576.6967 | 5636.884 | 21.4828 | 68.882 | 0.61769 | 10.6133 | 0.29652 | 66.4008 | 58.9413 | 72.211 | 75.2206 | 86.69 | 97.5189 | 81.9592 | 87.5418 | 77.9884 | 84.092 | 77.7228 | 68.4989 |  | 29.4945 | 24.4206 | 26.0508 | 33.7321 | 42.5546 | 38.919 | 43.7035 | 32.6872 | 41.2054 | 33.6352 | 40.743 | 29.3229
Single Family Tier1_indor2_gfac |  | 1358.6845 | 724.5875 | 144.9175 | 869.505 | 1147.7784 | 568.2692 | 5606.0579 | 21.618 | 69.1798 | 0.61406 | 10.6334 | 0.29048 | 65.0561 | 57.777 | 70.8277 | 74.0504 | 86.3183 | 97.1429 | 89.6763 | 95.1956 | 80.3052 | 83.2076 | 76.2465 | 67.0868 |  | 28.8616 | 23.9059 | 25.5275 | 33.1512 | 42.1489 | 38.5335 | 45.8648 | 34.1116 | 41.845 | 33.2187 | 39.9536 | 28.6717
Single Family Tier1_indor2_gfnc |  | 1342.1286 | 724.5875 | 144.9175 | 869.505 | 1147.7784 | 565.9711 | 5675.2116 | 21.7154 | 69.6814 | 0.61166 | 10.4946 | 0.29448 | 65.9438 | 58.538 | 71.7205 | 74.7122 | 86.11 | 96.8694 | 81.4138 | 86.9593 | 77.4679 | 83.5264 | 77.1959 | 68.0253 |  | 29.2885 | 24.2509 | 25.8718 | 33.5029 | 42.2697 | 38.6596 | 43.4127 | 32.4698 | 40.9303 | 33.4082 | 40.4655 | 29.1162
Manufactured Tier1_buffered |  | 1009.2424 | 724.5875 | 144.9175 | 869.505 | 1147.7784 | 691.6766 | 7547.1103 | 32.8096 | 71.0474 | 0.60262 | 9.5879 | 0.22459 | 50.2343 | 44.4099 | 54.1416 | 56.2164 | 64.3386 | 72.1641 | 60.6082 | 64.7326 | 57.7914 | 62.6339 | 58.1964 | 51.9748 |  | 22.5328 | 18.5992 | 19.6814 | 25.2999 | 31.6023 | 28.8075 | 32.3189 | 24.1716 | 30.5404 | 25.1062 | 30.6029 | 22.537
Manufactured Tier1_indor2_zonl |  | 1038.3745 | 724.5875 | 144.9175 | 869.505 | 1147.7784 | 542.4761 | 7335.3727 | 34.2134 | 80.5204 | 0.52592 | 9.7997 | 0.18208 | 34.9771 | 33.8069 | 50.7225 | 55.6003 | 79.9892 | 95.7022 | 81.2375 | 86.8458 | 74.6075 | 73.1636 | 57.1978 | 32.8433 |  | 3.6706 | 4.8521 | 10.6796 | 19.0349 | 37.9303 | 37.7237 | 43.1645 | 32.2516 | 38.6507 | 26.748 | 25.1301 | 1.8448
Single Family Tier1_indor2_zonl |  | 1026.0267 | 724.5875 | 144.9175 | 869.505 | 1147.7784 | 531.5833 | 7423.6506 | 34.8047 | 81.814 | 0.51815 | 9.6748 | 0.17884 | 34.1934 | 33.1433 | 50.0097 | 54.8899 | 79.3416 | 95.0364 | 80.6871 | 86.2587 | 74.0538 | 72.4856 | 56.4586 | 31.9986 |  | 3.1974 | 4.4799 | 10.3419 | 18.6545 | 37.5984 | 37.453 | 42.8694 | 32.0305 | 38.3502 | 26.4502 | 24.6914 | 1.353
Manufactured Tier1_indor2_efaf |  | 998.3629 | 724.5875 | 144.9175 | 869.505 | 1147.7784 | 449.6371 | 7629.354 | 39.5706 | 88.8947 | 0.45987 | 9.4117 | 0.11199 | 27.0905 | 30.2604 | 46.2217 | 54.3875 | 78.1065 | 95.1213 | 81.3753 | 87.051 | 73.3312 | 68.0956 | 52.42 | 22.6864 |  | 4.5071 | 5.7006 | 11.55 | 21.2963 | 37.6691 | 37.7061 | 43.3769 | 32.4688 | 38.5309 | 25.3879 | 24.188 | -0.16608
Single Family Tier1_indor2_efaf |  | 985.7806 | 724.5875 | 144.9175 | 869.505 | 1147.7784 | 437.9668 | 7726.7334 | 40.2976 | 90.4147 | 0.45177 | 9.2837 | 0.10814 | 26.2483 | 29.5762 | 45.4767 | 53.675 | 77.4425 | 94.4483 | 80.8243 | 86.4637 | 72.765 | 67.3733 | 51.6453 | 21.7641 |  | 4.0564 | 5.3474 | 11.229 | 20.9452 | 37.3363 | 37.4349 | 43.0829 | 32.2492 | 38.2296 | 25.0801 | 23.7483 | -0.66153
Manufactured Tier2_buffered |  | 317.0739 | 1183.5005 | 236.7001 | 1420.2006 | 1874.7168 | 217.3041 | 39236.7804 | 223.626 | 422.4215 | 0.11591 | 3.0122 | 0.07056 | 15.7821 | 13.9523 | 17.0097 | 17.6615 | 20.2133 | 22.6718 | 19.0413 | 20.3371 | 18.1563 | 19.6777 | 18.2836 | 16.3289 |  | 7.0791 | 5.8433 | 6.1833 | 7.9485 | 9.9285 | 9.0505 | 10.1536 | 7.594 | 9.5949 | 7.8876 | 9.6145 | 7.0805
Single Family Tier2_buffered |  | 203.9181 | 1183.5005 | 236.7001 | 1420.2006 | 1874.7168 | 139.7537 | 61009.5943 | 354.7289 | 663.8378 | 0.074547 | 1.9372 | 0.045379 | 10.1499 | 8.9731 | 10.9393 | 11.3586 | 12.9997 | 14.5808 | 12.2459 | 13.0793 | 11.6768 | 12.6552 | 11.7586 | 10.5015 |  | 4.5528 | 3.758 | 3.9766 | 5.1119 | 6.3853 | 5.8206 | 6.5301 | 4.8839 | 6.1707 | 5.0727 | 6.1833 | 4.5536
Manufactured Tier2_indor2_gfac |  | 87.9318 | 1183.5005 | 236.7001 | 1420.2006 | 1874.7168 | -0.99216 | 141484.1937 | 839.0957 | 1607.3377 | 0.031215 | 0.44102 | 0.019883 | 4.4621 | 3.9907 | 4.9332 | 5.1317 | 5.8495 | 6.6139 | 4.332 | 4.7184 | 4.8719 | 5.7122 | 5.3226 | 4.5778 |  | 1.9458 | 1.6206 | 1.755 | 2.2928 | 2.902 | 2.6743 | 2.6102 | 1.9819 | 2.6627 | 2.2842 | 2.7743 | 1.9121
Single Family Tier2_indor2_gfac |  | 86.7188 | 1183.5005 | 236.7001 | 1420.2006 | 1874.7168 | -2.4198 | 143463.1459 | 850.9952 | 1630.5015 | 0.030784 | 0.42501 | 0.019634 | 4.4065 | 3.9419 | 4.8741 | 5.0698 | 5.7761 | 6.5319 | 4.2342 | 4.616 | 4.7966 | 5.6422 | 5.2592 | 4.52 |  | 1.9205 | 1.5998 | 1.7333 | 2.2649 | 2.8667 | 2.6424 | 2.5651 | 1.9489 | 2.625 | 2.2562 | 2.7408 | 1.8866
Manufactured Tier2_indor2_gfnc |  | 87.0183 | 1183.5005 | 236.7001 | 1420.2006 | 1874.7168 | -1.2782 | 142969.3804 | 848.7206 | 1624.0877 | 0.030511 | 0.43902 | 0.018631 | 4.1808 | 3.7381 | 4.6193 | 4.8389 | 5.6436 | 6.3801 | 5.3683 | 5.7345 | 5.0904 | 5.4412 | 4.9835 | 4.2901 |  | 1.8245 | 1.5191 | 1.6443 | 2.1566 | 2.7674 | 2.5451 | 2.8625 | 2.1411 | 2.6886 | 2.1684 | 2.5981 | 1.7937
Single Family Tier2_indor2_gfnc |  | 86.4428 | 1183.5005 | 236.7001 | 1420.2006 | 1874.7168 | -2.4184 | 143921.2766 | 854.4573 | 1635.6198 | 0.030294 | 0.4282 | 0.0185 | 4.1516 | 3.7124 | 4.5883 | 4.8068 | 5.6073 | 6.3395 | 5.3343 | 5.6982 | 5.0579 | 5.4057 | 4.9502 | 4.2598 |  | 1.8112 | 1.5082 | 1.6328 | 2.142 | 2.7496 | 2.5289 | 2.8443 | 2.1275 | 2.6714 | 2.1541 | 2.5805 | 1.7803
Manufactured Tier2_indor2_hp85 |  | 50.0965 | 1183.5005 | 236.7001 | 1420.2006 | 1874.7168 | 25.8136 | 248339.651 | 1471.234 | 2752.9917 | 0.022125 | 0.46839 | 0.021282 | 4.7602 | 4.2083 | 5.1305 | 4.991 | 4.4497 | 4.9747 | -7.0065 | -6.6626 | 0.32076 | 5.0169 | 5.5147 | 4.9252 |  | 2.1352 | 1.7625 | 1.865 | 2.3046 | 2.4928 | 2.3123 | -1.0138 | -0.49057 | 0.98304 | 2.0871 | 2.9 | 2.1356
Single Family Tier2_indor2_hp85 |  | 50.0403 | 1183.5005 | 236.7001 | 1420.2006 | 1874.7168 | 25.9647 | 248618.6937 | 1473.1601 | 2755.831 | 0.02202 | 0.46716 | 0.021042 | 4.7064 | 4.1607 | 5.0725 | 4.9383 | 4.4178 | 4.9393 | -6.7845 | -6.4439 | 0.3749 | 4.9705 | 5.4524 | 4.8695 |  | 2.1111 | 1.7425 | 1.8439 | 2.2796 | 2.4703 | 2.2908 | -0.95671 | -0.45386 | 0.99334 | 2.0667 | 2.8672 | 2.1115
Manufactured Tier2_indor2_zonl |  | 32.7646 | 1183.5005 | 236.7001 | 1420.2006 | 1874.7168 | -6.899 | 379707.0082 | 2288.4685 | 4262.5492 | 0.0086512 | 0.30001 | -0.0012108 | -1.2685 | -0.62071 | 0.89315 | 1.4365 | 4.4824 | 6.066 | 5.2439 | 5.6147 | 4.5049 | 3.5469 | 1.4245 | -1.893 |  | -2.6546 | -1.875 | -1.0218 | -0.39259 | 1.9658 | 2.3382 | 2.7694 | 2.0658 | 2.2459 | 0.97421 | -0.10951 | -2.9721
Single Family Tier2_indor2_zonl |  | 31.6399 | 1183.5005 | 236.7001 | 1420.2006 | 1874.7168 | -8.0676 | 393204.6723 | 2370.4091 | 4415.4378 | 0.0083423 | 0.28803 | -0.0015401 | -1.3514 | -0.68938 | 0.82477 | 1.3703 | 4.4329 | 6.0202 | 5.2069 | 5.5752 | 4.4649 | 3.4912 | 1.3553 | -1.9842 |  | -2.7112 | -1.9187 | -1.0592 | -0.43208 | 1.9393 | 2.3191 | 2.7494 | 2.0508 | 2.2236 | 0.94771 | -0.15387 | -3.0316
Manufactured Tier2_indor2_efaf |  | 25.5016 | 1183.5005 | 236.7001 | 1420.2006 | 1874.7168 | -23.4245 | 487850.7174 | 2967.6863 | 5512.2395 | 0.006418 | 0.22958 | -0.013537 | -2.6718 | -1.2616 | 0.088838 | 1.2072 | 4.1473 | 5.9621 | 5.2665 | 5.649 | 4.2786 | 2.6527 | 0.57268 | -3.696 |  | -2.5314 | -1.7442 | -0.88355 | -0.011277 | 1.9158 | 2.3337 | 2.8056 | 2.103 | 2.2224 | 0.73068 | -0.28777 | -3.3469
Single Family Tier2_indor2_efaf |  | 24.3597 | 1183.5005 | 236.7001 | 1420.2006 | 1874.7168 | -24.7158 | 510718.0519 | 3107.7876 | 5772.7244 | 0.0061048 | 0.21727 | -0.013964 | -2.7641 | -1.3333 | 0.016075 | 1.1417 | 4.0972 | 5.9177 | 5.2315 | 5.6118 | 4.2385 | 2.5915 | 0.49876 | -3.7998 |  | -2.5848 | -1.7852 | -0.91824 | -0.045754 | 1.8901 | 2.3155 | 2.7869 | 2.0891 | 2.2009 | 0.70315 | -0.33194 | -3.4076
Note on I6: :ProCost Periodic replacement costs and savings of the measure. These are costs and savings that occur periodically, but at different periods than annually. Can be positive or negative. Periodic replacement costs for both the measure and the baseline measure should be included if applicable. ProCost can analyze these costs in two ways dependent on the 'Repeat Periodic Replacement' switch in the ProData page. When set to 'On', ProCost repeats replacement costs for multiple times over the life of a measure depending on the input period and measure life. For example fluorescent lamps may have a 4-year replacement cycle that repeats 3 times in a 15-year measure life. When set to 'Off', ProCost reads the period as the year after installation that the replacement cost occurs and does not subsequently reinstall or repeat the replacement costs. For example a compressor may be replaced only once in the life of a heat-pump system. Example: A new fluorescent lighting systems may have a measure life of 15 years, and a lamp life of five years. Two lamps per fixture must be replaced at years 6 and 11. Lamp and labor costs, expressed as positive costs, are entered as a cost and the period would be entered as 5. The baseline measure may have a four year lamp life and would have required a three-lamp replacement at years 5, 9 and 13. Lamp and labor replacement costs would be entered as annual savings in dollars with a 4-year period. ProCost determines the net present value of the two cost streams.
Note on O6: :ProCost If the measure has gas savings for increases, enter the annual savings and shape of the savings here. Example: Clothes washer saves electric motor and dryer energy and gas water heat.
Note on A7: :ProCost Category for the measure. Individual measures can be grouped into categories. ProCost output is reported by measure and by category. All measures must belong to at least one category. Category name can be the same as measure name. Example: Measures can be combined into one category if they have components with different load shapes or measure lives. On wash machines there may be one load shape for the electric motor savings component, a second load shape for the electric water heat savings component and a third shape for electric dryer savings component.
Note on B7: :ProCost Name of Measure. User-defined. For PTR measures, defined naming conventions apply.
Note on C7: :ProCost Annual electric savings for the measure in kWh at the site. May be positive, negative or zero. Savings are incremental to the baseline alternative.
Note on D7: :ProCost Physical life of the measure in years. Must be >=1.
Note on E7: :ProCost Initial cost to install the measure in dollars. Costs are incremental to the baseline alternative. Dollars must be denominated in the same year as 'Input Cost Reference Year' input on the ProData page.
Note on F7: :ProCost Annual operations and maintenance cost for the measure in dollars. Must be incremental cost over the baseline alternative. May be positive, negative or zero. Dollars must be denominated in the same year as 'Input Cost Reference Year' input on the ProData page. O&M costs are entered as positive values. Negative values represent O&M savings compared to the baseline alternative. Example: Annualized maintenance cost for a heat pump heating system compared to a baseline electric resistance heating system.
Note on G7: :ProCost Name of the pointer to the shape of the savings. The shapes represent the daily and monthly shape of the savings in four time segments for each month of the year. Shape of the savings is relative to the baseline alternative. These shapes are in the MC_AND_Loadshape file.
Note on H7: :ProCost Annual value of any non-energy benefits of the measure, relative to the baseline alternative. Expressed in dollars per year and denominated in dollars of the 'Cost Reference Year'. Positive value represents dollar savings. Negative value represents dollar cost. Example: Water, detergent and sewer savings from efficient clothes washer.
Note on I7: : Cost in dollars that is incurred for Period 1. Positive value if cost. Negative value if savings. Dollars must be denominated in the same year as 'Input Cost Reference Year' input on the ProData page.
Note on J7: :ProCost Duration of Period1. The time at which Period 1 costs, or savings, occur. In years.
Note on K7: : Cost in dollars that is incurred for Period 2 Positive value if cost. Negative value if savings. Dollars must be denominated in the same year as 'Input Cost Reference Year' input on the ProData page.
Note on L7: :ProCost Duration of Period 2. The time at which Period 2 costs, or savings, occur. In years.
Note on M7: : Cost in dollars that is incurred for Period 3. Positive value if cost. Negative value if savings. Dollars must be denominated in the same year as 'Input Cost Reference Year' input on the ProData page.
Note on N7: :ProCost Duration of Period 3. The time at which Period 3 costs, or savings, occur. In years.
Note on O7: : Annual gas savings, or increases, in therms.
Note on P7: :ProCost Name of the pointer to the shape of the savings. The shapes represent the daily and monthly shape of the savings in four time segments for each month of the year. Shape of the savings is relative to the baseline alternative. These shapes are in the MC_AND_Loadshape file.
Note on BH106: Direct and program administrative costs incurred by the utility system minus benefits that accrue to the utility system.There are separate Utility System Net Levelized Costs for the electric and the gas system. Utility system benefits include deferred transmission and distribution system capacity, risk-mitigation and Regional Act credit all of which are user-determined inputs.Utility System benefits do not include any non-energy benefits such as, other-fuel benefits, O&M benefits or periodic replacement benefits which generally accrue to the customer or to non-utility sponsors. Utility System Net Levelized Costs correspond to Utility System B/C ratio with regard to the costs and benefits included. Benefits are subtracted from costs, then levelized over the life of the measure The Risk-Mitigation credit is used to determine program cost-effectiveness and impacts both the Utility System B/C ratio and the Utility System Net Levelized Cost. If the Risk-Mitigation credit is non-zero, the Utility System Net Levelized Cost will be reduced by the Risk-Mitigation benefit. When using ProCost to build conservation supply curves, the user should set the Risk-Mitigation Credit to zero so the credit is not reflected in the supply curves.
Note on BM106: Direct and program administrative costs of the measure to sponsor. Separate costs for each sponsor. Depends on share of costs incurred by sponsor, sponsor cost of capital, and financing term which are user-defined inputs. Includes applicable Capital, O&M, Periodic Replacement and Program Administrative costs. Sponsor costs are levelized over program life. Does not include any adjustments for benefit. NOTE: Units are per kWh for 'Electric' runs and per therm for 'Gas' runs for all sponsors.
Note on CE106: All costs minus all benefits regardless of which sponsor incurs the cost or accrues the benefits. TRC Net Levelized Cost includes all applicable costs and all benefits. In addition to energy system costs and benefits, TRC Net Levelized Cost includes non-energy, other-fuel, O&M, periodic-replacement and risk-mitigation benefits and costs. TRC Net Levelized Cost corresponds to TRC B/C ratios with regard to the costs and benefits included. Benefits are subtracted from costs, then levelized over the life of the measure. The Risk-Mitigation credit is used to determine program cost-effectiveness and impacts both the TRC B/C ratio and the TRC Net Levelized Cost. If Risk-Mitigation credit is non-zero, TRC Levelized Cost will be reduced by the risk-mitigation benefit. When using ProCost to build conservation supply curves, the user should set the Risk-Mitigation Credit to zero so the credit is not reflected in the supply curves.
Note on CW106: Direct and program administrative costs incurred by the utility system minus benefits that accrue to the utility system.There are separate Utility System Net Levelized Costs for the electric and the gas system. Utility system benefits include deferred transmission and distribution system capacity, risk-mitigation and Regional Act credit all of which are user-determined inputs.Utility System benefits do not include any non-energy benefits such as, other-fuel benefits, O&M benefits or periodic replacement benefits which generally accrue to the customer or to non-utility sponsors. Utility System Net Levelized Costs correspond to Utility System B/C ratio with regard to the costs and benefits included. Benefits are subtracted from costs, then levelized over the life of the measure The Risk-Mitigation credit is used to determine program cost-effectiveness and impacts both the Utility System B/C ratio and the Utility System Net Levelized Cost. If the Risk-Mitigation credit is non-zero, the Utility System Net Levelized Cost will be reduced by the Risk-Mitigation benefit. When using ProCost to build conservation supply curves, the user should set the Risk-Mitigation Credit to zero so the credit is not reflected in the supply curves.
Note on BH183: Direct and program administrative costs incurred by the utility system minus benefits that accrue to the utility system.There are separate Utility System Net Levelized Costs for the electric and the gas system. Utility system benefits include deferred transmission and distribution system capacity, risk-mitigation and Regional Act credit all of which are user-determined inputs.Utility System benefits do not include any non-energy benefits such as, other-fuel benefits, O&M benefits or periodic replacement benefits which generally accrue to the customer or to non-utility sponsors. Utility System Net Levelized Costs correspond to Utility System B/C ratio with regard to the costs and benefits included. Benefits are subtracted from costs, then levelized over the life of the measure The Risk-Mitigation credit is used to determine program cost-effectiveness and impacts both the Utility System B/C ratio and the Utility System Net Levelized Cost. If the Risk-Mitigation credit is non-zero, the Utility System Net Levelized Cost will be reduced by the Risk-Mitigation benefit. When using ProCost to build conservation supply curves, the user should set the Risk-Mitigation Credit to zero so the credit is not reflected in the supply curves.
Note on BM183: Direct and program administrative costs of the measure to sponsor. Separate costs for each sponsor. Depends on share of costs incurred by sponsor, sponsor cost of capital, and financing term which are user-defined inputs. Includes applicable Capital, O&M, Periodic Replacement and Program Administrative costs. Sponsor costs are levelized over program life. Does not include any adjustments for benefit. NOTE: Units are per kWh for 'Electric' runs and per therm for 'Gas' runs for all sponsors.
Note on CE183: All costs minus all benefits regardless of which sponsor incurs the cost or accrues the benefits. TRC Net Levelized Cost includes all applicable costs and all benefits. In addition to energy system costs and benefits, TRC Net Levelized Cost includes non-energy, other-fuel, O&M, periodic-replacement and risk-mitigation benefits and costs. TRC Net Levelized Cost corresponds to TRC B/C ratios with regard to the costs and benefits included. Benefits are subtracted from costs, then levelized over the life of the measure. The Risk-Mitigation credit is used to determine program cost-effectiveness and impacts both the TRC B/C ratio and the TRC Net Levelized Cost. If Risk-Mitigation credit is non-zero, TRC Levelized Cost will be reduced by the risk-mitigation benefit. When using ProCost to build conservation supply curves, the user should set the Risk-Mitigation Credit to zero so the credit is not reflected in the supply curves.
Note on CW183: Direct and program administrative costs incurred by the utility system minus benefits that accrue to the utility system.There are separate Utility System Net Levelized Costs for the electric and the gas system. Utility system benefits include deferred transmission and distribution system capacity, risk-mitigation and Regional Act credit all of which are user-determined inputs.Utility System benefits do not include any non-energy benefits such as, other-fuel benefits, O&M benefits or periodic replacement benefits which generally accrue to the customer or to non-utility sponsors. Utility System Net Levelized Costs correspond to Utility System B/C ratio with regard to the costs and benefits included. Benefits are subtracted from costs, then levelized over the life of the measure The Risk-Mitigation credit is used to determine program cost-effectiveness and impacts both the Utility System B/C ratio and the Utility System Net Levelized Cost. If the Risk-Mitigation credit is non-zero, the Utility System Net Levelized Cost will be reduced by the Risk-Mitigation benefit. When using ProCost to build conservation supply curves, the user should set the Risk-Mitigation Credit to zero so the credit is not reflected in the supply curves.

## Segmented
Measure Index | HPWH
Apply Segments. MH only has garage and indoor options (based on RBSA location of WH) |  |  |  | 4 | 5 | 6 | 7 | 8 | 9 | 10 | 11 | 12 | 13 | 14 | 15 | 16 | 17
|  | Input Data |  | 10: Periodic Replacement Costs and Savings and Replacement Period; 16: Gas Inputs
Segment |  | Category Name | Measure Name | Savings (kwh/yr) | Life (yrs) | Capital Cost | Annual O&M | Shape Pointer | Non-E Val ($/yr) | Cost 1 ($) | Period 1 | Cost 2 ($) | Period 2 | Cost 3 ($) | Period 3 | Savings (therms/yr) | Shape Pointer
Single Family | Tier1_garage_HZ1DHWkwh | Tier1_garage_HZ1 | DHWkwh | 1016.3641 | 13 | 724.5875 | 0 | ResDHW | 0 | 0 | 0 | 0 | 0 | 0 | 0 | 0
Single Family | Tier1_garage_HZ1Heatkwh | Tier1_garage_HZ1 | Heatkwh | 0 | 13 | 0 | 0 | ResSpHtFAFZ1 | 0 | 0 | 0 | 0 | 0 | 0 | 0 | 0
Single Family | Tier1_garage_HZ1Coolkwh | Tier1_garage_HZ1 | Coolkwh | 0 | 13 | 0 | 0 | ResCACPNW | 0 | 0 | 0 | 0 | 0 | 0 | 0 | 0
Single Family | Tier1_garage_HZ2DHWkwh | Tier1_garage_HZ2 | DHWkwh | 846.856 | 13 | 724.5875 | 0 | ResDHW | 0 | 0 | 0 | 0 | 0 | 0 | 0 | 0
Single Family | Tier1_garage_HZ2Heatkwh | Tier1_garage_HZ2 | Heatkwh | 0 | 13 | 0 | 0 | ResSpHtFAFZ2 | 0 | 0 | 0 | 0 | 0 | 0 | 0 | 0
Single Family | Tier1_garage_HZ2Coolkwh | Tier1_garage_HZ2 | Coolkwh | 0 | 13 | 0 | 0 | ResCACPNW | 0 | 0 | 0 | 0 | 0 | 0 | 0 | 0
Single Family | Tier1_garage_HZ3DHWkwh | Tier1_garage_HZ3 | DHWkwh | 708.185 | 13 | 724.5875 | 0 | ResDHW | 0 | 0 | 0 | 0 | 0 | 0 | 0 | 0
Single Family | Tier1_garage_HZ3Heatkwh | Tier1_garage_HZ3 | Heatkwh | 0 | 13 | 0 | 0 | ResSpHtFAFZ3 | 0 | 0 | 0 | 0 | 0 | 0 | 0 | 0
Single Family | Tier1_garage_HZ3Coolkwh | Tier1_garage_HZ3 | Coolkwh | 0 | 13 | 0 | 0 | ResCACPNW | 0 | 0 | 0 | 0 | 0 | 0 | 0 | 0
Single Family | Tier1_basmnt_HZ1DHWkwh | Tier1_basmnt_HZ1 | DHWkwh | 1116.4145 | 13 | 724.5875 | 0 | ResDHW | 0 | 0 | 0 | 0 | 0 | 0 | 0 | 0
Single Family | Tier1_basmnt_HZ1Heatkwh | Tier1_basmnt_HZ1 | Heatkwh | 0 | 13 | 0 | 0 | ResSpHtFAFZ1 | 0 | 0 | 0 | 0 | 0 | 0 | 0 | 0
Single Family | Tier1_basmnt_HZ1Coolkwh | Tier1_basmnt_HZ1 | Coolkwh | 0 | 13 | 0 | 0 | ResCACPNW | 0 | 0 | 0 | 0 | 0 | 0 | 0 | 0
Single Family | Tier1_basmnt_HZ2DHWkwh | Tier1_basmnt_HZ2 | DHWkwh | 1154.5782 | 13 | 724.5875 | 0 | ResDHW | 0 | 0 | 0 | 0 | 0 | 0 | 0 | 0
Single Family | Tier1_basmnt_HZ2Heatkwh | Tier1_basmnt_HZ2 | Heatkwh | 0 | 13 | 0 | 0 | ResSpHtFAFZ2 | 0 | 0 | 0 | 0 | 0 | 0 | 0 | 0
Single Family | Tier1_basmnt_HZ2Coolkwh | Tier1_basmnt_HZ2 | Coolkwh | 0 | 13 | 0 | 0 | ResCACPNW | 0 | 0 | 0 | 0 | 0 | 0 | 0 | 0
Single Family | Tier1_basmnt_HZ3DHWkwh | Tier1_basmnt_HZ3 | DHWkwh | 1160.512 | 13 | 724.5875 | 0 | ResDHW | 0 | 0 | 0 | 0 | 0 | 0 | 0 | 0
Single Family | Tier1_basmnt_HZ3Heatkwh | Tier1_basmnt_HZ3 | Heatkwh | 0 | 13 | 0 | 0 | ResSpHtFAFZ3 | 0 | 0 | 0 | 0 | 0 | 0 | 0 | 0
Single Family | Tier1_basmnt_HZ3Coolkwh | Tier1_basmnt_HZ3 | Coolkwh | 0 | 13 | 0 | 0 | ResCACPNW | 0 | 0 | 0 | 0 | 0 | 0 | 0 | 0
Single Family | Tier1_indor2_HZ1_gfncDHWkwh | Tier1_indor2_HZ1_gfnc | DHWkwh | 1243.8604 | 13 | 724.5875 | 0 | ResDHW | -5.0637 | 0 | 0 | 0 | 0 | 0 | 0 | 0
Single Family | Tier1_indor2_HZ1_gfncHeatkwh | Tier1_indor2_HZ1_gfnc | Heatkwh | -13.07 | 13 | 0 | 0 | ResSpHtFAFZ1 | -5.0637 | 0 | 0 | 0 | 0 | 0 | 0 | -19.7248 | ResSpHtFAFZ1
Single Family | Tier1_indor2_HZ1_gfncCoolkwh | Tier1_indor2_HZ1_gfnc | Coolkwh | 0 | 13 | 0 | 0 | ResCACPNW | -5.0637 | 0 | 0 | 0 | 0 | 0 | 0 | 0
Single Family | Tier1_indor2_HZ1_gfacDHWkwh | Tier1_indor2_HZ1_gfac | DHWkwh | 1231.4054 | 13 | 724.5875 | 0 | ResDHW | -5.1132 | 0 | 0 | 0 | 0 | 0 | 0 | 0
Single Family | Tier1_indor2_HZ1_gfacHeatkwh | Tier1_indor2_HZ1_gfac | Heatkwh | -14.5496 | 13 | 0 | 0 | ResSpHtFAFZ1 | -5.1132 | 0 | 0 | 0 | 0 | 0 | 0 | -19.8664 | ResSpHtFAFZ1
Single Family | Tier1_indor2_HZ1_gfacCoolkwh | Tier1_indor2_HZ1_gfac | Coolkwh | 29.3806 | 13 | 0 | 0 | ResCACPNW | -5.1132 | 0 | 0 | 0 | 0 | 0 | 0 | 0
Single Family | Tier1_indor2_HZ1_efafDHWkwh | Tier1_indor2_HZ1_efaf | DHWkwh | 1243.8604 | 13 | 724.5875 | 0 | ResDHW | -3.5689 | 0 | 0 | 0 | 0 | 0 | 0 | 0
Single Family | Tier1_indor2_HZ1_efafHeatkwh | Tier1_indor2_HZ1_efaf | Heatkwh | -351.5092 | 13 | 0 | 0 | ResSpHtFAFZ1 | -3.5689 | 0 | 0 | 0 | 0 | 0 | 0 | -0.83691 | ResSpHtFAFZ1
Single Family | Tier1_indor2_HZ1_efafCoolkwh | Tier1_indor2_HZ1_efaf | Coolkwh | 0 | 13 | 0 | 0 | ResCACPNW | -3.5689 | 0 | 0 | 0 | 0 | 0 | 0 | 0
Single Family | Tier1_indor2_HZ1_hp85DHWkwh | Tier1_indor2_HZ1_hp85 | DHWkwh | 1231.4162 | 13 | 724.5875 | 0 | ResDHW | -1.7496 | 0 | 0 | 0 | 0 | 0 | 0 | 0
Single Family | Tier1_indor2_HZ1_hp85Heatkwh | Tier1_indor2_HZ1_hp85 | Heatkwh | -172.3235 | 13 | 0 | 0 | ResSpHtHPZ1 | -1.7496 | 0 | 0 | 0 | 0 | 0 | 0 | -0.41028 | ResSpHtHPZ1
Single Family | Tier1_indor2_HZ1_hp85Coolkwh | Tier1_indor2_HZ1_hp85 | Coolkwh | 29.5527 | 13 | 0 | 0 | ResCACPNW | -1.7496 | 0 | 0 | 0 | 0 | 0 | 0 | 0
Single Family | Tier1_indor2_HZ1_zonlDHWkwh | Tier1_indor2_HZ1_zonl | DHWkwh | 1243.8864 | 13 | 724.5875 | 0 | ResDHW | -3.186 | 0 | 0 | 0 | 0 | 0 | 0 | 0
Single Family | Tier1_indor2_HZ1_zonlHeatkwh | Tier1_indor2_HZ1_zonl | Heatkwh | -313.8 | 13 | 0 | 0 | ResSpHtBBZ1 | -3.186 | 0 | 0 | 0 | 0 | 0 | 0 | -0.74712 | ResSpHtBBZ1
Single Family | Tier1_indor2_HZ1_zonlCoolkwh | Tier1_indor2_HZ1_zonl | Coolkwh | 0 | 13 | 0 | 0 | ResCACPNW | -3.186 | 0 | 0 | 0 | 0 | 0 | 0 | 0
Single Family | Tier1_indor2_HZ2_gfncDHWkwh | Tier1_indor2_HZ2_gfnc | DHWkwh | 1310.2364 | 13 | 724.5875 | 0 | ResDHW | -4.6366 | 0 | 0 | 0 | 0 | 0 | 0 | 0
Single Family | Tier1_indor2_HZ2_gfncHeatkwh | Tier1_indor2_HZ2_gfnc | Heatkwh | -12.8279 | 13 | 0 | 0 | ResSpHtFAFZ2 | -4.6366 | 0 | 0 | 0 | 0 | 0 | 0 | -17.6621 | ResSpHtFAFZ2
Single Family | Tier1_indor2_HZ2_gfncCoolkwh | Tier1_indor2_HZ2_gfnc | Coolkwh | 0 | 13 | 0 | 0 | ResCACPNW | -4.6366 | 0 | 0 | 0 | 0 | 0 | 0 | 0
Single Family | Tier1_indor2_HZ2_gfacDHWkwh | Tier1_indor2_HZ2_gfac | DHWkwh | 1290.7119 | 13 | 724.5875 | 0 | ResDHW | -4.6882 | 0 | 0 | 0 | 0 | 0 | 0 | 0
Single Family | Tier1_indor2_HZ2_gfacHeatkwh | Tier1_indor2_HZ2_gfac | Heatkwh | -13.5711 | 13 | 0 | 0 | ResSpHtFAFZ2 | -4.6882 | 0 | 0 | 0 | 0 | 0 | 0 | -17.8358 | ResSpHtFAFZ2
Single Family | Tier1_indor2_HZ2_gfacCoolkwh | Tier1_indor2_HZ2_gfac | Coolkwh | 33.1296 | 13 | 0 | 0 | ResCACPNW | -4.6882 | 0 | 0 | 0 | 0 | 0 | 0 | 0
Single Family | Tier1_indor2_HZ2_efafDHWkwh | Tier1_indor2_HZ2_efaf | DHWkwh | 1310.2364 | 13 | 724.5875 | 0 | ResDHW | -3.2721 | 0 | 0 | 0 | 0 | 0 | 0 | 0
Single Family | Tier1_indor2_HZ2_efafHeatkwh | Tier1_indor2_HZ2_efaf | Heatkwh | -328.0895 | 13 | 0 | 0 | ResSpHtFAFZ2 | -3.2721 | 0 | 0 | 0 | 0 | 0 | 0 | -0.24616 | ResSpHtFAFZ2
Single Family | Tier1_indor2_HZ2_efafCoolkwh | Tier1_indor2_HZ2_efaf | Coolkwh | 0 | 13 | 0 | 0 | ResCACPNW | -3.2721 | 0 | 0 | 0 | 0 | 0 | 0 | 0
Single Family | Tier1_indor2_HZ2_hp85DHWkwh | Tier1_indor2_HZ2_hp85 | DHWkwh | 1290.7266 | 13 | 724.5875 | 0 | ResDHW | -2.0996 | 0 | 0 | 0 | 0 | 0 | 0 | 0
Single Family | Tier1_indor2_HZ2_hp85Heatkwh | Tier1_indor2_HZ2_hp85 | Heatkwh | -210.5301 | 13 | 0 | 0 | ResSpHtHPZ2 | -2.0996 | 0 | 0 | 0 | 0 | 0 | 0 | -0.15796 | ResSpHtHPZ2
Single Family | Tier1_indor2_HZ2_hp85Coolkwh | Tier1_indor2_HZ2_hp85 | Coolkwh | 33.3198 | 13 | 0 | 0 | ResCACPNW | -2.0996 | 0 | 0 | 0 | 0 | 0 | 0 | 0
Single Family | Tier1_indor2_HZ2_zonlDHWkwh | Tier1_indor2_HZ2_zonl | DHWkwh | 1309.9202 | 13 | 724.5875 | 0 | ResDHW | -2.9078 | 0 | 0 | 0 | 0 | 0 | 0 | 0
Single Family | Tier1_indor2_HZ2_zonlHeatkwh | Tier1_indor2_HZ2_zonl | Heatkwh | -291.5624 | 13 | 0 | 0 | ResSpHtBBZ2 | -2.9078 | 0 | 0 | 0 | 0 | 0 | 0 | -0.21875 | ResSpHtBBZ2
Single Family | Tier1_indor2_HZ2_zonlCoolkwh | Tier1_indor2_HZ2_zonl | Coolkwh | 0 | 13 | 0 | 0 | ResCACPNW | -2.9078 | 0 | 0 | 0 | 0 | 0 | 0 | 0
Single Family | Tier1_indor2_HZ3_gfncDHWkwh | Tier1_indor2_HZ3_gfnc | DHWkwh | 1340.4486 | 13 | 724.5875 | 0 | ResDHW | -4.259 | 0 | 0 | 0 | 0 | 0 | 0 | 0
Single Family | Tier1_indor2_HZ3_gfncHeatkwh | Tier1_indor2_HZ3_gfnc | Heatkwh | -11.9709 | 13 | 0 | 0 | ResSpHtFAFZ3 | -4.259 | 0 | 0 | 0 | 0 | 0 | 0 | -16.2166 | ResSpHtFAFZ3
Single Family | Tier1_indor2_HZ3_gfncCoolkwh | Tier1_indor2_HZ3_gfnc | Coolkwh | 0 | 13 | 0 | 0 | ResCACPNW | -4.259 | 0 | 0 | 0 | 0 | 0 | 0 | 0
Single Family | Tier1_indor2_HZ3_gfacDHWkwh | Tier1_indor2_HZ3_gfac | DHWkwh | 1326.6189 | 13 | 724.5875 | 0 | ResDHW | -4.3286 | 0 | 0 | 0 | 0 | 0 | 0 | 0
Single Family | Tier1_indor2_HZ3_gfacHeatkwh | Tier1_indor2_HZ3_gfac | Heatkwh | -12.4934 | 13 | 0 | 0 | ResSpHtFAFZ3 | -4.3286 | 0 | 0 | 0 | 0 | 0 | 0 | -16.4692 | ResSpHtFAFZ3
Single Family | Tier1_indor2_HZ3_gfacCoolkwh | Tier1_indor2_HZ3_gfac | Coolkwh | 35.2923 | 13 | 0 | 0 | ResCACPNW | -4.3286 | 0 | 0 | 0 | 0 | 0 | 0 | 0
Single Family | Tier1_indor2_HZ3_efafDHWkwh | Tier1_indor2_HZ3_efaf | DHWkwh | 1340.4486 | 13 | 724.5875 | 0 | ResDHW | -3.0001 | 0 | 0 | 0 | 0 | 0 | 0 | 0
Single Family | Tier1_indor2_HZ3_efafHeatkwh | Tier1_indor2_HZ3_efaf | Heatkwh | -300.8241 | 13 | 0 | 0 | ResSpHtFAFZ3 | -3.0001 | 0 | 0 | 0 | 0 | 0 | 0 | -0.2257 | ResSpHtFAFZ3
Single Family | Tier1_indor2_HZ3_efafCoolkwh | Tier1_indor2_HZ3_efaf | Coolkwh | 0 | 13 | 0 | 0 | ResCACPNW | -3.0001 | 0 | 0 | 0 | 0 | 0 | 0 | 0
Single Family | Tier1_indor2_HZ3_hp85DHWkwh | Tier1_indor2_HZ3_hp85 | DHWkwh | 1326.5332 | 13 | 724.5875 | 0 | ResDHW | -2.1814 | 0 | 0 | 0 | 0 | 0 | 0 | 0
Single Family | Tier1_indor2_HZ3_hp85Heatkwh | Tier1_indor2_HZ3_hp85 | Heatkwh | -218.7268 | 13 | 0 | 0 | ResSpHtHPZ3 | -2.1814 | 0 | 0 | 0 | 0 | 0 | 0 | -0.16411 | ResSpHtHPZ3
Single Family | Tier1_indor2_HZ3_hp85Coolkwh | Tier1_indor2_HZ3_hp85 | Coolkwh | 35.4938 | 13 | 0 | 0 | ResCACPNW | -2.1814 | 0 | 0 | 0 | 0 | 0 | 0 | 0
Single Family | Tier1_indor2_HZ3_zonlDHWkwh | Tier1_indor2_HZ3_zonl | DHWkwh | 1340.4399 | 13 | 724.5875 | 0 | ResDHW | -2.6597 | 0 | 0 | 0 | 0 | 0 | 0 | 0
Single Family | Tier1_indor2_HZ3_zonlHeatkwh | Tier1_indor2_HZ3_zonl | Heatkwh | -266.6832 | 13 | 0 | 0 | ResSpHtBBZ3 | -2.6597 | 0 | 0 | 0 | 0 | 0 | 0 | -0.20009 | ResSpHtBBZ3
Single Family | Tier1_indor2_HZ3_zonlCoolkwh | Tier1_indor2_HZ3_zonl | Coolkwh | 0 | 13 | 0 | 0 | ResCACPNW | -2.6597 | 0 | 0 | 0 | 0 | 0 | 0 | 0
Single Family | Tier2_garage_HZ1DHWkwh | Tier2_garage_HZ1 | DHWkwh | 203.297 | 13 | 1183.5005 | 0 | ResDHW | 0 | 0 | 0 | 0 | 0 | 0 | 0 | 0
Single Family | Tier2_garage_HZ1Heatkwh | Tier2_garage_HZ1 | Heatkwh | 0 | 13 | 0 | 0 | ResSpHtFAFZ1 | 0 | 0 | 0 | 0 | 0 | 0 | 0 | 0
Single Family | Tier2_garage_HZ1Coolkwh | Tier2_garage_HZ1 | Coolkwh | 0 | 13 | 0 | 0 | ResCACPNW | 0 | 0 | 0 | 0 | 0 | 0 | 0 | 0
Single Family | Tier2_garage_HZ2DHWkwh | Tier2_garage_HZ2 | DHWkwh | 405.4169 | 13 | 1183.5005 | 0 | ResDHW | 0 | 0 | 0 | 0 | 0 | 0 | 0 | 0
Single Family | Tier2_garage_HZ2Heatkwh | Tier2_garage_HZ2 | Heatkwh | 0 | 13 | 0 | 0 | ResSpHtFAFZ2 | 0 | 0 | 0 | 0 | 0 | 0 | 0 | 0
Single Family | Tier2_garage_HZ2Coolkwh | Tier2_garage_HZ2 | Coolkwh | 0 | 13 | 0 | 0 | ResCACPNW | 0 | 0 | 0 | 0 | 0 | 0 | 0 | 0
Single Family | Tier2_garage_HZ3DHWkwh | Tier2_garage_HZ3 | DHWkwh | 579.2024 | 13 | 1183.5005 | 0 | ResDHW | 0 | 0 | 0 | 0 | 0 | 0 | 0 | 0
Single Family | Tier2_garage_HZ3Heatkwh | Tier2_garage_HZ3 | Heatkwh | 0 | 13 | 0 | 0 | ResSpHtFAFZ3 | 0 | 0 | 0 | 0 | 0 | 0 | 0 | 0
Single Family | Tier2_garage_HZ3Coolkwh | Tier2_garage_HZ3 | Coolkwh | 0 | 13 | 0 | 0 | ResCACPNW | 0 | 0 | 0 | 0 | 0 | 0 | 0 | 0
Single Family | Tier2_basmnt_HZ1DHWkwh | Tier2_basmnt_HZ1 | DHWkwh | 106.7697 | 13 | 1183.5005 | 0 | ResDHW | 0 | 0 | 0 | 0 | 0 | 0 | 0 | 0
Single Family | Tier2_basmnt_HZ1Heatkwh | Tier2_basmnt_HZ1 | Heatkwh | 0 | 13 | 0 | 0 | ResSpHtFAFZ1 | 0 | 0 | 0 | 0 | 0 | 0 | 0 | 0
Single Family | Tier2_basmnt_HZ1Coolkwh | Tier2_basmnt_HZ1 | Coolkwh | 0 | 13 | 0 | 0 | ResCACPNW | 0 | 0 | 0 | 0 | 0 | 0 | 0 | 0
Single Family | Tier2_basmnt_HZ2DHWkwh | Tier2_basmnt_HZ2 | DHWkwh | 111.9615 | 13 | 1183.5005 | 0 | ResDHW | 0 | 0 | 0 | 0 | 0 | 0 | 0 | 0
Single Family | Tier2_basmnt_HZ2Heatkwh | Tier2_basmnt_HZ2 | Heatkwh | 0 | 13 | 0 | 0 | ResSpHtFAFZ2 | 0 | 0 | 0 | 0 | 0 | 0 | 0 | 0
Single Family | Tier2_basmnt_HZ2Coolkwh | Tier2_basmnt_HZ2 | Coolkwh | 0 | 13 | 0 | 0 | ResCACPNW | 0 | 0 | 0 | 0 | 0 | 0 | 0 | 0
Single Family | Tier2_basmnt_HZ3DHWkwh | Tier2_basmnt_HZ3 | DHWkwh | 153.816 | 13 | 1183.5005 | 0 | ResDHW | 0 | 0 | 0 | 0 | 0 | 0 | 0 | 0
Single Family | Tier2_basmnt_HZ3Heatkwh | Tier2_basmnt_HZ3 | Heatkwh | 0 | 13 | 0 | 0 | ResSpHtFAFZ3 | 0 | 0 | 0 | 0 | 0 | 0 | 0 | 0
Single Family | Tier2_basmnt_HZ3Coolkwh | Tier2_basmnt_HZ3 | Coolkwh | 0 | 13 | 0 | 0 | ResCACPNW | 0 | 0 | 0 | 0 | 0 | 0 | 0 | 0
Single Family | Tier2_indor2_HZ1_gfncDHWkwh | Tier2_indor2_HZ1_gfnc | DHWkwh | 80.2248 | 13 | 1183.5005 | 0 | ResDHW | -0.88049 | 0 | 0 | 0 | 0 | 0 | 0 | 0
Single Family | Tier2_indor2_HZ1_gfncHeatkwh | Tier2_indor2_HZ1_gfnc | Heatkwh | -2.294 | 13 | 0 | 0 | ResSpHtFAFZ1 | -0.88049 | 0 | 0 | 0 | 0 | 0 | 0 | -3.429 | ResSpHtFAFZ1
Single Family | Tier2_indor2_HZ1_gfncCoolkwh | Tier2_indor2_HZ1_gfnc | Coolkwh | 0 | 13 | 0 | 0 | ResCACPNW | -0.88049 | 0 | 0 | 0 | 0 | 0 | 0 | 0
Single Family | Tier2_indor2_HZ1_gfacDHWkwh | Tier2_indor2_HZ1_gfac | DHWkwh | 84.6701 | 13 | 1183.5005 | 0 | ResDHW | -0.89162 | 0 | 0 | 0 | 0 | 0 | 0 | 0
Single Family | Tier2_indor2_HZ1_gfacHeatkwh | Tier2_indor2_HZ1_gfac | Heatkwh | -2.5365 | 13 | 0 | 0 | ResSpHtFAFZ1 | -0.89162 | 0 | 0 | 0 | 0 | 0 | 0 | -3.4642 | ResSpHtFAFZ1
Single Family | Tier2_indor2_HZ1_gfacCoolkwh | Tier2_indor2_HZ1_gfac | Coolkwh | -5.1204 | 13 | 0 | 0 | ResCACPNW | -0.89162 | 0 | 0 | 0 | 0 | 0 | 0 | 0
Single Family | Tier2_indor2_HZ1_efafDHWkwh | Tier2_indor2_HZ1_efaf | DHWkwh | 80.2248 | 13 | 1183.5005 | 0 | ResDHW | -0.62059 | 0 | 0 | 0 | 0 | 0 | 0 | 0
Single Family | Tier2_indor2_HZ1_efafHeatkwh | Tier2_indor2_HZ1_efaf | Heatkwh | -61.1236 | 13 | 0 | 0 | ResSpHtFAFZ1 | -0.62059 | 0 | 0 | 0 | 0 | 0 | 0 | -0.14553 | ResSpHtFAFZ1
Single Family | Tier2_indor2_HZ1_efafCoolkwh | Tier2_indor2_HZ1_efaf | Coolkwh | 0 | 13 | 0 | 0 | ResCACPNW | -0.62059 | 0 | 0 | 0 | 0 | 0 | 0 | 0
Single Family | Tier2_indor2_HZ1_hp85DHWkwh | Tier2_indor2_HZ1_hp85 | DHWkwh | 84.6608 | 13 | 1183.5005 | 0 | ResDHW | -0.34769 | 0 | 0 | 0 | 0 | 0 | 0 | 0
Single Family | Tier2_indor2_HZ1_hp85Heatkwh | Tier2_indor2_HZ1_hp85 | Heatkwh | -34.245 | 13 | 0 | 0 | ResSpHtHPZ1 | -0.34769 | 0 | 0 | 0 | 0 | 0 | 0 | -0.081534 | ResSpHtHPZ1
Single Family | Tier2_indor2_HZ1_hp85Coolkwh | Tier2_indor2_HZ1_hp85 | Coolkwh | -5.1308 | 13 | 0 | 0 | ResCACPNW | -0.34769 | 0 | 0 | 0 | 0 | 0 | 0 | 0
Single Family | Tier2_indor2_HZ1_zonlDHWkwh | Tier2_indor2_HZ1_zonl | DHWkwh | 80.152 | 13 | 1183.5005 | 0 | ResDHW | -0.55107 | 0 | 0 | 0 | 0 | 0 | 0 | 0
Single Family | Tier2_indor2_HZ1_zonlHeatkwh | Tier2_indor2_HZ1_zonl | Heatkwh | -54.2757 | 13 | 0 | 0 | ResSpHtBBZ1 | -0.55107 | 0 | 0 | 0 | 0 | 0 | 0 | -0.12922 | ResSpHtBBZ1
Single Family | Tier2_indor2_HZ1_zonlCoolkwh | Tier2_indor2_HZ1_zonl | Coolkwh | 0 | 13 | 0 | 0 | ResCACPNW | -0.55107 | 0 | 0 | 0 | 0 | 0 | 0 | 0
Single Family | Tier2_indor2_HZ2_gfncDHWkwh | Tier2_indor2_HZ2_gfnc | DHWkwh | 80.7973 | 13 | 1183.5005 | 0 | ResDHW | -0.80746 | 0 | 0 | 0 | 0 | 0 | 0 | 0
Single Family | Tier2_indor2_HZ2_gfncHeatkwh | Tier2_indor2_HZ2_gfnc | Heatkwh | -2.2348 | 13 | 0 | 0 | ResSpHtFAFZ2 | -0.80746 | 0 | 0 | 0 | 0 | 0 | 0 | -3.0758 | ResSpHtFAFZ2
Single Family | Tier2_indor2_HZ2_gfncCoolkwh | Tier2_indor2_HZ2_gfnc | Coolkwh | 0 | 13 | 0 | 0 | ResCACPNW | -0.80746 | 0 | 0 | 0 | 0 | 0 | 0 | 0
Single Family | Tier2_indor2_HZ2_gfacDHWkwh | Tier2_indor2_HZ2_gfac | DHWkwh | 89.6158 | 13 | 1183.5005 | 0 | ResDHW | -0.83468 | 0 | 0 | 0 | 0 | 0 | 0 | 0
Single Family | Tier2_indor2_HZ2_gfacHeatkwh | Tier2_indor2_HZ2_gfac | Heatkwh | -2.4167 | 13 | 0 | 0 | ResSpHtFAFZ2 | -0.83468 | 0 | 0 | 0 | 0 | 0 | 0 | -3.1754 | ResSpHtFAFZ2
Single Family | Tier2_indor2_HZ2_gfacCoolkwh | Tier2_indor2_HZ2_gfac | Coolkwh | -4.4448 | 13 | 0 | 0 | ResCACPNW | -0.83468 | 0 | 0 | 0 | 0 | 0 | 0 | 0
Single Family | Tier2_indor2_HZ2_efafDHWkwh | Tier2_indor2_HZ2_efaf | DHWkwh | 80.7973 | 13 | 1183.5005 | 0 | ResDHW | -0.56983 | 0 | 0 | 0 | 0 | 0 | 0 | 0
Single Family | Tier2_indor2_HZ2_efafHeatkwh | Tier2_indor2_HZ2_efaf | Heatkwh | -57.1365 | 13 | 0 | 0 | ResSpHtFAFZ2 | -0.56983 | 0 | 0 | 0 | 0 | 0 | 0 | -0.042868 | ResSpHtFAFZ2
Single Family | Tier2_indor2_HZ2_efafCoolkwh | Tier2_indor2_HZ2_efaf | Coolkwh | 0 | 13 | 0 | 0 | ResCACPNW | -0.56983 | 0 | 0 | 0 | 0 | 0 | 0 | 0
Single Family | Tier2_indor2_HZ2_hp85DHWkwh | Tier2_indor2_HZ2_hp85 | DHWkwh | 89.6326 | 13 | 1183.5005 | 0 | ResDHW | -0.42318 | 0 | 0 | 0 | 0 | 0 | 0 | 0
Single Family | Tier2_indor2_HZ2_hp85Heatkwh | Tier2_indor2_HZ2_hp85 | Heatkwh | -42.4319 | 13 | 0 | 0 | ResSpHtHPZ2 | -0.42318 | 0 | 0 | 0 | 0 | 0 | 0 | -0.031836 | ResSpHtHPZ2
Single Family | Tier2_indor2_HZ2_hp85Coolkwh | Tier2_indor2_HZ2_hp85 | Coolkwh | -4.4474 | 13 | 0 | 0 | ResCACPNW | -0.42318 | 0 | 0 | 0 | 0 | 0 | 0 | 0
Single Family | Tier2_indor2_HZ2_zonlDHWkwh | Tier2_indor2_HZ2_zonl | DHWkwh | 81.0027 | 13 | 1183.5005 | 0 | ResDHW | -0.50518 | 0 | 0 | 0 | 0 | 0 | 0 | 0
Single Family | Tier2_indor2_HZ2_zonlHeatkwh | Tier2_indor2_HZ2_zonl | Heatkwh | -50.6539 | 13 | 0 | 0 | ResSpHtBBZ2 | -0.50518 | 0 | 0 | 0 | 0 | 0 | 0 | -0.038005 | ResSpHtBBZ2
Single Family | Tier2_indor2_HZ2_zonlCoolkwh | Tier2_indor2_HZ2_zonl | Coolkwh | 0 | 13 | 0 | 0 | ResCACPNW | -0.50518 | 0 | 0 | 0 | 0 | 0 | 0 | 0
Single Family | Tier2_indor2_HZ3_gfncDHWkwh | Tier2_indor2_HZ3_gfnc | DHWkwh | 109.5933 | 13 | 1183.5005 | 0 | ResDHW | -0.76043 | 0 | 0 | 0 | 0 | 0 | 0 | 0
Single Family | Tier2_indor2_HZ3_gfncHeatkwh | Tier2_indor2_HZ3_gfnc | Heatkwh | -2.1511 | 13 | 0 | 0 | ResSpHtFAFZ3 | -0.76043 | 0 | 0 | 0 | 0 | 0 | 0 | -2.8949 | ResSpHtFAFZ3
Single Family | Tier2_indor2_HZ3_gfncCoolkwh | Tier2_indor2_HZ3_gfnc | Coolkwh | 0 | 13 | 0 | 0 | ResCACPNW | -0.76043 | 0 | 0 | 0 | 0 | 0 | 0 | 0
Single Family | Tier2_indor2_HZ3_gfacDHWkwh | Tier2_indor2_HZ3_gfac | DHWkwh | 115.2394 | 13 | 1183.5005 | 0 | ResDHW | -0.78074 | 0 | 0 | 0 | 0 | 0 | 0 | 0
Single Family | Tier2_indor2_HZ3_gfacHeatkwh | Tier2_indor2_HZ3_gfac | Heatkwh | -2.2676 | 13 | 0 | 0 | ResSpHtFAFZ3 | -0.78074 | 0 | 0 | 0 | 0 | 0 | 0 | -2.9699 | ResSpHtFAFZ3
Single Family | Tier2_indor2_HZ3_gfacCoolkwh | Tier2_indor2_HZ3_gfac | Coolkwh | -2.5979 | 13 | 0 | 0 | ResCACPNW | -0.78074 | 0 | 0 | 0 | 0 | 0 | 0 | 0
Single Family | Tier2_indor2_HZ3_efafDHWkwh | Tier2_indor2_HZ3_efaf | DHWkwh | 109.5933 | 13 | 1183.5005 | 0 | ResDHW | -0.53568 | 0 | 0 | 0 | 0 | 0 | 0 | 0
Single Family | Tier2_indor2_HZ3_efafHeatkwh | Tier2_indor2_HZ3_efaf | Heatkwh | -53.7123 | 13 | 0 | 0 | ResSpHtFAFZ3 | -0.53568 | 0 | 0 | 0 | 0 | 0 | 0 | -0.040299 | ResSpHtFAFZ3
Single Family | Tier2_indor2_HZ3_efafCoolkwh | Tier2_indor2_HZ3_efaf | Coolkwh | 0 | 13 | 0 | 0 | ResCACPNW | -0.53568 | 0 | 0 | 0 | 0 | 0 | 0 | 0
Single Family | Tier2_indor2_HZ3_hp85DHWkwh | Tier2_indor2_HZ3_hp85 | DHWkwh | 115.3518 | 13 | 1183.5005 | 0 | ResDHW | -0.47614 | 0 | 0 | 0 | 0 | 0 | 0 | 0
Single Family | Tier2_indor2_HZ3_hp85Heatkwh | Tier2_indor2_HZ3_hp85 | Heatkwh | -47.7423 | 13 | 0 | 0 | ResSpHtHPZ3 | -0.47614 | 0 | 0 | 0 | 0 | 0 | 0 | -0.03582 | ResSpHtHPZ3
Single Family | Tier2_indor2_HZ3_hp85Coolkwh | Tier2_indor2_HZ3_hp85 | Coolkwh | -2.588 | 13 | 0 | 0 | ResCACPNW | -0.47614 | 0 | 0 | 0 | 0 | 0 | 0 | 0
Single Family | Tier2_indor2_HZ3_zonlDHWkwh | Tier2_indor2_HZ3_zonl | DHWkwh | 109.5094 | 13 | 1183.5005 | 0 | ResDHW | -0.47131 | 0 | 0 | 0 | 0 | 0 | 0 | 0
Single Family | Tier2_indor2_HZ3_zonlHeatkwh | Tier2_indor2_HZ3_zonl | Heatkwh | -47.2586 | 13 | 0 | 0 | ResSpHtBBZ3 | -0.47131 | 0 | 0 | 0 | 0 | 0 | 0 | -0.035457 | ResSpHtBBZ3
Single Family | Tier2_indor2_HZ3_zonlCoolkwh | Tier2_indor2_HZ3_zonl | Coolkwh | 0 | 13 | 0 | 0 | ResCACPNW | -0.47131 | 0 | 0 | 0 | 0 | 0 | 0 | 0
Manufactured | Tier1_garage_HZ1DHWkwh | Tier1_garage_HZ1 | DHWkwh | 1016.3641 | 13 | 724.5875 | 0 | ResDHW | 0 | 0 | 0 | 0 | 0 | 0 | 0 | 0
Manufactured | Tier1_garage_HZ1Heatkwh | Tier1_garage_HZ1 | Heatkwh | 0 | 13 | 0 | 0 | ResSpHtFAFZ1 | 0 | 0 | 0 | 0 | 0 | 0 | 0 | 0
Manufactured | Tier1_garage_HZ1Coolkwh | Tier1_garage_HZ1 | Coolkwh | 0 | 13 | 0 | 0 | ResCACPNW | 0 | 0 | 0 | 0 | 0 | 0 | 0 | 0
Manufactured | Tier1_garage_HZ2DHWkwh | Tier1_garage_HZ2 | DHWkwh | 846.856 | 13 | 724.5875 | 0 | ResDHW | 0 | 0 | 0 | 0 | 0 | 0 | 0 | 0
Manufactured | Tier1_garage_HZ2Heatkwh | Tier1_garage_HZ2 | Heatkwh | 0 | 13 | 0 | 0 | ResSpHtFAFZ2 | 0 | 0 | 0 | 0 | 0 | 0 | 0 | 0
Manufactured | Tier1_garage_HZ2Coolkwh | Tier1_garage_HZ2 | Coolkwh | 0 | 13 | 0 | 0 | ResCACPNW | 0 | 0 | 0 | 0 | 0 | 0 | 0 | 0
Manufactured | Tier1_garage_HZ3DHWkwh | Tier1_garage_HZ3 | DHWkwh | 708.185 | 13 | 724.5875 | 0 | ResDHW | 0 | 0 | 0 | 0 | 0 | 0 | 0 | 0
Manufactured | Tier1_garage_HZ3Heatkwh | Tier1_garage_HZ3 | Heatkwh | 0 | 13 | 0 | 0 | ResSpHtFAFZ3 | 0 | 0 | 0 | 0 | 0 | 0 | 0 | 0
Manufactured | Tier1_garage_HZ3Coolkwh | Tier1_garage_HZ3 | Coolkwh | 0 | 13 | 0 | 0 | ResCACPNW | 0 | 0 | 0 | 0 | 0 | 0 | 0 | 0
Manufactured | Tier1_indor2_HZ1_gfncDHWkwh | Tier1_indor2_HZ1_gfnc | DHWkwh | 1243.8604 | 13 | 724.5875 | 0 | ResDHW | -5.0637 | 0 | 0 | 0 | 0 | 0 | 0 | 0
Manufactured | Tier1_indor2_HZ1_gfncHeatkwh | Tier1_indor2_HZ1_gfnc | Heatkwh | -13.07 | 13 | 0 | 0 | ResSpHtFAFZ1 | -5.0637 | 0 | 0 | 0 | 0 | 0 | 0 | -19.7248 | ResSpHtFAFZ1
Manufactured | Tier1_indor2_HZ1_gfncCoolkwh | Tier1_indor2_HZ1_gfnc | Coolkwh | 0 | 13 | 0 | 0 | ResCACPNW | -5.0637 | 0 | 0 | 0 | 0 | 0 | 0 | 0
Manufactured | Tier1_indor2_HZ1_gfacDHWkwh | Tier1_indor2_HZ1_gfac | DHWkwh | 1231.4054 | 13 | 724.5875 | 0 | ResDHW | -5.1132 | 0 | 0 | 0 | 0 | 0 | 0 | 0
Manufactured | Tier1_indor2_HZ1_gfacHeatkwh | Tier1_indor2_HZ1_gfac | Heatkwh | -14.5496 | 13 | 0 | 0 | ResSpHtFAFZ1 | -5.1132 | 0 | 0 | 0 | 0 | 0 | 0 | -19.8664 | ResSpHtFAFZ1
Manufactured | Tier1_indor2_HZ1_gfacCoolkwh | Tier1_indor2_HZ1_gfac | Coolkwh | 29.3806 | 13 | 0 | 0 | ResCACPNW | -5.1132 | 0 | 0 | 0 | 0 | 0 | 0 | 0
Manufactured | Tier1_indor2_HZ1_efafDHWkwh | Tier1_indor2_HZ1_efaf | DHWkwh | 1243.8604 | 13 | 724.5875 | 0 | ResDHW | -3.5689 | 0 | 0 | 0 | 0 | 0 | 0 | 0
Manufactured | Tier1_indor2_HZ1_efafHeatkwh | Tier1_indor2_HZ1_efaf | Heatkwh | -351.5092 | 13 | 0 | 0 | ResSpHtFAFZ1 | -3.5689 | 0 | 0 | 0 | 0 | 0 | 0 | -0.83691 | ResSpHtFAFZ1
Manufactured | Tier1_indor2_HZ1_efafCoolkwh | Tier1_indor2_HZ1_efaf | Coolkwh | 0 | 13 | 0 | 0 | ResCACPNW | -3.5689 | 0 | 0 | 0 | 0 | 0 | 0 | 0
Manufactured | Tier1_indor2_HZ1_hp85DHWkwh | Tier1_indor2_HZ1_hp85 | DHWkwh | 1231.4162 | 13 | 724.5875 | 0 | ResDHW | -1.7496 | 0 | 0 | 0 | 0 | 0 | 0 | 0
Manufactured | Tier1_indor2_HZ1_hp85Heatkwh | Tier1_indor2_HZ1_hp85 | Heatkwh | -172.3235 | 13 | 0 | 0 | ResSpHtHPZ1 | -1.7496 | 0 | 0 | 0 | 0 | 0 | 0 | -0.41028 | ResSpHtHPZ1
Manufactured | Tier1_indor2_HZ1_hp85Coolkwh | Tier1_indor2_HZ1_hp85 | Coolkwh | 29.5527 | 13 | 0 | 0 | ResCACPNW | -1.7496 | 0 | 0 | 0 | 0 | 0 | 0 | 0
Manufactured | Tier1_indor2_HZ1_zonlDHWkwh | Tier1_indor2_HZ1_zonl | DHWkwh | 1243.8864 | 13 | 724.5875 | 0 | ResDHW | -3.186 | 0 | 0 | 0 | 0 | 0 | 0 | 0
Manufactured | Tier1_indor2_HZ1_zonlHeatkwh | Tier1_indor2_HZ1_zonl | Heatkwh | -313.8 | 13 | 0 | 0 | ResSpHtBBZ1 | -3.186 | 0 | 0 | 0 | 0 | 0 | 0 | -0.74712 | ResSpHtBBZ1
Manufactured | Tier1_indor2_HZ1_zonlCoolkwh | Tier1_indor2_HZ1_zonl | Coolkwh | 0 | 13 | 0 | 0 | ResCACPNW | -3.186 | 0 | 0 | 0 | 0 | 0 | 0 | 0
Manufactured | Tier1_indor2_HZ2_gfncDHWkwh | Tier1_indor2_HZ2_gfnc | DHWkwh | 1310.2364 | 13 | 724.5875 | 0 | ResDHW | -4.6366 | 0 | 0 | 0 | 0 | 0 | 0 | 0
Manufactured | Tier1_indor2_HZ2_gfncHeatkwh | Tier1_indor2_HZ2_gfnc | Heatkwh | -12.8279 | 13 | 0 | 0 | ResSpHtFAFZ2 | -4.6366 | 0 | 0 | 0 | 0 | 0 | 0 | -17.6621 | ResSpHtFAFZ2
Manufactured | Tier1_indor2_HZ2_gfncCoolkwh | Tier1_indor2_HZ2_gfnc | Coolkwh | 0 | 13 | 0 | 0 | ResCACPNW | -4.6366 | 0 | 0 | 0 | 0 | 0 | 0 | 0
Manufactured | Tier1_indor2_HZ2_gfacDHWkwh | Tier1_indor2_HZ2_gfac | DHWkwh | 1290.7119 | 13 | 724.5875 | 0 | ResDHW | -4.6882 | 0 | 0 | 0 | 0 | 0 | 0 | 0
Manufactured | Tier1_indor2_HZ2_gfacHeatkwh | Tier1_indor2_HZ2_gfac | Heatkwh | -13.5711 | 13 | 0 | 0 | ResSpHtFAFZ2 | -4.6882 | 0 | 0 | 0 | 0 | 0 | 0 | -17.8358 | ResSpHtFAFZ2
Manufactured | Tier1_indor2_HZ2_gfacCoolkwh | Tier1_indor2_HZ2_gfac | Coolkwh | 33.1296 | 13 | 0 | 0 | ResCACPNW | -4.6882 | 0 | 0 | 0 | 0 | 0 | 0 | 0
Manufactured | Tier1_indor2_HZ2_efafDHWkwh | Tier1_indor2_HZ2_efaf | DHWkwh | 1310.2364 | 13 | 724.5875 | 0 | ResDHW | -3.2721 | 0 | 0 | 0 | 0 | 0 | 0 | 0
Manufactured | Tier1_indor2_HZ2_efafHeatkwh | Tier1_indor2_HZ2_efaf | Heatkwh | -328.0895 | 13 | 0 | 0 | ResSpHtFAFZ2 | -3.2721 | 0 | 0 | 0 | 0 | 0 | 0 | -0.24616 | ResSpHtFAFZ2
Manufactured | Tier1_indor2_HZ2_efafCoolkwh | Tier1_indor2_HZ2_efaf | Coolkwh | 0 | 13 | 0 | 0 | ResCACPNW | -3.2721 | 0 | 0 | 0 | 0 | 0 | 0 | 0
Manufactured | Tier1_indor2_HZ2_hp85DHWkwh | Tier1_indor2_HZ2_hp85 | DHWkwh | 1290.7266 | 13 | 724.5875 | 0 | ResDHW | -2.0996 | 0 | 0 | 0 | 0 | 0 | 0 | 0
Manufactured | Tier1_indor2_HZ2_hp85Heatkwh | Tier1_indor2_HZ2_hp85 | Heatkwh | -210.5301 | 13 | 0 | 0 | ResSpHtHPZ2 | -2.0996 | 0 | 0 | 0 | 0 | 0 | 0 | -0.15796 | ResSpHtHPZ2
Manufactured | Tier1_indor2_HZ2_hp85Coolkwh | Tier1_indor2_HZ2_hp85 | Coolkwh | 33.3198 | 13 | 0 | 0 | ResCACPNW | -2.0996 | 0 | 0 | 0 | 0 | 0 | 0 | 0
Manufactured | Tier1_indor2_HZ2_zonlDHWkwh | Tier1_indor2_HZ2_zonl | DHWkwh | 1309.9202 | 13 | 724.5875 | 0 | ResDHW | -2.9078 | 0 | 0 | 0 | 0 | 0 | 0 | 0
Manufactured | Tier1_indor2_HZ2_zonlHeatkwh | Tier1_indor2_HZ2_zonl | Heatkwh | -291.5624 | 13 | 0 | 0 | ResSpHtBBZ2 | -2.9078 | 0 | 0 | 0 | 0 | 0 | 0 | -0.21875 | ResSpHtBBZ2
Manufactured | Tier1_indor2_HZ2_zonlCoolkwh | Tier1_indor2_HZ2_zonl | Coolkwh | 0 | 13 | 0 | 0 | ResCACPNW | -2.9078 | 0 | 0 | 0 | 0 | 0 | 0 | 0
Manufactured | Tier1_indor2_HZ3_gfncDHWkwh | Tier1_indor2_HZ3_gfnc | DHWkwh | 1340.4486 | 13 | 724.5875 | 0 | ResDHW | -4.259 | 0 | 0 | 0 | 0 | 0 | 0 | 0
Manufactured | Tier1_indor2_HZ3_gfncHeatkwh | Tier1_indor2_HZ3_gfnc | Heatkwh | -11.9709 | 13 | 0 | 0 | ResSpHtFAFZ3 | -4.259 | 0 | 0 | 0 | 0 | 0 | 0 | -16.2166 | ResSpHtFAFZ3
Manufactured | Tier1_indor2_HZ3_gfncCoolkwh | Tier1_indor2_HZ3_gfnc | Coolkwh | 0 | 13 | 0 | 0 | ResCACPNW | -4.259 | 0 | 0 | 0 | 0 | 0 | 0 | 0
Manufactured | Tier1_indor2_HZ3_gfacDHWkwh | Tier1_indor2_HZ3_gfac | DHWkwh | 1326.6189 | 13 | 724.5875 | 0 | ResDHW | -4.3286 | 0 | 0 | 0 | 0 | 0 | 0 | 0
Manufactured | Tier1_indor2_HZ3_gfacHeatkwh | Tier1_indor2_HZ3_gfac | Heatkwh | -12.4934 | 13 | 0 | 0 | ResSpHtFAFZ3 | -4.3286 | 0 | 0 | 0 | 0 | 0 | 0 | -16.4692 | ResSpHtFAFZ3
Manufactured | Tier1_indor2_HZ3_gfacCoolkwh | Tier1_indor2_HZ3_gfac | Coolkwh | 35.2923 | 13 | 0 | 0 | ResCACPNW | -4.3286 | 0 | 0 | 0 | 0 | 0 | 0 | 0
Manufactured | Tier1_indor2_HZ3_efafDHWkwh | Tier1_indor2_HZ3_efaf | DHWkwh | 1340.4486 | 13 | 724.5875 | 0 | ResDHW | -3.0001 | 0 | 0 | 0 | 0 | 0 | 0 | 0
Manufactured | Tier1_indor2_HZ3_efafHeatkwh | Tier1_indor2_HZ3_efaf | Heatkwh | -300.8241 | 13 | 0 | 0 | ResSpHtFAFZ3 | -3.0001 | 0 | 0 | 0 | 0 | 0 | 0 | -0.2257 | ResSpHtFAFZ3
Manufactured | Tier1_indor2_HZ3_efafCoolkwh | Tier1_indor2_HZ3_efaf | Coolkwh | 0 | 13 | 0 | 0 | ResCACPNW | -3.0001 | 0 | 0 | 0 | 0 | 0 | 0 | 0
Manufactured | Tier1_indor2_HZ3_hp85DHWkwh | Tier1_indor2_HZ3_hp85 | DHWkwh | 1326.5332 | 13 | 724.5875 | 0 | ResDHW | -2.1814 | 0 | 0 | 0 | 0 | 0 | 0 | 0
Manufactured | Tier1_indor2_HZ3_hp85Heatkwh | Tier1_indor2_HZ3_hp85 | Heatkwh | -218.7268 | 13 | 0 | 0 | ResSpHtHPZ3 | -2.1814 | 0 | 0 | 0 | 0 | 0 | 0 | -0.16411 | ResSpHtHPZ3
Manufactured | Tier1_indor2_HZ3_hp85Coolkwh | Tier1_indor2_HZ3_hp85 | Coolkwh | 35.4938 | 13 | 0 | 0 | ResCACPNW | -2.1814 | 0 | 0 | 0 | 0 | 0 | 0 | 0
Manufactured | Tier1_indor2_HZ3_zonlDHWkwh | Tier1_indor2_HZ3_zonl | DHWkwh | 1340.4399 | 13 | 724.5875 | 0 | ResDHW | -2.6597 | 0 | 0 | 0 | 0 | 0 | 0 | 0
Manufactured | Tier1_indor2_HZ3_zonlHeatkwh | Tier1_indor2_HZ3_zonl | Heatkwh | -266.6832 | 13 | 0 | 0 | ResSpHtBBZ3 | -2.6597 | 0 | 0 | 0 | 0 | 0 | 0 | -0.20009 | ResSpHtBBZ3
Manufactured | Tier1_indor2_HZ3_zonlCoolkwh | Tier1_indor2_HZ3_zonl | Coolkwh | 0 | 13 | 0 | 0 | ResCACPNW | -2.6597 | 0 | 0 | 0 | 0 | 0 | 0 | 0
Manufactured | Tier2_garage_HZ1DHWkwh | Tier2_garage_HZ1 | DHWkwh | 203.297 | 13 | 1183.5005 | 0 | ResDHW | 0 | 0 | 0 | 0 | 0 | 0 | 0 | 0
Manufactured | Tier2_garage_HZ1Heatkwh | Tier2_garage_HZ1 | Heatkwh | 0 | 13 | 0 | 0 | ResSpHtFAFZ1 | 0 | 0 | 0 | 0 | 0 | 0 | 0 | 0
Manufactured | Tier2_garage_HZ1Coolkwh | Tier2_garage_HZ1 | Coolkwh | 0 | 13 | 0 | 0 | ResCACPNW | 0 | 0 | 0 | 0 | 0 | 0 | 0 | 0
Manufactured | Tier2_garage_HZ2DHWkwh | Tier2_garage_HZ2 | DHWkwh | 405.4169 | 13 | 1183.5005 | 0 | ResDHW | 0 | 0 | 0 | 0 | 0 | 0 | 0 | 0
Manufactured | Tier2_garage_HZ2Heatkwh | Tier2_garage_HZ2 | Heatkwh | 0 | 13 | 0 | 0 | ResSpHtFAFZ2 | 0 | 0 | 0 | 0 | 0 | 0 | 0 | 0
Manufactured | Tier2_garage_HZ2Coolkwh | Tier2_garage_HZ2 | Coolkwh | 0 | 13 | 0 | 0 | ResCACPNW | 0 | 0 | 0 | 0 | 0 | 0 | 0 | 0
Manufactured | Tier2_garage_HZ3DHWkwh | Tier2_garage_HZ3 | DHWkwh | 579.2024 | 13 | 1183.5005 | 0 | ResDHW | 0 | 0 | 0 | 0 | 0 | 0 | 0 | 0
Manufactured | Tier2_garage_HZ3Heatkwh | Tier2_garage_HZ3 | Heatkwh | 0 | 13 | 0 | 0 | ResSpHtFAFZ3 | 0 | 0 | 0 | 0 | 0 | 0 | 0 | 0
Manufactured | Tier2_garage_HZ3Coolkwh | Tier2_garage_HZ3 | Coolkwh | 0 | 13 | 0 | 0 | ResCACPNW | 0 | 0 | 0 | 0 | 0 | 0 | 0 | 0
Manufactured | Tier2_indor2_HZ1_gfncDHWkwh | Tier2_indor2_HZ1_gfnc | DHWkwh | 80.2248 | 13 | 1183.5005 | 0 | ResDHW | -0.88049 | 0 | 0 | 0 | 0 | 0 | 0 | 0
Manufactured | Tier2_indor2_HZ1_gfncHeatkwh | Tier2_indor2_HZ1_gfnc | Heatkwh | -2.294 | 13 | 0 | 0 | ResSpHtFAFZ1 | -0.88049 | 0 | 0 | 0 | 0 | 0 | 0 | -3.429 | ResSpHtFAFZ1
Manufactured | Tier2_indor2_HZ1_gfncCoolkwh | Tier2_indor2_HZ1_gfnc | Coolkwh | 0 | 13 | 0 | 0 | ResCACPNW | -0.88049 | 0 | 0 | 0 | 0 | 0 | 0 | 0
Manufactured | Tier2_indor2_HZ1_gfacDHWkwh | Tier2_indor2_HZ1_gfac | DHWkwh | 84.6701 | 13 | 1183.5005 | 0 | ResDHW | -0.89162 | 0 | 0 | 0 | 0 | 0 | 0 | 0
Manufactured | Tier2_indor2_HZ1_gfacHeatkwh | Tier2_indor2_HZ1_gfac | Heatkwh | -2.5365 | 13 | 0 | 0 | ResSpHtFAFZ1 | -0.89162 | 0 | 0 | 0 | 0 | 0 | 0 | -3.4642 | ResSpHtFAFZ1
Manufactured | Tier2_indor2_HZ1_gfacCoolkwh | Tier2_indor2_HZ1_gfac | Coolkwh | -5.1204 | 13 | 0 | 0 | ResCACPNW | -0.89162 | 0 | 0 | 0 | 0 | 0 | 0 | 0
Manufactured | Tier2_indor2_HZ1_efafDHWkwh | Tier2_indor2_HZ1_efaf | DHWkwh | 80.2248 | 13 | 1183.5005 | 0 | ResDHW | -0.62059 | 0 | 0 | 0 | 0 | 0 | 0 | 0
Manufactured | Tier2_indor2_HZ1_efafHeatkwh | Tier2_indor2_HZ1_efaf | Heatkwh | -61.1236 | 13 | 0 | 0 | ResSpHtFAFZ1 | -0.62059 | 0 | 0 | 0 | 0 | 0 | 0 | -0.14553 | ResSpHtFAFZ1
Manufactured | Tier2_indor2_HZ1_efafCoolkwh | Tier2_indor2_HZ1_efaf | Coolkwh | 0 | 13 | 0 | 0 | ResCACPNW | -0.62059 | 0 | 0 | 0 | 0 | 0 | 0 | 0
Manufactured | Tier2_indor2_HZ1_hp85DHWkwh | Tier2_indor2_HZ1_hp85 | DHWkwh | 84.6608 | 13 | 1183.5005 | 0 | ResDHW | -0.34769 | 0 | 0 | 0 | 0 | 0 | 0 | 0
Manufactured | Tier2_indor2_HZ1_hp85Heatkwh | Tier2_indor2_HZ1_hp85 | Heatkwh | -34.245 | 13 | 0 | 0 | ResSpHtHPZ1 | -0.34769 | 0 | 0 | 0 | 0 | 0 | 0 | -0.081534 | ResSpHtHPZ1
Manufactured | Tier2_indor2_HZ1_hp85Coolkwh | Tier2_indor2_HZ1_hp85 | Coolkwh | -5.1308 | 13 | 0 | 0 | ResCACPNW | -0.34769 | 0 | 0 | 0 | 0 | 0 | 0 | 0
Manufactured | Tier2_indor2_HZ1_zonlDHWkwh | Tier2_indor2_HZ1_zonl | DHWkwh | 80.152 | 13 | 1183.5005 | 0 | ResDHW | -0.55107 | 0 | 0 | 0 | 0 | 0 | 0 | 0
Manufactured | Tier2_indor2_HZ1_zonlHeatkwh | Tier2_indor2_HZ1_zonl | Heatkwh | -54.2757 | 13 | 0 | 0 | ResSpHtBBZ1 | -0.55107 | 0 | 0 | 0 | 0 | 0 | 0 | -0.12922 | ResSpHtBBZ1
Manufactured | Tier2_indor2_HZ1_zonlCoolkwh | Tier2_indor2_HZ1_zonl | Coolkwh | 0 | 13 | 0 | 0 | ResCACPNW | -0.55107 | 0 | 0 | 0 | 0 | 0 | 0 | 0
Manufactured | Tier2_indor2_HZ2_gfncDHWkwh | Tier2_indor2_HZ2_gfnc | DHWkwh | 80.7973 | 13 | 1183.5005 | 0 | ResDHW | -0.80746 | 0 | 0 | 0 | 0 | 0 | 0 | 0
Manufactured | Tier2_indor2_HZ2_gfncHeatkwh | Tier2_indor2_HZ2_gfnc | Heatkwh | -2.2348 | 13 | 0 | 0 | ResSpHtFAFZ2 | -0.80746 | 0 | 0 | 0 | 0 | 0 | 0 | -3.0758 | ResSpHtFAFZ2
Manufactured | Tier2_indor2_HZ2_gfncCoolkwh | Tier2_indor2_HZ2_gfnc | Coolkwh | 0 | 13 | 0 | 0 | ResCACPNW | -0.80746 | 0 | 0 | 0 | 0 | 0 | 0 | 0
Manufactured | Tier2_indor2_HZ2_gfacDHWkwh | Tier2_indor2_HZ2_gfac | DHWkwh | 89.6158 | 13 | 1183.5005 | 0 | ResDHW | -0.83468 | 0 | 0 | 0 | 0 | 0 | 0 | 0
Manufactured | Tier2_indor2_HZ2_gfacHeatkwh | Tier2_indor2_HZ2_gfac | Heatkwh | -2.4167 | 13 | 0 | 0 | ResSpHtFAFZ2 | -0.83468 | 0 | 0 | 0 | 0 | 0 | 0 | -3.1754 | ResSpHtFAFZ2
Manufactured | Tier2_indor2_HZ2_gfacCoolkwh | Tier2_indor2_HZ2_gfac | Coolkwh | -4.4448 | 13 | 0 | 0 | ResCACPNW | -0.83468 | 0 | 0 | 0 | 0 | 0 | 0 | 0
Manufactured | Tier2_indor2_HZ2_efafDHWkwh | Tier2_indor2_HZ2_efaf | DHWkwh | 80.7973 | 13 | 1183.5005 | 0 | ResDHW | -0.56983 | 0 | 0 | 0 | 0 | 0 | 0 | 0
Manufactured | Tier2_indor2_HZ2_efafHeatkwh | Tier2_indor2_HZ2_efaf | Heatkwh | -57.1365 | 13 | 0 | 0 | ResSpHtFAFZ2 | -0.56983 | 0 | 0 | 0 | 0 | 0 | 0 | -0.042868 | ResSpHtFAFZ2
Manufactured | Tier2_indor2_HZ2_efafCoolkwh | Tier2_indor2_HZ2_efaf | Coolkwh | 0 | 13 | 0 | 0 | ResCACPNW | -0.56983 | 0 | 0 | 0 | 0 | 0 | 0 | 0
Manufactured | Tier2_indor2_HZ2_hp85DHWkwh | Tier2_indor2_HZ2_hp85 | DHWkwh | 89.6326 | 13 | 1183.5005 | 0 | ResDHW | -0.42318 | 0 | 0 | 0 | 0 | 0 | 0 | 0
Manufactured | Tier2_indor2_HZ2_hp85Heatkwh | Tier2_indor2_HZ2_hp85 | Heatkwh | -42.4319 | 13 | 0 | 0 | ResSpHtHPZ2 | -0.42318 | 0 | 0 | 0 | 0 | 0 | 0 | -0.031836 | ResSpHtHPZ2
Manufactured | Tier2_indor2_HZ2_hp85Coolkwh | Tier2_indor2_HZ2_hp85 | Coolkwh | -4.4474 | 13 | 0 | 0 | ResCACPNW | -0.42318 | 0 | 0 | 0 | 0 | 0 | 0 | 0
Manufactured | Tier2_indor2_HZ2_zonlDHWkwh | Tier2_indor2_HZ2_zonl | DHWkwh | 81.0027 | 13 | 1183.5005 | 0 | ResDHW | -0.50518 | 0 | 0 | 0 | 0 | 0 | 0 | 0
Manufactured | Tier2_indor2_HZ2_zonlHeatkwh | Tier2_indor2_HZ2_zonl | Heatkwh | -50.6539 | 13 | 0 | 0 | ResSpHtBBZ2 | -0.50518 | 0 | 0 | 0 | 0 | 0 | 0 | -0.038005 | ResSpHtBBZ2
Manufactured | Tier2_indor2_HZ2_zonlCoolkwh | Tier2_indor2_HZ2_zonl | Coolkwh | 0 | 13 | 0 | 0 | ResCACPNW | -0.50518 | 0 | 0 | 0 | 0 | 0 | 0 | 0
Manufactured | Tier2_indor2_HZ3_gfncDHWkwh | Tier2_indor2_HZ3_gfnc | DHWkwh | 109.5933 | 13 | 1183.5005 | 0 | ResDHW | -0.76043 | 0 | 0 | 0 | 0 | 0 | 0 | 0
Manufactured | Tier2_indor2_HZ3_gfncHeatkwh | Tier2_indor2_HZ3_gfnc | Heatkwh | -2.1511 | 13 | 0 | 0 | ResSpHtFAFZ3 | -0.76043 | 0 | 0 | 0 | 0 | 0 | 0 | -2.8949 | ResSpHtFAFZ3
Manufactured | Tier2_indor2_HZ3_gfncCoolkwh | Tier2_indor2_HZ3_gfnc | Coolkwh | 0 | 13 | 0 | 0 | ResCACPNW | -0.76043 | 0 | 0 | 0 | 0 | 0 | 0 | 0
Manufactured | Tier2_indor2_HZ3_gfacDHWkwh | Tier2_indor2_HZ3_gfac | DHWkwh | 115.2394 | 13 | 1183.5005 | 0 | ResDHW | -0.78074 | 0 | 0 | 0 | 0 | 0 | 0 | 0
Manufactured | Tier2_indor2_HZ3_gfacHeatkwh | Tier2_indor2_HZ3_gfac | Heatkwh | -2.2676 | 13 | 0 | 0 | ResSpHtFAFZ3 | -0.78074 | 0 | 0 | 0 | 0 | 0 | 0 | -2.9699 | ResSpHtFAFZ3
Manufactured | Tier2_indor2_HZ3_gfacCoolkwh | Tier2_indor2_HZ3_gfac | Coolkwh | -2.5979 | 13 | 0 | 0 | ResCACPNW | -0.78074 | 0 | 0 | 0 | 0 | 0 | 0 | 0
Manufactured | Tier2_indor2_HZ3_efafDHWkwh | Tier2_indor2_HZ3_efaf | DHWkwh | 109.5933 | 13 | 1183.5005 | 0 | ResDHW | -0.53568 | 0 | 0 | 0 | 0 | 0 | 0 | 0
Manufactured | Tier2_indor2_HZ3_efafHeatkwh | Tier2_indor2_HZ3_efaf | Heatkwh | -53.7123 | 13 | 0 | 0 | ResSpHtFAFZ3 | -0.53568 | 0 | 0 | 0 | 0 | 0 | 0 | -0.040299 | ResSpHtFAFZ3
Manufactured | Tier2_indor2_HZ3_efafCoolkwh | Tier2_indor2_HZ3_efaf | Coolkwh | 0 | 13 | 0 | 0 | ResCACPNW | -0.53568 | 0 | 0 | 0 | 0 | 0 | 0 | 0
Manufactured | Tier2_indor2_HZ3_hp85DHWkwh | Tier2_indor2_HZ3_hp85 | DHWkwh | 115.3518 | 13 | 1183.5005 | 0 | ResDHW | -0.47614 | 0 | 0 | 0 | 0 | 0 | 0 | 0
Manufactured | Tier2_indor2_HZ3_hp85Heatkwh | Tier2_indor2_HZ3_hp85 | Heatkwh | -47.7423 | 13 | 0 | 0 | ResSpHtHPZ3 | -0.47614 | 0 | 0 | 0 | 0 | 0 | 0 | -0.03582 | ResSpHtHPZ3
Manufactured | Tier2_indor2_HZ3_hp85Coolkwh | Tier2_indor2_HZ3_hp85 | Coolkwh | -2.588 | 13 | 0 | 0 | ResCACPNW | -0.47614 | 0 | 0 | 0 | 0 | 0 | 0 | 0
Manufactured | Tier2_indor2_HZ3_zonlDHWkwh | Tier2_indor2_HZ3_zonl | DHWkwh | 109.5094 | 13 | 1183.5005 | 0 | ResDHW | -0.47131 | 0 | 0 | 0 | 0 | 0 | 0 | 0
Manufactured | Tier2_indor2_HZ3_zonlHeatkwh | Tier2_indor2_HZ3_zonl | Heatkwh | -47.2586 | 13 | 0 | 0 | ResSpHtBBZ3 | -0.47131 | 0 | 0 | 0 | 0 | 0 | 0 | -0.035457 | ResSpHtBBZ3
Manufactured | Tier2_indor2_HZ3_zonlCoolkwh | Tier2_indor2_HZ3_zonl | Coolkwh | 0 | 13 | 0 | 0 | ResCACPNW | -0.47131 | 0 | 0 | 0 | 0 | 0 | 0 | 0
Collapse to regional |  |  |  | 4 | 5 | 6 | 7 | 8 | 9 | 10 | 11 | 12 | 13 | 14 | 15 | 16 | 17
|  | Input Data |  | 10: Periodic Replacement Costs and Savings and Replacement Period; 16: Gas Inputs
Segment |  | Category Name | Measure Name | Savings (kwh/yr) | Life (yrs) | Capital Cost | Annual O&M | Shape Pointer | Non-E Val ($/yr) | Cost 1 ($) | Period 1 | Cost 2 ($) | Period 2 | Cost 3 ($) | Period 3 | Savings (therms/yr) | Shape Pointer
Single Family |  | Tier1_garage | DHWkwh | 962.4922 | 13 | 724.5875 | 0 | ResDHW | 0 | 0 | 0 | 0 | 0 | 0 | 0 | 0
Single Family |  | Tier1_garage | Heatkwh | 0 | 13 | 0 | 0 | ResSpHtFAFZ1 | 0 | 0 | 0 | 0 | 0 | 0 | 0 | 0
Single Family |  | Tier1_garage | Coolkwh | 0 | 13 | 0 | 0 | ResCACPNW | 0 | 0 | 0 | 0 | 0 | 0 | 0 | 0
Single Family |  | Tier1_basmnt | DHWkwh | 1126.4187 | 13 | 724.5875 | 0 | ResDHW | 0 | 0 | 0 | 0 | 0 | 0 | 0 | 0
Single Family |  | Tier1_basmnt | Heatkwh | 0 | 13 | 0 | 0 | ResSpHtFAFZ1 | 0 | 0 | 0 | 0 | 0 | 0 | 0 | 0
Single Family |  | Tier1_basmnt | Coolkwh | 0 | 13 | 0 | 0 | ResCACPNW | 0 | 0 | 0 | 0 | 0 | 0 | 0 | 0
Single Family |  | Tier1_indor2_gfnc | DHWkwh | 1262.9315 | 13 | 724.5875 | 0 | ResDHW | -4.9256 | 0 | 0 | 0 | 0 | 0 | 0 | 0
Single Family |  | Tier1_indor2_gfnc | Heatkwh | -12.9377 | 13 | 0 | 0 | ResSpHtFAFZ1 | -4.9256 | 0 | 0 | 0 | 0 | 0 | 0 | -19.0896 | ResSpHtFAFZ1
Single Family |  | Tier1_indor2_gfnc | Coolkwh | 0 | 13 | 0 | 0 | ResCACPNW | -4.9256 | 0 | 0 | 0 | 0 | 0 | 0 | 0
Single Family |  | Tier1_indor2_gfac | DHWkwh | 1249.1941 | 13 | 724.5875 | 0 | ResDHW | -4.9772 | 0 | 0 | 0 | 0 | 0 | 0 | 0
Single Family |  | Tier1_indor2_gfac | Heatkwh | -14.2153 | 13 | 0 | 0 | ResSpHtFAFZ1 | -4.9772 | 0 | 0 | 0 | 0 | 0 | 0 | -19.2458 | ResSpHtFAFZ1
Single Family |  | Tier1_indor2_gfac | Coolkwh | 30.4961 | 13 | 0 | 0 | ResCACPNW | -4.9772 | 0 | 0 | 0 | 0 | 0 | 0 | 0
Single Family |  | Tier1_indor2_efaf | DHWkwh | 1262.9315 | 13 | 724.5875 | 0 | ResDHW | -3.4721 | 0 | 0 | 0 | 0 | 0 | 0 | 0
Single Family |  | Tier1_indor2_efaf | Heatkwh | -343.385 | 13 | 0 | 0 | ResSpHtFAFZ1 | -3.4721 | 0 | 0 | 0 | 0 | 0 | 0 | -0.68805 | ResSpHtFAFZ1
Single Family |  | Tier1_indor2_efaf | Coolkwh | 0 | 13 | 0 | 0 | ResCACPNW | -3.4721 | 0 | 0 | 0 | 0 | 0 | 0 | 0
Single Family |  | Tier1_indor2_hp85 | DHWkwh | 1249.1975 | 13 | 724.5875 | 0 | ResDHW | -1.8437 | 0 | 0 | 0 | 0 | 0 | 0 | 0
Single Family |  | Tier1_indor2_hp85 | Heatkwh | -182.5285 | 13 | 0 | 0 | ResSpHtHPZ1 | -1.8437 | 0 | 0 | 0 | 0 | 0 | 0 | -0.34795 | ResSpHtHPZ1
Single Family |  | Tier1_indor2_hp85 | Coolkwh | 30.6736 | 13 | 0 | 0 | ResCACPNW | -1.8437 | 0 | 0 | 0 | 0 | 0 | 0 | 0
Single Family |  | Tier1_indor2_zonl | DHWkwh | 1262.8981 | 13 | 724.5875 | 0 | ResDHW | -3.0959 | 0 | 0 | 0 | 0 | 0 | 0 | 0
Single Family |  | Tier1_indor2_zonl | Heatkwh | -306.1707 | 13 | 0 | 0 | ResSpHtBBZ1 | -3.0959 | 0 | 0 | 0 | 0 | 0 | 0 | -0.61395 | ResSpHtBBZ1
Single Family |  | Tier1_indor2_zonl | Coolkwh | 0 | 13 | 0 | 0 | ResCACPNW | -3.0959 | 0 | 0 | 0 | 0 | 0 | 0 | 0
Single Family |  | Tier2_garage | DHWkwh | 268.2422 | 13 | 1183.5005 | 0 | ResDHW | 0 | 0 | 0 | 0 | 0 | 0 | 0 | 0
Single Family |  | Tier2_garage | Heatkwh | 0 | 13 | 0 | 0 | ResSpHtFAFZ1 | 0 | 0 | 0 | 0 | 0 | 0 | 0 | 0 | ResSpHtFAFZ1
Single Family |  | Tier2_garage | Coolkwh | 0 | 13 | 0 | 0 | ResCACPNW | 0 | 0 | 0 | 0 | 0 | 0 | 0 | 0
Single Family |  | Tier2_basmnt | DHWkwh | 111.5797 | 13 | 1183.5005 | 0 | ResDHW | 0 | 0 | 0 | 0 | 0 | 0 | 0 | 0
Single Family |  | Tier2_basmnt | Heatkwh | 0 | 13 | 0 | 0 | ResSpHtFAFZ1 | 0 | 0 | 0 | 0 | 0 | 0 | 0 | 0
Single Family |  | Tier2_basmnt | Coolkwh | 0 | 13 | 0 | 0 | ResCACPNW | 0 | 0 | 0 | 0 | 0 | 0 | 0 | 0
Single Family |  | Tier2_indor2_gfnc | DHWkwh | 82.787 | 13 | 1183.5005 | 0 | ResDHW | -0.85835 | 0 | 0 | 0 | 0 | 0 | 0 | 0
Single Family |  | Tier2_indor2_gfnc | Heatkwh | -2.2722 | 13 | 0 | 0 | ResSpHtFAFZ1 | -0.85835 | 0 | 0 | 0 | 0 | 0 | 0 | -3.3258 | ResSpHtFAFZ1
Single Family |  | Tier2_indor2_gfnc | Coolkwh | 0 | 13 | 0 | 0 | ResCACPNW | -0.85835 | 0 | 0 | 0 | 0 | 0 | 0 | 0
Single Family |  | Tier2_indor2_gfac | DHWkwh | 88.055 | 13 | 1183.5005 | 0 | ResDHW | -0.8729 | 0 | 0 | 0 | 0 | 0 | 0 | 0
Single Family |  | Tier2_indor2_gfac | Heatkwh | -2.4941 | 13 | 0 | 0 | ResSpHtFAFZ1 | -0.8729 | 0 | 0 | 0 | 0 | 0 | 0 | -3.375 | ResSpHtFAFZ1
Single Family |  | Tier2_indor2_gfac | Coolkwh | -4.797 | 13 | 0 | 0 | ResCACPNW | -0.8729 | 0 | 0 | 0 | 0 | 0 | 0 | 0
Single Family |  | Tier2_indor2_efaf | DHWkwh | 82.787 | 13 | 1183.5005 | 0 | ResDHW | -0.60508 | 0 | 0 | 0 | 0 | 0 | 0 | 0
Single Family |  | Tier2_indor2_efaf | Heatkwh | -59.8428 | 13 | 0 | 0 | ResSpHtFAFZ1 | -0.60508 | 0 | 0 | 0 | 0 | 0 | 0 | -0.11974 | ResSpHtFAFZ1
Single Family |  | Tier2_indor2_efaf | Coolkwh | 0 | 13 | 0 | 0 | ResCACPNW | -0.60508 | 0 | 0 | 0 | 0 | 0 | 0 | 0
Single Family |  | Tier2_indor2_hp85 | DHWkwh | 88.0602 | 13 | 1183.5005 | 0 | ResDHW | -0.37094 | 0 | 0 | 0 | 0 | 0 | 0 | 0
Single Family |  | Tier2_indor2_hp85 | Heatkwh | -36.7304 | 13 | 0 | 0 | ResSpHtHPZ1 | -0.37094 | 0 | 0 | 0 | 0 | 0 | 0 | -0.06949 | ResSpHtHPZ1
Single Family |  | Tier2_indor2_hp85 | Coolkwh | -4.8043 | 13 | 0 | 0 | ResCACPNW | -0.37094 | 0 | 0 | 0 | 0 | 0 | 0 | 0
Single Family |  | Tier2_indor2_zonl | DHWkwh | 82.7592 | 13 | 1183.5005 | 0 | ResDHW | -0.53679 | 0 | 0 | 0 | 0 | 0 | 0 | 0
Single Family |  | Tier2_indor2_zonl | Heatkwh | -53.0883 | 13 | 0 | 0 | ResSpHtBBZ1 | -0.53679 | 0 | 0 | 0 | 0 | 0 | 0 | -0.10629 | ResSpHtBBZ1
Single Family |  | Tier2_indor2_zonl | Coolkwh | 0 | 13 | 0 | 0 | ResCACPNW | -0.53679 | 0 | 0 | 0 | 0 | 0 | 0 | 0
Manufactured |  | Tier1_garage | DHWkwh | 939.9178 | 13 | 724.5875 | 0 | ResDHW | 0 | 0 | 0 | 0 | 0 | 0 | 0 | 0
Manufactured |  | Tier1_garage | Heatkwh | 0 | 13 | 0 | 0 | ResSpHtFAFZ1 | 0 | 0 | 0 | 0 | 0 | 0 | 0 | 0
Manufactured |  | Tier1_garage | Coolkwh | 0 | 13 | 0 | 0 | ResCACPNW | 0 | 0 | 0 | 0 | 0 | 0 | 0 | 0
Manufactured |  | Tier1_indor2_gfnc | DHWkwh | 1271.3874 | 13 | 724.5875 | 0 | ResDHW | -4.8682 | 0 | 0 | 0 | 0 | 0 | 0 | 0
Manufactured |  | Tier1_indor2_gfnc | Heatkwh | -12.8949 | 13 | 0 | 0 | ResSpHtFAFZ1 | -4.8682 | 0 | 0 | 0 | 0 | 0 | 0 | -18.8187 | ResSpHtFAFZ1
Manufactured |  | Tier1_indor2_gfnc | Coolkwh | 0 | 13 | 0 | 0 | ResCACPNW | -4.8682 | 0 | 0 | 0 | 0 | 0 | 0 | 0
Manufactured |  | Tier1_indor2_gfac | DHWkwh | 1256.8915 | 13 | 724.5875 | 0 | ResDHW | -4.9204 | 0 | 0 | 0 | 0 | 0 | 0 | 0
Manufactured |  | Tier1_indor2_gfac | Heatkwh | -14.0806 | 13 | 0 | 0 | ResSpHtFAFZ1 | -4.9204 | 0 | 0 | 0 | 0 | 0 | 0 | -18.9801 | ResSpHtFAFZ1
Manufactured |  | Tier1_indor2_gfac | Coolkwh | 30.9809 | 13 | 0 | 0 | ResCACPNW | -4.9204 | 0 | 0 | 0 | 0 | 0 | 0 | 0
Manufactured |  | Tier1_indor2_efaf | DHWkwh | 1271.3874 | 13 | 724.5875 | 0 | ResDHW | -3.4321 | 0 | 0 | 0 | 0 | 0 | 0 | 0
Manufactured |  | Tier1_indor2_efaf | Heatkwh | -340.1369 | 13 | 0 | 0 | ResSpHtFAFZ1 | -3.4321 | 0 | 0 | 0 | 0 | 0 | 0 | -0.61675 | ResSpHtFAFZ1
Manufactured |  | Tier1_indor2_efaf | Coolkwh | 0 | 13 | 0 | 0 | ResCACPNW | -3.4321 | 0 | 0 | 0 | 0 | 0 | 0 | 0
Manufactured |  | Tier1_indor2_hp85 | DHWkwh | 1256.8937 | 13 | 724.5875 | 0 | ResDHW | -1.887 | 0 | 0 | 0 | 0 | 0 | 0 | 0
Manufactured |  | Tier1_indor2_hp85 | Heatkwh | -187.2493 | 13 | 0 | 0 | ResSpHtHPZ1 | -1.887 | 0 | 0 | 0 | 0 | 0 | 0 | -0.31773 | ResSpHtHPZ1
Manufactured |  | Tier1_indor2_hp85 | Coolkwh | 31.1609 | 13 | 0 | 0 | ResCACPNW | -1.887 | 0 | 0 | 0 | 0 | 0 | 0 | 0
Manufactured |  | Tier1_indor2_zonl | DHWkwh | 1271.3178 | 13 | 724.5875 | 0 | ResDHW | -3.0585 | 0 | 0 | 0 | 0 | 0 | 0 | 0
Manufactured |  | Tier1_indor2_zonl | Heatkwh | -303.1027 | 13 | 0 | 0 | ResSpHtBBZ1 | -3.0585 | 0 | 0 | 0 | 0 | 0 | 0 | -0.55017 | ResSpHtBBZ1
Manufactured |  | Tier1_indor2_zonl | Coolkwh | 0 | 13 | 0 | 0 | ResCACPNW | -3.0585 | 0 | 0 | 0 | 0 | 0 | 0 | 0
Manufactured |  | Tier2_garage | DHWkwh | 295.2941 | 13 | 1183.5005 | 0 | ResDHW | 0 | 0 | 0 | 0 | 0 | 0 | 0 | 0
Manufactured |  | Tier2_garage | Heatkwh | 0 | 13 | 0 | 0 | ResSpHtFAFZ1 | 0 | 0 | 0 | 0 | 0 | 0 | 0 | 0
Manufactured |  | Tier2_garage | Coolkwh | 0 | 13 | 0 | 0 | ResCACPNW | 0 | 0 | 0 | 0 | 0 | 0 | 0 | 0
Manufactured |  | Tier2_indor2_gfnc | DHWkwh | 83.3146 | 13 | 1183.5005 | 0 | ResDHW | -0.84882 | 0 | 0 | 0 | 0 | 0 | 0 | 0
Manufactured |  | Tier2_indor2_gfnc | Heatkwh | -2.2638 | 13 | 0 | 0 | ResSpHtFAFZ1 | -0.84882 | 0 | 0 | 0 | 0 | 0 | 0 | -3.2805 | ResSpHtFAFZ1
Manufactured |  | Tier2_indor2_gfnc | Coolkwh | 0 | 13 | 0 | 0 | ResCACPNW | -0.84882 | 0 | 0 | 0 | 0 | 0 | 0 | 0
Manufactured |  | Tier2_indor2_gfac | DHWkwh | 89.0574 | 13 | 1183.5005 | 0 | ResDHW | -0.8652 | 0 | 0 | 0 | 0 | 0 | 0 | 0
Manufactured |  | Tier2_indor2_gfac | Heatkwh | -2.4774 | 13 | 0 | 0 | ResSpHtFAFZ1 | -0.8652 | 0 | 0 | 0 | 0 | 0 | 0 | -3.337 | ResSpHtFAFZ1
Manufactured |  | Tier2_indor2_gfac | Coolkwh | -4.6864 | 13 | 0 | 0 | ResCACPNW | -0.8652 | 0 | 0 | 0 | 0 | 0 | 0 | 0
Manufactured |  | Tier2_indor2_efaf | DHWkwh | 83.3146 | 13 | 1183.5005 | 0 | ResDHW | -0.59844 | 0 | 0 | 0 | 0 | 0 | 0 | 0
Manufactured |  | Tier2_indor2_efaf | Heatkwh | -59.3093 | 13 | 0 | 0 | ResSpHtFAFZ1 | -0.59844 | 0 | 0 | 0 | 0 | 0 | 0 | -0.10737 | ResSpHtFAFZ1
Manufactured |  | Tier2_indor2_efaf | Coolkwh | 0 | 13 | 0 | 0 | ResCACPNW | -0.59844 | 0 | 0 | 0 | 0 | 0 | 0 | 0
Manufactured |  | Tier2_indor2_hp85 | DHWkwh | 89.0673 | 13 | 1183.5005 | 0 | ResDHW | -0.38086 | 0 | 0 | 0 | 0 | 0 | 0 | 0
Manufactured |  | Tier2_indor2_hp85 | Heatkwh | -37.7986 | 13 | 0 | 0 | ResSpHtHPZ1 | -0.38086 | 0 | 0 | 0 | 0 | 0 | 0 | -0.063583 | ResSpHtHPZ1
Manufactured |  | Tier2_indor2_hp85 | Coolkwh | -4.6926 | 13 | 0 | 0 | ResCACPNW | -0.38086 | 0 | 0 | 0 | 0 | 0 | 0 | 0
Manufactured |  | Tier2_indor2_zonl | DHWkwh | 83.3155 | 13 | 1183.5005 | 0 | ResDHW | -0.53074 | 0 | 0 | 0 | 0 | 0 | 0 | 0
Manufactured |  | Tier2_indor2_zonl | Heatkwh | -52.5991 | 13 | 0 | 0 | ResSpHtBBZ1 | -0.53074 | 0 | 0 | 0 | 0 | 0 | 0 | -0.09529 | ResSpHtBBZ1
Manufactured |  | Tier2_indor2_zonl | Coolkwh | 0 | 13 | 0 | 0 | ResCACPNW | -0.53074 | 0 | 0 | 0 | 0 | 0 | 0 | 0
Collapse to garage/basement, rename to buffered |  |  |  | 4 | 5 | 6 | 7 | 8 | 9 | 10 | 11 | 12 | 13 | 14 | 15 | 16 | 17
|  | Input Data |  | 10: Periodic Replacement Costs and Savings and Replacement Period; 16: Gas Inputs
Segment |  | Category Name | Measure Name | Savings (kwh/yr) | Life (yrs) | Capital Cost | Annual O&M | Shape Pointer | Non-E Val ($/yr) | Cost 1 ($) | Period 1 | Cost 2 ($) | Period 2 | Cost 3 ($) | Period 3 | Savings (therms/yr) | Shape Pointer
Single Family |  | Tier1_buffered | DHWkwh | 1044.4554 | 13 | 724.5875 | 0 | ResDHW | 0 | 0 | 0 | 0 | 0 | 0 | 0 | 0
Single Family |  | Tier1_buffered | Heatkwh | 0 | 13 | 0 | 0 | ResSpHtFAFZ1 | 0 | 0 | 0 | 0 | 0 | 0 | 0 | 0
Single Family |  | Tier1_buffered | Coolkwh | 0 | 13 | 0 | 0 | ResCACPNW | 0 | 0 | 0 | 0 | 0 | 0 | 0 | 0
Single Family |  | Tier1_indor2_gfnc | DHWkwh | 1262.9315 | 13 | 724.5875 | 0 | ResDHW | -4.9256 | 0 | 0 | 0 | 0 | 0 | 0 | 0
Single Family |  | Tier1_indor2_gfnc | Heatkwh | -12.9377 | 13 | 0 | 0 | ResSpHtFAFZ1 | -4.9256 | 0 | 0 | 0 | 0 | 0 | 0 | -19.0896 | ResSpHtFAFZ1
Single Family |  | Tier1_indor2_gfnc | Coolkwh | 0 | 13 | 0 | 0 | ResCACPNW | -4.9256 | 0 | 0 | 0 | 0 | 0 | 0 | 0
Single Family |  | Tier1_indor2_gfac | DHWkwh | 1249.1941 | 13 | 724.5875 | 0 | ResDHW | -4.9772 | 0 | 0 | 0 | 0 | 0 | 0 | 0
Single Family |  | Tier1_indor2_gfac | Heatkwh | -14.2153 | 13 | 0 | 0 | ResSpHtFAFZ1 | -4.9772 | 0 | 0 | 0 | 0 | 0 | 0 | -19.2458 | ResSpHtFAFZ1
Single Family |  | Tier1_indor2_gfac | Coolkwh | 30.4961 | 13 | 0 | 0 | ResCACPNW | -4.9772 | 0 | 0 | 0 | 0 | 0 | 0 | 0
Single Family |  | Tier1_indor2_efaf | DHWkwh | 1262.9315 | 13 | 724.5875 | 0 | ResDHW | -3.4721 | 0 | 0 | 0 | 0 | 0 | 0 | 0
Single Family |  | Tier1_indor2_efaf | Heatkwh | -343.385 | 13 | 0 | 0 | ResSpHtFAFZ1 | -3.4721 | 0 | 0 | 0 | 0 | 0 | 0 | -0.68805 | ResSpHtFAFZ1
Single Family |  | Tier1_indor2_efaf | Coolkwh | 0 | 13 | 0 | 0 | ResCACPNW | -3.4721 | 0 | 0 | 0 | 0 | 0 | 0 | 0
Single Family |  | Tier1_indor2_hp85 | DHWkwh | 1249.1975 | 13 | 724.5875 | 0 | ResDHW | -1.8437 | 0 | 0 | 0 | 0 | 0 | 0 | 0
Single Family |  | Tier1_indor2_hp85 | Heatkwh | -182.5285 | 13 | 0 | 0 | ResSpHtHPZ1 | -1.8437 | 0 | 0 | 0 | 0 | 0 | 0 | -0.34795 | ResSpHtHPZ1
Single Family |  | Tier1_indor2_hp85 | Coolkwh | 30.6736 | 13 | 0 | 0 | ResCACPNW | -1.8437 | 0 | 0 | 0 | 0 | 0 | 0 | 0
Single Family |  | Tier1_indor2_zonl | DHWkwh | 1262.8981 | 13 | 724.5875 | 0 | ResDHW | -3.0959 | 0 | 0 | 0 | 0 | 0 | 0 | 0
Single Family |  | Tier1_indor2_zonl | Heatkwh | -306.1707 | 13 | 0 | 0 | ResSpHtBBZ1 | -3.0959 | 0 | 0 | 0 | 0 | 0 | 0 | -0.61395 | ResSpHtBBZ1
Single Family |  | Tier1_indor2_zonl | Coolkwh | 0 | 13 | 0 | 0 | ResCACPNW | -3.0959 | 0 | 0 | 0 | 0 | 0 | 0 | 0
Single Family |  | Tier2_buffered | DHWkwh | 189.9109 | 13 | 1183.5005 | 0 | ResDHW | 0 | 0 | 0 | 0 | 0 | 0 | 0 | 0
Single Family |  | Tier2_buffered | Heatkwh | 0 | 13 | 0 | 0 | ResSpHtBBZ1 | 0 | 0 | 0 | 0 | 0 | 0 | 0 | 0 | ResSpHtBBZ1
Single Family |  | Tier2_buffered | Coolkwh | 0 | 13 | 0 | 0 | ResCACPNW | 0 | 0 | 0 | 0 | 0 | 0 | 0 | 0
Single Family |  | Tier2_indor2_gfnc | DHWkwh | 82.787 | 13 | 1183.5005 | 0 | ResDHW | -0.85835 | 0 | 0 | 0 | 0 | 0 | 0 | 0
Single Family |  | Tier2_indor2_gfnc | Heatkwh | -2.2722 | 13 | 0 | 0 | ResSpHtFAFZ1 | -0.85835 | 0 | 0 | 0 | 0 | 0 | 0 | -3.3258 | ResSpHtFAFZ1
Single Family |  | Tier2_indor2_gfnc | Coolkwh | 0 | 13 | 0 | 0 | ResCACPNW | -0.85835 | 0 | 0 | 0 | 0 | 0 | 0 | 0
Single Family |  | Tier2_indor2_gfac | DHWkwh | 88.055 | 13 | 1183.5005 | 0 | ResDHW | -0.8729 | 0 | 0 | 0 | 0 | 0 | 0 | 0
Single Family |  | Tier2_indor2_gfac | Heatkwh | -2.4941 | 13 | 0 | 0 | ResSpHtFAFZ1 | -0.8729 | 0 | 0 | 0 | 0 | 0 | 0 | -3.375 | ResSpHtFAFZ1
Single Family |  | Tier2_indor2_gfac | Coolkwh | -4.797 | 13 | 0 | 0 | ResCACPNW | -0.8729 | 0 | 0 | 0 | 0 | 0 | 0 | 0
Single Family |  | Tier2_indor2_efaf | DHWkwh | 82.787 | 13 | 1183.5005 | 0 | ResDHW | -0.60508 | 0 | 0 | 0 | 0 | 0 | 0 | 0
Single Family |  | Tier2_indor2_efaf | Heatkwh | -59.8428 | 13 | 0 | 0 | ResSpHtFAFZ1 | -0.60508 | 0 | 0 | 0 | 0 | 0 | 0 | -0.11974 | ResSpHtFAFZ1
Single Family |  | Tier2_indor2_efaf | Coolkwh | 0 | 13 | 0 | 0 | ResCACPNW | -0.60508 | 0 | 0 | 0 | 0 | 0 | 0 | 0
Single Family |  | Tier2_indor2_hp85 | DHWkwh | 88.0602 | 13 | 1183.5005 | 0 | ResDHW | -0.37094 | 0 | 0 | 0 | 0 | 0 | 0 | 0
Single Family |  | Tier2_indor2_hp85 | Heatkwh | -36.7304 | 13 | 0 | 0 | ResSpHtHPZ1 | -0.37094 | 0 | 0 | 0 | 0 | 0 | 0 | -0.06949 | ResSpHtHPZ1
Single Family |  | Tier2_indor2_hp85 | Coolkwh | -4.8043 | 13 | 0 | 0 | ResCACPNW | -0.37094 | 0 | 0 | 0 | 0 | 0 | 0 | 0
Single Family |  | Tier2_indor2_zonl | DHWkwh | 82.7592 | 13 | 1183.5005 | 0 | ResDHW | -0.53679 | 0 | 0 | 0 | 0 | 0 | 0 | 0
Single Family |  | Tier2_indor2_zonl | Heatkwh | -53.0883 | 13 | 0 | 0 | ResSpHtBBZ1 | -0.53679 | 0 | 0 | 0 | 0 | 0 | 0 | -0.10629 | ResSpHtBBZ1
Single Family |  | Tier2_indor2_zonl | Coolkwh | 0 | 13 | 0 | 0 | ResCACPNW | -0.53679 | 0 | 0 | 0 | 0 | 0 | 0 | 0
Manufactured |  | Tier1_buffered | DHWkwh | 939.9178 | 13 | 724.5875 | 0 | ResDHW | 0 | 0 | 0 | 0 | 0 | 0 | 0 | 0
Manufactured |  | Tier1_buffered | Heatkwh | 0 | 13 | 0 | 0 | ResSpHtFAFZ1 | 0 | 0 | 0 | 0 | 0 | 0 | 0 | 0
Manufactured |  | Tier1_buffered | Coolkwh | 0 | 13 | 0 | 0 | ResCACPNW | 0 | 0 | 0 | 0 | 0 | 0 | 0 | 0
Manufactured |  | Tier1_indor2_gfnc | DHWkwh | 1271.3874 | 13 | 724.5875 | 0 | ResDHW | -4.8682 | 0 | 0 | 0 | 0 | 0 | 0 | 0
Manufactured |  | Tier1_indor2_gfnc | Heatkwh | -12.8949 | 13 | 0 | 0 | ResSpHtFAFZ1 | -4.8682 | 0 | 0 | 0 | 0 | 0 | 0 | -18.8187 | ResSpHtFAFZ1
Manufactured |  | Tier1_indor2_gfnc | Coolkwh | 0 | 13 | 0 | 0 | ResCACPNW | -4.8682 | 0 | 0 | 0 | 0 | 0 | 0 | 0
Manufactured |  | Tier1_indor2_gfac | DHWkwh | 1256.8915 | 13 | 724.5875 | 0 | ResDHW | -4.9204 | 0 | 0 | 0 | 0 | 0 | 0 | 0
Manufactured |  | Tier1_indor2_gfac | Heatkwh | -14.0806 | 13 | 0 | 0 | ResSpHtFAFZ1 | -4.9204 | 0 | 0 | 0 | 0 | 0 | 0 | -18.9801 | ResSpHtFAFZ1
Manufactured |  | Tier1_indor2_gfac | Coolkwh | 30.9809 | 13 | 0 | 0 | ResCACPNW | -4.9204 | 0 | 0 | 0 | 0 | 0 | 0 | 0
Manufactured |  | Tier1_indor2_efaf | DHWkwh | 1271.3874 | 13 | 724.5875 | 0 | ResDHW | -3.4321 | 0 | 0 | 0 | 0 | 0 | 0 | 0
Manufactured |  | Tier1_indor2_efaf | Heatkwh | -340.1369 | 13 | 0 | 0 | ResSpHtFAFZ1 | -3.4321 | 0 | 0 | 0 | 0 | 0 | 0 | -0.61675 | ResSpHtFAFZ1
Manufactured |  | Tier1_indor2_efaf | Coolkwh | 0 | 13 | 0 | 0 | ResCACPNW | -3.4321 | 0 | 0 | 0 | 0 | 0 | 0 | 0
Manufactured |  | Tier1_indor2_hp85 | DHWkwh | 1256.8937 | 13 | 724.5875 | 0 | ResDHW | -1.887 | 0 | 0 | 0 | 0 | 0 | 0 | 0
Manufactured |  | Tier1_indor2_hp85 | Heatkwh | -187.2493 | 13 | 0 | 0 | ResSpHtHPZ1 | -1.887 | 0 | 0 | 0 | 0 | 0 | 0 | -0.31773 | ResSpHtHPZ1
Manufactured |  | Tier1_indor2_hp85 | Coolkwh | 31.1609 | 13 | 0 | 0 | ResCACPNW | -1.887 | 0 | 0 | 0 | 0 | 0 | 0 | 0
Manufactured |  | Tier1_indor2_zonl | DHWkwh | 1271.3178 | 13 | 724.5875 | 0 | ResDHW | -3.0585 | 0 | 0 | 0 | 0 | 0 | 0 | 0
Manufactured |  | Tier1_indor2_zonl | Heatkwh | -303.1027 | 13 | 0 | 0 | ResSpHtBBZ1 | -3.0585 | 0 | 0 | 0 | 0 | 0 | 0 | -0.55017 | ResSpHtBBZ1
Manufactured |  | Tier1_indor2_zonl | Coolkwh | 0 | 13 | 0 | 0 | ResCACPNW | -3.0585 | 0 | 0 | 0 | 0 | 0 | 0 | 0
Manufactured |  | Tier2_buffered | DHWkwh | 295.2941 | 13 | 1183.5005 | 0 | ResDHW | 0 | 0 | 0 | 0 | 0 | 0 | 0 | 0
Manufactured |  | Tier2_buffered | Heatkwh | 0 | 13 | 0 | 0 | ResSpHtFAFZ1 | 0 | 0 | 0 | 0 | 0 | 0 | 0 | 0
Manufactured |  | Tier2_buffered | Coolkwh | 0 | 13 | 0 | 0 | ResCACPNW | 0 | 0 | 0 | 0 | 0 | 0 | 0 | 0
Manufactured |  | Tier2_indor2_gfnc | DHWkwh | 83.3146 | 13 | 1183.5005 | 0 | ResDHW | -0.84882 | 0 | 0 | 0 | 0 | 0 | 0 | 0
Manufactured |  | Tier2_indor2_gfnc | Heatkwh | -2.2638 | 13 | 0 | 0 | ResSpHtFAFZ1 | -0.84882 | 0 | 0 | 0 | 0 | 0 | 0 | -3.2805 | ResSpHtFAFZ1
Manufactured |  | Tier2_indor2_gfnc | Coolkwh | 0 | 13 | 0 | 0 | ResCACPNW | -0.84882 | 0 | 0 | 0 | 0 | 0 | 0 | 0
Manufactured |  | Tier2_indor2_gfac | DHWkwh | 89.0574 | 13 | 1183.5005 | 0 | ResDHW | -0.8652 | 0 | 0 | 0 | 0 | 0 | 0 | 0
Manufactured |  | Tier2_indor2_gfac | Heatkwh | -2.4774 | 13 | 0 | 0 | ResSpHtFAFZ1 | -0.8652 | 0 | 0 | 0 | 0 | 0 | 0 | -3.337 | ResSpHtFAFZ1
Manufactured |  | Tier2_indor2_gfac | Coolkwh | -4.6864 | 13 | 0 | 0 | ResCACPNW | -0.8652 | 0 | 0 | 0 | 0 | 0 | 0 | 0
Manufactured |  | Tier2_indor2_efaf | DHWkwh | 83.3146 | 13 | 1183.5005 | 0 | ResDHW | -0.59844 | 0 | 0 | 0 | 0 | 0 | 0 | 0
Manufactured |  | Tier2_indor2_efaf | Heatkwh | -59.3093 | 13 | 0 | 0 | ResSpHtFAFZ1 | -0.59844 | 0 | 0 | 0 | 0 | 0 | 0 | -0.10737 | ResSpHtFAFZ1
Manufactured |  | Tier2_indor2_efaf | Coolkwh | 0 | 13 | 0 | 0 | ResCACPNW | -0.59844 | 0 | 0 | 0 | 0 | 0 | 0 | 0
Manufactured |  | Tier2_indor2_hp85 | DHWkwh | 89.0673 | 13 | 1183.5005 | 0 | ResDHW | -0.38086 | 0 | 0 | 0 | 0 | 0 | 0 | 0
Manufactured |  | Tier2_indor2_hp85 | Heatkwh | -37.7986 | 13 | 0 | 0 | ResSpHtHPZ1 | -0.38086 | 0 | 0 | 0 | 0 | 0 | 0 | -0.063583 | ResSpHtHPZ1
Manufactured |  | Tier2_indor2_hp85 | Coolkwh | -4.6926 | 13 | 0 | 0 | ResCACPNW | -0.38086 | 0 | 0 | 0 | 0 | 0 | 0 | 0
Manufactured |  | Tier2_indor2_zonl | DHWkwh | 83.3155 | 13 | 1183.5005 | 0 | ResDHW | -0.53074 | 0 | 0 | 0 | 0 | 0 | 0 | 0
Manufactured |  | Tier2_indor2_zonl | Heatkwh | -52.5991 | 13 | 0 | 0 | ResSpHtBBZ1 | -0.53074 | 0 | 0 | 0 | 0 | 0 | 0 | -0.09529 | ResSpHtBBZ1
Manufactured |  | Tier2_indor2_zonl | Coolkwh | 0 | 13 | 0 | 0 | ResCACPNW | -0.53074 | 0 | 0 | 0 | 0 | 0 | 0 | 0
Note on K4: :ProCost Periodic replacement costs and savings of the measure. These are costs and savings that occur periodically, but at different periods than annually. Can be positive or negative. Periodic replacement costs for both the measure and the baseline measure should be included if applicable. ProCost can analyze these costs in two ways dependent on the 'Repeat Periodic Replacement' switch in the ProData page. When set to 'On', ProCost repeats replacement costs for multiple times over the life of a measure depending on the input period and measure life. For example fluorescent lamps may have a 4-year replacement cycle that repeats 3 times in a 15-year measure life. When set to 'Off', ProCost reads the period as the year after installation that the replacement cost occurs and does not subsequently reinstall or repeat the replacement costs. For example a compressor may be replaced only once in the life of a heat-pump system. Example: A new fluorescent lighting systems may have a measure life of 15 years, and a lamp life of five years. Two lamps per fixture must be replaced at years 6 and 11. Lamp and labor costs, expressed as positive costs, are entered as a cost and the period would be entered as 5. The baseline measure may have a four year lamp life and would have required a three-lamp replacement at years 5, 9 and 13. Lamp and labor replacement costs would be entered as annual savings in dollars with a 4-year period. ProCost determines the net present value of the two cost streams.
Note on Q4: :ProCost If the measure has gas savings for increases, enter the annual savings and shape of the savings here. Example: Clothes washer saves electric motor and dryer energy and gas water heat.
Note on C5: :ProCost Category for the measure. Individual measures can be grouped into categories. ProCost output is reported by measure and by category. All measures must belong to at least one category. Category name can be the same as measure name. Example: Measures can be combined into one category if they have components with different load shapes or measure lives. On wash machines there may be one load shape for the electric motor savings component, a second load shape for the electric water heat savings component and a third shape for electric dryer savings component.
Note on D5: :ProCost Name of Measure. User-defined. For PTR measures, defined naming conventions apply.
Note on E5: :ProCost Annual electric savings for the measure in kWh at the site. May be positive, negative or zero. Savings are incremental to the baseline alternative.
Note on F5: :ProCost Physical life of the measure in years. Must be >=1.
Note on G5: :ProCost Initial cost to install the measure in dollars. Costs are incremental to the baseline alternative. Dollars must be denominated in the same year as 'Input Cost Reference Year' input on the ProData page.
Note on H5: :ProCost Annual operations and maintenance cost for the measure in dollars. Must be incremental cost over the baseline alternative. May be positive, negative or zero. Dollars must be denominated in the same year as 'Input Cost Reference Year' input on the ProData page. O&M costs are entered as positive values. Negative values represent O&M savings compared to the baseline alternative. Example: Annualized maintenance cost for a heat pump heating system compared to a baseline electric resistance heating system.
Note on I5: :ProCost Name of the pointer to the shape of the savings. The shapes represent the daily and monthly shape of the savings in four time segments for each month of the year. Shape of the savings is relative to the baseline alternative. These shapes are in the MC_AND_Loadshape file.
Note on J5: :ProCost Annual value of any non-energy benefits of the measure, relative to the baseline alternative. Expressed in dollars per year and denominated in dollars of the 'Cost Reference Year'. Positive value represents dollar savings. Negative value represents dollar cost. Example: Water, detergent and sewer savings from efficient clothes washer.
Note on K5: : Cost in dollars that is incurred for Period 1. Positive value if cost. Negative value if savings. Dollars must be denominated in the same year as 'Input Cost Reference Year' input on the ProData page.
Note on L5: :ProCost Duration of Period1. The time at which Period 1 costs, or savings, occur. In years.
Note on M5: : Cost in dollars that is incurred for Period 2 Positive value if cost. Negative value if savings. Dollars must be denominated in the same year as 'Input Cost Reference Year' input on the ProData page.
Note on N5: :ProCost Duration of Period 2. The time at which Period 2 costs, or savings, occur. In years.
Note on O5: : Cost in dollars that is incurred for Period 3. Positive value if cost. Negative value if savings. Dollars must be denominated in the same year as 'Input Cost Reference Year' input on the ProData page.
Note on P5: :ProCost Duration of Period 3. The time at which Period 3 costs, or savings, occur. In years.
Note on Q5: : Annual gas savings, or increases, in therms.
Note on R5: :ProCost Name of the pointer to the shape of the savings. The shapes represent the daily and monthly shape of the savings in four time segments for each month of the year. Shape of the savings is relative to the baseline alternative. These shapes are in the MC_AND_Loadshape file.
Note on K245: :ProCost Periodic replacement costs and savings of the measure. These are costs and savings that occur periodically, but at different periods than annually. Can be positive or negative. Periodic replacement costs for both the measure and the baseline measure should be included if applicable. ProCost can analyze these costs in two ways dependent on the 'Repeat Periodic Replacement' switch in the ProData page. When set to 'On', ProCost repeats replacement costs for multiple times over the life of a measure depending on the input period and measure life. For example fluorescent lamps may have a 4-year replacement cycle that repeats 3 times in a 15-year measure life. When set to 'Off', ProCost reads the period as the year after installation that the replacement cost occurs and does not subsequently reinstall or repeat the replacement costs. For example a compressor may be replaced only once in the life of a heat-pump system. Example: A new fluorescent lighting systems may have a measure life of 15 years, and a lamp life of five years. Two lamps per fixture must be replaced at years 6 and 11. Lamp and labor costs, expressed as positive costs, are entered as a cost and the period would be entered as 5. The baseline measure may have a four year lamp life and would have required a three-lamp replacement at years 5, 9 and 13. Lamp and labor replacement costs would be entered as annual savings in dollars with a 4-year period. ProCost determines the net present value of the two cost streams.
Note on Q245: :ProCost If the measure has gas savings for increases, enter the annual savings and shape of the savings here. Example: Clothes washer saves electric motor and dryer energy and gas water heat.
Note on C246: :ProCost Category for the measure. Individual measures can be grouped into categories. ProCost output is reported by measure and by category. All measures must belong to at least one category. Category name can be the same as measure name. Example: Measures can be combined into one category if they have components with different load shapes or measure lives. On wash machines there may be one load shape for the electric motor savings component, a second load shape for the electric water heat savings component and a third shape for electric dryer savings component.
Note on D246: :ProCost Name of Measure. User-defined. For PTR measures, defined naming conventions apply.
Note on E246: :ProCost Annual electric savings for the measure in kWh at the site. May be positive, negative or zero. Savings are incremental to the baseline alternative.
Note on F246: :ProCost Physical life of the measure in years. Must be >=1.
Note on G246: :ProCost Initial cost to install the measure in dollars. Costs are incremental to the baseline alternative. Dollars must be denominated in the same year as 'Input Cost Reference Year' input on the ProData page.
Note on H246: :ProCost Annual operations and maintenance cost for the measure in dollars. Must be incremental cost over the baseline alternative. May be positive, negative or zero. Dollars must be denominated in the same year as 'Input Cost Reference Year' input on the ProData page. O&M costs are entered as positive values. Negative values represent O&M savings compared to the baseline alternative. Example: Annualized maintenance cost for a heat pump heating system compared to a baseline electric resistance heating system.
Note on I246: :ProCost Name of the pointer to the shape of the savings. The shapes represent the daily and monthly shape of the savings in four time segments for each month of the year. Shape of the savings is relative to the baseline alternative. These shapes are in the MC_AND_Loadshape file.
Note on J246: :ProCost Annual value of any non-energy benefits of the measure, relative to the baseline alternative. Expressed in dollars per year and denominated in dollars of the 'Cost Reference Year'. Positive value represents dollar savings. Negative value represents dollar cost. Example: Water, detergent and sewer savings from efficient clothes washer.
Note on K246: : Cost in dollars that is incurred for Period 1. Positive value if cost. Negative value if savings. Dollars must be denominated in the same year as 'Input Cost Reference Year' input on the ProData page.
Note on L246: :ProCost Duration of Period1. The time at which Period 1 costs, or savings, occur. In years.
Note on M246: : Cost in dollars that is incurred for Period 2 Positive value if cost. Negative value if savings. Dollars must be denominated in the same year as 'Input Cost Reference Year' input on the ProData page.
Note on N246: :ProCost Duration of Period 2. The time at which Period 2 costs, or savings, occur. In years.
Note on O246: : Cost in dollars that is incurred for Period 3. Positive value if cost. Negative value if savings. Dollars must be denominated in the same year as 'Input Cost Reference Year' input on the ProData page.
Note on P246: :ProCost Duration of Period 3. The time at which Period 3 costs, or savings, occur. In years.
Note on Q246: : Annual gas savings, or increases, in therms.
Note on R246: :ProCost Name of the pointer to the shape of the savings. The shapes represent the daily and monthly shape of the savings in four time segments for each month of the year. Shape of the savings is relative to the baseline alternative. These shapes are in the MC_AND_Loadshape file.
Note on A327: Tina Jayaweera: SF only, Split between garage/basement nearly equal, take avg
Note on K328: :ProCost Periodic replacement costs and savings of the measure. These are costs and savings that occur periodically, but at different periods than annually. Can be positive or negative. Periodic replacement costs for both the measure and the baseline measure should be included if applicable. ProCost can analyze these costs in two ways dependent on the 'Repeat Periodic Replacement' switch in the ProData page. When set to 'On', ProCost repeats replacement costs for multiple times over the life of a measure depending on the input period and measure life. For example fluorescent lamps may have a 4-year replacement cycle that repeats 3 times in a 15-year measure life. When set to 'Off', ProCost reads the period as the year after installation that the replacement cost occurs and does not subsequently reinstall or repeat the replacement costs. For example a compressor may be replaced only once in the life of a heat-pump system. Example: A new fluorescent lighting systems may have a measure life of 15 years, and a lamp life of five years. Two lamps per fixture must be replaced at years 6 and 11. Lamp and labor costs, expressed as positive costs, are entered as a cost and the period would be entered as 5. The baseline measure may have a four year lamp life and would have required a three-lamp replacement at years 5, 9 and 13. Lamp and labor replacement costs would be entered as annual savings in dollars with a 4-year period. ProCost determines the net present value of the two cost streams.
Note on Q328: :ProCost If the measure has gas savings for increases, enter the annual savings and shape of the savings here. Example: Clothes washer saves electric motor and dryer energy and gas water heat.
Note on C329: :ProCost Category for the measure. Individual measures can be grouped into categories. ProCost output is reported by measure and by category. All measures must belong to at least one category. Category name can be the same as measure name. Example: Measures can be combined into one category if they have components with different load shapes or measure lives. On wash machines there may be one load shape for the electric motor savings component, a second load shape for the electric water heat savings component and a third shape for electric dryer savings component.
Note on D329: :ProCost Name of Measure. User-defined. For PTR measures, defined naming conventions apply.
Note on E329: :ProCost Annual electric savings for the measure in kWh at the site. May be positive, negative or zero. Savings are incremental to the baseline alternative.
Note on F329: :ProCost Physical life of the measure in years. Must be >=1.
Note on G329: :ProCost Initial cost to install the measure in dollars. Costs are incremental to the baseline alternative. Dollars must be denominated in the same year as 'Input Cost Reference Year' input on the ProData page.
Note on H329: :ProCost Annual operations and maintenance cost for the measure in dollars. Must be incremental cost over the baseline alternative. May be positive, negative or zero. Dollars must be denominated in the same year as 'Input Cost Reference Year' input on the ProData page. O&M costs are entered as positive values. Negative values represent O&M savings compared to the baseline alternative. Example: Annualized maintenance cost for a heat pump heating system compared to a baseline electric resistance heating system.
Note on I329: :ProCost Name of the pointer to the shape of the savings. The shapes represent the daily and monthly shape of the savings in four time segments for each month of the year. Shape of the savings is relative to the baseline alternative. These shapes are in the MC_AND_Loadshape file.
Note on J329: :ProCost Annual value of any non-energy benefits of the measure, relative to the baseline alternative. Expressed in dollars per year and denominated in dollars of the 'Cost Reference Year'. Positive value represents dollar savings. Negative value represents dollar cost. Example: Water, detergent and sewer savings from efficient clothes washer.
Note on K329: : Cost in dollars that is incurred for Period 1. Positive value if cost. Negative value if savings. Dollars must be denominated in the same year as 'Input Cost Reference Year' input on the ProData page.
Note on L329: :ProCost Duration of Period1. The time at which Period 1 costs, or savings, occur. In years.
Note on M329: : Cost in dollars that is incurred for Period 2 Positive value if cost. Negative value if savings. Dollars must be denominated in the same year as 'Input Cost Reference Year' input on the ProData page.
Note on N329: :ProCost Duration of Period 2. The time at which Period 2 costs, or savings, occur. In years.
Note on O329: : Cost in dollars that is incurred for Period 3. Positive value if cost. Negative value if savings. Dollars must be denominated in the same year as 'Input Cost Reference Year' input on the ProData page.
Note on P329: :ProCost Duration of Period 3. The time at which Period 3 costs, or savings, occur. In years.
Note on Q329: : Annual gas savings, or increases, in therms.
Note on R329: :ProCost Name of the pointer to the shape of the savings. The shapes represent the daily and monthly shape of the savings in four time segments for each month of the year. Shape of the savings is relative to the baseline alternative. These shapes are in the MC_AND_Loadshape file.

## weighting
#REF!
Heating Zone | All
Heating Zone 1 | 75.09%
Heating Zone 2 | 16.5%
Heating Zone 3 | 8.403%
Average | 100%
#REF!
Heating Zone | All
Heating Zone 1 | 63.08%
Heating Zone 2 | 26.93%
Heating Zone 3 | 9.996%
Average | 100%
Water heater usage, based on # persons per home
SF | 2.72
MH | 2.51
Since they are pretty close, assume similar savings

## Composite
Drop ducted option (less savings, higher cost than nonducted). Adjust cost to 2012$ | 1.107 | GDP Deflator
| Input Data | [7 empty] | Periodic Replacement Costs and Savings and Replacement Period | [5 empty] | Gas Inputs
Concatenate | Category Name | Measure Name | Savings (kwh/yr) | Life (yrs) | Capital Cost | Annual O&M | Shape Pointer | Non-E Val ($/yr) | Cost 1 ($) | Period 1 | Cost 2 ($) | Period 2 | Cost 3 ($) | Period 3 | Savings (therms/yr) | Shape Pointer
Tier1_garage_HZ1DHWkwh | Tier1_garage_HZ1 | DHWkwh | 1016.3641 | 13 | 724.5875 | 0 | ResDHW | 0 | 0 | 0 | 0 | 0 | 0 | 0 | 0
Tier1_garage_HZ1Heatkwh | Tier1_garage_HZ1 | Heatkwh | 0 | 13 | 0 | 0 | ResSpHtFAFZ1 | 0 | 0 | 0 | 0 | 0 | 0 | 0 | 0
Tier1_garage_HZ1Coolkwh | Tier1_garage_HZ1 | Coolkwh | 0 | 13 | 0 | 0 | ResCACPNW | 0 | 0 | 0 | 0 | 0 | 0 | 0 | 0
Tier1_garage_HZ2DHWkwh | Tier1_garage_HZ2 | DHWkwh | 846.856 | 13 | 724.5875 | 0 | ResDHW | 0 | 0 | 0 | 0 | 0 | 0 | 0 | 0
Tier1_garage_HZ2Heatkwh | Tier1_garage_HZ2 | Heatkwh | 0 | 13 | 0 | 0 | ResSpHtFAFZ2 | 0 | 0 | 0 | 0 | 0 | 0 | 0 | 0
Tier1_garage_HZ2Coolkwh | Tier1_garage_HZ2 | Coolkwh | 0 | 13 | 0 | 0 | ResCACPNW | 0 | 0 | 0 | 0 | 0 | 0 | 0 | 0
Tier1_garage_HZ3DHWkwh | Tier1_garage_HZ3 | DHWkwh | 708.185 | 13 | 724.5875 | 0 | ResDHW | 0 | 0 | 0 | 0 | 0 | 0 | 0 | 0
Tier1_garage_HZ3Heatkwh | Tier1_garage_HZ3 | Heatkwh | 0 | 13 | 0 | 0 | ResSpHtFAFZ3 | 0 | 0 | 0 | 0 | 0 | 0 | 0 | 0
Tier1_garage_HZ3Coolkwh | Tier1_garage_HZ3 | Coolkwh | 0 | 13 | 0 | 0 | ResCACPNW | 0 | 0 | 0 | 0 | 0 | 0 | 0 | 0
Tier1_basmnt_HZ1DHWkwh | Tier1_basmnt_HZ1 | DHWkwh | 1116.4145 | 13 | 724.5875 | 0 | ResDHW | 0 | 0 | 0 | 0 | 0 | 0 | 0 | 0
Tier1_basmnt_HZ1Heatkwh | Tier1_basmnt_HZ1 | Heatkwh | 0 | 13 | 0 | 0 | ResSpHtFAFZ1 | 0 | 0 | 0 | 0 | 0 | 0 | 0 | 0
Tier1_basmnt_HZ1Coolkwh | Tier1_basmnt_HZ1 | Coolkwh | 0 | 13 | 0 | 0 | ResCACPNW | 0 | 0 | 0 | 0 | 0 | 0 | 0 | 0
Tier1_basmnt_HZ2DHWkwh | Tier1_basmnt_HZ2 | DHWkwh | 1154.5782 | 13 | 724.5875 | 0 | ResDHW | 0 | 0 | 0 | 0 | 0 | 0 | 0 | 0
Tier1_basmnt_HZ2Heatkwh | Tier1_basmnt_HZ2 | Heatkwh | 0 | 13 | 0 | 0 | ResSpHtFAFZ2 | 0 | 0 | 0 | 0 | 0 | 0 | 0 | 0
Tier1_basmnt_HZ2Coolkwh | Tier1_basmnt_HZ2 | Coolkwh | 0 | 13 | 0 | 0 | ResCACPNW | 0 | 0 | 0 | 0 | 0 | 0 | 0 | 0
Tier1_basmnt_HZ3DHWkwh | Tier1_basmnt_HZ3 | DHWkwh | 1160.512 | 13 | 724.5875 | 0 | ResDHW | 0 | 0 | 0 | 0 | 0 | 0 | 0 | 0
Tier1_basmnt_HZ3Heatkwh | Tier1_basmnt_HZ3 | Heatkwh | 0 | 13 | 0 | 0 | ResSpHtFAFZ3 | 0 | 0 | 0 | 0 | 0 | 0 | 0 | 0
Tier1_basmnt_HZ3Coolkwh | Tier1_basmnt_HZ3 | Coolkwh | 0 | 13 | 0 | 0 | ResCACPNW | 0 | 0 | 0 | 0 | 0 | 0 | 0 | 0
Tier1_indor2_HZ1_gfncDHWkwh | Tier1_indor2_HZ1_gfnc | DHWkwh | 1243.8604 | 13 | 724.5875 | 0 | ResDHW | -5.0637 | 0 | 0 | 0 | 0 | 0 | 0 | 0
Tier1_indor2_HZ1_gfncHeatkwh | Tier1_indor2_HZ1_gfnc | Heatkwh | -13.07 | 13 | 0 | 0 | ResSpHtFAFZ1 | -5.0637 | 0 | 0 | 0 | 0 | 0 | 0 | -19.7248 | ResSpHtFAFZ1
Tier1_indor2_HZ1_gfncCoolkwh | Tier1_indor2_HZ1_gfnc | Coolkwh | 0 | 13 | 0 | 0 | ResCACPNW | -5.0637 | 0 | 0 | 0 | 0 | 0 | 0 | 0
Tier1_indor2_HZ1_gfacDHWkwh | Tier1_indor2_HZ1_gfac | DHWkwh | 1231.4054 | 13 | 724.5875 | 0 | ResDHW | -5.1132 | 0 | 0 | 0 | 0 | 0 | 0 | 0
Tier1_indor2_HZ1_gfacHeatkwh | Tier1_indor2_HZ1_gfac | Heatkwh | -14.5496 | 13 | 0 | 0 | ResSpHtFAFZ1 | -5.1132 | 0 | 0 | 0 | 0 | 0 | 0 | -19.8664 | ResSpHtFAFZ1
Tier1_indor2_HZ1_gfacCoolkwh | Tier1_indor2_HZ1_gfac | Coolkwh | 29.3806 | 13 | 0 | 0 | ResCACPNW | -5.1132 | 0 | 0 | 0 | 0 | 0 | 0 | 0
Tier1_indor2_HZ1_efafDHWkwh | Tier1_indor2_HZ1_efaf | DHWkwh | 1243.8604 | 13 | 724.5875 | 0 | ResDHW | -3.5689 | 0 | 0 | 0 | 0 | 0 | 0 | 0
Tier1_indor2_HZ1_efafHeatkwh | Tier1_indor2_HZ1_efaf | Heatkwh | -351.5092 | 13 | 0 | 0 | ResSpHtFAFZ1 | -3.5689 | 0 | 0 | 0 | 0 | 0 | 0 | -0.83691 | ResSpHtFAFZ1
Tier1_indor2_HZ1_efafCoolkwh | Tier1_indor2_HZ1_efaf | Coolkwh | 0 | 13 | 0 | 0 | ResCACPNW | -3.5689 | 0 | 0 | 0 | 0 | 0 | 0 | 0
Tier1_indor2_HZ1_hp85DHWkwh | Tier1_indor2_HZ1_hp85 | DHWkwh | 1231.4162 | 13 | 724.5875 | 0 | ResDHW | -1.7496 | 0 | 0 | 0 | 0 | 0 | 0 | 0
Tier1_indor2_HZ1_hp85Heatkwh | Tier1_indor2_HZ1_hp85 | Heatkwh | -172.3235 | 13 | 0 | 0 | ResSpHtHPZ1 | -1.7496 | 0 | 0 | 0 | 0 | 0 | 0 | -0.41028 | ResSpHtHPZ1
Tier1_indor2_HZ1_hp85Coolkwh | Tier1_indor2_HZ1_hp85 | Coolkwh | 29.5527 | 13 | 0 | 0 | ResCACPNW | -1.7496 | 0 | 0 | 0 | 0 | 0 | 0 | 0
Tier1_indor2_HZ1_zonlDHWkwh | Tier1_indor2_HZ1_zonl | DHWkwh | 1243.8864 | 13 | 724.5875 | 0 | ResDHW | -3.186 | 0 | 0 | 0 | 0 | 0 | 0 | 0
Tier1_indor2_HZ1_zonlHeatkwh | Tier1_indor2_HZ1_zonl | Heatkwh | -313.8 | 13 | 0 | 0 | ResSpHtBBZ1 | -3.186 | 0 | 0 | 0 | 0 | 0 | 0 | -0.74712 | ResSpHtBBZ1
Tier1_indor2_HZ1_zonlCoolkwh | Tier1_indor2_HZ1_zonl | Coolkwh | 0 | 13 | 0 | 0 | ResCACPNW | -3.186 | 0 | 0 | 0 | 0 | 0 | 0 | 0
Tier1_indor2_HZ2_gfncDHWkwh | Tier1_indor2_HZ2_gfnc | DHWkwh | 1310.2364 | 13 | 724.5875 | 0 | ResDHW | -4.6366 | 0 | 0 | 0 | 0 | 0 | 0 | 0
Tier1_indor2_HZ2_gfncHeatkwh | Tier1_indor2_HZ2_gfnc | Heatkwh | -12.8279 | 13 | 0 | 0 | ResSpHtFAFZ2 | -4.6366 | 0 | 0 | 0 | 0 | 0 | 0 | -17.6621 | ResSpHtFAFZ2
Tier1_indor2_HZ2_gfncCoolkwh | Tier1_indor2_HZ2_gfnc | Coolkwh | 0 | 13 | 0 | 0 | ResCACPNW | -4.6366 | 0 | 0 | 0 | 0 | 0 | 0 | 0
Tier1_indor2_HZ2_gfacDHWkwh | Tier1_indor2_HZ2_gfac | DHWkwh | 1290.7119 | 13 | 724.5875 | 0 | ResDHW | -4.6882 | 0 | 0 | 0 | 0 | 0 | 0 | 0
Tier1_indor2_HZ2_gfacHeatkwh | Tier1_indor2_HZ2_gfac | Heatkwh | -13.5711 | 13 | 0 | 0 | ResSpHtFAFZ2 | -4.6882 | 0 | 0 | 0 | 0 | 0 | 0 | -17.8358 | ResSpHtFAFZ2
Tier1_indor2_HZ2_gfacCoolkwh | Tier1_indor2_HZ2_gfac | Coolkwh | 33.1296 | 13 | 0 | 0 | ResCACPNW | -4.6882 | 0 | 0 | 0 | 0 | 0 | 0 | 0
Tier1_indor2_HZ2_efafDHWkwh | Tier1_indor2_HZ2_efaf | DHWkwh | 1310.2364 | 13 | 724.5875 | 0 | ResDHW | -3.2721 | 0 | 0 | 0 | 0 | 0 | 0 | 0
Tier1_indor2_HZ2_efafHeatkwh | Tier1_indor2_HZ2_efaf | Heatkwh | -328.0895 | 13 | 0 | 0 | ResSpHtFAFZ2 | -3.2721 | 0 | 0 | 0 | 0 | 0 | 0 | -0.24616 | ResSpHtFAFZ2
Tier1_indor2_HZ2_efafCoolkwh | Tier1_indor2_HZ2_efaf | Coolkwh | 0 | 13 | 0 | 0 | ResCACPNW | -3.2721 | 0 | 0 | 0 | 0 | 0 | 0 | 0
Tier1_indor2_HZ2_hp85DHWkwh | Tier1_indor2_HZ2_hp85 | DHWkwh | 1290.7266 | 13 | 724.5875 | 0 | ResDHW | -2.0996 | 0 | 0 | 0 | 0 | 0 | 0 | 0
Tier1_indor2_HZ2_hp85Heatkwh | Tier1_indor2_HZ2_hp85 | Heatkwh | -210.5301 | 13 | 0 | 0 | ResSpHtHPZ2 | -2.0996 | 0 | 0 | 0 | 0 | 0 | 0 | -0.15796 | ResSpHtHPZ2
Tier1_indor2_HZ2_hp85Coolkwh | Tier1_indor2_HZ2_hp85 | Coolkwh | 33.3198 | 13 | 0 | 0 | ResCACPNW | -2.0996 | 0 | 0 | 0 | 0 | 0 | 0 | 0
Tier1_indor2_HZ2_zonlDHWkwh | Tier1_indor2_HZ2_zonl | DHWkwh | 1309.9202 | 13 | 724.5875 | 0 | ResDHW | -2.9078 | 0 | 0 | 0 | 0 | 0 | 0 | 0
Tier1_indor2_HZ2_zonlHeatkwh | Tier1_indor2_HZ2_zonl | Heatkwh | -291.5624 | 13 | 0 | 0 | ResSpHtBBZ2 | -2.9078 | 0 | 0 | 0 | 0 | 0 | 0 | -0.21875 | ResSpHtBBZ2
Tier1_indor2_HZ2_zonlCoolkwh | Tier1_indor2_HZ2_zonl | Coolkwh | 0 | 13 | 0 | 0 | ResCACPNW | -2.9078 | 0 | 0 | 0 | 0 | 0 | 0 | 0
Tier1_indor2_HZ3_gfncDHWkwh | Tier1_indor2_HZ3_gfnc | DHWkwh | 1340.4486 | 13 | 724.5875 | 0 | ResDHW | -4.259 | 0 | 0 | 0 | 0 | 0 | 0 | 0
Tier1_indor2_HZ3_gfncHeatkwh | Tier1_indor2_HZ3_gfnc | Heatkwh | -11.9709 | 13 | 0 | 0 | ResSpHtFAFZ3 | -4.259 | 0 | 0 | 0 | 0 | 0 | 0 | -16.2166 | ResSpHtFAFZ3
Tier1_indor2_HZ3_gfncCoolkwh | Tier1_indor2_HZ3_gfnc | Coolkwh | 0 | 13 | 0 | 0 | ResCACPNW | -4.259 | 0 | 0 | 0 | 0 | 0 | 0 | 0
Tier1_indor2_HZ3_gfacDHWkwh | Tier1_indor2_HZ3_gfac | DHWkwh | 1326.6189 | 13 | 724.5875 | 0 | ResDHW | -4.3286 | 0 | 0 | 0 | 0 | 0 | 0 | 0
Tier1_indor2_HZ3_gfacHeatkwh | Tier1_indor2_HZ3_gfac | Heatkwh | -12.4934 | 13 | 0 | 0 | ResSpHtFAFZ3 | -4.3286 | 0 | 0 | 0 | 0 | 0 | 0 | -16.4692 | ResSpHtFAFZ3
Tier1_indor2_HZ3_gfacCoolkwh | Tier1_indor2_HZ3_gfac | Coolkwh | 35.2923 | 13 | 0 | 0 | ResCACPNW | -4.3286 | 0 | 0 | 0 | 0 | 0 | 0 | 0
Tier1_indor2_HZ3_efafDHWkwh | Tier1_indor2_HZ3_efaf | DHWkwh | 1340.4486 | 13 | 724.5875 | 0 | ResDHW | -3.0001 | 0 | 0 | 0 | 0 | 0 | 0 | 0
Tier1_indor2_HZ3_efafHeatkwh | Tier1_indor2_HZ3_efaf | Heatkwh | -300.8241 | 13 | 0 | 0 | ResSpHtFAFZ3 | -3.0001 | 0 | 0 | 0 | 0 | 0 | 0 | -0.2257 | ResSpHtFAFZ3
Tier1_indor2_HZ3_efafCoolkwh | Tier1_indor2_HZ3_efaf | Coolkwh | 0 | 13 | 0 | 0 | ResCACPNW | -3.0001 | 0 | 0 | 0 | 0 | 0 | 0 | 0
Tier1_indor2_HZ3_hp85DHWkwh | Tier1_indor2_HZ3_hp85 | DHWkwh | 1326.5332 | 13 | 724.5875 | 0 | ResDHW | -2.1814 | 0 | 0 | 0 | 0 | 0 | 0 | 0
Tier1_indor2_HZ3_hp85Heatkwh | Tier1_indor2_HZ3_hp85 | Heatkwh | -218.7268 | 13 | 0 | 0 | ResSpHtHPZ3 | -2.1814 | 0 | 0 | 0 | 0 | 0 | 0 | -0.16411 | ResSpHtHPZ3
Tier1_indor2_HZ3_hp85Coolkwh | Tier1_indor2_HZ3_hp85 | Coolkwh | 35.4938 | 13 | 0 | 0 | ResCACPNW | -2.1814 | 0 | 0 | 0 | 0 | 0 | 0 | 0
Tier1_indor2_HZ3_zonlDHWkwh | Tier1_indor2_HZ3_zonl | DHWkwh | 1340.4399 | 13 | 724.5875 | 0 | ResDHW | -2.6597 | 0 | 0 | 0 | 0 | 0 | 0 | 0
Tier1_indor2_HZ3_zonlHeatkwh | Tier1_indor2_HZ3_zonl | Heatkwh | -266.6832 | 13 | 0 | 0 | ResSpHtBBZ3 | -2.6597 | 0 | 0 | 0 | 0 | 0 | 0 | -0.20009 | ResSpHtBBZ3
Tier1_indor2_HZ3_zonlCoolkwh | Tier1_indor2_HZ3_zonl | Coolkwh | 0 | 13 | 0 | 0 | ResCACPNW | -2.6597 | 0 | 0 | 0 | 0 | 0 | 0 | 0
Tier2_garage_HZ1DHWkwh | Tier2_garage_HZ1 | DHWkwh | 1219.6611 | 13 | 1908.0881 | 0 | ResDHW | 0 | 0 | 0 | 0 | 0 | 0 | 0 | 0
Tier2_garage_HZ1Heatkwh | Tier2_garage_HZ1 | Heatkwh | 0 | 13 | 0 | 0 | ResSpHtFAFZ1 | 0 | 0 | 0 | 0 | 0 | 0 | 0 | 0
Tier2_garage_HZ1Coolkwh | Tier2_garage_HZ1 | Coolkwh | 0 | 13 | 0 | 0 | ResCACPNW | 0 | 0 | 0 | 0 | 0 | 0 | 0 | 0
Tier2_garage_HZ2DHWkwh | Tier2_garage_HZ2 | DHWkwh | 1252.2729 | 13 | 1908.0881 | 0 | ResDHW | 0 | 0 | 0 | 0 | 0 | 0 | 0 | 0
Tier2_garage_HZ2Heatkwh | Tier2_garage_HZ2 | Heatkwh | 0 | 13 | 0 | 0 | ResSpHtFAFZ2 | 0 | 0 | 0 | 0 | 0 | 0 | 0 | 0
Tier2_garage_HZ2Coolkwh | Tier2_garage_HZ2 | Coolkwh | 0 | 13 | 0 | 0 | ResCACPNW | 0 | 0 | 0 | 0 | 0 | 0 | 0 | 0
Tier2_garage_HZ3DHWkwh | Tier2_garage_HZ3 | DHWkwh | 1287.3874 | 13 | 1908.0881 | 0 | ResDHW | 0 | 0 | 0 | 0 | 0 | 0 | 0 | 0
Tier2_garage_HZ3Heatkwh | Tier2_garage_HZ3 | Heatkwh | 0 | 13 | 0 | 0 | ResSpHtFAFZ3 | 0 | 0 | 0 | 0 | 0 | 0 | 0 | 0
Tier2_garage_HZ3Coolkwh | Tier2_garage_HZ3 | Coolkwh | 0 | 13 | 0 | 0 | ResCACPNW | 0 | 0 | 0 | 0 | 0 | 0 | 0 | 0
Tier2_basmnt_HZ1DHWkwh | Tier2_basmnt_HZ1 | DHWkwh | 1223.1843 | 13 | 1908.0881 | 0 | ResDHW | 0 | 0 | 0 | 0 | 0 | 0 | 0 | 0
Tier2_basmnt_HZ1Heatkwh | Tier2_basmnt_HZ1 | Heatkwh | 0 | 13 | 0 | 0 | ResSpHtFAFZ1 | 0 | 0 | 0 | 0 | 0 | 0 | 0 | 0
Tier2_basmnt_HZ1Coolkwh | Tier2_basmnt_HZ1 | Coolkwh | 0 | 13 | 0 | 0 | ResCACPNW | 0 | 0 | 0 | 0 | 0 | 0 | 0 | 0
Tier2_basmnt_HZ2DHWkwh | Tier2_basmnt_HZ2 | DHWkwh | 1266.5397 | 13 | 1908.0881 | 0 | ResDHW | 0 | 0 | 0 | 0 | 0 | 0 | 0 | 0
Tier2_basmnt_HZ2Heatkwh | Tier2_basmnt_HZ2 | Heatkwh | 0 | 13 | 0 | 0 | ResSpHtFAFZ2 | 0 | 0 | 0 | 0 | 0 | 0 | 0 | 0
Tier2_basmnt_HZ2Coolkwh | Tier2_basmnt_HZ2 | Coolkwh | 0 | 13 | 0 | 0 | ResCACPNW | 0 | 0 | 0 | 0 | 0 | 0 | 0 | 0
Tier2_basmnt_HZ3DHWkwh | Tier2_basmnt_HZ3 | DHWkwh | 1314.328 | 13 | 1908.0881 | 0 | ResDHW | 0 | 0 | 0 | 0 | 0 | 0 | 0 | 0
Tier2_basmnt_HZ3Heatkwh | Tier2_basmnt_HZ3 | Heatkwh | 0 | 13 | 0 | 0 | ResSpHtFAFZ3 | 0 | 0 | 0 | 0 | 0 | 0 | 0 | 0
Tier2_basmnt_HZ3Coolkwh | Tier2_basmnt_HZ3 | Coolkwh | 0 | 13 | 0 | 0 | ResCACPNW | 0 | 0 | 0 | 0 | 0 | 0 | 0 | 0
Tier2_indor2_HZ1_gfncDHWkwh | Tier2_indor2_HZ1_gfnc | DHWkwh | 1324.0852 | 13 | 1908.0881 | 0 | ResDHW | -5.9442 | 0 | 0 | 0 | 0 | 0 | 0 | 0
Tier2_indor2_HZ1_gfncHeatkwh | Tier2_indor2_HZ1_gfnc | Heatkwh | -15.364 | 13 | 0 | 0 | ResSpHtFAFZ1 | -5.9442 | 0 | 0 | 0 | 0 | 0 | 0 | -23.1538 | ResSpHtFAFZ1
Tier2_indor2_HZ1_gfncCoolkwh | Tier2_indor2_HZ1_gfnc | Coolkwh | 0 | 13 | 0 | 0 | ResCACPNW | -5.9442 | 0 | 0 | 0 | 0 | 0 | 0 | 0
Tier2_indor2_HZ1_gfacDHWkwh | Tier2_indor2_HZ1_gfac | DHWkwh | 1316.0755 | 13 | 1908.0881 | 0 | ResDHW | -6.0049 | 0 | 0 | 0 | 0 | 0 | 0 | 0
Tier2_indor2_HZ1_gfacHeatkwh | Tier2_indor2_HZ1_gfac | Heatkwh | -17.0861 | 13 | 0 | 0 | ResSpHtFAFZ1 | -6.0049 | 0 | 0 | 0 | 0 | 0 | 0 | -23.3306 | ResSpHtFAFZ1
Tier2_indor2_HZ1_gfacCoolkwh | Tier2_indor2_HZ1_gfac | Coolkwh | 24.2601 | 13 | 0 | 0 | ResCACPNW | -6.0049 | 0 | 0 | 0 | 0 | 0 | 0 | 0
Tier2_indor2_HZ1_efafDHWkwh | Tier2_indor2_HZ1_efaf | DHWkwh | 1324.0852 | 13 | 1908.0881 | 0 | ResDHW | -4.1895 | 0 | 0 | 0 | 0 | 0 | 0 | 0
Tier2_indor2_HZ1_efafHeatkwh | Tier2_indor2_HZ1_efaf | Heatkwh | -412.6328 | 13 | 0 | 0 | ResSpHtFAFZ1 | -4.1895 | 0 | 0 | 0 | 0 | 0 | 0 | -0.98243 | ResSpHtFAFZ1
Tier2_indor2_HZ1_efafCoolkwh | Tier2_indor2_HZ1_efaf | Coolkwh | 0 | 13 | 0 | 0 | ResCACPNW | -4.1895 | 0 | 0 | 0 | 0 | 0 | 0 | 0
Tier2_indor2_HZ1_hp85DHWkwh | Tier2_indor2_HZ1_hp85 | DHWkwh | 1316.077 | 13 | 1908.0881 | 0 | ResDHW | -2.0973 | 0 | 0 | 0 | 0 | 0 | 0 | 0
Tier2_indor2_HZ1_hp85Heatkwh | Tier2_indor2_HZ1_hp85 | Heatkwh | -206.5686 | 13 | 0 | 0 | ResSpHtHPZ1 | -2.0973 | 0 | 0 | 0 | 0 | 0 | 0 | -0.49182 | ResSpHtHPZ1
Tier2_indor2_HZ1_hp85Coolkwh | Tier2_indor2_HZ1_hp85 | Coolkwh | 24.4219 | 13 | 0 | 0 | ResCACPNW | -2.0973 | 0 | 0 | 0 | 0 | 0 | 0 | 0
Tier2_indor2_HZ1_zonlDHWkwh | Tier2_indor2_HZ1_zonl | DHWkwh | 1324.0383 | 13 | 1908.0881 | 0 | ResDHW | -3.7371 | 0 | 0 | 0 | 0 | 0 | 0 | 0
Tier2_indor2_HZ1_zonlHeatkwh | Tier2_indor2_HZ1_zonl | Heatkwh | -368.0757 | 13 | 0 | 0 | ResSpHtBBZ1 | -3.7371 | 0 | 0 | 0 | 0 | 0 | 0 | -0.87635 | ResSpHtBBZ1
Tier2_indor2_HZ1_zonlCoolkwh | Tier2_indor2_HZ1_zonl | Coolkwh | 0 | 13 | 0 | 0 | ResCACPNW | -3.7371 | 0 | 0 | 0 | 0 | 0 | 0 | 0
Tier2_indor2_HZ2_gfncDHWkwh | Tier2_indor2_HZ2_gfnc | DHWkwh | 1391.0336 | 13 | 1908.0881 | 0 | ResDHW | -5.444 | 0 | 0 | 0 | 0 | 0 | 0 | 0
Tier2_indor2_HZ2_gfncHeatkwh | Tier2_indor2_HZ2_gfnc | Heatkwh | -15.0627 | 13 | 0 | 0 | ResSpHtFAFZ2 | -5.444 | 0 | 0 | 0 | 0 | 0 | 0 | -20.7379 | ResSpHtFAFZ2
Tier2_indor2_HZ2_gfncCoolkwh | Tier2_indor2_HZ2_gfnc | Coolkwh | 0 | 13 | 0 | 0 | ResCACPNW | -5.444 | 0 | 0 | 0 | 0 | 0 | 0 | 0
Tier2_indor2_HZ2_gfacDHWkwh | Tier2_indor2_HZ2_gfac | DHWkwh | 1380.3277 | 13 | 1908.0881 | 0 | ResDHW | -5.5229 | 0 | 0 | 0 | 0 | 0 | 0 | 0
Tier2_indor2_HZ2_gfacHeatkwh | Tier2_indor2_HZ2_gfac | Heatkwh | -15.9879 | 13 | 0 | 0 | ResSpHtFAFZ2 | -5.5229 | 0 | 0 | 0 | 0 | 0 | 0 | -21.0113 | ResSpHtFAFZ2
Tier2_indor2_HZ2_gfacCoolkwh | Tier2_indor2_HZ2_gfac | Coolkwh | 28.6848 | 13 | 0 | 0 | ResCACPNW | -5.5229 | 0 | 0 | 0 | 0 | 0 | 0 | 0
Tier2_indor2_HZ2_efafDHWkwh | Tier2_indor2_HZ2_efaf | DHWkwh | 1391.0336 | 13 | 1908.0881 | 0 | ResDHW | -3.8419 | 0 | 0 | 0 | 0 | 0 | 0 | 0
Tier2_indor2_HZ2_efafHeatkwh | Tier2_indor2_HZ2_efaf | Heatkwh | -385.226 | 13 | 0 | 0 | ResSpHtFAFZ2 | -3.8419 | 0 | 0 | 0 | 0 | 0 | 0 | -0.28903 | ResSpHtFAFZ2
Tier2_indor2_HZ2_efafCoolkwh | Tier2_indor2_HZ2_efaf | Coolkwh | 0 | 13 | 0 | 0 | ResCACPNW | -3.8419 | 0 | 0 | 0 | 0 | 0 | 0 | 0
Tier2_indor2_HZ2_hp85DHWkwh | Tier2_indor2_HZ2_hp85 | DHWkwh | 1380.3592 | 13 | 1908.0881 | 0 | ResDHW | -2.5228 | 0 | 0 | 0 | 0 | 0 | 0 | 0
Tier2_indor2_HZ2_hp85Heatkwh | Tier2_indor2_HZ2_hp85 | Heatkwh | -252.962 | 13 | 0 | 0 | ResSpHtHPZ2 | -2.5228 | 0 | 0 | 0 | 0 | 0 | 0 | -0.18979 | ResSpHtHPZ2
Tier2_indor2_HZ2_hp85Coolkwh | Tier2_indor2_HZ2_hp85 | Coolkwh | 28.8724 | 13 | 0 | 0 | ResCACPNW | -2.5228 | 0 | 0 | 0 | 0 | 0 | 0 | 0
Tier2_indor2_HZ2_zonlDHWkwh | Tier2_indor2_HZ2_zonl | DHWkwh | 1390.9229 | 13 | 1908.0881 | 0 | ResDHW | -3.4129 | 0 | 0 | 0 | 0 | 0 | 0 | 0
Tier2_indor2_HZ2_zonlHeatkwh | Tier2_indor2_HZ2_zonl | Heatkwh | -342.2163 | 13 | 0 | 0 | ResSpHtBBZ2 | -3.4129 | 0 | 0 | 0 | 0 | 0 | 0 | -0.25676 | ResSpHtBBZ2
Tier2_indor2_HZ2_zonlCoolkwh | Tier2_indor2_HZ2_zonl | Coolkwh | 0 | 13 | 0 | 0 | ResCACPNW | -3.4129 | 0 | 0 | 0 | 0 | 0 | 0 | 0
Tier2_indor2_HZ3_gfncDHWkwh | Tier2_indor2_HZ3_gfnc | DHWkwh | 1450.0419 | 13 | 1908.0881 | 0 | ResDHW | -5.0194 | 0 | 0 | 0 | 0 | 0 | 0 | 0
Tier2_indor2_HZ3_gfncHeatkwh | Tier2_indor2_HZ3_gfnc | Heatkwh | -14.122 | 13 | 0 | 0 | ResSpHtFAFZ3 | -5.0194 | 0 | 0 | 0 | 0 | 0 | 0 | -19.1115 | ResSpHtFAFZ3
Tier2_indor2_HZ3_gfncCoolkwh | Tier2_indor2_HZ3_gfnc | Coolkwh | 0 | 13 | 0 | 0 | ResCACPNW | -5.0194 | 0 | 0 | 0 | 0 | 0 | 0 | 0
Tier2_indor2_HZ3_gfacDHWkwh | Tier2_indor2_HZ3_gfac | DHWkwh | 1441.8583 | 13 | 1908.0881 | 0 | ResDHW | -5.1094 | 0 | 0 | 0 | 0 | 0 | 0 | 0
Tier2_indor2_HZ3_gfacHeatkwh | Tier2_indor2_HZ3_gfac | Heatkwh | -14.7611 | 13 | 0 | 0 | ResSpHtFAFZ3 | -5.1094 | 0 | 0 | 0 | 0 | 0 | 0 | -19.4392 | ResSpHtFAFZ3
Tier2_indor2_HZ3_gfacCoolkwh | Tier2_indor2_HZ3_gfac | Coolkwh | 32.6944 | 13 | 0 | 0 | ResCACPNW | -5.1094 | 0 | 0 | 0 | 0 | 0 | 0 | 0
Tier2_indor2_HZ3_efafDHWkwh | Tier2_indor2_HZ3_efaf | DHWkwh | 1450.0419 | 13 | 1908.0881 | 0 | ResDHW | -3.5358 | 0 | 0 | 0 | 0 | 0 | 0 | 0
Tier2_indor2_HZ3_efafHeatkwh | Tier2_indor2_HZ3_efaf | Heatkwh | -354.5365 | 13 | 0 | 0 | ResSpHtFAFZ3 | -3.5358 | 0 | 0 | 0 | 0 | 0 | 0 | -0.266 | ResSpHtFAFZ3
Tier2_indor2_HZ3_efafCoolkwh | Tier2_indor2_HZ3_efaf | Coolkwh | 0 | 13 | 0 | 0 | ResCACPNW | -3.5358 | 0 | 0 | 0 | 0 | 0 | 0 | 0
Tier2_indor2_HZ3_hp85DHWkwh | Tier2_indor2_HZ3_hp85 | DHWkwh | 1441.885 | 13 | 1908.0881 | 0 | ResDHW | -2.6575 | 0 | 0 | 0 | 0 | 0 | 0 | 0
Tier2_indor2_HZ3_hp85Heatkwh | Tier2_indor2_HZ3_hp85 | Heatkwh | -266.4691 | 13 | 0 | 0 | ResSpHtHPZ3 | -2.6575 | 0 | 0 | 0 | 0 | 0 | 0 | -0.19993 | ResSpHtHPZ3
Tier2_indor2_HZ3_hp85Coolkwh | Tier2_indor2_HZ3_hp85 | Coolkwh | 32.9058 | 13 | 0 | 0 | ResCACPNW | -2.6575 | 0 | 0 | 0 | 0 | 0 | 0 | 0
Tier2_indor2_HZ3_zonlDHWkwh | Tier2_indor2_HZ3_zonl | DHWkwh | 1449.9493 | 13 | 1908.0881 | 0 | ResDHW | -3.131 | 0 | 0 | 0 | 0 | 0 | 0 | 0
Tier2_indor2_HZ3_zonlHeatkwh | Tier2_indor2_HZ3_zonl | Heatkwh | -313.9418 | 13 | 0 | 0 | ResSpHtBBZ3 | -3.131 | 0 | 0 | 0 | 0 | 0 | 0 | -0.23554 | ResSpHtBBZ3
Tier2_indor2_HZ3_zonlCoolkwh | Tier2_indor2_HZ3_zonl | Coolkwh | 0 | 13 | 0 | 0 | ResCACPNW | -3.131 | 0 | 0 | 0 | 0 | 0 | 0 | 0
Make Incremental
| Input Data | [7 empty] | Periodic Replacement Costs and Savings and Replacement Period | [5 empty] | Gas Inputs
Concatenate | Category Name | Measure Name | Savings (kwh/yr) | Life (yrs) | Capital Cost | Annual O&M | Shape Pointer | Non-E Val ($/yr) | Cost 1 ($) | Period 1 | Cost 2 ($) | Period 2 | Cost 3 ($) | Period 3 | Savings (therms/yr) | Shape Pointer
Tier1_garage_HZ1DHWkwh | Tier1_garage_HZ1 | DHWkwh | 1016.3641 | 13 | 724.5875 | 0 | ResDHW | 0 | 0 | 0 | 0 | 0 | 0 | 0 | 0
Tier1_garage_HZ1Heatkwh | Tier1_garage_HZ1 | Heatkwh | 0 | 13 | 0 | 0 | ResSpHtFAFZ1 | 0 | 0 | 0 | 0 | 0 | 0 | 0 | 0
Tier1_garage_HZ1Coolkwh | Tier1_garage_HZ1 | Coolkwh | 0 | 13 | 0 | 0 | ResCACPNW | 0 | 0 | 0 | 0 | 0 | 0 | 0 | 0
Tier1_garage_HZ2DHWkwh | Tier1_garage_HZ2 | DHWkwh | 846.856 | 13 | 724.5875 | 0 | ResDHW | 0 | 0 | 0 | 0 | 0 | 0 | 0 | 0
Tier1_garage_HZ2Heatkwh | Tier1_garage_HZ2 | Heatkwh | 0 | 13 | 0 | 0 | ResSpHtFAFZ2 | 0 | 0 | 0 | 0 | 0 | 0 | 0 | 0
Tier1_garage_HZ2Coolkwh | Tier1_garage_HZ2 | Coolkwh | 0 | 13 | 0 | 0 | ResCACPNW | 0 | 0 | 0 | 0 | 0 | 0 | 0 | 0
Tier1_garage_HZ3DHWkwh | Tier1_garage_HZ3 | DHWkwh | 708.185 | 13 | 724.5875 | 0 | ResDHW | 0 | 0 | 0 | 0 | 0 | 0 | 0 | 0
Tier1_garage_HZ3Heatkwh | Tier1_garage_HZ3 | Heatkwh | 0 | 13 | 0 | 0 | ResSpHtFAFZ3 | 0 | 0 | 0 | 0 | 0 | 0 | 0 | 0
Tier1_garage_HZ3Coolkwh | Tier1_garage_HZ3 | Coolkwh | 0 | 13 | 0 | 0 | ResCACPNW | 0 | 0 | 0 | 0 | 0 | 0 | 0 | 0
Tier1_basmnt_HZ1DHWkwh | Tier1_basmnt_HZ1 | DHWkwh | 1116.4145 | 13 | 724.5875 | 0 | ResDHW | 0 | 0 | 0 | 0 | 0 | 0 | 0 | 0
Tier1_basmnt_HZ1Heatkwh | Tier1_basmnt_HZ1 | Heatkwh | 0 | 13 | 0 | 0 | ResSpHtFAFZ1 | 0 | 0 | 0 | 0 | 0 | 0 | 0 | 0
Tier1_basmnt_HZ1Coolkwh | Tier1_basmnt_HZ1 | Coolkwh | 0 | 13 | 0 | 0 | ResCACPNW | 0 | 0 | 0 | 0 | 0 | 0 | 0 | 0
Tier1_basmnt_HZ2DHWkwh | Tier1_basmnt_HZ2 | DHWkwh | 1154.5782 | 13 | 724.5875 | 0 | ResDHW | 0 | 0 | 0 | 0 | 0 | 0 | 0 | 0
Tier1_basmnt_HZ2Heatkwh | Tier1_basmnt_HZ2 | Heatkwh | 0 | 13 | 0 | 0 | ResSpHtFAFZ2 | 0 | 0 | 0 | 0 | 0 | 0 | 0 | 0
Tier1_basmnt_HZ2Coolkwh | Tier1_basmnt_HZ2 | Coolkwh | 0 | 13 | 0 | 0 | ResCACPNW | 0 | 0 | 0 | 0 | 0 | 0 | 0 | 0
Tier1_basmnt_HZ3DHWkwh | Tier1_basmnt_HZ3 | DHWkwh | 1160.512 | 13 | 724.5875 | 0 | ResDHW | 0 | 0 | 0 | 0 | 0 | 0 | 0 | 0
Tier1_basmnt_HZ3Heatkwh | Tier1_basmnt_HZ3 | Heatkwh | 0 | 13 | 0 | 0 | ResSpHtFAFZ3 | 0 | 0 | 0 | 0 | 0 | 0 | 0 | 0
Tier1_basmnt_HZ3Coolkwh | Tier1_basmnt_HZ3 | Coolkwh | 0 | 13 | 0 | 0 | ResCACPNW | 0 | 0 | 0 | 0 | 0 | 0 | 0 | 0
Tier1_indor2_HZ1_gfncDHWkwh | Tier1_indor2_HZ1_gfnc | DHWkwh | 1243.8604 | 13 | 724.5875 | 0 | ResDHW | -5.0637 | 0 | 0 | 0 | 0 | 0 | 0 | 0
Tier1_indor2_HZ1_gfncHeatkwh | Tier1_indor2_HZ1_gfnc | Heatkwh | -13.07 | 13 | 0 | 0 | ResSpHtFAFZ1 | -5.0637 | 0 | 0 | 0 | 0 | 0 | 0 | -19.7248 | ResSpHtFAFZ1
Tier1_indor2_HZ1_gfncCoolkwh | Tier1_indor2_HZ1_gfnc | Coolkwh | 0 | 13 | 0 | 0 | ResCACPNW | -5.0637 | 0 | 0 | 0 | 0 | 0 | 0 | 0
Tier1_indor2_HZ1_gfacDHWkwh | Tier1_indor2_HZ1_gfac | DHWkwh | 1231.4054 | 13 | 724.5875 | 0 | ResDHW | -5.1132 | 0 | 0 | 0 | 0 | 0 | 0 | 0
Tier1_indor2_HZ1_gfacHeatkwh | Tier1_indor2_HZ1_gfac | Heatkwh | -14.5496 | 13 | 0 | 0 | ResSpHtFAFZ1 | -5.1132 | 0 | 0 | 0 | 0 | 0 | 0 | -19.8664 | ResSpHtFAFZ1
Tier1_indor2_HZ1_gfacCoolkwh | Tier1_indor2_HZ1_gfac | Coolkwh | 29.3806 | 13 | 0 | 0 | ResCACPNW | -5.1132 | 0 | 0 | 0 | 0 | 0 | 0 | 0
Tier1_indor2_HZ1_efafDHWkwh | Tier1_indor2_HZ1_efaf | DHWkwh | 1243.8604 | 13 | 724.5875 | 0 | ResDHW | -3.5689 | 0 | 0 | 0 | 0 | 0 | 0 | 0
Tier1_indor2_HZ1_efafHeatkwh | Tier1_indor2_HZ1_efaf | Heatkwh | -351.5092 | 13 | 0 | 0 | ResSpHtFAFZ1 | -3.5689 | 0 | 0 | 0 | 0 | 0 | 0 | -0.83691 | ResSpHtFAFZ1
Tier1_indor2_HZ1_efafCoolkwh | Tier1_indor2_HZ1_efaf | Coolkwh | 0 | 13 | 0 | 0 | ResCACPNW | -3.5689 | 0 | 0 | 0 | 0 | 0 | 0 | 0
Tier1_indor2_HZ1_hp85DHWkwh | Tier1_indor2_HZ1_hp85 | DHWkwh | 1231.4162 | 13 | 724.5875 | 0 | ResDHW | -1.7496 | 0 | 0 | 0 | 0 | 0 | 0 | 0
Tier1_indor2_HZ1_hp85Heatkwh | Tier1_indor2_HZ1_hp85 | Heatkwh | -172.3235 | 13 | 0 | 0 | ResSpHtHPZ1 | -1.7496 | 0 | 0 | 0 | 0 | 0 | 0 | -0.41028 | ResSpHtHPZ1
Tier1_indor2_HZ1_hp85Coolkwh | Tier1_indor2_HZ1_hp85 | Coolkwh | 29.5527 | 13 | 0 | 0 | ResCACPNW | -1.7496 | 0 | 0 | 0 | 0 | 0 | 0 | 0
Tier1_indor2_HZ1_zonlDHWkwh | Tier1_indor2_HZ1_zonl | DHWkwh | 1243.8864 | 13 | 724.5875 | 0 | ResDHW | -3.186 | 0 | 0 | 0 | 0 | 0 | 0 | 0
Tier1_indor2_HZ1_zonlHeatkwh | Tier1_indor2_HZ1_zonl | Heatkwh | -313.8 | 13 | 0 | 0 | ResSpHtBBZ1 | -3.186 | 0 | 0 | 0 | 0 | 0 | 0 | -0.74712 | ResSpHtBBZ1
Tier1_indor2_HZ1_zonlCoolkwh | Tier1_indor2_HZ1_zonl | Coolkwh | 0 | 13 | 0 | 0 | ResCACPNW | -3.186 | 0 | 0 | 0 | 0 | 0 | 0 | 0
Tier1_indor2_HZ2_gfncDHWkwh | Tier1_indor2_HZ2_gfnc | DHWkwh | 1310.2364 | 13 | 724.5875 | 0 | ResDHW | -4.6366 | 0 | 0 | 0 | 0 | 0 | 0 | 0
Tier1_indor2_HZ2_gfncHeatkwh | Tier1_indor2_HZ2_gfnc | Heatkwh | -12.8279 | 13 | 0 | 0 | ResSpHtFAFZ2 | -4.6366 | 0 | 0 | 0 | 0 | 0 | 0 | -17.6621 | ResSpHtFAFZ2
Tier1_indor2_HZ2_gfncCoolkwh | Tier1_indor2_HZ2_gfnc | Coolkwh | 0 | 13 | 0 | 0 | ResCACPNW | -4.6366 | 0 | 0 | 0 | 0 | 0 | 0 | 0
Tier1_indor2_HZ2_gfacDHWkwh | Tier1_indor2_HZ2_gfac | DHWkwh | 1290.7119 | 13 | 724.5875 | 0 | ResDHW | -4.6882 | 0 | 0 | 0 | 0 | 0 | 0 | 0
Tier1_indor2_HZ2_gfacHeatkwh | Tier1_indor2_HZ2_gfac | Heatkwh | -13.5711 | 13 | 0 | 0 | ResSpHtFAFZ2 | -4.6882 | 0 | 0 | 0 | 0 | 0 | 0 | -17.8358 | ResSpHtFAFZ2
Tier1_indor2_HZ2_gfacCoolkwh | Tier1_indor2_HZ2_gfac | Coolkwh | 33.1296 | 13 | 0 | 0 | ResCACPNW | -4.6882 | 0 | 0 | 0 | 0 | 0 | 0 | 0
Tier1_indor2_HZ2_efafDHWkwh | Tier1_indor2_HZ2_efaf | DHWkwh | 1310.2364 | 13 | 724.5875 | 0 | ResDHW | -3.2721 | 0 | 0 | 0 | 0 | 0 | 0 | 0
Tier1_indor2_HZ2_efafHeatkwh | Tier1_indor2_HZ2_efaf | Heatkwh | -328.0895 | 13 | 0 | 0 | ResSpHtFAFZ2 | -3.2721 | 0 | 0 | 0 | 0 | 0 | 0 | -0.24616 | ResSpHtFAFZ2
Tier1_indor2_HZ2_efafCoolkwh | Tier1_indor2_HZ2_efaf | Coolkwh | 0 | 13 | 0 | 0 | ResCACPNW | -3.2721 | 0 | 0 | 0 | 0 | 0 | 0 | 0
Tier1_indor2_HZ2_hp85DHWkwh | Tier1_indor2_HZ2_hp85 | DHWkwh | 1290.7266 | 13 | 724.5875 | 0 | ResDHW | -2.0996 | 0 | 0 | 0 | 0 | 0 | 0 | 0
Tier1_indor2_HZ2_hp85Heatkwh | Tier1_indor2_HZ2_hp85 | Heatkwh | -210.5301 | 13 | 0 | 0 | ResSpHtHPZ2 | -2.0996 | 0 | 0 | 0 | 0 | 0 | 0 | -0.15796 | ResSpHtHPZ2
Tier1_indor2_HZ2_hp85Coolkwh | Tier1_indor2_HZ2_hp85 | Coolkwh | 33.3198 | 13 | 0 | 0 | ResCACPNW | -2.0996 | 0 | 0 | 0 | 0 | 0 | 0 | 0
Tier1_indor2_HZ2_zonlDHWkwh | Tier1_indor2_HZ2_zonl | DHWkwh | 1309.9202 | 13 | 724.5875 | 0 | ResDHW | -2.9078 | 0 | 0 | 0 | 0 | 0 | 0 | 0
Tier1_indor2_HZ2_zonlHeatkwh | Tier1_indor2_HZ2_zonl | Heatkwh | -291.5624 | 13 | 0 | 0 | ResSpHtBBZ2 | -2.9078 | 0 | 0 | 0 | 0 | 0 | 0 | -0.21875 | ResSpHtBBZ2
Tier1_indor2_HZ2_zonlCoolkwh | Tier1_indor2_HZ2_zonl | Coolkwh | 0 | 13 | 0 | 0 | ResCACPNW | -2.9078 | 0 | 0 | 0 | 0 | 0 | 0 | 0
Tier1_indor2_HZ3_gfncDHWkwh | Tier1_indor2_HZ3_gfnc | DHWkwh | 1340.4486 | 13 | 724.5875 | 0 | ResDHW | -4.259 | 0 | 0 | 0 | 0 | 0 | 0 | 0
Tier1_indor2_HZ3_gfncHeatkwh | Tier1_indor2_HZ3_gfnc | Heatkwh | -11.9709 | 13 | 0 | 0 | ResSpHtFAFZ3 | -4.259 | 0 | 0 | 0 | 0 | 0 | 0 | -16.2166 | ResSpHtFAFZ3
Tier1_indor2_HZ3_gfncCoolkwh | Tier1_indor2_HZ3_gfnc | Coolkwh | 0 | 13 | 0 | 0 | ResCACPNW | -4.259 | 0 | 0 | 0 | 0 | 0 | 0 | 0
Tier1_indor2_HZ3_gfacDHWkwh | Tier1_indor2_HZ3_gfac | DHWkwh | 1326.6189 | 13 | 724.5875 | 0 | ResDHW | -4.3286 | 0 | 0 | 0 | 0 | 0 | 0 | 0
Tier1_indor2_HZ3_gfacHeatkwh | Tier1_indor2_HZ3_gfac | Heatkwh | -12.4934 | 13 | 0 | 0 | ResSpHtFAFZ3 | -4.3286 | 0 | 0 | 0 | 0 | 0 | 0 | -16.4692 | ResSpHtFAFZ3
Tier1_indor2_HZ3_gfacCoolkwh | Tier1_indor2_HZ3_gfac | Coolkwh | 35.2923 | 13 | 0 | 0 | ResCACPNW | -4.3286 | 0 | 0 | 0 | 0 | 0 | 0 | 0
Tier1_indor2_HZ3_efafDHWkwh | Tier1_indor2_HZ3_efaf | DHWkwh | 1340.4486 | 13 | 724.5875 | 0 | ResDHW | -3.0001 | 0 | 0 | 0 | 0 | 0 | 0 | 0
Tier1_indor2_HZ3_efafHeatkwh | Tier1_indor2_HZ3_efaf | Heatkwh | -300.8241 | 13 | 0 | 0 | ResSpHtFAFZ3 | -3.0001 | 0 | 0 | 0 | 0 | 0 | 0 | -0.2257 | ResSpHtFAFZ3
Tier1_indor2_HZ3_efafCoolkwh | Tier1_indor2_HZ3_efaf | Coolkwh | 0 | 13 | 0 | 0 | ResCACPNW | -3.0001 | 0 | 0 | 0 | 0 | 0 | 0 | 0
Tier1_indor2_HZ3_hp85DHWkwh | Tier1_indor2_HZ3_hp85 | DHWkwh | 1326.5332 | 13 | 724.5875 | 0 | ResDHW | -2.1814 | 0 | 0 | 0 | 0 | 0 | 0 | 0
Tier1_indor2_HZ3_hp85Heatkwh | Tier1_indor2_HZ3_hp85 | Heatkwh | -218.7268 | 13 | 0 | 0 | ResSpHtHPZ3 | -2.1814 | 0 | 0 | 0 | 0 | 0 | 0 | -0.16411 | ResSpHtHPZ3
Tier1_indor2_HZ3_hp85Coolkwh | Tier1_indor2_HZ3_hp85 | Coolkwh | 35.4938 | 13 | 0 | 0 | ResCACPNW | -2.1814 | 0 | 0 | 0 | 0 | 0 | 0 | 0
Tier1_indor2_HZ3_zonlDHWkwh | Tier1_indor2_HZ3_zonl | DHWkwh | 1340.4399 | 13 | 724.5875 | 0 | ResDHW | -2.6597 | 0 | 0 | 0 | 0 | 0 | 0 | 0
Tier1_indor2_HZ3_zonlHeatkwh | Tier1_indor2_HZ3_zonl | Heatkwh | -266.6832 | 13 | 0 | 0 | ResSpHtBBZ3 | -2.6597 | 0 | 0 | 0 | 0 | 0 | 0 | -0.20009 | ResSpHtBBZ3
Tier1_indor2_HZ3_zonlCoolkwh | Tier1_indor2_HZ3_zonl | Coolkwh | 0 | 13 | 0 | 0 | ResCACPNW | -2.6597 | 0 | 0 | 0 | 0 | 0 | 0 | 0
Tier2_garage_HZ1DHWkwh | Tier2_garage_HZ1 | DHWkwh | 203.297 | 13 | 1183.5005 | 0 | ResDHW | 0 | 0 | 0 | 0 | 0 | 0 | 0 | 0
Tier2_garage_HZ1Heatkwh | Tier2_garage_HZ1 | Heatkwh | 0 | 13 | 0 | 0 | ResSpHtFAFZ1 | 0 | 0 | 0 | 0 | 0 | 0 | 0 | 0
Tier2_garage_HZ1Coolkwh | Tier2_garage_HZ1 | Coolkwh | 0 | 13 | 0 | 0 | ResCACPNW | 0 | 0 | 0 | 0 | 0 | 0 | 0 | 0
Tier2_garage_HZ2DHWkwh | Tier2_garage_HZ2 | DHWkwh | 405.4169 | 13 | 1183.5005 | 0 | ResDHW | 0 | 0 | 0 | 0 | 0 | 0 | 0 | 0
Tier2_garage_HZ2Heatkwh | Tier2_garage_HZ2 | Heatkwh | 0 | 13 | 0 | 0 | ResSpHtFAFZ2 | 0 | 0 | 0 | 0 | 0 | 0 | 0 | 0
Tier2_garage_HZ2Coolkwh | Tier2_garage_HZ2 | Coolkwh | 0 | 13 | 0 | 0 | ResCACPNW | 0 | 0 | 0 | 0 | 0 | 0 | 0 | 0
Tier2_garage_HZ3DHWkwh | Tier2_garage_HZ3 | DHWkwh | 579.2024 | 13 | 1183.5005 | 0 | ResDHW | 0 | 0 | 0 | 0 | 0 | 0 | 0 | 0
Tier2_garage_HZ3Heatkwh | Tier2_garage_HZ3 | Heatkwh | 0 | 13 | 0 | 0 | ResSpHtFAFZ3 | 0 | 0 | 0 | 0 | 0 | 0 | 0 | 0
Tier2_garage_HZ3Coolkwh | Tier2_garage_HZ3 | Coolkwh | 0 | 13 | 0 | 0 | ResCACPNW | 0 | 0 | 0 | 0 | 0 | 0 | 0 | 0
Tier2_basmnt_HZ1DHWkwh | Tier2_basmnt_HZ1 | DHWkwh | 106.7697 | 13 | 1183.5005 | 0 | ResDHW | 0 | 0 | 0 | 0 | 0 | 0 | 0 | 0
Tier2_basmnt_HZ1Heatkwh | Tier2_basmnt_HZ1 | Heatkwh | 0 | 13 | 0 | 0 | ResSpHtFAFZ1 | 0 | 0 | 0 | 0 | 0 | 0 | 0 | 0
Tier2_basmnt_HZ1Coolkwh | Tier2_basmnt_HZ1 | Coolkwh | 0 | 13 | 0 | 0 | ResCACPNW | 0 | 0 | 0 | 0 | 0 | 0 | 0 | 0
Tier2_basmnt_HZ2DHWkwh | Tier2_basmnt_HZ2 | DHWkwh | 111.9615 | 13 | 1183.5005 | 0 | ResDHW | 0 | 0 | 0 | 0 | 0 | 0 | 0 | 0
Tier2_basmnt_HZ2Heatkwh | Tier2_basmnt_HZ2 | Heatkwh | 0 | 13 | 0 | 0 | ResSpHtFAFZ2 | 0 | 0 | 0 | 0 | 0 | 0 | 0 | 0
Tier2_basmnt_HZ2Coolkwh | Tier2_basmnt_HZ2 | Coolkwh | 0 | 13 | 0 | 0 | ResCACPNW | 0 | 0 | 0 | 0 | 0 | 0 | 0 | 0
Tier2_basmnt_HZ3DHWkwh | Tier2_basmnt_HZ3 | DHWkwh | 153.816 | 13 | 1183.5005 | 0 | ResDHW | 0 | 0 | 0 | 0 | 0 | 0 | 0 | 0
Tier2_basmnt_HZ3Heatkwh | Tier2_basmnt_HZ3 | Heatkwh | 0 | 13 | 0 | 0 | ResSpHtFAFZ3 | 0 | 0 | 0 | 0 | 0 | 0 | 0 | 0
Tier2_basmnt_HZ3Coolkwh | Tier2_basmnt_HZ3 | Coolkwh | 0 | 13 | 0 | 0 | ResCACPNW | 0 | 0 | 0 | 0 | 0 | 0 | 0 | 0
Tier2_indor2_HZ1_gfncDHWkwh | Tier2_indor2_HZ1_gfnc | DHWkwh | 80.2248 | 13 | 1183.5005 | 0 | ResDHW | -0.88049 | 0 | 0 | 0 | 0 | 0 | 0 | 0
Tier2_indor2_HZ1_gfncHeatkwh | Tier2_indor2_HZ1_gfnc | Heatkwh | -2.294 | 13 | 0 | 0 | ResSpHtFAFZ1 | -0.88049 | 0 | 0 | 0 | 0 | 0 | 0 | -3.429 | ResSpHtFAFZ1
Tier2_indor2_HZ1_gfncCoolkwh | Tier2_indor2_HZ1_gfnc | Coolkwh | 0 | 13 | 0 | 0 | ResCACPNW | -0.88049 | 0 | 0 | 0 | 0 | 0 | 0 | 0
Tier2_indor2_HZ1_gfacDHWkwh | Tier2_indor2_HZ1_gfac | DHWkwh | 84.6701 | 13 | 1183.5005 | 0 | ResDHW | -0.89162 | 0 | 0 | 0 | 0 | 0 | 0 | 0
Tier2_indor2_HZ1_gfacHeatkwh | Tier2_indor2_HZ1_gfac | Heatkwh | -2.5365 | 13 | 0 | 0 | ResSpHtFAFZ1 | -0.89162 | 0 | 0 | 0 | 0 | 0 | 0 | -3.4642 | ResSpHtFAFZ1
Tier2_indor2_HZ1_gfacCoolkwh | Tier2_indor2_HZ1_gfac | Coolkwh | -5.1204 | 13 | 0 | 0 | ResCACPNW | -0.89162 | 0 | 0 | 0 | 0 | 0 | 0 | 0
Tier2_indor2_HZ1_efafDHWkwh | Tier2_indor2_HZ1_efaf | DHWkwh | 80.2248 | 13 | 1183.5005 | 0 | ResDHW | -0.62059 | 0 | 0 | 0 | 0 | 0 | 0 | 0
Tier2_indor2_HZ1_efafHeatkwh | Tier2_indor2_HZ1_efaf | Heatkwh | -61.1236 | 13 | 0 | 0 | ResSpHtFAFZ1 | -0.62059 | 0 | 0 | 0 | 0 | 0 | 0 | -0.14553 | ResSpHtFAFZ1
Tier2_indor2_HZ1_efafCoolkwh | Tier2_indor2_HZ1_efaf | Coolkwh | 0 | 13 | 0 | 0 | ResCACPNW | -0.62059 | 0 | 0 | 0 | 0 | 0 | 0 | 0
Tier2_indor2_HZ1_hp85DHWkwh | Tier2_indor2_HZ1_hp85 | DHWkwh | 84.6608 | 13 | 1183.5005 | 0 | ResDHW | -0.34769 | 0 | 0 | 0 | 0 | 0 | 0 | 0
Tier2_indor2_HZ1_hp85Heatkwh | Tier2_indor2_HZ1_hp85 | Heatkwh | -34.245 | 13 | 0 | 0 | ResSpHtHPZ1 | -0.34769 | 0 | 0 | 0 | 0 | 0 | 0 | -0.081534 | ResSpHtHPZ1
Tier2_indor2_HZ1_hp85Coolkwh | Tier2_indor2_HZ1_hp85 | Coolkwh | -5.1308 | 13 | 0 | 0 | ResCACPNW | -0.34769 | 0 | 0 | 0 | 0 | 0 | 0 | 0
Tier2_indor2_HZ1_zonlDHWkwh | Tier2_indor2_HZ1_zonl | DHWkwh | 80.152 | 13 | 1183.5005 | 0 | ResDHW | -0.55107 | 0 | 0 | 0 | 0 | 0 | 0 | 0
Tier2_indor2_HZ1_zonlHeatkwh | Tier2_indor2_HZ1_zonl | Heatkwh | -54.2757 | 13 | 0 | 0 | ResSpHtBBZ1 | -0.55107 | 0 | 0 | 0 | 0 | 0 | 0 | -0.12922 | ResSpHtBBZ1
Tier2_indor2_HZ1_zonlCoolkwh | Tier2_indor2_HZ1_zonl | Coolkwh | 0 | 13 | 0 | 0 | ResCACPNW | -0.55107 | 0 | 0 | 0 | 0 | 0 | 0 | 0
Tier2_indor2_HZ2_gfncDHWkwh | Tier2_indor2_HZ2_gfnc | DHWkwh | 80.7973 | 13 | 1183.5005 | 0 | ResDHW | -0.80746 | 0 | 0 | 0 | 0 | 0 | 0 | 0
Tier2_indor2_HZ2_gfncHeatkwh | Tier2_indor2_HZ2_gfnc | Heatkwh | -2.2348 | 13 | 0 | 0 | ResSpHtFAFZ2 | -0.80746 | 0 | 0 | 0 | 0 | 0 | 0 | -3.0758 | ResSpHtFAFZ2
Tier2_indor2_HZ2_gfncCoolkwh | Tier2_indor2_HZ2_gfnc | Coolkwh | 0 | 13 | 0 | 0 | ResCACPNW | -0.80746 | 0 | 0 | 0 | 0 | 0 | 0 | 0
Tier2_indor2_HZ2_gfacDHWkwh | Tier2_indor2_HZ2_gfac | DHWkwh | 89.6158 | 13 | 1183.5005 | 0 | ResDHW | -0.83468 | 0 | 0 | 0 | 0 | 0 | 0 | 0
Tier2_indor2_HZ2_gfacHeatkwh | Tier2_indor2_HZ2_gfac | Heatkwh | -2.4167 | 13 | 0 | 0 | ResSpHtFAFZ2 | -0.83468 | 0 | 0 | 0 | 0 | 0 | 0 | -3.1754 | ResSpHtFAFZ2
Tier2_indor2_HZ2_gfacCoolkwh | Tier2_indor2_HZ2_gfac | Coolkwh | -4.4448 | 13 | 0 | 0 | ResCACPNW | -0.83468 | 0 | 0 | 0 | 0 | 0 | 0 | 0
Tier2_indor2_HZ2_efafDHWkwh | Tier2_indor2_HZ2_efaf | DHWkwh | 80.7973 | 13 | 1183.5005 | 0 | ResDHW | -0.56983 | 0 | 0 | 0 | 0 | 0 | 0 | 0
Tier2_indor2_HZ2_efafHeatkwh | Tier2_indor2_HZ2_efaf | Heatkwh | -57.1365 | 13 | 0 | 0 | ResSpHtFAFZ2 | -0.56983 | 0 | 0 | 0 | 0 | 0 | 0 | -0.042868 | ResSpHtFAFZ2
Tier2_indor2_HZ2_efafCoolkwh | Tier2_indor2_HZ2_efaf | Coolkwh | 0 | 13 | 0 | 0 | ResCACPNW | -0.56983 | 0 | 0 | 0 | 0 | 0 | 0 | 0
Tier2_indor2_HZ2_hp85DHWkwh | Tier2_indor2_HZ2_hp85 | DHWkwh | 89.6326 | 13 | 1183.5005 | 0 | ResDHW | -0.42318 | 0 | 0 | 0 | 0 | 0 | 0 | 0
Tier2_indor2_HZ2_hp85Heatkwh | Tier2_indor2_HZ2_hp85 | Heatkwh | -42.4319 | 13 | 0 | 0 | ResSpHtHPZ2 | -0.42318 | 0 | 0 | 0 | 0 | 0 | 0 | -0.031836 | ResSpHtHPZ2
Tier2_indor2_HZ2_hp85Coolkwh | Tier2_indor2_HZ2_hp85 | Coolkwh | -4.4474 | 13 | 0 | 0 | ResCACPNW | -0.42318 | 0 | 0 | 0 | 0 | 0 | 0 | 0
Tier2_indor2_HZ2_zonlDHWkwh | Tier2_indor2_HZ2_zonl | DHWkwh | 81.0027 | 13 | 1183.5005 | 0 | ResDHW | -0.50518 | 0 | 0 | 0 | 0 | 0 | 0 | 0
Tier2_indor2_HZ2_zonlHeatkwh | Tier2_indor2_HZ2_zonl | Heatkwh | -50.6539 | 13 | 0 | 0 | ResSpHtBBZ2 | -0.50518 | 0 | 0 | 0 | 0 | 0 | 0 | -0.038005 | ResSpHtBBZ2
Tier2_indor2_HZ2_zonlCoolkwh | Tier2_indor2_HZ2_zonl | Coolkwh | 0 | 13 | 0 | 0 | ResCACPNW | -0.50518 | 0 | 0 | 0 | 0 | 0 | 0 | 0
Tier2_indor2_HZ3_gfncDHWkwh | Tier2_indor2_HZ3_gfnc | DHWkwh | 109.5933 | 13 | 1183.5005 | 0 | ResDHW | -0.76043 | 0 | 0 | 0 | 0 | 0 | 0 | 0
Tier2_indor2_HZ3_gfncHeatkwh | Tier2_indor2_HZ3_gfnc | Heatkwh | -2.1511 | 13 | 0 | 0 | ResSpHtFAFZ3 | -0.76043 | 0 | 0 | 0 | 0 | 0 | 0 | -2.8949 | ResSpHtFAFZ3
Tier2_indor2_HZ3_gfncCoolkwh | Tier2_indor2_HZ3_gfnc | Coolkwh | 0 | 13 | 0 | 0 | ResCACPNW | -0.76043 | 0 | 0 | 0 | 0 | 0 | 0 | 0
Tier2_indor2_HZ3_gfacDHWkwh | Tier2_indor2_HZ3_gfac | DHWkwh | 115.2394 | 13 | 1183.5005 | 0 | ResDHW | -0.78074 | 0 | 0 | 0 | 0 | 0 | 0 | 0
Tier2_indor2_HZ3_gfacHeatkwh | Tier2_indor2_HZ3_gfac | Heatkwh | -2.2676 | 13 | 0 | 0 | ResSpHtFAFZ3 | -0.78074 | 0 | 0 | 0 | 0 | 0 | 0 | -2.9699 | ResSpHtFAFZ3
Tier2_indor2_HZ3_gfacCoolkwh | Tier2_indor2_HZ3_gfac | Coolkwh | -2.5979 | 13 | 0 | 0 | ResCACPNW | -0.78074 | 0 | 0 | 0 | 0 | 0 | 0 | 0
Tier2_indor2_HZ3_efafDHWkwh | Tier2_indor2_HZ3_efaf | DHWkwh | 109.5933 | 13 | 1183.5005 | 0 | ResDHW | -0.53568 | 0 | 0 | 0 | 0 | 0 | 0 | 0
Tier2_indor2_HZ3_efafHeatkwh | Tier2_indor2_HZ3_efaf | Heatkwh | -53.7123 | 13 | 0 | 0 | ResSpHtFAFZ3 | -0.53568 | 0 | 0 | 0 | 0 | 0 | 0 | -0.040299 | ResSpHtFAFZ3
Tier2_indor2_HZ3_efafCoolkwh | Tier2_indor2_HZ3_efaf | Coolkwh | 0 | 13 | 0 | 0 | ResCACPNW | -0.53568 | 0 | 0 | 0 | 0 | 0 | 0 | 0
Tier2_indor2_HZ3_hp85DHWkwh | Tier2_indor2_HZ3_hp85 | DHWkwh | 115.3518 | 13 | 1183.5005 | 0 | ResDHW | -0.47614 | 0 | 0 | 0 | 0 | 0 | 0 | 0
Tier2_indor2_HZ3_hp85Heatkwh | Tier2_indor2_HZ3_hp85 | Heatkwh | -47.7423 | 13 | 0 | 0 | ResSpHtHPZ3 | -0.47614 | 0 | 0 | 0 | 0 | 0 | 0 | -0.03582 | ResSpHtHPZ3
Tier2_indor2_HZ3_hp85Coolkwh | Tier2_indor2_HZ3_hp85 | Coolkwh | -2.588 | 13 | 0 | 0 | ResCACPNW | -0.47614 | 0 | 0 | 0 | 0 | 0 | 0 | 0
Tier2_indor2_HZ3_zonlDHWkwh | Tier2_indor2_HZ3_zonl | DHWkwh | 109.5094 | 13 | 1183.5005 | 0 | ResDHW | -0.47131 | 0 | 0 | 0 | 0 | 0 | 0 | 0
Tier2_indor2_HZ3_zonlHeatkwh | Tier2_indor2_HZ3_zonl | Heatkwh | -47.2586 | 13 | 0 | 0 | ResSpHtBBZ3 | -0.47131 | 0 | 0 | 0 | 0 | 0 | 0 | -0.035457 | ResSpHtBBZ3
Tier2_indor2_HZ3_zonlCoolkwh | Tier2_indor2_HZ3_zonl | Coolkwh | 0 | 13 | 0 | 0 | ResCACPNW | -0.47131 | 0 | 0 | 0 | 0 | 0 | 0 | 0
Note on J5: :ProCost Periodic replacement costs and savings of the measure. These are costs and savings that occur periodically, but at different periods than annually. Can be positive or negative. Periodic replacement costs for both the measure and the baseline measure should be included if applicable. ProCost can analyze these costs in two ways dependent on the 'Repeat Periodic Replacement' switch in the ProData page. When set to 'On', ProCost repeats replacement costs for multiple times over the life of a measure depending on the input period and measure life. For example fluorescent lamps may have a 4-year replacement cycle that repeats 3 times in a 15-year measure life. When set to 'Off', ProCost reads the period as the year after installation that the replacement cost occurs and does not subsequently reinstall or repeat the replacement costs. For example a compressor may be replaced only once in the life of a heat-pump system. Example: A new fluorescent lighting systems may have a measure life of 15 years, and a lamp life of five years. Two lamps per fixture must be replaced at years 6 and 11. Lamp and labor costs, expressed as positive costs, are entered as a cost and the period would be entered as 5. The baseline measure may have a four year lamp life and would have required a three-lamp replacement at years 5, 9 and 13. Lamp and labor replacement costs would be entered as annual savings in dollars with a 4-year period. ProCost determines the net present value of the two cost streams.
Note on P5: :ProCost If the measure has gas savings for increases, enter the annual savings and shape of the savings here. Example: Clothes washer saves electric motor and dryer energy and gas water heat.
Note on B6: :ProCost Category for the measure. Individual measures can be grouped into categories. ProCost output is reported by measure and by category. All measures must belong to at least one category. Category name can be the same as measure name. Example: Measures can be combined into one category if they have components with different load shapes or measure lives. On wash machines there may be one load shape for the electric motor savings component, a second load shape for the electric water heat savings component and a third shape for electric dryer savings component.
Note on C6: :ProCost Name of Measure. User-defined. For PTR measures, defined naming conventions apply.
Note on D6: :ProCost Annual electric savings for the measure in kWh at the site. May be positive, negative or zero. Savings are incremental to the baseline alternative.
Note on E6: :ProCost Physical life of the measure in years. Must be >=1.
Note on F6: :ProCost Initial cost to install the measure in dollars. Costs are incremental to the baseline alternative. Dollars must be denominated in the same year as 'Input Cost Reference Year' input on the ProData page.
Note on G6: :ProCost Annual operations and maintenance cost for the measure in dollars. Must be incremental cost over the baseline alternative. May be positive, negative or zero. Dollars must be denominated in the same year as 'Input Cost Reference Year' input on the ProData page. O&M costs are entered as positive values. Negative values represent O&M savings compared to the baseline alternative. Example: Annualized maintenance cost for a heat pump heating system compared to a baseline electric resistance heating system.
Note on H6: :ProCost Name of the pointer to the shape of the savings. The shapes represent the daily and monthly shape of the savings in four time segments for each month of the year. Shape of the savings is relative to the baseline alternative. These shapes are in the MC_AND_Loadshape file.
Note on I6: :ProCost Annual value of any non-energy benefits of the measure, relative to the baseline alternative. Expressed in dollars per year and denominated in dollars of the 'Cost Reference Year'. Positive value represents dollar savings. Negative value represents dollar cost. Example: Water, detergent and sewer savings from efficient clothes washer.
Note on J6: : Cost in dollars that is incurred for Period 1. Positive value if cost. Negative value if savings. Dollars must be denominated in the same year as 'Input Cost Reference Year' input on the ProData page.
Note on K6: :ProCost Duration of Period1. The time at which Period 1 costs, or savings, occur. In years.
Note on L6: : Cost in dollars that is incurred for Period 2 Positive value if cost. Negative value if savings. Dollars must be denominated in the same year as 'Input Cost Reference Year' input on the ProData page.
Note on M6: :ProCost Duration of Period 2. The time at which Period 2 costs, or savings, occur. In years.
Note on N6: : Cost in dollars that is incurred for Period 3. Positive value if cost. Negative value if savings. Dollars must be denominated in the same year as 'Input Cost Reference Year' input on the ProData page.
Note on O6: :ProCost Duration of Period 3. The time at which Period 3 costs, or savings, occur. In years.
Note on P6: : Annual gas savings, or increases, in therms.
Note on Q6: :ProCost Name of the pointer to the shape of the savings. The shapes represent the daily and monthly shape of the savings in four time segments for each month of the year. Shape of the savings is relative to the baseline alternative. These shapes are in the MC_AND_Loadshape file.
Note on J146: :ProCost Periodic replacement costs and savings of the measure. These are costs and savings that occur periodically, but at different periods than annually. Can be positive or negative. Periodic replacement costs for both the measure and the baseline measure should be included if applicable. ProCost can analyze these costs in two ways dependent on the 'Repeat Periodic Replacement' switch in the ProData page. When set to 'On', ProCost repeats replacement costs for multiple times over the life of a measure depending on the input period and measure life. For example fluorescent lamps may have a 4-year replacement cycle that repeats 3 times in a 15-year measure life. When set to 'Off', ProCost reads the period as the year after installation that the replacement cost occurs and does not subsequently reinstall or repeat the replacement costs. For example a compressor may be replaced only once in the life of a heat-pump system. Example: A new fluorescent lighting systems may have a measure life of 15 years, and a lamp life of five years. Two lamps per fixture must be replaced at years 6 and 11. Lamp and labor costs, expressed as positive costs, are entered as a cost and the period would be entered as 5. The baseline measure may have a four year lamp life and would have required a three-lamp replacement at years 5, 9 and 13. Lamp and labor replacement costs would be entered as annual savings in dollars with a 4-year period. ProCost determines the net present value of the two cost streams.
Note on P146: :ProCost If the measure has gas savings for increases, enter the annual savings and shape of the savings here. Example: Clothes washer saves electric motor and dryer energy and gas water heat.
Note on B147: :ProCost Category for the measure. Individual measures can be grouped into categories. ProCost output is reported by measure and by category. All measures must belong to at least one category. Category name can be the same as measure name. Example: Measures can be combined into one category if they have components with different load shapes or measure lives. On wash machines there may be one load shape for the electric motor savings component, a second load shape for the electric water heat savings component and a third shape for electric dryer savings component.
Note on C147: :ProCost Name of Measure. User-defined. For PTR measures, defined naming conventions apply.
Note on D147: :ProCost Annual electric savings for the measure in kWh at the site. May be positive, negative or zero. Savings are incremental to the baseline alternative.
Note on E147: :ProCost Physical life of the measure in years. Must be >=1.
Note on F147: :ProCost Initial cost to install the measure in dollars. Costs are incremental to the baseline alternative. Dollars must be denominated in the same year as 'Input Cost Reference Year' input on the ProData page.
Note on G147: :ProCost Annual operations and maintenance cost for the measure in dollars. Must be incremental cost over the baseline alternative. May be positive, negative or zero. Dollars must be denominated in the same year as 'Input Cost Reference Year' input on the ProData page. O&M costs are entered as positive values. Negative values represent O&M savings compared to the baseline alternative. Example: Annualized maintenance cost for a heat pump heating system compared to a baseline electric resistance heating system.
Note on H147: :ProCost Name of the pointer to the shape of the savings. The shapes represent the daily and monthly shape of the savings in four time segments for each month of the year. Shape of the savings is relative to the baseline alternative. These shapes are in the MC_AND_Loadshape file.
Note on I147: :ProCost Annual value of any non-energy benefits of the measure, relative to the baseline alternative. Expressed in dollars per year and denominated in dollars of the 'Cost Reference Year'. Positive value represents dollar savings. Negative value represents dollar cost. Example: Water, detergent and sewer savings from efficient clothes washer.
Note on J147: : Cost in dollars that is incurred for Period 1. Positive value if cost. Negative value if savings. Dollars must be denominated in the same year as 'Input Cost Reference Year' input on the ProData page.
Note on K147: :ProCost Duration of Period1. The time at which Period 1 costs, or savings, occur. In years.
Note on L147: : Cost in dollars that is incurred for Period 2 Positive value if cost. Negative value if savings. Dollars must be denominated in the same year as 'Input Cost Reference Year' input on the ProData page.
Note on M147: :ProCost Duration of Period 2. The time at which Period 2 costs, or savings, occur. In years.
Note on N147: : Cost in dollars that is incurred for Period 3. Positive value if cost. Negative value if savings. Dollars must be denominated in the same year as 'Input Cost Reference Year' input on the ProData page.
Note on O147: :ProCost Duration of Period 3. The time at which Period 3 costs, or savings, occur. In years.
Note on P147: : Annual gas savings, or increases, in therms.
Note on Q147: :ProCost Name of the pointer to the shape of the savings. The shapes represent the daily and monthly shape of the savings in four time segments for each month of the year. Shape of the savings is relative to the baseline alternative. These shapes are in the MC_AND_Loadshape file.

## Raw
RTF workbook: | Res_HPWH_v2_0
Measure Index Name
Costs must be denominated in the same year as 'Input Cost Reference Year' = |  | 2006
1 | 2 | 3 | 4 | 5 | 6 | 7 | 8 | 9 | 10 | 11 | 12 | 13 | 14 | 15 | 16 | 17 | 18 | 19 | 20 | 21 | 22 | 23 | 24 | 25 | 26 | 27 | 28 | 29 | 30 | 31 | 32 | 33 | 34 | 35 | 36 | 37 | 38 | 39 | 40 | 41 | 42 | 43 | 44 | 45 | 46 | 47 | 48 | 49 | 50 | 51 | 52 | 53 | 54 | 55 | 56 | 57 | 58 | 59 | 60 | 61 | 62 | 63 | 64 | 65 | 66 | 67 | 68 | 69 | 70 | 71 | 72 | 73 | 74 | 75 | 76 | 77 | 78 | 79 | 80 | 81 | 82 | 83 | 84 | 85 | 86 | 87 | 88 | 89 | 90 | 91 | 92 | 93 | 94 | 95 | 96 | 97 | 98 | 99 | 100 | 101 | 102 | 103 | 104 | 105
Input Data | [7 empty] | Periodic Replacement Costs and Savings and Replacement Period | [5 empty] | Gas Inputs
Category Name | Measure Name | Savings (kwh/yr) | Life (yrs) | Capital Cost | Annual O&M | Shape Pointer | Non-E Val ($/yr) | Cost 1 ($) | Period 1 | Cost 2 ($) | Period 2 | Cost 3 ($) | Period 3 | Savings (therms/yr) | Shape Pointer
Tier1_garage_HZ1 | DHWkwh | 1016.3641 | 13 | 654.5506 | 0 | ResDHW | 0 | [6 empty] | 0
Tier1_garage_HZ1 | Heatkwh | 0 | 13 | 0 | 0 | ResSpHtFAFZ1 | 0 | [6 empty] | 0
Tier1_garage_HZ1 | Coolkwh | 0 | 13 | 0 | 0 | ResCACPNW | 0 | [6 empty] | 0
Tier1_garage_HZ2 | DHWkwh | 846.856 | 13 | 654.5506 | 0 | ResDHW | 0 | [6 empty] | 0
Tier1_garage_HZ2 | Heatkwh | 0 | 13 | 0 | 0 | ResSpHtFAFZ2 | 0 | [6 empty] | 0
Tier1_garage_HZ2 | Coolkwh | 0 | 13 | 0 | 0 | ResCACPNW | 0 | [6 empty] | 0
Tier1_garage_HZ3 | DHWkwh | 708.185 | 13 | 654.5506 | 0 | ResDHW | 0 | [6 empty] | 0
Tier1_garage_HZ3 | Heatkwh | 0 | 13 | 0 | 0 | ResSpHtFAFZ3 | 0 | [6 empty] | 0
Tier1_garage_HZ3 | Coolkwh | 0 | 13 | 0 | 0 | ResCACPNW | 0 | [6 empty] | 0
Tier1_basmnt_HZ1 | DHWkwh | 1116.4145 | 13 | 654.5506 | 0 | ResDHW | 0 | [6 empty] | 0
Tier1_basmnt_HZ1 | Heatkwh | 0 | 13 | 0 | 0 | ResSpHtFAFZ1 | 0 | [6 empty] | 0
Tier1_basmnt_HZ1 | Coolkwh | 0 | 13 | 0 | 0 | ResCACPNW | 0 | [6 empty] | 0
Tier1_basmnt_HZ2 | DHWkwh | 1154.5782 | 13 | 654.5506 | 0 | ResDHW | 0 | [6 empty] | 0
Tier1_basmnt_HZ2 | Heatkwh | 0 | 13 | 0 | 0 | ResSpHtFAFZ2 | 0 | [6 empty] | 0
Tier1_basmnt_HZ2 | Coolkwh | 0 | 13 | 0 | 0 | ResCACPNW | 0 | [6 empty] | 0
Tier1_basmnt_HZ3 | DHWkwh | 1160.512 | 13 | 654.5506 | 0 | ResDHW | 0 | [6 empty] | 0
Tier1_basmnt_HZ3 | Heatkwh | 0 | 13 | 0 | 0 | ResSpHtFAFZ3 | 0 | [6 empty] | 0
Tier1_basmnt_HZ3 | Coolkwh | 0 | 13 | 0 | 0 | ResCACPNW | 0 | [6 empty] | 0
Tier1_indor2_HZ1_gfnc | DHWkwh | 1243.8604 | 13 | 654.5506 | 0 | ResDHW | -5.0637 | [6 empty] | 0
Tier1_indor2_HZ1_gfnc | Heatkwh | -13.07 | 13 | 0 | 0 | ResSpHtFAFZ1 | -5.0637 | [6 empty] | -19.7248 | ResSpHtFAFZ1
Tier1_indor2_HZ1_gfnc | Coolkwh | 0 | 13 | 0 | 0 | ResCACPNW | -5.0637 | [6 empty] | 0
Tier1_indor2_HZ1_gfac | DHWkwh | 1231.4054 | 13 | 654.5506 | 0 | ResDHW | -5.1132 | [6 empty] | 0
Tier1_indor2_HZ1_gfac | Heatkwh | -14.5496 | 13 | 0 | 0 | ResSpHtFAFZ1 | -5.1132 | [6 empty] | -19.8664 | ResSpHtFAFZ1
Tier1_indor2_HZ1_gfac | Coolkwh | 29.3806 | 13 | 0 | 0 | ResCACPNW | -5.1132 | [6 empty] | 0
Tier1_indor2_HZ1_efaf | DHWkwh | 1243.8604 | 13 | 654.5506 | 0 | ResDHW | -3.5689 | [6 empty] | 0
Tier1_indor2_HZ1_efaf | Heatkwh | -351.5092 | 13 | 0 | 0 | ResSpHtFAFZ1 | -3.5689 | [6 empty] | -0.83691 | ResSpHtFAFZ1
Tier1_indor2_HZ1_efaf | Coolkwh | 0 | 13 | 0 | 0 | ResCACPNW | -3.5689 | [6 empty] | 0
Tier1_indor2_HZ1_hp85 | DHWkwh | 1231.4162 | 13 | 654.5506 | 0 | ResDHW | -1.7496 | [6 empty] | 0
Tier1_indor2_HZ1_hp85 | Heatkwh | -172.3235 | 13 | 0 | 0 | ResSpHtHPZ1 | -1.7496 | [6 empty] | -0.41028 | ResSpHtHPZ1
Tier1_indor2_HZ1_hp85 | Coolkwh | 29.5527 | 13 | 0 | 0 | ResCACPNW | -1.7496 | [6 empty] | 0
Tier1_indor2_HZ1_zonl | DHWkwh | 1243.8864 | 13 | 654.5506 | 0 | ResDHW | -3.186 | [6 empty] | 0
Tier1_indor2_HZ1_zonl | Heatkwh | -313.8 | 13 | 0 | 0 | ResSpHtBBZ1 | -3.186 | [6 empty] | -0.74712 | ResSpHtBBZ1
Tier1_indor2_HZ1_zonl | Coolkwh | 0 | 13 | 0 | 0 | ResCACPNW | -3.186 | [6 empty] | 0
Tier1_indor2_HZ2_gfnc | DHWkwh | 1310.2364 | 13 | 654.5506 | 0 | ResDHW | -4.6366 | [6 empty] | 0
Tier1_indor2_HZ2_gfnc | Heatkwh | -12.8279 | 13 | 0 | 0 | ResSpHtFAFZ2 | -4.6366 | [6 empty] | -17.6621 | ResSpHtFAFZ2
Tier1_indor2_HZ2_gfnc | Coolkwh | 0 | 13 | 0 | 0 | ResCACPNW | -4.6366 | [6 empty] | 0
Tier1_indor2_HZ2_gfac | DHWkwh | 1290.7119 | 13 | 654.5506 | 0 | ResDHW | -4.6882 | [6 empty] | 0
Tier1_indor2_HZ2_gfac | Heatkwh | -13.5711 | 13 | 0 | 0 | ResSpHtFAFZ2 | -4.6882 | [6 empty] | -17.8358 | ResSpHtFAFZ2
Tier1_indor2_HZ2_gfac | Coolkwh | 33.1296 | 13 | 0 | 0 | ResCACPNW | -4.6882 | [6 empty] | 0
Tier1_indor2_HZ2_efaf | DHWkwh | 1310.2364 | 13 | 654.5506 | 0 | ResDHW | -3.2721 | [6 empty] | 0
Tier1_indor2_HZ2_efaf | Heatkwh | -328.0895 | 13 | 0 | 0 | ResSpHtFAFZ2 | -3.2721 | [6 empty] | -0.24616 | ResSpHtFAFZ2
Tier1_indor2_HZ2_efaf | Coolkwh | 0 | 13 | 0 | 0 | ResCACPNW | -3.2721 | [6 empty] | 0
Tier1_indor2_HZ2_hp85 | DHWkwh | 1290.7266 | 13 | 654.5506 | 0 | ResDHW | -2.0996 | [6 empty] | 0
Tier1_indor2_HZ2_hp85 | Heatkwh | -210.5301 | 13 | 0 | 0 | ResSpHtHPZ2 | -2.0996 | [6 empty] | -0.15796 | ResSpHtHPZ2
Tier1_indor2_HZ2_hp85 | Coolkwh | 33.3198 | 13 | 0 | 0 | ResCACPNW | -2.0996 | [6 empty] | 0
Tier1_indor2_HZ2_zonl | DHWkwh | 1309.9202 | 13 | 654.5506 | 0 | ResDHW | -2.9078 | [6 empty] | 0
Tier1_indor2_HZ2_zonl | Heatkwh | -291.5624 | 13 | 0 | 0 | ResSpHtBBZ2 | -2.9078 | [6 empty] | -0.21875 | ResSpHtBBZ2
Tier1_indor2_HZ2_zonl | Coolkwh | 0 | 13 | 0 | 0 | ResCACPNW | -2.9078 | [6 empty] | 0
Tier1_indor2_HZ3_gfnc | DHWkwh | 1340.4486 | 13 | 654.5506 | 0 | ResDHW | -4.259 | [6 empty] | 0
Tier1_indor2_HZ3_gfnc | Heatkwh | -11.9709 | 13 | 0 | 0 | ResSpHtFAFZ3 | -4.259 | [6 empty] | -16.2166 | ResSpHtFAFZ3
Tier1_indor2_HZ3_gfnc | Coolkwh | 0 | 13 | 0 | 0 | ResCACPNW | -4.259 | [6 empty] | 0
Tier1_indor2_HZ3_gfac | DHWkwh | 1326.6189 | 13 | 654.5506 | 0 | ResDHW | -4.3286 | [6 empty] | 0
Tier1_indor2_HZ3_gfac | Heatkwh | -12.4934 | 13 | 0 | 0 | ResSpHtFAFZ3 | -4.3286 | [6 empty] | -16.4692 | ResSpHtFAFZ3
Tier1_indor2_HZ3_gfac | Coolkwh | 35.2923 | 13 | 0 | 0 | ResCACPNW | -4.3286 | [6 empty] | 0
Tier1_indor2_HZ3_efaf | DHWkwh | 1340.4486 | 13 | 654.5506 | 0 | ResDHW | -3.0001 | [6 empty] | 0
Tier1_indor2_HZ3_efaf | Heatkwh | -300.8241 | 13 | 0 | 0 | ResSpHtFAFZ3 | -3.0001 | [6 empty] | -0.2257 | ResSpHtFAFZ3
Tier1_indor2_HZ3_efaf | Coolkwh | 0 | 13 | 0 | 0 | ResCACPNW | -3.0001 | [6 empty] | 0
Tier1_indor2_HZ3_hp85 | DHWkwh | 1326.5332 | 13 | 654.5506 | 0 | ResDHW | -2.1814 | [6 empty] | 0
Tier1_indor2_HZ3_hp85 | Heatkwh | -218.7268 | 13 | 0 | 0 | ResSpHtHPZ3 | -2.1814 | [6 empty] | -0.16411 | ResSpHtHPZ3
Tier1_indor2_HZ3_hp85 | Coolkwh | 35.4938 | 13 | 0 | 0 | ResCACPNW | -2.1814 | [6 empty] | 0
Tier1_indor2_HZ3_zonl | DHWkwh | 1340.4399 | 13 | 654.5506 | 0 | ResDHW | -2.6597 | [6 empty] | 0
Tier1_indor2_HZ3_zonl | Heatkwh | -266.6832 | 13 | 0 | 0 | ResSpHtBBZ3 | -2.6597 | [6 empty] | -0.20009 | ResSpHtBBZ3
Tier1_indor2_HZ3_zonl | Coolkwh | 0 | 13 | 0 | 0 | ResCACPNW | -2.6597 | [6 empty] | 0
Tier2_garage_HZ1 | DHWkwh | 1219.6611 | 13 | 1723.6568 | 0 | ResDHW | 0 | [6 empty] | 0
Tier2_garage_HZ1 | Heatkwh | 0 | 13 | 0 | 0 | ResSpHtFAFZ1 | 0 | [6 empty] | 0
Tier2_garage_HZ1 | Coolkwh | 0 | 13 | 0 | 0 | ResCACPNW | 0 | [6 empty] | 0
Tier2_garage_HZ2 | DHWkwh | 1252.2729 | 13 | 1723.6568 | 0 | ResDHW | 0 | [6 empty] | 0
Tier2_garage_HZ2 | Heatkwh | 0 | 13 | 0 | 0 | ResSpHtFAFZ2 | 0 | [6 empty] | 0
Tier2_garage_HZ2 | Coolkwh | 0 | 13 | 0 | 0 | ResCACPNW | 0 | [6 empty] | 0
Tier2_garage_HZ3 | DHWkwh | 1287.3874 | 13 | 1723.6568 | 0 | ResDHW | 0 | [6 empty] | 0
Tier2_garage_HZ3 | Heatkwh | 0 | 13 | 0 | 0 | ResSpHtFAFZ3 | 0 | [6 empty] | 0
Tier2_garage_HZ3 | Coolkwh | 0 | 13 | 0 | 0 | ResCACPNW | 0 | [6 empty] | 0
Tier2_basmnt_HZ1 | DHWkwh | 1223.1843 | 13 | 1723.6568 | 0 | ResDHW | 0 | [6 empty] | 0
Tier2_basmnt_HZ1 | Heatkwh | 0 | 13 | 0 | 0 | ResSpHtFAFZ1 | 0 | [6 empty] | 0
Tier2_basmnt_HZ1 | Coolkwh | 0 | 13 | 0 | 0 | ResCACPNW | 0 | [6 empty] | 0
Tier2_basmnt_HZ2 | DHWkwh | 1266.5397 | 13 | 1723.6568 | 0 | ResDHW | 0 | [6 empty] | 0
Tier2_basmnt_HZ2 | Heatkwh | 0 | 13 | 0 | 0 | ResSpHtFAFZ2 | 0 | [6 empty] | 0
Tier2_basmnt_HZ2 | Coolkwh | 0 | 13 | 0 | 0 | ResCACPNW | 0 | [6 empty] | 0
Tier2_basmnt_HZ3 | DHWkwh | 1314.328 | 13 | 1723.6568 | 0 | ResDHW | 0 | [6 empty] | 0
Tier2_basmnt_HZ3 | Heatkwh | 0 | 13 | 0 | 0 | ResSpHtFAFZ3 | 0 | [6 empty] | 0
Tier2_basmnt_HZ3 | Coolkwh | 0 | 13 | 0 | 0 | ResCACPNW | 0 | [6 empty] | 0
Tier2_indor2_HZ1_gfnc | DHWkwh | 1324.0852 | 13 | 1723.6568 | 0 | ResDHW | -5.9442 | [6 empty] | 0
Tier2_indor2_HZ1_gfnc | Heatkwh | -15.364 | 13 | 0 | 0 | ResSpHtFAFZ1 | -5.9442 | [6 empty] | -23.1538 | ResSpHtFAFZ1
Tier2_indor2_HZ1_gfnc | Coolkwh | 0 | 13 | 0 | 0 | ResCACPNW | -5.9442 | [6 empty] | 0
Tier2_indor2_HZ1_gfac | DHWkwh | 1316.0755 | 13 | 1723.6568 | 0 | ResDHW | -6.0049 | [6 empty] | 0
Tier2_indor2_HZ1_gfac | Heatkwh | -17.0861 | 13 | 0 | 0 | ResSpHtFAFZ1 | -6.0049 | [6 empty] | -23.3306 | ResSpHtFAFZ1
Tier2_indor2_HZ1_gfac | Coolkwh | 24.2601 | 13 | 0 | 0 | ResCACPNW | -6.0049 | [6 empty] | 0
Tier2_indor2_HZ1_efaf | DHWkwh | 1324.0852 | 13 | 1723.6568 | 0 | ResDHW | -4.1895 | [6 empty] | 0
Tier2_indor2_HZ1_efaf | Heatkwh | -412.6328 | 13 | 0 | 0 | ResSpHtFAFZ1 | -4.1895 | [6 empty] | -0.98243 | ResSpHtFAFZ1
Tier2_indor2_HZ1_efaf | Coolkwh | 0 | 13 | 0 | 0 | ResCACPNW | -4.1895 | [6 empty] | 0
Tier2_indor2_HZ1_hp85 | DHWkwh | 1316.077 | 13 | 1723.6568 | 0 | ResDHW | -2.0973 | [6 empty] | 0
Tier2_indor2_HZ1_hp85 | Heatkwh | -206.5686 | 13 | 0 | 0 | ResSpHtHPZ1 | -2.0973 | [6 empty] | -0.49182 | ResSpHtHPZ1
Tier2_indor2_HZ1_hp85 | Coolkwh | 24.4219 | 13 | 0 | 0 | ResCACPNW | -2.0973 | [6 empty] | 0
Tier2_indor2_HZ1_zonl | DHWkwh | 1324.0383 | 13 | 1723.6568 | 0 | ResDHW | -3.7371 | [6 empty] | 0
Tier2_indor2_HZ1_zonl | Heatkwh | -368.0757 | 13 | 0 | 0 | ResSpHtBBZ1 | -3.7371 | [6 empty] | -0.87635 | ResSpHtBBZ1
Tier2_indor2_HZ1_zonl | Coolkwh | 0 | 13 | 0 | 0 | ResCACPNW | -3.7371 | [6 empty] | 0
Tier2_indor2_HZ2_gfnc | DHWkwh | 1391.0336 | 13 | 1723.6568 | 0 | ResDHW | -5.444 | [6 empty] | 0
Tier2_indor2_HZ2_gfnc | Heatkwh | -15.0627 | 13 | 0 | 0 | ResSpHtFAFZ2 | -5.444 | [6 empty] | -20.7379 | ResSpHtFAFZ2
Tier2_indor2_HZ2_gfnc | Coolkwh | 0 | 13 | 0 | 0 | ResCACPNW | -5.444 | [6 empty] | 0
Tier2_indor2_HZ2_gfac | DHWkwh | 1380.3277 | 13 | 1723.6568 | 0 | ResDHW | -5.5229 | [6 empty] | 0
Tier2_indor2_HZ2_gfac | Heatkwh | -15.9879 | 13 | 0 | 0 | ResSpHtFAFZ2 | -5.5229 | [6 empty] | -21.0113 | ResSpHtFAFZ2
Tier2_indor2_HZ2_gfac | Coolkwh | 28.6848 | 13 | 0 | 0 | ResCACPNW | -5.5229 | [6 empty] | 0
Tier2_indor2_HZ2_efaf | DHWkwh | 1391.0336 | 13 | 1723.6568 | 0 | ResDHW | -3.8419 | [6 empty] | 0
Tier2_indor2_HZ2_efaf | Heatkwh | -385.226 | 13 | 0 | 0 | ResSpHtFAFZ2 | -3.8419 | [6 empty] | -0.28903 | ResSpHtFAFZ2
Tier2_indor2_HZ2_efaf | Coolkwh | 0 | 13 | 0 | 0 | ResCACPNW | -3.8419 | [6 empty] | 0
Tier2_indor2_HZ2_hp85 | DHWkwh | 1380.3592 | 13 | 1723.6568 | 0 | ResDHW | -2.5228 | [6 empty] | 0
Tier2_indor2_HZ2_hp85 | Heatkwh | -252.962 | 13 | 0 | 0 | ResSpHtHPZ2 | -2.5228 | [6 empty] | -0.18979 | ResSpHtHPZ2
Tier2_indor2_HZ2_hp85 | Coolkwh | 28.8724 | 13 | 0 | 0 | ResCACPNW | -2.5228 | [6 empty] | 0
Tier2_indor2_HZ2_zonl | DHWkwh | 1390.9229 | 13 | 1723.6568 | 0 | ResDHW | -3.4129 | [6 empty] | 0
Tier2_indor2_HZ2_zonl | Heatkwh | -342.2163 | 13 | 0 | 0 | ResSpHtBBZ2 | -3.4129 | [6 empty] | -0.25676 | ResSpHtBBZ2
Tier2_indor2_HZ2_zonl | Coolkwh | 0 | 13 | 0 | 0 | ResCACPNW | -3.4129 | [6 empty] | 0
Tier2_indor2_HZ3_gfnc | DHWkwh | 1450.0419 | 13 | 1723.6568 | 0 | ResDHW | -5.0194 | [6 empty] | 0
Tier2_indor2_HZ3_gfnc | Heatkwh | -14.122 | 13 | 0 | 0 | ResSpHtFAFZ3 | -5.0194 | [6 empty] | -19.1115 | ResSpHtFAFZ3
Tier2_indor2_HZ3_gfnc | Coolkwh | 0 | 13 | 0 | 0 | ResCACPNW | -5.0194 | [6 empty] | 0
Tier2_indor2_HZ3_gfac | DHWkwh | 1441.8583 | 13 | 1723.6568 | 0 | ResDHW | -5.1094 | [6 empty] | 0
Tier2_indor2_HZ3_gfac | Heatkwh | -14.7611 | 13 | 0 | 0 | ResSpHtFAFZ3 | -5.1094 | [6 empty] | -19.4392 | ResSpHtFAFZ3
Tier2_indor2_HZ3_gfac | Coolkwh | 32.6944 | 13 | 0 | 0 | ResCACPNW | -5.1094 | [6 empty] | 0
Tier2_indor2_HZ3_efaf | DHWkwh | 1450.0419 | 13 | 1723.6568 | 0 | ResDHW | -3.5358 | [6 empty] | 0
Tier2_indor2_HZ3_efaf | Heatkwh | -354.5365 | 13 | 0 | 0 | ResSpHtFAFZ3 | -3.5358 | [6 empty] | -0.266 | ResSpHtFAFZ3
Tier2_indor2_HZ3_efaf | Coolkwh | 0 | 13 | 0 | 0 | ResCACPNW | -3.5358 | [6 empty] | 0
Tier2_indor2_HZ3_hp85 | DHWkwh | 1441.885 | 13 | 1723.6568 | 0 | ResDHW | -2.6575 | [6 empty] | 0
Tier2_indor2_HZ3_hp85 | Heatkwh | -266.4691 | 13 | 0 | 0 | ResSpHtHPZ3 | -2.6575 | [6 empty] | -0.19993 | ResSpHtHPZ3
Tier2_indor2_HZ3_hp85 | Coolkwh | 32.9058 | 13 | 0 | 0 | ResCACPNW | -2.6575 | [6 empty] | 0
Tier2_indor2_HZ3_zonl | DHWkwh | 1449.9493 | 13 | 1723.6568 | 0 | ResDHW | -3.131 | [6 empty] | 0
Tier2_indor2_HZ3_zonl | Heatkwh | -313.9418 | 13 | 0 | 0 | ResSpHtBBZ3 | -3.131 | [6 empty] | -0.23554 | ResSpHtBBZ3
Tier2_indor2_HZ3_zonl | Coolkwh | 0 | 13 | 0 | 0 | ResCACPNW | -3.131 | [6 empty] | 0
Tier2_ducted_HZ1_gfnc | DHWkwh | 1234.5727 | 13 | 1897.9477 | 0 | ResDHW | -6.2855 | [6 empty] | 0
Tier2_ducted_HZ1_gfnc | Heatkwh | -16.279 | 13 | 0 | 0 | ResSpHtFAFZ1 | -6.2855 | [6 empty] | -24.4824 | ResSpHtFAFZ1
Tier2_ducted_HZ1_gfnc | Coolkwh | 0 | 13 | 0 | 0 | ResCACPNW | -6.2855 | [6 empty] | 0
Tier2_ducted_HZ1_gfac | DHWkwh | 1225.5729 | 13 | 1897.9477 | 0 | ResDHW | -6.2016 | [6 empty] | 0
Tier2_ducted_HZ1_gfac | Heatkwh | -17.6478 | 13 | 0 | 0 | ResSpHtFAFZ1 | -6.2016 | [6 empty] | -24.0948 | ResSpHtFAFZ1
Tier2_ducted_HZ1_gfac | Coolkwh | 0.62049 | 13 | 0 | 0 | ResCACPNW | -6.2016 | [6 empty] | 0
Tier2_ducted_HZ1_efaf | DHWkwh | 1234.5727 | 13 | 1897.9477 | 0 | ResDHW | -4.4301 | [6 empty] | 0
Tier2_ducted_HZ1_efaf | Heatkwh | -436.3335 | 13 | 0 | 0 | ResSpHtFAFZ1 | -4.4301 | [6 empty] | -1.0389 | ResSpHtFAFZ1
Tier2_ducted_HZ1_efaf | Coolkwh | 0 | 13 | 0 | 0 | ResCACPNW | -4.4301 | [6 empty] | 0
Tier2_ducted_HZ1_hp85 | DHWkwh | 1225.586 | 13 | 1897.9477 | 0 | ResDHW | -1.8235 | [6 empty] | 0
Tier2_ducted_HZ1_hp85 | Heatkwh | -179.5998 | 13 | 0 | 0 | ResSpHtHPZ1 | -1.8235 | [6 empty] | -0.42761 | ResSpHtHPZ1
Tier2_ducted_HZ1_hp85 | Coolkwh | 0.64813 | 13 | 0 | 0 | ResCACPNW | -1.8235 | [6 empty] | 0
Tier2_ducted_HZ1_zonl | DHWkwh | 1234.4928 | 13 | 1897.9477 | 0 | ResDHW | -4.5509 | [6 empty] | 0
Tier2_ducted_HZ1_zonl | Heatkwh | -448.2321 | 13 | 0 | 0 | ResSpHtBBZ1 | -4.5509 | [6 empty] | -1.0672 | ResSpHtBBZ1
Tier2_ducted_HZ1_zonl | Coolkwh | 0 | 13 | 0 | 0 | ResCACPNW | -4.5509 | [6 empty] | 0
Tier2_ducted_HZ2_gfnc | DHWkwh | 1298.9052 | 13 | 1897.9477 | 0 | ResDHW | -6.4561 | [6 empty] | 0
Tier2_ducted_HZ2_gfnc | Heatkwh | -17.8716 | 13 | 0 | 0 | ResSpHtFAFZ2 | -6.4561 | [6 empty] | -24.5927 | ResSpHtFAFZ2
Tier2_ducted_HZ2_gfnc | Coolkwh | 0 | 13 | 0 | 0 | ResCACPNW | -6.4561 | [6 empty] | 0
Tier2_ducted_HZ2_gfac | DHWkwh | 1286.6066 | 13 | 1897.9477 | 0 | ResDHW | -6.4121 | [6 empty] | 0
Tier2_ducted_HZ2_gfac | Heatkwh | -18.5713 | 13 | 0 | 0 | ResSpHtFAFZ2 | -6.4121 | [6 empty] | -24.3936 | ResSpHtFAFZ2
Tier2_ducted_HZ2_gfac | Coolkwh | 1.2031 | 13 | 0 | 0 | ResCACPNW | -6.4121 | [6 empty] | 0
Tier2_ducted_HZ2_efaf | DHWkwh | 1298.9052 | 13 | 1897.9477 | 0 | ResDHW | -4.5561 | [6 empty] | 0
Tier2_ducted_HZ2_efaf | Heatkwh | -456.8393 | 13 | 0 | 0 | ResSpHtFAFZ2 | -4.5561 | [6 empty] | -0.34276 | ResSpHtFAFZ2
Tier2_ducted_HZ2_efaf | Coolkwh | 0 | 13 | 0 | 0 | ResCACPNW | -4.5561 | [6 empty] | 0
Tier2_ducted_HZ2_hp85 | DHWkwh | 1286.6007 | 13 | 1897.9477 | 0 | ResDHW | -2.4247 | [6 empty] | 0
Tier2_ducted_HZ2_hp85 | Heatkwh | -243.1219 | 13 | 0 | 0 | ResSpHtHPZ2 | -2.4247 | [6 empty] | -0.18241 | ResSpHtHPZ2
Tier2_ducted_HZ2_hp85 | Coolkwh | 1.2367 | 13 | 0 | 0 | ResCACPNW | -2.4247 | [6 empty] | 0
Tier2_ducted_HZ2_zonl | DHWkwh | 1298.8516 | 13 | 1897.9477 | 0 | ResDHW | -4.9127 | [6 empty] | 0
Tier2_ducted_HZ2_zonl | Heatkwh | -492.5976 | 13 | 0 | 0 | ResSpHtBBZ2 | -4.9127 | [6 empty] | -0.36959 | ResSpHtBBZ2
Tier2_ducted_HZ2_zonl | Coolkwh | 0 | 13 | 0 | 0 | ResCACPNW | -4.9127 | [6 empty] | 0
Tier2_ducted_HZ3_gfnc | DHWkwh | 1355.4399 | 13 | 1897.9477 | 0 | ResDHW | -6.4422 | [6 empty] | 0
Tier2_ducted_HZ3_gfnc | Heatkwh | -18.1634 | 13 | 0 | 0 | ResSpHtFAFZ3 | -6.4422 | [6 empty] | -24.5271 | ResSpHtFAFZ3
Tier2_ducted_HZ3_gfnc | Coolkwh | 0 | 13 | 0 | 0 | ResCACPNW | -6.4422 | [6 empty] | 0
Tier2_ducted_HZ3_gfac | DHWkwh | 1345.9289 | 13 | 1897.9477 | 0 | ResDHW | -6.4108 | [6 empty] | 0
Tier2_ducted_HZ3_gfac | Heatkwh | -18.561 | 13 | 0 | 0 | ResSpHtFAFZ3 | -6.4108 | [6 empty] | -24.3893 | ResSpHtFAFZ3
Tier2_ducted_HZ3_gfac | Coolkwh | 1.1511 | 13 | 0 | 0 | ResCACPNW | -6.4108 | [6 empty] | 0
Tier2_ducted_HZ3_efaf | DHWkwh | 1355.4399 | 13 | 1897.9477 | 0 | ResDHW | -4.5381 | [6 empty] | 0
Tier2_ducted_HZ3_efaf | Heatkwh | -455.0318 | 13 | 0 | 0 | ResSpHtFAFZ3 | -4.5381 | [6 empty] | -0.3414 | ResSpHtFAFZ3
Tier2_ducted_HZ3_efaf | Coolkwh | 0 | 13 | 0 | 0 | ResCACPNW | -4.5381 | [6 empty] | 0
Tier2_ducted_HZ3_hp85 | DHWkwh | 1345.9216 | 13 | 1897.9477 | 0 | ResDHW | -2.8764 | [6 empty] | 0
Tier2_ducted_HZ3_hp85 | Heatkwh | -288.4155 | 13 | 0 | 0 | ResSpHtHPZ3 | -2.8764 | [6 empty] | -0.21639 | ResSpHtHPZ3
Tier2_ducted_HZ3_hp85 | Coolkwh | 1.1874 | 13 | 0 | 0 | ResCACPNW | -2.8764 | [6 empty] | 0
Tier2_ducted_HZ3_zonl | DHWkwh | 1355.2585 | 13 | 1897.9477 | 0 | ResDHW | -5.0503 | [6 empty] | 0
Tier2_ducted_HZ3_zonl | Heatkwh | -506.39 | 13 | 0 | 0 | ResSpHtBBZ3 | -5.0503 | [6 empty] | -0.37993 | ResSpHtBBZ3
Tier2_ducted_HZ3_zonl | Coolkwh | 0 | 13 | 0 | 0 | ResCACPNW | -5.0503 | [6 empty] | 0
Note on I6: :ProCost Periodic replacement costs and savings of the measure. These are costs and savings that occur periodically, but at different periods than annually. Can be positive or negative. Periodic replacement costs for both the measure and the baseline measure should be included if applicable. ProCost can analyze these costs in two ways dependent on the 'Repeat Periodic Replacement' switch in the ProData page. When set to 'On', ProCost repeats replacement costs for multiple times over the life of a measure depending on the input period and measure life. For example fluorescent lamps may have a 4-year replacement cycle that repeats 3 times in a 15-year measure life. When set to 'Off', ProCost reads the period as the year after installation that the replacement cost occurs and does not subsequently reinstall or repeat the replacement costs. For example a compressor may be replaced only once in the life of a heat-pump system. Example: A new fluorescent lighting systems may have a measure life of 15 years, and a lamp life of five years. Two lamps per fixture must be replaced at years 6 and 11. Lamp and labor costs, expressed as positive costs, are entered as a cost and the period would be entered as 5. The baseline measure may have a four year lamp life and would have required a three-lamp replacement at years 5, 9 and 13. Lamp and labor replacement costs would be entered as annual savings in dollars with a 4-year period. ProCost determines the net present value of the two cost streams.
Note on O6: :ProCost If the measure has gas savings for increases, enter the annual savings and shape of the savings here. Example: Clothes washer saves electric motor and dryer energy and gas water heat.
Note on A7: :ProCost Category for the measure. Individual measures can be grouped into categories. ProCost output is reported by measure and by category. All measures must belong to at least one category. Category name can be the same as measure name. Example: Measures can be combined into one category if they have components with different load shapes or measure lives. On wash machines there may be one load shape for the electric motor savings component, a second load shape for the electric water heat savings component and a third shape for electric dryer savings component.
Note on B7: :ProCost Name of Measure. User-defined. For PTR measures, defined naming conventions apply.
Note on C7: :ProCost Annual electric savings for the measure in kWh at the site. May be positive, negative or zero. Savings are incremental to the baseline alternative.
Note on D7: :ProCost Physical life of the measure in years. Must be >=1.
Note on E7: :ProCost Initial cost to install the measure in dollars. Costs are incremental to the baseline alternative. Dollars must be denominated in the same year as 'Input Cost Reference Year' input on the ProData page.
Note on F7: :ProCost Annual operations and maintenance cost for the measure in dollars. Must be incremental cost over the baseline alternative. May be positive, negative or zero. Dollars must be denominated in the same year as 'Input Cost Reference Year' input on the ProData page. O&M costs are entered as positive values. Negative values represent O&M savings compared to the baseline alternative. Example: Annualized maintenance cost for a heat pump heating system compared to a baseline electric resistance heating system.
Note on G7: :ProCost Name of the pointer to the shape of the savings. The shapes represent the daily and monthly shape of the savings in four time segments for each month of the year. Shape of the savings is relative to the baseline alternative. These shapes are in the MC_AND_Loadshape file.
Note on H7: :ProCost Annual value of any non-energy benefits of the measure, relative to the baseline alternative. Expressed in dollars per year and denominated in dollars of the 'Cost Reference Year'. Positive value represents dollar savings. Negative value represents dollar cost. Example: Water, detergent and sewer savings from efficient clothes washer.
Note on I7: : Cost in dollars that is incurred for Period 1. Positive value if cost. Negative value if savings. Dollars must be denominated in the same year as 'Input Cost Reference Year' input on the ProData page.
Note on J7: :ProCost Duration of Period1. The time at which Period 1 costs, or savings, occur. In years.
Note on K7: : Cost in dollars that is incurred for Period 2 Positive value if cost. Negative value if savings. Dollars must be denominated in the same year as 'Input Cost Reference Year' input on the ProData page.
Note on L7: :ProCost Duration of Period 2. The time at which Period 2 costs, or savings, occur. In years.
Note on M7: : Cost in dollars that is incurred for Period 3. Positive value if cost. Negative value if savings. Dollars must be denominated in the same year as 'Input Cost Reference Year' input on the ProData page.
Note on N7: :ProCost Duration of Period 3. The time at which Period 3 costs, or savings, occur. In years.
Note on O7: : Annual gas savings, or increases, in therms.
Note on P7: :ProCost Name of the pointer to the shape of the savings. The shapes represent the daily and monthly shape of the savings in four time segments for each month of the year. Shape of the savings is relative to the baseline alternative. These shapes are in the MC_AND_Loadshape file.
Fix this categories row so there is output in it.
Fix this categories row so there is output in it.
Fix this categories row so there is output in it.
Fix this categories row so there is output in it.
Fix this categories row so there is output in it.
Fix this categories row so there is output in it.
Fix this categories row so there is output in it.
Fix this categories row so there is output in it.
Fix this categories row so there is output in it.
Fix this categories row so there is output in it.
Fix this categories row so there is output in it.
Fix this categories row so there is output in it.
Fix this categories row so there is output in it.
Fix this categories row so there is output in it.
Fix this categories row so there is output in it.
Fix this categories row so there is output in it.
Fix this categories row so there is output in it.
Fix this categories row so there is output in it.
Fix this categories row so there is output in it.
Fix this categories row so there is output in it.
Fix this categories row so there is output in it.
Fix this categories row so there is output in it.
Fix this categories row so there is output in it.
Fix this categories row so there is output in it.
Fix this categories row so there is output in it.
Fix this categories row so there is output in it.
Fix this categories row so there is output in it.