## 7PSourceSummary
Measure: | LED Lighting
Item | Methods & Sources | Note | 7P Updates
Measures Described | LED replacement of general service and specialty lighting | This workbook only includes savings from 45 lumens/watt (EISA 2020 standard); 2016-2019 savings introduced in PPA | Only LEDs considered
Energy Savings Calculation Basis | Based on RTF approach to delta_Watts*HOU | ResLightingCFLandLEDLamps_v3_3
Applicable Stock | All light bulbs in house
Baseline Saturation | proxy 5% for existing, 10% for new homes |  | To be updated based on NEEA survey
Baseline HVAC Loads | HVAC interaction based on SEEM calc
Permutations | 2016 LEDs have lower efficacy, higher cost than 2017-2035 units | cost/efficacy changes based on PNNL study on projections
Costs | RTF, projected to 2016 and 2017+ | cost/efficacy changes based on PNNL study on projections
Measure Life | 12 yrs max
Savings Shape | res lighting | from RBSA | new from RBSA
Achievable Ramp Rate | New/NR - LO 20Fast; Retro 10% remain

## forRPM
Ramp Rate | Resource Type | Measure Category | Sector | End Use | kW per unit | kWh per unit | TRC Net Levelized Cost (Net of All Benefits) | segment | measure | 2016 | 2017 | 2018 | 2019 | 2020 | 2021 | 2022 | 2023 | 2024 | 2025 | 2026 | 2027 | 2028 | 2029 | 2030 | 2031 | 2032 | 2033 | 2034 | 2035 | MAX | Savings Allocation by Category and Month for Segments 1 | [11 empty] | Savings Allocation by Category and Month for Segments 2
[5 empty] | Wholesale KW | Busbar Savings | lvlcost | 1 |  | aMW_2016 | aMW_2017 | aMW_2018 | aMW_2019 | aMW_2020 | aMW_2021 | aMW_2022 | aMW_2023 | aMW_2024 | aMW_2025 | aMW_2026 | aMW_2027 | aMW_2028 | aMW_2029 | aMW_2030 | aMW_2031 | aMW_2032 | aMW_2033 | aMW_2034 | aMW_2035 | MAX | Jan | Feb | Mar | Apr | May | Jun | Jul | Aug | Sep | Oct | Nov | Dec | Jan | Feb | Mar | Apr | May | Jun | Jul | Aug | Sep | Oct | Nov | Dec
LO20Fast | New | Lighting | Residential | Lighting | 0.0050254 | 19.2363 | -15.06 | Single Family | 2016 - LEDDecorative and Mini-Base250 to 664 lumensANY | 0.16158 | 0 | 0 | 0 | 0 | 0 | 0 | 0 | 0 | 0 | 0 | 0 | 0 | 0 | 0 | 0 | 0 | 0 | 0 | 0 | 0.16158 | 1.3763 | 1.0947 | 1.106 | 0.902 | 0.82135 | 0.84396 | 0.69651 | 0.79447 | 0.87484 | 1.2767 | 1.2888 | 1.4149 | 0.71801 | 0.55182 | 0.51432 | 0.50452 | 0.49018 | 0.45841 | 0.52296 | 0.47309 | 0.54834 | 0.54513 | 0.68655 | 0.7324
LO20Fast | New | Lighting | Residential | Lighting | 0.003786 | 14.492 | -3.5287 | Single Family | 2016 - LEDDecorative and Mini-Base665 to 1439 lumensANY | 0.033388 | 0 | 0 | 0 | 0 | 0 | 0 | 0 | 0 | 0 | 0 | 0 | 0 | 0 | 0 | 0 | 0 | 0 | 0 | 0 | 0.033388 | 1.0369 | 0.82469 | 0.8332 | 0.67954 | 0.61878 | 0.63581 | 0.52473 | 0.59853 | 0.65907 | 0.96186 | 0.97097 | 1.0659 | 0.54093 | 0.41573 | 0.38747 | 0.38009 | 0.36929 | 0.34535 | 0.39398 | 0.35641 | 0.4131 | 0.41068 | 0.51723 | 0.55177
LO20Fast | New | Lighting | Residential | Lighting | 0.001875 | 7.1769 | 355.2229 | Single Family | 2016 - LEDDecorative and Mini-Base1440 to 2600 lumensANY | 0.00032485 | 0 | 0 | 0 | 0 | 0 | 0 | 0 | 0 | 0 | 0 | 0 | 0 | 0 | 0 | 0 | 0 | 0 | 0 | 0 | 0.00032485 | 0.5135 | 0.40841 | 0.41263 | 0.33653 | 0.30644 | 0.31487 | 0.25986 | 0.29641 | 0.32639 | 0.47634 | 0.48085 | 0.52788 | 0.26788 | 0.20588 | 0.19189 | 0.18823 | 0.18288 | 0.17103 | 0.19511 | 0.17651 | 0.20458 | 0.20338 | 0.25615 | 0.27325
LO20Fast | New | Lighting | Residential | Lighting | 0.00047955 | 1.8356 | 45.3547 | Single Family | 2016 - LEDGeneral Purpose and Dimmable250 to 664 lumensANY | 0.012876 | 0 | 0 | 0 | 0 | 0 | 0 | 0 | 0 | 0 | 0 | 0 | 0 | 0 | 0 | 0 | 0 | 0 | 0 | 0 | 0.012876 | 0.13134 | 0.10446 | 0.10554 | 0.086073 | 0.078377 | 0.080535 | 0.066464 | 0.075813 | 0.083481 | 0.12183 | 0.12299 | 0.13502 | 0.068516 | 0.052658 | 0.049079 | 0.048144 | 0.046776 | 0.043744 | 0.049903 | 0.045145 | 0.052325 | 0.052019 | 0.065514 | 0.069889
LO20Fast | New | Lighting | Residential | Lighting | 0.0018717 | 7.1646 | 56.6118 | Single Family | 2016 - LEDGeneral Purpose and Dimmable665 to 1439 lumensANY | 0.38779 | 0 | 0 | 0 | 0 | 0 | 0 | 0 | 0 | 0 | 0 | 0 | 0 | 0 | 0 | 0 | 0 | 0 | 0 | 0 | 0.38779 | 0.51262 | 0.40771 | 0.41192 | 0.33595 | 0.30591 | 0.31433 | 0.25942 | 0.2959 | 0.32583 | 0.47553 | 0.48003 | 0.52697 | 0.26742 | 0.20553 | 0.19156 | 0.18791 | 0.18257 | 0.17073 | 0.19477 | 0.1762 | 0.20423 | 0.20303 | 0.25571 | 0.27278
LO20Fast | New | Lighting | Residential | Lighting | 0.0034972 | 13.3867 | 91.0637 | Single Family | 2016 - LEDGeneral Purpose and Dimmable1440 to 2600 lumensANY | 0.072241 | 0 | 0 | 0 | 0 | 0 | 0 | 0 | 0 | 0 | 0 | 0 | 0 | 0 | 0 | 0 | 0 | 0 | 0 | 0 | 0.072241 | 0.9578 | 0.76179 | 0.76965 | 0.62771 | 0.57158 | 0.58732 | 0.48471 | 0.55288 | 0.6088 | 0.8885 | 0.89691 | 0.98463 | 0.49967 | 0.38402 | 0.35792 | 0.3511 | 0.34112 | 0.31901 | 0.36393 | 0.32923 | 0.38159 | 0.37936 | 0.47777 | 0.50968
LO20Fast | New | Lighting | Residential | Lighting | 0.0037449 | 14.3345 | -37.3971 | Single Family | 2016 - LEDGlobe250 to 664 lumensANY | 0.066114 | 0 | 0 | 0 | 0 | 0 | 0 | 0 | 0 | 0 | 0 | 0 | 0 | 0 | 0 | 0 | 0 | 0 | 0 | 0 | 0.066114 | 1.0256 | 0.81573 | 0.82415 | 0.67215 | 0.61205 | 0.6289 | 0.51902 | 0.59203 | 0.65191 | 0.95141 | 0.96041 | 1.0543 | 0.53505 | 0.41121 | 0.38326 | 0.37596 | 0.36528 | 0.3416 | 0.3897 | 0.35254 | 0.40861 | 0.40622 | 0.5116 | 0.54577
LO20Fast | New | Lighting | Residential | Lighting | 0.0025791 | 9.8724 | -94.9967 | Single Family | 2016 - LEDGlobe665 to 1439 lumensANY | 0.027765 | 0 | 0 | 0 | 0 | 0 | 0 | 0 | 0 | 0 | 0 | 0 | 0 | 0 | 0 | 0 | 0 | 0 | 0 | 0 | 0.027765 | 0.70636 | 0.5618 | 0.5676 | 0.46292 | 0.42153 | 0.43313 | 0.35746 | 0.40774 | 0.44898 | 0.65525 | 0.66145 | 0.72614 | 0.36849 | 0.2832 | 0.26396 | 0.25893 | 0.25157 | 0.23526 | 0.26839 | 0.2428 | 0.28142 | 0.27977 | 0.35235 | 0.37588
LO20Fast | New | Lighting | Residential | Lighting | 0.0027904 | 10.6812 | -99.8783 | Single Family | 2016 - LEDGlobe1440 to 2600 lumensANY | 0.0022635 | 0 | 0 | 0 | 0 | 0 | 0 | 0 | 0 | 0 | 0 | 0 | 0 | 0 | 0 | 0 | 0 | 0 | 0 | 0 | 0.0022635 | 0.76423 | 0.60783 | 0.6141 | 0.50085 | 0.45607 | 0.46862 | 0.38675 | 0.44114 | 0.48576 | 0.70893 | 0.71564 | 0.78563 | 0.39868 | 0.30641 | 0.28558 | 0.28014 | 0.27218 | 0.25454 | 0.29038 | 0.26269 | 0.30447 | 0.30269 | 0.38122 | 0.40667
LO20Fast | New | Lighting | Residential | Lighting | 0.0053229 | 20.3748 | -38.378 | Single Family | 2016 - LEDReflectors and Outdoor250 to 664 lumensANY | 0.029891 | 0 | 0 | 0 | 0 | 0 | 0 | 0 | 0 | 0 | 0 | 0 | 0 | 0 | 0 | 0 | 0 | 0 | 0 | 0 | 0.029891 | 1.4578 | 1.1595 | 1.1714 | 0.95538 | 0.86996 | 0.89391 | 0.73773 | 0.84149 | 0.92661 | 1.3523 | 1.3651 | 1.4986 | 0.7605 | 0.58448 | 0.54476 | 0.53438 | 0.5192 | 0.48554 | 0.55391 | 0.50109 | 0.58079 | 0.57739 | 0.72718 | 0.77575
LO20Fast | New | Lighting | Residential | Lighting | 0.0040588 | 15.5362 | -47.7259 | Single Family | 2016 - LEDReflectors and Outdoor665 to 1439 lumensANY | 0.23031 | 0 | 0 | 0 | 0 | 0 | 0 | 0 | 0 | 0 | 0 | 0 | 0 | 0 | 0 | 0 | 0 | 0 | 0 | 0 | 0.23031 | 1.1116 | 0.88411 | 0.89324 | 0.7285 | 0.66337 | 0.68162 | 0.56254 | 0.64166 | 0.70656 | 1.0312 | 1.0409 | 1.1427 | 0.5799 | 0.44568 | 0.41539 | 0.40748 | 0.3959 | 0.37023 | 0.42237 | 0.38209 | 0.44287 | 0.44027 | 0.55449 | 0.59152
LO20Fast | New | Lighting | Residential | Lighting | 0.021729 | 83.1732 | -27.3345 | Single Family | 2016 - LEDReflectors and Outdoor1440 to 2600 lumensANY | 0.10132 | 0 | 0 | 0 | 0 | 0 | 0 | 0 | 0 | 0 | 0 | 0 | 0 | 0 | 0 | 0 | 0 | 0 | 0 | 0 | 0.10132 | 5.9509 | 4.7331 | 4.7819 | 3.9 | 3.5513 | 3.6491 | 3.0115 | 3.4351 | 3.7826 | 5.5204 | 5.5726 | 6.1176 | 3.1045 | 2.386 | 2.2238 | 2.1814 | 2.1194 | 1.9821 | 2.2611 | 2.0455 | 2.3709 | 2.357 | 2.9685 | 3.1667
LO20Fast | New | Lighting | Residential | Lighting | 0.01265 | 48.4214 | -0.28395 | Single Family | 2016 - LEDThree-Way250 to 664 lumensANY | 0.00092559 | 0 | 0 | 0 | 0 | 0 | 0 | 0 | 0 | 0 | 0 | 0 | 0 | 0 | 0 | 0 | 0 | 0 | 0 | 0 | 0.00092559 | 3.4645 | 2.7555 | 2.7839 | 2.2705 | 2.0675 | 2.1244 | 1.7532 | 1.9998 | 2.2021 | 3.2138 | 3.2442 | 3.5615 | 1.8074 | 1.389 | 1.2946 | 1.27 | 1.2339 | 1.1539 | 1.3164 | 1.1909 | 1.3803 | 1.3722 | 1.7282 | 1.8436
LO20Fast | New | Lighting | Residential | Lighting | 0.013626 | 52.1577 | -8.9398 | Single Family | 2016 - LEDThree-Way665 to 1439 lumensANY | 0.012307 | 0 | 0 | 0 | 0 | 0 | 0 | 0 | 0 | 0 | 0 | 0 | 0 | 0 | 0 | 0 | 0 | 0 | 0 | 0 | 0.012307 | 3.7318 | 2.9681 | 2.9987 | 2.4457 | 2.227 | 2.2883 | 1.8885 | 2.1542 | 2.372 | 3.4618 | 3.4946 | 3.8363 | 1.9468 | 1.4962 | 1.3945 | 1.368 | 1.3291 | 1.2429 | 1.418 | 1.2827 | 1.4868 | 1.4781 | 1.8615 | 1.9858
LO20Fast | New | Lighting | Residential | Lighting | 0.012193 | 46.6733 | -22.0119 | Single Family | 2016 - LEDThree-Way1440 to 2600 lumensANY | 0.042584 | 0 | 0 | 0 | 0 | 0 | 0 | 0 | 0 | 0 | 0 | 0 | 0 | 0 | 0 | 0 | 0 | 0 | 0 | 0 | 0.042584 | 3.3394 | 2.656 | 2.6834 | 2.1885 | 1.9929 | 2.0477 | 1.6899 | 1.9276 | 2.1226 | 3.0978 | 3.1271 | 3.433 | 1.7421 | 1.3389 | 1.2479 | 1.2241 | 1.1893 | 1.1122 | 1.2689 | 1.1479 | 1.3304 | 1.3226 | 1.6658 | 1.777
LO20Fast | New | Lighting | Residential | Lighting | 0.0050254 | 19.2363 | -15.06 | Multifamily - Low Rise | 2016 - LEDDecorative and Mini-Base250 to 664 lumensANY | 0.017925 | 0 | 0 | 0 | 0 | 0 | 0 | 0 | 0 | 0 | 0 | 0 | 0 | 0 | 0 | 0 | 0 | 0 | 0 | 0 | 0.017925 | 1.3763 | 1.0947 | 1.106 | 0.902 | 0.82135 | 0.84396 | 0.69651 | 0.79447 | 0.87484 | 1.2767 | 1.2888 | 1.4149 | 0.71801 | 0.55182 | 0.51432 | 0.50452 | 0.49018 | 0.45841 | 0.52296 | 0.47309 | 0.54834 | 0.54513 | 0.68655 | 0.7324
LO20Fast | New | Lighting | Residential | Lighting | 0.003786 | 14.492 | -3.5287 | Multifamily - Low Rise | 2016 - LEDDecorative and Mini-Base665 to 1439 lumensANY | 0.0037038 | 0 | 0 | 0 | 0 | 0 | 0 | 0 | 0 | 0 | 0 | 0 | 0 | 0 | 0 | 0 | 0 | 0 | 0 | 0 | 0.0037038 | 1.0369 | 0.82469 | 0.8332 | 0.67954 | 0.61878 | 0.63581 | 0.52473 | 0.59853 | 0.65907 | 0.96186 | 0.97097 | 1.0659 | 0.54093 | 0.41573 | 0.38747 | 0.38009 | 0.36929 | 0.34535 | 0.39398 | 0.35641 | 0.4131 | 0.41068 | 0.51723 | 0.55177
LO20Fast | New | Lighting | Residential | Lighting | 0.001875 | 7.1769 | 355.2229 | Multifamily - Low Rise | 2016 - LEDDecorative and Mini-Base1440 to 2600 lumensANY | 3.6036e-05 | 0 | 0 | 0 | 0 | 0 | 0 | 0 | 0 | 0 | 0 | 0 | 0 | 0 | 0 | 0 | 0 | 0 | 0 | 0 | 3.6036e-05 | 0.5135 | 0.40841 | 0.41263 | 0.33653 | 0.30644 | 0.31487 | 0.25986 | 0.29641 | 0.32639 | 0.47634 | 0.48085 | 0.52788 | 0.26788 | 0.20588 | 0.19189 | 0.18823 | 0.18288 | 0.17103 | 0.19511 | 0.17651 | 0.20458 | 0.20338 | 0.25615 | 0.27325
LO20Fast | New | Lighting | Residential | Lighting | 0.00047955 | 1.8356 | 45.3547 | Multifamily - Low Rise | 2016 - LEDGeneral Purpose and Dimmable250 to 664 lumensANY | 0.0014283 | 0 | 0 | 0 | 0 | 0 | 0 | 0 | 0 | 0 | 0 | 0 | 0 | 0 | 0 | 0 | 0 | 0 | 0 | 0 | 0.0014283 | 0.13134 | 0.10446 | 0.10554 | 0.086073 | 0.078377 | 0.080535 | 0.066464 | 0.075813 | 0.083481 | 0.12183 | 0.12299 | 0.13502 | 0.068516 | 0.052658 | 0.049079 | 0.048144 | 0.046776 | 0.043744 | 0.049903 | 0.045145 | 0.052325 | 0.052019 | 0.065514 | 0.069889
LO20Fast | New | Lighting | Residential | Lighting | 0.0018717 | 7.1646 | 56.6118 | Multifamily - Low Rise | 2016 - LEDGeneral Purpose and Dimmable665 to 1439 lumensANY | 0.043019 | 0 | 0 | 0 | 0 | 0 | 0 | 0 | 0 | 0 | 0 | 0 | 0 | 0 | 0 | 0 | 0 | 0 | 0 | 0 | 0.043019 | 0.51262 | 0.40771 | 0.41192 | 0.33595 | 0.30591 | 0.31433 | 0.25942 | 0.2959 | 0.32583 | 0.47553 | 0.48003 | 0.52697 | 0.26742 | 0.20553 | 0.19156 | 0.18791 | 0.18257 | 0.17073 | 0.19477 | 0.1762 | 0.20423 | 0.20303 | 0.25571 | 0.27278
LO20Fast | New | Lighting | Residential | Lighting | 0.0034972 | 13.3867 | 91.0637 | Multifamily - Low Rise | 2016 - LEDGeneral Purpose and Dimmable1440 to 2600 lumensANY | 0.0080138 | 0 | 0 | 0 | 0 | 0 | 0 | 0 | 0 | 0 | 0 | 0 | 0 | 0 | 0 | 0 | 0 | 0 | 0 | 0 | 0.0080138 | 0.9578 | 0.76179 | 0.76965 | 0.62771 | 0.57158 | 0.58732 | 0.48471 | 0.55288 | 0.6088 | 0.8885 | 0.89691 | 0.98463 | 0.49967 | 0.38402 | 0.35792 | 0.3511 | 0.34112 | 0.31901 | 0.36393 | 0.32923 | 0.38159 | 0.37936 | 0.47777 | 0.50968
LO20Fast | New | Lighting | Residential | Lighting | 0.0037449 | 14.3345 | -37.3971 | Multifamily - Low Rise | 2016 - LEDGlobe250 to 664 lumensANY | 0.0073342 | 0 | 0 | 0 | 0 | 0 | 0 | 0 | 0 | 0 | 0 | 0 | 0 | 0 | 0 | 0 | 0 | 0 | 0 | 0 | 0.0073342 | 1.0256 | 0.81573 | 0.82415 | 0.67215 | 0.61205 | 0.6289 | 0.51902 | 0.59203 | 0.65191 | 0.95141 | 0.96041 | 1.0543 | 0.53505 | 0.41121 | 0.38326 | 0.37596 | 0.36528 | 0.3416 | 0.3897 | 0.35254 | 0.40861 | 0.40622 | 0.5116 | 0.54577
LO20Fast | New | Lighting | Residential | Lighting | 0.0025791 | 9.8724 | -94.9967 | Multifamily - Low Rise | 2016 - LEDGlobe665 to 1439 lumensANY | 0.0030801 | 0 | 0 | 0 | 0 | 0 | 0 | 0 | 0 | 0 | 0 | 0 | 0 | 0 | 0 | 0 | 0 | 0 | 0 | 0 | 0.0030801 | 0.70636 | 0.5618 | 0.5676 | 0.46292 | 0.42153 | 0.43313 | 0.35746 | 0.40774 | 0.44898 | 0.65525 | 0.66145 | 0.72614 | 0.36849 | 0.2832 | 0.26396 | 0.25893 | 0.25157 | 0.23526 | 0.26839 | 0.2428 | 0.28142 | 0.27977 | 0.35235 | 0.37588
LO20Fast | New | Lighting | Residential | Lighting | 0.0027904 | 10.6812 | -99.8783 | Multifamily - Low Rise | 2016 - LEDGlobe1440 to 2600 lumensANY | 0.0002511 | 0 | 0 | 0 | 0 | 0 | 0 | 0 | 0 | 0 | 0 | 0 | 0 | 0 | 0 | 0 | 0 | 0 | 0 | 0 | 0.0002511 | 0.76423 | 0.60783 | 0.6141 | 0.50085 | 0.45607 | 0.46862 | 0.38675 | 0.44114 | 0.48576 | 0.70893 | 0.71564 | 0.78563 | 0.39868 | 0.30641 | 0.28558 | 0.28014 | 0.27218 | 0.25454 | 0.29038 | 0.26269 | 0.30447 | 0.30269 | 0.38122 | 0.40667
LO20Fast | New | Lighting | Residential | Lighting | 0.0053229 | 20.3748 | -38.378 | Multifamily - Low Rise | 2016 - LEDReflectors and Outdoor250 to 664 lumensANY | 0.0033159 | 0 | 0 | 0 | 0 | 0 | 0 | 0 | 0 | 0 | 0 | 0 | 0 | 0 | 0 | 0 | 0 | 0 | 0 | 0 | 0.0033159 | 1.4578 | 1.1595 | 1.1714 | 0.95538 | 0.86996 | 0.89391 | 0.73773 | 0.84149 | 0.92661 | 1.3523 | 1.3651 | 1.4986 | 0.7605 | 0.58448 | 0.54476 | 0.53438 | 0.5192 | 0.48554 | 0.55391 | 0.50109 | 0.58079 | 0.57739 | 0.72718 | 0.77575
LO20Fast | New | Lighting | Residential | Lighting | 0.0040588 | 15.5362 | -47.7259 | Multifamily - Low Rise | 2016 - LEDReflectors and Outdoor665 to 1439 lumensANY | 0.025549 | 0 | 0 | 0 | 0 | 0 | 0 | 0 | 0 | 0 | 0 | 0 | 0 | 0 | 0 | 0 | 0 | 0 | 0 | 0 | 0.025549 | 1.1116 | 0.88411 | 0.89324 | 0.7285 | 0.66337 | 0.68162 | 0.56254 | 0.64166 | 0.70656 | 1.0312 | 1.0409 | 1.1427 | 0.5799 | 0.44568 | 0.41539 | 0.40748 | 0.3959 | 0.37023 | 0.42237 | 0.38209 | 0.44287 | 0.44027 | 0.55449 | 0.59152
LO20Fast | New | Lighting | Residential | Lighting | 0.021729 | 83.1732 | -27.3345 | Multifamily - Low Rise | 2016 - LEDReflectors and Outdoor1440 to 2600 lumensANY | 0.01124 | 0 | 0 | 0 | 0 | 0 | 0 | 0 | 0 | 0 | 0 | 0 | 0 | 0 | 0 | 0 | 0 | 0 | 0 | 0 | 0.01124 | 5.9509 | 4.7331 | 4.7819 | 3.9 | 3.5513 | 3.6491 | 3.0115 | 3.4351 | 3.7826 | 5.5204 | 5.5726 | 6.1176 | 3.1045 | 2.386 | 2.2238 | 2.1814 | 2.1194 | 1.9821 | 2.2611 | 2.0455 | 2.3709 | 2.357 | 2.9685 | 3.1667
LO20Fast | New | Lighting | Residential | Lighting | 0.01265 | 48.4214 | -0.28395 | Multifamily - Low Rise | 2016 - LEDThree-Way250 to 664 lumensANY | 0.00010268 | 0 | 0 | 0 | 0 | 0 | 0 | 0 | 0 | 0 | 0 | 0 | 0 | 0 | 0 | 0 | 0 | 0 | 0 | 0 | 0.00010268 | 3.4645 | 2.7555 | 2.7839 | 2.2705 | 2.0675 | 2.1244 | 1.7532 | 1.9998 | 2.2021 | 3.2138 | 3.2442 | 3.5615 | 1.8074 | 1.389 | 1.2946 | 1.27 | 1.2339 | 1.1539 | 1.3164 | 1.1909 | 1.3803 | 1.3722 | 1.7282 | 1.8436
LO20Fast | New | Lighting | Residential | Lighting | 0.013626 | 52.1577 | -8.9398 | Multifamily - Low Rise | 2016 - LEDThree-Way665 to 1439 lumensANY | 0.0013652 | 0 | 0 | 0 | 0 | 0 | 0 | 0 | 0 | 0 | 0 | 0 | 0 | 0 | 0 | 0 | 0 | 0 | 0 | 0 | 0.0013652 | 3.7318 | 2.9681 | 2.9987 | 2.4457 | 2.227 | 2.2883 | 1.8885 | 2.1542 | 2.372 | 3.4618 | 3.4946 | 3.8363 | 1.9468 | 1.4962 | 1.3945 | 1.368 | 1.3291 | 1.2429 | 1.418 | 1.2827 | 1.4868 | 1.4781 | 1.8615 | 1.9858
LO20Fast | New | Lighting | Residential | Lighting | 0.012193 | 46.6733 | -22.0119 | Multifamily - High Rise | 2016 - LEDThree-Way1440 to 2600 lumensANY | 0.0010605 | 0 | 0 | 0 | 0 | 0 | 0 | 0 | 0 | 0 | 0 | 0 | 0 | 0 | 0 | 0 | 0 | 0 | 0 | 0 | 0.0010605 | 3.3394 | 2.656 | 2.6834 | 2.1885 | 1.9929 | 2.0477 | 1.6899 | 1.9276 | 2.1226 | 3.0978 | 3.1271 | 3.433 | 1.7421 | 1.3389 | 1.2479 | 1.2241 | 1.1893 | 1.1122 | 1.2689 | 1.1479 | 1.3304 | 1.3226 | 1.6658 | 1.777
LO20Fast | New | Lighting | Residential | Lighting | 0.0050254 | 19.2363 | -15.06 | Multifamily - High Rise | 2016 - LEDDecorative and Mini-Base250 to 664 lumensANY | 0.004024 | 0 | 0 | 0 | 0 | 0 | 0 | 0 | 0 | 0 | 0 | 0 | 0 | 0 | 0 | 0 | 0 | 0 | 0 | 0 | 0.004024 | 1.3763 | 1.0947 | 1.106 | 0.902 | 0.82135 | 0.84396 | 0.69651 | 0.79447 | 0.87484 | 1.2767 | 1.2888 | 1.4149 | 0.71801 | 0.55182 | 0.51432 | 0.50452 | 0.49018 | 0.45841 | 0.52296 | 0.47309 | 0.54834 | 0.54513 | 0.68655 | 0.7324
LO20Fast | New | Lighting | Residential | Lighting | 0.003786 | 14.492 | -3.5287 | Multifamily - High Rise | 2016 - LEDDecorative and Mini-Base665 to 1439 lumensANY | 0.00083147 | 0 | 0 | 0 | 0 | 0 | 0 | 0 | 0 | 0 | 0 | 0 | 0 | 0 | 0 | 0 | 0 | 0 | 0 | 0 | 0.00083147 | 1.0369 | 0.82469 | 0.8332 | 0.67954 | 0.61878 | 0.63581 | 0.52473 | 0.59853 | 0.65907 | 0.96186 | 0.97097 | 1.0659 | 0.54093 | 0.41573 | 0.38747 | 0.38009 | 0.36929 | 0.34535 | 0.39398 | 0.35641 | 0.4131 | 0.41068 | 0.51723 | 0.55177
LO20Fast | New | Lighting | Residential | Lighting | 0.001875 | 7.1769 | 355.2229 | Multifamily - High Rise | 2016 - LEDDecorative and Mini-Base1440 to 2600 lumensANY | 8.0898e-06 | 0 | 0 | 0 | 0 | 0 | 0 | 0 | 0 | 0 | 0 | 0 | 0 | 0 | 0 | 0 | 0 | 0 | 0 | 0 | 8.0898e-06 | 0.5135 | 0.40841 | 0.41263 | 0.33653 | 0.30644 | 0.31487 | 0.25986 | 0.29641 | 0.32639 | 0.47634 | 0.48085 | 0.52788 | 0.26788 | 0.20588 | 0.19189 | 0.18823 | 0.18288 | 0.17103 | 0.19511 | 0.17651 | 0.20458 | 0.20338 | 0.25615 | 0.27325
LO20Fast | New | Lighting | Residential | Lighting | 0.00047955 | 1.8356 | 45.3547 | Multifamily - High Rise | 2016 - LEDGeneral Purpose and Dimmable250 to 664 lumensANY | 0.00032065 | 0 | 0 | 0 | 0 | 0 | 0 | 0 | 0 | 0 | 0 | 0 | 0 | 0 | 0 | 0 | 0 | 0 | 0 | 0 | 0.00032065 | 0.13134 | 0.10446 | 0.10554 | 0.086073 | 0.078377 | 0.080535 | 0.066464 | 0.075813 | 0.083481 | 0.12183 | 0.12299 | 0.13502 | 0.068516 | 0.052658 | 0.049079 | 0.048144 | 0.046776 | 0.043744 | 0.049903 | 0.045145 | 0.052325 | 0.052019 | 0.065514 | 0.069889
LO20Fast | New | Lighting | Residential | Lighting | 0.0018717 | 7.1646 | 56.6118 | Multifamily - High Rise | 2016 - LEDGeneral Purpose and Dimmable665 to 1439 lumensANY | 0.0096573 | 0 | 0 | 0 | 0 | 0 | 0 | 0 | 0 | 0 | 0 | 0 | 0 | 0 | 0 | 0 | 0 | 0 | 0 | 0 | 0.0096573 | 0.51262 | 0.40771 | 0.41192 | 0.33595 | 0.30591 | 0.31433 | 0.25942 | 0.2959 | 0.32583 | 0.47553 | 0.48003 | 0.52697 | 0.26742 | 0.20553 | 0.19156 | 0.18791 | 0.18257 | 0.17073 | 0.19477 | 0.1762 | 0.20423 | 0.20303 | 0.25571 | 0.27278
LO20Fast | New | Lighting | Residential | Lighting | 0.0034972 | 13.3867 | 91.0637 | Multifamily - High Rise | 2016 - LEDGeneral Purpose and Dimmable1440 to 2600 lumensANY | 0.001799 | 0 | 0 | 0 | 0 | 0 | 0 | 0 | 0 | 0 | 0 | 0 | 0 | 0 | 0 | 0 | 0 | 0 | 0 | 0 | 0.001799 | 0.9578 | 0.76179 | 0.76965 | 0.62771 | 0.57158 | 0.58732 | 0.48471 | 0.55288 | 0.6088 | 0.8885 | 0.89691 | 0.98463 | 0.49967 | 0.38402 | 0.35792 | 0.3511 | 0.34112 | 0.31901 | 0.36393 | 0.32923 | 0.38159 | 0.37936 | 0.47777 | 0.50968
LO20Fast | New | Lighting | Residential | Lighting | 0.0037449 | 14.3345 | -37.3971 | Multifamily - High Rise | 2016 - LEDGlobe250 to 664 lumensANY | 0.0016465 | 0 | 0 | 0 | 0 | 0 | 0 | 0 | 0 | 0 | 0 | 0 | 0 | 0 | 0 | 0 | 0 | 0 | 0 | 0 | 0.0016465 | 1.0256 | 0.81573 | 0.82415 | 0.67215 | 0.61205 | 0.6289 | 0.51902 | 0.59203 | 0.65191 | 0.95141 | 0.96041 | 1.0543 | 0.53505 | 0.41121 | 0.38326 | 0.37596 | 0.36528 | 0.3416 | 0.3897 | 0.35254 | 0.40861 | 0.40622 | 0.5116 | 0.54577
LO20Fast | New | Lighting | Residential | Lighting | 0.0025791 | 9.8724 | -94.9967 | Multifamily - High Rise | 2016 - LEDGlobe665 to 1439 lumensANY | 0.00069145 | 0 | 0 | 0 | 0 | 0 | 0 | 0 | 0 | 0 | 0 | 0 | 0 | 0 | 0 | 0 | 0 | 0 | 0 | 0 | 0.00069145 | 0.70636 | 0.5618 | 0.5676 | 0.46292 | 0.42153 | 0.43313 | 0.35746 | 0.40774 | 0.44898 | 0.65525 | 0.66145 | 0.72614 | 0.36849 | 0.2832 | 0.26396 | 0.25893 | 0.25157 | 0.23526 | 0.26839 | 0.2428 | 0.28142 | 0.27977 | 0.35235 | 0.37588
LO20Fast | New | Lighting | Residential | Lighting | 0.0027904 | 10.6812 | -99.8783 | Multifamily - High Rise | 2016 - LEDGlobe1440 to 2600 lumensANY | 5.637e-05 | 0 | 0 | 0 | 0 | 0 | 0 | 0 | 0 | 0 | 0 | 0 | 0 | 0 | 0 | 0 | 0 | 0 | 0 | 0 | 5.637e-05 | 0.76423 | 0.60783 | 0.6141 | 0.50085 | 0.45607 | 0.46862 | 0.38675 | 0.44114 | 0.48576 | 0.70893 | 0.71564 | 0.78563 | 0.39868 | 0.30641 | 0.28558 | 0.28014 | 0.27218 | 0.25454 | 0.29038 | 0.26269 | 0.30447 | 0.30269 | 0.38122 | 0.40667
LO20Fast | New | Lighting | Residential | Lighting | 0.0053229 | 20.3748 | -38.378 | Multifamily - High Rise | 2016 - LEDReflectors and Outdoor250 to 664 lumensANY | 0.00074438 | 0 | 0 | 0 | 0 | 0 | 0 | 0 | 0 | 0 | 0 | 0 | 0 | 0 | 0 | 0 | 0 | 0 | 0 | 0 | 0.00074438 | 1.4578 | 1.1595 | 1.1714 | 0.95538 | 0.86996 | 0.89391 | 0.73773 | 0.84149 | 0.92661 | 1.3523 | 1.3651 | 1.4986 | 0.7605 | 0.58448 | 0.54476 | 0.53438 | 0.5192 | 0.48554 | 0.55391 | 0.50109 | 0.58079 | 0.57739 | 0.72718 | 0.77575
LO20Fast | New | Lighting | Residential | Lighting | 0.0040588 | 15.5362 | -47.7259 | Multifamily - High Rise | 2016 - LEDReflectors and Outdoor665 to 1439 lumensANY | 0.0057355 | 0 | 0 | 0 | 0 | 0 | 0 | 0 | 0 | 0 | 0 | 0 | 0 | 0 | 0 | 0 | 0 | 0 | 0 | 0 | 0.0057355 | 1.1116 | 0.88411 | 0.89324 | 0.7285 | 0.66337 | 0.68162 | 0.56254 | 0.64166 | 0.70656 | 1.0312 | 1.0409 | 1.1427 | 0.5799 | 0.44568 | 0.41539 | 0.40748 | 0.3959 | 0.37023 | 0.42237 | 0.38209 | 0.44287 | 0.44027 | 0.55449 | 0.59152
LO20Fast | New | Lighting | Residential | Lighting | 0.021729 | 83.1732 | -27.3345 | Multifamily - High Rise | 2016 - LEDReflectors and Outdoor1440 to 2600 lumensANY | 0.0025233 | 0 | 0 | 0 | 0 | 0 | 0 | 0 | 0 | 0 | 0 | 0 | 0 | 0 | 0 | 0 | 0 | 0 | 0 | 0 | 0.0025233 | 5.9509 | 4.7331 | 4.7819 | 3.9 | 3.5513 | 3.6491 | 3.0115 | 3.4351 | 3.7826 | 5.5204 | 5.5726 | 6.1176 | 3.1045 | 2.386 | 2.2238 | 2.1814 | 2.1194 | 1.9821 | 2.2611 | 2.0455 | 2.3709 | 2.357 | 2.9685 | 3.1667
LO20Fast | New | Lighting | Residential | Lighting | 0.01265 | 48.4214 | -0.28395 | Multifamily - High Rise | 2016 - LEDThree-Way250 to 664 lumensANY | 2.305e-05 | 0 | 0 | 0 | 0 | 0 | 0 | 0 | 0 | 0 | 0 | 0 | 0 | 0 | 0 | 0 | 0 | 0 | 0 | 0 | 2.305e-05 | 3.4645 | 2.7555 | 2.7839 | 2.2705 | 2.0675 | 2.1244 | 1.7532 | 1.9998 | 2.2021 | 3.2138 | 3.2442 | 3.5615 | 1.8074 | 1.389 | 1.2946 | 1.27 | 1.2339 | 1.1539 | 1.3164 | 1.1909 | 1.3803 | 1.3722 | 1.7282 | 1.8436
LO20Fast | New | Lighting | Residential | Lighting | 0.013626 | 52.1577 | -8.9398 | Multifamily - High Rise | 2016 - LEDThree-Way665 to 1439 lumensANY | 0.00030647 | 0 | 0 | 0 | 0 | 0 | 0 | 0 | 0 | 0 | 0 | 0 | 0 | 0 | 0 | 0 | 0 | 0 | 0 | 0 | 0.00030647 | 3.7318 | 2.9681 | 2.9987 | 2.4457 | 2.227 | 2.2883 | 1.8885 | 2.1542 | 2.372 | 3.4618 | 3.4946 | 3.8363 | 1.9468 | 1.4962 | 1.3945 | 1.368 | 1.3291 | 1.2429 | 1.418 | 1.2827 | 1.4868 | 1.4781 | 1.8615 | 1.9858
LO20Fast | New | Lighting | Residential | Lighting | 0.012193 | 46.6733 | -22.0119 | Multifamily - High Rise | 2016 - LEDThree-Way1440 to 2600 lumensANY | 0.0010605 | 0 | 0 | 0 | 0 | 0 | 0 | 0 | 0 | 0 | 0 | 0 | 0 | 0 | 0 | 0 | 0 | 0 | 0 | 0 | 0.0010605 | 3.3394 | 2.656 | 2.6834 | 2.1885 | 1.9929 | 2.0477 | 1.6899 | 1.9276 | 2.1226 | 3.0978 | 3.1271 | 3.433 | 1.7421 | 1.3389 | 1.2479 | 1.2241 | 1.1893 | 1.1122 | 1.2689 | 1.1479 | 1.3304 | 1.3226 | 1.6658 | 1.777
LO20Fast | New | Lighting | Residential | Lighting | 0.0050254 | 19.2363 | -15.06 | Manufactured | 2016 - LEDDecorative and Mini-Base250 to 664 lumensANY | 0.0021592 | 0 | 0 | 0 | 0 | 0 | 0 | 0 | 0 | 0 | 0 | 0 | 0 | 0 | 0 | 0 | 0 | 0 | 0 | 0 | 0.0021592 | 1.3763 | 1.0947 | 1.106 | 0.902 | 0.82135 | 0.84396 | 0.69651 | 0.79447 | 0.87484 | 1.2767 | 1.2888 | 1.4149 | 0.71801 | 0.55182 | 0.51432 | 0.50452 | 0.49018 | 0.45841 | 0.52296 | 0.47309 | 0.54834 | 0.54513 | 0.68655 | 0.7324
LO20Fast | New | Lighting | Residential | Lighting | 0.003786 | 14.492 | -3.5287 | Manufactured | 2016 - LEDDecorative and Mini-Base665 to 1439 lumensANY | 0.00044616 | 0 | 0 | 0 | 0 | 0 | 0 | 0 | 0 | 0 | 0 | 0 | 0 | 0 | 0 | 0 | 0 | 0 | 0 | 0 | 0.00044616 | 1.0369 | 0.82469 | 0.8332 | 0.67954 | 0.61878 | 0.63581 | 0.52473 | 0.59853 | 0.65907 | 0.96186 | 0.97097 | 1.0659 | 0.54093 | 0.41573 | 0.38747 | 0.38009 | 0.36929 | 0.34535 | 0.39398 | 0.35641 | 0.4131 | 0.41068 | 0.51723 | 0.55177
LO20Fast | New | Lighting | Residential | Lighting | 0.001875 | 7.1769 | 355.2229 | Manufactured | 2016 - LEDDecorative and Mini-Base1440 to 2600 lumensANY | 4.3409e-06 | 0 | 0 | 0 | 0 | 0 | 0 | 0 | 0 | 0 | 0 | 0 | 0 | 0 | 0 | 0 | 0 | 0 | 0 | 0 | 4.3409e-06 | 0.5135 | 0.40841 | 0.41263 | 0.33653 | 0.30644 | 0.31487 | 0.25986 | 0.29641 | 0.32639 | 0.47634 | 0.48085 | 0.52788 | 0.26788 | 0.20588 | 0.19189 | 0.18823 | 0.18288 | 0.17103 | 0.19511 | 0.17651 | 0.20458 | 0.20338 | 0.25615 | 0.27325
LO20Fast | New | Lighting | Residential | Lighting | 0.00047955 | 1.8356 | 45.3547 | Manufactured | 2016 - LEDGeneral Purpose and Dimmable250 to 664 lumensANY | 0.00017206 | 0 | 0 | 0 | 0 | 0 | 0 | 0 | 0 | 0 | 0 | 0 | 0 | 0 | 0 | 0 | 0 | 0 | 0 | 0 | 0.00017206 | 0.13134 | 0.10446 | 0.10554 | 0.086073 | 0.078377 | 0.080535 | 0.066464 | 0.075813 | 0.083481 | 0.12183 | 0.12299 | 0.13502 | 0.068516 | 0.052658 | 0.049079 | 0.048144 | 0.046776 | 0.043744 | 0.049903 | 0.045145 | 0.052325 | 0.052019 | 0.065514 | 0.069889
LO20Fast | New | Lighting | Residential | Lighting | 0.0018717 | 7.1646 | 56.6118 | Manufactured | 2016 - LEDGeneral Purpose and Dimmable665 to 1439 lumensANY | 0.005182 | 0 | 0 | 0 | 0 | 0 | 0 | 0 | 0 | 0 | 0 | 0 | 0 | 0 | 0 | 0 | 0 | 0 | 0 | 0 | 0.005182 | 0.51262 | 0.40771 | 0.41192 | 0.33595 | 0.30591 | 0.31433 | 0.25942 | 0.2959 | 0.32583 | 0.47553 | 0.48003 | 0.52697 | 0.26742 | 0.20553 | 0.19156 | 0.18791 | 0.18257 | 0.17073 | 0.19477 | 0.1762 | 0.20423 | 0.20303 | 0.25571 | 0.27278
LO20Fast | New | Lighting | Residential | Lighting | 0.0034972 | 13.3867 | 91.0637 | Manufactured | 2016 - LEDGeneral Purpose and Dimmable1440 to 2600 lumensANY | 0.00096535 | 0 | 0 | 0 | 0 | 0 | 0 | 0 | 0 | 0 | 0 | 0 | 0 | 0 | 0 | 0 | 0 | 0 | 0 | 0 | 0.00096535 | 0.9578 | 0.76179 | 0.76965 | 0.62771 | 0.57158 | 0.58732 | 0.48471 | 0.55288 | 0.6088 | 0.8885 | 0.89691 | 0.98463 | 0.49967 | 0.38402 | 0.35792 | 0.3511 | 0.34112 | 0.31901 | 0.36393 | 0.32923 | 0.38159 | 0.37936 | 0.47777 | 0.50968
LO20Fast | New | Lighting | Residential | Lighting | 0.0037449 | 14.3345 | -37.3971 | Manufactured | 2016 - LEDGlobe250 to 664 lumensANY | 0.00088348 | 0 | 0 | 0 | 0 | 0 | 0 | 0 | 0 | 0 | 0 | 0 | 0 | 0 | 0 | 0 | 0 | 0 | 0 | 0 | 0.00088348 | 1.0256 | 0.81573 | 0.82415 | 0.67215 | 0.61205 | 0.6289 | 0.51902 | 0.59203 | 0.65191 | 0.95141 | 0.96041 | 1.0543 | 0.53505 | 0.41121 | 0.38326 | 0.37596 | 0.36528 | 0.3416 | 0.3897 | 0.35254 | 0.40861 | 0.40622 | 0.5116 | 0.54577
LO20Fast | New | Lighting | Residential | Lighting | 0.0025791 | 9.8724 | -94.9967 | Manufactured | 2016 - LEDGlobe665 to 1439 lumensANY | 0.00037103 | 0 | 0 | 0 | 0 | 0 | 0 | 0 | 0 | 0 | 0 | 0 | 0 | 0 | 0 | 0 | 0 | 0 | 0 | 0 | 0.00037103 | 0.70636 | 0.5618 | 0.5676 | 0.46292 | 0.42153 | 0.43313 | 0.35746 | 0.40774 | 0.44898 | 0.65525 | 0.66145 | 0.72614 | 0.36849 | 0.2832 | 0.26396 | 0.25893 | 0.25157 | 0.23526 | 0.26839 | 0.2428 | 0.28142 | 0.27977 | 0.35235 | 0.37588
LO20Fast | New | Lighting | Residential | Lighting | 0.0027904 | 10.6812 | -99.8783 | Manufactured | 2016 - LEDGlobe1440 to 2600 lumensANY | 3.0248e-05 | 0 | 0 | 0 | 0 | 0 | 0 | 0 | 0 | 0 | 0 | 0 | 0 | 0 | 0 | 0 | 0 | 0 | 0 | 0 | 3.0248e-05 | 0.76423 | 0.60783 | 0.6141 | 0.50085 | 0.45607 | 0.46862 | 0.38675 | 0.44114 | 0.48576 | 0.70893 | 0.71564 | 0.78563 | 0.39868 | 0.30641 | 0.28558 | 0.28014 | 0.27218 | 0.25454 | 0.29038 | 0.26269 | 0.30447 | 0.30269 | 0.38122 | 0.40667
LO20Fast | New | Lighting | Residential | Lighting | 0.0053229 | 20.3748 | -38.378 | Manufactured | 2016 - LEDReflectors and Outdoor250 to 664 lumensANY | 0.00039943 | 0 | 0 | 0 | 0 | 0 | 0 | 0 | 0 | 0 | 0 | 0 | 0 | 0 | 0 | 0 | 0 | 0 | 0 | 0 | 0.00039943 | 1.4578 | 1.1595 | 1.1714 | 0.95538 | 0.86996 | 0.89391 | 0.73773 | 0.84149 | 0.92661 | 1.3523 | 1.3651 | 1.4986 | 0.7605 | 0.58448 | 0.54476 | 0.53438 | 0.5192 | 0.48554 | 0.55391 | 0.50109 | 0.58079 | 0.57739 | 0.72718 | 0.77575
LO20Fast | New | Lighting | Residential | Lighting | 0.0040588 | 15.5362 | -47.7259 | Manufactured | 2016 - LEDReflectors and Outdoor665 to 1439 lumensANY | 0.0030776 | 0 | 0 | 0 | 0 | 0 | 0 | 0 | 0 | 0 | 0 | 0 | 0 | 0 | 0 | 0 | 0 | 0 | 0 | 0 | 0.0030776 | 1.1116 | 0.88411 | 0.89324 | 0.7285 | 0.66337 | 0.68162 | 0.56254 | 0.64166 | 0.70656 | 1.0312 | 1.0409 | 1.1427 | 0.5799 | 0.44568 | 0.41539 | 0.40748 | 0.3959 | 0.37023 | 0.42237 | 0.38209 | 0.44287 | 0.44027 | 0.55449 | 0.59152
LO20Fast | New | Lighting | Residential | Lighting | 0.021729 | 83.1732 | -27.3345 | Manufactured | 2016 - LEDReflectors and Outdoor1440 to 2600 lumensANY | 0.001354 | 0 | 0 | 0 | 0 | 0 | 0 | 0 | 0 | 0 | 0 | 0 | 0 | 0 | 0 | 0 | 0 | 0 | 0 | 0 | 0.001354 | 5.9509 | 4.7331 | 4.7819 | 3.9 | 3.5513 | 3.6491 | 3.0115 | 3.4351 | 3.7826 | 5.5204 | 5.5726 | 6.1176 | 3.1045 | 2.386 | 2.2238 | 2.1814 | 2.1194 | 1.9821 | 2.2611 | 2.0455 | 2.3709 | 2.357 | 2.9685 | 3.1667
LO20Fast | New | Lighting | Residential | Lighting | 0.01265 | 48.4214 | -0.28395 | Manufactured | 2016 - LEDThree-Way250 to 664 lumensANY | 1.2369e-05 | 0 | 0 | 0 | 0 | 0 | 0 | 0 | 0 | 0 | 0 | 0 | 0 | 0 | 0 | 0 | 0 | 0 | 0 | 0 | 1.2369e-05 | 3.4645 | 2.7555 | 2.7839 | 2.2705 | 2.0675 | 2.1244 | 1.7532 | 1.9998 | 2.2021 | 3.2138 | 3.2442 | 3.5615 | 1.8074 | 1.389 | 1.2946 | 1.27 | 1.2339 | 1.1539 | 1.3164 | 1.1909 | 1.3803 | 1.3722 | 1.7282 | 1.8436
LO20Fast | New | Lighting | Residential | Lighting | 0.013626 | 52.1577 | -8.9398 | Manufactured | 2016 - LEDThree-Way665 to 1439 lumensANY | 0.00016445 | 0 | 0 | 0 | 0 | 0 | 0 | 0 | 0 | 0 | 0 | 0 | 0 | 0 | 0 | 0 | 0 | 0 | 0 | 0 | 0.00016445 | 3.7318 | 2.9681 | 2.9987 | 2.4457 | 2.227 | 2.2883 | 1.8885 | 2.1542 | 2.372 | 3.4618 | 3.4946 | 3.8363 | 1.9468 | 1.4962 | 1.3945 | 1.368 | 1.3291 | 1.2429 | 1.418 | 1.2827 | 1.4868 | 1.4781 | 1.8615 | 1.9858
LO20Fast | New | Lighting | Residential | Lighting | 0.012193 | 46.6733 | -22.0119 | Manufactured | 2016 - LEDThree-Way1440 to 2600 lumensANY | 0.00056905 | 0 | 0 | 0 | 0 | 0 | 0 | 0 | 0 | 0 | 0 | 0 | 0 | 0 | 0 | 0 | 0 | 0 | 0 | 0 | 0.00056905 | 3.3394 | 2.656 | 2.6834 | 2.1885 | 1.9929 | 2.0477 | 1.6899 | 1.9276 | 2.1226 | 3.0978 | 3.1271 | 3.433 | 1.7421 | 1.3389 | 1.2479 | 1.2241 | 1.1893 | 1.1122 | 1.2689 | 1.1479 | 1.3304 | 1.3226 | 1.6658 | 1.777
LO20Fast | New | Lighting | Residential | Lighting | 0.0052592 | 20.131 | -21.2628 | Single Family | 2017 - LEDDecorative and Mini-Base250 to 664 lumensANY | 0 | 0.27513 | 0.33517 | 0.38032 | 0.41788 | 0.43756 | 0.45819 | 0.48374 | 0.50192 | 0.53062 | 0.55094 | 0.55664 | 0.55158 | 0.5597 | 0.57218 | 0.57435 | 0.55883 | 0.56057 | 0.5641 | 0.56959 | 9.439 | 1.4403 | 1.1456 | 1.1574 | 0.94395 | 0.85955 | 0.88321 | 0.7289 | 0.83143 | 0.91553 | 1.3361 | 1.3488 | 1.4807 | 0.7514 | 0.57749 | 0.53824 | 0.52799 | 0.51298 | 0.47973 | 0.54728 | 0.49509 | 0.57384 | 0.57048 | 0.71848 | 0.76647
LO20Fast | New | Lighting | Residential | Lighting | 0.0039621 | 15.1661 | -19.793 | Single Family | 2017 - LEDDecorative and Mini-Base665 to 1439 lumensANY | 0 | 0.056849 | 0.069255 | 0.078584 | 0.086347 | 0.090413 | 0.094675 | 0.099955 | 0.10371 | 0.10964 | 0.11384 | 0.11502 | 0.11397 | 0.11565 | 0.11823 | 0.11868 | 0.11547 | 0.11583 | 0.11656 | 0.11769 | 1.9504 | 1.0851 | 0.86305 | 0.87196 | 0.71114 | 0.64756 | 0.66538 | 0.54913 | 0.62637 | 0.68973 | 1.0066 | 1.0161 | 1.1155 | 0.56608 | 0.43506 | 0.40549 | 0.39777 | 0.38647 | 0.36141 | 0.4123 | 0.37299 | 0.43232 | 0.42978 | 0.54128 | 0.57743
LO20Fast | New | Lighting | Residential | Lighting | 0.0019622 | 7.5107 | 253.6686 | Single Family | 2017 - LEDDecorative and Mini-Base1440 to 2600 lumensANY | 0 | 0.00055311 | 0.00067382 | 0.00076459 | 0.00084011 | 0.00087968 | 0.00092114 | 0.00097251 | 0.0010091 | 0.0010667 | 0.0011076 | 0.0011191 | 0.0011089 | 0.0011252 | 0.0011503 | 0.0011547 | 0.0011235 | 0.001127 | 0.0011341 | 0.0011451 | 0.018976 | 0.53738 | 0.42741 | 0.43182 | 0.35218 | 0.32069 | 0.32952 | 0.27195 | 0.3102 | 0.34157 | 0.4985 | 0.50322 | 0.55243 | 0.28034 | 0.21546 | 0.20081 | 0.19699 | 0.19139 | 0.17898 | 0.20418 | 0.18472 | 0.2141 | 0.21284 | 0.26806 | 0.28596
LO20Fast | New | Lighting | Residential | Lighting | 0.00050186 | 1.921 | 19.8793 | Single Family | 2017 - LEDGeneral Purpose and Dimmable250 to 664 lumensANY | 0 | 0.021923 | 0.026708 | 0.030305 | 0.033299 | 0.034867 | 0.036511 | 0.038547 | 0.039995 | 0.042282 | 0.043901 | 0.044356 | 0.043952 | 0.044599 | 0.045594 | 0.045767 | 0.04453 | 0.044669 | 0.04495 | 0.045387 | 0.75214 | 0.13745 | 0.10932 | 0.11045 | 0.090077 | 0.082023 | 0.08428 | 0.069556 | 0.079339 | 0.087364 | 0.1275 | 0.12871 | 0.1413 | 0.071703 | 0.055107 | 0.051362 | 0.050383 | 0.048951 | 0.045778 | 0.052224 | 0.047244 | 0.054759 | 0.054438 | 0.068561 | 0.07314
LO20Fast | New | Lighting | Residential | Lighting | 0.0019588 | 7.4978 | 38.0475 | Single Family | 2017 - LEDGeneral Purpose and Dimmable665 to 1439 lumensANY | 0 | 0.66029 | 0.80438 | 0.91273 | 1.0029 | 1.0501 | 1.0996 | 1.1609 | 1.2046 | 1.2734 | 1.3222 | 1.3359 | 1.3238 | 1.3432 | 1.3732 | 1.3784 | 1.3411 | 1.3453 | 1.3538 | 1.367 | 22.653 | 0.53646 | 0.42667 | 0.43108 | 0.35158 | 0.32014 | 0.32895 | 0.27148 | 0.30967 | 0.34099 | 0.49764 | 0.50235 | 0.55148 | 0.27986 | 0.21509 | 0.20047 | 0.19665 | 0.19106 | 0.17868 | 0.20383 | 0.1844 | 0.21373 | 0.21248 | 0.2676 | 0.28547
LO20Fast | New | Lighting | Residential | Lighting | 0.0036599 | 14.0093 | 64.3728 | Single Family | 2017 - LEDGeneral Purpose and Dimmable1440 to 2600 lumensANY | 0 | 0.123 | 0.14985 | 0.17003 | 0.18683 | 0.19562 | 0.20485 | 0.21627 | 0.2244 | 0.23723 | 0.24631 | 0.24886 | 0.2466 | 0.25023 | 0.25581 | 0.25678 | 0.24984 | 0.25062 | 0.2522 | 0.25465 | 4.22 | 1.0023 | 0.79722 | 0.80545 | 0.6569 | 0.59817 | 0.61463 | 0.50725 | 0.5786 | 0.63712 | 0.92982 | 0.93862 | 1.0304 | 0.52291 | 0.40188 | 0.37457 | 0.36743 | 0.35699 | 0.33385 | 0.38086 | 0.34454 | 0.39934 | 0.397 | 0.5 | 0.53339
LO20Fast | New | Lighting | Residential | Lighting | 0.003919 | 15.0012 | -40.7232 | Single Family | 2017 - LEDGlobe250 to 664 lumensANY | 0 | 0.11257 | 0.13714 | 0.15561 | 0.17098 | 0.17903 | 0.18747 | 0.19793 | 0.20537 | 0.21711 | 0.22542 | 0.22776 | 0.22568 | 0.22901 | 0.23411 | 0.235 | 0.22865 | 0.22936 | 0.23081 | 0.23305 | 3.8621 | 1.0733 | 0.85367 | 0.86248 | 0.70341 | 0.64052 | 0.65815 | 0.54316 | 0.61956 | 0.68223 | 0.99566 | 1.0051 | 1.1034 | 0.55993 | 0.43033 | 0.40109 | 0.39345 | 0.38227 | 0.35749 | 0.40782 | 0.36893 | 0.42762 | 0.42511 | 0.5354 | 0.57115
LO20Fast | New | Lighting | Residential | Lighting | 0.0026991 | 10.3316 | -97.4833 | Single Family | 2017 - LEDGlobe665 to 1439 lumensANY | 0 | 0.047275 | 0.057592 | 0.06535 | 0.071806 | 0.075187 | 0.078731 | 0.083122 | 0.086246 | 0.091176 | 0.094668 | 0.095648 | 0.094779 | 0.096174 | 0.098318 | 0.098692 | 0.096024 | 0.096324 | 0.096931 | 0.097873 | 1.6219 | 0.73921 | 0.58793 | 0.594 | 0.48445 | 0.44114 | 0.45328 | 0.37409 | 0.4267 | 0.46986 | 0.68572 | 0.69222 | 0.75992 | 0.38563 | 0.29638 | 0.27623 | 0.27097 | 0.26327 | 0.24621 | 0.28087 | 0.25409 | 0.29451 | 0.29278 | 0.36874 | 0.39336
LO20Fast | New | Lighting | Residential | Lighting | 0.0029202 | 11.178 | -118.6674 | Single Family | 2017 - LEDGlobe1440 to 2600 lumensANY | 0 | 0.0038541 | 0.0046952 | 0.0053276 | 0.0058539 | 0.0061296 | 0.0064185 | 0.0067764 | 0.0070311 | 0.0074331 | 0.0077178 | 0.0077976 | 0.0077267 | 0.0078405 | 0.0080153 | 0.0080458 | 0.0078283 | 0.0078527 | 0.0079022 | 0.007979 | 0.13223 | 0.79977 | 0.6361 | 0.64267 | 0.52414 | 0.47728 | 0.49041 | 0.40473 | 0.46166 | 0.50836 | 0.7419 | 0.74893 | 0.82217 | 0.41723 | 0.32066 | 0.29887 | 0.29317 | 0.28484 | 0.26638 | 0.30388 | 0.27491 | 0.31863 | 0.31677 | 0.39895 | 0.42559
LO20Fast | New | Lighting | Residential | Lighting | 0.0055705 | 21.3225 | -49.2564 | Single Family | 2017 - LEDReflectors and Outdoor250 to 664 lumensANY | 0 | 0.050895 | 0.062001 | 0.070353 | 0.077303 | 0.080943 | 0.084759 | 0.089486 | 0.092848 | 0.098157 | 0.10192 | 0.10297 | 0.10203 | 0.10354 | 0.10585 | 0.10625 | 0.10338 | 0.1037 | 0.10435 | 0.10537 | 1.7461 | 1.5256 | 1.2134 | 1.2259 | 0.99982 | 0.91043 | 0.93548 | 0.77204 | 0.88063 | 0.96971 | 1.4152 | 1.4286 | 1.5683 | 0.79588 | 0.61167 | 0.5701 | 0.55924 | 0.54334 | 0.50812 | 0.57967 | 0.5244 | 0.60781 | 0.60424 | 0.76101 | 0.81183
LO20Fast | New | Lighting | Residential | Lighting | 0.0042476 | 16.2588 | -57.5585 | Single Family | 2017 - LEDReflectors and Outdoor665 to 1439 lumensANY | 0 | 0.39215 | 0.47772 | 0.54207 | 0.59562 | 0.62367 | 0.65307 | 0.68949 | 0.7154 | 0.7563 | 0.78527 | 0.79339 | 0.78618 | 0.79776 | 0.81554 | 0.81864 | 0.79651 | 0.799 | 0.80403 | 0.81185 | 13.4537 | 1.1633 | 0.92524 | 0.93478 | 0.76238 | 0.69422 | 0.71333 | 0.5887 | 0.6715 | 0.73943 | 1.0791 | 1.0893 | 1.1959 | 0.60687 | 0.46641 | 0.43471 | 0.42643 | 0.41431 | 0.38745 | 0.44201 | 0.39986 | 0.46347 | 0.46075 | 0.58028 | 0.61904
LO20Fast | New | Lighting | Residential | Lighting | 0.02274 | 87.0418 | -31.3422 | Single Family | 2017 - LEDReflectors and Outdoor1440 to 2600 lumensANY | 0 | 0.17252 | 0.21017 | 0.23848 | 0.26204 | 0.27438 | 0.28731 | 0.30333 | 0.31473 | 0.33273 | 0.34547 | 0.34904 | 0.34587 | 0.35096 | 0.35879 | 0.36015 | 0.35041 | 0.35151 | 0.35372 | 0.35716 | 5.9188 | 6.2277 | 4.9533 | 5.0044 | 4.0814 | 3.7165 | 3.8188 | 3.1516 | 3.5949 | 3.9585 | 5.7771 | 5.8318 | 6.4022 | 3.2489 | 2.4969 | 2.3272 | 2.2829 | 2.218 | 2.0742 | 2.3663 | 2.1407 | 2.4812 | 2.4666 | 3.1066 | 3.314
LO20Fast | New | Lighting | Residential | Lighting | 0.013238 | 50.6736 | -6.4267 | Single Family | 2017 - LEDThree-Way250 to 664 lumensANY | 0 | 0.001576 | 0.0019199 | 0.0021785 | 0.0023937 | 0.0025065 | 0.0026246 | 0.002771 | 0.0028751 | 0.0030395 | 0.0031559 | 0.0031886 | 0.0031596 | 0.0032061 | 0.0032776 | 0.00329 | 0.0032011 | 0.0032111 | 0.0032313 | 0.0032627 | 0.054069 | 3.6256 | 2.8837 | 2.9134 | 2.3761 | 2.1637 | 2.2232 | 1.8348 | 2.0929 | 2.3046 | 3.3633 | 3.3951 | 3.7272 | 1.8914 | 1.4537 | 1.3549 | 1.329 | 1.2913 | 1.2076 | 1.3776 | 1.2462 | 1.4445 | 1.436 | 1.8086 | 1.9293
LO20Fast | New | Lighting | Residential | Lighting | 0.01426 | 54.5836 | -12.3343 | Single Family | 2017 - LEDThree-Way665 to 1439 lumensANY | 0 | 0.020954 | 0.025527 | 0.028965 | 0.031827 | 0.033326 | 0.034896 | 0.036843 | 0.038227 | 0.040413 | 0.04196 | 0.042395 | 0.042009 | 0.042628 | 0.043578 | 0.043744 | 0.042561 | 0.042694 | 0.042963 | 0.043381 | 0.71889 | 3.9054 | 3.1062 | 3.1382 | 2.5595 | 2.3306 | 2.3948 | 1.9764 | 2.2543 | 2.4824 | 3.6228 | 3.6571 | 4.0148 | 2.0374 | 1.5658 | 1.4594 | 1.4316 | 1.3909 | 1.3008 | 1.4839 | 1.3424 | 1.5559 | 1.5468 | 1.9481 | 2.0782
LO20Fast | New | Lighting | Residential | Lighting | 0.01276 | 48.8441 | -29.9932 | Single Family | 2017 - LEDThree-Way1440 to 2600 lumensANY | 0 | 0.072507 | 0.08833 | 0.10023 | 0.11013 | 0.11532 | 0.12075 | 0.12749 | 0.13228 | 0.13984 | 0.14519 | 0.1467 | 0.14536 | 0.1475 | 0.15079 | 0.15137 | 0.14727 | 0.14773 | 0.14866 | 0.15011 | 2.4876 | 3.4947 | 2.7796 | 2.8082 | 2.2903 | 2.0855 | 2.1429 | 1.7686 | 2.0173 | 2.2214 | 3.2419 | 3.2726 | 3.5926 | 1.8231 | 1.4012 | 1.3059 | 1.2811 | 1.2447 | 1.164 | 1.3279 | 1.2013 | 1.3923 | 1.3842 | 1.7433 | 1.8597
LO20Fast | New | Lighting | Residential | Lighting | 0.0052592 | 20.131 | -21.2628 | Multifamily - Low Rise | 2017 - LEDDecorative and Mini-Base250 to 664 lumensANY | 0 | 0.031547 | 0.040183 | 0.04563 | 0.048564 | 0.051454 | 0.054919 | 0.059344 | 0.063729 | 0.067995 | 0.070403 | 0.072076 | 0.073482 | 0.073676 | 0.073552 | 0.072631 | 0.071839 | 0.071272 | 0.070162 | 0.0701 | 1.1826 | 1.4403 | 1.1456 | 1.1574 | 0.94395 | 0.85955 | 0.88321 | 0.7289 | 0.83143 | 0.91553 | 1.3361 | 1.3488 | 1.4807 | 0.7514 | 0.57749 | 0.53824 | 0.52799 | 0.51298 | 0.47973 | 0.54728 | 0.49509 | 0.57384 | 0.57048 | 0.71848 | 0.76647
LO20Fast | New | Lighting | Residential | Lighting | 0.0039621 | 15.1661 | -19.793 | Multifamily - Low Rise | 2017 - LEDDecorative and Mini-Base665 to 1439 lumensANY | 0 | 0.0065184 | 0.008303 | 0.0094285 | 0.010035 | 0.010632 | 0.011348 | 0.012262 | 0.013168 | 0.01405 | 0.014547 | 0.014893 | 0.015183 | 0.015223 | 0.015198 | 0.015008 | 0.014844 | 0.014727 | 0.014497 | 0.014485 | 0.24435 | 1.0851 | 0.86305 | 0.87196 | 0.71114 | 0.64756 | 0.66538 | 0.54913 | 0.62637 | 0.68973 | 1.0066 | 1.0161 | 1.1155 | 0.56608 | 0.43506 | 0.40549 | 0.39777 | 0.38647 | 0.36141 | 0.4123 | 0.37299 | 0.43232 | 0.42978 | 0.54128 | 0.57743
LO20Fast | New | Lighting | Residential | Lighting | 0.0019622 | 7.5107 | 253.6686 | Multifamily - Low Rise | 2017 - LEDDecorative and Mini-Base1440 to 2600 lumensANY | 0 | 6.3421e-05 | 8.0784e-05 | 9.1735e-05 | 9.7633e-05 | 0.00010344 | 0.00011041 | 0.0001193 | 0.00012812 | 0.0001367 | 0.00014154 | 0.0001449 | 0.00014773 | 0.00014812 | 0.00014787 | 0.00014602 | 0.00014443 | 0.00014328 | 0.00014105 | 0.00014093 | 0.0023774 | 0.53738 | 0.42741 | 0.43182 | 0.35218 | 0.32069 | 0.32952 | 0.27195 | 0.3102 | 0.34157 | 0.4985 | 0.50322 | 0.55243 | 0.28034 | 0.21546 | 0.20081 | 0.19699 | 0.19139 | 0.17898 | 0.20418 | 0.18472 | 0.2141 | 0.21284 | 0.26806 | 0.28596
LO20Fast | New | Lighting | Residential | Lighting | 0.00050186 | 1.921 | 19.8793 | Multifamily - Low Rise | 2017 - LEDGeneral Purpose and Dimmable250 to 664 lumensANY | 0 | 0.0025138 | 0.003202 | 0.003636 | 0.0038698 | 0.0041001 | 0.0043762 | 0.0047288 | 0.0050782 | 0.0054182 | 0.00561 | 0.0057434 | 0.0058554 | 0.0058708 | 0.005861 | 0.0057875 | 0.0057245 | 0.0056793 | 0.0055908 | 0.0055859 | 0.094231 | 0.13745 | 0.10932 | 0.11045 | 0.090077 | 0.082023 | 0.08428 | 0.069556 | 0.079339 | 0.087364 | 0.1275 | 0.12871 | 0.1413 | 0.071703 | 0.055107 | 0.051362 | 0.050383 | 0.048951 | 0.045778 | 0.052224 | 0.047244 | 0.054759 | 0.054438 | 0.068561 | 0.07314
LO20Fast | New | Lighting | Residential | Lighting | 0.0019588 | 7.4978 | 38.0475 | Multifamily - Low Rise | 2017 - LEDGeneral Purpose and Dimmable665 to 1439 lumensANY | 0 | 0.07571 | 0.096437 | 0.10951 | 0.11655 | 0.12348 | 0.1318 | 0.14242 | 0.15295 | 0.16318 | 0.16896 | 0.17298 | 0.17635 | 0.17682 | 0.17652 | 0.17431 | 0.17241 | 0.17105 | 0.16838 | 0.16823 | 2.8381 | 0.53646 | 0.42667 | 0.43108 | 0.35158 | 0.32014 | 0.32895 | 0.27148 | 0.30967 | 0.34099 | 0.49764 | 0.50235 | 0.55148 | 0.27986 | 0.21509 | 0.20047 | 0.19665 | 0.19106 | 0.17868 | 0.20383 | 0.1844 | 0.21373 | 0.21248 | 0.2676 | 0.28547
LO20Fast | New | Lighting | Residential | Lighting | 0.0036599 | 14.0093 | 64.3728 | Multifamily - Low Rise | 2017 - LEDGeneral Purpose and Dimmable1440 to 2600 lumensANY | 0 | 0.014104 | 0.017965 | 0.0204 | 0.021712 | 0.023004 | 0.024553 | 0.026531 | 0.028492 | 0.030399 | 0.031475 | 0.032224 | 0.032852 | 0.032939 | 0.032883 | 0.032472 | 0.032118 | 0.031864 | 0.031368 | 0.03134 | 0.52869 | 1.0023 | 0.79722 | 0.80545 | 0.6569 | 0.59817 | 0.61463 | 0.50725 | 0.5786 | 0.63712 | 0.92982 | 0.93862 | 1.0304 | 0.52291 | 0.40188 | 0.37457 | 0.36743 | 0.35699 | 0.33385 | 0.38086 | 0.34454 | 0.39934 | 0.397 | 0.5 | 0.53339
LO20Fast | New | Lighting | Residential | Lighting | 0.003919 | 15.0012 | -40.7232 | Multifamily - Low Rise | 2017 - LEDGlobe250 to 664 lumensANY | 0 | 0.012908 | 0.016441 | 0.01867 | 0.019871 | 0.021053 | 0.022471 | 0.024281 | 0.026075 | 0.027821 | 0.028806 | 0.029491 | 0.030066 | 0.030145 | 0.030095 | 0.029718 | 0.029394 | 0.029162 | 0.028707 | 0.028682 | 0.48386 | 1.0733 | 0.85367 | 0.86248 | 0.70341 | 0.64052 | 0.65815 | 0.54316 | 0.61956 | 0.68223 | 0.99566 | 1.0051 | 1.1034 | 0.55993 | 0.43033 | 0.40109 | 0.39345 | 0.38227 | 0.35749 | 0.40782 | 0.36893 | 0.42762 | 0.42511 | 0.5354 | 0.57115
LO20Fast | New | Lighting | Residential | Lighting | 0.0026991 | 10.3316 | -97.4833 | Multifamily - Low Rise | 2017 - LEDGlobe665 to 1439 lumensANY | 0 | 0.0054207 | 0.0069048 | 0.0078407 | 0.0083448 | 0.0088413 | 0.0094368 | 0.010197 | 0.010951 | 0.011684 | 0.012097 | 0.012385 | 0.012626 | 0.01266 | 0.012639 | 0.01248 | 0.012344 | 0.012247 | 0.012056 | 0.012045 | 0.2032 | 0.73921 | 0.58793 | 0.594 | 0.48445 | 0.44114 | 0.45328 | 0.37409 | 0.4267 | 0.46986 | 0.68572 | 0.69222 | 0.75992 | 0.38563 | 0.29638 | 0.27623 | 0.27097 | 0.26327 | 0.24621 | 0.28087 | 0.25409 | 0.29451 | 0.29278 | 0.36874 | 0.39336
LO20Fast | New | Lighting | Residential | Lighting | 0.0029202 | 11.178 | -118.6674 | Multifamily - Low Rise | 2017 - LEDGlobe1440 to 2600 lumensANY | 0 | 0.00044192 | 0.0005629 | 0.0006392 | 0.0006803 | 0.00072078 | 0.00076933 | 0.00083131 | 0.00089274 | 0.00095251 | 0.00098623 | 0.0010097 | 0.0010294 | 0.0010321 | 0.0010303 | 0.0010174 | 0.0010063 | 0.0009984 | 0.00098285 | 0.00098199 | 0.016566 | 0.79977 | 0.6361 | 0.64267 | 0.52414 | 0.47728 | 0.49041 | 0.40473 | 0.46166 | 0.50836 | 0.7419 | 0.74893 | 0.82217 | 0.41723 | 0.32066 | 0.29887 | 0.29317 | 0.28484 | 0.26638 | 0.30388 | 0.27491 | 0.31863 | 0.31677 | 0.39895 | 0.42559
LO20Fast | New | Lighting | Residential | Lighting | 0.0055705 | 21.3225 | -49.2564 | Multifamily - Low Rise | 2017 - LEDReflectors and Outdoor250 to 664 lumensANY | 0 | 0.0058357 | 0.0074334 | 0.0084409 | 0.0089837 | 0.0095182 | 0.010159 | 0.010978 | 0.011789 | 0.012578 | 0.013024 | 0.013333 | 0.013593 | 0.013629 | 0.013606 | 0.013436 | 0.013289 | 0.013184 | 0.012979 | 0.012968 | 0.21876 | 1.5256 | 1.2134 | 1.2259 | 0.99982 | 0.91043 | 0.93548 | 0.77204 | 0.88063 | 0.96971 | 1.4152 | 1.4286 | 1.5683 | 0.79588 | 0.61167 | 0.5701 | 0.55924 | 0.54334 | 0.50812 | 0.57967 | 0.5244 | 0.60781 | 0.60424 | 0.76101 | 0.81183
LO20Fast | New | Lighting | Residential | Lighting | 0.0042476 | 16.2588 | -57.5585 | Multifamily - Low Rise | 2017 - LEDReflectors and Outdoor665 to 1439 lumensANY | 0 | 0.044964 | 0.057274 | 0.065038 | 0.06922 | 0.073338 | 0.078278 | 0.084584 | 0.090835 | 0.096916 | 0.10035 | 0.10273 | 0.10474 | 0.10501 | 0.10484 | 0.10352 | 0.10239 | 0.10159 | 0.1 | 0.099915 | 1.6855 | 1.1633 | 0.92524 | 0.93478 | 0.76238 | 0.69422 | 0.71333 | 0.5887 | 0.6715 | 0.73943 | 1.0791 | 1.0893 | 1.1959 | 0.60687 | 0.46641 | 0.43471 | 0.42643 | 0.41431 | 0.38745 | 0.44201 | 0.39986 | 0.46347 | 0.46075 | 0.58028 | 0.61904
LO20Fast | New | Lighting | Residential | Lighting | 0.02274 | 87.0418 | -31.3422 | Multifamily - Low Rise | 2017 - LEDReflectors and Outdoor1440 to 2600 lumensANY | 0 | 0.019781 | 0.025197 | 0.028613 | 0.030452 | 0.032264 | 0.034437 | 0.037212 | 0.039962 | 0.042637 | 0.044146 | 0.045196 | 0.046077 | 0.046199 | 0.046121 | 0.045543 | 0.045047 | 0.044691 | 0.043995 | 0.043956 | 0.74153 | 6.2277 | 4.9533 | 5.0044 | 4.0814 | 3.7165 | 3.8188 | 3.1516 | 3.5949 | 3.9585 | 5.7771 | 5.8318 | 6.4022 | 3.2489 | 2.4969 | 2.3272 | 2.2829 | 2.218 | 2.0742 | 2.3663 | 2.1407 | 2.4812 | 2.4666 | 3.1066 | 3.314
LO20Fast | New | Lighting | Residential | Lighting | 0.013238 | 50.6736 | -6.4267 | Multifamily - Low Rise | 2017 - LEDThree-Way250 to 664 lumensANY | 0 | 0.00018071 | 0.00023018 | 0.00026138 | 0.00027819 | 0.00029474 | 0.00031459 | 0.00033993 | 0.00036505 | 0.00038949 | 0.00040328 | 0.00041287 | 0.00042092 | 0.00042203 | 0.00042132 | 0.00041604 | 0.00041151 | 0.00040826 | 0.0004019 | 0.00040155 | 0.0067739 | 3.6256 | 2.8837 | 2.9134 | 2.3761 | 2.1637 | 2.2232 | 1.8348 | 2.0929 | 2.3046 | 3.3633 | 3.3951 | 3.7272 | 1.8914 | 1.4537 | 1.3549 | 1.329 | 1.2913 | 1.2076 | 1.3776 | 1.2462 | 1.4445 | 1.436 | 1.8086 | 1.9293
LO20Fast | New | Lighting | Residential | Lighting | 0.01426 | 54.5836 | -12.3343 | Multifamily - Low Rise | 2017 - LEDThree-Way665 to 1439 lumensANY | 0 | 0.0024026 | 0.0030604 | 0.0034753 | 0.0036987 | 0.0039188 | 0.0041827 | 0.0045197 | 0.0048537 | 0.0051786 | 0.005362 | 0.0054894 | 0.0055965 | 0.0056112 | 0.0056019 | 0.0055317 | 0.0054714 | 0.0054282 | 0.0053436 | 0.0053389 | 0.090065 | 3.9054 | 3.1062 | 3.1382 | 2.5595 | 2.3306 | 2.3948 | 1.9764 | 2.2543 | 2.4824 | 3.6228 | 3.6571 | 4.0148 | 2.0374 | 1.5658 | 1.4594 | 1.4316 | 1.3909 | 1.3008 | 1.4839 | 1.3424 | 1.5559 | 1.5468 | 1.9481 | 2.0782
LO20Fast | New | Lighting | Residential | Lighting | 0.01276 | 48.8441 | -29.9932 | Multifamily - High Rise | 2017 - LEDThree-Way1440 to 2600 lumensANY | 0 | 0.0018927 | 0.0024471 | 0.0027147 | 0.0028333 | 0.0030469 | 0.0032616 | 0.0035682 | 0.0038049 | 0.0040592 | 0.0041524 | 0.0042428 | 0.0042883 | 0.0043333 | 0.0043466 | 0.0042891 | 0.0042475 | 0.0041697 | 0.0041694 | 0.0041625 | 0.07003 | 3.4947 | 2.7796 | 2.8082 | 2.2903 | 2.0855 | 2.1429 | 1.7686 | 2.0173 | 2.2214 | 3.2419 | 3.2726 | 3.5926 | 1.8231 | 1.4012 | 1.3059 | 1.2811 | 1.2447 | 1.164 | 1.3279 | 1.2013 | 1.3923 | 1.3842 | 1.7433 | 1.8597
LO20Fast | New | Lighting | Residential | Lighting | 0.0052592 | 20.131 | -21.2628 | Multifamily - High Rise | 2017 - LEDDecorative and Mini-Base250 to 664 lumensANY | 0 | 0.0071816 | 0.0092855 | 0.010301 | 0.010751 | 0.011561 | 0.012376 | 0.013539 | 0.014438 | 0.015403 | 0.015756 | 0.016099 | 0.016272 | 0.016442 | 0.016493 | 0.016275 | 0.016117 | 0.015822 | 0.015821 | 0.015794 | 0.26573 | 1.4403 | 1.1456 | 1.1574 | 0.94395 | 0.85955 | 0.88321 | 0.7289 | 0.83143 | 0.91553 | 1.3361 | 1.3488 | 1.4807 | 0.7514 | 0.57749 | 0.53824 | 0.52799 | 0.51298 | 0.47973 | 0.54728 | 0.49509 | 0.57384 | 0.57048 | 0.71848 | 0.76647
LO20Fast | New | Lighting | Residential | Lighting | 0.0039621 | 15.1661 | -19.793 | Multifamily - High Rise | 2017 - LEDDecorative and Mini-Base665 to 1439 lumensANY | 0 | 0.0014839 | 0.0019186 | 0.0021285 | 0.0022215 | 0.0023889 | 0.0025573 | 0.0027976 | 0.0029833 | 0.0031826 | 0.0032556 | 0.0033266 | 0.0033622 | 0.0033975 | 0.0034079 | 0.0033629 | 0.0033302 | 0.0032692 | 0.003269 | 0.0032636 | 0.054907 | 1.0851 | 0.86305 | 0.87196 | 0.71114 | 0.64756 | 0.66538 | 0.54913 | 0.62637 | 0.68973 | 1.0066 | 1.0161 | 1.1155 | 0.56608 | 0.43506 | 0.40549 | 0.39777 | 0.38647 | 0.36141 | 0.4123 | 0.37299 | 0.43232 | 0.42978 | 0.54128 | 0.57743
LO20Fast | New | Lighting | Residential | Lighting | 0.0019622 | 7.5107 | 253.6686 | Multifamily - High Rise | 2017 - LEDDecorative and Mini-Base1440 to 2600 lumensANY | 0 | 1.4438e-05 | 1.8668e-05 | 2.0709e-05 | 2.1614e-05 | 2.3243e-05 | 2.4881e-05 | 2.722e-05 | 2.9026e-05 | 3.0966e-05 | 3.1676e-05 | 3.2366e-05 | 3.2713e-05 | 3.3056e-05 | 3.3158e-05 | 3.2719e-05 | 3.2401e-05 | 3.1808e-05 | 3.1806e-05 | 3.1753e-05 | 0.00053422 | 0.53738 | 0.42741 | 0.43182 | 0.35218 | 0.32069 | 0.32952 | 0.27195 | 0.3102 | 0.34157 | 0.4985 | 0.50322 | 0.55243 | 0.28034 | 0.21546 | 0.20081 | 0.19699 | 0.19139 | 0.17898 | 0.20418 | 0.18472 | 0.2141 | 0.21284 | 0.26806 | 0.28596
LO20Fast | New | Lighting | Residential | Lighting | 0.00050186 | 1.921 | 19.8793 | Multifamily - High Rise | 2017 - LEDGeneral Purpose and Dimmable250 to 664 lumensANY | 0 | 0.00057226 | 0.00073991 | 0.00082083 | 0.00085669 | 0.00092125 | 0.00098618 | 0.0010789 | 0.0011505 | 0.0012274 | 0.0012555 | 0.0012829 | 0.0012966 | 0.0013102 | 0.0013142 | 0.0012969 | 0.0012843 | 0.0012608 | 0.0012607 | 0.0012586 | 0.021174 | 0.13745 | 0.10932 | 0.11045 | 0.090077 | 0.082023 | 0.08428 | 0.069556 | 0.079339 | 0.087364 | 0.1275 | 0.12871 | 0.1413 | 0.071703 | 0.055107 | 0.051362 | 0.050383 | 0.048951 | 0.045778 | 0.052224 | 0.047244 | 0.054759 | 0.054438 | 0.068561 | 0.07314
LO20Fast | New | Lighting | Residential | Lighting | 0.0019588 | 7.4978 | 38.0475 | Multifamily - High Rise | 2017 - LEDGeneral Purpose and Dimmable665 to 1439 lumensANY | 0 | 0.017235 | 0.022285 | 0.024722 | 0.025802 | 0.027746 | 0.029702 | 0.032494 | 0.03465 | 0.036965 | 0.037813 | 0.038637 | 0.039051 | 0.039461 | 0.039582 | 0.039059 | 0.038679 | 0.037971 | 0.037969 | 0.037906 | 0.63773 | 0.53646 | 0.42667 | 0.43108 | 0.35158 | 0.32014 | 0.32895 | 0.27148 | 0.30967 | 0.34099 | 0.49764 | 0.50235 | 0.55148 | 0.27986 | 0.21509 | 0.20047 | 0.19665 | 0.19106 | 0.17868 | 0.20383 | 0.1844 | 0.21373 | 0.21248 | 0.2676 | 0.28547
LO20Fast | New | Lighting | Residential | Lighting | 0.0036599 | 14.0093 | 64.3728 | Multifamily - High Rise | 2017 - LEDGeneral Purpose and Dimmable1440 to 2600 lumensANY | 0 | 0.0032107 | 0.0041513 | 0.0046053 | 0.0048065 | 0.0051688 | 0.0055331 | 0.0060532 | 0.0064548 | 0.0068862 | 0.0070442 | 0.0071976 | 0.0072747 | 0.007351 | 0.0073737 | 0.0072762 | 0.0072055 | 0.0070736 | 0.0070731 | 0.0070613 | 0.1188 | 1.0023 | 0.79722 | 0.80545 | 0.6569 | 0.59817 | 0.61463 | 0.50725 | 0.5786 | 0.63712 | 0.92982 | 0.93862 | 1.0304 | 0.52291 | 0.40188 | 0.37457 | 0.36743 | 0.35699 | 0.33385 | 0.38086 | 0.34454 | 0.39934 | 0.397 | 0.5 | 0.53339
LO20Fast | New | Lighting | Residential | Lighting | 0.003919 | 15.0012 | -40.7232 | Multifamily - High Rise | 2017 - LEDGlobe250 to 664 lumensANY | 0 | 0.0029384 | 0.0037993 | 0.0042147 | 0.0043989 | 0.0047304 | 0.0050638 | 0.0055398 | 0.0059074 | 0.0063022 | 0.0064467 | 0.0065872 | 0.0066577 | 0.0067276 | 0.0067483 | 0.0066591 | 0.0065944 | 0.0064737 | 0.0064732 | 0.0064625 | 0.10873 | 1.0733 | 0.85367 | 0.86248 | 0.70341 | 0.64052 | 0.65815 | 0.54316 | 0.61956 | 0.68223 | 0.99566 | 1.0051 | 1.1034 | 0.55993 | 0.43033 | 0.40109 | 0.39345 | 0.38227 | 0.35749 | 0.40782 | 0.36893 | 0.42762 | 0.42511 | 0.5354 | 0.57115
LO20Fast | New | Lighting | Residential | Lighting | 0.0026991 | 10.3316 | -97.4833 | Multifamily - High Rise | 2017 - LEDGlobe665 to 1439 lumensANY | 0 | 0.001234 | 0.0015955 | 0.00177 | 0.0018474 | 0.0019866 | 0.0021266 | 0.0023265 | 0.0024809 | 0.0026467 | 0.0027074 | 0.0027664 | 0.002796 | 0.0028253 | 0.002834 | 0.0027965 | 0.0027694 | 0.0027187 | 0.0027185 | 0.002714 | 0.04566 | 0.73921 | 0.58793 | 0.594 | 0.48445 | 0.44114 | 0.45328 | 0.37409 | 0.4267 | 0.46986 | 0.68572 | 0.69222 | 0.75992 | 0.38563 | 0.29638 | 0.27623 | 0.27097 | 0.26327 | 0.24621 | 0.28087 | 0.25409 | 0.29451 | 0.29278 | 0.36874 | 0.39336
LO20Fast | New | Lighting | Residential | Lighting | 0.0029202 | 11.178 | -118.6674 | Multifamily - High Rise | 2017 - LEDGlobe1440 to 2600 lumensANY | 0 | 0.0001006 | 0.00013007 | 0.0001443 | 0.0001506 | 0.00016195 | 0.00017337 | 0.00018967 | 0.00020225 | 0.00021577 | 0.00022072 | 0.00022553 | 0.00022794 | 0.00023033 | 0.00023104 | 0.00022799 | 0.00022577 | 0.00022164 | 0.00022162 | 0.00022125 | 0.0037224 | 0.79977 | 0.6361 | 0.64267 | 0.52414 | 0.47728 | 0.49041 | 0.40473 | 0.46166 | 0.50836 | 0.7419 | 0.74893 | 0.82217 | 0.41723 | 0.32066 | 0.29887 | 0.29317 | 0.28484 | 0.26638 | 0.30388 | 0.27491 | 0.31863 | 0.31677 | 0.39895 | 0.42559
LO20Fast | New | Lighting | Residential | Lighting | 0.0055705 | 21.3225 | -49.2564 | Multifamily - High Rise | 2017 - LEDReflectors and Outdoor250 to 664 lumensANY | 0 | 0.0013285 | 0.0017177 | 0.0019055 | 0.0019888 | 0.0021387 | 0.0022894 | 0.0025046 | 0.0026708 | 0.0028493 | 0.0029146 | 0.0029782 | 0.00301 | 0.0030416 | 0.003051 | 0.0030106 | 0.0029814 | 0.0029268 | 0.0029266 | 0.0029218 | 0.049156 | 1.5256 | 1.2134 | 1.2259 | 0.99982 | 0.91043 | 0.93548 | 0.77204 | 0.88063 | 0.96971 | 1.4152 | 1.4286 | 1.5683 | 0.79588 | 0.61167 | 0.5701 | 0.55924 | 0.54334 | 0.50812 | 0.57967 | 0.5244 | 0.60781 | 0.60424 | 0.76101 | 0.81183
LO20Fast | New | Lighting | Residential | Lighting | 0.0042476 | 16.2588 | -57.5585 | Multifamily - High Rise | 2017 - LEDReflectors and Outdoor665 to 1439 lumensANY | 0 | 0.010236 | 0.013235 | 0.014682 | 0.015324 | 0.016479 | 0.01764 | 0.019298 | 0.020579 | 0.021954 | 0.022457 | 0.022947 | 0.023193 | 0.023436 | 0.023508 | 0.023197 | 0.022972 | 0.022551 | 0.02255 | 0.022512 | 0.37875 | 1.1633 | 0.92524 | 0.93478 | 0.76238 | 0.69422 | 0.71333 | 0.5887 | 0.6715 | 0.73943 | 1.0791 | 1.0893 | 1.1959 | 0.60687 | 0.46641 | 0.43471 | 0.42643 | 0.41431 | 0.38745 | 0.44201 | 0.39986 | 0.46347 | 0.46075 | 0.58028 | 0.61904
LO20Fast | New | Lighting | Residential | Lighting | 0.02274 | 87.0418 | -31.3422 | Multifamily - High Rise | 2017 - LEDReflectors and Outdoor1440 to 2600 lumensANY | 0 | 0.0045033 | 0.0058225 | 0.0064593 | 0.0067414 | 0.0072495 | 0.0077605 | 0.00849 | 0.0090533 | 0.0096583 | 0.0098799 | 0.010095 | 0.010203 | 0.01031 | 0.010342 | 0.010205 | 0.010106 | 0.0099212 | 0.0099204 | 0.009904 | 0.16663 | 6.2277 | 4.9533 | 5.0044 | 4.0814 | 3.7165 | 3.8188 | 3.1516 | 3.5949 | 3.9585 | 5.7771 | 5.8318 | 6.4022 | 3.2489 | 2.4969 | 2.3272 | 2.2829 | 2.218 | 2.0742 | 2.3663 | 2.1407 | 2.4812 | 2.4666 | 3.1066 | 3.314
LO20Fast | New | Lighting | Residential | Lighting | 0.013238 | 50.6736 | -6.4267 | Multifamily - High Rise | 2017 - LEDThree-Way250 to 664 lumensANY | 0 | 4.1138e-05 | 5.3189e-05 | 5.9006e-05 | 6.1584e-05 | 6.6225e-05 | 7.0893e-05 | 7.7557e-05 | 8.2703e-05 | 8.823e-05 | 9.0254e-05 | 9.2221e-05 | 9.3208e-05 | 9.4186e-05 | 9.4476e-05 | 9.3226e-05 | 9.2321e-05 | 9.0631e-05 | 9.0624e-05 | 9.0474e-05 | 0.0015221 | 3.6256 | 2.8837 | 2.9134 | 2.3761 | 2.1637 | 2.2232 | 1.8348 | 2.0929 | 2.3046 | 3.3633 | 3.3951 | 3.7272 | 1.8914 | 1.4537 | 1.3549 | 1.329 | 1.2913 | 1.2076 | 1.3776 | 1.2462 | 1.4445 | 1.436 | 1.8086 | 1.9293
LO20Fast | New | Lighting | Residential | Lighting | 0.01426 | 54.5836 | -12.3343 | Multifamily - High Rise | 2017 - LEDThree-Way665 to 1439 lumensANY | 0 | 0.00054696 | 0.0007072 | 0.00078454 | 0.00081881 | 0.00088052 | 0.00094258 | 0.0010312 | 0.0010996 | 0.0011731 | 0.0012 | 0.0012262 | 0.0012393 | 0.0012523 | 0.0012561 | 0.0012395 | 0.0012275 | 0.001205 | 0.0012049 | 0.0012029 | 0.020238 | 3.9054 | 3.1062 | 3.1382 | 2.5595 | 2.3306 | 2.3948 | 1.9764 | 2.2543 | 2.4824 | 3.6228 | 3.6571 | 4.0148 | 2.0374 | 1.5658 | 1.4594 | 1.4316 | 1.3909 | 1.3008 | 1.4839 | 1.3424 | 1.5559 | 1.5468 | 1.9481 | 2.0782
LO20Fast | New | Lighting | Residential | Lighting | 0.01276 | 48.8441 | -29.9932 | Multifamily - High Rise | 2017 - LEDThree-Way1440 to 2600 lumensANY | 0 | 0.0018927 | 0.0024471 | 0.0027147 | 0.0028333 | 0.0030469 | 0.0032616 | 0.0035682 | 0.0038049 | 0.0040592 | 0.0041524 | 0.0042428 | 0.0042883 | 0.0043333 | 0.0043466 | 0.0042891 | 0.0042475 | 0.0041697 | 0.0041694 | 0.0041625 | 0.07003 | 3.4947 | 2.7796 | 2.8082 | 2.2903 | 2.0855 | 2.1429 | 1.7686 | 2.0173 | 2.2214 | 3.2419 | 3.2726 | 3.5926 | 1.8231 | 1.4012 | 1.3059 | 1.2811 | 1.2447 | 1.164 | 1.3279 | 1.2013 | 1.3923 | 1.3842 | 1.7433 | 1.8597
LO20Fast | New | Lighting | Residential | Lighting | 0.0052592 | 20.131 | -21.2628 | Manufactured | 2017 - LEDDecorative and Mini-Base250 to 664 lumensANY | 0 | 0.0038686 | 0.0051502 | 0.0062638 | 0.0068567 | 0.0074163 | 0.0080149 | 0.0085505 | 0.0090135 | 0.0093683 | 0.0096075 | 0.0098228 | 0.010013 | 0.010161 | 0.010271 | 0.010349 | 0.010407 | 0.010459 | 0.010501 | 0.010533 | 0.16663 | 1.4403 | 1.1456 | 1.1574 | 0.94395 | 0.85955 | 0.88321 | 0.7289 | 0.83143 | 0.91553 | 1.3361 | 1.3488 | 1.4807 | 0.7514 | 0.57749 | 0.53824 | 0.52799 | 0.51298 | 0.47973 | 0.54728 | 0.49509 | 0.57384 | 0.57048 | 0.71848 | 0.76647
LO20Fast | New | Lighting | Residential | Lighting | 0.0039621 | 15.1661 | -19.793 | Manufactured | 2017 - LEDDecorative and Mini-Base665 to 1439 lumensANY | 0 | 0.00079937 | 0.0010642 | 0.0012943 | 0.0014168 | 0.0015324 | 0.0016561 | 0.0017668 | 0.0018624 | 0.0019358 | 0.0019852 | 0.0020297 | 0.0020689 | 0.0020995 | 0.0021223 | 0.0021385 | 0.0021504 | 0.002161 | 0.0021698 | 0.0021764 | 0.03443 | 1.0851 | 0.86305 | 0.87196 | 0.71114 | 0.64756 | 0.66538 | 0.54913 | 0.62637 | 0.68973 | 1.0066 | 1.0161 | 1.1155 | 0.56608 | 0.43506 | 0.40549 | 0.39777 | 0.38647 | 0.36141 | 0.4123 | 0.37299 | 0.43232 | 0.42978 | 0.54128 | 0.57743
LO20Fast | New | Lighting | Residential | Lighting | 0.0019622 | 7.5107 | 253.6686 | Manufactured | 2017 - LEDDecorative and Mini-Base1440 to 2600 lumensANY | 0 | 7.7775e-06 | 1.0354e-05 | 1.2593e-05 | 1.3785e-05 | 1.491e-05 | 1.6113e-05 | 1.719e-05 | 1.8121e-05 | 1.8834e-05 | 1.9315e-05 | 1.9748e-05 | 2.0129e-05 | 2.0427e-05 | 2.0649e-05 | 2.0806e-05 | 2.0922e-05 | 2.1026e-05 | 2.1111e-05 | 2.1175e-05 | 0.00033499 | 0.53738 | 0.42741 | 0.43182 | 0.35218 | 0.32069 | 0.32952 | 0.27195 | 0.3102 | 0.34157 | 0.4985 | 0.50322 | 0.55243 | 0.28034 | 0.21546 | 0.20081 | 0.19699 | 0.19139 | 0.17898 | 0.20418 | 0.18472 | 0.2141 | 0.21284 | 0.26806 | 0.28596
LO20Fast | New | Lighting | Residential | Lighting | 0.00050186 | 1.921 | 19.8793 | Manufactured | 2017 - LEDGeneral Purpose and Dimmable250 to 664 lumensANY | 0 | 0.00030827 | 0.00041039 | 0.00049913 | 0.00054638 | 0.00059097 | 0.00063867 | 0.00068134 | 0.00071823 | 0.00074651 | 0.00076557 | 0.00078273 | 0.00079785 | 0.00080966 | 0.00081846 | 0.00082468 | 0.00082928 | 0.00083338 | 0.00083677 | 0.0008393 | 0.013278 | 0.13745 | 0.10932 | 0.11045 | 0.090077 | 0.082023 | 0.08428 | 0.069556 | 0.079339 | 0.087364 | 0.1275 | 0.12871 | 0.1413 | 0.071703 | 0.055107 | 0.051362 | 0.050383 | 0.048951 | 0.045778 | 0.052224 | 0.047244 | 0.054759 | 0.054438 | 0.068561 | 0.07314
LO20Fast | New | Lighting | Residential | Lighting | 0.0019588 | 7.4978 | 38.0475 | Manufactured | 2017 - LEDGeneral Purpose and Dimmable665 to 1439 lumensANY | 0 | 0.0092845 | 0.01236 | 0.015033 | 0.016456 | 0.017799 | 0.019235 | 0.020521 | 0.021632 | 0.022483 | 0.023057 | 0.023574 | 0.02403 | 0.024385 | 0.02465 | 0.024838 | 0.024976 | 0.0251 | 0.025202 | 0.025278 | 0.39989 | 0.53646 | 0.42667 | 0.43108 | 0.35158 | 0.32014 | 0.32895 | 0.27148 | 0.30967 | 0.34099 | 0.49764 | 0.50235 | 0.55148 | 0.27986 | 0.21509 | 0.20047 | 0.19665 | 0.19106 | 0.17868 | 0.20383 | 0.1844 | 0.21373 | 0.21248 | 0.2676 | 0.28547
LO20Fast | New | Lighting | Residential | Lighting | 0.0036599 | 14.0093 | 64.3728 | Manufactured | 2017 - LEDGeneral Purpose and Dimmable1440 to 2600 lumensANY | 0 | 0.0017296 | 0.0023025 | 0.0028004 | 0.0030655 | 0.0033157 | 0.0035833 | 0.0038227 | 0.0040297 | 0.0041884 | 0.0042953 | 0.0043916 | 0.0044764 | 0.0045427 | 0.004592 | 0.004627 | 0.0046527 | 0.0046758 | 0.0046947 | 0.004709 | 0.074495 | 1.0023 | 0.79722 | 0.80545 | 0.6569 | 0.59817 | 0.61463 | 0.50725 | 0.5786 | 0.63712 | 0.92982 | 0.93862 | 1.0304 | 0.52291 | 0.40188 | 0.37457 | 0.36743 | 0.35699 | 0.33385 | 0.38086 | 0.34454 | 0.39934 | 0.397 | 0.5 | 0.53339
LO20Fast | New | Lighting | Residential | Lighting | 0.003919 | 15.0012 | -40.7232 | Manufactured | 2017 - LEDGlobe250 to 664 lumensANY | 0 | 0.0015829 | 0.0021073 | 0.0025629 | 0.0028055 | 0.0030345 | 0.0032794 | 0.0034985 | 0.003688 | 0.0038331 | 0.003931 | 0.0040191 | 0.0040968 | 0.0041574 | 0.0042026 | 0.0042345 | 0.0042581 | 0.0042792 | 0.0042966 | 0.0043096 | 0.068177 | 1.0733 | 0.85367 | 0.86248 | 0.70341 | 0.64052 | 0.65815 | 0.54316 | 0.61956 | 0.68223 | 0.99566 | 1.0051 | 1.1034 | 0.55993 | 0.43033 | 0.40109 | 0.39345 | 0.38227 | 0.35749 | 0.40782 | 0.36893 | 0.42762 | 0.42511 | 0.5354 | 0.57115
LO20Fast | New | Lighting | Residential | Lighting | 0.0026991 | 10.3316 | -97.4833 | Manufactured | 2017 - LEDGlobe665 to 1439 lumensANY | 0 | 0.00066475 | 0.00088496 | 0.0010763 | 0.0011782 | 0.0012744 | 0.0013772 | 0.0014692 | 0.0015488 | 0.0016098 | 0.0016509 | 0.0016879 | 0.0017205 | 0.0017459 | 0.0017649 | 0.0017783 | 0.0017882 | 0.0017971 | 0.0018044 | 0.0018099 | 0.028632 | 0.73921 | 0.58793 | 0.594 | 0.48445 | 0.44114 | 0.45328 | 0.37409 | 0.4267 | 0.46986 | 0.68572 | 0.69222 | 0.75992 | 0.38563 | 0.29638 | 0.27623 | 0.27097 | 0.26327 | 0.24621 | 0.28087 | 0.25409 | 0.29451 | 0.29278 | 0.36874 | 0.39336
LO20Fast | New | Lighting | Residential | Lighting | 0.0029202 | 11.178 | -118.6674 | Manufactured | 2017 - LEDGlobe1440 to 2600 lumensANY | 0 | 5.4194e-05 | 7.2146e-05 | 8.7745e-05 | 9.6052e-05 | 0.00010389 | 0.00011228 | 0.00011978 | 0.00012626 | 0.00013124 | 0.00013459 | 0.0001376 | 0.00014026 | 0.00014234 | 0.00014388 | 0.00014498 | 0.00014579 | 0.00014651 | 0.0001471 | 0.00014755 | 0.0023342 | 0.79977 | 0.6361 | 0.64267 | 0.52414 | 0.47728 | 0.49041 | 0.40473 | 0.46166 | 0.50836 | 0.7419 | 0.74893 | 0.82217 | 0.41723 | 0.32066 | 0.29887 | 0.29317 | 0.28484 | 0.26638 | 0.30388 | 0.27491 | 0.31863 | 0.31677 | 0.39895 | 0.42559
LO20Fast | New | Lighting | Residential | Lighting | 0.0055705 | 21.3225 | -49.2564 | Manufactured | 2017 - LEDReflectors and Outdoor250 to 664 lumensANY | 0 | 0.00071565 | 0.00095271 | 0.0011587 | 0.0012684 | 0.0013719 | 0.0014827 | 0.0015817 | 0.0016674 | 0.001733 | 0.0017773 | 0.0018171 | 0.0018522 | 0.0018796 | 0.0019 | 0.0019145 | 0.0019252 | 0.0019347 | 0.0019425 | 0.0019484 | 0.030824 | 1.5256 | 1.2134 | 1.2259 | 0.99982 | 0.91043 | 0.93548 | 0.77204 | 0.88063 | 0.96971 | 1.4152 | 1.4286 | 1.5683 | 0.79588 | 0.61167 | 0.5701 | 0.55924 | 0.54334 | 0.50812 | 0.57967 | 0.5244 | 0.60781 | 0.60424 | 0.76101 | 0.81183
LO20Fast | New | Lighting | Residential | Lighting | 0.0042476 | 16.2588 | -57.5585 | Manufactured | 2017 - LEDReflectors and Outdoor665 to 1439 lumensANY | 0 | 0.0055141 | 0.0073407 | 0.0089279 | 0.0097731 | 0.010571 | 0.011424 | 0.012187 | 0.012847 | 0.013353 | 0.013694 | 0.014001 | 0.014271 | 0.014482 | 0.01464 | 0.014751 | 0.014833 | 0.014907 | 0.014967 | 0.015013 | 0.2375 | 1.1633 | 0.92524 | 0.93478 | 0.76238 | 0.69422 | 0.71333 | 0.5887 | 0.6715 | 0.73943 | 1.0791 | 1.0893 | 1.1959 | 0.60687 | 0.46641 | 0.43471 | 0.42643 | 0.41431 | 0.38745 | 0.44201 | 0.39986 | 0.46347 | 0.46075 | 0.58028 | 0.61904
LO20Fast | New | Lighting | Residential | Lighting | 0.02274 | 87.0418 | -31.3422 | Manufactured | 2017 - LEDReflectors and Outdoor1440 to 2600 lumensANY | 0 | 0.0024259 | 0.0032294 | 0.0039277 | 0.0042995 | 0.0046505 | 0.0050258 | 0.0053616 | 0.0056519 | 0.0058744 | 0.0060244 | 0.0061595 | 0.0062785 | 0.0063714 | 0.0064406 | 0.0064896 | 0.0065258 | 0.0065581 | 0.0065847 | 0.0066046 | 0.10448 | 6.2277 | 4.9533 | 5.0044 | 4.0814 | 3.7165 | 3.8188 | 3.1516 | 3.5949 | 3.9585 | 5.7771 | 5.8318 | 6.4022 | 3.2489 | 2.4969 | 2.3272 | 2.2829 | 2.218 | 2.0742 | 2.3663 | 2.1407 | 2.4812 | 2.4666 | 3.1066 | 3.314
LO20Fast | New | Lighting | Residential | Lighting | 0.013238 | 50.6736 | -6.4267 | Manufactured | 2017 - LEDThree-Way250 to 664 lumensANY | 0 | 2.216e-05 | 2.9501e-05 | 3.588e-05 | 3.9277e-05 | 4.2482e-05 | 4.5911e-05 | 4.8979e-05 | 5.1631e-05 | 5.3664e-05 | 5.5034e-05 | 5.6267e-05 | 5.7355e-05 | 5.8203e-05 | 5.8836e-05 | 5.9283e-05 | 5.9614e-05 | 5.9909e-05 | 6.0152e-05 | 6.0334e-05 | 0.00095447 | 3.6256 | 2.8837 | 2.9134 | 2.3761 | 2.1637 | 2.2232 | 1.8348 | 2.0929 | 2.3046 | 3.3633 | 3.3951 | 3.7272 | 1.8914 | 1.4537 | 1.3549 | 1.329 | 1.2913 | 1.2076 | 1.3776 | 1.2462 | 1.4445 | 1.436 | 1.8086 | 1.9293
LO20Fast | New | Lighting | Residential | Lighting | 0.01426 | 54.5836 | -12.3343 | Manufactured | 2017 - LEDThree-Way665 to 1439 lumensANY | 0 | 0.00029464 | 0.00039225 | 0.00047706 | 0.00052222 | 0.00056484 | 0.00061043 | 0.00065122 | 0.00068648 | 0.00071351 | 0.00073172 | 0.00074812 | 0.00076258 | 0.00077386 | 0.00078228 | 0.00078822 | 0.00079261 | 0.00079654 | 0.00079977 | 0.00080219 | 0.012691 | 3.9054 | 3.1062 | 3.1382 | 2.5595 | 2.3306 | 2.3948 | 1.9764 | 2.2543 | 2.4824 | 3.6228 | 3.6571 | 4.0148 | 2.0374 | 1.5658 | 1.4594 | 1.4316 | 1.3909 | 1.3008 | 1.4839 | 1.3424 | 1.5559 | 1.5468 | 1.9481 | 2.0782
LO20Fast | New | Lighting | Residential | Lighting | 0.01276 | 48.8441 | -29.9932 | Manufactured | 2017 - LEDThree-Way1440 to 2600 lumensANY | 0 | 0.0010195 | 0.0013573 | 0.0016508 | 0.001807 | 0.0019545 | 0.0021123 | 0.0022534 | 0.0023754 | 0.0024689 | 0.002532 | 0.0025887 | 0.0026387 | 0.0026778 | 0.0027069 | 0.0027275 | 0.0027427 | 0.0027563 | 0.0027674 | 0.0027758 | 0.043913 | 3.4947 | 2.7796 | 2.8082 | 2.2903 | 2.0855 | 2.1429 | 1.7686 | 2.0173 | 2.2214 | 3.2419 | 3.2726 | 3.5926 | 1.8231 | 1.4012 | 1.3059 | 1.2811 | 1.2447 | 1.164 | 1.3279 | 1.2013 | 1.3923 | 1.3842 | 1.7433 | 1.8597
LO20Fast | NR | Lighting | Residential | Lighting | 0.0050254 | 19.2363 | -15.06 | Single Family | 2016 - LEDDecorative and Mini-Base250 to 664 lumensANY | 1.1082 | 0 | 0 | 0 | 0 | 0 | 0 | 0 | 0 | 0 | 0 | 0 | 0 | 0 | 0 | 0 | 0 | 0 | 0 | 0 | 5.0098 | 1.3763 | 1.0947 | 1.106 | 0.902 | 0.82135 | 0.84396 | 0.69651 | 0.79447 | 0.87484 | 1.2767 | 1.2888 | 1.4149 | 0.71801 | 0.55182 | 0.51432 | 0.50452 | 0.49018 | 0.45841 | 0.52296 | 0.47309 | 0.54834 | 0.54513 | 0.68655 | 0.7324
LO20Fast | NR | Lighting | Residential | Lighting | 0.003786 | 14.492 | -3.5287 | Single Family | 2016 - LEDDecorative and Mini-Base665 to 1439 lumensANY | 0.22898 | 0 | 0 | 0 | 0 | 0 | 0 | 0 | 0 | 0 | 0 | 0 | 0 | 0 | 0 | 0 | 0 | 0 | 0 | 0 | 1.0352 | 1.0369 | 0.82469 | 0.8332 | 0.67954 | 0.61878 | 0.63581 | 0.52473 | 0.59853 | 0.65907 | 0.96186 | 0.97097 | 1.0659 | 0.54093 | 0.41573 | 0.38747 | 0.38009 | 0.36929 | 0.34535 | 0.39398 | 0.35641 | 0.4131 | 0.41068 | 0.51723 | 0.55177
LO20Fast | NR | Lighting | Residential | Lighting | 0.001875 | 7.1769 | 355.2229 | Single Family | 2016 - LEDDecorative and Mini-Base1440 to 2600 lumensANY | 0.0022278 | 0 | 0 | 0 | 0 | 0 | 0 | 0 | 0 | 0 | 0 | 0 | 0 | 0 | 0 | 0 | 0 | 0 | 0 | 0 | 0.010072 | 0.5135 | 0.40841 | 0.41263 | 0.33653 | 0.30644 | 0.31487 | 0.25986 | 0.29641 | 0.32639 | 0.47634 | 0.48085 | 0.52788 | 0.26788 | 0.20588 | 0.19189 | 0.18823 | 0.18288 | 0.17103 | 0.19511 | 0.17651 | 0.20458 | 0.20338 | 0.25615 | 0.27325
LO20Fast | NR | Lighting | Residential | Lighting | 0.00047955 | 1.8356 | 45.3547 | Single Family | 2016 - LEDGeneral Purpose and Dimmable250 to 664 lumensANY | 0.088304 | 0 | 0 | 0 | 0 | 0 | 0 | 0 | 0 | 0 | 0 | 0 | 0 | 0 | 0 | 0 | 0 | 0 | 0 | 0 | 0.3992 | 0.13134 | 0.10446 | 0.10554 | 0.086073 | 0.078377 | 0.080535 | 0.066464 | 0.075813 | 0.083481 | 0.12183 | 0.12299 | 0.13502 | 0.068516 | 0.052658 | 0.049079 | 0.048144 | 0.046776 | 0.043744 | 0.049903 | 0.045145 | 0.052325 | 0.052019 | 0.065514 | 0.069889
LO20Fast | NR | Lighting | Residential | Lighting | 0.0018717 | 7.1646 | 56.6118 | Single Family | 2016 - LEDGeneral Purpose and Dimmable665 to 1439 lumensANY | 2.6595 | 0 | 0 | 0 | 0 | 0 | 0 | 0 | 0 | 0 | 0 | 0 | 0 | 0 | 0 | 0 | 0 | 0 | 0 | 0 | 12.0232 | 0.51262 | 0.40771 | 0.41192 | 0.33595 | 0.30591 | 0.31433 | 0.25942 | 0.2959 | 0.32583 | 0.47553 | 0.48003 | 0.52697 | 0.26742 | 0.20553 | 0.19156 | 0.18791 | 0.18257 | 0.17073 | 0.19477 | 0.1762 | 0.20423 | 0.20303 | 0.25571 | 0.27278
LO20Fast | NR | Lighting | Residential | Lighting | 0.0034972 | 13.3867 | 91.0637 | Single Family | 2016 - LEDGeneral Purpose and Dimmable1440 to 2600 lumensANY | 0.49543 | 0 | 0 | 0 | 0 | 0 | 0 | 0 | 0 | 0 | 0 | 0 | 0 | 0 | 0 | 0 | 0 | 0 | 0 | 0 | 2.2398 | 0.9578 | 0.76179 | 0.76965 | 0.62771 | 0.57158 | 0.58732 | 0.48471 | 0.55288 | 0.6088 | 0.8885 | 0.89691 | 0.98463 | 0.49967 | 0.38402 | 0.35792 | 0.3511 | 0.34112 | 0.31901 | 0.36393 | 0.32923 | 0.38159 | 0.37936 | 0.47777 | 0.50968
LO20Fast | NR | Lighting | Residential | Lighting | 0.0037449 | 14.3345 | -37.3971 | Single Family | 2016 - LEDGlobe250 to 664 lumensANY | 0.45342 | 0 | 0 | 0 | 0 | 0 | 0 | 0 | 0 | 0 | 0 | 0 | 0 | 0 | 0 | 0 | 0 | 0 | 0 | 0 | 2.0498 | 1.0256 | 0.81573 | 0.82415 | 0.67215 | 0.61205 | 0.6289 | 0.51902 | 0.59203 | 0.65191 | 0.95141 | 0.96041 | 1.0543 | 0.53505 | 0.41121 | 0.38326 | 0.37596 | 0.36528 | 0.3416 | 0.3897 | 0.35254 | 0.40861 | 0.40622 | 0.5116 | 0.54577
LO20Fast | NR | Lighting | Residential | Lighting | 0.0025791 | 9.8724 | -94.9967 | Single Family | 2016 - LEDGlobe665 to 1439 lumensANY | 0.19042 | 0 | 0 | 0 | 0 | 0 | 0 | 0 | 0 | 0 | 0 | 0 | 0 | 0 | 0 | 0 | 0 | 0 | 0 | 0 | 0.86084 | 0.70636 | 0.5618 | 0.5676 | 0.46292 | 0.42153 | 0.43313 | 0.35746 | 0.40774 | 0.44898 | 0.65525 | 0.66145 | 0.72614 | 0.36849 | 0.2832 | 0.26396 | 0.25893 | 0.25157 | 0.23526 | 0.26839 | 0.2428 | 0.28142 | 0.27977 | 0.35235 | 0.37588
LO20Fast | NR | Lighting | Residential | Lighting | 0.0027904 | 10.6812 | -99.8783 | Single Family | 2016 - LEDGlobe1440 to 2600 lumensANY | 0.015524 | 0 | 0 | 0 | 0 | 0 | 0 | 0 | 0 | 0 | 0 | 0 | 0 | 0 | 0 | 0 | 0 | 0 | 0 | 0 | 0.070179 | 0.76423 | 0.60783 | 0.6141 | 0.50085 | 0.45607 | 0.46862 | 0.38675 | 0.44114 | 0.48576 | 0.70893 | 0.71564 | 0.78563 | 0.39868 | 0.30641 | 0.28558 | 0.28014 | 0.27218 | 0.25454 | 0.29038 | 0.26269 | 0.30447 | 0.30269 | 0.38122 | 0.40667
LO20Fast | NR | Lighting | Residential | Lighting | 0.0053229 | 20.3748 | -38.378 | Single Family | 2016 - LEDReflectors and Outdoor250 to 664 lumensANY | 0.205 | 0 | 0 | 0 | 0 | 0 | 0 | 0 | 0 | 0 | 0 | 0 | 0 | 0 | 0 | 0 | 0 | 0 | 0 | 0 | 0.92674 | 1.4578 | 1.1595 | 1.1714 | 0.95538 | 0.86996 | 0.89391 | 0.73773 | 0.84149 | 0.92661 | 1.3523 | 1.3651 | 1.4986 | 0.7605 | 0.58448 | 0.54476 | 0.53438 | 0.5192 | 0.48554 | 0.55391 | 0.50109 | 0.58079 | 0.57739 | 0.72718 | 0.77575
LO20Fast | NR | Lighting | Residential | Lighting | 0.0040588 | 15.5362 | -47.7259 | Single Family | 2016 - LEDReflectors and Outdoor665 to 1439 lumensANY | 1.5795 | 0 | 0 | 0 | 0 | 0 | 0 | 0 | 0 | 0 | 0 | 0 | 0 | 0 | 0 | 0 | 0 | 0 | 0 | 0 | 7.1406 | 1.1116 | 0.88411 | 0.89324 | 0.7285 | 0.66337 | 0.68162 | 0.56254 | 0.64166 | 0.70656 | 1.0312 | 1.0409 | 1.1427 | 0.5799 | 0.44568 | 0.41539 | 0.40748 | 0.3959 | 0.37023 | 0.42237 | 0.38209 | 0.44287 | 0.44027 | 0.55449 | 0.59152
LO20Fast | NR | Lighting | Residential | Lighting | 0.021729 | 83.1732 | -27.3345 | Single Family | 2016 - LEDReflectors and Outdoor1440 to 2600 lumensANY | 0.69488 | 0 | 0 | 0 | 0 | 0 | 0 | 0 | 0 | 0 | 0 | 0 | 0 | 0 | 0 | 0 | 0 | 0 | 0 | 0 | 3.1414 | 5.9509 | 4.7331 | 4.7819 | 3.9 | 3.5513 | 3.6491 | 3.0115 | 3.4351 | 3.7826 | 5.5204 | 5.5726 | 6.1176 | 3.1045 | 2.386 | 2.2238 | 2.1814 | 2.1194 | 1.9821 | 2.2611 | 2.0455 | 2.3709 | 2.357 | 2.9685 | 3.1667
LO20Fast | NR | Lighting | Residential | Lighting | 0.01265 | 48.4214 | -0.28395 | Single Family | 2016 - LEDThree-Way250 to 664 lumensANY | 0.0063478 | 0 | 0 | 0 | 0 | 0 | 0 | 0 | 0 | 0 | 0 | 0 | 0 | 0 | 0 | 0 | 0 | 0 | 0 | 0 | 0.028697 | 3.4645 | 2.7555 | 2.7839 | 2.2705 | 2.0675 | 2.1244 | 1.7532 | 1.9998 | 2.2021 | 3.2138 | 3.2442 | 3.5615 | 1.8074 | 1.389 | 1.2946 | 1.27 | 1.2339 | 1.1539 | 1.3164 | 1.1909 | 1.3803 | 1.3722 | 1.7282 | 1.8436
LO20Fast | NR | Lighting | Residential | Lighting | 0.013626 | 52.1577 | -8.9398 | Single Family | 2016 - LEDThree-Way665 to 1439 lumensANY | 0.0844 | 0 | 0 | 0 | 0 | 0 | 0 | 0 | 0 | 0 | 0 | 0 | 0 | 0 | 0 | 0 | 0 | 0 | 0 | 0 | 0.38155 | 3.7318 | 2.9681 | 2.9987 | 2.4457 | 2.227 | 2.2883 | 1.8885 | 2.1542 | 2.372 | 3.4618 | 3.4946 | 3.8363 | 1.9468 | 1.4962 | 1.3945 | 1.368 | 1.3291 | 1.2429 | 1.418 | 1.2827 | 1.4868 | 1.4781 | 1.8615 | 1.9858
LO20Fast | NR | Lighting | Residential | Lighting | 0.012193 | 46.6733 | -22.0119 | Single Family | 2016 - LEDThree-Way1440 to 2600 lumensANY | 0.29205 | 0 | 0 | 0 | 0 | 0 | 0 | 0 | 0 | 0 | 0 | 0 | 0 | 0 | 0 | 0 | 0 | 0 | 0 | 0 | 1.3203 | 3.3394 | 2.656 | 2.6834 | 2.1885 | 1.9929 | 2.0477 | 1.6899 | 1.9276 | 2.1226 | 3.0978 | 3.1271 | 3.433 | 1.7421 | 1.3389 | 1.2479 | 1.2241 | 1.1893 | 1.1122 | 1.2689 | 1.1479 | 1.3304 | 1.3226 | 1.6658 | 1.777
LO20Fast | NR | Lighting | Residential | Lighting | 0.0050254 | 19.2363 | -15.06 | Multifamily - Low Rise | 2016 - LEDDecorative and Mini-Base250 to 664 lumensANY | 0.089146 | 0 | 0 | 0 | 0 | 0 | 0 | 0 | 0 | 0 | 0 | 0 | 0 | 0 | 0 | 0 | 0 | 0 | 0 | 0 | 0.40301 | 1.3763 | 1.0947 | 1.106 | 0.902 | 0.82135 | 0.84396 | 0.69651 | 0.79447 | 0.87484 | 1.2767 | 1.2888 | 1.4149 | 0.71801 | 0.55182 | 0.51432 | 0.50452 | 0.49018 | 0.45841 | 0.52296 | 0.47309 | 0.54834 | 0.54513 | 0.68655 | 0.7324
LO20Fast | NR | Lighting | Residential | Lighting | 0.003786 | 14.492 | -3.5287 | Multifamily - Low Rise | 2016 - LEDDecorative and Mini-Base665 to 1439 lumensANY | 0.01842 | 0 | 0 | 0 | 0 | 0 | 0 | 0 | 0 | 0 | 0 | 0 | 0 | 0 | 0 | 0 | 0 | 0 | 0 | 0 | 0.083274 | 1.0369 | 0.82469 | 0.8332 | 0.67954 | 0.61878 | 0.63581 | 0.52473 | 0.59853 | 0.65907 | 0.96186 | 0.97097 | 1.0659 | 0.54093 | 0.41573 | 0.38747 | 0.38009 | 0.36929 | 0.34535 | 0.39398 | 0.35641 | 0.4131 | 0.41068 | 0.51723 | 0.55177
LO20Fast | NR | Lighting | Residential | Lighting | 0.001875 | 7.1769 | 355.2229 | Multifamily - Low Rise | 2016 - LEDDecorative and Mini-Base1440 to 2600 lumensANY | 0.00017922 | 0 | 0 | 0 | 0 | 0 | 0 | 0 | 0 | 0 | 0 | 0 | 0 | 0 | 0 | 0 | 0 | 0 | 0 | 0 | 0.00081022 | 0.5135 | 0.40841 | 0.41263 | 0.33653 | 0.30644 | 0.31487 | 0.25986 | 0.29641 | 0.32639 | 0.47634 | 0.48085 | 0.52788 | 0.26788 | 0.20588 | 0.19189 | 0.18823 | 0.18288 | 0.17103 | 0.19511 | 0.17651 | 0.20458 | 0.20338 | 0.25615 | 0.27325
LO20Fast | NR | Lighting | Residential | Lighting | 0.00047955 | 1.8356 | 45.3547 | Multifamily - Low Rise | 2016 - LEDGeneral Purpose and Dimmable250 to 664 lumensANY | 0.0071036 | 0 | 0 | 0 | 0 | 0 | 0 | 0 | 0 | 0 | 0 | 0 | 0 | 0 | 0 | 0 | 0 | 0 | 0 | 0 | 0.032114 | 0.13134 | 0.10446 | 0.10554 | 0.086073 | 0.078377 | 0.080535 | 0.066464 | 0.075813 | 0.083481 | 0.12183 | 0.12299 | 0.13502 | 0.068516 | 0.052658 | 0.049079 | 0.048144 | 0.046776 | 0.043744 | 0.049903 | 0.045145 | 0.052325 | 0.052019 | 0.065514 | 0.069889
LO20Fast | NR | Lighting | Residential | Lighting | 0.0018717 | 7.1646 | 56.6118 | Multifamily - Low Rise | 2016 - LEDGeneral Purpose and Dimmable665 to 1439 lumensANY | 0.21394 | 0 | 0 | 0 | 0 | 0 | 0 | 0 | 0 | 0 | 0 | 0 | 0 | 0 | 0 | 0 | 0 | 0 | 0 | 0 | 0.9672 | 0.51262 | 0.40771 | 0.41192 | 0.33595 | 0.30591 | 0.31433 | 0.25942 | 0.2959 | 0.32583 | 0.47553 | 0.48003 | 0.52697 | 0.26742 | 0.20553 | 0.19156 | 0.18791 | 0.18257 | 0.17073 | 0.19477 | 0.1762 | 0.20423 | 0.20303 | 0.25571 | 0.27278
LO20Fast | NR | Lighting | Residential | Lighting | 0.0034972 | 13.3867 | 91.0637 | Multifamily - Low Rise | 2016 - LEDGeneral Purpose and Dimmable1440 to 2600 lumensANY | 0.039855 | 0 | 0 | 0 | 0 | 0 | 0 | 0 | 0 | 0 | 0 | 0 | 0 | 0 | 0 | 0 | 0 | 0 | 0 | 0 | 0.18018 | 0.9578 | 0.76179 | 0.76965 | 0.62771 | 0.57158 | 0.58732 | 0.48471 | 0.55288 | 0.6088 | 0.8885 | 0.89691 | 0.98463 | 0.49967 | 0.38402 | 0.35792 | 0.3511 | 0.34112 | 0.31901 | 0.36393 | 0.32923 | 0.38159 | 0.37936 | 0.47777 | 0.50968
LO20Fast | NR | Lighting | Residential | Lighting | 0.0037449 | 14.3345 | -37.3971 | Multifamily - Low Rise | 2016 - LEDGlobe250 to 664 lumensANY | 0.036475 | 0 | 0 | 0 | 0 | 0 | 0 | 0 | 0 | 0 | 0 | 0 | 0 | 0 | 0 | 0 | 0 | 0 | 0 | 0 | 0.1649 | 1.0256 | 0.81573 | 0.82415 | 0.67215 | 0.61205 | 0.6289 | 0.51902 | 0.59203 | 0.65191 | 0.95141 | 0.96041 | 1.0543 | 0.53505 | 0.41121 | 0.38326 | 0.37596 | 0.36528 | 0.3416 | 0.3897 | 0.35254 | 0.40861 | 0.40622 | 0.5116 | 0.54577
LO20Fast | NR | Lighting | Residential | Lighting | 0.0025791 | 9.8724 | -94.9967 | Multifamily - Low Rise | 2016 - LEDGlobe665 to 1439 lumensANY | 0.015318 | 0 | 0 | 0 | 0 | 0 | 0 | 0 | 0 | 0 | 0 | 0 | 0 | 0 | 0 | 0 | 0 | 0 | 0 | 0 | 0.06925 | 0.70636 | 0.5618 | 0.5676 | 0.46292 | 0.42153 | 0.43313 | 0.35746 | 0.40774 | 0.44898 | 0.65525 | 0.66145 | 0.72614 | 0.36849 | 0.2832 | 0.26396 | 0.25893 | 0.25157 | 0.23526 | 0.26839 | 0.2428 | 0.28142 | 0.27977 | 0.35235 | 0.37588
LO20Fast | NR | Lighting | Residential | Lighting | 0.0027904 | 10.6812 | -99.8783 | Multifamily - Low Rise | 2016 - LEDGlobe1440 to 2600 lumensANY | 0.0012488 | 0 | 0 | 0 | 0 | 0 | 0 | 0 | 0 | 0 | 0 | 0 | 0 | 0 | 0 | 0 | 0 | 0 | 0 | 0 | 0.0056456 | 0.76423 | 0.60783 | 0.6141 | 0.50085 | 0.45607 | 0.46862 | 0.38675 | 0.44114 | 0.48576 | 0.70893 | 0.71564 | 0.78563 | 0.39868 | 0.30641 | 0.28558 | 0.28014 | 0.27218 | 0.25454 | 0.29038 | 0.26269 | 0.30447 | 0.30269 | 0.38122 | 0.40667
LO20Fast | NR | Lighting | Residential | Lighting | 0.0053229 | 20.3748 | -38.378 | Multifamily - Low Rise | 2016 - LEDReflectors and Outdoor250 to 664 lumensANY | 0.016491 | 0 | 0 | 0 | 0 | 0 | 0 | 0 | 0 | 0 | 0 | 0 | 0 | 0 | 0 | 0 | 0 | 0 | 0 | 0 | 0.074552 | 1.4578 | 1.1595 | 1.1714 | 0.95538 | 0.86996 | 0.89391 | 0.73773 | 0.84149 | 0.92661 | 1.3523 | 1.3651 | 1.4986 | 0.7605 | 0.58448 | 0.54476 | 0.53438 | 0.5192 | 0.48554 | 0.55391 | 0.50109 | 0.58079 | 0.57739 | 0.72718 | 0.77575
LO20Fast | NR | Lighting | Residential | Lighting | 0.0040588 | 15.5362 | -47.7259 | Multifamily - Low Rise | 2016 - LEDReflectors and Outdoor665 to 1439 lumensANY | 0.12706 | 0 | 0 | 0 | 0 | 0 | 0 | 0 | 0 | 0 | 0 | 0 | 0 | 0 | 0 | 0 | 0 | 0 | 0 | 0 | 0.57443 | 1.1116 | 0.88411 | 0.89324 | 0.7285 | 0.66337 | 0.68162 | 0.56254 | 0.64166 | 0.70656 | 1.0312 | 1.0409 | 1.1427 | 0.5799 | 0.44568 | 0.41539 | 0.40748 | 0.3959 | 0.37023 | 0.42237 | 0.38209 | 0.44287 | 0.44027 | 0.55449 | 0.59152
LO20Fast | NR | Lighting | Residential | Lighting | 0.021729 | 83.1732 | -27.3345 | Multifamily - Low Rise | 2016 - LEDReflectors and Outdoor1440 to 2600 lumensANY | 0.055899 | 0 | 0 | 0 | 0 | 0 | 0 | 0 | 0 | 0 | 0 | 0 | 0 | 0 | 0 | 0 | 0 | 0 | 0 | 0 | 0.25271 | 5.9509 | 4.7331 | 4.7819 | 3.9 | 3.5513 | 3.6491 | 3.0115 | 3.4351 | 3.7826 | 5.5204 | 5.5726 | 6.1176 | 3.1045 | 2.386 | 2.2238 | 2.1814 | 2.1194 | 1.9821 | 2.2611 | 2.0455 | 2.3709 | 2.357 | 2.9685 | 3.1667
LO20Fast | NR | Lighting | Residential | Lighting | 0.01265 | 48.4214 | -0.28395 | Multifamily - Low Rise | 2016 - LEDThree-Way250 to 664 lumensANY | 0.00051065 | 0 | 0 | 0 | 0 | 0 | 0 | 0 | 0 | 0 | 0 | 0 | 0 | 0 | 0 | 0 | 0 | 0 | 0 | 0 | 0.0023085 | 3.4645 | 2.7555 | 2.7839 | 2.2705 | 2.0675 | 2.1244 | 1.7532 | 1.9998 | 2.2021 | 3.2138 | 3.2442 | 3.5615 | 1.8074 | 1.389 | 1.2946 | 1.27 | 1.2339 | 1.1539 | 1.3164 | 1.1909 | 1.3803 | 1.3722 | 1.7282 | 1.8436
LO20Fast | NR | Lighting | Residential | Lighting | 0.013626 | 52.1577 | -8.9398 | Multifamily - Low Rise | 2016 - LEDThree-Way665 to 1439 lumensANY | 0.0067895 | 0 | 0 | 0 | 0 | 0 | 0 | 0 | 0 | 0 | 0 | 0 | 0 | 0 | 0 | 0 | 0 | 0 | 0 | 0 | 0.030694 | 3.7318 | 2.9681 | 2.9987 | 2.4457 | 2.227 | 2.2883 | 1.8885 | 2.1542 | 2.372 | 3.4618 | 3.4946 | 3.8363 | 1.9468 | 1.4962 | 1.3945 | 1.368 | 1.3291 | 1.2429 | 1.418 | 1.2827 | 1.4868 | 1.4781 | 1.8615 | 1.9858
LO20Fast | NR | Lighting | Residential | Lighting | 0.012193 | 46.6733 | -22.0119 | Multifamily - Low Rise | 2016 - LEDThree-Way1440 to 2600 lumensANY | 0.023494 | 0 | 0 | 0 | 0 | 0 | 0 | 0 | 0 | 0 | 0 | 0 | 0 | 0 | 0 | 0 | 0 | 0 | 0 | 0 | 0.10621 | 3.3394 | 2.656 | 2.6834 | 2.1885 | 1.9929 | 2.0477 | 1.6899 | 1.9276 | 2.1226 | 3.0978 | 3.1271 | 3.433 | 1.7421 | 1.3389 | 1.2479 | 1.2241 | 1.1893 | 1.1122 | 1.2689 | 1.1479 | 1.3304 | 1.3226 | 1.6658 | 1.777
LO20Fast | NR | Lighting | Residential | Lighting | 0.0050254 | 19.2363 | -15.06 | Multifamily - High Rise | 2016 - LEDDecorative and Mini-Base250 to 664 lumensANY | 0.020325 | 0 | 0 | 0 | 0 | 0 | 0 | 0 | 0 | 0 | 0 | 0 | 0 | 0 | 0 | 0 | 0 | 0 | 0 | 0 | 0.091885 | 1.3763 | 1.0947 | 1.106 | 0.902 | 0.82135 | 0.84396 | 0.69651 | 0.79447 | 0.87484 | 1.2767 | 1.2888 | 1.4149 | 0.71801 | 0.55182 | 0.51432 | 0.50452 | 0.49018 | 0.45841 | 0.52296 | 0.47309 | 0.54834 | 0.54513 | 0.68655 | 0.7324
LO20Fast | NR | Lighting | Residential | Lighting | 0.003786 | 14.492 | -3.5287 | Multifamily - High Rise | 2016 - LEDDecorative and Mini-Base665 to 1439 lumensANY | 0.0041997 | 0 | 0 | 0 | 0 | 0 | 0 | 0 | 0 | 0 | 0 | 0 | 0 | 0 | 0 | 0 | 0 | 0 | 0 | 0 | 0.018986 | 1.0369 | 0.82469 | 0.8332 | 0.67954 | 0.61878 | 0.63581 | 0.52473 | 0.59853 | 0.65907 | 0.96186 | 0.97097 | 1.0659 | 0.54093 | 0.41573 | 0.38747 | 0.38009 | 0.36929 | 0.34535 | 0.39398 | 0.35641 | 0.4131 | 0.41068 | 0.51723 | 0.55177
LO20Fast | NR | Lighting | Residential | Lighting | 0.001875 | 7.1769 | 355.2229 | Multifamily - High Rise | 2016 - LEDDecorative and Mini-Base1440 to 2600 lumensANY | 4.0861e-05 | 0 | 0 | 0 | 0 | 0 | 0 | 0 | 0 | 0 | 0 | 0 | 0 | 0 | 0 | 0 | 0 | 0 | 0 | 0 | 0.00018473 | 0.5135 | 0.40841 | 0.41263 | 0.33653 | 0.30644 | 0.31487 | 0.25986 | 0.29641 | 0.32639 | 0.47634 | 0.48085 | 0.52788 | 0.26788 | 0.20588 | 0.19189 | 0.18823 | 0.18288 | 0.17103 | 0.19511 | 0.17651 | 0.20458 | 0.20338 | 0.25615 | 0.27325
LO20Fast | NR | Lighting | Residential | Lighting | 0.00047955 | 1.8356 | 45.3547 | Multifamily - High Rise | 2016 - LEDGeneral Purpose and Dimmable250 to 664 lumensANY | 0.0016196 | 0 | 0 | 0 | 0 | 0 | 0 | 0 | 0 | 0 | 0 | 0 | 0 | 0 | 0 | 0 | 0 | 0 | 0 | 0 | 0.0073219 | 0.13134 | 0.10446 | 0.10554 | 0.086073 | 0.078377 | 0.080535 | 0.066464 | 0.075813 | 0.083481 | 0.12183 | 0.12299 | 0.13502 | 0.068516 | 0.052658 | 0.049079 | 0.048144 | 0.046776 | 0.043744 | 0.049903 | 0.045145 | 0.052325 | 0.052019 | 0.065514 | 0.069889
LO20Fast | NR | Lighting | Residential | Lighting | 0.0018717 | 7.1646 | 56.6118 | Multifamily - High Rise | 2016 - LEDGeneral Purpose and Dimmable665 to 1439 lumensANY | 0.048779 | 0 | 0 | 0 | 0 | 0 | 0 | 0 | 0 | 0 | 0 | 0 | 0 | 0 | 0 | 0 | 0 | 0 | 0 | 0 | 0.22052 | 0.51262 | 0.40771 | 0.41192 | 0.33595 | 0.30591 | 0.31433 | 0.25942 | 0.2959 | 0.32583 | 0.47553 | 0.48003 | 0.52697 | 0.26742 | 0.20553 | 0.19156 | 0.18791 | 0.18257 | 0.17073 | 0.19477 | 0.1762 | 0.20423 | 0.20303 | 0.25571 | 0.27278
LO20Fast | NR | Lighting | Residential | Lighting | 0.0034972 | 13.3867 | 91.0637 | Multifamily - High Rise | 2016 - LEDGeneral Purpose and Dimmable1440 to 2600 lumensANY | 0.0090868 | 0 | 0 | 0 | 0 | 0 | 0 | 0 | 0 | 0 | 0 | 0 | 0 | 0 | 0 | 0 | 0 | 0 | 0 | 0 | 0.04108 | 0.9578 | 0.76179 | 0.76965 | 0.62771 | 0.57158 | 0.58732 | 0.48471 | 0.55288 | 0.6088 | 0.8885 | 0.89691 | 0.98463 | 0.49967 | 0.38402 | 0.35792 | 0.3511 | 0.34112 | 0.31901 | 0.36393 | 0.32923 | 0.38159 | 0.37936 | 0.47777 | 0.50968
LO20Fast | NR | Lighting | Residential | Lighting | 0.0037449 | 14.3345 | -37.3971 | Multifamily - High Rise | 2016 - LEDGlobe250 to 664 lumensANY | 0.0083162 | 0 | 0 | 0 | 0 | 0 | 0 | 0 | 0 | 0 | 0 | 0 | 0 | 0 | 0 | 0 | 0 | 0 | 0 | 0 | 0.037596 | 1.0256 | 0.81573 | 0.82415 | 0.67215 | 0.61205 | 0.6289 | 0.51902 | 0.59203 | 0.65191 | 0.95141 | 0.96041 | 1.0543 | 0.53505 | 0.41121 | 0.38326 | 0.37596 | 0.36528 | 0.3416 | 0.3897 | 0.35254 | 0.40861 | 0.40622 | 0.5116 | 0.54577
LO20Fast | NR | Lighting | Residential | Lighting | 0.0025791 | 9.8724 | -94.9967 | Multifamily - High Rise | 2016 - LEDGlobe665 to 1439 lumensANY | 0.0034925 | 0 | 0 | 0 | 0 | 0 | 0 | 0 | 0 | 0 | 0 | 0 | 0 | 0 | 0 | 0 | 0 | 0 | 0 | 0 | 0.015789 | 0.70636 | 0.5618 | 0.5676 | 0.46292 | 0.42153 | 0.43313 | 0.35746 | 0.40774 | 0.44898 | 0.65525 | 0.66145 | 0.72614 | 0.36849 | 0.2832 | 0.26396 | 0.25893 | 0.25157 | 0.23526 | 0.26839 | 0.2428 | 0.28142 | 0.27977 | 0.35235 | 0.37588
LO20Fast | NR | Lighting | Residential | Lighting | 0.0027904 | 10.6812 | -99.8783 | Multifamily - High Rise | 2016 - LEDGlobe1440 to 2600 lumensANY | 0.00028472 | 0 | 0 | 0 | 0 | 0 | 0 | 0 | 0 | 0 | 0 | 0 | 0 | 0 | 0 | 0 | 0 | 0 | 0 | 0 | 0.0012872 | 0.76423 | 0.60783 | 0.6141 | 0.50085 | 0.45607 | 0.46862 | 0.38675 | 0.44114 | 0.48576 | 0.70893 | 0.71564 | 0.78563 | 0.39868 | 0.30641 | 0.28558 | 0.28014 | 0.27218 | 0.25454 | 0.29038 | 0.26269 | 0.30447 | 0.30269 | 0.38122 | 0.40667
LO20Fast | NR | Lighting | Residential | Lighting | 0.0053229 | 20.3748 | -38.378 | Multifamily - High Rise | 2016 - LEDReflectors and Outdoor250 to 664 lumensANY | 0.0037598 | 0 | 0 | 0 | 0 | 0 | 0 | 0 | 0 | 0 | 0 | 0 | 0 | 0 | 0 | 0 | 0 | 0 | 0 | 0 | 0.016998 | 1.4578 | 1.1595 | 1.1714 | 0.95538 | 0.86996 | 0.89391 | 0.73773 | 0.84149 | 0.92661 | 1.3523 | 1.3651 | 1.4986 | 0.7605 | 0.58448 | 0.54476 | 0.53438 | 0.5192 | 0.48554 | 0.55391 | 0.50109 | 0.58079 | 0.57739 | 0.72718 | 0.77575
LO20Fast | NR | Lighting | Residential | Lighting | 0.0040588 | 15.5362 | -47.7259 | Multifamily - High Rise | 2016 - LEDReflectors and Outdoor665 to 1439 lumensANY | 0.02897 | 0 | 0 | 0 | 0 | 0 | 0 | 0 | 0 | 0 | 0 | 0 | 0 | 0 | 0 | 0 | 0 | 0 | 0 | 0 | 0.13097 | 1.1116 | 0.88411 | 0.89324 | 0.7285 | 0.66337 | 0.68162 | 0.56254 | 0.64166 | 0.70656 | 1.0312 | 1.0409 | 1.1427 | 0.5799 | 0.44568 | 0.41539 | 0.40748 | 0.3959 | 0.37023 | 0.42237 | 0.38209 | 0.44287 | 0.44027 | 0.55449 | 0.59152
LO20Fast | NR | Lighting | Residential | Lighting | 0.021729 | 83.1732 | -27.3345 | Multifamily - High Rise | 2016 - LEDReflectors and Outdoor1440 to 2600 lumensANY | 0.012745 | 0 | 0 | 0 | 0 | 0 | 0 | 0 | 0 | 0 | 0 | 0 | 0 | 0 | 0 | 0 | 0 | 0 | 0 | 0 | 0.057617 | 5.9509 | 4.7331 | 4.7819 | 3.9 | 3.5513 | 3.6491 | 3.0115 | 3.4351 | 3.7826 | 5.5204 | 5.5726 | 6.1176 | 3.1045 | 2.386 | 2.2238 | 2.1814 | 2.1194 | 1.9821 | 2.2611 | 2.0455 | 2.3709 | 2.357 | 2.9685 | 3.1667
LO20Fast | NR | Lighting | Residential | Lighting | 0.01265 | 48.4214 | -0.28395 | Multifamily - High Rise | 2016 - LEDThree-Way250 to 664 lumensANY | 0.00011643 | 0 | 0 | 0 | 0 | 0 | 0 | 0 | 0 | 0 | 0 | 0 | 0 | 0 | 0 | 0 | 0 | 0 | 0 | 0 | 0.00052634 | 3.4645 | 2.7555 | 2.7839 | 2.2705 | 2.0675 | 2.1244 | 1.7532 | 1.9998 | 2.2021 | 3.2138 | 3.2442 | 3.5615 | 1.8074 | 1.389 | 1.2946 | 1.27 | 1.2339 | 1.1539 | 1.3164 | 1.1909 | 1.3803 | 1.3722 | 1.7282 | 1.8436
LO20Fast | NR | Lighting | Residential | Lighting | 0.013626 | 52.1577 | -8.9398 | Multifamily - High Rise | 2016 - LEDThree-Way665 to 1439 lumensANY | 0.001548 | 0 | 0 | 0 | 0 | 0 | 0 | 0 | 0 | 0 | 0 | 0 | 0 | 0 | 0 | 0 | 0 | 0 | 0 | 0 | 0.0069981 | 3.7318 | 2.9681 | 2.9987 | 2.4457 | 2.227 | 2.2883 | 1.8885 | 2.1542 | 2.372 | 3.4618 | 3.4946 | 3.8363 | 1.9468 | 1.4962 | 1.3945 | 1.368 | 1.3291 | 1.2429 | 1.418 | 1.2827 | 1.4868 | 1.4781 | 1.8615 | 1.9858
LO20Fast | NR | Lighting | Residential | Lighting | 0.012193 | 46.6733 | -22.0119 | Multifamily - High Rise | 2016 - LEDThree-Way1440 to 2600 lumensANY | 0.0053565 | 0 | 0 | 0 | 0 | 0 | 0 | 0 | 0 | 0 | 0 | 0 | 0 | 0 | 0 | 0 | 0 | 0 | 0 | 0 | 0.024216 | 3.3394 | 2.656 | 2.6834 | 2.1885 | 1.9929 | 2.0477 | 1.6899 | 1.9276 | 2.1226 | 3.0978 | 3.1271 | 3.433 | 1.7421 | 1.3389 | 1.2479 | 1.2241 | 1.1893 | 1.1122 | 1.2689 | 1.1479 | 1.3304 | 1.3226 | 1.6658 | 1.777
LO20Fast | NR | Lighting | Residential | Lighting | 0.0050254 | 19.2363 | -15.06 | Manufactured | 2016 - LEDDecorative and Mini-Base250 to 664 lumensANY | 0.082579 | 0 | 0 | 0 | 0 | 0 | 0 | 0 | 0 | 0 | 0 | 0 | 0 | 0 | 0 | 0 | 0 | 0 | 0 | 0 | 0.37332 | 1.3763 | 1.0947 | 1.106 | 0.902 | 0.82135 | 0.84396 | 0.69651 | 0.79447 | 0.87484 | 1.2767 | 1.2888 | 1.4149 | 0.71801 | 0.55182 | 0.51432 | 0.50452 | 0.49018 | 0.45841 | 0.52296 | 0.47309 | 0.54834 | 0.54513 | 0.68655 | 0.7324
LO20Fast | NR | Lighting | Residential | Lighting | 0.003786 | 14.492 | -3.5287 | Manufactured | 2016 - LEDDecorative and Mini-Base665 to 1439 lumensANY | 0.017063 | 0 | 0 | 0 | 0 | 0 | 0 | 0 | 0 | 0 | 0 | 0 | 0 | 0 | 0 | 0 | 0 | 0 | 0 | 0 | 0.077139 | 1.0369 | 0.82469 | 0.8332 | 0.67954 | 0.61878 | 0.63581 | 0.52473 | 0.59853 | 0.65907 | 0.96186 | 0.97097 | 1.0659 | 0.54093 | 0.41573 | 0.38747 | 0.38009 | 0.36929 | 0.34535 | 0.39398 | 0.35641 | 0.4131 | 0.41068 | 0.51723 | 0.55177
LO20Fast | NR | Lighting | Residential | Lighting | 0.001875 | 7.1769 | 355.2229 | Manufactured | 2016 - LEDDecorative and Mini-Base1440 to 2600 lumensANY | 0.00016602 | 0 | 0 | 0 | 0 | 0 | 0 | 0 | 0 | 0 | 0 | 0 | 0 | 0 | 0 | 0 | 0 | 0 | 0 | 0 | 0.00075053 | 0.5135 | 0.40841 | 0.41263 | 0.33653 | 0.30644 | 0.31487 | 0.25986 | 0.29641 | 0.32639 | 0.47634 | 0.48085 | 0.52788 | 0.26788 | 0.20588 | 0.19189 | 0.18823 | 0.18288 | 0.17103 | 0.19511 | 0.17651 | 0.20458 | 0.20338 | 0.25615 | 0.27325
LO20Fast | NR | Lighting | Residential | Lighting | 0.00047955 | 1.8356 | 45.3547 | Manufactured | 2016 - LEDGeneral Purpose and Dimmable250 to 664 lumensANY | 0.0065803 | 0 | 0 | 0 | 0 | 0 | 0 | 0 | 0 | 0 | 0 | 0 | 0 | 0 | 0 | 0 | 0 | 0 | 0 | 0 | 0.029748 | 0.13134 | 0.10446 | 0.10554 | 0.086073 | 0.078377 | 0.080535 | 0.066464 | 0.075813 | 0.083481 | 0.12183 | 0.12299 | 0.13502 | 0.068516 | 0.052658 | 0.049079 | 0.048144 | 0.046776 | 0.043744 | 0.049903 | 0.045145 | 0.052325 | 0.052019 | 0.065514 | 0.069889
LO20Fast | NR | Lighting | Residential | Lighting | 0.0018717 | 7.1646 | 56.6118 | Manufactured | 2016 - LEDGeneral Purpose and Dimmable665 to 1439 lumensANY | 0.19818 | 0 | 0 | 0 | 0 | 0 | 0 | 0 | 0 | 0 | 0 | 0 | 0 | 0 | 0 | 0 | 0 | 0 | 0 | 0 | 0.89595 | 0.51262 | 0.40771 | 0.41192 | 0.33595 | 0.30591 | 0.31433 | 0.25942 | 0.2959 | 0.32583 | 0.47553 | 0.48003 | 0.52697 | 0.26742 | 0.20553 | 0.19156 | 0.18791 | 0.18257 | 0.17073 | 0.19477 | 0.1762 | 0.20423 | 0.20303 | 0.25571 | 0.27278
LO20Fast | NR | Lighting | Residential | Lighting | 0.0034972 | 13.3867 | 91.0637 | Manufactured | 2016 - LEDGeneral Purpose and Dimmable1440 to 2600 lumensANY | 0.036919 | 0 | 0 | 0 | 0 | 0 | 0 | 0 | 0 | 0 | 0 | 0 | 0 | 0 | 0 | 0 | 0 | 0 | 0 | 0 | 0.1669 | 0.9578 | 0.76179 | 0.76965 | 0.62771 | 0.57158 | 0.58732 | 0.48471 | 0.55288 | 0.6088 | 0.8885 | 0.89691 | 0.98463 | 0.49967 | 0.38402 | 0.35792 | 0.3511 | 0.34112 | 0.31901 | 0.36393 | 0.32923 | 0.38159 | 0.37936 | 0.47777 | 0.50968
LO20Fast | NR | Lighting | Residential | Lighting | 0.0037449 | 14.3345 | -37.3971 | Manufactured | 2016 - LEDGlobe250 to 664 lumensANY | 0.033788 | 0 | 0 | 0 | 0 | 0 | 0 | 0 | 0 | 0 | 0 | 0 | 0 | 0 | 0 | 0 | 0 | 0 | 0 | 0 | 0.15275 | 1.0256 | 0.81573 | 0.82415 | 0.67215 | 0.61205 | 0.6289 | 0.51902 | 0.59203 | 0.65191 | 0.95141 | 0.96041 | 1.0543 | 0.53505 | 0.41121 | 0.38326 | 0.37596 | 0.36528 | 0.3416 | 0.3897 | 0.35254 | 0.40861 | 0.40622 | 0.5116 | 0.54577
LO20Fast | NR | Lighting | Residential | Lighting | 0.0025791 | 9.8724 | -94.9967 | Manufactured | 2016 - LEDGlobe665 to 1439 lumensANY | 0.01419 | 0 | 0 | 0 | 0 | 0 | 0 | 0 | 0 | 0 | 0 | 0 | 0 | 0 | 0 | 0 | 0 | 0 | 0 | 0 | 0.064149 | 0.70636 | 0.5618 | 0.5676 | 0.46292 | 0.42153 | 0.43313 | 0.35746 | 0.40774 | 0.44898 | 0.65525 | 0.66145 | 0.72614 | 0.36849 | 0.2832 | 0.26396 | 0.25893 | 0.25157 | 0.23526 | 0.26839 | 0.2428 | 0.28142 | 0.27977 | 0.35235 | 0.37588
LO20Fast | NR | Lighting | Residential | Lighting | 0.0027904 | 10.6812 | -99.8783 | Manufactured | 2016 - LEDGlobe1440 to 2600 lumensANY | 0.0011568 | 0 | 0 | 0 | 0 | 0 | 0 | 0 | 0 | 0 | 0 | 0 | 0 | 0 | 0 | 0 | 0 | 0 | 0 | 0 | 0.0052297 | 0.76423 | 0.60783 | 0.6141 | 0.50085 | 0.45607 | 0.46862 | 0.38675 | 0.44114 | 0.48576 | 0.70893 | 0.71564 | 0.78563 | 0.39868 | 0.30641 | 0.28558 | 0.28014 | 0.27218 | 0.25454 | 0.29038 | 0.26269 | 0.30447 | 0.30269 | 0.38122 | 0.40667
LO20Fast | NR | Lighting | Residential | Lighting | 0.0053229 | 20.3748 | -38.378 | Manufactured | 2016 - LEDReflectors and Outdoor250 to 664 lumensANY | 0.015276 | 0 | 0 | 0 | 0 | 0 | 0 | 0 | 0 | 0 | 0 | 0 | 0 | 0 | 0 | 0 | 0 | 0 | 0 | 0 | 0.06906 | 1.4578 | 1.1595 | 1.1714 | 0.95538 | 0.86996 | 0.89391 | 0.73773 | 0.84149 | 0.92661 | 1.3523 | 1.3651 | 1.4986 | 0.7605 | 0.58448 | 0.54476 | 0.53438 | 0.5192 | 0.48554 | 0.55391 | 0.50109 | 0.58079 | 0.57739 | 0.72718 | 0.77575
LO20Fast | NR | Lighting | Residential | Lighting | 0.0040588 | 15.5362 | -47.7259 | Manufactured | 2016 - LEDReflectors and Outdoor665 to 1439 lumensANY | 0.1177 | 0 | 0 | 0 | 0 | 0 | 0 | 0 | 0 | 0 | 0 | 0 | 0 | 0 | 0 | 0 | 0 | 0 | 0 | 0 | 0.53211 | 1.1116 | 0.88411 | 0.89324 | 0.7285 | 0.66337 | 0.68162 | 0.56254 | 0.64166 | 0.70656 | 1.0312 | 1.0409 | 1.1427 | 0.5799 | 0.44568 | 0.41539 | 0.40748 | 0.3959 | 0.37023 | 0.42237 | 0.38209 | 0.44287 | 0.44027 | 0.55449 | 0.59152
LO20Fast | NR | Lighting | Residential | Lighting | 0.021729 | 83.1732 | -27.3345 | Manufactured | 2016 - LEDReflectors and Outdoor1440 to 2600 lumensANY | 0.051781 | 0 | 0 | 0 | 0 | 0 | 0 | 0 | 0 | 0 | 0 | 0 | 0 | 0 | 0 | 0 | 0 | 0 | 0 | 0 | 0.23409 | 5.9509 | 4.7331 | 4.7819 | 3.9 | 3.5513 | 3.6491 | 3.0115 | 3.4351 | 3.7826 | 5.5204 | 5.5726 | 6.1176 | 3.1045 | 2.386 | 2.2238 | 2.1814 | 2.1194 | 1.9821 | 2.2611 | 2.0455 | 2.3709 | 2.357 | 2.9685 | 3.1667
LO20Fast | NR | Lighting | Residential | Lighting | 0.01265 | 48.4214 | -0.28395 | Manufactured | 2016 - LEDThree-Way250 to 664 lumensANY | 0.00047303 | 0 | 0 | 0 | 0 | 0 | 0 | 0 | 0 | 0 | 0 | 0 | 0 | 0 | 0 | 0 | 0 | 0 | 0 | 0 | 0.0021385 | 3.4645 | 2.7555 | 2.7839 | 2.2705 | 2.0675 | 2.1244 | 1.7532 | 1.9998 | 2.2021 | 3.2138 | 3.2442 | 3.5615 | 1.8074 | 1.389 | 1.2946 | 1.27 | 1.2339 | 1.1539 | 1.3164 | 1.1909 | 1.3803 | 1.3722 | 1.7282 | 1.8436
LO20Fast | NR | Lighting | Residential | Lighting | 0.013626 | 52.1577 | -8.9398 | Manufactured | 2016 - LEDThree-Way665 to 1439 lumensANY | 0.0062893 | 0 | 0 | 0 | 0 | 0 | 0 | 0 | 0 | 0 | 0 | 0 | 0 | 0 | 0 | 0 | 0 | 0 | 0 | 0 | 0.028433 | 3.7318 | 2.9681 | 2.9987 | 2.4457 | 2.227 | 2.2883 | 1.8885 | 2.1542 | 2.372 | 3.4618 | 3.4946 | 3.8363 | 1.9468 | 1.4962 | 1.3945 | 1.368 | 1.3291 | 1.2429 | 1.418 | 1.2827 | 1.4868 | 1.4781 | 1.8615 | 1.9858
LO20Fast | NR | Lighting | Residential | Lighting | 0.012193 | 46.6733 | -22.0119 | Manufactured | 2016 - LEDThree-Way1440 to 2600 lumensANY | 0.021763 | 0 | 0 | 0 | 0 | 0 | 0 | 0 | 0 | 0 | 0 | 0 | 0 | 0 | 0 | 0 | 0 | 0 | 0 | 0 | 0.098386 | 3.3394 | 2.656 | 2.6834 | 2.1885 | 1.9929 | 2.0477 | 1.6899 | 1.9276 | 2.1226 | 3.0978 | 3.1271 | 3.433 | 1.7421 | 1.3389 | 1.2479 | 1.2241 | 1.1893 | 1.1122 | 1.2689 | 1.1479 | 1.3304 | 1.3226 | 1.6658 | 1.777
LO20Fast | NR | Lighting | Residential | Lighting | 0.0052592 | 20.131 | -21.2628 | Single Family | 2017 - LEDDecorative and Mini-Base250 to 664 lumensANY | 0 | 1.9681 | 2.5238 | 2.9533 | 3.3271 | 3.6481 | 3.9206 | 4.1497 | 4.864 | 4.934 | 4.9964 | 5.0467 | 5.079 | 5.0921 | 5.1009 | 5.107 | 5.1066 | 5.1065 | 5.1015 | 5.0925 | 43.59 | 1.4403 | 1.1456 | 1.1574 | 0.94395 | 0.85955 | 0.88321 | 0.7289 | 0.83143 | 0.91553 | 1.3361 | 1.3488 | 1.4807 | 0.7514 | 0.57749 | 0.53824 | 0.52799 | 0.51298 | 0.47973 | 0.54728 | 0.49509 | 0.57384 | 0.57048 | 0.71848 | 0.76647
LO20Fast | NR | Lighting | Residential | Lighting | 0.0039621 | 15.1661 | -19.793 | Single Family | 2017 - LEDDecorative and Mini-Base665 to 1439 lumensANY | 0 | 0.40666 | 0.52149 | 0.61024 | 0.68747 | 0.75379 | 0.8101 | 0.85744 | 1.005 | 1.0195 | 1.0324 | 1.0428 | 1.0495 | 1.0522 | 1.054 | 1.0553 | 1.0552 | 1.0551 | 1.0541 | 1.0523 | 9.0069 | 1.0851 | 0.86305 | 0.87196 | 0.71114 | 0.64756 | 0.66538 | 0.54913 | 0.62637 | 0.68973 | 1.0066 | 1.0161 | 1.1155 | 0.56608 | 0.43506 | 0.40549 | 0.39777 | 0.38647 | 0.36141 | 0.4123 | 0.37299 | 0.43232 | 0.42978 | 0.54128 | 0.57743
LO20Fast | NR | Lighting | Residential | Lighting | 0.0019622 | 7.5107 | 253.6686 | Single Family | 2017 - LEDDecorative and Mini-Base1440 to 2600 lumensANY | 0 | 0.0039566 | 0.0050738 | 0.0059373 | 0.0066888 | 0.007334 | 0.0078819 | 0.0083425 | 0.0097785 | 0.0099193 | 0.010045 | 0.010146 | 0.010211 | 0.010237 | 0.010255 | 0.010267 | 0.010266 | 0.010266 | 0.010256 | 0.010238 | 0.087633 | 0.53738 | 0.42741 | 0.43182 | 0.35218 | 0.32069 | 0.32952 | 0.27195 | 0.3102 | 0.34157 | 0.4985 | 0.50322 | 0.55243 | 0.28034 | 0.21546 | 0.20081 | 0.19699 | 0.19139 | 0.17898 | 0.20418 | 0.18472 | 0.2141 | 0.21284 | 0.26806 | 0.28596
LO20Fast | NR | Lighting | Residential | Lighting | 0.00050186 | 1.921 | 19.8793 | Single Family | 2017 - LEDGeneral Purpose and Dimmable250 to 664 lumensANY | 0 | 0.15683 | 0.20111 | 0.23533 | 0.26512 | 0.29069 | 0.31241 | 0.33066 | 0.38758 | 0.39316 | 0.39813 | 0.40214 | 0.40472 | 0.40576 | 0.40646 | 0.40695 | 0.40692 | 0.40691 | 0.40651 | 0.40579 | 3.4735 | 0.13745 | 0.10932 | 0.11045 | 0.090077 | 0.082023 | 0.08428 | 0.069556 | 0.079339 | 0.087364 | 0.1275 | 0.12871 | 0.1413 | 0.071703 | 0.055107 | 0.051362 | 0.050383 | 0.048951 | 0.045778 | 0.052224 | 0.047244 | 0.054759 | 0.054438 | 0.068561 | 0.07314
LO20Fast | NR | Lighting | Residential | Lighting | 0.0019588 | 7.4978 | 38.0475 | Single Family | 2017 - LEDGeneral Purpose and Dimmable665 to 1439 lumensANY | 0 | 4.7233 | 6.0569 | 7.0878 | 7.9848 | 8.7551 | 9.4091 | 9.9589 | 11.6732 | 11.8413 | 11.991 | 12.1117 | 12.1892 | 12.2206 | 12.2417 | 12.2566 | 12.2555 | 12.2552 | 12.2432 | 12.2216 | 104.6131 | 0.53646 | 0.42667 | 0.43108 | 0.35158 | 0.32014 | 0.32895 | 0.27148 | 0.30967 | 0.34099 | 0.49764 | 0.50235 | 0.55148 | 0.27986 | 0.21509 | 0.20047 | 0.19665 | 0.19106 | 0.17868 | 0.20383 | 0.1844 | 0.21373 | 0.21248 | 0.2676 | 0.28547
LO20Fast | NR | Lighting | Residential | Lighting | 0.0036599 | 14.0093 | 64.3728 | Single Family | 2017 - LEDGeneral Purpose and Dimmable1440 to 2600 lumensANY | 0 | 0.87989 | 1.1283 | 1.3204 | 1.4875 | 1.631 | 1.7528 | 1.8552 | 2.1746 | 2.2059 | 2.2338 | 2.2563 | 2.2707 | 2.2765 | 2.2805 | 2.2832 | 2.283 | 2.283 | 2.2808 | 2.2767 | 19.4881 | 1.0023 | 0.79722 | 0.80545 | 0.6569 | 0.59817 | 0.61463 | 0.50725 | 0.5786 | 0.63712 | 0.92982 | 0.93862 | 1.0304 | 0.52291 | 0.40188 | 0.37457 | 0.36743 | 0.35699 | 0.33385 | 0.38086 | 0.34454 | 0.39934 | 0.397 | 0.5 | 0.53339
LO20Fast | NR | Lighting | Residential | Lighting | 0.003919 | 15.0012 | -40.7232 | Single Family | 2017 - LEDGlobe250 to 664 lumensANY | 0 | 0.80526 | 1.0326 | 1.2084 | 1.3613 | 1.4926 | 1.6041 | 1.6979 | 1.9901 | 2.0188 | 2.0443 | 2.0649 | 2.0781 | 2.0835 | 2.0871 | 2.0896 | 2.0894 | 2.0894 | 2.0873 | 2.0836 | 17.8353 | 1.0733 | 0.85367 | 0.86248 | 0.70341 | 0.64052 | 0.65815 | 0.54316 | 0.61956 | 0.68223 | 0.99566 | 1.0051 | 1.1034 | 0.55993 | 0.43033 | 0.40109 | 0.39345 | 0.38227 | 0.35749 | 0.40782 | 0.36893 | 0.42762 | 0.42511 | 0.5354 | 0.57115
LO20Fast | NR | Lighting | Residential | Lighting | 0.0026991 | 10.3316 | -97.4833 | Single Family | 2017 - LEDGlobe665 to 1439 lumensANY | 0 | 0.33818 | 0.43367 | 0.50747 | 0.5717 | 0.62685 | 0.67367 | 0.71304 | 0.83578 | 0.84781 | 0.85853 | 0.86718 | 0.87273 | 0.87498 | 0.87649 | 0.87755 | 0.87747 | 0.87745 | 0.87659 | 0.87505 | 7.4901 | 0.73921 | 0.58793 | 0.594 | 0.48445 | 0.44114 | 0.45328 | 0.37409 | 0.4267 | 0.46986 | 0.68572 | 0.69222 | 0.75992 | 0.38563 | 0.29638 | 0.27623 | 0.27097 | 0.26327 | 0.24621 | 0.28087 | 0.25409 | 0.29451 | 0.29278 | 0.36874 | 0.39336
LO20Fast | NR | Lighting | Residential | Lighting | 0.0029202 | 11.178 | -118.6674 | Single Family | 2017 - LEDGlobe1440 to 2600 lumensANY | 0 | 0.02757 | 0.035354 | 0.041371 | 0.046607 | 0.051103 | 0.054921 | 0.05813 | 0.068136 | 0.069117 | 0.069991 | 0.070696 | 0.071148 | 0.071332 | 0.071455 | 0.071542 | 0.071535 | 0.071533 | 0.071464 | 0.071338 | 0.61063 | 0.79977 | 0.6361 | 0.64267 | 0.52414 | 0.47728 | 0.49041 | 0.40473 | 0.46166 | 0.50836 | 0.7419 | 0.74893 | 0.82217 | 0.41723 | 0.32066 | 0.29887 | 0.29317 | 0.28484 | 0.26638 | 0.30388 | 0.27491 | 0.31863 | 0.31677 | 0.39895 | 0.42559
LO20Fast | NR | Lighting | Residential | Lighting | 0.0055705 | 21.3225 | -49.2564 | Single Family | 2017 - LEDReflectors and Outdoor250 to 664 lumensANY | 0 | 0.36407 | 0.46687 | 0.54632 | 0.61547 | 0.67484 | 0.72525 | 0.76763 | 0.89976 | 0.91272 | 0.92426 | 0.93357 | 0.93954 | 0.94196 | 0.94359 | 0.94473 | 0.94465 | 0.94463 | 0.9437 | 0.94204 | 8.0636 | 1.5256 | 1.2134 | 1.2259 | 0.99982 | 0.91043 | 0.93548 | 0.77204 | 0.88063 | 0.96971 | 1.4152 | 1.4286 | 1.5683 | 0.79588 | 0.61167 | 0.5701 | 0.55924 | 0.54334 | 0.50812 | 0.57967 | 0.5244 | 0.60781 | 0.60424 | 0.76101 | 0.81183
LO20Fast | NR | Lighting | Residential | Lighting | 0.0042476 | 16.2588 | -57.5585 | Single Family | 2017 - LEDReflectors and Outdoor665 to 1439 lumensANY | 0 | 2.8052 | 3.5972 | 4.2094 | 4.7422 | 5.1997 | 5.5881 | 5.9146 | 6.9327 | 7.0326 | 7.1215 | 7.1932 | 7.2392 | 7.2579 | 7.2704 | 7.2792 | 7.2786 | 7.2784 | 7.2713 | 7.2585 | 62.1301 | 1.1633 | 0.92524 | 0.93478 | 0.76238 | 0.69422 | 0.71333 | 0.5887 | 0.6715 | 0.73943 | 1.0791 | 1.0893 | 1.1959 | 0.60687 | 0.46641 | 0.43471 | 0.42643 | 0.41431 | 0.38745 | 0.44201 | 0.39986 | 0.46347 | 0.46075 | 0.58028 | 0.61904
LO20Fast | NR | Lighting | Residential | Lighting | 0.02274 | 87.0418 | -31.3422 | Single Family | 2017 - LEDReflectors and Outdoor1440 to 2600 lumensANY | 0 | 1.2341 | 1.5826 | 1.8519 | 2.0863 | 2.2875 | 2.4584 | 2.6021 | 3.05 | 3.0939 | 3.133 | 3.1645 | 3.1848 | 3.193 | 3.1985 | 3.2024 | 3.2021 | 3.202 | 3.1989 | 3.1933 | 27.3333 | 6.2277 | 4.9533 | 5.0044 | 4.0814 | 3.7165 | 3.8188 | 3.1516 | 3.5949 | 3.9585 | 5.7771 | 5.8318 | 6.4022 | 3.2489 | 2.4969 | 2.3272 | 2.2829 | 2.218 | 2.0742 | 2.3663 | 2.1407 | 2.4812 | 2.4666 | 3.1066 | 3.314
LO20Fast | NR | Lighting | Residential | Lighting | 0.013238 | 50.6736 | -6.4267 | Single Family | 2017 - LEDThree-Way250 to 664 lumensANY | 0 | 0.011274 | 0.014457 | 0.016917 | 0.019058 | 0.020897 | 0.022458 | 0.02377 | 0.027862 | 0.028263 | 0.02862 | 0.028909 | 0.029094 | 0.029169 | 0.029219 | 0.029254 | 0.029252 | 0.029251 | 0.029222 | 0.029171 | 0.24969 | 3.6256 | 2.8837 | 2.9134 | 2.3761 | 2.1637 | 2.2232 | 1.8348 | 2.0929 | 2.3046 | 3.3633 | 3.3951 | 3.7272 | 1.8914 | 1.4537 | 1.3549 | 1.329 | 1.2913 | 1.2076 | 1.3776 | 1.2462 | 1.4445 | 1.436 | 1.8086 | 1.9293
LO20Fast | NR | Lighting | Residential | Lighting | 0.01426 | 54.5836 | -12.3343 | Single Family | 2017 - LEDThree-Way665 to 1439 lumensANY | 0 | 0.14989 | 0.19222 | 0.22493 | 0.2534 | 0.27784 | 0.2986 | 0.31605 | 0.37045 | 0.37578 | 0.38053 | 0.38436 | 0.38682 | 0.38782 | 0.38849 | 0.38896 | 0.38893 | 0.38892 | 0.38854 | 0.38785 | 3.3199 | 3.9054 | 3.1062 | 3.1382 | 2.5595 | 2.3306 | 2.3948 | 1.9764 | 2.2543 | 2.4824 | 3.6228 | 3.6571 | 4.0148 | 2.0374 | 1.5658 | 1.4594 | 1.4316 | 1.3909 | 1.3008 | 1.4839 | 1.3424 | 1.5559 | 1.5468 | 1.9481 | 2.0782
LO20Fast | NR | Lighting | Residential | Lighting | 0.01276 | 48.8441 | -29.9932 | Single Family | 2017 - LEDThree-Way1440 to 2600 lumensANY | 0 | 0.51867 | 0.66512 | 0.77832 | 0.87683 | 0.96141 | 1.0332 | 1.0936 | 1.2819 | 1.3003 | 1.3168 | 1.33 | 1.3385 | 1.342 | 1.3443 | 1.3459 | 1.3458 | 1.3458 | 1.3444 | 1.3421 | 11.4878 | 3.4947 | 2.7796 | 2.8082 | 2.2903 | 2.0855 | 2.1429 | 1.7686 | 2.0173 | 2.2214 | 3.2419 | 3.2726 | 3.5926 | 1.8231 | 1.4012 | 1.3059 | 1.2811 | 1.2447 | 1.164 | 1.3279 | 1.2013 | 1.3923 | 1.3842 | 1.7433 | 1.8597
LO20Fast | NR | Lighting | Residential | Lighting | 0.0052592 | 20.131 | -21.2628 | Multifamily - Low Rise | 2017 - LEDDecorative and Mini-Base250 to 664 lumensANY | 0 | 0.15832 | 0.20303 | 0.23758 | 0.26765 | 0.29347 | 0.31539 | 0.33382 | 0.40724 | 0.41182 | 0.41647 | 0.41867 | 0.41858 | 0.41848 | 0.4185 | 0.41864 | 0.41847 | 0.41804 | 0.41701 | 0.41593 | 3.6371 | 1.4403 | 1.1456 | 1.1574 | 0.94395 | 0.85955 | 0.88321 | 0.7289 | 0.83143 | 0.91553 | 1.3361 | 1.3488 | 1.4807 | 0.7514 | 0.57749 | 0.53824 | 0.52799 | 0.51298 | 0.47973 | 0.54728 | 0.49509 | 0.57384 | 0.57048 | 0.71848 | 0.76647
LO20Fast | NR | Lighting | Residential | Lighting | 0.0039621 | 15.1661 | -19.793 | Multifamily - Low Rise | 2017 - LEDDecorative and Mini-Base665 to 1439 lumensANY | 0 | 0.032714 | 0.041951 | 0.049091 | 0.055304 | 0.060639 | 0.065168 | 0.068977 | 0.084146 | 0.085093 | 0.086055 | 0.086509 | 0.086491 | 0.08647 | 0.086474 | 0.086504 | 0.086468 | 0.08638 | 0.086165 | 0.085942 | 0.75152 | 1.0851 | 0.86305 | 0.87196 | 0.71114 | 0.64756 | 0.66538 | 0.54913 | 0.62637 | 0.68973 | 1.0066 | 1.0161 | 1.1155 | 0.56608 | 0.43506 | 0.40549 | 0.39777 | 0.38647 | 0.36141 | 0.4123 | 0.37299 | 0.43232 | 0.42978 | 0.54128 | 0.57743
LO20Fast | NR | Lighting | Residential | Lighting | 0.0019622 | 7.5107 | 253.6686 | Multifamily - Low Rise | 2017 - LEDDecorative and Mini-Base1440 to 2600 lumensANY | 0 | 0.00031829 | 0.00040816 | 0.00047763 | 0.00053808 | 0.00058999 | 0.00063406 | 0.00067111 | 0.0008187 | 0.00082792 | 0.00083728 | 0.00084169 | 0.00084152 | 0.00084131 | 0.00084135 | 0.00084164 | 0.00084129 | 0.00084044 | 0.00083835 | 0.00083618 | 0.007312 | 0.53738 | 0.42741 | 0.43182 | 0.35218 | 0.32069 | 0.32952 | 0.27195 | 0.3102 | 0.34157 | 0.4985 | 0.50322 | 0.55243 | 0.28034 | 0.21546 | 0.20081 | 0.19699 | 0.19139 | 0.17898 | 0.20418 | 0.18472 | 0.2141 | 0.21284 | 0.26806 | 0.28596
LO20Fast | NR | Lighting | Residential | Lighting | 0.00050186 | 1.921 | 19.8793 | Multifamily - Low Rise | 2017 - LEDGeneral Purpose and Dimmable250 to 664 lumensANY | 0 | 0.012616 | 0.016178 | 0.018931 | 0.021327 | 0.023385 | 0.025132 | 0.0266 | 0.03245 | 0.032816 | 0.033187 | 0.033361 | 0.033355 | 0.033346 | 0.033348 | 0.03336 | 0.033346 | 0.033312 | 0.033229 | 0.033143 | 0.28982 | 0.13745 | 0.10932 | 0.11045 | 0.090077 | 0.082023 | 0.08428 | 0.069556 | 0.079339 | 0.087364 | 0.1275 | 0.12871 | 0.1413 | 0.071703 | 0.055107 | 0.051362 | 0.050383 | 0.048951 | 0.045778 | 0.052224 | 0.047244 | 0.054759 | 0.054438 | 0.068561 | 0.07314
LO20Fast | NR | Lighting | Residential | Lighting | 0.0019588 | 7.4978 | 38.0475 | Multifamily - Low Rise | 2017 - LEDGeneral Purpose and Dimmable665 to 1439 lumensANY | 0 | 0.37996 | 0.48725 | 0.57017 | 0.64234 | 0.7043 | 0.75691 | 0.80114 | 0.97734 | 0.98834 | 0.99951 | 1.0048 | 1.0046 | 1.0043 | 1.0044 | 1.0047 | 1.0043 | 1.0033 | 1.0008 | 0.9982 | 8.7287 | 0.53646 | 0.42667 | 0.43108 | 0.35158 | 0.32014 | 0.32895 | 0.27148 | 0.30967 | 0.34099 | 0.49764 | 0.50235 | 0.55148 | 0.27986 | 0.21509 | 0.20047 | 0.19665 | 0.19106 | 0.17868 | 0.20383 | 0.1844 | 0.21373 | 0.21248 | 0.2676 | 0.28547
LO20Fast | NR | Lighting | Residential | Lighting | 0.0036599 | 14.0093 | 64.3728 | Multifamily - Low Rise | 2017 - LEDGeneral Purpose and Dimmable1440 to 2600 lumensANY | 0 | 0.070782 | 0.090768 | 0.10622 | 0.11966 | 0.1312 | 0.141 | 0.14924 | 0.18207 | 0.18411 | 0.1862 | 0.18718 | 0.18714 | 0.18709 | 0.1871 | 0.18717 | 0.18709 | 0.1869 | 0.18643 | 0.18595 | 1.6261 | 1.0023 | 0.79722 | 0.80545 | 0.6569 | 0.59817 | 0.61463 | 0.50725 | 0.5786 | 0.63712 | 0.92982 | 0.93862 | 1.0304 | 0.52291 | 0.40188 | 0.37457 | 0.36743 | 0.35699 | 0.33385 | 0.38086 | 0.34454 | 0.39934 | 0.397 | 0.5 | 0.53339
LO20Fast | NR | Lighting | Residential | Lighting | 0.003919 | 15.0012 | -40.7232 | Multifamily - Low Rise | 2017 - LEDGlobe250 to 664 lumensANY | 0 | 0.064779 | 0.08307 | 0.097208 | 0.10951 | 0.12008 | 0.12904 | 0.13659 | 0.16662 | 0.1685 | 0.1704 | 0.1713 | 0.17127 | 0.17123 | 0.17123 | 0.17129 | 0.17122 | 0.17105 | 0.17062 | 0.17018 | 1.4881 | 1.0733 | 0.85367 | 0.86248 | 0.70341 | 0.64052 | 0.65815 | 0.54316 | 0.61956 | 0.68223 | 0.99566 | 1.0051 | 1.1034 | 0.55993 | 0.43033 | 0.40109 | 0.39345 | 0.38227 | 0.35749 | 0.40782 | 0.36893 | 0.42762 | 0.42511 | 0.5354 | 0.57115
LO20Fast | NR | Lighting | Residential | Lighting | 0.0026991 | 10.3316 | -97.4833 | Multifamily - Low Rise | 2017 - LEDGlobe665 to 1439 lumensANY | 0 | 0.027205 | 0.034886 | 0.040824 | 0.04599 | 0.050427 | 0.054194 | 0.057361 | 0.069976 | 0.070763 | 0.071563 | 0.07194 | 0.071926 | 0.071908 | 0.071912 | 0.071936 | 0.071906 | 0.071833 | 0.071655 | 0.071469 | 0.62496 | 0.73921 | 0.58793 | 0.594 | 0.48445 | 0.44114 | 0.45328 | 0.37409 | 0.4267 | 0.46986 | 0.68572 | 0.69222 | 0.75992 | 0.38563 | 0.29638 | 0.27623 | 0.27097 | 0.26327 | 0.24621 | 0.28087 | 0.25409 | 0.29451 | 0.29278 | 0.36874 | 0.39336
LO20Fast | NR | Lighting | Residential | Lighting | 0.0029202 | 11.178 | -118.6674 | Multifamily - Low Rise | 2017 - LEDGlobe1440 to 2600 lumensANY | 0 | 0.0022178 | 0.0028441 | 0.0033281 | 0.0037493 | 0.004111 | 0.0044181 | 0.0046763 | 0.0057047 | 0.0057689 | 0.0058341 | 0.0058649 | 0.0058637 | 0.0058622 | 0.0058625 | 0.0058645 | 0.0058621 | 0.0058561 | 0.0058416 | 0.0058265 | 0.05095 | 0.79977 | 0.6361 | 0.64267 | 0.52414 | 0.47728 | 0.49041 | 0.40473 | 0.46166 | 0.50836 | 0.7419 | 0.74893 | 0.82217 | 0.41723 | 0.32066 | 0.29887 | 0.29317 | 0.28484 | 0.26638 | 0.30388 | 0.27491 | 0.31863 | 0.31677 | 0.39895 | 0.42559
LO20Fast | NR | Lighting | Residential | Lighting | 0.0055705 | 21.3225 | -49.2564 | Multifamily - Low Rise | 2017 - LEDReflectors and Outdoor250 to 664 lumensANY | 0 | 0.029288 | 0.037557 | 0.043949 | 0.049511 | 0.054287 | 0.058343 | 0.061752 | 0.075333 | 0.076181 | 0.077042 | 0.077448 | 0.077432 | 0.077413 | 0.077417 | 0.077443 | 0.077411 | 0.077333 | 0.077141 | 0.076941 | 0.67281 | 1.5256 | 1.2134 | 1.2259 | 0.99982 | 0.91043 | 0.93548 | 0.77204 | 0.88063 | 0.96971 | 1.4152 | 1.4286 | 1.5683 | 0.79588 | 0.61167 | 0.5701 | 0.55924 | 0.54334 | 0.50812 | 0.57967 | 0.5244 | 0.60781 | 0.60424 | 0.76101 | 0.81183
LO20Fast | NR | Lighting | Residential | Lighting | 0.0042476 | 16.2588 | -57.5585 | Multifamily - Low Rise | 2017 - LEDReflectors and Outdoor665 to 1439 lumensANY | 0 | 0.22566 | 0.28938 | 0.33863 | 0.38149 | 0.41829 | 0.44953 | 0.4758 | 0.58044 | 0.58698 | 0.59361 | 0.59674 | 0.59662 | 0.59647 | 0.5965 | 0.59671 | 0.59646 | 0.59585 | 0.59437 | 0.59283 | 5.184 | 1.1633 | 0.92524 | 0.93478 | 0.76238 | 0.69422 | 0.71333 | 0.5887 | 0.6715 | 0.73943 | 1.0791 | 1.0893 | 1.1959 | 0.60687 | 0.46641 | 0.43471 | 0.42643 | 0.41431 | 0.38745 | 0.44201 | 0.39986 | 0.46347 | 0.46075 | 0.58028 | 0.61904
LO20Fast | NR | Lighting | Residential | Lighting | 0.02274 | 87.0418 | -31.3422 | Multifamily - Low Rise | 2017 - LEDReflectors and Outdoor1440 to 2600 lumensANY | 0 | 0.099277 | 0.12731 | 0.14898 | 0.16783 | 0.18402 | 0.19777 | 0.20932 | 0.25536 | 0.25823 | 0.26115 | 0.26253 | 0.26247 | 0.26241 | 0.26242 | 0.26251 | 0.2624 | 0.26214 | 0.26149 | 0.26081 | 2.2806 | 6.2277 | 4.9533 | 5.0044 | 4.0814 | 3.7165 | 3.8188 | 3.1516 | 3.5949 | 3.9585 | 5.7771 | 5.8318 | 6.4022 | 3.2489 | 2.4969 | 2.3272 | 2.2829 | 2.218 | 2.0742 | 2.3663 | 2.1407 | 2.4812 | 2.4666 | 3.1066 | 3.314
LO20Fast | NR | Lighting | Residential | Lighting | 0.013238 | 50.6736 | -6.4267 | Multifamily - Low Rise | 2017 - LEDThree-Way250 to 664 lumensANY | 0 | 0.00090691 | 0.001163 | 0.0013609 | 0.0015332 | 0.001681 | 0.0018066 | 0.0019122 | 0.0023327 | 0.002359 | 0.0023857 | 0.0023982 | 0.0023977 | 0.0023971 | 0.0023973 | 0.0023981 | 0.0023971 | 0.0023947 | 0.0023887 | 0.0023825 | 0.020834 | 3.6256 | 2.8837 | 2.9134 | 2.3761 | 2.1637 | 2.2232 | 1.8348 | 2.0929 | 2.3046 | 3.3633 | 3.3951 | 3.7272 | 1.8914 | 1.4537 | 1.3549 | 1.329 | 1.2913 | 1.2076 | 1.3776 | 1.2462 | 1.4445 | 1.436 | 1.8086 | 1.9293
LO20Fast | NR | Lighting | Residential | Lighting | 0.01426 | 54.5836 | -12.3343 | Multifamily - Low Rise | 2017 - LEDThree-Way665 to 1439 lumensANY | 0 | 0.012058 | 0.015463 | 0.018094 | 0.020385 | 0.022351 | 0.024021 | 0.025424 | 0.031016 | 0.031365 | 0.031719 | 0.031887 | 0.03188 | 0.031872 | 0.031874 | 0.031885 | 0.031871 | 0.031839 | 0.03176 | 0.031678 | 0.27701 | 3.9054 | 3.1062 | 3.1382 | 2.5595 | 2.3306 | 2.3948 | 1.9764 | 2.2543 | 2.4824 | 3.6228 | 3.6571 | 4.0148 | 2.0374 | 1.5658 | 1.4594 | 1.4316 | 1.3909 | 1.3008 | 1.4839 | 1.3424 | 1.5559 | 1.5468 | 1.9481 | 2.0782
LO20Fast | NR | Lighting | Residential | Lighting | 0.01276 | 48.8441 | -29.9932 | Multifamily - Low Rise | 2017 - LEDThree-Way1440 to 2600 lumensANY | 0 | 0.041725 | 0.053506 | 0.062612 | 0.070536 | 0.077341 | 0.083118 | 0.087975 | 0.10732 | 0.10853 | 0.10976 | 0.11034 | 0.11031 | 0.11029 | 0.11029 | 0.11033 | 0.11028 | 0.11017 | 0.1099 | 0.10961 | 0.95852 | 3.4947 | 2.7796 | 2.8082 | 2.2903 | 2.0855 | 2.1429 | 1.7686 | 2.0173 | 2.2214 | 3.2419 | 3.2726 | 3.5926 | 1.8231 | 1.4012 | 1.3059 | 1.2811 | 1.2447 | 1.164 | 1.3279 | 1.2013 | 1.3923 | 1.3842 | 1.7433 | 1.8597
LO20Fast | NR | Lighting | Residential | Lighting | 0.0052592 | 20.131 | -21.2628 | Multifamily - High Rise | 2017 - LEDDecorative and Mini-Base250 to 664 lumensANY | 0 | 0.036097 | 0.046289 | 0.054167 | 0.061023 | 0.06691 | 0.071908 | 0.07611 | 0.092645 | 0.093876 | 0.095091 | 0.095369 | 0.09522 | 0.095319 | 0.095351 | 0.095453 | 0.095379 | 0.095284 | 0.095001 | 0.094753 | 0.82843 | 1.4403 | 1.1456 | 1.1574 | 0.94395 | 0.85955 | 0.88321 | 0.7289 | 0.83143 | 0.91553 | 1.3361 | 1.3488 | 1.4807 | 0.7514 | 0.57749 | 0.53824 | 0.52799 | 0.51298 | 0.47973 | 0.54728 | 0.49509 | 0.57384 | 0.57048 | 0.71848 | 0.76647
LO20Fast | NR | Lighting | Residential | Lighting | 0.0039621 | 15.1661 | -19.793 | Multifamily - High Rise | 2017 - LEDDecorative and Mini-Base665 to 1439 lumensANY | 0 | 0.0074587 | 0.0095646 | 0.011192 | 0.012609 | 0.013825 | 0.014858 | 0.015726 | 0.019143 | 0.019397 | 0.019648 | 0.019706 | 0.019675 | 0.019696 | 0.019702 | 0.019723 | 0.019708 | 0.019688 | 0.01963 | 0.019579 | 0.17118 | 1.0851 | 0.86305 | 0.87196 | 0.71114 | 0.64756 | 0.66538 | 0.54913 | 0.62637 | 0.68973 | 1.0066 | 1.0161 | 1.1155 | 0.56608 | 0.43506 | 0.40549 | 0.39777 | 0.38647 | 0.36141 | 0.4123 | 0.37299 | 0.43232 | 0.42978 | 0.54128 | 0.57743
LO20Fast | NR | Lighting | Residential | Lighting | 0.0019622 | 7.5107 | 253.6686 | Multifamily - High Rise | 2017 - LEDDecorative and Mini-Base1440 to 2600 lumensANY | 0 | 7.2569e-05 | 9.3059e-05 | 0.0001089 | 0.00012268 | 0.00013451 | 0.00014456 | 0.00015301 | 0.00018625 | 0.00018873 | 0.00019117 | 0.00019173 | 0.00019143 | 0.00019163 | 0.00019169 | 0.0001919 | 0.00019175 | 0.00019156 | 0.00019099 | 0.00019049 | 0.0016655 | 0.53738 | 0.42741 | 0.43182 | 0.35218 | 0.32069 | 0.32952 | 0.27195 | 0.3102 | 0.34157 | 0.4985 | 0.50322 | 0.55243 | 0.28034 | 0.21546 | 0.20081 | 0.19699 | 0.19139 | 0.17898 | 0.20418 | 0.18472 | 0.2141 | 0.21284 | 0.26806 | 0.28596
LO20Fast | NR | Lighting | Residential | Lighting | 0.00050186 | 1.921 | 19.8793 | Multifamily - High Rise | 2017 - LEDGeneral Purpose and Dimmable250 to 664 lumensANY | 0 | 0.0028764 | 0.0036885 | 0.0043163 | 0.0048626 | 0.0053317 | 0.0057299 | 0.0060648 | 0.0073824 | 0.0074805 | 0.0075773 | 0.0075994 | 0.0075876 | 0.0075955 | 0.007598 | 0.0076061 | 0.0076003 | 0.0075927 | 0.0075701 | 0.0075504 | 0.066013 | 0.13745 | 0.10932 | 0.11045 | 0.090077 | 0.082023 | 0.08428 | 0.069556 | 0.079339 | 0.087364 | 0.1275 | 0.12871 | 0.1413 | 0.071703 | 0.055107 | 0.051362 | 0.050383 | 0.048951 | 0.045778 | 0.052224 | 0.047244 | 0.054759 | 0.054438 | 0.068561 | 0.07314
LO20Fast | NR | Lighting | Residential | Lighting | 0.0019588 | 7.4978 | 38.0475 | Multifamily - High Rise | 2017 - LEDGeneral Purpose and Dimmable665 to 1439 lumensANY | 0 | 0.08663 | 0.11109 | 0.13 | 0.14645 | 0.16058 | 0.17257 | 0.18266 | 0.22234 | 0.2253 | 0.22821 | 0.22888 | 0.22852 | 0.22876 | 0.22884 | 0.22908 | 0.2289 | 0.22868 | 0.228 | 0.2274 | 1.9882 | 0.53646 | 0.42667 | 0.43108 | 0.35158 | 0.32014 | 0.32895 | 0.27148 | 0.30967 | 0.34099 | 0.49764 | 0.50235 | 0.55148 | 0.27986 | 0.21509 | 0.20047 | 0.19665 | 0.19106 | 0.17868 | 0.20383 | 0.1844 | 0.21373 | 0.21248 | 0.2676 | 0.28547
LO20Fast | NR | Lighting | Residential | Lighting | 0.0036599 | 14.0093 | 64.3728 | Multifamily - High Rise | 2017 - LEDGeneral Purpose and Dimmable1440 to 2600 lumensANY | 0 | 0.016138 | 0.020695 | 0.024217 | 0.027282 | 0.029914 | 0.032148 | 0.034027 | 0.041419 | 0.04197 | 0.042513 | 0.042637 | 0.042571 | 0.042615 | 0.042629 | 0.042675 | 0.042642 | 0.042599 | 0.042473 | 0.042362 | 0.37037 | 1.0023 | 0.79722 | 0.80545 | 0.6569 | 0.59817 | 0.61463 | 0.50725 | 0.5786 | 0.63712 | 0.92982 | 0.93862 | 1.0304 | 0.52291 | 0.40188 | 0.37457 | 0.36743 | 0.35699 | 0.33385 | 0.38086 | 0.34454 | 0.39934 | 0.397 | 0.5 | 0.53339
LO20Fast | NR | Lighting | Residential | Lighting | 0.003919 | 15.0012 | -40.7232 | Multifamily - High Rise | 2017 - LEDGlobe250 to 664 lumensANY | 0 | 0.014769 | 0.01894 | 0.022163 | 0.024968 | 0.027377 | 0.029422 | 0.031141 | 0.037907 | 0.03841 | 0.038907 | 0.039021 | 0.03896 | 0.039001 | 0.039014 | 0.039056 | 0.039025 | 0.038986 | 0.038871 | 0.038769 | 0.33896 | 1.0733 | 0.85367 | 0.86248 | 0.70341 | 0.64052 | 0.65815 | 0.54316 | 0.61956 | 0.68223 | 0.99566 | 1.0051 | 1.1034 | 0.55993 | 0.43033 | 0.40109 | 0.39345 | 0.38227 | 0.35749 | 0.40782 | 0.36893 | 0.42762 | 0.42511 | 0.5354 | 0.57115
LO20Fast | NR | Lighting | Residential | Lighting | 0.0026991 | 10.3316 | -97.4833 | Multifamily - High Rise | 2017 - LEDGlobe665 to 1439 lumensANY | 0 | 0.0062026 | 0.0079539 | 0.0093076 | 0.010486 | 0.011497 | 0.012356 | 0.013078 | 0.015919 | 0.016131 | 0.01634 | 0.016387 | 0.016362 | 0.016379 | 0.016384 | 0.016402 | 0.016389 | 0.016373 | 0.016324 | 0.016282 | 0.14235 | 0.73921 | 0.58793 | 0.594 | 0.48445 | 0.44114 | 0.45328 | 0.37409 | 0.4267 | 0.46986 | 0.68572 | 0.69222 | 0.75992 | 0.38563 | 0.29638 | 0.27623 | 0.27097 | 0.26327 | 0.24621 | 0.28087 | 0.25409 | 0.29451 | 0.29278 | 0.36874 | 0.39336
LO20Fast | NR | Lighting | Residential | Lighting | 0.0029202 | 11.178 | -118.6674 | Multifamily - High Rise | 2017 - LEDGlobe1440 to 2600 lumensANY | 0 | 0.00050566 | 0.00064844 | 0.0007588 | 0.00085483 | 0.00093729 | 0.0010073 | 0.0010662 | 0.0012978 | 0.0013151 | 0.0013321 | 0.001336 | 0.0013339 | 0.0013353 | 0.0013357 | 0.0013371 | 0.0013361 | 0.0013348 | 0.0013308 | 0.0013273 | 0.011605 | 0.79977 | 0.6361 | 0.64267 | 0.52414 | 0.47728 | 0.49041 | 0.40473 | 0.46166 | 0.50836 | 0.7419 | 0.74893 | 0.82217 | 0.41723 | 0.32066 | 0.29887 | 0.29317 | 0.28484 | 0.26638 | 0.30388 | 0.27491 | 0.31863 | 0.31677 | 0.39895 | 0.42559
LO20Fast | NR | Lighting | Residential | Lighting | 0.0055705 | 21.3225 | -49.2564 | Multifamily - High Rise | 2017 - LEDReflectors and Outdoor250 to 664 lumensANY | 0 | 0.0066774 | 0.0085628 | 0.01002 | 0.011288 | 0.012377 | 0.013302 | 0.014079 | 0.017138 | 0.017366 | 0.01759 | 0.017642 | 0.017614 | 0.017633 | 0.017639 | 0.017657 | 0.017644 | 0.017626 | 0.017574 | 0.017528 | 0.15325 | 1.5256 | 1.2134 | 1.2259 | 0.99982 | 0.91043 | 0.93548 | 0.77204 | 0.88063 | 0.96971 | 1.4152 | 1.4286 | 1.5683 | 0.79588 | 0.61167 | 0.5701 | 0.55924 | 0.54334 | 0.50812 | 0.57967 | 0.5244 | 0.60781 | 0.60424 | 0.76101 | 0.81183
LO20Fast | NR | Lighting | Residential | Lighting | 0.0042476 | 16.2588 | -57.5585 | Multifamily - High Rise | 2017 - LEDReflectors and Outdoor665 to 1439 lumensANY | 0 | 0.05145 | 0.065977 | 0.077206 | 0.086978 | 0.095368 | 0.10249 | 0.10848 | 0.13205 | 0.1338 | 0.13554 | 0.13593 | 0.13572 | 0.13586 | 0.13591 | 0.13605 | 0.13595 | 0.13581 | 0.13541 | 0.13505 | 1.1808 | 1.1633 | 0.92524 | 0.93478 | 0.76238 | 0.69422 | 0.71333 | 0.5887 | 0.6715 | 0.73943 | 1.0791 | 1.0893 | 1.1959 | 0.60687 | 0.46641 | 0.43471 | 0.42643 | 0.41431 | 0.38745 | 0.44201 | 0.39986 | 0.46347 | 0.46075 | 0.58028 | 0.61904
LO20Fast | NR | Lighting | Residential | Lighting | 0.02274 | 87.0418 | -31.3422 | Multifamily - High Rise | 2017 - LEDReflectors and Outdoor1440 to 2600 lumensANY | 0 | 0.022635 | 0.029026 | 0.033966 | 0.038265 | 0.041956 | 0.04509 | 0.047725 | 0.058093 | 0.058865 | 0.059627 | 0.059801 | 0.059708 | 0.05977 | 0.05979 | 0.059854 | 0.059808 | 0.059748 | 0.059571 | 0.059415 | 0.51947 | 6.2277 | 4.9533 | 5.0044 | 4.0814 | 3.7165 | 3.8188 | 3.1516 | 3.5949 | 3.9585 | 5.7771 | 5.8318 | 6.4022 | 3.2489 | 2.4969 | 2.3272 | 2.2829 | 2.218 | 2.0742 | 2.3663 | 2.1407 | 2.4812 | 2.4666 | 3.1066 | 3.314
LO20Fast | NR | Lighting | Residential | Lighting | 0.013238 | 50.6736 | -6.4267 | Multifamily - High Rise | 2017 - LEDThree-Way250 to 664 lumensANY | 0 | 0.00020677 | 0.00026515 | 0.00031028 | 0.00034955 | 0.00038327 | 0.0004119 | 0.00043597 | 0.00053069 | 0.00053774 | 0.0005447 | 0.00054629 | 0.00054544 | 0.00054601 | 0.00054619 | 0.00054678 | 0.00054635 | 0.00054581 | 0.00054419 | 0.00054277 | 0.0047454 | 3.6256 | 2.8837 | 2.9134 | 2.3761 | 2.1637 | 2.2232 | 1.8348 | 2.0929 | 2.3046 | 3.3633 | 3.3951 | 3.7272 | 1.8914 | 1.4537 | 1.3549 | 1.329 | 1.2913 | 1.2076 | 1.3776 | 1.2462 | 1.4445 | 1.436 | 1.8086 | 1.9293
LO20Fast | NR | Lighting | Residential | Lighting | 0.01426 | 54.5836 | -12.3343 | Multifamily - High Rise | 2017 - LEDThree-Way665 to 1439 lumensANY | 0 | 0.0027492 | 0.0035255 | 0.0041255 | 0.0046476 | 0.0050959 | 0.0054766 | 0.0057966 | 0.007056 | 0.0071498 | 0.0072423 | 0.0072634 | 0.0072521 | 0.0072597 | 0.0072621 | 0.0072698 | 0.0072642 | 0.007257 | 0.0072354 | 0.0072166 | 0.063095 | 3.9054 | 3.1062 | 3.1382 | 2.5595 | 2.3306 | 2.3948 | 1.9764 | 2.2543 | 2.4824 | 3.6228 | 3.6571 | 4.0148 | 2.0374 | 1.5658 | 1.4594 | 1.4316 | 1.3909 | 1.3008 | 1.4839 | 1.3424 | 1.5559 | 1.5468 | 1.9481 | 2.0782
LO20Fast | NR | Lighting | Residential | Lighting | 0.01276 | 48.8441 | -29.9932 | Multifamily - High Rise | 2017 - LEDThree-Way1440 to 2600 lumensANY | 0 | 0.009513 | 0.012199 | 0.014275 | 0.016082 | 0.017633 | 0.018951 | 0.020058 | 0.024416 | 0.02474 | 0.02506 | 0.025134 | 0.025094 | 0.025121 | 0.025129 | 0.025156 | 0.025136 | 0.025111 | 0.025037 | 0.024971 | 0.21833 | 3.4947 | 2.7796 | 2.8082 | 2.2903 | 2.0855 | 2.1429 | 1.7686 | 2.0173 | 2.2214 | 3.2419 | 3.2726 | 3.5926 | 1.8231 | 1.4012 | 1.3059 | 1.2811 | 1.2447 | 1.164 | 1.3279 | 1.2013 | 1.3923 | 1.3842 | 1.7433 | 1.8597
LO20Fast | NR | Lighting | Residential | Lighting | 0.0052592 | 20.131 | -21.2628 | Manufactured | 2017 - LEDDecorative and Mini-Base250 to 664 lumensANY | 0 | 0.14542 | 0.18491 | 0.21456 | 0.23967 | 0.26057 | 0.27768 | 0.29142 | 0.30926 | 0.31673 | 0.32251 | 0.32611 | 0.32766 | 0.32802 | 0.32751 | 0.32629 | 0.32453 | 0.32236 | 0.31988 | 0.31722 | 2.6024 | 1.4403 | 1.1456 | 1.1574 | 0.94395 | 0.85955 | 0.88321 | 0.7289 | 0.83143 | 0.91553 | 1.3361 | 1.3488 | 1.4807 | 0.7514 | 0.57749 | 0.53824 | 0.52799 | 0.51298 | 0.47973 | 0.54728 | 0.49509 | 0.57384 | 0.57048 | 0.71848 | 0.76647
LO20Fast | NR | Lighting | Residential | Lighting | 0.0039621 | 15.1661 | -19.793 | Manufactured | 2017 - LEDDecorative and Mini-Base665 to 1439 lumensANY | 0 | 0.030048 | 0.038208 | 0.044333 | 0.049523 | 0.053842 | 0.057376 | 0.060217 | 0.063901 | 0.065446 | 0.06664 | 0.067383 | 0.067703 | 0.067779 | 0.067674 | 0.067421 | 0.067058 | 0.066609 | 0.066097 | 0.065547 | 0.53773 | 1.0851 | 0.86305 | 0.87196 | 0.71114 | 0.64756 | 0.66538 | 0.54913 | 0.62637 | 0.68973 | 1.0066 | 1.0161 | 1.1155 | 0.56608 | 0.43506 | 0.40549 | 0.39777 | 0.38647 | 0.36141 | 0.4123 | 0.37299 | 0.43232 | 0.42978 | 0.54128 | 0.57743
LO20Fast | NR | Lighting | Residential | Lighting | 0.0019622 | 7.5107 | 253.6686 | Manufactured | 2017 - LEDDecorative and Mini-Base1440 to 2600 lumensANY | 0 | 0.00029236 | 0.00037174 | 0.00043134 | 0.00048183 | 0.00052386 | 0.00055824 | 0.00058588 | 0.00062173 | 0.00063676 | 0.00064837 | 0.00065561 | 0.00065872 | 0.00065946 | 0.00065843 | 0.00065598 | 0.00065244 | 0.00064807 | 0.00064309 | 0.00063774 | 0.0052318 | 0.53738 | 0.42741 | 0.43182 | 0.35218 | 0.32069 | 0.32952 | 0.27195 | 0.3102 | 0.34157 | 0.4985 | 0.50322 | 0.55243 | 0.28034 | 0.21546 | 0.20081 | 0.19699 | 0.19139 | 0.17898 | 0.20418 | 0.18472 | 0.2141 | 0.21284 | 0.26806 | 0.28596
LO20Fast | NR | Lighting | Residential | Lighting | 0.00050186 | 1.921 | 19.8793 | Manufactured | 2017 - LEDGeneral Purpose and Dimmable250 to 664 lumensANY | 0 | 0.011588 | 0.014734 | 0.017097 | 0.019098 | 0.020764 | 0.022127 | 0.023222 | 0.024643 | 0.025239 | 0.025699 | 0.025986 | 0.026109 | 0.026138 | 0.026098 | 0.026001 | 0.02586 | 0.025687 | 0.02549 | 0.025278 | 0.20737 | 0.13745 | 0.10932 | 0.11045 | 0.090077 | 0.082023 | 0.08428 | 0.069556 | 0.079339 | 0.087364 | 0.1275 | 0.12871 | 0.1413 | 0.071703 | 0.055107 | 0.051362 | 0.050383 | 0.048951 | 0.045778 | 0.052224 | 0.047244 | 0.054759 | 0.054438 | 0.068561 | 0.07314
LO20Fast | NR | Lighting | Residential | Lighting | 0.0019588 | 7.4978 | 38.0475 | Manufactured | 2017 - LEDGeneral Purpose and Dimmable665 to 1439 lumensANY | 0 | 0.349 | 0.44377 | 0.51492 | 0.5752 | 0.62536 | 0.66641 | 0.6994 | 0.74219 | 0.76014 | 0.774 | 0.78264 | 0.78635 | 0.78723 | 0.78601 | 0.78308 | 0.77886 | 0.77365 | 0.7677 | 0.76131 | 6.2456 | 0.53646 | 0.42667 | 0.43108 | 0.35158 | 0.32014 | 0.32895 | 0.27148 | 0.30967 | 0.34099 | 0.49764 | 0.50235 | 0.55148 | 0.27986 | 0.21509 | 0.20047 | 0.19665 | 0.19106 | 0.17868 | 0.20383 | 0.1844 | 0.21373 | 0.21248 | 0.2676 | 0.28547
LO20Fast | NR | Lighting | Residential | Lighting | 0.0036599 | 14.0093 | 64.3728 | Manufactured | 2017 - LEDGeneral Purpose and Dimmable1440 to 2600 lumensANY | 0 | 0.065015 | 0.082669 | 0.095923 | 0.10715 | 0.1165 | 0.12414 | 0.13029 | 0.13826 | 0.1416 | 0.14419 | 0.1458 | 0.14649 | 0.14665 | 0.14642 | 0.14588 | 0.14509 | 0.14412 | 0.14301 | 0.14182 | 1.1635 | 1.0023 | 0.79722 | 0.80545 | 0.6569 | 0.59817 | 0.61463 | 0.50725 | 0.5786 | 0.63712 | 0.92982 | 0.93862 | 1.0304 | 0.52291 | 0.40188 | 0.37457 | 0.36743 | 0.35699 | 0.33385 | 0.38086 | 0.34454 | 0.39934 | 0.397 | 0.5 | 0.53339
LO20Fast | NR | Lighting | Residential | Lighting | 0.003919 | 15.0012 | -40.7232 | Manufactured | 2017 - LEDGlobe250 to 664 lumensANY | 0 | 0.059501 | 0.075658 | 0.087788 | 0.098064 | 0.10662 | 0.11361 | 0.11924 | 0.12654 | 0.12959 | 0.13196 | 0.13343 | 0.13406 | 0.13421 | 0.13401 | 0.13351 | 0.13279 | 0.1319 | 0.13088 | 0.12979 | 1.0648 | 1.0733 | 0.85367 | 0.86248 | 0.70341 | 0.64052 | 0.65815 | 0.54316 | 0.61956 | 0.68223 | 0.99566 | 1.0051 | 1.1034 | 0.55993 | 0.43033 | 0.40109 | 0.39345 | 0.38227 | 0.35749 | 0.40782 | 0.36893 | 0.42762 | 0.42511 | 0.5354 | 0.57115
LO20Fast | NR | Lighting | Residential | Lighting | 0.0026991 | 10.3316 | -97.4833 | Manufactured | 2017 - LEDGlobe665 to 1439 lumensANY | 0 | 0.024988 | 0.031773 | 0.036867 | 0.041183 | 0.044775 | 0.047714 | 0.050076 | 0.05314 | 0.054425 | 0.055417 | 0.056036 | 0.056302 | 0.056365 | 0.056277 | 0.056067 | 0.055765 | 0.055392 | 0.054966 | 0.054509 | 0.44717 | 0.73921 | 0.58793 | 0.594 | 0.48445 | 0.44114 | 0.45328 | 0.37409 | 0.4267 | 0.46986 | 0.68572 | 0.69222 | 0.75992 | 0.38563 | 0.29638 | 0.27623 | 0.27097 | 0.26327 | 0.24621 | 0.28087 | 0.25409 | 0.29451 | 0.29278 | 0.36874 | 0.39336
LO20Fast | NR | Lighting | Residential | Lighting | 0.0029202 | 11.178 | -118.6674 | Manufactured | 2017 - LEDGlobe1440 to 2600 lumensANY | 0 | 0.0020371 | 0.0025903 | 0.0030056 | 0.0033574 | 0.0036502 | 0.0038898 | 0.0040824 | 0.0043322 | 0.0044369 | 0.0045178 | 0.0045683 | 0.0045899 | 0.0045951 | 0.004588 | 0.0045708 | 0.0045462 | 0.0045158 | 0.0044811 | 0.0044438 | 0.036455 | 0.79977 | 0.6361 | 0.64267 | 0.52414 | 0.47728 | 0.49041 | 0.40473 | 0.46166 | 0.50836 | 0.7419 | 0.74893 | 0.82217 | 0.41723 | 0.32066 | 0.29887 | 0.29317 | 0.28484 | 0.26638 | 0.30388 | 0.27491 | 0.31863 | 0.31677 | 0.39895 | 0.42559
LO20Fast | NR | Lighting | Residential | Lighting | 0.0055705 | 21.3225 | -49.2564 | Manufactured | 2017 - LEDReflectors and Outdoor250 to 664 lumensANY | 0 | 0.026901 | 0.034206 | 0.03969 | 0.044336 | 0.048203 | 0.051366 | 0.05391 | 0.057208 | 0.058591 | 0.05966 | 0.060326 | 0.060612 | 0.06068 | 0.060586 | 0.06036 | 0.060034 | 0.059632 | 0.059174 | 0.058682 | 0.48141 | 1.5256 | 1.2134 | 1.2259 | 0.99982 | 0.91043 | 0.93548 | 0.77204 | 0.88063 | 0.96971 | 1.4152 | 1.4286 | 1.5683 | 0.79588 | 0.61167 | 0.5701 | 0.55924 | 0.54334 | 0.50812 | 0.57967 | 0.5244 | 0.60781 | 0.60424 | 0.76101 | 0.81183
LO20Fast | NR | Lighting | Residential | Lighting | 0.0042476 | 16.2588 | -57.5585 | Manufactured | 2017 - LEDReflectors and Outdoor665 to 1439 lumensANY | 0 | 0.20727 | 0.26356 | 0.30581 | 0.34161 | 0.3714 | 0.39578 | 0.41538 | 0.44079 | 0.45145 | 0.45968 | 0.46481 | 0.46702 | 0.46754 | 0.46682 | 0.46507 | 0.46257 | 0.45947 | 0.45594 | 0.45214 | 3.7093 | 1.1633 | 0.92524 | 0.93478 | 0.76238 | 0.69422 | 0.71333 | 0.5887 | 0.6715 | 0.73943 | 1.0791 | 1.0893 | 1.1959 | 0.60687 | 0.46641 | 0.43471 | 0.42643 | 0.41431 | 0.38745 | 0.44201 | 0.39986 | 0.46347 | 0.46075 | 0.58028 | 0.61904
LO20Fast | NR | Lighting | Residential | Lighting | 0.02274 | 87.0418 | -31.3422 | Manufactured | 2017 - LEDReflectors and Outdoor1440 to 2600 lumensANY | 0 | 0.091188 | 0.11595 | 0.13454 | 0.15029 | 0.16339 | 0.17412 | 0.18274 | 0.19392 | 0.19861 | 0.20223 | 0.20449 | 0.20546 | 0.20569 | 0.20537 | 0.2046 | 0.2035 | 0.20214 | 0.20058 | 0.19892 | 1.6318 | 6.2277 | 4.9533 | 5.0044 | 4.0814 | 3.7165 | 3.8188 | 3.1516 | 3.5949 | 3.9585 | 5.7771 | 5.8318 | 6.4022 | 3.2489 | 2.4969 | 2.3272 | 2.2829 | 2.218 | 2.0742 | 2.3663 | 2.1407 | 2.4812 | 2.4666 | 3.1066 | 3.314
LO20Fast | NR | Lighting | Residential | Lighting | 0.013238 | 50.6736 | -6.4267 | Manufactured | 2017 - LEDThree-Way250 to 664 lumensANY | 0 | 0.00083301 | 0.0010592 | 0.001229 | 0.0013729 | 0.0014926 | 0.0015906 | 0.0016693 | 0.0017715 | 0.0018143 | 0.0018474 | 0.001868 | 0.0018769 | 0.001879 | 0.0018761 | 0.0018691 | 0.001859 | 0.0018466 | 0.0018324 | 0.0018171 | 0.014907 | 3.6256 | 2.8837 | 2.9134 | 2.3761 | 2.1637 | 2.2232 | 1.8348 | 2.0929 | 2.3046 | 3.3633 | 3.3951 | 3.7272 | 1.8914 | 1.4537 | 1.3549 | 1.329 | 1.2913 | 1.2076 | 1.3776 | 1.2462 | 1.4445 | 1.436 | 1.8086 | 1.9293
LO20Fast | NR | Lighting | Residential | Lighting | 0.01426 | 54.5836 | -12.3343 | Manufactured | 2017 - LEDThree-Way665 to 1439 lumensANY | 0 | 0.011076 | 0.014083 | 0.016341 | 0.018254 | 0.019846 | 0.021148 | 0.022195 | 0.023553 | 0.024123 | 0.024563 | 0.024837 | 0.024955 | 0.024983 | 0.024944 | 0.024851 | 0.024717 | 0.024552 | 0.024363 | 0.02416 | 0.1982 | 3.9054 | 3.1062 | 3.1382 | 2.5595 | 2.3306 | 2.3948 | 1.9764 | 2.2543 | 2.4824 | 3.6228 | 3.6571 | 4.0148 | 2.0374 | 1.5658 | 1.4594 | 1.4316 | 1.3909 | 1.3008 | 1.4839 | 1.3424 | 1.5559 | 1.5468 | 1.9481 | 2.0782
LO20Fast | NR | Lighting | Residential | Lighting | 0.01276 | 48.8441 | -29.9932 | Manufactured | 2017 - LEDThree-Way1440 to 2600 lumensANY | 0 | 0.038325 | 0.048731 | 0.056544 | 0.063163 | 0.068672 | 0.073179 | 0.076802 | 0.081502 | 0.083472 | 0.084995 | 0.085943 | 0.086351 | 0.086448 | 0.086313 | 0.085992 | 0.085528 | 0.084955 | 0.084303 | 0.083601 | 0.68584 | 3.4947 | 2.7796 | 2.8082 | 2.2903 | 2.0855 | 2.1429 | 1.7686 | 2.0173 | 2.2214 | 3.2419 | 3.2726 | 3.5926 | 1.8231 | 1.4012 | 1.3059 | 1.2811 | 1.2447 | 1.164 | 1.3279 | 1.2013 | 1.3923 | 1.3842 | 1.7433 | 1.8597

## SC-New
Methodology | New Homes only. Also use this to calculate New Homes not addressed due to acheivability, and send that to the NR/Retrofit pool.
='[7P Forecasts D1.xlsx]Res Forecast (Base Case)'!$D$5
| Vintage | New | New
End Use: | Measure Bundle | Lighting | Region
Lighting | Report Year | 2035 | Base
| Total Max Potential (aMW) | 1.3543
# HOMES AVAILABLE FOR MEASURE -Lighting |  | # homes |  | 2016 | 2017 | 2018 | 2019 | 2020 | 2021 | 2022 | 2023 | 2024 | 2025 | 2026 | 2027 | 2028 | 2029 | 2030 | 2031 | 2032 | 2033 | 2034 | 2035
|  |  |  | Homes_2016 | Homes_2017 | Homes_2018 | Homes_2019 | Homes_2020 | Homes_2021 | Homes_2022 | Homes_2023 | Homes_2024 | Homes_2025 | Homes_2026 | Homes_2027 | Homes_2028 | Homes_2029 | Homes_2030 | Homes_2031 | Homes_2032 | Homes_2033 | Homes_2034 | Homes_2035
| New | Single Family |  | 2016: 62685.759 |  | 62685.759
| New | Multifamily - Low Rise |  | 2016: 23280.3471 |  | 23280.3471
| New | Multifamily - High Rise |  | 2016: 5226.2387 |  | 5226.2387
| New | Manufactured |  | 2016: 1869.5754 |  | 1869.5754
| REG_TOTAL_STOCK_# HOMES | Total Regional Stock |  | 93061.9202 | 0 | 0 | 0 | 0 | 0 | 0 | 0 | 0 | 0 | 0 | 0 | 0 | 0 | 0 | 0 | 0 | 0 | 0 | 0 |  | 93061.9202
# HOMES APPLICABLE BY YEAR FOR MEASURE - Lighting - New
Applicability | Saturation | Lighting - New
100% | 77 | Single Family |  | 4826803.443 | 0 | 0 | 0 | 0 | 0 | 0 | 0 | 0 | 0 | 0 | 0 | 0 | 0 | 0 | 0 | 0 | 0 | 0 | 0 |  | 4826803.443
100% | 23 | Multifamily - Low Rise |  | 535447.9833 | 0 | 0 | 0 | 0 | 0 | 0 | 0 | 0 | 0 | 0 | 0 | 0 | 0 | 0 | 0 | 0 | 0 | 0 | 0 |  | 535447.9833
100% | 23 | Multifamily - High Rise |  | 120203.491 | 0 | 0 | 0 | 0 | 0 | 0 | 0 | 0 | 0 | 0 | 0 | 0 | 0 | 0 | 0 | 0 | 0 | 0 | 0 |  | 120203.491
100% | 34.5 | Manufactured |  | 64500.3515 | 0 | 0 | 0 | 0 | 0 | 0 | 0 | 0 | 0 | 0 | 0 | 0 | 0 | 0 | 0 | 0 | 0 | 0 | 0 |  | 64500.3515
|  |  |  | 5546955.2688 | 0 | 0 | 0 | 0 | 0 | 0 | 0 | 0 | 0 | 0 | 0 | 0 | 0 | 0 | 0 | 0 | 0 | 0 | 0 |  | 5546955.2688
# UNITS ACHIEVABLE BY YEAR FOR MEASURE - Lighting - New |  |  | Achievability => | 3 | 4 | 5 | 6 | 7 | 8 | 9 | 10 | 11 | 12 | 13 | 14 | 15 | 16 | 17 | 18 | 19 | 20 | 21 | 22
|  | Lighting - New |  | 22.12% | 37.62% | 48.36% | 56.72% | 64.04% | 70.38% | 75.81% | 80.42% | 84.31% | 87.58% | 90.3% | 92.42% | 94.07% | 95.36% | 96.36% | 97.14% | 97.75% | 98.22% | 98.59% | 98.88% |  | 85%
|  | Single Family |  | 907532.3706 | 0 | 0 | 0 | 0 | 0 | 0 | 0 | 0 | 0 | 0 | 0 | 0 | 0 | 0 | 0 | 0 | 0 | 0 | 0 |  | 907532.3706
|  | Multifamily - Low Rise |  | 100674.5734 | 0 | 0 | 0 | 0 | 0 | 0 | 0 | 0 | 0 | 0 | 0 | 0 | 0 | 0 | 0 | 0 | 0 | 0 | 0 |  | 100674.5734
|  | Multifamily - High Rise |  | 22600.5804 | 0 | 0 | 0 | 0 | 0 | 0 | 0 | 0 | 0 | 0 | 0 | 0 | 0 | 0 | 0 | 0 | 0 | 0 | 0 |  | 22600.5804
|  | Manufactured |  | 12127.3132 | 0 | 0 | 0 | 0 | 0 | 0 | 0 | 0 | 0 | 0 | 0 | 0 | 0 | 0 | 0 | 0 | 0 | 0 | 0 |  | 12127.3132
|  |  |  | 1042934.8375 | 0 | 0 | 0 | 0 | 0 | 0 | 0 | 0 | 0 | 0 | 0 | 0 | 0 | 0 | 0 | 0 | 0 | 0 | 0 |  | 1042934.8375
SUPPLY CURVE SAVINGS BY BUNDLE |  | Lighting |  | 3: aMW
kWh per home | TRC Net Levelized Cost (Net of All Benefits) in mills/kWh | 1 |  | 2016 | 2017 | 2018 | 2019 | 2020 | 2021 | 2022 | 2023 | 2024 | 2025 | 2026 | 2027 | 2028 | 2029 | 2030 | 2031 | 2032 | 2033 | 2034 | 2035 | MAX
Busbar Savings | lvlcost | segment | measure | aMW_2016 | aMW_2017 | aMW_2018 | aMW_2019 | aMW_2020 | aMW_2021 | aMW_2022 | aMW_2023 | aMW_2024 | aMW_2025 | aMW_2026 | aMW_2027 | aMW_2028 | aMW_2029 | aMW_2030 | aMW_2031 | aMW_2032 | aMW_2033 | aMW_2034 | aMW_2035 | MAX
19.2363 | -15.06 | Single Family | 2016 - LEDDecorative and Mini-Base250 to 664 lumensANY | 0.16158 | 0 | 0 | 0 | 0 | 0 | 0 | 0 | 0 | 0 | 0 | 0 | 0 | 0 | 0 | 0 | 0 | 0 | 0 | 0 | 0.16158 | 0.32317
14.492 | -3.5287 | Single Family | 2016 - LEDDecorative and Mini-Base665 to 1439 lumensANY | 0.033388 | 0 | 0 | 0 | 0 | 0 | 0 | 0 | 0 | 0 | 0 | 0 | 0 | 0 | 0 | 0 | 0 | 0 | 0 | 0 | 0.033388 | 0.066776
7.1769 | 355.2229 | Single Family | 2016 - LEDDecorative and Mini-Base1440 to 2600 lumensANY | 0.00032485 | 0 | 0 | 0 | 0 | 0 | 0 | 0 | 0 | 0 | 0 | 0 | 0 | 0 | 0 | 0 | 0 | 0 | 0 | 0 | 0.00032485 | 0.0006497
1.8356 | 45.3547 | Single Family | 2016 - LEDGeneral Purpose and Dimmable250 to 664 lumensANY | 0.012876 | 0 | 0 | 0 | 0 | 0 | 0 | 0 | 0 | 0 | 0 | 0 | 0 | 0 | 0 | 0 | 0 | 0 | 0 | 0 | 0.012876
7.1646 | 56.6118 | Single Family | 2016 - LEDGeneral Purpose and Dimmable665 to 1439 lumensANY | 0.38779 | 0 | 0 | 0 | 0 | 0 | 0 | 0 | 0 | 0 | 0 | 0 | 0 | 0 | 0 | 0 | 0 | 0 | 0 | 0 | 0.38779
13.3867 | 91.0637 | Single Family | 2016 - LEDGeneral Purpose and Dimmable1440 to 2600 lumensANY | 0.072241 | 0 | 0 | 0 | 0 | 0 | 0 | 0 | 0 | 0 | 0 | 0 | 0 | 0 | 0 | 0 | 0 | 0 | 0 | 0 | 0.072241
14.3345 | -37.3971 | Single Family | 2016 - LEDGlobe250 to 664 lumensANY | 0.066114 | 0 | 0 | 0 | 0 | 0 | 0 | 0 | 0 | 0 | 0 | 0 | 0 | 0 | 0 | 0 | 0 | 0 | 0 | 0 | 0.066114
9.8724 | -94.9967 | Single Family | 2016 - LEDGlobe665 to 1439 lumensANY | 0.027765 | 0 | 0 | 0 | 0 | 0 | 0 | 0 | 0 | 0 | 0 | 0 | 0 | 0 | 0 | 0 | 0 | 0 | 0 | 0 | 0.027765
10.6812 | -99.8783 | Single Family | 2016 - LEDGlobe1440 to 2600 lumensANY | 0.0022635 | 0 | 0 | 0 | 0 | 0 | 0 | 0 | 0 | 0 | 0 | 0 | 0 | 0 | 0 | 0 | 0 | 0 | 0 | 0 | 0.0022635
20.3748 | -38.378 | Single Family | 2016 - LEDReflectors and Outdoor250 to 664 lumensANY | 0.029891 | 0 | 0 | 0 | 0 | 0 | 0 | 0 | 0 | 0 | 0 | 0 | 0 | 0 | 0 | 0 | 0 | 0 | 0 | 0 | 0.029891
15.5362 | -47.7259 | Single Family | 2016 - LEDReflectors and Outdoor665 to 1439 lumensANY | 0.23031 | 0 | 0 | 0 | 0 | 0 | 0 | 0 | 0 | 0 | 0 | 0 | 0 | 0 | 0 | 0 | 0 | 0 | 0 | 0 | 0.23031
83.1732 | -27.3345 | Single Family | 2016 - LEDReflectors and Outdoor1440 to 2600 lumensANY | 0.10132 | 0 | 0 | 0 | 0 | 0 | 0 | 0 | 0 | 0 | 0 | 0 | 0 | 0 | 0 | 0 | 0 | 0 | 0 | 0 | 0.10132
48.4214 | -0.28395 | Single Family | 2016 - LEDThree-Way250 to 664 lumensANY | 0.00092559 | 0 | 0 | 0 | 0 | 0 | 0 | 0 | 0 | 0 | 0 | 0 | 0 | 0 | 0 | 0 | 0 | 0 | 0 | 0 | 0.00092559
52.1577 | -8.9398 | Single Family | 2016 - LEDThree-Way665 to 1439 lumensANY | 0.012307 | 0 | 0 | 0 | 0 | 0 | 0 | 0 | 0 | 0 | 0 | 0 | 0 | 0 | 0 | 0 | 0 | 0 | 0 | 0 | 0.012307
46.6733 | -22.0119 | Single Family | 2016 - LEDThree-Way1440 to 2600 lumensANY | 0.042584 | 0 | 0 | 0 | 0 | 0 | 0 | 0 | 0 | 0 | 0 | 0 | 0 | 0 | 0 | 0 | 0 | 0 | 0 | 0 | 0.042584
19.2363 | -15.06 | Multifamily - Low Rise | 2016 - LEDDecorative and Mini-Base250 to 664 lumensANY | 0.017925 | 0 | 0 | 0 | 0 | 0 | 0 | 0 | 0 | 0 | 0 | 0 | 0 | 0 | 0 | 0 | 0 | 0 | 0 | 0 | 0.017925
14.492 | -3.5287 | Multifamily - Low Rise | 2016 - LEDDecorative and Mini-Base665 to 1439 lumensANY | 0.0037038 | 0 | 0 | 0 | 0 | 0 | 0 | 0 | 0 | 0 | 0 | 0 | 0 | 0 | 0 | 0 | 0 | 0 | 0 | 0 | 0.0037038
7.1769 | 355.2229 | Multifamily - Low Rise | 2016 - LEDDecorative and Mini-Base1440 to 2600 lumensANY | 3.6036e-05 | 0 | 0 | 0 | 0 | 0 | 0 | 0 | 0 | 0 | 0 | 0 | 0 | 0 | 0 | 0 | 0 | 0 | 0 | 0 | 3.6036e-05
1.8356 | 45.3547 | Multifamily - Low Rise | 2016 - LEDGeneral Purpose and Dimmable250 to 664 lumensANY | 0.0014283 | 0 | 0 | 0 | 0 | 0 | 0 | 0 | 0 | 0 | 0 | 0 | 0 | 0 | 0 | 0 | 0 | 0 | 0 | 0 | 0.0014283
7.1646 | 56.6118 | Multifamily - Low Rise | 2016 - LEDGeneral Purpose and Dimmable665 to 1439 lumensANY | 0.043019 | 0 | 0 | 0 | 0 | 0 | 0 | 0 | 0 | 0 | 0 | 0 | 0 | 0 | 0 | 0 | 0 | 0 | 0 | 0 | 0.043019
13.3867 | 91.0637 | Multifamily - Low Rise | 2016 - LEDGeneral Purpose and Dimmable1440 to 2600 lumensANY | 0.0080138 | 0 | 0 | 0 | 0 | 0 | 0 | 0 | 0 | 0 | 0 | 0 | 0 | 0 | 0 | 0 | 0 | 0 | 0 | 0 | 0.0080138
14.3345 | -37.3971 | Multifamily - Low Rise | 2016 - LEDGlobe250 to 664 lumensANY | 0.0073342 | 0 | 0 | 0 | 0 | 0 | 0 | 0 | 0 | 0 | 0 | 0 | 0 | 0 | 0 | 0 | 0 | 0 | 0 | 0 | 0.0073342
9.8724 | -94.9967 | Multifamily - Low Rise | 2016 - LEDGlobe665 to 1439 lumensANY | 0.0030801 | 0 | 0 | 0 | 0 | 0 | 0 | 0 | 0 | 0 | 0 | 0 | 0 | 0 | 0 | 0 | 0 | 0 | 0 | 0 | 0.0030801
10.6812 | -99.8783 | Multifamily - Low Rise | 2016 - LEDGlobe1440 to 2600 lumensANY | 0.0002511 | 0 | 0 | 0 | 0 | 0 | 0 | 0 | 0 | 0 | 0 | 0 | 0 | 0 | 0 | 0 | 0 | 0 | 0 | 0 | 0.0002511
20.3748 | -38.378 | Multifamily - Low Rise | 2016 - LEDReflectors and Outdoor250 to 664 lumensANY | 0.0033159 | 0 | 0 | 0 | 0 | 0 | 0 | 0 | 0 | 0 | 0 | 0 | 0 | 0 | 0 | 0 | 0 | 0 | 0 | 0 | 0.0033159
15.5362 | -47.7259 | Multifamily - Low Rise | 2016 - LEDReflectors and Outdoor665 to 1439 lumensANY | 0.025549 | 0 | 0 | 0 | 0 | 0 | 0 | 0 | 0 | 0 | 0 | 0 | 0 | 0 | 0 | 0 | 0 | 0 | 0 | 0 | 0.025549
83.1732 | -27.3345 | Multifamily - Low Rise | 2016 - LEDReflectors and Outdoor1440 to 2600 lumensANY | 0.01124 | 0 | 0 | 0 | 0 | 0 | 0 | 0 | 0 | 0 | 0 | 0 | 0 | 0 | 0 | 0 | 0 | 0 | 0 | 0 | 0.01124
48.4214 | -0.28395 | Multifamily - Low Rise | 2016 - LEDThree-Way250 to 664 lumensANY | 0.00010268 | 0 | 0 | 0 | 0 | 0 | 0 | 0 | 0 | 0 | 0 | 0 | 0 | 0 | 0 | 0 | 0 | 0 | 0 | 0 | 0.00010268
52.1577 | -8.9398 | Multifamily - Low Rise | 2016 - LEDThree-Way665 to 1439 lumensANY | 0.0013652 | 0 | 0 | 0 | 0 | 0 | 0 | 0 | 0 | 0 | 0 | 0 | 0 | 0 | 0 | 0 | 0 | 0 | 0 | 0 | 0.0013652
46.6733 | -22.0119 | Multifamily - High Rise | 2016 - LEDThree-Way1440 to 2600 lumensANY | 0.0010605 | 0 | 0 | 0 | 0 | 0 | 0 | 0 | 0 | 0 | 0 | 0 | 0 | 0 | 0 | 0 | 0 | 0 | 0 | 0 | 0.0010605 | 0.002121
19.2363 | -15.06 | Multifamily - High Rise | 2016 - LEDDecorative and Mini-Base250 to 664 lumensANY | 0.004024 | 0 | 0 | 0 | 0 | 0 | 0 | 0 | 0 | 0 | 0 | 0 | 0 | 0 | 0 | 0 | 0 | 0 | 0 | 0 | 0.004024
14.492 | -3.5287 | Multifamily - High Rise | 2016 - LEDDecorative and Mini-Base665 to 1439 lumensANY | 0.00083147 | 0 | 0 | 0 | 0 | 0 | 0 | 0 | 0 | 0 | 0 | 0 | 0 | 0 | 0 | 0 | 0 | 0 | 0 | 0 | 0.00083147
7.1769 | 355.2229 | Multifamily - High Rise | 2016 - LEDDecorative and Mini-Base1440 to 2600 lumensANY | 8.0898e-06 | 0 | 0 | 0 | 0 | 0 | 0 | 0 | 0 | 0 | 0 | 0 | 0 | 0 | 0 | 0 | 0 | 0 | 0 | 0 | 8.0898e-06
1.8356 | 45.3547 | Multifamily - High Rise | 2016 - LEDGeneral Purpose and Dimmable250 to 664 lumensANY | 0.00032065 | 0 | 0 | 0 | 0 | 0 | 0 | 0 | 0 | 0 | 0 | 0 | 0 | 0 | 0 | 0 | 0 | 0 | 0 | 0 | 0.00032065
7.1646 | 56.6118 | Multifamily - High Rise | 2016 - LEDGeneral Purpose and Dimmable665 to 1439 lumensANY | 0.0096573 | 0 | 0 | 0 | 0 | 0 | 0 | 0 | 0 | 0 | 0 | 0 | 0 | 0 | 0 | 0 | 0 | 0 | 0 | 0 | 0.0096573
13.3867 | 91.0637 | Multifamily - High Rise | 2016 - LEDGeneral Purpose and Dimmable1440 to 2600 lumensANY | 0.001799 | 0 | 0 | 0 | 0 | 0 | 0 | 0 | 0 | 0 | 0 | 0 | 0 | 0 | 0 | 0 | 0 | 0 | 0 | 0 | 0.001799
14.3345 | -37.3971 | Multifamily - High Rise | 2016 - LEDGlobe250 to 664 lumensANY | 0.0016465 | 0 | 0 | 0 | 0 | 0 | 0 | 0 | 0 | 0 | 0 | 0 | 0 | 0 | 0 | 0 | 0 | 0 | 0 | 0 | 0.0016465
9.8724 | -94.9967 | Multifamily - High Rise | 2016 - LEDGlobe665 to 1439 lumensANY | 0.00069145 | 0 | 0 | 0 | 0 | 0 | 0 | 0 | 0 | 0 | 0 | 0 | 0 | 0 | 0 | 0 | 0 | 0 | 0 | 0 | 0.00069145
10.6812 | -99.8783 | Multifamily - High Rise | 2016 - LEDGlobe1440 to 2600 lumensANY | 5.637e-05 | 0 | 0 | 0 | 0 | 0 | 0 | 0 | 0 | 0 | 0 | 0 | 0 | 0 | 0 | 0 | 0 | 0 | 0 | 0 | 5.637e-05
20.3748 | -38.378 | Multifamily - High Rise | 2016 - LEDReflectors and Outdoor250 to 664 lumensANY | 0.00074438 | 0 | 0 | 0 | 0 | 0 | 0 | 0 | 0 | 0 | 0 | 0 | 0 | 0 | 0 | 0 | 0 | 0 | 0 | 0 | 0.00074438
15.5362 | -47.7259 | Multifamily - High Rise | 2016 - LEDReflectors and Outdoor665 to 1439 lumensANY | 0.0057355 | 0 | 0 | 0 | 0 | 0 | 0 | 0 | 0 | 0 | 0 | 0 | 0 | 0 | 0 | 0 | 0 | 0 | 0 | 0 | 0.0057355
83.1732 | -27.3345 | Multifamily - High Rise | 2016 - LEDReflectors and Outdoor1440 to 2600 lumensANY | 0.0025233 | 0 | 0 | 0 | 0 | 0 | 0 | 0 | 0 | 0 | 0 | 0 | 0 | 0 | 0 | 0 | 0 | 0 | 0 | 0 | 0.0025233
48.4214 | -0.28395 | Multifamily - High Rise | 2016 - LEDThree-Way250 to 664 lumensANY | 2.305e-05 | 0 | 0 | 0 | 0 | 0 | 0 | 0 | 0 | 0 | 0 | 0 | 0 | 0 | 0 | 0 | 0 | 0 | 0 | 0 | 2.305e-05
52.1577 | -8.9398 | Multifamily - High Rise | 2016 - LEDThree-Way665 to 1439 lumensANY | 0.00030647 | 0 | 0 | 0 | 0 | 0 | 0 | 0 | 0 | 0 | 0 | 0 | 0 | 0 | 0 | 0 | 0 | 0 | 0 | 0 | 0.00030647
46.6733 | -22.0119 | Multifamily - High Rise | 2016 - LEDThree-Way1440 to 2600 lumensANY | 0.0010605 | 0 | 0 | 0 | 0 | 0 | 0 | 0 | 0 | 0 | 0 | 0 | 0 | 0 | 0 | 0 | 0 | 0 | 0 | 0 | 0.0010605 | 0.002121
19.2363 | -15.06 | Manufactured | 2016 - LEDDecorative and Mini-Base250 to 664 lumensANY | 0.0021592 | 0 | 0 | 0 | 0 | 0 | 0 | 0 | 0 | 0 | 0 | 0 | 0 | 0 | 0 | 0 | 0 | 0 | 0 | 0 | 0.0021592
14.492 | -3.5287 | Manufactured | 2016 - LEDDecorative and Mini-Base665 to 1439 lumensANY | 0.00044616 | 0 | 0 | 0 | 0 | 0 | 0 | 0 | 0 | 0 | 0 | 0 | 0 | 0 | 0 | 0 | 0 | 0 | 0 | 0 | 0.00044616
7.1769 | 355.2229 | Manufactured | 2016 - LEDDecorative and Mini-Base1440 to 2600 lumensANY | 4.3409e-06 | 0 | 0 | 0 | 0 | 0 | 0 | 0 | 0 | 0 | 0 | 0 | 0 | 0 | 0 | 0 | 0 | 0 | 0 | 0 | 4.3409e-06
1.8356 | 45.3547 | Manufactured | 2016 - LEDGeneral Purpose and Dimmable250 to 664 lumensANY | 0.00017206 | 0 | 0 | 0 | 0 | 0 | 0 | 0 | 0 | 0 | 0 | 0 | 0 | 0 | 0 | 0 | 0 | 0 | 0 | 0 | 0.00017206
7.1646 | 56.6118 | Manufactured | 2016 - LEDGeneral Purpose and Dimmable665 to 1439 lumensANY | 0.005182 | 0 | 0 | 0 | 0 | 0 | 0 | 0 | 0 | 0 | 0 | 0 | 0 | 0 | 0 | 0 | 0 | 0 | 0 | 0 | 0.005182
13.3867 | 91.0637 | Manufactured | 2016 - LEDGeneral Purpose and Dimmable1440 to 2600 lumensANY | 0.00096535 | 0 | 0 | 0 | 0 | 0 | 0 | 0 | 0 | 0 | 0 | 0 | 0 | 0 | 0 | 0 | 0 | 0 | 0 | 0 | 0.00096535
14.3345 | -37.3971 | Manufactured | 2016 - LEDGlobe250 to 664 lumensANY | 0.00088348 | 0 | 0 | 0 | 0 | 0 | 0 | 0 | 0 | 0 | 0 | 0 | 0 | 0 | 0 | 0 | 0 | 0 | 0 | 0 | 0.00088348
9.8724 | -94.9967 | Manufactured | 2016 - LEDGlobe665 to 1439 lumensANY | 0.00037103 | 0 | 0 | 0 | 0 | 0 | 0 | 0 | 0 | 0 | 0 | 0 | 0 | 0 | 0 | 0 | 0 | 0 | 0 | 0 | 0.00037103
10.6812 | -99.8783 | Manufactured | 2016 - LEDGlobe1440 to 2600 lumensANY | 3.0248e-05 | 0 | 0 | 0 | 0 | 0 | 0 | 0 | 0 | 0 | 0 | 0 | 0 | 0 | 0 | 0 | 0 | 0 | 0 | 0 | 3.0248e-05
20.3748 | -38.378 | Manufactured | 2016 - LEDReflectors and Outdoor250 to 664 lumensANY | 0.00039943 | 0 | 0 | 0 | 0 | 0 | 0 | 0 | 0 | 0 | 0 | 0 | 0 | 0 | 0 | 0 | 0 | 0 | 0 | 0 | 0.00039943
15.5362 | -47.7259 | Manufactured | 2016 - LEDReflectors and Outdoor665 to 1439 lumensANY | 0.0030776 | 0 | 0 | 0 | 0 | 0 | 0 | 0 | 0 | 0 | 0 | 0 | 0 | 0 | 0 | 0 | 0 | 0 | 0 | 0 | 0.0030776
83.1732 | -27.3345 | Manufactured | 2016 - LEDReflectors and Outdoor1440 to 2600 lumensANY | 0.001354 | 0 | 0 | 0 | 0 | 0 | 0 | 0 | 0 | 0 | 0 | 0 | 0 | 0 | 0 | 0 | 0 | 0 | 0 | 0 | 0.001354
48.4214 | -0.28395 | Manufactured | 2016 - LEDThree-Way250 to 664 lumensANY | 1.2369e-05 | 0 | 0 | 0 | 0 | 0 | 0 | 0 | 0 | 0 | 0 | 0 | 0 | 0 | 0 | 0 | 0 | 0 | 0 | 0 | 1.2369e-05
52.1577 | -8.9398 | Manufactured | 2016 - LEDThree-Way665 to 1439 lumensANY | 0.00016445 | 0 | 0 | 0 | 0 | 0 | 0 | 0 | 0 | 0 | 0 | 0 | 0 | 0 | 0 | 0 | 0 | 0 | 0 | 0 | 0.00016445
46.6733 | -22.0119 | Manufactured | 2016 - LEDThree-Way1440 to 2600 lumensANY | 0.00056905 | 0 | 0 | 0 | 0 | 0 | 0 | 0 | 0 | 0 | 0 | 0 | 0 | 0 | 0 | 0 | 0 | 0 | 0 | 0 | 0.00056905 | 0.0011381
| -12.6023 |  |  | 1.3543 | 0 | 0 | 0 | 0 | 0 | 0 | 0 | 0 | 0 | 0 | 0 | 0 | 0 | 0 | 0 | 0 | 0 | 0 | 0 | 1.3543 | 2.7087
RECOMBINE MEASURE BUNDLES INTO SUPPLY CURVE CUMULATIVE
|  |  |  | 2016 | 2017 | 2018 | 2019 | 2020 | 2021 | 2022 | 2023 | 2024 | 2025 | 2026 | 2027 | 2028 | 2029 | 2030 | 2031 | 2032 | 2033 | 2034 | 2035 | MAX
|  | lvlcost | lvlcost | aMW_2016 | aMW_2017 | aMW_2018 | aMW_2019 | aMW_2020 | aMW_2021 | aMW_2022 | aMW_2023 | aMW_2024 | aMW_2025 | aMW_2026 | aMW_2027 | aMW_2028 | aMW_2029 | aMW_2030 | aMW_2031 | aMW_2032 | aMW_2033 | aMW_2034 | aMW_2035 | MAX
| Block 1: <= 0 mills/kWh | >=-9999 | <=0 | 0.81049 | 0 | 0 | 0 | 0 | 0 | 0 | 0 | 0 | 0 | 0 | 0 | 0 | 0 | 0 | 0 | 0 | 0 | 0 | 0 | 0.81049
| Block 2: 0-10 mills/kWh | >0 | <=10 | 0.81049 | 0 | 0 | 0 | 0 | 0 | 0 | 0 | 0 | 0 | 0 | 0 | 0 | 0 | 0 | 0 | 0 | 0 | 0 | 0 | 0.81049
| Block 3: 10-20 mills/kWh | >10 | <=20 | 0.81049 | 0 | 0 | 0 | 0 | 0 | 0 | 0 | 0 | 0 | 0 | 0 | 0 | 0 | 0 | 0 | 0 | 0 | 0 | 0 | 0.81049
| Block 4: 20-30 mills/kWh | >20 | <=30 | 0.81049 | 0 | 0 | 0 | 0 | 0 | 0 | 0 | 0 | 0 | 0 | 0 | 0 | 0 | 0 | 0 | 0 | 0 | 0 | 0 | 0.81049
| Block 5: 30-40 mills/kWh | >30 | <=40 | 0.81049 | 0 | 0 | 0 | 0 | 0 | 0 | 0 | 0 | 0 | 0 | 0 | 0 | 0 | 0 | 0 | 0 | 0 | 0 | 0 | 0.81049
| Block 6: 40-50 mills/kWh | >40 | <=50 | 0.82529 | 0 | 0 | 0 | 0 | 0 | 0 | 0 | 0 | 0 | 0 | 0 | 0 | 0 | 0 | 0 | 0 | 0 | 0 | 0 | 0.82529
| Block 7: 50-60 mills/kWh | >50 | <=60 | 1.2709 | 0 | 0 | 0 | 0 | 0 | 0 | 0 | 0 | 0 | 0 | 0 | 0 | 0 | 0 | 0 | 0 | 0 | 0 | 0 | 1.2709
| Block 8: 60-70 mills/kWh | >60 | <=70 | 1.2709 | 0 | 0 | 0 | 0 | 0 | 0 | 0 | 0 | 0 | 0 | 0 | 0 | 0 | 0 | 0 | 0 | 0 | 0 | 0 | 1.2709
| Block 9: 70-80 mills/kWh | >70 | <=80 | 1.2709 | 0 | 0 | 0 | 0 | 0 | 0 | 0 | 0 | 0 | 0 | 0 | 0 | 0 | 0 | 0 | 0 | 0 | 0 | 0 | 1.2709
| Block 10: 80-90 mills/kWh | >80 | <=90 | 1.2709 | 0 | 0 | 0 | 0 | 0 | 0 | 0 | 0 | 0 | 0 | 0 | 0 | 0 | 0 | 0 | 0 | 0 | 0 | 0 | 1.2709
| Block 11: 90-100 mills/kWh | >90 | <=100 | 1.354 | 0 | 0 | 0 | 0 | 0 | 0 | 0 | 0 | 0 | 0 | 0 | 0 | 0 | 0 | 0 | 0 | 0 | 0 | 0 | 1.354
| Block 12: 100-110 mills/kWh | >100 | <=110 | 1.354 | 0 | 0 | 0 | 0 | 0 | 0 | 0 | 0 | 0 | 0 | 0 | 0 | 0 | 0 | 0 | 0 | 0 | 0 | 0 | 1.354
| Block 13: 110-120 mills/kWh | >110 | <=120 | 1.354 | 0 | 0 | 0 | 0 | 0 | 0 | 0 | 0 | 0 | 0 | 0 | 0 | 0 | 0 | 0 | 0 | 0 | 0 | 0 | 1.354
| Block 14: 120-130 mills/kWh | >120 | <=130 | 1.354 | 0 | 0 | 0 | 0 | 0 | 0 | 0 | 0 | 0 | 0 | 0 | 0 | 0 | 0 | 0 | 0 | 0 | 0 | 0 | 1.354
| Block 15: 130-140 mills/kWh | >130 | <=140 | 1.354 | 0 | 0 | 0 | 0 | 0 | 0 | 0 | 0 | 0 | 0 | 0 | 0 | 0 | 0 | 0 | 0 | 0 | 0 | 0 | 1.354
| Block 16: 140-150 mills/kWh | >140 | <=150 | 1.354 | 0 | 0 | 0 | 0 | 0 | 0 | 0 | 0 | 0 | 0 | 0 | 0 | 0 | 0 | 0 | 0 | 0 | 0 | 0 | 1.354
| Block 17: 150-160 mills/kWh | >150 | <=160 | 1.354 | 0 | 0 | 0 | 0 | 0 | 0 | 0 | 0 | 0 | 0 | 0 | 0 | 0 | 0 | 0 | 0 | 0 | 0 | 0 | 1.354
| Block 18: 160-170 mills/kWh | >160 | <=170 | 1.354 | 0 | 0 | 0 | 0 | 0 | 0 | 0 | 0 | 0 | 0 | 0 | 0 | 0 | 0 | 0 | 0 | 0 | 0 | 0 | 1.354
| Block 19: 170-180 mills/kWh | >170 | <=180 | 1.354 | 0 | 0 | 0 | 0 | 0 | 0 | 0 | 0 | 0 | 0 | 0 | 0 | 0 | 0 | 0 | 0 | 0 | 0 | 0 | 1.354
| Block 20: 180-190 mills/kWh | >180 | <=190 | 1.354 | 0 | 0 | 0 | 0 | 0 | 0 | 0 | 0 | 0 | 0 | 0 | 0 | 0 | 0 | 0 | 0 | 0 | 0 | 0 | 1.354
| Block 21: 190-200 mills/kWh | >190 | <=200 | 1.354 | 0 | 0 | 0 | 0 | 0 | 0 | 0 | 0 | 0 | 0 | 0 | 0 | 0 | 0 | 0 | 0 | 0 | 0 | 0 | 1.354
| Block 22: 200-210 mills/kWh | >200 | <=210 | 1.354 | 0 | 0 | 0 | 0 | 0 | 0 | 0 | 0 | 0 | 0 | 0 | 0 | 0 | 0 | 0 | 0 | 0 | 0 | 0 | 1.354
| Block 23: 210-220 mills/kWh | >210 | <=220 | 1.354 | 0 | 0 | 0 | 0 | 0 | 0 | 0 | 0 | 0 | 0 | 0 | 0 | 0 | 0 | 0 | 0 | 0 | 0 | 0 | 1.354
| Block 24: 220-230 mills/kWh | >220 | <=230 | 1.354 | 0 | 0 | 0 | 0 | 0 | 0 | 0 | 0 | 0 | 0 | 0 | 0 | 0 | 0 | 0 | 0 | 0 | 0 | 0 | 1.354
| Block 25: 230-240 mills/kWh | >230 | <=240 | 1.354 | 0 | 0 | 0 | 0 | 0 | 0 | 0 | 0 | 0 | 0 | 0 | 0 | 0 | 0 | 0 | 0 | 0 | 0 | 0 | 1.354
| Block 26: 240-250 mills/kWh | >240 | <=250 | 1.354 | 0 | 0 | 0 | 0 | 0 | 0 | 0 | 0 | 0 | 0 | 0 | 0 | 0 | 0 | 0 | 0 | 0 | 0 | 0 | 1.354
| Block 27: 250-260 mills/kWh | >250 | <=260 | 1.354 | 0 | 0 | 0 | 0 | 0 | 0 | 0 | 0 | 0 | 0 | 0 | 0 | 0 | 0 | 0 | 0 | 0 | 0 | 0 | 1.354
| Block 28: 260-270 mills/kWh | >260 | <=270 | 1.354 | 0 | 0 | 0 | 0 | 0 | 0 | 0 | 0 | 0 | 0 | 0 | 0 | 0 | 0 | 0 | 0 | 0 | 0 | 0 | 1.354
| Block 29: 270-280 mills/kWh | >270 | <=280 | 1.354 | 0 | 0 | 0 | 0 | 0 | 0 | 0 | 0 | 0 | 0 | 0 | 0 | 0 | 0 | 0 | 0 | 0 | 0 | 0 | 1.354
| Block 30: 280-290 mills/kWh | >280 | <=290 | 1.354 | 0 | 0 | 0 | 0 | 0 | 0 | 0 | 0 | 0 | 0 | 0 | 0 | 0 | 0 | 0 | 0 | 0 | 0 | 0 | 1.354
| Block 31: 290-300 mills/kWh | >290 | <=300 | 1.354 | 0 | 0 | 0 | 0 | 0 | 0 | 0 | 0 | 0 | 0 | 0 | 0 | 0 | 0 | 0 | 0 | 0 | 0 | 0 | 1.354
| Block 32: > 300 mills/kWh | >300 | <=9999 | 1.3543 | 0 | 0 | 0 | 0 | 0 | 0 | 0 | 0 | 0 | 0 | 0 | 0 | 0 | 0 | 0 | 0 | 0 | 0 | 0 | 1.3543
RECOMBINE MEASURE BUNDLES INTO SUPPLY CURVE INCREMENTAL
|  | SC_New |  | 2016 | 2017 | 2018 | 2019 | 2020 | 2021 | 2022 | 2023 | 2024 | 2025 | 2026 | 2027 | 2028 | 2029 | 2030 | 2031 | 2032 | 2033 | 2034 | 2035 | MAX
|  | Lighting |  | aMW_2016 | aMW_2017 | aMW_2018 | aMW_2019 | aMW_2020 | aMW_2021 | aMW_2022 | aMW_2023 | aMW_2024 | aMW_2025 | aMW_2026 | aMW_2027 | aMW_2028 | aMW_2029 | aMW_2030 | aMW_2031 | aMW_2032 | aMW_2033 | aMW_2034 | aMW_2035 | MAX
|  | Block 1: <= 0 mills/kWh |  | 0.81049 | 0 | 0 | 0 | 0 | 0 | 0 | 0 | 0 | 0 | 0 | 0 | 0 | 0 | 0 | 0 | 0 | 0 | 0 | 0 | 0.81049
|  | Block 2: 0-10 mills/kWh |  | 0 | 0 | 0 | 0 | 0 | 0 | 0 | 0 | 0 | 0 | 0 | 0 | 0 | 0 | 0 | 0 | 0 | 0 | 0 | 0 | 0
|  | Block 3: 10-20 mills/kWh |  | 0 | 0 | 0 | 0 | 0 | 0 | 0 | 0 | 0 | 0 | 0 | 0 | 0 | 0 | 0 | 0 | 0 | 0 | 0 | 0 | 0
|  | Block 4: 20-30 mills/kWh |  | 0 | 0 | 0 | 0 | 0 | 0 | 0 | 0 | 0 | 0 | 0 | 0 | 0 | 0 | 0 | 0 | 0 | 0 | 0 | 0 | 0
|  | Block 5: 30-40 mills/kWh |  | 0 | 0 | 0 | 0 | 0 | 0 | 0 | 0 | 0 | 0 | 0 | 0 | 0 | 0 | 0 | 0 | 0 | 0 | 0 | 0 | 0
|  | Block 6: 40-50 mills/kWh |  | 0.014797 | 0 | 0 | 0 | 0 | 0 | 0 | 0 | 0 | 0 | 0 | 0 | 0 | 0 | 0 | 0 | 0 | 0 | 0 | 0 | 0.014797
|  | Block 7: 50-60 mills/kWh |  | 0.44565 | 0 | 0 | 0 | 0 | 0 | 0 | 0 | 0 | 0 | 0 | 0 | 0 | 0 | 0 | 0 | 0 | 0 | 0 | 0 | 0.44565
|  | Block 8: 60-70 mills/kWh |  | 0 | 0 | 0 | 0 | 0 | 0 | 0 | 0 | 0 | 0 | 0 | 0 | 0 | 0 | 0 | 0 | 0 | 0 | 0 | 0 | 0
|  | Block 9: 70-80 mills/kWh |  | 0 | 0 | 0 | 0 | 0 | 0 | 0 | 0 | 0 | 0 | 0 | 0 | 0 | 0 | 0 | 0 | 0 | 0 | 0 | 0 | 0
|  | Block 10: 80-90 mills/kWh |  | 0 | 0 | 0 | 0 | 0 | 0 | 0 | 0 | 0 | 0 | 0 | 0 | 0 | 0 | 0 | 0 | 0 | 0 | 0 | 0 | 0
|  | Block 11: 90-100 mills/kWh |  | 0.083019 | 0 | 0 | 0 | 0 | 0 | 0 | 0 | 0 | 0 | 0 | 0 | 0 | 0 | 0 | 0 | 0 | 0 | 0 | 0 | 0.083019
|  | Block 12: 100-110 mills/kWh |  | 0 | 0 | 0 | 0 | 0 | 0 | 0 | 0 | 0 | 0 | 0 | 0 | 0 | 0 | 0 | 0 | 0 | 0 | 0 | 0 | 0
|  | Block 13: 110-120 mills/kWh |  | 0 | 0 | 0 | 0 | 0 | 0 | 0 | 0 | 0 | 0 | 0 | 0 | 0 | 0 | 0 | 0 | 0 | 0 | 0 | 0 | 0
|  | Block 14: 120-130 mills/kWh |  | 0 | 0 | 0 | 0 | 0 | 0 | 0 | 0 | 0 | 0 | 0 | 0 | 0 | 0 | 0 | 0 | 0 | 0 | 0 | 0 | 0
|  | Block 15: 130-140 mills/kWh |  | 0 | 0 | 0 | 0 | 0 | 0 | 0 | 0 | 0 | 0 | 0 | 0 | 0 | 0 | 0 | 0 | 0 | 0 | 0 | 0 | 0
|  | Block 16: 140-150 mills/kWh |  | 0 | 0 | 0 | 0 | 0 | 0 | 0 | 0 | 0 | 0 | 0 | 0 | 0 | 0 | 0 | 0 | 0 | 0 | 0 | 0 | 0
|  | Block 17: 150-160 mills/kWh |  | 0 | 0 | 0 | 0 | 0 | 0 | 0 | 0 | 0 | 0 | 0 | 0 | 0 | 0 | 0 | 0 | 0 | 0 | 0 | 0 | 0
|  | Block 18: 160-170 mills/kWh |  | 0 | 0 | 0 | 0 | 0 | 0 | 0 | 0 | 0 | 0 | 0 | 0 | 0 | 0 | 0 | 0 | 0 | 0 | 0 | 0 | 0
|  | Block 19: 170-180 mills/kWh |  | 0 | 0 | 0 | 0 | 0 | 0 | 0 | 0 | 0 | 0 | 0 | 0 | 0 | 0 | 0 | 0 | 0 | 0 | 0 | 0 | 0
|  | Block 20: 180-190 mills/kWh |  | 0 | 0 | 0 | 0 | 0 | 0 | 0 | 0 | 0 | 0 | 0 | 0 | 0 | 0 | 0 | 0 | 0 | 0 | 0 | 0 | 0
|  | Block 21: 190-200 mills/kWh |  | 0 | 0 | 0 | 0 | 0 | 0 | 0 | 0 | 0 | 0 | 0 | 0 | 0 | 0 | 0 | 0 | 0 | 0 | 0 | 0 | 0
|  | Block 22: 200-210 mills/kWh |  | 0 | 0 | 0 | 0 | 0 | 0 | 0 | 0 | 0 | 0 | 0 | 0 | 0 | 0 | 0 | 0 | 0 | 0 | 0 | 0 | 0
|  | Block 23: 210-220 mills/kWh |  | 0 | 0 | 0 | 0 | 0 | 0 | 0 | 0 | 0 | 0 | 0 | 0 | 0 | 0 | 0 | 0 | 0 | 0 | 0 | 0 | 0
|  | Block 24: 220-230 mills/kWh |  | 0 | 0 | 0 | 0 | 0 | 0 | 0 | 0 | 0 | 0 | 0 | 0 | 0 | 0 | 0 | 0 | 0 | 0 | 0 | 0 | 0
|  | Block 25: 230-240 mills/kWh |  | 0 | 0 | 0 | 0 | 0 | 0 | 0 | 0 | 0 | 0 | 0 | 0 | 0 | 0 | 0 | 0 | 0 | 0 | 0 | 0 | 0
|  | Block 26: 240-250 mills/kWh |  | 0 | 0 | 0 | 0 | 0 | 0 | 0 | 0 | 0 | 0 | 0 | 0 | 0 | 0 | 0 | 0 | 0 | 0 | 0 | 0 | 0
|  | Block 27: 250-260 mills/kWh |  | 0 | 0 | 0 | 0 | 0 | 0 | 0 | 0 | 0 | 0 | 0 | 0 | 0 | 0 | 0 | 0 | 0 | 0 | 0 | 0 | 0
|  | Block 28: 260-270 mills/kWh |  | 0 | 0 | 0 | 0 | 0 | 0 | 0 | 0 | 0 | 0 | 0 | 0 | 0 | 0 | 0 | 0 | 0 | 0 | 0 | 0 | 0
|  | Block 29: 270-280 mills/kWh |  | 0 | 0 | 0 | 0 | 0 | 0 | 0 | 0 | 0 | 0 | 0 | 0 | 0 | 0 | 0 | 0 | 0 | 0 | 0 | 0 | 0
|  | Block 30: 280-290 mills/kWh |  | 0 | 0 | 0 | 0 | 0 | 0 | 0 | 0 | 0 | 0 | 0 | 0 | 0 | 0 | 0 | 0 | 0 | 0 | 0 | 0 | 0
|  | Block 31: 290-300 mills/kWh |  | 0 | 0 | 0 | 0 | 0 | 0 | 0 | 0 | 0 | 0 | 0 | 0 | 0 | 0 | 0 | 0 | 0 | 0 | 0 | 0 | 0
|  | Block 32: > 300 mills/kWh |  | 0.00037332 | 0 | 0 | 0 | 0 | 0 | 0 | 0 | 0 | 0 | 0 | 0 | 0 | 0 | 0 | 0 | 0 | 0 | 0 | 0 | 0.00037332
|  | Total per Year |  | 1.3543 | 0 | 0 | 0 | 0 | 0 | 0 | 0 | 0 | 0 | 0 | 0 | 0 | 0 | 0 | 0 | 0 | 0 | 0 | 0 | 1.3543
|  | Total Cumulative |  | 1.3543 | 1.3543 | 1.3543 | 1.3543 | 1.3543 | 1.3543 | 1.3543 | 1.3543 | 1.3543 | 1.3543 | 1.3543 | 1.3543 | 1.3543 | 1.3543 | 1.3543 | 1.3543 | 1.3543 | 1.3543 | 1.3543 | 1.3543
CALCULATE # HOMES NOT ADDRESSED BY MEASURE AND ADD TO NR/RETROFIT POOL
# HOMES RESIDUAL & AVAILABLE TO NR/RETROFIT POOL
APPLICABLE NEW STOCK MINUS TREATED |  |  |  | 2016 aMW_2016: Homes
|  |  |  | 2016 | 2017 | 2018 | 2019 | 2020 | 2021 | 2022 | 2023 | 2024 | 2025 | 2026 | 2027 | 2028 | 2029 | 2030 | 2031 | 2032 | 2033 | 2034 | 2035
|  | Single Family |  | 50899.6243 | 0 | 0 | 0 | 0 | 0 | 0 | 0 | 0 | 0 | 0 | 0 | 0 | 0 | 0 | 0 | 0 | 0 | 0 | 0 |  | 50899.6243
|  | Multifamily - Low Rise |  | 18903.1917 | 0 | 0 | 0 | 0 | 0 | 0 | 0 | 0 | 0 | 0 | 0 | 0 | 0 | 0 | 0 | 0 | 0 | 0 | 0 |  | 18903.1917
|  | Multifamily - High Rise |  | 4243.6048 | 0 | 0 | 0 | 0 | 0 | 0 | 0 | 0 | 0 | 0 | 0 | 0 | 0 | 0 | 0 | 0 | 0 | 0 | 0 |  | 4243.6048
|  | Manufactured |  | 1518.0591 | 0 | 0 | 0 | 0 | 0 | 0 | 0 | 0 | 0 | 0 | 0 | 0 | 0 | 0 | 0 | 0 | 0 | 0 | 0 |  | 1518.0591
|  | Total Residual to NR/Retro Pool |  | 75564.4799 | 0 | 0 | 0 | 0 | 0 | 0 | 0 | 0 | 0 | 0 | 0 | 0 | 0 | 0 | 0 | 0 | 0 | 0 | 0 |  | 75564.4799

## SC-New (2)
Methodology | New Homes only. Also use this to calculate New Homes not addressed due to acheivability, and send that to the NR/Retrofit pool.
='[7P Forecasts D1.xlsx]Res Forecast (Base Case)'!$D$5
| Vintage | New | New
End Use: | Measure Bundle | Lighting | Region
Lighting | Report Year | 2035 | Base
| Total Max Potential (aMW) | 80.5972
# HOMES AVAILABLE FOR MEASURE -Lighting |  | # homes |  | 2016 | 2017 | 2018 | 2019 | 2020 | 2021 | 2022 | 2023 | 2024 | 2025 | 2026 | 2027 | 2028 | 2029 | 2030 | 2031 | 2032 | 2033 | 2034 | 2035
|  |  |  | Homes_2016 | Homes_2017 | Homes_2018 | Homes_2019 | Homes_2020 | Homes_2021 | Homes_2022 | Homes_2023 | Homes_2024 | Homes_2025 | Homes_2026 | Homes_2027 | Homes_2028 | Homes_2029 | Homes_2030 | Homes_2031 | Homes_2032 | Homes_2033 | Homes_2034 | Homes_2035
| New | Single Family |  |  | 59961.781 | 56834.012 | 54985.193 | 53507.474 | 50982.05 | 49561.669 | 49324.518 | 48815.77 | 49683.252 | 50030.137 | 49387.763 | 48079.346 | 48129.051 | 48690.569 | 48482.864 | 46879.001 | 46798.778 | 46917.627 | 47236.145 |  | 954287
| New | Multifamily - Low Rise |  |  | 23017.4181 | 22811.6085 | 22085.9164 | 20817.8539 | 20070.2793 | 19887.8313 | 20257.5832 | 20750.368 | 21314.3343 | 21403.2862 | 21409.1375 | 21443.3583 | 21209.8656 | 20954.178 | 20525.4402 | 20175.5056 | 19919.7239 | 19536.1941 | 19462.2871 |  | 397052.1697
| New | Multifamily - High Rise |  |  | 5239.9531 | 5271.2613 | 4985.8836 | 4608.5912 | 4509.6376 | 4481.7604 | 4621.8313 | 4700.9783 | 4828.2392 | 4790.0249 | 4782.065 | 4748.3908 | 4733.4824 | 4698.6972 | 4599.2988 | 4526.3104 | 4422.06 | 4405.1824 | 4385.1137 |  | 89338.7615
| New | Manufactured |  |  | 1881.7963 | 1949.134 | 2021.1964 | 1959.5062 | 1928.5764 | 1934.9641 | 1945.8622 | 1956.5399 | 1957.7742 | 1947.2038 | 1945.1535 | 1947.9163 | 1950.075 | 1950.7771 | 1949.8166 | 1948.4904 | 1948.7048 | 1949.2967 | 1949.5268 |  | 37022.3108
| REG_TOTAL_STOCK_# HOMES | Total Regional Stock |  | 0 | 90100.9485 | 86866.0158 | 84078.1893 | 80893.4253 | 77490.5434 | 75866.2248 | 76149.7947 | 76223.6562 | 77783.5996 | 78170.652 | 77524.119 | 76219.0114 | 76022.474 | 76294.2213 | 75557.4197 | 73529.3074 | 73089.2668 | 72808.3001 | 73033.0726 |  | 1477700.2419
# HOMES APPLICABLE BY YEAR FOR MEASURE - Lighting - New
Applicability | Saturation | Lighting - New
100% | 77 | Single Family |  | 0 | 4617057.137 | 4376218.924 | 4233859.861 | 4120075.498 | 3925617.85 | 3816248.513 | 3797987.886 | 3758814.29 | 3825610.404 | 3852320.549 | 3802857.751 | 3702109.642 | 3705936.927 | 3749173.813 | 3733180.528 | 3609683.077 | 3603505.906 | 3612657.279 | 3637183.165 |  | 73480099
100% | 23 | Multifamily - Low Rise |  | 0 | 529400.6164 | 524666.9961 | 507976.0767 | 478810.6399 | 461616.4246 | 457420.1195 | 465924.4138 | 477258.4647 | 490229.6884 | 492275.5835 | 492410.1629 | 493197.2407 | 487826.9094 | 481946.0936 | 472085.1253 | 464036.6287 | 458153.6503 | 449332.4635 | 447632.604 |  | 9132199.9023
100% | 23 | Multifamily - High Rise |  | 0 | 120518.9219 | 121239.0094 | 114675.3217 | 105997.5977 | 103721.6647 | 103080.4881 | 106302.1194 | 108122.5008 | 111049.5008 | 110170.573 | 109987.4949 | 109212.9892 | 108870.0945 | 108070.0351 | 105783.8721 | 104105.1397 | 101707.381 | 101319.1943 | 100857.6151 |  | 2054791.5134
100% | 34.5 | Manufactured |  | 0 | 64921.9726 | 67245.1238 | 69731.2744 | 67602.9629 | 66535.887 | 66756.262 | 67132.2471 | 67500.6262 | 67543.21 | 67178.5325 | 67107.7942 | 67203.112 | 67277.587 | 67301.8103 | 67268.6743 | 67222.9184 | 67230.316 | 67250.7363 | 67258.6737 |  | 1277269.721
|  |  |  | 0 | 5331898.6479 | 5089370.0533 | 4926242.5339 | 4772486.6985 | 4557491.8263 | 4443505.3827 | 4437346.6664 | 4411695.8817 | 4494432.8031 | 4521945.2381 | 4472363.2029 | 4371722.9839 | 4369911.5179 | 4406491.752 | 4378318.1998 | 4245047.7638 | 4230597.2534 | 4230559.6732 | 4252932.0578 |  | 85944360.1367
# UNITS ACHIEVABLE BY YEAR FOR MEASURE - Lighting - New |  |  | Achievability => | 3 | 4 | 5 | 6 | 7 | 8 | 9 | 10 | 11 | 12 | 13 | 14 | 15 | 16 | 17 | 18 | 19 | 20 | 21 | 22
|  | Lighting - New |  | 22.12% | 37.62% | 48.36% | 56.72% | 64.04% | 70.38% | 75.81% | 80.42% | 84.31% | 87.58% | 90.3% | 92.42% | 94.07% | 95.36% | 96.36% | 97.14% | 97.75% | 98.22% | 98.59% | 98.88% |  | 85%
|  | Single Family |  | 0 | 1476562.4767 | 1798790.3989 | 2041096.4509 | 2242723.5869 | 2348339.3454 | 2459026.1152 | 2596169.1111 | 2693730.5516 | 2847737.0283 | 2956802.2994 | 2987401.3889 | 2960239.7425 | 3003826.1657 | 3070801.5594 | 3082463.1011 | 2999138.019 | 3008502.3038 | 3027461.2897 | 3056889.1844 |  | 50657700.1188
|  | Multifamily - Low Rise |  | 0 | 169305.4823 | 215657.8479 | 244889.581 | 260635.9802 | 276143.0312 | 294741.8167 | 318489.3179 | 342024.2683 | 364920.9116 | 377840.2027 | 386821.4119 | 394364.893 | 395405.3357 | 394743.186 | 389797.6453 | 385549.054 | 382504.2468 | 376547.3817 | 376215.1104 |  | 6346596.7047
|  | Multifamily - High Rise |  | 0 | 38542.6718 | 49833.788 | 55283.6891 | 57698.7758 | 62047.2179 | 66420.6252 | 72664.3389 | 77485.3082 | 82663.8737 | 84560.0981 | 86402.5995 | 87327.6759 | 88244.0378 | 88515.9368 | 87345.0614 | 86496.7023 | 84913.6641 | 84907.0131 | 84766.2982 |  | 1426119.3757
|  | Manufactured |  | 0 | 20762.435 | 27640.2724 | 33616.6669 | 36799.0246 | 39802.3566 | 43014.859 | 45889.2107 | 48373.898 | 50278.3294 | 51562.0746 | 52717.7009 | 53736.2051 | 54531.4667 | 55124.2792 | 55543.3108 | 55852.7732 | 56129.3823 | 56357.1314 | 56527.8962 |  | 894259.273
|  |  |  | 0 | 1705173.0657 | 2091922.3072 | 2374886.388 | 2597857.3674 | 2726331.951 | 2863203.4161 | 3033211.9787 | 3161614.0261 | 3345600.143 | 3470764.6749 | 3513343.1012 | 3495668.5165 | 3542007.006 | 3609184.9613 | 3615149.1187 | 3527036.5484 | 3532049.5971 | 3545272.8159 | 3574398.4891 |  | 59324675.4723
SUPPLY CURVE SAVINGS BY BUNDLE |  | Lighting |  | 3: aMW
kWh per home | TRC Net Levelized Cost (Net of All Benefits) in mills/kWh | 1 |  | 2016 | 2017 | 2018 | 2019 | 2020 | 2021 | 2022 | 2023 | 2024 | 2025 | 2026 | 2027 | 2028 | 2029 | 2030 | 2031 | 2032 | 2033 | 2034 | 2035 | MAX
Busbar Savings | lvlcost | segment | measure | aMW_2016 | aMW_2017 | aMW_2018 | aMW_2019 | aMW_2020 | aMW_2021 | aMW_2022 | aMW_2023 | aMW_2024 | aMW_2025 | aMW_2026 | aMW_2027 | aMW_2028 | aMW_2029 | aMW_2030 | aMW_2031 | aMW_2032 | aMW_2033 | aMW_2034 | aMW_2035 | MAX
20.131 | -21.2628 | Single Family | 2017 - LEDDecorative and Mini-Base250 to 664 lumensANY | 0 | 0.27513 | 0.33517 | 0.38032 | 0.41788 | 0.43756 | 0.45819 | 0.48374 | 0.50192 | 0.53062 | 0.55094 | 0.55664 | 0.55158 | 0.5597 | 0.57218 | 0.57435 | 0.55883 | 0.56057 | 0.5641 | 0.56959 | 9.439
15.1661 | -19.793 | Single Family | 2017 - LEDDecorative and Mini-Base665 to 1439 lumensANY | 0 | 0.056849 | 0.069255 | 0.078584 | 0.086347 | 0.090413 | 0.094675 | 0.099955 | 0.10371 | 0.10964 | 0.11384 | 0.11502 | 0.11397 | 0.11565 | 0.11823 | 0.11868 | 0.11547 | 0.11583 | 0.11656 | 0.11769 | 1.9504
7.5107 | 253.6686 | Single Family | 2017 - LEDDecorative and Mini-Base1440 to 2600 lumensANY | 0 | 0.00055311 | 0.00067382 | 0.00076459 | 0.00084011 | 0.00087968 | 0.00092114 | 0.00097251 | 0.0010091 | 0.0010667 | 0.0011076 | 0.0011191 | 0.0011089 | 0.0011252 | 0.0011503 | 0.0011547 | 0.0011235 | 0.001127 | 0.0011341 | 0.0011451 | 0.018976
1.921 | 19.8793 | Single Family | 2017 - LEDGeneral Purpose and Dimmable250 to 664 lumensANY | 0 | 0.021923 | 0.026708 | 0.030305 | 0.033299 | 0.034867 | 0.036511 | 0.038547 | 0.039995 | 0.042282 | 0.043901 | 0.044356 | 0.043952 | 0.044599 | 0.045594 | 0.045767 | 0.04453 | 0.044669 | 0.04495 | 0.045387 | 0.75214
7.4978 | 38.0475 | Single Family | 2017 - LEDGeneral Purpose and Dimmable665 to 1439 lumensANY | 0 | 0.66029 | 0.80438 | 0.91273 | 1.0029 | 1.0501 | 1.0996 | 1.1609 | 1.2046 | 1.2734 | 1.3222 | 1.3359 | 1.3238 | 1.3432 | 1.3732 | 1.3784 | 1.3411 | 1.3453 | 1.3538 | 1.367 | 22.653
14.0093 | 64.3728 | Single Family | 2017 - LEDGeneral Purpose and Dimmable1440 to 2600 lumensANY | 0 | 0.123 | 0.14985 | 0.17003 | 0.18683 | 0.19562 | 0.20485 | 0.21627 | 0.2244 | 0.23723 | 0.24631 | 0.24886 | 0.2466 | 0.25023 | 0.25581 | 0.25678 | 0.24984 | 0.25062 | 0.2522 | 0.25465 | 4.22
15.0012 | -40.7232 | Single Family | 2017 - LEDGlobe250 to 664 lumensANY | 0 | 0.11257 | 0.13714 | 0.15561 | 0.17098 | 0.17903 | 0.18747 | 0.19793 | 0.20537 | 0.21711 | 0.22542 | 0.22776 | 0.22568 | 0.22901 | 0.23411 | 0.235 | 0.22865 | 0.22936 | 0.23081 | 0.23305 | 3.8621
10.3316 | -97.4833 | Single Family | 2017 - LEDGlobe665 to 1439 lumensANY | 0 | 0.047275 | 0.057592 | 0.06535 | 0.071806 | 0.075187 | 0.078731 | 0.083122 | 0.086246 | 0.091176 | 0.094668 | 0.095648 | 0.094779 | 0.096174 | 0.098318 | 0.098692 | 0.096024 | 0.096324 | 0.096931 | 0.097873 | 1.6219
11.178 | -118.6674 | Single Family | 2017 - LEDGlobe1440 to 2600 lumensANY | 0 | 0.0038541 | 0.0046952 | 0.0053276 | 0.0058539 | 0.0061296 | 0.0064185 | 0.0067764 | 0.0070311 | 0.0074331 | 0.0077178 | 0.0077976 | 0.0077267 | 0.0078405 | 0.0080153 | 0.0080458 | 0.0078283 | 0.0078527 | 0.0079022 | 0.007979 | 0.13223
21.3225 | -49.2564 | Single Family | 2017 - LEDReflectors and Outdoor250 to 664 lumensANY | 0 | 0.050895 | 0.062001 | 0.070353 | 0.077303 | 0.080943 | 0.084759 | 0.089486 | 0.092848 | 0.098157 | 0.10192 | 0.10297 | 0.10203 | 0.10354 | 0.10585 | 0.10625 | 0.10338 | 0.1037 | 0.10435 | 0.10537 | 1.7461
16.2588 | -57.5585 | Single Family | 2017 - LEDReflectors and Outdoor665 to 1439 lumensANY | 0 | 0.39215 | 0.47772 | 0.54207 | 0.59562 | 0.62367 | 0.65307 | 0.68949 | 0.7154 | 0.7563 | 0.78527 | 0.79339 | 0.78618 | 0.79776 | 0.81554 | 0.81864 | 0.79651 | 0.799 | 0.80403 | 0.81185 | 13.4537
87.0418 | -31.3422 | Single Family | 2017 - LEDReflectors and Outdoor1440 to 2600 lumensANY | 0 | 0.17252 | 0.21017 | 0.23848 | 0.26204 | 0.27438 | 0.28731 | 0.30333 | 0.31473 | 0.33273 | 0.34547 | 0.34904 | 0.34587 | 0.35096 | 0.35879 | 0.36015 | 0.35041 | 0.35151 | 0.35372 | 0.35716 | 5.9188
50.6736 | -6.4267 | Single Family | 2017 - LEDThree-Way250 to 664 lumensANY | 0 | 0.001576 | 0.0019199 | 0.0021785 | 0.0023937 | 0.0025065 | 0.0026246 | 0.002771 | 0.0028751 | 0.0030395 | 0.0031559 | 0.0031886 | 0.0031596 | 0.0032061 | 0.0032776 | 0.00329 | 0.0032011 | 0.0032111 | 0.0032313 | 0.0032627 | 0.054069
54.5836 | -12.3343 | Single Family | 2017 - LEDThree-Way665 to 1439 lumensANY | 0 | 0.020954 | 0.025527 | 0.028965 | 0.031827 | 0.033326 | 0.034896 | 0.036843 | 0.038227 | 0.040413 | 0.04196 | 0.042395 | 0.042009 | 0.042628 | 0.043578 | 0.043744 | 0.042561 | 0.042694 | 0.042963 | 0.043381 | 0.71889
48.8441 | -29.9932 | Single Family | 2017 - LEDThree-Way1440 to 2600 lumensANY | 0 | 0.072507 | 0.08833 | 0.10023 | 0.11013 | 0.11532 | 0.12075 | 0.12749 | 0.13228 | 0.13984 | 0.14519 | 0.1467 | 0.14536 | 0.1475 | 0.15079 | 0.15137 | 0.14727 | 0.14773 | 0.14866 | 0.15011 | 2.4876
20.131 | -21.2628 | Multifamily - Low Rise | 2017 - LEDDecorative and Mini-Base250 to 664 lumensANY | 0 | 0.031547 | 0.040183 | 0.04563 | 0.048564 | 0.051454 | 0.054919 | 0.059344 | 0.063729 | 0.067995 | 0.070403 | 0.072076 | 0.073482 | 0.073676 | 0.073552 | 0.072631 | 0.071839 | 0.071272 | 0.070162 | 0.0701 | 1.1826
15.1661 | -19.793 | Multifamily - Low Rise | 2017 - LEDDecorative and Mini-Base665 to 1439 lumensANY | 0 | 0.0065184 | 0.008303 | 0.0094285 | 0.010035 | 0.010632 | 0.011348 | 0.012262 | 0.013168 | 0.01405 | 0.014547 | 0.014893 | 0.015183 | 0.015223 | 0.015198 | 0.015008 | 0.014844 | 0.014727 | 0.014497 | 0.014485 | 0.24435
7.5107 | 253.6686 | Multifamily - Low Rise | 2017 - LEDDecorative and Mini-Base1440 to 2600 lumensANY | 0 | 6.3421e-05 | 8.0784e-05 | 9.1735e-05 | 9.7633e-05 | 0.00010344 | 0.00011041 | 0.0001193 | 0.00012812 | 0.0001367 | 0.00014154 | 0.0001449 | 0.00014773 | 0.00014812 | 0.00014787 | 0.00014602 | 0.00014443 | 0.00014328 | 0.00014105 | 0.00014093 | 0.0023774
1.921 | 19.8793 | Multifamily - Low Rise | 2017 - LEDGeneral Purpose and Dimmable250 to 664 lumensANY | 0 | 0.0025138 | 0.003202 | 0.003636 | 0.0038698 | 0.0041001 | 0.0043762 | 0.0047288 | 0.0050782 | 0.0054182 | 0.00561 | 0.0057434 | 0.0058554 | 0.0058708 | 0.005861 | 0.0057875 | 0.0057245 | 0.0056793 | 0.0055908 | 0.0055859 | 0.094231
7.4978 | 38.0475 | Multifamily - Low Rise | 2017 - LEDGeneral Purpose and Dimmable665 to 1439 lumensANY | 0 | 0.07571 | 0.096437 | 0.10951 | 0.11655 | 0.12348 | 0.1318 | 0.14242 | 0.15295 | 0.16318 | 0.16896 | 0.17298 | 0.17635 | 0.17682 | 0.17652 | 0.17431 | 0.17241 | 0.17105 | 0.16838 | 0.16823 | 2.8381
14.0093 | 64.3728 | Multifamily - Low Rise | 2017 - LEDGeneral Purpose and Dimmable1440 to 2600 lumensANY | 0 | 0.014104 | 0.017965 | 0.0204 | 0.021712 | 0.023004 | 0.024553 | 0.026531 | 0.028492 | 0.030399 | 0.031475 | 0.032224 | 0.032852 | 0.032939 | 0.032883 | 0.032472 | 0.032118 | 0.031864 | 0.031368 | 0.03134 | 0.52869
15.0012 | -40.7232 | Multifamily - Low Rise | 2017 - LEDGlobe250 to 664 lumensANY | 0 | 0.012908 | 0.016441 | 0.01867 | 0.019871 | 0.021053 | 0.022471 | 0.024281 | 0.026075 | 0.027821 | 0.028806 | 0.029491 | 0.030066 | 0.030145 | 0.030095 | 0.029718 | 0.029394 | 0.029162 | 0.028707 | 0.028682 | 0.48386
10.3316 | -97.4833 | Multifamily - Low Rise | 2017 - LEDGlobe665 to 1439 lumensANY | 0 | 0.0054207 | 0.0069048 | 0.0078407 | 0.0083448 | 0.0088413 | 0.0094368 | 0.010197 | 0.010951 | 0.011684 | 0.012097 | 0.012385 | 0.012626 | 0.01266 | 0.012639 | 0.01248 | 0.012344 | 0.012247 | 0.012056 | 0.012045 | 0.2032
11.178 | -118.6674 | Multifamily - Low Rise | 2017 - LEDGlobe1440 to 2600 lumensANY | 0 | 0.00044192 | 0.0005629 | 0.0006392 | 0.0006803 | 0.00072078 | 0.00076933 | 0.00083131 | 0.00089274 | 0.00095251 | 0.00098623 | 0.0010097 | 0.0010294 | 0.0010321 | 0.0010303 | 0.0010174 | 0.0010063 | 0.0009984 | 0.00098285 | 0.00098199 | 0.016566
21.3225 | -49.2564 | Multifamily - Low Rise | 2017 - LEDReflectors and Outdoor250 to 664 lumensANY | 0 | 0.0058357 | 0.0074334 | 0.0084409 | 0.0089837 | 0.0095182 | 0.010159 | 0.010978 | 0.011789 | 0.012578 | 0.013024 | 0.013333 | 0.013593 | 0.013629 | 0.013606 | 0.013436 | 0.013289 | 0.013184 | 0.012979 | 0.012968 | 0.21876
16.2588 | -57.5585 | Multifamily - Low Rise | 2017 - LEDReflectors and Outdoor665 to 1439 lumensANY | 0 | 0.044964 | 0.057274 | 0.065038 | 0.06922 | 0.073338 | 0.078278 | 0.084584 | 0.090835 | 0.096916 | 0.10035 | 0.10273 | 0.10474 | 0.10501 | 0.10484 | 0.10352 | 0.10239 | 0.10159 | 0.1 | 0.099915 | 1.6855
87.0418 | -31.3422 | Multifamily - Low Rise | 2017 - LEDReflectors and Outdoor1440 to 2600 lumensANY | 0 | 0.019781 | 0.025197 | 0.028613 | 0.030452 | 0.032264 | 0.034437 | 0.037212 | 0.039962 | 0.042637 | 0.044146 | 0.045196 | 0.046077 | 0.046199 | 0.046121 | 0.045543 | 0.045047 | 0.044691 | 0.043995 | 0.043956 | 0.74153
50.6736 | -6.4267 | Multifamily - Low Rise | 2017 - LEDThree-Way250 to 664 lumensANY | 0 | 0.00018071 | 0.00023018 | 0.00026138 | 0.00027819 | 0.00029474 | 0.00031459 | 0.00033993 | 0.00036505 | 0.00038949 | 0.00040328 | 0.00041287 | 0.00042092 | 0.00042203 | 0.00042132 | 0.00041604 | 0.00041151 | 0.00040826 | 0.0004019 | 0.00040155 | 0.0067739
54.5836 | -12.3343 | Multifamily - Low Rise | 2017 - LEDThree-Way665 to 1439 lumensANY | 0 | 0.0024026 | 0.0030604 | 0.0034753 | 0.0036987 | 0.0039188 | 0.0041827 | 0.0045197 | 0.0048537 | 0.0051786 | 0.005362 | 0.0054894 | 0.0055965 | 0.0056112 | 0.0056019 | 0.0055317 | 0.0054714 | 0.0054282 | 0.0053436 | 0.0053389 | 0.090065
48.8441 | -29.9932 | Multifamily - High Rise | 2017 - LEDThree-Way1440 to 2600 lumensANY | 0 | 0.0018927 | 0.0024471 | 0.0027147 | 0.0028333 | 0.0030469 | 0.0032616 | 0.0035682 | 0.0038049 | 0.0040592 | 0.0041524 | 0.0042428 | 0.0042883 | 0.0043333 | 0.0043466 | 0.0042891 | 0.0042475 | 0.0041697 | 0.0041694 | 0.0041625 | 0.07003
20.131 | -21.2628 | Multifamily - High Rise | 2017 - LEDDecorative and Mini-Base250 to 664 lumensANY | 0 | 0.0071816 | 0.0092855 | 0.010301 | 0.010751 | 0.011561 | 0.012376 | 0.013539 | 0.014438 | 0.015403 | 0.015756 | 0.016099 | 0.016272 | 0.016442 | 0.016493 | 0.016275 | 0.016117 | 0.015822 | 0.015821 | 0.015794 | 0.26573
15.1661 | -19.793 | Multifamily - High Rise | 2017 - LEDDecorative and Mini-Base665 to 1439 lumensANY | 0 | 0.0014839 | 0.0019186 | 0.0021285 | 0.0022215 | 0.0023889 | 0.0025573 | 0.0027976 | 0.0029833 | 0.0031826 | 0.0032556 | 0.0033266 | 0.0033622 | 0.0033975 | 0.0034079 | 0.0033629 | 0.0033302 | 0.0032692 | 0.003269 | 0.0032636 | 0.054907
7.5107 | 253.6686 | Multifamily - High Rise | 2017 - LEDDecorative and Mini-Base1440 to 2600 lumensANY | 0 | 1.4438e-05 | 1.8668e-05 | 2.0709e-05 | 2.1614e-05 | 2.3243e-05 | 2.4881e-05 | 2.722e-05 | 2.9026e-05 | 3.0966e-05 | 3.1676e-05 | 3.2366e-05 | 3.2713e-05 | 3.3056e-05 | 3.3158e-05 | 3.2719e-05 | 3.2401e-05 | 3.1808e-05 | 3.1806e-05 | 3.1753e-05 | 0.00053422
1.921 | 19.8793 | Multifamily - High Rise | 2017 - LEDGeneral Purpose and Dimmable250 to 664 lumensANY | 0 | 0.00057226 | 0.00073991 | 0.00082083 | 0.00085669 | 0.00092125 | 0.00098618 | 0.0010789 | 0.0011505 | 0.0012274 | 0.0012555 | 0.0012829 | 0.0012966 | 0.0013102 | 0.0013142 | 0.0012969 | 0.0012843 | 0.0012608 | 0.0012607 | 0.0012586 | 0.021174
7.4978 | 38.0475 | Multifamily - High Rise | 2017 - LEDGeneral Purpose and Dimmable665 to 1439 lumensANY | 0 | 0.017235 | 0.022285 | 0.024722 | 0.025802 | 0.027746 | 0.029702 | 0.032494 | 0.03465 | 0.036965 | 0.037813 | 0.038637 | 0.039051 | 0.039461 | 0.039582 | 0.039059 | 0.038679 | 0.037971 | 0.037969 | 0.037906 | 0.63773
14.0093 | 64.3728 | Multifamily - High Rise | 2017 - LEDGeneral Purpose and Dimmable1440 to 2600 lumensANY | 0 | 0.0032107 | 0.0041513 | 0.0046053 | 0.0048065 | 0.0051688 | 0.0055331 | 0.0060532 | 0.0064548 | 0.0068862 | 0.0070442 | 0.0071976 | 0.0072747 | 0.007351 | 0.0073737 | 0.0072762 | 0.0072055 | 0.0070736 | 0.0070731 | 0.0070613 | 0.1188
15.0012 | -40.7232 | Multifamily - High Rise | 2017 - LEDGlobe250 to 664 lumensANY | 0 | 0.0029384 | 0.0037993 | 0.0042147 | 0.0043989 | 0.0047304 | 0.0050638 | 0.0055398 | 0.0059074 | 0.0063022 | 0.0064467 | 0.0065872 | 0.0066577 | 0.0067276 | 0.0067483 | 0.0066591 | 0.0065944 | 0.0064737 | 0.0064732 | 0.0064625 | 0.10873
10.3316 | -97.4833 | Multifamily - High Rise | 2017 - LEDGlobe665 to 1439 lumensANY | 0 | 0.001234 | 0.0015955 | 0.00177 | 0.0018474 | 0.0019866 | 0.0021266 | 0.0023265 | 0.0024809 | 0.0026467 | 0.0027074 | 0.0027664 | 0.002796 | 0.0028253 | 0.002834 | 0.0027965 | 0.0027694 | 0.0027187 | 0.0027185 | 0.002714 | 0.04566
11.178 | -118.6674 | Multifamily - High Rise | 2017 - LEDGlobe1440 to 2600 lumensANY | 0 | 0.0001006 | 0.00013007 | 0.0001443 | 0.0001506 | 0.00016195 | 0.00017337 | 0.00018967 | 0.00020225 | 0.00021577 | 0.00022072 | 0.00022553 | 0.00022794 | 0.00023033 | 0.00023104 | 0.00022799 | 0.00022577 | 0.00022164 | 0.00022162 | 0.00022125 | 0.0037224
21.3225 | -49.2564 | Multifamily - High Rise | 2017 - LEDReflectors and Outdoor250 to 664 lumensANY | 0 | 0.0013285 | 0.0017177 | 0.0019055 | 0.0019888 | 0.0021387 | 0.0022894 | 0.0025046 | 0.0026708 | 0.0028493 | 0.0029146 | 0.0029782 | 0.00301 | 0.0030416 | 0.003051 | 0.0030106 | 0.0029814 | 0.0029268 | 0.0029266 | 0.0029218 | 0.049156
16.2588 | -57.5585 | Multifamily - High Rise | 2017 - LEDReflectors and Outdoor665 to 1439 lumensANY | 0 | 0.010236 | 0.013235 | 0.014682 | 0.015324 | 0.016479 | 0.01764 | 0.019298 | 0.020579 | 0.021954 | 0.022457 | 0.022947 | 0.023193 | 0.023436 | 0.023508 | 0.023197 | 0.022972 | 0.022551 | 0.02255 | 0.022512 | 0.37875
87.0418 | -31.3422 | Multifamily - High Rise | 2017 - LEDReflectors and Outdoor1440 to 2600 lumensANY | 0 | 0.0045033 | 0.0058225 | 0.0064593 | 0.0067414 | 0.0072495 | 0.0077605 | 0.00849 | 0.0090533 | 0.0096583 | 0.0098799 | 0.010095 | 0.010203 | 0.01031 | 0.010342 | 0.010205 | 0.010106 | 0.0099212 | 0.0099204 | 0.009904 | 0.16663
50.6736 | -6.4267 | Multifamily - High Rise | 2017 - LEDThree-Way250 to 664 lumensANY | 0 | 4.1138e-05 | 5.3189e-05 | 5.9006e-05 | 6.1584e-05 | 6.6225e-05 | 7.0893e-05 | 7.7557e-05 | 8.2703e-05 | 8.823e-05 | 9.0254e-05 | 9.2221e-05 | 9.3208e-05 | 9.4186e-05 | 9.4476e-05 | 9.3226e-05 | 9.2321e-05 | 9.0631e-05 | 9.0624e-05 | 9.0474e-05 | 0.0015221
54.5836 | -12.3343 | Multifamily - High Rise | 2017 - LEDThree-Way665 to 1439 lumensANY | 0 | 0.00054696 | 0.0007072 | 0.00078454 | 0.00081881 | 0.00088052 | 0.00094258 | 0.0010312 | 0.0010996 | 0.0011731 | 0.0012 | 0.0012262 | 0.0012393 | 0.0012523 | 0.0012561 | 0.0012395 | 0.0012275 | 0.001205 | 0.0012049 | 0.0012029 | 0.020238
48.8441 | -29.9932 | Multifamily - High Rise | 2017 - LEDThree-Way1440 to 2600 lumensANY | 0 | 0.0018927 | 0.0024471 | 0.0027147 | 0.0028333 | 0.0030469 | 0.0032616 | 0.0035682 | 0.0038049 | 0.0040592 | 0.0041524 | 0.0042428 | 0.0042883 | 0.0043333 | 0.0043466 | 0.0042891 | 0.0042475 | 0.0041697 | 0.0041694 | 0.0041625 | 0.07003 | 0.14006
20.131 | -21.2628 | Manufactured | 2017 - LEDDecorative and Mini-Base250 to 664 lumensANY | 0 | 0.0038686 | 0.0051502 | 0.0062638 | 0.0068567 | 0.0074163 | 0.0080149 | 0.0085505 | 0.0090135 | 0.0093683 | 0.0096075 | 0.0098228 | 0.010013 | 0.010161 | 0.010271 | 0.010349 | 0.010407 | 0.010459 | 0.010501 | 0.010533 | 0.16663
15.1661 | -19.793 | Manufactured | 2017 - LEDDecorative and Mini-Base665 to 1439 lumensANY | 0 | 0.00079937 | 0.0010642 | 0.0012943 | 0.0014168 | 0.0015324 | 0.0016561 | 0.0017668 | 0.0018624 | 0.0019358 | 0.0019852 | 0.0020297 | 0.0020689 | 0.0020995 | 0.0021223 | 0.0021385 | 0.0021504 | 0.002161 | 0.0021698 | 0.0021764 | 0.03443
7.5107 | 253.6686 | Manufactured | 2017 - LEDDecorative and Mini-Base1440 to 2600 lumensANY | 0 | 7.7775e-06 | 1.0354e-05 | 1.2593e-05 | 1.3785e-05 | 1.491e-05 | 1.6113e-05 | 1.719e-05 | 1.8121e-05 | 1.8834e-05 | 1.9315e-05 | 1.9748e-05 | 2.0129e-05 | 2.0427e-05 | 2.0649e-05 | 2.0806e-05 | 2.0922e-05 | 2.1026e-05 | 2.1111e-05 | 2.1175e-05 | 0.00033499
1.921 | 19.8793 | Manufactured | 2017 - LEDGeneral Purpose and Dimmable250 to 664 lumensANY | 0 | 0.00030827 | 0.00041039 | 0.00049913 | 0.00054638 | 0.00059097 | 0.00063867 | 0.00068134 | 0.00071823 | 0.00074651 | 0.00076557 | 0.00078273 | 0.00079785 | 0.00080966 | 0.00081846 | 0.00082468 | 0.00082928 | 0.00083338 | 0.00083677 | 0.0008393 | 0.013278
7.4978 | 38.0475 | Manufactured | 2017 - LEDGeneral Purpose and Dimmable665 to 1439 lumensANY | 0 | 0.0092845 | 0.01236 | 0.015033 | 0.016456 | 0.017799 | 0.019235 | 0.020521 | 0.021632 | 0.022483 | 0.023057 | 0.023574 | 0.02403 | 0.024385 | 0.02465 | 0.024838 | 0.024976 | 0.0251 | 0.025202 | 0.025278 | 0.39989
14.0093 | 64.3728 | Manufactured | 2017 - LEDGeneral Purpose and Dimmable1440 to 2600 lumensANY | 0 | 0.0017296 | 0.0023025 | 0.0028004 | 0.0030655 | 0.0033157 | 0.0035833 | 0.0038227 | 0.0040297 | 0.0041884 | 0.0042953 | 0.0043916 | 0.0044764 | 0.0045427 | 0.004592 | 0.004627 | 0.0046527 | 0.0046758 | 0.0046947 | 0.004709 | 0.074495
15.0012 | -40.7232 | Manufactured | 2017 - LEDGlobe250 to 664 lumensANY | 0 | 0.0015829 | 0.0021073 | 0.0025629 | 0.0028055 | 0.0030345 | 0.0032794 | 0.0034985 | 0.003688 | 0.0038331 | 0.003931 | 0.0040191 | 0.0040968 | 0.0041574 | 0.0042026 | 0.0042345 | 0.0042581 | 0.0042792 | 0.0042966 | 0.0043096 | 0.068177
10.3316 | -97.4833 | Manufactured | 2017 - LEDGlobe665 to 1439 lumensANY | 0 | 0.00066475 | 0.00088496 | 0.0010763 | 0.0011782 | 0.0012744 | 0.0013772 | 0.0014692 | 0.0015488 | 0.0016098 | 0.0016509 | 0.0016879 | 0.0017205 | 0.0017459 | 0.0017649 | 0.0017783 | 0.0017882 | 0.0017971 | 0.0018044 | 0.0018099 | 0.028632
11.178 | -118.6674 | Manufactured | 2017 - LEDGlobe1440 to 2600 lumensANY | 0 | 5.4194e-05 | 7.2146e-05 | 8.7745e-05 | 9.6052e-05 | 0.00010389 | 0.00011228 | 0.00011978 | 0.00012626 | 0.00013124 | 0.00013459 | 0.0001376 | 0.00014026 | 0.00014234 | 0.00014388 | 0.00014498 | 0.00014579 | 0.00014651 | 0.0001471 | 0.00014755 | 0.0023342
21.3225 | -49.2564 | Manufactured | 2017 - LEDReflectors and Outdoor250 to 664 lumensANY | 0 | 0.00071565 | 0.00095271 | 0.0011587 | 0.0012684 | 0.0013719 | 0.0014827 | 0.0015817 | 0.0016674 | 0.001733 | 0.0017773 | 0.0018171 | 0.0018522 | 0.0018796 | 0.0019 | 0.0019145 | 0.0019252 | 0.0019347 | 0.0019425 | 0.0019484 | 0.030824
16.2588 | -57.5585 | Manufactured | 2017 - LEDReflectors and Outdoor665 to 1439 lumensANY | 0 | 0.0055141 | 0.0073407 | 0.0089279 | 0.0097731 | 0.010571 | 0.011424 | 0.012187 | 0.012847 | 0.013353 | 0.013694 | 0.014001 | 0.014271 | 0.014482 | 0.01464 | 0.014751 | 0.014833 | 0.014907 | 0.014967 | 0.015013 | 0.2375
87.0418 | -31.3422 | Manufactured | 2017 - LEDReflectors and Outdoor1440 to 2600 lumensANY | 0 | 0.0024259 | 0.0032294 | 0.0039277 | 0.0042995 | 0.0046505 | 0.0050258 | 0.0053616 | 0.0056519 | 0.0058744 | 0.0060244 | 0.0061595 | 0.0062785 | 0.0063714 | 0.0064406 | 0.0064896 | 0.0065258 | 0.0065581 | 0.0065847 | 0.0066046 | 0.10448
50.6736 | -6.4267 | Manufactured | 2017 - LEDThree-Way250 to 664 lumensANY | 0 | 2.216e-05 | 2.9501e-05 | 3.588e-05 | 3.9277e-05 | 4.2482e-05 | 4.5911e-05 | 4.8979e-05 | 5.1631e-05 | 5.3664e-05 | 5.5034e-05 | 5.6267e-05 | 5.7355e-05 | 5.8203e-05 | 5.8836e-05 | 5.9283e-05 | 5.9614e-05 | 5.9909e-05 | 6.0152e-05 | 6.0334e-05 | 0.00095447
54.5836 | -12.3343 | Manufactured | 2017 - LEDThree-Way665 to 1439 lumensANY | 0 | 0.00029464 | 0.00039225 | 0.00047706 | 0.00052222 | 0.00056484 | 0.00061043 | 0.00065122 | 0.00068648 | 0.00071351 | 0.00073172 | 0.00074812 | 0.00076258 | 0.00077386 | 0.00078228 | 0.00078822 | 0.00079261 | 0.00079654 | 0.00079977 | 0.00080219 | 0.012691
48.8441 | -29.9932 | Manufactured | 2017 - LEDThree-Way1440 to 2600 lumensANY | 0 | 0.0010195 | 0.0013573 | 0.0016508 | 0.001807 | 0.0019545 | 0.0021123 | 0.0022534 | 0.0023754 | 0.0024689 | 0.002532 | 0.0025887 | 0.0026387 | 0.0026778 | 0.0027069 | 0.0027275 | 0.0027427 | 0.0027563 | 0.0027674 | 0.0027758 | 0.043913 | 0.087826
| -29.9932 |  |  | 0 | 2.3171 | 2.8424 | 3.2268 | 3.53 | 3.7045 | 3.8903 | 4.1211 | 4.2952 | 4.545 | 4.715 | 4.7727 | 4.7483 | 4.8114 | 4.903 | 4.9113 | 4.7914 | 4.7983 | 4.8166 | 4.8563 | 80.5972 | 80.5972
RECOMBINE MEASURE BUNDLES INTO SUPPLY CURVE CUMULATIVE
|  |  |  | 2016 | 2017 | 2018 | 2019 | 2020 | 2021 | 2022 | 2023 | 2024 | 2025 | 2026 | 2027 | 2028 | 2029 | 2030 | 2031 | 2032 | 2033 | 2034 | 2035
|  | lvlcost | lvlcost | aMW_2016 | aMW_2017 | aMW_2018 | aMW_2019 | aMW_2020 | aMW_2021 | aMW_2022 | aMW_2023 | aMW_2024 | aMW_2025 | aMW_2026 | aMW_2027 | aMW_2028 | aMW_2029 | aMW_2030 | aMW_2031 | aMW_2032 | aMW_2033 | aMW_2034 | aMW_2035
| Block 1: <= 0 mills/kWh | >=-9999 | <=0 | 0 | 1.3866 | 1.7008 | 1.9308 | 2.1123 | 2.2168 | 2.3279 | 2.4659 | 2.5699 | 2.7193 | 2.821 | 2.8555 | 2.8407 | 2.8785 | 2.9335 | 2.9385 | 2.8667 | 2.8709 | 2.882 | 2.9058
| Block 2: 0-10 mills/kWh | >0 | <=10 | 0 | 1.3866 | 1.7008 | 1.9308 | 2.1123 | 2.2168 | 2.3279 | 2.4659 | 2.5699 | 2.7193 | 2.821 | 2.8555 | 2.8407 | 2.8785 | 2.9335 | 2.9385 | 2.8667 | 2.8709 | 2.882 | 2.9058
| Block 3: 10-20 mills/kWh | >10 | <=20 | 0 | 1.4119 | 1.7319 | 1.9661 | 2.1509 | 2.2572 | 2.3704 | 2.5109 | 2.6168 | 2.769 | 2.8726 | 2.9076 | 2.8926 | 2.9311 | 2.9871 | 2.9922 | 2.9191 | 2.9233 | 2.9346 | 2.9589
| Block 4: 20-30 mills/kWh | >20 | <=30 | 0 | 1.4119 | 1.7319 | 1.9661 | 2.1509 | 2.2572 | 2.3704 | 2.5109 | 2.6168 | 2.769 | 2.8726 | 2.9076 | 2.8926 | 2.9311 | 2.9871 | 2.9922 | 2.9191 | 2.9233 | 2.9346 | 2.9589
| Block 5: 30-40 mills/kWh | >30 | <=40 | 0 | 2.1744 | 2.6674 | 3.0281 | 3.3126 | 3.4764 | 3.6507 | 3.8673 | 4.0306 | 4.2651 | 4.4246 | 4.4787 | 4.4558 | 4.515 | 4.601 | 4.6088 | 4.4963 | 4.5028 | 4.52 | 4.5572
| Block 6: 40-50 mills/kWh | >40 | <=50 | 0 | 2.1744 | 2.6674 | 3.0281 | 3.3126 | 3.4764 | 3.6507 | 3.8673 | 4.0306 | 4.2651 | 4.4246 | 4.4787 | 4.4558 | 4.515 | 4.601 | 4.6088 | 4.4963 | 4.5028 | 4.52 | 4.5572
| Block 7: 50-60 mills/kWh | >50 | <=60 | 0 | 2.1744 | 2.6674 | 3.0281 | 3.3126 | 3.4764 | 3.6507 | 3.8673 | 4.0306 | 4.2651 | 4.4246 | 4.4787 | 4.4558 | 4.515 | 4.601 | 4.6088 | 4.4963 | 4.5028 | 4.52 | 4.5572
| Block 8: 60-70 mills/kWh | >60 | <=70 | 0 | 2.3165 | 2.8416 | 3.2259 | 3.529 | 3.7035 | 3.8893 | 4.12 | 4.294 | 4.5438 | 4.7137 | 4.7714 | 4.747 | 4.8101 | 4.9017 | 4.91 | 4.7901 | 4.797 | 4.8153 | 4.855
| Block 9: 70-80 mills/kWh | >70 | <=80 | 0 | 2.3165 | 2.8416 | 3.2259 | 3.529 | 3.7035 | 3.8893 | 4.12 | 4.294 | 4.5438 | 4.7137 | 4.7714 | 4.747 | 4.8101 | 4.9017 | 4.91 | 4.7901 | 4.797 | 4.8153 | 4.855
| Block 10: 80-90 mills/kWh | >80 | <=90 | 0 | 2.3165 | 2.8416 | 3.2259 | 3.529 | 3.7035 | 3.8893 | 4.12 | 4.294 | 4.5438 | 4.7137 | 4.7714 | 4.747 | 4.8101 | 4.9017 | 4.91 | 4.7901 | 4.797 | 4.8153 | 4.855
| Block 11: 90-100 mills/kWh | >90 | <=100 | 0 | 2.3165 | 2.8416 | 3.2259 | 3.529 | 3.7035 | 3.8893 | 4.12 | 4.294 | 4.5438 | 4.7137 | 4.7714 | 4.747 | 4.8101 | 4.9017 | 4.91 | 4.7901 | 4.797 | 4.8153 | 4.855
| Block 12: 100-110 mills/kWh | >100 | <=110 | 0 | 2.3165 | 2.8416 | 3.2259 | 3.529 | 3.7035 | 3.8893 | 4.12 | 4.294 | 4.5438 | 4.7137 | 4.7714 | 4.747 | 4.8101 | 4.9017 | 4.91 | 4.7901 | 4.797 | 4.8153 | 4.855
| Block 13: 110-120 mills/kWh | >110 | <=120 | 0 | 2.3165 | 2.8416 | 3.2259 | 3.529 | 3.7035 | 3.8893 | 4.12 | 4.294 | 4.5438 | 4.7137 | 4.7714 | 4.747 | 4.8101 | 4.9017 | 4.91 | 4.7901 | 4.797 | 4.8153 | 4.855
| Block 14: 120-130 mills/kWh | >120 | <=130 | 0 | 2.3165 | 2.8416 | 3.2259 | 3.529 | 3.7035 | 3.8893 | 4.12 | 4.294 | 4.5438 | 4.7137 | 4.7714 | 4.747 | 4.8101 | 4.9017 | 4.91 | 4.7901 | 4.797 | 4.8153 | 4.855
| Block 15: 130-140 mills/kWh | >130 | <=140 | 0 | 2.3165 | 2.8416 | 3.2259 | 3.529 | 3.7035 | 3.8893 | 4.12 | 4.294 | 4.5438 | 4.7137 | 4.7714 | 4.747 | 4.8101 | 4.9017 | 4.91 | 4.7901 | 4.797 | 4.8153 | 4.855
| Block 16: 140-150 mills/kWh | >140 | <=150 | 0 | 2.3165 | 2.8416 | 3.2259 | 3.529 | 3.7035 | 3.8893 | 4.12 | 4.294 | 4.5438 | 4.7137 | 4.7714 | 4.747 | 4.8101 | 4.9017 | 4.91 | 4.7901 | 4.797 | 4.8153 | 4.855
| Block 17: 150-160 mills/kWh | >150 | <=160 | 0 | 2.3165 | 2.8416 | 3.2259 | 3.529 | 3.7035 | 3.8893 | 4.12 | 4.294 | 4.5438 | 4.7137 | 4.7714 | 4.747 | 4.8101 | 4.9017 | 4.91 | 4.7901 | 4.797 | 4.8153 | 4.855
| Block 18: 160-170 mills/kWh | >160 | <=170 | 0 | 2.3165 | 2.8416 | 3.2259 | 3.529 | 3.7035 | 3.8893 | 4.12 | 4.294 | 4.5438 | 4.7137 | 4.7714 | 4.747 | 4.8101 | 4.9017 | 4.91 | 4.7901 | 4.797 | 4.8153 | 4.855
| Block 19: 170-180 mills/kWh | >170 | <=180 | 0 | 2.3165 | 2.8416 | 3.2259 | 3.529 | 3.7035 | 3.8893 | 4.12 | 4.294 | 4.5438 | 4.7137 | 4.7714 | 4.747 | 4.8101 | 4.9017 | 4.91 | 4.7901 | 4.797 | 4.8153 | 4.855
| Block 20: 180-190 mills/kWh | >180 | <=190 | 0 | 2.3165 | 2.8416 | 3.2259 | 3.529 | 3.7035 | 3.8893 | 4.12 | 4.294 | 4.5438 | 4.7137 | 4.7714 | 4.747 | 4.8101 | 4.9017 | 4.91 | 4.7901 | 4.797 | 4.8153 | 4.855
| Block 21: 190-200 mills/kWh | >190 | <=200 | 0 | 2.3165 | 2.8416 | 3.2259 | 3.529 | 3.7035 | 3.8893 | 4.12 | 4.294 | 4.5438 | 4.7137 | 4.7714 | 4.747 | 4.8101 | 4.9017 | 4.91 | 4.7901 | 4.797 | 4.8153 | 4.855
| Block 22: 200-210 mills/kWh | >200 | <=210 | 0 | 2.3165 | 2.8416 | 3.2259 | 3.529 | 3.7035 | 3.8893 | 4.12 | 4.294 | 4.5438 | 4.7137 | 4.7714 | 4.747 | 4.8101 | 4.9017 | 4.91 | 4.7901 | 4.797 | 4.8153 | 4.855
| Block 23: 210-220 mills/kWh | >210 | <=220 | 0 | 2.3165 | 2.8416 | 3.2259 | 3.529 | 3.7035 | 3.8893 | 4.12 | 4.294 | 4.5438 | 4.7137 | 4.7714 | 4.747 | 4.8101 | 4.9017 | 4.91 | 4.7901 | 4.797 | 4.8153 | 4.855
| Block 24: 220-230 mills/kWh | >220 | <=230 | 0 | 2.3165 | 2.8416 | 3.2259 | 3.529 | 3.7035 | 3.8893 | 4.12 | 4.294 | 4.5438 | 4.7137 | 4.7714 | 4.747 | 4.8101 | 4.9017 | 4.91 | 4.7901 | 4.797 | 4.8153 | 4.855
| Block 25: 230-240 mills/kWh | >230 | <=240 | 0 | 2.3165 | 2.8416 | 3.2259 | 3.529 | 3.7035 | 3.8893 | 4.12 | 4.294 | 4.5438 | 4.7137 | 4.7714 | 4.747 | 4.8101 | 4.9017 | 4.91 | 4.7901 | 4.797 | 4.8153 | 4.855
| Block 26: 240-250 mills/kWh | >240 | <=250 | 0 | 2.3165 | 2.8416 | 3.2259 | 3.529 | 3.7035 | 3.8893 | 4.12 | 4.294 | 4.5438 | 4.7137 | 4.7714 | 4.747 | 4.8101 | 4.9017 | 4.91 | 4.7901 | 4.797 | 4.8153 | 4.855
| Block 27: 250-260 mills/kWh | >250 | <=260 | 0 | 2.3171 | 2.8424 | 3.2268 | 3.53 | 3.7045 | 3.8903 | 4.1211 | 4.2952 | 4.545 | 4.715 | 4.7727 | 4.7483 | 4.8114 | 4.903 | 4.9113 | 4.7914 | 4.7983 | 4.8166 | 4.8563
| Block 28: 260-270 mills/kWh | >260 | <=270 | 0 | 2.3171 | 2.8424 | 3.2268 | 3.53 | 3.7045 | 3.8903 | 4.1211 | 4.2952 | 4.545 | 4.715 | 4.7727 | 4.7483 | 4.8114 | 4.903 | 4.9113 | 4.7914 | 4.7983 | 4.8166 | 4.8563
| Block 29: 270-280 mills/kWh | >270 | <=280 | 0 | 2.3171 | 2.8424 | 3.2268 | 3.53 | 3.7045 | 3.8903 | 4.1211 | 4.2952 | 4.545 | 4.715 | 4.7727 | 4.7483 | 4.8114 | 4.903 | 4.9113 | 4.7914 | 4.7983 | 4.8166 | 4.8563
| Block 30: 280-290 mills/kWh | >280 | <=290 | 0 | 2.3171 | 2.8424 | 3.2268 | 3.53 | 3.7045 | 3.8903 | 4.1211 | 4.2952 | 4.545 | 4.715 | 4.7727 | 4.7483 | 4.8114 | 4.903 | 4.9113 | 4.7914 | 4.7983 | 4.8166 | 4.8563
| Block 31: 290-300 mills/kWh | >290 | <=300 | 0 | 2.3171 | 2.8424 | 3.2268 | 3.53 | 3.7045 | 3.8903 | 4.1211 | 4.2952 | 4.545 | 4.715 | 4.7727 | 4.7483 | 4.8114 | 4.903 | 4.9113 | 4.7914 | 4.7983 | 4.8166 | 4.8563
| Block 32: > 300 mills/kWh | >300 | <=9999 | 0 | 2.3171 | 2.8424 | 3.2268 | 3.53 | 3.7045 | 3.8903 | 4.1211 | 4.2952 | 4.545 | 4.715 | 4.7727 | 4.7483 | 4.8114 | 4.903 | 4.9113 | 4.7914 | 4.7983 | 4.8166 | 4.8563
RECOMBINE MEASURE BUNDLES INTO SUPPLY CURVE INCREMENTAL
|  | SC_New |  | 2016 | 2017 | 2018 | 2019 | 2020 | 2021 | 2022 | 2023 | 2024 | 2025 | 2026 | 2027 | 2028 | 2029 | 2030 | 2031 | 2032 | 2033 | 2034 | 2035 | MAX
|  | Lighting |  | aMW_2016 | aMW_2017 | aMW_2018 | aMW_2019 | aMW_2020 | aMW_2021 | aMW_2022 | aMW_2023 | aMW_2024 | aMW_2025 | aMW_2026 | aMW_2027 | aMW_2028 | aMW_2029 | aMW_2030 | aMW_2031 | aMW_2032 | aMW_2033 | aMW_2034 | aMW_2035 | MAX
|  | Block 1: <= 0 mills/kWh |  | 0 | 1.3866 | 1.7008 | 1.9308 | 2.1123 | 2.2168 | 2.3279 | 2.4659 | 2.5699 | 2.7193 | 2.821 | 2.8555 | 2.8407 | 2.8785 | 2.9335 | 2.9385 | 2.8667 | 2.8709 | 2.882 | 2.9058 | 48.2235
|  | Block 2: 0-10 mills/kWh |  | 0 | 0 | 0 | 0 | 0 | 0 | 0 | 0 | 0 | 0 | 0 | 0 | 0 | 0 | 0 | 0 | 0 | 0 | 0 | 0 | 0
|  | Block 3: 10-20 mills/kWh |  | 0 | 0.025318 | 0.03106 | 0.035261 | 0.038572 | 0.040479 | 0.042512 | 0.045036 | 0.046942 | 0.049674 | 0.051532 | 0.052165 | 0.051902 | 0.05259 | 0.053588 | 0.053676 | 0.052368 | 0.052442 | 0.052639 | 0.053071 | 0.88083
|  | Block 4: 20-30 mills/kWh |  | 0 | 0 | 0 | 0 | 0 | 0 | 0 | 0 | 0 | 0 | 0 | 0 | 0 | 0 | 0 | 0 | 0 | 0 | 0 | 0 | 0
|  | Block 5: 30-40 mills/kWh |  | 0 | 0.76252 | 0.93546 | 1.062 | 1.1617 | 1.2192 | 1.2804 | 1.3564 | 1.4138 | 1.4961 | 1.552 | 1.5711 | 1.5632 | 1.5839 | 1.6139 | 1.6166 | 1.5772 | 1.5795 | 1.5854 | 1.5984 | 26.5287
|  | Block 6: 40-50 mills/kWh |  | 0 | 0 | 0 | 0 | 0 | 0 | 0 | 0 | 0 | 0 | 0 | 0 | 0 | 0 | 0 | 0 | 0 | 0 | 0 | 0 | 0
|  | Block 7: 50-60 mills/kWh |  | 0 | 0 | 0 | 0 | 0 | 0 | 0 | 0 | 0 | 0 | 0 | 0 | 0 | 0 | 0 | 0 | 0 | 0 | 0 | 0 | 0
|  | Block 8: 60-70 mills/kWh |  | 0 | 0.14205 | 0.17426 | 0.19784 | 0.21641 | 0.22711 | 0.23851 | 0.25268 | 0.26337 | 0.2787 | 0.28913 | 0.29267 | 0.2912 | 0.29506 | 0.30066 | 0.30115 | 0.29381 | 0.29423 | 0.29533 | 0.29776 | 4.942
|  | Block 9: 70-80 mills/kWh |  | 0 | 0 | 0 | 0 | 0 | 0 | 0 | 0 | 0 | 0 | 0 | 0 | 0 | 0 | 0 | 0 | 0 | 0 | 0 | 0 | 0
|  | Block 10: 80-90 mills/kWh |  | 0 | 0 | 0 | 0 | 0 | 0 | 0 | 0 | 0 | 0 | 0 | 0 | 0 | 0 | 0 | 0 | 0 | 0 | 0 | 0 | 0
|  | Block 11: 90-100 mills/kWh |  | 0 | 0 | 0 | 0 | 0 | 0 | 0 | 0 | 0 | 0 | 0 | 0 | 0 | 0 | 0 | 0 | 0 | 0 | 0 | 0 | 0
|  | Block 12: 100-110 mills/kWh |  | 0 | 0 | 0 | 0 | 0 | 0 | 0 | 0 | 0 | 0 | 0 | 0 | 0 | 0 | 0 | 0 | 0 | 0 | 0 | 0 | 0
|  | Block 13: 110-120 mills/kWh |  | 0 | 0 | 0 | 0 | 0 | 0 | 0 | 0 | 0 | 0 | 0 | 0 | 0 | 0 | 0 | 0 | 0 | 0 | 0 | 0 | 0
|  | Block 14: 120-130 mills/kWh |  | 0 | 0 | 0 | 0 | 0 | 0 | 0 | 0 | 0 | 0 | 0 | 0 | 0 | 0 | 0 | 0 | 0 | 0 | 0 | 0 | 0
|  | Block 15: 130-140 mills/kWh |  | 0 | 0 | 0 | 0 | 0 | 0 | 0 | 0 | 0 | 0 | 0 | 0 | 0 | 0 | 0 | 0 | 0 | 0 | 0 | 0 | 0
|  | Block 16: 140-150 mills/kWh |  | 0 | 0 | 0 | 0 | 0 | 0 | 0 | 0 | 0 | 0 | 0 | 0 | 0 | 0 | 0 | 0 | 0 | 0 | 0 | 0 | 0
|  | Block 17: 150-160 mills/kWh |  | 0 | 0 | 0 | 0 | 0 | 0 | 0 | 0 | 0 | 0 | 0 | 0 | 0 | 0 | 0 | 0 | 0 | 0 | 0 | 0 | 0
|  | Block 18: 160-170 mills/kWh |  | 0 | 0 | 0 | 0 | 0 | 0 | 0 | 0 | 0 | 0 | 0 | 0 | 0 | 0 | 0 | 0 | 0 | 0 | 0 | 0 | 0
|  | Block 19: 170-180 mills/kWh |  | 0 | 0 | 0 | 0 | 0 | 0 | 0 | 0 | 0 | 0 | 0 | 0 | 0 | 0 | 0 | 0 | 0 | 0 | 0 | 0 | 0
|  | Block 20: 180-190 mills/kWh |  | 0 | 0 | 0 | 0 | 0 | 0 | 0 | 0 | 0 | 0 | 0 | 0 | 0 | 0 | 0 | 0 | 0 | 0 | 0 | 0 | 0
|  | Block 21: 190-200 mills/kWh |  | 0 | 0 | 0 | 0 | 0 | 0 | 0 | 0 | 0 | 0 | 0 | 0 | 0 | 0 | 0 | 0 | 0 | 0 | 0 | 0 | 0
|  | Block 22: 200-210 mills/kWh |  | 0 | 0 | 0 | 0 | 0 | 0 | 0 | 0 | 0 | 0 | 0 | 0 | 0 | 0 | 0 | 0 | 0 | 0 | 0 | 0 | 0
|  | Block 23: 210-220 mills/kWh |  | 0 | 0 | 0 | 0 | 0 | 0 | 0 | 0 | 0 | 0 | 0 | 0 | 0 | 0 | 0 | 0 | 0 | 0 | 0 | 0 | 0
|  | Block 24: 220-230 mills/kWh |  | 0 | 0 | 0 | 0 | 0 | 0 | 0 | 0 | 0 | 0 | 0 | 0 | 0 | 0 | 0 | 0 | 0 | 0 | 0 | 0 | 0
|  | Block 25: 230-240 mills/kWh |  | 0 | 0 | 0 | 0 | 0 | 0 | 0 | 0 | 0 | 0 | 0 | 0 | 0 | 0 | 0 | 0 | 0 | 0 | 0 | 0 | 0
|  | Block 26: 240-250 mills/kWh |  | 0 | 0 | 0 | 0 | 0 | 0 | 0 | 0 | 0 | 0 | 0 | 0 | 0 | 0 | 0 | 0 | 0 | 0 | 0 | 0 | 0
|  | Block 27: 250-260 mills/kWh |  | 0 | 0.00063875 | 0.00078363 | 0.00088962 | 0.00097315 | 0.0010213 | 0.0010725 | 0.0011362 | 0.0011843 | 0.0012532 | 0.0013001 | 0.0013161 | 0.0013095 | 0.0013268 | 0.001352 | 0.0013542 | 0.0013212 | 0.0013231 | 0.001328 | 0.001339 | 0.022223
|  | Block 28: 260-270 mills/kWh |  | 0 | 0 | 0 | 0 | 0 | 0 | 0 | 0 | 0 | 0 | 0 | 0 | 0 | 0 | 0 | 0 | 0 | 0 | 0 | 0 | 0
|  | Block 29: 270-280 mills/kWh |  | 0 | 0 | 0 | 0 | 0 | 0 | 0 | 0 | 0 | 0 | 0 | 0 | 0 | 0 | 0 | 0 | 0 | 0 | 0 | 0 | 0
|  | Block 30: 280-290 mills/kWh |  | 0 | 0 | 0 | 0 | 0 | 0 | 0 | 0 | 0 | 0 | 0 | 0 | 0 | 0 | 0 | 0 | 0 | 0 | 0 | 0 | 0
|  | Block 31: 290-300 mills/kWh |  | 0 | 0 | 0 | 0 | 0 | 0 | 0 | 0 | 0 | 0 | 0 | 0 | 0 | 0 | 0 | 0 | 0 | 0 | 0 | 0 | 0
|  | Block 32: > 300 mills/kWh |  | 0 | 0.00063875 | 0.00078363 | 0.00088962 | 0.00097315 | 0.0010213 | 0.0010725 | 0.0011362 | 0.0011843 | 0.0012532 | 0.0013001 | 0.0013161 | 0.0013095 | 0.0013268 | 0.001352 | 0.0013542 | 0.0013212 | 0.0013231 | 0.001328 | 0.001339 | 0.022223
|  | Total per Year |  | 0 | 2.3178 | 2.8432 | 3.2277 | 3.531 | 3.7055 | 3.8914 | 4.1223 | 4.2964 | 4.5463 | 4.7163 | 4.774 | 4.7496 | 4.8128 | 4.9044 | 4.9127 | 4.7928 | 4.7997 | 4.818 | 4.8577
|  | Total Cumulative |  | 0 | 2.3178 | 5.161 | 8.3887 | 11.9197 | 15.6252 | 19.5166 | 23.6389 | 27.9353 | 32.4815 | 37.1979 | 41.9719 | 46.7215 | 51.5343 | 56.4386 | 61.3513 | 66.1441 | 70.9437 | 75.7617 | 80.6194 | 80.6194
CALCULATE # HOMES NOT ADDRESSED BY MEASURE AND ADD TO NR/RETROFIT POOL
# HOMES RESIDUAL & AVAILABLE TO NR/RETROFIT POOL
APPLICABLE NEW STOCK MINUS TREATED |  |  |  | 2016 aMW_2016: Homes
|  |  |  | 2016 | 2017 | 2018 | 2019 | 2020 | 2021 | 2022 | 2023 | 2024 | 2025 | 2026 | 2027 | 2028 | 2029 | 2030 | 2031 | 2032 | 2033 | 2034 | 2035
|  | Single Family |  | 0 | 40785.6449 | 33473.0977 | 28477.4469 | 24381.1937 | 20484.1364 | 17626.2649 | 15608.036 | 13832.2563 | 12699.6542 | 11630.1071 | 10590.3424 | 9634.674 | 9118.3216 | 8810.0293 | 8450.8757 | 7929.1566 | 7727.3195 | 7599.9479 | 7536.2855 |  | 296394.7907
|  | Multifamily - Low Rise |  | 0 | 15656.3102 | 13435.1804 | 11438.5433 | 9485.8548 | 8064.0606 | 7072.9697 | 6410.2216 | 5879.7477 | 5448.2077 | 4975.4513 | 4590.8153 | 4297.0586 | 4018.3293 | 3791.4308 | 3577.7165 | 3412.5033 | 3289.1045 | 3164.5688 | 3105.1084 |  | 121113.1825
|  | Multifamily - High Rise |  | 0 | 3564.1848 | 3104.5748 | 2582.2449 | 2099.9488 | 1811.9325 | 1593.9071 | 1462.5122 | 1332.0519 | 1234.1577 | 1113.4989 | 1025.4302 | 951.5354 | 896.7851 | 850.1782 | 801.6874 | 765.5842 | 730.1616 | 713.5731 | 699.6225 |  | 27333.5712
|  | Manufactured |  | 0 | 1279.9866 | 1147.9667 | 1046.8002 | 892.8678 | 774.8849 | 688.1566 | 615.7402 | 554.3979 | 500.4313 | 452.651 | 417.1042 | 390.3451 | 369.4528 | 352.9719 | 339.8656 | 329.5694 | 321.7662 | 315.7567 | 311.037 |  | 11101.7521
|  | Total Residual to NR/Retro Pool |  | 0 | 61286.1265 | 51160.8196 | 43545.0353 | 36859.865 | 31135.0144 | 26981.2983 | 24096.51 | 21598.4538 | 19882.4509 | 18171.7083 | 16623.692 | 15273.6131 | 14402.8887 | 13804.6101 | 13170.1452 | 12436.8135 | 12068.3518 | 11793.8464 | 11652.0534 |  | 455943.2965

## SC-NR
Methodology | Methodology: For the Natural Replacement case. Start with 2015 Stock decayed over time for demolition and retirement. Add the New stock not addressed by the New Building Programs. Then apply natural turnover rate based on measure life. The rate is the annual fraction of the stock that is replaced in any year. Also apply the achievable penetration rate by year and the measure applicability factor. Achievable penetration includes program ramp up. The applicability factor represents the portion of the available stock that the measure applies to which is 100percent minus the baseline fraction that is doing the measure absent program. The product is the annual available # of homes. Number of homes times savings per home for aMW potential available by year for each type. Turnover Rate, Achievable Penetration Rate and Applicability Factor are looked up from ResMaster. Savings available for the retrofit measure apply only to the non-NR residual # of homes at the 20th year.
='[7P Forecasts D1.xlsx]Res Forecast (Base Case)'!$D$5
| Vintage | NR | Existing
End Use: | Measure Bundle | Lighting | Region
Lighting | Report Year | 2035 | Base
| Total Max Potential (aMW) | 9.5086
# Homes FOR EXISTING STOCK |  |  |  | 2016 | 2017 | 2018 | 2019 | 2020 | 2021 | 2022 | 2023 | 2024 | 2025 | 2026 | 2027 | 2028 | 2029 | 2030 | 2031 | 2032 | 2033 | 2034 | 2035
|  |  |  | HOMES_2016 | HOMES_2017 | HOMES_2018 | HOMES_2019 | HOMES_2020 | HOMES_2021 | HOMES_2022 | HOMES_2023 | HOMES_2024 | HOMES_2025 | HOMES_2026 | HOMES_2027 | HOMES_2028 | HOMES_2029 | HOMES_2030 | HOMES_2031 | HOMES_2032 | HOMES_2033 | HOMES_2034 | HOMES_2035
|  | Single Family |  | 2016: 4203528.272
|  | Multifamily - Low Rise |  | 2016: 926243.2561
|  | Multifamily - High Rise |  | 2016: 211180.0799
|  | Manufactured |  | 2016: 572006.3278
| REG_TOTAL_STOCK_# HOMES | Total Regional Stock |  | 2016: 5912957.9358
# Homes NOT TREATED FROM NEW STOCK AND THUS AVAILABLE FOR NR POOL FROM SC-NEW
INCLUDE IN NR (2), as will happen with projected cost/savings |  |  |  | 1 | 2 | 3 | 4 | 5 | 6 | 7 | 8 | 9 | 10 | 11 | 12 | 13 | 14 | 15 | 16 | 17 | 18 | 19 | 20
Single Family
Multifamily - Low Rise
Multifamily - High Rise
Manufactured
|  | New Stock into NR/Retro Pool |  | 0 | 0 | 0 | 0 | 0 | 0 | 0 | 0 | 0 | 0 | 0 | 0 | 0 | 0 | 0 | 0 | 0 | 0 | 0 | 0
EXISTING STOCK AVAILABLE TO NR/RETROFIT POOL | [24 empty] | 85%
|  |  |  | 2 | 3 | 4 | 5 | 6 | 7 | 8 | 9 | 10 | 11 | 12 | 13 | 14 | 15 | 16 | 17 | 18 | 19 | 20 | 21 |  | MAX
|  | Single Family |  | 4203528.272 | 0 | 0 | 0 | 0 | 0 | 0 | 0 | 0 | 0 | 0 | 0 | 0 | 0 | 0 | 0 | 0 | 0 | 0 | 0 |  | 225098938.9656
|  | Multifamily - Low Rise |  | 926243.2561 | 0 | 0 | 0 | 0 | 0 | 0 | 0 | 0 | 0 | 0 | 0 | 0 | 0 | 0 | 0 | 0 | 0 | 0 | 0 |  | 18108055.6566
|  | Multifamily - High Rise |  | 211180.0799 | 0 | 0 | 0 | 0 | 0 | 0 | 0 | 0 | 0 | 0 | 0 | 0 | 0 | 0 | 0 | 0 | 0 | 0 | 0 |  | 4128570.5612
|  | Manufactured |  | 572006.3278 | 0 | 0 | 0 | 0 | 0 | 0 | 0 | 0 | 0 | 0 | 0 | 0 | 0 | 0 | 0 | 0 | 0 | 0 | 0 |  | 16774085.5638
|  |  |  | 5912957.9358 | 0 | 0 | 0 | 0 | 0 | 0 | 0 | 0 | 0 | 0 | 0 | 0 | 0 | 0 | 0 | 0 | 0 | 0 | 0 |  | 264109650.7472
APPLY MEASURE APPLICABILITY, SATURATION TURNOVER RATE FOR MAX ANNUAL # UNITS
Applicability | Saturation | Turnover Rate | Lighting - NR | 2016 | 2017 | 2018 | 2019 | 2020 | 2021 | 2022 | 2023 | 2024 | 2025 | 2026 | 2027 | 2028 | 2029 | 2030 | 2031 | 2032 | 2033 | 2034 | 2035
100% | 63 | 12.5% | Single Family | 33102785.142 | 0 | 0 | 0 | 0 | 0 | 0 | 0 | 0 | 0 | 0 | 0 | 0 | 0 | 0 | 0 | 0 | 0 | 0 | 0 |  | 28137367.3707
100% | 23 | 12.5% | Multifamily - Low Rise | 2662949.3613 | 0 | 0 | 0 | 0 | 0 | 0 | 0 | 0 | 0 | 0 | 0 | 0 | 0 | 0 | 0 | 0 | 0 | 0 | 0 |  | 2263506.9571
100% | 23 | 12.5% | Multifamily - High Rise | 607142.7296 | 0 | 0 | 0 | 0 | 0 | 0 | 0 | 0 | 0 | 0 | 0 | 0 | 0 | 0 | 0 | 0 | 0 | 0 | 0 |  | 516071.3201
100% | 34.5 | 12.5% | Manufactured | 2466777.2888 | 0 | 0 | 0 | 0 | 0 | 0 | 0 | 0 | 0 | 0 | 0 | 0 | 0 | 0 | 0 | 0 | 0 | 0 | 0 |  | 2096760.6955
|  |  |  | 38839654.5216 | 0 | 0 | 0 | 0 | 0 | 0 | 0 | 0 | 0 | 0 | 0 | 0 | 0 | 0 | 0 | 0 | 0 | 0 | 0 |  | 38839654.5216
Applicability | Saturation | Turnover Rate | Lighting - NEW | 2016 | 2017 | 2018 | 2019 | 2020 | 2021 | 2022 | 2023 | 2024 | 2025 | 2026 | 2027 | 2028 | 2029 | 2030 | 2031 | 2032 | 2033 | 2034 | 2035
100% | 77 | 100% | Single Family | 0 | 0 | 0 | 0 | 0 | 0 | 0 | 0 | 0 | 0 | 0 | 0 | 0 | 0 | 0 | 0 | 0 | 0 | 0 | 0 |  | 0
100% | 23 | 100% | Multifamily - Low Rise | 0 | 0 | 0 | 0 | 0 | 0 | 0 | 0 | 0 | 0 | 0 | 0 | 0 | 0 | 0 | 0 | 0 | 0 | 0 | 0 |  | 0
100% | 23 | 100% | Multifamily - High Rise | 0 | 0 | 0 | 0 | 0 | 0 | 0 | 0 | 0 | 0 | 0 | 0 | 0 | 0 | 0 | 0 | 0 | 0 | 0 | 0 |  | 0
100% | 34.5 | 100% | Manufactured | 0 | 0 | 0 | 0 | 0 | 0 | 0 | 0 | 0 | 0 | 0 | 0 | 0 | 0 | 0 | 0 | 0 | 0 | 0 | 0 |  | 0
|  |  |  | 0 | 0 | 0 | 0 | 0 | 0 | 0 | 0 | 0 | 0 | 0 | 0 | 0 | 0 | 0 | 0 | 0 | 0 | 0 | 0 |  | 0
Achievability =>
INCREMENTAL ACHIEVABILITY |  |  | Lighting - NR | 22.12% | 37.62% | 48.36% | 56.72% | 64.04% | 70.38% | 75.81% | 80.42% | 84.31% | 87.58% | 90.3% | 92.42% | 94.07% | 95.36% | 96.36% | 97.14% | 97.75% | 98.22% | 98.59% | 98.88% |  | 85%
|  |  | Single Family | 6223963.6288 | 0 | 0 | 0 | 0 | 0 | 0 | 0 | 0 | 0 | 0 | 0 | 0 | 0 | 0 | 0 | 0 | 0 | 0 | 0
|  |  | Multifamily - Low Rise | 500685.9664 | 0 | 0 | 0 | 0 | 0 | 0 | 0 | 0 | 0 | 0 | 0 | 0 | 0 | 0 | 0 | 0 | 0 | 0 | 0
|  |  | Multifamily - High Rise | 114154.5719 | 0 | 0 | 0 | 0 | 0 | 0 | 0 | 0 | 0 | 0 | 0 | 0 | 0 | 0 | 0 | 0 | 0 | 0 | 0
|  |  | Manufactured | 463801.8239 | 0 | 0 | 0 | 0 | 0 | 0 | 0 | 0 | 0 | 0 | 0 | 0 | 0 | 0 | 0 | 0 | 0 | 0 | 0
|  |  |  | 7302605.9911 | 0 | 0 | 0 | 0 | 0 | 0 | 0 | 0 | 0 | 0 | 0 | 0 | 0 | 0 | 0 | 0 | 0 | 0 | 0
CUMULATIVE ADOPTION |  |  | Lighting - NR | 1 | 2 | 3 | 4 | 5 | 6 | 7 | 8 | 9 | 10 | 11 | 12 | 13 | 14 | 15 | 16 | 17 | 18 | 19 | 20
|  |  | Single Family | 6223963.6288 | 6223963.6288 | 6223963.6288 | 6223963.6288 | 6223963.6288 | 6223963.6288 | 6223963.6288 | 6223963.6288 | 6223963.6288 | 6223963.6288 | 6223963.6288 | 6223963.6288 | 6223963.6288 | 6223963.6288 | 6223963.6288 | 6223963.6288 | 6223963.6288 | 6223963.6288 | 6223963.6288 | 6223963.6288
|  |  | Multifamily - Low Rise | 500685.9664 | 500685.9664 | 500685.9664 | 500685.9664 | 500685.9664 | 500685.9664 | 500685.9664 | 500685.9664 | 500685.9664 | 500685.9664 | 500685.9664 | 500685.9664 | 500685.9664 | 500685.9664 | 500685.9664 | 500685.9664 | 500685.9664 | 500685.9664 | 500685.9664 | 500685.9664
|  |  | Multifamily - High Rise | 114154.5719 | 114154.5719 | 114154.5719 | 114154.5719 | 114154.5719 | 114154.5719 | 114154.5719 | 114154.5719 | 114154.5719 | 114154.5719 | 114154.5719 | 114154.5719 | 114154.5719 | 114154.5719 | 114154.5719 | 114154.5719 | 114154.5719 | 114154.5719 | 114154.5719 | 114154.5719
|  |  | Manufactured | 463801.8239 | 463801.8239 | 463801.8239 | 463801.8239 | 463801.8239 | 463801.8239 | 463801.8239 | 463801.8239 | 463801.8239 | 463801.8239 | 463801.8239 | 463801.8239 | 463801.8239 | 463801.8239 | 463801.8239 | 463801.8239 | 463801.8239 | 463801.8239 | 463801.8239 | 463801.8239
|  |  |  | 7302605.9911 | 7302605.9911 | 7302605.9911 | 7302605.9911 | 7302605.9911 | 7302605.9911 | 7302605.9911 | 7302605.9911 | 7302605.9911 | 7302605.9911 | 7302605.9911 | 7302605.9911 | 7302605.9911 | 7302605.9911 | 7302605.9911 | 7302605.9911 | 7302605.9911 | 7302605.9911 | 7302605.9911 | 7302605.9911
SUPPLY CURVE SAVINGS BY BUNDLE |  |  | NR | 1: aMW
kWh per home | TRC Net Levelized Cost (Net of All Benefits) in mills/kWh |  | 1 | 2016 | 2017 | 2018 | 2019 | 2020 | 2021 | 2022 | 2023 | 2024 | 2025 | 2026 | 2027 | 2028 | 2029 | 2030 | 2031 | 2032 | 2033 | 2034 | 2035 | MAX
Busbar Savings | lvlcost | segment | measure | aMW_2016 | aMW_2017 | aMW_2018 | aMW_2019 | aMW_2020 | aMW_2021 | aMW_2022 | aMW_2023 | aMW_2024 | aMW_2025 | aMW_2026 | aMW_2027 | aMW_2028 | aMW_2029 | aMW_2030 | aMW_2031 | aMW_2032 | aMW_2033 | aMW_2034 | aMW_2035 | MAX
19.2363 | -15.06 | Single Family | 2016 - LEDDecorative and Mini-Base250 to 664 lumensANY | 1.1082 | 0 | 0 | 0 | 0 | 0 | 0 | 0 | 0 | 0 | 0 | 0 | 0 | 0 | 0 | 0 | 0 | 0 | 0 | 0 | 5.0098 |  | 1.1082
14.492 | -3.5287 | Single Family | 2016 - LEDDecorative and Mini-Base665 to 1439 lumensANY | 0.22898 | 0 | 0 | 0 | 0 | 0 | 0 | 0 | 0 | 0 | 0 | 0 | 0 | 0 | 0 | 0 | 0 | 0 | 0 | 0 | 1.0352 |  | 0.22898
7.1769 | 355.2229 | Single Family | 2016 - LEDDecorative and Mini-Base1440 to 2600 lumensANY | 0.0022278 | 0 | 0 | 0 | 0 | 0 | 0 | 0 | 0 | 0 | 0 | 0 | 0 | 0 | 0 | 0 | 0 | 0 | 0 | 0 | 0.010072 |  | 0.0022278
1.8356 | 45.3547 | Single Family | 2016 - LEDGeneral Purpose and Dimmable250 to 664 lumensANY | 0.088304 | 0 | 0 | 0 | 0 | 0 | 0 | 0 | 0 | 0 | 0 | 0 | 0 | 0 | 0 | 0 | 0 | 0 | 0 | 0 | 0.3992 |  | 0.088304
7.1646 | 56.6118 | Single Family | 2016 - LEDGeneral Purpose and Dimmable665 to 1439 lumensANY | 2.6595 | 0 | 0 | 0 | 0 | 0 | 0 | 0 | 0 | 0 | 0 | 0 | 0 | 0 | 0 | 0 | 0 | 0 | 0 | 0 | 12.0232 |  | 2.6595
13.3867 | 91.0637 | Single Family | 2016 - LEDGeneral Purpose and Dimmable1440 to 2600 lumensANY | 0.49543 | 0 | 0 | 0 | 0 | 0 | 0 | 0 | 0 | 0 | 0 | 0 | 0 | 0 | 0 | 0 | 0 | 0 | 0 | 0 | 2.2398 |  | 0.49543
14.3345 | -37.3971 | Single Family | 2016 - LEDGlobe250 to 664 lumensANY | 0.45342 | 0 | 0 | 0 | 0 | 0 | 0 | 0 | 0 | 0 | 0 | 0 | 0 | 0 | 0 | 0 | 0 | 0 | 0 | 0 | 2.0498 |  | 0.45342
9.8724 | -94.9967 | Single Family | 2016 - LEDGlobe665 to 1439 lumensANY | 0.19042 | 0 | 0 | 0 | 0 | 0 | 0 | 0 | 0 | 0 | 0 | 0 | 0 | 0 | 0 | 0 | 0 | 0 | 0 | 0 | 0.86084 |  | 0.19042
10.6812 | -99.8783 | Single Family | 2016 - LEDGlobe1440 to 2600 lumensANY | 0.015524 | 0 | 0 | 0 | 0 | 0 | 0 | 0 | 0 | 0 | 0 | 0 | 0 | 0 | 0 | 0 | 0 | 0 | 0 | 0 | 0.070179 |  | 0.015524
20.3748 | -38.378 | Single Family | 2016 - LEDReflectors and Outdoor250 to 664 lumensANY | 0.205 | 0 | 0 | 0 | 0 | 0 | 0 | 0 | 0 | 0 | 0 | 0 | 0 | 0 | 0 | 0 | 0 | 0 | 0 | 0 | 0.92674 |  | 0.205
15.5362 | -47.7259 | Single Family | 2016 - LEDReflectors and Outdoor665 to 1439 lumensANY | 1.5795 | 0 | 0 | 0 | 0 | 0 | 0 | 0 | 0 | 0 | 0 | 0 | 0 | 0 | 0 | 0 | 0 | 0 | 0 | 0 | 7.1406 |  | 1.5795
83.1732 | -27.3345 | Single Family | 2016 - LEDReflectors and Outdoor1440 to 2600 lumensANY | 0.69488 | 0 | 0 | 0 | 0 | 0 | 0 | 0 | 0 | 0 | 0 | 0 | 0 | 0 | 0 | 0 | 0 | 0 | 0 | 0 | 3.1414 |  | 0.69488
48.4214 | -0.28395 | Single Family | 2016 - LEDThree-Way250 to 664 lumensANY | 0.0063478 | 0 | 0 | 0 | 0 | 0 | 0 | 0 | 0 | 0 | 0 | 0 | 0 | 0 | 0 | 0 | 0 | 0 | 0 | 0 | 0.028697 |  | 0.0063478
52.1577 | -8.9398 | Single Family | 2016 - LEDThree-Way665 to 1439 lumensANY | 0.0844 | 0 | 0 | 0 | 0 | 0 | 0 | 0 | 0 | 0 | 0 | 0 | 0 | 0 | 0 | 0 | 0 | 0 | 0 | 0 | 0.38155 |  | 0.0844
46.6733 | -22.0119 | Single Family | 2016 - LEDThree-Way1440 to 2600 lumensANY | 0.29205 | 0 | 0 | 0 | 0 | 0 | 0 | 0 | 0 | 0 | 0 | 0 | 0 | 0 | 0 | 0 | 0 | 0 | 0 | 0 | 1.3203 |  | 0.29205
19.2363 | -15.06 | Multifamily - Low Rise | 2016 - LEDDecorative and Mini-Base250 to 664 lumensANY | 0.089146 | 0 | 0 | 0 | 0 | 0 | 0 | 0 | 0 | 0 | 0 | 0 | 0 | 0 | 0 | 0 | 0 | 0 | 0 | 0 | 0.40301 |  | 0.089146
14.492 | -3.5287 | Multifamily - Low Rise | 2016 - LEDDecorative and Mini-Base665 to 1439 lumensANY | 0.01842 | 0 | 0 | 0 | 0 | 0 | 0 | 0 | 0 | 0 | 0 | 0 | 0 | 0 | 0 | 0 | 0 | 0 | 0 | 0 | 0.083274 |  | 0.01842
7.1769 | 355.2229 | Multifamily - Low Rise | 2016 - LEDDecorative and Mini-Base1440 to 2600 lumensANY | 0.00017922 | 0 | 0 | 0 | 0 | 0 | 0 | 0 | 0 | 0 | 0 | 0 | 0 | 0 | 0 | 0 | 0 | 0 | 0 | 0 | 0.00081022 |  | 0.00017922
1.8356 | 45.3547 | Multifamily - Low Rise | 2016 - LEDGeneral Purpose and Dimmable250 to 664 lumensANY | 0.0071036 | 0 | 0 | 0 | 0 | 0 | 0 | 0 | 0 | 0 | 0 | 0 | 0 | 0 | 0 | 0 | 0 | 0 | 0 | 0 | 0.032114 |  | 0.0071036
7.1646 | 56.6118 | Multifamily - Low Rise | 2016 - LEDGeneral Purpose and Dimmable665 to 1439 lumensANY | 0.21394 | 0 | 0 | 0 | 0 | 0 | 0 | 0 | 0 | 0 | 0 | 0 | 0 | 0 | 0 | 0 | 0 | 0 | 0 | 0 | 0.9672 |  | 0.21394
13.3867 | 91.0637 | Multifamily - Low Rise | 2016 - LEDGeneral Purpose and Dimmable1440 to 2600 lumensANY | 0.039855 | 0 | 0 | 0 | 0 | 0 | 0 | 0 | 0 | 0 | 0 | 0 | 0 | 0 | 0 | 0 | 0 | 0 | 0 | 0 | 0.18018 |  | 0.039855
14.3345 | -37.3971 | Multifamily - Low Rise | 2016 - LEDGlobe250 to 664 lumensANY | 0.036475 | 0 | 0 | 0 | 0 | 0 | 0 | 0 | 0 | 0 | 0 | 0 | 0 | 0 | 0 | 0 | 0 | 0 | 0 | 0 | 0.1649 |  | 0.036475
9.8724 | -94.9967 | Multifamily - Low Rise | 2016 - LEDGlobe665 to 1439 lumensANY | 0.015318 | 0 | 0 | 0 | 0 | 0 | 0 | 0 | 0 | 0 | 0 | 0 | 0 | 0 | 0 | 0 | 0 | 0 | 0 | 0 | 0.06925 |  | 0.015318
10.6812 | -99.8783 | Multifamily - Low Rise | 2016 - LEDGlobe1440 to 2600 lumensANY | 0.0012488 | 0 | 0 | 0 | 0 | 0 | 0 | 0 | 0 | 0 | 0 | 0 | 0 | 0 | 0 | 0 | 0 | 0 | 0 | 0 | 0.0056456 |  | 0.0012488
20.3748 | -38.378 | Multifamily - Low Rise | 2016 - LEDReflectors and Outdoor250 to 664 lumensANY | 0.016491 | 0 | 0 | 0 | 0 | 0 | 0 | 0 | 0 | 0 | 0 | 0 | 0 | 0 | 0 | 0 | 0 | 0 | 0 | 0 | 0.074552 |  | 0.016491
15.5362 | -47.7259 | Multifamily - Low Rise | 2016 - LEDReflectors and Outdoor665 to 1439 lumensANY | 0.12706 | 0 | 0 | 0 | 0 | 0 | 0 | 0 | 0 | 0 | 0 | 0 | 0 | 0 | 0 | 0 | 0 | 0 | 0 | 0 | 0.57443 |  | 0.12706
83.1732 | -27.3345 | Multifamily - Low Rise | 2016 - LEDReflectors and Outdoor1440 to 2600 lumensANY | 0.055899 | 0 | 0 | 0 | 0 | 0 | 0 | 0 | 0 | 0 | 0 | 0 | 0 | 0 | 0 | 0 | 0 | 0 | 0 | 0 | 0.25271 |  | 0.055899
48.4214 | -0.28395 | Multifamily - Low Rise | 2016 - LEDThree-Way250 to 664 lumensANY | 0.00051065 | 0 | 0 | 0 | 0 | 0 | 0 | 0 | 0 | 0 | 0 | 0 | 0 | 0 | 0 | 0 | 0 | 0 | 0 | 0 | 0.0023085 |  | 0.00051065
52.1577 | -8.9398 | Multifamily - Low Rise | 2016 - LEDThree-Way665 to 1439 lumensANY | 0.0067895 | 0 | 0 | 0 | 0 | 0 | 0 | 0 | 0 | 0 | 0 | 0 | 0 | 0 | 0 | 0 | 0 | 0 | 0 | 0 | 0.030694 |  | 0.0067895
46.6733 | -22.0119 | Multifamily - Low Rise | 2016 - LEDThree-Way1440 to 2600 lumensANY | 0.023494 | 0 | 0 | 0 | 0 | 0 | 0 | 0 | 0 | 0 | 0 | 0 | 0 | 0 | 0 | 0 | 0 | 0 | 0 | 0 | 0.10621 |  | 0.023494
19.2363 | -15.06 | Multifamily - High Rise | 2016 - LEDDecorative and Mini-Base250 to 664 lumensANY | 0.020325 | 0 | 0 | 0 | 0 | 0 | 0 | 0 | 0 | 0 | 0 | 0 | 0 | 0 | 0 | 0 | 0 | 0 | 0 | 0 | 0.091885 |  | 0.020325
14.492 | -3.5287 | Multifamily - High Rise | 2016 - LEDDecorative and Mini-Base665 to 1439 lumensANY | 0.0041997 | 0 | 0 | 0 | 0 | 0 | 0 | 0 | 0 | 0 | 0 | 0 | 0 | 0 | 0 | 0 | 0 | 0 | 0 | 0 | 0.018986 |  | 0.0041997
7.1769 | 355.2229 | Multifamily - High Rise | 2016 - LEDDecorative and Mini-Base1440 to 2600 lumensANY | 4.0861e-05 | 0 | 0 | 0 | 0 | 0 | 0 | 0 | 0 | 0 | 0 | 0 | 0 | 0 | 0 | 0 | 0 | 0 | 0 | 0 | 0.00018473 |  | 4.0861e-05
1.8356 | 45.3547 | Multifamily - High Rise | 2016 - LEDGeneral Purpose and Dimmable250 to 664 lumensANY | 0.0016196 | 0 | 0 | 0 | 0 | 0 | 0 | 0 | 0 | 0 | 0 | 0 | 0 | 0 | 0 | 0 | 0 | 0 | 0 | 0 | 0.0073219 |  | 0.0016196
7.1646 | 56.6118 | Multifamily - High Rise | 2016 - LEDGeneral Purpose and Dimmable665 to 1439 lumensANY | 0.048779 | 0 | 0 | 0 | 0 | 0 | 0 | 0 | 0 | 0 | 0 | 0 | 0 | 0 | 0 | 0 | 0 | 0 | 0 | 0 | 0.22052 |  | 0.048779
13.3867 | 91.0637 | Multifamily - High Rise | 2016 - LEDGeneral Purpose and Dimmable1440 to 2600 lumensANY | 0.0090868 | 0 | 0 | 0 | 0 | 0 | 0 | 0 | 0 | 0 | 0 | 0 | 0 | 0 | 0 | 0 | 0 | 0 | 0 | 0 | 0.04108 |  | 0.0090868
14.3345 | -37.3971 | Multifamily - High Rise | 2016 - LEDGlobe250 to 664 lumensANY | 0.0083162 | 0 | 0 | 0 | 0 | 0 | 0 | 0 | 0 | 0 | 0 | 0 | 0 | 0 | 0 | 0 | 0 | 0 | 0 | 0 | 0.037596 |  | 0.0083162
9.8724 | -94.9967 | Multifamily - High Rise | 2016 - LEDGlobe665 to 1439 lumensANY | 0.0034925 | 0 | 0 | 0 | 0 | 0 | 0 | 0 | 0 | 0 | 0 | 0 | 0 | 0 | 0 | 0 | 0 | 0 | 0 | 0 | 0.015789 |  | 0.0034925
10.6812 | -99.8783 | Multifamily - High Rise | 2016 - LEDGlobe1440 to 2600 lumensANY | 0.00028472 | 0 | 0 | 0 | 0 | 0 | 0 | 0 | 0 | 0 | 0 | 0 | 0 | 0 | 0 | 0 | 0 | 0 | 0 | 0 | 0.0012872 |  | 0.00028472
20.3748 | -38.378 | Multifamily - High Rise | 2016 - LEDReflectors and Outdoor250 to 664 lumensANY | 0.0037598 | 0 | 0 | 0 | 0 | 0 | 0 | 0 | 0 | 0 | 0 | 0 | 0 | 0 | 0 | 0 | 0 | 0 | 0 | 0 | 0.016998 |  | 0.0037598
15.5362 | -47.7259 | Multifamily - High Rise | 2016 - LEDReflectors and Outdoor665 to 1439 lumensANY | 0.02897 | 0 | 0 | 0 | 0 | 0 | 0 | 0 | 0 | 0 | 0 | 0 | 0 | 0 | 0 | 0 | 0 | 0 | 0 | 0 | 0.13097 |  | 0.02897
83.1732 | -27.3345 | Multifamily - High Rise | 2016 - LEDReflectors and Outdoor1440 to 2600 lumensANY | 0.012745 | 0 | 0 | 0 | 0 | 0 | 0 | 0 | 0 | 0 | 0 | 0 | 0 | 0 | 0 | 0 | 0 | 0 | 0 | 0 | 0.057617 |  | 0.012745
48.4214 | -0.28395 | Multifamily - High Rise | 2016 - LEDThree-Way250 to 664 lumensANY | 0.00011643 | 0 | 0 | 0 | 0 | 0 | 0 | 0 | 0 | 0 | 0 | 0 | 0 | 0 | 0 | 0 | 0 | 0 | 0 | 0 | 0.00052634 |  | 0.00011643
52.1577 | -8.9398 | Multifamily - High Rise | 2016 - LEDThree-Way665 to 1439 lumensANY | 0.001548 | 0 | 0 | 0 | 0 | 0 | 0 | 0 | 0 | 0 | 0 | 0 | 0 | 0 | 0 | 0 | 0 | 0 | 0 | 0 | 0.0069981 |  | 0.001548
46.6733 | -22.0119 | Multifamily - High Rise | 2016 - LEDThree-Way1440 to 2600 lumensANY | 0.0053565 | 0 | 0 | 0 | 0 | 0 | 0 | 0 | 0 | 0 | 0 | 0 | 0 | 0 | 0 | 0 | 0 | 0 | 0 | 0 | 0.024216 |  | 0.0053565
19.2363 | -15.06 | Manufactured | 2016 - LEDDecorative and Mini-Base250 to 664 lumensANY | 0.082579 | 0 | 0 | 0 | 0 | 0 | 0 | 0 | 0 | 0 | 0 | 0 | 0 | 0 | 0 | 0 | 0 | 0 | 0 | 0 | 0.37332 |  | 0.082579
14.492 | -3.5287 | Manufactured | 2016 - LEDDecorative and Mini-Base665 to 1439 lumensANY | 0.017063 | 0 | 0 | 0 | 0 | 0 | 0 | 0 | 0 | 0 | 0 | 0 | 0 | 0 | 0 | 0 | 0 | 0 | 0 | 0 | 0.077139 |  | 0.017063
7.1769 | 355.2229 | Manufactured | 2016 - LEDDecorative and Mini-Base1440 to 2600 lumensANY | 0.00016602 | 0 | 0 | 0 | 0 | 0 | 0 | 0 | 0 | 0 | 0 | 0 | 0 | 0 | 0 | 0 | 0 | 0 | 0 | 0 | 0.00075053 |  | 0.00016602
1.8356 | 45.3547 | Manufactured | 2016 - LEDGeneral Purpose and Dimmable250 to 664 lumensANY | 0.0065803 | 0 | 0 | 0 | 0 | 0 | 0 | 0 | 0 | 0 | 0 | 0 | 0 | 0 | 0 | 0 | 0 | 0 | 0 | 0 | 0.029748 |  | 0.0065803
7.1646 | 56.6118 | Manufactured | 2016 - LEDGeneral Purpose and Dimmable665 to 1439 lumensANY | 0.19818 | 0 | 0 | 0 | 0 | 0 | 0 | 0 | 0 | 0 | 0 | 0 | 0 | 0 | 0 | 0 | 0 | 0 | 0 | 0 | 0.89595 |  | 0.19818
13.3867 | 91.0637 | Manufactured | 2016 - LEDGeneral Purpose and Dimmable1440 to 2600 lumensANY | 0.036919 | 0 | 0 | 0 | 0 | 0 | 0 | 0 | 0 | 0 | 0 | 0 | 0 | 0 | 0 | 0 | 0 | 0 | 0 | 0 | 0.1669 |  | 0.036919
14.3345 | -37.3971 | Manufactured | 2016 - LEDGlobe250 to 664 lumensANY | 0.033788 | 0 | 0 | 0 | 0 | 0 | 0 | 0 | 0 | 0 | 0 | 0 | 0 | 0 | 0 | 0 | 0 | 0 | 0 | 0 | 0.15275 |  | 0.033788
9.8724 | -94.9967 | Manufactured | 2016 - LEDGlobe665 to 1439 lumensANY | 0.01419 | 0 | 0 | 0 | 0 | 0 | 0 | 0 | 0 | 0 | 0 | 0 | 0 | 0 | 0 | 0 | 0 | 0 | 0 | 0 | 0.064149 |  | 0.01419
10.6812 | -99.8783 | Manufactured | 2016 - LEDGlobe1440 to 2600 lumensANY | 0.0011568 | 0 | 0 | 0 | 0 | 0 | 0 | 0 | 0 | 0 | 0 | 0 | 0 | 0 | 0 | 0 | 0 | 0 | 0 | 0 | 0.0052297 |  | 0.0011568
20.3748 | -38.378 | Manufactured | 2016 - LEDReflectors and Outdoor250 to 664 lumensANY | 0.015276 | 0 | 0 | 0 | 0 | 0 | 0 | 0 | 0 | 0 | 0 | 0 | 0 | 0 | 0 | 0 | 0 | 0 | 0 | 0 | 0.06906 |  | 0.015276
15.5362 | -47.7259 | Manufactured | 2016 - LEDReflectors and Outdoor665 to 1439 lumensANY | 0.1177 | 0 | 0 | 0 | 0 | 0 | 0 | 0 | 0 | 0 | 0 | 0 | 0 | 0 | 0 | 0 | 0 | 0 | 0 | 0 | 0.53211 |  | 0.1177
83.1732 | -27.3345 | Manufactured | 2016 - LEDReflectors and Outdoor1440 to 2600 lumensANY | 0.051781 | 0 | 0 | 0 | 0 | 0 | 0 | 0 | 0 | 0 | 0 | 0 | 0 | 0 | 0 | 0 | 0 | 0 | 0 | 0 | 0.23409 |  | 0.051781
48.4214 | -0.28395 | Manufactured | 2016 - LEDThree-Way250 to 664 lumensANY | 0.00047303 | 0 | 0 | 0 | 0 | 0 | 0 | 0 | 0 | 0 | 0 | 0 | 0 | 0 | 0 | 0 | 0 | 0 | 0 | 0 | 0.0021385 |  | 0.00047303
52.1577 | -8.9398 | Manufactured | 2016 - LEDThree-Way665 to 1439 lumensANY | 0.0062893 | 0 | 0 | 0 | 0 | 0 | 0 | 0 | 0 | 0 | 0 | 0 | 0 | 0 | 0 | 0 | 0 | 0 | 0 | 0 | 0.028433 |  | 0.0062893
46.6733 | -22.0119 | Manufactured | 2016 - LEDThree-Way1440 to 2600 lumensANY | 0.021763 | 0 | 0 | 0 | 0 | 0 | 0 | 0 | 0 | 0 | 0 | 0 | 0 | 0 | 0 | 0 | 0 | 0 | 0 | 0 | 0.098386 |  | 0.021763
| -8.896 |  |  | 9.5086 | 0 | 0 | 0 | 0 | 0 | 0 | 0 | 0 | 0 | 0 | 0 | 0 | 0 | 0 | 0 | 0 | 0 | 0 | 0 | 42.9867
|  |  |  | 9.5086 | 9.5086 | 9.5086 | 9.5086 | 9.5086 | 9.5086 | 9.5086 | 9.5086 | 9.5086 | 9.5086 | 9.5086 | 9.5086 | 9.5086 | 9.5086 | 9.5086 | 9.5086 | 9.5086 | 9.5086 | 9.5086 | 9.5086
RECOMBINE MEASURE BUNDLES INTO SUPPLY CURVE CUMULATIVE
|  |  |  | 2016 | 2017 | 2018 | 2019 | 2020 | 2021 | 2022 | 2023 | 2024 | 2025 | 2026 | 2027 | 2028 | 2029 | 2030 | 2031 | 2032 | 2033 | 2034 | 2035 | MAX
|  | lvlcost | lvlcost | aMW_2016 | aMW_2017 | aMW_2018 | aMW_2019 | aMW_2020 | aMW_2021 | aMW_2022 | aMW_2023 | aMW_2024 | aMW_2025 | aMW_2026 | aMW_2027 | aMW_2028 | aMW_2029 | aMW_2030 | aMW_2031 | aMW_2032 | aMW_2033 | aMW_2034 | aMW_2035 | MAX
| Block 1: <= 0 mills/kWh | >=-9999 | <=0 | 5.7007 | 0 | 0 | 0 | 0 | 0 | 0 | 0 | 0 | 0 | 0 | 0 | 0 | 0 | 0 | 0 | 0 | 0 | 0 | 0 | 25.7718
| Block 2: 0-10 mills/kWh | >0 | <=10 | 5.7007 | 0 | 0 | 0 | 0 | 0 | 0 | 0 | 0 | 0 | 0 | 0 | 0 | 0 | 0 | 0 | 0 | 0 | 0 | 0 | 25.7718
| Block 3: 10-20 mills/kWh | >10 | <=20 | 5.7007 | 0 | 0 | 0 | 0 | 0 | 0 | 0 | 0 | 0 | 0 | 0 | 0 | 0 | 0 | 0 | 0 | 0 | 0 | 0 | 25.7718
| Block 4: 20-30 mills/kWh | >20 | <=30 | 5.7007 | 0 | 0 | 0 | 0 | 0 | 0 | 0 | 0 | 0 | 0 | 0 | 0 | 0 | 0 | 0 | 0 | 0 | 0 | 0 | 25.7718
| Block 5: 30-40 mills/kWh | >30 | <=40 | 5.7007 | 0 | 0 | 0 | 0 | 0 | 0 | 0 | 0 | 0 | 0 | 0 | 0 | 0 | 0 | 0 | 0 | 0 | 0 | 0 | 25.7718
| Block 6: 40-50 mills/kWh | >40 | <=50 | 5.8043 | 0 | 0 | 0 | 0 | 0 | 0 | 0 | 0 | 0 | 0 | 0 | 0 | 0 | 0 | 0 | 0 | 0 | 0 | 0 | 26.2401
| Block 7: 50-60 mills/kWh | >50 | <=60 | 8.9247 | 0 | 0 | 0 | 0 | 0 | 0 | 0 | 0 | 0 | 0 | 0 | 0 | 0 | 0 | 0 | 0 | 0 | 0 | 0 | 40.347
| Block 8: 60-70 mills/kWh | >60 | <=70 | 8.9247 | 0 | 0 | 0 | 0 | 0 | 0 | 0 | 0 | 0 | 0 | 0 | 0 | 0 | 0 | 0 | 0 | 0 | 0 | 0 | 40.347
| Block 9: 70-80 mills/kWh | >70 | <=80 | 8.9247 | 0 | 0 | 0 | 0 | 0 | 0 | 0 | 0 | 0 | 0 | 0 | 0 | 0 | 0 | 0 | 0 | 0 | 0 | 0 | 40.347
| Block 10: 80-90 mills/kWh | >80 | <=90 | 8.9247 | 0 | 0 | 0 | 0 | 0 | 0 | 0 | 0 | 0 | 0 | 0 | 0 | 0 | 0 | 0 | 0 | 0 | 0 | 0 | 40.347
| Block 11: 90-100 mills/kWh | >90 | <=100 | 9.506 | 0 | 0 | 0 | 0 | 0 | 0 | 0 | 0 | 0 | 0 | 0 | 0 | 0 | 0 | 0 | 0 | 0 | 0 | 0 | 42.9749
| Block 12: 100-110 mills/kWh | >100 | <=110 | 9.506 | 0 | 0 | 0 | 0 | 0 | 0 | 0 | 0 | 0 | 0 | 0 | 0 | 0 | 0 | 0 | 0 | 0 | 0 | 0 | 42.9749
| Block 13: 110-120 mills/kWh | >110 | <=120 | 9.506 | 0 | 0 | 0 | 0 | 0 | 0 | 0 | 0 | 0 | 0 | 0 | 0 | 0 | 0 | 0 | 0 | 0 | 0 | 0 | 42.9749
| Block 14: 120-130 mills/kWh | >120 | <=130 | 9.506 | 0 | 0 | 0 | 0 | 0 | 0 | 0 | 0 | 0 | 0 | 0 | 0 | 0 | 0 | 0 | 0 | 0 | 0 | 0 | 42.9749
| Block 15: 130-140 mills/kWh | >130 | <=140 | 9.506 | 0 | 0 | 0 | 0 | 0 | 0 | 0 | 0 | 0 | 0 | 0 | 0 | 0 | 0 | 0 | 0 | 0 | 0 | 0 | 42.9749
| Block 16: 140-150 mills/kWh | >140 | <=150 | 9.506 | 0 | 0 | 0 | 0 | 0 | 0 | 0 | 0 | 0 | 0 | 0 | 0 | 0 | 0 | 0 | 0 | 0 | 0 | 0 | 42.9749
| Block 17: 150-160 mills/kWh | >150 | <=160 | 9.506 | 0 | 0 | 0 | 0 | 0 | 0 | 0 | 0 | 0 | 0 | 0 | 0 | 0 | 0 | 0 | 0 | 0 | 0 | 0 | 42.9749
| Block 18: 160-170 mills/kWh | >160 | <=170 | 9.506 | 0 | 0 | 0 | 0 | 0 | 0 | 0 | 0 | 0 | 0 | 0 | 0 | 0 | 0 | 0 | 0 | 0 | 0 | 0 | 42.9749
| Block 19: 170-180 mills/kWh | >170 | <=180 | 9.506 | 0 | 0 | 0 | 0 | 0 | 0 | 0 | 0 | 0 | 0 | 0 | 0 | 0 | 0 | 0 | 0 | 0 | 0 | 0 | 42.9749
| Block 20: 180-190 mills/kWh | >180 | <=190 | 9.506 | 0 | 0 | 0 | 0 | 0 | 0 | 0 | 0 | 0 | 0 | 0 | 0 | 0 | 0 | 0 | 0 | 0 | 0 | 0 | 42.9749
| Block 21: 190-200 mills/kWh | >190 | <=200 | 9.506 | 0 | 0 | 0 | 0 | 0 | 0 | 0 | 0 | 0 | 0 | 0 | 0 | 0 | 0 | 0 | 0 | 0 | 0 | 0 | 42.9749
| Block 22: 200-210 mills/kWh | >200 | <=210 | 9.506 | 0 | 0 | 0 | 0 | 0 | 0 | 0 | 0 | 0 | 0 | 0 | 0 | 0 | 0 | 0 | 0 | 0 | 0 | 0 | 42.9749
| Block 23: 210-220 mills/kWh | >210 | <=220 | 9.506 | 0 | 0 | 0 | 0 | 0 | 0 | 0 | 0 | 0 | 0 | 0 | 0 | 0 | 0 | 0 | 0 | 0 | 0 | 0 | 42.9749
| Block 24: 220-230 mills/kWh | >220 | <=230 | 9.506 | 0 | 0 | 0 | 0 | 0 | 0 | 0 | 0 | 0 | 0 | 0 | 0 | 0 | 0 | 0 | 0 | 0 | 0 | 0 | 42.9749
| Block 25: 230-240 mills/kWh | >230 | <=240 | 9.506 | 0 | 0 | 0 | 0 | 0 | 0 | 0 | 0 | 0 | 0 | 0 | 0 | 0 | 0 | 0 | 0 | 0 | 0 | 0 | 42.9749
| Block 26: 240-250 mills/kWh | >240 | <=250 | 9.506 | 0 | 0 | 0 | 0 | 0 | 0 | 0 | 0 | 0 | 0 | 0 | 0 | 0 | 0 | 0 | 0 | 0 | 0 | 0 | 42.9749
| Block 27: 250-260 mills/kWh | >250 | <=260 | 9.506 | 0 | 0 | 0 | 0 | 0 | 0 | 0 | 0 | 0 | 0 | 0 | 0 | 0 | 0 | 0 | 0 | 0 | 0 | 0 | 42.9749
| Block 28: 260-270 mills/kWh | >260 | <=270 | 9.506 | 0 | 0 | 0 | 0 | 0 | 0 | 0 | 0 | 0 | 0 | 0 | 0 | 0 | 0 | 0 | 0 | 0 | 0 | 0 | 42.9749
| Block 29: 270-280 mills/kWh | >270 | <=280 | 9.506 | 0 | 0 | 0 | 0 | 0 | 0 | 0 | 0 | 0 | 0 | 0 | 0 | 0 | 0 | 0 | 0 | 0 | 0 | 0 | 42.9749
| Block 30: 280-290 mills/kWh | >280 | <=290 | 9.506 | 0 | 0 | 0 | 0 | 0 | 0 | 0 | 0 | 0 | 0 | 0 | 0 | 0 | 0 | 0 | 0 | 0 | 0 | 0 | 42.9749
| Block 31: 290-300 mills/kWh | >290 | <=300 | 9.506 | 0 | 0 | 0 | 0 | 0 | 0 | 0 | 0 | 0 | 0 | 0 | 0 | 0 | 0 | 0 | 0 | 0 | 0 | 0 | 42.9749
| Block 32: > 300 mills/kWh | >300 | <=9999 | 9.5086 | 0 | 0 | 0 | 0 | 0 | 0 | 0 | 0 | 0 | 0 | 0 | 0 | 0 | 0 | 0 | 0 | 0 | 0 | 0 | 42.9867
RECOMBINE MEASURE BUNDLES INTO SUPPLY CURVE INCREMENTAL
|  |  | Lighting | 2016 | 2017 | 2018 | 2019 | 2020 | 2021 | 2022 | 2023 | 2024 | 2025 | 2026 | 2027 | 2028 | 2029 | 2030 | 2031 | 2032 | 2033 | 2034 | 2035 | MAX
|  |  | Lighting | aMW_2016 | aMW_2017 | aMW_2018 | aMW_2019 | aMW_2020 | aMW_2021 | aMW_2022 | aMW_2023 | aMW_2024 | aMW_2025 | aMW_2026 | aMW_2027 | aMW_2028 | aMW_2029 | aMW_2030 | aMW_2031 | aMW_2032 | aMW_2033 | aMW_2034 | aMW_2035 | MAX
|  |  | Block 1: <= 0 mills/kWh | 5.7007 | 0 | 0 | 0 | 0 | 0 | 0 | 0 | 0 | 0 | 0 | 0 | 0 | 0 | 0 | 0 | 0 | 0 | 0 | 0 | 25.7718
|  |  | Block 2: 0-10 mills/kWh | 0 | 0 | 0 | 0 | 0 | 0 | 0 | 0 | 0 | 0 | 0 | 0 | 0 | 0 | 0 | 0 | 0 | 0 | 0 | 0 | 0
|  |  | Block 3: 10-20 mills/kWh | 0 | 0 | 0 | 0 | 0 | 0 | 0 | 0 | 0 | 0 | 0 | 0 | 0 | 0 | 0 | 0 | 0 | 0 | 0 | 0 | 0
|  |  | Block 4: 20-30 mills/kWh | 0 | 0 | 0 | 0 | 0 | 0 | 0 | 0 | 0 | 0 | 0 | 0 | 0 | 0 | 0 | 0 | 0 | 0 | 0 | 0 | 0
|  |  | Block 5: 30-40 mills/kWh | 0 | 0 | 0 | 0 | 0 | 0 | 0 | 0 | 0 | 0 | 0 | 0 | 0 | 0 | 0 | 0 | 0 | 0 | 0 | 0 | 0
|  |  | Block 6: 40-50 mills/kWh | 0.10361 | 0 | 0 | 0 | 0 | 0 | 0 | 0 | 0 | 0 | 0 | 0 | 0 | 0 | 0 | 0 | 0 | 0 | 0 | 0 | 0.46839
|  |  | Block 7: 50-60 mills/kWh | 3.1204 | 0 | 0 | 0 | 0 | 0 | 0 | 0 | 0 | 0 | 0 | 0 | 0 | 0 | 0 | 0 | 0 | 0 | 0 | 0 | 14.1069
|  |  | Block 8: 60-70 mills/kWh | 0 | 0 | 0 | 0 | 0 | 0 | 0 | 0 | 0 | 0 | 0 | 0 | 0 | 0 | 0 | 0 | 0 | 0 | 0 | 0 | 0
|  |  | Block 9: 70-80 mills/kWh | 0 | 0 | 0 | 0 | 0 | 0 | 0 | 0 | 0 | 0 | 0 | 0 | 0 | 0 | 0 | 0 | 0 | 0 | 0 | 0 | 0
|  |  | Block 10: 80-90 mills/kWh | 0 | 0 | 0 | 0 | 0 | 0 | 0 | 0 | 0 | 0 | 0 | 0 | 0 | 0 | 0 | 0 | 0 | 0 | 0 | 0 | 0
|  |  | Block 11: 90-100 mills/kWh | 0.5813 | 0 | 0 | 0 | 0 | 0 | 0 | 0 | 0 | 0 | 0 | 0 | 0 | 0 | 0 | 0 | 0 | 0 | 0 | 0 | 2.6279
|  |  | Block 12: 100-110 mills/kWh | 0 | 0 | 0 | 0 | 0 | 0 | 0 | 0 | 0 | 0 | 0 | 0 | 0 | 0 | 0 | 0 | 0 | 0 | 0 | 0 | 0
|  |  | Block 13: 110-120 mills/kWh | 0 | 0 | 0 | 0 | 0 | 0 | 0 | 0 | 0 | 0 | 0 | 0 | 0 | 0 | 0 | 0 | 0 | 0 | 0 | 0 | 0
|  |  | Block 14: 120-130 mills/kWh | 0 | 0 | 0 | 0 | 0 | 0 | 0 | 0 | 0 | 0 | 0 | 0 | 0 | 0 | 0 | 0 | 0 | 0 | 0 | 0 | 0
|  |  | Block 15: 130-140 mills/kWh | 0 | 0 | 0 | 0 | 0 | 0 | 0 | 0 | 0 | 0 | 0 | 0 | 0 | 0 | 0 | 0 | 0 | 0 | 0 | 0 | 0
|  |  | Block 16: 140-150 mills/kWh | 0 | 0 | 0 | 0 | 0 | 0 | 0 | 0 | 0 | 0 | 0 | 0 | 0 | 0 | 0 | 0 | 0 | 0 | 0 | 0 | 0
|  |  | Block 17: 150-160 mills/kWh | 0 | 0 | 0 | 0 | 0 | 0 | 0 | 0 | 0 | 0 | 0 | 0 | 0 | 0 | 0 | 0 | 0 | 0 | 0 | 0 | 0
|  |  | Block 18: 160-170 mills/kWh | 0 | 0 | 0 | 0 | 0 | 0 | 0 | 0 | 0 | 0 | 0 | 0 | 0 | 0 | 0 | 0 | 0 | 0 | 0 | 0 | 0
|  |  | Block 19: 170-180 mills/kWh | 0 | 0 | 0 | 0 | 0 | 0 | 0 | 0 | 0 | 0 | 0 | 0 | 0 | 0 | 0 | 0 | 0 | 0 | 0 | 0 | 0
|  |  | Block 20: 180-190 mills/kWh | 0 | 0 | 0 | 0 | 0 | 0 | 0 | 0 | 0 | 0 | 0 | 0 | 0 | 0 | 0 | 0 | 0 | 0 | 0 | 0 | 0
|  |  | Block 21: 190-200 mills/kWh | 0 | 0 | 0 | 0 | 0 | 0 | 0 | 0 | 0 | 0 | 0 | 0 | 0 | 0 | 0 | 0 | 0 | 0 | 0 | 0 | 0
|  |  | Block 22: 200-210 mills/kWh | 0 | 0 | 0 | 0 | 0 | 0 | 0 | 0 | 0 | 0 | 0 | 0 | 0 | 0 | 0 | 0 | 0 | 0 | 0 | 0 | 0
|  |  | Block 23: 210-220 mills/kWh | 0 | 0 | 0 | 0 | 0 | 0 | 0 | 0 | 0 | 0 | 0 | 0 | 0 | 0 | 0 | 0 | 0 | 0 | 0 | 0 | 0
|  |  | Block 24: 220-230 mills/kWh | 0 | 0 | 0 | 0 | 0 | 0 | 0 | 0 | 0 | 0 | 0 | 0 | 0 | 0 | 0 | 0 | 0 | 0 | 0 | 0 | 0
|  |  | Block 25: 230-240 mills/kWh | 0 | 0 | 0 | 0 | 0 | 0 | 0 | 0 | 0 | 0 | 0 | 0 | 0 | 0 | 0 | 0 | 0 | 0 | 0 | 0 | 0
|  |  | Block 26: 240-250 mills/kWh | 0 | 0 | 0 | 0 | 0 | 0 | 0 | 0 | 0 | 0 | 0 | 0 | 0 | 0 | 0 | 0 | 0 | 0 | 0 | 0 | 0
|  |  | Block 27: 250-260 mills/kWh | 0 | 0 | 0 | 0 | 0 | 0 | 0 | 0 | 0 | 0 | 0 | 0 | 0 | 0 | 0 | 0 | 0 | 0 | 0 | 0 | 0
|  |  | Block 28: 260-270 mills/kWh | 0 | 0 | 0 | 0 | 0 | 0 | 0 | 0 | 0 | 0 | 0 | 0 | 0 | 0 | 0 | 0 | 0 | 0 | 0 | 0 | 0
|  |  | Block 29: 270-280 mills/kWh | 0 | 0 | 0 | 0 | 0 | 0 | 0 | 0 | 0 | 0 | 0 | 0 | 0 | 0 | 0 | 0 | 0 | 0 | 0 | 0 | 0
|  |  | Block 30: 280-290 mills/kWh | 0 | 0 | 0 | 0 | 0 | 0 | 0 | 0 | 0 | 0 | 0 | 0 | 0 | 0 | 0 | 0 | 0 | 0 | 0 | 0 | 0
|  |  | Block 31: 290-300 mills/kWh | 0 | 0 | 0 | 0 | 0 | 0 | 0 | 0 | 0 | 0 | 0 | 0 | 0 | 0 | 0 | 0 | 0 | 0 | 0 | 0 | 0
|  |  | Block 32: > 300 mills/kWh | 0.0026139 | 0 | 0 | 0 | 0 | 0 | 0 | 0 | 0 | 0 | 0 | 0 | 0 | 0 | 0 | 0 | 0 | 0 | 0 | 0 | 0.011817
|  |  | Total per Year | 9.5086 | 0 | 0 | 0 | 0 | 0 | 0 | 0 | 0 | 0 | 0 | 0 | 0 | 0 | 0 | 0 | 0 | 0 | 0 | 0
|  |  | Total Cumulative | 9.5086 | 9.5086 | 9.5086 | 9.5086 | 9.5086 | 9.5086 | 9.5086 | 9.5086 | 9.5086 | 9.5086 | 9.5086 | 9.5086 | 9.5086 | 9.5086 | 9.5086 | 9.5086 | 9.5086 | 9.5086 | 9.5086 | 9.5086 | 42.9867
ACHIEVABLE SAVINGS - CUMULATIVE BY MILL BIN - FOR MEASURE - Lighting |  |  | aMW | 2016 | 2017 | 2018 | 2019 | 2020 | 2021 | 2022 | 2023 | 2024 | 2025 | 2026 | 2027 | 2028 | 2029 | 2030 | 2031 | 2032 | 2033 | 2034 | 2035
|  |  | Lighting | aMW_2016 | aMW_2017 | aMW_2018 | aMW_2019 | aMW_2020 | aMW_2021 | aMW_2022 | aMW_2023 | aMW_2024 | aMW_2025 | aMW_2026 | aMW_2027 | aMW_2028 | aMW_2029 | aMW_2030 | aMW_2031 | aMW_2032 | aMW_2033 | aMW_2034 | aMW_2035
|  |  | Block 1: <= 0 mills/kWh | 5.7007 | 5.7007 | 5.7007 | 5.7007 | 5.7007 | 5.7007 | 5.7007 | 5.7007 | 5.7007 | 5.7007 | 5.7007 | 5.7007 | 5.7007 | 5.7007 | 5.7007 | 5.7007 | 5.7007 | 5.7007 | 5.7007 | 5.7007
|  |  | Block 2: 0-10 mills/kWh | 0 | 0 | 0 | 0 | 0 | 0 | 0 | 0 | 0 | 0 | 0 | 0 | 0 | 0 | 0 | 0 | 0 | 0 | 0 | 0
|  |  | Block 3: 10-20 mills/kWh | 0 | 0 | 0 | 0 | 0 | 0 | 0 | 0 | 0 | 0 | 0 | 0 | 0 | 0 | 0 | 0 | 0 | 0 | 0 | 0
|  |  | Block 4: 20-30 mills/kWh | 0 | 0 | 0 | 0 | 0 | 0 | 0 | 0 | 0 | 0 | 0 | 0 | 0 | 0 | 0 | 0 | 0 | 0 | 0 | 0
|  |  | Block 5: 30-40 mills/kWh | 0 | 0 | 0 | 0 | 0 | 0 | 0 | 0 | 0 | 0 | 0 | 0 | 0 | 0 | 0 | 0 | 0 | 0 | 0 | 0
|  |  | Block 6: 40-50 mills/kWh | 0.10361 | 0.10361 | 0.10361 | 0.10361 | 0.10361 | 0.10361 | 0.10361 | 0.10361 | 0.10361 | 0.10361 | 0.10361 | 0.10361 | 0.10361 | 0.10361 | 0.10361 | 0.10361 | 0.10361 | 0.10361 | 0.10361 | 0.10361
|  |  | Block 7: 50-60 mills/kWh | 3.1204 | 3.1204 | 3.1204 | 3.1204 | 3.1204 | 3.1204 | 3.1204 | 3.1204 | 3.1204 | 3.1204 | 3.1204 | 3.1204 | 3.1204 | 3.1204 | 3.1204 | 3.1204 | 3.1204 | 3.1204 | 3.1204 | 3.1204
|  |  | Block 8: 60-70 mills/kWh | 0 | 0 | 0 | 0 | 0 | 0 | 0 | 0 | 0 | 0 | 0 | 0 | 0 | 0 | 0 | 0 | 0 | 0 | 0 | 0
|  |  | Block 9: 70-80 mills/kWh | 0 | 0 | 0 | 0 | 0 | 0 | 0 | 0 | 0 | 0 | 0 | 0 | 0 | 0 | 0 | 0 | 0 | 0 | 0 | 0
|  |  | Block 10: 80-90 mills/kWh | 0 | 0 | 0 | 0 | 0 | 0 | 0 | 0 | 0 | 0 | 0 | 0 | 0 | 0 | 0 | 0 | 0 | 0 | 0 | 0
|  |  | Block 11: 90-100 mills/kWh | 0.5813 | 0.5813 | 0.5813 | 0.5813 | 0.5813 | 0.5813 | 0.5813 | 0.5813 | 0.5813 | 0.5813 | 0.5813 | 0.5813 | 0.5813 | 0.5813 | 0.5813 | 0.5813 | 0.5813 | 0.5813 | 0.5813 | 0.5813
|  |  | Block 12: 100-110 mills/kWh | 0 | 0 | 0 | 0 | 0 | 0 | 0 | 0 | 0 | 0 | 0 | 0 | 0 | 0 | 0 | 0 | 0 | 0 | 0 | 0
|  |  | Block 13: 110-120 mills/kWh | 0 | 0 | 0 | 0 | 0 | 0 | 0 | 0 | 0 | 0 | 0 | 0 | 0 | 0 | 0 | 0 | 0 | 0 | 0 | 0
|  |  | Block 14: 120-130 mills/kWh | 0 | 0 | 0 | 0 | 0 | 0 | 0 | 0 | 0 | 0 | 0 | 0 | 0 | 0 | 0 | 0 | 0 | 0 | 0 | 0
|  |  | Block 15: 130-140 mills/kWh | 0 | 0 | 0 | 0 | 0 | 0 | 0 | 0 | 0 | 0 | 0 | 0 | 0 | 0 | 0 | 0 | 0 | 0 | 0 | 0
|  |  | Block 16: 140-150 mills/kWh | 0 | 0 | 0 | 0 | 0 | 0 | 0 | 0 | 0 | 0 | 0 | 0 | 0 | 0 | 0 | 0 | 0 | 0 | 0 | 0
|  |  | Block 17: 150-160 mills/kWh | 0 | 0 | 0 | 0 | 0 | 0 | 0 | 0 | 0 | 0 | 0 | 0 | 0 | 0 | 0 | 0 | 0 | 0 | 0 | 0
|  |  | Block 18: 160-170 mills/kWh | 0 | 0 | 0 | 0 | 0 | 0 | 0 | 0 | 0 | 0 | 0 | 0 | 0 | 0 | 0 | 0 | 0 | 0 | 0 | 0
|  |  | Block 19: 170-180 mills/kWh | 0 | 0 | 0 | 0 | 0 | 0 | 0 | 0 | 0 | 0 | 0 | 0 | 0 | 0 | 0 | 0 | 0 | 0 | 0 | 0
|  |  | Block 20: 180-190 mills/kWh | 0 | 0 | 0 | 0 | 0 | 0 | 0 | 0 | 0 | 0 | 0 | 0 | 0 | 0 | 0 | 0 | 0 | 0 | 0 | 0
|  |  | Block 21: 190-200 mills/kWh | 0 | 0 | 0 | 0 | 0 | 0 | 0 | 0 | 0 | 0 | 0 | 0 | 0 | 0 | 0 | 0 | 0 | 0 | 0 | 0
|  |  | Block 22: 200-210 mills/kWh | 0 | 0 | 0 | 0 | 0 | 0 | 0 | 0 | 0 | 0 | 0 | 0 | 0 | 0 | 0 | 0 | 0 | 0 | 0 | 0
|  |  | Block 23: 210-220 mills/kWh | 0 | 0 | 0 | 0 | 0 | 0 | 0 | 0 | 0 | 0 | 0 | 0 | 0 | 0 | 0 | 0 | 0 | 0 | 0 | 0
|  |  | Block 24: 220-230 mills/kWh | 0 | 0 | 0 | 0 | 0 | 0 | 0 | 0 | 0 | 0 | 0 | 0 | 0 | 0 | 0 | 0 | 0 | 0 | 0 | 0
|  |  | Block 25: 230-240 mills/kWh | 0 | 0 | 0 | 0 | 0 | 0 | 0 | 0 | 0 | 0 | 0 | 0 | 0 | 0 | 0 | 0 | 0 | 0 | 0 | 0
|  |  | Block 26: 240-250 mills/kWh | 0 | 0 | 0 | 0 | 0 | 0 | 0 | 0 | 0 | 0 | 0 | 0 | 0 | 0 | 0 | 0 | 0 | 0 | 0 | 0
|  |  | Block 27: 250-260 mills/kWh | 0 | 0 | 0 | 0 | 0 | 0 | 0 | 0 | 0 | 0 | 0 | 0 | 0 | 0 | 0 | 0 | 0 | 0 | 0 | 0
|  |  | Block 28: 260-270 mills/kWh | 0 | 0 | 0 | 0 | 0 | 0 | 0 | 0 | 0 | 0 | 0 | 0 | 0 | 0 | 0 | 0 | 0 | 0 | 0 | 0
|  |  | Block 29: 270-280 mills/kWh | 0 | 0 | 0 | 0 | 0 | 0 | 0 | 0 | 0 | 0 | 0 | 0 | 0 | 0 | 0 | 0 | 0 | 0 | 0 | 0
|  |  | Block 30: 280-290 mills/kWh | 0 | 0 | 0 | 0 | 0 | 0 | 0 | 0 | 0 | 0 | 0 | 0 | 0 | 0 | 0 | 0 | 0 | 0 | 0 | 0
|  |  | Block 31: 290-300 mills/kWh | 0 | 0 | 0 | 0 | 0 | 0 | 0 | 0 | 0 | 0 | 0 | 0 | 0 | 0 | 0 | 0 | 0 | 0 | 0 | 0
|  |  | Block 32: > 300 mills/kWh | 0.0026139 | 0.0026139 | 0.0026139 | 0.0026139 | 0.0026139 | 0.0026139 | 0.0026139 | 0.0026139 | 0.0026139 | 0.0026139 | 0.0026139 | 0.0026139 | 0.0026139 | 0.0026139 | 0.0026139 | 0.0026139 | 0.0026139 | 0.0026139 | 0.0026139 | 0.0026139
|  |  | Total per Year | 9.5086 | 9.5086 | 9.5086 | 9.5086 | 9.5086 | 9.5086 | 9.5086 | 9.5086 | 9.5086 | 9.5086 | 9.5086 | 9.5086 | 9.5086 | 9.5086 | 9.5086 | 9.5086 | 9.5086 | 9.5086 | 9.5086 | 9.5086

## SC-NR (2)
Methodology | Methodology: For the Natural Replacement case. Start with 2015 Stock decayed over time for demolition and retirement. Add the New stock not addressed by the New Building Programs. Then apply natural turnover rate based on measure life. The rate is the annual fraction of the stock that is replaced in any year. Also apply the achievable penetration rate by year and the measure applicability factor. Achievable penetration includes program ramp up. The applicability factor represents the portion of the available stock that the measure applies to which is 100percent minus the baseline fraction that is doing the measure absent program. The product is the annual available # of homes. Number of homes times savings per home for aMW potential available by year for each type. Turnover Rate, Achievable Penetration Rate and Applicability Factor are looked up from ResMaster. Savings available for the retrofit measure apply only to the non-NR residual # of homes at the 20th year.
='[7P Forecasts D1.xlsx]Res Forecast (Base Case)'!$D$5
| Vintage | NR | Existing
End Use: | Measure Bundle | Lighting | Region
Lighting | Report Year | 2035 | Base
| Total Max Potential (aMW) | 370.4682
# Homes FOR EXISTING STOCK |  |  |  | 2016 | 2017 | 2018 | 2019 | 2020 | 2021 | 2022 | 2023 | 2024 | 2025 | 2026 | 2027 | 2028 | 2029 | 2030 | 2031 | 2032 | 2033 | 2034 | 2035
|  |  |  | HOMES_2016 | HOMES_2017 | HOMES_2018 | HOMES_2019 | HOMES_2020 | HOMES_2021 | HOMES_2022 | HOMES_2023 | HOMES_2024 | HOMES_2025 | HOMES_2026 | HOMES_2027 | HOMES_2028 | HOMES_2029 | HOMES_2030 | HOMES_2031 | HOMES_2032 | HOMES_2033 | HOMES_2034 | HOMES_2035
|  | Single Family |  |  | 4193982.9786 | 4184459.3605 | 4174957.3684 | 4165476.9533 | 4156018.0661 | 4146580.658 | 4137164.6802 | 4127770.084 | 4118396.8208 | 4109044.8423 | 4099714.1001 | 4090404.546 | 4081116.1319 | 4071848.8097 | 4062602.5315 | 4053377.2496 | 4044172.9164 | 4034989.4841 | 4025826.9055
|  | Multifamily - Low Rise |  |  | 924139.9264 | 922041.373 | 919947.585 | 917858.5517 | 915774.2621 | 913694.7056 | 911619.8714 | 909549.7488 | 907484.327 | 905423.5954 | 903367.5434 | 901316.1603 | 899269.4355 | 897227.3585 | 895189.9186 | 893157.1054 | 891128.9083 | 889105.3169 | 887086.3207
|  | Multifamily - High Rise |  |  | 210700.5284 | 210222.0659 | 209744.6898 | 209268.3979 | 208793.1875 | 208319.0562 | 207846.0016 | 207374.0211 | 206903.1125 | 206433.2733 | 205964.5009 | 205496.793 | 205030.1473 | 204564.5612 | 204100.0323 | 203636.5583 | 203174.1368 | 202712.7653 | 202252.4416
|  | Manufactured |  |  | 565893.3039 | 559845.6099 | 553862.5474 | 547943.4258 | 542087.5619 | 536294.2794 | 530562.9097 | 524892.7911 | 519283.2689 | 513733.6956 | 508243.4306 | 502811.8399 | 497438.2966 | 492122.1802 | 486862.8771 | 481659.7801 | 476512.2886 | 471419.8082 | 466381.7511
| REG_TOTAL_STOCK_# HOMES | Total Regional Stock |  |  | 5894716.7373 | 5876568.4092 | 5858512.1907 | 5840547.3287 | 5822673.0775 | 5804888.6992 | 5787193.4628 | 5769586.6449 | 5752067.5293 | 5734635.4066 | 5717289.575 | 5700029.3393 | 5682854.0112 | 5665762.9095 | 5648755.3595 | 5631830.6935 | 5614988.2501 | 5598227.3746 | 5581547.4189
# Homes NOT TREATED FROM NEW STOCK AND THUS AVAILABLE FOR NR POOL FROM SC-NEW
ONLY INCLUDE AFTER ONE EUL |  |  |  | 1 | 2 | 3 | 4 | 5 | 6 | 7 | 8 | 9 | 10 | 11 | 12 | 13 | 14 | 15 | 16 | 17 | 18 | 19 | 20
INCLUDES 2016 New (SC-NEW) stock in year 9 |  | Single Family |  | 0 | 0 | 0 | 0 | 0 | 0 | 0 | 0 | 50899.6243 | 40785.6449 | 33473.0977 | 28477.4469 | 24381.1937 | 20484.1364 | 17626.2649 | 15608.036 | 13832.2563 | 12699.6542 | 11630.1071 | 10590.3424
|  | Multifamily - Low Rise |  | 0 | 0 | 0 | 0 | 0 | 0 | 0 | 0 | 18903.1917 | 15656.3102 | 13435.1804 | 11438.5433 | 9485.8548 | 8064.0606 | 7072.9697 | 6410.2216 | 5879.7477 | 5448.2077 | 4975.4513 | 4590.8153
|  | Multifamily - High Rise |  | 0 | 0 | 0 | 0 | 0 | 0 | 0 | 0 | 4243.6048 | 3564.1848 | 3104.5748 | 2582.2449 | 2099.9488 | 1811.9325 | 1593.9071 | 1462.5122 | 1332.0519 | 1234.1577 | 1113.4989 | 1025.4302
|  | Manufactured |  | 0 | 0 | 0 | 0 | 0 | 0 | 0 | 0 | 1518.0591 | 1279.9866 | 1147.9667 | 1046.8002 | 892.8678 | 774.8849 | 688.1566 | 615.7402 | 554.3979 | 500.4313 | 452.651 | 417.1042
|  | New Stock into NR/Retro Pool |  | 0 | 0 | 0 | 0 | 0 | 0 | 0 | 0 | 75564.4799 | 61286.1265 | 51160.8196 | 43545.0353 | 36859.865 | 31135.0144 | 26981.2983 | 24096.51 | 21598.4538 | 19882.4509 | 18171.7083 | 16623.692
EXISTING STOCK AVAILABLE TO NR/RETROFIT POOL | [24 empty] | 85%
|  |  |  | 2 | 3 | 4 | 5 | 6 | 7 | 8 | 9 | 10 | 11 | 12 | 13 | 14 | 15 | 16 | 17 | 18 | 19 | 20 | 21 |  | MAX
|  | Single Family |  | 0 | 4193982.9786 | 4184459.3605 | 4174957.3684 | 4165476.9533 | 4156018.0661 | 4146580.658 | 4137164.6802 | 4178669.7083 | 4159182.4658 | 4142517.9401 | 4128191.547 | 4114785.7397 | 4101600.2683 | 4089475.0746 | 4078210.5676 | 4067209.506 | 4056872.5706 | 4046619.5913 | 4036417.2478 |  | 216150143.6214
|  | Multifamily - Low Rise |  | 0 | 924139.9264 | 922041.373 | 919947.585 | 917858.5517 | 915774.2621 | 913694.7056 | 911619.8714 | 928452.9405 | 923140.6372 | 918858.7758 | 914806.0867 | 910802.0151 | 907333.4961 | 904300.3281 | 901600.1401 | 899036.853 | 896577.116 | 894080.7683 | 891677.136 |  | 17432288.0085
|  | Multifamily - High Rise |  | 0 | 210700.5284 | 210222.0659 | 209744.6898 | 209268.3979 | 208793.1875 | 208319.0562 | 207846.0016 | 211617.626 | 210467.2973 | 209537.8481 | 208546.7458 | 207596.7418 | 206842.0797 | 206158.4682 | 205562.5445 | 204968.6102 | 204408.2945 | 203826.2643 | 203277.8718 |  | 3974082.3942
|  | Manufactured |  | 0 | 565893.3039 | 559845.6099 | 553862.5474 | 547943.4258 | 542087.5619 | 536294.2794 | 530562.9097 | 526410.8501 | 520563.2555 | 514881.6623 | 509290.2308 | 503704.7077 | 498213.1815 | 492810.3368 | 487478.6173 | 482214.1781 | 477012.7199 | 471872.4592 | 466798.8552 |  | 13688876.4301
|  |  |  | 0 | 5894716.7373 | 5876568.4092 | 5858512.1907 | 5840547.3287 | 5822673.0775 | 5804888.6992 | 5787193.4628 | 5845151.1249 | 5813353.6558 | 5785796.2263 | 5760834.6103 | 5736889.2042 | 5713989.0256 | 5692744.2078 | 5672851.8695 | 5653429.1473 | 5634870.701 | 5616399.0829 | 5598171.1109 |  | 251245390.4542
APPLY MEASURE APPLICABILITY, SATURATION TURNOVER RATE FOR MAX ANNUAL # UNITS
Applicability | Saturation | Turnover Rate | Lighting - NR | 2016 | 2017 | 2018 | 2019 | 2020 | 2021 | 2022 | 2023 | 2024 | 2025 | 2026 | 2027 | 2028 | 2029 | 2030 | 2031 | 2032 | 2033 | 2034 | 2035
100% | 63 | 12.5% | Single Family | 0 | 33027615.9565 | 32952617.4637 | 32877789.2761 | 32803131.007 | 32728642.2705 | 32654322.6816 | 32580171.8562 | 32506189.4111 | 32432374.964 | 32358728.1334 | 32285248.5386 | 32211935.7999 | 32138789.5384 | 32065809.376 | 31992994.9357 | 31920345.841 | 31847861.7165 | 31775542.1876 | 31703386.8806 |  | 215583030.7878
100% | 23 | 12.5% | Multifamily - Low Rise | 0 | 2656902.2884 | 2650868.9474 | 2644849.307 | 2638843.3361 | 2632851.0036 | 2626872.2787 | 2620907.1303 | 2614955.5277 | 2609017.4401 | 2603092.8368 | 2597181.6873 | 2591283.9608 | 2585399.6271 | 2579528.6555 | 2573671.0159 | 2567826.678 | 2561995.6114 | 2556177.7861 | 2550373.1721 |  | 17342537.5702
100% | 23 | 12.5% | Multifamily - High Rise | 0 | 605764.0191 | 604388.4393 | 603015.9833 | 601646.6439 | 600280.414 | 598917.2865 | 597557.2545 | 596200.3108 | 594846.4485 | 593495.6606 | 592147.9401 | 590803.28 | 589461.6734 | 588123.1133 | 586787.5929 | 585455.1052 | 584125.6433 | 582799.2004 | 581475.7696 |  | 3954035.2331
100% | 34.5 | 12.5% | Manufactured | 0 | 2440414.8733 | 2414334.1925 | 2388532.2356 | 2363006.0239 | 2337752.6105 | 2312769.08 | 2288052.5481 | 2263600.1615 | 2239409.0971 | 2215476.5624 | 2191799.7943 | 2168376.0596 | 2145202.654 | 2122276.9022 | 2099596.1576 | 2077157.8019 | 2054959.2446 | 2032997.9229 | 2011271.3016 |  | 13676644.8508
|  |  |  | 0 | 38730697.1372 | 38622209.0429 | 38514186.802 | 38406627.0109 | 38299526.2985 | 38192881.3267 | 38086688.789 | 37980945.4111 | 37875647.9498 | 37770793.1932 | 37666377.9603 | 37562399.1003 | 37458853.4928 | 37355738.0471 | 37253049.7021 | 37150785.426 | 37048942.2157 | 36947517.097 | 36846507.1238 |  | 717770373.1266
Applicability | Saturation | Turnover Rate | Lighting - NEW | 2016 | 2017 | 2018 | 2019 | 2020 | 2021 | 2022 | 2023 | 2024 | 2025 | 2026 | 2027 | 2028 | 2029 | 2030 | 2031 | 2032 | 2033 | 2034 | 2035
100% | 77 | 100% | Single Family | 0 | 0 | 0 | 0 | 0 | 0 | 0 | 0 | 3919271.0724 | 3140494.6603 | 2577428.5251 | 2192763.4101 | 1877351.9111 | 1577278.5046 | 1357222.3978 | 1201818.7749 | 1065083.7384 | 977873.3757 | 895518.2496 | 815456.3621 |  | 18357926.8348
100% | 23 | 100% | Multifamily - Low Rise | 0 | 0 | 0 | 0 | 0 | 0 | 0 | 0 | 434773.4099 | 360095.1341 | 309009.1482 | 263086.4957 | 218174.6597 | 185473.3934 | 162678.3029 | 147435.0959 | 135234.1964 | 125308.7768 | 114435.3808 | 105588.751 |  | 2177098.8331
100% | 23 | 100% | Multifamily - High Rise | 0 | 0 | 0 | 0 | 0 | 0 | 0 | 0 | 97602.9107 | 81976.2501 | 71405.2214 | 59391.6326 | 48298.8219 | 41674.4468 | 36659.8629 | 33637.7805 | 30637.1926 | 28385.6271 | 25610.4749 | 23584.8955 |  | 492035.3494
100% | 34.5 | 100% | Manufactured | 0 | 0 | 0 | 0 | 0 | 0 | 0 | 0 | 52373.0383 | 44159.5376 | 39604.8514 | 36114.6075 | 30803.9383 | 26733.5305 | 23741.403 | 21243.0364 | 19126.7282 | 17264.8806 | 15616.458 | 14390.0933 |  | 289996.2876
|  |  |  | 0 | 0 | 0 | 0 | 0 | 0 | 0 | 0 | 4504020.4313 | 3626725.5822 | 2997447.7461 | 2551356.1459 | 2174629.331 | 1831159.8753 | 1580301.9666 | 1404134.6877 | 1250081.8556 | 1148832.6602 | 1051180.5632 | 959020.1018 |  | 25078890.9469
Achievability =>
INCREMENTAL ACHIEVABILITY |  |  | Lighting - NR | 22.12% | 37.62% | 48.36% | 56.72% | 64.04% | 70.38% | 75.81% | 80.42% | 84.31% | 87.58% | 90.3% | 92.42% | 94.07% | 95.36% | 96.36% | 97.14% | 97.75% | 98.22% | 98.59% | 98.88% |  | 85%
|  |  | Single Family | 0 | 10562429.047 | 13544763.8568 | 15850014.221 | 17856069.7903 | 19578563.5028 | 21041038.5945 | 22270643.9163 | 26104076.496 | 26480003.799 | 26814826.8105 | 27084805.0405 | 27258097.1482 | 27328367.8019 | 27375497.4319 | 27408743.7357 | 27406244.2086 | 27405616.1485 | 27378841.4261 | 27330628.0404
|  |  | Multifamily - Low Rise | 0 | 849693.2368 | 1089606.7345 | 1275052.2481 | 1436429.0642 | 1574994.775 | 1692643.3152 | 1791558.6724 | 2185569.0065 | 2210170.6462 | 2235148.8501 | 2246933.6751 | 2246468.0595 | 2245915.4175 | 2246034.4129 | 2246799.7786 | 2245862.715 | 2243582.1264 | 2238014.1149 | 2232216.7756
|  |  | Multifamily - High Rise | 0 | 193726.955 | 248426.3563 | 290707.2562 | 327500.581 | 359093.057 | 385916.4945 | 408468.8347 | 497209.7024 | 503818.4386 | 510336.6741 | 511828.3018 | 511031.7155 | 511563.804 | 511735.2871 | 512281.2321 | 511885.8897 | 511374.649 | 509856.4846 | 508526.329
|  |  | Manufactured | 0 | 780459.2671 | 992382.0633 | 1151484.6568 | 1286279.6685 | 1398464.3042 | 1490248.7474 | 1564031.1471 | 1659727.5852 | 1699860.2239 | 1730860.6137 | 1750177.1074 | 1758483.8539 | 1760450.5607 | 1757719.6169 | 1751163.2534 | 1741717.0701 | 1730062.6715 | 1716769.7505 | 1702477.4745
|  |  |  | 0 | 12386308.506 | 15875179.011 | 18567258.3821 | 20906279.104 | 22911115.6389 | 24609847.1516 | 26034702.5705 | 30446582.7901 | 30893853.1077 | 31291172.9485 | 31593744.1248 | 31774080.7771 | 31846297.5841 | 31890986.7488 | 31918987.9999 | 31905709.8834 | 31890635.5954 | 31843481.7761 | 31773848.6195
CUMULATIVE ADOPTION |  |  | Lighting - NR | 1 | 2 | 3 | 4 | 5 | 6 | 7 | 8 | 9 | 10 | 11 | 12 | 13 | 14 | 15 | 16 | 17 | 18 | 19 | 20
|  |  | Single Family | 0 | 10562429.047 | 24107192.9039 | 39957207.1248 | 57813276.9152 | 77391840.4179 | 98432879.0125 | 120703522.9288 | 146807599.4248 | 173287603.2238 | 200102430.0343 | 227187235.0748 | 254445332.223 | 281773700.0249 | 309149197.4568 | 336557941.1926 | 363964185.4011 | 391369801.5497 | 418748642.9757 | 446079271.0161
|  |  | Multifamily - Low Rise | 0 | 849693.2368 | 1939299.9713 | 3214352.2194 | 4650781.2836 | 6225776.0585 | 7918419.3737 | 9709978.0461 | 11895547.0525 | 14105717.6988 | 16340866.5489 | 18587800.2241 | 20834268.2835 | 23080183.7011 | 25326218.114 | 27573017.8926 | 29818880.6077 | 32062462.734 | 34300476.8489 | 36532693.6245
|  |  | Multifamily - High Rise | 0 | 193726.955 | 442153.3114 | 732860.5676 | 1060361.1485 | 1419454.2055 | 1805370.7 | 2213839.5348 | 2711049.2372 | 3214867.6758 | 3725204.35 | 4237032.6517 | 4748064.3673 | 5259628.1713 | 5771363.4584 | 6283644.6905 | 6795530.5802 | 7306905.2292 | 7816761.7138 | 8325288.0428
|  |  | Manufactured | 0 | 780459.2671 | 1772841.3304 | 2924325.9872 | 4210605.6558 | 5609069.9599 | 7099318.7073 | 8663349.8544 | 10323077.4396 | 12022937.6635 | 13753798.2772 | 15503975.3846 | 17262459.2385 | 19022909.7992 | 20780629.416 | 22531792.6695 | 24273509.7395 | 26003572.411 | 27720342.1616 | 29422819.6361
|  |  |  | 0 | 12386308.506 | 28261487.5169 | 46828745.899 | 67735025.003 | 90646140.6419 | 115255987.7935 | 141290690.364 | 171737273.1541 | 202631126.2619 | 233922299.2104 | 265516043.3352 | 297290124.1123 | 329136421.6964 | 361027408.4452 | 392946396.4452 | 424852106.3285 | 456742741.9239 | 488586223.7 | 520360072.3195
SUPPLY CURVE SAVINGS BY BUNDLE |  |  | NR | 1: aMW
kWh per home | TRC Net Levelized Cost (Net of All Benefits) in mills/kWh |  | 1 | 2016 | 2017 | 2018 | 2019 | 2020 | 2021 | 2022 | 2023 | 2024 | 2025 | 2026 | 2027 | 2028 | 2029 | 2030 | 2031 | 2032 | 2033 | 2034 | 2035 | MAX
Busbar Savings | lvlcost | segment | measure | aMW_2016 | aMW_2017 | aMW_2018 | aMW_2019 | aMW_2020 | aMW_2021 | aMW_2022 | aMW_2023 | aMW_2024 | aMW_2025 | aMW_2026 | aMW_2027 | aMW_2028 | aMW_2029 | aMW_2030 | aMW_2031 | aMW_2032 | aMW_2033 | aMW_2034 | aMW_2035 | MAX
20.131 | -21.2628 | Single Family | 2017 - LEDDecorative and Mini-Base250 to 664 lumensANY | 0 | 1.9681 | 2.5238 | 2.9533 | 3.3271 | 3.6481 | 3.9206 | 4.1497 | 4.864 | 4.934 | 4.9964 | 5.0467 | 5.079 | 5.0921 | 5.1009 | 5.107 | 5.1066 | 5.1065 | 5.1015 | 5.0925 | 43.59 |  | 83.1176
15.1661 | -19.793 | Single Family | 2017 - LEDDecorative and Mini-Base665 to 1439 lumensANY | 0 | 0.40666 | 0.52149 | 0.61024 | 0.68747 | 0.75379 | 0.8101 | 0.85744 | 1.005 | 1.0195 | 1.0324 | 1.0428 | 1.0495 | 1.0522 | 1.054 | 1.0553 | 1.0552 | 1.0551 | 1.0541 | 1.0523 | 9.0069 |  | 17.1744
7.5107 | 253.6686 | Single Family | 2017 - LEDDecorative and Mini-Base1440 to 2600 lumensANY | 0 | 0.0039566 | 0.0050738 | 0.0059373 | 0.0066888 | 0.007334 | 0.0078819 | 0.0083425 | 0.0097785 | 0.0099193 | 0.010045 | 0.010146 | 0.010211 | 0.010237 | 0.010255 | 0.010267 | 0.010266 | 0.010266 | 0.010256 | 0.010238 | 0.087633 |  | 0.1671
1.921 | 19.8793 | Single Family | 2017 - LEDGeneral Purpose and Dimmable250 to 664 lumensANY | 0 | 0.15683 | 0.20111 | 0.23533 | 0.26512 | 0.29069 | 0.31241 | 0.33066 | 0.38758 | 0.39316 | 0.39813 | 0.40214 | 0.40472 | 0.40576 | 0.40646 | 0.40695 | 0.40692 | 0.40691 | 0.40651 | 0.40579 | 3.4735 |  | 6.6232
7.4978 | 38.0475 | Single Family | 2017 - LEDGeneral Purpose and Dimmable665 to 1439 lumensANY | 0 | 4.7233 | 6.0569 | 7.0878 | 7.9848 | 8.7551 | 9.4091 | 9.9589 | 11.6732 | 11.8413 | 11.991 | 12.1117 | 12.1892 | 12.2206 | 12.2417 | 12.2566 | 12.2555 | 12.2552 | 12.2432 | 12.2216 | 104.6131 |  | 199.4766
14.0093 | 64.3728 | Single Family | 2017 - LEDGeneral Purpose and Dimmable1440 to 2600 lumensANY | 0 | 0.87989 | 1.1283 | 1.3204 | 1.4875 | 1.631 | 1.7528 | 1.8552 | 2.1746 | 2.2059 | 2.2338 | 2.2563 | 2.2707 | 2.2765 | 2.2805 | 2.2832 | 2.283 | 2.283 | 2.2808 | 2.2767 | 19.4881 |  | 37.16
15.0012 | -40.7232 | Single Family | 2017 - LEDGlobe250 to 664 lumensANY | 0 | 0.80526 | 1.0326 | 1.2084 | 1.3613 | 1.4926 | 1.6041 | 1.6979 | 1.9901 | 2.0188 | 2.0443 | 2.0649 | 2.0781 | 2.0835 | 2.0871 | 2.0896 | 2.0894 | 2.0894 | 2.0873 | 2.0836 | 17.8353 |  | 34.0084
10.3316 | -97.4833 | Single Family | 2017 - LEDGlobe665 to 1439 lumensANY | 0 | 0.33818 | 0.43367 | 0.50747 | 0.5717 | 0.62685 | 0.67367 | 0.71304 | 0.83578 | 0.84781 | 0.85853 | 0.86718 | 0.87273 | 0.87498 | 0.87649 | 0.87755 | 0.87747 | 0.87745 | 0.87659 | 0.87505 | 7.4901 |  | 14.2822
11.178 | -118.6674 | Single Family | 2017 - LEDGlobe1440 to 2600 lumensANY | 0 | 0.02757 | 0.035354 | 0.041371 | 0.046607 | 0.051103 | 0.054921 | 0.05813 | 0.068136 | 0.069117 | 0.069991 | 0.070696 | 0.071148 | 0.071332 | 0.071455 | 0.071542 | 0.071535 | 0.071533 | 0.071464 | 0.071338 | 0.61063 |  | 1.1643
21.3225 | -49.2564 | Single Family | 2017 - LEDReflectors and Outdoor250 to 664 lumensANY | 0 | 0.36407 | 0.46687 | 0.54632 | 0.61547 | 0.67484 | 0.72525 | 0.76763 | 0.89976 | 0.91272 | 0.92426 | 0.93357 | 0.93954 | 0.94196 | 0.94359 | 0.94473 | 0.94465 | 0.94463 | 0.9437 | 0.94204 | 8.0636 |  | 15.3756
16.2588 | -57.5585 | Single Family | 2017 - LEDReflectors and Outdoor665 to 1439 lumensANY | 0 | 2.8052 | 3.5972 | 4.2094 | 4.7422 | 5.1997 | 5.5881 | 5.9146 | 6.9327 | 7.0326 | 7.1215 | 7.1932 | 7.2392 | 7.2579 | 7.2704 | 7.2792 | 7.2786 | 7.2784 | 7.2713 | 7.2585 | 62.1301 |  | 118.4698
87.0418 | -31.3422 | Single Family | 2017 - LEDReflectors and Outdoor1440 to 2600 lumensANY | 0 | 1.2341 | 1.5826 | 1.8519 | 2.0863 | 2.2875 | 2.4584 | 2.6021 | 3.05 | 3.0939 | 3.133 | 3.1645 | 3.1848 | 3.193 | 3.1985 | 3.2024 | 3.2021 | 3.202 | 3.1989 | 3.1933 | 27.3333 |  | 52.1193
50.6736 | -6.4267 | Single Family | 2017 - LEDThree-Way250 to 664 lumensANY | 0 | 0.011274 | 0.014457 | 0.016917 | 0.019058 | 0.020897 | 0.022458 | 0.02377 | 0.027862 | 0.028263 | 0.02862 | 0.028909 | 0.029094 | 0.029169 | 0.029219 | 0.029254 | 0.029252 | 0.029251 | 0.029222 | 0.029171 | 0.24969 |  | 0.47612
54.5836 | -12.3343 | Single Family | 2017 - LEDThree-Way665 to 1439 lumensANY | 0 | 0.14989 | 0.19222 | 0.22493 | 0.2534 | 0.27784 | 0.2986 | 0.31605 | 0.37045 | 0.37578 | 0.38053 | 0.38436 | 0.38682 | 0.38782 | 0.38849 | 0.38896 | 0.38893 | 0.38892 | 0.38854 | 0.38785 | 3.3199 |  | 6.3304
48.8441 | -29.9932 | Single Family | 2017 - LEDThree-Way1440 to 2600 lumensANY | 0 | 0.51867 | 0.66512 | 0.77832 | 0.87683 | 0.96141 | 1.0332 | 1.0936 | 1.2819 | 1.3003 | 1.3168 | 1.33 | 1.3385 | 1.342 | 1.3443 | 1.3459 | 1.3458 | 1.3458 | 1.3444 | 1.3421 | 11.4878 |  | 21.9049
20.131 | -21.2628 | Multifamily - Low Rise | 2017 - LEDDecorative and Mini-Base250 to 664 lumensANY | 0 | 0.15832 | 0.20303 | 0.23758 | 0.26765 | 0.29347 | 0.31539 | 0.33382 | 0.40724 | 0.41182 | 0.41647 | 0.41867 | 0.41858 | 0.41848 | 0.4185 | 0.41864 | 0.41847 | 0.41804 | 0.41701 | 0.41593 | 3.6371 |  | 6.8071
15.1661 | -19.793 | Multifamily - Low Rise | 2017 - LEDDecorative and Mini-Base665 to 1439 lumensANY | 0 | 0.032714 | 0.041951 | 0.049091 | 0.055304 | 0.060639 | 0.065168 | 0.068977 | 0.084146 | 0.085093 | 0.086055 | 0.086509 | 0.086491 | 0.08647 | 0.086474 | 0.086504 | 0.086468 | 0.08638 | 0.086165 | 0.085942 | 0.75152 |  | 1.4065
7.5107 | 253.6686 | Multifamily - Low Rise | 2017 - LEDDecorative and Mini-Base1440 to 2600 lumensANY | 0 | 0.00031829 | 0.00040816 | 0.00047763 | 0.00053808 | 0.00058999 | 0.00063406 | 0.00067111 | 0.0008187 | 0.00082792 | 0.00083728 | 0.00084169 | 0.00084152 | 0.00084131 | 0.00084135 | 0.00084164 | 0.00084129 | 0.00084044 | 0.00083835 | 0.00083618 | 0.007312 |  | 0.013685
1.921 | 19.8793 | Multifamily - Low Rise | 2017 - LEDGeneral Purpose and Dimmable250 to 664 lumensANY | 0 | 0.012616 | 0.016178 | 0.018931 | 0.021327 | 0.023385 | 0.025132 | 0.0266 | 0.03245 | 0.032816 | 0.033187 | 0.033361 | 0.033355 | 0.033346 | 0.033348 | 0.03336 | 0.033346 | 0.033312 | 0.033229 | 0.033143 | 0.28982 |  | 0.54242
7.4978 | 38.0475 | Multifamily - Low Rise | 2017 - LEDGeneral Purpose and Dimmable665 to 1439 lumensANY | 0 | 0.37996 | 0.48725 | 0.57017 | 0.64234 | 0.7043 | 0.75691 | 0.80114 | 0.97734 | 0.98834 | 0.99951 | 1.0048 | 1.0046 | 1.0043 | 1.0044 | 1.0047 | 1.0043 | 1.0033 | 1.0008 | 0.9982 | 8.7287 |  | 16.3366
14.0093 | 64.3728 | Multifamily - Low Rise | 2017 - LEDGeneral Purpose and Dimmable1440 to 2600 lumensANY | 0 | 0.070782 | 0.090768 | 0.10622 | 0.11966 | 0.1312 | 0.141 | 0.14924 | 0.18207 | 0.18411 | 0.1862 | 0.18718 | 0.18714 | 0.18709 | 0.1871 | 0.18717 | 0.18709 | 0.1869 | 0.18643 | 0.18595 | 1.6261 |  | 3.0433
15.0012 | -40.7232 | Multifamily - Low Rise | 2017 - LEDGlobe250 to 664 lumensANY | 0 | 0.064779 | 0.08307 | 0.097208 | 0.10951 | 0.12008 | 0.12904 | 0.13659 | 0.16662 | 0.1685 | 0.1704 | 0.1713 | 0.17127 | 0.17123 | 0.17123 | 0.17129 | 0.17122 | 0.17105 | 0.17062 | 0.17018 | 1.4881 |  | 2.7852
10.3316 | -97.4833 | Multifamily - Low Rise | 2017 - LEDGlobe665 to 1439 lumensANY | 0 | 0.027205 | 0.034886 | 0.040824 | 0.04599 | 0.050427 | 0.054194 | 0.057361 | 0.069976 | 0.070763 | 0.071563 | 0.07194 | 0.071926 | 0.071908 | 0.071912 | 0.071936 | 0.071906 | 0.071833 | 0.071655 | 0.071469 | 0.62496 |  | 1.1697
11.178 | -118.6674 | Multifamily - Low Rise | 2017 - LEDGlobe1440 to 2600 lumensANY | 0 | 0.0022178 | 0.0028441 | 0.0033281 | 0.0037493 | 0.004111 | 0.0044181 | 0.0046763 | 0.0057047 | 0.0057689 | 0.0058341 | 0.0058649 | 0.0058637 | 0.0058622 | 0.0058625 | 0.0058645 | 0.0058621 | 0.0058561 | 0.0058416 | 0.0058265 | 0.05095 |  | 0.095357
21.3225 | -49.2564 | Multifamily - Low Rise | 2017 - LEDReflectors and Outdoor250 to 664 lumensANY | 0 | 0.029288 | 0.037557 | 0.043949 | 0.049511 | 0.054287 | 0.058343 | 0.061752 | 0.075333 | 0.076181 | 0.077042 | 0.077448 | 0.077432 | 0.077413 | 0.077417 | 0.077443 | 0.077411 | 0.077333 | 0.077141 | 0.076941 | 0.67281 |  | 1.2592
16.2588 | -57.5585 | Multifamily - Low Rise | 2017 - LEDReflectors and Outdoor665 to 1439 lumensANY | 0 | 0.22566 | 0.28938 | 0.33863 | 0.38149 | 0.41829 | 0.44953 | 0.4758 | 0.58044 | 0.58698 | 0.59361 | 0.59674 | 0.59662 | 0.59647 | 0.5965 | 0.59671 | 0.59646 | 0.59585 | 0.59437 | 0.59283 | 5.184 |  | 9.7024
87.0418 | -31.3422 | Multifamily - Low Rise | 2017 - LEDReflectors and Outdoor1440 to 2600 lumensANY | 0 | 0.099277 | 0.12731 | 0.14898 | 0.16783 | 0.18402 | 0.19777 | 0.20932 | 0.25536 | 0.25823 | 0.26115 | 0.26253 | 0.26247 | 0.26241 | 0.26242 | 0.26251 | 0.2624 | 0.26214 | 0.26149 | 0.26081 | 2.2806 |  | 4.2684
50.6736 | -6.4267 | Multifamily - Low Rise | 2017 - LEDThree-Way250 to 664 lumensANY | 0 | 0.00090691 | 0.001163 | 0.0013609 | 0.0015332 | 0.001681 | 0.0018066 | 0.0019122 | 0.0023327 | 0.002359 | 0.0023857 | 0.0023982 | 0.0023977 | 0.0023971 | 0.0023973 | 0.0023981 | 0.0023971 | 0.0023947 | 0.0023887 | 0.0023825 | 0.020834 |  | 0.038993
54.5836 | -12.3343 | Multifamily - Low Rise | 2017 - LEDThree-Way665 to 1439 lumensANY | 0 | 0.012058 | 0.015463 | 0.018094 | 0.020385 | 0.022351 | 0.024021 | 0.025424 | 0.031016 | 0.031365 | 0.031719 | 0.031887 | 0.03188 | 0.031872 | 0.031874 | 0.031885 | 0.031871 | 0.031839 | 0.03176 | 0.031678 | 0.27701 |  | 0.51844
48.8441 | -29.9932 | Multifamily - Low Rise | 2017 - LEDThree-Way1440 to 2600 lumensANY | 0 | 0.041725 | 0.053506 | 0.062612 | 0.070536 | 0.077341 | 0.083118 | 0.087975 | 0.10732 | 0.10853 | 0.10976 | 0.11034 | 0.11031 | 0.11029 | 0.11029 | 0.11033 | 0.11028 | 0.11017 | 0.1099 | 0.10961 | 0.95852 |  | 1.794
20.131 | -21.2628 | Multifamily - High Rise | 2017 - LEDDecorative and Mini-Base250 to 664 lumensANY | 0 | 0.036097 | 0.046289 | 0.054167 | 0.061023 | 0.06691 | 0.071908 | 0.07611 | 0.092645 | 0.093876 | 0.095091 | 0.095369 | 0.09522 | 0.095319 | 0.095351 | 0.095453 | 0.095379 | 0.095284 | 0.095001 | 0.094753 | 0.82843 |  | 1.5512
15.1661 | -19.793 | Multifamily - High Rise | 2017 - LEDDecorative and Mini-Base665 to 1439 lumensANY | 0 | 0.0074587 | 0.0095646 | 0.011192 | 0.012609 | 0.013825 | 0.014858 | 0.015726 | 0.019143 | 0.019397 | 0.019648 | 0.019706 | 0.019675 | 0.019696 | 0.019702 | 0.019723 | 0.019708 | 0.019688 | 0.01963 | 0.019579 | 0.17118 |  | 0.32053
7.5107 | 253.6686 | Multifamily - High Rise | 2017 - LEDDecorative and Mini-Base1440 to 2600 lumensANY | 0 | 7.2569e-05 | 9.3059e-05 | 0.0001089 | 0.00012268 | 0.00013451 | 0.00014456 | 0.00015301 | 0.00018625 | 0.00018873 | 0.00019117 | 0.00019173 | 0.00019143 | 0.00019163 | 0.00019169 | 0.0001919 | 0.00019175 | 0.00019156 | 0.00019099 | 0.00019049 | 0.0016655 |  | 0.0031186
1.921 | 19.8793 | Multifamily - High Rise | 2017 - LEDGeneral Purpose and Dimmable250 to 664 lumensANY | 0 | 0.0028764 | 0.0036885 | 0.0043163 | 0.0048626 | 0.0053317 | 0.0057299 | 0.0060648 | 0.0073824 | 0.0074805 | 0.0075773 | 0.0075994 | 0.0075876 | 0.0075955 | 0.007598 | 0.0076061 | 0.0076003 | 0.0075927 | 0.0075701 | 0.0075504 | 0.066013 |  | 0.12361
7.4978 | 38.0475 | Multifamily - High Rise | 2017 - LEDGeneral Purpose and Dimmable665 to 1439 lumensANY | 0 | 0.08663 | 0.11109 | 0.13 | 0.14645 | 0.16058 | 0.17257 | 0.18266 | 0.22234 | 0.2253 | 0.22821 | 0.22888 | 0.22852 | 0.22876 | 0.22884 | 0.22908 | 0.2289 | 0.22868 | 0.228 | 0.2274 | 1.9882 |  | 3.7229
14.0093 | 64.3728 | Multifamily - High Rise | 2017 - LEDGeneral Purpose and Dimmable1440 to 2600 lumensANY | 0 | 0.016138 | 0.020695 | 0.024217 | 0.027282 | 0.029914 | 0.032148 | 0.034027 | 0.041419 | 0.04197 | 0.042513 | 0.042637 | 0.042571 | 0.042615 | 0.042629 | 0.042675 | 0.042642 | 0.042599 | 0.042473 | 0.042362 | 0.37037 |  | 0.69353
15.0012 | -40.7232 | Multifamily - High Rise | 2017 - LEDGlobe250 to 664 lumensANY | 0 | 0.014769 | 0.01894 | 0.022163 | 0.024968 | 0.027377 | 0.029422 | 0.031141 | 0.037907 | 0.03841 | 0.038907 | 0.039021 | 0.03896 | 0.039001 | 0.039014 | 0.039056 | 0.039025 | 0.038986 | 0.038871 | 0.038769 | 0.33896 |  | 0.63471
10.3316 | -97.4833 | Multifamily - High Rise | 2017 - LEDGlobe665 to 1439 lumensANY | 0 | 0.0062026 | 0.0079539 | 0.0093076 | 0.010486 | 0.011497 | 0.012356 | 0.013078 | 0.015919 | 0.016131 | 0.01634 | 0.016387 | 0.016362 | 0.016379 | 0.016384 | 0.016402 | 0.016389 | 0.016373 | 0.016324 | 0.016282 | 0.14235 |  | 0.26655
11.178 | -118.6674 | Multifamily - High Rise | 2017 - LEDGlobe1440 to 2600 lumensANY | 0 | 0.00050566 | 0.00064844 | 0.0007588 | 0.00085483 | 0.00093729 | 0.0010073 | 0.0010662 | 0.0012978 | 0.0013151 | 0.0013321 | 0.001336 | 0.0013339 | 0.0013353 | 0.0013357 | 0.0013371 | 0.0013361 | 0.0013348 | 0.0013308 | 0.0013273 | 0.011605 |  | 0.02173
21.3225 | -49.2564 | Multifamily - High Rise | 2017 - LEDReflectors and Outdoor250 to 664 lumensANY | 0 | 0.0066774 | 0.0085628 | 0.01002 | 0.011288 | 0.012377 | 0.013302 | 0.014079 | 0.017138 | 0.017366 | 0.01759 | 0.017642 | 0.017614 | 0.017633 | 0.017639 | 0.017657 | 0.017644 | 0.017626 | 0.017574 | 0.017528 | 0.15325 |  | 0.28696
16.2588 | -57.5585 | Multifamily - High Rise | 2017 - LEDReflectors and Outdoor665 to 1439 lumensANY | 0 | 0.05145 | 0.065977 | 0.077206 | 0.086978 | 0.095368 | 0.10249 | 0.10848 | 0.13205 | 0.1338 | 0.13554 | 0.13593 | 0.13572 | 0.13586 | 0.13591 | 0.13605 | 0.13595 | 0.13581 | 0.13541 | 0.13505 | 1.1808 |  | 2.211
87.0418 | -31.3422 | Multifamily - High Rise | 2017 - LEDReflectors and Outdoor1440 to 2600 lumensANY | 0 | 0.022635 | 0.029026 | 0.033966 | 0.038265 | 0.041956 | 0.04509 | 0.047725 | 0.058093 | 0.058865 | 0.059627 | 0.059801 | 0.059708 | 0.05977 | 0.05979 | 0.059854 | 0.059808 | 0.059748 | 0.059571 | 0.059415 | 0.51947 |  | 0.97271
50.6736 | -6.4267 | Multifamily - High Rise | 2017 - LEDThree-Way250 to 664 lumensANY | 0 | 0.00020677 | 0.00026515 | 0.00031028 | 0.00034955 | 0.00038327 | 0.0004119 | 0.00043597 | 0.00053069 | 0.00053774 | 0.0005447 | 0.00054629 | 0.00054544 | 0.00054601 | 0.00054619 | 0.00054678 | 0.00054635 | 0.00054581 | 0.00054419 | 0.00054277 | 0.0047454 |  | 0.0088859
54.5836 | -12.3343 | Multifamily - High Rise | 2017 - LEDThree-Way665 to 1439 lumensANY | 0 | 0.0027492 | 0.0035255 | 0.0041255 | 0.0046476 | 0.0050959 | 0.0054766 | 0.0057966 | 0.007056 | 0.0071498 | 0.0072423 | 0.0072634 | 0.0072521 | 0.0072597 | 0.0072621 | 0.0072698 | 0.0072642 | 0.007257 | 0.0072354 | 0.0072166 | 0.063095 |  | 0.11815
48.8441 | -29.9932 | Multifamily - High Rise | 2017 - LEDThree-Way1440 to 2600 lumensANY | 0 | 0.009513 | 0.012199 | 0.014275 | 0.016082 | 0.017633 | 0.018951 | 0.020058 | 0.024416 | 0.02474 | 0.02506 | 0.025134 | 0.025094 | 0.025121 | 0.025129 | 0.025156 | 0.025136 | 0.025111 | 0.025037 | 0.024971 | 0.21833 |  | 0.40882
20.131 | -21.2628 | Manufactured | 2017 - LEDDecorative and Mini-Base250 to 664 lumensANY | 0 | 0.14542 | 0.18491 | 0.21456 | 0.23967 | 0.26057 | 0.27768 | 0.29142 | 0.30926 | 0.31673 | 0.32251 | 0.32611 | 0.32766 | 0.32802 | 0.32751 | 0.32629 | 0.32453 | 0.32236 | 0.31988 | 0.31722 | 2.6024 |  | 5.4823
15.1661 | -19.793 | Manufactured | 2017 - LEDDecorative and Mini-Base665 to 1439 lumensANY | 0 | 0.030048 | 0.038208 | 0.044333 | 0.049523 | 0.053842 | 0.057376 | 0.060217 | 0.063901 | 0.065446 | 0.06664 | 0.067383 | 0.067703 | 0.067779 | 0.067674 | 0.067421 | 0.067058 | 0.066609 | 0.066097 | 0.065547 | 0.53773 |  | 1.1328
7.5107 | 253.6686 | Manufactured | 2017 - LEDDecorative and Mini-Base1440 to 2600 lumensANY | 0 | 0.00029236 | 0.00037174 | 0.00043134 | 0.00048183 | 0.00052386 | 0.00055824 | 0.00058588 | 0.00062173 | 0.00063676 | 0.00064837 | 0.00065561 | 0.00065872 | 0.00065946 | 0.00065843 | 0.00065598 | 0.00065244 | 0.00064807 | 0.00064309 | 0.00063774 | 0.0052318 |  | 0.011022
1.921 | 19.8793 | Manufactured | 2017 - LEDGeneral Purpose and Dimmable250 to 664 lumensANY | 0 | 0.011588 | 0.014734 | 0.017097 | 0.019098 | 0.020764 | 0.022127 | 0.023222 | 0.024643 | 0.025239 | 0.025699 | 0.025986 | 0.026109 | 0.026138 | 0.026098 | 0.026001 | 0.02586 | 0.025687 | 0.02549 | 0.025278 | 0.20737 |  | 0.43686
7.4978 | 38.0475 | Manufactured | 2017 - LEDGeneral Purpose and Dimmable665 to 1439 lumensANY | 0 | 0.349 | 0.44377 | 0.51492 | 0.5752 | 0.62536 | 0.66641 | 0.6994 | 0.74219 | 0.76014 | 0.774 | 0.78264 | 0.78635 | 0.78723 | 0.78601 | 0.78308 | 0.77886 | 0.77365 | 0.7677 | 0.76131 | 6.2456 |  | 13.1572
14.0093 | 64.3728 | Manufactured | 2017 - LEDGeneral Purpose and Dimmable1440 to 2600 lumensANY | 0 | 0.065015 | 0.082669 | 0.095923 | 0.10715 | 0.1165 | 0.12414 | 0.13029 | 0.13826 | 0.1416 | 0.14419 | 0.1458 | 0.14649 | 0.14665 | 0.14642 | 0.14588 | 0.14509 | 0.14412 | 0.14301 | 0.14182 | 1.1635 |  | 2.451
15.0012 | -40.7232 | Manufactured | 2017 - LEDGlobe250 to 664 lumensANY | 0 | 0.059501 | 0.075658 | 0.087788 | 0.098064 | 0.10662 | 0.11361 | 0.11924 | 0.12654 | 0.12959 | 0.13196 | 0.13343 | 0.13406 | 0.13421 | 0.13401 | 0.13351 | 0.13279 | 0.1319 | 0.13088 | 0.12979 | 1.0648 |  | 2.2432
10.3316 | -97.4833 | Manufactured | 2017 - LEDGlobe665 to 1439 lumensANY | 0 | 0.024988 | 0.031773 | 0.036867 | 0.041183 | 0.044775 | 0.047714 | 0.050076 | 0.05314 | 0.054425 | 0.055417 | 0.056036 | 0.056302 | 0.056365 | 0.056277 | 0.056067 | 0.055765 | 0.055392 | 0.054966 | 0.054509 | 0.44717 |  | 0.94204
11.178 | -118.6674 | Manufactured | 2017 - LEDGlobe1440 to 2600 lumensANY | 0 | 0.0020371 | 0.0025903 | 0.0030056 | 0.0033574 | 0.0036502 | 0.0038898 | 0.0040824 | 0.0043322 | 0.0044369 | 0.0045178 | 0.0045683 | 0.0045899 | 0.0045951 | 0.004588 | 0.0045708 | 0.0045462 | 0.0045158 | 0.0044811 | 0.0044438 | 0.036455 |  | 0.076799
21.3225 | -49.2564 | Manufactured | 2017 - LEDReflectors and Outdoor250 to 664 lumensANY | 0 | 0.026901 | 0.034206 | 0.03969 | 0.044336 | 0.048203 | 0.051366 | 0.05391 | 0.057208 | 0.058591 | 0.05966 | 0.060326 | 0.060612 | 0.06068 | 0.060586 | 0.06036 | 0.060034 | 0.059632 | 0.059174 | 0.058682 | 0.48141 |  | 1.0142
16.2588 | -57.5585 | Manufactured | 2017 - LEDReflectors and Outdoor665 to 1439 lumensANY | 0 | 0.20727 | 0.26356 | 0.30581 | 0.34161 | 0.3714 | 0.39578 | 0.41538 | 0.44079 | 0.45145 | 0.45968 | 0.46481 | 0.46702 | 0.46754 | 0.46682 | 0.46507 | 0.46257 | 0.45947 | 0.45594 | 0.45214 | 3.7093 |  | 7.8141
87.0418 | -31.3422 | Manufactured | 2017 - LEDReflectors and Outdoor1440 to 2600 lumensANY | 0 | 0.091188 | 0.11595 | 0.13454 | 0.15029 | 0.16339 | 0.17412 | 0.18274 | 0.19392 | 0.19861 | 0.20223 | 0.20449 | 0.20546 | 0.20569 | 0.20537 | 0.2046 | 0.2035 | 0.20214 | 0.20058 | 0.19892 | 1.6318 |  | 3.4377
50.6736 | -6.4267 | Manufactured | 2017 - LEDThree-Way250 to 664 lumensANY | 0 | 0.00083301 | 0.0010592 | 0.001229 | 0.0013729 | 0.0014926 | 0.0015906 | 0.0016693 | 0.0017715 | 0.0018143 | 0.0018474 | 0.001868 | 0.0018769 | 0.001879 | 0.0018761 | 0.0018691 | 0.001859 | 0.0018466 | 0.0018324 | 0.0018171 | 0.014907 |  | 0.031404
54.5836 | -12.3343 | Manufactured | 2017 - LEDThree-Way665 to 1439 lumensANY | 0 | 0.011076 | 0.014083 | 0.016341 | 0.018254 | 0.019846 | 0.021148 | 0.022195 | 0.023553 | 0.024123 | 0.024563 | 0.024837 | 0.024955 | 0.024983 | 0.024944 | 0.024851 | 0.024717 | 0.024552 | 0.024363 | 0.02416 | 0.1982 |  | 0.41754
48.8441 | -29.9932 | Manufactured | 2017 - LEDThree-Way1440 to 2600 lumensANY | 0 | 0.038325 | 0.048731 | 0.056544 | 0.063163 | 0.068672 | 0.073179 | 0.076802 | 0.081502 | 0.083472 | 0.084995 | 0.085943 | 0.086351 | 0.086448 | 0.086313 | 0.085992 | 0.085528 | 0.084955 | 0.084303 | 0.083601 | 0.68584 |  | 1.4448
| -18.0533 |  |  | 0 | 16.8782 | 21.6323 | 25.3007 | 28.4879 | 31.2198 | 33.5346 | 35.4762 | 41.488 | 42.0975 | 42.6389 | 43.0512 | 43.297 | 43.3954 | 43.4563 | 43.4944 | 43.4763 | 43.4558 | 43.3915 | 43.2966 | 370.4682
|  |  |  | 0 | 16.8782 | 38.5105 | 63.8112 | 92.2991 | 123.519 | 157.0536 | 192.5298 | 234.0178 | 276.1153 | 318.7543 | 361.8055 | 405.1024 | 448.4978 | 491.954 | 535.4485 | 578.9248 | 622.3806 | 665.7721 | 709.0687
RECOMBINE MEASURE BUNDLES INTO SUPPLY CURVE CUMULATIVE
|  |  |  | 2016 | 2017 | 2018 | 2019 | 2020 | 2021 | 2022 | 2023 | 2024 | 2025 | 2026 | 2027 | 2028 | 2029 | 2030 | 2031 | 2032 | 2033 | 2034 | 2035 | MAX
|  | lvlcost | lvlcost | aMW_2016 | aMW_2017 | aMW_2018 | aMW_2019 | aMW_2020 | aMW_2021 | aMW_2022 | aMW_2023 | aMW_2024 | aMW_2025 | aMW_2026 | aMW_2027 | aMW_2028 | aMW_2029 | aMW_2030 | aMW_2031 | aMW_2032 | aMW_2033 | aMW_2034 | aMW_2035 | MAX
| Block 1: <= 0 mills/kWh | >=-9999 | <=0 | 0 | 10.119 | 12.9692 | 15.1685 | 17.0793 | 18.7172 | 20.1049 | 21.269 | 24.8732 | 25.2386 | 25.5632 | 25.8104 | 25.9577 | 26.0167 | 26.0532 | 26.0761 | 26.0653 | 26.053 | 26.0144 | 25.9575 | 222.1061
| Block 2: 0-10 mills/kWh | >0 | <=10 | 0 | 10.119 | 12.9692 | 15.1685 | 17.0793 | 18.7172 | 20.1049 | 21.269 | 24.8732 | 25.2386 | 25.5632 | 25.8104 | 25.9577 | 26.0167 | 26.0532 | 26.0761 | 26.0653 | 26.053 | 26.0144 | 25.9575 | 222.1061
| Block 3: 10-20 mills/kWh | >10 | <=20 | 0 | 10.3029 | 13.2049 | 15.4441 | 17.3897 | 19.0573 | 20.4703 | 21.6555 | 25.3253 | 25.6973 | 26.0278 | 26.2795 | 26.4295 | 26.4896 | 26.5267 | 26.55 | 26.539 | 26.5265 | 26.4872 | 26.4293 | 226.1427
| Block 4: 20-30 mills/kWh | >20 | <=30 | 0 | 10.3029 | 13.2049 | 15.4441 | 17.3897 | 19.0573 | 20.4703 | 21.6555 | 25.3253 | 25.6973 | 26.0278 | 26.2795 | 26.4295 | 26.4896 | 26.5267 | 26.55 | 26.539 | 26.5265 | 26.4872 | 26.4293 | 226.1427
| Block 5: 30-40 mills/kWh | >30 | <=40 | 0 | 15.8417 | 20.3039 | 23.747 | 26.7385 | 29.3027 | 31.4753 | 33.2977 | 38.9403 | 39.5124 | 40.0205 | 40.4075 | 40.6382 | 40.7305 | 40.7877 | 40.8235 | 40.8065 | 40.7872 | 40.7269 | 40.6379 | 347.7184
| Block 6: 40-50 mills/kWh | >40 | <=50 | 0 | 15.8417 | 20.3039 | 23.747 | 26.7385 | 29.3027 | 31.4753 | 33.2977 | 38.9403 | 39.5124 | 40.0205 | 40.4075 | 40.6382 | 40.7305 | 40.7877 | 40.8235 | 40.8065 | 40.7872 | 40.7269 | 40.6379 | 347.7184
| Block 7: 50-60 mills/kWh | >50 | <=60 | 0 | 15.8417 | 20.3039 | 23.747 | 26.7385 | 29.3027 | 31.4753 | 33.2977 | 38.9403 | 39.5124 | 40.0205 | 40.4075 | 40.6382 | 40.7305 | 40.7877 | 40.8235 | 40.8065 | 40.7872 | 40.7269 | 40.6379 | 347.7184
| Block 8: 60-70 mills/kWh | >60 | <=70 | 0 | 16.8736 | 21.6264 | 25.2937 | 28.4801 | 31.2113 | 33.5254 | 35.4664 | 41.4766 | 42.0859 | 42.6272 | 43.0394 | 43.2851 | 43.3834 | 43.4443 | 43.4825 | 43.4644 | 43.4438 | 43.3796 | 43.2847 | 370.3664
| Block 9: 70-80 mills/kWh | >70 | <=80 | 0 | 16.8736 | 21.6264 | 25.2937 | 28.4801 | 31.2113 | 33.5254 | 35.4664 | 41.4766 | 42.0859 | 42.6272 | 43.0394 | 43.2851 | 43.3834 | 43.4443 | 43.4825 | 43.4644 | 43.4438 | 43.3796 | 43.2847 | 370.3664
| Block 10: 80-90 mills/kWh | >80 | <=90 | 0 | 16.8736 | 21.6264 | 25.2937 | 28.4801 | 31.2113 | 33.5254 | 35.4664 | 41.4766 | 42.0859 | 42.6272 | 43.0394 | 43.2851 | 43.3834 | 43.4443 | 43.4825 | 43.4644 | 43.4438 | 43.3796 | 43.2847 | 370.3664
| Block 11: 90-100 mills/kWh | >90 | <=100 | 0 | 16.8736 | 21.6264 | 25.2937 | 28.4801 | 31.2113 | 33.5254 | 35.4664 | 41.4766 | 42.0859 | 42.6272 | 43.0394 | 43.2851 | 43.3834 | 43.4443 | 43.4825 | 43.4644 | 43.4438 | 43.3796 | 43.2847 | 370.3664
| Block 12: 100-110 mills/kWh | >100 | <=110 | 0 | 16.8736 | 21.6264 | 25.2937 | 28.4801 | 31.2113 | 33.5254 | 35.4664 | 41.4766 | 42.0859 | 42.6272 | 43.0394 | 43.2851 | 43.3834 | 43.4443 | 43.4825 | 43.4644 | 43.4438 | 43.3796 | 43.2847 | 370.3664
| Block 13: 110-120 mills/kWh | >110 | <=120 | 0 | 16.8736 | 21.6264 | 25.2937 | 28.4801 | 31.2113 | 33.5254 | 35.4664 | 41.4766 | 42.0859 | 42.6272 | 43.0394 | 43.2851 | 43.3834 | 43.4443 | 43.4825 | 43.4644 | 43.4438 | 43.3796 | 43.2847 | 370.3664
| Block 14: 120-130 mills/kWh | >120 | <=130 | 0 | 16.8736 | 21.6264 | 25.2937 | 28.4801 | 31.2113 | 33.5254 | 35.4664 | 41.4766 | 42.0859 | 42.6272 | 43.0394 | 43.2851 | 43.3834 | 43.4443 | 43.4825 | 43.4644 | 43.4438 | 43.3796 | 43.2847 | 370.3664
| Block 15: 130-140 mills/kWh | >130 | <=140 | 0 | 16.8736 | 21.6264 | 25.2937 | 28.4801 | 31.2113 | 33.5254 | 35.4664 | 41.4766 | 42.0859 | 42.6272 | 43.0394 | 43.2851 | 43.3834 | 43.4443 | 43.4825 | 43.4644 | 43.4438 | 43.3796 | 43.2847 | 370.3664
| Block 16: 140-150 mills/kWh | >140 | <=150 | 0 | 16.8736 | 21.6264 | 25.2937 | 28.4801 | 31.2113 | 33.5254 | 35.4664 | 41.4766 | 42.0859 | 42.6272 | 43.0394 | 43.2851 | 43.3834 | 43.4443 | 43.4825 | 43.4644 | 43.4438 | 43.3796 | 43.2847 | 370.3664
| Block 17: 150-160 mills/kWh | >150 | <=160 | 0 | 16.8736 | 21.6264 | 25.2937 | 28.4801 | 31.2113 | 33.5254 | 35.4664 | 41.4766 | 42.0859 | 42.6272 | 43.0394 | 43.2851 | 43.3834 | 43.4443 | 43.4825 | 43.4644 | 43.4438 | 43.3796 | 43.2847 | 370.3664
| Block 18: 160-170 mills/kWh | >160 | <=170 | 0 | 16.8736 | 21.6264 | 25.2937 | 28.4801 | 31.2113 | 33.5254 | 35.4664 | 41.4766 | 42.0859 | 42.6272 | 43.0394 | 43.2851 | 43.3834 | 43.4443 | 43.4825 | 43.4644 | 43.4438 | 43.3796 | 43.2847 | 370.3664
| Block 19: 170-180 mills/kWh | >170 | <=180 | 0 | 16.8736 | 21.6264 | 25.2937 | 28.4801 | 31.2113 | 33.5254 | 35.4664 | 41.4766 | 42.0859 | 42.6272 | 43.0394 | 43.2851 | 43.3834 | 43.4443 | 43.4825 | 43.4644 | 43.4438 | 43.3796 | 43.2847 | 370.3664
| Block 20: 180-190 mills/kWh | >180 | <=190 | 0 | 16.8736 | 21.6264 | 25.2937 | 28.4801 | 31.2113 | 33.5254 | 35.4664 | 41.4766 | 42.0859 | 42.6272 | 43.0394 | 43.2851 | 43.3834 | 43.4443 | 43.4825 | 43.4644 | 43.4438 | 43.3796 | 43.2847 | 370.3664
| Block 21: 190-200 mills/kWh | >190 | <=200 | 0 | 16.8736 | 21.6264 | 25.2937 | 28.4801 | 31.2113 | 33.5254 | 35.4664 | 41.4766 | 42.0859 | 42.6272 | 43.0394 | 43.2851 | 43.3834 | 43.4443 | 43.4825 | 43.4644 | 43.4438 | 43.3796 | 43.2847 | 370.3664
| Block 22: 200-210 mills/kWh | >200 | <=210 | 0 | 16.8736 | 21.6264 | 25.2937 | 28.4801 | 31.2113 | 33.5254 | 35.4664 | 41.4766 | 42.0859 | 42.6272 | 43.0394 | 43.2851 | 43.3834 | 43.4443 | 43.4825 | 43.4644 | 43.4438 | 43.3796 | 43.2847 | 370.3664
| Block 23: 210-220 mills/kWh | >210 | <=220 | 0 | 16.8736 | 21.6264 | 25.2937 | 28.4801 | 31.2113 | 33.5254 | 35.4664 | 41.4766 | 42.0859 | 42.6272 | 43.0394 | 43.2851 | 43.3834 | 43.4443 | 43.4825 | 43.4644 | 43.4438 | 43.3796 | 43.2847 | 370.3664
| Block 24: 220-230 mills/kWh | >220 | <=230 | 0 | 16.8736 | 21.6264 | 25.2937 | 28.4801 | 31.2113 | 33.5254 | 35.4664 | 41.4766 | 42.0859 | 42.6272 | 43.0394 | 43.2851 | 43.3834 | 43.4443 | 43.4825 | 43.4644 | 43.4438 | 43.3796 | 43.2847 | 370.3664
| Block 25: 230-240 mills/kWh | >230 | <=240 | 0 | 16.8736 | 21.6264 | 25.2937 | 28.4801 | 31.2113 | 33.5254 | 35.4664 | 41.4766 | 42.0859 | 42.6272 | 43.0394 | 43.2851 | 43.3834 | 43.4443 | 43.4825 | 43.4644 | 43.4438 | 43.3796 | 43.2847 | 370.3664
| Block 26: 240-250 mills/kWh | >240 | <=250 | 0 | 16.8736 | 21.6264 | 25.2937 | 28.4801 | 31.2113 | 33.5254 | 35.4664 | 41.4766 | 42.0859 | 42.6272 | 43.0394 | 43.2851 | 43.3834 | 43.4443 | 43.4825 | 43.4644 | 43.4438 | 43.3796 | 43.2847 | 370.3664
| Block 27: 250-260 mills/kWh | >250 | <=260 | 0 | 16.8782 | 21.6323 | 25.3007 | 28.4879 | 31.2198 | 33.5346 | 35.4762 | 41.488 | 42.0975 | 42.6389 | 43.0512 | 43.297 | 43.3954 | 43.4563 | 43.4944 | 43.4763 | 43.4558 | 43.3915 | 43.2966 | 370.4682
| Block 28: 260-270 mills/kWh | >260 | <=270 | 0 | 16.8782 | 21.6323 | 25.3007 | 28.4879 | 31.2198 | 33.5346 | 35.4762 | 41.488 | 42.0975 | 42.6389 | 43.0512 | 43.297 | 43.3954 | 43.4563 | 43.4944 | 43.4763 | 43.4558 | 43.3915 | 43.2966 | 370.4682
| Block 29: 270-280 mills/kWh | >270 | <=280 | 0 | 16.8782 | 21.6323 | 25.3007 | 28.4879 | 31.2198 | 33.5346 | 35.4762 | 41.488 | 42.0975 | 42.6389 | 43.0512 | 43.297 | 43.3954 | 43.4563 | 43.4944 | 43.4763 | 43.4558 | 43.3915 | 43.2966 | 370.4682
| Block 30: 280-290 mills/kWh | >280 | <=290 | 0 | 16.8782 | 21.6323 | 25.3007 | 28.4879 | 31.2198 | 33.5346 | 35.4762 | 41.488 | 42.0975 | 42.6389 | 43.0512 | 43.297 | 43.3954 | 43.4563 | 43.4944 | 43.4763 | 43.4558 | 43.3915 | 43.2966 | 370.4682
| Block 31: 290-300 mills/kWh | >290 | <=300 | 0 | 16.8782 | 21.6323 | 25.3007 | 28.4879 | 31.2198 | 33.5346 | 35.4762 | 41.488 | 42.0975 | 42.6389 | 43.0512 | 43.297 | 43.3954 | 43.4563 | 43.4944 | 43.4763 | 43.4558 | 43.3915 | 43.2966 | 370.4682
| Block 32: > 300 mills/kWh | >300 | <=9999 | 0 | 16.8782 | 21.6323 | 25.3007 | 28.4879 | 31.2198 | 33.5346 | 35.4762 | 41.488 | 42.0975 | 42.6389 | 43.0512 | 43.297 | 43.3954 | 43.4563 | 43.4944 | 43.4763 | 43.4558 | 43.3915 | 43.2966 | 370.4682
RECOMBINE MEASURE BUNDLES INTO SUPPLY CURVE INCREMENTAL
|  |  | Lighting | 2016 | 2017 | 2018 | 2019 | 2020 | 2021 | 2022 | 2023 | 2024 | 2025 | 2026 | 2027 | 2028 | 2029 | 2030 | 2031 | 2032 | 2033 | 2034 | 2035 | MAX
|  |  | Lighting | aMW_2016 | aMW_2017 | aMW_2018 | aMW_2019 | aMW_2020 | aMW_2021 | aMW_2022 | aMW_2023 | aMW_2024 | aMW_2025 | aMW_2026 | aMW_2027 | aMW_2028 | aMW_2029 | aMW_2030 | aMW_2031 | aMW_2032 | aMW_2033 | aMW_2034 | aMW_2035 | MAX
|  |  | Block 1: <= 0 mills/kWh | 0 | 10.119 | 12.9692 | 15.1685 | 17.0793 | 18.7172 | 20.1049 | 21.269 | 24.8732 | 25.2386 | 25.5632 | 25.8104 | 25.9577 | 26.0167 | 26.0532 | 26.0761 | 26.0653 | 26.053 | 26.0144 | 25.9575 | 222.1061
|  |  | Block 2: 0-10 mills/kWh | 0 | 0 | 0 | 0 | 0 | 0 | 0 | 0 | 0 | 0 | 0 | 0 | 0 | 0 | 0 | 0 | 0 | 0 | 0 | 0 | 0
|  |  | Block 3: 10-20 mills/kWh | 0 | 0.18391 | 0.23571 | 0.27568 | 0.31041 | 0.34017 | 0.3654 | 0.38655 | 0.45206 | 0.4587 | 0.4646 | 0.46909 | 0.47177 | 0.47284 | 0.4735 | 0.47392 | 0.47372 | 0.4735 | 0.4728 | 0.47176 | 4.0367
|  |  | Block 4: 20-30 mills/kWh | 0 | 0 | 0 | 0 | 0 | 0 | 0 | 0 | 0 | 0 | 0 | 0 | 0 | 0 | 0 | 0 | 0 | 0 | 0 | 0 | 0
|  |  | Block 5: 30-40 mills/kWh | 0 | 5.5389 | 7.099 | 8.3029 | 9.3488 | 10.2453 | 11.005 | 11.6421 | 13.615 | 13.815 | 13.9927 | 14.128 | 14.2087 | 14.2409 | 14.2609 | 14.2735 | 14.2675 | 14.2608 | 14.2397 | 14.2086 | 121.5756
|  |  | Block 6: 40-50 mills/kWh | 0 | 0 | 0 | 0 | 0 | 0 | 0 | 0 | 0 | 0 | 0 | 0 | 0 | 0 | 0 | 0 | 0 | 0 | 0 | 0 | 0
|  |  | Block 7: 50-60 mills/kWh | 0 | 0 | 0 | 0 | 0 | 0 | 0 | 0 | 0 | 0 | 0 | 0 | 0 | 0 | 0 | 0 | 0 | 0 | 0 | 0 | 0
|  |  | Block 8: 60-70 mills/kWh | 0 | 1.0318 | 1.3225 | 1.5467 | 1.7416 | 1.9086 | 2.0501 | 2.1688 | 2.5363 | 2.5736 | 2.6067 | 2.6319 | 2.6469 | 2.6529 | 2.6566 | 2.659 | 2.6579 | 2.6566 | 2.6527 | 2.6469 | 22.648
|  |  | Block 9: 70-80 mills/kWh | 0 | 0 | 0 | 0 | 0 | 0 | 0 | 0 | 0 | 0 | 0 | 0 | 0 | 0 | 0 | 0 | 0 | 0 | 0 | 0 | 0
|  |  | Block 10: 80-90 mills/kWh | 0 | 0 | 0 | 0 | 0 | 0 | 0 | 0 | 0 | 0 | 0 | 0 | 0 | 0 | 0 | 0 | 0 | 0 | 0 | 0 | 0
|  |  | Block 11: 90-100 mills/kWh | 0 | 0 | 0 | 0 | 0 | 0 | 0 | 0 | 0 | 0 | 0 | 0 | 0 | 0 | 0 | 0 | 0 | 0 | 0 | 0 | 0
|  |  | Block 12: 100-110 mills/kWh | 0 | 0 | 0 | 0 | 0 | 0 | 0 | 0 | 0 | 0 | 0 | 0 | 0 | 0 | 0 | 0 | 0 | 0 | 0 | 0 | 0
|  |  | Block 13: 110-120 mills/kWh | 0 | 0 | 0 | 0 | 0 | 0 | 0 | 0 | 0 | 0 | 0 | 0 | 0 | 0 | 0 | 0 | 0 | 0 | 0 | 0 | 0
|  |  | Block 14: 120-130 mills/kWh | 0 | 0 | 0 | 0 | 0 | 0 | 0 | 0 | 0 | 0 | 0 | 0 | 0 | 0 | 0 | 0 | 0 | 0 | 0 | 0 | 0
|  |  | Block 15: 130-140 mills/kWh | 0 | 0 | 0 | 0 | 0 | 0 | 0 | 0 | 0 | 0 | 0 | 0 | 0 | 0 | 0 | 0 | 0 | 0 | 0 | 0 | 0
|  |  | Block 16: 140-150 mills/kWh | 0 | 0 | 0 | 0 | 0 | 0 | 0 | 0 | 0 | 0 | 0 | 0 | 0 | 0 | 0 | 0 | 0 | 0 | 0 | 0 | 0
|  |  | Block 17: 150-160 mills/kWh | 0 | 0 | 0 | 0 | 0 | 0 | 0 | 0 | 0 | 0 | 0 | 0 | 0 | 0 | 0 | 0 | 0 | 0 | 0 | 0 | 0
|  |  | Block 18: 160-170 mills/kWh | 0 | 0 | 0 | 0 | 0 | 0 | 0 | 0 | 0 | 0 | 0 | 0 | 0 | 0 | 0 | 0 | 0 | 0 | 0 | 0 | 0
|  |  | Block 19: 170-180 mills/kWh | 0 | 0 | 0 | 0 | 0 | 0 | 0 | 0 | 0 | 0 | 0 | 0 | 0 | 0 | 0 | 0 | 0 | 0 | 0 | 0 | 0
|  |  | Block 20: 180-190 mills/kWh | 0 | 0 | 0 | 0 | 0 | 0 | 0 | 0 | 0 | 0 | 0 | 0 | 0 | 0 | 0 | 0 | 0 | 0 | 0 | 0 | 0
|  |  | Block 21: 190-200 mills/kWh | 0 | 0 | 0 | 0 | 0 | 0 | 0 | 0 | 0 | 0 | 0 | 0 | 0 | 0 | 0 | 0 | 0 | 0 | 0 | 0 | 0
|  |  | Block 22: 200-210 mills/kWh | 0 | 0 | 0 | 0 | 0 | 0 | 0 | 0 | 0 | 0 | 0 | 0 | 0 | 0 | 0 | 0 | 0 | 0 | 0 | 0 | 0
|  |  | Block 23: 210-220 mills/kWh | 0 | 0 | 0 | 0 | 0 | 0 | 0 | 0 | 0 | 0 | 0 | 0 | 0 | 0 | 0 | 0 | 0 | 0 | 0 | 0 | 0
|  |  | Block 24: 220-230 mills/kWh | 0 | 0 | 0 | 0 | 0 | 0 | 0 | 0 | 0 | 0 | 0 | 0 | 0 | 0 | 0 | 0 | 0 | 0 | 0 | 0 | 0
|  |  | Block 25: 230-240 mills/kWh | 0 | 0 | 0 | 0 | 0 | 0 | 0 | 0 | 0 | 0 | 0 | 0 | 0 | 0 | 0 | 0 | 0 | 0 | 0 | 0 | 0
|  |  | Block 26: 240-250 mills/kWh | 0 | 0 | 0 | 0 | 0 | 0 | 0 | 0 | 0 | 0 | 0 | 0 | 0 | 0 | 0 | 0 | 0 | 0 | 0 | 0 | 0
|  |  | Block 27: 250-260 mills/kWh | 0 | 0.0046399 | 0.0059468 | 0.0069552 | 0.0078314 | 0.0085824 | 0.0092187 | 0.0097525 | 0.011405 | 0.011573 | 0.011722 | 0.011835 | 0.011902 | 0.011929 | 0.011946 | 0.011957 | 0.011952 | 0.011946 | 0.011928 | 0.011902 | 0.10184
|  |  | Block 28: 260-270 mills/kWh | 0 | 0 | 0 | 0 | 0 | 0 | 0 | 0 | 0 | 0 | 0 | 0 | 0 | 0 | 0 | 0 | 0 | 0 | 0 | 0 | 0
|  |  | Block 29: 270-280 mills/kWh | 0 | 0 | 0 | 0 | 0 | 0 | 0 | 0 | 0 | 0 | 0 | 0 | 0 | 0 | 0 | 0 | 0 | 0 | 0 | 0 | 0
|  |  | Block 30: 280-290 mills/kWh | 0 | 0 | 0 | 0 | 0 | 0 | 0 | 0 | 0 | 0 | 0 | 0 | 0 | 0 | 0 | 0 | 0 | 0 | 0 | 0 | 0
|  |  | Block 31: 290-300 mills/kWh | 0 | 0 | 0 | 0 | 0 | 0 | 0 | 0 | 0 | 0 | 0 | 0 | 0 | 0 | 0 | 0 | 0 | 0 | 0 | 0 | 0
|  |  | Block 32: > 300 mills/kWh | 0 | 0 | 0 | 0 | 0 | 0 | 0 | 0 | 0 | 0 | 0 | 0 | 0 | 0 | 0 | 0 | 0 | 0 | 0 | 0 | 0
|  |  | Total per Year | 0 | 16.8782 | 21.6323 | 25.3007 | 28.4879 | 31.2198 | 33.5346 | 35.4762 | 41.488 | 42.0975 | 42.6389 | 43.0512 | 43.297 | 43.3954 | 43.4563 | 43.4944 | 43.4763 | 43.4558 | 43.3915 | 43.2966
|  |  | Total Cumulative | 0 | 16.8782 | 38.5105 | 63.8112 | 92.2991 | 123.519 | 157.0536 | 192.5298 | 234.0178 | 276.1153 | 318.7543 | 361.8055 | 405.1024 | 448.4978 | 491.954 | 535.4485 | 578.9248 | 622.3806 | 665.7721 | 709.0687 | 370.4682
ACHIEVABLE SAVINGS - CUMULATIVE BY MILL BIN - FOR MEASURE - Lighting |  |  | aMW | 2016 | 2017 | 2018 | 2019 | 2020 | 2021 | 2022 | 2023 | 2024 | 2025 | 2026 | 2027 | 2028 | 2029 | 2030 | 2031 | 2032 | 2033 | 2034 | 2035 | MAX
|  |  | Lighting | aMW_2016 | aMW_2017 | aMW_2018 | aMW_2019 | aMW_2020 | aMW_2021 | aMW_2022 | aMW_2023 | aMW_2024 | aMW_2025 | aMW_2026 | aMW_2027 | aMW_2028 | aMW_2029 | aMW_2030 | aMW_2031 | aMW_2032 | aMW_2033 | aMW_2034 | aMW_2035 | MAX
|  |  | Block 1: <= 0 mills/kWh | 0 | 10.119 | 23.0881 | 38.2566 | 55.3359 | 74.0531 | 94.158 | 115.427 | 140.3002 | 165.5389 | 191.1021 | 216.9125 | 242.8702 | 268.887 | 294.9402 | 321.0163 | 347.0816 | 373.1346 | 399.149 | 425.1065 | 222.1061
|  |  | Block 2: 0-10 mills/kWh | 0 | 0 | 0 | 0 | 0 | 0 | 0 | 0 | 0 | 0 | 0 | 0 | 0 | 0 | 0 | 0 | 0 | 0 | 0 | 0 | 0
|  |  | Block 3: 10-20 mills/kWh | 0 | 0.18391 | 0.41961 | 0.69529 | 1.0057 | 1.3459 | 1.7113 | 2.0978 | 2.5499 | 3.0086 | 3.4732 | 3.9423 | 4.414 | 4.8869 | 5.3604 | 5.8343 | 6.308 | 6.7815 | 7.2543 | 7.7261 | 4.0367
|  |  | Block 4: 20-30 mills/kWh | 0 | 0 | 0 | 0 | 0 | 0 | 0 | 0 | 0 | 0 | 0 | 0 | 0 | 0 | 0 | 0 | 0 | 0 | 0 | 0 | 0
|  |  | Block 5: 30-40 mills/kWh | 0 | 5.5389 | 12.6379 | 20.9408 | 30.2896 | 40.5349 | 51.5399 | 63.182 | 76.7971 | 90.6121 | 104.6048 | 118.7328 | 132.9415 | 147.1824 | 161.4434 | 175.7168 | 189.9843 | 204.2451 | 218.4848 | 232.6933 | 121.5756
|  |  | Block 6: 40-50 mills/kWh | 0 | 0 | 0 | 0 | 0 | 0 | 0 | 0 | 0 | 0 | 0 | 0 | 0 | 0 | 0 | 0 | 0 | 0 | 0 | 0 | 0
|  |  | Block 7: 50-60 mills/kWh | 0 | 0 | 0 | 0 | 0 | 0 | 0 | 0 | 0 | 0 | 0 | 0 | 0 | 0 | 0 | 0 | 0 | 0 | 0 | 0 | 0
|  |  | Block 8: 60-70 mills/kWh | 0 | 1.0318 | 2.3543 | 3.901 | 5.6426 | 7.5511 | 9.6012 | 11.77 | 14.3063 | 16.8799 | 19.4865 | 22.1184 | 24.7653 | 27.4182 | 30.0749 | 32.7338 | 35.3917 | 38.0483 | 40.7009 | 43.3478 | 22.648
|  |  | Block 9: 70-80 mills/kWh | 0 | 0 | 0 | 0 | 0 | 0 | 0 | 0 | 0 | 0 | 0 | 0 | 0 | 0 | 0 | 0 | 0 | 0 | 0 | 0 | 0
|  |  | Block 10: 80-90 mills/kWh | 0 | 0 | 0 | 0 | 0 | 0 | 0 | 0 | 0 | 0 | 0 | 0 | 0 | 0 | 0 | 0 | 0 | 0 | 0 | 0 | 0
|  |  | Block 11: 90-100 mills/kWh | 0 | 0 | 0 | 0 | 0 | 0 | 0 | 0 | 0 | 0 | 0 | 0 | 0 | 0 | 0 | 0 | 0 | 0 | 0 | 0 | 0
|  |  | Block 12: 100-110 mills/kWh | 0 | 0 | 0 | 0 | 0 | 0 | 0 | 0 | 0 | 0 | 0 | 0 | 0 | 0 | 0 | 0 | 0 | 0 | 0 | 0 | 0
|  |  | Block 13: 110-120 mills/kWh | 0 | 0 | 0 | 0 | 0 | 0 | 0 | 0 | 0 | 0 | 0 | 0 | 0 | 0 | 0 | 0 | 0 | 0 | 0 | 0 | 0
|  |  | Block 14: 120-130 mills/kWh | 0 | 0 | 0 | 0 | 0 | 0 | 0 | 0 | 0 | 0 | 0 | 0 | 0 | 0 | 0 | 0 | 0 | 0 | 0 | 0 | 0
|  |  | Block 15: 130-140 mills/kWh | 0 | 0 | 0 | 0 | 0 | 0 | 0 | 0 | 0 | 0 | 0 | 0 | 0 | 0 | 0 | 0 | 0 | 0 | 0 | 0 | 0
|  |  | Block 16: 140-150 mills/kWh | 0 | 0 | 0 | 0 | 0 | 0 | 0 | 0 | 0 | 0 | 0 | 0 | 0 | 0 | 0 | 0 | 0 | 0 | 0 | 0 | 0
|  |  | Block 17: 150-160 mills/kWh | 0 | 0 | 0 | 0 | 0 | 0 | 0 | 0 | 0 | 0 | 0 | 0 | 0 | 0 | 0 | 0 | 0 | 0 | 0 | 0 | 0
|  |  | Block 18: 160-170 mills/kWh | 0 | 0 | 0 | 0 | 0 | 0 | 0 | 0 | 0 | 0 | 0 | 0 | 0 | 0 | 0 | 0 | 0 | 0 | 0 | 0 | 0
|  |  | Block 19: 170-180 mills/kWh | 0 | 0 | 0 | 0 | 0 | 0 | 0 | 0 | 0 | 0 | 0 | 0 | 0 | 0 | 0 | 0 | 0 | 0 | 0 | 0 | 0
|  |  | Block 20: 180-190 mills/kWh | 0 | 0 | 0 | 0 | 0 | 0 | 0 | 0 | 0 | 0 | 0 | 0 | 0 | 0 | 0 | 0 | 0 | 0 | 0 | 0 | 0
|  |  | Block 21: 190-200 mills/kWh | 0 | 0 | 0 | 0 | 0 | 0 | 0 | 0 | 0 | 0 | 0 | 0 | 0 | 0 | 0 | 0 | 0 | 0 | 0 | 0 | 0
|  |  | Block 22: 200-210 mills/kWh | 0 | 0 | 0 | 0 | 0 | 0 | 0 | 0 | 0 | 0 | 0 | 0 | 0 | 0 | 0 | 0 | 0 | 0 | 0 | 0 | 0
|  |  | Block 23: 210-220 mills/kWh | 0 | 0 | 0 | 0 | 0 | 0 | 0 | 0 | 0 | 0 | 0 | 0 | 0 | 0 | 0 | 0 | 0 | 0 | 0 | 0 | 0
|  |  | Block 24: 220-230 mills/kWh | 0 | 0 | 0 | 0 | 0 | 0 | 0 | 0 | 0 | 0 | 0 | 0 | 0 | 0 | 0 | 0 | 0 | 0 | 0 | 0 | 0
|  |  | Block 25: 230-240 mills/kWh | 0 | 0 | 0 | 0 | 0 | 0 | 0 | 0 | 0 | 0 | 0 | 0 | 0 | 0 | 0 | 0 | 0 | 0 | 0 | 0 | 0
|  |  | Block 26: 240-250 mills/kWh | 0 | 0 | 0 | 0 | 0 | 0 | 0 | 0 | 0 | 0 | 0 | 0 | 0 | 0 | 0 | 0 | 0 | 0 | 0 | 0 | 0
|  |  | Block 27: 250-260 mills/kWh | 0 | 0.0046399 | 0.010587 | 0.017542 | 0.025373 | 0.033956 | 0.043174 | 0.052927 | 0.064332 | 0.075905 | 0.087626 | 0.099461 | 0.11136 | 0.12329 | 0.13524 | 0.1472 | 0.15915 | 0.17109 | 0.18302 | 0.19492 | 0.10184
|  |  | Block 28: 260-270 mills/kWh | 0 | 0 | 0 | 0 | 0 | 0 | 0 | 0 | 0 | 0 | 0 | 0 | 0 | 0 | 0 | 0 | 0 | 0 | 0 | 0 | 0
|  |  | Block 29: 270-280 mills/kWh | 0 | 0 | 0 | 0 | 0 | 0 | 0 | 0 | 0 | 0 | 0 | 0 | 0 | 0 | 0 | 0 | 0 | 0 | 0 | 0 | 0
|  |  | Block 30: 280-290 mills/kWh | 0 | 0 | 0 | 0 | 0 | 0 | 0 | 0 | 0 | 0 | 0 | 0 | 0 | 0 | 0 | 0 | 0 | 0 | 0 | 0 | 0
|  |  | Block 31: 290-300 mills/kWh | 0 | 0 | 0 | 0 | 0 | 0 | 0 | 0 | 0 | 0 | 0 | 0 | 0 | 0 | 0 | 0 | 0 | 0 | 0 | 0 | 0
|  |  | Block 32: > 300 mills/kWh | 0 | 0 | 0 | 0 | 0 | 0 | 0 | 0 | 0 | 0 | 0 | 0 | 0 | 0 | 0 | 0 | 0 | 0 | 0 | 0 | 0
|  |  | Total per Year | 0 | 16.8782 | 38.5105 | 63.8112 | 92.2991 | 123.519 | 157.0536 | 192.5298 | 234.0178 | 276.1153 | 318.7543 | 361.8055 | 405.1024 | 448.4978 | 491.954 | 535.4485 | 578.9248 | 622.3806 | 665.7721 | 709.0687 | 370.4682

## Accomplishments
savingsYear | BPA Sector | BPA EndUse | BPA Category | BPA TAP | SumOfkWhBusbar | SumOfaMWBusbar
2010 | Residential | Lighting | Lamps/Fixtures | Fixtures | 9439481.4644 | 1.0776
2010 | Residential | Lighting | Lamps/Fixtures | Lamps | 267143533.3314 | 30.4958
2010 | Residential | Lighting | Lamps/Fixtures | Unknown | 198682097.5492 | 22.6806
2010 | Residential | Lighting | Lighting Controls | Lighting Controls | 73264.12 | 0.0083635
2011 | Residential | Lighting | Lamps/Fixtures | Fixtures | 9854205.9324 | 1.1249
2011 | Residential | Lighting | Lamps/Fixtures | Lamps | 355335072.7058 | 40.5634
2011 | Residential | Lighting | Lamps/Fixtures | Unknown | 161052852.8766 | 18.385
2011 | Residential | Lighting | Lighting Controls | Lighting Controls | 68834.76 | 0.0078578
2012 | Residential | Lighting | Lamps/Fixtures | Fixtures | 14716241.9446 | 1.6799
2012 | Residential | Lighting | Lamps/Fixtures | Lamps | 235411782.063 | 26.8735
2012 | Residential | Lighting | Lamps/Fixtures | Unknown | 80481975.939 | 9.1874
2012 | Residential | Lighting | Lighting Controls | Lighting Controls | 70910.54 | 0.0080948
2013 | Residential | Lighting | Lamps/Fixtures | Fixtures | 8710077.1122 | 0.9943
2013 | Residential | Lighting | Lamps/Fixtures | Lamps | 324862884.5425 | 37.0848
[6 empty] | 190.1716 | 47.5429

## Bulb Weighting
Bulb Type | Lamp Weight | per bulb savings
LEDDecorative and Mini-Base250 to 664 lumensANY | 8.108% | 14.5863
LEDDecorative and Mini-Base665 to 1439 lumensANY | 2.224% | 26.4211
LEDDecorative and Mini-Base1440 to 2600 lumensANY | 0.04369% | 22.9654
LEDGeneral Purpose and Dimmable250 to 664 lumensANY | 6.771% | 1.7869
LEDGeneral Purpose and Dimmable665 to 1439 lumensANY | 52.25% | 6.9745
LEDGeneral Purpose and Dimmable1440 to 2600 lumensANY | 5.209% | 13.0316
LEDGlobe250 to 664 lumensANY | 4.452% | 9.5276
LEDGlobe665 to 1439 lumensANY | 2.715% | 13.2842
LEDGlobe1440 to 2600 lumensANY | 0.2046% | 31.0473
LEDReflectors and Outdoor250 to 664 lumensANY | 1.416% | 17.8346
LEDReflectors and Outdoor665 to 1439 lumensANY | 14.31% | 30.7603
LEDReflectors and Outdoor1440 to 2600 lumensANY | 1.176% | 70.6358
LEDThree-Way250 to 664 lumensANY | 0.01845% | 15.9669
LEDThree-Way665 to 1439 lumensANY | 0.2278% | 27.7681
LEDThree-Way1440 to 2600 lumensANY | 0.8807% | 60.3682
| 100% | 13.1547

## M_Input_Out
Shaped Savings Results; By Category and sorted by TRC BC ratio
[14 empty] | Savings Allocation by Category and Month for Segments 1 | [11 empty] | Savings Allocation by Category and Month for Segments 2
Category | Measure | Busbar Savings | First Cost | Admin Cost | First Year Program Cost | PV Cost | PV Benefits | Unit Program Cost: First Year Program Cost in $/average annual kW saved | Utility System Net Levelized Cost (Net of T&D Capacity Benefits, Act Credit & Risk-Mitigation) in mills/kWh | TRC Net Levelized Cost (Net of All Benefits) in mills/kWh | TRC B/C Ratio | Net Electric & Gas System CO2 Avoided (Lifetime Tons) | Wholesale KW | Jan | Feb | Mar | Apr | May | Jun | Jul | Aug | Sep | Oct | Nov | Dec | Jan | Feb | Mar | Apr | May | Jun | Jul | Aug | Sep | Oct | Nov | Dec
2017 - LEDGlobe665 to 1439 lumensANY |  | 10.3316 | 1.951 | 0.39021 | 2.3412 | -12.5196 | 6.5044 | 1985.1045 | -2.8796 | -97.4833 | 5.5532 | 0.084359 | 0.0026991 | 0.73921 | 0.58793 | 0.594 | 0.48445 | 0.44114 | 0.45328 | 0.37409 | 0.4267 | 0.46986 | 0.68572 | 0.69222 | 0.75992 | 0.38563 | 0.29638 | 0.27623 | 0.27097 | 0.26327 | 0.24621 | 0.28087 | 0.25409 | 0.29451 | 0.29278 | 0.36874 | 0.39336
2017 - LEDReflectors and Outdoor1440 to 2600 lumensANY |  | 87.0418 | 12.0298 | 2.406 | 14.4358 | -21.5505 | 60.4839 | 1452.836 | -6.0846 | -31.3422 | 4.7047 | 0.79643 | 0.02274 | 6.2277 | 4.9533 | 5.0044 | 4.0814 | 3.7165 | 3.8188 | 3.1516 | 3.5949 | 3.9585 | 5.7771 | 5.8318 | 6.4022 | 3.2489 | 2.4969 | 2.3272 | 2.2829 | 2.218 | 2.0742 | 2.3663 | 2.1407 | 2.4812 | 2.4666 | 3.1066 | 3.314
2016 - LEDGlobe665 to 1439 lumensANY |  | 9.8724 | 2.4831 | 0.49663 | 2.9798 | -11.6295 | 6.2154 | 2644.0081 | 1.088 | -94.9967 | 4.5494 | 0.08061 | 0.0025791 | 0.70636 | 0.5618 | 0.5676 | 0.46292 | 0.42153 | 0.43313 | 0.35746 | 0.40774 | 0.44898 | 0.65525 | 0.66145 | 0.72614 | 0.36849 | 0.2832 | 0.26396 | 0.25893 | 0.25157 | 0.23526 | 0.26839 | 0.2428 | 0.28142 | 0.27977 | 0.35235 | 0.37588
2017 - LEDGlobe250 to 664 lumensANY |  | 15.0012 | 2.0667 | 0.41334 | 2.48 | -6.634 | 9.4167 | 1448.2115 | -6.1124 | -40.7232 | 4.3351 | 0.12207 | 0.003919 | 1.0733 | 0.85367 | 0.86248 | 0.70341 | 0.64052 | 0.65815 | 0.54316 | 0.61956 | 0.68223 | 0.99566 | 1.0051 | 1.1034 | 0.55993 | 0.43033 | 0.40109 | 0.39345 | 0.38227 | 0.35749 | 0.40782 | 0.36893 | 0.42762 | 0.42511 | 0.5354 | 0.57115
2016 - LEDReflectors and Outdoor1440 to 2600 lumensANY |  | 83.1732 | 15.3107 | 3.0621 | 18.3728 | -16.0626 | 57.7957 | 1935.067 | -3.1809 | -27.3345 | 3.6817 | 0.76103 | 0.021729 | 5.9509 | 4.7331 | 4.7819 | 3.9 | 3.5513 | 3.6491 | 3.0115 | 3.4351 | 3.7826 | 5.5204 | 5.5726 | 6.1176 | 3.1045 | 2.386 | 2.2238 | 2.1814 | 2.1194 | 1.9821 | 2.2611 | 2.0455 | 2.3709 | 2.357 | 2.9685 | 3.1667
2017 - LEDThree-Way665 to 1439 lumensANY |  | 54.5836 | 5.5773 | 1.1155 | 6.6927 | -3.1091 | 34.2342 | 1074.096 | -8.3651 | -12.3343 | 3.613 | 0.44373 | 0.01426 | 3.9054 | 3.1062 | 3.1382 | 2.5595 | 2.3306 | 2.3948 | 1.9764 | 2.2543 | 2.4824 | 3.6228 | 3.6571 | 4.0148 | 2.0374 | 1.5658 | 1.4594 | 1.4316 | 1.3909 | 1.3008 | 1.4839 | 1.3424 | 1.5559 | 1.5468 | 1.9481 | 2.0782
2016 - LEDGlobe250 to 664 lumensANY |  | 14.3345 | 2.6303 | 0.52606 | 3.1564 | -5.6912 | 8.9982 | 1928.9075 | -3.218 | -37.3971 | 3.5793 | 0.11665 | 0.0037449 | 1.0256 | 0.81573 | 0.82415 | 0.67215 | 0.61205 | 0.6289 | 0.51902 | 0.59203 | 0.65191 | 0.95141 | 0.96041 | 1.0543 | 0.53505 | 0.41121 | 0.38326 | 0.37596 | 0.36528 | 0.3416 | 0.3897 | 0.35254 | 0.40861 | 0.40622 | 0.5116 | 0.54577
2017 - LEDReflectors and Outdoor665 to 1439 lumensANY |  | 16.2588 | 5.5856 | 1.1171 | 6.7027 | -10.6207 | 10.4957 | 3611.3268 | 6.9126 | -57.5585 | 3.0067 | 0.13667 | 0.0042476 | 1.1633 | 0.92524 | 0.93478 | 0.76238 | 0.69422 | 0.71333 | 0.5887 | 0.6715 | 0.73943 | 1.0791 | 1.0893 | 1.1959 | 0.60687 | 0.46641 | 0.43471 | 0.42643 | 0.41431 | 0.38745 | 0.44201 | 0.39986 | 0.46347 | 0.46075 | 0.58028 | 0.61904
2016 - LEDThree-Way665 to 1439 lumensANY |  | 52.1577 | 7.0983 | 1.4197 | 8.518 | -0.56476 | 32.7127 | 1430.6141 | -6.2184 | -8.9398 | 3.0028 | 0.424 | 0.013626 | 3.7318 | 2.9681 | 2.9987 | 2.4457 | 2.227 | 2.2883 | 1.8885 | 2.1542 | 2.372 | 3.4618 | 3.4946 | 3.8363 | 1.9468 | 1.4962 | 1.3945 | 1.368 | 1.3291 | 1.2429 | 1.418 | 1.2827 | 1.4868 | 1.4781 | 1.8615 | 1.9858
2017 - LEDDecorative and Mini-Base250 to 664 lumensANY |  | 20.131 | 3.8939 | 0.77877 | 4.6726 | -3.4824 | 12.7329 | 2033.293 | -2.5894 | -21.2628 | 2.9687 | 0.16526 | 0.0052592 | 1.4403 | 1.1456 | 1.1574 | 0.94395 | 0.85955 | 0.88321 | 0.7289 | 0.83143 | 0.91553 | 1.3361 | 1.3488 | 1.4807 | 0.7514 | 0.57749 | 0.53824 | 0.52799 | 0.51298 | 0.47973 | 0.54728 | 0.49509 | 0.57384 | 0.57048 | 0.71848 | 0.76647
2017 - LEDThree-Way1440 to 2600 lumensANY |  | 48.8441 | 12.5099 | 2.502 | 15.0118 | -14.4973 | 30.6415 | 2692.3146 | 1.3788 | -29.9932 | 2.78 | 0.39717 | 0.01276 | 3.4947 | 2.7796 | 2.8082 | 2.2903 | 2.0855 | 2.1429 | 1.7686 | 2.0173 | 2.2214 | 3.2419 | 3.2726 | 3.5926 | 1.8231 | 1.4012 | 1.3059 | 1.2811 | 1.2447 | 1.164 | 1.3279 | 1.2013 | 1.3923 | 1.3842 | 1.7433 | 1.8597
2017 - LEDGlobe1440 to 2600 lumensANY |  | 11.178 | 7.5967 | 1.5193 | 9.116 | -16.6075 | 7.1932 | 7144.0644 | 28.1846 | -118.6674 | 2.7577 | 0.093621 | 0.0029202 | 0.79977 | 0.6361 | 0.64267 | 0.52414 | 0.47728 | 0.49041 | 0.40473 | 0.46166 | 0.50836 | 0.7419 | 0.74893 | 0.82217 | 0.41723 | 0.32066 | 0.29887 | 0.29317 | 0.28484 | 0.26638 | 0.30388 | 0.27491 | 0.31863 | 0.31677 | 0.39895 | 0.42559
2017 - LEDReflectors and Outdoor250 to 664 lumensANY |  | 21.3225 | 7.7517 | 1.5503 | 9.302 | -11.7907 | 13.4963 | 3821.5946 | 8.1787 | -49.2564 | 2.7107 | 0.17519 | 0.0055705 | 1.5256 | 1.2134 | 1.2259 | 0.99982 | 0.91043 | 0.93548 | 0.77204 | 0.88063 | 0.96971 | 1.4152 | 1.4286 | 1.5683 | 0.79588 | 0.61167 | 0.5701 | 0.55924 | 0.54334 | 0.50812 | 0.57967 | 0.5244 | 0.60781 | 0.60424 | 0.76101 | 0.81183
2017 - LEDThree-Way250 to 664 lumensANY |  | 50.6736 | 8.747 | 1.7494 | 10.4964 | 1.1693 | 31.7692 | 1814.5302 | -3.9067 | -6.4267 | 2.5895 | 0.41175 | 0.013238 | 3.6256 | 2.8837 | 2.9134 | 2.3761 | 2.1637 | 2.2232 | 1.8348 | 2.0929 | 2.3046 | 3.3633 | 3.3951 | 3.7272 | 1.8914 | 1.4537 | 1.3549 | 1.329 | 1.2913 | 1.2076 | 1.3776 | 1.2462 | 1.4445 | 1.436 | 1.8086 | 1.9293
2016 - LEDDecorative and Mini-Base250 to 664 lumensANY |  | 19.2363 | 4.9558 | 0.99116 | 5.947 | -1.7061 | 12.167 | 2708.1915 | 1.4744 | -15.06 | 2.3962 | 0.15792 | 0.0050254 | 1.3763 | 1.0947 | 1.106 | 0.902 | 0.82135 | 0.84396 | 0.69651 | 0.79447 | 0.87484 | 1.2767 | 1.2888 | 1.4149 | 0.71801 | 0.55182 | 0.51432 | 0.50452 | 0.49018 | 0.45841 | 0.52296 | 0.47309 | 0.54834 | 0.54513 | 0.68655 | 0.7324
2016 - LEDReflectors and Outdoor665 to 1439 lumensANY |  | 15.5362 | 7.109 | 1.4218 | 8.5307 | -8.0725 | 10.0292 | 4810.0125 | 14.1303 | -47.7259 | 2.3904 | 0.1306 | 0.0040588 | 1.1116 | 0.88411 | 0.89324 | 0.7285 | 0.66337 | 0.68162 | 0.56254 | 0.64166 | 0.70656 | 1.0312 | 1.0409 | 1.1427 | 0.5799 | 0.44568 | 0.41539 | 0.40748 | 0.3959 | 0.37023 | 0.42237 | 0.38209 | 0.44287 | 0.44027 | 0.55449 | 0.59152
2016 - LEDThree-Way1440 to 2600 lumensANY |  | 46.6733 | 15.9217 | 3.1843 | 19.106 | -8.7903 | 29.2797 | 3585.9581 | 6.7598 | -22.0119 | 2.2333 | 0.37952 | 0.012193 | 3.3394 | 2.656 | 2.6834 | 2.1885 | 1.9929 | 2.0477 | 1.6899 | 1.9276 | 2.1226 | 3.0978 | 3.1271 | 3.433 | 1.7421 | 1.3389 | 1.2479 | 1.2241 | 1.1893 | 1.1122 | 1.2689 | 1.1479 | 1.3304 | 1.3226 | 1.6658 | 1.777
2016 - LEDGlobe1440 to 2600 lumensANY |  | 10.6812 | 9.6685 | 1.9337 | 11.6022 | -13.142 | 6.8735 | 9515.3501 | 42.4631 | -99.8783 | 2.1795 | 0.08946 | 0.0027904 | 0.76423 | 0.60783 | 0.6141 | 0.50085 | 0.45607 | 0.46862 | 0.38675 | 0.44114 | 0.48576 | 0.70893 | 0.71564 | 0.78563 | 0.39868 | 0.30641 | 0.28558 | 0.28014 | 0.27218 | 0.25454 | 0.29038 | 0.26269 | 0.30447 | 0.30269 | 0.38122 | 0.40667
2016 - LEDReflectors and Outdoor250 to 664 lumensANY |  | 20.3748 | 9.8658 | 1.9732 | 11.8389 | -8.2544 | 12.8965 | 5090.0731 | 15.8167 | -38.378 | 2.1598 | 0.16741 | 0.0053229 | 1.4578 | 1.1595 | 1.1714 | 0.95538 | 0.86996 | 0.89391 | 0.73773 | 0.84149 | 0.92661 | 1.3523 | 1.3651 | 1.4986 | 0.7605 | 0.58448 | 0.54476 | 0.53438 | 0.5192 | 0.48554 | 0.55391 | 0.50109 | 0.58079 | 0.57739 | 0.72718 | 0.77575
2016 - LEDThree-Way250 to 664 lumensANY |  | 48.4214 | 11.1326 | 2.2265 | 13.3591 | 5.1597 | 30.3572 | 2416.8161 | -0.28006 | -0.28395 | 2.0938 | 0.39345 | 0.01265 | 3.4645 | 2.7555 | 2.7839 | 2.2705 | 2.0675 | 2.1244 | 1.7532 | 1.9998 | 2.2021 | 3.2138 | 3.2442 | 3.5615 | 1.8074 | 1.389 | 1.2946 | 1.27 | 1.2339 | 1.1539 | 1.3164 | 1.1909 | 1.3803 | 1.3722 | 1.7282 | 1.8436
2017 - LEDDecorative and Mini-Base665 to 1439 lumensANY |  | 15.1661 | 7.2413 | 1.4483 | 8.6896 | -2.2537 | 9.6595 | 5019.1326 | 15.3895 | -19.793 | 1.8928 | 0.12551 | 0.0039621 | 1.0851 | 0.86305 | 0.87196 | 0.71114 | 0.64756 | 0.66538 | 0.54913 | 0.62637 | 0.68973 | 1.0066 | 1.0161 | 1.1155 | 0.56608 | 0.43506 | 0.40549 | 0.39777 | 0.38647 | 0.36141 | 0.4123 | 0.37299 | 0.43232 | 0.42978 | 0.54128 | 0.57743
2016 - LEDDecorative and Mini-Base665 to 1439 lumensANY |  | 14.492 | 9.2162 | 1.8432 | 11.0594 | 1.0498 | 9.2302 | 6685.1026 | 25.421 | -3.5287 | 1.493 | 0.11993 | 0.003786 | 1.0369 | 0.82469 | 0.8332 | 0.67954 | 0.61878 | 0.63581 | 0.52473 | 0.59853 | 0.65907 | 0.96186 | 0.97097 | 1.0659 | 0.54093 | 0.41573 | 0.38747 | 0.38009 | 0.36929 | 0.34535 | 0.39398 | 0.35641 | 0.4131 | 0.41068 | 0.51723 | 0.55177
2017 - LEDGeneral Purpose and Dimmable250 to 664 lumensANY |  | 1.921 | 1.3201 | 0.26402 | 1.5841 | 0.74943 | 1.2227 | 7223.7442 | 28.6644 | 19.8793 | 1.2001 | 0.015886 | 0.00050186 | 0.13745 | 0.10932 | 0.11045 | 0.090077 | 0.082023 | 0.08428 | 0.069556 | 0.079339 | 0.087364 | 0.1275 | 0.12871 | 0.1413 | 0.071703 | 0.055107 | 0.051362 | 0.050383 | 0.048951 | 0.045778 | 0.052224 | 0.047244 | 0.054759 | 0.054438 | 0.068561 | 0.07314
2017 - LEDGeneral Purpose and Dimmable665 to 1439 lumensANY |  | 7.4978 | 3.4926 | 0.69851 | 4.1911 | 4.8217 | 4.8175 | 4896.6156 | 14.6518 | 38.0475 | 0.99935 | 0.062685 | 0.0019588 | 0.53646 | 0.42667 | 0.43108 | 0.35158 | 0.32014 | 0.32895 | 0.27148 | 0.30967 | 0.34099 | 0.49764 | 0.50235 | 0.55148 | 0.27986 | 0.21509 | 0.20047 | 0.19665 | 0.19106 | 0.17868 | 0.20383 | 0.1844 | 0.21373 | 0.21248 | 0.2676 | 0.28547
2016 - LEDGeneral Purpose and Dimmable250 to 664 lumensANY |  | 1.8356 | 1.6801 | 0.33602 | 2.0161 | 1.3517 | 1.1683 | 9621.4775 | 43.1021 | 45.3547 | 0.93807 | 0.015179 | 0.00047955 | 0.13134 | 0.10446 | 0.10554 | 0.086073 | 0.078377 | 0.080535 | 0.066464 | 0.075813 | 0.083481 | 0.12183 | 0.12299 | 0.13502 | 0.068516 | 0.052658 | 0.049079 | 0.048144 | 0.046776 | 0.043744 | 0.049903 | 0.045145 | 0.052325 | 0.052019 | 0.065514 | 0.069889
2016 - LEDGeneral Purpose and Dimmable665 to 1439 lumensANY |  | 7.1646 | 4.4451 | 0.88902 | 5.3341 | 6.415 | 4.6034 | 6521.9193 | 24.4384 | 56.6118 | 0.7729 | 0.059899 | 0.0018717 | 0.51262 | 0.40771 | 0.41192 | 0.33595 | 0.30591 | 0.31433 | 0.25942 | 0.2959 | 0.32583 | 0.47553 | 0.48003 | 0.52697 | 0.26742 | 0.20553 | 0.19156 | 0.18791 | 0.18257 | 0.17073 | 0.19477 | 0.1762 | 0.20423 | 0.20303 | 0.25571 | 0.27278
2017 - LEDGeneral Purpose and Dimmable1440 to 2600 lumensANY |  | 14.0093 | 9.2685 | 1.8537 | 11.1222 | 14.1217 | 9.1018 | 6954.6963 | 27.0444 | 64.3728 | 0.69506 | 0.11864 | 0.0036599 | 1.0023 | 0.79722 | 0.80545 | 0.6569 | 0.59817 | 0.61463 | 0.50725 | 0.5786 | 0.63712 | 0.92982 | 0.93862 | 1.0304 | 0.52291 | 0.40188 | 0.37457 | 0.36743 | 0.35699 | 0.33385 | 0.38086 | 0.34454 | 0.39934 | 0.397 | 0.5 | 0.53339
2016 - LEDGeneral Purpose and Dimmable1440 to 2600 lumensANY |  | 13.3867 | 11.7963 | 2.3593 | 14.1555 | 18.3499 | 8.6973 | 9263.1261 | 40.9444 | 91.0637 | 0.5325 | 0.11337 | 0.0034972 | 0.9578 | 0.76179 | 0.76965 | 0.62771 | 0.57158 | 0.58732 | 0.48471 | 0.55288 | 0.6088 | 0.8885 | 0.89691 | 0.98463 | 0.49967 | 0.38402 | 0.35792 | 0.3511 | 0.34112 | 0.31901 | 0.36393 | 0.32923 | 0.38159 | 0.37936 | 0.47777 | 0.50968
2017 - LEDDecorative and Mini-Base1440 to 2600 lumensANY |  | 7.5107 | 19.1035 | 3.8207 | 22.9242 | 26.7827 | 4.7694 | 26737.309 | 146.1635 | 253.6686 | 0.3243 | 0.061943 | 0.0019622 | 0.53738 | 0.42741 | 0.43182 | 0.35218 | 0.32069 | 0.32952 | 0.27195 | 0.3102 | 0.34157 | 0.4985 | 0.50322 | 0.55243 | 0.28034 | 0.21546 | 0.20081 | 0.19699 | 0.19139 | 0.17898 | 0.20418 | 0.18472 | 0.2141 | 0.21284 | 0.26806 | 0.28596
2016 - LEDDecorative and Mini-Base1440 to 2600 lumensANY |  | 7.1769 | 24.3135 | 4.8627 | 29.1763 | 35.4976 | 4.5574 | 35612.0606 | 199.602 | 355.2229 | 0.25022 | 0.05919 | 0.001875 | 0.5135 | 0.40841 | 0.41263 | 0.33653 | 0.30644 | 0.31487 | 0.25986 | 0.29641 | 0.32639 | 0.47634 | 0.48085 | 0.52788 | 0.26788 | 0.20588 | 0.19189 | 0.18823 | 0.18288 | 0.17103 | 0.19511 | 0.17651 | 0.20458 | 0.20338 | 0.25615 | 0.27325

## M_Input
Data Set Name
Measure Index Name
Costs must be denominated in the same year as 'Input Cost Reference Year' = |  | 2012
1 | 2 | 3 | 4 | 5 | 6 | 7 | 8 | 9 | 10 | 11 | 12 | 13 | 14 | 15 | 16
Input Data | [7 empty] | Periodic Replacement Costs and Savings and Replacement Period | [5 empty] | Gas Inputs |  | Retro or LO | Early Retrofit Parameters
Category Name | Measure Name | Savings (kwh/yr) | Life (yrs) | Capital Cost | Annual O&M | Shape Pointer | Non-E Val ($/yr) | Cost 1 ($) | Period 1 | Cost 2 ($) | Period 2 | Cost 3 ($) | Period 3 | Savings (therms/yr) | Shape Pointer | R or L | Savings 2 (kWh) | Remaining Life (yrs) | Salvage Value ($)
2016 - LEDDecorative and Mini-Base250 to 664 lumensANY | LEDDecorative and Mini-Base250 to 664 lumensANY | 17.8938 | 12 | 4.9558 | 0 | R-All-Lgt-Lighting-All-All-R | 0 | -1.6402 | 1.7836 | 0 | 0 | 0 | 0 | -0.21011 | R-All-HVAC-ER-All-All-E | L
2016 - LEDDecorative and Mini-Base665 to 1439 lumensANY | LEDDecorative and Mini-Base665 to 1439 lumensANY | 13.4806 | 12 | 9.2162 | 0 | R-All-Lgt-Lighting-All-All-R | 0 | -2.3573 | 1.7864 | 0 | 0 | 0 | 0 | -0.15012 | R-All-HVAC-ER-All-All-E | L
2016 - LEDDecorative and Mini-Base1440 to 2600 lumensANY | LEDDecorative and Mini-Base1440 to 2600 lumensANY | 6.676 | 12 | 24.3135 | 0 | R-All-Lgt-Lighting-All-All-R | 0 | -2.572 | 4.4345 | 0 | 0 | 0 | 0 | -0.076086 | R-All-HVAC-ER-All-All-E | L
2016 - LEDGeneral Purpose and Dimmable250 to 664 lumensANY | LEDGeneral Purpose and Dimmable250 to 664 lumensANY | 1.7075 | 12 | 1.6801 | 0 | R-All-Lgt-Lighting-All-All-R | 0 | -2.1592 | 8.5398 | 0 | 0 | 0 | 0 | -0.019117 | R-All-HVAC-ER-All-All-E | L
2016 - LEDGeneral Purpose and Dimmable665 to 1439 lumensANY | LEDGeneral Purpose and Dimmable665 to 1439 lumensANY | 6.6645 | 12 | 4.4451 | 0 | R-All-Lgt-Lighting-All-All-R | 0 | -1.4523 | 7.9446 | 0 | 0 | 0 | 0 | -0.069091 | R-All-HVAC-ER-All-All-E | L
2016 - LEDGeneral Purpose and Dimmable1440 to 2600 lumensANY | LEDGeneral Purpose and Dimmable1440 to 2600 lumensANY | 12.4524 | 12 | 11.7963 | 0 | R-All-Lgt-Lighting-All-All-R | 0 | -1.8911 | 7.4879 | 0 | 0 | 0 | 0 | -0.11684 | R-All-HVAC-ER-All-All-E | L
2016 - LEDGlobe250 to 664 lumensANY | LEDGlobe250 to 664 lumensANY | 13.3341 | 12 | 2.6303 | 0 | R-All-Lgt-Lighting-All-All-R | 0 | -2.1738 | 2.2409 | 0 | 0 | 0 | 0 | -0.1653 | R-All-HVAC-ER-All-All-E | L
2016 - LEDGlobe665 to 1439 lumensANY | LEDGlobe665 to 1439 lumensANY | 9.1834 | 12 | 2.4831 | 0 | R-All-Lgt-Lighting-All-All-R | 0 | -4.7456 | 2.7621 | 0 | 0 | 0 | 0 | -0.11152 | R-All-HVAC-ER-All-All-E | L
2016 - LEDGlobe1440 to 2600 lumensANY | LEDGlobe1440 to 2600 lumensANY | 9.9357 | 12 | 9.6685 | 0 | R-All-Lgt-Lighting-All-All-R | 0 | -5.4627 | 2.0492 | 0 | 0 | 0 | 0 | -0.10165 | R-All-HVAC-ER-All-All-E | L
2016 - LEDReflectors and Outdoor250 to 664 lumensANY | LEDReflectors and Outdoor250 to 664 lumensANY | 18.9528 | 12 | 9.8658 | 0 | R-All-Lgt-Lighting-All-All-R | 0 | -4.635 | 2.1003 | 0 | 0 | 0 | 0 | -0.22134 | R-All-HVAC-ER-All-All-E | L
2016 - LEDReflectors and Outdoor665 to 1439 lumensANY | LEDReflectors and Outdoor665 to 1439 lumensANY | 14.4519 | 12 | 7.109 | 0 | R-All-Lgt-Lighting-All-All-R | 0 | -6.0026 | 2.7606 | 0 | 0 | 0 | 0 | -0.14385 | R-All-HVAC-ER-All-All-E | L
2016 - LEDReflectors and Outdoor1440 to 2600 lumensANY | LEDReflectors and Outdoor1440 to 2600 lumensANY | 77.3684 | 12 | 15.3107 | 0 | R-All-Lgt-Lighting-All-All-R | 0 | -6.8379 | 1.8152 | 0 | 0 | 0 | 0 | -0.24641 | R-All-HVAC-ER-All-All-E | L
2016 - LEDThree-Way250 to 664 lumensANY | LEDThree-Way250 to 664 lumensANY | 45.042 | 12 | 11.1326 | 0 | R-All-Lgt-Lighting-All-All-R | 0 | -2.5086 | 1.9665 | 0 | 0 | 0 | 0 | -0.56325 | R-All-HVAC-ER-All-All-E | L
2016 - LEDThree-Way665 to 1439 lumensANY | LEDThree-Way665 to 1439 lumensANY | 48.5175 | 12 | 7.0983 | 0 | R-All-Lgt-Lighting-All-All-R | 0 | -6.0204 | 3.7099 | 0 | 0 | 0 | 0 | -0.60504 | R-All-HVAC-ER-All-All-E | L
2016 - LEDThree-Way1440 to 2600 lumensANY | LEDThree-Way1440 to 2600 lumensANY | 43.4159 | 12 | 15.9217 | 0 | R-All-Lgt-Lighting-All-All-R | 0 | -5.8124 | 1.7653 | 0 | 0 | 0 | 0 | -0.54056 | R-All-HVAC-ER-All-All-E | L
2017 - LEDDecorative and Mini-Base250 to 664 lumensANY | LEDDecorative and Mini-Base250 to 664 lumensANY | 18.726 | 12 | 3.8939 | 0 | R-All-Lgt-Lighting-All-All-R | 0 | -1.6402 | 1.7836 | 0 | 0 | 0 | 0 | -0.21988 | R-All-HVAC-ER-All-All-E | L
2017 - LEDDecorative and Mini-Base665 to 1439 lumensANY | LEDDecorative and Mini-Base665 to 1439 lumensANY | 14.1076 | 12 | 7.2413 | 0 | R-All-Lgt-Lighting-All-All-R | 0 | -2.3573 | 1.7864 | 0 | 0 | 0 | 0 | -0.15711 | R-All-HVAC-ER-All-All-E | L
2017 - LEDDecorative and Mini-Base1440 to 2600 lumensANY | LEDDecorative and Mini-Base1440 to 2600 lumensANY | 6.9865 | 12 | 19.1035 | 0 | R-All-Lgt-Lighting-All-All-R | 0 | -2.572 | 4.4345 | 0 | 0 | 0 | 0 | -0.079625 | R-All-HVAC-ER-All-All-E | L
2017 - LEDGeneral Purpose and Dimmable250 to 664 lumensANY | LEDGeneral Purpose and Dimmable250 to 664 lumensANY | 1.7869 | 12 | 1.3201 | 0 | R-All-Lgt-Lighting-All-All-R | 0 | -2.1592 | 8.5398 | 0 | 0 | 0 | 0 | -0.020006 | R-All-HVAC-ER-All-All-E | L
2017 - LEDGeneral Purpose and Dimmable665 to 1439 lumensANY | LEDGeneral Purpose and Dimmable665 to 1439 lumensANY | 6.9745 | 12 | 3.4926 | 0 | R-All-Lgt-Lighting-All-All-R | 0 | -1.4523 | 7.9446 | 0 | 0 | 0 | 0 | -0.072304 | R-All-HVAC-ER-All-All-E | L
2017 - LEDGeneral Purpose and Dimmable1440 to 2600 lumensANY | LEDGeneral Purpose and Dimmable1440 to 2600 lumensANY | 13.0316 | 12 | 9.2685 | 0 | R-All-Lgt-Lighting-All-All-R | 0 | -1.8911 | 7.4879 | 0 | 0 | 0 | 0 | -0.12228 | R-All-HVAC-ER-All-All-E | L
2017 - LEDGlobe250 to 664 lumensANY | LEDGlobe250 to 664 lumensANY | 13.9543 | 12 | 2.0667 | 0 | R-All-Lgt-Lighting-All-All-R | 0 | -2.1738 | 2.2409 | 0 | 0 | 0 | 0 | -0.17298 | R-All-HVAC-ER-All-All-E | L
2017 - LEDGlobe665 to 1439 lumensANY | LEDGlobe665 to 1439 lumensANY | 9.6105 | 12 | 1.951 | 0 | R-All-Lgt-Lighting-All-All-R | 0 | -4.7456 | 2.7621 | 0 | 0 | 0 | 0 | -0.11671 | R-All-HVAC-ER-All-All-E | L
2017 - LEDGlobe1440 to 2600 lumensANY | LEDGlobe1440 to 2600 lumensANY | 10.3979 | 12 | 7.5967 | 0 | R-All-Lgt-Lighting-All-All-R | 0 | -5.4627 | 2.0492 | 0 | 0 | 0 | 0 | -0.10638 | R-All-HVAC-ER-All-All-E | L
2017 - LEDReflectors and Outdoor250 to 664 lumensANY | LEDReflectors and Outdoor250 to 664 lumensANY | 19.8343 | 12 | 7.7517 | 0 | R-All-Lgt-Lighting-All-All-R | 0 | -4.635 | 2.1003 | 0 | 0 | 0 | 0 | -0.23163 | R-All-HVAC-ER-All-All-E | L
2017 - LEDReflectors and Outdoor665 to 1439 lumensANY | LEDReflectors and Outdoor665 to 1439 lumensANY | 15.1241 | 12 | 5.5856 | 0 | R-All-Lgt-Lighting-All-All-R | 0 | -6.0026 | 2.7606 | 0 | 0 | 0 | 0 | -0.15054 | R-All-HVAC-ER-All-All-E | L
2017 - LEDReflectors and Outdoor1440 to 2600 lumensANY | LEDReflectors and Outdoor1440 to 2600 lumensANY | 80.967 | 12 | 12.0298 | 0 | R-All-Lgt-Lighting-All-All-R | 0 | -6.8379 | 1.8152 | 0 | 0 | 0 | 0 | -0.25787 | R-All-HVAC-ER-All-All-E | L
2017 - LEDThree-Way250 to 664 lumensANY | LEDThree-Way250 to 664 lumensANY | 47.137 | 12 | 8.747 | 0 | R-All-Lgt-Lighting-All-All-R | 0 | -2.5086 | 1.9665 | 0 | 0 | 0 | 0 | -0.58944 | R-All-HVAC-ER-All-All-E | L
2017 - LEDThree-Way665 to 1439 lumensANY | LEDThree-Way665 to 1439 lumensANY | 50.7741 | 12 | 5.5773 | 0 | R-All-Lgt-Lighting-All-All-R | 0 | -6.0204 | 3.7099 | 0 | 0 | 0 | 0 | -0.63318 | R-All-HVAC-ER-All-All-E | L
2017 - LEDThree-Way1440 to 2600 lumensANY | LEDThree-Way1440 to 2600 lumensANY | 45.4352 | 12 | 12.5099 | 0 | R-All-Lgt-Lighting-All-All-R | 0 | -5.8124 | 1.7653 | 0 | 0 | 0 | 0 | -0.56571 | R-All-HVAC-ER-All-All-E | L
ProCost Results
Version: | ProCost 3.0 - Beta04
Run Time: | Wednesday, 25 March , 2015 at 4:48 PM
Regurgitation of ProData input parameters which were used for this run
| Run Parameters |  | Run Parameters |  |  | Marginal Cost & Conservation Load Shape Parameters | [9 empty] | Sponsor Parameters | [5 empty] | Program Parameters |  |  | Utility System Parameters
| Run Type | Electric | Run Type | Electric |  | Marginal Costs and Savings Shape File | Q:\SeventhPlan\Conservation Analysis\Global EE Inputs\MC Files\MC_AND_LOADSHAPE_v3.0_24segment-7P-D9 - NewSegValues.xlsx |  |  | 6P MidC Final (with carbon) | [6 empty] | Customer | Wholesale Elec | Retail Elec | Nat Gas |  | Program Life (yrs) | 20 |  |  | Electric | Gas
| Negative B/C Ratios | Off | Negative B/C Ratios | Off |  | Marginal Elec Avoided Cost Input Worksheet | 7P Mid |  |  | Conservation Load Shapes | [5 empty] | Real After-Tax Cost of Capital | 0.043096 | 0.043878 | 0.053289 | 0.054479 |  | Program Start Date | 2016 |  | Bulk System T&D Loss Factor | 0.0040389 | 0.01
| Admin Cost @ Category Level | On | Admin Cost @ Category Level | On |  | Elec Savings Shape Input Worksheet | GLSShapes |  |  | 6P_Gas_Final | [5 empty] | Financial Life (years) | 12 | 12 | 1 | 1 |  | Present Value Time Zero | 2016 |  | Bulk System T&D Credit ($/kw-yr)($/dailytherm-yr) | 26 | 0
| Repeat Periodic Replacement | On | Repeat Periodic Replacement | On |  | Marginal Gas Avoided Cost Input Worksheet | 7P Gas |  |  | Conservation Load Shapes | [6 empty] | Customer | Wholesale Elec | Retail Elec | Nat Gas |  | Input Cost Reference Year | 2012 |  | Bulk System T&D I2R Loss Component (%) | 0.9 | N/A
[6 empty] | Gas Savings Shape Input Worksheet | GLSShapes | [8 empty] | Sponsor Share of Initial Capital Cost | 0.35 | 0.195 | 0.455 | 0 |  | Real Discount Rate | 0.04 |  | Local System Dist Loss Factor | 0.047399 | 0
| Run Type: | Electric |  |  |  | Marginal Elec CO2 per kWh Input Worksheet | CO2 lbs per kWh .95 |  |  | CO2 lbs per therm | [5 empty] | Sponsor Share of Annual O&M | 1 | 0 | 0 | 0 |  | Capital Real Escalation Rate | 0 |  | Local System Dist Credit ($/kw-yr)($/dailytherm-yr) | 31 | 0
| Negative B/C Ratios: | False: (Converts Negative B/C Ratios) |  |  |  | Marginal Gas CO2 per therm Input Worksheet | CO2 lbs per therm |  |  | Zero Dollars per ton CO2 | [5 empty] | Sponsor Share of Periodic Replacement Cost | 1 | 0 | 0 | 0 |  | Admin Cost (as % of Initial Capital Cost) | 0.2 |  | Local System Dist I2R Loss Component (%) | 0.7 | N/A
| Admin Cost / Category Level: | True: Admin Costs added at Category Results |  |  |  | Marginal Avoided Cost CO2 Input Worksheet | Zero Dollars per ton CO2 |  |  | LineLossShapes | [5 empty] | Sponsor Share of Admin Cost |  | 0.3 | 0.7 | 0 |  | Regional Act Conservation Credit (%) | 0 |  | Risk-Mitigation Credit (mills/kWh)(mills/therm) - Retro. | 0 | 0
| Periodic O&M Treatment: | True: (Periodic O&M Repeats over measure life) |  |  |  | Line Loss Shape Input Worksheet | LineLossShapes | [8 empty] | Last Year of Non-Customer O&M & Period Replacement |  | 20 |  |  |  | Report Annual Carbon Saved for Year | 2018 |  | Risk-Mitigation Credit (mills/kWh)(mills/therm) - Lost Op. | 0 | 0
Measure Results; Sorted in same order as input
Total Results |  | Measure Input Data | [8 empty] | Savings | [5 empty] | PV Capital |  |  |  | PV Admin |  |  |  | PV O&M |  |  |  | PV Periodic Repl. |  |  |  | Total PV Capital, O&M and Periodic Repl Costs |  |  |  |  | PV Wholesale Electric Utility Costs & Benefits | [6 empty] | PV Retail Electric Utility Costs & Benefits | [6 empty] | PV Electric Utility System Costs & Benefits | [5 empty] | Electric Utility System Economics |  | Sponsor Levelized Cost (mills/kwh) |  |  |  |  | PV Regional Costs & Benefits | [15 empty] | TRC Economics |  | Physical CO2 | [5 empty] | Gas Inputs |  |  |  | PV Gas Utility System Costs & Benefits |  |  |  |  | Gas Utility System Economics
Category | Measure | Measure Life | Site Savings (kWh) | Site Savings (therms) | Capital Cost ($/unit) | Annual O&M Cost ($/unit) | PV Per. Repl. Cost ($/unit) | Load Shape (electric) | Diversified Load Factor (electric) | Wholesale Power Coincidence Factor (electric) | Wholesale Electric Energy (kWh) | Wholesale Electric Demand (kw) | Retail Electric Demand (kW) | Wholesale Gas Energy (therms/yr) | Wholesale Gas Demand (therms/day) | Retail Gas Demand (therms/day) | Wholesale Electric | Retail Electric | Natural Gas | Customer | Wholesale Electric | Retail Electric | Natural Gas | Customer | Wholesale Electric | Retail Electric | Natural Gas | Customer | Wholesale Electric | Retail Electric | Natural Gas | Customer | Wholesale Electric | Retail Electric | Natural Gas | Customer | Total | Wholesale Utility System Energy | Wholesale Utility System T&D Def. Cap. | Wholesale Utility System Act C-E Credit | Wholesale Utility System Risk Mitigation Benefit | Wholesale Utility System Total System Benefit | Wholesale Utility System Total Non-Consumer Cost | Wholesale Utility System B/C Ratio | Retail Utility System Energy | Retail Utility System T&D Def. Cap. | Retail Utility System Act C-E Credit | Retail Utility System Risk Mitigation Benefit | Retail Utility System Total System Benefit | Retail Utility System Total Non-Consumer Cost | Retail Utility System System B/C Ratio | Utility System Energy | Utility System T&D Def. Cap. | Utility System Act C-E Credit | Utility System Total Risk Mitigation Benefit | Utility System Total System Benefit | Utility System Total Non-Consumer Cost | Utility System Net Levelized Cost (Net of Elec T&D Capacity Benefits, Act Credit & Risk-Mitigation Benefit) in mills/kwh | Utility System System B/C Ratio | Wholesale Electric Levelized Cost | Retail Electric Levelized Cost | Natural Gas Levelized Cost | Customer Levelized Cost | Total Levelized Cost | PV Regional Electric Energy | PV Regional Gas Energy | PV Regional Electric T&D Def. Cap. | PV Regional Gas T&D Def. Cap. | PV Regional Electric System CO2 | PV Regional Gas System CO2 | PV Regional Electric System Risk-Mitigation Benefit | PV Regional Gas System Risk-Mitigation Benefit | PV Regional Non-E Value | PV Regional Act Credit | PV Regional Capital Cost | PV Regional Admin Cost | PV Regional Annual O&M Cost | PV Regional Periodic Replacement Cost | PV Total Regional Benefit | PV Total Regional Cost | TRC B/C Ratio | TRC Net Levelized Cost (Net of All Benefits) in mills/kWh | Electric System CO2 Avoided (Lifetime Tons) | Gas System CO2 Avoided (Lifetime Tons) | Total System CO2 Avoided (Lifetime Tons) | Electric System CO2 Avoided (Annual Tons in 2018) | Gas System CO2 Avoided (Annual Tons in 2018) | Total System CO2 Avoided (Annual Tons in 2018) | Gas Site Savings (therms) | Load Shape (gas) | Diversitfied Load Factor (gas) | Wholesale Coincidence Factor (gas) | Total Gas Utility System Energy | Gas Utility System T&D Def. Cap. | Gas Utility System Risk Mitigation Benefit | Gas Utility System Total System Benefit | Gas Utility System Total Non-Consumer Cost | Gas Utility System Net Levelized Cost (Net of Gas T&D Capacity Benefits & Risk-Mitigation Benefits) in cents/therm | Gas Utility System System B/C Ratio
2016 - LEDDecorative and Mini-Base250 to 664 lumensANY | LEDDecorative and Mini-Base250 to 664 lumensANY | 12 | 17.8938 | -0.21011 | 4.9558 | 0 | -9.9957 | R-All-Lgt-Lighting-All-All-R |  |  | 19.2363 | 0.0050254 | 0.0049892 | -0.21221 | 0 | 0 | 0.98826 | 2.2837 | 0 | 4.0265 | (na) | (na) | (na) | (na) | 0 | 0 | 0 | 0 | 0 | 0 | 0 | -9.9957 | 0.98826 | 2.2837 | 0 | -5.9692 | -2.6972 | 9.936 | 1.7757 | 0 | 0 | 11.7117 | 0.98826 | 11.8509 | 9.936 | 2.1019 | 0 | 0 | 12.0379 | 2.2837 | 5.2712 | 9.936 | 3.8777 | 0 | 0 | 13.8136 | 3.272 | -2.3169 | 4.2218 | 3.7802 | 8.7355 | 0 | -22.8331 | -10.3173 | 9.936 | -1.6467 | 3.8777 | 0 | 0 | 0 | 0 | 0 | 0 | 0 | 7.2985 |  | 0 | -9.9957 | 12.167 | -2.6972 | 2.6617 | -18.8513 | 0.18275 | -0.024828 | 0.15792 | 0.0091372 | -0.0012414 | 0.0078958 | -0.21011 | R-All-HVAC-ER-All-All-E | 0 | 0 | -1.6467 | 0 | 0 | -1.6467 | 0 | 9999 | 0
2016 - LEDDecorative and Mini-Base665 to 1439 lumensANY | LEDDecorative and Mini-Base665 to 1439 lumensANY | 12 | 13.4806 | -0.15012 | 9.2162 | 0 | -14.3662 | R-All-Lgt-Lighting-All-All-R |  |  | 14.492 | 0.003786 | 0.0037587 | -0.15163 | 0 | 0 | 1.8378 | 4.247 | 0 | 7.488 | (na) | (na) | (na) | (na) | 0 | 0 | 0 | 0 | 0 | 0 | 0 | -14.3662 | 1.8378 | 4.247 | 0 | -6.8783 | -0.79347 | 7.4854 | 1.3378 | 0 | 0 | 8.8232 | 1.8378 | 4.8009 | 7.4854 | 1.5835 | 0 | 0 | 9.069 | 4.247 | 2.1354 | 7.4854 | 2.9213 | 0 | 0 | 10.4068 | 6.0848 | 16.0622 | 1.7103 | 9.3314 | 21.5635 | 0 | -34.9236 | -4.0288 | 7.4854 | -1.1766 | 2.9213 | 0 | 0 | 0 | 0 | 0 | 0 | 0 | 13.5728 |  | 0 | -14.3662 | 9.2302 | -0.79347 | 1.6796 | -12.8875 | 0.13768 | -0.01774 | 0.11993 | 0.0068837 | -0.00088701 | 0.0059967 | -0.15012 | R-All-HVAC-ER-All-All-E | 0 | 0 | -1.1766 | 0 | 0 | -1.1766 | 0 | 9999 | 0
2016 - LEDDecorative and Mini-Base1440 to 2600 lumensANY | LEDDecorative and Mini-Base1440 to 2600 lumensANY | 12 | 6.676 | -0.076086 | 24.3135 | 0 | -5.1719 | R-All-Lgt-Lighting-All-All-R |  |  | 7.1769 | 0.001875 | 0.0018614 | -0.076847 | 0 | 0 | 4.8484 | 11.204 | 0 | 19.7543 | (na) | (na) | (na) | (na) | 0 | 0 | 0 | 0 | 0 | 0 | 0 | -5.1719 | 4.8484 | 11.204 | 0 | 14.5824 | 30.6348 | 3.707 | 0.66251 | 0 | 0 | 4.3695 | 4.8484 | 0.90122 | 3.707 | 0.78422 | 0 | 0 | 4.4912 | 11.204 | 0.40086 | 3.707 | 1.4467 | 0 | 0 | 5.1537 | 16.0525 | 149.7467 | 0.32106 | 49.7091 | 114.8702 | 0 | 149.5072 | 314.0866 | 3.707 | -0.5963 | 1.4467 | 0 | 0 | 0 | 0 | 0 | 0 | 0 | 35.8068 |  | 0 | -5.1719 | 4.5574 | 30.6348 | 0.28365 | 305.3675 | 0.068181 | -0.008991 | 0.05919 | 0.003409 | -0.00044955 | 0.0029595 | -0.076086 | R-All-HVAC-ER-All-All-E | 0 | 0 | -0.5963 | 0 | 0 | -0.5963 | 0 | 9999 | 0
2016 - LEDGeneral Purpose and Dimmable250 to 664 lumensANY | LEDGeneral Purpose and Dimmable250 to 664 lumensANY | 12 | 1.7075 | -0.019117 | 1.6801 | 0 | -1.4587 | R-All-Lgt-Lighting-All-All-R |  |  | 1.8356 | 0.00047955 | 0.00047609 | -0.019308 | 0 | 0 | 0.33504 | 0.77422 | 0 | 1.3651 | (na) | (na) | (na) | (na) | 0 | 0 | 0 | 0 | 0 | 0 | 0 | -1.4587 | 0.33504 | 0.77422 | 0 | -0.093632 | 1.0156 | 0.94814 | 0.16945 | 0 | 0 | 1.1176 | 0.33504 | 3.3357 | 0.94814 | 0.20058 | 0 | 0 | 1.1487 | 0.77422 | 1.4837 | 0.94814 | 0.37003 | 0 | 0 | 1.3182 | 1.1093 | 29.6325 | 1.1883 | 13.4301 | 31.035 | 0 | -3.7533 | 40.7119 | 0.94814 | -0.14983 | 0.37003 | 0 | 0 | 0 | 0 | 0 | 0 | 0 | 2.4743 |  | 0 | -1.4587 | 1.1683 | 1.0156 | 1.0582 | 31.885 | 0.017439 | -0.0022591 | 0.015179 | 0.00087192 | -0.00011295 | 0.00075897 | -0.019117 | R-All-HVAC-ER-All-All-E | 0 | 0 | -0.14983 | 0 | 0 | -0.14983 | 0 | 9999 | 0
2016 - LEDGeneral Purpose and Dimmable665 to 1439 lumensANY | LEDGeneral Purpose and Dimmable665 to 1439 lumensANY | 12 | 6.6645 | -0.069091 | 4.4451 | 0 | -1.0204 | R-All-Lgt-Lighting-All-All-R |  |  | 7.1646 | 0.0018717 | 0.0018582 | -0.069782 | 0 | 0 | 0.88641 | 2.0484 | 0 | 3.6115 | (na) | (na) | (na) | (na) | 0 | 0 | 0 | 0 | 0 | 0 | 0 | -1.0204 | 0.88641 | 2.0484 | 0 | 2.5912 | 5.526 | 3.7007 | 0.66137 | 0 | 0 | 4.362 | 0.88641 | 4.921 | 3.7007 | 0.78287 | 0 | 0 | 4.4835 | 2.0484 | 2.1888 | 3.7007 | 1.4442 | 0 | 0 | 5.1449 | 2.9348 | 15.308 | 1.7531 | 9.1036 | 21.0371 | 0 | 26.6122 | 56.7529 | 3.7007 | -0.54148 | 1.4442 | 0 | 0 | 0 | 0 | 0 | 0 | 0 | 6.5463 |  | 0 | -1.0204 | 4.6034 | 5.526 | 0.86984 | 47.4813 | 0.068064 | -0.0081644 | 0.059899 | 0.0034032 | -0.00040822 | 0.0029949 | -0.069091 | R-All-HVAC-ER-All-All-E | 0 | 0 | -0.54148 | 0 | 0 | -0.54148 | 0 | 9999 | 0
2016 - LEDGeneral Purpose and Dimmable1440 to 2600 lumensANY | LEDGeneral Purpose and Dimmable1440 to 2600 lumensANY | 12 | 12.4524 | -0.11684 | 11.7963 | 0 | -1.3818 | R-All-Lgt-Lighting-All-All-R |  |  | 13.3867 | 0.0034972 | 0.003472 | -0.11801 | 0 | 0 | 2.3523 | 5.4359 | 0 | 9.5842 | (na) | (na) | (na) | (na) | 0 | 0 | 0 | 0 | 0 | 0 | 0 | -1.3818 | 2.3523 | 5.4359 | 0 | 8.2024 | 15.9907 | 6.9145 | 1.2357 | 0 | 0 | 8.1502 | 2.3523 | 3.4647 | 6.9145 | 1.4628 | 0 | 0 | 8.3773 | 5.4359 | 1.5411 | 6.9145 | 2.6985 | 0 | 0 | 9.613 | 7.7882 | 27.9764 | 1.2343 | 12.9299 | 29.8791 | 0 | 45.0858 | 87.8949 | 6.9145 | -0.91574 | 2.6985 | 0 | 0 | 0 | 0 | 0 | 0 | 0 | 17.3725 |  | 0 | -1.3818 | 8.6973 | 15.9907 | 0.6012 | 78.0957 | 0.12717 | -0.013807 | 0.11337 | 0.0063587 | -0.00069037 | 0.0056683 | -0.11684 | R-All-HVAC-ER-All-All-E | 0 | 0 | -0.91574 | 0 | 0 | -0.91574 | 0 | 9999 | 0
2016 - LEDGlobe250 to 664 lumensANY | LEDGlobe250 to 664 lumensANY | 12 | 13.3341 | -0.1653 | 2.6303 | 0 | -10.091 | R-All-Lgt-Lighting-All-All-R |  |  | 14.3345 | 0.0037449 | 0.0037178 | -0.16695 | 0 | 0 | 0.52452 | 1.2121 | 0 | 2.1371 | (na) | (na) | (na) | (na) | 0 | 0 | 0 | 0 | 0 | 0 | 0 | -10.091 | 0.52452 | 1.2121 | 0 | -7.9539 | -6.2173 | 7.4041 | 1.3232 | 0 | 0 | 8.7273 | 0.52452 | 16.6386 | 7.4041 | 1.5663 | 0 | 0 | 8.9704 | 1.2121 | 7.4008 | 7.4041 | 2.8896 | 0 | 0 | 10.2936 | 1.7366 | -5.9183 | 5.9274 | 2.6925 | 6.2219 | 0 | -40.829 | -31.9147 | 7.4041 | -1.2955 | 2.8896 | 0 | 0 | 0 | 0 | 0 | 0 | 0 | 3.8737 |  | 0 | -10.091 | 8.9982 | -6.2173 | 3.9435 | -40.0975 | 0.13618 | -0.019533 | 0.11665 | 0.0068089 | -0.00097665 | 0.0058322 | -0.1653 | R-All-HVAC-ER-All-All-E | 0 | 0 | -1.2955 | 0 | 0 | -1.2955 | 0 | 9999 | 0
2016 - LEDGlobe665 to 1439 lumensANY | LEDGlobe665 to 1439 lumensANY | 12 | 9.1834 | -0.11152 | 2.4831 | 0 | -15.7831 | R-All-Lgt-Lighting-All-All-R |  |  | 9.8724 | 0.0025791 | 0.0025605 | -0.11264 | 0 | 0 | 0.49517 | 1.1443 | 0 | 2.0175 | (na) | (na) | (na) | (na) | 0 | 0 | 0 | 0 | 0 | 0 | 0 | -15.7831 | 0.49517 | 1.1443 | 0 | -13.7656 | -12.1262 | 5.0993 | 0.91134 | 0 | 0 | 6.0106 | 0.49517 | 12.1385 | 5.0993 | 1.0787 | 0 | 0 | 6.178 | 1.1443 | 5.3992 | 5.0993 | 1.9901 | 0 | 0 | 7.0894 | 1.6394 | -2.6135 | 4.3243 | 3.6906 | 8.5285 | 0 | -102.599 | -90.3799 | 5.0993 | -0.87403 | 1.9901 | 0 | 0 | 0 | 0 | 0 | 0 | 0 | 3.6569 |  | 0 | -15.7831 | 6.2154 | -12.1262 | 5.0481 | -98.6982 | 0.093788 | -0.013179 | 0.08061 | 0.0046894 | -0.00065893 | 0.0040305 | -0.11152 | R-All-HVAC-ER-All-All-E | 0 | 0 | -0.87403 | 0 | 0 | -0.87403 | 0 | 9999 | 0
2016 - LEDGlobe1440 to 2600 lumensANY | LEDGlobe1440 to 2600 lumensANY | 12 | 9.9357 | -0.10165 | 9.6685 | 0 | -29.3146 | R-All-Lgt-Lighting-All-All-R |  |  | 10.6812 | 0.0027904 | 0.0027703 | -0.10267 | 0 | 0 | 1.928 | 4.4554 | 0 | 7.8555 | (na) | (na) | (na) | (na) | 0 | 0 | 0 | 0 | 0 | 0 | 0 | -29.3146 | 1.928 | 4.4554 | 0 | -21.4591 | -15.0757 | 5.5171 | 0.986 | 0 | 0 | 6.5031 | 1.928 | 3.3729 | 5.5171 | 1.1671 | 0 | 0 | 6.6842 | 4.4554 | 1.5003 | 5.5171 | 2.1531 | 0 | 0 | 7.6702 | 6.3834 | 29.142 | 1.2016 | 13.282 | 30.6927 | 0 | -147.8296 | -103.8549 | 5.5171 | -0.79667 | 2.1531 | 0 | 0 | 0 | 0 | 0 | 0 | 0 | 14.2389 |  | 0 | -29.3146 | 6.8735 | -15.0757 | 2.4598 | -113.1994 | 0.10147 | -0.012012 | 0.08946 | 0.0050736 | -0.00060061 | 0.004473 | -0.10165 | R-All-HVAC-ER-All-All-E | 0 | 0 | -0.79667 | 0 | 0 | -0.79667 | 0 | 9999 | 0
2016 - LEDReflectors and Outdoor250 to 664 lumensANY | LEDReflectors and Outdoor250 to 664 lumensANY | 12 | 18.9528 | -0.22134 | 9.8658 | 0 | -24.757 | R-All-Lgt-Lighting-All-All-R |  |  | 20.3748 | 0.0053229 | 0.0052845 | -0.22355 | 0 | 0 | 1.9674 | 4.5463 | 0 | 8.0158 | (na) | (na) | (na) | (na) | 0 | 0 | 0 | 0 | 0 | 0 | 0 | -24.757 | 1.9674 | 4.5463 | 0 | -16.7412 | -10.2275 | 10.524 | 1.8808 | 0 | 0 | 12.4048 | 1.9674 | 6.3053 | 10.524 | 2.2263 | 0 | 0 | 12.7504 | 4.5463 | 2.8046 | 10.524 | 4.1072 | 0 | 0 | 14.6312 | 6.5137 | 8.6908 | 2.2462 | 7.105 | 16.4185 | 0 | -60.4594 | -36.9359 | 10.524 | -1.7347 | 4.1072 | 0 | 0 | 0 | 0 | 0 | 0 | 0 | 14.5294 |  | 0 | -24.757 | 12.8965 | -10.2275 | 2.4218 | -45.5039 | 0.19356 | -0.026156 | 0.16741 | 0.009678 | -0.0013078 | 0.0083702 | -0.22134 | R-All-HVAC-ER-All-All-E | 0 | 0 | -1.7347 | 0 | 0 | -1.7347 | 0 | 9999 | 0
2016 - LEDReflectors and Outdoor665 to 1439 lumensANY | LEDReflectors and Outdoor665 to 1439 lumensANY | 12 | 14.4519 | -0.14385 | 7.109 | 0 | -19.9638 | R-All-Lgt-Lighting-All-All-R |  |  | 15.5362 | 0.0040588 | 0.0040295 | -0.14529 | 0 | 0 | 1.4176 | 3.2759 | 0 | 5.7759 | (na) | (na) | (na) | (na) | 0 | 0 | 0 | 0 | 0 | 0 | 0 | -19.9638 | 1.4176 | 3.2759 | 0 | -14.1879 | -9.4943 | 8.0248 | 1.4342 | 0 | 0 | 9.459 | 1.4176 | 6.6724 | 8.0248 | 1.6976 | 0 | 0 | 9.7224 | 3.2759 | 2.9679 | 8.0248 | 3.1318 | 0 | 0 | 11.1566 | 4.6935 | 7.3965 | 2.377 | 6.7141 | 15.5152 | 0 | -67.1958 | -44.9666 | 8.0248 | -1.1274 | 3.1318 | 0 | 0 | 0 | 0 | 0 | 0 | 0 | 10.4694 |  | 0 | -19.9638 | 10.0292 | -9.4943 | 2.6835 | -54.4597 | 0.1476 | -0.016999 | 0.1306 | 0.0073797 | -0.00084995 | 0.0065298 | -0.14385 | R-All-HVAC-ER-All-All-E | 0 | 0 | -1.1274 | 0 | 0 | -1.1274 | 0 | 9999 | 0
2016 - LEDReflectors and Outdoor1440 to 2600 lumensANY | LEDReflectors and Outdoor1440 to 2600 lumensANY | 12 | 77.3684 | -0.24641 | 15.3107 | 0 | -41.6729 | R-All-Lgt-Lighting-All-All-R |  |  | 83.1732 | 0.021729 | 0.021572 | -0.24887 | 0 | 0 | 3.0532 | 7.0554 | 0 | 12.4396 | (na) | (na) | (na) | (na) | 0 | 0 | 0 | 0 | 0 | 0 | 0 | -41.6729 | 3.0532 | 7.0554 | 0 | -29.2332 | -19.1247 | 42.9608 | 7.6779 | 0 | 0 | 50.6386 | 3.0532 | 16.5857 | 42.9608 | 9.0883 | 0 | 0 | 52.0491 | 7.0554 | 7.3772 | 42.9608 | 16.7662 | 0 | 0 | 59.7269 | 10.1085 | -5.8899 | 5.9086 | 2.7011 | 6.2417 | 0 | -25.8621 | -16.9193 | 42.9608 | -1.9312 | 16.7662 | 0 | 0 | 0 | 0 | 0 | 0 | 0 | 22.5482 |  | 0 | -41.6729 | 57.7957 | -19.1247 | 4.1423 | -30.0435 | 0.79015 | -0.029118 | 0.76103 | 0.039507 | -0.0014559 | 0.038051 | -0.24641 | R-All-HVAC-ER-All-All-E | 0 | 0 | -1.9312 | 0 | 0 | -1.9312 | 0 | 9999 | 0
2016 - LEDThree-Way250 to 664 lumensANY | LEDThree-Way250 to 664 lumensANY | 12 | 45.042 | -0.56325 | 11.1326 | 0 | -13.4619 | R-All-Lgt-Lighting-All-All-R |  |  | 48.4214 | 0.01265 | 0.012559 | -0.56888 | 0 | 0 | 2.22 | 5.13 | 0 | 9.045 | (na) | (na) | (na) | (na) | 0 | 0 | 0 | 0 | 0 | 0 | 0 | -13.4619 | 2.22 | 5.13 | 0 | -4.4169 | 2.9332 | 25.0107 | 4.4699 | 0 | 0 | 29.4806 | 2.22 | 13.2796 | 25.0107 | 5.291 | 0 | 0 | 30.3017 | 5.13 | 5.9067 | 25.0107 | 9.7608 | 0 | 0 | 34.7716 | 7.35 | -3.6635 | 4.7308 | 3.3735 | 7.7957 | 0 | -6.7119 | 4.4573 | 25.0107 | -4.4143 | 9.7608 | 0 | 0 | 0 | 0 | 0 | 0 | 0 | 16.395 |  | 0 | -13.4619 | 30.3572 | 2.9332 | 2.3179 | -3.6674 | 0.46001 | -0.066559 | 0.39345 | 0.023 | -0.0033279 | 0.019672 | -0.56325 | R-All-HVAC-ER-All-All-E | 0 | 0 | -4.4143 | 0 | 0 | -4.4143 | 0 | 9999 | 0
2016 - LEDThree-Way665 to 1439 lumensANY | LEDThree-Way665 to 1439 lumensANY | 12 | 48.5175 | -0.60504 | 7.0983 | 0 | -12.4382 | R-All-Lgt-Lighting-All-All-R |  |  | 52.1577 | 0.013626 | 0.013528 | -0.61109 | 0 | 0 | 1.4155 | 3.271 | 0 | 5.7673 | (na) | (na) | (na) | (na) | 0 | 0 | 0 | 0 | 0 | 0 | 0 | -12.4382 | 1.4155 | 3.271 | 0 | -6.6709 | -1.9844 | 26.9406 | 4.8148 | 0 | 0 | 31.7553 | 1.4155 | 22.434 | 26.9406 | 5.6992 | 0 | 0 | 32.6398 | 3.271 | 9.9785 | 26.9406 | 10.514 | 0 | 0 | 37.4546 | 4.6865 | -8.2212 | 7.992 | 1.9969 | 4.6146 | 0 | -9.4111 | -2.7995 | 26.9406 | -4.7419 | 10.514 | 0 | 0 | 0 | 0 | 0 | 0 | 0 | 10.4538 |  | 0 | -12.4382 | 32.7127 | -1.9844 | 3.2834 | -10.9426 | 0.4955 | -0.071498 | 0.424 | 0.024775 | -0.0035749 | 0.0212 | -0.60504 | R-All-HVAC-ER-All-All-E | 0 | 0 | -4.7419 | 0 | 0 | -4.7419 | 0 | 9999 | 0
2016 - LEDThree-Way1440 to 2600 lumensANY | LEDThree-Way1440 to 2600 lumensANY | 12 | 43.4159 | -0.54056 | 15.9217 | 0 | -35.4226 | R-All-Lgt-Lighting-All-All-R |  |  | 46.6733 | 0.012193 | 0.012105 | -0.54597 | 0 | 0 | 3.175 | 7.3369 | 0 | 12.936 | (na) | (na) | (na) | (na) | 0 | 0 | 0 | 0 | 0 | 0 | 0 | -35.4226 | 3.175 | 7.3369 | 0 | -22.4866 | -11.9747 | 24.1077 | 4.3085 | 0 | 0 | 28.4162 | 3.175 | 8.95 | 24.1077 | 5.1 | 0 | 0 | 29.2077 | 7.3369 | 3.9809 | 24.1077 | 9.4085 | 0 | 0 | 33.5162 | 10.5119 | 1.7396 | 3.1884 | 5.0055 | 11.5669 | 0 | -35.4507 | -18.8784 | 24.1077 | -4.2365 | 9.4085 | 0 | 0 | 0 | 0 | 0 | 0 | 0 | 23.448 |  | 0 | -35.4226 | 29.2797 | -11.9747 | 2.4902 | -27.0321 | 0.4434 | -0.063878 | 0.37952 | 0.02217 | -0.0031939 | 0.018976 | -0.54056 | R-All-HVAC-ER-All-All-E | 0 | 0 | -4.2365 | 0 | 0 | -4.2365 | 0 | 9999 | 0
2017 - LEDDecorative and Mini-Base250 to 664 lumensANY | LEDDecorative and Mini-Base250 to 664 lumensANY | 12 | 18.726 | -0.21988 | 3.8939 | 0 | -9.9957 | R-All-Lgt-Lighting-All-All-R |  |  | 20.131 | 0.0052592 | 0.0052212 | -0.22208 | 0 | 0 | 0.77649 | 1.7943 | 0 | 3.1637 | (na) | (na) | (na) | (na) | 0 | 0 | 0 | 0 | 0 | 0 | 0 | -9.9957 | 0.77649 | 1.7943 | 0 | -6.832 | -4.2612 | 10.3981 | 1.8583 | 0 | 0 | 12.2564 | 0.77649 | 15.7844 | 10.3981 | 2.1997 | 0 | 0 | 12.5978 | 1.7943 | 7.0208 | 10.3981 | 4.058 | 0 | 0 | 14.4561 | 2.5708 | -5.4359 | 5.6231 | 2.8382 | 6.5586 | 0 | -24.972 | -15.5753 | 10.3981 | -1.7232 | 4.058 | 0 | 0 | 0 | 0 | 0 | 0 | 0 | 5.7345 |  | 0 | -9.9957 | 12.7329 | -4.2612 | 3.2787 | -24.1093 | 0.19125 | -0.025983 | 0.16526 | 0.0095622 | -0.0012991 | 0.0082631 | -0.21988 | R-All-HVAC-ER-All-All-E | 0 | 0 | -1.7232 | 0 | 0 | -1.7232 | 0 | 9999 | 0
2017 - LEDDecorative and Mini-Base665 to 1439 lumensANY | LEDDecorative and Mini-Base665 to 1439 lumensANY | 12 | 14.1076 | -0.15711 | 7.2413 | 0 | -14.3662 | R-All-Lgt-Lighting-All-All-R |  |  | 15.1661 | 0.0039621 | 0.0039335 | -0.15868 | 0 | 0 | 1.444 | 3.3369 | 0 | 5.8834 | (na) | (na) | (na) | (na) | 0 | 0 | 0 | 0 | 0 | 0 | 0 | -14.3662 | 1.444 | 3.3369 | 0 | -8.4828 | -3.7019 | 7.8336 | 1.4 | 0 | 0 | 9.2336 | 1.444 | 6.3944 | 7.8336 | 1.6572 | 0 | 0 | 9.4908 | 3.3369 | 2.8442 | 7.8336 | 3.0572 | 0 | 0 | 10.8908 | 4.7809 | 8.363 | 2.278 | 7.006 | 16.1897 | 0 | -41.1564 | -17.9607 | 7.8336 | -1.2313 | 3.0572 | 0 | 0 | 0 | 0 | 0 | 0 | 0 | 10.6643 |  | 0 | -14.3662 | 9.6595 | -3.7019 | 2.1232 | -26.8195 | 0.14408 | -0.018565 | 0.12551 | 0.0072039 | -0.00092827 | 0.0062756 | -0.15711 | R-All-HVAC-ER-All-All-E | 0 | 0 | -1.2313 | 0 | 0 | -1.2313 | 0 | 9999 | 0
2017 - LEDDecorative and Mini-Base1440 to 2600 lumensANY | LEDDecorative and Mini-Base1440 to 2600 lumensANY | 12 | 6.9865 | -0.079625 | 19.1035 | 0 | -5.1719 | R-All-Lgt-Lighting-All-All-R |  |  | 7.5107 | 0.0019622 | 0.001948 | -0.080421 | 0 | 0 | 3.8095 | 8.8032 | 0 | 15.5212 | (na) | (na) | (na) | (na) | 0 | 0 | 0 | 0 | 0 | 0 | 0 | -5.1719 | 3.8095 | 8.8032 | 0 | 10.3493 | 22.962 | 3.8794 | 0.69333 | 0 | 0 | 4.5728 | 3.8095 | 1.2004 | 3.8794 | 0.82069 | 0 | 0 | 4.7001 | 8.8032 | 0.53391 | 3.8794 | 1.514 | 0 | 0 | 5.3935 | 12.6127 | 108.7324 | 0.42762 | 37.3213 | 86.2438 | 0 | 101.3915 | 224.9566 | 3.8794 | -0.62404 | 1.514 | 0 | 0 | 0 | 0 | 0 | 0 | 0 | 28.1339 |  | 0 | -5.1719 | 4.7694 | 22.962 | 0.36739 | 216.2376 | 0.071352 | -0.0094092 | 0.061943 | 0.0035676 | -0.00047046 | 0.0030971 | -0.079625 | R-All-HVAC-ER-All-All-E | 0 | 0 | -0.62404 | 0 | 0 | -0.62404 | 0 | 9999 | 0
2017 - LEDGeneral Purpose and Dimmable250 to 664 lumensANY | LEDGeneral Purpose and Dimmable250 to 664 lumensANY | 12 | 1.7869 | -0.020006 | 1.3201 | 0 | -1.4587 | R-All-Lgt-Lighting-All-All-R |  |  | 1.921 | 0.00050186 | 0.00049824 | -0.020206 | 0 | 0 | 0.26324 | 0.60832 | 0 | 1.0726 | (na) | (na) | (na) | (na) | 0 | 0 | 0 | 0 | 0 | 0 | 0 | -1.4587 | 0.26324 | 0.60832 | 0 | -0.38615 | 0.48542 | 0.99224 | 0.17733 | 0 | 0 | 1.1696 | 0.26324 | 4.4429 | 0.99224 | 0.20991 | 0 | 0 | 1.2021 | 0.60832 | 1.9762 | 0.99224 | 0.38724 | 0 | 0 | 1.3795 | 0.87156 | 18.5515 | 1.5828 | 10.0833 | 23.3009 | 0 | -14.7909 | 18.5933 | 0.99224 | -0.15679 | 0.38724 | 0 | 0 | 0 | 0 | 0 | 0 | 0 | 1.9441 |  | 0 | -1.4587 | 1.2227 | 0.48542 | 1.3509 | 9.7664 | 0.01825 | -0.0023641 | 0.015886 | 0.00091248 | -0.00011821 | 0.00079427 | -0.020006 | R-All-HVAC-ER-All-All-E | 0 | 0 | -0.15679 | 0 | 0 | -0.15679 | 0 | 9999 | 0
2017 - LEDGeneral Purpose and Dimmable665 to 1439 lumensANY | LEDGeneral Purpose and Dimmable665 to 1439 lumensANY | 12 | 6.9745 | -0.072304 | 3.4926 | 0 | -1.0204 | R-All-Lgt-Lighting-All-All-R |  |  | 7.4978 | 0.0019588 | 0.0019447 | -0.073027 | 0 | 0 | 0.69646 | 1.6094 | 0 | 2.8376 | (na) | (na) | (na) | (na) | 0 | 0 | 0 | 0 | 0 | 0 | 0 | -1.0204 | 0.69646 | 1.6094 | 0 | 1.8173 | 4.1232 | 3.8728 | 0.69213 | 0 | 0 | 4.5649 | 0.69646 | 6.5544 | 3.8728 | 0.81928 | 0 | 0 | 4.6921 | 1.6094 | 2.9154 | 3.8728 | 1.5114 | 0 | 0 | 5.3842 | 2.3059 | 7.7968 | 2.335 | 6.8349 | 15.7945 | 0 | 17.8345 | 40.464 | 3.8728 | -0.56667 | 1.5114 | 0 | 0 | 0 | 0 | 0 | 0 | 0 | 5.1435 |  | 0 | -1.0204 | 4.8175 | 4.1232 | 1.1216 | 31.1924 | 0.07123 | -0.0085442 | 0.062685 | 0.0035615 | -0.00042721 | 0.0031342 | -0.072304 | R-All-HVAC-ER-All-All-E | 0 | 0 | -0.56667 | 0 | 0 | -0.56667 | 0 | 9999 | 0
2017 - LEDGeneral Purpose and Dimmable1440 to 2600 lumensANY | LEDGeneral Purpose and Dimmable1440 to 2600 lumensANY | 12 | 13.0316 | -0.12228 | 9.2685 | 0 | -1.3818 | R-All-Lgt-Lighting-All-All-R |  |  | 14.0093 | 0.0036599 | 0.0036335 | -0.1235 | 0 | 0 | 1.8483 | 4.2711 | 0 | 7.5305 | (na) | (na) | (na) | (na) | 0 | 0 | 0 | 0 | 0 | 0 | 0 | -1.3818 | 1.8483 | 4.2711 | 0 | 6.1487 | 12.268 | 7.2361 | 1.2932 | 0 | 0 | 8.5293 | 1.8483 | 4.6148 | 7.2361 | 1.5308 | 0 | 0 | 8.7669 | 4.2711 | 2.0526 | 7.2361 | 2.824 | 0 | 0 | 10.0601 | 6.1193 | 17.3081 | 1.644 | 9.7077 | 22.4331 | 0 | 32.2949 | 64.4357 | 7.2361 | -0.95833 | 2.824 | 0 | 0 | 0 | 0 | 0 | 0 | 0 | 13.6498 |  | 0 | -1.3818 | 9.1018 | 12.268 | 0.78326 | 54.6365 | 0.13309 | -0.01445 | 0.11864 | 0.0066544 | -0.00072248 | 0.0059319 | -0.12228 | R-All-HVAC-ER-All-All-E | 0 | 0 | -0.95833 | 0 | 0 | -0.95833 | 0 | 9999 | 0
2017 - LEDGlobe250 to 664 lumensANY | LEDGlobe250 to 664 lumensANY | 12 | 13.9543 | -0.17298 | 2.0667 | 0 | -10.091 | R-All-Lgt-Lighting-All-All-R |  |  | 15.0012 | 0.003919 | 0.0038908 | -0.17471 | 0 | 0 | 0.41212 | 0.95235 | 0 | 1.6791 | (na) | (na) | (na) | (na) | 0 | 0 | 0 | 0 | 0 | 0 | 0 | -10.091 | 0.41212 | 0.95235 | 0 | -8.4119 | -7.0474 | 7.7484 | 1.3848 | 0 | 0 | 9.1332 | 0.41212 | 22.1614 | 7.7484 | 1.6392 | 0 | 0 | 9.3876 | 0.95235 | 9.8573 | 7.7484 | 3.024 | 0 | 0 | 10.7724 | 1.3645 | -8.1399 | 7.8949 | 2.0215 | 4.6713 | 0 | -41.2606 | -34.5678 | 7.7484 | -1.3557 | 3.024 | 0 | 0 | 0 | 0 | 0 | 0 | 0 | 3.0436 |  | 0 | -10.091 | 9.4167 | -7.0474 | 4.7424 | -42.7506 | 0.14251 | -0.020442 | 0.12207 | 0.0071256 | -0.0010221 | 0.0061035 | -0.17298 | R-All-HVAC-ER-All-All-E | 0 | 0 | -1.3557 | 0 | 0 | -1.3557 | 0 | 9999 | 0
2017 - LEDGlobe665 to 1439 lumensANY | LEDGlobe665 to 1439 lumensANY | 12 | 9.6105 | -0.11671 | 1.951 | 0 | -15.7831 | R-All-Lgt-Lighting-All-All-R |  |  | 10.3316 | 0.0026991 | 0.0026796 | -0.11788 | 0 | 0 | 0.38906 | 0.89906 | 0 | 1.5852 | (na) | (na) | (na) | (na) | 0 | 0 | 0 | 0 | 0 | 0 | 0 | -15.7831 | 0.38906 | 0.89906 | 0 | -14.1979 | -12.9098 | 5.3365 | 0.95372 | 0 | 0 | 6.2902 | 0.38906 | 16.1676 | 5.3365 | 1.1289 | 0 | 0 | 6.4654 | 0.89906 | 7.1913 | 5.3365 | 2.0826 | 0 | 0 | 7.4191 | 1.2881 | -5.6586 | 5.7596 | 2.7709 | 6.4032 | 0 | -101.1181 | -91.944 | 5.3365 | -0.91468 | 2.0826 | 0 | 0 | 0 | 0 | 0 | 0 | 0 | 2.8733 |  | 0 | -15.7831 | 6.5044 | -12.9098 | 6.1252 | -100.2624 | 0.098151 | -0.013791 | 0.084359 | 0.0049075 | -0.00068957 | 0.0042179 | -0.11671 | R-All-HVAC-ER-All-All-E | 0 | 0 | -0.91468 | 0 | 0 | -0.91468 | 0 | 9999 | 0
2017 - LEDGlobe1440 to 2600 lumensANY | LEDGlobe1440 to 2600 lumensANY | 12 | 10.3979 | -0.10638 | 7.5967 | 0 | -29.3146 | R-All-Lgt-Lighting-All-All-R |  |  | 11.178 | 0.0029202 | 0.0028992 | -0.10744 | 0 | 0 | 1.5149 | 3.5007 | 0 | 6.1722 | (na) | (na) | (na) | (na) | 0 | 0 | 0 | 0 | 0 | 0 | 0 | -29.3146 | 1.5149 | 3.5007 | 0 | -23.1424 | -18.1269 | 5.7737 | 1.0319 | 0 | 0 | 6.8055 | 1.5149 | 4.4925 | 5.7737 | 1.2214 | 0 | 0 | 6.9951 | 3.5007 | 1.9982 | 5.7737 | 2.2533 | 0 | 0 | 8.0269 | 5.0155 | 18.1832 | 1.6004 | 9.972 | 23.0439 | 0 | -152.3402 | -119.3243 | 5.7737 | -0.83372 | 2.2533 | 0 | 0 | 0 | 0 | 0 | 0 | 0 | 11.1877 |  | 0 | -29.3146 | 7.1932 | -18.1269 | 3.1062 | -128.6688 | 0.10619 | -0.012571 | 0.093621 | 0.0053095 | -0.00062854 | 0.004681 | -0.10638 | R-All-HVAC-ER-All-All-E | 0 | 0 | -0.83372 | 0 | 0 | -0.83372 | 0 | 9999 | 0
2017 - LEDReflectors and Outdoor250 to 664 lumensANY | LEDReflectors and Outdoor250 to 664 lumensANY | 12 | 19.8343 | -0.23163 | 7.7517 | 0 | -24.757 | R-All-Lgt-Lighting-All-All-R |  |  | 21.3225 | 0.0055705 | 0.0055302 | -0.23395 | 0 | 0 | 1.5458 | 3.5721 | 0 | 6.2981 | (na) | (na) | (na) | (na) | 0 | 0 | 0 | 0 | 0 | 0 | 0 | -24.757 | 1.5458 | 3.5721 | 0 | -18.4589 | -13.341 | 11.0135 | 1.9683 | 0 | 0 | 12.9818 | 1.5458 | 8.3982 | 11.0135 | 2.3299 | 0 | 0 | 13.3434 | 3.5721 | 3.7355 | 11.0135 | 4.2982 | 0 | 0 | 15.3117 | 5.1179 | 2.8286 | 2.9918 | 5.3344 | 12.3269 | 0 | -63.6998 | -46.0385 | 11.0135 | -1.8154 | 4.2982 | 0 | 0 | 0 | 0 | 0 | 0 | 0 | 11.416 |  | 0 | -24.757 | 13.4963 | -13.341 | 3.0283 | -54.6065 | 0.20256 | -0.027372 | 0.17519 | 0.010128 | -0.0013686 | 0.0087596 | -0.23163 | R-All-HVAC-ER-All-All-E | 0 | 0 | -1.8154 | 0 | 0 | -1.8154 | 0 | 9999 | 0
2017 - LEDReflectors and Outdoor665 to 1439 lumensANY | LEDReflectors and Outdoor665 to 1439 lumensANY | 12 | 15.1241 | -0.15054 | 5.5856 | 0 | -19.9638 | R-All-Lgt-Lighting-All-All-R |  |  | 16.2588 | 0.0042476 | 0.0042169 | -0.15205 | 0 | 0 | 1.1138 | 2.5739 | 0 | 4.5382 | (na) | (na) | (na) | (na) | 0 | 0 | 0 | 0 | 0 | 0 | 0 | -19.9638 | 1.1138 | 2.5739 | 0 | -15.4256 | -11.7378 | 8.398 | 1.5009 | 0 | 0 | 9.8989 | 1.1138 | 8.8872 | 8.398 | 1.7766 | 0 | 0 | 10.1746 | 2.5739 | 3.953 | 8.398 | 3.2775 | 0 | 0 | 11.6755 | 3.6878 | 1.8569 | 3.166 | 5.0409 | 11.6487 | 0 | -69.8107 | -53.1211 | 8.398 | -1.1798 | 3.2775 | 0 | 0 | 0 | 0 | 0 | 0 | 0 | 8.226 |  | 0 | -19.9638 | 10.4957 | -11.7378 | 3.3638 | -62.6142 | 0.15446 | -0.01779 | 0.13667 | 0.0077229 | -0.00088948 | 0.0068335 | -0.15054 | R-All-HVAC-ER-All-All-E | 0 | 0 | -1.1798 | 0 | 0 | -1.1798 | 0 | 9999 | 0
2017 - LEDReflectors and Outdoor1440 to 2600 lumensANY | LEDReflectors and Outdoor1440 to 2600 lumensANY | 12 | 80.967 | -0.25787 | 12.0298 | 0 | -41.6729 | R-All-Lgt-Lighting-All-All-R |  |  | 87.0418 | 0.02274 | 0.022575 | -0.26045 | 0 | 0 | 2.3989 | 5.5435 | 0 | 9.774 | (na) | (na) | (na) | (na) | 0 | 0 | 0 | 0 | 0 | 0 | 0 | -41.6729 | 2.3989 | 5.5435 | 0 | -31.8989 | -23.9564 | 44.9589 | 8.035 | 0 | 0 | 52.9939 | 2.3989 | 22.0909 | 44.9589 | 9.511 | 0 | 0 | 54.4699 | 5.5435 | 9.8259 | 44.9589 | 17.546 | 0 | 0 | 62.5049 | 7.9424 | -8.1185 | 7.8698 | 2.0279 | 4.6863 | 0 | -26.9661 | -20.2519 | 44.9589 | -2.021 | 17.546 | 0 | 0 | 0 | 0 | 0 | 0 | 0 | 17.7164 |  | 0 | -41.6729 | 60.4839 | -23.9564 | 5.2782 | -33.3761 | 0.8269 | -0.030473 | 0.79643 | 0.041345 | -0.0015236 | 0.039821 | -0.25787 | R-All-HVAC-ER-All-All-E | 0 | 0 | -2.021 | 0 | 0 | -2.021 | 0 | 9999 | 0
2017 - LEDThree-Way250 to 664 lumensANY | LEDThree-Way250 to 664 lumensANY | 12 | 47.137 | -0.58944 | 8.747 | 0 | -13.4619 | R-All-Lgt-Lighting-All-All-R |  |  | 50.6736 | 0.013238 | 0.013143 | -0.59534 | 0 | 0 | 1.7443 | 4.0308 | 0 | 7.1068 | (na) | (na) | (na) | (na) | 0 | 0 | 0 | 0 | 0 | 0 | 0 | -13.4619 | 1.7443 | 4.0308 | 0 | -6.3551 | -0.58007 | 26.174 | 4.6778 | 0 | 0 | 30.8518 | 1.7443 | 17.6874 | 26.174 | 5.5371 | 0 | 0 | 31.7111 | 4.0308 | 7.8673 | 26.174 | 10.2148 | 0 | 0 | 36.3888 | 5.775 | -6.4469 | 6.3011 | 2.5328 | 5.8529 | 0 | -9.2281 | -0.8423 | 26.174 | -4.6196 | 10.2148 | 0 | 0 | 0 | 0 | 0 | 0 | 0 | 12.8818 |  | 0 | -13.4619 | 31.7692 | -0.58007 | 2.8484 | -8.9669 | 0.4814 | -0.069655 | 0.41175 | 0.02407 | -0.0034827 | 0.020587 | -0.58944 | R-All-HVAC-ER-All-All-E | 0 | 0 | -4.6196 | 0 | 0 | -4.6196 | 0 | 9999 | 0
2017 - LEDThree-Way665 to 1439 lumensANY | LEDThree-Way665 to 1439 lumensANY | 12 | 50.7741 | -0.63318 | 5.5773 | 0 | -12.4382 | R-All-Lgt-Lighting-All-All-R |  |  | 54.5836 | 0.01426 | 0.014157 | -0.63951 | 0 | 0 | 1.1122 | 2.5701 | 0 | 4.5314 | (na) | (na) | (na) | (na) | 0 | 0 | 0 | 0 | 0 | 0 | 0 | -12.4382 | 1.1122 | 2.5701 | 0 | -7.9068 | -4.2245 | 28.1936 | 5.0387 | 0 | 0 | 33.2323 | 1.1122 | 29.8804 | 28.1936 | 5.9643 | 0 | 0 | 34.1579 | 2.5701 | 13.2906 | 28.1936 | 11.003 | 0 | 0 | 39.1966 | 3.6823 | -9.8688 | 10.6447 | 1.4993 | 3.4646 | 0 | -10.6588 | -5.6949 | 28.1936 | -4.9624 | 11.003 | 0 | 0 | 0 | 0 | 0 | 0 | 0 | 8.2137 |  | 0 | -12.4382 | 34.2342 | -4.2245 | 3.9188 | -13.838 | 0.51855 | -0.074823 | 0.44373 | 0.025927 | -0.0037412 | 0.022186 | -0.63318 | R-All-HVAC-ER-All-All-E | 0 | 0 | -4.9624 | 0 | 0 | -4.9624 | 0 | 9999 | 0
2017 - LEDThree-Way1440 to 2600 lumensANY | LEDThree-Way1440 to 2600 lumensANY | 12 | 45.4352 | -0.56571 | 12.5099 | 0 | -35.4226 | R-All-Lgt-Lighting-All-All-R |  |  | 48.8441 | 0.01276 | 0.012668 | -0.57136 | 0 | 0 | 2.4946 | 5.7647 | 0 | 10.164 | (na) | (na) | (na) | (na) | 0 | 0 | 0 | 0 | 0 | 0 | 0 | -35.4226 | 2.4946 | 5.7647 | 0 | -25.2586 | -16.9992 | 25.229 | 4.5089 | 0 | 0 | 29.7379 | 2.4946 | 11.9207 | 25.229 | 5.3372 | 0 | 0 | 30.5662 | 5.7647 | 5.3023 | 25.229 | 9.8461 | 0 | 0 | 35.0751 | 8.2594 | -2.3903 | 4.2467 | 3.7581 | 8.6843 | 0 | -38.0511 | -25.6087 | 25.229 | -4.4336 | 9.8461 | 0 | 0 | 0 | 0 | 0 | 0 | 0 | 18.4234 |  | 0 | -35.4226 | 30.6415 | -16.9992 | 3.0843 | -33.7624 | 0.46402 | -0.066849 | 0.39717 | 0.023201 | -0.0033425 | 0.019858 | -0.56571 | R-All-HVAC-ER-All-All-E | 0 | 0 | -4.4336 | 0 | 0 | -4.4336 | 0 | 9999 | 0
Category Results; Sorted by TRC Levelized Cost
Total Results |  | Measure Input Data | [8 empty] | Savings | [5 empty] | PV Capital |  |  |  | PV Admin |  |  |  | PV O&M |  |  |  | PV Periodic Repl. |  |  |  | Total PV Capital, O&M and Periodic Repl Costs |  |  |  |  | PV Wholesale Electric Utility Costs & Benefits | [6 empty] | PV Retail Electric Utility Costs & Benefits | [6 empty] | PV Electric Utility System Costs & Benefits | [5 empty] | Electric Utility System Economics |  | Sponsor Levelized Cost (mills/kwh) |  |  |  |  | PV Regional Costs & Benefits | [15 empty] | TRC Economics |  | Physical CO2 | [5 empty] | Gas Inputs |  |  |  | PV Gas Utility System Costs & Benefits |  |  |  |  | Gas Utility System Economics
Category | Measure | Measure Life | Site Savings (kWh) | Site Savings (therms) | Capital Cost ($/unit) | Annual O&M Cost ($/unit) | PV Per. Repl. Cost ($/unit) | Load Shape (electric) | Diversified Load Factor (electric) | Wholesale Power Coincidence Factor (electric) | Wholesale Electric Energy (kWh) | Wholesale Electric Demand (kw) | Retail Electric Demand (kW) | Wholesale Gas Energy (therms/yr) | Wholesale Gas Demand (therms/day) | Retail Gas Demand (therms/day) | Wholesale Electric | Retail Electric | Natural Gas | Customer | Wholesale Electric | Retail Electric | Natural Gas | Customer | Wholesale Electric | Retail Electric | Natural Gas | Customer | Wholesale Electric | Retail Electric | Natural Gas | Customer | Wholesale Electric | Retail Electric | Natural Gas | Customer | Total | Wholesale Utility System Energy | Wholesale Utility System T&D Def. Cap. | Wholesale Utility System Act C-E Credit | Wholesale Utility System Risk Mitigation Benefit | Wholesale Utility System Total System Benefit | Wholesale Utility System Total Non-Consumer Cost | Wholesale Utility System B/C Ratio | Retail Utility System Energy | Retail Utility System T&D Def. Cap. | Retail Utility System Act C-E Credit | Retail Utility System Risk Mitigation Benefit | Retail Utility System Total System Benefit | Retail Utility System Total Non-Consumer Cost | Retail Utility System System B/C Ratio | Utility System Energy | Utility System T&D Def. Cap. | Utility System Act C-E Credit | Utility System Total Risk Mitigation Benefit | Utility System Total System Benefit | Utility System Total Non-Consumer Cost | Utility System Net Levelized Cost (Net of Elec T&D Capacity Benefits, Act Credit & Risk-Mitigation Benefit) in mills/kwh | Utility System System B/C Ratio | Wholesale Electric Levelized Cost | Retail Electric Levelized Cost | Natural Gas Levelized Cost | Customer Levelized Cost | Total Levelized Cost | PV Regional Electric Energy | PV Regional Gas Energy | PV Regional Electric T&D Def. Cap. | PV Regional Gas T&D Def. Cap. | PV Regional Electric System CO2 | PV Regional Gas System CO2 | PV Regional Electric System Risk-Mitigation Benefit | PV Regional Gas System Risk-Mitigation Benefit | PV Regional Non-E Value | PV Regional Act Credit | PV Regional Capital Cost | PV Regional Admin Cost | PV Regional Annual O&M Cost | PV Regional Periodic Replacement Cost | PV Total Regional Benefit | PV Total Regional Cost | TRC B/C Ratio | TRC Net Levelized Cost (Net of All Benefits) in mills/kWh | Electric System CO2 Avoided (Lifetime Tons) | Gas System CO2 Avoided (Lifetime Tons) | Total System CO2 Avoided (Lifetime Tons) | Electric System CO2 Avoided (Annual Tons in 2018) | Gas System CO2 Avoided (Annual Tons in 2018) | Total System CO2 Avoided (Annual Tons in 2018) | Gas Site Savings (therms) | Load Shape (gas) | Diversitfied Load Factor (gas) | Wholesale Coincidence Factor (gas) | Total Gas Utility System Energy | Gas Utility System T&D Def. Cap. | Gas Utility System Risk Mitigation Benefit | Gas Utility System Total System Benefit | Gas Utility System Total Non-Consumer Cost | Gas Utility System Net Levelized Cost (Net of Gas T&D Capacity Benefits & Risk-Mitigation Benefits) in cents/therm | Gas Utility System System B/C Ratio
2017 - LEDGlobe665 to 1439 lumensANY |  | 12 | 9.6105 | -0.11671 | 1.951 | 0 | -15.7831 |  |  |  | 10.3316 | 0.0026991 | 0.0026796 | -0.11788 | 0 | 0 | 0.38906 | 0.89906 | 0 | 1.5852 | 0.11706 | 0.27314 | 0 | 0 | 0 | 0 | 0 | 0 | 0 | 0 | 0 | -15.7831 | 0.50612 | 1.1722 | 0 | -14.1979 | -12.5196 | 5.3365 | 0.95372 | 0 | 0 | 6.2902 | 0.50612 | 12.4282 | 5.3365 | 1.1289 | 0 | 0 | 6.4654 | 1.1722 | 5.5156 | 5.3365 | 2.0826 | 0 | 0 | 7.4191 | 1.6783 | -2.8796 | 4.4205 | 3.6046 | 8.3485 | 0 | -101.1181 | -89.165 | 5.3365 | -0.91468 | 2.0826 | 0 | 0 | 0 | 0 | 0 | 0 | 0 | 2.8733 | 0.39021 | 0 | -15.7831 | 6.5044 | -12.5196 | 5.5532 | -97.4833 | 0.098151 | -0.013791 | 0.084359 | 0.0049075 | -0.00068957 | 0.0042179 | -0.11788 |  | 0 | 0 | -0.91468 | 0 | 0 | -0.91468 | 0 | 9999 | 0
2017 - LEDReflectors and Outdoor1440 to 2600 lumensANY |  | 12 | 80.967 | -0.25787 | 12.0298 | 0 | -41.6729 |  |  |  | 87.0418 | 0.02274 | 0.022575 | -0.26045 | 0 | 0 | 2.3989 | 5.5435 | 0 | 9.774 | 0.72179 | 1.6842 | 0 | 0 | 0 | 0 | 0 | 0 | 0 | 0 | 0 | -41.6729 | 3.1207 | 7.2277 | 0 | -31.8989 | -21.5505 | 44.9589 | 8.035 | 0 | 0 | 52.9939 | 3.1207 | 16.9814 | 44.9589 | 9.511 | 0 | 0 | 54.4699 | 7.2277 | 7.5363 | 44.9589 | 17.546 | 0 | 0 | 62.5049 | 10.3484 | -6.0846 | 6.0401 | 2.6381 | 6.11 | 0 | -26.9661 | -18.2179 | 44.9589 | -2.021 | 17.546 | 0 | 0 | 0 | 0 | 0 | 0 | 0 | 17.7164 | 2.406 | 0 | -41.6729 | 60.4839 | -21.5505 | 4.7047 | -31.3422 | 0.8269 | -0.030473 | 0.79643 | 0.041345 | -0.0015236 | 0.039821 | -0.26045 |  | 0 | 0 | -2.021 | 0 | 0 | -2.021 | 0 | 9999 | 0
2016 - LEDGlobe665 to 1439 lumensANY |  | 12 | 9.1834 | -0.11152 | 2.4831 | 0 | -15.7831 |  |  |  | 9.8724 | 0.0025791 | 0.0025605 | -0.11264 | 0 | 0 | 0.49517 | 1.1443 | 0 | 2.0175 | 0.14899 | 0.34764 | 0 | 0 | 0 | 0 | 0 | 0 | 0 | 0 | 0 | -15.7831 | 0.64416 | 1.4919 | 0 | -13.7656 | -11.6295 | 5.0993 | 0.91134 | 0 | 0 | 6.0106 | 0.64416 | 9.331 | 5.0993 | 1.0787 | 0 | 0 | 6.178 | 1.4919 | 4.1411 | 5.0993 | 1.9901 | 0 | 0 | 7.0894 | 2.1361 | 1.088 | 3.3189 | 4.8011 | 11.1196 | 0 | -102.599 | -86.6784 | 5.0993 | -0.87403 | 1.9901 | 0 | 0 | 0 | 0 | 0 | 0 | 0 | 3.6569 | 0.49663 | 0 | -15.7831 | 6.2154 | -11.6295 | 4.5494 | -94.9967 | 0.093788 | -0.013179 | 0.08061 | 0.0046894 | -0.00065893 | 0.0040305 | -0.11264 |  | 0 | 0 | -0.87403 | 0 | 0 | -0.87403 | 0 | 9999 | 0
2017 - LEDGlobe250 to 664 lumensANY |  | 12 | 13.9543 | -0.17298 | 2.0667 | 0 | -10.091 |  |  |  | 15.0012 | 0.003919 | 0.0038908 | -0.17471 | 0 | 0 | 0.41212 | 0.95235 | 0 | 1.6791 | 0.124 | 0.28934 | 0 | 0 | 0 | 0 | 0 | 0 | 0 | 0 | 0 | -10.091 | 0.53612 | 1.2417 | 0 | -8.4119 | -6.634 | 7.7484 | 1.3848 | 0 | 0 | 9.1332 | 0.53612 | 17.0357 | 7.7484 | 1.6392 | 0 | 0 | 9.3876 | 1.2417 | 7.5604 | 7.7484 | 3.024 | 0 | 0 | 10.7724 | 1.7778 | -6.1124 | 6.0594 | 2.6297 | 6.0906 | 0 | -41.2606 | -32.5404 | 7.7484 | -1.3557 | 3.024 | 0 | 0 | 0 | 0 | 0 | 0 | 0 | 3.0436 | 0.41334 | 0 | -10.091 | 9.4167 | -6.634 | 4.3351 | -40.7232 | 0.14251 | -0.020442 | 0.12207 | 0.0071256 | -0.0010221 | 0.0061035 | -0.17471 |  | 0 | 0 | -1.3557 | 0 | 0 | -1.3557 | 0 | 9999 | 0
2016 - LEDReflectors and Outdoor1440 to 2600 lumensANY |  | 12 | 77.3684 | -0.24641 | 15.3107 | 0 | -41.6729 |  |  |  | 83.1732 | 0.021729 | 0.021572 | -0.24887 | 0 | 0 | 3.0532 | 7.0554 | 0 | 12.4396 | 0.91864 | 2.1435 | 0 | 0 | 0 | 0 | 0 | 0 | 0 | 0 | 0 | -41.6729 | 3.9718 | 9.1989 | 0 | -29.2332 | -16.0626 | 42.9608 | 7.6779 | 0 | 0 | 50.6386 | 3.9718 | 12.7496 | 42.9608 | 9.0883 | 0 | 0 | 52.0491 | 9.1989 | 5.6582 | 42.9608 | 16.7662 | 0 | 0 | 59.7269 | 13.1707 | -3.1809 | 4.5348 | 3.5138 | 8.1381 | 0 | -25.8621 | -14.2102 | 42.9608 | -1.9312 | 16.7662 | 0 | 0 | 0 | 0 | 0 | 0 | 0 | 22.5482 | 3.0621 | 0 | -41.6729 | 57.7957 | -16.0626 | 3.6817 | -27.3345 | 0.79015 | -0.029118 | 0.76103 | 0.039507 | -0.0014559 | 0.038051 | -0.24887 |  | 0 | 0 | -1.9312 | 0 | 0 | -1.9312 | 0 | 9999 | 0
2017 - LEDThree-Way665 to 1439 lumensANY |  | 12 | 50.7741 | -0.63318 | 5.5773 | 0 | -12.4382 |  |  |  | 54.5836 | 0.01426 | 0.014157 | -0.63951 | 0 | 0 | 1.1122 | 2.5701 | 0 | 4.5314 | 0.33464 | 0.78082 | 0 | 0 | 0 | 0 | 0 | 0 | 0 | 0 | 0 | -12.4382 | 1.4468 | 3.3509 | 0 | -7.9068 | -3.1091 | 28.1936 | 5.0387 | 0 | 0 | 33.2323 | 1.4468 | 22.9693 | 28.1936 | 5.9643 | 0 | 0 | 34.1579 | 3.3509 | 10.1937 | 28.1936 | 11.003 | 0 | 0 | 39.1966 | 4.7977 | -8.3651 | 8.1699 | 1.9504 | 4.5172 | 0 | -10.6588 | -4.1912 | 28.1936 | -4.9624 | 11.003 | 0 | 0 | 0 | 0 | 0 | 0 | 0 | 8.2137 | 1.1155 | 0 | -12.4382 | 34.2342 | -3.1091 | 3.613 | -12.3343 | 0.51855 | -0.074823 | 0.44373 | 0.025927 | -0.0037412 | 0.022186 | -0.63951 |  | 0 | 0 | -4.9624 | 0 | 0 | -4.9624 | 0 | 9999 | 0
2016 - LEDGlobe250 to 664 lumensANY |  | 12 | 13.3341 | -0.1653 | 2.6303 | 0 | -10.091 |  |  |  | 14.3345 | 0.0037449 | 0.0037178 | -0.16695 | 0 | 0 | 0.52452 | 1.2121 | 0 | 2.1371 | 0.15782 | 0.36824 | 0 | 0 | 0 | 0 | 0 | 0 | 0 | 0 | 0 | -10.091 | 0.68234 | 1.5803 | 0 | -7.9539 | -5.6912 | 7.4041 | 1.3232 | 0 | 0 | 8.7273 | 0.68234 | 12.7903 | 7.4041 | 1.5663 | 0 | 0 | 8.9704 | 1.5803 | 5.6763 | 7.4041 | 2.8896 | 0 | 0 | 10.2936 | 2.2627 | -3.218 | 4.5493 | 3.5026 | 8.1122 | 0 | -40.829 | -29.2143 | 7.4041 | -1.2955 | 2.8896 | 0 | 0 | 0 | 0 | 0 | 0 | 0 | 3.8737 | 0.52606 | 0 | -10.091 | 8.9982 | -5.6912 | 3.5793 | -37.3971 | 0.13618 | -0.019533 | 0.11665 | 0.0068089 | -0.00097665 | 0.0058322 | -0.16695 |  | 0 | 0 | -1.2955 | 0 | 0 | -1.2955 | 0 | 9999 | 0
2017 - LEDReflectors and Outdoor665 to 1439 lumensANY |  | 12 | 15.1241 | -0.15054 | 5.5856 | 0 | -19.9638 |  |  |  | 16.2588 | 0.0042476 | 0.0042169 | -0.15205 | 0 | 0 | 1.1138 | 2.5739 | 0 | 4.5382 | 0.33514 | 0.78199 | 0 | 0 | 0 | 0 | 0 | 0 | 0 | 0 | 0 | -19.9638 | 1.449 | 3.3559 | 0 | -15.4256 | -10.6207 | 8.398 | 1.5009 | 0 | 0 | 9.8989 | 1.449 | 6.8316 | 8.398 | 1.7766 | 0 | 0 | 10.1746 | 3.3559 | 3.0319 | 8.398 | 3.2775 | 0 | 0 | 11.6755 | 4.8049 | 6.9126 | 2.4299 | 6.5576 | 15.1877 | 0 | -69.8107 | -48.0654 | 8.398 | -1.1798 | 3.2775 | 0 | 0 | 0 | 0 | 0 | 0 | 0 | 8.226 | 1.1171 | 0 | -19.9638 | 10.4957 | -10.6207 | 3.0067 | -57.5585 | 0.15446 | -0.01779 | 0.13667 | 0.0077229 | -0.00088948 | 0.0068335 | -0.15205 |  | 0 | 0 | -1.1798 | 0 | 0 | -1.1798 | 0 | 9999 | 0
2016 - LEDThree-Way665 to 1439 lumensANY |  | 12 | 48.5175 | -0.60504 | 7.0983 | 0 | -12.4382 |  |  |  | 52.1577 | 0.013626 | 0.013528 | -0.61109 | 0 | 0 | 1.4155 | 3.271 | 0 | 5.7673 | 0.4259 | 0.99376 | 0 | 0 | 0 | 0 | 0 | 0 | 0 | 0 | 0 | -12.4382 | 1.8414 | 4.2648 | 0 | -6.6709 | -0.56476 | 26.9406 | 4.8148 | 0 | 0 | 31.7553 | 1.8414 | 17.2452 | 26.9406 | 5.6992 | 0 | 0 | 32.6398 | 4.2648 | 7.6534 | 26.9406 | 10.514 | 0 | 0 | 37.4546 | 6.1062 | -6.2184 | 6.1339 | 2.5978 | 6.0165 | 0 | -9.4111 | -0.79674 | 26.9406 | -4.7419 | 10.514 | 0 | 0 | 0 | 0 | 0 | 0 | 0 | 10.4538 | 1.4197 | 0 | -12.4382 | 32.7127 | -0.56476 | 3.0028 | -8.9398 | 0.4955 | -0.071498 | 0.424 | 0.024775 | -0.0035749 | 0.0212 | -0.61109 |  | 0 | 0 | -4.7419 | 0 | 0 | -4.7419 | 0 | 9999 | 0
2017 - LEDDecorative and Mini-Base250 to 664 lumensANY |  | 12 | 18.726 | -0.21988 | 3.8939 | 0 | -9.9957 |  |  |  | 20.131 | 0.0052592 | 0.0052212 | -0.22208 | 0 | 0 | 0.77649 | 1.7943 | 0 | 3.1637 | 0.23363 | 0.54514 | 0 | 0 | 0 | 0 | 0 | 0 | 0 | 0 | 0 | -9.9957 | 1.0101 | 2.3395 | 0 | -6.832 | -3.4824 | 10.3981 | 1.8583 | 0 | 0 | 12.2564 | 1.0101 | 12.1336 | 10.3981 | 2.1997 | 0 | 0 | 12.5978 | 2.3395 | 5.3849 | 10.3981 | 4.058 | 0 | 0 | 14.4561 | 3.3496 | -2.5894 | 4.3158 | 3.6921 | 8.5512 | 0 | -24.972 | -12.7288 | 10.3981 | -1.7232 | 4.058 | 0 | 0 | 0 | 0 | 0 | 0 | 0 | 5.7345 | 0.77877 | 0 | -9.9957 | 12.7329 | -3.4824 | 2.9687 | -21.2628 | 0.19125 | -0.025983 | 0.16526 | 0.0095622 | -0.0012991 | 0.0082631 | -0.22208 |  | 0 | 0 | -1.7232 | 0 | 0 | -1.7232 | 0 | 9999 | 0
2017 - LEDThree-Way1440 to 2600 lumensANY |  | 12 | 45.4352 | -0.56571 | 12.5099 | 0 | -35.4226 |  |  |  | 48.8441 | 0.01276 | 0.012668 | -0.57136 | 0 | 0 | 2.4946 | 5.7647 | 0 | 10.164 | 0.75059 | 1.7514 | 0 | 0 | 0 | 0 | 0 | 0 | 0 | 0 | 0 | -35.4226 | 3.2452 | 7.5161 | 0 | -25.2586 | -14.4973 | 25.229 | 4.5089 | 0 | 0 | 29.7379 | 3.2452 | 9.1636 | 25.229 | 5.3372 | 0 | 0 | 30.5662 | 7.5161 | 4.0668 | 25.229 | 9.8461 | 0 | 0 | 35.0751 | 10.7613 | 1.3788 | 3.2594 | 4.8888 | 11.3227 | 0 | -38.0511 | -21.8396 | 25.229 | -4.4336 | 9.8461 | 0 | 0 | 0 | 0 | 0 | 0 | 0 | 18.4234 | 2.502 | 0 | -35.4226 | 30.6415 | -14.4973 | 2.78 | -29.9932 | 0.46402 | -0.066849 | 0.39717 | 0.023201 | -0.0033425 | 0.019858 | -0.57136 |  | 0 | 0 | -4.4336 | 0 | 0 | -4.4336 | 0 | 9999 | 0
2017 - LEDGlobe1440 to 2600 lumensANY |  | 12 | 10.3979 | -0.10638 | 7.5967 | 0 | -29.3146 |  |  |  | 11.178 | 0.0029202 | 0.0028992 | -0.10744 | 0 | 0 | 1.5149 | 3.5007 | 0 | 6.1722 | 0.4558 | 1.0635 | 0 | 0 | 0 | 0 | 0 | 0 | 0 | 0 | 0 | -29.3146 | 1.9707 | 4.5642 | 0 | -23.1424 | -16.6075 | 5.7737 | 1.0319 | 0 | 0 | 6.8055 | 1.9707 | 3.4534 | 5.7737 | 1.2214 | 0 | 0 | 6.9951 | 4.5642 | 1.5326 | 5.7737 | 2.2533 | 0 | 0 | 8.0269 | 6.5349 | 28.1846 | 1.2283 | 12.9725 | 30.0449 | 0 | -152.3402 | -109.3229 | 5.7737 | -0.83372 | 2.2533 | 0 | 0 | 0 | 0 | 0 | 0 | 0 | 11.1877 | 1.5193 | 0 | -29.3146 | 7.1932 | -16.6075 | 2.7577 | -118.6674 | 0.10619 | -0.012571 | 0.093621 | 0.0053095 | -0.00062854 | 0.004681 | -0.10744 |  | 0 | 0 | -0.83372 | 0 | 0 | -0.83372 | 0 | 9999 | 0
2017 - LEDReflectors and Outdoor250 to 664 lumensANY |  | 12 | 19.8343 | -0.23163 | 7.7517 | 0 | -24.757 |  |  |  | 21.3225 | 0.0055705 | 0.0055302 | -0.23395 | 0 | 0 | 1.5458 | 3.5721 | 0 | 6.2981 | 0.4651 | 1.0852 | 0 | 0 | 0 | 0 | 0 | 0 | 0 | 0 | 0 | -24.757 | 2.0109 | 4.6573 | 0 | -18.4589 | -11.7907 | 11.0135 | 1.9683 | 0 | 0 | 12.9818 | 2.0109 | 6.4557 | 11.0135 | 2.3299 | 0 | 0 | 13.3434 | 4.6573 | 2.865 | 11.0135 | 4.2982 | 0 | 0 | 15.3117 | 6.6682 | 8.1787 | 2.2962 | 6.9394 | 16.072 | 0 | -63.6998 | -40.6884 | 11.0135 | -1.8154 | 4.2982 | 0 | 0 | 0 | 0 | 0 | 0 | 0 | 11.416 | 1.5503 | 0 | -24.757 | 13.4963 | -11.7907 | 2.7107 | -49.2564 | 0.20256 | -0.027372 | 0.17519 | 0.010128 | -0.0013686 | 0.0087596 | -0.23395 |  | 0 | 0 | -1.8154 | 0 | 0 | -1.8154 | 0 | 9999 | 0
2017 - LEDThree-Way250 to 664 lumensANY |  | 12 | 47.137 | -0.58944 | 8.747 | 0 | -13.4619 |  |  |  | 50.6736 | 0.013238 | 0.013143 | -0.59534 | 0 | 0 | 1.7443 | 4.0308 | 0 | 7.1068 | 0.52482 | 1.2246 | 0 | 0 | 0 | 0 | 0 | 0 | 0 | 0 | 0 | -13.4619 | 2.2691 | 5.2553 | 0 | -6.3551 | 1.1693 | 26.174 | 4.6778 | 0 | 0 | 30.8518 | 2.2691 | 13.5965 | 26.174 | 5.5371 | 0 | 0 | 31.7111 | 5.2553 | 6.0341 | 26.174 | 10.2148 | 0 | 0 | 36.3888 | 7.5244 | -3.9067 | 4.8361 | 3.2949 | 7.6311 | 0 | -9.2281 | 1.698 | 26.174 | -4.6196 | 10.2148 | 0 | 0 | 0 | 0 | 0 | 0 | 0 | 12.8818 | 1.7494 | 0 | -13.4619 | 31.7692 | 1.1693 | 2.5895 | -6.4267 | 0.4814 | -0.069655 | 0.41175 | 0.02407 | -0.0034827 | 0.020587 | -0.59534 |  | 0 | 0 | -4.6196 | 0 | 0 | -4.6196 | 0 | 9999 | 0
2016 - LEDDecorative and Mini-Base250 to 664 lumensANY |  | 12 | 17.8938 | -0.21011 | 4.9558 | 0 | -9.9957 |  |  |  | 19.2363 | 0.0050254 | 0.0049892 | -0.21221 | 0 | 0 | 0.98826 | 2.2837 | 0 | 4.0265 | 0.29735 | 0.69381 | 0 | 0 | 0 | 0 | 0 | 0 | 0 | 0 | 0 | -9.9957 | 1.2856 | 2.9775 | 0 | -5.9692 | -1.7061 | 9.936 | 1.7757 | 0 | 0 | 11.7117 | 1.2856 | 9.1099 | 9.936 | 2.1019 | 0 | 0 | 12.0379 | 2.9775 | 4.0429 | 9.936 | 3.8777 | 0 | 0 | 13.8136 | 4.2631 | 1.4744 | 3.2403 | 4.9176 | 11.3895 | 0 | -22.8331 | -6.526 | 9.936 | -1.6467 | 3.8777 | 0 | 0 | 0 | 0 | 0 | 0 | 0 | 7.2985 | 0.99116 | 0 | -9.9957 | 12.167 | -1.7061 | 2.3962 | -15.06 | 0.18275 | -0.024828 | 0.15792 | 0.0091372 | -0.0012414 | 0.0078958 | -0.21221 |  | 0 | 0 | -1.6467 | 0 | 0 | -1.6467 | 0 | 9999 | 0
2016 - LEDReflectors and Outdoor665 to 1439 lumensANY |  | 12 | 14.4519 | -0.14385 | 7.109 | 0 | -19.9638 |  |  |  | 15.5362 | 0.0040588 | 0.0040295 | -0.14529 | 0 | 0 | 1.4176 | 3.2759 | 0 | 5.7759 | 0.42654 | 0.99525 | 0 | 0 | 0 | 0 | 0 | 0 | 0 | 0 | 0 | -19.9638 | 1.8442 | 4.2712 | 0 | -14.1879 | -8.0725 | 8.0248 | 1.4342 | 0 | 0 | 9.459 | 1.8442 | 5.1291 | 8.0248 | 1.6976 | 0 | 0 | 9.7224 | 4.2712 | 2.2763 | 8.0248 | 3.1318 | 0 | 0 | 11.1566 | 6.1153 | 14.1303 | 1.8244 | 8.7342 | 20.2288 | 0 | -67.1958 | -38.2327 | 8.0248 | -1.1274 | 3.1318 | 0 | 0 | 0 | 0 | 0 | 0 | 0 | 10.4694 | 1.4218 | 0 | -19.9638 | 10.0292 | -8.0725 | 2.3904 | -47.7259 | 0.1476 | -0.016999 | 0.1306 | 0.0073797 | -0.00084995 | 0.0065298 | -0.14529 |  | 0 | 0 | -1.1274 | 0 | 0 | -1.1274 | 0 | 9999 | 0
2016 - LEDThree-Way1440 to 2600 lumensANY |  | 12 | 43.4159 | -0.54056 | 15.9217 | 0 | -35.4226 |  |  |  | 46.6733 | 0.012193 | 0.012105 | -0.54597 | 0 | 0 | 3.175 | 7.3369 | 0 | 12.936 | 0.9553 | 2.229 | 0 | 0 | 0 | 0 | 0 | 0 | 0 | 0 | 0 | -35.4226 | 4.1303 | 9.566 | 0 | -22.4866 | -8.7903 | 24.1077 | 4.3085 | 0 | 0 | 28.4162 | 4.1303 | 6.88 | 24.1077 | 5.1 | 0 | 0 | 29.2077 | 9.566 | 3.0533 | 24.1077 | 9.4085 | 0 | 0 | 33.5162 | 13.6962 | 6.7598 | 2.4471 | 6.5115 | 15.081 | 0 | -35.4507 | -13.8582 | 24.1077 | -4.2365 | 9.4085 | 0 | 0 | 0 | 0 | 0 | 0 | 0 | 23.448 | 3.1843 | 0 | -35.4226 | 29.2797 | -8.7903 | 2.2333 | -22.0119 | 0.4434 | -0.063878 | 0.37952 | 0.02217 | -0.0031939 | 0.018976 | -0.54597 |  | 0 | 0 | -4.2365 | 0 | 0 | -4.2365 | 0 | 9999 | 0
2016 - LEDGlobe1440 to 2600 lumensANY |  | 12 | 9.9357 | -0.10165 | 9.6685 | 0 | -29.3146 |  |  |  | 10.6812 | 0.0027904 | 0.0027703 | -0.10267 | 0 | 0 | 1.928 | 4.4554 | 0 | 7.8555 | 0.58011 | 1.3536 | 0 | 0 | 0 | 0 | 0 | 0 | 0 | 0 | 0 | -29.3146 | 2.5081 | 5.809 | 0 | -21.4591 | -13.142 | 5.5171 | 0.986 | 0 | 0 | 6.5031 | 2.5081 | 2.5928 | 5.5171 | 1.1671 | 0 | 0 | 6.6842 | 5.809 | 1.1507 | 5.5171 | 2.1531 | 0 | 0 | 7.6702 | 8.3171 | 42.4631 | 0.92222 | 17.2783 | 40.0175 | 0 | -147.8296 | -90.5338 | 5.5171 | -0.79667 | 2.1531 | 0 | 0 | 0 | 0 | 0 | 0 | 0 | 14.2389 | 1.9337 | 0 | -29.3146 | 6.8735 | -13.142 | 2.1795 | -99.8783 | 0.10147 | -0.012012 | 0.08946 | 0.0050736 | -0.00060061 | 0.004473 | -0.10267 |  | 0 | 0 | -0.79667 | 0 | 0 | -0.79667 | 0 | 9999 | 0
2016 - LEDReflectors and Outdoor250 to 664 lumensANY |  | 12 | 18.9528 | -0.22134 | 9.8658 | 0 | -24.757 |  |  |  | 20.3748 | 0.0053229 | 0.0052845 | -0.22355 | 0 | 0 | 1.9674 | 4.5463 | 0 | 8.0158 | 0.59195 | 1.3812 | 0 | 0 | 0 | 0 | 0 | 0 | 0 | 0 | 0 | -24.757 | 2.5593 | 5.9275 | 0 | -16.7412 | -8.2544 | 10.524 | 1.8808 | 0 | 0 | 12.4048 | 2.5593 | 4.8469 | 10.524 | 2.2263 | 0 | 0 | 12.7504 | 5.9275 | 2.1511 | 10.524 | 4.1072 | 0 | 0 | 14.6312 | 8.4868 | 15.8167 | 1.724 | 9.2427 | 21.4067 | 0 | -60.4594 | -29.81 | 10.524 | -1.7347 | 4.1072 | 0 | 0 | 0 | 0 | 0 | 0 | 0 | 14.5294 | 1.9732 | 0 | -24.757 | 12.8965 | -8.2544 | 2.1598 | -38.378 | 0.19356 | -0.026156 | 0.16741 | 0.009678 | -0.0013078 | 0.0083702 | -0.22355 |  | 0 | 0 | -1.7347 | 0 | 0 | -1.7347 | 0 | 9999 | 0
2016 - LEDThree-Way250 to 664 lumensANY |  | 12 | 45.042 | -0.56325 | 11.1326 | 0 | -13.4619 |  |  |  | 48.4214 | 0.01265 | 0.012559 | -0.56888 | 0 | 0 | 2.22 | 5.13 | 0 | 9.045 | 0.66795 | 1.5586 | 0 | 0 | 0 | 0 | 0 | 0 | 0 | 0 | 0 | -13.4619 | 2.8879 | 6.6886 | 0 | -4.4169 | 5.1597 | 25.0107 | 4.4699 | 0 | 0 | 29.4806 | 2.8879 | 10.2082 | 25.0107 | 5.291 | 0 | 0 | 30.3017 | 6.6886 | 4.5303 | 25.0107 | 9.7608 | 0 | 0 | 34.7716 | 9.5766 | -0.28006 | 3.6309 | 4.3885 | 10.1641 | 0 | -6.7119 | 7.8407 | 25.0107 | -4.4143 | 9.7608 | 0 | 0 | 0 | 0 | 0 | 0 | 0 | 16.395 | 2.2265 | 0 | -13.4619 | 30.3572 | 5.1597 | 2.0938 | -0.28395 | 0.46001 | -0.066559 | 0.39345 | 0.023 | -0.0033279 | 0.019672 | -0.56888 |  | 0 | 0 | -4.4143 | 0 | 0 | -4.4143 | 0 | 9999 | 0
2017 - LEDDecorative and Mini-Base665 to 1439 lumensANY |  | 12 | 14.1076 | -0.15711 | 7.2413 | 0 | -14.3662 |  |  |  | 15.1661 | 0.0039621 | 0.0039335 | -0.15868 | 0 | 0 | 1.444 | 3.3369 | 0 | 5.8834 | 0.43448 | 1.0138 | 0 | 0 | 0 | 0 | 0 | 0 | 0 | 0 | 0 | -14.3662 | 1.8785 | 4.3507 | 0 | -8.4828 | -2.2537 | 7.8336 | 1.4 | 0 | 0 | 9.2336 | 1.8785 | 4.9154 | 7.8336 | 1.6572 | 0 | 0 | 9.4908 | 4.3507 | 2.1815 | 7.8336 | 3.0572 | 0 | 0 | 10.8908 | 6.2292 | 15.3895 | 1.7484 | 9.1139 | 21.1083 | 0 | -41.1564 | -10.9342 | 7.8336 | -1.2313 | 3.0572 | 0 | 0 | 0 | 0 | 0 | 0 | 0 | 10.6643 | 1.4483 | 0 | -14.3662 | 9.6595 | -2.2537 | 1.8928 | -19.793 | 0.14408 | -0.018565 | 0.12551 | 0.0072039 | -0.00092827 | 0.0062756 | -0.15868 |  | 0 | 0 | -1.2313 | 0 | 0 | -1.2313 | 0 | 9999 | 0
2016 - LEDDecorative and Mini-Base665 to 1439 lumensANY |  | 12 | 13.4806 | -0.15012 | 9.2162 | 0 | -14.3662 |  |  |  | 14.492 | 0.003786 | 0.0037587 | -0.15163 | 0 | 0 | 1.8378 | 4.247 | 0 | 7.488 | 0.55297 | 1.2903 | 0 | 0 | 0 | 0 | 0 | 0 | 0 | 0 | 0 | -14.3662 | 2.3908 | 5.5372 | 0 | -6.8783 | 1.0498 | 7.4854 | 1.3378 | 0 | 0 | 8.8232 | 2.3908 | 3.6905 | 7.4854 | 1.5835 | 0 | 0 | 9.069 | 5.5372 | 1.6378 | 7.4854 | 2.9213 | 0 | 0 | 10.4068 | 7.928 | 25.421 | 1.3127 | 12.1391 | 28.1147 | 0 | -34.9236 | 5.3301 | 7.4854 | -1.1766 | 2.9213 | 0 | 0 | 0 | 0 | 0 | 0 | 0 | 13.5728 | 1.8432 | 0 | -14.3662 | 9.2302 | 1.0498 | 1.493 | -3.5287 | 0.13768 | -0.01774 | 0.11993 | 0.0068837 | -0.00088701 | 0.0059967 | -0.15163 |  | 0 | 0 | -1.1766 | 0 | 0 | -1.1766 | 0 | 9999 | 0
2017 - LEDGeneral Purpose and Dimmable250 to 664 lumensANY |  | 12 | 1.7869 | -0.020006 | 1.3201 | 0 | -1.4587 |  |  |  | 1.921 | 0.00050186 | 0.00049824 | -0.020206 | 0 | 0 | 0.26324 | 0.60832 | 0 | 1.0726 | 0.079206 | 0.18481 | 0 | 0 | 0 | 0 | 0 | 0 | 0 | 0 | 0 | -1.4587 | 0.34245 | 0.79313 | 0 | -0.38615 | 0.74943 | 0.99224 | 0.17733 | 0 | 0 | 1.1696 | 0.34245 | 3.4153 | 0.99224 | 0.20991 | 0 | 0 | 1.2021 | 0.79313 | 1.5157 | 0.99224 | 0.38724 | 0 | 0 | 1.3795 | 1.1356 | 28.6644 | 1.2148 | 13.1171 | 30.38 | 0 | -14.7909 | 28.7062 | 0.99224 | -0.15679 | 0.38724 | 0 | 0 | 0 | 0 | 0 | 0 | 0 | 1.9441 | 0.26402 | 0 | -1.4587 | 1.2227 | 0.74943 | 1.2001 | 19.8793 | 0.01825 | -0.0023641 | 0.015886 | 0.00091248 | -0.00011821 | 0.00079427 | -0.020206 |  | 0 | 0 | -0.15679 | 0 | 0 | -0.15679 | 0 | 9999 | 0
2017 - LEDGeneral Purpose and Dimmable665 to 1439 lumensANY |  | 12 | 6.9745 | -0.072304 | 3.4926 | 0 | -1.0204 |  |  |  | 7.4978 | 0.0019588 | 0.0019447 | -0.073027 | 0 | 0 | 0.69646 | 1.6094 | 0 | 2.8376 | 0.20955 | 0.48896 | 0 | 0 | 0 | 0 | 0 | 0 | 0 | 0 | 0 | -1.0204 | 0.90602 | 2.0984 | 0 | 1.8173 | 4.8217 | 3.8728 | 0.69213 | 0 | 0 | 4.5649 | 0.90602 | 5.0384 | 3.8728 | 0.81928 | 0 | 0 | 4.6921 | 2.0984 | 2.236 | 3.8728 | 1.5114 | 0 | 0 | 5.3842 | 3.0044 | 14.6518 | 1.7921 | 8.8915 | 20.5931 | 0 | 17.8345 | 47.319 | 3.8728 | -0.56667 | 1.5114 | 0 | 0 | 0 | 0 | 0 | 0 | 0 | 5.1435 | 0.69851 | 0 | -1.0204 | 4.8175 | 4.8217 | 0.99935 | 38.0475 | 0.07123 | -0.0085442 | 0.062685 | 0.0035615 | -0.00042721 | 0.0031342 | -0.073027 |  | 0 | 0 | -0.56667 | 0 | 0 | -0.56667 | 0 | 9999 | 0
2016 - LEDGeneral Purpose and Dimmable250 to 664 lumensANY |  | 12 | 1.7075 | -0.019117 | 1.6801 | 0 | -1.4587 |  |  |  | 1.8356 | 0.00047955 | 0.00047609 | -0.019308 | 0 | 0 | 0.33504 | 0.77422 | 0 | 1.3651 | 0.10081 | 0.23522 | 0 | 0 | 0 | 0 | 0 | 0 | 0 | 0 | 0 | -1.4587 | 0.43585 | 1.0094 | 0 | -0.093632 | 1.3517 | 0.94814 | 0.16945 | 0 | 0 | 1.1176 | 0.43585 | 2.5642 | 0.94814 | 0.20058 | 0 | 0 | 1.1487 | 1.0094 | 1.138 | 0.94814 | 0.37003 | 0 | 0 | 1.3182 | 1.4453 | 43.1021 | 0.91205 | 17.471 | 40.4638 | 0 | -3.7533 | 54.1815 | 0.94814 | -0.14983 | 0.37003 | 0 | 0 | 0 | 0 | 0 | 0 | 0 | 2.4743 | 0.33602 | 0 | -1.4587 | 1.1683 | 1.3517 | 0.93807 | 45.3547 | 0.017439 | -0.0022591 | 0.015179 | 0.00087192 | -0.00011295 | 0.00075897 | -0.019308 |  | 0 | 0 | -0.14983 | 0 | 0 | -0.14983 | 0 | 9999 | 0
2016 - LEDGeneral Purpose and Dimmable665 to 1439 lumensANY |  | 12 | 6.6645 | -0.069091 | 4.4451 | 0 | -1.0204 |  |  |  | 7.1646 | 0.0018717 | 0.0018582 | -0.069782 | 0 | 0 | 0.88641 | 2.0484 | 0 | 3.6115 | 0.26671 | 0.62231 | 0 | 0 | 0 | 0 | 0 | 0 | 0 | 0 | 0 | -1.0204 | 1.1531 | 2.6707 | 0 | 2.5912 | 6.415 | 3.7007 | 0.66137 | 0 | 0 | 4.362 | 1.1531 | 3.7828 | 3.7007 | 0.78287 | 0 | 0 | 4.4835 | 2.6707 | 1.6788 | 3.7007 | 1.4442 | 0 | 0 | 5.1449 | 3.8238 | 24.4384 | 1.3455 | 11.8427 | 27.4284 | 0 | 26.6122 | 65.8833 | 3.7007 | -0.54148 | 1.4442 | 0 | 0 | 0 | 0 | 0 | 0 | 0 | 6.5463 | 0.88902 | 0 | -1.0204 | 4.6034 | 6.415 | 0.7729 | 56.6118 | 0.068064 | -0.0081644 | 0.059899 | 0.0034032 | -0.00040822 | 0.0029949 | -0.069782 |  | 0 | 0 | -0.54148 | 0 | 0 | -0.54148 | 0 | 9999 | 0
2017 - LEDGeneral Purpose and Dimmable1440 to 2600 lumensANY |  | 12 | 13.0316 | -0.12228 | 9.2685 | 0 | -1.3818 |  |  |  | 14.0093 | 0.0036599 | 0.0036335 | -0.1235 | 0 | 0 | 1.8483 | 4.2711 | 0 | 7.5305 | 0.55611 | 1.2976 | 0 | 0 | 0 | 0 | 0 | 0 | 0 | 0 | 0 | -1.3818 | 2.4044 | 5.5686 | 0 | 6.1487 | 14.1217 | 7.2361 | 1.2932 | 0 | 0 | 8.5293 | 2.4044 | 3.5474 | 7.2361 | 1.5308 | 0 | 0 | 8.7669 | 5.5686 | 1.5743 | 7.2361 | 2.824 | 0 | 0 | 10.0601 | 7.973 | 27.0444 | 1.2618 | 12.6286 | 29.2485 | 0 | 32.2949 | 74.172 | 7.2361 | -0.95833 | 2.824 | 0 | 0 | 0 | 0 | 0 | 0 | 0 | 13.6498 | 1.8537 | 0 | -1.3818 | 9.1018 | 14.1217 | 0.69506 | 64.3728 | 0.13309 | -0.01445 | 0.11864 | 0.0066544 | -0.00072248 | 0.0059319 | -0.1235 |  | 0 | 0 | -0.95833 | 0 | 0 | -0.95833 | 0 | 9999 | 0
2016 - LEDGeneral Purpose and Dimmable1440 to 2600 lumensANY |  | 12 | 12.4524 | -0.11684 | 11.7963 | 0 | -1.3818 |  |  |  | 13.3867 | 0.0034972 | 0.003472 | -0.11801 | 0 | 0 | 2.3523 | 5.4359 | 0 | 9.5842 | 0.70778 | 1.6515 | 0 | 0 | 0 | 0 | 0 | 0 | 0 | 0 | 0 | -1.3818 | 3.0601 | 7.0874 | 0 | 8.2024 | 18.3499 | 6.9145 | 1.2357 | 0 | 0 | 8.1502 | 3.0601 | 2.6634 | 6.9145 | 1.4628 | 0 | 0 | 8.3773 | 7.0874 | 1.182 | 6.9145 | 2.6985 | 0 | 0 | 9.613 | 10.1475 | 40.9444 | 0.94733 | 16.8203 | 38.9567 | 0 | 45.0858 | 100.8629 | 6.9145 | -0.91574 | 2.6985 | 0 | 0 | 0 | 0 | 0 | 0 | 0 | 17.3725 | 2.3593 | 0 | -1.3818 | 8.6973 | 18.3499 | 0.5325 | 91.0637 | 0.12717 | -0.013807 | 0.11337 | 0.0063587 | -0.00069037 | 0.0056683 | -0.11801 |  | 0 | 0 | -0.91574 | 0 | 0 | -0.91574 | 0 | 9999 | 0
2017 - LEDDecorative and Mini-Base1440 to 2600 lumensANY |  | 12 | 6.9865 | -0.079625 | 19.1035 | 0 | -5.1719 |  |  |  | 7.5107 | 0.0019622 | 0.001948 | -0.080421 | 0 | 0 | 3.8095 | 8.8032 | 0 | 15.5212 | 1.1462 | 2.6745 | 0 | 0 | 0 | 0 | 0 | 0 | 0 | 0 | 0 | -5.1719 | 4.9557 | 11.4776 | 0 | 10.3493 | 26.7827 | 3.8794 | 0.69333 | 0 | 0 | 4.5728 | 4.9557 | 0.92273 | 3.8794 | 0.82069 | 0 | 0 | 4.7001 | 11.4776 | 0.4095 | 3.8794 | 1.514 | 0 | 0 | 5.3935 | 16.4333 | 146.1635 | 0.3282 | 48.5506 | 112.4456 | 0 | 101.3915 | 262.3877 | 3.8794 | -0.62404 | 1.514 | 0 | 0 | 0 | 0 | 0 | 0 | 0 | 28.1339 | 3.8207 | 0 | -5.1719 | 4.7694 | 26.7827 | 0.3243 | 253.6686 | 0.071352 | -0.0094092 | 0.061943 | 0.0035676 | -0.00047046 | 0.0030971 | -0.080421 |  | 0 | 0 | -0.62404 | 0 | 0 | -0.62404 | 0 | 9999 | 0
2016 - LEDDecorative and Mini-Base1440 to 2600 lumensANY |  | 12 | 6.676 | -0.076086 | 24.3135 | 0 | -5.1719 |  |  |  | 7.1769 | 0.001875 | 0.0018614 | -0.076847 | 0 | 0 | 4.8484 | 11.204 | 0 | 19.7543 | 1.4588 | 3.4039 | 0 | 0 | 0 | 0 | 0 | 0 | 0 | 0 | 0 | -5.1719 | 6.3073 | 14.6079 | 0 | 14.5824 | 35.4976 | 3.707 | 0.66251 | 0 | 0 | 4.3695 | 6.3073 | 0.69278 | 3.707 | 0.78422 | 0 | 0 | 4.4912 | 14.6079 | 0.30745 | 3.707 | 1.4467 | 0 | 0 | 5.1537 | 20.9152 | 199.602 | 0.24641 | 64.6657 | 149.769 | 0 | 149.5072 | 363.9419 | 3.707 | -0.5963 | 1.4467 | 0 | 0 | 0 | 0 | 0 | 0 | 0 | 35.8068 | 4.8627 | 0 | -5.1719 | 4.5574 | 35.4976 | 0.25022 | 355.2229 | 0.068181 | -0.008991 | 0.05919 | 0.003409 | -0.00044955 | 0.0029595 | -0.076847 |  | 0 | 0 | -0.5963 | 0 | 0 | -0.5963 | 0 | 9999 | 0
Supply Curve Results; Categories sorted by TRC Net Levelized Cost
Totals for Categories with Benefits Exceeding Costs. Levelized cost is TRC Net Levelized Cost (Net of Benefits) | [12 empty] | Savings Allocation by Cost Bin and Month for Segments 1 | [12 empty] | Savings Allocation by Cost Bin and Month for Segments 2
| Totals Basis | Busbar Electric Savings in kWh | First Cost | Admin Cost | First Year Program Cost | PV Cost | PV Benefits | Unit Program Cost: First Year Program Cost in $/average annual kW saved | Utility System Net Levelized Cost (Net of T&D Capacity Benefits, Act Credit & Risk-Mitigation) in mills/kWh | TRC Net Levelized Cost (Net of All Benefits) in mills/kWh | TRC B/C Ratio | Net Electric & Gas System CO2 Avoided (Lifetime Tons) | Jan | Feb | Mar | Apr | May | Jun | Jul | Aug | Sep | Oct | Nov | Dec |  | Jan | Feb | Mar | Apr | May | Jun | Jul | Aug | Sep | Oct | Nov | Dec
| Measures with B/C > 1.00 | 696.7397 | 176.8355 | 0 | 176.8355 | -198.0443 | 450.3914 | 2223.3257 | -2.5027 | -30.4739 | 3.4609 | 5.8661 | 49.8509 | 39.6491 | 40.0582 | 32.6704 | 29.7494 | 30.5681 | 25.2276 | 28.7759 | 31.6866 | 46.2438 | 46.6816 | 51.2472 |  | 26.0063 | 19.9871 | 18.6287 | 18.2738 | 17.7545 | 16.6036 | 18.9415 | 17.1353 | 19.8609 | 19.7445 | 24.8669 | 26.5276
| Categories with B/C > 1.00 | 687.4063 | 171.6628 | 34.3326 | 205.9954 | -168.8506 | 444.4055 | 2625.114 | 0.97419 | -27.638 | 3.1441 | 5.7882 | 4.5316 | 3.6042 | 3.6414 | 2.9699 | 2.7043 | 2.7788 | 2.2933 | 2.6158 | 2.8804 | 4.2037 | 4.2435 | 4.6586 |  | 2.3641 | 1.8169 | 1.6934 | 1.6612 | 1.6139 | 1.5093 | 1.7218 | 1.5577 | 1.8054 | 1.7948 | 2.2605 | 2.4115
Supply Curve Results: By TRC Net Levelized Cost - Net of Benefits
| Block 1: <= 0 mills/kWh | 685.4853 | 170.3427 | 34.0685 | 204.4113 | -169.6 | 443.1828 | 2612.2268 | 0.89659 | -27.7711 | 3.1495 | 5.7723 | 49.0456 | 39.0087 | 39.4112 | 32.1427 | 29.2688 | 30.0744 | 24.8201 | 28.3111 | 31.1748 | 45.4969 | 45.9276 | 50.4194 |  | 25.5863 | 19.6642 | 18.3278 | 17.9786 | 17.4677 | 16.3354 | 18.6355 | 16.8586 | 19.5401 | 19.4256 | 24.4652 | 26.0991
| Block 2: <= 10 mills/kWh | 0 | 0 | 0 | 0 | 0 | 0 | 0 | 0 | 0 | 0 | 0 | 0 | 0 | 0 | 0 | 0 | 0 | 0 | 0 | 0 | 0 | 0 | 0 |  | 0 | 0 | 0 | 0 | 0 | 0 | 0 | 0 | 0 | 0 | 0 | 0
| Block 3: 10-20 mills/kWh | 1.921 | 1.3201 | 0.26402 | 1.5841 | 0.74943 | 1.2227 | 7223.7442 | 28.6644 | 19.8793 | 1.2001 | 0.015886 | 0.13745 | 0.10932 | 0.11045 | 0.090077 | 0.082023 | 0.08428 | 0.069556 | 0.079339 | 0.087364 | 0.1275 | 0.12871 | 0.1413 |  | 0.071703 | 0.055107 | 0.051362 | 0.050383 | 0.048951 | 0.045778 | 0.052224 | 0.047244 | 0.054759 | 0.054438 | 0.068561 | 0.07314
| Block 4: 20-30 mills/kWh | 0 | 0 | 0 | 0 | 0 | 0 | 0 | 0 | 0 | 0 | 0 | 0 | 0 | 0 | 0 | 0 | 0 | 0 | 0 | 0 | 0 | 0 | 0 |  | 0 | 0 | 0 | 0 | 0 | 0 | 0 | 0 | 0 | 0 | 0 | 0
| Block 5: 30-40 mills/kWh | 7.4978 | 3.4926 | 0.69851 | 4.1911 | 4.8217 | 4.8175 | 4896.6156 | 14.6518 | 38.0475 | 0.99935 | 0.062685 | 0.53646 | 0.42667 | 0.43108 | 0.35158 | 0.32014 | 0.32895 | 0.27148 | 0.30967 | 0.34099 | 0.49764 | 0.50235 | 0.55148 |  | 0.27986 | 0.21509 | 0.20047 | 0.19665 | 0.19106 | 0.17868 | 0.20383 | 0.1844 | 0.21373 | 0.21248 | 0.2676 | 0.28547
| Block 6: 40-50 mills/kWh | 1.8356 | 1.6801 | 0.33602 | 2.0161 | 1.3517 | 1.1683 | 9621.4775 | 43.1021 | 45.3547 | 0.93807 | 0.015179 | 0.13134 | 0.10446 | 0.10554 | 0.086073 | 0.078377 | 0.080535 | 0.066464 | 0.075813 | 0.083481 | 0.12183 | 0.12299 | 0.13502 |  | 0.068516 | 0.052658 | 0.049079 | 0.048144 | 0.046776 | 0.043744 | 0.049903 | 0.045145 | 0.052325 | 0.052019 | 0.065514 | 0.069889
| Block 7: 50-60 mills/kWh | 7.1646 | 4.4451 | 0.88902 | 5.3341 | 6.415 | 4.6034 | 6521.9193 | 24.4384 | 56.6118 | 0.7729 | 0.059899 | 0.51262 | 0.40771 | 0.41192 | 0.33595 | 0.30591 | 0.31433 | 0.25942 | 0.2959 | 0.32583 | 0.47553 | 0.48003 | 0.52697 |  | 0.26742 | 0.20553 | 0.19156 | 0.18791 | 0.18257 | 0.17073 | 0.19477 | 0.1762 | 0.20423 | 0.20303 | 0.25571 | 0.27278
| Block 8: 60-70 mills/kWh | 14.0093 | 9.2685 | 1.8537 | 11.1222 | 14.1217 | 9.1018 | 6954.6963 | 27.0444 | 64.3728 | 0.69506 | 0.11864 | 1.0023 | 0.79722 | 0.80545 | 0.6569 | 0.59817 | 0.61463 | 0.50725 | 0.5786 | 0.63712 | 0.92982 | 0.93862 | 1.0304 |  | 0.52291 | 0.40188 | 0.37457 | 0.36743 | 0.35699 | 0.33385 | 0.38086 | 0.34454 | 0.39934 | 0.397 | 0.5 | 0.53339
| Block 9: 70-80 mills/kWh | 0 | 0 | 0 | 0 | 0 | 0 | 0 | 0 | 0 | 0 | 0 | 0 | 0 | 0 | 0 | 0 | 0 | 0 | 0 | 0 | 0 | 0 | 0 |  | 0 | 0 | 0 | 0 | 0 | 0 | 0 | 0 | 0 | 0 | 0 | 0
| Block 10: 80-90 mills/kWh | 0 | 0 | 0 | 0 | 0 | 0 | 0 | 0 | 0 | 0 | 0 | 0 | 0 | 0 | 0 | 0 | 0 | 0 | 0 | 0 | 0 | 0 | 0 |  | 0 | 0 | 0 | 0 | 0 | 0 | 0 | 0 | 0 | 0 | 0 | 0
| Block 11: 90-100 mills/kWh | 13.3867 | 11.7963 | 2.3593 | 14.1555 | 18.3499 | 8.6973 | 9263.1261 | 40.9444 | 91.0637 | 0.5325 | 0.11337 | 0.9578 | 0.76179 | 0.76965 | 0.62771 | 0.57158 | 0.58732 | 0.48471 | 0.55288 | 0.6088 | 0.8885 | 0.89691 | 0.98463 |  | 0.49967 | 0.38402 | 0.35792 | 0.3511 | 0.34112 | 0.31901 | 0.36393 | 0.32923 | 0.38159 | 0.37936 | 0.47777 | 0.50968
| Block 12: 100-110 mills/kWh | 0 | 0 | 0 | 0 | 0 | 0 | 0 | 0 | 0 | 0 | 0 | 0 | 0 | 0 | 0 | 0 | 0 | 0 | 0 | 0 | 0 | 0 | 0 |  | 0 | 0 | 0 | 0 | 0 | 0 | 0 | 0 | 0 | 0 | 0 | 0
| Block 13: 110-120 mills/kWh | 0 | 0 | 0 | 0 | 0 | 0 | 0 | 0 | 0 | 0 | 0 | 0 | 0 | 0 | 0 | 0 | 0 | 0 | 0 | 0 | 0 | 0 | 0 |  | 0 | 0 | 0 | 0 | 0 | 0 | 0 | 0 | 0 | 0 | 0 | 0
| Block 14: 120-130 mills/kWh | 0 | 0 | 0 | 0 | 0 | 0 | 0 | 0 | 0 | 0 | 0 | 0 | 0 | 0 | 0 | 0 | 0 | 0 | 0 | 0 | 0 | 0 | 0 |  | 0 | 0 | 0 | 0 | 0 | 0 | 0 | 0 | 0 | 0 | 0 | 0
| Block 15: 130-140 mills/kWh | 0 | 0 | 0 | 0 | 0 | 0 | 0 | 0 | 0 | 0 | 0 | 0 | 0 | 0 | 0 | 0 | 0 | 0 | 0 | 0 | 0 | 0 | 0 |  | 0 | 0 | 0 | 0 | 0 | 0 | 0 | 0 | 0 | 0 | 0 | 0
| Block 16: 140-150 mills/kWh | 0 | 0 | 0 | 0 | 0 | 0 | 0 | 0 | 0 | 0 | 0 | 0 | 0 | 0 | 0 | 0 | 0 | 0 | 0 | 0 | 0 | 0 | 0 |  | 0 | 0 | 0 | 0 | 0 | 0 | 0 | 0 | 0 | 0 | 0 | 0
| Block 17: 150-160 mills/kWh | 0 | 0 | 0 | 0 | 0 | 0 | 0 | 0 | 0 | 0 | 0 | 0 | 0 | 0 | 0 | 0 | 0 | 0 | 0 | 0 | 0 | 0 | 0 |  | 0 | 0 | 0 | 0 | 0 | 0 | 0 | 0 | 0 | 0 | 0 | 0
| Block 18: 160-170 mills/kWh | 0 | 0 | 0 | 0 | 0 | 0 | 0 | 0 | 0 | 0 | 0 | 0 | 0 | 0 | 0 | 0 | 0 | 0 | 0 | 0 | 0 | 0 | 0 |  | 0 | 0 | 0 | 0 | 0 | 0 | 0 | 0 | 0 | 0 | 0 | 0
| Block 19: 170-180 mills/kWh | 0 | 0 | 0 | 0 | 0 | 0 | 0 | 0 | 0 | 0 | 0 | 0 | 0 | 0 | 0 | 0 | 0 | 0 | 0 | 0 | 0 | 0 | 0 |  | 0 | 0 | 0 | 0 | 0 | 0 | 0 | 0 | 0 | 0 | 0 | 0
| Block 20: 180-190 mills/kWh | 0 | 0 | 0 | 0 | 0 | 0 | 0 | 0 | 0 | 0 | 0 | 0 | 0 | 0 | 0 | 0 | 0 | 0 | 0 | 0 | 0 | 0 | 0 |  | 0 | 0 | 0 | 0 | 0 | 0 | 0 | 0 | 0 | 0 | 0 | 0
| Block 21: 190-200 mills/kWh | 0 | 0 | 0 | 0 | 0 | 0 | 0 | 0 | 0 | 0 | 0 | 0 | 0 | 0 | 0 | 0 | 0 | 0 | 0 | 0 | 0 | 0 | 0 |  | 0 | 0 | 0 | 0 | 0 | 0 | 0 | 0 | 0 | 0 | 0 | 0
| Block 22: > 200 mills/kWh | 14.6876 | 43.417 | 8.6834 | 52.1004 | 62.2802 | 9.3269 | 31073.8354 | 172.2755 | 303.2917 | 0.28811 | 0.12113 | 1.0509 | 0.83582 | 0.84445 | 0.68871 | 0.62713 | 0.64439 | 0.53181 | 0.60661 | 0.66797 | 0.97484 | 0.98407 | 1.0803 |  | 0.54823 | 0.42134 | 0.3927 | 0.38522 | 0.37427 | 0.35001 | 0.39929 | 0.36122 | 0.41868 | 0.41622 | 0.52421 | 0.55921
Shaped Savings Results; By Category and sorted by TRC BC ratio
[13 empty] | Savings Allocation by Cost Bin and Month for Segments 1 Feb: Savings Allocation by Category and Month for Segments 1 |  |  | Savings Allocation by Category and Month for Segments 2
Category | Measure | Busbar Savings | First Cost | Admin Cost | First Year Program Cost | PV Cost | PV Benefits | Unit Program Cost: First Year Program Cost in $/average annual kW saved | Utility System Net Levelized Cost (Net of T&D Capacity Benefits, Act Credit & Risk-Mitigation) in mills/kWh | TRC Net Levelized Cost (Net of All Benefits) in mills/kWh | TRC B/C Ratio | Net Electric & Gas System CO2 Avoided (Lifetime Tons) | Wholesale KW | Jan | Feb | Mar | Apr | May | Jun | Jul | Aug | Sep | Oct | Nov | Dec |  | Jan | Feb | Mar | Apr | May | Jun | Jul | Aug | Sep | Oct | Nov | Dec
2017 - LEDGlobe665 to 1439 lumensANY |  | 10.3316 | 1.951 | 0.39021 | 2.3412 | -12.5196 | 6.5044 | 1985.1045 | -2.8796 | -97.4833 | 5.5532 | 0.084359 | 0.0026991 | 0.73921 | 0.58793 | 0.594 | 0.48445 | 0.44114 | 0.45328 | 0.37409 | 0.4267 | 0.46986 | 0.68572 | 0.69222 | 0.75992 |  | 0.38563 | 0.29638 | 0.27623 | 0.27097 | 0.26327 | 0.24621 | 0.28087 | 0.25409 | 0.29451 | 0.29278 | 0.36874 | 0.39336
2017 - LEDReflectors and Outdoor1440 to 2600 lumensANY |  | 87.0418 | 12.0298 | 2.406 | 14.4358 | -21.5505 | 60.4839 | 1452.836 | -6.0846 | -31.3422 | 4.7047 | 0.79643 | 0.02274 | 6.2277 | 4.9533 | 5.0044 | 4.0814 | 3.7165 | 3.8188 | 3.1516 | 3.5949 | 3.9585 | 5.7771 | 5.8318 | 6.4022 |  | 3.2489 | 2.4969 | 2.3272 | 2.2829 | 2.218 | 2.0742 | 2.3663 | 2.1407 | 2.4812 | 2.4666 | 3.1066 | 3.314
2016 - LEDGlobe665 to 1439 lumensANY |  | 9.8724 | 2.4831 | 0.49663 | 2.9798 | -11.6295 | 6.2154 | 2644.0081 | 1.088 | -94.9967 | 4.5494 | 0.08061 | 0.0025791 | 0.70636 | 0.5618 | 0.5676 | 0.46292 | 0.42153 | 0.43313 | 0.35746 | 0.40774 | 0.44898 | 0.65525 | 0.66145 | 0.72614 |  | 0.36849 | 0.2832 | 0.26396 | 0.25893 | 0.25157 | 0.23526 | 0.26839 | 0.2428 | 0.28142 | 0.27977 | 0.35235 | 0.37588
2017 - LEDGlobe250 to 664 lumensANY |  | 15.0012 | 2.0667 | 0.41334 | 2.48 | -6.634 | 9.4167 | 1448.2115 | -6.1124 | -40.7232 | 4.3351 | 0.12207 | 0.003919 | 1.0733 | 0.85367 | 0.86248 | 0.70341 | 0.64052 | 0.65815 | 0.54316 | 0.61956 | 0.68223 | 0.99566 | 1.0051 | 1.1034 |  | 0.55993 | 0.43033 | 0.40109 | 0.39345 | 0.38227 | 0.35749 | 0.40782 | 0.36893 | 0.42762 | 0.42511 | 0.5354 | 0.57115
2016 - LEDReflectors and Outdoor1440 to 2600 lumensANY |  | 83.1732 | 15.3107 | 3.0621 | 18.3728 | -16.0626 | 57.7957 | 1935.067 | -3.1809 | -27.3345 | 3.6817 | 0.76103 | 0.021729 | 5.9509 | 4.7331 | 4.7819 | 3.9 | 3.5513 | 3.6491 | 3.0115 | 3.4351 | 3.7826 | 5.5204 | 5.5726 | 6.1176 |  | 3.1045 | 2.386 | 2.2238 | 2.1814 | 2.1194 | 1.9821 | 2.2611 | 2.0455 | 2.3709 | 2.357 | 2.9685 | 3.1667
2017 - LEDThree-Way665 to 1439 lumensANY |  | 54.5836 | 5.5773 | 1.1155 | 6.6927 | -3.1091 | 34.2342 | 1074.096 | -8.3651 | -12.3343 | 3.613 | 0.44373 | 0.01426 | 3.9054 | 3.1062 | 3.1382 | 2.5595 | 2.3306 | 2.3948 | 1.9764 | 2.2543 | 2.4824 | 3.6228 | 3.6571 | 4.0148 |  | 2.0374 | 1.5658 | 1.4594 | 1.4316 | 1.3909 | 1.3008 | 1.4839 | 1.3424 | 1.5559 | 1.5468 | 1.9481 | 2.0782
2016 - LEDGlobe250 to 664 lumensANY |  | 14.3345 | 2.6303 | 0.52606 | 3.1564 | -5.6912 | 8.9982 | 1928.9075 | -3.218 | -37.3971 | 3.5793 | 0.11665 | 0.0037449 | 1.0256 | 0.81573 | 0.82415 | 0.67215 | 0.61205 | 0.6289 | 0.51902 | 0.59203 | 0.65191 | 0.95141 | 0.96041 | 1.0543 |  | 0.53505 | 0.41121 | 0.38326 | 0.37596 | 0.36528 | 0.3416 | 0.3897 | 0.35254 | 0.40861 | 0.40622 | 0.5116 | 0.54577
2017 - LEDReflectors and Outdoor665 to 1439 lumensANY |  | 16.2588 | 5.5856 | 1.1171 | 6.7027 | -10.6207 | 10.4957 | 3611.3268 | 6.9126 | -57.5585 | 3.0067 | 0.13667 | 0.0042476 | 1.1633 | 0.92524 | 0.93478 | 0.76238 | 0.69422 | 0.71333 | 0.5887 | 0.6715 | 0.73943 | 1.0791 | 1.0893 | 1.1959 |  | 0.60687 | 0.46641 | 0.43471 | 0.42643 | 0.41431 | 0.38745 | 0.44201 | 0.39986 | 0.46347 | 0.46075 | 0.58028 | 0.61904
2016 - LEDThree-Way665 to 1439 lumensANY |  | 52.1577 | 7.0983 | 1.4197 | 8.518 | -0.56476 | 32.7127 | 1430.6141 | -6.2184 | -8.9398 | 3.0028 | 0.424 | 0.013626 | 3.7318 | 2.9681 | 2.9987 | 2.4457 | 2.227 | 2.2883 | 1.8885 | 2.1542 | 2.372 | 3.4618 | 3.4946 | 3.8363 |  | 1.9468 | 1.4962 | 1.3945 | 1.368 | 1.3291 | 1.2429 | 1.418 | 1.2827 | 1.4868 | 1.4781 | 1.8615 | 1.9858
2017 - LEDDecorative and Mini-Base250 to 664 lumensANY |  | 20.131 | 3.8939 | 0.77877 | 4.6726 | -3.4824 | 12.7329 | 2033.293 | -2.5894 | -21.2628 | 2.9687 | 0.16526 | 0.0052592 | 1.4403 | 1.1456 | 1.1574 | 0.94395 | 0.85955 | 0.88321 | 0.7289 | 0.83143 | 0.91553 | 1.3361 | 1.3488 | 1.4807 |  | 0.7514 | 0.57749 | 0.53824 | 0.52799 | 0.51298 | 0.47973 | 0.54728 | 0.49509 | 0.57384 | 0.57048 | 0.71848 | 0.76647
2017 - LEDThree-Way1440 to 2600 lumensANY |  | 48.8441 | 12.5099 | 2.502 | 15.0118 | -14.4973 | 30.6415 | 2692.3146 | 1.3788 | -29.9932 | 2.78 | 0.39717 | 0.01276 | 3.4947 | 2.7796 | 2.8082 | 2.2903 | 2.0855 | 2.1429 | 1.7686 | 2.0173 | 2.2214 | 3.2419 | 3.2726 | 3.5926 |  | 1.8231 | 1.4012 | 1.3059 | 1.2811 | 1.2447 | 1.164 | 1.3279 | 1.2013 | 1.3923 | 1.3842 | 1.7433 | 1.8597
2017 - LEDGlobe1440 to 2600 lumensANY |  | 11.178 | 7.5967 | 1.5193 | 9.116 | -16.6075 | 7.1932 | 7144.0644 | 28.1846 | -118.6674 | 2.7577 | 0.093621 | 0.0029202 | 0.79977 | 0.6361 | 0.64267 | 0.52414 | 0.47728 | 0.49041 | 0.40473 | 0.46166 | 0.50836 | 0.7419 | 0.74893 | 0.82217 |  | 0.41723 | 0.32066 | 0.29887 | 0.29317 | 0.28484 | 0.26638 | 0.30388 | 0.27491 | 0.31863 | 0.31677 | 0.39895 | 0.42559
2017 - LEDReflectors and Outdoor250 to 664 lumensANY |  | 21.3225 | 7.7517 | 1.5503 | 9.302 | -11.7907 | 13.4963 | 3821.5946 | 8.1787 | -49.2564 | 2.7107 | 0.17519 | 0.0055705 | 1.5256 | 1.2134 | 1.2259 | 0.99982 | 0.91043 | 0.93548 | 0.77204 | 0.88063 | 0.96971 | 1.4152 | 1.4286 | 1.5683 |  | 0.79588 | 0.61167 | 0.5701 | 0.55924 | 0.54334 | 0.50812 | 0.57967 | 0.5244 | 0.60781 | 0.60424 | 0.76101 | 0.81183
2017 - LEDThree-Way250 to 664 lumensANY |  | 50.6736 | 8.747 | 1.7494 | 10.4964 | 1.1693 | 31.7692 | 1814.5302 | -3.9067 | -6.4267 | 2.5895 | 0.41175 | 0.013238 | 3.6256 | 2.8837 | 2.9134 | 2.3761 | 2.1637 | 2.2232 | 1.8348 | 2.0929 | 2.3046 | 3.3633 | 3.3951 | 3.7272 |  | 1.8914 | 1.4537 | 1.3549 | 1.329 | 1.2913 | 1.2076 | 1.3776 | 1.2462 | 1.4445 | 1.436 | 1.8086 | 1.9293
2016 - LEDDecorative and Mini-Base250 to 664 lumensANY |  | 19.2363 | 4.9558 | 0.99116 | 5.947 | -1.7061 | 12.167 | 2708.1915 | 1.4744 | -15.06 | 2.3962 | 0.15792 | 0.0050254 | 1.3763 | 1.0947 | 1.106 | 0.902 | 0.82135 | 0.84396 | 0.69651 | 0.79447 | 0.87484 | 1.2767 | 1.2888 | 1.4149 |  | 0.71801 | 0.55182 | 0.51432 | 0.50452 | 0.49018 | 0.45841 | 0.52296 | 0.47309 | 0.54834 | 0.54513 | 0.68655 | 0.7324
2016 - LEDReflectors and Outdoor665 to 1439 lumensANY |  | 15.5362 | 7.109 | 1.4218 | 8.5307 | -8.0725 | 10.0292 | 4810.0125 | 14.1303 | -47.7259 | 2.3904 | 0.1306 | 0.0040588 | 1.1116 | 0.88411 | 0.89324 | 0.7285 | 0.66337 | 0.68162 | 0.56254 | 0.64166 | 0.70656 | 1.0312 | 1.0409 | 1.1427 |  | 0.5799 | 0.44568 | 0.41539 | 0.40748 | 0.3959 | 0.37023 | 0.42237 | 0.38209 | 0.44287 | 0.44027 | 0.55449 | 0.59152
2016 - LEDThree-Way1440 to 2600 lumensANY |  | 46.6733 | 15.9217 | 3.1843 | 19.106 | -8.7903 | 29.2797 | 3585.9581 | 6.7598 | -22.0119 | 2.2333 | 0.37952 | 0.012193 | 3.3394 | 2.656 | 2.6834 | 2.1885 | 1.9929 | 2.0477 | 1.6899 | 1.9276 | 2.1226 | 3.0978 | 3.1271 | 3.433 |  | 1.7421 | 1.3389 | 1.2479 | 1.2241 | 1.1893 | 1.1122 | 1.2689 | 1.1479 | 1.3304 | 1.3226 | 1.6658 | 1.777
2016 - LEDGlobe1440 to 2600 lumensANY |  | 10.6812 | 9.6685 | 1.9337 | 11.6022 | -13.142 | 6.8735 | 9515.3501 | 42.4631 | -99.8783 | 2.1795 | 0.08946 | 0.0027904 | 0.76423 | 0.60783 | 0.6141 | 0.50085 | 0.45607 | 0.46862 | 0.38675 | 0.44114 | 0.48576 | 0.70893 | 0.71564 | 0.78563 |  | 0.39868 | 0.30641 | 0.28558 | 0.28014 | 0.27218 | 0.25454 | 0.29038 | 0.26269 | 0.30447 | 0.30269 | 0.38122 | 0.40667
2016 - LEDReflectors and Outdoor250 to 664 lumensANY |  | 20.3748 | 9.8658 | 1.9732 | 11.8389 | -8.2544 | 12.8965 | 5090.0731 | 15.8167 | -38.378 | 2.1598 | 0.16741 | 0.0053229 | 1.4578 | 1.1595 | 1.1714 | 0.95538 | 0.86996 | 0.89391 | 0.73773 | 0.84149 | 0.92661 | 1.3523 | 1.3651 | 1.4986 |  | 0.7605 | 0.58448 | 0.54476 | 0.53438 | 0.5192 | 0.48554 | 0.55391 | 0.50109 | 0.58079 | 0.57739 | 0.72718 | 0.77575
2016 - LEDThree-Way250 to 664 lumensANY |  | 48.4214 | 11.1326 | 2.2265 | 13.3591 | 5.1597 | 30.3572 | 2416.8161 | -0.28006 | -0.28395 | 2.0938 | 0.39345 | 0.01265 | 3.4645 | 2.7555 | 2.7839 | 2.2705 | 2.0675 | 2.1244 | 1.7532 | 1.9998 | 2.2021 | 3.2138 | 3.2442 | 3.5615 |  | 1.8074 | 1.389 | 1.2946 | 1.27 | 1.2339 | 1.1539 | 1.3164 | 1.1909 | 1.3803 | 1.3722 | 1.7282 | 1.8436
2017 - LEDDecorative and Mini-Base665 to 1439 lumensANY |  | 15.1661 | 7.2413 | 1.4483 | 8.6896 | -2.2537 | 9.6595 | 5019.1326 | 15.3895 | -19.793 | 1.8928 | 0.12551 | 0.0039621 | 1.0851 | 0.86305 | 0.87196 | 0.71114 | 0.64756 | 0.66538 | 0.54913 | 0.62637 | 0.68973 | 1.0066 | 1.0161 | 1.1155 |  | 0.56608 | 0.43506 | 0.40549 | 0.39777 | 0.38647 | 0.36141 | 0.4123 | 0.37299 | 0.43232 | 0.42978 | 0.54128 | 0.57743
2016 - LEDDecorative and Mini-Base665 to 1439 lumensANY |  | 14.492 | 9.2162 | 1.8432 | 11.0594 | 1.0498 | 9.2302 | 6685.1026 | 25.421 | -3.5287 | 1.493 | 0.11993 | 0.003786 | 1.0369 | 0.82469 | 0.8332 | 0.67954 | 0.61878 | 0.63581 | 0.52473 | 0.59853 | 0.65907 | 0.96186 | 0.97097 | 1.0659 |  | 0.54093 | 0.41573 | 0.38747 | 0.38009 | 0.36929 | 0.34535 | 0.39398 | 0.35641 | 0.4131 | 0.41068 | 0.51723 | 0.55177
2017 - LEDGeneral Purpose and Dimmable250 to 664 lumensANY |  | 1.921 | 1.3201 | 0.26402 | 1.5841 | 0.74943 | 1.2227 | 7223.7442 | 28.6644 | 19.8793 | 1.2001 | 0.015886 | 0.00050186 | 0.13745 | 0.10932 | 0.11045 | 0.090077 | 0.082023 | 0.08428 | 0.069556 | 0.079339 | 0.087364 | 0.1275 | 0.12871 | 0.1413 |  | 0.071703 | 0.055107 | 0.051362 | 0.050383 | 0.048951 | 0.045778 | 0.052224 | 0.047244 | 0.054759 | 0.054438 | 0.068561 | 0.07314
2017 - LEDGeneral Purpose and Dimmable665 to 1439 lumensANY |  | 7.4978 | 3.4926 | 0.69851 | 4.1911 | 4.8217 | 4.8175 | 4896.6156 | 14.6518 | 38.0475 | 0.99935 | 0.062685 | 0.0019588 | 0.53646 | 0.42667 | 0.43108 | 0.35158 | 0.32014 | 0.32895 | 0.27148 | 0.30967 | 0.34099 | 0.49764 | 0.50235 | 0.55148 |  | 0.27986 | 0.21509 | 0.20047 | 0.19665 | 0.19106 | 0.17868 | 0.20383 | 0.1844 | 0.21373 | 0.21248 | 0.2676 | 0.28547
2016 - LEDGeneral Purpose and Dimmable250 to 664 lumensANY |  | 1.8356 | 1.6801 | 0.33602 | 2.0161 | 1.3517 | 1.1683 | 9621.4775 | 43.1021 | 45.3547 | 0.93807 | 0.015179 | 0.00047955 | 0.13134 | 0.10446 | 0.10554 | 0.086073 | 0.078377 | 0.080535 | 0.066464 | 0.075813 | 0.083481 | 0.12183 | 0.12299 | 0.13502 |  | 0.068516 | 0.052658 | 0.049079 | 0.048144 | 0.046776 | 0.043744 | 0.049903 | 0.045145 | 0.052325 | 0.052019 | 0.065514 | 0.069889
2016 - LEDGeneral Purpose and Dimmable665 to 1439 lumensANY |  | 7.1646 | 4.4451 | 0.88902 | 5.3341 | 6.415 | 4.6034 | 6521.9193 | 24.4384 | 56.6118 | 0.7729 | 0.059899 | 0.0018717 | 0.51262 | 0.40771 | 0.41192 | 0.33595 | 0.30591 | 0.31433 | 0.25942 | 0.2959 | 0.32583 | 0.47553 | 0.48003 | 0.52697 |  | 0.26742 | 0.20553 | 0.19156 | 0.18791 | 0.18257 | 0.17073 | 0.19477 | 0.1762 | 0.20423 | 0.20303 | 0.25571 | 0.27278
2017 - LEDGeneral Purpose and Dimmable1440 to 2600 lumensANY |  | 14.0093 | 9.2685 | 1.8537 | 11.1222 | 14.1217 | 9.1018 | 6954.6963 | 27.0444 | 64.3728 | 0.69506 | 0.11864 | 0.0036599 | 1.0023 | 0.79722 | 0.80545 | 0.6569 | 0.59817 | 0.61463 | 0.50725 | 0.5786 | 0.63712 | 0.92982 | 0.93862 | 1.0304 |  | 0.52291 | 0.40188 | 0.37457 | 0.36743 | 0.35699 | 0.33385 | 0.38086 | 0.34454 | 0.39934 | 0.397 | 0.5 | 0.53339
2016 - LEDGeneral Purpose and Dimmable1440 to 2600 lumensANY |  | 13.3867 | 11.7963 | 2.3593 | 14.1555 | 18.3499 | 8.6973 | 9263.1261 | 40.9444 | 91.0637 | 0.5325 | 0.11337 | 0.0034972 | 0.9578 | 0.76179 | 0.76965 | 0.62771 | 0.57158 | 0.58732 | 0.48471 | 0.55288 | 0.6088 | 0.8885 | 0.89691 | 0.98463 |  | 0.49967 | 0.38402 | 0.35792 | 0.3511 | 0.34112 | 0.31901 | 0.36393 | 0.32923 | 0.38159 | 0.37936 | 0.47777 | 0.50968
2017 - LEDDecorative and Mini-Base1440 to 2600 lumensANY |  | 7.5107 | 19.1035 | 3.8207 | 22.9242 | 26.7827 | 4.7694 | 26737.309 | 146.1635 | 253.6686 | 0.3243 | 0.061943 | 0.0019622 | 0.53738 | 0.42741 | 0.43182 | 0.35218 | 0.32069 | 0.32952 | 0.27195 | 0.3102 | 0.34157 | 0.4985 | 0.50322 | 0.55243 |  | 0.28034 | 0.21546 | 0.20081 | 0.19699 | 0.19139 | 0.17898 | 0.20418 | 0.18472 | 0.2141 | 0.21284 | 0.26806 | 0.28596
2016 - LEDDecorative and Mini-Base1440 to 2600 lumensANY |  | 7.1769 | 24.3135 | 4.8627 | 29.1763 | 35.4976 | 4.5574 | 35612.0606 | 199.602 | 355.2229 | 0.25022 | 0.05919 | 0.001875 | 0.5135 | 0.40841 | 0.41263 | 0.33653 | 0.30644 | 0.31487 | 0.25986 | 0.29641 | 0.32639 | 0.47634 | 0.48085 | 0.52788 |  | 0.26788 | 0.20588 | 0.19189 | 0.18823 | 0.18288 | 0.17103 | 0.19511 | 0.17651 | 0.20458 | 0.20338 | 0.25615 | 0.27325
Note on I6: :ProCost Periodic replacement costs and savings of the measure. These are costs and savings that occur periodically, but at different periods than annually. Can be positive or negative. Periodic replacement costs for both the measure and the baseline measure should be included if applicable. ProCost can analyze these costs in two ways dependent on the 'Repeat Periodic Replacement' switch in the ProData page. When set to 'On', ProCost repeats replacement costs for multiple times over the life of a measure depending on the input period and measure life. For example fluorescent lamps may have a 4-year replacement cycle that repeats 3 times in a 15-year measure life. When set to 'Off', ProCost reads the period as the year after installation that the replacement cost occurs and does not subsequently reinstall or repeat the replacement costs. For example a compressor may be replaced only once in the life of a heat-pump system. Example: A new fluorescent lighting systems may have a measure life of 15 years, and a lamp life of five years. Two lamps per fixture must be replaced at years 6 and 11. Lamp and labor costs, expressed as positive costs, are entered as a cost and the period would be entered as 5. The baseline measure may have a four year lamp life and would have required a three-lamp replacement at years 5, 9 and 13. Lamp and labor replacement costs would be entered as annual savings in dollars with a 4-year period. ProCost determines the net present value of the two cost streams.
Note on O6: :ProCost If the measure has gas savings for increases, enter the annual savings and shape of the savings here. Example: Clothes washer saves electric motor and dryer energy and gas water heat.
Note on A7: :ProCost Category for the measure. Individual measures can be grouped into categories. ProCost output is reported by measure and by category. All measures must belong to at least one category. Category name can be the same as measure name. Example: Measures can be combined into one category if they have components with different load shapes or measure lives. On wash machines there may be one load shape for the electric motor savings component, a second load shape for the electric water heat savings component and a third shape for electric dryer savings component.
Note on B7: :ProCost Name of Measure. User-defined. For PTR measures, defined naming conventions apply.
Note on C7: :ProCost Annual electric savings for the measure in kWh at the site. May be positive, negative or zero. Savings are incremental to the baseline alternative.
Note on D7: :ProCost Physical life of the measure in years. Must be >=1.
Note on E7: :ProCost Initial cost to install the measure in dollars. Costs are incremental to the baseline alternative. Dollars must be denominated in the same year as 'Input Cost Reference Year' input on the ProData page.
Note on F7: :ProCost Annual operations and maintenance cost for the measure in dollars. Must be incremental cost over the baseline alternative. May be positive, negative or zero. Dollars must be denominated in the same year as 'Input Cost Reference Year' input on the ProData page. O&M costs are entered as positive values. Negative values represent O&M savings compared to the baseline alternative. Example: Annualized maintenance cost for a heat pump heating system compared to a baseline electric resistance heating system.
Note on G7: :ProCost Name of the pointer to the shape of the savings. The shapes represent the daily and monthly shape of the savings in four time segments for each month of the year. Shape of the savings is relative to the baseline alternative. These shapes are in the MC_AND_Loadshape file.
Note on H7: :ProCost Annual value of any non-energy benefits of the measure, relative to the baseline alternative. Expressed in dollars per year and denominated in dollars of the 'Cost Reference Year'. Positive value represents dollar savings. Negative value represents dollar cost. Example: Water, detergent and sewer savings from efficient clothes washer.
Note on I7: : Cost in dollars that is incurred for Period 1. Positive value if cost. Negative value if savings. Dollars must be denominated in the same year as 'Input Cost Reference Year' input on the ProData page.
Note on J7: :ProCost Duration of Period1. The time at which Period 1 costs, or savings, occur. In years.
Note on K7: : Cost in dollars that is incurred for Period 2 Positive value if cost. Negative value if savings. Dollars must be denominated in the same year as 'Input Cost Reference Year' input on the ProData page.
Note on L7: :ProCost Duration of Period 2. The time at which Period 2 costs, or savings, occur. In years.
Note on M7: : Cost in dollars that is incurred for Period 3. Positive value if cost. Negative value if savings. Dollars must be denominated in the same year as 'Input Cost Reference Year' input on the ProData page.
Note on N7: :ProCost Duration of Period 3. The time at which Period 3 costs, or savings, occur. In years.
Note on O7: : Annual gas savings, or increases, in therms.
Note on P7: :ProCost Name of the pointer to the shape of the savings. The shapes represent the daily and monthly shape of the savings in four time segments for each month of the year. Shape of the savings is relative to the baseline alternative. These shapes are in the MC_AND_Loadshape file.
Note on BH64: Direct and program administrative costs incurred by the utility system minus benefits that accrue to the utility system.There are separate Utility System Net Levelized Costs for the electric and the gas system. Utility system benefits include deferred transmission and distribution system capacity, risk-mitigation and Regional Act credit all of which are user-determined inputs.Utility System benefits do not include any non-energy benefits such as, other-fuel benefits, O&M benefits or periodic replacement benefits which generally accrue to the customer or to non-utility sponsors. Utility System Net Levelized Costs correspond to Utility System B/C ratio with regard to the costs and benefits included. Benefits are subtracted from costs, then levelized over the life of the measure The Risk-Mitigation credit is used to determine program cost-effectiveness and impacts both the Utility System B/C ratio and the Utility System Net Levelized Cost. If the Risk-Mitigation credit is non-zero, the Utility System Net Levelized Cost will be reduced by the Risk-Mitigation benefit. When using ProCost to build conservation supply curves, the user should set the Risk-Mitigation Credit to zero so the credit is not reflected in the supply curves.
Note on BM64: Direct and program administrative costs of the measure to sponsor. Separate costs for each sponsor. Depends on share of costs incurred by sponsor, sponsor cost of capital, and financing term which are user-defined inputs. Includes applicable Capital, O&M, Periodic Replacement and Program Administrative costs. Sponsor costs are levelized over program life. Does not include any adjustments for benefit. NOTE: Units are per kWh for 'Electric' runs and per therm for 'Gas' runs for all sponsors.
Note on CE64: All costs minus all benefits regardless of which sponsor incurs the cost or accrues the benefits. TRC Net Levelized Cost includes all applicable costs and all benefits. In addition to energy system costs and benefits, TRC Net Levelized Cost includes non-energy, other-fuel, O&M, periodic-replacement and risk-mitigation benefits and costs. TRC Net Levelized Cost corresponds to TRC B/C ratios with regard to the costs and benefits included. Benefits are subtracted from costs, then levelized over the life of the measure. The Risk-Mitigation credit is used to determine program cost-effectiveness and impacts both the TRC B/C ratio and the TRC Net Levelized Cost. If Risk-Mitigation credit is non-zero, TRC Levelized Cost will be reduced by the risk-mitigation benefit. When using ProCost to build conservation supply curves, the user should set the Risk-Mitigation Credit to zero so the credit is not reflected in the supply curves.
Note on CW64: Direct and program administrative costs incurred by the utility system minus benefits that accrue to the utility system.There are separate Utility System Net Levelized Costs for the electric and the gas system. Utility system benefits include deferred transmission and distribution system capacity, risk-mitigation and Regional Act credit all of which are user-determined inputs.Utility System benefits do not include any non-energy benefits such as, other-fuel benefits, O&M benefits or periodic replacement benefits which generally accrue to the customer or to non-utility sponsors. Utility System Net Levelized Costs correspond to Utility System B/C ratio with regard to the costs and benefits included. Benefits are subtracted from costs, then levelized over the life of the measure The Risk-Mitigation credit is used to determine program cost-effectiveness and impacts both the Utility System B/C ratio and the Utility System Net Levelized Cost. If the Risk-Mitigation credit is non-zero, the Utility System Net Levelized Cost will be reduced by the Risk-Mitigation benefit. When using ProCost to build conservation supply curves, the user should set the Risk-Mitigation Credit to zero so the credit is not reflected in the supply curves.
Note on BH99: Direct and program administrative costs incurred by the utility system minus benefits that accrue to the utility system.There are separate Utility System Net Levelized Costs for the electric and the gas system. Utility system benefits include deferred transmission and distribution system capacity, risk-mitigation and Regional Act credit all of which are user-determined inputs.Utility System benefits do not include any non-energy benefits such as, other-fuel benefits, O&M benefits or periodic replacement benefits which generally accrue to the customer or to non-utility sponsors. Utility System Net Levelized Costs correspond to Utility System B/C ratio with regard to the costs and benefits included. Benefits are subtracted from costs, then levelized over the life of the measure The Risk-Mitigation credit is used to determine program cost-effectiveness and impacts both the Utility System B/C ratio and the Utility System Net Levelized Cost. If the Risk-Mitigation credit is non-zero, the Utility System Net Levelized Cost will be reduced by the Risk-Mitigation benefit. When using ProCost to build conservation supply curves, the user should set the Risk-Mitigation Credit to zero so the credit is not reflected in the supply curves.
Note on BM99: Direct and program administrative costs of the measure to sponsor. Separate costs for each sponsor. Depends on share of costs incurred by sponsor, sponsor cost of capital, and financing term which are user-defined inputs. Includes applicable Capital, O&M, Periodic Replacement and Program Administrative costs. Sponsor costs are levelized over program life. Does not include any adjustments for benefit. NOTE: Units are per kWh for 'Electric' runs and per therm for 'Gas' runs for all sponsors.
Note on CE99: All costs minus all benefits regardless of which sponsor incurs the cost or accrues the benefits. TRC Net Levelized Cost includes all applicable costs and all benefits. In addition to energy system costs and benefits, TRC Net Levelized Cost includes non-energy, other-fuel, O&M, periodic-replacement and risk-mitigation benefits and costs. TRC Net Levelized Cost corresponds to TRC B/C ratios with regard to the costs and benefits included. Benefits are subtracted from costs, then levelized over the life of the measure. The Risk-Mitigation credit is used to determine program cost-effectiveness and impacts both the TRC B/C ratio and the TRC Net Levelized Cost. If Risk-Mitigation credit is non-zero, TRC Levelized Cost will be reduced by the risk-mitigation benefit. When using ProCost to build conservation supply curves, the user should set the Risk-Mitigation Credit to zero so the credit is not reflected in the supply curves.
Note on CW99: Direct and program administrative costs incurred by the utility system minus benefits that accrue to the utility system.There are separate Utility System Net Levelized Costs for the electric and the gas system. Utility system benefits include deferred transmission and distribution system capacity, risk-mitigation and Regional Act credit all of which are user-determined inputs.Utility System benefits do not include any non-energy benefits such as, other-fuel benefits, O&M benefits or periodic replacement benefits which generally accrue to the customer or to non-utility sponsors. Utility System Net Levelized Costs correspond to Utility System B/C ratio with regard to the costs and benefits included. Benefits are subtracted from costs, then levelized over the life of the measure The Risk-Mitigation credit is used to determine program cost-effectiveness and impacts both the Utility System B/C ratio and the Utility System Net Levelized Cost. If the Risk-Mitigation credit is non-zero, the Utility System Net Levelized Cost will be reduced by the Risk-Mitigation benefit. When using ProCost to build conservation supply curves, the user should set the Risk-Mitigation Credit to zero so the credit is not reflected in the supply curves.

## Composite
Remove "retail" from name | 1 | 2 | 3 | 4 | 5 | 6 | 7 | 8 | 9 | 10 | 11 | 12 | 13 | 14 | 15 | 16
| Input Data | [7 empty] | Periodic Replacement Costs and Savings and Replacement Period | [5 empty] | Gas Inputs
| Category Name | Measure Name | Savings (kwh/yr) | Life (yrs) | Capital Cost | Annual O&M | Shape Pointer | Non-E Val ($/yr) | Cost 1 ($) | Period 1 | Cost 2 ($) | Period 2 | Cost 3 ($) | Period 3 | Savings (therms/yr) | Shape Pointer
| LEDDecorative and Mini-Base250 to 664 lumensANY | LEDDecorative and Mini-Base250 to 664 lumensANY | 15.8131 | 12 | 8.3187 | 0 | ResLIGHT | 0 | -1.6402 | 1.7836 | 0 | 0 | 0 | 0 | -0.18567 | ResSHWX
| LEDDecorative and Mini-Base665 to 1439 lumensANY | LEDDecorative and Mini-Base665 to 1439 lumensANY | 11.9131 | 12 | 15.47 | 0 | ResLIGHT | 0 | -2.3573 | 1.7864 | 0 | 0 | 0 | 0 | -0.13267 | ResSHWX
| LEDDecorative and Mini-Base1440 to 2600 lumensANY | LEDDecorative and Mini-Base1440 to 2600 lumensANY | 5.8997 | 12 | 40.812 | 0 | ResLIGHT | 0 | -2.572 | 4.4345 | 0 | 0 | 0 | 0 | -0.067238 | ResSHWX
| LEDGeneral Purpose and Dimmable250 to 664 lumensANY | LEDGeneral Purpose and Dimmable250 to 664 lumensANY | 1.509 | 12 | 2.8202 | 0 | ResLIGHT | 0 | -2.1592 | 8.5398 | 0 | 0 | 0 | 0 | -0.016894 | ResSHWX
| LEDGeneral Purpose and Dimmable665 to 1439 lumensANY | LEDGeneral Purpose and Dimmable665 to 1439 lumensANY | 5.8896 | 12 | 7.4614 | 0 | ResLIGHT | 0 | -1.4523 | 7.9446 | 0 | 0 | 0 | 0 | -0.061057 | ResSHWX
| LEDGeneral Purpose and Dimmable1440 to 2600 lumensANY | LEDGeneral Purpose and Dimmable1440 to 2600 lumensANY | 11.0044 | 12 | 19.8009 | 0 | ResLIGHT | 0 | -1.8911 | 7.4879 | 0 | 0 | 0 | 0 | -0.10326 | ResSHWX
| LEDGlobe250 to 664 lumensANY | LEDGlobe250 to 664 lumensANY | 11.7836 | 12 | 4.4152 | 0 | ResLIGHT | 0 | -2.1738 | 2.2409 | 0 | 0 | 0 | 0 | -0.14608 | ResSHWX
| LEDGlobe665 to 1439 lumensANY | LEDGlobe665 to 1439 lumensANY | 8.1155 | 12 | 4.1681 | 0 | ResLIGHT | 0 | -4.7456 | 2.7621 | 0 | 0 | 0 | 0 | -0.098554 | ResSHWX
| LEDGlobe1440 to 2600 lumensANY | LEDGlobe1440 to 2600 lumensANY | 8.7804 | 12 | 16.2293 | 0 | ResLIGHT | 0 | -5.4627 | 2.0492 | 0 | 0 | 0 | 0 | -0.089832 | ResSHWX
| LEDReflectors and Outdoor250 to 664 lumensANY | LEDReflectors and Outdoor250 to 664 lumensANY | 16.749 | 12 | 16.5604 | 0 | ResLIGHT | 0 | -4.635 | 2.1003 | 0 | 0 | 0 | 0 | -0.1956 | ResSHWX
| LEDReflectors and Outdoor665 to 1439 lumensANY | LEDReflectors and Outdoor665 to 1439 lumensANY | 12.7715 | 12 | 11.9329 | 0 | ResLIGHT | 0 | -6.0026 | 2.7606 | 0 | 0 | 0 | 0 | -0.12713 | ResSHWX
| LEDReflectors and Outdoor1440 to 2600 lumensANY | LEDReflectors and Outdoor1440 to 2600 lumensANY | 68.3721 | 12 | 25.7001 | 0 | ResLIGHT | 0 | -6.8379 | 1.8152 | 0 | 0 | 0 | 0 | -0.21776 | ResSHWX
| LEDThree-Way250 to 664 lumensANY | LEDThree-Way250 to 664 lumensANY | 39.8046 | 12 | 18.6868 | 0 | ResLIGHT | 0 | -2.5086 | 1.9665 | 0 | 0 | 0 | 0 | -0.49775 | ResSHWX
| LEDThree-Way665 to 1439 lumensANY | LEDThree-Way665 to 1439 lumensANY | 42.8759 | 12 | 11.915 | 0 | ResLIGHT | 0 | -6.0204 | 3.7099 | 0 | 0 | 0 | 0 | -0.53469 | ResSHWX
| LEDThree-Way1440 to 2600 lumensANY | LEDThree-Way1440 to 2600 lumensANY | 38.3675 | 12 | 26.7256 | 0 | ResLIGHT | 0 | -5.8124 | 1.7653 | 0 | 0 | 0 | 0 | -0.47771 | ResSHWX
Apply projected efficacy improvements/cost decreases per PNNL report
| Input Data | [7 empty] | Periodic Replacement Costs and Savings and Replacement Period | [5 empty] | Gas Inputs
| Category Name | Measure Name | Savings (kwh/yr) | Life (yrs) | Capital Cost | Annual O&M | Shape Pointer | Non-E Val ($/yr) | Cost 1 ($) | Period 1 | Cost 2 ($) | Period 2 | Cost 3 ($) | Period 3 | Savings (therms/yr) | Shape Pointer
2016 | LEDDecorative and Mini-Base250 to 664 lumensANY | LEDDecorative and Mini-Base250 to 664 lumensANY | 17.8938 | 12 | 4.9558 | 0 | ResLIGHT | 0 | -1.6402 | 1.7836 | 0 | 0 | 0 | 0 | -0.21011 | ResSHWX
2016 | LEDDecorative and Mini-Base665 to 1439 lumensANY | LEDDecorative and Mini-Base665 to 1439 lumensANY | 13.4806 | 12 | 9.2162 | 0 | ResLIGHT | 0 | -2.3573 | 1.7864 | 0 | 0 | 0 | 0 | -0.15012 | ResSHWX
2016 | LEDDecorative and Mini-Base1440 to 2600 lumensANY | LEDDecorative and Mini-Base1440 to 2600 lumensANY | 6.676 | 12 | 24.3135 | 0 | ResLIGHT | 0 | -2.572 | 4.4345 | 0 | 0 | 0 | 0 | -0.076086 | ResSHWX
2016 | LEDGeneral Purpose and Dimmable250 to 664 lumensANY | LEDGeneral Purpose and Dimmable250 to 664 lumensANY | 1.7075 | 12 | 1.6801 | 0 | ResLIGHT | 0 | -2.1592 | 8.5398 | 0 | 0 | 0 | 0 | -0.019117 | ResSHWX
2016 | LEDGeneral Purpose and Dimmable665 to 1439 lumensANY | LEDGeneral Purpose and Dimmable665 to 1439 lumensANY | 6.6645 | 12 | 4.4451 | 0 | ResLIGHT | 0 | -1.4523 | 7.9446 | 0 | 0 | 0 | 0 | -0.069091 | ResSHWX
2016 | LEDGeneral Purpose and Dimmable1440 to 2600 lumensANY | LEDGeneral Purpose and Dimmable1440 to 2600 lumensANY | 12.4524 | 12 | 11.7963 | 0 | ResLIGHT | 0 | -1.8911 | 7.4879 | 0 | 0 | 0 | 0 | -0.11684 | ResSHWX
2016 | LEDGlobe250 to 664 lumensANY | LEDGlobe250 to 664 lumensANY | 13.3341 | 12 | 2.6303 | 0 | ResLIGHT | 0 | -2.1738 | 2.2409 | 0 | 0 | 0 | 0 | -0.1653 | ResSHWX
2016 | LEDGlobe665 to 1439 lumensANY | LEDGlobe665 to 1439 lumensANY | 9.1834 | 12 | 2.4831 | 0 | ResLIGHT | 0 | -4.7456 | 2.7621 | 0 | 0 | 0 | 0 | -0.11152 | ResSHWX
2016 | LEDGlobe1440 to 2600 lumensANY | LEDGlobe1440 to 2600 lumensANY | 9.9357 | 12 | 9.6685 | 0 | ResLIGHT | 0 | -5.4627 | 2.0492 | 0 | 0 | 0 | 0 | -0.10165 | ResSHWX
2016 | LEDReflectors and Outdoor250 to 664 lumensANY | LEDReflectors and Outdoor250 to 664 lumensANY | 18.9528 | 12 | 9.8658 | 0 | ResLIGHT | 0 | -4.635 | 2.1003 | 0 | 0 | 0 | 0 | -0.22134 | ResSHWX
2016 | LEDReflectors and Outdoor665 to 1439 lumensANY | LEDReflectors and Outdoor665 to 1439 lumensANY | 14.4519 | 12 | 7.109 | 0 | ResLIGHT | 0 | -6.0026 | 2.7606 | 0 | 0 | 0 | 0 | -0.14385 | ResSHWX
2016 | LEDReflectors and Outdoor1440 to 2600 lumensANY | LEDReflectors and Outdoor1440 to 2600 lumensANY | 77.3684 | 12 | 15.3107 | 0 | ResLIGHT | 0 | -6.8379 | 1.8152 | 0 | 0 | 0 | 0 | -0.24641 | ResSHWX
2016 | LEDThree-Way250 to 664 lumensANY | LEDThree-Way250 to 664 lumensANY | 45.042 | 12 | 11.1326 | 0 | ResLIGHT | 0 | -2.5086 | 1.9665 | 0 | 0 | 0 | 0 | -0.56325 | ResSHWX
2016 | LEDThree-Way665 to 1439 lumensANY | LEDThree-Way665 to 1439 lumensANY | 48.5175 | 12 | 7.0983 | 0 | ResLIGHT | 0 | -6.0204 | 3.7099 | 0 | 0 | 0 | 0 | -0.60504 | ResSHWX
2016 | LEDThree-Way1440 to 2600 lumensANY | LEDThree-Way1440 to 2600 lumensANY | 43.4159 | 12 | 15.9217 | 0 | ResLIGHT | 0 | -5.8124 | 1.7653 | 0 | 0 | 0 | 0 | -0.54056 | ResSHWX
2017 | LEDDecorative and Mini-Base250 to 664 lumensANY | LEDDecorative and Mini-Base250 to 664 lumensANY | 18.726 | 12 | 3.8939 | 0 | ResLIGHT | 0 | -1.6402 | 1.7836 | 0 | 0 | 0 | 0 | -0.21988 | ResSHWX
2017 | LEDDecorative and Mini-Base665 to 1439 lumensANY | LEDDecorative and Mini-Base665 to 1439 lumensANY | 14.1076 | 12 | 7.2413 | 0 | ResLIGHT | 0 | -2.3573 | 1.7864 | 0 | 0 | 0 | 0 | -0.15711 | ResSHWX
2017 | LEDDecorative and Mini-Base1440 to 2600 lumensANY | LEDDecorative and Mini-Base1440 to 2600 lumensANY | 6.9865 | 12 | 19.1035 | 0 | ResLIGHT | 0 | -2.572 | 4.4345 | 0 | 0 | 0 | 0 | -0.079625 | ResSHWX
2017 | LEDGeneral Purpose and Dimmable250 to 664 lumensANY | LEDGeneral Purpose and Dimmable250 to 664 lumensANY | 1.7869 | 12 | 1.3201 | 0 | ResLIGHT | 0 | -2.1592 | 8.5398 | 0 | 0 | 0 | 0 | -0.020006 | ResSHWX
2017 | LEDGeneral Purpose and Dimmable665 to 1439 lumensANY | LEDGeneral Purpose and Dimmable665 to 1439 lumensANY | 6.9745 | 12 | 3.4926 | 0 | ResLIGHT | 0 | -1.4523 | 7.9446 | 0 | 0 | 0 | 0 | -0.072304 | ResSHWX
2017 | LEDGeneral Purpose and Dimmable1440 to 2600 lumensANY | LEDGeneral Purpose and Dimmable1440 to 2600 lumensANY | 13.0316 | 12 | 9.2685 | 0 | ResLIGHT | 0 | -1.8911 | 7.4879 | 0 | 0 | 0 | 0 | -0.12228 | ResSHWX
2017 | LEDGlobe250 to 664 lumensANY | LEDGlobe250 to 664 lumensANY | 13.9543 | 12 | 2.0667 | 0 | ResLIGHT | 0 | -2.1738 | 2.2409 | 0 | 0 | 0 | 0 | -0.17298 | ResSHWX
2017 | LEDGlobe665 to 1439 lumensANY | LEDGlobe665 to 1439 lumensANY | 9.6105 | 12 | 1.951 | 0 | ResLIGHT | 0 | -4.7456 | 2.7621 | 0 | 0 | 0 | 0 | -0.11671 | ResSHWX
2017 | LEDGlobe1440 to 2600 lumensANY | LEDGlobe1440 to 2600 lumensANY | 10.3979 | 12 | 7.5967 | 0 | ResLIGHT | 0 | -5.4627 | 2.0492 | 0 | 0 | 0 | 0 | -0.10638 | ResSHWX
2017 | LEDReflectors and Outdoor250 to 664 lumensANY | LEDReflectors and Outdoor250 to 664 lumensANY | 19.8343 | 12 | 7.7517 | 0 | ResLIGHT | 0 | -4.635 | 2.1003 | 0 | 0 | 0 | 0 | -0.23163 | ResSHWX
2017 | LEDReflectors and Outdoor665 to 1439 lumensANY | LEDReflectors and Outdoor665 to 1439 lumensANY | 15.1241 | 12 | 5.5856 | 0 | ResLIGHT | 0 | -6.0026 | 2.7606 | 0 | 0 | 0 | 0 | -0.15054 | ResSHWX
2017 | LEDReflectors and Outdoor1440 to 2600 lumensANY | LEDReflectors and Outdoor1440 to 2600 lumensANY | 80.967 | 12 | 12.0298 | 0 | ResLIGHT | 0 | -6.8379 | 1.8152 | 0 | 0 | 0 | 0 | -0.25787 | ResSHWX
2017 | LEDThree-Way250 to 664 lumensANY | LEDThree-Way250 to 664 lumensANY | 47.137 | 12 | 8.747 | 0 | ResLIGHT | 0 | -2.5086 | 1.9665 | 0 | 0 | 0 | 0 | -0.58944 | ResSHWX
2017 | LEDThree-Way665 to 1439 lumensANY | LEDThree-Way665 to 1439 lumensANY | 50.7741 | 12 | 5.5773 | 0 | ResLIGHT | 0 | -6.0204 | 3.7099 | 0 | 0 | 0 | 0 | -0.63318 | ResSHWX
2017 | LEDThree-Way1440 to 2600 lumensANY | LEDThree-Way1440 to 2600 lumensANY | 45.4352 | 12 | 12.5099 | 0 | ResLIGHT | 0 | -5.8124 | 1.7653 | 0 | 0 | 0 | 0 | -0.56571 | ResSHWX
Note on K5: :ProCost Periodic replacement costs and savings of the measure. These are costs and savings that occur periodically, but at different periods than annually. Can be positive or negative. Periodic replacement costs for both the measure and the baseline measure should be included if applicable. ProCost can analyze these costs in two ways dependent on the 'Repeat Periodic Replacement' switch in the ProData page. When set to 'On', ProCost repeats replacement costs for multiple times over the life of a measure depending on the input period and measure life. For example fluorescent lamps may have a 4-year replacement cycle that repeats 3 times in a 15-year measure life. When set to 'Off', ProCost reads the period as the year after installation that the replacement cost occurs and does not subsequently reinstall or repeat the replacement costs. For example a compressor may be replaced only once in the life of a heat-pump system. Example: A new fluorescent lighting systems may have a measure life of 15 years, and a lamp life of five years. Two lamps per fixture must be replaced at years 6 and 11. Lamp and labor costs, expressed as positive costs, are entered as a cost and the period would be entered as 5. The baseline measure may have a four year lamp life and would have required a three-lamp replacement at years 5, 9 and 13. Lamp and labor replacement costs would be entered as annual savings in dollars with a 4-year period. ProCost determines the net present value of the two cost streams.
Note on Q5: :ProCost If the measure has gas savings for increases, enter the annual savings and shape of the savings here. Example: Clothes washer saves electric motor and dryer energy and gas water heat.
Note on C6: :ProCost Category for the measure. Individual measures can be grouped into categories. ProCost output is reported by measure and by category. All measures must belong to at least one category. Category name can be the same as measure name. Example: Measures can be combined into one category if they have components with different load shapes or measure lives. On wash machines there may be one load shape for the electric motor savings component, a second load shape for the electric water heat savings component and a third shape for electric dryer savings component.
Note on D6: :ProCost Name of Measure. User-defined. For PTR measures, defined naming conventions apply.
Note on E6: :ProCost Annual electric savings for the measure in kWh at the site. May be positive, negative or zero. Savings are incremental to the baseline alternative.
Note on F6: :ProCost Physical life of the measure in years. Must be >=1.
Note on G6: :ProCost Initial cost to install the measure in dollars. Costs are incremental to the baseline alternative. Dollars must be denominated in the same year as 'Input Cost Reference Year' input on the ProData page.
Note on H6: :ProCost Annual operations and maintenance cost for the measure in dollars. Must be incremental cost over the baseline alternative. May be positive, negative or zero. Dollars must be denominated in the same year as 'Input Cost Reference Year' input on the ProData page. O&M costs are entered as positive values. Negative values represent O&M savings compared to the baseline alternative. Example: Annualized maintenance cost for a heat pump heating system compared to a baseline electric resistance heating system.
Note on I6: :ProCost Name of the pointer to the shape of the savings. The shapes represent the daily and monthly shape of the savings in four time segments for each month of the year. Shape of the savings is relative to the baseline alternative. These shapes are in the MC_AND_Loadshape file.
Note on J6: :ProCost Annual value of any non-energy benefits of the measure, relative to the baseline alternative. Expressed in dollars per year and denominated in dollars of the 'Cost Reference Year'. Positive value represents dollar savings. Negative value represents dollar cost. Example: Water, detergent and sewer savings from efficient clothes washer.
Note on K6: : Cost in dollars that is incurred for Period 1. Positive value if cost. Negative value if savings. Dollars must be denominated in the same year as 'Input Cost Reference Year' input on the ProData page.
Note on L6: :ProCost Duration of Period1. The time at which Period 1 costs, or savings, occur. In years.
Note on M6: : Cost in dollars that is incurred for Period 2 Positive value if cost. Negative value if savings. Dollars must be denominated in the same year as 'Input Cost Reference Year' input on the ProData page.
Note on N6: :ProCost Duration of Period 2. The time at which Period 2 costs, or savings, occur. In years.
Note on O6: : Cost in dollars that is incurred for Period 3. Positive value if cost. Negative value if savings. Dollars must be denominated in the same year as 'Input Cost Reference Year' input on the ProData page.
Note on P6: :ProCost Duration of Period 3. The time at which Period 3 costs, or savings, occur. In years.
Note on Q6: : Annual gas savings, or increases, in therms.
Note on R6: :ProCost Name of the pointer to the shape of the savings. The shapes represent the daily and monthly shape of the savings in four time segments for each month of the year. Shape of the savings is relative to the baseline alternative. These shapes are in the MC_AND_Loadshape file.
Note on K43: :ProCost Periodic replacement costs and savings of the measure. These are costs and savings that occur periodically, but at different periods than annually. Can be positive or negative. Periodic replacement costs for both the measure and the baseline measure should be included if applicable. ProCost can analyze these costs in two ways dependent on the 'Repeat Periodic Replacement' switch in the ProData page. When set to 'On', ProCost repeats replacement costs for multiple times over the life of a measure depending on the input period and measure life. For example fluorescent lamps may have a 4-year replacement cycle that repeats 3 times in a 15-year measure life. When set to 'Off', ProCost reads the period as the year after installation that the replacement cost occurs and does not subsequently reinstall or repeat the replacement costs. For example a compressor may be replaced only once in the life of a heat-pump system. Example: A new fluorescent lighting systems may have a measure life of 15 years, and a lamp life of five years. Two lamps per fixture must be replaced at years 6 and 11. Lamp and labor costs, expressed as positive costs, are entered as a cost and the period would be entered as 5. The baseline measure may have a four year lamp life and would have required a three-lamp replacement at years 5, 9 and 13. Lamp and labor replacement costs would be entered as annual savings in dollars with a 4-year period. ProCost determines the net present value of the two cost streams.
Note on Q43: :ProCost If the measure has gas savings for increases, enter the annual savings and shape of the savings here. Example: Clothes washer saves electric motor and dryer energy and gas water heat.
Note on C44: :ProCost Category for the measure. Individual measures can be grouped into categories. ProCost output is reported by measure and by category. All measures must belong to at least one category. Category name can be the same as measure name. Example: Measures can be combined into one category if they have components with different load shapes or measure lives. On wash machines there may be one load shape for the electric motor savings component, a second load shape for the electric water heat savings component and a third shape for electric dryer savings component.
Note on D44: :ProCost Name of Measure. User-defined. For PTR measures, defined naming conventions apply.
Note on E44: :ProCost Annual electric savings for the measure in kWh at the site. May be positive, negative or zero. Savings are incremental to the baseline alternative.
Note on F44: :ProCost Physical life of the measure in years. Must be >=1.
Note on G44: :ProCost Initial cost to install the measure in dollars. Costs are incremental to the baseline alternative. Dollars must be denominated in the same year as 'Input Cost Reference Year' input on the ProData page.
Note on H44: :ProCost Annual operations and maintenance cost for the measure in dollars. Must be incremental cost over the baseline alternative. May be positive, negative or zero. Dollars must be denominated in the same year as 'Input Cost Reference Year' input on the ProData page. O&M costs are entered as positive values. Negative values represent O&M savings compared to the baseline alternative. Example: Annualized maintenance cost for a heat pump heating system compared to a baseline electric resistance heating system.
Note on I44: :ProCost Name of the pointer to the shape of the savings. The shapes represent the daily and monthly shape of the savings in four time segments for each month of the year. Shape of the savings is relative to the baseline alternative. These shapes are in the MC_AND_Loadshape file.
Note on J44: :ProCost Annual value of any non-energy benefits of the measure, relative to the baseline alternative. Expressed in dollars per year and denominated in dollars of the 'Cost Reference Year'. Positive value represents dollar savings. Negative value represents dollar cost. Example: Water, detergent and sewer savings from efficient clothes washer.
Note on K44: : Cost in dollars that is incurred for Period 1. Positive value if cost. Negative value if savings. Dollars must be denominated in the same year as 'Input Cost Reference Year' input on the ProData page.
Note on L44: :ProCost Duration of Period1. The time at which Period 1 costs, or savings, occur. In years.
Note on M44: : Cost in dollars that is incurred for Period 2 Positive value if cost. Negative value if savings. Dollars must be denominated in the same year as 'Input Cost Reference Year' input on the ProData page.
Note on N44: :ProCost Duration of Period 2. The time at which Period 2 costs, or savings, occur. In years.
Note on O44: : Cost in dollars that is incurred for Period 3. Positive value if cost. Negative value if savings. Dollars must be denominated in the same year as 'Input Cost Reference Year' input on the ProData page.
Note on P44: :ProCost Duration of Period 3. The time at which Period 3 costs, or savings, occur. In years.
Note on Q44: : Annual gas savings, or increases, in therms.
Note on R44: :ProCost Name of the pointer to the shape of the savings. The shapes represent the daily and monthly shape of the savings in four time segments for each month of the year. Shape of the savings is relative to the baseline alternative. These shapes are in the MC_AND_Loadshape file.

## Trend
Cost and efficicacy trends from PNNL paper. |  |  |  | SSL Trend Analysis 2013 Tuenge
|  | Efficacy | Cost
| 2014 | 100% | 100%
| 2015 | 106.6% | 76.6%
| 2016 | 113.2% | 59.57%
| 2017 | 118.4% | 46.81%
|  | Efficacy | Cost
| 2014 | 76 | 11.4 | from RTF workbook
| 2015 | 81 | 8.7319 | based on PNL work
| 2016 | 86 | 6.7915 | based on PNL work
| 2017 | 90 | 5.3362 | based on PNL work
| 2018 | 90 | 5.3362
| 2019 | 90 | 5.3362
| 2020 | 90 | 5.3362

## RawRTF
Data Set Name
Measure Index Name
|  | Costs must be denominated in the same year as 'Input Cost Reference Year' = |  | 2012
|  | 1 | 2 | 3 | 4 | 5 | 6 | 7 | 8 | 9 | 10 | 11 | 12 | 13 | 14 | 15 | 16 | 17 | 18 | 19 | 20 | 21 | 22 | 23 | 24 | 25 | 26 | 27 | 28 | 29 | 30 | 31 | 32 | 33 | 34 | 35 | 36 | 37 | 38 | 39 | 40 | 41 | 42 | 43 | 44 | 45 | 46 | 47 | 48 | 49 | 50 | 51 | 52 | 53 | 54 | 55 | 56 | 57 | 58 | 59 | 60 | 61 | 62 | 63 | 64 | 65 | 66 | 67 | 68 | 69 | 70 | 71 | 72 | 73 | 74 | 75 | 76 | 77 | 78 | 79 | 80 | 81 | 82 | 83 | 84 | 85 | 86 | 87 | 88 | 89 | 90 | 91 | 92 | 93 | 94 | 95 | 96 | 97 | 98 | 99 | 100 | 101 | 102 | 103 | 104 | 105
|  | Input Data | [7 empty] | Periodic Replacement Costs and Savings and Replacement Period | [5 empty] | Gas Inputs
Segment | Concat | Costs must be denominated in the same year as 'Input Cost Reference Year' = 1: Category Name; Costs must be denominated in the same year as 'Input Cost Reference Year' = 2: Measure Name; 2012 3: Savings (kwh/yr); 2012 4: Life (yrs); 2012 5: Capital Cost; 2012 6: Annual O&M; 2012 7: Shape Pointer; 2012 8: Non-E Val ($/yr); 2012 9: Cost 1 ($); 2012 10: Period 1; 2012 11: Cost 2 ($); 2012 12: Period 2; 2012 13: Cost 3 ($); 2012 14: Period 3; 2012 15: Savings (therms/yr); 2012 16: Shape Pointer
Single Family | Single FamilyRetailLEDDecorative and Mini-Base250 to 664 lumensANYRetailLEDDecorative and Mini-Base250 to 664 lumensANY | Costs must be denominated in the same year as 'Input Cost Reference Year' = 1: RetailLEDDecorative and Mini-Base250 to 664 lumensANY; Costs must be denominated in the same year as 'Input Cost Reference Year' = 2: RetailLEDDecorative and Mini-Base250 to 664 lumensANY; 2012 3: 15.8131; 2012 4: 12; 2012 5: 8.3187; 2012 6: 0; 2012 7: ResLIGHT; 2012 8: 0; 2012 9: -1.6402; 2012 10: 1.7836; 2012 11: 0; 2012 12: 0; 2012 13: 0; 2012 14: 0; 2012 15: -0.18567; 2012 16: ResSHWX
Single Family | Single FamilyRetailLEDDecorative and Mini-Base665 to 1439 lumensANYRetailLEDDecorative and Mini-Base665 to 1439 lumensANY | Costs must be denominated in the same year as 'Input Cost Reference Year' = 1: RetailLEDDecorative and Mini-Base665 to 1439 lumensANY; Costs must be denominated in the same year as 'Input Cost Reference Year' = 2: RetailLEDDecorative and Mini-Base665 to 1439 lumensANY; 2012 3: 11.9131; 2012 4: 12; 2012 5: 15.47; 2012 6: 0; 2012 7: ResLIGHT; 2012 8: 0; 2012 9: -2.3573; 2012 10: 1.7864; 2012 11: 0; 2012 12: 0; 2012 13: 0; 2012 14: 0; 2012 15: -0.13267; 2012 16: ResSHWX
Single Family | Single FamilyRetailLEDDecorative and Mini-Base1440 to 2600 lumensANYRetailLEDDecorative and Mini-Base1440 to 2600 lumensANY | Costs must be denominated in the same year as 'Input Cost Reference Year' = 1: RetailLEDDecorative and Mini-Base1440 to 2600 lumensANY; Costs must be denominated in the same year as 'Input Cost Reference Year' = 2: RetailLEDDecorative and Mini-Base1440 to 2600 lumensANY; 2012 3: 5.8997; 2012 4: 12; 2012 5: 40.812; 2012 6: 0; 2012 7: ResLIGHT; 2012 8: 0; 2012 9: -2.572; 2012 10: 4.4345; 2012 11: 0; 2012 12: 0; 2012 13: 0; 2012 14: 0; 2012 15: -0.067238; 2012 16: ResSHWX
Single Family | Single FamilyRetailLEDGeneral Purpose and Dimmable250 to 664 lumensANYRetailLEDGeneral Purpose and Dimmable250 to 664 lumensANY | Costs must be denominated in the same year as 'Input Cost Reference Year' = 1: RetailLEDGeneral Purpose and Dimmable250 to 664 lumensANY; Costs must be denominated in the same year as 'Input Cost Reference Year' = 2: RetailLEDGeneral Purpose and Dimmable250 to 664 lumensANY; 2012 3: 1.509; 2012 4: 12; 2012 5: 2.8202; 2012 6: 0; 2012 7: ResLIGHT; 2012 8: 0; 2012 9: -2.1592; 2012 10: 8.5398; 2012 11: 0; 2012 12: 0; 2012 13: 0; 2012 14: 0; 2012 15: -0.016894; 2012 16: ResSHWX
Single Family | Single FamilyRetailLEDGeneral Purpose and Dimmable665 to 1439 lumensANYRetailLEDGeneral Purpose and Dimmable665 to 1439 lumensANY | Costs must be denominated in the same year as 'Input Cost Reference Year' = 1: RetailLEDGeneral Purpose and Dimmable665 to 1439 lumensANY; Costs must be denominated in the same year as 'Input Cost Reference Year' = 2: RetailLEDGeneral Purpose and Dimmable665 to 1439 lumensANY; 2012 3: 5.8896; 2012 4: 12; 2012 5: 7.4614; 2012 6: 0; 2012 7: ResLIGHT; 2012 8: 0; 2012 9: -1.4523; 2012 10: 7.9446; 2012 11: 0; 2012 12: 0; 2012 13: 0; 2012 14: 0; 2012 15: -0.061057; 2012 16: ResSHWX
Single Family | Single FamilyRetailLEDGeneral Purpose and Dimmable1440 to 2600 lumensANYRetailLEDGeneral Purpose and Dimmable1440 to 2600 lumensANY | Costs must be denominated in the same year as 'Input Cost Reference Year' = 1: RetailLEDGeneral Purpose and Dimmable1440 to 2600 lumensANY; Costs must be denominated in the same year as 'Input Cost Reference Year' = 2: RetailLEDGeneral Purpose and Dimmable1440 to 2600 lumensANY; 2012 3: 11.0044; 2012 4: 12; 2012 5: 19.8009; 2012 6: 0; 2012 7: ResLIGHT; 2012 8: 0; 2012 9: -1.8911; 2012 10: 7.4879; 2012 11: 0; 2012 12: 0; 2012 13: 0; 2012 14: 0; 2012 15: -0.10326; 2012 16: ResSHWX
Single Family | Single FamilyRetailLEDGlobe250 to 664 lumensANYRetailLEDGlobe250 to 664 lumensANY | Costs must be denominated in the same year as 'Input Cost Reference Year' = 1: RetailLEDGlobe250 to 664 lumensANY; Costs must be denominated in the same year as 'Input Cost Reference Year' = 2: RetailLEDGlobe250 to 664 lumensANY; 2012 3: 11.7836; 2012 4: 12; 2012 5: 4.4152; 2012 6: 0; 2012 7: ResLIGHT; 2012 8: 0; 2012 9: -2.1738; 2012 10: 2.2409; 2012 11: 0; 2012 12: 0; 2012 13: 0; 2012 14: 0; 2012 15: -0.14608; 2012 16: ResSHWX
Single Family | Single FamilyRetailLEDGlobe665 to 1439 lumensANYRetailLEDGlobe665 to 1439 lumensANY | Costs must be denominated in the same year as 'Input Cost Reference Year' = 1: RetailLEDGlobe665 to 1439 lumensANY; Costs must be denominated in the same year as 'Input Cost Reference Year' = 2: RetailLEDGlobe665 to 1439 lumensANY; 2012 3: 8.1155; 2012 4: 12; 2012 5: 4.1681; 2012 6: 0; 2012 7: ResLIGHT; 2012 8: 0; 2012 9: -4.7456; 2012 10: 2.7621; 2012 11: 0; 2012 12: 0; 2012 13: 0; 2012 14: 0; 2012 15: -0.098554; 2012 16: ResSHWX
Single Family | Single FamilyRetailLEDGlobe1440 to 2600 lumensANYRetailLEDGlobe1440 to 2600 lumensANY | Costs must be denominated in the same year as 'Input Cost Reference Year' = 1: RetailLEDGlobe1440 to 2600 lumensANY; Costs must be denominated in the same year as 'Input Cost Reference Year' = 2: RetailLEDGlobe1440 to 2600 lumensANY; 2012 3: 8.7804; 2012 4: 12; 2012 5: 16.2293; 2012 6: 0; 2012 7: ResLIGHT; 2012 8: 0; 2012 9: -5.4627; 2012 10: 2.0492; 2012 11: 0; 2012 12: 0; 2012 13: 0; 2012 14: 0; 2012 15: -0.089832; 2012 16: ResSHWX
Single Family | Single FamilyRetailLEDReflectors and Outdoor250 to 664 lumensANYRetailLEDReflectors and Outdoor250 to 664 lumensANY | Costs must be denominated in the same year as 'Input Cost Reference Year' = 1: RetailLEDReflectors and Outdoor250 to 664 lumensANY; Costs must be denominated in the same year as 'Input Cost Reference Year' = 2: RetailLEDReflectors and Outdoor250 to 664 lumensANY; 2012 3: 16.749; 2012 4: 12; 2012 5: 16.5604; 2012 6: 0; 2012 7: ResLIGHT; 2012 8: 0; 2012 9: -4.635; 2012 10: 2.1003; 2012 11: 0; 2012 12: 0; 2012 13: 0; 2012 14: 0; 2012 15: -0.1956; 2012 16: ResSHWX
Single Family | Single FamilyRetailLEDReflectors and Outdoor665 to 1439 lumensANYRetailLEDReflectors and Outdoor665 to 1439 lumensANY | Costs must be denominated in the same year as 'Input Cost Reference Year' = 1: RetailLEDReflectors and Outdoor665 to 1439 lumensANY; Costs must be denominated in the same year as 'Input Cost Reference Year' = 2: RetailLEDReflectors and Outdoor665 to 1439 lumensANY; 2012 3: 12.7715; 2012 4: 12; 2012 5: 11.9329; 2012 6: 0; 2012 7: ResLIGHT; 2012 8: 0; 2012 9: -6.0026; 2012 10: 2.7606; 2012 11: 0; 2012 12: 0; 2012 13: 0; 2012 14: 0; 2012 15: -0.12713; 2012 16: ResSHWX
Single Family | Single FamilyRetailLEDReflectors and Outdoor1440 to 2600 lumensANYRetailLEDReflectors and Outdoor1440 to 2600 lumensANY | Costs must be denominated in the same year as 'Input Cost Reference Year' = 1: RetailLEDReflectors and Outdoor1440 to 2600 lumensANY; Costs must be denominated in the same year as 'Input Cost Reference Year' = 2: RetailLEDReflectors and Outdoor1440 to 2600 lumensANY; 2012 3: 68.3721; 2012 4: 12; 2012 5: 25.7001; 2012 6: 0; 2012 7: ResLIGHT; 2012 8: 0; 2012 9: -6.8379; 2012 10: 1.8152; 2012 11: 0; 2012 12: 0; 2012 13: 0; 2012 14: 0; 2012 15: -0.21776; 2012 16: ResSHWX
Single Family | Single FamilyRetailLEDThree-Way250 to 664 lumensANYRetailLEDThree-Way250 to 664 lumensANY | Costs must be denominated in the same year as 'Input Cost Reference Year' = 1: RetailLEDThree-Way250 to 664 lumensANY; Costs must be denominated in the same year as 'Input Cost Reference Year' = 2: RetailLEDThree-Way250 to 664 lumensANY; 2012 3: 39.8046; 2012 4: 12; 2012 5: 18.6868; 2012 6: 0; 2012 7: ResLIGHT; 2012 8: 0; 2012 9: -2.5086; 2012 10: 1.9665; 2012 11: 0; 2012 12: 0; 2012 13: 0; 2012 14: 0; 2012 15: -0.49775; 2012 16: ResSHWX
Single Family | Single FamilyRetailLEDThree-Way665 to 1439 lumensANYRetailLEDThree-Way665 to 1439 lumensANY | Costs must be denominated in the same year as 'Input Cost Reference Year' = 1: RetailLEDThree-Way665 to 1439 lumensANY; Costs must be denominated in the same year as 'Input Cost Reference Year' = 2: RetailLEDThree-Way665 to 1439 lumensANY; 2012 3: 42.8759; 2012 4: 12; 2012 5: 11.915; 2012 6: 0; 2012 7: ResLIGHT; 2012 8: 0; 2012 9: -6.0204; 2012 10: 3.7099; 2012 11: 0; 2012 12: 0; 2012 13: 0; 2012 14: 0; 2012 15: -0.53469; 2012 16: ResSHWX
Single Family | Single FamilyRetailLEDThree-Way1440 to 2600 lumensANYRetailLEDThree-Way1440 to 2600 lumensANY | Costs must be denominated in the same year as 'Input Cost Reference Year' = 1: RetailLEDThree-Way1440 to 2600 lumensANY; Costs must be denominated in the same year as 'Input Cost Reference Year' = 2: RetailLEDThree-Way1440 to 2600 lumensANY; 2012 3: 38.3675; 2012 4: 12; 2012 5: 26.7256; 2012 6: 0; 2012 7: ResLIGHT; 2012 8: 0; 2012 9: -5.8124; 2012 10: 1.7653; 2012 11: 0; 2012 12: 0; 2012 13: 0; 2012 14: 0; 2012 15: -0.47771; 2012 16: ResSHWX
Fix this categories row so there is output in it.
Fix this categories row so there is output in it.
Fix this categories row so there is output in it.
Fix this categories row so there is output in it.
Fix this categories row so there is output in it.
Fix this categories row so there is output in it.
Fix this categories row so there is output in it.
Fix this categories row so there is output in it.
Fix this categories row so there is output in it.
Fix this categories row so there is output in it.
Fix this categories row so there is output in it.
Fix this categories row so there is output in it.
Fix this categories row so there is output in it.
Fix this categories row so there is output in it.
Fix this categories row so there is output in it.
Fix this categories row so there is output in it.
Fix this categories row so there is output in it.
Fix this categories row so there is output in it.
Fix this categories row so there is output in it.
Fix this categories row so there is output in it.
Fix this categories row so there is output in it.
Fix this categories row so there is output in it.
Fix this categories row so there is output in it.
Fix this categories row so there is output in it.
Fix this categories row so there is output in it.
Fix this categories row so there is output in it.
Fix this categories row so there is output in it.
Note on K6: :ProCost Perioodic replacement costs and savinsg of the measure. These are costs and savings that occur periodicially, but at different periods than annually. Can be positive or negative. Periodic replacement costs for both the measure and the baseline measure should be included if applicable. ProCost can analysze these costs in two ways dependent on the 'Repeat Periodic Replacemetn' switch in the ProData page. When set to 'On', ProCost repeats replacement costs for multiple times over the life of a measure depending on the input period and measure life. For example fluorescent lamps may have a 4-year replacement cycle that repeats 3 times in a 15-year measure life. When set to 'Off', ProCost reads the period as the year after installation that the replacement cost occurs and does not subsequently reinstall or repeat the replacement costs. For example a compressor may be replaced only once in the life of a heat-pump system. Example: A new fluorescent lighting systems may have a measure life of 15 years, and a lamp life of five years. Two lamps lamps per fixture must be replaced at years 6 and 11. Lamp and labor costs, expressed as positive costs, are entered as a cost and the period would be enetered as 5. The baseline measure may have a four year lamp life and would have required a three-lamp replacement at years 5, 9 and 13. Lamp and labor replacement costs would be entered as annual savings in dollars with a 4-year period. ProCost determines the net present value of the two cost streams.
Note on Q6: :ProCost If the measure has gas savings for incfreases, enter the annual savings and shape of the savings here. Example: Clothes washer saves electric motor and dryer energy and gas water heat.
Note on C7: :Procost Category for the measure. Individual measures can be grouped into categories. Procost output is reported by measure and by category. All measures must belong to at least one category. Category name can be the same as measure name. Example: Measures can be combined into one category if they have components with different load shapes or measure lives. On wash machines there may be one load shape for the electric motor savings component, a second load shape for the electric water heat savings component and a third shape for electric dryer savings component.
Note on D7: :ProCost Name of Measure. User-defined. For PTR measures, defined naming conventions apply.
Note on E7: :ProCost Annual electric savings for the measure in kWh at the site. May be positive, negative or zero. Savings are incremental to the baseline alternative.
Note on F7: :ProCost Physical life of the measure in years. Must be >=1.
Note on G7: :ProCost Initial cost to install the measure in dollars. Costs are incremental to the baseline alternative. Dollars must be denominated in the same year as 'Input Cost Reference Year' input on the ProData page.
Note on H7: :ProCost Annaul opperations and maintenace cost for the measure in dollars. Must be incremental cost over the baseline alternative. May be positive, negative or zero. Dollars must be denominated in the same year as 'Input Cost Reference Year' input on the ProData page. O&M costs are enetered as positive values. Negative values represent O&M savings compared to the baseline alternative. Example: Annualized maintenace cost for a heat pump heating system compared to a baseline electric resistance heating system.
Note on I7: :ProCost Name of the pointer to the shape of the savings. The shapes represent the daily and monthly shape of the savings in four time segments for each month of the year. Shape of the savings is relative to the baseline alternative. These shaps are in the MC_AND_Loadshape file.
Note on J7: :ProCost Annual value of any non-energy benefits of the measure, relative to the baseline alternative. Expressed in dollars per year and denominated in dollars of the 'Cost Reference Year'. Positive value represents dollar savings. Negative value represents dollar cost. Example: Water, detergent and sewer savings from efficient clothes washer.
Note on K7: : Cost in dollars that is incurred for Period 1. Positive value if cost. Negative value if savings. Dollars must be denominated in the same year as 'Input Cost Reference Year' input on the ProData page.
Note on L7: :ProCost Duration of Period1. The time at which Period 1 costs, or savings, occur. In years.
Note on M7: : Cost in dollars that is incurred for Period 2 Positive value if cost. Negative value if savings. Dollars must be denominated in the same year as 'Input Cost Reference Year' input on the ProData page.
Note on N7: :ProCost Duration of Period 2. The time at which Period 2 costs, or savings, occur. In years.
Note on O7: : Cost in dollars that is incurred for Period 3. Positive value if cost. Negative value if savings. Dollars must be denominated in the same year as 'Input Cost Reference Year' input on the ProData page.
Note on P7: :ProCost Duration of Period 3. The time at which Period 3 costs, or savings, occur. In years.
Note on Q7: : Annual gas savings, or increases, in therms.
Note on R7: :ProCost Name of the pointer to the shape of the savings. The shapes represent the daily and monthly shape of the savings in four time segments for each month of the year. Shape of the savings is relative to the baseline alternative. These shaps are in the MC_AND_Loadshape file.

## Measure Assembly
| Delivery Mechanism | Measure | Lamp Type | Lumen
| Retail | LED | Decorative and Mini-Base | 250 to 664 lumens
|  | Compact Fluorescent | General Purpose and Dimmable | 665 to 1439 lumens
|  |  | Globe | 1440 to 2600 lumens
Reflectors and Outdoor
Three-Way
| 1 | 2 | 5 | 3
| 30 | 30 | 15 | 3 | [11 empty] | Baseline |  |  | Efficient |  |  |  |  | Storage/Takeback/Removal |  | HVAC |  | Electric Savings |  |  |  |  | Gas Savings | Input Data | [7 empty] | Periodic Replacement Costs and Savings and Replacement Period | [5 empty] | Gas Inputs
Index |  |  |  |  | Delivery Mechanism | Efficient Technology | Lamp Type | Lumen Category | Room Type | Baseline Lookup Name | Efficient Lookup Name | Full Measure Name | HOU | Conditioned % | Lumens | Watts | Cost (2012$) | Lifetime (years) | Efficacy | Watts | Cost | Lifetime (Hours) | Lifetime (years) | Savings Adjustment | Lifetime Adjustment | Electric Adjustment | Gas (therms per kWh) | UEC baseline (kWh) | UEC efficient (kWh) | Savings - before adjustments (kWh) | Savings - adjusted for Storage/Takeback/Removal (kWh) | Savings - adjusted for HVAC (kWh) | Gas Savings (therms) | Category Name | Measure Name | Savings (kwh/yr) | Life (yrs) | Capital Cost | Annual O&M | Shape Pointer | Non-E Val ($/yr) | Cost 1 ($) | Period 1 | Cost 2 ($) | Period 2 | Cost 3 ($) | Period 3 | Savings (therms/yr) | Shape Pointer
1 | 1 | 1 | 1 | 1 | Retail | LED | Decorative and Mini-Base | 250 to 664 lumens | ANY | Decorative and Mini-Base250 to 664 lumens | LEDDecorative and Mini-Base250 to 664 lumens | RetailLEDDecorative and Mini-Base250 to 664 lumensANY | 1.7917 | 0.9504 | 416.6032 | 37 | 1.6402 | 1.7836 | 62.517 | 6.6638 | 9.9589 | 28708.4233 | 12 | 98% | 100% | 81.28% | 0.0095436 | 24.2134 | 4.3609 | 19.8524 | 19.4554 | 15.8131 | -0.18567 | RetailLEDDecorative and Mini-Base250 to 664 lumensANY | RetailLEDDecorative and Mini-Base250 to 664 lumensANY | 15.8131 | 12 | 8.3187 | 0 | ResLIGHT | 0 | -1.6402 | 1.7836 |  |  |  |  | -0.18567 | ResSHWX
2 | 1 | 1 | 1 | 2 | Retail | LED | Decorative and Mini-Base | 665 to 1439 lumens | ANY | Decorative and Mini-Base665 to 1439 lumens | LEDDecorative and Mini-Base665 to 1439 lumens | RetailLEDDecorative and Mini-Base665 to 1439 lumensANY | 1.879 | 0.91018 | 857.4363 | 31.1003 | 2.3573 | 1.7864 | 90.0886 | 9.5177 | 17.8273 | 28708.4233 | 12 | 98% | 100% | 82.07% | 0.0091397 | 21.3437 | 6.5319 | 14.8118 | 14.5156 | 11.9131 | -0.13267 | RetailLEDDecorative and Mini-Base665 to 1439 lumensANY | RetailLEDDecorative and Mini-Base665 to 1439 lumensANY | 11.9131 | 12 | 15.47 | 0 | ResLIGHT | 0 | -2.3573 | 1.7864 |  |  |  |  | -0.13267 | ResSHWX
3 | 1 | 1 | 1 | 3 | Retail | LED | Decorative and Mini-Base | 1440 to 2600 lumens | ANY | Decorative and Mini-Base1440 to 2600 lumens | LEDDecorative and Mini-Base1440 to 2600 lumens | RetailLEDDecorative and Mini-Base1440 to 2600 lumensANY | 1.6305 | 0.92758 | 2095.7288 | 37 | 2.572 | 4.4345 | 85.0837 | 24.6314 | 43.384 | 28708.4233 | 12 | 98% | 100% | 81.73% | 0.0093145 | 22.0351 | 14.6691 | 7.366 | 7.2187 | 5.8997 | -0.067238 | RetailLEDDecorative and Mini-Base1440 to 2600 lumensANY | RetailLEDDecorative and Mini-Base1440 to 2600 lumensANY | 5.8997 | 12 | 40.812 | 0 | ResLIGHT | 0 | -2.572 | 4.4345 |  |  |  |  | -0.067238 | ResSHWX
4 | 1 | 1 | 2 | 1 | Retail | LED | General Purpose and Dimmable | 250 to 664 lumens | ANY | General Purpose and Dimmable250 to 664 lumens | LEDGeneral Purpose and Dimmable250 to 664 lumens | RetailLEDGeneral Purpose and Dimmable250 to 664 lumensANY | 1.7465 | 0.91416 | 473.9897 | 10.5331 | 2.1592 | 8.5398 | 62.4555 | 7.5892 | 4.9794 | 28708.4233 | 12 | 98% | 100% | 81.99% | 0.0091797 | 6.7192 | 4.8413 | 1.8779 | 1.8404 | 1.509 | -0.016894 | RetailLEDGeneral Purpose and Dimmable250 to 664 lumensANY | RetailLEDGeneral Purpose and Dimmable250 to 664 lumensANY | 1.509 | 12 | 2.8202 | 0 | ResLIGHT | 0 | -2.1592 | 8.5398 |  |  |  |  | -0.016894 | ResSHWX
5 | 1 | 1 | 2 | 2 | Retail | LED | General Purpose and Dimmable | 665 to 1439 lumens | ANY | General Purpose and Dimmable665 to 1439 lumens | LEDGeneral Purpose and Dimmable665 to 1439 lumens | RetailLEDGeneral Purpose and Dimmable665 to 1439 lumensANY | 1.8774 | 0.85792 | 949.2054 | 21.0935 | 1.4523 | 7.9446 | 90 | 10.5467 | 8.9137 | 28708.4233 | 12 | 98% | 100% | 83.1% | 0.0086149 | 14.4639 | 7.232 | 7.232 | 7.0873 | 5.8896 | -0.061057 | RetailLEDGeneral Purpose and Dimmable665 to 1439 lumensANY | RetailLEDGeneral Purpose and Dimmable665 to 1439 lumensANY | 5.8896 | 12 | 7.4614 | 0 | ResLIGHT | 0 | -1.4523 | 7.9446 |  |  |  |  | -0.061057 | ResSHWX
6 | 1 | 1 | 2 | 3 | Retail | LED | General Purpose and Dimmable | 1440 to 2600 lumens | ANY | General Purpose and Dimmable1440 to 2600 lumens | LEDGeneral Purpose and Dimmable1440 to 2600 lumens | RetailLEDGeneral Purpose and Dimmable1440 to 2600 lumensANY | 1.9919 | 0.78917 | 1747.5999 | 38.8356 | 1.8911 | 7.4879 | 85 | 20.56 | 21.692 | 28708.4233 | 12 | 98% | 100% | 84.45% | 0.0079246 | 28.2538 | 14.9579 | 13.2959 | 13.03 | 11.0044 | -0.10326 | RetailLEDGeneral Purpose and Dimmable1440 to 2600 lumensANY | RetailLEDGeneral Purpose and Dimmable1440 to 2600 lumensANY | 11.0044 | 12 | 19.8009 | 0 | ResLIGHT | 0 | -1.8911 | 7.4879 |  |  |  |  | -0.10326 | ResSHWX
7 | 1 | 1 | 3 | 1 | Retail | LED | Globe | 250 to 664 lumens | ANY | Globe250 to 664 lumens | LEDGlobe250 to 664 lumens | RetailLEDGlobe250 to 664 lumensANY | 1.3853 | 0.99303 | 474.2845 | 37 | 2.1738 | 2.2409 | 63.5979 | 7.4576 | 6.5889 | 28708.4233 | 12 | 98% | 100% | 80.44% | 0.0099716 | 18.7215 | 3.7734 | 14.9481 | 14.6491 | 11.7836 | -0.14608 | RetailLEDGlobe250 to 664 lumensANY | RetailLEDGlobe250 to 664 lumensANY | 11.7836 | 12 | 4.4152 | 0 | ResLIGHT | 0 | -2.1738 | 2.2409 |  |  |  |  | -0.14608 | ResSHWX
8 | 1 | 1 | 3 | 2 | Retail | LED | Globe | 665 to 1439 lumens | ANY | Globe665 to 1439 lumens | LEDGlobe665 to 1439 lumens | RetailLEDGlobe665 to 1439 lumensANY | 1.4133 | 0.97668 | 854.0139 | 31.1003 | 4.7456 | 2.7621 | 76 | 11.237 | 8.9137 | 28708.4233 | 12 | 98% | 100% | 80.76% | 0.0098075 | 16.0547 | 5.8008 | 10.2539 | 10.0488 | 8.1155 | -0.098554 | RetailLEDGlobe665 to 1439 lumensANY | RetailLEDGlobe665 to 1439 lumensANY | 8.1155 | 12 | 4.1681 | 0 | ResLIGHT | 0 | -4.7456 | 2.7621 |  |  |  |  | -0.098554 | ResSHWX
9 | 1 | 1 | 3 | 3 | Retail | LED | Globe | 1440 to 2600 lumens | ANY | Globe1440 to 2600 lumens | LEDGlobe1440 to 2600 lumens | RetailLEDGlobe1440 to 2600 lumensANY | 1.8779 | 0.84855 | 1845.0029 | 37 | 5.4627 | 2.0492 | 86.5548 | 21.316 | 21.692 | 28708.4233 | 12 | 98% | 100% | 83.29% | 0.0085208 | 25.3786 | 14.6208 | 10.7578 | 10.5426 | 8.7804 | -0.089832 | RetailLEDGlobe1440 to 2600 lumensANY | RetailLEDGlobe1440 to 2600 lumensANY | 8.7804 | 12 | 16.2293 | 0 | ResLIGHT | 0 | -5.4627 | 2.0492 |  |  |  |  | -0.089832 | ResSHWX
10 | 1 | 1 | 4 | 1 | Retail | LED | Reflectors and Outdoor | 250 to 664 lumens | ANY | Reflectors and Outdoor250 to 664 lumens | LEDReflectors and Outdoor250 to 664 lumens | RetailLEDReflectors and Outdoor250 to 664 lumensANY | 1.9507 | 0.94623 | 479.7317 | 38 | 4.635 | 2.1003 | 56.3259 | 8.5171 | 21.1954 | 28708.4233 | 12 | 98% | 100% | 81.36% | 0.0095017 | 27.0745 | 6.0683 | 21.0062 | 20.586 | 16.749 | -0.1956 | RetailLEDReflectors and Outdoor250 to 664 lumensANY | RetailLEDReflectors and Outdoor250 to 664 lumensANY | 16.749 | 12 | 16.5604 | 0 | ResLIGHT | 0 | -4.635 | 2.1003 |  |  |  |  | -0.1956 | ResSHWX
11 | 1 | 1 | 4 | 2 | Retail | LED | Reflectors and Outdoor | 665 to 1439 lumens | ANY | Reflectors and Outdoor665 to 1439 lumens | LEDReflectors and Outdoor665 to 1439 lumens | RetailLEDReflectors and Outdoor665 to 1439 lumensANY | 2.2113 | 0.82932 | 972.5545 | 33.8016 | 6.0026 | 2.7606 | 67 | 14.5157 | 17.9355 | 28708.4233 | 12 | 98% | 100% | 83.66% | 0.0083278 | 27.3008 | 11.724 | 15.5768 | 15.2652 | 12.7715 | -0.12713 | RetailLEDReflectors and Outdoor665 to 1439 lumensANY | RetailLEDReflectors and Outdoor665 to 1439 lumensANY | 12.7715 | 12 | 11.9329 | 0 | ResLIGHT | 0 | -6.0026 | 2.7606 |  |  |  |  | -0.12713 | ResSHWX
12 | 1 | 1 | 4 | 3 | Retail | LED | Reflectors and Outdoor | 1440 to 2600 lumens | ANY | Reflectors and Outdoor1440 to 2600 lumens | LEDReflectors and Outdoor1440 to 2600 lumens | RetailLEDReflectors and Outdoor1440 to 2600 lumensANY | 3.1412 | 0.29852 | 1835.2728 | 92 | 6.8379 | 1.8152 | 67 | 27.3921 | 32.538 | 28708.4233 | 12 | 98% | 100% | 94.12% | 0.0029976 | 105.554 | 31.4277 | 74.1263 | 72.6438 | 68.3721 | -0.21776 | RetailLEDReflectors and Outdoor1440 to 2600 lumensANY | RetailLEDReflectors and Outdoor1440 to 2600 lumensANY | 68.3721 | 12 | 25.7001 | 0 | ResLIGHT | 0 | -6.8379 | 1.8152 |  |  |  |  | -0.21776 | ResSHWX
13 | 1 | 1 | 5 | 1 | Retail | LED | Three-Way | 250 to 664 lumens | ANY | Three-Way250 to 664 lumens | LEDThree-Way250 to 664 lumens | RetailLEDThree-Way250 to 664 lumensANY | 1.6417 | 1 | 415.0645 | 91 | 2.5086 | 1.9665 | 62.4555 | 6.6458 | 21.1954 | 28708.4233 | 12 | 98% | 100% | 80.3% | 0.010042 | 54.5654 | 3.9849 | 50.5804 | 49.5688 | 39.8046 | -0.49775 | RetailLEDThree-Way250 to 664 lumensANY | RetailLEDThree-Way250 to 664 lumensANY | 39.8046 | 12 | 18.6868 | 0 | ResLIGHT | 0 | -2.5086 | 1.9665 |  |  |  |  | -0.49775 | ResSHWX
14 | 1 | 1 | 5 | 2 | Retail | LED | Three-Way | 665 to 1439 lumens | ANY | Three-Way665 to 1439 lumens | LEDThree-Way665 to 1439 lumens | RetailLEDThree-Way665 to 1439 lumensANY | 1.9013 | 0.99779 | 1132.841 | 91 | 6.0204 | 3.7099 | 90 | 12.5871 | 17.9355 | 28708.4233 | 12 | 98% | 100% | 80.35% | 0.010019 | 63.1949 | 8.7411 | 54.4538 | 53.3647 | 42.8759 | -0.53469 | RetailLEDThree-Way665 to 1439 lumensANY | RetailLEDThree-Way665 to 1439 lumensANY | 42.8759 | 12 | 11.915 | 0 | ResLIGHT | 0 | -6.0204 | 3.7099 |  |  |  |  | -0.53469 | ResSHWX
15 | 1 | 1 | 5 | 3 | Retail | LED | Three-Way | 1440 to 2600 lumens | ANY | Three-Way1440 to 2600 lumens | LEDThree-Way1440 to 2600 lumens | RetailLEDThree-Way1440 to 2600 lumensANY | 1.9748 | 0.99652 | 1994.6303 | 91 | 5.8124 | 1.7653 | 85 | 23.4662 | 32.538 | 28708.4233 | 12 | 98% | 100% | 80.37% | 0.010007 | 65.6392 | 16.9264 | 48.7128 | 47.7385 | 38.3675 | -0.47771 | RetailLEDThree-Way1440 to 2600 lumensANY | RetailLEDThree-Way1440 to 2600 lumensANY | 38.3675 | 12 | 26.7256 | 0 | ResLIGHT | 0 | -5.8124 | 1.7653 |  |  |  |  | -0.47771 | ResSHWX
16 | 1 | 2 | 1 | 1 | Retail | Compact Fluorescent | Decorative and Mini-Base | 250 to 664 lumens | ANY | Decorative and Mini-Base250 to 664 lumens | Compact FluorescentDecorative and Mini-Base250 to 664 lumens | RetailCompact FluorescentDecorative and Mini-Base250 to 664 lumensANY | 1.7917 | 0.9504 | 416.6032 | 37 | 1.6402 | 1.7836 | 47.3265 | 8.8028 | 3.4099 | 5447.6374 | 8.3244 | 74.48% | 109.1% | 81.28% | 0.0095436 | 24.2134 | 5.7607 | 18.4527 | 13.7436 | 11.1706 | -0.13116 | RetailCompact FluorescentDecorative and Mini-Base250 to 664 lumensANY | RetailCompact FluorescentDecorative and Mini-Base250 to 664 lumensANY | 11.1706 | 9.0812 | 1.7697 | 0 | ResLIGHT | 0 | -1.6402 | 1.7836 |  |  |  |  | -0.13116 | ResSHWX
17 | 1 | 2 | 1 | 2 | Retail | Compact Fluorescent | Decorative and Mini-Base | 665 to 1439 lumens | ANY | Decorative and Mini-Base665 to 1439 lumens | Compact FluorescentDecorative and Mini-Base665 to 1439 lumens | RetailCompact FluorescentDecorative and Mini-Base665 to 1439 lumensANY | 1.879 | 0.91018 | 857.4363 | 31.1003 | 2.3573 | 1.7864 | 63.3937 | 13.5256 | 2.3873 | 5447.6374 | 7.9378 | 74.48% | 109.1% | 82.07% | 0.0091397 | 21.3437 | 9.2824 | 12.0613 | 8.9832 | 7.3726 | -0.082104 | RetailCompact FluorescentDecorative and Mini-Base665 to 1439 lumensANY | RetailCompact FluorescentDecorative and Mini-Base665 to 1439 lumensANY | 7.3726 | 8.6595 | 0.05 | 0 | ResLIGHT | 0 | -2.3573 | 1.7864 |  |  |  |  | -0.082104 | ResSHWX
18 | 1 | 2 | 1 | 3 | Retail | Compact Fluorescent | Decorative and Mini-Base | 1440 to 2600 lumens | ANY | Decorative and Mini-Base1440 to 2600 lumens | Compact FluorescentDecorative and Mini-Base1440 to 2600 lumens | RetailCompact FluorescentDecorative and Mini-Base1440 to 2600 lumensANY | 1.6305 | 0.92758 | 2095.7288 | 37 | 2.572 | 4.4345 | [no products] | #VALUE! | 3.4099 | 5447.6374 | 9.1473 | 74.48% | 109.1% | 81.73% | 0.0093145 | 22.0351 | #VALUE! | #VALUE! | #VALUE! | #VALUE! | #VALUE! | RetailCompact FluorescentDecorative and Mini-Base1440 to 2600 lumensANY | RetailCompact FluorescentDecorative and Mini-Base1440 to 2600 lumensANY | 0 | 1 | 999 | 0 | ResLIGHT | 0 | 999 | 999 |  |  |  |  | 999 | ResSHWX
19 | 1 | 2 | 2 | 1 | Retail | Compact Fluorescent | General Purpose and Dimmable | 250 to 664 lumens | ANY | General Purpose and Dimmable250 to 664 lumens | Compact FluorescentGeneral Purpose and Dimmable250 to 664 lumens | RetailCompact FluorescentGeneral Purpose and Dimmable250 to 664 lumensANY | 1.7465 | 0.91416 | 473.9897 | 30 | 2.2922 | 2.2213 | 57.6767 | 8.218 | 2.1592 | 5447.6374 | 8.5398 | 74.48% | 109.1% | 81.99% | 0.0091797 | 19.1374 | 5.2424 | 13.895 | 10.349 | 8.4854 | -0.095001 | RetailCompact FluorescentGeneral Purpose and Dimmable250 to 664 lumensANY | RetailCompact FluorescentGeneral Purpose and Dimmable250 to 664 lumensANY | 8.4854 | 9.3161 | 0.05 | 0 | ResLIGHT | 0 | -2.2922 | 2.2213 |  |  |  |  | -0.095001 | ResSHWX
20 | 1 | 2 | 2 | 2 | Retail | Compact Fluorescent | General Purpose and Dimmable | 665 to 1439 lumens | ANY | General Purpose and Dimmable665 to 1439 lumens | Compact FluorescentGeneral Purpose and Dimmable665 to 1439 lumens | RetailCompact FluorescentGeneral Purpose and Dimmable665 to 1439 lumensANY | 1.8774 | 0.85792 | 949.2054 | 28.1085 | 1.8939 | 4.3221 | 64.5935 | 14.6951 | 1.4523 | 5447.6374 | 7.9446 | 74.48% | 109.1% | 83.1% | 0.0086149 | 19.2742 | 10.0765 | 9.1977 | 6.8504 | 5.6927 | -0.059016 | RetailCompact FluorescentGeneral Purpose and Dimmable665 to 1439 lumensANY | RetailCompact FluorescentGeneral Purpose and Dimmable665 to 1439 lumensANY | 5.6927 | 8.6668 | 0.05 | 0 | ResLIGHT | 0 | -1.8939 | 4.3221 |  |  |  |  | -0.059016 | ResSHWX
21 | 1 | 2 | 2 | 3 | Retail | Compact Fluorescent | General Purpose and Dimmable | 1440 to 2600 lumens | ANY | General Purpose and Dimmable1440 to 2600 lumens | Compact FluorescentGeneral Purpose and Dimmable1440 to 2600 lumens | RetailCompact FluorescentGeneral Purpose and Dimmable1440 to 2600 lumensANY | 1.9919 | 0.78917 | 1747.5999 | 37 | 1.8248 | 3.8347 | 69.3526 | 25.1988 | 1.8911 | 5447.6374 | 7.4879 | 74.48% | 109.1% | 84.45% | 0.0079246 | 26.9184 | 18.3327 | 8.5857 | 6.3946 | 5.4005 | -0.050675 | RetailCompact FluorescentGeneral Purpose and Dimmable1440 to 2600 lumensANY | RetailCompact FluorescentGeneral Purpose and Dimmable1440 to 2600 lumensANY | 5.4005 | 8.1686 | 0.066278 | 0 | ResLIGHT | 0 | -1.8248 | 3.8347 |  |  |  |  | -0.050675 | ResSHWX
22 | 1 | 2 | 3 | 1 | Retail | Compact Fluorescent | Globe | 250 to 664 lumens | ANY | Globe250 to 664 lumens | Compact FluorescentGlobe250 to 664 lumens | RetailCompact FluorescentGlobe250 to 664 lumensANY | 1.3853 | 0.99303 | 474.2845 | 37 | 2.1738 | 2.2409 | 52.3575 | 9.0586 | 1.6907 | 5447.6374 | 10.7664 | 74.48% | 109.1% | 80.44% | 0.0099716 | 18.7215 | 4.5835 | 14.138 | 10.53 | 8.4702 | -0.105 | RetailCompact FluorescentGlobe250 to 664 lumensANY | RetailCompact FluorescentGlobe250 to 664 lumensANY | 8.4702 | 11.7451 | 0.05 | 0 | ResLIGHT | 0 | -2.1738 | 2.2409 |  |  |  |  | -0.105 | ResSHWX
23 | 1 | 2 | 3 | 2 | Retail | Compact Fluorescent | Globe | 665 to 1439 lumens | ANY | Globe665 to 1439 lumens | Compact FluorescentGlobe665 to 1439 lumens | RetailCompact FluorescentGlobe665 to 1439 lumensANY | 1.4133 | 0.97668 | 854.0139 | 31.1003 | 4.7456 | 2.7621 | 56.2887 | 15.172 | 5.0118 | 5447.6374 | 10.5528 | 74.48% | 109.1% | 80.76% | 0.0098075 | 16.0547 | 7.8322 | 8.2226 | 6.1242 | 4.9459 | -0.060063 | RetailCompact FluorescentGlobe665 to 1439 lumensANY | RetailCompact FluorescentGlobe665 to 1439 lumensANY | 4.9459 | 11.5122 | 0.26624 | 0 | ResLIGHT | 0 | -4.7456 | 2.7621 |  |  |  |  | -0.060063 | ResSHWX
24 | 1 | 2 | 3 | 3 | Retail | Compact Fluorescent | Globe | 1440 to 2600 lumens | ANY | Globe1440 to 2600 lumens | Compact FluorescentGlobe1440 to 2600 lumens | RetailCompact FluorescentGlobe1440 to 2600 lumensANY | 1.8779 | 0.84855 | 1845.0029 | 37 | 5.4627 | 2.0492 | [no products] | #VALUE! | 5.0118 | 5447.6374 | 7.9422 | 74.48% | 109.1% | 83.29% | 0.0085208 | 25.3786 | #VALUE! | #VALUE! | #VALUE! | #VALUE! | #VALUE! | RetailCompact FluorescentGlobe1440 to 2600 lumensANY | RetailCompact FluorescentGlobe1440 to 2600 lumensANY | 0 | 1 | 999 | 0 | ResLIGHT | 0 | 999 | 999 |  |  |  |  | 999 | ResSHWX
25 | 1 | 2 | 4 | 1 | Retail | Compact Fluorescent | Reflectors and Outdoor | 250 to 664 lumens | ANY | Reflectors and Outdoor250 to 664 lumens | Compact FluorescentReflectors and Outdoor250 to 664 lumens | RetailCompact FluorescentReflectors and Outdoor250 to 664 lumensANY | 1.9507 | 0.94623 | 479.7317 | 38 | 4.635 | 2.1003 | 43.6523 | 10.9898 | 4.6039 | 5447.6374 | 7.646 | 74.48% | 109.1% | 81.36% | 0.0095017 | 27.0745 | 7.8301 | 19.2444 | 14.3332 | 11.6616 | -0.13619 | RetailCompact FluorescentReflectors and Outdoor250 to 664 lumensANY | RetailCompact FluorescentReflectors and Outdoor250 to 664 lumensANY | 11.6616 | 8.341 | 0.05 | 0 | ResLIGHT | 0 | -4.635 | 2.1003 |  |  |  |  | -0.13619 | ResSHWX
26 | 1 | 2 | 4 | 2 | Retail | Compact Fluorescent | Reflectors and Outdoor | 665 to 1439 lumens | ANY | Reflectors and Outdoor665 to 1439 lumens | Compact FluorescentReflectors and Outdoor665 to 1439 lumens | RetailCompact FluorescentReflectors and Outdoor665 to 1439 lumensANY | 2.2113 | 0.82932 | 972.5545 | 33.8016 | 6.0026 | 2.7606 | 50.2916 | 19.3383 | 3.1115 | 5447.6374 | 6.7448 | 74.48% | 109.1% | 83.66% | 0.0083278 | 27.3008 | 15.6191 | 11.6817 | 8.7005 | 7.2792 | -0.072456 | RetailCompact FluorescentReflectors and Outdoor665 to 1439 lumensANY | RetailCompact FluorescentReflectors and Outdoor665 to 1439 lumensANY | 7.2792 | 7.358 | 0.05 | 0 | ResLIGHT | 0 | -6.0026 | 2.7606 |  |  |  |  | -0.072456 | ResSHWX
27 | 1 | 2 | 4 | 3 | Retail | Compact Fluorescent | Reflectors and Outdoor | 1440 to 2600 lumens | ANY | Reflectors and Outdoor1440 to 2600 lumens | Compact FluorescentReflectors and Outdoor1440 to 2600 lumens | RetailCompact FluorescentReflectors and Outdoor1440 to 2600 lumensANY | 3.1412 | 0.29852 | 1835.2728 | 92 | 6.8379 | 1.8152 | 67.3077 | 27.2669 | 9.8501 | 5447.6374 | 4.7481 | 74.48% | 109.1% | 94.12% | 0.0029976 | 105.554 | 31.284 | 74.27 | 55.3163 | 52.0635 | -0.16582 | RetailCompact FluorescentReflectors and Outdoor1440 to 2600 lumensANY | RetailCompact FluorescentReflectors and Outdoor1440 to 2600 lumensANY | 52.0635 | 5.1798 | 3.0122 | 0 | ResLIGHT | 0 | -6.8379 | 1.8152 |  |  |  |  | -0.16582 | ResSHWX
28 | 1 | 2 | 5 | 1 | Retail | Compact Fluorescent | Three-Way | 250 to 664 lumens | ANY | Three-Way250 to 664 lumens | Compact FluorescentThree-Way250 to 664 lumens | RetailCompact FluorescentThree-Way250 to 664 lumensANY | 1.6417 | 1 | 415.0645 | 91 | 2.5086 | 1.9665 | [no products] | #VALUE! | 12.376 | 5447.6374 | 9.0852 | 74.48% | 109.1% | 80.3% | 0.010042 | 54.5654 | #VALUE! | #VALUE! | #VALUE! | #VALUE! | #VALUE! | RetailCompact FluorescentThree-Way250 to 664 lumensANY | RetailCompact FluorescentThree-Way250 to 664 lumensANY | 0 | 1 | 999 | 0 | ResLIGHT | 0 | 999 | 999 |  |  |  |  | 999 | ResSHWX
29 | 1 | 2 | 5 | 2 | Retail | Compact Fluorescent | Three-Way | 665 to 1439 lumens | ANY | Three-Way665 to 1439 lumens | Compact FluorescentThree-Way665 to 1439 lumens | RetailCompact FluorescentThree-Way665 to 1439 lumensANY | 1.9013 | 0.99779 | 1132.841 | 91 | 6.0204 | 3.7099 | 42.211 | 26.8376 | 10.6273 | 5447.6374 | 7.8445 | 74.48% | 109.1% | 80.35% | 0.010019 | 63.1949 | 18.6373 | 44.5576 | 33.1865 | 26.6637 | -0.33251 | RetailCompact FluorescentThree-Way665 to 1439 lumensANY | RetailCompact FluorescentThree-Way665 to 1439 lumensANY | 26.6637 | 8.5577 | 4.6069 | 0 | ResLIGHT | 0 | -6.0204 | 3.7099 |  |  |  |  | -0.33251 | ResSHWX
30 | 1 | 2 | 5 | 3 | Retail | Compact Fluorescent | Three-Way | 1440 to 2600 lumens | ANY | Three-Way1440 to 2600 lumens | Compact FluorescentThree-Way1440 to 2600 lumens | RetailCompact FluorescentThree-Way1440 to 2600 lumensANY | 1.9748 | 0.99652 | 1994.6303 | 91 | 5.8124 | 1.7653 | 50.1268 | 39.7917 | 12.376 | 5447.6374 | 7.5524 | 74.48% | 109.1% | 80.37% | 0.010007 | 65.6392 | 28.7022 | 36.9371 | 27.5107 | 22.1104 | -0.27529 | RetailCompact FluorescentThree-Way1440 to 2600 lumensANY | RetailCompact FluorescentThree-Way1440 to 2600 lumensANY | 22.1104 | 8.239 | 6.5637 | 0 | ResLIGHT | 0 | -5.8124 | 1.7653 |  |  |  |  | -0.27529 | ResSHWX
Note on AZ8: :ProCost Periodic replacement costs and savings of the measure. These are costs and savings that occur periodically, but at different periods than annually. Can be positive or negative. Periodic replacement costs for both the measure and the baseline measure should be included if applicable. ProCost can analyze these costs in two ways dependent on the 'Repeat Periodic Replacement' switch in the ProData page. When set to 'On', ProCost repeats replacement costs for multiple times over the life of a measure depending on the input period and measure life. For example fluorescent lamps may have a 4-year replacement cycle that repeats 3 times in a 15-year measure life. When set to 'Off', ProCost reads the period as the year after installation that the replacement cost occurs and does not subsequently reinstall or repeat the replacement costs. For example a compressor may be replaced only once in the life of a heat-pump system. Example: A new fluorescent lighting systems may have a measure life of 15 years, and a lamp life of five years. Two lamps per fixture must be replaced at years 6 and 11. Lamp and labor costs, expressed as positive costs, are entered as a cost and the period would be entered as 5. The baseline measure may have a four year lamp life and would have required a three-lamp replacement at years 5, 9 and 13. Lamp and labor replacement costs would be entered as annual savings in dollars with a 4-year period. ProCost determines the net present value of the two cost streams.
Note on BF8: :ProCost If the measure has gas savings for increases, enter the annual savings and shape of the savings here. Example: Clothes washer saves electric motor and dryer energy and gas water heat.
Note on T9: Tina Jayaweera: If General Purpose, use 45 lm/W baseline. Else use current assumption
Note on U9: Tina Jayaweera: Use CFL cost for general purpose, else use rbsa measure mix
Note on V9: Tina Jayaweera: For general purpose, use CFL baseline
Note on AR9: :ProCost Category for the measure. Individual measures can be grouped into categories. ProCost output is reported by measure and by category. All measures must belong to at least one category. Category name can be the same as measure name. Example: Measures can be combined into one category if they have components with different load shapes or measure lives. On wash machines there may be one load shape for the electric motor savings component, a second load shape for the electric water heat savings component and a third shape for electric dryer savings component.
Note on AS9: :ProCost Name of Measure. User-defined. For PTR measures, defined naming conventions apply.
Note on AT9: :ProCost Annual electric savings for the measure in kWh at the site. May be positive, negative or zero. Savings are incremental to the baseline alternative.
Note on AU9: :ProCost Physical life of the measure in years. Must be >=1.
Note on AV9: :ProCost Initial cost to install the measure in dollars. Costs are incremental to the baseline alternative. Dollars must be denominated in the same year as 'Input Cost Reference Year' input on the ProData page.
Note on AW9: :ProCost Annual operations and maintenance cost for the measure in dollars. Must be incremental cost over the baseline alternative. May be positive, negative or zero. Dollars must be denominated in the same year as 'Input Cost Reference Year' input on the ProData page. O&M costs are entered as positive values. Negative values represent O&M savings compared to the baseline alternative. Example: Annualized maintenance cost for a heat pump heating system compared to a baseline electric resistance heating system.
Note on AX9: :ProCost Name of the pointer to the shape of the savings. The shapes represent the daily and monthly shape of the savings in four time segments for each month of the year. Shape of the savings is relative to the baseline alternative. These shapes are in the MC_AND_Loadshape file.
Note on AY9: :ProCost Annual value of any non-energy benefits of the measure, relative to the baseline alternative. Expressed in dollars per year and denominated in dollars of the 'Cost Reference Year'. Positive value represents dollar savings. Negative value represents dollar cost. Example: Water, detergent and sewer savings from efficient clothes washer.
Note on AZ9: : Cost in dollars that is incurred for Period 1. Positive value if cost. Negative value if savings. Dollars must be denominated in the same year as 'Input Cost Reference Year' input on the ProData page.
Note on BA9: :ProCost Duration of Period1. The time at which Period 1 costs, or savings, occur. In years.
Note on BB9: : Cost in dollars that is incurred for Period 2 Positive value if cost. Negative value if savings. Dollars must be denominated in the same year as 'Input Cost Reference Year' input on the ProData page.
Note on BC9: :ProCost Duration of Period 2. The time at which Period 2 costs, or savings, occur. In years.
Note on BD9: : Cost in dollars that is incurred for Period 3. Positive value if cost. Negative value if savings. Dollars must be denominated in the same year as 'Input Cost Reference Year' input on the ProData page.
Note on BE9: :ProCost Duration of Period 3. The time at which Period 3 costs, or savings, occur. In years.
Note on BF9: : Annual gas savings, or increases, in therms.
Note on BG9: :ProCost Name of the pointer to the shape of the savings. The shapes represent the daily and monthly shape of the savings in four time segments for each month of the year. Shape of the savings is relative to the baseline alternative. These shapes are in the MC_AND_Loadshape file.

## Summary Tables
[7 empty] | Compact Fluorescent | Compact Fluorescent | LED | LED
Data Availability
|  |  |  | RBSA (Baseline wattage, HOU, conditioned space) |  |  | CFLs |  | LEDs |  |  |  | RBSA Lookup Name |  |  |  | Efficient Lamp Lookup
|  | Lamp Type | Lumen Category | Moderate and High-use Interior | Low-use Interior | Exterior | Energy Star QPL (efficacy, lifetime) | Simple Steps (cost) | Energy Star QPL (efficacy, lifetime) | Simple Steps (cost)
Decorative and Mini-Base | 250 to 664 lumens | Decorative and Mini-Base | 250 to 664 lumens | 1386 | 494 | 70 | 13 | 4332 | 74 | 0 |  |  | YESIncandescent and HalogenModerate and High-use InteriorDecorative and Mini-Base250 to 664 lumens | YESIncandescent and HalogenLow-use InteriorDecorative and Mini-Base250 to 664 lumens | YESIncandescent and HalogenExteriorDecorative and Mini-Base250 to 664 lumens |  | Compact FluorescentDecorative and Mini-Base250 to 664 lumens | Compact FluorescentDecorative and Mini-Base250 to 664 lumens | LEDDecorative and Mini-Base250 to 664 lumens | LEDDecorative and Mini-Base250 to 664 lumens
Decorative and Mini-Base | 665 to 1439 lumens |  | 665 to 1439 lumens | 353 | 179 | 33 | 1 | 2572 | 0 | 0 |  |  | YESIncandescent and HalogenModerate and High-use InteriorDecorative and Mini-Base665 to 1439 lumens | YESIncandescent and HalogenLow-use InteriorDecorative and Mini-Base665 to 1439 lumens | YESIncandescent and HalogenExteriorDecorative and Mini-Base665 to 1439 lumens |  | Compact FluorescentDecorative and Mini-Base665 to 1439 lumens | Compact FluorescentDecorative and Mini-Base665 to 1439 lumens | LEDDecorative and Mini-Base665 to 1439 lumens | LEDDecorative and Mini-Base665 to 1439 lumens
Decorative and Mini-Base | 1440 to 2600 lumens |  | 1440 to 2600 lumens | 11 | 5 | 1 | 0 | 0 | 0 | 0 |  |  | YESIncandescent and HalogenModerate and High-use InteriorDecorative and Mini-Base1440 to 2600 lumens | YESIncandescent and HalogenLow-use InteriorDecorative and Mini-Base1440 to 2600 lumens | YESIncandescent and HalogenExteriorDecorative and Mini-Base1440 to 2600 lumens |  | Compact FluorescentDecorative and Mini-Base1440 to 2600 lumens | Compact FluorescentDecorative and Mini-Base1440 to 2600 lumens | LEDDecorative and Mini-Base1440 to 2600 lumens | LEDDecorative and Mini-Base1440 to 2600 lumens
General Purpose and Dimmable | 250 to 664 lumens | General Purpose and Dimmable | 250 to 664 lumens | 1738 | 934 | 100 | 73 | 8813 | 64 | 497 |  |  | YESIncandescent and HalogenModerate and High-use InteriorGeneral Purpose and Dimmable250 to 664 lumens | YESIncandescent and HalogenLow-use InteriorGeneral Purpose and Dimmable250 to 664 lumens | YESIncandescent and HalogenExteriorGeneral Purpose and Dimmable250 to 664 lumens |  | Compact FluorescentGeneral Purpose and Dimmable250 to 664 lumens | Compact FluorescentGeneral Purpose and Dimmable250 to 664 lumens | LEDGeneral Purpose and Dimmable250 to 664 lumens | LEDGeneral Purpose and Dimmable250 to 664 lumens
General Purpose and Dimmable | 665 to 1439 lumens |  | 665 to 1439 lumens | 7807 | 4623 | 1025 | 313 | 42110 | 178 | 844 |  |  | YESIncandescent and HalogenModerate and High-use InteriorGeneral Purpose and Dimmable665 to 1439 lumens | YESIncandescent and HalogenLow-use InteriorGeneral Purpose and Dimmable665 to 1439 lumens | YESIncandescent and HalogenExteriorGeneral Purpose and Dimmable665 to 1439 lumens |  | Compact FluorescentGeneral Purpose and Dimmable665 to 1439 lumens | Compact FluorescentGeneral Purpose and Dimmable665 to 1439 lumens | LEDGeneral Purpose and Dimmable665 to 1439 lumens | LEDGeneral Purpose and Dimmable665 to 1439 lumens
General Purpose and Dimmable | 1440 to 2600 lumens |  | 1440 to 2600 lumens | 1190 | 485 | 153 | 144 | 20038 | 23 | 0 |  |  | YESIncandescent and HalogenModerate and High-use InteriorGeneral Purpose and Dimmable1440 to 2600 lumens | YESIncandescent and HalogenLow-use InteriorGeneral Purpose and Dimmable1440 to 2600 lumens | YESIncandescent and HalogenExteriorGeneral Purpose and Dimmable1440 to 2600 lumens |  | Compact FluorescentGeneral Purpose and Dimmable1440 to 2600 lumens | Compact FluorescentGeneral Purpose and Dimmable1440 to 2600 lumens | LEDGeneral Purpose and Dimmable1440 to 2600 lumens | LEDGeneral Purpose and Dimmable1440 to 2600 lumens
Globe | 250 to 664 lumens | Globe | 250 to 664 lumens | 163 | 691 | 9 | 19 | 8940 | 69 | 144 |  |  | YESIncandescent and HalogenModerate and High-use InteriorGlobe250 to 664 lumens | YESIncandescent and HalogenLow-use InteriorGlobe250 to 664 lumens | YESIncandescent and HalogenExteriorGlobe250 to 664 lumens |  | Compact FluorescentGlobe250 to 664 lumens | Compact FluorescentGlobe250 to 664 lumens | LEDGlobe250 to 664 lumens | LEDGlobe250 to 664 lumens
Globe | 665 to 1439 lumens |  | 665 to 1439 lumens | 143 | 405 | 8 | 13 | 4959 | 3 | 0 |  |  | YESIncandescent and HalogenModerate and High-use InteriorGlobe665 to 1439 lumens | YESIncandescent and HalogenLow-use InteriorGlobe665 to 1439 lumens | YESIncandescent and HalogenExteriorGlobe665 to 1439 lumens |  | Compact FluorescentGlobe665 to 1439 lumens | Compact FluorescentGlobe665 to 1439 lumens | LEDGlobe665 to 1439 lumens | LEDGlobe665 to 1439 lumens
Globe | 1440 to 2600 lumens |  | 1440 to 2600 lumens | 42 | 17 | 1 | 0 | 0 | 0 | 0 |  |  | YESIncandescent and HalogenModerate and High-use InteriorGlobe1440 to 2600 lumens | YESIncandescent and HalogenLow-use InteriorGlobe1440 to 2600 lumens | YESIncandescent and HalogenExteriorGlobe1440 to 2600 lumens |  | Compact FluorescentGlobe1440 to 2600 lumens | Compact FluorescentGlobe1440 to 2600 lumens | LEDGlobe1440 to 2600 lumens | LEDGlobe1440 to 2600 lumens
Reflectors and Outdoor | 250 to 664 lumens | Reflectors and Outdoor | 250 to 664 lumens | 235 | 93 | 16 | 25 | 11910 | 460 | 767 |  |  | YESIncandescent and HalogenModerate and High-use InteriorReflectors and Outdoor250 to 664 lumens | YESIncandescent and HalogenLow-use InteriorReflectors and Outdoor250 to 664 lumens | YESIncandescent and HalogenExteriorReflectors and Outdoor250 to 664 lumens |  | Compact FluorescentReflectors and Outdoor250 to 664 lumens | Compact FluorescentReflectors and Outdoor250 to 664 lumens | LEDReflectors and Outdoor250 to 664 lumens | LEDReflectors and Outdoor250 to 664 lumens
Reflectors and Outdoor | 665 to 1439 lumens |  | 665 to 1439 lumens | 1395 | 873 | 442 | 60 | 35018 | 998 | 2217 |  |  | YESIncandescent and HalogenModerate and High-use InteriorReflectors and Outdoor665 to 1439 lumens | YESIncandescent and HalogenLow-use InteriorReflectors and Outdoor665 to 1439 lumens | YESIncandescent and HalogenExteriorReflectors and Outdoor665 to 1439 lumens |  | Compact FluorescentReflectors and Outdoor665 to 1439 lumens | Compact FluorescentReflectors and Outdoor665 to 1439 lumens | LEDReflectors and Outdoor665 to 1439 lumens | LEDReflectors and Outdoor665 to 1439 lumens
Reflectors and Outdoor | 1440 to 2600 lumens |  | 1440 to 2600 lumens | 42 | 80 | 205 | 0 | 10 | 17 | 0 |  |  | YESIncandescent and HalogenModerate and High-use InteriorReflectors and Outdoor1440 to 2600 lumens | YESIncandescent and HalogenLow-use InteriorReflectors and Outdoor1440 to 2600 lumens | YESIncandescent and HalogenExteriorReflectors and Outdoor1440 to 2600 lumens |  | Compact FluorescentReflectors and Outdoor1440 to 2600 lumens | Compact FluorescentReflectors and Outdoor1440 to 2600 lumens | LEDReflectors and Outdoor1440 to 2600 lumens | LEDReflectors and Outdoor1440 to 2600 lumens
Three-Way | 250 to 664 lumens | Three-Way | 250 to 664 lumens | 6 | 1 | 0 | 0 | 0 | 0 | 0 |  |  | YESIncandescent and HalogenModerate and High-use InteriorThree-Way250 to 664 lumens | YESIncandescent and HalogenLow-use InteriorThree-Way250 to 664 lumens | YESIncandescent and HalogenExteriorThree-Way250 to 664 lumens |  | Compact FluorescentThree-Way250 to 664 lumens | Compact FluorescentThree-Way250 to 664 lumens | LEDThree-Way250 to 664 lumens | LEDThree-Way250 to 664 lumens
Three-Way | 665 to 1439 lumens |  | 665 to 1439 lumens | 105 | 3 | 0 | 0 | 4816 | 0 | 0 |  |  | YESIncandescent and HalogenModerate and High-use InteriorThree-Way665 to 1439 lumens | YESIncandescent and HalogenLow-use InteriorThree-Way665 to 1439 lumens | YESIncandescent and HalogenExteriorThree-Way665 to 1439 lumens |  | Compact FluorescentThree-Way665 to 1439 lumens | Compact FluorescentThree-Way665 to 1439 lumens | LEDThree-Way665 to 1439 lumens | LEDThree-Way665 to 1439 lumens
Three-Way | 1440 to 2600 lumens |  | 1440 to 2600 lumens | 528 | 46 | 2 | 9 | 3810 | 0 | 0 |  |  | YESIncandescent and HalogenModerate and High-use InteriorThree-Way1440 to 2600 lumens | YESIncandescent and HalogenLow-use InteriorThree-Way1440 to 2600 lumens | YESIncandescent and HalogenExteriorThree-Way1440 to 2600 lumens |  | Compact FluorescentThree-Way1440 to 2600 lumens | Compact FluorescentThree-Way1440 to 2600 lumens | LEDThree-Way1440 to 2600 lumens | LEDThree-Way1440 to 2600 lumens
Baseline, RBSA Presence
|  |  |  | NUMBER OF RECORDS |  |  |  | LAMP WEIGHT |  |  |  | LAMP WEIGHT PERCENTAGE |  |  |  | LAMP WATTAGE |  |  |  | LAMP COST |  |  | LAMP HOU |  |  | LAMP LIFETIME |  |  | CONDITIONED SPACE PERCENTAGE |  |  | LOOKUP NAME
Lumen Bin
Delivery Mechanism | Lamp Type | Space Type |  | 250 to 664 lumens | 665 to 1439 lumens | 1440 to 2600 lumens |  | 250 to 664 lumens | 665 to 1439 lumens | 1440 to 2600 lumens |  | 250 to 664 lumens | 665 to 1439 lumens | 1440 to 2600 lumens |  | 250 to 664 lumens | 665 to 1439 lumens | 1440 to 2600 lumens |  | 250 to 664 lumens | 665 to 1439 lumens | 1440 to 2600 lumens | 250 to 664 lumens | 665 to 1439 lumens | 1440 to 2600 lumens | 250 to 664 lumens | 665 to 1439 lumens | 1440 to 2600 lumens | 250 to 664 lumens | 665 to 1439 lumens | 1440 to 2600 lumens | 250 to 664 lumens | 665 to 1439 lumens | 1440 to 2600 lumens
Direct Install | Decorative and Mini-Base | Moderate and High-use Interior |  | 1386 | 353 | 11 |  | 11776369.0031 | 3175719.4361 | 32662.2209 |  | 7.102% | 1.915% | 0.0197% |  | 30.6751 | 51.0423 | 76.8049 |  | 1.6376 | 2.3192 | 1.9358 | 1.8778 | 1.8804 | 1.5548 | 1.5095 | 1.5058 | 1.7796 | 99.87% | 99.25% | 100% | YESIncandescent and HalogenModerate and High-use InteriorDecorative and Mini-Base250 to 664 lumens | YESIncandescent and HalogenModerate and High-use InteriorDecorative and Mini-Base665 to 1439 lumens | YESIncandescent and HalogenModerate and High-use InteriorDecorative and Mini-Base1440 to 2600 lumens
Direct Install | Decorative and Mini-Base | Low-use Interior |  | 494 | 179 | 5 |  | 6086875.3527 | 1474350.2521 | 25515.0933 |  | 3.671% | 0.8892% | 0.01539% |  | 31.0563 | 51.3443 | 81.1303 |  | 1.5575 | 2.3221 | 2.0576 | 1.323 | 1.3336 | 1.3489 | 2.0735 | 2.0585 | 2.0341 | 99.65% | 99.84% | 100% | YESIncandescent and HalogenLow-use InteriorDecorative and Mini-Base250 to 664 lumens | YESIncandescent and HalogenLow-use InteriorDecorative and Mini-Base665 to 1439 lumens | YESIncandescent and HalogenLow-use InteriorDecorative and Mini-Base1440 to 2600 lumens
Direct Install | Decorative and Mini-Base | Exterior |  | 70 | 33 | 1 |  | 901802.859 | 442365.665 | 4956.4927 |  | 0.5439% | 0.2668% | 0.002989% |  | 30.012 | 49.0256 | 150 |  | 1.8433 | 2.3053 | 2.4074 | 3.8 | 3.8 | 3.8 | 0.72049 | 0.72049 | 0.72049 | 0% | 0% | 0% | YESIncandescent and HalogenExteriorDecorative and Mini-Base250 to 664 lumens | YESIncandescent and HalogenExteriorDecorative and Mini-Base665 to 1439 lumens | YESIncandescent and HalogenExteriorDecorative and Mini-Base1440 to 2600 lumens
Direct Install | General Purpose and Dimmable | Moderate and High-use Interior |  | 1738 | 7807 | 1190 |  | 8304890.3675 | 39243611.4532 | 4833886.5716 |  | 5.009% | 23.67% | 2.915% |  | 28.6599 | 44.0442 | 72.0323 |  | 2.3114 | 2.2639 | 1.8883 | 1.8753 | 1.8317 | 1.9142 | 1.5214 | 1.5547 | 1.4848 | 94.41% | 90.54% | 85.31% | YESIncandescent and HalogenModerate and High-use InteriorGeneral Purpose and Dimmable250 to 664 lumens | YESIncandescent and HalogenModerate and High-use InteriorGeneral Purpose and Dimmable665 to 1439 lumens | YESIncandescent and HalogenModerate and High-use InteriorGeneral Purpose and Dimmable1440 to 2600 lumens
Direct Install | General Purpose and Dimmable | Low-use Interior |  | 934 | 4623 | 485 |  | 5742786.5003 | 23502341.878 | 2083868.2407 |  | 3.463% | 14.17% | 1.257% |  | 28.7053 | 44.0157 | 72 |  | 2.3287 | 2.2631 | 1.8883 | 1.3232 | 1.3405 | 1.3591 | 2.073 | 2.0483 | 2.0223 | 97.03% | 97.99% | 93.81% | YESIncandescent and HalogenLow-use InteriorGeneral Purpose and Dimmable250 to 664 lumens | YESIncandescent and HalogenLow-use InteriorGeneral Purpose and Dimmable665 to 1439 lumens | YESIncandescent and HalogenLow-use InteriorGeneral Purpose and Dimmable1440 to 2600 lumens
Direct Install | General Purpose and Dimmable | Exterior |  | 100 | 1025 | 153 |  | 596595.5315 | 7086501.9653 | 903905.4206 |  | 0.3598% | 4.274% | 0.5451% |  | 28.6473 | 44.8257 | 72.1173 |  | 2.3055 | 2.274 | 1.8883 | 3.8 | 3.8 | 3.8 | 0.72049 | 0.72049 | 0.72049 | 0% | 0% | 0% | YESIncandescent and HalogenExteriorGeneral Purpose and Dimmable250 to 664 lumens | YESIncandescent and HalogenExteriorGeneral Purpose and Dimmable665 to 1439 lumens | YESIncandescent and HalogenExteriorGeneral Purpose and Dimmable1440 to 2600 lumens
Direct Install | Globe | Moderate and High-use Interior |  | 163 | 143 | 42 |  | 1169879.1027 | 667544.0753 | 246091.4235 |  | 0.7055% | 0.4026% | 0.1484% |  | 28.5848 | 44.5458 | 72 |  | 2.1747 | 4.6901 | 5.5754 | 1.8923 | 1.9122 | 1.983 | 1.5059 | 1.4869 | 1.4218 | 99.11% | 97.7% | 90.08% | YESIncandescent and HalogenModerate and High-use InteriorGlobe250 to 664 lumens | YESIncandescent and HalogenModerate and High-use InteriorGlobe665 to 1439 lumens | YESIncandescent and HalogenModerate and High-use InteriorGlobe1440 to 2600 lumens
Direct Install | Globe | Low-use Interior |  | 691 | 405 | 17 |  | 8717793.4221 | 4553089.0176 | 143074.9589 |  | 5.258% | 2.746% | 0.08629% |  | 28.7146 | 43.2929 | 72 |  | 2.1747 | 4.8056 | 5.5754 | 1.3035 | 1.3021 | 1.3116 | 2.1011 | 2.1031 | 2.0897 | 99.98% | 99.65% | 95% | YESIncandescent and HalogenLow-use InteriorGlobe250 to 664 lumens | YESIncandescent and HalogenLow-use InteriorGlobe665 to 1439 lumens | YESIncandescent and HalogenLow-use InteriorGlobe1440 to 2600 lumens
Direct Install | Globe | Exterior |  | 9 | 8 | 1 |  | 19283.7308 | 63775.004 | 41596.4297 |  | 0.01163% | 0.03846% | 0.02509% |  | 29 | 43.6523 | 72 |  | 2.1747 | 4.7725 | 5.5754 | 3.8 | 3.8 | 3.8 | 0.72049 | 0.72049 | 0.72049 | 0% | 0% | 0% | YESIncandescent and HalogenExteriorGlobe250 to 664 lumens | YESIncandescent and HalogenExteriorGlobe665 to 1439 lumens | YESIncandescent and HalogenExteriorGlobe1440 to 2600 lumens
Direct Install | Reflectors and Outdoor | Moderate and High-use Interior |  | 235 | 1395 | 42 |  | 2072726.7409 | 15364103.4765 | 315609.3566 |  | 1.25% | 9.266% | 0.1903% |  | 36.8752 | 63.7509 | 92.0208 |  | 4.8319 | 6.9971 | 6.5116 | 2.0601 | 2.1475 | 1.9673 | 1.387 | 1.3192 | 1.4493 | 98.9% | 98.02% | 89.59% | YESIncandescent and HalogenModerate and High-use InteriorReflectors and Outdoor250 to 664 lumens | YESIncandescent and HalogenModerate and High-use InteriorReflectors and Outdoor665 to 1439 lumens | YESIncandescent and HalogenModerate and High-use InteriorReflectors and Outdoor1440 to 2600 lumens
Direct Install | Reflectors and Outdoor | Low-use Interior |  | 93 | 873 | 80 |  | 822547.4045 | 6432272.0573 | 290967.1355 |  | 0.4961% | 3.879% | 0.1755% |  | 39.4532 | 63.9395 | 99.3734 |  | 4.3801 | 6.9569 | 6.0295 | 1.3225 | 1.3388 | 1.3092 | 2.0743 | 2.0512 | 2.0931 | 99.54% | 99.47% | 97.11% | YESIncandescent and HalogenLow-use InteriorReflectors and Outdoor250 to 664 lumens | YESIncandescent and HalogenLow-use InteriorReflectors and Outdoor665 to 1439 lumens | YESIncandescent and HalogenLow-use InteriorReflectors and Outdoor1440 to 2600 lumens
Direct Install | Reflectors and Outdoor | Exterior |  | 16 | 442 | 205 |  | 110545.7097 | 4386469.6232 | 1784980.5125 |  | 0.06667% | 2.645% | 1.076% |  | 37.3205 | 66.0546 | 91.6341 |  | 4.2769 | 6.6473 | 6.5801 | 3.8 | 3.8 | 3.8 | 0.72049 | 0.72049 | 0.72049 | 0% | 0% | 0% | YESIncandescent and HalogenExteriorReflectors and Outdoor250 to 664 lumens | YESIncandescent and HalogenExteriorReflectors and Outdoor665 to 1439 lumens | YESIncandescent and HalogenExteriorReflectors and Outdoor1440 to 2600 lumens
Direct Install | Three-Way | Moderate and High-use Interior |  | 6 | 105 | 528 |  | 27087.8243 | 349497.1636 | 1853391.0508 |  | 0.01634% | 0.2108% | 1.118% |  | 39.7647 | 74.4832 | 116.6279 |  | 2.1747 | 4.2182 | 5.5754 | 1.7841 | 1.957 | 2.0073 | 1.5998 | 1.4626 | 1.4214 | 100% | 100% | 99.92% | YESIncandescent and HalogenModerate and High-use InteriorThree-Way250 to 664 lumens | YESIncandescent and HalogenModerate and High-use InteriorThree-Way665 to 1439 lumens | YESIncandescent and HalogenModerate and High-use InteriorThree-Way1440 to 2600 lumens
Direct Install | Three-Way | Low-use Interior |  | 1 | 3 | 46 |  | 14869.478 | 9804.8828 | 133030.5662 |  | 0.008968% | 0.005913% | 0.08023% |  | 30 | 69.5571 | 119.7654 |  | 2.1747 | 4.8326 | 5.5754 | 1.3 | 1.3 | 1.3481 | 2.106 | 2.106 | 2.0385 | 100% | 100% | 100% | YESIncandescent and HalogenLow-use InteriorThree-Way250 to 664 lumens | YESIncandescent and HalogenLow-use InteriorThree-Way665 to 1439 lumens | YESIncandescent and HalogenLow-use InteriorThree-Way1440 to 2600 lumens
Direct Install | Three-Way | Exterior |  | 0 | 0 | 2 |  | 0 | 0 | 5532.1936 |  | 0% | 0% | 0.003336% |  | #DIV/0! | #DIV/0! | 150 |  | #DIV/0! | #DIV/0! | 5.5754 | #DIV/0! | #DIV/0! | 3.8 | #DIV/0! | #DIV/0! | 0.72049 | #DIV/0! | #DIV/0! | 0% | YESIncandescent and HalogenExteriorThree-Way250 to 664 lumens | YESIncandescent and HalogenExteriorThree-Way665 to 1439 lumens | YESIncandescent and HalogenExteriorThree-Way1440 to 2600 lumens
Not Direct Install | Decorative and Mini-Base | Any
Not Direct Install | General Purpose and Dimmable | Any
Not Direct Install | Globe | Any
Not Direct Install | Reflectors and Outdoor | Any
Not Direct Install | Three-Way | Any | [5 empty] | THESE HAVE BEEN UPDATED FROM RTF BASED ON NEEA SHELF DATA
NOTE: MAPPING TO LUMEN BINS IS APPROX
RBSA - Non-DI Measures
| Space Type | Lamp Type | Lumen Category | Lookup Name | Number of Records | Lamp Weight | Lamp Weight Percentage | Lamp Wattage | Lamp Cost | HOU | Life | Conditioned | Lumens
| Any | Decorative and Mini-Base | 250 to 664 lumens | Decorative and Mini-Base250 to 664 lumens | 1992 | 19146261.6197 | 8.108% | 37 | 1.6402 | 1.7917 | 1.7836 | 95.04% | 416.6032
| Any | Decorative and Mini-Base | 665 to 1439 lumens | Decorative and Mini-Base665 to 1439 lumens | 590 | 5251290.0698 | 2.224% | 31.1003 | 2.3573 | 1.879 | 1.7864 | 91.02% | 857.4363
| Any | Decorative and Mini-Base | 1440 to 2600 lumens | Decorative and Mini-Base1440 to 2600 lumens | 21 | 103169.3489 | 0.04369% | 37 | 2.572 | 1.6305 | 4.4345 | 92.76% | 2095.7288
| Any | General Purpose and Dimmable | 250 to 664 lumens | General Purpose and Dimmable250 to 664 lumens | 3069 | 15988071.1546 | 6.771% | 30 | 2.2922 | 1.7465 | 2.2213 | 91.42% | 473.9897
| Any | General Purpose and Dimmable | 665 to 1439 lumens | General Purpose and Dimmable665 to 1439 lumens | 24073 | 123371362.2783 | 52.25% | 28.1085 | 1.8939 | 1.8774 | 4.3221 | 85.79% | 949.2054
| Any | General Purpose and Dimmable | 1440 to 2600 lumens | General Purpose and Dimmable1440 to 2600 lumens | 2951 | 12300282.9969 | 5.209% | 37 | 1.8248 | 1.9919 | 3.8347 | 78.92% | 1747.5999
| Any | Globe | 250 to 664 lumens | Globe250 to 664 lumens | 926 | 10512756.3172 | 4.452% | 37 | 2.1738 | 1.3853 | 2.2409 | 99.3% | 474.2845
| Any | Globe | 665 to 1439 lumens | Globe665 to 1439 lumens | 677 | 6410410.1279 | 2.715% | 31.1003 | 4.7456 | 1.4133 | 2.7621 | 97.67% | 854.0139
| Any | Globe | 1440 to 2600 lumens | Globe1440 to 2600 lumens | 68 | 483029.6306 | 0.2046% | 37 | 5.4627 | 1.8779 | 2.0492 | 84.85% | 1845.0029
| Any | Reflectors and Outdoor | 250 to 664 lumens | Reflectors and Outdoor250 to 664 lumens | 370 | 3343887.2617 | 1.416% | 38 | 4.635 | 1.9507 | 2.1003 | 94.62% | 479.7317
| Any | Reflectors and Outdoor | 665 to 1439 lumens | Reflectors and Outdoor665 to 1439 lumens | 3398 | 33788975.4377 | 14.31% | 33.8016 | 6.0026 | 2.2113 | 2.7606 | 82.93% | 972.5545
| Any | Reflectors and Outdoor | 1440 to 2600 lumens | Reflectors and Outdoor1440 to 2600 lumens | 381 | 2776687.5483 | 1.176% | 92 | 6.8379 | 3.1412 | 1.8152 | 29.85% | 1835.2728
| Any | Three-Way | 250 to 664 lumens | Three-Way250 to 664 lumens | 8 | 43569.9941 | 0.01845% | 91 | 2.5086 | 1.6417 | 1.9665 | 100% | 415.0645
| Any | Three-Way | 665 to 1439 lumens | Three-Way665 to 1439 lumens | 145 | 537802.7709 | 0.2278% | 91 | 6.0204 | 1.9013 | 3.7099 | 99.78% | 1132.841
| Any | Three-Way | 1440 to 2600 lumens | Three-Way1440 to 2600 lumens | 596 | 2079625.5298 | 0.8807% | 91 | 5.8124 | 1.9748 | 1.7653 | 99.65% | 1994.6303
RBSA - DI Measures
| Space Type | Lamp Type | Lumen Category | LookupName | Number of Records | Lamp Weight | Lamp Weight Percentage | Lamp Wattage | Lamp Cost | HOU | Life | Conditioned | Lumens
| Moderate and High-use Interior | Decorative and Mini-Base | 250 to 664 lumens | YESIncandescent and HalogenModerate and High-use InteriorDecorative and Mini-Base250 to 664 lumens | 1386 | 11776369.0031 | 7.102% | 30.6751 | 1.6376 | 1.8778 | 1.5095 | 99.87% | 418.2653
| Moderate and High-use Interior | Decorative and Mini-Base | 665 to 1439 lumens | YESIncandescent and HalogenModerate and High-use InteriorDecorative and Mini-Base665 to 1439 lumens | 353 | 3175719.4361 | 1.915% | 51.0423 | 2.3192 | 1.8804 | 1.5058 | 99.25% | 853.5321
| Moderate and High-use Interior | Decorative and Mini-Base | 1440 to 2600 lumens | YESIncandescent and HalogenModerate and High-use InteriorDecorative and Mini-Base1440 to 2600 lumens | 11 | 32662.2209 | 0.0197% | 76.8049 | 1.9358 | 1.5548 | 1.7796 | 100% | 2009.2525
| Moderate and High-use Interior | General Purpose and Dimmable | 250 to 664 lumens | YESIncandescent and HalogenModerate and High-use InteriorGeneral Purpose and Dimmable250 to 664 lumens | 1738 | 8304890.3675 | 5.009% | 28.6599 | 2.3114 | 1.8753 | 1.5214 | 94.41% | 470.5133
| Moderate and High-use Interior | General Purpose and Dimmable | 665 to 1439 lumens | YESIncandescent and HalogenModerate and High-use InteriorGeneral Purpose and Dimmable665 to 1439 lumens | 7807 | 39243611.4532 | 23.67% | 44.0442 | 2.2639 | 1.8317 | 1.5547 | 90.54% | 881.407
| Moderate and High-use Interior | General Purpose and Dimmable | 1440 to 2600 lumens | YESIncandescent and HalogenModerate and High-use InteriorGeneral Purpose and Dimmable1440 to 2600 lumens | 1190 | 4833886.5716 | 2.915% | 72.0323 | 1.8883 | 1.9142 | 1.4848 | 85.31% | 1793.2601
| Moderate and High-use Interior | Globe | 250 to 664 lumens | YESIncandescent and HalogenModerate and High-use InteriorGlobe250 to 664 lumens | 163 | 1169879.1027 | 0.7055% | 28.5848 | 2.1747 | 1.8923 | 1.5059 | 99.11% | 467.3144
| Moderate and High-use Interior | Globe | 665 to 1439 lumens | YESIncandescent and HalogenModerate and High-use InteriorGlobe665 to 1439 lumens | 143 | 667544.0753 | 0.4026% | 44.5458 | 4.6901 | 1.9122 | 1.4869 | 97.7% | 898.4789
| Moderate and High-use Interior | Globe | 1440 to 2600 lumens | YESIncandescent and HalogenModerate and High-use InteriorGlobe1440 to 2600 lumens | 42 | 246091.4235 | 0.1484% | 72 | 5.5754 | 1.983 | 1.4218 | 90.08% | 1824.4768
| Moderate and High-use Interior | Reflectors and Outdoor | 250 to 664 lumens | YESIncandescent and HalogenModerate and High-use InteriorReflectors and Outdoor250 to 664 lumens | 235 | 2072726.7409 | 1.25% | 36.8752 | 4.8319 | 2.0601 | 1.387 | 98.9% | 457.3919
| Moderate and High-use Interior | Reflectors and Outdoor | 665 to 1439 lumens | YESIncandescent and HalogenModerate and High-use InteriorReflectors and Outdoor665 to 1439 lumens | 1395 | 15364103.4765 | 9.266% | 63.7509 | 6.9971 | 2.1475 | 1.3192 | 98.02% | 964.9227
| Moderate and High-use Interior | Reflectors and Outdoor | 1440 to 2600 lumens | YESIncandescent and HalogenModerate and High-use InteriorReflectors and Outdoor1440 to 2600 lumens | 42 | 315609.3566 | 0.1903% | 92.0208 | 6.5116 | 1.9673 | 1.4493 | 89.59% | 1846.7761
| Moderate and High-use Interior | Three-Way | 250 to 664 lumens | YESIncandescent and HalogenModerate and High-use InteriorThree-Way250 to 664 lumens | 6 | 27087.8243 | 0.01634% | 39.7647 | 2.1747 | 1.7841 | 1.5998 | 100% | 477.1415
| Moderate and High-use Interior | Three-Way | 665 to 1439 lumens | YESIncandescent and HalogenModerate and High-use InteriorThree-Way665 to 1439 lumens | 105 | 349497.1636 | 0.2108% | 74.4832 | 4.2182 | 1.957 | 1.4626 | 100% | 1138.3905
| Moderate and High-use Interior | Three-Way | 1440 to 2600 lumens | YESIncandescent and HalogenModerate and High-use InteriorThree-Way1440 to 2600 lumens | 528 | 1853391.0508 | 1.118% | 116.6279 | 5.5754 | 2.0073 | 1.4214 | 99.92% | 1991.7759
| Low-use Interior | Decorative and Mini-Base | 250 to 664 lumens | YESIncandescent and HalogenLow-use InteriorDecorative and Mini-Base250 to 664 lumens | 494 | 6086875.3527 | 3.671% | 31.0563 | 1.5575 | 1.323 | 2.0735 | 99.65% | 413.5189
| Low-use Interior | Decorative and Mini-Base | 665 to 1439 lumens | YESIncandescent and HalogenLow-use InteriorDecorative and Mini-Base665 to 1439 lumens | 179 | 1474350.2521 | 0.8892% | 51.3443 | 2.3221 | 1.3336 | 2.0585 | 99.84% | 853.6875
| Low-use Interior | Decorative and Mini-Base | 1440 to 2600 lumens | YESIncandescent and HalogenLow-use InteriorDecorative and Mini-Base1440 to 2600 lumens | 5 | 25515.0933 | 0.01539% | 81.1303 | 2.0576 | 1.3489 | 2.0341 | 100% | 1748.5926
| Low-use Interior | General Purpose and Dimmable | 250 to 664 lumens | YESIncandescent and HalogenLow-use InteriorGeneral Purpose and Dimmable250 to 664 lumens | 934 | 5742786.5003 | 3.463% | 28.7053 | 2.3287 | 1.3232 | 2.073 | 97.03% | 473.4212
| Low-use Interior | General Purpose and Dimmable | 665 to 1439 lumens | YESIncandescent and HalogenLow-use InteriorGeneral Purpose and Dimmable665 to 1439 lumens | 4623 | 23502341.878 | 14.17% | 44.0157 | 2.2631 | 1.3405 | 2.0483 | 97.99% | 879.8367
| Low-use Interior | General Purpose and Dimmable | 1440 to 2600 lumens | YESIncandescent and HalogenLow-use InteriorGeneral Purpose and Dimmable1440 to 2600 lumens | 485 | 2083868.2407 | 1.257% | 72 | 1.8883 | 1.3591 | 2.0223 | 93.81% | 1716.6491
| Low-use Interior | Globe | 250 to 664 lumens | YESIncandescent and HalogenLow-use InteriorGlobe250 to 664 lumens | 691 | 8717793.4221 | 5.258% | 28.7146 | 2.1747 | 1.3035 | 2.1011 | 99.98% | 473.3243
| Low-use Interior | Globe | 665 to 1439 lumens | YESIncandescent and HalogenLow-use InteriorGlobe665 to 1439 lumens | 405 | 4553089.0176 | 2.746% | 43.2929 | 4.8056 | 1.3021 | 2.1031 | 99.65% | 851.6575
| Low-use Interior | Globe | 1440 to 2600 lumens | YESIncandescent and HalogenLow-use InteriorGlobe1440 to 2600 lumens | 17 | 143074.9589 | 0.08629% | 72 | 5.5754 | 1.3116 | 2.0897 | 95% | 1825.5679
| Low-use Interior | Reflectors and Outdoor | 250 to 664 lumens | YESIncandescent and HalogenLow-use InteriorReflectors and Outdoor250 to 664 lumens | 93 | 822547.4045 | 0.4961% | 39.4532 | 4.3801 | 1.3225 | 2.0743 | 99.54% | 485.7374
| Low-use Interior | Reflectors and Outdoor | 665 to 1439 lumens | YESIncandescent and HalogenLow-use InteriorReflectors and Outdoor665 to 1439 lumens | 873 | 6432272.0573 | 3.879% | 63.9395 | 6.9569 | 1.3388 | 2.0512 | 99.47% | 972.367
| Low-use Interior | Reflectors and Outdoor | 1440 to 2600 lumens | YESIncandescent and HalogenLow-use InteriorReflectors and Outdoor1440 to 2600 lumens | 80 | 290967.1355 | 0.1755% | 99.3734 | 6.0295 | 1.3092 | 2.0931 | 97.11% | 2035.8317
| Low-use Interior | Three-Way | 250 to 664 lumens | YESIncandescent and HalogenLow-use InteriorThree-Way250 to 664 lumens | 1 | 14869.478 | 0.008968% | 30 | 2.1747 | 1.3 | 2.106 | 100% | 300
| Low-use Interior | Three-Way | 665 to 1439 lumens | YESIncandescent and HalogenLow-use InteriorThree-Way665 to 1439 lumens | 3 | 9804.8828 | 0.005913% | 69.5571 | 4.8326 | 1.3 | 2.106 | 100% | 973.8
| Low-use Interior | Three-Way | 1440 to 2600 lumens | YESIncandescent and HalogenLow-use InteriorThree-Way1440 to 2600 lumens | 46 | 133030.5662 | 0.08023% | 119.7654 | 5.5754 | 1.3481 | 2.0385 | 100% | 2048.8052
| Exterior | Decorative and Mini-Base | 250 to 664 lumens | YESIncandescent and HalogenExteriorDecorative and Mini-Base250 to 664 lumens | 70 | 901802.859 | 0.5439% | 30.012 | 1.8433 | 3.8 | 0.72049 | 0% | 431.2793
| Exterior | Decorative and Mini-Base | 665 to 1439 lumens | YESIncandescent and HalogenExteriorDecorative and Mini-Base665 to 1439 lumens | 33 | 442365.665 | 0.2668% | 49.0256 | 2.3053 | 3.8 | 0.72049 | 0% | 852.0407
| Exterior | Decorative and Mini-Base | 1440 to 2600 lumens | YESIncandescent and HalogenExteriorDecorative and Mini-Base1440 to 2600 lumens | 1 | 4956.4927 | 0.002989% | 150 | 2.4074 | 3.8 | 0.72049 | 0% | 2600
| Exterior | General Purpose and Dimmable | 250 to 664 lumens | YESIncandescent and HalogenExteriorGeneral Purpose and Dimmable250 to 664 lumens | 100 | 596595.5315 | 0.3598% | 28.6473 | 2.3055 | 3.8 | 0.72049 | 0% | 473.6188
| Exterior | General Purpose and Dimmable | 665 to 1439 lumens | YESIncandescent and HalogenExteriorGeneral Purpose and Dimmable665 to 1439 lumens | 1025 | 7086501.9653 | 4.274% | 44.8257 | 2.274 | 3.8 | 0.72049 | 0% | 902.3366
| Exterior | General Purpose and Dimmable | 1440 to 2600 lumens | YESIncandescent and HalogenExteriorGeneral Purpose and Dimmable1440 to 2600 lumens | 153 | 903905.4206 | 0.5451% | 72.1173 | 1.8883 | 3.8 | 0.72049 | 0% | 1715.8377
| Exterior | Globe | 250 to 664 lumens | YESIncandescent and HalogenExteriorGlobe250 to 664 lumens | 9 | 19283.7308 | 0.01163% | 29 | 2.1747 | 3.8 | 0.72049 | 0% | 490
| Exterior | Globe | 665 to 1439 lumens | YESIncandescent and HalogenExteriorGlobe665 to 1439 lumens | 8 | 63775.004 | 0.03846% | 43.6523 | 4.7725 | 3.8 | 0.72049 | 0% | 862.8302
| Exterior | Globe | 1440 to 2600 lumens | YESIncandescent and HalogenExteriorGlobe1440 to 2600 lumens | 1 | 41596.4297 | 0.02509% | 72 | 5.5754 | 3.8 | 0.72049 | 0% | 1690
| Exterior | Reflectors and Outdoor | 250 to 664 lumens | YESIncandescent and HalogenExteriorReflectors and Outdoor250 to 664 lumens | 16 | 110545.7097 | 0.06667% | 37.3205 | 4.2769 | 3.8 | 0.72049 | 0% | 459.6616
| Exterior | Reflectors and Outdoor | 665 to 1439 lumens | YESIncandescent and HalogenExteriorReflectors and Outdoor665 to 1439 lumens | 442 | 4386469.6232 | 2.645% | 66.0546 | 6.6473 | 3.8 | 0.72049 | 0% | 1093.8325
| Exterior | Reflectors and Outdoor | 1440 to 2600 lumens | YESIncandescent and HalogenExteriorReflectors and Outdoor1440 to 2600 lumens | 205 | 1784980.5125 | 1.076% | 91.6341 | 6.5801 | 3.8 | 0.72049 | 0% | 1836.4675
| Exterior | Three-Way | 250 to 664 lumens | YESIncandescent and HalogenExteriorThree-Way250 to 664 lumens | 0 | 0 | 0% | #DIV/0! | #DIV/0! | #DIV/0! | #DIV/0! | #DIV/0! | #DIV/0!
| Exterior | Three-Way | 665 to 1439 lumens | YESIncandescent and HalogenExteriorThree-Way665 to 1439 lumens | 0 | 0 | 0% | #DIV/0! | #DIV/0! | #DIV/0! | #DIV/0! | #DIV/0! | #DIV/0!
| Exterior | Three-Way | 1440 to 2600 lumens | YESIncandescent and HalogenExteriorThree-Way1440 to 2600 lumens | 2 | 5532.1936 | 0.003336% | 150 | 5.5754 | 3.8 | 0.72049 | 0% | 2600
Efficient Case - Simple Steps
Tech Type | Lamp Type | Lumen Category |  | Lookup Name | Number of Records | Lamp Weight | Lamp Weight Percentage | Lamp Wattage | Lamp Lumens | Lamp Cost | Life | Efficacy
Compact Fluorescent | Decorative and Mini-Base | 250 to 664 lumens |  | Compact FluorescentDecorative and Mini-Base250 to 664 lumens | 4332 | 95182 | 0.3643% | 7.1775 | 354.8812 | 3.4583 |  | 49.4433
Compact Fluorescent | Decorative and Mini-Base | 665 to 1439 lumens |  | Compact FluorescentDecorative and Mini-Base665 to 1439 lumens | 2572 | 61071 | 0.2337% | 13.2381 | 826.8524 | 2.4212 |  | 62.4598
Compact Fluorescent | Decorative and Mini-Base | 1440 to 2600 lumens |  | Compact FluorescentDecorative and Mini-Base1440 to 2600 lumens | 0 | 0 | 0% | #DIV/0! | #DIV/0! | #DIV/0! |  | #DIV/0!
Compact Fluorescent | General Purpose and Dimmable | 250 to 664 lumens |  | Compact FluorescentGeneral Purpose and Dimmable250 to 664 lumens | 8813 | 356464 | 1.364% | 9.1826 | 538.964 | 2.1899 |  | 58.694
Compact Fluorescent | General Purpose and Dimmable | 665 to 1439 lumens |  | Compact FluorescentGeneral Purpose and Dimmable665 to 1439 lumens | 42110 | 10453405 | 40.01% | 13.9416 | 906.3593 | 1.4729 |  | 65.0112
Compact Fluorescent | General Purpose and Dimmable | 1440 to 2600 lumens |  | Compact FluorescentGeneral Purpose and Dimmable1440 to 2600 lumens | 20038 | 3771785 | 14.43% | 23.0834 | 1604.1291 | 1.918 |  | 69.4927
Compact Fluorescent | Globe | 250 to 664 lumens |  | Compact FluorescentGlobe250 to 664 lumens | 8940 | 6204740 | 23.75% | 10.9917 | 554.5139 | 1.7147 |  | 50.4483
Compact Fluorescent | Globe | 665 to 1439 lumens |  | Compact FluorescentGlobe665 to 1439 lumens | 4959 | 60339 | 0.2309% | 14.2355 | 796.7966 | 5.083 |  | 55.9726
Compact Fluorescent | Globe | 1440 to 2600 lumens |  | Compact FluorescentGlobe1440 to 2600 lumens | 0 | 0 | 0% | #DIV/0! | #DIV/0! | #DIV/0! |  | #DIV/0!
Compact Fluorescent | Reflectors and Outdoor | 250 to 664 lumens |  | Compact FluorescentReflectors and Outdoor250 to 664 lumens | 11910 | 394333 | 1.509% | 14.1191 | 629.242 | 4.6693 |  | 44.5667
Compact Fluorescent | Reflectors and Outdoor | 665 to 1439 lumens |  | Compact FluorescentReflectors and Outdoor665 to 1439 lumens | 35018 | 4129463 | 15.8% | 15.3348 | 755.9947 | 3.1556 |  | 49.2992
Compact Fluorescent | Reflectors and Outdoor | 1440 to 2600 lumens |  | Compact FluorescentReflectors and Outdoor1440 to 2600 lumens | 10 | 6 | 2.296e-05% | 26 | 1750 | 9.99 |  | 67.3077
Compact Fluorescent | Three-Way | 250 to 664 lumens |  | Compact FluorescentThree-Way250 to 664 lumens | 0 | 0 | 0% | #DIV/0! | #DIV/0! | #DIV/0! |  | #DIV/0!
Compact Fluorescent | Three-Way | 665 to 1439 lumens |  | Compact FluorescentThree-Way665 to 1439 lumens | 4816 | 9374 | 0.03588% | 30.5914 | 1291.2951 | 10.7782 |  | 42.211
Compact Fluorescent | Three-Way | 1440 to 2600 lumens |  | Compact FluorescentThree-Way1440 to 2600 lumens | 3810 | 8138 | 0.03114% | 30.622 | 1543.1543 | 12.5518 |  | 50.3936
LED | Decorative and Mini-Base | 250 to 664 lumens |  | LEDDecorative and Mini-Base250 to 664 lumens | 0 | 0 | 0% | #DIV/0! | #DIV/0! | #DIV/0! |  | #DIV/0!
LED | Decorative and Mini-Base | 665 to 1439 lumens |  | LEDDecorative and Mini-Base665 to 1439 lumens | 0 | 0 | 0% | #DIV/0! | #DIV/0! | #DIV/0! |  | #DIV/0!
LED | Decorative and Mini-Base | 1440 to 2600 lumens |  | LEDDecorative and Mini-Base1440 to 2600 lumens | 0 | 0 | 0% | #DIV/0! | #DIV/0! | #DIV/0! |  | #DIV/0!
LED | General Purpose and Dimmable | 250 to 664 lumens |  | LEDGeneral Purpose and Dimmable250 to 664 lumens | 497 | 341984 | 1.309% | 7.9601 | 498.9826 | 6.7335 |  | 62.6855
LED | General Purpose and Dimmable | 665 to 1439 lumens |  | LEDGeneral Purpose and Dimmable665 to 1439 lumens | 844 | 53257 | 0.2038% | 12.1991 | 834.3548 | 12.0536 |  | 68.3945
LED | General Purpose and Dimmable | 1440 to 2600 lumens |  | LEDGeneral Purpose and Dimmable1440 to 2600 lumens | 0 | 0 | 0% | #DIV/0! | #DIV/0! | #DIV/0! |  | #DIV/0!
LED | Globe | 250 to 664 lumens |  | LEDGlobe250 to 664 lumens | 144 | 79897 | 0.3058% | 8.0046 | 500.023 | 6.6825 |  | 62.4669
LED | Globe | 665 to 1439 lumens |  | LEDGlobe665 to 1439 lumens | 0 | 0 | 0% | #DIV/0! | #DIV/0! | #DIV/0! |  | #DIV/0!
LED | Globe | 1440 to 2600 lumens |  | LEDGlobe1440 to 2600 lumens | 0 | 0 | 0% | #DIV/0! | #DIV/0! | #DIV/0! |  | #DIV/0!
LED | Reflectors and Outdoor | 250 to 664 lumens |  | LEDReflectors and Outdoor250 to 664 lumens | 767 | 5043 | 0.0193% | 11.1339 | 589.6371 | 21.4964 |  | 52.9585
LED | Reflectors and Outdoor | 665 to 1439 lumens |  | LEDReflectors and Outdoor665 to 1439 lumens | 2217 | 105119 | 0.4023% | 14.9551 | 851.9532 | 18.1901 |  | 56.9675
LED | Reflectors and Outdoor | 1440 to 2600 lumens |  | LEDReflectors and Outdoor1440 to 2600 lumens | 0 | 0 | 0% | #DIV/0! | #DIV/0! | #DIV/0! |  | #DIV/0!
LED | Three-Way | 250 to 664 lumens |  | LEDThree-Way250 to 664 lumens | 0 | 0 | 0% | #DIV/0! | #DIV/0! | #DIV/0! |  | #DIV/0!
LED | Three-Way | 665 to 1439 lumens |  | LEDThree-Way665 to 1439 lumens | 0 | 0 | 0% | #DIV/0! | #DIV/0! | #DIV/0! |  | #DIV/0!
LED | Three-Way | 1440 to 2600 lumens |  | LEDThree-Way1440 to 2600 lumens | 0 | 0 | 0% | #DIV/0! | #DIV/0! | #DIV/0! |  | #DIV/0!
Efficient Case - Energy Star QPL |  |  |  |  | Number of Records | Lamp Weight | X | Lamp Wattage | Lamp Lumens | Lamp Cost | Life | Efficacy
Compact Fluorescent | Decorative and Mini-Base | 250 to 664 lumens |  | Compact FluorescentDecorative and Mini-Base250 to 664 lumens | 13 | 13 |  | 7.7077 | 348.4615 |  | 9076.9231 | 45.2096
Compact Fluorescent | Decorative and Mini-Base | 665 to 1439 lumens |  | Compact FluorescentDecorative and Mini-Base665 to 1439 lumens | 1 | 1 |  | 17.1 | 1100 |  | 8000 | 64.3275
Compact Fluorescent | Decorative and Mini-Base | 1440 to 2600 lumens |  | Compact FluorescentDecorative and Mini-Base1440 to 2600 lumens | 0 | 0 |  | #DIV/0! | #DIV/0! |  | #DIV/0! | #DIV/0!
Compact Fluorescent | General Purpose and Dimmable | 250 to 664 lumens |  | Compact FluorescentGeneral Purpose and Dimmable250 to 664 lumens | 73 | 73 |  | 9.5548 | 541.3699 |  | 10273.9726 | 56.6595
Compact Fluorescent | General Purpose and Dimmable | 665 to 1439 lumens |  | Compact FluorescentGeneral Purpose and Dimmable665 to 1439 lumens | 313 | 313 |  | 14.846 | 952.754 |  | 10511.1821 | 64.1758
Compact Fluorescent | General Purpose and Dimmable | 1440 to 2600 lumens |  | Compact FluorescentGeneral Purpose and Dimmable1440 to 2600 lumens | 144 | 144 |  | 24.2382 | 1677.5833 |  | 11291.6667 | 69.2124
Compact Fluorescent | Globe | 250 to 664 lumens |  | Compact FluorescentGlobe250 to 664 lumens | 19 | 19 |  | 9.8684 | 535.5263 |  | 9578.9474 | 54.2667
Compact Fluorescent | Globe | 665 to 1439 lumens |  | Compact FluorescentGlobe665 to 1439 lumens | 13 | 13 |  | 14.0923 | 797.6923 |  | 8461.5385 | 56.6048
Compact Fluorescent | Globe | 1440 to 2600 lumens |  | Compact FluorescentGlobe1440 to 2600 lumens | 0 | 0 |  | #DIV/0! | #DIV/0! |  | #DIV/0! | #DIV/0!
Compact Fluorescent | Reflectors and Outdoor | 250 to 664 lumens |  | Compact FluorescentReflectors and Outdoor250 to 664 lumens | 25 | 25 |  | 13.412 | 573.2 |  | 8400 | 42.7378
Compact Fluorescent | Reflectors and Outdoor | 665 to 1439 lumens |  | Compact FluorescentReflectors and Outdoor665 to 1439 lumens | 60 | 60 |  | 17.6533 | 905.3333 |  | 9333.3333 | 51.284
Compact Fluorescent | Reflectors and Outdoor | 1440 to 2600 lumens |  | Compact FluorescentReflectors and Outdoor1440 to 2600 lumens | 0 | 0 |  | #DIV/0! | #DIV/0! |  | #DIV/0! | #DIV/0!
Compact Fluorescent | Three-Way | 250 to 664 lumens |  | Compact FluorescentThree-Way250 to 664 lumens | 0 | 0 |  | #DIV/0! | #DIV/0! |  | #DIV/0! | #DIV/0!
Compact Fluorescent | Three-Way | 665 to 1439 lumens |  | Compact FluorescentThree-Way665 to 1439 lumens | 0 | 0 |  | #DIV/0! | #DIV/0! |  | #DIV/0! | #DIV/0!
Compact Fluorescent | Three-Way | 1440 to 2600 lumens |  | Compact FluorescentThree-Way1440 to 2600 lumens | 9 | 9 |  | 39.6667 | 1977.7778 |  | 10000 | 49.8599
LED | Decorative and Mini-Base | 250 to 664 lumens |  | LEDDecorative and Mini-Base250 to 664 lumens | 74 | 74 |  | 4.9824 | 311.4865 |  | 22162.1622 | 62.517
LED | Decorative and Mini-Base | 665 to 1439 lumens |  | LEDDecorative and Mini-Base665 to 1439 lumens | 0 | 0 |  | #DIV/0! | #DIV/0! |  | #DIV/0! | #DIV/0!
LED | Decorative and Mini-Base | 1440 to 2600 lumens |  | LEDDecorative and Mini-Base1440 to 2600 lumens | 0 | 0 |  | #DIV/0! | #DIV/0! |  | #DIV/0! | #DIV/0!
LED | General Purpose and Dimmable | 250 to 664 lumens |  | LEDGeneral Purpose and Dimmable250 to 664 lumens | 64 | 64 |  | 7.5687 | 470.9688 |  | 27187.5 | 62.2254
LED | General Purpose and Dimmable | 665 to 1439 lumens |  | LEDGeneral Purpose and Dimmable665 to 1439 lumens | 178 | 178 |  | 12.2803 | 862.4157 |  | 28483.1461 | 70.2274
LED | General Purpose and Dimmable | 1440 to 2600 lumens |  | LEDGeneral Purpose and Dimmable1440 to 2600 lumens | 23 | 23 |  | 22.2435 | 1640.6522 |  | 25000 | 73.7588
LED | Globe | 250 to 664 lumens |  | LEDGlobe250 to 664 lumens | 69 | 69 |  | 6.4942 | 420.3623 |  | 26086.9565 | 64.7289
LED | Globe | 665 to 1439 lumens |  | LEDGlobe665 to 1439 lumens | 3 | 3 |  | 10.5 | 820 |  | 26666.6667 | 78.0952
LED | Globe | 1440 to 2600 lumens |  | LEDGlobe1440 to 2600 lumens | 0 | 0 |  | #DIV/0! | #DIV/0! |  | #DIV/0! | #DIV/0!
LED | Reflectors and Outdoor | 250 to 664 lumens |  | LEDReflectors and Outdoor250 to 664 lumens | 460 | 460 |  | 7.8448 | 468.2804 |  | 29847.8261 | 59.6932
LED | Reflectors and Outdoor | 665 to 1439 lumens |  | LEDReflectors and Outdoor665 to 1439 lumens | 998 | 998 |  | 15.1607 | 966.4699 |  | 29834.6693 | 63.7483
LED | Reflectors and Outdoor | 1440 to 2600 lumens |  | LEDReflectors and Outdoor1440 to 2600 lumens | 17 | 17 |  | 20.7353 | 1648.5294 |  | 30882.3529 | 79.5035
LED | Three-Way | 250 to 664 lumens |  | LEDThree-Way250 to 664 lumens | 0 | 0 |  | #DIV/0! | #DIV/0! |  | #DIV/0! | #DIV/0!
LED | Three-Way | 665 to 1439 lumens |  | LEDThree-Way665 to 1439 lumens | 0 | 0 |  | #DIV/0! | #DIV/0! |  | #DIV/0! | #DIV/0!
LED | Three-Way | 1440 to 2600 lumens |  | LEDThree-Way1440 to 2600 lumens | 0 | 0 |  | #DIV/0! | #DIV/0! |  | #DIV/0! | #DIV/0!
Data Availability |  |  |  |  | Simple Steps | Energy Star | Either
Compact Fluorescent | Decorative and Mini-Base | 250 to 664 lumens |  | Compact FluorescentDecorative and Mini-Base250 to 664 lumens | TRUE | TRUE | TRUE
Compact Fluorescent | Decorative and Mini-Base | 665 to 1439 lumens |  | Compact FluorescentDecorative and Mini-Base665 to 1439 lumens | TRUE | TRUE | TRUE
Compact Fluorescent | Decorative and Mini-Base | 1440 to 2600 lumens |  | Compact FluorescentDecorative and Mini-Base1440 to 2600 lumens | FALSE | FALSE | FALSE
Compact Fluorescent | General Purpose and Dimmable | 250 to 664 lumens |  | Compact FluorescentGeneral Purpose and Dimmable250 to 664 lumens | TRUE | TRUE | TRUE
Compact Fluorescent | General Purpose and Dimmable | 665 to 1439 lumens |  | Compact FluorescentGeneral Purpose and Dimmable665 to 1439 lumens | TRUE | TRUE | TRUE
Compact Fluorescent | General Purpose and Dimmable | 1440 to 2600 lumens |  | Compact FluorescentGeneral Purpose and Dimmable1440 to 2600 lumens | TRUE | TRUE | TRUE
Compact Fluorescent | Globe | 250 to 664 lumens |  | Compact FluorescentGlobe250 to 664 lumens | TRUE | TRUE | TRUE
Compact Fluorescent | Globe | 665 to 1439 lumens |  | Compact FluorescentGlobe665 to 1439 lumens | TRUE | TRUE | TRUE
Compact Fluorescent | Globe | 1440 to 2600 lumens |  | Compact FluorescentGlobe1440 to 2600 lumens | FALSE | FALSE | FALSE
Compact Fluorescent | Reflectors and Outdoor | 250 to 664 lumens |  | Compact FluorescentReflectors and Outdoor250 to 664 lumens | TRUE | TRUE | TRUE
Compact Fluorescent | Reflectors and Outdoor | 665 to 1439 lumens |  | Compact FluorescentReflectors and Outdoor665 to 1439 lumens | TRUE | TRUE | TRUE
Compact Fluorescent | Reflectors and Outdoor | 1440 to 2600 lumens |  | Compact FluorescentReflectors and Outdoor1440 to 2600 lumens | TRUE | FALSE | TRUE
Compact Fluorescent | Three-Way | 250 to 664 lumens |  | Compact FluorescentThree-Way250 to 664 lumens | FALSE | FALSE | FALSE
Compact Fluorescent | Three-Way | 665 to 1439 lumens |  | Compact FluorescentThree-Way665 to 1439 lumens | TRUE | FALSE | TRUE
Compact Fluorescent | Three-Way | 1440 to 2600 lumens |  | Compact FluorescentThree-Way1440 to 2600 lumens | TRUE | TRUE | TRUE
LED | Decorative and Mini-Base | 250 to 664 lumens |  | LEDDecorative and Mini-Base250 to 664 lumens | FALSE | TRUE | TRUE
LED | Decorative and Mini-Base | 665 to 1439 lumens |  | LEDDecorative and Mini-Base665 to 1439 lumens | FALSE | FALSE | FALSE
LED | Decorative and Mini-Base | 1440 to 2600 lumens |  | LEDDecorative and Mini-Base1440 to 2600 lumens | FALSE | FALSE | FALSE
LED | General Purpose and Dimmable | 250 to 664 lumens |  | LEDGeneral Purpose and Dimmable250 to 664 lumens | TRUE | TRUE | TRUE
LED | General Purpose and Dimmable | 665 to 1439 lumens |  | LEDGeneral Purpose and Dimmable665 to 1439 lumens | TRUE | TRUE | TRUE
LED | General Purpose and Dimmable | 1440 to 2600 lumens |  | LEDGeneral Purpose and Dimmable1440 to 2600 lumens | FALSE | TRUE | TRUE
LED | Globe | 250 to 664 lumens |  | LEDGlobe250 to 664 lumens | TRUE | TRUE | TRUE
LED | Globe | 665 to 1439 lumens |  | LEDGlobe665 to 1439 lumens | FALSE | TRUE | TRUE
LED | Globe | 1440 to 2600 lumens |  | LEDGlobe1440 to 2600 lumens | FALSE | FALSE | FALSE
LED | Reflectors and Outdoor | 250 to 664 lumens |  | LEDReflectors and Outdoor250 to 664 lumens | TRUE | TRUE | TRUE
LED | Reflectors and Outdoor | 665 to 1439 lumens |  | LEDReflectors and Outdoor665 to 1439 lumens | TRUE | TRUE | TRUE
LED | Reflectors and Outdoor | 1440 to 2600 lumens |  | LEDReflectors and Outdoor1440 to 2600 lumens | FALSE | TRUE | TRUE
LED | Three-Way | 250 to 664 lumens |  | LEDThree-Way250 to 664 lumens | FALSE | FALSE | FALSE
LED | Three-Way | 665 to 1439 lumens |  | LEDThree-Way665 to 1439 lumens | FALSE | FALSE | FALSE
LED | Three-Way | 1440 to 2600 lumens |  | LEDThree-Way1440 to 2600 lumens | FALSE | FALSE | FALSE
Lookup Names
|  |  | 250 to 664 lumens | 665 to 1439 lumens | 1440 to 2600 lumens
Compact Fluorescent | Decorative and Mini-Base |  | Compact FluorescentDecorative and Mini-Base250 to 664 lumens | Compact FluorescentDecorative and Mini-Base665 to 1439 lumens | Compact FluorescentDecorative and Mini-Base1440 to 2600 lumens
Compact Fluorescent | General Purpose and Dimmable |  | Compact FluorescentGeneral Purpose and Dimmable250 to 664 lumens | Compact FluorescentGeneral Purpose and Dimmable665 to 1439 lumens | Compact FluorescentGeneral Purpose and Dimmable1440 to 2600 lumens
Compact Fluorescent | Globe |  | Compact FluorescentGlobe250 to 664 lumens | Compact FluorescentGlobe665 to 1439 lumens | Compact FluorescentGlobe1440 to 2600 lumens
Compact Fluorescent | Reflectors and Outdoor |  | Compact FluorescentReflectors and Outdoor250 to 664 lumens | Compact FluorescentReflectors and Outdoor665 to 1439 lumens | Compact FluorescentReflectors and Outdoor1440 to 2600 lumens
Compact Fluorescent | Three-Way |  | Compact FluorescentThree-Way250 to 664 lumens | Compact FluorescentThree-Way665 to 1439 lumens | Compact FluorescentThree-Way1440 to 2600 lumens
LED | Decorative and Mini-Base |  | LEDDecorative and Mini-Base250 to 664 lumens | LEDDecorative and Mini-Base665 to 1439 lumens | LEDDecorative and Mini-Base1440 to 2600 lumens
LED | General Purpose and Dimmable |  | LEDGeneral Purpose and Dimmable250 to 664 lumens | LEDGeneral Purpose and Dimmable665 to 1439 lumens | LEDGeneral Purpose and Dimmable1440 to 2600 lumens
LED | Globe |  | LEDGlobe250 to 664 lumens | LEDGlobe665 to 1439 lumens | LEDGlobe1440 to 2600 lumens
LED | Reflectors and Outdoor |  | LEDReflectors and Outdoor250 to 664 lumens | LEDReflectors and Outdoor665 to 1439 lumens | LEDReflectors and Outdoor1440 to 2600 lumens
LED | Three-Way |  | LEDThree-Way250 to 664 lumens | LEDThree-Way665 to 1439 lumens | LEDThree-Way1440 to 2600 lumens
Availability
| Technology | Lamp Type | 250 to 664 lumens (45W eqv) | 665 to 1439 lumens (60 and 75W eqv) | 1440 to 2600 lumens (100W eqv)
| Compact Fluorescent | Decorative and Mini-Base | TRUE | TRUE | FALSE
| Compact Fluorescent | General Purpose and Dimmable | TRUE | TRUE | TRUE
| Compact Fluorescent | Globe | TRUE | TRUE | FALSE
| Compact Fluorescent | Reflectors and Outdoor | TRUE | TRUE | TRUE
| Compact Fluorescent | Three-Way | FALSE | TRUE | TRUE
| LED | Decorative and Mini-Base | TRUE | FALSE | FALSE
| LED | General Purpose and Dimmable | TRUE | TRUE | TRUE
| LED | Globe | TRUE | TRUE | FALSE
| LED | Reflectors and Outdoor | TRUE | TRUE | TRUE
| LED | Three-Way | FALSE | FALSE | FALSE

## CFL and LED Efficacy
Note: RTF staff discussed this approach with Jason Tuenge on April 22, 2014. Tuenge recommended assuming 70 l/W for all LED categories, because the confidence bands (using the Energy Star QPL) for most lumen categories and lamp types contain this point. Staff re-reviewed the Energy Star QPL, program data, and products available online, and still thought that there were distinctions in efficacy by product type and lamp type. The difference in savings by using the efficacies used in the analysis, and using 70 l/W for all LEDs was less than 10% for almost all measure categories.
CFL and LED Efficacy, Simple Steps | [6 empty] | Jason Tuenge, "SSL Pricing and Efficacy Trend Analysis for Utility Program Planning", PNNL 22908, October 2013
| Technology | Lamp Type | 250 to 664 lumens | 665 to 1439 lumens | 1440 to 2600 lumens |  | http://apps1.eere.energy.gov/buildings/publications/pdfs/ssl/ssl_trend-analysis_2013.pdf
| Compact Fluorescent | Decorative and Mini-Base | 49.4433 | 62.4598 | #DIV/0!
| Compact Fluorescent | General Purpose and Dimmable | 58.694 | 65.0112 | 69.4927 |  |  |  | 2014 efficacy
| Compact Fluorescent | Globe | 50.4483 | 55.9726 | #DIV/0! |  | LED | Decorative and Mini-Base | 66
| Compact Fluorescent | Reflectors and Outdoor | 44.5667 | 49.2992 | 67.3077 |  | LED | General Purpose and Dimmable | 76
| Compact Fluorescent | Three-Way | #DIV/0! | 42.211 | 50.3936 |  | LED | Globe | 76
| LED | Decorative and Mini-Base | #DIV/0! | #DIV/0! | #DIV/0! |  | LED | Reflectors and Outdoor | 67
| LED | General Purpose and Dimmable | 62.6855 | 68.3945 | #DIV/0! |  | LED | Three-Way
| LED | Globe | 62.4669 | #DIV/0! | #DIV/0!
| LED | Reflectors and Outdoor | 52.9585 | 56.9675 | #DIV/0!
| LED | Three-Way | #DIV/0! | #DIV/0! | #DIV/0!
Energy Star
| Technology | Lamp Type | 250 to 664 lumens | 665 to 1439 lumens | 1440 to 2600 lumens
| Compact Fluorescent | Decorative and Mini-Base | 45.2096 | 64.3275 | #DIV/0!
| Compact Fluorescent | General Purpose and Dimmable | 56.6595 | 64.1758 | 69.2124
| Compact Fluorescent | Globe | 54.2667 | 56.6048 | #DIV/0!
| Compact Fluorescent | Reflectors and Outdoor | 42.7378 | 51.284 | #DIV/0!
| Compact Fluorescent | Three-Way | #DIV/0! | #DIV/0! | 49.8599
| LED | Decorative and Mini-Base | 62.517 | #DIV/0! | #DIV/0!
| LED | General Purpose and Dimmable | 62.2254 | 70.2274 | 73.7588
| LED | Globe | 64.7289 | 78.0952 | #DIV/0!
| LED | Reflectors and Outdoor | 59.6932 | 63.7483 | 79.5035
| LED | Three-Way | #DIV/0! | #DIV/0! | #DIV/0!
Average if both values exist, otherwise, use single value if it exists
| Technology | Lamp Type | 250 to 664 lumens | 665 to 1439 lumens | 1440 to 2600 lumens
| Compact Fluorescent | Decorative and Mini-Base | 47.3265 | 63.3937 | #DIV/0!
| Compact Fluorescent | General Purpose and Dimmable | 57.6767 | 64.5935 | 69.3526
| Compact Fluorescent | Globe | 52.3575 | 56.2887 | #DIV/0!
| Compact Fluorescent | Reflectors and Outdoor | 43.6523 | 50.2916 | 67.3077
| Compact Fluorescent | Three-Way | #DIV/0! | 42.211 | 50.1268 |  | http://earthled.com/products/switch-switch-3-way-led-light-bulb?utm_source=googlepla&utm_medium=cpc&gclid=CJPS7K3W0r0CFdBqfgodRRAASQ#.U0Ta-_ldWaQ
| LED | Decorative and Mini-Base | 62.517 | #DIV/0! | #DIV/0! |  | watts | lumens | efficacy
| LED | General Purpose and Dimmable | 62.4555 | 69.3109 | 73.7588 |  | 6 | 300 | 50
| LED | Globe | 63.5979 | 78.0952 | #DIV/0! |  | 13.5 | 800 | 59.2593
| LED | Reflectors and Outdoor | 56.3259 | 60.3579 | 79.5035 |  | 20 | 1100 | 55
| LED | Three-Way | #DIV/0! | #DIV/0! | #DIV/0! |  | http://www.amazon.com/EcoSmart-10-Watt-3-Way-White-018564/dp/B00GOMFSTG/ref=sr_1_1?ie=UTF8&qid=1397021529&sr=8-1&keywords=led+3+way+bulb
Fill in gaps | [6 empty] | 10 | 810 | 81
| Note: At the April 23, 2014 RTF meeting, the RTF voted to not include UES values for product categories with no products in the Energy Star Qualified Product List or in Programs. | [5 empty] | http://www.amazon.com/SWITCH-Lighting-A23WY1FUS27A4-R-Classic-Replacement/dp/B00CF6J3EG/ref=sr_1_2?ie=UTF8&qid=1397021529&sr=8-2&keywords=led+3+way+bulb#productDetails
| Technology | Lamp Type | 250 to 664 lumens | 665 to 1439 lumens | 1440 to 2600 lumens |  | 20 | 1100 | 55
| Compact Fluorescent | Decorative and Mini-Base | 47.3265 | 63.3937 | [no products] | CFL - Use 90% of General Purpose efficacy for Decorative and Globe, 1440 to 2600 lumen categories
| Compact Fluorescent | General Purpose and Dimmable | 57.6767 | 64.5935 | 69.3526
| Compact Fluorescent | Globe | 52.3575 | 56.2887 | [no products]
| Compact Fluorescent | Reflectors and Outdoor | 43.6523 | 50.2916 | 67.3077
| Compact Fluorescent | Three-Way | [no products] | 42.211 | 50.1268
| LED | Decorative and Mini-Base | 62.517 | [no products] | [no products] | LED - use PNNL 2014 forecast for the two higher lumen categories
| LED | General Purpose and Dimmable | 62.4555 | 76 | 85 | LED - for 1440 to 2600 lumen GP and Globe, use existing product specs (~85 l/W)
| LED | Globe | 63.5979 | 76 | [no products]
| LED | Reflectors and Outdoor | 56.3259 | 67 | 67
| LED | Three-Way | [no products] | [no products] | [no products] |  | Sources for High-Lumen General Purpose LEDs
http://www.homedepot.com/p/Cree-100W-Equivalent-Soft-White-2700K-A21-Dimmable-LED-Light-Bulb-5-Pack-BA21-16027OMF-12DE26-1U100/205083140
CFL and LED Efficacy Lookup Table | [6 empty] | 18 | 1600 | 88.8889
Technology | Lamp Type | Lumen Category | Lookup Name | Efficacy (l/W) |  |  | http://www.homedepot.com/p/Philips-100W-Equivalent-Soft-White-2700K-A21-Household-Dimmable-LED-Light-Bulb-E-424432/203675471
Compact Fluorescent | Decorative and Mini-Base | 250 to 664 lumens | Compact FluorescentDecorative and Mini-Base250 to 664 lumens | 47.3265 |  |  | 22 | 1780 | 80.9091
Compact Fluorescent | General Purpose and Dimmable | 250 to 664 lumens | Compact FluorescentGeneral Purpose and Dimmable250 to 664 lumens | 57.6767 |  |  |  | Average | 84.899
Compact Fluorescent | Globe | 250 to 664 lumens | Compact FluorescentGlobe250 to 664 lumens | 52.3575
Compact Fluorescent | Reflectors and Outdoor | 250 to 664 lumens | Compact FluorescentReflectors and Outdoor250 to 664 lumens | 43.6523
Compact Fluorescent | Three-Way | 250 to 664 lumens | Compact FluorescentThree-Way250 to 664 lumens | [no products]
LED | Decorative and Mini-Base | 250 to 664 lumens | LEDDecorative and Mini-Base250 to 664 lumens | 62.517
LED | General Purpose and Dimmable | 250 to 664 lumens | LEDGeneral Purpose and Dimmable250 to 664 lumens | 62.4555
LED | Globe | 250 to 664 lumens | LEDGlobe250 to 664 lumens | 63.5979
LED | Reflectors and Outdoor | 250 to 664 lumens | LEDReflectors and Outdoor250 to 664 lumens | 56.3259
LED | Three-Way | 250 to 664 lumens | LEDThree-Way250 to 664 lumens | [no products]
Compact Fluorescent | Decorative and Mini-Base | 665 to 1439 lumens | Compact FluorescentDecorative and Mini-Base665 to 1439 lumens | 63.3937
Compact Fluorescent | General Purpose and Dimmable | 665 to 1439 lumens | Compact FluorescentGeneral Purpose and Dimmable665 to 1439 lumens | 64.5935
Compact Fluorescent | Globe | 665 to 1439 lumens | Compact FluorescentGlobe665 to 1439 lumens | 56.2887
Compact Fluorescent | Reflectors and Outdoor | 665 to 1439 lumens | Compact FluorescentReflectors and Outdoor665 to 1439 lumens | 50.2916
Compact Fluorescent | Three-Way | 665 to 1439 lumens | Compact FluorescentThree-Way665 to 1439 lumens | 42.211
LED | Decorative and Mini-Base | 665 to 1439 lumens | LEDDecorative and Mini-Base665 to 1439 lumens | [no products]
LED | General Purpose and Dimmable | 665 to 1439 lumens | LEDGeneral Purpose and Dimmable665 to 1439 lumens | 76
LED | Globe | 665 to 1439 lumens | LEDGlobe665 to 1439 lumens | 76
LED | Reflectors and Outdoor | 665 to 1439 lumens | LEDReflectors and Outdoor665 to 1439 lumens | 67
LED | Three-Way | 665 to 1439 lumens | LEDThree-Way665 to 1439 lumens | [no products]
Compact Fluorescent | Decorative and Mini-Base | 1440 to 2600 lumens | Compact FluorescentDecorative and Mini-Base1440 to 2600 lumens | [no products]
Compact Fluorescent | General Purpose and Dimmable | 1440 to 2600 lumens | Compact FluorescentGeneral Purpose and Dimmable1440 to 2600 lumens | 69.3526
Compact Fluorescent | Globe | 1440 to 2600 lumens | Compact FluorescentGlobe1440 to 2600 lumens | [no products]
Compact Fluorescent | Reflectors and Outdoor | 1440 to 2600 lumens | Compact FluorescentReflectors and Outdoor1440 to 2600 lumens | 67.3077
Compact Fluorescent | Three-Way | 1440 to 2600 lumens | Compact FluorescentThree-Way1440 to 2600 lumens | 50.1268
LED | Decorative and Mini-Base | 1440 to 2600 lumens | LEDDecorative and Mini-Base1440 to 2600 lumens | [no products]
LED | General Purpose and Dimmable | 1440 to 2600 lumens | LEDGeneral Purpose and Dimmable1440 to 2600 lumens | 85
LED | Globe | 1440 to 2600 lumens | LEDGlobe1440 to 2600 lumens | [no products]
LED | Reflectors and Outdoor | 1440 to 2600 lumens | LEDReflectors and Outdoor1440 to 2600 lumens | 67
LED | Three-Way | 1440 to 2600 lumens | LEDThree-Way1440 to 2600 lumens | [no products]

## CFL and LED Cost
CFL and LED Costs, Simple Steps
| Technology | Lamp Type | 250 to 664 lumens | 665 to 1439 lumens | 1440 to 2600 lumens
| Compact Fluorescent | Decorative and Mini-Base | 3.4583 | 2.4212 | #DIV/0!
| Compact Fluorescent | General Purpose and Dimmable | 2.1899 | 1.4729 | 1.918
| Compact Fluorescent | Globe | 1.7147 | 5.083 | #DIV/0!
| Compact Fluorescent | Reflectors and Outdoor | 4.6693 | 3.1556 | 9.99
| Compact Fluorescent | Three-Way | #DIV/0! | 10.7782 | 12.5518
| LED | Decorative and Mini-Base | #DIV/0! | #DIV/0! | #DIV/0!
| LED | General Purpose and Dimmable | 6.7335 | 12.0536 | #DIV/0!
| LED | Globe | 6.6825 | #DIV/0! | #DIV/0!
| LED | Reflectors and Outdoor | 21.4964 | 18.1901 | #DIV/0!
| LED | Three-Way | #DIV/0! | #DIV/0! | #DIV/0!
Fill in gaps and adjust
| Technology | Lamp Type | 250 to 664 lumens | 665 to 1439 lumens | 1440 to 2600 lumens
| Compact Fluorescent | Decorative and Mini-Base | 3.4583 | 2.4212 | 3.4583 | CFL - use max of existing categories to fill in for missing category
| Compact Fluorescent | General Purpose and Dimmable | 2.1899 | 1.4729 | 1.918
| Compact Fluorescent | Globe | 1.7147 | 5.083 | 5.083 | CFL Globe - use max of existing categories to fill in for missing category
| Compact Fluorescent | Reflectors and Outdoor | 4.6693 | 3.1556 | 9.99
| Compact Fluorescent | Three-Way | 12.5518 | 10.7782 | 12.5518
| LED | Decorative and Mini-Base | 10.1003 | 18.0805 | 44 | LED - from PNNL, Decorative lamp cost are approximates twice GP lamp costs
| LED | General Purpose and Dimmable | 5.0501 | 9.0402 | 22 | LED - from PNNL, GP Lamp cost reduces ~25% from 2013 to 2014
| LED | Globe | 6.6825 | 9.0402 | 22 | LED - use current product specs to estimate this cost of GP and Globe in 1440 to 2600 lumen category
| LED | Reflectors and Outdoor | 21.4964 | 18.1901 | 33 | LED - from PNNL, Reflector lamp cost are approximates 1.5x GP lamp costs
| LED | Three-Way | 21.4964 | 18.1901 | 33 | LED - assume three-way lamp costs same as reflector
Adjust from 2013$ to 2012$
| Technology | Lamp Type | 250 to 664 lumens | 665 to 1439 lumens | 1440 to 2600 lumens |  |  | GDP Deflator (2013 to 2012)
| Compact Fluorescent | Decorative and Mini-Base | 3.4099 | 2.3873 | 3.4099 |  |  | Deflator | 0.986 | Source: RTF Standard Information Workbook v1.6
| Compact Fluorescent | General Purpose and Dimmable | 2.1592 | 1.4523 | 1.8911
| Compact Fluorescent | Globe | 1.6907 | 5.0118 | 5.0118
| Compact Fluorescent | Reflectors and Outdoor | 4.6039 | 3.1115 | 9.8501
| Compact Fluorescent | Three-Way | 12.376 | 10.6273 | 12.376
| LED | Decorative and Mini-Base | 9.9589 | 17.8273 | 43.384
| LED | General Purpose and Dimmable | 4.9794 | 8.9137 | 21.692
| LED | Globe | 6.5889 | 8.9137 | 21.692
| LED | Reflectors and Outdoor | 21.1954 | 17.9355 | 32.538
| LED | Three-Way | 21.1954 | 17.9355 | 32.538
Use program data to determine how to adjust retail costs to other delivery mechanisms
Data on the BPA Simple Steps program, provided by Ryan Crews, Fluid Market Strategies, used for RTF CFL analysis, version 3.0
[10 empty] | Direct Install |  | Direct Mail (cost includes material cost of lamps) |  |  | Program Bulk Purchase
Type | Watts | Watts (Avg) | Lumens | Cost Min | Cost Max | Cost Avg | Retail Cost | Bulk/Retail Cost Ratio |  | Install and admin cost | product volume | Distribution Cost (4 lamp) | Distribution Cost (10 lamp) | Product Volume | Admin fee | Product Volume
Spiral | 13 to 14 | 13.5 | 900 | 1.19 | 1.39 | 1.29 | 2.8751 | 44.87% |  | 2.7 | 288034 | 15.5 | 30 | 39722 | 0.2 | 24355
Spiral | 18 to 20 | 19 | 1250 | 1.39 | 1.91 | 1.65 | 3.5191 | 46.89% |  | 0 | 0 | 15.5 | 30 | 45288 | 0.2 | 63750
Spiral | 23 | 23 | 1600 | 1.65 | 1.99 | 1.82 | 3.5157 | 51.77% |  | 2.35 | 52477 | 15.5 | 30 | 9494 | 0.2 | 8961
Globe | 14 to 15 | 14.5 | 800 | 2.86 | 3.15 | 3.005 | 5.6657 | 53.04% |  | 2.6 | 79775 | 22.5 | 46 | 59292 | 0.2 | 10237
Reflector | 15 to 16 | 15.5 | 750 | 2.86 | 3.25 | 3.055 | 6.5832 | 46.41% |  | 2.6 | 67668 | 22.5 | 46 | 18988 | 0.2 | 2008
Candelabra | 9 to 11 | 10 | 470 | 2.79 | 2.99 | 2.89 | 4.6625 | 61.98% |  | 0 | 0 | 22.5 | 46 | 9494 | 0.2 | 5880
A-Lamp | 14 | 14 | 800 | 2.43 | 2.89 | 2.66 | 5.6657 | 46.95% |  | 0 | 0 | 0 | 0 | 0 | May be an additional lift gate fee of $40 to $75. Shipping typically free. | 0
[8 empty] | weighted average |  | weighted average |  | average cost per lamp - general purpose |  |  | average admin fee
[8 empty] | 48.15% |  | 2.6321 |  | 3.25 |  |  | 0.2
[10 empty] | weighted average (2006$) |  | average cost per lamp - specialty
2012$ to 2006$ deflator | [9 empty] | 2.3556 |  | 4.8929
0.89493
Findings:
48.15% | Bulk CFL costs are this percentage of retail CFL costs
2.3556 | Direct install installation and administration adds this much to the lamp cost
2 | Mailing adds about this much cost per lamp
0.2 | Administrative fees for give-away programs are approximately this much per lamp
100% | Bulk LED costs are not lower than retail LED costs (see ResLightingLED_v3_0.xlsx, sheet "LED Cost")
CFL and LED Cost Lookup Table |  |  |  | Cost (2012$)
Technology | Lamp Type | Lumen Category | Lookup Name | Retail | Bulk | Direct Install | NEEA Socket Count | Mail by Request | Unsolicited Mailing | Give-Away
Compact Fluorescent | General Purpose and Dimmable | 250 to 664 lumens | Compact FluorescentGeneral Purpose and Dimmable250 to 664 lumens | 2.1592 | 1.0396 | 3.3952 | 3.3952 | 3.0396 | 3.0396 | 1.2396
Compact Fluorescent | General Purpose and Dimmable | 665 to 1439 lumens | Compact FluorescentGeneral Purpose and Dimmable665 to 1439 lumens | 1.4523 | 0.69925 | 3.0548 | 3.0548 | 2.6993 | 2.6993 | 0.89925
Compact Fluorescent | General Purpose and Dimmable | 1440 to 2600 lumens | Compact FluorescentGeneral Purpose and Dimmable1440 to 2600 lumens | 1.8911 | 0.91055 | 3.2661 | 3.2661 | 2.9105 | 2.9105 | 1.1105
Compact Fluorescent | Decorative and Mini-Base | 250 to 664 lumens | Compact FluorescentDecorative and Mini-Base250 to 664 lumens | 3.4099 | 1.6418 | 3.9974 | 3.9974 | 3.6418 | 3.6418 | 1.8418
Compact Fluorescent | Decorative and Mini-Base | 665 to 1439 lumens | Compact FluorescentDecorative and Mini-Base665 to 1439 lumens | 2.3873 | 1.1494 | 3.505 | 3.505 | 3.1494 | 3.1494 | 1.3494
Compact Fluorescent | Decorative and Mini-Base | 1440 to 2600 lumens | Compact FluorescentDecorative and Mini-Base1440 to 2600 lumens | 3.4099 | 1.6418 | 3.9974 | 3.9974 | 3.6418 | 3.6418 | 1.8418
Compact Fluorescent | Globe | 250 to 664 lumens | Compact FluorescentGlobe250 to 664 lumens | 1.6907 | 0.81404 | 3.1696 | 3.1696 | 2.814 | 2.814 | 1.014
Compact Fluorescent | Globe | 665 to 1439 lumens | Compact FluorescentGlobe665 to 1439 lumens | 5.0118 | 2.4131 | 4.7687 | 4.7687 | 4.4131 | 4.4131 | 2.6131
Compact Fluorescent | Globe | 1440 to 2600 lumens | Compact FluorescentGlobe1440 to 2600 lumens | 5.0118 | 2.4131 | 4.7687 | 4.7687 | 4.4131 | 4.4131 | 2.6131
Compact Fluorescent | Reflectors and Outdoor | 250 to 664 lumens | Compact FluorescentReflectors and Outdoor250 to 664 lumens | 4.6039 | 2.2167 | 4.5723 | 4.5723 | 4.2167 | 4.2167 | 2.4167
Compact Fluorescent | Reflectors and Outdoor | 665 to 1439 lumens | Compact FluorescentReflectors and Outdoor665 to 1439 lumens | 3.1115 | 1.4981 | 3.8537 | 3.8537 | 3.4981 | 3.4981 | 1.6981
Compact Fluorescent | Reflectors and Outdoor | 1440 to 2600 lumens | Compact FluorescentReflectors and Outdoor1440 to 2600 lumens | 9.8501 | 4.7427 | 7.0983 | 7.0983 | 6.7427 | 6.7427 | 4.9427
Compact Fluorescent | Three-Way | 250 to 664 lumens | Compact FluorescentThree-Way250 to 664 lumens | 12.376 | 5.9589 | 8.3145 | 8.3145 | 7.9589 | 7.9589 | 6.1589
Compact Fluorescent | Three-Way | 665 to 1439 lumens | Compact FluorescentThree-Way665 to 1439 lumens | 10.6273 | 5.1169 | 7.4725 | 7.4725 | 7.1169 | 7.1169 | 5.3169
Compact Fluorescent | Three-Way | 1440 to 2600 lumens | Compact FluorescentThree-Way1440 to 2600 lumens | 12.376 | 5.9589 | 8.3145 | 8.3145 | 7.9589 | 7.9589 | 6.1589
LED | General Purpose and Dimmable | 250 to 664 lumens | LEDGeneral Purpose and Dimmable250 to 664 lumens | 4.9794 | 4.9794 | 7.335 | 7.335 | 6.9794 | 6.9794 | 5.1794
LED | General Purpose and Dimmable | 665 to 1439 lumens | LEDGeneral Purpose and Dimmable665 to 1439 lumens | 8.9137 | 8.9137 | 11.2692 | 11.2692 | 10.9137 | 10.9137 | 9.1137
LED | General Purpose and Dimmable | 1440 to 2600 lumens | LEDGeneral Purpose and Dimmable1440 to 2600 lumens | 21.692 | 21.692 | 24.0476 | 24.0476 | 23.692 | 23.692 | 21.892
LED | Decorative and Mini-Base | 250 to 664 lumens | LEDDecorative and Mini-Base250 to 664 lumens | 9.9589 | 9.9589 | 12.3144 | 12.3144 | 11.9589 | 11.9589 | 10.1589
LED | Decorative and Mini-Base | 665 to 1439 lumens | LEDDecorative and Mini-Base665 to 1439 lumens | 17.8273 | 17.8273 | 20.1829 | 20.1829 | 19.8273 | 19.8273 | 18.0273
LED | Decorative and Mini-Base | 1440 to 2600 lumens | LEDDecorative and Mini-Base1440 to 2600 lumens | 43.384 | 43.384 | 45.7396 | 45.7396 | 45.384 | 45.384 | 43.584
LED | Globe | 250 to 664 lumens | LEDGlobe250 to 664 lumens | 6.5889 | 6.5889 | 8.9445 | 8.9445 | 8.5889 | 8.5889 | 6.7889
LED | Globe | 665 to 1439 lumens | LEDGlobe665 to 1439 lumens | 8.9137 | 8.9137 | 11.2692 | 11.2692 | 10.9137 | 10.9137 | 9.1137
LED | Globe | 1440 to 2600 lumens | LEDGlobe1440 to 2600 lumens | 21.692 | 21.692 | 24.0476 | 24.0476 | 23.692 | 23.692 | 21.892
LED | Reflectors and Outdoor | 250 to 664 lumens | LEDReflectors and Outdoor250 to 664 lumens | 21.1954 | 21.1954 | 23.551 | 23.551 | 23.1954 | 23.1954 | 21.3954
LED | Reflectors and Outdoor | 665 to 1439 lumens | LEDReflectors and Outdoor665 to 1439 lumens | 17.9355 | 17.9355 | 20.2911 | 20.2911 | 19.9355 | 19.9355 | 18.1355
LED | Reflectors and Outdoor | 1440 to 2600 lumens | LEDReflectors and Outdoor1440 to 2600 lumens | 32.538 | 32.538 | 34.8936 | 34.8936 | 34.538 | 34.538 | 32.738
LED | Three-Way | 250 to 664 lumens | LEDThree-Way250 to 664 lumens | 21.1954 | 21.1954 | 23.551 | 23.551 | 23.1954 | 23.1954 | 21.3954
LED | Three-Way | 665 to 1439 lumens | LEDThree-Way665 to 1439 lumens | 17.9355 | 17.9355 | 20.2911 | 20.2911 | 19.9355 | 19.9355 | 18.1355
LED | Three-Way | 1440 to 2600 lumens | LEDThree-Way1440 to 2600 lumens | 32.538 | 32.538 | 34.8936 | 34.8936 | 34.538 | 34.538 | 32.738

## Lifetime
Data
Lamp Type | Rated Hours
Compact Fluorescent, rated | 10356.7251 | Average Energy Star rating
Compact Fluorescent | 5447.6374 | Adjusted for in situ conditions (see below)
Halogen | 1000 | EISA minimum
Incandescent | 1000 | EISA minimum
LED | 28708.4233 | Average Energy Star rating | http://www.energystar.gov/index.cfm?c=cfls.pr_crit_cfls
Maximum Lamp Life (years) | 12 | Restriction for uncertainty in how long long-life lamps persist in sockets (failure, removal)
Table 4: Average Normalized CFL Lamp Life for Monitored Lamps, by Location
Room Type | All Homes |  |  |  | Single Family Detached
| N Loggers | Low (E) | Middle (C1,E) | High (C1) | N Loggers | Low (E) | Middle (C1,E) | High (C1)
All Room Types | 585 | 0.491 | 0.526 | 0.561 | 447 | 0.486 | 0.521 | 0.556
Bathroom | 89 | 0.21 | 0.257 | 0.304 | 71 | 0.22 | 0.266 | 0.312
Bedroom | 138 | 0.43 | 0.467 | 0.505 | 102 | 0.418 | 0.456 | 0.494
Closet |  |  | 0.526
Dining Room |  |  | 0.526
Exterior |  |  | 0.508
Family Room | 59 | 0.664 | 0.692 | 0.72 | 52 | 0.67 | 0.698 | 0.725
Garage | 12 | 0.434 | 0.472 | 0.51 | 11 | 0.44 | 0.478 | 0.515
Hall | 42 | 0.387 | 0.426 | 0.465 | 31 | 0.387 | 0.426 | 0.465
Kitchen | 82 | 0.547 | 0.58 | 0.612 | 53 | 0.492 | 0.527 | 0.562
Laundry Room | 20 | 0.299 | 0.343 | 0.386 | 17 | 0.285 | 0.329 | 0.373
Living Room | 128 | 0.708 | 0.734 | 0.76 | 96 | 0.724 | 0.749 | 0.774
Master Bedroom |  |  | 0.467
Office |  |  | 0.526
Other | 15 | 0.472 | 0.508 | 0.543 | 14 | 0.476 | 0.511 | 0.547
* Added room types to match RBSA data
Source:
Welcome to the Dark Side: The Effect of Switching on CFL Measure Life
Corina Jump, Itron, Inc.
James J. Hirsch, James J. Hirsch and Associates
Jane Peters and Dulane Moran, Research Into Action, Inc.
2008 ACEEE Summer Study
Measure Lifetime
Measure lifetime and role of storage was discussed at the October 15, 2013 RTF meeting.
The RTF decided that measure life for CFLs should be as defined in the Guidelines, "Measure lifetime is defined as the median number of years during which at least half the deliveries of a measure are in place and operable, i.e., produce savings." (Lifetime Guidelines, Section 1.2.2)
Source: Review of Massachusetts tracking data. Lynn Hoefgen et al., 2013, “Study It ‘til You’re Sick of It: CFL Research as an Example of Other Efficiency Markets”, 2013 International Energy Program Evaluation Conference.
Assume that stored lamps get installed in equal quantities after 1,2, and 3 years of receipt.
|  | Lamps Installed at Time of Receipt | After 1 year | After 2 years | After 3 years | All lamps
Year after Purchase | Failure Rate | Lamps Remaining
1 | 4% | 96% | 0% | 0% | 0% | 72.96%
2 | 9% | 87% | 96% | 0% | 0% | 73.8%
3 | 8% | 79% | 87% | 96% | 0% | 74.68%
4 | 15% | 64% | 79% | 87% | 96% | 69.6%
5 | 10% | 54% | 64% | 79% | 87% | 59.44%
6 | 8% | 46% | 54% | 64% | 79% | 50.72%
7 | 7% | 39% | 46% | 54% | 64% | 42.76%
8 | 6% | 33% | 39% | 46% | 54% | 36.2%
9 | 5% | 28% | 33% | 39% | 46% | 30.72%
10 | 4% | 24% | 28% | 33% | 39% | 26.24%
11 | 4% | 20% | 24% | 28% | 33% | 22%
12 | 3% | 17% | 20% | 24% | 28% | 18.68%
13 | 3% | 14% | 17% | 20% | 24% | 15.52%
14 | 2% | 12% | 14% | 17% | 20% | 13.2%
Storage Rate | 24% | 76% | 8% | 8% | 8%
The net effect of the storage delay is to shift the time to 50% survival from 5.5 to 6 years.
Lifetime extension |  | 109.1% | for all measures subject to the 24% storage rate, a 9% lifetime extension is applied.

## Space Conditioning Interaction
Heating | SOURCE: | '\\nas2\Q\SeventhPlan\Conservation Analysis\Res\Res Lighting\[Res Lighting_Heating and Cooling Interaction_rev.xlsm]Summary'!$B12
Heating System Type | Ratio: Space Cond. Electric Savings Lighting System Savings
| 7th Plan (proposed) | 6th Plan (existing) | Weighting (7th Plan) |  | Natural Gas Interaction
eZon | -0.46152 | -0.5 | 26% |  | % SpHtInteraction | 46.15%
eFAF | -0.50234 | -0.625 | 10% |  | % GasSpHt Share | 51%
Hpmp | -0.27496 | -0.15397 | 13% |  | Gas Heating System Efficiency | 80%
Non-Electric | 0 | 0 | 51% |  | Interaction | 29.42%
[5 empty] | conversion (therms/kWh) | 0.03413
Cooling |  |  |  |  | Interaction (therms/kWh) | 0.010042
Cooling Zone | Ratio: Space Cond. Electric Savings Lighting System Savings
| 7th Plan (proposed) | 6th Plan (existing) | Weighting (7th Plan) | Cooling Saturation
1 | 0.033085 | 0.094514 | 59% | 72%
2 | 0.052851 | 0.094514 | 27%
3 | 0.073644 | 0.094514 | 14%
Weighted and Combined
Ratio: Space Cond. Electric Savings Lighting System Savings
| 7th Plan (proposed) | 6th Plan (existing)
Heating | -0.20598 | -0.21252
Cooling | 0.031752 | 0.06805
Combined | -0.17422 | -0.14447
Interior Only | 19.7%
Parameter | Interior | Exterior | Weighted Average
% Lighting | 88.45% | 11.55% | 100%

## StorageTakebackRemoval
Removal, Takeback, and Storage Rates
|  | CFLs |  |  | LEDs
|  | Removal Rate | Takeback Rate | Storage Rate | Removal Rate | Takeback Rate | Storage Rate
| Retail | 2% | 0% | 24% | 2% | 0% | 0%
| Direct Install | 2% | 0% | 0% | 2% | 0% | 0%
| Mail by Request | 2% | 0% | 24% | 2% | 0% | 0%
| Unsolicited Mailing | 2% | 0% | 24% | 2% | 0% | 24%
| Give-Away | 2% | 0% | 24% | 2% | 0% | 24%
| NEEA Socket Count | 0% | 0% | 0% | 0% | 0% | 0%
Unsolicited Mailing limited to 4 lamps or less per household
Removal Rate: 2% for all channels except NEEA Socket Count
KEMA, Inc., "ENERGY STAR Consumer Products Program - Market Progress Evaluation Report", prepared for the Northwest Energy Efficiency Alliance, July 2007. Report #07-174
http://neea.org/docs/reports/energy-star-consumer-products-market-progress-evaluation-report-e07-174.pdf?sfvrsn=7
This report shows a 4% removal rate, but some of this is due to natural EUL, and some is due to removal prior to failure. RTF staff assume 1/2 of lamps (i.e., 2% of all lamps) are removed prior to failure.
Storage Rate: 24% for all CFL delivery mechanisms except Direct Install and for LED Unsolicited Mailing and Give-Away, 0% for all other delivery channels.
Ecotope Inc., "2011 Residential Building Stock Assessment: Single-Family Characteristics and Energy Use", prepared fro the Northwest Energy Efficiency Alliance, September 2012.
http://neea.org/docs/default-source/reports/residential-building-stock-assessment-single-family-characteristics-and-energy-use.pdf?sfvrsn=10
24% based on the 2012 RBSA single family CFL storage rates. (see Table 84)
Storage Rate is used for all CFL delivery mechanisms where the participant is in possession of the lamps before they are installed. This is based on the findings in the study, which were agnostic to delivery mechanism. Because LEDs are a more expensive product, they are more likely to be installed when they are obtained. The storage rate is retained for LEDs for the two delivery mechanisms where the participant is least invested in receiving them: Unsolicited Mailing and Give-Away.
Takeback Rate: 0% by RTF precedence April 6, 2010 because of a lack of evidence for this phenomenon.
DNV KEMA, 2013, "2012-2013 Northwest Residential Lighting Market Tracking Study", for NEEA
http://neea.org/docs/default-source/reports/2012-2013-northwest-residential-lighting-market-tracking-study.pdf?sfvrsn=10
This report summarizes articles addressing this topic since 2010, and recommends a value of 5%. However, full references to the cited analyses are not provided in the report.
An additional data source on CFLs distributed by mail is: Research Into Action, 2010, "Lighting Program Assessment: Residential Direct Distribution - Final Report", prepared for BPA
http://www.bpa.gov/energy/n/reports/evaluation/pdf/Residential_CFL_Final.pdf
Expanded version of Table 3.3, provide by BPA to RTF on 9/19/2011
[6 empty] | Share of Sample |  | CFLS Shipped per household | Number of households | Customer request? | What was shipped? | Reported Installation |  |  |  | Installation Rate
[7 empty] | Utility |  |  |  |  | No Bulbs (Percent) | Some Bulbs | All Bulbs (Percent) | Average Number | Current¹ (Percent) | Projected² (Percent)
(Percent)
[6 empty] | 23% | 1 | 4 | 8200 | no | All standard twister | 4% | 13% | 79% | 3.6 | 90% | 100%
[6 empty] | 10% | 2 | 5 | 3400 | no | All standard twisters | 4% | 25% | 64% | 4 | 81% | 99%
[6 empty] | 20% | 3 | 5 | 7000 | no | All standard twisters | 3% | 23% | 70% | 4.2 | 84% | 97%
[6 empty] | 17% | 4 | 8 | 6100 | no | All standard twisters | 23% | 53% | 23% | 4.3 | 54% | 94%
[6 empty] | 10% | 5 | 12 | 3400 | no | 8 standard twister, 4 specialty | 23% | 57% | 17% | 4.7 | 39% | 83%
[6 empty] | 9% | 6 | 14 | 3200 | no | 8 twisters and 6 specialty | 20% | 60% | 20% | 6.3 | 45% | 85%
[6 empty] | 11% | 7 | 22 | 4000 | no | 10 twisters, 12 specialty. | 10% | 47% | 37% | 12.6 | 57% | 82%
[6 empty] | 100% | Weighted Average | 8.7 | 35300 |  |  | 14% | 44% | 39% | 5.3 | 60% | 89%
Savings and Lifetime Adjustments
(see "Lifetime" sheet for determination of lifetime extension due to storage)
Delivery Mechanism | Technology | Lookup | Removal | Takeback | Storage | Savings Adjustment | Lifetime Adjustment
Retail | Compact Fluorescent | RetailCompact Fluorescent | 2% | 0% | 24% | 74.48% | 109.1%
Direct Install | Compact Fluorescent | Direct InstallCompact Fluorescent | 2% | 0% | 0% | 98% | 100%
Mail by Request | Compact Fluorescent | Mail by RequestCompact Fluorescent | 2% | 0% | 24% | 74.48% | 109.1%
Unsolicited Mailing | Compact Fluorescent | Unsolicited MailingCompact Fluorescent | 2% | 0% | 24% | 74.48% | 109.1%
Give-Away | Compact Fluorescent | Give-AwayCompact Fluorescent | 2% | 0% | 24% | 74.48% | 109.1%
NEEA Socket Count | Compact Fluorescent | NEEA Socket CountCompact Fluorescent | 0% | 0% | 0% | 100% | 100%
Retail | LED | RetailLED | 2% | 0% | 0% | 98% | 100%
Direct Install | LED | Direct InstallLED | 2% | 0% | 0% | 98% | 100%
Mail by Request | LED | Mail by RequestLED | 2% | 0% | 0% | 98% | 100%
Unsolicited Mailing | LED | Unsolicited MailingLED | 2% | 0% | 24% | 74.48% | 109.1%
Give-Away | LED | Give-AwayLED | 2% | 0% | 24% | 74.48% | 109.1%
NEEA Socket Count | LED | NEEA Socket CountLED | 0% | 0% | 0% | 100% | 100%

## Stock
From Cadeo Group 3/25/15
based on NEEA shelf data collected Dec 2014/Jan 2015
Lumen category mapping
[11 empty] | RTF | Shelf data
[11 empty] | 250 to 664 lumens | 310-749
[11 empty] | 665 to 1439 lumens | 750-1049 | 1050-1489
[11 empty] | 1440 to 2600 lumens | 1490-2600
Average Watts per Lumen Bin
Application | 1490-2600 | 1050-1489 | 750-1049 | 310-749 | <310 Lumens | >2600 Lumens | 3-WAY | Not listed
General Purpose | 37 | 39 | 23 | 30 | 27 | 173 | 91 | 62 |  |  |  |  | RTF | NEEA Shelf
Globe and Decorative | 37 | 84 | 23 | 37 | 21 | 60 | NA | 21 |  |  | Lamp Type | Lumen Category | Lamp Wattage
Reflector | 92 | 40 | 31 | 38 | 30 | NA | NA | 85 |  |  | Decorative and Mini-Base | 250 to 664 lumens | 30.2936 | 37
[11 empty] | Decorative and Mini-Base | 665 to 1439 lumens | 49.9381 | 31.1003
Technology Mix by Lumen bin and Application: | [10 empty] | Decorative and Mini-Base | 1440 to 2600 lumens | 65.2883 | 37
[11 empty] | General Purpose and Dimmable | 250 to 664 lumens | 26.9902 | 30
General Purpose | [10 empty] | General Purpose and Dimmable | 665 to 1439 lumens | 31.9666 | 28.1085
Technology | 1490-2600 | 1050-1489 | 750-1049 | 310-749 | <310 LUMENS | >2600 LUMENS | 3-WAY | NOT LISTED | EISA Bins Average | Overall Average | General Purpose and Dimmable | 1440 to 2600 lumens | 55.044 | 37
CF | 62% | 38% | 52% | 15% | 6% | 15% | 11% | 19% | 39% | 35% | Globe | 250 to 664 lumens | 27.6284 | 37
H | 31% | 51% | 28% | 38% | 5% | 0% | 5% | 1% | 35% | 31% | Globe | 665 to 1439 lumens | 38.6932 | 31.1003
I | 2% | 6% | 7% | 35% | 81% | 85% | 82% | 67% | 15% | 25% | Globe | 1440 to 2600 lumens | 68.1473 | 37
L | 5% | 5% | 13% | 12% | 8% | 0% | 2% | 12% | 10% | 10% | Reflectors and Outdoor | 250 to 664 lumens | 35.0274 | 38
Total | 100% | 100% | 100% | 100% | 100% | 100% | 100% | 100% | 100% | 100% | Reflectors and Outdoor | 665 to 1439 lumens | 53.7406 | 33.8016
Globe and Decorative | [10 empty] | Reflectors and Outdoor | 1440 to 2600 lumens | 83.7562 | 92
Technology | 1490-2600 | 1050-1489 | 750-1049 | 310-749 | <310 LUMENS | >2600 LUMENS | NOT LISTED | EISA Bins Average | Overall Average |  | Three-Way | 250 to 664 lumens | 35.2195 | 91
CF | 81% | 23% | 36% | 9% | 2% | 100% | 1% | 12% | 6% |  | Three-Way | 665 to 1439 lumens | 55.4707 | 91
H | 10% | 0% | 59% | 5% | 0% | 0% | 1% | 9% | 4% |  | Three-Way | 1440 to 2600 lumens | 113.196 | 91
I | 9% | 77% | 5% | 70% | 86% | 0% | 94% | 65% | 79%
L | 0% | 0% | 0% | 16% | 12% | 0% | 4% | 14% | 11%
Grand Total | 100% | 100% | 100% | 100% | 100% | 100% | 100% | 100%
Reflector
Technology | 1490-2600 | 1050-1489 | 750-1049 | 310-749 | <310 LUMENS | NOT LISTED | EISA Bins Average | Overall Average
CF | 0% | 26% | 22% | 11% | 0% | 0% | 15% | 12%
H | 86% | 42% | 11% | 25% | 37% | 32% | 27% | 28%
I | 13% | 3% | 12% | 50% | 53% | 68% | 31% | 37%
L | 1% | 29% | 54% | 15% | 10% | 1% | 27% | 23%
Grand Total | 100% | 100% | 100% | 100% | 100% | 100% | 100% | 100%
Row Labels | Globe and Decorative | General Purpose | Reflector | Total |  |  | Globe and Decorative | General Purpose | Reflector
1490-2600 lumens | 0.37% | 15.98% | 4.43% | 9.18%
1050-1489 lumens | 0.49% | 13.1% | 10.45% | 8.84% |  | 1050-1489 lumens | 13.28% | 31.93% | 31.13%
750-1049 lumens | 3.2% | 27.93% | 23.12% | 19.64% |  | 750-1049 lumens | 86.72% | 68.07% | 68.87%
310-749 lumens | 37.47% | 27.87% | 42.16% | 33.36%
<310 lumens | 32.17% | 4.29% | 7.31% | 13.19%
>2600 lumens | 0.04% | 1.93% | 0% | 1.01%
3-WAY | 0% | 4.36% | 0% | 2.25%
NOT LISTED | 26.26% | 4.56% | 12.53% | 12.52%
Total | 100% | 100% | 100% | 100%