## Bulb Weighting
Bulb Type | Lamp Weight | per bulb savings
LEDDecorative and Mini-Base250 to 664 lumensANY | 8.108% | 14.5863
LEDDecorative and Mini-Base665 to 1439 lumensANY | 2.224% | 26.4211
LEDDecorative and Mini-Base1440 to 2600 lumensANY | 0.04369% | 22.9654
LEDGeneral Purpose and Dimmable250 to 664 lumensANY | 6.771% | 1.7869
LEDGeneral Purpose and Dimmable665 to 1439 lumensANY | 52.25% | 6.9745
LEDGeneral Purpose and Dimmable1440 to 2600 lumensANY | 5.209% | 13.0316
LEDGlobe250 to 664 lumensANY | 4.452% | 9.5276
LEDGlobe665 to 1439 lumensANY | 2.715% | 13.2842
LEDGlobe1440 to 2600 lumensANY | 0.2046% | 31.0473
LEDReflectors and Outdoor250 to 664 lumensANY | 1.416% | 17.8346
LEDReflectors and Outdoor665 to 1439 lumensANY | 14.31% | 30.7603
LEDReflectors and Outdoor1440 to 2600 lumensANY | 1.176% | 70.6358
LEDThree-Way250 to 664 lumensANY | 0.01845% | 15.9669
LEDThree-Way665 to 1439 lumensANY | 0.2278% | 27.7681
LEDThree-Way1440 to 2600 lumensANY | 0.8807% | 60.3682
| 100% | 13.1547

## Trend
Cost and efficicacy trends from PNNL paper. |  |  |  | SSL Trend Analysis 2013 Tuenge
|  | Efficacy | Cost
| 2014 | 100% | 100%
| 2015 | 106.6% | 76.6%
| 2016 | 113.2% | 59.57%
| 2017 | 118.4% | 46.81%
|  | Efficacy | Cost
| 2014 | 76 | 11.4 | from RTF workbook
| 2015 | 81 | 8.7319 | based on PNL work
| 2016 | 86 | 6.7915 | based on PNL work
| 2017 | 90 | 5.3362 | based on PNL work
| 2018 | 90 | 5.3362
| 2019 | 90 | 5.3362
| 2020 | 90 | 5.3362

## Measure Assembly
| Delivery Mechanism | Measure | Lamp Type | Lumen
| Retail | LED | Decorative and Mini-Base | 250 to 664 lumens
|  | Compact Fluorescent | General Purpose and Dimmable | 665 to 1439 lumens
|  |  | Globe | 1440 to 2600 lumens
Reflectors and Outdoor
Three-Way
| 1 | 2 | 5 | 3
| 30 | 30 | 15 | 3 | [11 empty] | Baseline |  |  | Efficient |  |  |  |  | Storage/Takeback/Removal |  | HVAC |  | Electric Savings |  |  |  |  | Gas Savings | Input Data | [7 empty] | Periodic Replacement Costs and Savings and Replacement Period | [5 empty] | Gas Inputs
Index |  |  |  |  | Delivery Mechanism | Efficient Technology | Lamp Type | Lumen Category | Room Type | Baseline Lookup Name | Efficient Lookup Name | Full Measure Name | HOU | Conditioned % | Lumens | Watts | Cost (2012$) | Lifetime (years) | Efficacy | Watts | Cost | Lifetime (Hours) | Lifetime (years) | Savings Adjustment | Lifetime Adjustment | Electric Adjustment | Gas (therms per kWh) | UEC baseline (kWh) | UEC efficient (kWh) | Savings - before adjustments (kWh) | Savings - adjusted for Storage/Takeback/Removal (kWh) | Savings - adjusted for HVAC (kWh) | Gas Savings (therms) | Category Name | Measure Name | Savings (kwh/yr) | Life (yrs) | Capital Cost | Annual O&M | Shape Pointer | Non-E Val ($/yr) | Cost 1 ($) | Period 1 | Cost 2 ($) | Period 2 | Cost 3 ($) | Period 3 | Savings (therms/yr) | Shape Pointer
1 | 1 | 1 | 1 | 1 | Retail | LED | Decorative and Mini-Base | 250 to 664 lumens | ANY | Decorative and Mini-Base250 to 664 lumens | LEDDecorative and Mini-Base250 to 664 lumens | RetailLEDDecorative and Mini-Base250 to 664 lumensANY | 1.7917 | 0.9504 | 416.6032 | 37 | 1.6402 | 1.7836 | 62.517 | 6.6638 | 9.9589 | 28708.4233 | 12 | 98% | 100% | 81.28% | 0.0095436 | 24.2134 | 4.3609 | 19.8524 | 19.4554 | 15.8131 | -0.18567 | RetailLEDDecorative and Mini-Base250 to 664 lumensANY | RetailLEDDecorative and Mini-Base250 to 664 lumensANY | 15.8131 | 12 | 8.3187 | 0 | ResLIGHT | 0 | -1.6402 | 1.7836 |  |  |  |  | -0.18567 | ResSHWX
2 | 1 | 1 | 1 | 2 | Retail | LED | Decorative and Mini-Base | 665 to 1439 lumens | ANY | Decorative and Mini-Base665 to 1439 lumens | LEDDecorative and Mini-Base665 to 1439 lumens | RetailLEDDecorative and Mini-Base665 to 1439 lumensANY | 1.879 | 0.91018 | 857.4363 | 31.1003 | 2.3573 | 1.7864 | 90.0886 | 9.5177 | 17.8273 | 28708.4233 | 12 | 98% | 100% | 82.07% | 0.0091397 | 21.3437 | 6.5319 | 14.8118 | 14.5156 | 11.9131 | -0.13267 | RetailLEDDecorative and Mini-Base665 to 1439 lumensANY | RetailLEDDecorative and Mini-Base665 to 1439 lumensANY | 11.9131 | 12 | 15.47 | 0 | ResLIGHT | 0 | -2.3573 | 1.7864 |  |  |  |  | -0.13267 | ResSHWX
3 | 1 | 1 | 1 | 3 | Retail | LED | Decorative and Mini-Base | 1440 to 2600 lumens | ANY | Decorative and Mini-Base1440 to 2600 lumens | LEDDecorative and Mini-Base1440 to 2600 lumens | RetailLEDDecorative and Mini-Base1440 to 2600 lumensANY | 1.6305 | 0.92758 | 2095.7288 | 37 | 2.572 | 4.4345 | 85.0837 | 24.6314 | 43.384 | 28708.4233 | 12 | 98% | 100% | 81.73% | 0.0093145 | 22.0351 | 14.6691 | 7.366 | 7.2187 | 5.8997 | -0.067238 | RetailLEDDecorative and Mini-Base1440 to 2600 lumensANY | RetailLEDDecorative and Mini-Base1440 to 2600 lumensANY | 5.8997 | 12 | 40.812 | 0 | ResLIGHT | 0 | -2.572 | 4.4345 |  |  |  |  | -0.067238 | ResSHWX
4 | 1 | 1 | 2 | 1 | Retail | LED | General Purpose and Dimmable | 250 to 664 lumens | ANY | General Purpose and Dimmable250 to 664 lumens | LEDGeneral Purpose and Dimmable250 to 664 lumens | RetailLEDGeneral Purpose and Dimmable250 to 664 lumensANY | 1.7465 | 0.91416 | 473.9897 | 10.5331 | 2.1592 | 8.5398 | 62.4555 | 7.5892 | 4.9794 | 28708.4233 | 12 | 98% | 100% | 81.99% | 0.0091797 | 6.7192 | 4.8413 | 1.8779 | 1.8404 | 1.509 | -0.016894 | RetailLEDGeneral Purpose and Dimmable250 to 664 lumensANY | RetailLEDGeneral Purpose and Dimmable250 to 664 lumensANY | 1.509 | 12 | 2.8202 | 0 | ResLIGHT | 0 | -2.1592 | 8.5398 |  |  |  |  | -0.016894 | ResSHWX
5 | 1 | 1 | 2 | 2 | Retail | LED | General Purpose and Dimmable | 665 to 1439 lumens | ANY | General Purpose and Dimmable665 to 1439 lumens | LEDGeneral Purpose and Dimmable665 to 1439 lumens | RetailLEDGeneral Purpose and Dimmable665 to 1439 lumensANY | 1.8774 | 0.85792 | 949.2054 | 21.0935 | 1.4523 | 7.9446 | 90 | 10.5467 | 8.9137 | 28708.4233 | 12 | 98% | 100% | 83.1% | 0.0086149 | 14.4639 | 7.232 | 7.232 | 7.0873 | 5.8896 | -0.061057 | RetailLEDGeneral Purpose and Dimmable665 to 1439 lumensANY | RetailLEDGeneral Purpose and Dimmable665 to 1439 lumensANY | 5.8896 | 12 | 7.4614 | 0 | ResLIGHT | 0 | -1.4523 | 7.9446 |  |  |  |  | -0.061057 | ResSHWX
6 | 1 | 1 | 2 | 3 | Retail | LED | General Purpose and Dimmable | 1440 to 2600 lumens | ANY | General Purpose and Dimmable1440 to 2600 lumens | LEDGeneral Purpose and Dimmable1440 to 2600 lumens | RetailLEDGeneral Purpose and Dimmable1440 to 2600 lumensANY | 1.9919 | 0.78917 | 1747.5999 | 38.8356 | 1.8911 | 7.4879 | 85 | 20.56 | 21.692 | 28708.4233 | 12 | 98% | 100% | 84.45% | 0.0079246 | 28.2538 | 14.9579 | 13.2959 | 13.03 | 11.0044 | -0.10326 | RetailLEDGeneral Purpose and Dimmable1440 to 2600 lumensANY | RetailLEDGeneral Purpose and Dimmable1440 to 2600 lumensANY | 11.0044 | 12 | 19.8009 | 0 | ResLIGHT | 0 | -1.8911 | 7.4879 |  |  |  |  | -0.10326 | ResSHWX
7 | 1 | 1 | 3 | 1 | Retail | LED | Globe | 250 to 664 lumens | ANY | Globe250 to 664 lumens | LEDGlobe250 to 664 lumens | RetailLEDGlobe250 to 664 lumensANY | 1.3853 | 0.99303 | 474.2845 | 37 | 2.1738 | 2.2409 | 63.5979 | 7.4576 | 6.5889 | 28708.4233 | 12 | 98% | 100% | 80.44% | 0.0099716 | 18.7215 | 3.7734 | 14.9481 | 14.6491 | 11.7836 | -0.14608 | RetailLEDGlobe250 to 664 lumensANY | RetailLEDGlobe250 to 664 lumensANY | 11.7836 | 12 | 4.4152 | 0 | ResLIGHT | 0 | -2.1738 | 2.2409 |  |  |  |  | -0.14608 | ResSHWX
8 | 1 | 1 | 3 | 2 | Retail | LED | Globe | 665 to 1439 lumens | ANY | Globe665 to 1439 lumens | LEDGlobe665 to 1439 lumens | RetailLEDGlobe665 to 1439 lumensANY | 1.4133 | 0.97668 | 854.0139 | 31.1003 | 4.7456 | 2.7621 | 76 | 11.237 | 8.9137 | 28708.4233 | 12 | 98% | 100% | 80.76% | 0.0098075 | 16.0547 | 5.8008 | 10.2539 | 10.0488 | 8.1155 | -0.098554 | RetailLEDGlobe665 to 1439 lumensANY | RetailLEDGlobe665 to 1439 lumensANY | 8.1155 | 12 | 4.1681 | 0 | ResLIGHT | 0 | -4.7456 | 2.7621 |  |  |  |  | -0.098554 | ResSHWX
9 | 1 | 1 | 3 | 3 | Retail | LED | Globe | 1440 to 2600 lumens | ANY | Globe1440 to 2600 lumens | LEDGlobe1440 to 2600 lumens | RetailLEDGlobe1440 to 2600 lumensANY | 1.8779 | 0.84855 | 1845.0029 | 37 | 5.4627 | 2.0492 | 86.5548 | 21.316 | 21.692 | 28708.4233 | 12 | 98% | 100% | 83.29% | 0.0085208 | 25.3786 | 14.6208 | 10.7578 | 10.5426 | 8.7804 | -0.089832 | RetailLEDGlobe1440 to 2600 lumensANY | RetailLEDGlobe1440 to 2600 lumensANY | 8.7804 | 12 | 16.2293 | 0 | ResLIGHT | 0 | -5.4627 | 2.0492 |  |  |  |  | -0.089832 | ResSHWX
10 | 1 | 1 | 4 | 1 | Retail | LED | Reflectors and Outdoor | 250 to 664 lumens | ANY | Reflectors and Outdoor250 to 664 lumens | LEDReflectors and Outdoor250 to 664 lumens | RetailLEDReflectors and Outdoor250 to 664 lumensANY | 1.9507 | 0.94623 | 479.7317 | 38 | 4.635 | 2.1003 | 56.3259 | 8.5171 | 21.1954 | 28708.4233 | 12 | 98% | 100% | 81.36% | 0.0095017 | 27.0745 | 6.0683 | 21.0062 | 20.586 | 16.749 | -0.1956 | RetailLEDReflectors and Outdoor250 to 664 lumensANY | RetailLEDReflectors and Outdoor250 to 664 lumensANY | 16.749 | 12 | 16.5604 | 0 | ResLIGHT | 0 | -4.635 | 2.1003 |  |  |  |  | -0.1956 | ResSHWX
11 | 1 | 1 | 4 | 2 | Retail | LED | Reflectors and Outdoor | 665 to 1439 lumens | ANY | Reflectors and Outdoor665 to 1439 lumens | LEDReflectors and Outdoor665 to 1439 lumens | RetailLEDReflectors and Outdoor665 to 1439 lumensANY | 2.2113 | 0.82932 | 972.5545 | 33.8016 | 6.0026 | 2.7606 | 67 | 14.5157 | 17.9355 | 28708.4233 | 12 | 98% | 100% | 83.66% | 0.0083278 | 27.3008 | 11.724 | 15.5768 | 15.2652 | 12.7715 | -0.12713 | RetailLEDReflectors and Outdoor665 to 1439 lumensANY | RetailLEDReflectors and Outdoor665 to 1439 lumensANY | 12.7715 | 12 | 11.9329 | 0 | ResLIGHT | 0 | -6.0026 | 2.7606 |  |  |  |  | -0.12713 | ResSHWX
12 | 1 | 1 | 4 | 3 | Retail | LED | Reflectors and Outdoor | 1440 to 2600 lumens | ANY | Reflectors and Outdoor1440 to 2600 lumens | LEDReflectors and Outdoor1440 to 2600 lumens | RetailLEDReflectors and Outdoor1440 to 2600 lumensANY | 3.1412 | 0.29852 | 1835.2728 | 92 | 6.8379 | 1.8152 | 67 | 27.3921 | 32.538 | 28708.4233 | 12 | 98% | 100% | 94.12% | 0.0029976 | 105.554 | 31.4277 | 74.1263 | 72.6438 | 68.3721 | -0.21776 | RetailLEDReflectors and Outdoor1440 to 2600 lumensANY | RetailLEDReflectors and Outdoor1440 to 2600 lumensANY | 68.3721 | 12 | 25.7001 | 0 | ResLIGHT | 0 | -6.8379 | 1.8152 |  |  |  |  | -0.21776 | ResSHWX
13 | 1 | 1 | 5 | 1 | Retail | LED | Three-Way | 250 to 664 lumens | ANY | Three-Way250 to 664 lumens | LEDThree-Way250 to 664 lumens | RetailLEDThree-Way250 to 664 lumensANY | 1.6417 | 1 | 415.0645 | 91 | 2.5086 | 1.9665 | 62.4555 | 6.6458 | 21.1954 | 28708.4233 | 12 | 98% | 100% | 80.3% | 0.010042 | 54.5654 | 3.9849 | 50.5804 | 49.5688 | 39.8046 | -0.49775 | RetailLEDThree-Way250 to 664 lumensANY | RetailLEDThree-Way250 to 664 lumensANY | 39.8046 | 12 | 18.6868 | 0 | ResLIGHT | 0 | -2.5086 | 1.9665 |  |  |  |  | -0.49775 | ResSHWX
14 | 1 | 1 | 5 | 2 | Retail | LED | Three-Way | 665 to 1439 lumens | ANY | Three-Way665 to 1439 lumens | LEDThree-Way665 to 1439 lumens | RetailLEDThree-Way665 to 1439 lumensANY | 1.9013 | 0.99779 | 1132.841 | 91 | 6.0204 | 3.7099 | 90 | 12.5871 | 17.9355 | 28708.4233 | 12 | 98% | 100% | 80.35% | 0.010019 | 63.1949 | 8.7411 | 54.4538 | 53.3647 | 42.8759 | -0.53469 | RetailLEDThree-Way665 to 1439 lumensANY | RetailLEDThree-Way665 to 1439 lumensANY | 42.8759 | 12 | 11.915 | 0 | ResLIGHT | 0 | -6.0204 | 3.7099 |  |  |  |  | -0.53469 | ResSHWX
15 | 1 | 1 | 5 | 3 | Retail | LED | Three-Way | 1440 to 2600 lumens | ANY | Three-Way1440 to 2600 lumens | LEDThree-Way1440 to 2600 lumens | RetailLEDThree-Way1440 to 2600 lumensANY | 1.9748 | 0.99652 | 1994.6303 | 91 | 5.8124 | 1.7653 | 85 | 23.4662 | 32.538 | 28708.4233 | 12 | 98% | 100% | 80.37% | 0.010007 | 65.6392 | 16.9264 | 48.7128 | 47.7385 | 38.3675 | -0.47771 | RetailLEDThree-Way1440 to 2600 lumensANY | RetailLEDThree-Way1440 to 2600 lumensANY | 38.3675 | 12 | 26.7256 | 0 | ResLIGHT | 0 | -5.8124 | 1.7653 |  |  |  |  | -0.47771 | ResSHWX
1 | 1 | 1 | 1 | 1 | Retail | LED | Decorative and Mini-Base | 250 to 664 lumens | ANY | Decorative and Mini-Base250 to 664 lumens | LEDDecorative and Mini-Base250 to 664 lumens | RetailLEDDecorative and Mini-Base250 to 664 lumensANY | 1.6917 | 0.9504 | 416.6032 | 37 | 1.6402 | 1.7836 | 62.517 | 6.6638 | 9.9589 | 28708.4233 | 12 | 98% | 100% | 81.28% | 0.0095436 | 22.8619 | 4.1175 | 18.7444 | 18.3695 | 14.9305 | -0.17531 | RetailLEDDecorative and Mini-Base250 to 664 lumensANY | RetailLEDDecorative and Mini-Base250 to 664 lumensANY | 14.9305 | 12 | 8.3187 | 0 | ResLIGHT | 0 | -1.6402 | 1.7836 |  |  |  |  | -0.17531 | ResSHWX
2 | 1 | 1 | 1 | 2 | Retail | LED | Decorative and Mini-Base | 665 to 1439 lumens | ANY | Decorative and Mini-Base665 to 1439 lumens | LEDDecorative and Mini-Base665 to 1439 lumens | RetailLEDDecorative and Mini-Base665 to 1439 lumensANY | 1.779 | 0.91018 | 857.4363 | 31.1003 | 2.3573 | 1.7864 | 90.0886 | 9.5177 | 17.8273 | 28708.4233 | 12 | 98% | 100% | 82.07% | 0.0091397 | 20.2078 | 6.1842 | 14.0235 | 13.7431 | 11.2791 | -0.12561 | RetailLEDDecorative and Mini-Base665 to 1439 lumensANY | RetailLEDDecorative and Mini-Base665 to 1439 lumensANY | 11.2791 | 12 | 15.47 | 0 | ResLIGHT | 0 | -2.3573 | 1.7864 |  |  |  |  | -0.12561 | ResSHWX
3 | 1 | 1 | 1 | 3 | Retail | LED | Decorative and Mini-Base | 1440 to 2600 lumens | ANY | Decorative and Mini-Base1440 to 2600 lumens | LEDDecorative and Mini-Base1440 to 2600 lumens | RetailLEDDecorative and Mini-Base1440 to 2600 lumensANY | 1.5305 | 0.92758 | 2095.7288 | 37 | 2.572 | 4.4345 | 85.0837 | 24.6314 | 43.384 | 28708.4233 | 12 | 98% | 100% | 81.73% | 0.0093145 | 20.6837 | 13.7694 | 6.9143 | 6.776 | 5.5379 | -0.063115 | RetailLEDDecorative and Mini-Base1440 to 2600 lumensANY | RetailLEDDecorative and Mini-Base1440 to 2600 lumensANY | 5.5379 | 12 | 40.812 | 0 | ResLIGHT | 0 | -2.572 | 4.4345 |  |  |  |  | -0.063115 | ResSHWX
4 | 1 | 1 | 2 | 1 | Retail | LED | General Purpose and Dimmable | 250 to 664 lumens | ANY | General Purpose and Dimmable250 to 664 lumens | LEDGeneral Purpose and Dimmable250 to 664 lumens | RetailLEDGeneral Purpose and Dimmable250 to 664 lumensANY | 1.6465 | 0.91416 | 473.9897 | 10.5331 | 2.1592 | 9.0584 | 62.4555 | 7.5892 | 4.9794 | 28708.4233 | 12 | 98% | 100% | 81.99% | 0.0091797 | 6.3345 | 4.5641 | 1.7704 | 1.735 | 1.4226 | -0.015927 | RetailLEDGeneral Purpose and Dimmable250 to 664 lumensANY | RetailLEDGeneral Purpose and Dimmable250 to 664 lumensANY | 1.4226 | 12 | 2.8202 | 0 | ResLIGHT | 0 | -2.1592 | 9.0584 |  |  |  |  | -0.015927 | ResSHWX
5 | 1 | 1 | 2 | 2 | Retail | LED | General Purpose and Dimmable | 665 to 1439 lumens | ANY | General Purpose and Dimmable665 to 1439 lumens | LEDGeneral Purpose and Dimmable665 to 1439 lumens | RetailLEDGeneral Purpose and Dimmable665 to 1439 lumensANY | 1.7774 | 0.85792 | 949.2054 | 21.0935 | 1.4523 | 8.3915 | 90 | 10.5467 | 8.9137 | 28708.4233 | 12 | 98% | 100% | 83.1% | 0.0086149 | 13.6935 | 6.8467 | 6.8467 | 6.7098 | 5.5759 | -0.057805 | RetailLEDGeneral Purpose and Dimmable665 to 1439 lumensANY | RetailLEDGeneral Purpose and Dimmable665 to 1439 lumensANY | 5.5759 | 12 | 7.4614 | 0 | ResLIGHT | 0 | -1.4523 | 8.3915 |  |  |  |  | -0.057805 | ResSHWX
6 | 1 | 1 | 2 | 3 | Retail | LED | General Purpose and Dimmable | 1440 to 2600 lumens | ANY | General Purpose and Dimmable1440 to 2600 lumens | LEDGeneral Purpose and Dimmable1440 to 2600 lumens | RetailLEDGeneral Purpose and Dimmable1440 to 2600 lumensANY | 1.8919 | 0.78917 | 1747.5999 | 38.8356 | 1.8911 | 7.8837 | 85 | 20.56 | 21.692 | 28708.4233 | 12 | 98% | 100% | 84.45% | 0.0079246 | 26.8354 | 14.207 | 12.6284 | 12.3758 | 10.452 | -0.098073 | RetailLEDGeneral Purpose and Dimmable1440 to 2600 lumensANY | RetailLEDGeneral Purpose and Dimmable1440 to 2600 lumensANY | 10.452 | 12 | 19.8009 | 0 | ResLIGHT | 0 | -1.8911 | 7.8837 |  |  |  |  | -0.098073 | ResSHWX
7 | 1 | 1 | 3 | 1 | Retail | LED | Globe | 250 to 664 lumens | ANY | Globe250 to 664 lumens | LEDGlobe250 to 664 lumens | RetailLEDGlobe250 to 664 lumensANY | 1.2853 | 0.99303 | 474.2845 | 37 | 2.1738 | 2.2409 | 63.5979 | 7.4576 | 6.5889 | 28708.4233 | 12 | 98% | 100% | 80.44% | 0.0099716 | 17.3701 | 3.501 | 13.869 | 13.5916 | 10.933 | -0.13553 | RetailLEDGlobe250 to 664 lumensANY | RetailLEDGlobe250 to 664 lumensANY | 10.933 | 12 | 4.4152 | 0 | ResLIGHT | 0 | -2.1738 | 2.2409 |  |  |  |  | -0.13553 | ResSHWX
8 | 1 | 1 | 3 | 2 | Retail | LED | Globe | 665 to 1439 lumens | ANY | Globe665 to 1439 lumens | LEDGlobe665 to 1439 lumens | RetailLEDGlobe665 to 1439 lumensANY | 1.3133 | 0.97668 | 854.0139 | 31.1003 | 4.7456 | 2.7621 | 76 | 11.237 | 8.9137 | 28708.4233 | 12 | 98% | 100% | 80.76% | 0.0098075 | 14.9188 | 5.3904 | 9.5284 | 9.3378 | 7.5413 | -0.091581 | RetailLEDGlobe665 to 1439 lumensANY | RetailLEDGlobe665 to 1439 lumensANY | 7.5413 | 12 | 4.1681 | 0 | ResLIGHT | 0 | -4.7456 | 2.7621 |  |  |  |  | -0.091581 | ResSHWX
9 | 1 | 1 | 3 | 3 | Retail | LED | Globe | 1440 to 2600 lumens | ANY | Globe1440 to 2600 lumens | LEDGlobe1440 to 2600 lumens | RetailLEDGlobe1440 to 2600 lumensANY | 1.7779 | 0.84855 | 1845.0029 | 37 | 5.4627 | 2.0492 | 86.5548 | 21.316 | 21.692 | 28708.4233 | 12 | 98% | 100% | 83.29% | 0.0085208 | 24.0272 | 13.8423 | 10.1849 | 9.9812 | 8.3129 | -0.085048 | RetailLEDGlobe1440 to 2600 lumensANY | RetailLEDGlobe1440 to 2600 lumensANY | 8.3129 | 12 | 16.2293 | 0 | ResLIGHT | 0 | -5.4627 | 2.0492 |  |  |  |  | -0.085048 | ResSHWX
10 | 1 | 1 | 4 | 1 | Retail | LED | Reflectors and Outdoor | 250 to 664 lumens | ANY | Reflectors and Outdoor250 to 664 lumens | LEDReflectors and Outdoor250 to 664 lumens | RetailLEDReflectors and Outdoor250 to 664 lumensANY | 1.8507 | 0.94623 | 479.7317 | 38 | 4.635 | 2.1003 | 56.3259 | 8.5171 | 21.1954 | 28708.4233 | 12 | 98% | 100% | 81.36% | 0.0095017 | 25.6865 | 5.7572 | 19.9293 | 19.5307 | 15.8904 | -0.18557 | RetailLEDReflectors and Outdoor250 to 664 lumensANY | RetailLEDReflectors and Outdoor250 to 664 lumensANY | 15.8904 | 12 | 16.5604 | 0 | ResLIGHT | 0 | -4.635 | 2.1003 |  |  |  |  | -0.18557 | ResSHWX
11 | 1 | 1 | 4 | 2 | Retail | LED | Reflectors and Outdoor | 665 to 1439 lumens | ANY | Reflectors and Outdoor665 to 1439 lumens | LEDReflectors and Outdoor665 to 1439 lumens | RetailLEDReflectors and Outdoor665 to 1439 lumensANY | 2.1113 | 0.82932 | 972.5545 | 33.8016 | 6.0026 | 2.7606 | 67 | 14.5157 | 17.9355 | 28708.4233 | 12 | 98% | 100% | 83.66% | 0.0083278 | 26.0662 | 11.1938 | 14.8723 | 14.5749 | 12.1939 | -0.12138 | RetailLEDReflectors and Outdoor665 to 1439 lumensANY | RetailLEDReflectors and Outdoor665 to 1439 lumensANY | 12.1939 | 12 | 11.9329 | 0 | ResLIGHT | 0 | -6.0026 | 2.7606 |  |  |  |  | -0.12138 | ResSHWX
12 | 1 | 1 | 4 | 3 | Retail | LED | Reflectors and Outdoor | 1440 to 2600 lumens | ANY | Reflectors and Outdoor1440 to 2600 lumens | LEDReflectors and Outdoor1440 to 2600 lumens | RetailLEDReflectors and Outdoor1440 to 2600 lumensANY | 3.0412 | 0.29852 | 1835.2728 | 92 | 6.8379 | 1.8152 | 67 | 27.3921 | 32.538 | 28708.4233 | 12 | 98% | 100% | 94.12% | 0.0029976 | 102.1937 | 30.4272 | 71.7665 | 70.3312 | 66.1955 | -0.21083 | RetailLEDReflectors and Outdoor1440 to 2600 lumensANY | RetailLEDReflectors and Outdoor1440 to 2600 lumensANY | 66.1955 | 12 | 25.7001 | 0 | ResLIGHT | 0 | -6.8379 | 1.8152 |  |  |  |  | -0.21083 | ResSHWX
13 | 1 | 1 | 5 | 1 | Retail | LED | Three-Way | 250 to 664 lumens | ANY | Three-Way250 to 664 lumens | LEDThree-Way250 to 664 lumens | RetailLEDThree-Way250 to 664 lumensANY | 1.5417 | 1 | 415.0645 | 91 | 2.5086 | 1.9665 | 62.4555 | 6.6458 | 21.1954 | 28708.4233 | 12 | 98% | 100% | 80.3% | 0.010042 | 51.2416 | 3.7422 | 47.4994 | 46.5494 | 37.3799 | -0.46743 | RetailLEDThree-Way250 to 664 lumensANY | RetailLEDThree-Way250 to 664 lumensANY | 37.3799 | 12 | 18.6868 | 0 | ResLIGHT | 0 | -2.5086 | 1.9665 |  |  |  |  | -0.46743 | ResSHWX
14 | 1 | 1 | 5 | 2 | Retail | LED | Three-Way | 665 to 1439 lumens | ANY | Three-Way665 to 1439 lumens | LEDThree-Way665 to 1439 lumens | RetailLEDThree-Way665 to 1439 lumensANY | 1.8013 | 0.99779 | 1132.841 | 91 | 6.0204 | 3.7099 | 90 | 12.5871 | 17.9355 | 28708.4233 | 12 | 98% | 100% | 80.35% | 0.010019 | 59.8711 | 8.2814 | 51.5898 | 50.558 | 40.6209 | -0.50656 | RetailLEDThree-Way665 to 1439 lumensANY | RetailLEDThree-Way665 to 1439 lumensANY | 40.6209 | 12 | 11.915 | 0 | ResLIGHT | 0 | -6.0204 | 3.7099 |  |  |  |  | -0.50656 | ResSHWX
15 | 1 | 1 | 5 | 3 | Retail | LED | Three-Way | 1440 to 2600 lumens | ANY | Three-Way1440 to 2600 lumens | LEDThree-Way1440 to 2600 lumens | RetailLEDThree-Way1440 to 2600 lumensANY | 1.8748 | 0.99652 | 1994.6303 | 91 | 5.8124 | 1.7653 | 85 | 23.4662 | 32.538 | 28708.4233 | 12 | 98% | 100% | 80.37% | 0.010007 | 62.3154 | 16.0693 | 46.2461 | 45.3212 | 36.4247 | -0.45352 | RetailLEDThree-Way1440 to 2600 lumensANY | RetailLEDThree-Way1440 to 2600 lumensANY | 36.4247 | 12 | 26.7256 | 0 | ResLIGHT | 0 | -5.8124 | 1.7653 |  |  |  |  | -0.45352 | ResSHWX
Note on AZ8: :ProCost Periodic replacement costs and savings of the measure. These are costs and savings that occur periodically, but at different periods than annually. Can be positive or negative. Periodic replacement costs for both the measure and the baseline measure should be included if applicable. ProCost can analyze these costs in two ways dependent on the 'Repeat Periodic Replacement' switch in the ProData page. When set to 'On', ProCost repeats replacement costs for multiple times over the life of a measure depending on the input period and measure life. For example fluorescent lamps may have a 4-year replacement cycle that repeats 3 times in a 15-year measure life. When set to 'Off', ProCost reads the period as the year after installation that the replacement cost occurs and does not subsequently reinstall or repeat the replacement costs. For example a compressor may be replaced only once in the life of a heat-pump system. Example: A new fluorescent lighting systems may have a measure life of 15 years, and a lamp life of five years. Two lamps per fixture must be replaced at years 6 and 11. Lamp and labor costs, expressed as positive costs, are entered as a cost and the period would be entered as 5. The baseline measure may have a four year lamp life and would have required a three-lamp replacement at years 5, 9 and 13. Lamp and labor replacement costs would be entered as annual savings in dollars with a 4-year period. ProCost determines the net present value of the two cost streams.
Note on BF8: :ProCost If the measure has gas savings for increases, enter the annual savings and shape of the savings here. Example: Clothes washer saves electric motor and dryer energy and gas water heat.
Note on T9: Tina Jayaweera: If General Purpose, use 45 lm/W baseline. Else use current assumption
Note on U9: Tina Jayaweera: Use CFL cost for general purpose, else use rbsa measure mix
Note on V9: Tina Jayaweera: For general purpose, use CFL baseline
Note on AR9: :ProCost Category for the measure. Individual measures can be grouped into categories. ProCost output is reported by measure and by category. All measures must belong to at least one category. Category name can be the same as measure name. Example: Measures can be combined into one category if they have components with different load shapes or measure lives. On wash machines there may be one load shape for the electric motor savings component, a second load shape for the electric water heat savings component and a third shape for electric dryer savings component.
Note on AS9: :ProCost Name of Measure. User-defined. For PTR measures, defined naming conventions apply.
Note on AT9: :ProCost Annual electric savings for the measure in kWh at the site. May be positive, negative or zero. Savings are incremental to the baseline alternative.
Note on AU9: :ProCost Physical life of the measure in years. Must be >=1.
Note on AV9: :ProCost Initial cost to install the measure in dollars. Costs are incremental to the baseline alternative. Dollars must be denominated in the same year as 'Input Cost Reference Year' input on the ProData page.
Note on AW9: :ProCost Annual operations and maintenance cost for the measure in dollars. Must be incremental cost over the baseline alternative. May be positive, negative or zero. Dollars must be denominated in the same year as 'Input Cost Reference Year' input on the ProData page. O&M costs are entered as positive values. Negative values represent O&M savings compared to the baseline alternative. Example: Annualized maintenance cost for a heat pump heating system compared to a baseline electric resistance heating system.
Note on AX9: :ProCost Name of the pointer to the shape of the savings. The shapes represent the daily and monthly shape of the savings in four time segments for each month of the year. Shape of the savings is relative to the baseline alternative. These shapes are in the MC_AND_Loadshape file.
Note on AY9: :ProCost Annual value of any non-energy benefits of the measure, relative to the baseline alternative. Expressed in dollars per year and denominated in dollars of the 'Cost Reference Year'. Positive value represents dollar savings. Negative value represents dollar cost. Example: Water, detergent and sewer savings from efficient clothes washer.
Note on AZ9: : Cost in dollars that is incurred for Period 1. Positive value if cost. Negative value if savings. Dollars must be denominated in the same year as 'Input Cost Reference Year' input on the ProData page.
Note on BA9: :ProCost Duration of Period1. The time at which Period 1 costs, or savings, occur. In years.
Note on BB9: : Cost in dollars that is incurred for Period 2 Positive value if cost. Negative value if savings. Dollars must be denominated in the same year as 'Input Cost Reference Year' input on the ProData page.
Note on BC9: :ProCost Duration of Period 2. The time at which Period 2 costs, or savings, occur. In years.
Note on BD9: : Cost in dollars that is incurred for Period 3. Positive value if cost. Negative value if savings. Dollars must be denominated in the same year as 'Input Cost Reference Year' input on the ProData page.
Note on BE9: :ProCost Duration of Period 3. The time at which Period 3 costs, or savings, occur. In years.
Note on BF9: : Annual gas savings, or increases, in therms.
Note on BG9: :ProCost Name of the pointer to the shape of the savings. The shapes represent the daily and monthly shape of the savings in four time segments for each month of the year. Shape of the savings is relative to the baseline alternative. These shapes are in the MC_AND_Loadshape file.
Note on P25: Tina Jayaweera: reduced by 0.1 from original

## Summary Tables
[7 empty] | Compact Fluorescent | Compact Fluorescent | LED | LED
Data Availability
|  |  |  | RBSA (Baseline wattage, HOU, conditioned space) |  |  | CFLs |  | LEDs |  |  |  | RBSA Lookup Name |  |  |  | Efficient Lamp Lookup
|  | Lamp Type | Lumen Category | Moderate and High-use Interior | Low-use Interior | Exterior | Energy Star QPL (efficacy, lifetime) | Simple Steps (cost) | Energy Star QPL (efficacy, lifetime) | Simple Steps (cost)
Decorative and Mini-Base | 250 to 664 lumens | Decorative and Mini-Base | 250 to 664 lumens | 1386 | 494 | 70 | 13 | 4332 | 74 | 0 |  |  | YESIncandescent and HalogenModerate and High-use InteriorDecorative and Mini-Base250 to 664 lumens | YESIncandescent and HalogenLow-use InteriorDecorative and Mini-Base250 to 664 lumens | YESIncandescent and HalogenExteriorDecorative and Mini-Base250 to 664 lumens |  | Compact FluorescentDecorative and Mini-Base250 to 664 lumens | Compact FluorescentDecorative and Mini-Base250 to 664 lumens | LEDDecorative and Mini-Base250 to 664 lumens | LEDDecorative and Mini-Base250 to 664 lumens
Decorative and Mini-Base | 665 to 1439 lumens |  | 665 to 1439 lumens | 353 | 179 | 33 | 1 | 2572 | 0 | 0 |  |  | YESIncandescent and HalogenModerate and High-use InteriorDecorative and Mini-Base665 to 1439 lumens | YESIncandescent and HalogenLow-use InteriorDecorative and Mini-Base665 to 1439 lumens | YESIncandescent and HalogenExteriorDecorative and Mini-Base665 to 1439 lumens |  | Compact FluorescentDecorative and Mini-Base665 to 1439 lumens | Compact FluorescentDecorative and Mini-Base665 to 1439 lumens | LEDDecorative and Mini-Base665 to 1439 lumens | LEDDecorative and Mini-Base665 to 1439 lumens
Decorative and Mini-Base | 1440 to 2600 lumens |  | 1440 to 2600 lumens | 11 | 5 | 1 | 0 | 0 | 0 | 0 |  |  | YESIncandescent and HalogenModerate and High-use InteriorDecorative and Mini-Base1440 to 2600 lumens | YESIncandescent and HalogenLow-use InteriorDecorative and Mini-Base1440 to 2600 lumens | YESIncandescent and HalogenExteriorDecorative and Mini-Base1440 to 2600 lumens |  | Compact FluorescentDecorative and Mini-Base1440 to 2600 lumens | Compact FluorescentDecorative and Mini-Base1440 to 2600 lumens | LEDDecorative and Mini-Base1440 to 2600 lumens | LEDDecorative and Mini-Base1440 to 2600 lumens
General Purpose and Dimmable | 250 to 664 lumens | General Purpose and Dimmable | 250 to 664 lumens | 1738 | 934 | 100 | 73 | 8813 | 64 | 497 |  |  | YESIncandescent and HalogenModerate and High-use InteriorGeneral Purpose and Dimmable250 to 664 lumens | YESIncandescent and HalogenLow-use InteriorGeneral Purpose and Dimmable250 to 664 lumens | YESIncandescent and HalogenExteriorGeneral Purpose and Dimmable250 to 664 lumens |  | Compact FluorescentGeneral Purpose and Dimmable250 to 664 lumens | Compact FluorescentGeneral Purpose and Dimmable250 to 664 lumens | LEDGeneral Purpose and Dimmable250 to 664 lumens | LEDGeneral Purpose and Dimmable250 to 664 lumens
General Purpose and Dimmable | 665 to 1439 lumens |  | 665 to 1439 lumens | 7807 | 4623 | 1025 | 313 | 42110 | 178 | 844 |  |  | YESIncandescent and HalogenModerate and High-use InteriorGeneral Purpose and Dimmable665 to 1439 lumens | YESIncandescent and HalogenLow-use InteriorGeneral Purpose and Dimmable665 to 1439 lumens | YESIncandescent and HalogenExteriorGeneral Purpose and Dimmable665 to 1439 lumens |  | Compact FluorescentGeneral Purpose and Dimmable665 to 1439 lumens | Compact FluorescentGeneral Purpose and Dimmable665 to 1439 lumens | LEDGeneral Purpose and Dimmable665 to 1439 lumens | LEDGeneral Purpose and Dimmable665 to 1439 lumens
General Purpose and Dimmable | 1440 to 2600 lumens |  | 1440 to 2600 lumens | 1190 | 485 | 153 | 144 | 20038 | 23 | 0 |  |  | YESIncandescent and HalogenModerate and High-use InteriorGeneral Purpose and Dimmable1440 to 2600 lumens | YESIncandescent and HalogenLow-use InteriorGeneral Purpose and Dimmable1440 to 2600 lumens | YESIncandescent and HalogenExteriorGeneral Purpose and Dimmable1440 to 2600 lumens |  | Compact FluorescentGeneral Purpose and Dimmable1440 to 2600 lumens | Compact FluorescentGeneral Purpose and Dimmable1440 to 2600 lumens | LEDGeneral Purpose and Dimmable1440 to 2600 lumens | LEDGeneral Purpose and Dimmable1440 to 2600 lumens
Globe | 250 to 664 lumens | Globe | 250 to 664 lumens | 163 | 691 | 9 | 19 | 8940 | 69 | 144 |  |  | YESIncandescent and HalogenModerate and High-use InteriorGlobe250 to 664 lumens | YESIncandescent and HalogenLow-use InteriorGlobe250 to 664 lumens | YESIncandescent and HalogenExteriorGlobe250 to 664 lumens |  | Compact FluorescentGlobe250 to 664 lumens | Compact FluorescentGlobe250 to 664 lumens | LEDGlobe250 to 664 lumens | LEDGlobe250 to 664 lumens
Globe | 665 to 1439 lumens |  | 665 to 1439 lumens | 143 | 405 | 8 | 13 | 4959 | 3 | 0 |  |  | YESIncandescent and HalogenModerate and High-use InteriorGlobe665 to 1439 lumens | YESIncandescent and HalogenLow-use InteriorGlobe665 to 1439 lumens | YESIncandescent and HalogenExteriorGlobe665 to 1439 lumens |  | Compact FluorescentGlobe665 to 1439 lumens | Compact FluorescentGlobe665 to 1439 lumens | LEDGlobe665 to 1439 lumens | LEDGlobe665 to 1439 lumens
Globe | 1440 to 2600 lumens |  | 1440 to 2600 lumens | 42 | 17 | 1 | 0 | 0 | 0 | 0 |  |  | YESIncandescent and HalogenModerate and High-use InteriorGlobe1440 to 2600 lumens | YESIncandescent and HalogenLow-use InteriorGlobe1440 to 2600 lumens | YESIncandescent and HalogenExteriorGlobe1440 to 2600 lumens |  | Compact FluorescentGlobe1440 to 2600 lumens | Compact FluorescentGlobe1440 to 2600 lumens | LEDGlobe1440 to 2600 lumens | LEDGlobe1440 to 2600 lumens
Reflectors and Outdoor | 250 to 664 lumens | Reflectors and Outdoor | 250 to 664 lumens | 235 | 93 | 16 | 25 | 11910 | 460 | 767 |  |  | YESIncandescent and HalogenModerate and High-use InteriorReflectors and Outdoor250 to 664 lumens | YESIncandescent and HalogenLow-use InteriorReflectors and Outdoor250 to 664 lumens | YESIncandescent and HalogenExteriorReflectors and Outdoor250 to 664 lumens |  | Compact FluorescentReflectors and Outdoor250 to 664 lumens | Compact FluorescentReflectors and Outdoor250 to 664 lumens | LEDReflectors and Outdoor250 to 664 lumens | LEDReflectors and Outdoor250 to 664 lumens
Reflectors and Outdoor | 665 to 1439 lumens |  | 665 to 1439 lumens | 1395 | 873 | 442 | 60 | 35018 | 998 | 2217 |  |  | YESIncandescent and HalogenModerate and High-use InteriorReflectors and Outdoor665 to 1439 lumens | YESIncandescent and HalogenLow-use InteriorReflectors and Outdoor665 to 1439 lumens | YESIncandescent and HalogenExteriorReflectors and Outdoor665 to 1439 lumens |  | Compact FluorescentReflectors and Outdoor665 to 1439 lumens | Compact FluorescentReflectors and Outdoor665 to 1439 lumens | LEDReflectors and Outdoor665 to 1439 lumens | LEDReflectors and Outdoor665 to 1439 lumens
Reflectors and Outdoor | 1440 to 2600 lumens |  | 1440 to 2600 lumens | 42 | 80 | 205 | 0 | 10 | 17 | 0 |  |  | YESIncandescent and HalogenModerate and High-use InteriorReflectors and Outdoor1440 to 2600 lumens | YESIncandescent and HalogenLow-use InteriorReflectors and Outdoor1440 to 2600 lumens | YESIncandescent and HalogenExteriorReflectors and Outdoor1440 to 2600 lumens |  | Compact FluorescentReflectors and Outdoor1440 to 2600 lumens | Compact FluorescentReflectors and Outdoor1440 to 2600 lumens | LEDReflectors and Outdoor1440 to 2600 lumens | LEDReflectors and Outdoor1440 to 2600 lumens
Three-Way | 250 to 664 lumens | Three-Way | 250 to 664 lumens | 6 | 1 | 0 | 0 | 0 | 0 | 0 |  |  | YESIncandescent and HalogenModerate and High-use InteriorThree-Way250 to 664 lumens | YESIncandescent and HalogenLow-use InteriorThree-Way250 to 664 lumens | YESIncandescent and HalogenExteriorThree-Way250 to 664 lumens |  | Compact FluorescentThree-Way250 to 664 lumens | Compact FluorescentThree-Way250 to 664 lumens | LEDThree-Way250 to 664 lumens | LEDThree-Way250 to 664 lumens
Three-Way | 665 to 1439 lumens |  | 665 to 1439 lumens | 105 | 3 | 0 | 0 | 4816 | 0 | 0 |  |  | YESIncandescent and HalogenModerate and High-use InteriorThree-Way665 to 1439 lumens | YESIncandescent and HalogenLow-use InteriorThree-Way665 to 1439 lumens | YESIncandescent and HalogenExteriorThree-Way665 to 1439 lumens |  | Compact FluorescentThree-Way665 to 1439 lumens | Compact FluorescentThree-Way665 to 1439 lumens | LEDThree-Way665 to 1439 lumens | LEDThree-Way665 to 1439 lumens
Three-Way | 1440 to 2600 lumens |  | 1440 to 2600 lumens | 528 | 46 | 2 | 9 | 3810 | 0 | 0 |  |  | YESIncandescent and HalogenModerate and High-use InteriorThree-Way1440 to 2600 lumens | YESIncandescent and HalogenLow-use InteriorThree-Way1440 to 2600 lumens | YESIncandescent and HalogenExteriorThree-Way1440 to 2600 lumens |  | Compact FluorescentThree-Way1440 to 2600 lumens | Compact FluorescentThree-Way1440 to 2600 lumens | LEDThree-Way1440 to 2600 lumens | LEDThree-Way1440 to 2600 lumens
Baseline, RBSA Presence
|  |  |  | NUMBER OF RECORDS |  |  |  | LAMP WEIGHT |  |  |  | LAMP WEIGHT PERCENTAGE |  |  |  | LAMP WATTAGE |  |  |  | LAMP COST |  |  | LAMP HOU |  |  | LAMP LIFETIME |  |  | CONDITIONED SPACE PERCENTAGE |  |  | LOOKUP NAME
Lumen Bin
Delivery Mechanism | Lamp Type | Space Type |  | 250 to 664 lumens | 665 to 1439 lumens | 1440 to 2600 lumens |  | 250 to 664 lumens | 665 to 1439 lumens | 1440 to 2600 lumens |  | 250 to 664 lumens | 665 to 1439 lumens | 1440 to 2600 lumens |  | 250 to 664 lumens | 665 to 1439 lumens | 1440 to 2600 lumens |  | 250 to 664 lumens | 665 to 1439 lumens | 1440 to 2600 lumens | 250 to 664 lumens | 665 to 1439 lumens | 1440 to 2600 lumens | 250 to 664 lumens | 665 to 1439 lumens | 1440 to 2600 lumens | 250 to 664 lumens | 665 to 1439 lumens | 1440 to 2600 lumens | 250 to 664 lumens | 665 to 1439 lumens | 1440 to 2600 lumens
Direct Install | Decorative and Mini-Base | Moderate and High-use Interior |  | 1386 | 353 | 11 |  | 11776369.0031 | 3175719.4361 | 32662.2209 |  | 7.102% | 1.915% | 0.0197% |  | 30.6751 | 51.0423 | 76.8049 |  | 1.6376 | 2.3192 | 1.9358 | 1.8778 | 1.8804 | 1.5548 | 1.5095 | 1.5058 | 1.7796 | 99.87% | 99.25% | 100% | YESIncandescent and HalogenModerate and High-use InteriorDecorative and Mini-Base250 to 664 lumens | YESIncandescent and HalogenModerate and High-use InteriorDecorative and Mini-Base665 to 1439 lumens | YESIncandescent and HalogenModerate and High-use InteriorDecorative and Mini-Base1440 to 2600 lumens
Direct Install | Decorative and Mini-Base | Low-use Interior |  | 494 | 179 | 5 |  | 6086875.3527 | 1474350.2521 | 25515.0933 |  | 3.671% | 0.8892% | 0.01539% |  | 31.0563 | 51.3443 | 81.1303 |  | 1.5575 | 2.3221 | 2.0576 | 1.323 | 1.3336 | 1.3489 | 2.0735 | 2.0585 | 2.0341 | 99.65% | 99.84% | 100% | YESIncandescent and HalogenLow-use InteriorDecorative and Mini-Base250 to 664 lumens | YESIncandescent and HalogenLow-use InteriorDecorative and Mini-Base665 to 1439 lumens | YESIncandescent and HalogenLow-use InteriorDecorative and Mini-Base1440 to 2600 lumens
Direct Install | Decorative and Mini-Base | Exterior |  | 70 | 33 | 1 |  | 901802.859 | 442365.665 | 4956.4927 |  | 0.5439% | 0.2668% | 0.002989% |  | 30.012 | 49.0256 | 150 |  | 1.8433 | 2.3053 | 2.4074 | 3.8 | 3.8 | 3.8 | 0.72049 | 0.72049 | 0.72049 | 0% | 0% | 0% | YESIncandescent and HalogenExteriorDecorative and Mini-Base250 to 664 lumens | YESIncandescent and HalogenExteriorDecorative and Mini-Base665 to 1439 lumens | YESIncandescent and HalogenExteriorDecorative and Mini-Base1440 to 2600 lumens
Direct Install | General Purpose and Dimmable | Moderate and High-use Interior |  | 1738 | 7807 | 1190 |  | 8304890.3675 | 39243611.4532 | 4833886.5716 |  | 5.009% | 23.67% | 2.915% |  | 28.6599 | 44.0442 | 72.0323 |  | 2.3114 | 2.2639 | 1.8883 | 1.8753 | 1.8317 | 1.9142 | 1.5214 | 1.5547 | 1.4848 | 94.41% | 90.54% | 85.31% | YESIncandescent and HalogenModerate and High-use InteriorGeneral Purpose and Dimmable250 to 664 lumens | YESIncandescent and HalogenModerate and High-use InteriorGeneral Purpose and Dimmable665 to 1439 lumens | YESIncandescent and HalogenModerate and High-use InteriorGeneral Purpose and Dimmable1440 to 2600 lumens
Direct Install | General Purpose and Dimmable | Low-use Interior |  | 934 | 4623 | 485 |  | 5742786.5003 | 23502341.878 | 2083868.2407 |  | 3.463% | 14.17% | 1.257% |  | 28.7053 | 44.0157 | 72 |  | 2.3287 | 2.2631 | 1.8883 | 1.3232 | 1.3405 | 1.3591 | 2.073 | 2.0483 | 2.0223 | 97.03% | 97.99% | 93.81% | YESIncandescent and HalogenLow-use InteriorGeneral Purpose and Dimmable250 to 664 lumens | YESIncandescent and HalogenLow-use InteriorGeneral Purpose and Dimmable665 to 1439 lumens | YESIncandescent and HalogenLow-use InteriorGeneral Purpose and Dimmable1440 to 2600 lumens
Direct Install | General Purpose and Dimmable | Exterior |  | 100 | 1025 | 153 |  | 596595.5315 | 7086501.9653 | 903905.4206 |  | 0.3598% | 4.274% | 0.5451% |  | 28.6473 | 44.8257 | 72.1173 |  | 2.3055 | 2.274 | 1.8883 | 3.8 | 3.8 | 3.8 | 0.72049 | 0.72049 | 0.72049 | 0% | 0% | 0% | YESIncandescent and HalogenExteriorGeneral Purpose and Dimmable250 to 664 lumens | YESIncandescent and HalogenExteriorGeneral Purpose and Dimmable665 to 1439 lumens | YESIncandescent and HalogenExteriorGeneral Purpose and Dimmable1440 to 2600 lumens
Direct Install | Globe | Moderate and High-use Interior |  | 163 | 143 | 42 |  | 1169879.1027 | 667544.0753 | 246091.4235 |  | 0.7055% | 0.4026% | 0.1484% |  | 28.5848 | 44.5458 | 72 |  | 2.1747 | 4.6901 | 5.5754 | 1.8923 | 1.9122 | 1.983 | 1.5059 | 1.4869 | 1.4218 | 99.11% | 97.7% | 90.08% | YESIncandescent and HalogenModerate and High-use InteriorGlobe250 to 664 lumens | YESIncandescent and HalogenModerate and High-use InteriorGlobe665 to 1439 lumens | YESIncandescent and HalogenModerate and High-use InteriorGlobe1440 to 2600 lumens
Direct Install | Globe | Low-use Interior |  | 691 | 405 | 17 |  | 8717793.4221 | 4553089.0176 | 143074.9589 |  | 5.258% | 2.746% | 0.08629% |  | 28.7146 | 43.2929 | 72 |  | 2.1747 | 4.8056 | 5.5754 | 1.3035 | 1.3021 | 1.3116 | 2.1011 | 2.1031 | 2.0897 | 99.98% | 99.65% | 95% | YESIncandescent and HalogenLow-use InteriorGlobe250 to 664 lumens | YESIncandescent and HalogenLow-use InteriorGlobe665 to 1439 lumens | YESIncandescent and HalogenLow-use InteriorGlobe1440 to 2600 lumens
Direct Install | Globe | Exterior |  | 9 | 8 | 1 |  | 19283.7308 | 63775.004 | 41596.4297 |  | 0.01163% | 0.03846% | 0.02509% |  | 29 | 43.6523 | 72 |  | 2.1747 | 4.7725 | 5.5754 | 3.8 | 3.8 | 3.8 | 0.72049 | 0.72049 | 0.72049 | 0% | 0% | 0% | YESIncandescent and HalogenExteriorGlobe250 to 664 lumens | YESIncandescent and HalogenExteriorGlobe665 to 1439 lumens | YESIncandescent and HalogenExteriorGlobe1440 to 2600 lumens
Direct Install | Reflectors and Outdoor | Moderate and High-use Interior |  | 235 | 1395 | 42 |  | 2072726.7409 | 15364103.4765 | 315609.3566 |  | 1.25% | 9.266% | 0.1903% |  | 36.8752 | 63.7509 | 92.0208 |  | 4.8319 | 6.9971 | 6.5116 | 2.0601 | 2.1475 | 1.9673 | 1.387 | 1.3192 | 1.4493 | 98.9% | 98.02% | 89.59% | YESIncandescent and HalogenModerate and High-use InteriorReflectors and Outdoor250 to 664 lumens | YESIncandescent and HalogenModerate and High-use InteriorReflectors and Outdoor665 to 1439 lumens | YESIncandescent and HalogenModerate and High-use InteriorReflectors and Outdoor1440 to 2600 lumens
Direct Install | Reflectors and Outdoor | Low-use Interior |  | 93 | 873 | 80 |  | 822547.4045 | 6432272.0573 | 290967.1355 |  | 0.4961% | 3.879% | 0.1755% |  | 39.4532 | 63.9395 | 99.3734 |  | 4.3801 | 6.9569 | 6.0295 | 1.3225 | 1.3388 | 1.3092 | 2.0743 | 2.0512 | 2.0931 | 99.54% | 99.47% | 97.11% | YESIncandescent and HalogenLow-use InteriorReflectors and Outdoor250 to 664 lumens | YESIncandescent and HalogenLow-use InteriorReflectors and Outdoor665 to 1439 lumens | YESIncandescent and HalogenLow-use InteriorReflectors and Outdoor1440 to 2600 lumens
Direct Install | Reflectors and Outdoor | Exterior |  | 16 | 442 | 205 |  | 110545.7097 | 4386469.6232 | 1784980.5125 |  | 0.06667% | 2.645% | 1.076% |  | 37.3205 | 66.0546 | 91.6341 |  | 4.2769 | 6.6473 | 6.5801 | 3.8 | 3.8 | 3.8 | 0.72049 | 0.72049 | 0.72049 | 0% | 0% | 0% | YESIncandescent and HalogenExteriorReflectors and Outdoor250 to 664 lumens | YESIncandescent and HalogenExteriorReflectors and Outdoor665 to 1439 lumens | YESIncandescent and HalogenExteriorReflectors and Outdoor1440 to 2600 lumens
Direct Install | Three-Way | Moderate and High-use Interior |  | 6 | 105 | 528 |  | 27087.8243 | 349497.1636 | 1853391.0508 |  | 0.01634% | 0.2108% | 1.118% |  | 39.7647 | 74.4832 | 116.6279 |  | 2.1747 | 4.2182 | 5.5754 | 1.7841 | 1.957 | 2.0073 | 1.5998 | 1.4626 | 1.4214 | 100% | 100% | 99.92% | YESIncandescent and HalogenModerate and High-use InteriorThree-Way250 to 664 lumens | YESIncandescent and HalogenModerate and High-use InteriorThree-Way665 to 1439 lumens | YESIncandescent and HalogenModerate and High-use InteriorThree-Way1440 to 2600 lumens
Direct Install | Three-Way | Low-use Interior |  | 1 | 3 | 46 |  | 14869.478 | 9804.8828 | 133030.5662 |  | 0.008968% | 0.005913% | 0.08023% |  | 30 | 69.5571 | 119.7654 |  | 2.1747 | 4.8326 | 5.5754 | 1.3 | 1.3 | 1.3481 | 2.106 | 2.106 | 2.0385 | 100% | 100% | 100% | YESIncandescent and HalogenLow-use InteriorThree-Way250 to 664 lumens | YESIncandescent and HalogenLow-use InteriorThree-Way665 to 1439 lumens | YESIncandescent and HalogenLow-use InteriorThree-Way1440 to 2600 lumens
Direct Install | Three-Way | Exterior |  | 0 | 0 | 2 |  | 0 | 0 | 5532.1936 |  | 0% | 0% | 0.003336% |  | #DIV/0! | #DIV/0! | 150 |  | #DIV/0! | #DIV/0! | 5.5754 | #DIV/0! | #DIV/0! | 3.8 | #DIV/0! | #DIV/0! | 0.72049 | #DIV/0! | #DIV/0! | 0% | YESIncandescent and HalogenExteriorThree-Way250 to 664 lumens | YESIncandescent and HalogenExteriorThree-Way665 to 1439 lumens | YESIncandescent and HalogenExteriorThree-Way1440 to 2600 lumens
Not Direct Install | Decorative and Mini-Base | Any
Not Direct Install | General Purpose and Dimmable | Any
Not Direct Install | Globe | Any
Not Direct Install | Reflectors and Outdoor | Any
Not Direct Install | Three-Way | Any | [5 empty] | THESE HAVE BEEN UPDATED FROM RTF BASED ON NEEA SHELF DATA
NOTE: MAPPING TO LUMEN BINS IS APPROX
RBSA - Non-DI Measures
| Space Type | Lamp Type | Lumen Category | Lookup Name | Number of Records | Lamp Weight | Lamp Weight Percentage | Lamp Wattage | Lamp Cost | HOU | Life | Conditioned | Lumens
| Any | Decorative and Mini-Base | 250 to 664 lumens | Decorative and Mini-Base250 to 664 lumens | 1992 | 19146261.6197 | 8.108% | 37 | 1.6402 | 1.7917 | 1.7836 | 95.04% | 416.6032
| Any | Decorative and Mini-Base | 665 to 1439 lumens | Decorative and Mini-Base665 to 1439 lumens | 590 | 5251290.0698 | 2.224% | 31.1003 | 2.3573 | 1.879 | 1.7864 | 91.02% | 857.4363
| Any | Decorative and Mini-Base | 1440 to 2600 lumens | Decorative and Mini-Base1440 to 2600 lumens | 21 | 103169.3489 | 0.04369% | 37 | 2.572 | 1.6305 | 4.4345 | 92.76% | 2095.7288
| Any | General Purpose and Dimmable | 250 to 664 lumens | General Purpose and Dimmable250 to 664 lumens | 3069 | 15988071.1546 | 6.771% | 30 | 2.2922 | 1.7465 | 2.2213 | 91.42% | 473.9897
| Any | General Purpose and Dimmable | 665 to 1439 lumens | General Purpose and Dimmable665 to 1439 lumens | 24073 | 123371362.2783 | 52.25% | 28.1085 | 1.8939 | 1.8774 | 4.3221 | 85.79% | 949.2054
| Any | General Purpose and Dimmable | 1440 to 2600 lumens | General Purpose and Dimmable1440 to 2600 lumens | 2951 | 12300282.9969 | 5.209% | 37 | 1.8248 | 1.9919 | 3.8347 | 78.92% | 1747.5999
| Any | Globe | 250 to 664 lumens | Globe250 to 664 lumens | 926 | 10512756.3172 | 4.452% | 37 | 2.1738 | 1.3853 | 2.2409 | 99.3% | 474.2845
| Any | Globe | 665 to 1439 lumens | Globe665 to 1439 lumens | 677 | 6410410.1279 | 2.715% | 31.1003 | 4.7456 | 1.4133 | 2.7621 | 97.67% | 854.0139
| Any | Globe | 1440 to 2600 lumens | Globe1440 to 2600 lumens | 68 | 483029.6306 | 0.2046% | 37 | 5.4627 | 1.8779 | 2.0492 | 84.85% | 1845.0029
| Any | Reflectors and Outdoor | 250 to 664 lumens | Reflectors and Outdoor250 to 664 lumens | 370 | 3343887.2617 | 1.416% | 38 | 4.635 | 1.9507 | 2.1003 | 94.62% | 479.7317
| Any | Reflectors and Outdoor | 665 to 1439 lumens | Reflectors and Outdoor665 to 1439 lumens | 3398 | 33788975.4377 | 14.31% | 33.8016 | 6.0026 | 2.2113 | 2.7606 | 82.93% | 972.5545
| Any | Reflectors and Outdoor | 1440 to 2600 lumens | Reflectors and Outdoor1440 to 2600 lumens | 381 | 2776687.5483 | 1.176% | 92 | 6.8379 | 3.1412 | 1.8152 | 29.85% | 1835.2728
| Any | Three-Way | 250 to 664 lumens | Three-Way250 to 664 lumens | 8 | 43569.9941 | 0.01845% | 91 | 2.5086 | 1.6417 | 1.9665 | 100% | 415.0645
| Any | Three-Way | 665 to 1439 lumens | Three-Way665 to 1439 lumens | 145 | 537802.7709 | 0.2278% | 91 | 6.0204 | 1.9013 | 3.7099 | 99.78% | 1132.841
| Any | Three-Way | 1440 to 2600 lumens | Three-Way1440 to 2600 lumens | 596 | 2079625.5298 | 0.8807% | 91 | 5.8124 | 1.9748 | 1.7653 | 99.65% | 1994.6303
RBSA - DI Measures
| Space Type | Lamp Type | Lumen Category | LookupName | Number of Records | Lamp Weight | Lamp Weight Percentage | Lamp Wattage | Lamp Cost | HOU | Life | Conditioned | Lumens
| Moderate and High-use Interior | Decorative and Mini-Base | 250 to 664 lumens | YESIncandescent and HalogenModerate and High-use InteriorDecorative and Mini-Base250 to 664 lumens | 1386 | 11776369.0031 | 7.102% | 30.6751 | 1.6376 | 1.8778 | 1.5095 | 99.87% | 418.2653
| Moderate and High-use Interior | Decorative and Mini-Base | 665 to 1439 lumens | YESIncandescent and HalogenModerate and High-use InteriorDecorative and Mini-Base665 to 1439 lumens | 353 | 3175719.4361 | 1.915% | 51.0423 | 2.3192 | 1.8804 | 1.5058 | 99.25% | 853.5321
| Moderate and High-use Interior | Decorative and Mini-Base | 1440 to 2600 lumens | YESIncandescent and HalogenModerate and High-use InteriorDecorative and Mini-Base1440 to 2600 lumens | 11 | 32662.2209 | 0.0197% | 76.8049 | 1.9358 | 1.5548 | 1.7796 | 100% | 2009.2525
| Moderate and High-use Interior | General Purpose and Dimmable | 250 to 664 lumens | YESIncandescent and HalogenModerate and High-use InteriorGeneral Purpose and Dimmable250 to 664 lumens | 1738 | 8304890.3675 | 5.009% | 28.6599 | 2.3114 | 1.8753 | 1.5214 | 94.41% | 470.5133
| Moderate and High-use Interior | General Purpose and Dimmable | 665 to 1439 lumens | YESIncandescent and HalogenModerate and High-use InteriorGeneral Purpose and Dimmable665 to 1439 lumens | 7807 | 39243611.4532 | 23.67% | 44.0442 | 2.2639 | 1.8317 | 1.5547 | 90.54% | 881.407
| Moderate and High-use Interior | General Purpose and Dimmable | 1440 to 2600 lumens | YESIncandescent and HalogenModerate and High-use InteriorGeneral Purpose and Dimmable1440 to 2600 lumens | 1190 | 4833886.5716 | 2.915% | 72.0323 | 1.8883 | 1.9142 | 1.4848 | 85.31% | 1793.2601
| Moderate and High-use Interior | Globe | 250 to 664 lumens | YESIncandescent and HalogenModerate and High-use InteriorGlobe250 to 664 lumens | 163 | 1169879.1027 | 0.7055% | 28.5848 | 2.1747 | 1.8923 | 1.5059 | 99.11% | 467.3144
| Moderate and High-use Interior | Globe | 665 to 1439 lumens | YESIncandescent and HalogenModerate and High-use InteriorGlobe665 to 1439 lumens | 143 | 667544.0753 | 0.4026% | 44.5458 | 4.6901 | 1.9122 | 1.4869 | 97.7% | 898.4789
| Moderate and High-use Interior | Globe | 1440 to 2600 lumens | YESIncandescent and HalogenModerate and High-use InteriorGlobe1440 to 2600 lumens | 42 | 246091.4235 | 0.1484% | 72 | 5.5754 | 1.983 | 1.4218 | 90.08% | 1824.4768
| Moderate and High-use Interior | Reflectors and Outdoor | 250 to 664 lumens | YESIncandescent and HalogenModerate and High-use InteriorReflectors and Outdoor250 to 664 lumens | 235 | 2072726.7409 | 1.25% | 36.8752 | 4.8319 | 2.0601 | 1.387 | 98.9% | 457.3919
| Moderate and High-use Interior | Reflectors and Outdoor | 665 to 1439 lumens | YESIncandescent and HalogenModerate and High-use InteriorReflectors and Outdoor665 to 1439 lumens | 1395 | 15364103.4765 | 9.266% | 63.7509 | 6.9971 | 2.1475 | 1.3192 | 98.02% | 964.9227
| Moderate and High-use Interior | Reflectors and Outdoor | 1440 to 2600 lumens | YESIncandescent and HalogenModerate and High-use InteriorReflectors and Outdoor1440 to 2600 lumens | 42 | 315609.3566 | 0.1903% | 92.0208 | 6.5116 | 1.9673 | 1.4493 | 89.59% | 1846.7761
| Moderate and High-use Interior | Three-Way | 250 to 664 lumens | YESIncandescent and HalogenModerate and High-use InteriorThree-Way250 to 664 lumens | 6 | 27087.8243 | 0.01634% | 39.7647 | 2.1747 | 1.7841 | 1.5998 | 100% | 477.1415
| Moderate and High-use Interior | Three-Way | 665 to 1439 lumens | YESIncandescent and HalogenModerate and High-use InteriorThree-Way665 to 1439 lumens | 105 | 349497.1636 | 0.2108% | 74.4832 | 4.2182 | 1.957 | 1.4626 | 100% | 1138.3905
| Moderate and High-use Interior | Three-Way | 1440 to 2600 lumens | YESIncandescent and HalogenModerate and High-use InteriorThree-Way1440 to 2600 lumens | 528 | 1853391.0508 | 1.118% | 116.6279 | 5.5754 | 2.0073 | 1.4214 | 99.92% | 1991.7759
| Low-use Interior | Decorative and Mini-Base | 250 to 664 lumens | YESIncandescent and HalogenLow-use InteriorDecorative and Mini-Base250 to 664 lumens | 494 | 6086875.3527 | 3.671% | 31.0563 | 1.5575 | 1.323 | 2.0735 | 99.65% | 413.5189
| Low-use Interior | Decorative and Mini-Base | 665 to 1439 lumens | YESIncandescent and HalogenLow-use InteriorDecorative and Mini-Base665 to 1439 lumens | 179 | 1474350.2521 | 0.8892% | 51.3443 | 2.3221 | 1.3336 | 2.0585 | 99.84% | 853.6875
| Low-use Interior | Decorative and Mini-Base | 1440 to 2600 lumens | YESIncandescent and HalogenLow-use InteriorDecorative and Mini-Base1440 to 2600 lumens | 5 | 25515.0933 | 0.01539% | 81.1303 | 2.0576 | 1.3489 | 2.0341 | 100% | 1748.5926
| Low-use Interior | General Purpose and Dimmable | 250 to 664 lumens | YESIncandescent and HalogenLow-use InteriorGeneral Purpose and Dimmable250 to 664 lumens | 934 | 5742786.5003 | 3.463% | 28.7053 | 2.3287 | 1.3232 | 2.073 | 97.03% | 473.4212
| Low-use Interior | General Purpose and Dimmable | 665 to 1439 lumens | YESIncandescent and HalogenLow-use InteriorGeneral Purpose and Dimmable665 to 1439 lumens | 4623 | 23502341.878 | 14.17% | 44.0157 | 2.2631 | 1.3405 | 2.0483 | 97.99% | 879.8367
| Low-use Interior | General Purpose and Dimmable | 1440 to 2600 lumens | YESIncandescent and HalogenLow-use InteriorGeneral Purpose and Dimmable1440 to 2600 lumens | 485 | 2083868.2407 | 1.257% | 72 | 1.8883 | 1.3591 | 2.0223 | 93.81% | 1716.6491
| Low-use Interior | Globe | 250 to 664 lumens | YESIncandescent and HalogenLow-use InteriorGlobe250 to 664 lumens | 691 | 8717793.4221 | 5.258% | 28.7146 | 2.1747 | 1.3035 | 2.1011 | 99.98% | 473.3243
| Low-use Interior | Globe | 665 to 1439 lumens | YESIncandescent and HalogenLow-use InteriorGlobe665 to 1439 lumens | 405 | 4553089.0176 | 2.746% | 43.2929 | 4.8056 | 1.3021 | 2.1031 | 99.65% | 851.6575
| Low-use Interior | Globe | 1440 to 2600 lumens | YESIncandescent and HalogenLow-use InteriorGlobe1440 to 2600 lumens | 17 | 143074.9589 | 0.08629% | 72 | 5.5754 | 1.3116 | 2.0897 | 95% | 1825.5679
| Low-use Interior | Reflectors and Outdoor | 250 to 664 lumens | YESIncandescent and HalogenLow-use InteriorReflectors and Outdoor250 to 664 lumens | 93 | 822547.4045 | 0.4961% | 39.4532 | 4.3801 | 1.3225 | 2.0743 | 99.54% | 485.7374
| Low-use Interior | Reflectors and Outdoor | 665 to 1439 lumens | YESIncandescent and HalogenLow-use InteriorReflectors and Outdoor665 to 1439 lumens | 873 | 6432272.0573 | 3.879% | 63.9395 | 6.9569 | 1.3388 | 2.0512 | 99.47% | 972.367
| Low-use Interior | Reflectors and Outdoor | 1440 to 2600 lumens | YESIncandescent and HalogenLow-use InteriorReflectors and Outdoor1440 to 2600 lumens | 80 | 290967.1355 | 0.1755% | 99.3734 | 6.0295 | 1.3092 | 2.0931 | 97.11% | 2035.8317
| Low-use Interior | Three-Way | 250 to 664 lumens | YESIncandescent and HalogenLow-use InteriorThree-Way250 to 664 lumens | 1 | 14869.478 | 0.008968% | 30 | 2.1747 | 1.3 | 2.106 | 100% | 300
| Low-use Interior | Three-Way | 665 to 1439 lumens | YESIncandescent and HalogenLow-use InteriorThree-Way665 to 1439 lumens | 3 | 9804.8828 | 0.005913% | 69.5571 | 4.8326 | 1.3 | 2.106 | 100% | 973.8
| Low-use Interior | Three-Way | 1440 to 2600 lumens | YESIncandescent and HalogenLow-use InteriorThree-Way1440 to 2600 lumens | 46 | 133030.5662 | 0.08023% | 119.7654 | 5.5754 | 1.3481 | 2.0385 | 100% | 2048.8052
| Exterior | Decorative and Mini-Base | 250 to 664 lumens | YESIncandescent and HalogenExteriorDecorative and Mini-Base250 to 664 lumens | 70 | 901802.859 | 0.5439% | 30.012 | 1.8433 | 3.8 | 0.72049 | 0% | 431.2793
| Exterior | Decorative and Mini-Base | 665 to 1439 lumens | YESIncandescent and HalogenExteriorDecorative and Mini-Base665 to 1439 lumens | 33 | 442365.665 | 0.2668% | 49.0256 | 2.3053 | 3.8 | 0.72049 | 0% | 852.0407
| Exterior | Decorative and Mini-Base | 1440 to 2600 lumens | YESIncandescent and HalogenExteriorDecorative and Mini-Base1440 to 2600 lumens | 1 | 4956.4927 | 0.002989% | 150 | 2.4074 | 3.8 | 0.72049 | 0% | 2600
| Exterior | General Purpose and Dimmable | 250 to 664 lumens | YESIncandescent and HalogenExteriorGeneral Purpose and Dimmable250 to 664 lumens | 100 | 596595.5315 | 0.3598% | 28.6473 | 2.3055 | 3.8 | 0.72049 | 0% | 473.6188
| Exterior | General Purpose and Dimmable | 665 to 1439 lumens | YESIncandescent and HalogenExteriorGeneral Purpose and Dimmable665 to 1439 lumens | 1025 | 7086501.9653 | 4.274% | 44.8257 | 2.274 | 3.8 | 0.72049 | 0% | 902.3366
| Exterior | General Purpose and Dimmable | 1440 to 2600 lumens | YESIncandescent and HalogenExteriorGeneral Purpose and Dimmable1440 to 2600 lumens | 153 | 903905.4206 | 0.5451% | 72.1173 | 1.8883 | 3.8 | 0.72049 | 0% | 1715.8377
| Exterior | Globe | 250 to 664 lumens | YESIncandescent and HalogenExteriorGlobe250 to 664 lumens | 9 | 19283.7308 | 0.01163% | 29 | 2.1747 | 3.8 | 0.72049 | 0% | 490
| Exterior | Globe | 665 to 1439 lumens | YESIncandescent and HalogenExteriorGlobe665 to 1439 lumens | 8 | 63775.004 | 0.03846% | 43.6523 | 4.7725 | 3.8 | 0.72049 | 0% | 862.8302
| Exterior | Globe | 1440 to 2600 lumens | YESIncandescent and HalogenExteriorGlobe1440 to 2600 lumens | 1 | 41596.4297 | 0.02509% | 72 | 5.5754 | 3.8 | 0.72049 | 0% | 1690
| Exterior | Reflectors and Outdoor | 250 to 664 lumens | YESIncandescent and HalogenExteriorReflectors and Outdoor250 to 664 lumens | 16 | 110545.7097 | 0.06667% | 37.3205 | 4.2769 | 3.8 | 0.72049 | 0% | 459.6616
| Exterior | Reflectors and Outdoor | 665 to 1439 lumens | YESIncandescent and HalogenExteriorReflectors and Outdoor665 to 1439 lumens | 442 | 4386469.6232 | 2.645% | 66.0546 | 6.6473 | 3.8 | 0.72049 | 0% | 1093.8325
| Exterior | Reflectors and Outdoor | 1440 to 2600 lumens | YESIncandescent and HalogenExteriorReflectors and Outdoor1440 to 2600 lumens | 205 | 1784980.5125 | 1.076% | 91.6341 | 6.5801 | 3.8 | 0.72049 | 0% | 1836.4675
| Exterior | Three-Way | 250 to 664 lumens | YESIncandescent and HalogenExteriorThree-Way250 to 664 lumens | 0 | 0 | 0% | #DIV/0! | #DIV/0! | #DIV/0! | #DIV/0! | #DIV/0! | #DIV/0!
| Exterior | Three-Way | 665 to 1439 lumens | YESIncandescent and HalogenExteriorThree-Way665 to 1439 lumens | 0 | 0 | 0% | #DIV/0! | #DIV/0! | #DIV/0! | #DIV/0! | #DIV/0! | #DIV/0!
| Exterior | Three-Way | 1440 to 2600 lumens | YESIncandescent and HalogenExteriorThree-Way1440 to 2600 lumens | 2 | 5532.1936 | 0.003336% | 150 | 5.5754 | 3.8 | 0.72049 | 0% | 2600
Efficient Case - Simple Steps
Tech Type | Lamp Type | Lumen Category |  | Lookup Name | Number of Records | Lamp Weight | Lamp Weight Percentage | Lamp Wattage | Lamp Lumens | Lamp Cost | Life | Efficacy
Compact Fluorescent | Decorative and Mini-Base | 250 to 664 lumens |  | Compact FluorescentDecorative and Mini-Base250 to 664 lumens | 4332 | 95182 | 0.3643% | 7.1775 | 354.8812 | 3.4583 |  | 49.4433
Compact Fluorescent | Decorative and Mini-Base | 665 to 1439 lumens |  | Compact FluorescentDecorative and Mini-Base665 to 1439 lumens | 2572 | 61071 | 0.2337% | 13.2381 | 826.8524 | 2.4212 |  | 62.4598
Compact Fluorescent | Decorative and Mini-Base | 1440 to 2600 lumens |  | Compact FluorescentDecorative and Mini-Base1440 to 2600 lumens | 0 | 0 | 0% | #DIV/0! | #DIV/0! | #DIV/0! |  | #DIV/0!
Compact Fluorescent | General Purpose and Dimmable | 250 to 664 lumens |  | Compact FluorescentGeneral Purpose and Dimmable250 to 664 lumens | 8813 | 356464 | 1.364% | 9.1826 | 538.964 | 2.1899 |  | 58.694
Compact Fluorescent | General Purpose and Dimmable | 665 to 1439 lumens |  | Compact FluorescentGeneral Purpose and Dimmable665 to 1439 lumens | 42110 | 10453405 | 40.01% | 13.9416 | 906.3593 | 1.4729 |  | 65.0112
Compact Fluorescent | General Purpose and Dimmable | 1440 to 2600 lumens |  | Compact FluorescentGeneral Purpose and Dimmable1440 to 2600 lumens | 20038 | 3771785 | 14.43% | 23.0834 | 1604.1291 | 1.918 |  | 69.4927
Compact Fluorescent | Globe | 250 to 664 lumens |  | Compact FluorescentGlobe250 to 664 lumens | 8940 | 6204740 | 23.75% | 10.9917 | 554.5139 | 1.7147 |  | 50.4483
Compact Fluorescent | Globe | 665 to 1439 lumens |  | Compact FluorescentGlobe665 to 1439 lumens | 4959 | 60339 | 0.2309% | 14.2355 | 796.7966 | 5.083 |  | 55.9726
Compact Fluorescent | Globe | 1440 to 2600 lumens |  | Compact FluorescentGlobe1440 to 2600 lumens | 0 | 0 | 0% | #DIV/0! | #DIV/0! | #DIV/0! |  | #DIV/0!
Compact Fluorescent | Reflectors and Outdoor | 250 to 664 lumens |  | Compact FluorescentReflectors and Outdoor250 to 664 lumens | 11910 | 394333 | 1.509% | 14.1191 | 629.242 | 4.6693 |  | 44.5667
Compact Fluorescent | Reflectors and Outdoor | 665 to 1439 lumens |  | Compact FluorescentReflectors and Outdoor665 to 1439 lumens | 35018 | 4129463 | 15.8% | 15.3348 | 755.9947 | 3.1556 |  | 49.2992
Compact Fluorescent | Reflectors and Outdoor | 1440 to 2600 lumens |  | Compact FluorescentReflectors and Outdoor1440 to 2600 lumens | 10 | 6 | 2.296e-05% | 26 | 1750 | 9.99 |  | 67.3077
Compact Fluorescent | Three-Way | 250 to 664 lumens |  | Compact FluorescentThree-Way250 to 664 lumens | 0 | 0 | 0% | #DIV/0! | #DIV/0! | #DIV/0! |  | #DIV/0!
Compact Fluorescent | Three-Way | 665 to 1439 lumens |  | Compact FluorescentThree-Way665 to 1439 lumens | 4816 | 9374 | 0.03588% | 30.5914 | 1291.2951 | 10.7782 |  | 42.211
Compact Fluorescent | Three-Way | 1440 to 2600 lumens |  | Compact FluorescentThree-Way1440 to 2600 lumens | 3810 | 8138 | 0.03114% | 30.622 | 1543.1543 | 12.5518 |  | 50.3936
LED | Decorative and Mini-Base | 250 to 664 lumens |  | LEDDecorative and Mini-Base250 to 664 lumens | 0 | 0 | 0% | #DIV/0! | #DIV/0! | #DIV/0! |  | #DIV/0!
LED | Decorative and Mini-Base | 665 to 1439 lumens |  | LEDDecorative and Mini-Base665 to 1439 lumens | 0 | 0 | 0% | #DIV/0! | #DIV/0! | #DIV/0! |  | #DIV/0!
LED | Decorative and Mini-Base | 1440 to 2600 lumens |  | LEDDecorative and Mini-Base1440 to 2600 lumens | 0 | 0 | 0% | #DIV/0! | #DIV/0! | #DIV/0! |  | #DIV/0!
LED | General Purpose and Dimmable | 250 to 664 lumens |  | LEDGeneral Purpose and Dimmable250 to 664 lumens | 497 | 341984 | 1.309% | 7.9601 | 498.9826 | 6.7335 |  | 62.6855
LED | General Purpose and Dimmable | 665 to 1439 lumens |  | LEDGeneral Purpose and Dimmable665 to 1439 lumens | 844 | 53257 | 0.2038% | 12.1991 | 834.3548 | 12.0536 |  | 68.3945
LED | General Purpose and Dimmable | 1440 to 2600 lumens |  | LEDGeneral Purpose and Dimmable1440 to 2600 lumens | 0 | 0 | 0% | #DIV/0! | #DIV/0! | #DIV/0! |  | #DIV/0!
LED | Globe | 250 to 664 lumens |  | LEDGlobe250 to 664 lumens | 144 | 79897 | 0.3058% | 8.0046 | 500.023 | 6.6825 |  | 62.4669
LED | Globe | 665 to 1439 lumens |  | LEDGlobe665 to 1439 lumens | 0 | 0 | 0% | #DIV/0! | #DIV/0! | #DIV/0! |  | #DIV/0!
LED | Globe | 1440 to 2600 lumens |  | LEDGlobe1440 to 2600 lumens | 0 | 0 | 0% | #DIV/0! | #DIV/0! | #DIV/0! |  | #DIV/0!
LED | Reflectors and Outdoor | 250 to 664 lumens |  | LEDReflectors and Outdoor250 to 664 lumens | 767 | 5043 | 0.0193% | 11.1339 | 589.6371 | 21.4964 |  | 52.9585
LED | Reflectors and Outdoor | 665 to 1439 lumens |  | LEDReflectors and Outdoor665 to 1439 lumens | 2217 | 105119 | 0.4023% | 14.9551 | 851.9532 | 18.1901 |  | 56.9675
LED | Reflectors and Outdoor | 1440 to 2600 lumens |  | LEDReflectors and Outdoor1440 to 2600 lumens | 0 | 0 | 0% | #DIV/0! | #DIV/0! | #DIV/0! |  | #DIV/0!
LED | Three-Way | 250 to 664 lumens |  | LEDThree-Way250 to 664 lumens | 0 | 0 | 0% | #DIV/0! | #DIV/0! | #DIV/0! |  | #DIV/0!
LED | Three-Way | 665 to 1439 lumens |  | LEDThree-Way665 to 1439 lumens | 0 | 0 | 0% | #DIV/0! | #DIV/0! | #DIV/0! |  | #DIV/0!
LED | Three-Way | 1440 to 2600 lumens |  | LEDThree-Way1440 to 2600 lumens | 0 | 0 | 0% | #DIV/0! | #DIV/0! | #DIV/0! |  | #DIV/0!
Efficient Case - Energy Star QPL |  |  |  |  | Number of Records | Lamp Weight | X | Lamp Wattage | Lamp Lumens | Lamp Cost | Life | Efficacy
Compact Fluorescent | Decorative and Mini-Base | 250 to 664 lumens |  | Compact FluorescentDecorative and Mini-Base250 to 664 lumens | 13 | 13 |  | 7.7077 | 348.4615 |  | 9076.9231 | 45.2096
Compact Fluorescent | Decorative and Mini-Base | 665 to 1439 lumens |  | Compact FluorescentDecorative and Mini-Base665 to 1439 lumens | 1 | 1 |  | 17.1 | 1100 |  | 8000 | 64.3275
Compact Fluorescent | Decorative and Mini-Base | 1440 to 2600 lumens |  | Compact FluorescentDecorative and Mini-Base1440 to 2600 lumens | 0 | 0 |  | #DIV/0! | #DIV/0! |  | #DIV/0! | #DIV/0!
Compact Fluorescent | General Purpose and Dimmable | 250 to 664 lumens |  | Compact FluorescentGeneral Purpose and Dimmable250 to 664 lumens | 73 | 73 |  | 9.5548 | 541.3699 |  | 10273.9726 | 56.6595
Compact Fluorescent | General Purpose and Dimmable | 665 to 1439 lumens |  | Compact FluorescentGeneral Purpose and Dimmable665 to 1439 lumens | 313 | 313 |  | 14.846 | 952.754 |  | 10511.1821 | 64.1758
Compact Fluorescent | General Purpose and Dimmable | 1440 to 2600 lumens |  | Compact FluorescentGeneral Purpose and Dimmable1440 to 2600 lumens | 144 | 144 |  | 24.2382 | 1677.5833 |  | 11291.6667 | 69.2124
Compact Fluorescent | Globe | 250 to 664 lumens |  | Compact FluorescentGlobe250 to 664 lumens | 19 | 19 |  | 9.8684 | 535.5263 |  | 9578.9474 | 54.2667
Compact Fluorescent | Globe | 665 to 1439 lumens |  | Compact FluorescentGlobe665 to 1439 lumens | 13 | 13 |  | 14.0923 | 797.6923 |  | 8461.5385 | 56.6048
Compact Fluorescent | Globe | 1440 to 2600 lumens |  | Compact FluorescentGlobe1440 to 2600 lumens | 0 | 0 |  | #DIV/0! | #DIV/0! |  | #DIV/0! | #DIV/0!
Compact Fluorescent | Reflectors and Outdoor | 250 to 664 lumens |  | Compact FluorescentReflectors and Outdoor250 to 664 lumens | 25 | 25 |  | 13.412 | 573.2 |  | 8400 | 42.7378
Compact Fluorescent | Reflectors and Outdoor | 665 to 1439 lumens |  | Compact FluorescentReflectors and Outdoor665 to 1439 lumens | 60 | 60 |  | 17.6533 | 905.3333 |  | 9333.3333 | 51.284
Compact Fluorescent | Reflectors and Outdoor | 1440 to 2600 lumens |  | Compact FluorescentReflectors and Outdoor1440 to 2600 lumens | 0 | 0 |  | #DIV/0! | #DIV/0! |  | #DIV/0! | #DIV/0!
Compact Fluorescent | Three-Way | 250 to 664 lumens |  | Compact FluorescentThree-Way250 to 664 lumens | 0 | 0 |  | #DIV/0! | #DIV/0! |  | #DIV/0! | #DIV/0!
Compact Fluorescent | Three-Way | 665 to 1439 lumens |  | Compact FluorescentThree-Way665 to 1439 lumens | 0 | 0 |  | #DIV/0! | #DIV/0! |  | #DIV/0! | #DIV/0!
Compact Fluorescent | Three-Way | 1440 to 2600 lumens |  | Compact FluorescentThree-Way1440 to 2600 lumens | 9 | 9 |  | 39.6667 | 1977.7778 |  | 10000 | 49.8599
LED | Decorative and Mini-Base | 250 to 664 lumens |  | LEDDecorative and Mini-Base250 to 664 lumens | 74 | 74 |  | 4.9824 | 311.4865 |  | 22162.1622 | 62.517
LED | Decorative and Mini-Base | 665 to 1439 lumens |  | LEDDecorative and Mini-Base665 to 1439 lumens | 0 | 0 |  | #DIV/0! | #DIV/0! |  | #DIV/0! | #DIV/0!
LED | Decorative and Mini-Base | 1440 to 2600 lumens |  | LEDDecorative and Mini-Base1440 to 2600 lumens | 0 | 0 |  | #DIV/0! | #DIV/0! |  | #DIV/0! | #DIV/0!
LED | General Purpose and Dimmable | 250 to 664 lumens |  | LEDGeneral Purpose and Dimmable250 to 664 lumens | 64 | 64 |  | 7.5687 | 470.9688 |  | 27187.5 | 62.2254
LED | General Purpose and Dimmable | 665 to 1439 lumens |  | LEDGeneral Purpose and Dimmable665 to 1439 lumens | 178 | 178 |  | 12.2803 | 862.4157 |  | 28483.1461 | 70.2274
LED | General Purpose and Dimmable | 1440 to 2600 lumens |  | LEDGeneral Purpose and Dimmable1440 to 2600 lumens | 23 | 23 |  | 22.2435 | 1640.6522 |  | 25000 | 73.7588
LED | Globe | 250 to 664 lumens |  | LEDGlobe250 to 664 lumens | 69 | 69 |  | 6.4942 | 420.3623 |  | 26086.9565 | 64.7289
LED | Globe | 665 to 1439 lumens |  | LEDGlobe665 to 1439 lumens | 3 | 3 |  | 10.5 | 820 |  | 26666.6667 | 78.0952
LED | Globe | 1440 to 2600 lumens |  | LEDGlobe1440 to 2600 lumens | 0 | 0 |  | #DIV/0! | #DIV/0! |  | #DIV/0! | #DIV/0!
LED | Reflectors and Outdoor | 250 to 664 lumens |  | LEDReflectors and Outdoor250 to 664 lumens | 460 | 460 |  | 7.8448 | 468.2804 |  | 29847.8261 | 59.6932
LED | Reflectors and Outdoor | 665 to 1439 lumens |  | LEDReflectors and Outdoor665 to 1439 lumens | 998 | 998 |  | 15.1607 | 966.4699 |  | 29834.6693 | 63.7483
LED | Reflectors and Outdoor | 1440 to 2600 lumens |  | LEDReflectors and Outdoor1440 to 2600 lumens | 17 | 17 |  | 20.7353 | 1648.5294 |  | 30882.3529 | 79.5035
LED | Three-Way | 250 to 664 lumens |  | LEDThree-Way250 to 664 lumens | 0 | 0 |  | #DIV/0! | #DIV/0! |  | #DIV/0! | #DIV/0!
LED | Three-Way | 665 to 1439 lumens |  | LEDThree-Way665 to 1439 lumens | 0 | 0 |  | #DIV/0! | #DIV/0! |  | #DIV/0! | #DIV/0!
LED | Three-Way | 1440 to 2600 lumens |  | LEDThree-Way1440 to 2600 lumens | 0 | 0 |  | #DIV/0! | #DIV/0! |  | #DIV/0! | #DIV/0!
Data Availability |  |  |  |  | Simple Steps | Energy Star | Either
Compact Fluorescent | Decorative and Mini-Base | 250 to 664 lumens |  | Compact FluorescentDecorative and Mini-Base250 to 664 lumens | TRUE | TRUE | TRUE
Compact Fluorescent | Decorative and Mini-Base | 665 to 1439 lumens |  | Compact FluorescentDecorative and Mini-Base665 to 1439 lumens | TRUE | TRUE | TRUE
Compact Fluorescent | Decorative and Mini-Base | 1440 to 2600 lumens |  | Compact FluorescentDecorative and Mini-Base1440 to 2600 lumens | FALSE | FALSE | FALSE
Compact Fluorescent | General Purpose and Dimmable | 250 to 664 lumens |  | Compact FluorescentGeneral Purpose and Dimmable250 to 664 lumens | TRUE | TRUE | TRUE
Compact Fluorescent | General Purpose and Dimmable | 665 to 1439 lumens |  | Compact FluorescentGeneral Purpose and Dimmable665 to 1439 lumens | TRUE | TRUE | TRUE
Compact Fluorescent | General Purpose and Dimmable | 1440 to 2600 lumens |  | Compact FluorescentGeneral Purpose and Dimmable1440 to 2600 lumens | TRUE | TRUE | TRUE
Compact Fluorescent | Globe | 250 to 664 lumens |  | Compact FluorescentGlobe250 to 664 lumens | TRUE | TRUE | TRUE
Compact Fluorescent | Globe | 665 to 1439 lumens |  | Compact FluorescentGlobe665 to 1439 lumens | TRUE | TRUE | TRUE
Compact Fluorescent | Globe | 1440 to 2600 lumens |  | Compact FluorescentGlobe1440 to 2600 lumens | FALSE | FALSE | FALSE
Compact Fluorescent | Reflectors and Outdoor | 250 to 664 lumens |  | Compact FluorescentReflectors and Outdoor250 to 664 lumens | TRUE | TRUE | TRUE
Compact Fluorescent | Reflectors and Outdoor | 665 to 1439 lumens |  | Compact FluorescentReflectors and Outdoor665 to 1439 lumens | TRUE | TRUE | TRUE
Compact Fluorescent | Reflectors and Outdoor | 1440 to 2600 lumens |  | Compact FluorescentReflectors and Outdoor1440 to 2600 lumens | TRUE | FALSE | TRUE
Compact Fluorescent | Three-Way | 250 to 664 lumens |  | Compact FluorescentThree-Way250 to 664 lumens | FALSE | FALSE | FALSE
Compact Fluorescent | Three-Way | 665 to 1439 lumens |  | Compact FluorescentThree-Way665 to 1439 lumens | TRUE | FALSE | TRUE
Compact Fluorescent | Three-Way | 1440 to 2600 lumens |  | Compact FluorescentThree-Way1440 to 2600 lumens | TRUE | TRUE | TRUE
LED | Decorative and Mini-Base | 250 to 664 lumens |  | LEDDecorative and Mini-Base250 to 664 lumens | FALSE | TRUE | TRUE
LED | Decorative and Mini-Base | 665 to 1439 lumens |  | LEDDecorative and Mini-Base665 to 1439 lumens | FALSE | FALSE | FALSE
LED | Decorative and Mini-Base | 1440 to 2600 lumens |  | LEDDecorative and Mini-Base1440 to 2600 lumens | FALSE | FALSE | FALSE
LED | General Purpose and Dimmable | 250 to 664 lumens |  | LEDGeneral Purpose and Dimmable250 to 664 lumens | TRUE | TRUE | TRUE
LED | General Purpose and Dimmable | 665 to 1439 lumens |  | LEDGeneral Purpose and Dimmable665 to 1439 lumens | TRUE | TRUE | TRUE
LED | General Purpose and Dimmable | 1440 to 2600 lumens |  | LEDGeneral Purpose and Dimmable1440 to 2600 lumens | FALSE | TRUE | TRUE
LED | Globe | 250 to 664 lumens |  | LEDGlobe250 to 664 lumens | TRUE | TRUE | TRUE
LED | Globe | 665 to 1439 lumens |  | LEDGlobe665 to 1439 lumens | FALSE | TRUE | TRUE
LED | Globe | 1440 to 2600 lumens |  | LEDGlobe1440 to 2600 lumens | FALSE | FALSE | FALSE
LED | Reflectors and Outdoor | 250 to 664 lumens |  | LEDReflectors and Outdoor250 to 664 lumens | TRUE | TRUE | TRUE
LED | Reflectors and Outdoor | 665 to 1439 lumens |  | LEDReflectors and Outdoor665 to 1439 lumens | TRUE | TRUE | TRUE
LED | Reflectors and Outdoor | 1440 to 2600 lumens |  | LEDReflectors and Outdoor1440 to 2600 lumens | FALSE | TRUE | TRUE
LED | Three-Way | 250 to 664 lumens |  | LEDThree-Way250 to 664 lumens | FALSE | FALSE | FALSE
LED | Three-Way | 665 to 1439 lumens |  | LEDThree-Way665 to 1439 lumens | FALSE | FALSE | FALSE
LED | Three-Way | 1440 to 2600 lumens |  | LEDThree-Way1440 to 2600 lumens | FALSE | FALSE | FALSE
Lookup Names
|  |  | 250 to 664 lumens | 665 to 1439 lumens | 1440 to 2600 lumens
Compact Fluorescent | Decorative and Mini-Base |  | Compact FluorescentDecorative and Mini-Base250 to 664 lumens | Compact FluorescentDecorative and Mini-Base665 to 1439 lumens | Compact FluorescentDecorative and Mini-Base1440 to 2600 lumens
Compact Fluorescent | General Purpose and Dimmable |  | Compact FluorescentGeneral Purpose and Dimmable250 to 664 lumens | Compact FluorescentGeneral Purpose and Dimmable665 to 1439 lumens | Compact FluorescentGeneral Purpose and Dimmable1440 to 2600 lumens
Compact Fluorescent | Globe |  | Compact FluorescentGlobe250 to 664 lumens | Compact FluorescentGlobe665 to 1439 lumens | Compact FluorescentGlobe1440 to 2600 lumens
Compact Fluorescent | Reflectors and Outdoor |  | Compact FluorescentReflectors and Outdoor250 to 664 lumens | Compact FluorescentReflectors and Outdoor665 to 1439 lumens | Compact FluorescentReflectors and Outdoor1440 to 2600 lumens
Compact Fluorescent | Three-Way |  | Compact FluorescentThree-Way250 to 664 lumens | Compact FluorescentThree-Way665 to 1439 lumens | Compact FluorescentThree-Way1440 to 2600 lumens
LED | Decorative and Mini-Base |  | LEDDecorative and Mini-Base250 to 664 lumens | LEDDecorative and Mini-Base665 to 1439 lumens | LEDDecorative and Mini-Base1440 to 2600 lumens
LED | General Purpose and Dimmable |  | LEDGeneral Purpose and Dimmable250 to 664 lumens | LEDGeneral Purpose and Dimmable665 to 1439 lumens | LEDGeneral Purpose and Dimmable1440 to 2600 lumens
LED | Globe |  | LEDGlobe250 to 664 lumens | LEDGlobe665 to 1439 lumens | LEDGlobe1440 to 2600 lumens
LED | Reflectors and Outdoor |  | LEDReflectors and Outdoor250 to 664 lumens | LEDReflectors and Outdoor665 to 1439 lumens | LEDReflectors and Outdoor1440 to 2600 lumens
LED | Three-Way |  | LEDThree-Way250 to 664 lumens | LEDThree-Way665 to 1439 lumens | LEDThree-Way1440 to 2600 lumens
Availability
| Technology | Lamp Type | 250 to 664 lumens (45W eqv) | 665 to 1439 lumens (60 and 75W eqv) | 1440 to 2600 lumens (100W eqv)
| Compact Fluorescent | Decorative and Mini-Base | TRUE | TRUE | FALSE
| Compact Fluorescent | General Purpose and Dimmable | TRUE | TRUE | TRUE
| Compact Fluorescent | Globe | TRUE | TRUE | FALSE
| Compact Fluorescent | Reflectors and Outdoor | TRUE | TRUE | TRUE
| Compact Fluorescent | Three-Way | FALSE | TRUE | TRUE
| LED | Decorative and Mini-Base | TRUE | FALSE | FALSE
| LED | General Purpose and Dimmable | TRUE | TRUE | TRUE
| LED | Globe | TRUE | TRUE | FALSE
| LED | Reflectors and Outdoor | TRUE | TRUE | TRUE
| LED | Three-Way | FALSE | FALSE | FALSE

## CFL and LED Efficacy
Note: RTF staff discussed this approach with Jason Tuenge on April 22, 2014. Tuenge recommended assuming 70 l/W for all LED categories, because the confidence bands (using the Energy Star QPL) for most lumen categories and lamp types contain this point. Staff re-reviewed the Energy Star QPL, program data, and products available online, and still thought that there were distinctions in efficacy by product type and lamp type. The difference in savings by using the efficacies used in the analysis, and using 70 l/W for all LEDs was less than 10% for almost all measure categories.
CFL and LED Efficacy, Simple Steps | [6 empty] | Jason Tuenge, "SSL Pricing and Efficacy Trend Analysis for Utility Program Planning", PNNL 22908, October 2013
| Technology | Lamp Type | 250 to 664 lumens | 665 to 1439 lumens | 1440 to 2600 lumens |  | http://apps1.eere.energy.gov/buildings/publications/pdfs/ssl/ssl_trend-analysis_2013.pdf
| Compact Fluorescent | Decorative and Mini-Base | 49.4433 | 62.4598 | #DIV/0!
| Compact Fluorescent | General Purpose and Dimmable | 58.694 | 65.0112 | 69.4927 |  |  |  | 2014 efficacy
| Compact Fluorescent | Globe | 50.4483 | 55.9726 | #DIV/0! |  | LED | Decorative and Mini-Base | 66
| Compact Fluorescent | Reflectors and Outdoor | 44.5667 | 49.2992 | 67.3077 |  | LED | General Purpose and Dimmable | 76
| Compact Fluorescent | Three-Way | #DIV/0! | 42.211 | 50.3936 |  | LED | Globe | 76
| LED | Decorative and Mini-Base | #DIV/0! | #DIV/0! | #DIV/0! |  | LED | Reflectors and Outdoor | 67
| LED | General Purpose and Dimmable | 62.6855 | 68.3945 | #DIV/0! |  | LED | Three-Way
| LED | Globe | 62.4669 | #DIV/0! | #DIV/0!
| LED | Reflectors and Outdoor | 52.9585 | 56.9675 | #DIV/0!
| LED | Three-Way | #DIV/0! | #DIV/0! | #DIV/0!
Energy Star
| Technology | Lamp Type | 250 to 664 lumens | 665 to 1439 lumens | 1440 to 2600 lumens
| Compact Fluorescent | Decorative and Mini-Base | 45.2096 | 64.3275 | #DIV/0!
| Compact Fluorescent | General Purpose and Dimmable | 56.6595 | 64.1758 | 69.2124
| Compact Fluorescent | Globe | 54.2667 | 56.6048 | #DIV/0!
| Compact Fluorescent | Reflectors and Outdoor | 42.7378 | 51.284 | #DIV/0!
| Compact Fluorescent | Three-Way | #DIV/0! | #DIV/0! | 49.8599
| LED | Decorative and Mini-Base | 62.517 | #DIV/0! | #DIV/0!
| LED | General Purpose and Dimmable | 62.2254 | 70.2274 | 73.7588
| LED | Globe | 64.7289 | 78.0952 | #DIV/0!
| LED | Reflectors and Outdoor | 59.6932 | 63.7483 | 79.5035
| LED | Three-Way | #DIV/0! | #DIV/0! | #DIV/0!
Average if both values exist, otherwise, use single value if it exists
| Technology | Lamp Type | 250 to 664 lumens | 665 to 1439 lumens | 1440 to 2600 lumens
| Compact Fluorescent | Decorative and Mini-Base | 47.3265 | 63.3937 | #DIV/0!
| Compact Fluorescent | General Purpose and Dimmable | 57.6767 | 64.5935 | 69.3526
| Compact Fluorescent | Globe | 52.3575 | 56.2887 | #DIV/0!
| Compact Fluorescent | Reflectors and Outdoor | 43.6523 | 50.2916 | 67.3077
| Compact Fluorescent | Three-Way | #DIV/0! | 42.211 | 50.1268 |  | http://earthled.com/products/switch-switch-3-way-led-light-bulb?utm_source=googlepla&utm_medium=cpc&gclid=CJPS7K3W0r0CFdBqfgodRRAASQ#.U0Ta-_ldWaQ
| LED | Decorative and Mini-Base | 62.517 | #DIV/0! | #DIV/0! |  | watts | lumens | efficacy
| LED | General Purpose and Dimmable | 62.4555 | 69.3109 | 73.7588 |  | 6 | 300 | 50
| LED | Globe | 63.5979 | 78.0952 | #DIV/0! |  | 13.5 | 800 | 59.2593
| LED | Reflectors and Outdoor | 56.3259 | 60.3579 | 79.5035 |  | 20 | 1100 | 55
| LED | Three-Way | #DIV/0! | #DIV/0! | #DIV/0! |  | http://www.amazon.com/EcoSmart-10-Watt-3-Way-White-018564/dp/B00GOMFSTG/ref=sr_1_1?ie=UTF8&qid=1397021529&sr=8-1&keywords=led+3+way+bulb
Fill in gaps | [6 empty] | 10 | 810 | 81
| Note: At the April 23, 2014 RTF meeting, the RTF voted to not include UES values for product categories with no products in the Energy Star Qualified Product List or in Programs. | [5 empty] | http://www.amazon.com/SWITCH-Lighting-A23WY1FUS27A4-R-Classic-Replacement/dp/B00CF6J3EG/ref=sr_1_2?ie=UTF8&qid=1397021529&sr=8-2&keywords=led+3+way+bulb#productDetails
| Technology | Lamp Type | 250 to 664 lumens | 665 to 1439 lumens | 1440 to 2600 lumens |  | 20 | 1100 | 55
| Compact Fluorescent | Decorative and Mini-Base | 47.3265 | 63.3937 | [no products] | CFL - Use 90% of General Purpose efficacy for Decorative and Globe, 1440 to 2600 lumen categories
| Compact Fluorescent | General Purpose and Dimmable | 57.6767 | 64.5935 | 69.3526
| Compact Fluorescent | Globe | 52.3575 | 56.2887 | [no products]
| Compact Fluorescent | Reflectors and Outdoor | 43.6523 | 50.2916 | 67.3077
| Compact Fluorescent | Three-Way | [no products] | 42.211 | 50.1268
| LED | Decorative and Mini-Base | 62.517 | [no products] | [no products] | LED - use PNNL 2014 forecast for the two higher lumen categories
| LED | General Purpose and Dimmable | 62.4555 | 76 | 85 | LED - for 1440 to 2600 lumen GP and Globe, use existing product specs (~85 l/W)
| LED | Globe | 63.5979 | 76 | [no products]
| LED | Reflectors and Outdoor | 56.3259 | 67 | 67
| LED | Three-Way | [no products] | [no products] | [no products] |  | Sources for High-Lumen General Purpose LEDs
http://www.homedepot.com/p/Cree-100W-Equivalent-Soft-White-2700K-A21-Dimmable-LED-Light-Bulb-5-Pack-BA21-16027OMF-12DE26-1U100/205083140
CFL and LED Efficacy Lookup Table | [6 empty] | 18 | 1600 | 88.8889
Technology | Lamp Type | Lumen Category | Lookup Name | Efficacy (l/W) |  |  | http://www.homedepot.com/p/Philips-100W-Equivalent-Soft-White-2700K-A21-Household-Dimmable-LED-Light-Bulb-E-424432/203675471
Compact Fluorescent | Decorative and Mini-Base | 250 to 664 lumens | Compact FluorescentDecorative and Mini-Base250 to 664 lumens | 47.3265 |  |  | 22 | 1780 | 80.9091
Compact Fluorescent | General Purpose and Dimmable | 250 to 664 lumens | Compact FluorescentGeneral Purpose and Dimmable250 to 664 lumens | 57.6767 |  |  |  | Average | 84.899
Compact Fluorescent | Globe | 250 to 664 lumens | Compact FluorescentGlobe250 to 664 lumens | 52.3575
Compact Fluorescent | Reflectors and Outdoor | 250 to 664 lumens | Compact FluorescentReflectors and Outdoor250 to 664 lumens | 43.6523
Compact Fluorescent | Three-Way | 250 to 664 lumens | Compact FluorescentThree-Way250 to 664 lumens | [no products]
LED | Decorative and Mini-Base | 250 to 664 lumens | LEDDecorative and Mini-Base250 to 664 lumens | 62.517
LED | General Purpose and Dimmable | 250 to 664 lumens | LEDGeneral Purpose and Dimmable250 to 664 lumens | 62.4555
LED | Globe | 250 to 664 lumens | LEDGlobe250 to 664 lumens | 63.5979
LED | Reflectors and Outdoor | 250 to 664 lumens | LEDReflectors and Outdoor250 to 664 lumens | 56.3259
LED | Three-Way | 250 to 664 lumens | LEDThree-Way250 to 664 lumens | [no products]
Compact Fluorescent | Decorative and Mini-Base | 665 to 1439 lumens | Compact FluorescentDecorative and Mini-Base665 to 1439 lumens | 63.3937
Compact Fluorescent | General Purpose and Dimmable | 665 to 1439 lumens | Compact FluorescentGeneral Purpose and Dimmable665 to 1439 lumens | 64.5935
Compact Fluorescent | Globe | 665 to 1439 lumens | Compact FluorescentGlobe665 to 1439 lumens | 56.2887
Compact Fluorescent | Reflectors and Outdoor | 665 to 1439 lumens | Compact FluorescentReflectors and Outdoor665 to 1439 lumens | 50.2916
Compact Fluorescent | Three-Way | 665 to 1439 lumens | Compact FluorescentThree-Way665 to 1439 lumens | 42.211
LED | Decorative and Mini-Base | 665 to 1439 lumens | LEDDecorative and Mini-Base665 to 1439 lumens | [no products]
LED | General Purpose and Dimmable | 665 to 1439 lumens | LEDGeneral Purpose and Dimmable665 to 1439 lumens | 76
LED | Globe | 665 to 1439 lumens | LEDGlobe665 to 1439 lumens | 76
LED | Reflectors and Outdoor | 665 to 1439 lumens | LEDReflectors and Outdoor665 to 1439 lumens | 67
LED | Three-Way | 665 to 1439 lumens | LEDThree-Way665 to 1439 lumens | [no products]
Compact Fluorescent | Decorative and Mini-Base | 1440 to 2600 lumens | Compact FluorescentDecorative and Mini-Base1440 to 2600 lumens | [no products]
Compact Fluorescent | General Purpose and Dimmable | 1440 to 2600 lumens | Compact FluorescentGeneral Purpose and Dimmable1440 to 2600 lumens | 69.3526
Compact Fluorescent | Globe | 1440 to 2600 lumens | Compact FluorescentGlobe1440 to 2600 lumens | [no products]
Compact Fluorescent | Reflectors and Outdoor | 1440 to 2600 lumens | Compact FluorescentReflectors and Outdoor1440 to 2600 lumens | 67.3077
Compact Fluorescent | Three-Way | 1440 to 2600 lumens | Compact FluorescentThree-Way1440 to 2600 lumens | 50.1268
LED | Decorative and Mini-Base | 1440 to 2600 lumens | LEDDecorative and Mini-Base1440 to 2600 lumens | [no products]
LED | General Purpose and Dimmable | 1440 to 2600 lumens | LEDGeneral Purpose and Dimmable1440 to 2600 lumens | 85
LED | Globe | 1440 to 2600 lumens | LEDGlobe1440 to 2600 lumens | [no products]
LED | Reflectors and Outdoor | 1440 to 2600 lumens | LEDReflectors and Outdoor1440 to 2600 lumens | 67
LED | Three-Way | 1440 to 2600 lumens | LEDThree-Way1440 to 2600 lumens | [no products]

## CFL and LED Cost
CFL and LED Costs, Simple Steps
| Technology | Lamp Type | 250 to 664 lumens | 665 to 1439 lumens | 1440 to 2600 lumens
| Compact Fluorescent | Decorative and Mini-Base | 3.4583 | 2.4212 | #DIV/0!
| Compact Fluorescent | General Purpose and Dimmable | 2.1899 | 1.4729 | 1.918
| Compact Fluorescent | Globe | 1.7147 | 5.083 | #DIV/0!
| Compact Fluorescent | Reflectors and Outdoor | 4.6693 | 3.1556 | 9.99
| Compact Fluorescent | Three-Way | #DIV/0! | 10.7782 | 12.5518
| LED | Decorative and Mini-Base | #DIV/0! | #DIV/0! | #DIV/0!
| LED | General Purpose and Dimmable | 6.7335 | 12.0536 | #DIV/0!
| LED | Globe | 6.6825 | #DIV/0! | #DIV/0!
| LED | Reflectors and Outdoor | 21.4964 | 18.1901 | #DIV/0!
| LED | Three-Way | #DIV/0! | #DIV/0! | #DIV/0!
Fill in gaps and adjust
| Technology | Lamp Type | 250 to 664 lumens | 665 to 1439 lumens | 1440 to 2600 lumens
| Compact Fluorescent | Decorative and Mini-Base | 3.4583 | 2.4212 | 3.4583 | CFL - use max of existing categories to fill in for missing category
| Compact Fluorescent | General Purpose and Dimmable | 2.1899 | 1.4729 | 1.918
| Compact Fluorescent | Globe | 1.7147 | 5.083 | 5.083 | CFL Globe - use max of existing categories to fill in for missing category
| Compact Fluorescent | Reflectors and Outdoor | 4.6693 | 3.1556 | 9.99
| Compact Fluorescent | Three-Way | 12.5518 | 10.7782 | 12.5518
| LED | Decorative and Mini-Base | 10.1003 | 18.0805 | 44 | LED - from PNNL, Decorative lamp cost are approximates twice GP lamp costs
| LED | General Purpose and Dimmable | 5.0501 | 9.0402 | 22 | LED - from PNNL, GP Lamp cost reduces ~25% from 2013 to 2014
| LED | Globe | 6.6825 | 9.0402 | 22 | LED - use current product specs to estimate this cost of GP and Globe in 1440 to 2600 lumen category
| LED | Reflectors and Outdoor | 21.4964 | 18.1901 | 33 | LED - from PNNL, Reflector lamp cost are approximates 1.5x GP lamp costs
| LED | Three-Way | 21.4964 | 18.1901 | 33 | LED - assume three-way lamp costs same as reflector
Adjust from 2013$ to 2012$
| Technology | Lamp Type | 250 to 664 lumens | 665 to 1439 lumens | 1440 to 2600 lumens |  |  | GDP Deflator (2013 to 2012)
| Compact Fluorescent | Decorative and Mini-Base | 3.4099 | 2.3873 | 3.4099 |  |  | Deflator | 0.986 | Source: RTF Standard Information Workbook v1.6
| Compact Fluorescent | General Purpose and Dimmable | 2.1592 | 1.4523 | 1.8911
| Compact Fluorescent | Globe | 1.6907 | 5.0118 | 5.0118
| Compact Fluorescent | Reflectors and Outdoor | 4.6039 | 3.1115 | 9.8501
| Compact Fluorescent | Three-Way | 12.376 | 10.6273 | 12.376
| LED | Decorative and Mini-Base | 9.9589 | 17.8273 | 43.384
| LED | General Purpose and Dimmable | 4.9794 | 8.9137 | 21.692
| LED | Globe | 6.5889 | 8.9137 | 21.692
| LED | Reflectors and Outdoor | 21.1954 | 17.9355 | 32.538
| LED | Three-Way | 21.1954 | 17.9355 | 32.538
Use program data to determine how to adjust retail costs to other delivery mechanisms
Data on the BPA Simple Steps program, provided by Ryan Crews, Fluid Market Strategies, used for RTF CFL analysis, version 3.0
[10 empty] | Direct Install |  | Direct Mail (cost includes material cost of lamps) |  |  | Program Bulk Purchase
Type | Watts | Watts (Avg) | Lumens | Cost Min | Cost Max | Cost Avg | Retail Cost | Bulk/Retail Cost Ratio |  | Install and admin cost | product volume | Distribution Cost (4 lamp) | Distribution Cost (10 lamp) | Product Volume | Admin fee | Product Volume
Spiral | 13 to 14 | 13.5 | 900 | 1.19 | 1.39 | 1.29 | 2.8751 | 44.87% |  | 2.7 | 288034 | 15.5 | 30 | 39722 | 0.2 | 24355
Spiral | 18 to 20 | 19 | 1250 | 1.39 | 1.91 | 1.65 | 3.5191 | 46.89% |  | 0 | 0 | 15.5 | 30 | 45288 | 0.2 | 63750
Spiral | 23 | 23 | 1600 | 1.65 | 1.99 | 1.82 | 3.5157 | 51.77% |  | 2.35 | 52477 | 15.5 | 30 | 9494 | 0.2 | 8961
Globe | 14 to 15 | 14.5 | 800 | 2.86 | 3.15 | 3.005 | 5.6657 | 53.04% |  | 2.6 | 79775 | 22.5 | 46 | 59292 | 0.2 | 10237
Reflector | 15 to 16 | 15.5 | 750 | 2.86 | 3.25 | 3.055 | 6.5832 | 46.41% |  | 2.6 | 67668 | 22.5 | 46 | 18988 | 0.2 | 2008
Candelabra | 9 to 11 | 10 | 470 | 2.79 | 2.99 | 2.89 | 4.6625 | 61.98% |  | 0 | 0 | 22.5 | 46 | 9494 | 0.2 | 5880
A-Lamp | 14 | 14 | 800 | 2.43 | 2.89 | 2.66 | 5.6657 | 46.95% |  | 0 | 0 | 0 | 0 | 0 | May be an additional lift gate fee of $40 to $75. Shipping typically free. | 0
[8 empty] | weighted average |  | weighted average |  | average cost per lamp - general purpose |  |  | average admin fee
[8 empty] | 48.15% |  | 2.6321 |  | 3.25 |  |  | 0.2
[10 empty] | weighted average (2006$) |  | average cost per lamp - specialty
2012$ to 2006$ deflator | [9 empty] | 2.3556 |  | 4.8929
0.89493
Findings:
48.15% | Bulk CFL costs are this percentage of retail CFL costs
2.3556 | Direct install installation and administration adds this much to the lamp cost
2 | Mailing adds about this much cost per lamp
0.2 | Administrative fees for give-away programs are approximately this much per lamp
100% | Bulk LED costs are not lower than retail LED costs (see ResLightingLED_v3_0.xlsx, sheet "LED Cost")
CFL and LED Cost Lookup Table |  |  |  | Cost (2012$)
Technology | Lamp Type | Lumen Category | Lookup Name | Retail | Bulk | Direct Install | NEEA Socket Count | Mail by Request | Unsolicited Mailing | Give-Away
Compact Fluorescent | General Purpose and Dimmable | 250 to 664 lumens | Compact FluorescentGeneral Purpose and Dimmable250 to 664 lumens | 2.1592 | 1.0396 | 3.3952 | 3.3952 | 3.0396 | 3.0396 | 1.2396
Compact Fluorescent | General Purpose and Dimmable | 665 to 1439 lumens | Compact FluorescentGeneral Purpose and Dimmable665 to 1439 lumens | 1.4523 | 0.69925 | 3.0548 | 3.0548 | 2.6993 | 2.6993 | 0.89925
Compact Fluorescent | General Purpose and Dimmable | 1440 to 2600 lumens | Compact FluorescentGeneral Purpose and Dimmable1440 to 2600 lumens | 1.8911 | 0.91055 | 3.2661 | 3.2661 | 2.9105 | 2.9105 | 1.1105
Compact Fluorescent | Decorative and Mini-Base | 250 to 664 lumens | Compact FluorescentDecorative and Mini-Base250 to 664 lumens | 3.4099 | 1.6418 | 3.9974 | 3.9974 | 3.6418 | 3.6418 | 1.8418
Compact Fluorescent | Decorative and Mini-Base | 665 to 1439 lumens | Compact FluorescentDecorative and Mini-Base665 to 1439 lumens | 2.3873 | 1.1494 | 3.505 | 3.505 | 3.1494 | 3.1494 | 1.3494
Compact Fluorescent | Decorative and Mini-Base | 1440 to 2600 lumens | Compact FluorescentDecorative and Mini-Base1440 to 2600 lumens | 3.4099 | 1.6418 | 3.9974 | 3.9974 | 3.6418 | 3.6418 | 1.8418
Compact Fluorescent | Globe | 250 to 664 lumens | Compact FluorescentGlobe250 to 664 lumens | 1.6907 | 0.81404 | 3.1696 | 3.1696 | 2.814 | 2.814 | 1.014
Compact Fluorescent | Globe | 665 to 1439 lumens | Compact FluorescentGlobe665 to 1439 lumens | 5.0118 | 2.4131 | 4.7687 | 4.7687 | 4.4131 | 4.4131 | 2.6131
Compact Fluorescent | Globe | 1440 to 2600 lumens | Compact FluorescentGlobe1440 to 2600 lumens | 5.0118 | 2.4131 | 4.7687 | 4.7687 | 4.4131 | 4.4131 | 2.6131
Compact Fluorescent | Reflectors and Outdoor | 250 to 664 lumens | Compact FluorescentReflectors and Outdoor250 to 664 lumens | 4.6039 | 2.2167 | 4.5723 | 4.5723 | 4.2167 | 4.2167 | 2.4167
Compact Fluorescent | Reflectors and Outdoor | 665 to 1439 lumens | Compact FluorescentReflectors and Outdoor665 to 1439 lumens | 3.1115 | 1.4981 | 3.8537 | 3.8537 | 3.4981 | 3.4981 | 1.6981
Compact Fluorescent | Reflectors and Outdoor | 1440 to 2600 lumens | Compact FluorescentReflectors and Outdoor1440 to 2600 lumens | 9.8501 | 4.7427 | 7.0983 | 7.0983 | 6.7427 | 6.7427 | 4.9427
Compact Fluorescent | Three-Way | 250 to 664 lumens | Compact FluorescentThree-Way250 to 664 lumens | 12.376 | 5.9589 | 8.3145 | 8.3145 | 7.9589 | 7.9589 | 6.1589
Compact Fluorescent | Three-Way | 665 to 1439 lumens | Compact FluorescentThree-Way665 to 1439 lumens | 10.6273 | 5.1169 | 7.4725 | 7.4725 | 7.1169 | 7.1169 | 5.3169
Compact Fluorescent | Three-Way | 1440 to 2600 lumens | Compact FluorescentThree-Way1440 to 2600 lumens | 12.376 | 5.9589 | 8.3145 | 8.3145 | 7.9589 | 7.9589 | 6.1589
LED | General Purpose and Dimmable | 250 to 664 lumens | LEDGeneral Purpose and Dimmable250 to 664 lumens | 4.9794 | 4.9794 | 7.335 | 7.335 | 6.9794 | 6.9794 | 5.1794
LED | General Purpose and Dimmable | 665 to 1439 lumens | LEDGeneral Purpose and Dimmable665 to 1439 lumens | 8.9137 | 8.9137 | 11.2692 | 11.2692 | 10.9137 | 10.9137 | 9.1137
LED | General Purpose and Dimmable | 1440 to 2600 lumens | LEDGeneral Purpose and Dimmable1440 to 2600 lumens | 21.692 | 21.692 | 24.0476 | 24.0476 | 23.692 | 23.692 | 21.892
LED | Decorative and Mini-Base | 250 to 664 lumens | LEDDecorative and Mini-Base250 to 664 lumens | 9.9589 | 9.9589 | 12.3144 | 12.3144 | 11.9589 | 11.9589 | 10.1589
LED | Decorative and Mini-Base | 665 to 1439 lumens | LEDDecorative and Mini-Base665 to 1439 lumens | 17.8273 | 17.8273 | 20.1829 | 20.1829 | 19.8273 | 19.8273 | 18.0273
LED | Decorative and Mini-Base | 1440 to 2600 lumens | LEDDecorative and Mini-Base1440 to 2600 lumens | 43.384 | 43.384 | 45.7396 | 45.7396 | 45.384 | 45.384 | 43.584
LED | Globe | 250 to 664 lumens | LEDGlobe250 to 664 lumens | 6.5889 | 6.5889 | 8.9445 | 8.9445 | 8.5889 | 8.5889 | 6.7889
LED | Globe | 665 to 1439 lumens | LEDGlobe665 to 1439 lumens | 8.9137 | 8.9137 | 11.2692 | 11.2692 | 10.9137 | 10.9137 | 9.1137
LED | Globe | 1440 to 2600 lumens | LEDGlobe1440 to 2600 lumens | 21.692 | 21.692 | 24.0476 | 24.0476 | 23.692 | 23.692 | 21.892
LED | Reflectors and Outdoor | 250 to 664 lumens | LEDReflectors and Outdoor250 to 664 lumens | 21.1954 | 21.1954 | 23.551 | 23.551 | 23.1954 | 23.1954 | 21.3954
LED | Reflectors and Outdoor | 665 to 1439 lumens | LEDReflectors and Outdoor665 to 1439 lumens | 17.9355 | 17.9355 | 20.2911 | 20.2911 | 19.9355 | 19.9355 | 18.1355
LED | Reflectors and Outdoor | 1440 to 2600 lumens | LEDReflectors and Outdoor1440 to 2600 lumens | 32.538 | 32.538 | 34.8936 | 34.8936 | 34.538 | 34.538 | 32.738
LED | Three-Way | 250 to 664 lumens | LEDThree-Way250 to 664 lumens | 21.1954 | 21.1954 | 23.551 | 23.551 | 23.1954 | 23.1954 | 21.3954
LED | Three-Way | 665 to 1439 lumens | LEDThree-Way665 to 1439 lumens | 17.9355 | 17.9355 | 20.2911 | 20.2911 | 19.9355 | 19.9355 | 18.1355
LED | Three-Way | 1440 to 2600 lumens | LEDThree-Way1440 to 2600 lumens | 32.538 | 32.538 | 34.8936 | 34.8936 | 34.538 | 34.538 | 32.738

## Lifetime
Data
Lamp Type | Rated Hours
Compact Fluorescent, rated | 10356.7251 | Average Energy Star rating
Compact Fluorescent | 5447.6374 | Adjusted for in situ conditions (see below)
Halogen | 1000 | EISA minimum
Incandescent | 1000 | EISA minimum
LED | 28708.4233 | Average Energy Star rating | http://www.energystar.gov/index.cfm?c=cfls.pr_crit_cfls
Maximum Lamp Life (years) | 12 | Restriction for uncertainty in how long long-life lamps persist in sockets (failure, removal)
Table 4: Average Normalized CFL Lamp Life for Monitored Lamps, by Location
Room Type | All Homes |  |  |  | Single Family Detached
| N Loggers | Low (E) | Middle (C1,E) | High (C1) | N Loggers | Low (E) | Middle (C1,E) | High (C1)
All Room Types | 585 | 0.491 | 0.526 | 0.561 | 447 | 0.486 | 0.521 | 0.556
Bathroom | 89 | 0.21 | 0.257 | 0.304 | 71 | 0.22 | 0.266 | 0.312
Bedroom | 138 | 0.43 | 0.467 | 0.505 | 102 | 0.418 | 0.456 | 0.494
Closet |  |  | 0.526
Dining Room |  |  | 0.526
Exterior |  |  | 0.508
Family Room | 59 | 0.664 | 0.692 | 0.72 | 52 | 0.67 | 0.698 | 0.725
Garage | 12 | 0.434 | 0.472 | 0.51 | 11 | 0.44 | 0.478 | 0.515
Hall | 42 | 0.387 | 0.426 | 0.465 | 31 | 0.387 | 0.426 | 0.465
Kitchen | 82 | 0.547 | 0.58 | 0.612 | 53 | 0.492 | 0.527 | 0.562
Laundry Room | 20 | 0.299 | 0.343 | 0.386 | 17 | 0.285 | 0.329 | 0.373
Living Room | 128 | 0.708 | 0.734 | 0.76 | 96 | 0.724 | 0.749 | 0.774
Master Bedroom |  |  | 0.467
Office |  |  | 0.526
Other | 15 | 0.472 | 0.508 | 0.543 | 14 | 0.476 | 0.511 | 0.547
* Added room types to match RBSA data
Source:
Welcome to the Dark Side: The Effect of Switching on CFL Measure Life
Corina Jump, Itron, Inc.
James J. Hirsch, James J. Hirsch and Associates
Jane Peters and Dulane Moran, Research Into Action, Inc.
2008 ACEEE Summer Study
Measure Lifetime
Measure lifetime and role of storage was discussed at the October 15, 2013 RTF meeting.
The RTF decided that measure life for CFLs should be as defined in the Guidelines, "Measure lifetime is defined as the median number of years during which at least half the deliveries of a measure are in place and operable, i.e., produce savings." (Lifetime Guidelines, Section 1.2.2)
Source: Review of Massachusetts tracking data. Lynn Hoefgen et al., 2013, “Study It ‘til You’re Sick of It: CFL Research as an Example of Other Efficiency Markets”, 2013 International Energy Program Evaluation Conference.
Assume that stored lamps get installed in equal quantities after 1,2, and 3 years of receipt.
|  | Lamps Installed at Time of Receipt | After 1 year | After 2 years | After 3 years | All lamps
Year after Purchase | Failure Rate | Lamps Remaining
1 | 4% | 96% | 0% | 0% | 0% | 72.96%
2 | 9% | 87% | 96% | 0% | 0% | 73.8%
3 | 8% | 79% | 87% | 96% | 0% | 74.68%
4 | 15% | 64% | 79% | 87% | 96% | 69.6%
5 | 10% | 54% | 64% | 79% | 87% | 59.44%
6 | 8% | 46% | 54% | 64% | 79% | 50.72%
7 | 7% | 39% | 46% | 54% | 64% | 42.76%
8 | 6% | 33% | 39% | 46% | 54% | 36.2%
9 | 5% | 28% | 33% | 39% | 46% | 30.72%
10 | 4% | 24% | 28% | 33% | 39% | 26.24%
11 | 4% | 20% | 24% | 28% | 33% | 22%
12 | 3% | 17% | 20% | 24% | 28% | 18.68%
13 | 3% | 14% | 17% | 20% | 24% | 15.52%
14 | 2% | 12% | 14% | 17% | 20% | 13.2%
Storage Rate | 24% | 76% | 8% | 8% | 8%
The net effect of the storage delay is to shift the time to 50% survival from 5.5 to 6 years.
Lifetime extension |  | 109.1% | for all measures subject to the 24% storage rate, a 9% lifetime extension is applied.

## Space Conditioning Interaction
Heating | SOURCE: | '\\nas2\Q\SeventhPlan\Conservation Analysis\Res\Res Lighting\[Res Lighting_Heating and Cooling Interaction_rev.xlsm]Summary'!$B12
Heating System Type | Ratio: Space Cond. Electric Savings Lighting System Savings
| 7th Plan (proposed) | 6th Plan (existing) | Weighting (7th Plan) |  | Natural Gas Interaction
eZon | -0.46152 | -0.5 | 26% |  | % SpHtInteraction | 46.15%
eFAF | -0.50234 | -0.625 | 10% |  | % GasSpHt Share | 51%
Hpmp | -0.27496 | -0.15397 | 13% |  | Gas Heating System Efficiency | 80%
Non-Electric | 0 | 0 | 51% |  | Interaction | 29.42%
[5 empty] | conversion (therms/kWh) | 0.03413
Cooling |  |  |  |  | Interaction (therms/kWh) | 0.010042
Cooling Zone | Ratio: Space Cond. Electric Savings Lighting System Savings
| 7th Plan (proposed) | 6th Plan (existing) | Weighting (7th Plan) | Cooling Saturation
1 | 0.033085 | 0.094514 | 59% | 72%
2 | 0.052851 | 0.094514 | 27%
3 | 0.073644 | 0.094514 | 14%
Weighted and Combined
Ratio: Space Cond. Electric Savings Lighting System Savings
| 7th Plan (proposed) | 6th Plan (existing)
Heating | -0.20598 | -0.21252
Cooling | 0.031752 | 0.06805
Combined | -0.17422 | -0.14447
Interior Only | 19.7%
Parameter | Interior | Exterior | Weighted Average
% Lighting | 88.45% | 11.55% | 100%

## StorageTakebackRemoval
Removal, Takeback, and Storage Rates
|  | CFLs |  |  | LEDs
|  | Removal Rate | Takeback Rate | Storage Rate | Removal Rate | Takeback Rate | Storage Rate
| Retail | 2% | 0% | 24% | 2% | 0% | 0%
| Direct Install | 2% | 0% | 0% | 2% | 0% | 0%
| Mail by Request | 2% | 0% | 24% | 2% | 0% | 0%
| Unsolicited Mailing | 2% | 0% | 24% | 2% | 0% | 24%
| Give-Away | 2% | 0% | 24% | 2% | 0% | 24%
| NEEA Socket Count | 0% | 0% | 0% | 0% | 0% | 0%
Unsolicited Mailing limited to 4 lamps or less per household
Removal Rate: 2% for all channels except NEEA Socket Count
KEMA, Inc., "ENERGY STAR Consumer Products Program - Market Progress Evaluation Report", prepared for the Northwest Energy Efficiency Alliance, July 2007. Report #07-174
http://neea.org/docs/reports/energy-star-consumer-products-market-progress-evaluation-report-e07-174.pdf?sfvrsn=7
This report shows a 4% removal rate, but some of this is due to natural EUL, and some is due to removal prior to failure. RTF staff assume 1/2 of lamps (i.e., 2% of all lamps) are removed prior to failure.
Storage Rate: 24% for all CFL delivery mechanisms except Direct Install and for LED Unsolicited Mailing and Give-Away, 0% for all other delivery channels.
Ecotope Inc., "2011 Residential Building Stock Assessment: Single-Family Characteristics and Energy Use", prepared fro the Northwest Energy Efficiency Alliance, September 2012.
http://neea.org/docs/default-source/reports/residential-building-stock-assessment-single-family-characteristics-and-energy-use.pdf?sfvrsn=10
24% based on the 2012 RBSA single family CFL storage rates. (see Table 84)
Storage Rate is used for all CFL delivery mechanisms where the participant is in possession of the lamps before they are installed. This is based on the findings in the study, which were agnostic to delivery mechanism. Because LEDs are a more expensive product, they are more likely to be installed when they are obtained. The storage rate is retained for LEDs for the two delivery mechanisms where the participant is least invested in receiving them: Unsolicited Mailing and Give-Away.
Takeback Rate: 0% by RTF precedence April 6, 2010 because of a lack of evidence for this phenomenon.
DNV KEMA, 2013, "2012-2013 Northwest Residential Lighting Market Tracking Study", for NEEA
http://neea.org/docs/default-source/reports/2012-2013-northwest-residential-lighting-market-tracking-study.pdf?sfvrsn=10
This report summarizes articles addressing this topic since 2010, and recommends a value of 5%. However, full references to the cited analyses are not provided in the report.
An additional data source on CFLs distributed by mail is: Research Into Action, 2010, "Lighting Program Assessment: Residential Direct Distribution - Final Report", prepared for BPA
http://www.bpa.gov/energy/n/reports/evaluation/pdf/Residential_CFL_Final.pdf
Expanded version of Table 3.3, provide by BPA to RTF on 9/19/2011
[6 empty] | Share of Sample |  | CFLS Shipped per household | Number of households | Customer request? | What was shipped? | Reported Installation |  |  |  | Installation Rate
[7 empty] | Utility |  |  |  |  | No Bulbs (Percent) | Some Bulbs | All Bulbs (Percent) | Average Number | Current¹ (Percent) | Projected² (Percent)
(Percent)
[6 empty] | 23% | 1 | 4 | 8200 | no | All standard twister | 4% | 13% | 79% | 3.6 | 90% | 100%
[6 empty] | 10% | 2 | 5 | 3400 | no | All standard twisters | 4% | 25% | 64% | 4 | 81% | 99%
[6 empty] | 20% | 3 | 5 | 7000 | no | All standard twisters | 3% | 23% | 70% | 4.2 | 84% | 97%
[6 empty] | 17% | 4 | 8 | 6100 | no | All standard twisters | 23% | 53% | 23% | 4.3 | 54% | 94%
[6 empty] | 10% | 5 | 12 | 3400 | no | 8 standard twister, 4 specialty | 23% | 57% | 17% | 4.7 | 39% | 83%
[6 empty] | 9% | 6 | 14 | 3200 | no | 8 twisters and 6 specialty | 20% | 60% | 20% | 6.3 | 45% | 85%
[6 empty] | 11% | 7 | 22 | 4000 | no | 10 twisters, 12 specialty. | 10% | 47% | 37% | 12.6 | 57% | 82%
[6 empty] | 100% | Weighted Average | 8.7 | 35300 |  |  | 14% | 44% | 39% | 5.3 | 60% | 89%
Savings and Lifetime Adjustments
(see "Lifetime" sheet for determination of lifetime extension due to storage)
Delivery Mechanism | Technology | Lookup | Removal | Takeback | Storage | Savings Adjustment | Lifetime Adjustment
Retail | Compact Fluorescent | RetailCompact Fluorescent | 2% | 0% | 24% | 74.48% | 109.1%
Direct Install | Compact Fluorescent | Direct InstallCompact Fluorescent | 2% | 0% | 0% | 98% | 100%
Mail by Request | Compact Fluorescent | Mail by RequestCompact Fluorescent | 2% | 0% | 24% | 74.48% | 109.1%
Unsolicited Mailing | Compact Fluorescent | Unsolicited MailingCompact Fluorescent | 2% | 0% | 24% | 74.48% | 109.1%
Give-Away | Compact Fluorescent | Give-AwayCompact Fluorescent | 2% | 0% | 24% | 74.48% | 109.1%
NEEA Socket Count | Compact Fluorescent | NEEA Socket CountCompact Fluorescent | 0% | 0% | 0% | 100% | 100%
Retail | LED | RetailLED | 2% | 0% | 0% | 98% | 100%
Direct Install | LED | Direct InstallLED | 2% | 0% | 0% | 98% | 100%
Mail by Request | LED | Mail by RequestLED | 2% | 0% | 0% | 98% | 100%
Unsolicited Mailing | LED | Unsolicited MailingLED | 2% | 0% | 24% | 74.48% | 109.1%
Give-Away | LED | Give-AwayLED | 2% | 0% | 24% | 74.48% | 109.1%
NEEA Socket Count | LED | NEEA Socket CountLED | 0% | 0% | 0% | 100% | 100%

## Stock
From Cadeo Group 3/25/15
based on NEEA shelf data collected Dec 2014/Jan 2015
Lumen category mapping
[11 empty] | RTF | Shelf data
[11 empty] | 250 to 664 lumens | 310-749
[11 empty] | 665 to 1439 lumens | 750-1049 | 1050-1489
[11 empty] | 1440 to 2600 lumens | 1490-2600
Average Watts per Lumen Bin
Application | 1490-2600 | 1050-1489 | 750-1049 | 310-749 | <310 Lumens | >2600 Lumens | 3-WAY | Not listed
General Purpose | 37 | 39 | 23 | 30 | 27 | 173 | 91 | 62 |  |  |  |  | RTF | NEEA Shelf
Globe and Decorative | 37 | 84 | 23 | 37 | 21 | 60 | NA | 21 |  |  | Lamp Type | Lumen Category | Lamp Wattage
Reflector | 92 | 40 | 31 | 38 | 30 | NA | NA | 85 |  |  | Decorative and Mini-Base | 250 to 664 lumens | 30.2936 | 37
[11 empty] | Decorative and Mini-Base | 665 to 1439 lumens | 49.9381 | 31.1003
Technology Mix by Lumen bin and Application: | [10 empty] | Decorative and Mini-Base | 1440 to 2600 lumens | 65.2883 | 37
[11 empty] | General Purpose and Dimmable | 250 to 664 lumens | 26.9902 | 30
General Purpose | [10 empty] | General Purpose and Dimmable | 665 to 1439 lumens | 31.9666 | 28.1085
Technology | 1490-2600 | 1050-1489 | 750-1049 | 310-749 | <310 LUMENS | >2600 LUMENS | 3-WAY | NOT LISTED | EISA Bins Average | Overall Average | General Purpose and Dimmable | 1440 to 2600 lumens | 55.044 | 37
CF | 62% | 38% | 52% | 15% | 6% | 15% | 11% | 19% | 39% | 35% | Globe | 250 to 664 lumens | 27.6284 | 37
H | 31% | 51% | 28% | 38% | 5% | 0% | 5% | 1% | 35% | 31% | Globe | 665 to 1439 lumens | 38.6932 | 31.1003
I | 2% | 6% | 7% | 35% | 81% | 85% | 82% | 67% | 15% | 25% | Globe | 1440 to 2600 lumens | 68.1473 | 37
L | 5% | 5% | 13% | 12% | 8% | 0% | 2% | 12% | 10% | 10% | Reflectors and Outdoor | 250 to 664 lumens | 35.0274 | 38
Total | 100% | 100% | 100% | 100% | 100% | 100% | 100% | 100% | 100% | 100% | Reflectors and Outdoor | 665 to 1439 lumens | 53.7406 | 33.8016
Globe and Decorative | [10 empty] | Reflectors and Outdoor | 1440 to 2600 lumens | 83.7562 | 92
Technology | 1490-2600 | 1050-1489 | 750-1049 | 310-749 | <310 LUMENS | >2600 LUMENS | NOT LISTED | EISA Bins Average | Overall Average |  | Three-Way | 250 to 664 lumens | 35.2195 | 91
CF | 81% | 23% | 36% | 9% | 2% | 100% | 1% | 12% | 6% |  | Three-Way | 665 to 1439 lumens | 55.4707 | 91
H | 10% | 0% | 59% | 5% | 0% | 0% | 1% | 9% | 4% |  | Three-Way | 1440 to 2600 lumens | 113.196 | 91
I | 9% | 77% | 5% | 70% | 86% | 0% | 94% | 65% | 79%
L | 0% | 0% | 0% | 16% | 12% | 0% | 4% | 14% | 11%
Grand Total | 100% | 100% | 100% | 100% | 100% | 100% | 100% | 100%
Reflector
Technology | 1490-2600 | 1050-1489 | 750-1049 | 310-749 | <310 LUMENS | NOT LISTED | EISA Bins Average | Overall Average
CF | 0% | 26% | 22% | 11% | 0% | 0% | 15% | 12%
H | 86% | 42% | 11% | 25% | 37% | 32% | 27% | 28%
I | 13% | 3% | 12% | 50% | 53% | 68% | 31% | 37%
L | 1% | 29% | 54% | 15% | 10% | 1% | 27% | 23%
Grand Total | 100% | 100% | 100% | 100% | 100% | 100% | 100% | 100%
Row Labels | Globe and Decorative | General Purpose | Reflector | Total |  |  | Globe and Decorative | General Purpose | Reflector
1490-2600 lumens | 0.37% | 15.98% | 4.43% | 9.18%
1050-1489 lumens | 0.49% | 13.1% | 10.45% | 8.84% |  | 1050-1489 lumens | 13.28% | 31.93% | 31.13%
750-1049 lumens | 3.2% | 27.93% | 23.12% | 19.64% |  | 750-1049 lumens | 86.72% | 68.07% | 68.87%
310-749 lumens | 37.47% | 27.87% | 42.16% | 33.36%
<310 lumens | 32.17% | 4.29% | 7.31% | 13.19%
>2600 lumens | 0.04% | 1.93% | 0% | 1.01%
3-WAY | 0% | 4.36% | 0% | 2.25%
NOT LISTED | 26.26% | 4.56% | 12.53% | 12.52%
Total | 100% | 100% | 100% | 100%