## 7PSourceSummary
Measure: | MultiFamily Weatherization
Item | Methods & Sources | Note | 7P Updates
Measures Described | Attic, floor, wall Insulation, window, and infiltration improvements |  | Somewhat new increments based on RTF work
Energy Savings Calculation Basis | SEEM models, RTF workbook | ResWXMF_v2_2.xls | New savings based on updated SEEM from v92 to v96; Savings have not been through RBSA-based calibration
Applicable Stock | existing low-rise multifamily homes, electric heating
Baseline Saturation | RBSA based on existing levels of insulation (grouped)
Baseline HVAC Loads | SEEM models
Permutations | Various pre/post R/U/CFM50 values
Costs | ETO database |  | Changed to 2012$
Measure Life | RTF assumptions
Savings Shape | HVAC Elec Resistance space heat - ELCAP |  | new GLS shape, need to review against 6P
Achievability Ramp Rate | Retro12Med | Wx programs have had long duration | 6P used 15yr retro

## forRPM
Ramp Rate | Resource Type | Measure Category | Sector | End Use | kW per unit | kWh per unit | TRC Net Levelized Cost (Net of All Benefits) | segment | measure | 2016 | 2017 | 2018 | 2019 | 2020 | 2021 | 2022 | 2023 | 2024 | 2025 | 2026 | 2027 | 2028 | 2029 | 2030 | 2031 | 2032 | 2033 | 2034 | 2035 | MAX | Savings Allocation by Category and Month for Segments 1 | [11 empty] | Savings Allocation by Category and Month for Segments 2
[5 empty] | Wholesale KW | Busbar Savings | lvlcost | 1 |  | aMW_2016 | aMW_2017 | aMW_2018 | aMW_2019 | aMW_2020 | aMW_2021 | aMW_2022 | aMW_2023 | aMW_2024 | aMW_2025 | aMW_2026 | aMW_2027 | aMW_2028 | aMW_2029 | aMW_2030 | aMW_2031 | aMW_2032 | aMW_2033 | aMW_2034 | aMW_2035 | MAX | Jan | Feb | Mar | Apr | May | Jun | Jul | Aug | Sep | Oct | Nov | Dec | Jan | Feb | Mar | Apr | May | Jun | Jul | Aug | Sep | Oct | Nov | Dec
Retro12Med | Retro | ResWx | Residential | HVAC | 0.37525 | 717.6074 | 9.7969 | Multifamily - Low Rise | WALL R0 - R11_Electric Zonal | 0.028803 | 0.028737 | 0.028672 | 0.028607 | 0.028542 | 0.025629 | 0.020457 | 0.016328 | 0.013033 | 0.010403 | 0.0083033 | 0.0066275 | 0.00529 | 0.0042224 | 0.0033702 | 0.0026901 | 1.8307e-05 | 6.5232e-06 | 2.2188e-06 | 7.2187e-07 | 0.25221 | 79.938 | 58.3227 | 52.8494 | 42.3643 | 17.4546 | 4.8755 | 1.1872 | 0.99804 | 9.4705 | 32.5288 | 51.4534 | 93.16 | 50.8121 | 38.0674 | 29.4874 | 25.2884 | 9.9348 | 2.4663 | 0.66428 | 0.44418 | 5.4385 | 16.771 | 33.6647 | 59.966
Retro12Med | Retro | ResWx | Residential | HVAC | 0.13055 | 249.6612 | 50.8886 | Multifamily - Low Rise | FLOOR R0 - R19_Electric Zonal | 0.0026843 | 0.0026782 | 0.0026721 | 0.0026661 | 0.00266 | 0.0023886 | 0.0019065 | 0.0015218 | 0.0012146 | 0.00096951 | 0.00077385 | 0.00061767 | 0.00049301 | 0.00039352 | 0.0003141 | 0.00025071 | 1.7061e-06 | 6.0795e-07 | 2.0679e-07 | 6.7277e-08 | 0.023505 | 27.811 | 20.2909 | 18.3867 | 14.7389 | 6.0726 | 1.6962 | 0.41305 | 0.34723 | 3.2949 | 11.317 | 17.901 | 32.4111 | 17.6779 | 13.244 | 10.2589 | 8.798 | 3.4564 | 0.85806 | 0.23111 | 0.15453 | 1.8921 | 5.8347 | 11.7122 | 20.8626
Retro12Med | Retro | ResWx | Residential | HVAC | 0.1701 | 325.299 | 36.4945 | Multifamily - Low Rise | FLOOR R0 - R30_Electric Zonal | 0.038724 | 0.038636 | 0.038548 | 0.038461 | 0.038374 | 0.034458 | 0.027504 | 0.021953 | 0.017522 | 0.013986 | 0.011163 | 0.0089105 | 0.0071122 | 0.0056769 | 0.0045312 | 0.0036167 | 2.4613e-05 | 8.7703e-06 | 2.9831e-06 | 9.7053e-07 | 0.33908 | 36.2367 | 26.4383 | 23.9572 | 19.2042 | 7.9123 | 2.2101 | 0.53818 | 0.45242 | 4.2931 | 14.7456 | 23.3243 | 42.2304 | 23.0336 | 17.2564 | 13.367 | 11.4635 | 4.5035 | 1.118 | 0.30112 | 0.20135 | 2.4653 | 7.6025 | 15.2606 | 27.1832
Retro12Med | Retro | ResWx | Residential | HVAC | 0.097118 | 185.7225 | 37.9313 | Multifamily - Low Rise | ATTIC R0 - R19_Electric Zonal | 0.0052409 | 0.005229 | 0.0052171 | 0.0052053 | 0.0051935 | 0.0046635 | 0.0037223 | 0.0029711 | 0.0023715 | 0.0018929 | 0.0015109 | 0.0012059 | 0.00096257 | 0.0007683 | 0.00061325 | 0.00048948 | 3.3311e-06 | 1.187e-06 | 4.0373e-07 | 1.3135e-07 | 0.045891 | 20.6886 | 15.0944 | 13.6778 | 10.9642 | 4.5174 | 1.2618 | 0.30726 | 0.2583 | 2.4511 | 8.4187 | 13.3165 | 24.1105 | 13.1506 | 9.8522 | 7.6316 | 6.5448 | 2.5712 | 0.63831 | 0.17192 | 0.11496 | 1.4075 | 4.3405 | 8.7127 | 15.5197
Retro12Med | Retro | ResWx | Residential | HVAC | 0.13235 | 253.0974 | 36.495 | Multifamily - Low Rise | ATTIC R0 - R38_Electric Zonal | 0.001356 | 0.0013529 | 0.0013499 | 0.0013468 | 0.0013437 | 0.0012066 | 0.0009631 | 0.00076873 | 0.00061359 | 0.00048975 | 0.00039091 | 0.00031202 | 0.00024905 | 0.00019879 | 0.00015867 | 0.00012665 | 8.6187e-07 | 3.0711e-07 | 1.0446e-07 | 3.3985e-08 | 0.011874 | 28.1938 | 20.5702 | 18.6398 | 14.9417 | 6.1562 | 1.7196 | 0.41873 | 0.352 | 3.3402 | 11.4728 | 18.1474 | 32.8572 | 17.9212 | 13.4262 | 10.4001 | 8.9191 | 3.504 | 0.86987 | 0.23429 | 0.15666 | 1.9181 | 5.9151 | 11.8734 | 21.1498
Retro12Med | Retro | ResWx | Residential | HVAC | 0.14052 | 268.7298 | 41.02 | Multifamily - Low Rise | ATTIC R0 - R49_Electric Zonal | 0.0085881 | 0.0085686 | 0.0085492 | 0.0085297 | 0.0085104 | 0.0076419 | 0.0060997 | 0.0048687 | 0.0038861 | 0.0031018 | 0.0024758 | 0.0019762 | 0.0015773 | 0.001259 | 0.0010049 | 0.0008021 | 5.4585e-06 | 1.9451e-06 | 6.6158e-07 | 2.1524e-07 | 0.075201 | 29.9352 | 21.8407 | 19.7911 | 15.8646 | 6.5364 | 1.8258 | 0.44459 | 0.37375 | 3.5465 | 12.1814 | 19.2683 | 34.8866 | 19.0281 | 14.2555 | 11.0425 | 9.47 | 3.7204 | 0.92359 | 0.24876 | 0.16634 | 2.0366 | 6.2804 | 12.6068 | 22.4561
Retro12Med | Retro | ResWx | Residential | HVAC | 0.025529 | 48.8205 | 192.3598 | Multifamily - Low Rise | ATTIC R19 - R30_Electric Zonal | 0.0016007 | 0.0015971 | 0.0015935 | 0.0015899 | 0.0015863 | 0.0014244 | 0.0011369 | 0.00090747 | 0.00072433 | 0.00057815 | 0.00046147 | 0.00036834 | 0.000294 | 0.00023467 | 0.00018731 | 0.0001495 | 1.0174e-06 | 3.6254e-07 | 1.2331e-07 | 4.0119e-08 | 0.014017 | 5.4384 | 3.9678 | 3.5955 | 2.8821 | 1.1875 | 0.33169 | 0.08077 | 0.067899 | 0.6443 | 2.213 | 3.5005 | 6.3379 | 3.4569 | 2.5898 | 2.0061 | 1.7204 | 0.67588 | 0.16779 | 0.045192 | 0.030219 | 0.36999 | 1.141 | 2.2903 | 4.0796
Retro12Med | Retro | ResWx | Residential | HVAC | 0.035232 | 67.3749 | 157.9635 | Multifamily - Low Rise | ATTIC R19 - R38_Electric Zonal | 0.00034101 | 0.00034024 | 0.00033947 | 0.00033869 | 0.00033793 | 0.00030344 | 0.0002422 | 0.00019332 | 0.00015431 | 0.00012316 | 9.8308e-05 | 7.8468e-05 | 6.2632e-05 | 4.9992e-05 | 3.9903e-05 | 3.185e-05 | 2.1674e-07 | 7.7233e-08 | 2.627e-08 | 8.5467e-09 | 0.002986 | 7.5052 | 5.4758 | 4.9619 | 3.9775 | 1.6388 | 0.45775 | 0.11147 | 0.093704 | 0.88917 | 3.0541 | 4.8309 | 8.7466 | 4.7707 | 3.5741 | 2.7685 | 2.3743 | 0.93276 | 0.23156 | 0.062368 | 0.041703 | 0.51061 | 1.5746 | 3.1607 | 5.6301
Retro12Med | Retro | ResWx | Residential | HVAC | 0.043406 | 83.0073 | 151.2755 | Multifamily - Low Rise | ATTIC R19 - R49_Electric Zonal | 0.0061712 | 0.0061572 | 0.0061432 | 0.0061292 | 0.0061153 | 0.0054913 | 0.0043831 | 0.0034985 | 0.0027924 | 0.0022289 | 0.001779 | 0.00142 | 0.0011334 | 0.00090468 | 0.0007221 | 0.00057637 | 3.9224e-06 | 1.3977e-06 | 4.7539e-07 | 1.5467e-07 | 0.054037 | 9.2466 | 6.7463 | 6.1132 | 4.9004 | 2.019 | 0.56396 | 0.13733 | 0.11545 | 1.0955 | 3.7627 | 5.9517 | 10.776 | 5.8776 | 4.4033 | 3.4109 | 2.9252 | 1.1492 | 0.28529 | 0.076839 | 0.051379 | 0.62908 | 1.9399 | 3.8941 | 6.9364
Retro12Med | Retro | ResWx | Residential | HVAC | 2.46 | 4704.3999 | 18.6714 | Multifamily - Low Rise | WINDOW CL22 Prime Window Replacement of Single Pane Base_Electric Zonal | 0.073311 | 0.073144 | 0.072978 | 0.072813 | 0.072647 | 0.065234 | 0.052069 | 0.04156 | 0.033173 | 0.026478 | 0.021134 | 0.016869 | 0.013465 | 0.010747 | 0.0085782 | 0.006847 | 4.6596e-05 | 1.6604e-05 | 5.6475e-06 | 1.8374e-06 | 0.64194 | 524.0473 | 382.3448 | 346.4633 | 277.7265 | 114.4264 | 31.9624 | 7.7831 | 6.5428 | 62.0858 | 213.248 | 337.3114 | 610.7265 | 333.1074 | 249.5576 | 193.3098 | 165.7823 | 65.129 | 16.1685 | 4.3548 | 2.9119 | 35.6529 | 109.945 | 220.6951 | 393.1173
Retro12Med | Retro | ResWx | Residential | HVAC | 1.4559 | 2784.1219 | 52.027 | Multifamily - Low Rise | WINDOW CL22 Prime Window Replacement of Double Pane Base_Electric Zonal | 0.23473 | 0.23419 | 0.23366 | 0.23313 | 0.2326 | 0.20886 | 0.16671 | 0.13307 | 0.10621 | 0.084777 | 0.067667 | 0.054011 | 0.043111 | 0.03441 | 0.027466 | 0.021923 | 0.00014919 | 5.3161e-05 | 1.8082e-05 | 5.8829e-06 | 2.0553 | 310.1377 | 226.2764 | 205.0412 | 164.362 | 67.719 | 18.9157 | 4.6061 | 3.8721 | 36.7431 | 126.2028 | 199.625 | 361.4355 | 197.137 | 147.6913 | 114.4032 | 98.112 | 38.5442 | 9.5687 | 2.5772 | 1.7233 | 21.0998 | 65.0668 | 130.6101 | 232.6517
Retro12Med | Retro | ResWx | Residential | HVAC | 2.26 | 4321.9423 | 10.6007 | Multifamily - Low Rise | WINDOW CL30 Prime Window Replacement of Single Pane Base_Electric Zonal | 0.2694 | 0.26879 | 0.26818 | 0.26757 | 0.26696 | 0.23972 | 0.19134 | 0.15273 | 0.1219 | 0.097302 | 0.077665 | 0.061991 | 0.04948 | 0.039494 | 0.031523 | 0.025161 | 0.00017123 | 6.1015e-05 | 2.0753e-05 | 6.752e-06 | 2.359 | 481.4434 | 351.261 | 318.2966 | 255.148 | 105.1238 | 29.3639 | 7.1503 | 6.0109 | 57.0383 | 195.9114 | 309.8887 | 561.0757 | 306.0264 | 229.2691 | 177.5942 | 152.3046 | 59.8342 | 14.854 | 4.0008 | 2.6752 | 32.7544 | 101.0067 | 202.7531 | 361.1577
Retro12Med | Retro | ResWx | Residential | HVAC | 1.2559 | 2401.6643 | 42.8151 | Multifamily - Low Rise | WINDOW CL30 Prime Window Replacement of Double Pane Base_Electric Zonal | 0.80992 | 0.80808 | 0.80625 | 0.80442 | 0.80259 | 0.72069 | 0.57524 | 0.45915 | 0.36649 | 0.29252 | 0.23349 | 0.18637 | 0.14875 | 0.11873 | 0.094771 | 0.075644 | 0.00051478 | 0.00018343 | 6.2392e-05 | 2.0299e-05 | 7.092 | 267.5337 | 195.1926 | 176.8745 | 141.7834 | 58.4163 | 16.3172 | 3.9734 | 3.3402 | 31.6957 | 108.8662 | 172.2024 | 311.7847 | 170.0561 | 127.4028 | 98.6875 | 84.6343 | 33.2493 | 8.2542 | 2.2232 | 1.4866 | 18.2013 | 56.1285 | 112.668 | 200.6921
Retro12Med | Retro | ResWx | Residential | HVAC | 0.33733 | 645.0842 | 14.2361 | Multifamily - Low Rise | WALL R0 - R11_Electric FAF | 0.0079682 | 0.0079501 | 0.0079321 | 0.0079141 | 0.0078961 | 0.0070903 | 0.0056594 | 0.0045172 | 0.0036056 | 0.0028779 | 0.0022971 | 0.0018335 | 0.0014635 | 0.0011681 | 0.00093238 | 0.00074421 | 5.0645e-06 | 1.8047e-06 | 6.1383e-07 | 1.9971e-07 | 0.069773 | 71.8592 | 52.4285 | 47.5083 | 38.0829 | 15.6906 | 4.3828 | 1.0672 | 0.89718 | 8.5134 | 29.2413 | 46.2533 | 83.745 | 45.6769 | 34.2202 | 26.5073 | 22.7327 | 8.9307 | 2.2171 | 0.59715 | 0.39929 | 4.8889 | 15.076 | 30.2625 | 53.9057
Retro12Med | Retro | ResWx | Residential | HVAC | 0.11911 | 227.7828 | 58.6281 | Multifamily - Low Rise | FLOOR R0 - R19_Electric FAF | 0.00075371 | 0.000752 | 0.0007503 | 0.00074859 | 0.00074689 | 0.00067068 | 0.00053532 | 0.00042729 | 0.00034105 | 0.00027222 | 0.00021728 | 0.00017343 | 0.00013843 | 0.00011049 | 8.8194e-05 | 7.0395e-05 | 4.7905e-07 | 1.707e-07 | 5.8062e-08 | 1.889e-08 | 0.0065998 | 25.3739 | 18.5128 | 16.7754 | 13.4473 | 5.5404 | 1.5476 | 0.37685 | 0.3168 | 3.0061 | 10.3253 | 16.3323 | 29.5708 | 16.1288 | 12.0834 | 9.3599 | 8.027 | 3.1535 | 0.78286 | 0.21086 | 0.14099 | 1.7263 | 5.3234 | 10.6859 | 19.0344
Retro12Med | Retro | ResWx | Residential | HVAC | 0.15511 | 296.6311 | 42.8909 | Multifamily - Low Rise | FLOOR R0 - R30_Electric FAF | 0.010867 | 0.010842 | 0.010818 | 0.010793 | 0.010769 | 0.0096699 | 0.0077184 | 0.0061607 | 0.0049173 | 0.0039249 | 0.0031328 | 0.0025006 | 0.0019959 | 0.0015931 | 0.0012716 | 0.001015 | 6.9071e-06 | 2.4612e-06 | 8.3714e-07 | 2.7236e-07 | 0.095157 | 33.0433 | 24.1084 | 21.8459 | 17.5118 | 7.215 | 2.0154 | 0.49076 | 0.41255 | 3.9148 | 13.4461 | 21.2688 | 38.5087 | 21.0037 | 15.7356 | 12.189 | 10.4532 | 4.1066 | 1.0195 | 0.27459 | 0.18361 | 2.2481 | 6.9325 | 13.9157 | 24.7876
Retro12Med | Retro | ResWx | Residential | HVAC | 0.10043 | 192.0526 | 35.7025 | Multifamily - Low Rise | ATTIC R0 - R19_Electric FAF | 0.0016679 | 0.0016641 | 0.0016603 | 0.0016565 | 0.0016528 | 0.0014841 | 0.0011846 | 0.00094553 | 0.00075471 | 0.00060239 | 0.00048082 | 0.00038378 | 0.00030633 | 0.00024451 | 0.00019516 | 0.00015577 | 1.0601e-06 | 3.7774e-07 | 1.2848e-07 | 4.1802e-08 | 0.014605 | 21.3937 | 15.6089 | 14.144 | 11.3379 | 4.6713 | 1.3048 | 0.31774 | 0.2671 | 2.5346 | 8.7056 | 13.7704 | 24.9323 | 13.5988 | 10.1879 | 7.8917 | 6.7679 | 2.6588 | 0.66006 | 0.17778 | 0.11888 | 1.4555 | 4.4884 | 9.0097 | 16.0486
Retro12Med | Retro | ResWx | Residential | HVAC | 0.13678 | 261.5667 | 34.352 | Multifamily - Low Rise | ATTIC R0 - R38_Electric FAF | 0.00043128 | 0.0004303 | 0.00042932 | 0.00042835 | 0.00042738 | 0.00038376 | 0.00030631 | 0.00024449 | 0.00019515 | 0.00015577 | 0.00012433 | 9.9239e-05 | 7.9211e-05 | 6.3225e-05 | 5.0465e-05 | 4.028e-05 | 2.7412e-07 | 9.7677e-08 | 3.3223e-08 | 1.0809e-08 | 0.0037764 | 29.1373 | 21.2585 | 19.2635 | 15.4417 | 6.3622 | 1.7771 | 0.43274 | 0.36378 | 3.452 | 11.8567 | 18.7547 | 33.9567 | 18.5209 | 13.8755 | 10.7481 | 9.2176 | 3.6212 | 0.89897 | 0.24213 | 0.1619 | 1.9823 | 6.113 | 12.2707 | 21.8575
Retro12Med | Retro | ResWx | Residential | HVAC | 0.14521 | 277.6855 | 38.7395 | Multifamily - Low Rise | ATTIC R0 - R49_Electric FAF | 0.0027311 | 0.0027249 | 0.0027187 | 0.0027125 | 0.0027064 | 0.0024302 | 0.0019398 | 0.0015483 | 0.0012358 | 0.0009864 | 0.00078733 | 0.00062843 | 0.0005016 | 0.00040037 | 0.00031957 | 0.00025508 | 1.7359e-06 | 6.1854e-07 | 2.1039e-07 | 6.8449e-08 | 0.023915 | 30.9328 | 22.5686 | 20.4506 | 16.3933 | 6.7542 | 1.8866 | 0.45941 | 0.3862 | 3.6647 | 12.5873 | 19.9104 | 36.0492 | 19.6623 | 14.7306 | 11.4105 | 9.7856 | 3.8444 | 0.95437 | 0.25705 | 0.17188 | 2.1045 | 6.4897 | 13.0269 | 23.2044
Retro12Med | Retro | ResWx | Residential | HVAC | 0.026344 | 50.3788 | 185.4914 | Multifamily - Low Rise | ATTIC R19 - R30_Electric FAF | 0.00050836 | 0.0005072 | 0.00050605 | 0.0005049 | 0.00050376 | 0.00045235 | 0.00036106 | 0.00028819 | 0.00023003 | 0.00018361 | 0.00014655 | 0.00011697 | 9.3367e-05 | 7.4524e-05 | 5.9484e-05 | 4.7479e-05 | 3.2311e-07 | 1.1513e-07 | 3.9161e-08 | 1.2741e-08 | 0.0044514 | 5.612 | 4.0945 | 3.7102 | 2.9741 | 1.2254 | 0.34228 | 0.083348 | 0.070066 | 0.66487 | 2.2836 | 3.6122 | 6.5402 | 3.5672 | 2.6725 | 2.0701 | 1.7753 | 0.69746 | 0.17315 | 0.046635 | 0.031183 | 0.3818 | 1.1774 | 2.3634 | 4.2098
Retro12Med | Retro | ResWx | Residential | HVAC | 0.03635 | 69.5141 | 152.1888 | Multifamily - Low Rise | ATTIC R19 - R38_Electric FAF | 0.00010828 | 0.00010803 | 0.00010779 | 0.00010754 | 0.0001073 | 9.635e-05 | 7.6905e-05 | 6.1384e-05 | 4.8996e-05 | 3.9108e-05 | 3.1215e-05 | 2.4915e-05 | 1.9887e-05 | 1.5874e-05 | 1.267e-05 | 1.0113e-05 | 6.8822e-08 | 2.4523e-08 | 8.3412e-09 | 2.7138e-09 | 0.00094814 | 7.7435 | 5.6497 | 5.1195 | 4.1038 | 1.6908 | 0.47229 | 0.11501 | 0.096679 | 0.9174 | 3.151 | 4.9842 | 9.0243 | 4.9221 | 3.6876 | 2.8564 | 2.4497 | 0.96237 | 0.23891 | 0.064348 | 0.043027 | 0.52682 | 1.6246 | 3.2611 | 5.8089
Retro12Med | Retro | ResWx | Residential | HVAC | 0.044779 | 85.6329 | 145.7269 | Multifamily - Low Rise | ATTIC R19 - R49_Electric FAF | 0.0019593 | 0.0019548 | 0.0019504 | 0.001946 | 0.0019415 | 0.0017434 | 0.0013916 | 0.0011107 | 0.00088656 | 0.00070764 | 0.00056482 | 0.00045083 | 0.00035985 | 0.00028722 | 0.00022926 | 0.00018299 | 1.2453e-06 | 4.4374e-07 | 1.5093e-07 | 4.9105e-08 | 0.017156 | 9.5391 | 6.9597 | 6.3066 | 5.0554 | 2.0829 | 0.5818 | 0.14167 | 0.1191 | 1.1301 | 3.8817 | 6.14 | 11.1169 | 6.0635 | 4.5426 | 3.5188 | 3.0177 | 1.1855 | 0.29431 | 0.079269 | 0.053004 | 0.64898 | 2.0013 | 4.0173 | 7.1558
Retro12Med | Retro | ResWx | Residential | HVAC | 2.2064 | 4219.4511 | 24.2296 | Multifamily - Low Rise | WINDOW CL22 Prime Window Replacement of Single Pane Base_Electric FAF | 0.020236 | 0.02019 | 0.020144 | 0.020098 | 0.020053 | 0.018006 | 0.014372 | 0.011472 | 0.0091566 | 0.0073087 | 0.0058337 | 0.0046563 | 0.0037166 | 0.0029665 | 0.0023678 | 0.00189 | 1.2862e-05 | 4.5831e-06 | 1.5589e-06 | 5.0717e-07 | 0.17719 | 470.0263 | 342.9311 | 310.7484 | 249.0973 | 102.6309 | 28.6675 | 6.9808 | 5.8684 | 55.6857 | 191.2655 | 302.5399 | 547.7703 | 298.7693 | 223.8322 | 173.3827 | 148.6928 | 58.4153 | 14.5018 | 3.9059 | 2.6117 | 31.9777 | 98.6114 | 197.9449 | 352.5932
Retro12Med | Retro | ResWx | Residential | HVAC | 1.296 | 2478.3525 | 62.1089 | Multifamily - Low Rise | WINDOW CL22 Prime Window Replacement of Double Pane Base_Electric FAF | 0.064304 | 0.064158 | 0.064012 | 0.063867 | 0.063722 | 0.057219 | 0.045671 | 0.036454 | 0.029097 | 0.023225 | 0.018538 | 0.014796 | 0.01181 | 0.0094268 | 0.0075243 | 0.0060058 | 4.0871e-05 | 1.4564e-05 | 4.9536e-06 | 1.6116e-06 | 0.56307 | 276.0764 | 201.4253 | 182.5224 | 146.3107 | 60.2816 | 16.8383 | 4.1003 | 3.4469 | 32.7078 | 112.3424 | 177.701 | 321.7404 | 175.4862 | 131.4709 | 101.8387 | 87.3368 | 34.311 | 8.5178 | 2.2942 | 1.534 | 18.7825 | 57.9208 | 116.2657 | 207.1004
Retro12Med | Retro | ResWx | Residential | HVAC | 2.0287 | 3879.6325 | 15.1941 | Multifamily - Low Rise | WINDOW CL30 Prime Window Replacement of Single Pane Base_Electric FAF | 0.074425 | 0.074256 | 0.074087 | 0.073919 | 0.073751 | 0.066225 | 0.05286 | 0.042192 | 0.033677 | 0.02688 | 0.021455 | 0.017125 | 0.013669 | 0.01091 | 0.0087086 | 0.006951 | 4.7304e-05 | 1.6856e-05 | 5.7333e-06 | 1.8653e-06 | 0.65169 | 432.1722 | 315.3128 | 285.7219 | 229.036 | 94.3654 | 26.3588 | 6.4186 | 5.3957 | 51.201 | 175.8617 | 278.1745 | 503.655 | 274.7075 | 205.8056 | 159.4191 | 136.7177 | 53.7107 | 13.3339 | 3.5913 | 2.4014 | 29.4023 | 90.6696 | 182.0032 | 324.1966
Retro12Med | Retro | ResWx | Residential | HVAC | 1.1183 | 2138.5339 | 51.7363 | Multifamily - Low Rise | WINDOW CL30 Prime Window Replacement of Double Pane Base_Electric FAF | 0.22195 | 0.22144 | 0.22094 | 0.22044 | 0.21994 | 0.19749 | 0.15764 | 0.12582 | 0.10043 | 0.080161 | 0.063984 | 0.051071 | 0.040764 | 0.032537 | 0.02597 | 0.020729 | 0.00014107 | 5.0267e-05 | 1.7098e-05 | 5.5626e-06 | 1.9435 | 238.2223 | 173.8069 | 157.4959 | 126.2494 | 52.0161 | 14.5295 | 3.5381 | 2.9742 | 28.2231 | 96.9386 | 153.3356 | 277.6251 | 151.4245 | 113.4443 | 87.8751 | 75.3616 | 29.6065 | 7.3499 | 1.9796 | 1.3237 | 16.2072 | 49.979 | 100.3239 | 178.7039
Retro12Med | Retro | ResWx | Residential | HVAC | 0.15278 | 292.17 | 67.294 | Multifamily - Low Rise | WALL R0 - R11_Heat Pump | 0.1795 | 0.1791 | 0.17869 | 0.17828 | 0.17788 | 0.15973 | 0.12749 | 0.10176 | 0.081225 | 0.064832 | 0.051748 | 0.041304 | 0.032968 | 0.026315 | 0.021004 | 0.016765 | 0.00011409 | 4.0654e-05 | 1.3828e-05 | 4.4989e-06 | 1.5718 | 32.5463 | 23.7458 | 21.5173 | 17.2484 | 7.1065 | 1.985 | 0.48337 | 0.40635 | 3.8559 | 13.2439 | 20.949 | 37.9296 | 20.6879 | 15.4989 | 12.0056 | 10.296 | 4.0449 | 1.0042 | 0.27046 | 0.18085 | 2.2143 | 6.8282 | 13.7064 | 24.4148
Retro12Med | Retro | ResWx | Residential | HVAC | 0.032005 | 61.2039 | 299.0021 | Multifamily - Low Rise | FLOOR R0 - R19_Heat Pump | 0.010073 | 0.01005 | 0.010027 | 0.010005 | 0.0099818 | 0.0089632 | 0.0071543 | 0.0057104 | 0.004558 | 0.0036381 | 0.0029039 | 0.0023178 | 0.00185 | 0.0014767 | 0.0011787 | 0.00094079 | 6.4023e-06 | 2.2813e-06 | 7.7597e-07 | 2.5246e-07 | 0.088203 | 6.8178 | 4.9743 | 4.5075 | 3.6132 | 1.4887 | 0.41583 | 0.10126 | 0.085122 | 0.80773 | 2.7743 | 4.3884 | 7.9455 | 4.3337 | 3.2467 | 2.5149 | 2.1568 | 0.84732 | 0.21035 | 0.056656 | 0.037884 | 0.46384 | 1.4304 | 2.8712 | 5.1144
Retro12Med | Retro | ResWx | Residential | HVAC | 0.041368 | 79.1106 | 242.4555 | Multifamily - Low Rise | FLOOR R0 - R30_Heat Pump | 0.14415 | 0.14383 | 0.1435 | 0.14317 | 0.14285 | 0.12827 | 0.10239 | 0.081722 | 0.065229 | 0.052065 | 0.041557 | 0.03317 | 0.026476 | 0.021133 | 0.016868 | 0.013464 | 9.1623e-05 | 3.2648e-05 | 1.1105e-05 | 3.6129e-06 | 1.2623 | 8.8125 | 6.4296 | 5.8262 | 4.6703 | 1.9242 | 0.53749 | 0.13088 | 0.11003 | 1.0441 | 3.586 | 5.6723 | 10.2702 | 5.6016 | 4.1966 | 3.2508 | 2.7878 | 1.0952 | 0.27189 | 0.073232 | 0.048967 | 0.59955 | 1.8489 | 3.7113 | 6.6108
Retro12Med | Retro | ResWx | Residential | HVAC | 0.049089 | 93.8741 | 104.0929 | Multifamily - Low Rise | ATTIC R0 - R19_Heat Pump | 0.040549 | 0.040457 | 0.040365 | 0.040274 | 0.040182 | 0.036082 | 0.0288 | 0.022988 | 0.018348 | 0.014645 | 0.01169 | 0.0093305 | 0.0074474 | 0.0059444 | 0.0047447 | 0.0037872 | 2.5773e-05 | 9.1837e-06 | 3.1237e-06 | 1.0163e-06 | 0.35506 | 10.4571 | 7.6295 | 6.9135 | 5.5419 | 2.2833 | 0.63779 | 0.15531 | 0.13056 | 1.2389 | 4.2553 | 6.7309 | 12.1868 | 6.647 | 4.9798 | 3.8574 | 3.3081 | 1.2996 | 0.32263 | 0.086898 | 0.058106 | 0.71144 | 2.1939 | 4.4039 | 7.8445
Retro12Med | Retro | ResWx | Residential | HVAC | 0.067027 | 128.1786 | 100.9963 | Multifamily - Low Rise | ATTIC R0 - R38_Heat Pump | 0.010512 | 0.010488 | 0.010464 | 0.010441 | 0.010417 | 0.0093539 | 0.0074661 | 0.0059593 | 0.0047566 | 0.0037967 | 0.0030304 | 0.0024188 | 0.0019307 | 0.001541 | 0.00123 | 0.00098179 | 6.6813e-06 | 2.3808e-06 | 8.0978e-07 | 2.6346e-07 | 0.092047 | 14.2785 | 10.4176 | 9.4399 | 7.5671 | 3.1177 | 0.87086 | 0.21206 | 0.17827 | 1.6916 | 5.8103 | 9.1906 | 16.6402 | 9.076 | 6.7996 | 5.267 | 4.517 | 1.7745 | 0.44053 | 0.11865 | 0.079339 | 0.97142 | 2.9956 | 6.0132 | 10.7111
Retro12Med | Retro | ResWx | Residential | HVAC | 0.071188 | 136.1362 | 109.8893 | Multifamily - Low Rise | ATTIC R0 - R49_Heat Pump | 0.066596 | 0.066445 | 0.066294 | 0.066144 | 0.065994 | 0.059259 | 0.0473 | 0.037754 | 0.030135 | 0.024053 | 0.019199 | 0.015324 | 0.012231 | 0.0097629 | 0.0077926 | 0.0062199 | 4.2328e-05 | 1.5083e-05 | 5.1302e-06 | 1.6691e-06 | 0.58314 | 15.1649 | 11.0643 | 10.026 | 8.0369 | 3.3113 | 0.92493 | 0.22523 | 0.18934 | 1.7966 | 6.171 | 9.7611 | 17.6732 | 9.6395 | 7.2217 | 5.594 | 4.7974 | 1.8847 | 0.46788 | 0.12602 | 0.084265 | 1.0317 | 3.1816 | 6.3865 | 11.3761
Retro12Med | Retro | ResWx | Residential | HVAC | 0.013016 | 24.8916 | 405.8201 | Multifamily - Low Rise | ATTIC R19 - R30_Heat Pump | 0.012493 | 0.012465 | 0.012436 | 0.012408 | 0.01238 | 0.011117 | 0.0088732 | 0.0070824 | 0.0056531 | 0.0045122 | 0.0036015 | 0.0028747 | 0.0022945 | 0.0018315 | 0.0014618 | 0.0011668 | 7.9405e-06 | 2.8295e-06 | 9.624e-07 | 3.1311e-07 | 0.10939 | 2.7728 | 2.023 | 1.8332 | 1.4695 | 0.60545 | 0.16912 | 0.041181 | 0.034619 | 0.3285 | 1.1283 | 1.7848 | 3.2314 | 1.7625 | 1.3204 | 1.0228 | 0.87718 | 0.34461 | 0.08555 | 0.023042 | 0.015407 | 0.18864 | 0.58173 | 1.1677 | 2.08
Retro12Med | Retro | ResWx | Residential | HVAC | 0.017938 | 34.3045 | 338.8653 | Multifamily - Low Rise | ATTIC R19 - R38_Heat Pump | 0.0026578 | 0.0026517 | 0.0026457 | 0.0026397 | 0.0026337 | 0.002365 | 0.0018877 | 0.0015067 | 0.0012026 | 0.00095992 | 0.00076619 | 0.00061156 | 0.00048814 | 0.00038962 | 0.00031099 | 0.00024823 | 1.6893e-06 | 6.0194e-07 | 2.0474e-07 | 6.6611e-08 | 0.023272 | 3.8214 | 2.7881 | 2.5264 | 2.0252 | 0.8344 | 0.23307 | 0.056754 | 0.04771 | 0.45273 | 1.555 | 2.4597 | 4.4534 | 2.429 | 1.8198 | 1.4096 | 1.2089 | 0.47492 | 0.1179 | 0.031755 | 0.021234 | 0.25998 | 0.80172 | 1.6093 | 2.8666
Retro12Med | Retro | ResWx | Residential | HVAC | 0.0221 | 42.2622 | 325.7446 | Multifamily - Low Rise | ATTIC R19 - R49_Heat Pump | 0.048095 | 0.047986 | 0.047877 | 0.047768 | 0.047659 | 0.042796 | 0.034159 | 0.027265 | 0.021763 | 0.017371 | 0.013865 | 0.011067 | 0.0088333 | 0.0070506 | 0.0056277 | 0.0044919 | 3.0569e-05 | 1.0893e-05 | 3.705e-06 | 1.2054e-06 | 0.42114 | 4.7078 | 3.4348 | 3.1125 | 2.495 | 1.028 | 0.28714 | 0.06992 | 0.058778 | 0.55775 | 1.9157 | 3.0303 | 5.4865 | 2.9925 | 2.2419 | 1.7366 | 1.4893 | 0.58509 | 0.14525 | 0.039121 | 0.026159 | 0.32029 | 0.98769 | 1.9826 | 3.5316
Retro12Med | Retro | ResWx | Residential | HVAC | 1.1986 | 2292.1741 | 69.5651 | Multifamily - Low Rise | WINDOW CL22 Prime Window Replacement of Single Pane Base_Heat Pump | 0.54677 | 0.54553 | 0.54429 | 0.54306 | 0.54182 | 0.48653 | 0.38834 | 0.30997 | 0.24741 | 0.19748 | 0.15763 | 0.12581 | 0.10042 | 0.080156 | 0.063979 | 0.051067 | 0.00034752 | 0.00012383 | 4.212e-05 | 1.3704e-05 | 4.7877 | 255.3371 | 186.2939 | 168.8109 | 135.3196 | 55.7532 | 15.5734 | 3.7922 | 3.1879 | 30.2507 | 103.9031 | 164.3518 | 297.5707 | 162.3034 | 121.5946 | 94.1884 | 80.7759 | 31.7335 | 7.8779 | 2.1218 | 1.4188 | 17.3716 | 53.5696 | 107.5316 | 191.5427
Retro12Med | Retro | ResWx | Residential | HVAC | 0.77019 | 1472.8615 | 124.7776 | Multifamily - Low Rise | WINDOW CL22 Prime Window Replacement of Double Pane Base_Heat Pump | 1.9008 | 1.8964 | 1.8921 | 1.8878 | 1.8836 | 1.6914 | 1.35 | 1.0776 | 0.86009 | 0.68651 | 0.54796 | 0.43737 | 0.3491 | 0.27865 | 0.22241 | 0.17753 | 0.0012081 | 0.00043049 | 0.00014642 | 4.7639e-05 | 16.6438 | 164.0696 | 119.7052 | 108.4713 | 86.9511 | 35.8248 | 10.0068 | 2.4367 | 2.0484 | 19.4379 | 66.7641 | 105.606 | 191.2073 | 104.2898 | 78.1319 | 60.5218 | 51.9034 | 20.3907 | 5.0621 | 1.3634 | 0.91166 | 11.1623 | 34.4218 | 69.0956 | 123.0778
Retro12Med | Retro | ResWx | Residential | HVAC | 1.1115 | 2125.4981 | 52.2356 | Multifamily - Low Rise | WINDOW CL30 Prime Window Replacement of Single Pane Base_Heat Pump | 2.0281 | 2.0235 | 2.0189 | 2.0143 | 2.0097 | 1.8046 | 1.4404 | 1.1497 | 0.91769 | 0.73248 | 0.58465 | 0.46666 | 0.37248 | 0.29731 | 0.23731 | 0.18941 | 0.001289 | 0.00045932 | 0.00015623 | 5.0829e-05 | 17.7584 | 236.7702 | 172.7475 | 156.5358 | 125.4798 | 51.6991 | 14.4409 | 3.5165 | 2.9561 | 28.051 | 96.3477 | 152.4009 | 275.9327 | 150.5015 | 112.7528 | 87.3395 | 74.9022 | 29.426 | 7.3051 | 1.9675 | 1.3156 | 16.1084 | 49.6743 | 99.7124 | 177.6146
Retro12Med | Retro | ResWx | Residential | HVAC | 0.68303 | 1306.1855 | 103.6236 | Multifamily - Low Rise | WINDOW CL30 Prime Window Replacement of Double Pane Base_Heat Pump | 6.7427 | 6.7273 | 6.7121 | 6.6968 | 6.6816 | 5.9998 | 4.7889 | 3.8225 | 3.051 | 2.4353 | 1.9438 | 1.5515 | 1.2384 | 0.98846 | 0.78897 | 0.62974 | 0.0042856 | 0.0015271 | 0.00051942 | 0.00016899 | 59.0412 | 145.5027 | 106.1588 | 96.1962 | 77.1113 | 31.7707 | 8.8744 | 2.161 | 1.8166 | 17.2382 | 59.2087 | 93.6551 | 169.5694 | 92.4879 | 69.2901 | 53.6728 | 46.0298 | 18.0832 | 4.4892 | 1.2091 | 0.80849 | 9.8991 | 30.5264 | 61.2764 | 109.1498

## SC-Retro
Methodology | Retrofit
='[7P Forecasts D1.xlsx]Res Forecast (Base Case)'!$D$5
| Vintage | Retro | Existing
End Use: | Measure Bundle | ResWx | Region
HVAC | Report Year | 2035 | Base
| Total Max Potential (aMW) | 119.2764
FLOOR AREA AVAILABLE FOR MEASURE -ResWx |  | # HOMES |  | 2016 | 2017 | 2018 | 2019 | 2020 | 2021 | 2022 | 2023 | 2024 | 2025 | 2026 | 2027 | 2028 | 2029 | 2030 | 2031 | 2032 | 2033 | 2034 | 2035
|  |  |  | HOMES_2016 | HOMES_2017 | HOMES_2018 | HOMES_2019 | HOMES_2020 | HOMES_2021 | HOMES_2022 | HOMES_2023 | HOMES_2024 | HOMES_2025 | HOMES_2026 | HOMES_2027 | HOMES_2028 | HOMES_2029 | HOMES_2030 | HOMES_2031 | HOMES_2032 | HOMES_2033 | HOMES_2034 | HOMES_2035
|  | Single Family |  | 4203528.272 | 4193982.9786 | 4184459.3605 | 4174957.3684 | 4165476.9533 | 4156018.0661 | 4146580.658 | 4137164.6802 | 4127770.084 | 4118396.8208 | 4109044.8423 | 4099714.1001 | 4090404.546 | 4081116.1319 | 4071848.8097 | 4062602.5315 | 4053377.2496 | 4044172.9164 | 4034989.4841 | 4025826.9055
|  | Multifamily - Low Rise |  | 926243.2561 | 924139.9264 | 922041.373 | 919947.585 | 917858.5517 | 915774.2621 | 913694.7056 | 911619.8714 | 909549.7488 | 907484.327 | 905423.5954 | 903367.5434 | 901316.1603 | 899269.4355 | 897227.3585 | 895189.9186 | 893157.1054 | 891128.9083 | 889105.3169 | 887086.3207
|  | Multifamily - High Rise |  | 211180.0799 | 210700.5284 | 210222.0659 | 209744.6898 | 209268.3979 | 208793.1875 | 208319.0562 | 207846.0016 | 207374.0211 | 206903.1125 | 206433.2733 | 205964.5009 | 205496.793 | 205030.1473 | 204564.5612 | 204100.0323 | 203636.5583 | 203174.1368 | 202712.7653 | 202252.4416
|  | Manufactured |  | 572006.3278 | 565893.3039 | 559845.6099 | 553862.5474 | 547943.4258 | 542087.5619 | 536294.2794 | 530562.9097 | 524892.7911 | 519283.2689 | 513733.6956 | 508243.4306 | 502811.8399 | 497438.2966 | 492122.1802 | 486862.8771 | 481659.7801 | 476512.2886 | 471419.8082 | 466381.7511
| REG_TOTAL_STOCK_# HOMES | Total Regional Stock |  | 5912957.9358 | 5894716.7373 | 5876568.4092 | 5858512.1907 | 5840547.3287 | 5822673.0775 | 5804888.6992 | 5787193.4628 | 5769586.6449 | 5752067.5293 | 5734635.4066 | 5717289.575 | 5700029.3393 | 5682854.0112 | 5665762.9095 | 5648755.3595 | 5631830.6935 | 5614988.2501 | 5598227.3746 | 5581547.4189
# HOMES APPLICABLE BY YEAR FOR MEASURE - ResWx - Retro | [24 empty] | 85%
Applicability | Portion of region | ResWx - Retro | 2 | 3 | 4 | 5 | 6 | 7 | 8 | 9 | 10 | 11 | 12 | 13 | 14 | 15 | 16 | 17 | 18 | 19 | 20 | 21 | 22 |  | MAX
7.7% | 5.303% | Multifamily - Low Rise | WALL R0 - R11_Electric Zonal | 3781.9197 | 3773.3316 | 3764.7631 | 3756.214 | 3747.6843 | 3739.174 | 3730.683 | 3722.2113 | 3713.7589 | 3705.3256 | 3696.9115 | 3688.5165 | 3680.1405 | 3671.7836 | 3663.4456 | 3655.1266 | 3646.8265 | 3638.5452 | 3630.2827 | 3622.039 |  | 3078.7332
2.063% | 5.303% | Multifamily - Low Rise | FLOOR R0 - R19_Electric Zonal | 1013.1016 | 1010.801 | 1008.5057 | 1006.2155 | 1003.9306 | 1001.6509 | 999.3763 | 997.1069 | 994.8426 | 992.5835 | 990.3296 | 988.0807 | 985.837 | 983.5983 | 981.3647 | 979.1362 | 976.9128 | 974.6944 | 972.481 | 970.2727 |  | 824.7318
22.84% | 5.303% | Multifamily - Low Rise | FLOOR R0 - R30_Electric Zonal | 11216.7426 | 11191.2714 | 11165.858 | 11140.5024 | 11115.2044 | 11089.9638 | 11064.7805 | 11039.6544 | 11014.5853 | 10989.5732 | 10964.6179 | 10939.7192 | 10914.8771 | 10890.0914 | 10865.362 | 10840.6888 | 10816.0715 | 10791.5102 | 10767.0047 | 10742.5548 |  | 9131.1715
5.414% | 5.303% | Multifamily - Low Rise | ATTIC R0 - R19_Electric Zonal | 2658.9519 | 2652.9139 | 2646.8896 | 2640.879 | 2634.8821 | 2628.8987 | 2622.929 | 2616.9728 | 2611.0301 | 2605.101 | 2599.1852 | 2593.283 | 2587.3941 | 2581.5186 | 2575.6564 | 2569.8076 | 2563.972 | 2558.1497 | 2552.3406 | 2546.5447 |  | 2164.563
1.028% | 5.303% | Multifamily - Low Rise | ATTIC R0 - R38_Electric Zonal | 504.8279 | 503.6815 | 502.5378 | 501.3966 | 500.258 | 499.122 | 497.9886 | 496.8578 | 495.7295 | 494.6038 | 493.4806 | 492.36 | 491.242 | 490.1264 | 489.0134 | 487.903 | 486.795 | 485.6896 | 484.5867 | 483.4863 |  | 410.9634
6.131% | 5.303% | Multifamily - Low Rise | ATTIC R0 - R49_Electric Zonal | 3011.28 | 3004.4419 | 2997.6194 | 2990.8123 | 2984.0207 | 2977.2446 | 2970.4838 | 2963.7384 | 2957.0082 | 2950.2934 | 2943.5938 | 2936.9095 | 2930.2403 | 2923.5862 | 2916.9473 | 2910.3235 | 2903.7146 | 2897.1208 | 2890.542 | 2883.9781 |  | 2451.3814
6.29% | 5.303% | Multifamily - Low Rise | ATTIC R19 - R30_Electric Zonal | 3089.5118 | 3082.4961 | 3075.4963 | 3068.5124 | 3061.5444 | 3054.5922 | 3047.6558 | 3040.7351 | 3033.8301 | 3026.9409 | 3020.0672 | 3013.2092 | 3006.3668 | 2999.5398 | 2992.7284 | 2985.9325 | 2979.152 | 2972.3869 | 2965.6371 | 2958.9027 |  | 2515.0673
0.971% | 5.303% | Multifamily - Low Rise | ATTIC R19 - R38_Electric Zonal | 476.9151 | 475.8322 | 474.7516 | 473.6736 | 472.5979 | 471.5247 | 470.454 | 469.3857 | 468.3198 | 467.2563 | 466.1953 | 465.1366 | 464.0804 | 463.0265 | 461.9751 | 460.926 | 459.8794 | 458.8351 | 457.7931 | 456.7536 |  | 388.2405
14.26% | 5.303% | Multifamily - Low Rise | ATTIC R19 - R49_Electric Zonal | 7005.2033 | 6989.2957 | 6973.4243 | 6957.5889 | 6941.7895 | 6926.026 | 6910.2982 | 6894.6062 | 6878.9498 | 6863.329 | 6847.7436 | 6832.1936 | 6816.679 | 6801.1995 | 6785.7552 | 6770.346 | 6754.9718 | 6739.6325 | 6724.328 | 6709.0583 |  | 5702.6996
2.99% | 5.303% | Multifamily - Low Rise | WINDOW CL22 Prime Window Replacement of Single Pane Base_Electric Zonal | 1468.3622 | 1465.0278 | 1461.701 | 1458.3817 | 1455.07 | 1451.7658 | 1448.4691 | 1445.1799 | 1441.8982 | 1438.6239 | 1435.357 | 1432.0976 | 1428.8456 | 1425.6009 | 1422.3636 | 1419.1337 | 1415.9111 | 1412.6958 | 1409.4879 | 1406.2872 |  | 1195.3441
16.17% | 5.303% | Multifamily - Low Rise | WINDOW CL22 Prime Window Replacement of Double Pane Base_Electric Zonal | 7944.015 | 7925.9756 | 7907.9772 | 7890.0196 | 7872.1028 | 7854.2267 | 7836.3912 | 7818.5962 | 7800.8416 | 7783.1273 | 7765.4532 | 7747.8193 | 7730.2254 | 7712.6715 | 7695.1574 | 7677.6831 | 7660.2485 | 7642.8534 | 7625.4979 | 7608.1818 |  | 6466.9545
11.96% | 5.303% | Multifamily - Low Rise | WINDOW CL30 Prime Window Replacement of Single Pane Base_Electric Zonal | 5873.4487 | 5860.1112 | 5846.804 | 5833.5269 | 5820.2801 | 5807.0633 | 5793.8765 | 5780.7196 | 5767.5927 | 5754.4955 | 5741.4281 | 5728.3904 | 5715.3822 | 5702.4037 | 5689.4545 | 5676.5348 | 5663.6444 | 5650.7833 | 5637.9514 | 5625.1487 |  | 4781.3764
64.7% | 5.303% | Multifamily - Low Rise | WINDOW CL30 Prime Window Replacement of Double Pane Base_Electric Zonal | 31776.0602 | 31703.9025 | 31631.9088 | 31560.0785 | 31488.4113 | 31416.9068 | 31345.5647 | 31274.3847 | 31203.3663 | 31132.5091 | 31061.8128 | 30991.2771 | 30920.9016 | 30850.6858 | 30780.6296 | 30710.7324 | 30640.9939 | 30571.4138 | 30501.9916 | 30432.7272 |  | 25867.8181
7.7% | 1.632% | Multifamily - Low Rise | WALL R0 - R11_Electric FAF | 1163.8954 | 1161.2524 | 1158.6154 | 1155.9844 | 1153.3593 | 1150.7403 | 1148.1271 | 1145.52 | 1142.9187 | 1140.3233 | 1137.7339 | 1135.1503 | 1132.5726 | 1130.0007 | 1127.4347 | 1124.8745 | 1122.3201 | 1119.7715 | 1117.2287 | 1114.6917 |  | 947.4879
2.063% | 1.632% | Multifamily - Low Rise | FLOOR R0 - R19_Electric FAF | 311.7846 | 311.0766 | 310.3702 | 309.6654 | 308.9622 | 308.2606 | 307.5606 | 306.8622 | 306.1653 | 305.4701 | 304.7764 | 304.0843 | 303.3938 | 302.7049 | 302.0175 | 301.3317 | 300.6474 | 299.9647 | 299.2835 | 298.6039 |  | 253.8133
22.84% | 1.632% | Multifamily - Low Rise | FLOOR R0 - R30_Electric FAF | 3451.9809 | 3444.1421 | 3436.3211 | 3428.5178 | 3420.7323 | 3412.9644 | 3405.2142 | 3397.4816 | 3389.7665 | 3382.069 | 3374.3889 | 3366.7263 | 3359.0811 | 3351.4532 | 3343.8427 | 3336.2494 | 3328.6734 | 3321.1146 | 3313.5729 | 3306.0484 |  | 2810.1412
5.414% | 1.632% | Multifamily - Low Rise | ATTIC R0 - R19_Electric FAF | 818.2992 | 816.441 | 814.587 | 812.7372 | 810.8916 | 809.0502 | 807.213 | 805.38 | 803.5511 | 801.7264 | 799.9058 | 798.0894 | 796.2771 | 794.4689 | 792.6648 | 790.8648 | 789.0689 | 787.277 | 785.4893 | 783.7056 |  | 666.1497
1.028% | 1.632% | Multifamily - Low Rise | ATTIC R0 - R38_Electric FAF | 155.3621 | 155.0093 | 154.6573 | 154.3061 | 153.9557 | 153.6061 | 153.2573 | 152.9092 | 152.562 | 152.2156 | 151.8699 | 151.525 | 151.181 | 150.8377 | 150.4951 | 150.1534 | 149.8124 | 149.4722 | 149.1328 | 148.7941 |  | 126.475
6.131% | 1.632% | Multifamily - Low Rise | ATTIC R0 - R49_Electric FAF | 926.729 | 924.6246 | 922.5249 | 920.4301 | 918.3399 | 916.2545 | 914.1739 | 912.098 | 910.0268 | 907.9603 | 905.8985 | 903.8413 | 901.7889 | 899.7411 | 897.6979 | 895.6594 | 893.6255 | 891.5963 | 889.5716 | 887.5516 |  | 754.4188
6.29% | 1.632% | Multifamily - Low Rise | ATTIC R19 - R30_Electric FAF | 950.8051 | 948.646 | 946.4918 | 944.3425 | 942.198 | 940.0585 | 937.9238 | 935.7939 | 933.6689 | 931.5487 | 929.4333 | 927.3228 | 925.217 | 923.116 | 921.0197 | 918.9283 | 916.8416 | 914.7596 | 912.6823 | 910.6098 |  | 774.0183
0.971% | 1.632% | Multifamily - Low Rise | ATTIC R19 - R38_Electric FAF | 146.7718 | 146.4386 | 146.106 | 145.7742 | 145.4432 | 145.1129 | 144.7834 | 144.4546 | 144.1266 | 143.7993 | 143.4728 | 143.147 | 142.8219 | 142.4976 | 142.174 | 141.8512 | 141.529 | 141.2076 | 140.887 | 140.5671 |  | 119.482
14.26% | 1.632% | Multifamily - Low Rise | ATTIC R19 - R49_Electric FAF | 2155.869 | 2150.9735 | 2146.089 | 2141.2156 | 2136.3533 | 2131.502 | 2126.6618 | 2121.8325 | 2117.0142 | 2112.2069 | 2107.4104 | 2102.6249 | 2097.8502 | 2093.0864 | 2088.3334 | 2083.5911 | 2078.8597 | 2074.139 | 2069.429 | 2064.7297 |  | 1755.0202
2.99% | 1.632% | Multifamily - Low Rise | WINDOW CL22 Prime Window Replacement of Single Pane Base_Electric FAF | 451.8922 | 450.866 | 449.8422 | 448.8207 | 447.8015 | 446.7846 | 445.77 | 444.7578 | 443.7478 | 442.7401 | 441.7348 | 440.7317 | 439.7308 | 438.7323 | 437.736 | 436.742 | 435.7502 | 434.7607 | 433.7735 | 432.7884 |  | 367.8702
16.17% | 1.632% | Multifamily - Low Rise | WINDOW CL22 Prime Window Replacement of Double Pane Base_Electric FAF | 2444.7907 | 2439.2391 | 2433.7 | 2428.1735 | 2422.6596 | 2417.1581 | 2411.6692 | 2406.1928 | 2400.7287 | 2395.2771 | 2389.8379 | 2384.411 | 2378.9964 | 2373.5942 | 2368.2042 | 2362.8264 | 2357.4609 | 2352.1075 | 2346.7663 | 2341.4372 |  | 1990.2216
11.96% | 1.632% | Multifamily - Low Rise | WINDOW CL30 Prime Window Replacement of Single Pane Base_Electric FAF | 1807.5687 | 1803.4641 | 1799.3687 | 1795.2827 | 1791.2059 | 1787.1384 | 1783.0801 | 1779.0311 | 1774.9912 | 1770.9606 | 1766.939 | 1762.9266 | 1758.9234 | 1754.9292 | 1750.944 | 1746.968 | 1743.0009 | 1739.0429 | 1735.0938 | 1731.1537 |  | 1471.4807
64.7% | 1.632% | Multifamily - Low Rise | WINDOW CL30 Prime Window Replacement of Double Pane Base_Electric FAF | 9779.1629 | 9756.9562 | 9734.8 | 9712.694 | 9690.6383 | 9668.6326 | 9646.6769 | 9624.771 | 9602.9149 | 9581.1085 | 9559.3515 | 9537.644 | 9515.9857 | 9494.3766 | 9472.8166 | 9451.3056 | 9429.8434 | 9408.43 | 9387.0651 | 9365.7488 |  | 7960.8865
7.7% | 81.17% | Multifamily - Low Rise | WALL R0 - R11_Heat Pump | 57890.4988 | 57759.0401 | 57627.8798 | 57497.0174 | 57366.4521 | 57236.1834 | 57106.2104 | 56976.5326 | 56847.1493 | 56718.0598 | 56589.2634 | 56460.7595 | 56332.5474 | 56204.6264 | 56076.996 | 55949.6553 | 55822.6039 | 55695.8409 | 55569.3658 | 55443.1779 |  | 47126.7012
2.063% | 81.17% | Multifamily - Low Rise | FLOOR R0 - R19_Heat Pump | 15507.7213 | 15472.5061 | 15437.3708 | 15402.3154 | 15367.3395 | 15332.4431 | 15297.6259 | 15262.8878 | 15228.2285 | 15193.648 | 15159.146 | 15124.7223 | 15090.3768 | 15056.1093 | 15021.9197 | 14987.8076 | 14953.773 | 14919.8157 | 14885.9356 | 14852.1323 |  | 12624.3125
22.84% | 81.17% | Multifamily - Low Rise | FLOOR R0 - R30_Heat Pump | 171696.6191 | 171306.7274 | 170917.721 | 170529.598 | 170142.3563 | 169755.994 | 169370.5091 | 168985.8995 | 168602.1634 | 168219.2986 | 167837.3032 | 167456.1752 | 167075.9128 | 166696.5138 | 166317.9764 | 165940.2986 | 165563.4784 | 165187.5139 | 164812.4032 | 164438.1442 |  | 139772.4226
5.414% | 81.17% | Multifamily - Low Rise | ATTIC R0 - R19_Heat Pump | 40701.0371 | 40608.6124 | 40516.3977 | 40424.3923 | 40332.5959 | 40241.0079 | 40149.6279 | 40058.4554 | 39967.4899 | 39876.7311 | 39786.1783 | 39695.8311 | 39605.6891 | 39515.7518 | 39426.0187 | 39336.4894 | 39247.1634 | 39158.0403 | 39069.1195 | 38980.4006 |  | 33133.3405
1.028% | 81.17% | Multifamily - Low Rise | ATTIC R0 - R38_Heat Pump | 7727.4881 | 7709.9404 | 7692.4325 | 7674.9644 | 7657.536 | 7640.1471 | 7622.7977 | 7605.4877 | 7588.2171 | 7570.9856 | 7553.7933 | 7536.64 | 7519.5256 | 7502.4502 | 7485.4135 | 7468.4155 | 7451.456 | 7434.5351 | 7417.6527 | 7400.8085 |  | 6290.6873
6.131% | 81.17% | Multifamily - Low Rise | ATTIC R0 - R49_Heat Pump | 46094.1836 | 45989.5121 | 45885.0783 | 45780.8816 | 45676.9216 | 45573.1976 | 45469.7092 | 45366.4558 | 45263.4368 | 45160.6518 | 45058.1002 | 44955.7814 | 44853.695 | 44751.8405 | 44650.2172 | 44548.8247 | 44447.6624 | 44346.7299 | 44246.0265 | 44145.5519 |  | 37523.7191
6.29% | 81.17% | Multifamily - Low Rise | ATTIC R19 - R30_Heat Pump | 47291.692 | 47184.3011 | 47077.1542 | 46970.2505 | 46863.5897 | 46757.171 | 46650.994 | 46545.0581 | 46439.3627 | 46333.9074 | 46228.6915 | 46123.7146 | 46018.976 | 45914.4753 | 45810.2119 | 45706.1853 | 45602.3949 | 45498.8401 | 45395.5205 | 45292.4356 |  | 38498.5702
0.971% | 81.17% | Multifamily - Low Rise | ATTIC R19 - R38_Heat Pump | 7300.2227 | 7283.6452 | 7267.1054 | 7250.6031 | 7234.1383 | 7217.7109 | 7201.3208 | 7184.9679 | 7168.6522 | 7152.3735 | 7136.1317 | 7119.9269 | 7103.7588 | 7087.6275 | 7071.5328 | 7055.4746 | 7039.4529 | 7023.4676 | 7007.5186 | 6991.6058 |  | 5942.8649
14.26% | 81.17% | Multifamily - Low Rise | ATTIC R19 - R49_Heat Pump | 107229.8587 | 106986.3592 | 106743.4127 | 106501.0178 | 106259.1734 | 106017.8782 | 105777.1309 | 105536.9303 | 105297.2752 | 105058.1642 | 104819.5963 | 104581.5701 | 104344.0844 | 104107.138 | 103870.7296 | 103634.8581 | 103399.5223 | 103164.7208 | 102930.4525 | 102696.7162 |  | 87292.2088
2.99% | 81.17% | Multifamily - Low Rise | WINDOW CL22 Prime Window Replacement of Single Pane Base_Heat Pump | 22476.474 | 22425.434 | 22374.5099 | 22323.7015 | 22273.0085 | 22222.4305 | 22171.9674 | 22121.6189 | 22071.3848 | 22021.2647 | 21971.2584 | 21921.3657 | 21871.5862 | 21821.9198 | 21772.3662 | 21722.9252 | 21673.5964 | 21624.3796 | 21575.2745 | 21526.281 |  | 18297.3389
16.17% | 81.17% | Multifamily - Low Rise | WINDOW CL22 Prime Window Replacement of Double Pane Base_Heat Pump | 121600.4128 | 121324.2804 | 121048.775 | 120773.8953 | 120499.6398 | 120226.0071 | 119952.9957 | 119680.6043 | 119408.8315 | 119137.6758 | 118867.1358 | 118597.2102 | 118327.8976 | 118059.1965 | 117791.1055 | 117523.6234 | 117256.7487 | 116990.4799 | 116724.8159 | 116459.7551 |  | 98990.7918
11.96% | 81.17% | Multifamily - Low Rise | WINDOW CL30 Prime Window Replacement of Single Pane Base_Heat Pump | 89905.896 | 89701.7361 | 89498.0398 | 89294.8061 | 89092.0338 | 88889.722 | 88687.8697 | 88486.4757 | 88285.539 | 88085.0586 | 87885.0335 | 87685.4626 | 87486.3449 | 87287.6794 | 87089.4649 | 86891.7006 | 86694.3854 | 86497.5183 | 86301.0982 | 86105.1241 |  | 73189.3555
64.7% | 81.17% | Multifamily - Low Rise | WINDOW CL30 Prime Window Replacement of Double Pane Base_Heat Pump | 486401.651 | 485297.1215 | 484195.1002 | 483095.5813 | 481998.5593 | 480904.0283 | 479811.9829 | 478722.4173 | 477635.3259 | 476550.7031 | 475468.5433 | 474388.8409 | 473311.5902 | 472236.7858 | 471164.4221 | 470094.4936 | 469026.9946 | 467961.9198 | 466899.2635 | 465839.0203 |  | 395963.1673
|  |  |  | 1326209.0067 | 1323197.4277 | 1320192.6874 | 1317194.7703 | 1314203.661 | 1311219.3439 | 1308241.8037 | 1305271.0249 | 1302306.9922 | 1299349.6903 | 1296399.1039 | 1293455.2177 | 1290518.0165 | 1287587.4852 | 1284663.6086 | 1281746.3716 | 1278835.7592 | 1275931.7561 | 1273034.3476 | 1270143.5185
# HOMES ACHIEVABLE BY YEAR FOR MEASURE - ResWx - Retro |  |  | 3: Achievability =>
|  | ResWx - Retro |  | 10.94% | 10.94% | 10.94% | 10.94% | 10.94% | 9.844% | 7.875% | 6.3% | 5.04% | 4.032% | 3.226% | 2.58% | 2.064% | 1.652% | 1.321% | 1.057% | 0.007209% | 0.002575% | 0.0008778% | 0.0002862%
|  | Multifamily - Low RiseWALL R0 - R11_Electric Zonal |  | 351.599 | 350.8006 | 350.004 | 349.2092 | 348.4162 | 312.8625 | 249.7217 | 199.3237 | 159.0968 | 126.9884 | 101.3601 | 80.9039 | 64.5762 | 51.5436 | 41.1413 | 32.8383 | 0.22347 | 0.079631 | 0.027085 | 0.0088121 |  |  | 3170.7246
|  | Multifamily - Low RiseFLOOR R0 - R19_Electric Zonal |  | 94.1864 | 93.9726 | 93.7592 | 93.5463 | 93.3338 | 83.8097 | 66.8955 | 53.3949 | 42.6189 | 34.0177 | 27.1524 | 21.6726 | 17.2987 | 13.8075 | 11.0209 | 8.7967 | 0.059864 | 0.021332 | 0.0072556 | 0.0023606 |  |  | 849.3745
|  | Multifamily - Low RiseFLOOR R0 - R30_Electric Zonal |  | 1042.8027 | 1040.4347 | 1038.072 | 1035.7147 | 1033.3628 | 927.9146 | 740.646 | 591.1713 | 471.8631 | 376.6333 | 300.6224 | 239.9518 | 191.5255 | 152.8725 | 122.0203 | 97.3945 | 0.6628 | 0.23618 | 0.080332 | 0.026136 |  |  | 9404.0076
|  | Multifamily - Low RiseATTIC R0 - R19_Electric Zonal |  | 247.1985 | 246.6372 | 246.0771 | 245.5183 | 244.9608 | 219.9641 | 175.5717 | 140.1384 | 111.8561 | 89.2817 | 71.2632 | 56.8811 | 45.4015 | 36.2387 | 28.9252 | 23.0876 | 0.15712 | 0.055986 | 0.019043 | 0.0061955 |  |  | 2229.2394
|  | Multifamily - Low RiseATTIC R0 - R38_Electric Zonal |  | 46.933 | 46.8265 | 46.7201 | 46.614 | 46.5082 | 41.7623 | 33.334 | 26.6066 | 21.237 | 16.951 | 13.53 | 10.7994 | 8.6199 | 6.8803 | 5.4917 | 4.3834 | 0.02983 | 0.010629 | 0.0036155 | 0.0011763 |  |  | 423.2428
|  | Multifamily - Low RiseATTIC R0 - R49_Electric Zonal |  | 279.9539 | 279.3182 | 278.6839 | 278.0511 | 277.4196 | 249.1107 | 198.836 | 158.7076 | 126.6778 | 101.1121 | 80.706 | 64.4182 | 51.4175 | 41.0406 | 32.7579 | 26.1468 | 0.17794 | 0.063404 | 0.021566 | 0.0070164 |  |  | 2524.6278
|  | Multifamily - Low RiseATTIC R19 - R30_Electric Zonal |  | 287.227 | 286.5747 | 285.924 | 285.2747 | 284.6269 | 255.5825 | 204.0017 | 162.8308 | 129.9688 | 103.7389 | 82.8027 | 66.0917 | 52.7533 | 42.1068 | 33.609 | 26.8261 | 0.18256 | 0.065052 | 0.022126 | 0.0071987 |  |  | 2590.2166
|  | Multifamily - Low RiseATTIC R19 - R38_Electric Zonal |  | 44.338 | 44.2374 | 44.1369 | 44.0367 | 43.9367 | 39.4532 | 31.4909 | 25.1355 | 20.0627 | 16.0137 | 12.7819 | 10.2023 | 8.1433 | 6.4999 | 5.1881 | 4.141 | 0.028181 | 0.010042 | 0.0034156 | 0.0011112 |  |  | 399.841
|  | Multifamily - Low RiseATTIC R19 - R49_Electric Zonal |  | 651.2626 | 649.7837 | 648.3081 | 646.836 | 645.3671 | 579.5114 | 462.5564 | 369.2048 | 294.6931 | 235.2191 | 187.748 | 149.8573 | 119.6136 | 95.4736 | 76.2054 | 60.8259 | 0.41394 | 0.1475 | 0.05017 | 0.016322
|  | Multifamily - Low RiseWINDOW CL22 Prime Window Replacement of Single Pane Base_Electric Zonal |  | 136.5113 | 136.2013 | 135.892 | 135.5834 | 135.2755 | 121.4715 | 96.9565 | 77.3891 | 61.7707 | 49.3043 | 39.3539 | 31.4116 | 25.0722 | 20.0122 | 15.9734 | 12.7497 | 0.086765 | 0.030917 | 0.010516 | 0.0034214 |  |  | 1231.0605
|  | Multifamily - Low RiseWINDOW CL22 Prime Window Replacement of Double Pane Base_Electric Zonal |  | 738.5424 | 736.8653 | 735.192 | 733.5225 | 731.8568 | 657.1754 | 524.5465 | 418.6843 | 334.1868 | 266.7423 | 212.9093 | 169.9407 | 135.6438 | 108.2686 | 86.4182 | 68.9776 | 0.46941 | 0.16727 | 0.056893 | 0.01851 |  |  | 6660.1848
|  | Multifamily - Low RiseWINDOW CL30 Prime Window Replacement of Single Pane Base_Electric Zonal |  | 546.0452 | 544.8052 | 543.568 | 542.3337 | 541.1022 | 485.8861 | 387.8262 | 309.5564 | 247.0828 | 197.2173 | 157.4156 | 125.6465 | 100.2889 | 80.049 | 63.8938 | 50.9989 | 0.34706 | 0.12367 | 0.042064 | 0.013685 |  |  | 4924.2422
|  | Multifamily - Low RiseWINDOW CL30 Prime Window Replacement of Double Pane Base_Electric Zonal |  | 2954.1696 | 2947.4613 | 2940.7681 | 2934.0902 | 2927.4274 | 2628.7018 | 2098.186 | 1674.7371 | 1336.7473 | 1066.9694 | 851.6372 | 679.7626 | 542.5752 | 433.0745 | 345.6729 | 275.9103 | 1.8776 | 0.66907 | 0.22757 | 0.07404 |  |  | 26640.7391
|  | Multifamily - Low RiseWALL R0 - R11_Electric FAF |  | 108.2055 | 107.9598 | 107.7146 | 107.47 | 107.226 | 96.2842 | 76.8525 | 61.3424 | 48.9625 | 39.081 | 31.1938 | 24.8984 | 19.8735 | 15.8627 | 12.6613 | 10.1061 | 0.068775 | 0.024507 | 0.0083355 | 0.0027119 |  |  | 975.7985
|  | Multifamily - Low RiseFLOOR R0 - R19_Electric FAF |  | 28.9861 | 28.9203 | 28.8546 | 28.7891 | 28.7237 | 25.7926 | 20.5873 | 16.4324 | 13.1161 | 10.469 | 8.3562 | 6.6698 | 5.3237 | 4.2493 | 3.3917 | 2.7072 | 0.018423 | 0.0065648 | 0.0022329 | 0.00072647 |  |  | 261.3972
|  | Multifamily - Low RiseFLOOR R0 - R30_Electric FAF |  | 320.9252 | 320.1964 | 319.4693 | 318.7438 | 318.02 | 285.5681 | 227.9357 | 181.9345 | 145.2171 | 115.9098 | 92.5173 | 73.8458 | 58.9425 | 47.0469 | 37.552 | 29.9734 | 0.20398 | 0.072684 | 0.024722 | 0.0080433 |  |  | 2894.1071
|  | Multifamily - Low RiseATTIC R0 - R19_Electric FAF |  | 76.076 | 75.9032 | 75.7309 | 75.5589 | 75.3873 | 67.6945 | 54.0326 | 43.1279 | 34.424 | 27.4767 | 21.9314 | 17.5053 | 13.9724 | 11.1526 | 8.9018 | 7.1053 | 0.048353 | 0.01723 | 0.0058605 | 0.0019067 |  |  | 686.0541
|  | Multifamily - Low RiseATTIC R0 - R38_Electric FAF |  | 14.4438 | 14.411 | 14.3782 | 14.3456 | 14.313 | 12.8525 | 10.2586 | 8.1883 | 6.5357 | 5.2167 | 4.1639 | 3.3236 | 2.6528 | 2.1174 | 1.6901 | 1.349 | 0.0091803 | 0.0032712 | 0.0011127 | 0.000362 |  |  | 130.254
|  | Multifamily - Low RiseATTIC R0 - R49_Electric FAF |  | 86.1565 | 85.9609 | 85.7657 | 85.5709 | 85.3766 | 76.6645 | 61.1923 | 48.8427 | 38.9854 | 31.1175 | 24.8375 | 19.8249 | 15.8239 | 12.6303 | 10.0813 | 8.0468 | 0.05476 | 0.019513 | 0.006637 | 0.0021593 |  |  | 776.9606
|  | Multifamily - Low RiseATTIC R19 - R30_Electric FAF |  | 88.3948 | 88.1941 | 87.9938 | 87.794 | 87.5946 | 78.6562 | 62.782 | 50.1116 | 39.9982 | 31.9259 | 25.4827 | 20.3399 | 16.235 | 12.9585 | 10.3432 | 8.2558 | 0.056183 | 0.02002 | 0.0068094 | 0.0022154 |  |  | 797.1457
|  | Multifamily - Low RiseATTIC R19 - R38_Electric FAF |  | 13.6451 | 13.6142 | 13.5832 | 13.5524 | 13.5216 | 12.1418 | 9.6914 | 7.7355 | 6.1744 | 4.9283 | 3.9337 | 3.1398 | 2.5061 | 2.0003 | 1.5966 | 1.2744 | 0.0086727 | 0.0030904 | 0.0010511 | 0.00034199 |  |  | 123.0521
|  | Multifamily - Low RiseATTIC R19 - R49_Electric FAF |  | 200.4277 | 199.9726 | 199.5185 | 199.0654 | 198.6134 | 178.3461 | 142.3529 | 113.6237 | 90.6926 | 72.3893 | 57.7799 | 46.119 | 36.8114 | 29.3822 | 23.4524 | 18.7193 | 0.12739 | 0.045393 | 0.01544 | 0.0050233 |  |  | 1807.4596
|  | Multifamily - Low RiseWINDOW CL22 Prime Window Replacement of Single Pane Base_Electric FAF |  | 42.0117 | 41.9163 | 41.8211 | 41.7261 | 41.6314 | 37.3832 | 29.8386 | 23.8167 | 19.0101 | 15.1735 | 12.1113 | 9.667 | 7.716 | 6.1588 | 4.9159 | 3.9238 | 0.026702 | 0.0095149 | 0.0032363 | 0.0010529 |  |  | 378.862
|  | Multifamily - Low RiseWINDOW CL22 Prime Window Replacement of Double Pane Base_Electric FAF |  | 227.2883 | 226.7722 | 226.2572 | 225.7434 | 225.2308 | 202.2474 | 161.4305 | 128.8511 | 102.8468 | 82.0906 | 65.5234 | 52.2997 | 41.7447 | 33.3199 | 26.5954 | 21.228 | 0.14446 | 0.051477 | 0.017509 | 0.0056965
|  | Multifamily - Low RiseWINDOW CL30 Prime Window Replacement of Single Pane Base_Electric FAF |  | 168.0468 | 167.6652 | 167.2844 | 166.9046 | 166.5256 | 149.5327 | 119.3545 | 95.2668 | 76.0403 | 60.6941 | 48.445 | 38.668 | 30.8642 | 24.6353 | 19.6635 | 15.695 | 0.10681 | 0.03806 | 0.012945 | 0.0042117 |  |  | 1515.448
|  | Multifamily - Low RiseWINDOW CL30 Prime Window Replacement of Double Pane Base_Electric FAF |  | 909.1532 | 907.0887 | 905.0288 | 902.9737 | 900.9232 | 808.9896 | 645.722 | 515.4046 | 411.3874 | 328.3625 | 262.0935 | 209.1987 | 166.9789 | 133.2798 | 106.3817 | 84.9121 | 0.57785 | 0.20591 | 0.070036 | 0.022786 |  |  | 8198.7549
|  | Multifamily - Low RiseWALL R0 - R11_Heat Pump |  | 5381.9874 | 5369.7659 | 5357.5721 | 5345.406 | 5333.2676 | 4789.041 | 3822.5328 | 3051.082 | 2435.3229 | 1943.8341 | 1551.536 | 1238.4102 | 988.4784 | 788.987 | 629.7563 | 502.661 | 3.4207 | 1.2189 | 0.4146 | 0.13489 |  |  | 48534.8299
|  | Multifamily - Low RiseFLOOR R0 - R19_Heat Pump |  | 1441.7281 | 1438.4542 | 1435.1877 | 1431.9287 | 1428.6771 | 1282.8895 | 1023.981 | 817.3246 | 652.3749 | 520.7148 | 415.6259 | 331.7456 | 264.7938 | 211.354 | 168.6993 | 134.6529 | 0.91635 | 0.32652 | 0.11106 | 0.036134 |  |  | 13001.5223
|  | Multifamily - Low RiseFLOOR R0 - R30_Heat Pump |  | 15962.3609 | 15926.1133 | 15889.948 | 15853.8648 | 15817.8636 | 14203.7497 | 11337.1964 | 9049.1614 | 7222.8899 | 5765.1904 | 4601.679 | 3672.9835 | 2931.7143 | 2340.0455 | 1867.7854 | 1490.8352 | 10.1455 | 3.6152 | 1.2296 | 0.40006 |  |  | 143948.7717
|  | Multifamily - Low RiseATTIC R0 - R19_Heat Pump |  | 3783.9105 | 3775.3179 | 3766.7449 | 3758.1913 | 3749.6571 | 3367.0281 | 2687.5058 | 2145.1223 | 1712.2009 | 1366.6503 | 1090.8375 | 870.6883 | 694.9689 | 554.7126 | 442.7624 | 353.4055 | 2.405 | 0.85699 | 0.29149 | 0.094836 |  |  | 34123.3527
|  | Multifamily - Low RiseATTIC R0 - R38_Heat Pump |  | 718.4122 | 716.7809 | 715.1532 | 713.5292 | 711.9089 | 639.2631 | 510.2491 | 407.2724 | 325.078 | 259.4719 | 207.1061 | 165.3087 | 131.9466 | 105.3176 | 84.0627 | 67.0975 | 0.45662 | 0.16271 | 0.055342 | 0.018005 |  |  | 6478.6507
|  | Multifamily - Low RiseATTIC R0 - R49_Heat Pump |  | 4285.3027 | 4275.5716 | 4265.8626 | 4256.1756 | 4246.5106 | 3813.1808 | 3043.6174 | 2429.3647 | 1939.0784 | 1547.7401 | 1235.3804 | 986.0601 | 787.0567 | 628.2156 | 501.4312 | 400.234 | 2.7237 | 0.97054 | 0.33012 | 0.1074 |  |  | 38644.9142
|  | Multifamily - Low RiseATTIC R19 - R30_Heat Pump |  | 4396.6332 | 4386.6492 | 4376.688 | 4366.7493 | 4356.8332 | 3912.2457 | 3122.6893 | 2492.4786 | 1989.4549 | 1587.9498 | 1267.4751 | 1011.6775 | 807.5041 | 644.5363 | 514.4582 | 410.6319 | 2.7945 | 0.99576 | 0.33869 | 0.11019 |  |  | 39648.8935
|  | Multifamily - Low RiseATTIC R19 - R38_Heat Pump |  | 678.6901 | 677.1489 | 675.6112 | 674.077 | 672.5463 | 603.9172 | 482.0366 | 384.7536 | 307.1039 | 245.1252 | 195.6549 | 156.1685 | 124.6511 | 99.4944 | 79.4148 | 63.3876 | 0.43137 | 0.15371 | 0.052282 | 0.01701 |  |  | 6120.4355
|  | Multifamily - Low RiseATTIC R19 - R49_Heat Pump |  | 9968.989 | 9946.3512 | 9923.7649 | 9901.2298 | 9878.7459 | 8870.6818 | 7080.4305 | 5651.4817 | 4510.9186 | 3600.5401 | 2873.8911 | 2293.892 | 1830.9464 | 1461.4309 | 1166.4898 | 931.0728 | 6.3362 | 2.2578 | 0.76795 | 0.24985 |  |  | 89900.4682
|  | Multifamily - Low RiseWINDOW CL22 Prime Window Replacement of Single Pane Base_Heat Pump |  | 2089.6019 | 2084.8568 | 2080.1225 | 2075.3989 | 2070.6861 | 1859.3855 | 1484.1306 | 1184.6083 | 945.5346 | 754.71 | 602.3969 | 480.8232 | 383.7851 | 306.3309 | 244.5082 | 195.1624 | 1.3281 | 0.47326 | 0.16097 | 0.052371 |  |  | 18844.0567
|  | Multifamily - Low RiseWINDOW CL22 Prime Window Replacement of Double Pane Base_Heat Pump |  | 11304.9965 | 11279.3249 | 11253.7116 | 11228.1565 | 11202.6594 | 10059.4982 | 8029.3239 | 6408.8726 | 5115.4554 | 4083.0713 | 3259.0395 | 2601.3111 | 2076.3232 | 1657.2866 | 1322.8185 | 1055.8517 | 7.1854 | 2.5604 | 0.87087 | 0.28334 |  |  | 101948.6007
|  | Multifamily - Low RiseWINDOW CL30 Prime Window Replacement of Single Pane Base_Heat Pump |  | 8358.4078 | 8339.4274 | 8320.4901 | 8301.5957 | 8282.7443 | 7437.5421 | 5936.5223 | 4738.4332 | 3782.1385 | 3018.8399 | 2409.5878 | 1923.2928 | 1535.1403 | 1225.3234 | 978.0327 | 780.6495 | 5.3125 | 1.893 | 0.64388 | 0.20949 |  |  | 75376.2268
|  | Multifamily - Low RiseWINDOW CL30 Prime Window Replacement of Double Pane Base_Heat Pump |  | 45219.9859 | 45117.2996 | 45014.8464 | 44912.6259 | 44810.6375 | 40237.9926 | 32117.2956 | 25635.4904 | 20461.8215 | 16332.2852 | 13036.158 | 10405.2442 | 8305.2927 | 6629.1463 | 5291.2742 | 4223.4069 | 28.7415 | 10.2415 | 3.4835 | 1.1333
|  | Homes Treated Max |  | 123295.5367 | 123015.555 | 122736.2091 | 122457.4975 | 122179.4188 | 109711.7745 | 87570.1112 | 69897.0044 | 55790.6248 | 44531.1476 | 35544.0204 | 28370.6451 | 22644.9764 | 18074.843 | 14427.0387 | 11515.422 | 78.3656 | 27.9242 | 9.498 | 3.0901 |  |  | 1111880.7031
SUPPLY CURVE SAVINGS BY BUNDLE |  | ResWx | 3: aMW
kWh per home | TRC Net Levelized Cost (Net of All Benefits) in mills/kWh | 1 |  | 2016 | 2017 | 2018 | 2019 | 2020 | 2021 | 2022 | 2023 | 2024 | 2025 | 2026 | 2027 | 2028 | 2029 | 2030 | 2031 | 2032 | 2033 | 2034 | 2035 | MAX
Busbar Savings | lvlcost | segment | measure | aMW_2016 | aMW_2017 | aMW_2018 | aMW_2019 | aMW_2020 | aMW_2021 | aMW_2022 | aMW_2023 | aMW_2024 | aMW_2025 | aMW_2026 | aMW_2027 | aMW_2028 | aMW_2029 | aMW_2030 | aMW_2031 | aMW_2032 | aMW_2033 | aMW_2034 | aMW_2035 | MAX
717.6074 | 9.7969 | Multifamily - Low Rise | WALL R0 - R11_Electric Zonal | 0.028803 | 0.028737 | 0.028672 | 0.028607 | 0.028542 | 0.025629 | 0.020457 | 0.016328 | 0.013033 | 0.010403 | 0.0083033 | 0.0066275 | 0.00529 | 0.0042224 | 0.0033702 | 0.0026901 | 1.8307e-05 | 6.5232e-06 | 2.2188e-06 | 7.2187e-07 | 0.25221 |  | 0.25974
249.6612 | 50.8886 | Multifamily - Low Rise | FLOOR R0 - R19_Electric Zonal | 0.0026843 | 0.0026782 | 0.0026721 | 0.0026661 | 0.00266 | 0.0023886 | 0.0019065 | 0.0015218 | 0.0012146 | 0.00096951 | 0.00077385 | 0.00061767 | 0.00049301 | 0.00039352 | 0.0003141 | 0.00025071 | 1.7061e-06 | 6.0795e-07 | 2.0679e-07 | 6.7277e-08 | 0.023505 |  | 0.024207
325.299 | 36.4945 | Multifamily - Low Rise | FLOOR R0 - R30_Electric Zonal | 0.038724 | 0.038636 | 0.038548 | 0.038461 | 0.038374 | 0.034458 | 0.027504 | 0.021953 | 0.017522 | 0.013986 | 0.011163 | 0.0089105 | 0.0071122 | 0.0056769 | 0.0045312 | 0.0036167 | 2.4613e-05 | 8.7703e-06 | 2.9831e-06 | 9.7053e-07 | 0.33908 |  | 0.34921
185.7225 | 37.9313 | Multifamily - Low Rise | ATTIC R0 - R19_Electric Zonal | 0.0052409 | 0.005229 | 0.0052171 | 0.0052053 | 0.0051935 | 0.0046635 | 0.0037223 | 0.0029711 | 0.0023715 | 0.0018929 | 0.0015109 | 0.0012059 | 0.00096257 | 0.0007683 | 0.00061325 | 0.00048948 | 3.3311e-06 | 1.187e-06 | 4.0373e-07 | 1.3135e-07 | 0.045891 |  | 0.047263
253.0974 | 36.495 | Multifamily - Low Rise | ATTIC R0 - R38_Electric Zonal | 0.001356 | 0.0013529 | 0.0013499 | 0.0013468 | 0.0013437 | 0.0012066 | 0.0009631 | 0.00076873 | 0.00061359 | 0.00048975 | 0.00039091 | 0.00031202 | 0.00024905 | 0.00019879 | 0.00015867 | 0.00012665 | 8.6187e-07 | 3.0711e-07 | 1.0446e-07 | 3.3985e-08 | 0.011874 |  | 0.012228
268.7298 | 41.02 | Multifamily - Low Rise | ATTIC R0 - R49_Electric Zonal | 0.0085881 | 0.0085686 | 0.0085492 | 0.0085297 | 0.0085104 | 0.0076419 | 0.0060997 | 0.0048687 | 0.0038861 | 0.0031018 | 0.0024758 | 0.0019762 | 0.0015773 | 0.001259 | 0.0010049 | 0.0008021 | 5.4585e-06 | 1.9451e-06 | 6.6158e-07 | 2.1524e-07 | 0.075201 |  | 0.077448
48.8205 | 192.3598 | Multifamily - Low Rise | ATTIC R19 - R30_Electric Zonal | 0.0016007 | 0.0015971 | 0.0015935 | 0.0015899 | 0.0015863 | 0.0014244 | 0.0011369 | 0.00090747 | 0.00072433 | 0.00057815 | 0.00046147 | 0.00036834 | 0.000294 | 0.00023467 | 0.00018731 | 0.0001495 | 1.0174e-06 | 3.6254e-07 | 1.2331e-07 | 4.0119e-08 | 0.014017 |  | 0.014436
67.3749 | 157.9635 | Multifamily - Low Rise | ATTIC R19 - R38_Electric Zonal | 0.00034101 | 0.00034024 | 0.00033947 | 0.00033869 | 0.00033793 | 0.00030344 | 0.0002422 | 0.00019332 | 0.00015431 | 0.00012316 | 9.8308e-05 | 7.8468e-05 | 6.2632e-05 | 4.9992e-05 | 3.9903e-05 | 3.185e-05 | 2.1674e-07 | 7.7233e-08 | 2.627e-08 | 8.5467e-09 | 0.002986 |  | 0.0030753
83.0073 | 151.2755 | Multifamily - Low Rise | ATTIC R19 - R49_Electric Zonal | 0.0061712 | 0.0061572 | 0.0061432 | 0.0061292 | 0.0061153 | 0.0054913 | 0.0043831 | 0.0034985 | 0.0027924 | 0.0022289 | 0.001779 | 0.00142 | 0.0011334 | 0.00090468 | 0.0007221 | 0.00057637 | 3.9224e-06 | 1.3977e-06 | 4.7539e-07 | 1.5467e-07 | 0.054037 |  | 0.055652
4704.3999 | 18.6714 | Multifamily - Low Rise | WINDOW CL22 Prime Window Replacement of Single Pane Base_Electric Zonal | 0.073311 | 0.073144 | 0.072978 | 0.072813 | 0.072647 | 0.065234 | 0.052069 | 0.04156 | 0.033173 | 0.026478 | 0.021134 | 0.016869 | 0.013465 | 0.010747 | 0.0085782 | 0.006847 | 4.6596e-05 | 1.6604e-05 | 5.6475e-06 | 1.8374e-06 | 0.64194 |  | 0.66112
2784.1219 | 52.027 | Multifamily - Low Rise | WINDOW CL22 Prime Window Replacement of Double Pane Base_Electric Zonal | 0.23473 | 0.23419 | 0.23366 | 0.23313 | 0.2326 | 0.20886 | 0.16671 | 0.13307 | 0.10621 | 0.084777 | 0.067667 | 0.054011 | 0.043111 | 0.03441 | 0.027466 | 0.021923 | 0.00014919 | 5.3161e-05 | 1.8082e-05 | 5.8829e-06 | 2.0553 |  | 2.1168
4321.9423 | 10.6007 | Multifamily - Low Rise | WINDOW CL30 Prime Window Replacement of Single Pane Base_Electric Zonal | 0.2694 | 0.26879 | 0.26818 | 0.26757 | 0.26696 | 0.23972 | 0.19134 | 0.15273 | 0.1219 | 0.097302 | 0.077665 | 0.061991 | 0.04948 | 0.039494 | 0.031523 | 0.025161 | 0.00017123 | 6.1015e-05 | 2.0753e-05 | 6.752e-06 | 2.359 |  | 2.4295
2401.6643 | 42.8151 | Multifamily - Low Rise | WINDOW CL30 Prime Window Replacement of Double Pane Base_Electric Zonal | 0.80992 | 0.80808 | 0.80625 | 0.80442 | 0.80259 | 0.72069 | 0.57524 | 0.45915 | 0.36649 | 0.29252 | 0.23349 | 0.18637 | 0.14875 | 0.11873 | 0.094771 | 0.075644 | 0.00051478 | 0.00018343 | 6.2392e-05 | 2.0299e-05 | 7.092 |  | 7.3039
645.0842 | 14.2361 | Multifamily - Low Rise | WALL R0 - R11_Electric FAF | 0.0079682 | 0.0079501 | 0.0079321 | 0.0079141 | 0.0078961 | 0.0070903 | 0.0056594 | 0.0045172 | 0.0036056 | 0.0028779 | 0.0022971 | 0.0018335 | 0.0014635 | 0.0011681 | 0.00093238 | 0.00074421 | 5.0645e-06 | 1.8047e-06 | 6.1383e-07 | 1.9971e-07 | 0.069773 |  | 0.071858
227.7828 | 58.6281 | Multifamily - Low Rise | FLOOR R0 - R19_Electric FAF | 0.00075371 | 0.000752 | 0.0007503 | 0.00074859 | 0.00074689 | 0.00067068 | 0.00053532 | 0.00042729 | 0.00034105 | 0.00027222 | 0.00021728 | 0.00017343 | 0.00013843 | 0.00011049 | 8.8194e-05 | 7.0395e-05 | 4.7905e-07 | 1.707e-07 | 5.8062e-08 | 1.889e-08 | 0.0065998 |  | 0.006797
296.6311 | 42.8909 | Multifamily - Low Rise | FLOOR R0 - R30_Electric FAF | 0.010867 | 0.010842 | 0.010818 | 0.010793 | 0.010769 | 0.0096699 | 0.0077184 | 0.0061607 | 0.0049173 | 0.0039249 | 0.0031328 | 0.0025006 | 0.0019959 | 0.0015931 | 0.0012716 | 0.001015 | 6.9071e-06 | 2.4612e-06 | 8.3714e-07 | 2.7236e-07 | 0.095157 |  | 0.098
192.0526 | 35.7025 | Multifamily - Low Rise | ATTIC R0 - R19_Electric FAF | 0.0016679 | 0.0016641 | 0.0016603 | 0.0016565 | 0.0016528 | 0.0014841 | 0.0011846 | 0.00094553 | 0.00075471 | 0.00060239 | 0.00048082 | 0.00038378 | 0.00030633 | 0.00024451 | 0.00019516 | 0.00015577 | 1.0601e-06 | 3.7774e-07 | 1.2848e-07 | 4.1802e-08 | 0.014605 |  | 0.015041
261.5667 | 34.352 | Multifamily - Low Rise | ATTIC R0 - R38_Electric FAF | 0.00043128 | 0.0004303 | 0.00042932 | 0.00042835 | 0.00042738 | 0.00038376 | 0.00030631 | 0.00024449 | 0.00019515 | 0.00015577 | 0.00012433 | 9.9239e-05 | 7.9211e-05 | 6.3225e-05 | 5.0465e-05 | 4.028e-05 | 2.7412e-07 | 9.7677e-08 | 3.3223e-08 | 1.0809e-08 | 0.0037764 |  | 0.0038893
277.6855 | 38.7395 | Multifamily - Low Rise | ATTIC R0 - R49_Electric FAF | 0.0027311 | 0.0027249 | 0.0027187 | 0.0027125 | 0.0027064 | 0.0024302 | 0.0019398 | 0.0015483 | 0.0012358 | 0.0009864 | 0.00078733 | 0.00062843 | 0.0005016 | 0.00040037 | 0.00031957 | 0.00025508 | 1.7359e-06 | 6.1854e-07 | 2.1039e-07 | 6.8449e-08 | 0.023915 |  | 0.024629
50.3788 | 185.4914 | Multifamily - Low Rise | ATTIC R19 - R30_Electric FAF | 0.00050836 | 0.0005072 | 0.00050605 | 0.0005049 | 0.00050376 | 0.00045235 | 0.00036106 | 0.00028819 | 0.00023003 | 0.00018361 | 0.00014655 | 0.00011697 | 9.3367e-05 | 7.4524e-05 | 5.9484e-05 | 4.7479e-05 | 3.2311e-07 | 1.1513e-07 | 3.9161e-08 | 1.2741e-08 | 0.0044514 |  | 0.0045844
69.5141 | 152.1888 | Multifamily - Low Rise | ATTIC R19 - R38_Electric FAF | 0.00010828 | 0.00010803 | 0.00010779 | 0.00010754 | 0.0001073 | 9.635e-05 | 7.6905e-05 | 6.1384e-05 | 4.8996e-05 | 3.9108e-05 | 3.1215e-05 | 2.4915e-05 | 1.9887e-05 | 1.5874e-05 | 1.267e-05 | 1.0113e-05 | 6.8822e-08 | 2.4523e-08 | 8.3412e-09 | 2.7138e-09 | 0.00094814 |  | 0.00097647
85.6329 | 145.7269 | Multifamily - Low Rise | ATTIC R19 - R49_Electric FAF | 0.0019593 | 0.0019548 | 0.0019504 | 0.001946 | 0.0019415 | 0.0017434 | 0.0013916 | 0.0011107 | 0.00088656 | 0.00070764 | 0.00056482 | 0.00045083 | 0.00035985 | 0.00028722 | 0.00022926 | 0.00018299 | 1.2453e-06 | 4.4374e-07 | 1.5093e-07 | 4.9105e-08 | 0.017156 |  | 0.017669
4219.4511 | 24.2296 | Multifamily - Low Rise | WINDOW CL22 Prime Window Replacement of Single Pane Base_Electric FAF | 0.020236 | 0.02019 | 0.020144 | 0.020098 | 0.020053 | 0.018006 | 0.014372 | 0.011472 | 0.0091566 | 0.0073087 | 0.0058337 | 0.0046563 | 0.0037166 | 0.0029665 | 0.0023678 | 0.00189 | 1.2862e-05 | 4.5831e-06 | 1.5589e-06 | 5.0717e-07 | 0.17719 |  | 0.18249
2478.3525 | 62.1089 | Multifamily - Low Rise | WINDOW CL22 Prime Window Replacement of Double Pane Base_Electric FAF | 0.064304 | 0.064158 | 0.064012 | 0.063867 | 0.063722 | 0.057219 | 0.045671 | 0.036454 | 0.029097 | 0.023225 | 0.018538 | 0.014796 | 0.01181 | 0.0094268 | 0.0075243 | 0.0060058 | 4.0871e-05 | 1.4564e-05 | 4.9536e-06 | 1.6116e-06 | 0.56307 |  | 0.57989
3879.6325 | 15.1941 | Multifamily - Low Rise | WINDOW CL30 Prime Window Replacement of Single Pane Base_Electric FAF | 0.074425 | 0.074256 | 0.074087 | 0.073919 | 0.073751 | 0.066225 | 0.05286 | 0.042192 | 0.033677 | 0.02688 | 0.021455 | 0.017125 | 0.013669 | 0.01091 | 0.0087086 | 0.006951 | 4.7304e-05 | 1.6856e-05 | 5.7333e-06 | 1.8653e-06 | 0.65169 |  | 0.67116
2138.5339 | 51.7363 | Multifamily - Low Rise | WINDOW CL30 Prime Window Replacement of Double Pane Base_Electric FAF | 0.22195 | 0.22144 | 0.22094 | 0.22044 | 0.21994 | 0.19749 | 0.15764 | 0.12582 | 0.10043 | 0.080161 | 0.063984 | 0.051071 | 0.040764 | 0.032537 | 0.02597 | 0.020729 | 0.00014107 | 5.0267e-05 | 1.7098e-05 | 5.5626e-06 | 1.9435 |  | 2.0015
292.17 | 67.294 | Multifamily - Low Rise | WALL R0 - R11_Heat Pump | 0.1795 | 0.1791 | 0.17869 | 0.17828 | 0.17788 | 0.15973 | 0.12749 | 0.10176 | 0.081225 | 0.064832 | 0.051748 | 0.041304 | 0.032968 | 0.026315 | 0.021004 | 0.016765 | 0.00011409 | 4.0654e-05 | 1.3828e-05 | 4.4989e-06 | 1.5718 |  | 1.6188
61.2039 | 299.0021 | Multifamily - Low Rise | FLOOR R0 - R19_Heat Pump | 0.010073 | 0.01005 | 0.010027 | 0.010005 | 0.0099818 | 0.0089632 | 0.0071543 | 0.0057104 | 0.004558 | 0.0036381 | 0.0029039 | 0.0023178 | 0.00185 | 0.0014767 | 0.0011787 | 0.00094079 | 6.4023e-06 | 2.2813e-06 | 7.7597e-07 | 2.5246e-07 | 0.088203 |  | 0.090838
79.1106 | 242.4555 | Multifamily - Low Rise | FLOOR R0 - R30_Heat Pump | 0.14415 | 0.14383 | 0.1435 | 0.14317 | 0.14285 | 0.12827 | 0.10239 | 0.081722 | 0.065229 | 0.052065 | 0.041557 | 0.03317 | 0.026476 | 0.021133 | 0.016868 | 0.013464 | 9.1623e-05 | 3.2648e-05 | 1.1105e-05 | 3.6129e-06 | 1.2623 |  | 1.3
93.8741 | 104.0929 | Multifamily - Low Rise | ATTIC R0 - R19_Heat Pump | 0.040549 | 0.040457 | 0.040365 | 0.040274 | 0.040182 | 0.036082 | 0.0288 | 0.022988 | 0.018348 | 0.014645 | 0.01169 | 0.0093305 | 0.0074474 | 0.0059444 | 0.0047447 | 0.0037872 | 2.5773e-05 | 9.1837e-06 | 3.1237e-06 | 1.0163e-06 | 0.35506 |  | 0.36567
128.1786 | 100.9963 | Multifamily - Low Rise | ATTIC R0 - R38_Heat Pump | 0.010512 | 0.010488 | 0.010464 | 0.010441 | 0.010417 | 0.0093539 | 0.0074661 | 0.0059593 | 0.0047566 | 0.0037967 | 0.0030304 | 0.0024188 | 0.0019307 | 0.001541 | 0.00123 | 0.00098179 | 6.6813e-06 | 2.3808e-06 | 8.0978e-07 | 2.6346e-07 | 0.092047 |  | 0.094797
136.1362 | 109.8893 | Multifamily - Low Rise | ATTIC R0 - R49_Heat Pump | 0.066596 | 0.066445 | 0.066294 | 0.066144 | 0.065994 | 0.059259 | 0.0473 | 0.037754 | 0.030135 | 0.024053 | 0.019199 | 0.015324 | 0.012231 | 0.0097629 | 0.0077926 | 0.0062199 | 4.2328e-05 | 1.5083e-05 | 5.1302e-06 | 1.6691e-06 | 0.58314 |  | 0.60057
24.8916 | 405.8201 | Multifamily - Low Rise | ATTIC R19 - R30_Heat Pump | 0.012493 | 0.012465 | 0.012436 | 0.012408 | 0.01238 | 0.011117 | 0.0088732 | 0.0070824 | 0.0056531 | 0.0045122 | 0.0036015 | 0.0028747 | 0.0022945 | 0.0018315 | 0.0014618 | 0.0011668 | 7.9405e-06 | 2.8295e-06 | 9.624e-07 | 3.1311e-07 | 0.10939 |  | 0.11266
34.3045 | 338.8653 | Multifamily - Low Rise | ATTIC R19 - R38_Heat Pump | 0.0026578 | 0.0026517 | 0.0026457 | 0.0026397 | 0.0026337 | 0.002365 | 0.0018877 | 0.0015067 | 0.0012026 | 0.00095992 | 0.00076619 | 0.00061156 | 0.00048814 | 0.00038962 | 0.00031099 | 0.00024823 | 1.6893e-06 | 6.0194e-07 | 2.0474e-07 | 6.6611e-08 | 0.023272 |  | 0.023968
42.2622 | 325.7446 | Multifamily - Low Rise | ATTIC R19 - R49_Heat Pump | 0.048095 | 0.047986 | 0.047877 | 0.047768 | 0.047659 | 0.042796 | 0.034159 | 0.027265 | 0.021763 | 0.017371 | 0.013865 | 0.011067 | 0.0088333 | 0.0070506 | 0.0056277 | 0.0044919 | 3.0569e-05 | 1.0893e-05 | 3.705e-06 | 1.2054e-06 | 0.42114 |  | 0.43372
2292.1741 | 69.5651 | Multifamily - Low Rise | WINDOW CL22 Prime Window Replacement of Single Pane Base_Heat Pump | 0.54677 | 0.54553 | 0.54429 | 0.54306 | 0.54182 | 0.48653 | 0.38834 | 0.30997 | 0.24741 | 0.19748 | 0.15763 | 0.12581 | 0.10042 | 0.080156 | 0.063979 | 0.051067 | 0.00034752 | 0.00012383 | 4.212e-05 | 1.3704e-05 | 4.7877 |  | 4.9308
1472.8615 | 124.7776 | Multifamily - Low Rise | WINDOW CL22 Prime Window Replacement of Double Pane Base_Heat Pump | 1.9008 | 1.8964 | 1.8921 | 1.8878 | 1.8836 | 1.6914 | 1.35 | 1.0776 | 0.86009 | 0.68651 | 0.54796 | 0.43737 | 0.3491 | 0.27865 | 0.22241 | 0.17753 | 0.0012081 | 0.00043049 | 0.00014642 | 4.7639e-05 | 16.6438 |  | 17.1411
2125.4981 | 52.2356 | Multifamily - Low Rise | WINDOW CL30 Prime Window Replacement of Single Pane Base_Heat Pump | 2.0281 | 2.0235 | 2.0189 | 2.0143 | 2.0097 | 1.8046 | 1.4404 | 1.1497 | 0.91769 | 0.73248 | 0.58465 | 0.46666 | 0.37248 | 0.29731 | 0.23731 | 0.18941 | 0.001289 | 0.00045932 | 0.00015623 | 5.0829e-05 | 17.7584 |  | 18.289
1306.1855 | 103.6236 | Multifamily - Low Rise | WINDOW CL30 Prime Window Replacement of Double Pane Base_Heat Pump | 6.7427 | 6.7273 | 6.7121 | 6.6968 | 6.6816 | 5.9998 | 4.7889 | 3.8225 | 3.051 | 2.4353 | 1.9438 | 1.5515 | 1.2384 | 0.98846 | 0.78897 | 0.62974 | 0.0042856 | 0.0015271 | 0.00051942 | 0.00016899 | 59.0412 |  | 60.8054
| 90.8306 |  |  | 13.6217 | 13.5907 | 13.5599 | 13.5291 | 13.4984 | 12.1209 | 9.6747 | 7.7222 | 6.1637 | 4.9198 | 3.9269 | 3.1344 | 2.5018 | 1.9969 | 1.5939 | 1.2722 | 0.0086578 | 0.0030851 | 0.0010493 | 0.0003414 | 119.2764 |  | 122.8404
|  |  |  | 13.6217 | 27.2124 | 40.7723 | 54.3013 | 67.7997 | 79.9206 | 89.5954 | 97.3176 | 103.4813 | 108.4011 | 112.328 | 115.4624 | 117.9642 | 119.9611 | 121.555 | 122.8272 | 122.8359 | 122.839 | 122.84 | 122.8404
RECOMBINE MEASURE BUNDLES INTO SUPPLY CURVE CUMULATIVE
|  |  |  | 2016 | 2017 | 2018 | 2019 | 2020 | 2021 | 2022 | 2023 | 2024 | 2025 | 2026 | 2027 | 2028 | 2029 | 2030 | 2031 | 2032 | 2033 | 2034 | 2035 | MAX
|  | lvlcost | lvlcost | aMW_2016 | aMW_2017 | aMW_2018 | aMW_2019 | aMW_2020 | aMW_2021 | aMW_2022 | aMW_2023 | aMW_2024 | aMW_2025 | aMW_2026 | aMW_2027 | aMW_2028 | aMW_2029 | aMW_2030 | aMW_2031 | aMW_2032 | aMW_2033 | aMW_2034 | aMW_2035 | MAX
| Block 1: <= 0 mills/kWh | >=-9999 | <=0 | 0 | 0 | 0 | 0 | 0 | 0 | 0 | 0 | 0 | 0 | 0 | 0 | 0 | 0 | 0 | 0 | 0 | 0 | 0 | 0 | 0
| Block 2: 0-10 mills/kWh | >0 | <=10 | 0.028803 | 0.028737 | 0.028672 | 0.028607 | 0.028542 | 0.025629 | 0.020457 | 0.016328 | 0.013033 | 0.010403 | 0.0083033 | 0.0066275 | 0.00529 | 0.0042224 | 0.0033702 | 0.0026901 | 1.8307e-05 | 6.5232e-06 | 2.2188e-06 | 7.2187e-07 | 0.25221
| Block 3: 10-20 mills/kWh | >10 | <=20 | 0.45391 | 0.45288 | 0.45185 | 0.45082 | 0.4498 | 0.4039 | 0.32239 | 0.25732 | 0.20539 | 0.16394 | 0.13085 | 0.10445 | 0.083367 | 0.066542 | 0.053113 | 0.042394 | 0.0002885 | 0.0001028 | 3.4967e-05 | 1.1376e-05 | 3.9746
| Block 4: 20-30 mills/kWh | >20 | <=30 | 0.47415 | 0.47307 | 0.47199 | 0.47092 | 0.46985 | 0.42191 | 0.33676 | 0.2688 | 0.21455 | 0.17125 | 0.13669 | 0.1091 | 0.087084 | 0.069509 | 0.055481 | 0.044284 | 0.00030136 | 0.00010739 | 3.6526e-05 | 1.1883e-05 | 4.1518
| Block 5: 30-40 mills/kWh | >30 | <=40 | 0.5243 | 0.52311 | 0.52192 | 0.52073 | 0.51955 | 0.46653 | 0.37238 | 0.29723 | 0.23724 | 0.18936 | 0.15115 | 0.12064 | 0.096295 | 0.076861 | 0.061349 | 0.048968 | 0.00033324 | 0.00011874 | 4.0389e-05 | 1.314e-05 | 4.5909
| Block 6: 40-50 mills/kWh | >40 | <=50 | 1.3537 | 1.3506 | 1.3475 | 1.3445 | 1.3414 | 1.2045 | 0.96144 | 0.76741 | 0.61253 | 0.48891 | 0.39024 | 0.31148 | 0.24862 | 0.19845 | 0.1584 | 0.12643 | 0.00086038 | 0.00030658 | 0.00010428 | 3.3927e-05 | 11.8533
| Block 7: 50-60 mills/kWh | >50 | <=60 | 3.8418 | 3.8331 | 3.8244 | 3.8157 | 3.8071 | 3.4186 | 2.7287 | 2.178 | 1.7384 | 1.3876 | 1.1075 | 0.88402 | 0.70561 | 0.56321 | 0.44954 | 0.35882 | 0.0024418 | 0.00087011 | 0.00029595 | 9.6287e-05 | 33.6406
| Block 8: 60-70 mills/kWh | >60 | <=70 | 4.6324 | 4.6219 | 4.6114 | 4.6009 | 4.5905 | 4.1221 | 3.2902 | 2.6261 | 2.0961 | 1.6731 | 1.3354 | 1.0659 | 0.85081 | 0.6791 | 0.54205 | 0.43265 | 0.0029443 | 0.0010492 | 0.00035686 | 0.0001161 | 40.5632
| Block 9: 70-80 mills/kWh | >70 | <=80 | 4.6324 | 4.6219 | 4.6114 | 4.6009 | 4.5905 | 4.1221 | 3.2902 | 2.6261 | 2.0961 | 1.6731 | 1.3354 | 1.0659 | 0.85081 | 0.6791 | 0.54205 | 0.43265 | 0.0029443 | 0.0010492 | 0.00035686 | 0.0001161 | 40.5632
| Block 10: 80-90 mills/kWh | >80 | <=90 | 4.6324 | 4.6219 | 4.6114 | 4.6009 | 4.5905 | 4.1221 | 3.2902 | 2.6261 | 2.0961 | 1.6731 | 1.3354 | 1.0659 | 0.85081 | 0.6791 | 0.54205 | 0.43265 | 0.0029443 | 0.0010492 | 0.00035686 | 0.0001161 | 40.5632
| Block 11: 90-100 mills/kWh | >90 | <=100 | 4.6324 | 4.6219 | 4.6114 | 4.6009 | 4.5905 | 4.1221 | 3.2902 | 2.6261 | 2.0961 | 1.6731 | 1.3354 | 1.0659 | 0.85081 | 0.6791 | 0.54205 | 0.43265 | 0.0029443 | 0.0010492 | 0.00035686 | 0.0001161 | 40.5632
| Block 12: 100-110 mills/kWh | >100 | <=110 | 11.4927 | 11.4666 | 11.4406 | 11.4146 | 11.3887 | 10.2266 | 8.1627 | 6.5153 | 5.2004 | 4.1509 | 3.3132 | 2.6445 | 2.1108 | 1.6848 | 1.3448 | 1.0734 | 0.0073047 | 0.0026029 | 0.00088534 | 0.00028804 | 100.6347
| Block 13: 110-120 mills/kWh | >110 | <=120 | 11.4927 | 11.4666 | 11.4406 | 11.4146 | 11.3887 | 10.2266 | 8.1627 | 6.5153 | 5.2004 | 4.1509 | 3.3132 | 2.6445 | 2.1108 | 1.6848 | 1.3448 | 1.0734 | 0.0073047 | 0.0026029 | 0.00088534 | 0.00028804 | 100.6347
| Block 14: 120-130 mills/kWh | >120 | <=130 | 13.3935 | 13.3631 | 13.3327 | 13.3025 | 13.2723 | 11.9179 | 9.5127 | 7.5929 | 6.0605 | 4.8374 | 3.8611 | 3.0819 | 2.4599 | 1.9635 | 1.5672 | 1.2509 | 0.0085128 | 0.0030334 | 0.0010318 | 0.00033568 | 117.2785
| Block 15: 130-140 mills/kWh | >130 | <=140 | 13.3935 | 13.3631 | 13.3327 | 13.3025 | 13.2723 | 11.9179 | 9.5127 | 7.5929 | 6.0605 | 4.8374 | 3.8611 | 3.0819 | 2.4599 | 1.9635 | 1.5672 | 1.2509 | 0.0085128 | 0.0030334 | 0.0010318 | 0.00033568 | 117.2785
| Block 16: 140-150 mills/kWh | >140 | <=150 | 13.3955 | 13.365 | 13.3347 | 13.3044 | 13.2742 | 11.9197 | 9.5141 | 7.594 | 6.0614 | 4.8381 | 3.8617 | 3.0823 | 2.4603 | 1.9637 | 1.5674 | 1.2511 | 0.008514 | 0.0030338 | 0.0010319 | 0.00033573 | 117.2957
| Block 17: 150-160 mills/kWh | >150 | <=160 | 13.4021 | 13.3716 | 13.3413 | 13.311 | 13.2808 | 11.9255 | 9.5188 | 7.5977 | 6.0644 | 4.8405 | 3.8636 | 3.0839 | 2.4615 | 1.9647 | 1.5682 | 1.2517 | 0.0085183 | 0.0030353 | 0.0010324 | 0.00033589 | 117.3537
| Block 18: 160-170 mills/kWh | >160 | <=170 | 13.4021 | 13.3716 | 13.3413 | 13.311 | 13.2808 | 11.9255 | 9.5188 | 7.5977 | 6.0644 | 4.8405 | 3.8636 | 3.0839 | 2.4615 | 1.9647 | 1.5682 | 1.2517 | 0.0085183 | 0.0030353 | 0.0010324 | 0.00033589 | 117.3537
| Block 19: 170-180 mills/kWh | >170 | <=180 | 13.4021 | 13.3716 | 13.3413 | 13.311 | 13.2808 | 11.9255 | 9.5188 | 7.5977 | 6.0644 | 4.8405 | 3.8636 | 3.0839 | 2.4615 | 1.9647 | 1.5682 | 1.2517 | 0.0085183 | 0.0030353 | 0.0010324 | 0.00033589 | 117.3537
| Block 20: 180-190 mills/kWh | >180 | <=190 | 13.4026 | 13.3722 | 13.3418 | 13.3115 | 13.2813 | 11.926 | 9.5191 | 7.598 | 6.0646 | 4.8407 | 3.8637 | 3.084 | 2.4616 | 1.9648 | 1.5683 | 1.2518 | 0.0085186 | 0.0030354 | 0.0010325 | 0.00033591 | 117.3581
| Block 21: 190-200 mills/kWh | >190 | <=200 | 13.4042 | 13.3738 | 13.3434 | 13.3131 | 13.2829 | 11.9274 | 9.5203 | 7.5989 | 6.0653 | 4.8412 | 3.8642 | 3.0843 | 2.4619 | 1.965 | 1.5684 | 1.2519 | 0.0085196 | 0.0030358 | 0.0010326 | 0.00033595 | 117.3721
| Block 22: 200-210 mills/kWh | >200 | <=210 | 13.4042 | 13.3738 | 13.3434 | 13.3131 | 13.2829 | 11.9274 | 9.5203 | 7.5989 | 6.0653 | 4.8412 | 3.8642 | 3.0843 | 2.4619 | 1.965 | 1.5684 | 1.2519 | 0.0085196 | 0.0030358 | 0.0010326 | 0.00033595 | 117.3721
| Block 23: 210-220 mills/kWh | >210 | <=220 | 13.4042 | 13.3738 | 13.3434 | 13.3131 | 13.2829 | 11.9274 | 9.5203 | 7.5989 | 6.0653 | 4.8412 | 3.8642 | 3.0843 | 2.4619 | 1.965 | 1.5684 | 1.2519 | 0.0085196 | 0.0030358 | 0.0010326 | 0.00033595 | 117.3721
| Block 24: 220-230 mills/kWh | >220 | <=230 | 13.4042 | 13.3738 | 13.3434 | 13.3131 | 13.2829 | 11.9274 | 9.5203 | 7.5989 | 6.0653 | 4.8412 | 3.8642 | 3.0843 | 2.4619 | 1.965 | 1.5684 | 1.2519 | 0.0085196 | 0.0030358 | 0.0010326 | 0.00033595 | 117.3721
| Block 25: 230-240 mills/kWh | >230 | <=240 | 13.4042 | 13.3738 | 13.3434 | 13.3131 | 13.2829 | 11.9274 | 9.5203 | 7.5989 | 6.0653 | 4.8412 | 3.8642 | 3.0843 | 2.4619 | 1.965 | 1.5684 | 1.2519 | 0.0085196 | 0.0030358 | 0.0010326 | 0.00033595 | 117.3721
| Block 26: 240-250 mills/kWh | >240 | <=250 | 13.5483 | 13.5176 | 13.4869 | 13.4563 | 13.4257 | 12.0557 | 9.6227 | 7.6806 | 6.1306 | 4.8933 | 3.9058 | 3.1175 | 2.4883 | 1.9862 | 1.5853 | 1.2654 | 0.0086112 | 0.0030685 | 0.0010437 | 0.00033956 | 118.6344
| Block 27: 250-260 mills/kWh | >250 | <=260 | 13.5483 | 13.5176 | 13.4869 | 13.4563 | 13.4257 | 12.0557 | 9.6227 | 7.6806 | 6.1306 | 4.8933 | 3.9058 | 3.1175 | 2.4883 | 1.9862 | 1.5853 | 1.2654 | 0.0086112 | 0.0030685 | 0.0010437 | 0.00033956 | 118.6344
| Block 28: 260-270 mills/kWh | >260 | <=270 | 13.5483 | 13.5176 | 13.4869 | 13.4563 | 13.4257 | 12.0557 | 9.6227 | 7.6806 | 6.1306 | 4.8933 | 3.9058 | 3.1175 | 2.4883 | 1.9862 | 1.5853 | 1.2654 | 0.0086112 | 0.0030685 | 0.0010437 | 0.00033956 | 118.6344
| Block 29: 270-280 mills/kWh | >270 | <=280 | 13.5483 | 13.5176 | 13.4869 | 13.4563 | 13.4257 | 12.0557 | 9.6227 | 7.6806 | 6.1306 | 4.8933 | 3.9058 | 3.1175 | 2.4883 | 1.9862 | 1.5853 | 1.2654 | 0.0086112 | 0.0030685 | 0.0010437 | 0.00033956 | 118.6344
| Block 30: 280-290 mills/kWh | >280 | <=290 | 13.5483 | 13.5176 | 13.4869 | 13.4563 | 13.4257 | 12.0557 | 9.6227 | 7.6806 | 6.1306 | 4.8933 | 3.9058 | 3.1175 | 2.4883 | 1.9862 | 1.5853 | 1.2654 | 0.0086112 | 0.0030685 | 0.0010437 | 0.00033956 | 118.6344
| Block 31: 290-300 mills/kWh | >290 | <=300 | 13.5584 | 13.5276 | 13.4969 | 13.4663 | 13.4357 | 12.0647 | 9.6298 | 7.6864 | 6.1351 | 4.8969 | 3.9087 | 3.1198 | 2.4902 | 1.9876 | 1.5865 | 1.2663 | 0.0086176 | 0.0030707 | 0.0010445 | 0.00033981 | 118.7226
| Block 32: > 300 mills/kWh | >300 | <=9999 | 13.6217 | 13.5907 | 13.5599 | 13.5291 | 13.4984 | 12.1209 | 9.6747 | 7.7222 | 6.1637 | 4.9198 | 3.9269 | 3.1344 | 2.5018 | 1.9969 | 1.5939 | 1.2722 | 0.0086578 | 0.0030851 | 0.0010493 | 0.0003414 | 119.2764
RECOMBINE MEASURE BUNDLES INTO SUPPLY CURVE INCREMENTAL
|  |  | ResWx - Retro | 2016 | 2017 | 2018 | 2019 | 2020 | 2021 | 2022 | 2023 | 2024 | 2025 | 2026 | 2027 | 2028 | 2029 | 2030 | 2031 | 2032 | 2033 | 2034 | 2035 | MAX
|  |  |  | aMW_2016 | aMW_2017 | aMW_2018 | aMW_2019 | aMW_2020 | aMW_2021 | aMW_2022 | aMW_2023 | aMW_2024 | aMW_2025 | aMW_2026 | aMW_2027 | aMW_2028 | aMW_2029 | aMW_2030 | aMW_2031 | aMW_2032 | aMW_2033 | aMW_2034 | aMW_2035 | MAX
|  |  | Block 1: <= 0 mills/kWh | 0 | 0 | 0 | 0 | 0 | 0 | 0 | 0 | 0 | 0 | 0 | 0 | 0 | 0 | 0 | 0 | 0 | 0 | 0 | 0 | 0
|  |  | Block 2: 0-10 mills/kWh | 0.028803 | 0.028737 | 0.028672 | 0.028607 | 0.028542 | 0.025629 | 0.020457 | 0.016328 | 0.013033 | 0.010403 | 0.0083033 | 0.0066275 | 0.00529 | 0.0042224 | 0.0033702 | 0.0026901 | 1.8307e-05 | 6.5232e-06 | 2.2188e-06 | 7.2187e-07 | 0.25221
|  |  | Block 3: 10-20 mills/kWh | 0.42511 | 0.42414 | 0.42318 | 0.42222 | 0.42126 | 0.37827 | 0.30193 | 0.241 | 0.19236 | 0.15354 | 0.12255 | 0.097818 | 0.078077 | 0.06232 | 0.049743 | 0.039704 | 0.00027019 | 9.6279e-05 | 3.2748e-05 | 1.0654e-05 | 3.7224
|  |  | Block 4: 20-30 mills/kWh | 0.020236 | 0.02019 | 0.020144 | 0.020098 | 0.020053 | 0.018006 | 0.014372 | 0.011472 | 0.0091566 | 0.0073087 | 0.0058337 | 0.0046563 | 0.0037166 | 0.0029665 | 0.0023678 | 0.00189 | 1.2862e-05 | 4.5831e-06 | 1.5589e-06 | 5.0717e-07 | 0.17719
|  |  | Block 5: 30-40 mills/kWh | 0.050151 | 0.050037 | 0.049924 | 0.04981 | 0.049697 | 0.044626 | 0.03562 | 0.028431 | 0.022693 | 0.018113 | 0.014458 | 0.01154 | 0.009211 | 0.0073521 | 0.0058683 | 0.004684 | 3.1876e-05 | 1.1358e-05 | 3.8634e-06 | 1.2569e-06 | 0.43914
|  |  | Block 6: 40-50 mills/kWh | 0.82938 | 0.82749 | 0.82562 | 0.82374 | 0.82187 | 0.738 | 0.58906 | 0.47018 | 0.37529 | 0.29955 | 0.2391 | 0.19084 | 0.15233 | 0.12158 | 0.097047 | 0.077461 | 0.00052715 | 0.00018784 | 6.3891e-05 | 2.0787e-05 | 7.2623
|  |  | Block 7: 50-60 mills/kWh | 2.4882 | 2.4825 | 2.4769 | 2.4713 | 2.4656 | 2.214 | 1.7672 | 1.4106 | 1.1259 | 0.89866 | 0.7173 | 0.57253 | 0.45699 | 0.36476 | 0.29115 | 0.23239 | 0.0015815 | 0.00056352 | 0.00019167 | 6.2361e-05 | 21.7873
|  |  | Block 8: 60-70 mills/kWh | 0.79058 | 0.78879 | 0.78699 | 0.78521 | 0.78342 | 0.70348 | 0.56151 | 0.44819 | 0.35773 | 0.28554 | 0.22791 | 0.18191 | 0.1452 | 0.1159 | 0.092507 | 0.073838 | 0.00050249 | 0.00017905 | 6.0902e-05 | 1.9814e-05 | 6.9226
|  |  | Block 9: 70-80 mills/kWh | 0 | 0 | 0 | 0 | 0 | 0 | 0 | 0 | 0 | 0 | 0 | 0 | 0 | 0 | 0 | 0 | 0 | 0 | 0 | 0 | 0
|  |  | Block 10: 80-90 mills/kWh | 0 | 0 | 0 | 0 | 0 | 0 | 0 | 0 | 0 | 0 | 0 | 0 | 0 | 0 | 0 | 0 | 0 | 0 | 0 | 0 | 0
|  |  | Block 11: 90-100 mills/kWh | 0 | 0 | 0 | 0 | 0 | 0 | 0 | 0 | 0 | 0 | 0 | 0 | 0 | 0 | 0 | 0 | 0 | 0 | 0 | 0 | 0
|  |  | Block 12: 100-110 mills/kWh | 6.8603 | 6.8447 | 6.8292 | 6.8137 | 6.7982 | 6.1045 | 4.8725 | 3.8892 | 3.1043 | 2.4778 | 1.9777 | 1.5786 | 1.26 | 1.0057 | 0.80274 | 0.64073 | 0.0043604 | 0.0015537 | 0.00052848 | 0.00017194 | 60.0715
|  |  | Block 13: 110-120 mills/kWh | 0 | 0 | 0 | 0 | 0 | 0 | 0 | 0 | 0 | 0 | 0 | 0 | 0 | 0 | 0 | 0 | 0 | 0 | 0 | 0 | 0
|  |  | Block 14: 120-130 mills/kWh | 1.9008 | 1.8964 | 1.8921 | 1.8878 | 1.8836 | 1.6914 | 1.35 | 1.0776 | 0.86009 | 0.68651 | 0.54796 | 0.43737 | 0.3491 | 0.27865 | 0.22241 | 0.17753 | 0.0012081 | 0.00043049 | 0.00014642 | 4.7639e-05 | 16.6438
|  |  | Block 15: 130-140 mills/kWh | 0 | 0 | 0 | 0 | 0 | 0 | 0 | 0 | 0 | 0 | 0 | 0 | 0 | 0 | 0 | 0 | 0 | 0 | 0 | 0 | 0
|  |  | Block 16: 140-150 mills/kWh | 0.0019593 | 0.0019548 | 0.0019504 | 0.001946 | 0.0019415 | 0.0017434 | 0.0013916 | 0.0011107 | 0.00088656 | 0.00070764 | 0.00056482 | 0.00045083 | 0.00035985 | 0.00028722 | 0.00022926 | 0.00018299 | 1.2453e-06 | 4.4374e-07 | 1.5093e-07 | 4.9105e-08 | 0.017156
|  |  | Block 17: 150-160 mills/kWh | 0.0066205 | 0.0066054 | 0.0065904 | 0.0065755 | 0.0065605 | 0.0058911 | 0.0047022 | 0.0037532 | 0.0029957 | 0.0023911 | 0.0019086 | 0.0015234 | 0.0012159 | 0.00097055 | 0.00077467 | 0.00061833 | 4.2079e-06 | 1.4994e-06 | 5.1e-07 | 1.6593e-07 | 0.057971
|  |  | Block 18: 160-170 mills/kWh | 0 | 0 | 0 | 0 | 0 | 0 | 0 | 0 | 0 | 0 | 0 | 0 | 0 | 0 | 0 | 0 | 0 | 0 | 0 | 0 | 0
|  |  | Block 19: 170-180 mills/kWh | 0 | 0 | 0 | 0 | 0 | 0 | 0 | 0 | 0 | 0 | 0 | 0 | 0 | 0 | 0 | 0 | 0 | 0 | 0 | 0 | 0
|  |  | Block 20: 180-190 mills/kWh | 0.00050836 | 0.0005072 | 0.00050605 | 0.0005049 | 0.00050376 | 0.00045235 | 0.00036106 | 0.00028819 | 0.00023003 | 0.00018361 | 0.00014655 | 0.00011697 | 9.3367e-05 | 7.4524e-05 | 5.9484e-05 | 4.7479e-05 | 3.2311e-07 | 1.1513e-07 | 3.9161e-08 | 1.2741e-08 | 0.0044514
|  |  | Block 21: 190-200 mills/kWh | 0.0016007 | 0.0015971 | 0.0015935 | 0.0015899 | 0.0015863 | 0.0014244 | 0.0011369 | 0.00090747 | 0.00072433 | 0.00057815 | 0.00046147 | 0.00036834 | 0.000294 | 0.00023467 | 0.00018731 | 0.0001495 | 1.0174e-06 | 3.6254e-07 | 1.2331e-07 | 4.0119e-08 | 0.014017
|  |  | Block 22: 200-210 mills/kWh | 0 | 0 | 0 | 0 | 0 | 0 | 0 | 0 | 0 | 0 | 0 | 0 | 0 | 0 | 0 | 0 | 0 | 0 | 0 | 0 | 0
|  |  | Block 23: 210-220 mills/kWh | 0 | 0 | 0 | 0 | 0 | 0 | 0 | 0 | 0 | 0 | 0 | 0 | 0 | 0 | 0 | 0 | 0 | 0 | 0 | 0 | 0
|  |  | Block 24: 220-230 mills/kWh | 0 | 0 | 0 | 0 | 0 | 0 | 0 | 0 | 0 | 0 | 0 | 0 | 0 | 0 | 0 | 0 | 0 | 0 | 0 | 0 | 0
|  |  | Block 25: 230-240 mills/kWh | 0 | 0 | 0 | 0 | 0 | 0 | 0 | 0 | 0 | 0 | 0 | 0 | 0 | 0 | 0 | 0 | 0 | 0 | 0 | 0 | 0
|  |  | Block 26: 240-250 mills/kWh | 0.14415 | 0.14383 | 0.1435 | 0.14317 | 0.14285 | 0.12827 | 0.10239 | 0.081722 | 0.065229 | 0.052065 | 0.041557 | 0.03317 | 0.026476 | 0.021133 | 0.016868 | 0.013464 | 9.1623e-05 | 3.2648e-05 | 1.1105e-05 | 3.6129e-06 | 1.2623
|  |  | Block 27: 250-260 mills/kWh | 0 | 0 | 0 | 0 | 0 | 0 | 0 | 0 | 0 | 0 | 0 | 0 | 0 | 0 | 0 | 0 | 0 | 0 | 0 | 0 | 0
|  |  | Block 28: 260-270 mills/kWh | 0 | 0 | 0 | 0 | 0 | 0 | 0 | 0 | 0 | 0 | 0 | 0 | 0 | 0 | 0 | 0 | 0 | 0 | 0 | 0 | 0
|  |  | Block 29: 270-280 mills/kWh | 0 | 0 | 0 | 0 | 0 | 0 | 0 | 0 | 0 | 0 | 0 | 0 | 0 | 0 | 0 | 0 | 0 | 0 | 0 | 0 | 0
|  |  | Block 30: 280-290 mills/kWh | 0 | 0 | 0 | 0 | 0 | 0 | 0 | 0 | 0 | 0 | 0 | 0 | 0 | 0 | 0 | 0 | 0 | 0 | 0 | 0 | 0
|  |  | Block 31: 290-300 mills/kWh | 0.010073 | 0.01005 | 0.010027 | 0.010005 | 0.0099818 | 0.0089632 | 0.0071543 | 0.0057104 | 0.004558 | 0.0036381 | 0.0029039 | 0.0023178 | 0.00185 | 0.0014767 | 0.0011787 | 0.00094079 | 6.4023e-06 | 2.2813e-06 | 7.7597e-07 | 2.5246e-07 | 0.088203
|  |  | Block 32: > 300 mills/kWh | 0.063246 | 0.063102 | 0.062959 | 0.062816 | 0.062673 | 0.056278 | 0.04492 | 0.035854 | 0.028618 | 0.022843 | 0.018233 | 0.014553 | 0.011616 | 0.0092717 | 0.0074005 | 0.005907 | 4.0198e-05 | 1.4324e-05 | 4.8721e-06 | 1.5851e-06 | 0.5538
|  |  | Total per Year (aMW) | 13.6217 | 13.5907 | 13.5599 | 13.5291 | 13.4984 | 12.1209 | 9.6747 | 7.7222 | 6.1637 | 4.9198 | 3.9269 | 3.1344 | 2.5018 | 1.9969 | 1.5939 | 1.2722 | 0.0086578 | 0.0030851 | 0.0010493 | 0.0003414 | 119.2764
|  |  | Total Cumulative (aMW) | 13.6217 | 27.2124 | 40.7723 | 54.3013 | 67.7997 | 79.9206 | 89.5954 | 97.3176 | 103.4813 | 108.4011 | 112.328 | 115.4624 | 117.9642 | 119.9611 | 121.555 | 122.8272 | 122.8359 | 122.839 | 122.84 | 122.8404
Note on B22: Tina Jayaweera: Accounts for portion of region served by HVAC system type

## M_Input_Out
Shaped Savings Results; By Category and sorted by TRC BC ratio
[14 empty] | Savings Allocation by Category and Month for Segments 1 | [11 empty] | Savings Allocation by Category and Month for Segments 2
Category | Measure | Busbar Savings | First Cost | Admin Cost | First Year Program Cost | PV Cost | PV Benefits | Unit Program Cost: First Year Program Cost in $/average annual kW saved | Utility System Net Levelized Cost (Net of T&D Capacity Benefits, Act Credit & Risk-Mitigation) in mills/kWh | TRC Net Levelized Cost (Net of All Benefits) in mills/kWh | TRC B/C Ratio | Net Electric & Gas System CO2 Avoided (Lifetime Tons) | Wholesale KW | Jan | Feb | Mar | Apr | May | Jun | Jul | Aug | Sep | Oct | Nov | Dec | Jan | Feb | Mar | Apr | May | Jun | Jul | Aug | Sep | Oct | Nov | Dec
WALL R0 - R11_Electric Zonal |  | 717.6074 | 444.2906 | 88.8581 | 533.1487 | 385.0904 | 667.5293 | 6508.2704 | -0.85007 | 9.7969 | 1.7334 | 6.8173 | 0.37525 | 79.938 | 58.3227 | 52.8494 | 42.3643 | 17.4546 | 4.8755 | 1.1872 | 0.99804 | 9.4705 | 32.5288 | 51.4534 | 93.16 | 50.8121 | 38.0674 | 29.4874 | 25.2884 | 9.9348 | 2.4663 | 0.66428 | 0.44418 | 5.4385 | 16.771 | 33.6647 | 59.966
WINDOW CL30 Prime Window Replacement of Single Pane Base_Electric Zonal |  | 4321.9423 | 2730.3075 | 546.0615 | 3276.369 | 2366.5034 | 4020.3368 | 6640.7626 | -0.26298 | 10.6007 | 1.6989 | 41.0587 | 2.26 | 481.4434 | 351.261 | 318.2966 | 255.148 | 105.1238 | 29.3639 | 7.1503 | 6.0109 | 57.0383 | 195.9114 | 309.8887 | 561.0757 | 306.0264 | 229.2691 | 177.5942 | 152.3046 | 59.8342 | 14.854 | 4.0008 | 2.6752 | 32.7544 | 101.0067 | 202.7531 | 361.1577
WALL R0 - R11_Electric FAF |  | 645.0842 | 444.2906 | 88.8581 | 533.1487 | 385.0904 | 600.0672 | 7239.9581 | 2.3922 | 14.2361 | 1.5583 | 6.1283 | 0.33733 | 71.8592 | 52.4285 | 47.5083 | 38.0829 | 15.6906 | 4.3828 | 1.0672 | 0.89718 | 8.5134 | 29.2413 | 46.2533 | 83.745 | 45.6769 | 34.2202 | 26.5073 | 22.7327 | 8.9307 | 2.2171 | 0.59715 | 0.39929 | 4.8889 | 15.076 | 30.2625 | 53.9057
WINDOW CL30 Prime Window Replacement of Single Pane Base_Electric FAF |  | 3879.6325 | 2730.3075 | 546.0615 | 3276.369 | 2366.5034 | 3608.8934 | 7397.8639 | 3.0919 | 15.1941 | 1.525 | 36.8567 | 2.0287 | 432.1722 | 315.3128 | 285.7219 | 229.036 | 94.3654 | 26.3588 | 6.4186 | 5.3957 | 51.201 | 175.8617 | 278.1745 | 503.655 | 274.7075 | 205.8056 | 159.4191 | 136.7177 | 53.7107 | 13.3339 | 3.5913 | 2.4014 | 29.4023 | 90.6696 | 182.0032 | 324.1966
WINDOW CL22 Prime Window Replacement of Single Pane Base_Electric Zonal |  | 4704.3999 | 3567.2364 | 713.4473 | 4280.6836 | 3091.9144 | 4376.1047 | 7971.0036 | 5.6316 | 18.6714 | 1.4153 | 44.6921 | 2.46 | 524.0473 | 382.3448 | 346.4633 | 277.7265 | 114.4264 | 31.9624 | 7.7831 | 6.5428 | 62.0858 | 213.248 | 337.3114 | 610.7265 | 333.1074 | 249.5576 | 193.3098 | 165.7823 | 65.129 | 16.1685 | 4.3548 | 2.9119 | 35.6529 | 109.945 | 220.6951 | 393.1173
WINDOW CL22 Prime Window Replacement of Single Pane Base_Electric FAF |  | 4219.4511 | 3567.2364 | 713.4473 | 4280.6836 | 3091.9144 | 3924.9979 | 8887.1249 | 9.6911 | 24.2296 | 1.2694 | 40.085 | 2.2064 | 470.0263 | 342.9311 | 310.7484 | 249.0973 | 102.6309 | 28.6675 | 6.9808 | 5.8684 | 55.6857 | 191.2655 | 302.5399 | 547.7703 | 298.7693 | 223.8322 | 173.3827 | 148.6928 | 58.4153 | 14.5018 | 3.9059 | 2.6117 | 31.9777 | 98.6114 | 197.9449 | 352.5932
ATTIC R0 - R38_Electric FAF |  | 261.5667 | 262.6501 | 52.53 | 315.1801 | 227.6529 | 243.3133 | 10555.5418 | 17.0841 | 34.352 | 1.0688 | 2.4849 | 0.13678 | 29.1373 | 21.2585 | 19.2635 | 15.4417 | 6.3622 | 1.7771 | 0.43274 | 0.36378 | 3.452 | 11.8567 | 18.7547 | 33.9567 | 18.5209 | 13.8755 | 10.7481 | 9.2176 | 3.6212 | 0.89897 | 0.24213 | 0.1619 | 1.9823 | 6.113 | 12.2707 | 21.8575
ATTIC R0 - R19_Electric FAF |  | 192.0526 | 196.9149 | 39.383 | 236.2979 | 170.6767 | 178.6503 | 10778.1378 | 18.0705 | 35.7025 | 1.0467 | 1.8245 | 0.10043 | 21.3937 | 15.6089 | 14.144 | 11.3379 | 4.6713 | 1.3048 | 0.31774 | 0.2671 | 2.5346 | 8.7056 | 13.7704 | 24.9323 | 13.5988 | 10.1879 | 7.8917 | 6.7679 | 2.6588 | 0.66006 | 0.17778 | 0.11888 | 1.4555 | 4.4884 | 9.0097 | 16.0486
FLOOR R0 - R30_Electric Zonal |  | 325.299 | 337.5743 | 67.5149 | 405.0892 | 292.5937 | 302.5981 | 10908.6759 | 18.6489 | 36.4945 | 1.0342 | 3.0904 | 0.1701 | 36.2367 | 26.4383 | 23.9572 | 19.2042 | 7.9123 | 2.2101 | 0.53818 | 0.45242 | 4.2931 | 14.7456 | 23.3243 | 42.2304 | 23.0336 | 17.2564 | 13.367 | 11.4635 | 4.5035 | 1.118 | 0.30112 | 0.20135 | 2.4653 | 7.6025 | 15.2606 | 27.1832
ATTIC R0 - R38_Electric Zonal |  | 253.0974 | 262.6501 | 52.53 | 315.1801 | 227.6529 | 235.435 | 10908.757 | 18.6493 | 36.495 | 1.0342 | 2.4044 | 0.13235 | 28.1938 | 20.5702 | 18.6398 | 14.9417 | 6.1562 | 1.7196 | 0.41873 | 0.352 | 3.3402 | 11.4728 | 18.1474 | 32.8572 | 17.9212 | 13.4262 | 10.4001 | 8.9191 | 3.504 | 0.86987 | 0.23429 | 0.15666 | 1.9181 | 5.9151 | 11.8734 | 21.1498
ATTIC R0 - R19_Electric Zonal |  | 185.7225 | 196.9149 | 39.383 | 236.2979 | 170.6767 | 172.7619 | 11145.4966 | 19.6983 | 37.9313 | 1.0122 | 1.7644 | 0.097118 | 20.6886 | 15.0944 | 13.6778 | 10.9642 | 4.5174 | 1.2618 | 0.30726 | 0.2583 | 2.4511 | 8.4187 | 13.3165 | 24.1105 | 13.1506 | 9.8522 | 7.6316 | 6.5448 | 2.5712 | 0.63831 | 0.17192 | 0.11496 | 1.4075 | 4.3405 | 8.7127 | 15.5197
ATTIC R0 - R49_Electric FAF |  | 277.6855 | 297.9388 | 59.5878 | 357.5266 | 258.2395 | 258.3073 | 11278.7056 | 20.2886 | 38.7395 | 1.0003 | 2.638 | 0.14521 | 30.9328 | 22.5686 | 20.4506 | 16.3933 | 6.7542 | 1.8866 | 0.45941 | 0.3862 | 3.6647 | 12.5873 | 19.9104 | 36.0492 | 19.6623 | 14.7306 | 11.4105 | 9.7856 | 3.8444 | 0.95437 | 0.25705 | 0.17188 | 2.1045 | 6.4897 | 13.0269 | 23.2044
ATTIC R0 - R49_Electric Zonal |  | 268.7298 | 297.9388 | 59.5878 | 357.5266 | 258.2395 | 249.9766 | 11654.5799 | 21.9541 | 41.02 | 0.968 | 2.5529 | 0.14052 | 29.9352 | 21.8407 | 19.7911 | 15.8646 | 6.5364 | 1.8258 | 0.44459 | 0.37375 | 3.5465 | 12.1814 | 19.2683 | 34.8866 | 19.0281 | 14.2555 | 11.0425 | 9.47 | 3.7204 | 0.92359 | 0.24876 | 0.16634 | 2.0366 | 6.2804 | 12.6068 | 22.4561
WINDOW CL30 Prime Window Replacement of Double Pane Base_Electric Zonal |  | 2401.6643 | 2730.3075 | 546.0615 | 3276.369 | 2366.5034 | 2234.0649 | 11950.4597 | 23.2652 | 42.8151 | 0.94404 | 22.816 | 1.2559 | 267.5337 | 195.1926 | 176.8745 | 141.7834 | 58.4163 | 16.3172 | 3.9734 | 3.3402 | 31.6957 | 108.8662 | 172.2024 | 311.7847 | 170.0561 | 127.4028 | 98.6875 | 84.6343 | 33.2493 | 8.2542 | 2.2232 | 1.4866 | 18.2013 | 56.1285 | 112.668 | 200.6921
FLOOR R0 - R30_Electric FAF |  | 296.6311 | 337.5743 | 67.5149 | 405.0892 | 292.5937 | 275.9308 | 11962.9447 | 23.3206 | 42.8909 | 0.94305 | 2.818 | 0.15511 | 33.0433 | 24.1084 | 21.8459 | 17.5118 | 7.215 | 2.0154 | 0.49076 | 0.41255 | 3.9148 | 13.4461 | 21.2688 | 38.5087 | 21.0037 | 15.7356 | 12.189 | 10.4532 | 4.1066 | 1.0195 | 0.27459 | 0.18361 | 2.2481 | 6.9325 | 13.9157 | 24.7876
FLOOR R0 - R19_Electric Zonal |  | 249.6612 | 315.4292 | 63.0858 | 378.5151 | 273.3994 | 232.2387 | 13281.1647 | 29.1618 | 50.8886 | 0.84945 | 2.3718 | 0.13055 | 27.811 | 20.2909 | 18.3867 | 14.7389 | 6.0726 | 1.6962 | 0.41305 | 0.34723 | 3.2949 | 11.317 | 17.901 | 32.4111 | 17.6779 | 13.244 | 10.2589 | 8.798 | 3.4564 | 0.85806 | 0.23111 | 0.15453 | 1.8921 | 5.8347 | 11.7122 | 20.8626
WINDOW CL30 Prime Window Replacement of Double Pane Base_Electric FAF |  | 2138.5339 | 2730.3075 | 546.0615 | 3276.369 | 2366.5034 | 1989.2969 | 13420.8734 | 29.7809 | 51.7363 | 0.84061 | 20.3162 | 1.1183 | 238.2223 | 173.8069 | 157.4959 | 126.2494 | 52.0161 | 14.5295 | 3.5381 | 2.9742 | 28.2231 | 96.9386 | 153.3356 | 277.6251 | 151.4245 | 113.4443 | 87.8751 | 75.3616 | 29.6065 | 7.3499 | 1.9796 | 1.3237 | 16.2072 | 49.979 | 100.3239 | 178.7039
WINDOW CL22 Prime Window Replacement of Double Pane Base_Electric Zonal |  | 2784.1219 | 3567.2364 | 713.4473 | 4280.6836 | 3091.9144 | 2589.8328 | 13468.8026 | 29.9933 | 52.027 | 0.83761 | 26.4493 | 1.4559 | 310.1377 | 226.2764 | 205.0412 | 164.362 | 67.719 | 18.9157 | 4.6061 | 3.8721 | 36.7431 | 126.2028 | 199.625 | 361.4355 | 197.137 | 147.6913 | 114.4032 | 98.112 | 38.5442 | 9.5687 | 2.5772 | 1.7233 | 21.0998 | 65.0668 | 130.6101 | 232.6517
WINDOW CL30 Prime Window Replacement of Single Pane Base_Heat Pump |  | 2125.4981 | 2730.3075 | 546.0615 | 3276.369 | 2366.5034 | 1977.1708 | 13503.1847 | 30.1456 | 52.2356 | 0.83548 | 20.1924 | 1.1115 | 236.7702 | 172.7475 | 156.5358 | 125.4798 | 51.6991 | 14.4409 | 3.5165 | 2.9561 | 28.051 | 96.3477 | 152.4009 | 275.9327 | 150.5015 | 112.7528 | 87.3395 | 74.9022 | 29.426 | 7.3051 | 1.9675 | 1.3156 | 16.1084 | 49.6743 | 99.7124 | 177.6146
FLOOR R0 - R19_Electric FAF |  | 227.7828 | 315.4292 | 63.0858 | 378.5151 | 273.3994 | 211.8871 | 14556.8119 | 34.8144 | 58.6281 | 0.77501 | 2.164 | 0.11911 | 25.3739 | 18.5128 | 16.7754 | 13.4473 | 5.5404 | 1.5476 | 0.37685 | 0.3168 | 3.0061 | 10.3253 | 16.3323 | 29.5708 | 16.1288 | 12.0834 | 9.3599 | 8.027 | 3.1535 | 0.78286 | 0.21086 | 0.14099 | 1.7263 | 5.3234 | 10.6859 | 19.0344
WINDOW CL22 Prime Window Replacement of Double Pane Base_Electric FAF |  | 2478.3525 | 3567.2364 | 713.4473 | 4280.6836 | 3091.9144 | 2305.4014 | 15130.5306 | 37.3567 | 62.1089 | 0.74562 | 23.5445 | 1.296 | 276.0764 | 201.4253 | 182.5224 | 146.3107 | 60.2816 | 16.8383 | 4.1003 | 3.4469 | 32.7078 | 112.3424 | 177.701 | 321.7404 | 175.4862 | 131.4709 | 101.8387 | 87.3368 | 34.311 | 8.5178 | 2.2942 | 1.534 | 18.7825 | 57.9208 | 116.2657 | 207.1004
WALL R0 - R11_Heat Pump |  | 292.17 | 444.2906 | 88.8581 | 533.1487 | 385.0904 | 271.781 | 15985.1541 | 41.1437 | 67.294 | 0.70576 | 2.7756 | 0.15278 | 32.5463 | 23.7458 | 21.5173 | 17.2484 | 7.1065 | 1.985 | 0.48337 | 0.40635 | 3.8559 | 13.2439 | 20.949 | 37.9296 | 20.6879 | 15.4989 | 12.0056 | 10.296 | 4.0449 | 1.0042 | 0.27046 | 0.18085 | 2.2143 | 6.8282 | 13.7064 | 24.4148
WINDOW CL22 Prime Window Replacement of Single Pane Base_Heat Pump |  | 2292.1741 | 3567.2364 | 713.4473 | 4280.6836 | 3091.9144 | 2132.2154 | 16359.4852 | 42.8024 | 69.5651 | 0.68961 | 21.7758 | 1.1986 | 255.3371 | 186.2939 | 168.8109 | 135.3196 | 55.7532 | 15.5734 | 3.7922 | 3.1879 | 30.2507 | 103.9031 | 164.3518 | 297.5707 | 162.3034 | 121.5946 | 94.1884 | 80.7759 | 31.7335 | 7.8779 | 2.1218 | 1.4188 | 17.3716 | 53.5696 | 107.5316 | 191.5427
ATTIC R0 - R38_Heat Pump |  | 128.1786 | 262.6501 | 52.53 | 315.1801 | 227.6529 | 119.2337 | 21540.0896 | 65.7586 | 100.9963 | 0.52375 | 1.2177 | 0.067027 | 14.2785 | 10.4176 | 9.4399 | 7.5671 | 3.1177 | 0.87086 | 0.21206 | 0.17827 | 1.6916 | 5.8103 | 9.1906 | 16.6402 | 9.076 | 6.7996 | 5.267 | 4.517 | 1.7745 | 0.44053 | 0.11865 | 0.079339 | 0.97142 | 2.9956 | 6.0132 | 10.7111
WINDOW CL30 Prime Window Replacement of Double Pane Base_Heat Pump |  | 1306.1855 | 2730.3075 | 546.0615 | 3276.369 | 2366.5034 | 1215.0337 | 21973.1372 | 67.6775 | 103.6236 | 0.51343 | 12.4088 | 0.68303 | 145.5027 | 106.1588 | 96.1962 | 77.1113 | 31.7707 | 8.8744 | 2.161 | 1.8166 | 17.2382 | 59.2087 | 93.6551 | 169.5694 | 92.4879 | 69.2901 | 53.6728 | 46.0298 | 18.0832 | 4.4892 | 1.2091 | 0.80849 | 9.8991 | 30.5264 | 61.2764 | 109.1498
ATTIC R0 - R19_Heat Pump |  | 93.8741 | 196.9149 | 39.383 | 236.2979 | 170.6767 | 87.3231 | 22050.496 | 68.0203 | 104.0929 | 0.51163 | 0.89181 | 0.049089 | 10.4571 | 7.6295 | 6.9135 | 5.5419 | 2.2833 | 0.63779 | 0.15531 | 0.13056 | 1.2389 | 4.2553 | 6.7309 | 12.1868 | 6.647 | 4.9798 | 3.8574 | 3.3081 | 1.2996 | 0.32263 | 0.086898 | 0.058106 | 0.71144 | 2.1939 | 4.4039 | 7.8445
ATTIC R0 - R49_Heat Pump |  | 136.1362 | 297.9388 | 59.5878 | 357.5266 | 258.2395 | 126.636 | 23005.8787 | 72.2538 | 109.8893 | 0.49038 | 1.2933 | 0.071188 | 15.1649 | 11.0643 | 10.026 | 8.0369 | 3.3113 | 0.92493 | 0.22523 | 0.18934 | 1.7966 | 6.171 | 9.7611 | 17.6732 | 9.6395 | 7.2217 | 5.594 | 4.7974 | 1.8847 | 0.46788 | 0.12602 | 0.084265 | 1.0317 | 3.1816 | 6.3865 | 11.3761
WINDOW CL22 Prime Window Replacement of Double Pane Base_Heat Pump |  | 1472.8615 | 3567.2364 | 713.4473 | 4280.6836 | 3091.9144 | 1370.0783 | 25459.8192 | 83.1276 | 124.7776 | 0.44312 | 13.9923 | 0.77019 | 164.0696 | 119.7052 | 108.4713 | 86.9511 | 35.8248 | 10.0068 | 2.4367 | 2.0484 | 19.4379 | 66.7641 | 105.606 | 191.2073 | 104.2898 | 78.1319 | 60.5218 | 51.9034 | 20.3907 | 5.0621 | 1.3634 | 0.91166 | 11.1623 | 34.4218 | 69.0956 | 123.0778
ATTIC R19 - R49_Electric FAF |  | 85.6329 | 235.5293 | 47.1059 | 282.6352 | 204.1458 | 79.657 | 28912.763 | 98.4282 | 145.7269 | 0.3902 | 0.81352 | 0.044779 | 9.5391 | 6.9597 | 6.3066 | 5.0554 | 2.0829 | 0.5818 | 0.14167 | 0.1191 | 1.1301 | 3.8817 | 6.14 | 11.1169 | 6.0635 | 4.5426 | 3.5188 | 3.0177 | 1.1855 | 0.29431 | 0.079269 | 0.053004 | 0.64898 | 2.0013 | 4.0173 | 7.1558
ATTIC R19 - R49_Electric Zonal |  | 83.0073 | 235.5293 | 47.1059 | 282.6352 | 204.1458 | 77.2147 | 29827.2954 | 102.4807 | 151.2755 | 0.37823 | 0.78857 | 0.043406 | 9.2466 | 6.7463 | 6.1132 | 4.9004 | 2.019 | 0.56396 | 0.13733 | 0.11545 | 1.0955 | 3.7627 | 5.9517 | 10.776 | 5.8776 | 4.4033 | 3.4109 | 2.9252 | 1.1492 | 0.28529 | 0.076839 | 0.051379 | 0.62908 | 1.9399 | 3.8941 | 6.9364
ATTIC R19 - R38_Electric FAF |  | 69.5141 | 198.2383 | 39.6477 | 237.8859 | 171.8237 | 64.663 | 29977.8306 | 103.1477 | 152.1888 | 0.37633 | 0.66039 | 0.03635 | 7.7435 | 5.6497 | 5.1195 | 4.1038 | 1.6908 | 0.47229 | 0.11501 | 0.096679 | 0.9174 | 3.151 | 4.9842 | 9.0243 | 4.9221 | 3.6876 | 2.8564 | 2.4497 | 0.96237 | 0.23891 | 0.064348 | 0.043027 | 0.52682 | 1.6246 | 3.2611 | 5.8089
ATTIC R19 - R38_Electric Zonal |  | 67.3749 | 198.2383 | 39.6477 | 237.8859 | 171.8237 | 62.6731 | 30929.6351 | 107.3653 | 157.9635 | 0.36475 | 0.64007 | 0.035232 | 7.5052 | 5.4758 | 4.9619 | 3.9775 | 1.6388 | 0.45775 | 0.11147 | 0.093704 | 0.88917 | 3.0541 | 4.8309 | 8.7466 | 4.7707 | 3.5741 | 2.7685 | 2.3743 | 0.93276 | 0.23156 | 0.062368 | 0.041703 | 0.51061 | 1.5746 | 3.1607 | 5.6301
ATTIC R19 - R30_Electric FAF |  | 50.3788 | 169.9752 | 33.995 | 203.9702 | 147.3266 | 46.8631 | 35466.8853 | 127.4707 | 185.4914 | 0.31809 | 0.4786 | 0.026344 | 5.612 | 4.0945 | 3.7102 | 2.9741 | 1.2254 | 0.34228 | 0.083348 | 0.070066 | 0.66487 | 2.2836 | 3.6122 | 6.5402 | 3.5672 | 2.6725 | 2.0701 | 1.7753 | 0.69746 | 0.17315 | 0.046635 | 0.031183 | 0.3818 | 1.1774 | 2.3634 | 4.2098
ATTIC R19 - R30_Electric Zonal |  | 48.8205 | 169.9752 | 33.995 | 203.9702 | 147.3266 | 45.4135 | 36598.9741 | 132.4872 | 192.3598 | 0.30825 | 0.4638 | 0.025529 | 5.4384 | 3.9678 | 3.5955 | 2.8821 | 1.1875 | 0.33169 | 0.08077 | 0.067899 | 0.6443 | 2.213 | 3.5005 | 6.3379 | 3.4569 | 2.5898 | 2.0061 | 1.7204 | 0.67588 | 0.16779 | 0.045192 | 0.030219 | 0.36999 | 1.141 | 2.2903 | 4.0796
FLOOR R0 - R30_Heat Pump |  | 79.1106 | 337.5743 | 67.5149 | 405.0892 | 292.5937 | 73.5899 | 44855.9279 | 169.0752 | 242.4555 | 0.25151 | 0.75156 | 0.041368 | 8.8125 | 6.4296 | 5.8262 | 4.6703 | 1.9242 | 0.53749 | 0.13088 | 0.11003 | 1.0441 | 3.586 | 5.6723 | 10.2702 | 5.6016 | 4.1966 | 3.2508 | 2.7878 | 1.0952 | 0.27189 | 0.073232 | 0.048967 | 0.59955 | 1.8489 | 3.7113 | 6.6108
FLOOR R0 - R19_Heat Pump |  | 61.2039 | 315.4292 | 63.0858 | 378.5151 | 273.3994 | 56.9328 | 54176.1508 | 210.3748 | 299.0021 | 0.20824 | 0.58144 | 0.032005 | 6.8178 | 4.9743 | 4.5075 | 3.6132 | 1.4887 | 0.41583 | 0.10126 | 0.085122 | 0.80773 | 2.7743 | 4.3884 | 7.9455 | 4.3337 | 3.2467 | 2.5149 | 2.1568 | 0.84732 | 0.21035 | 0.056656 | 0.037884 | 0.46384 | 1.4304 | 2.8712 | 5.1144
ATTIC R19 - R49_Heat Pump |  | 42.2622 | 235.5293 | 47.1059 | 282.6352 | 204.1458 | 39.3129 | 58583.9469 | 229.9065 | 325.7446 | 0.19257 | 0.40149 | 0.0221 | 4.7078 | 3.4348 | 3.1125 | 2.495 | 1.028 | 0.28714 | 0.06992 | 0.058778 | 0.55775 | 1.9157 | 3.0303 | 5.4865 | 2.9925 | 2.2419 | 1.7366 | 1.4893 | 0.58509 | 0.14525 | 0.039121 | 0.026159 | 0.32029 | 0.98769 | 1.9826 | 3.5316
ATTIC R19 - R38_Heat Pump |  | 34.3045 | 198.2383 | 39.6477 | 237.8859 | 171.8237 | 31.9106 | 60746.5422 | 239.4894 | 338.8653 | 0.18572 | 0.32589 | 0.017938 | 3.8214 | 2.7881 | 2.5264 | 2.0252 | 0.8344 | 0.23307 | 0.056754 | 0.04771 | 0.45273 | 1.555 | 2.4597 | 4.4534 | 2.429 | 1.8198 | 1.4096 | 1.2089 | 0.47492 | 0.1179 | 0.031755 | 0.021234 | 0.25998 | 0.80172 | 1.6093 | 2.8666
ATTIC R19 - R30_Heat Pump |  | 24.8916 | 169.9752 | 33.995 | 203.9702 | 147.3266 | 23.1546 | 71782.2765 | 288.3907 | 405.8201 | 0.15717 | 0.23647 | 0.013016 | 2.7728 | 2.023 | 1.8332 | 1.4695 | 0.60545 | 0.16912 | 0.041181 | 0.034619 | 0.3285 | 1.1283 | 1.7848 | 3.2314 | 1.7625 | 1.3204 | 1.0228 | 0.87718 | 0.34461 | 0.08555 | 0.023042 | 0.015407 | 0.18864 | 0.58173 | 1.1677 | 2.08

## M_Input
Data Set Name
Measure Index Name
Costs must be denominated in the same year as 'Input Cost Reference Year' = |  | 2012
1 | 2 | 3 | 4 | 5 | 6 | 7 | 8 | 9 | 10 | 11 | 12 | 13 | 14 | 15 | 16
Input Data | [7 empty] | Periodic Replacement Costs and Savings and Replacement Period | [5 empty] | Gas Inputs |  | Retro or LO | Early Retrofit Parameters
Category Name | Measure Name | Savings (kwh/yr) | Life (yrs) | Capital Cost | Annual O&M | Shape Pointer | Non-E Val ($/yr) | Cost 1 ($) | Period 1 | Cost 2 ($) | Period 2 | Cost 3 ($) | Period 3 | Savings (therms/yr) | Shape Pointer | R or L | Savings 2 (kWh) | Remaining Life (yrs) | Salvage Value ($)
WALL R0 - R11_Electric Zonal | WALL R0 - R11 | 665.449 | 45 | 444.2906 | 0 | R-All-HVAC-ER-All-All-E | 0 | 0 | 0 | 0 | 0 | 0 | 0 | 0 |  | R
FLOOR R0 - R19_Electric Zonal | FLOOR R0 - R19 | 231.5149 | 45 | 315.4292 | 0 | R-All-HVAC-ER-All-All-E | 0 | 0 | 0 | 0 | 0 | 0 | 0 | 0 |  | R
FLOOR R0 - R30_Electric Zonal | FLOOR R0 - R30 | 301.655 | 45 | 337.5743 | 0 | R-All-HVAC-ER-All-All-E | 0 | 0 | 0 | 0 | 0 | 0 | 0 | 0 |  | R
ATTIC R0 - R19_Electric Zonal | ATTIC R0 - R19 | 172.2235 | 45 | 196.9149 | 0 | R-All-HVAC-ER-All-All-E | 0 | 0 | 0 | 0 | 0 | 0 | 0 | 0 |  | R
ATTIC R0 - R38_Electric Zonal | ATTIC R0 - R38 | 234.7013 | 45 | 262.6501 | 0 | R-All-HVAC-ER-All-All-E | 0 | 0 | 0 | 0 | 0 | 0 | 0 | 0 |  | R
ATTIC R0 - R49_Electric Zonal | ATTIC R0 - R49 | 249.1975 | 45 | 297.9388 | 0 | R-All-HVAC-ER-All-All-E | 0 | 0 | 0 | 0 | 0 | 0 | 0 | 0 |  | R
ATTIC R19 - R30_Electric Zonal | ATTIC R19 - R30 | 45.272 | 45 | 169.9752 | 0 | R-All-HVAC-ER-All-All-E | 0 | 0 | 0 | 0 | 0 | 0 | 0 | 0 |  | R
ATTIC R19 - R38_Electric Zonal | ATTIC R19 - R38 | 62.4778 | 45 | 198.2383 | 0 | R-All-HVAC-ER-All-All-E | 0 | 0 | 0 | 0 | 0 | 0 | 0 | 0 |  | R
ATTIC R19 - R49_Electric Zonal | ATTIC R19 - R49 | 76.974 | 45 | 235.5293 | 0 | R-All-HVAC-ER-All-All-E | 0 | 0 | 0 | 0 | 0 | 0 | 0 | 0 |  | R
WINDOW CL22 Prime Window Replacement of Single Pane Base_Electric Zonal | WINDOW CL22 Prime Window Replacement of Single Pane Base | 4362.4664 | 45 | 3567.2364 | 0 | R-All-HVAC-ER-All-All-E | 0 | 0 | 0 | 0 | 0 | 0 | 0 | 0 |  | R
WINDOW CL22 Prime Window Replacement of Double Pane Base_Electric Zonal | WINDOW CL22 Prime Window Replacement of Double Pane Base | 2581.7615 | 45 | 3567.2364 | 0 | R-All-HVAC-ER-All-All-E | 0 | 0 | 0 | 0 | 0 | 0 | 0 | 0 |  | R
WINDOW CL30 Prime Window Replacement of Single Pane Base_Electric Zonal | WINDOW CL30 Prime Window Replacement of Single Pane Base | 4007.8073 | 45 | 2730.3075 | 0 | R-All-HVAC-ER-All-All-E | 0 | 0 | 0 | 0 | 0 | 0 | 0 | 0 |  | R
WINDOW CL30 Prime Window Replacement of Double Pane Base_Electric Zonal | WINDOW CL30 Prime Window Replacement of Double Pane Base | 2227.1023 | 45 | 2730.3075 | 0 | R-All-HVAC-ER-All-All-E | 0 | 0 | 0 | 0 | 0 | 0 | 0 | 0 |  | R
WALL R0 - R11_Electric FAF | WALL R0 - R11 | 598.1971 | 45 | 444.2906 | 0 | R-All-HVAC-ER-All-All-E | 0 | 0 | 0 | 0 | 0 | 0 | 0 | 0 |  | R
FLOOR R0 - R19_Electric FAF | FLOOR R0 - R19 | 211.2267 | 45 | 315.4292 | 0 | R-All-HVAC-ER-All-All-E | 0 | 0 | 0 | 0 | 0 | 0 | 0 | 0 |  | R
FLOOR R0 - R30_Electric FAF | FLOOR R0 - R30 | 275.0708 | 45 | 337.5743 | 0 | R-All-HVAC-ER-All-All-E | 0 | 0 | 0 | 0 | 0 | 0 | 0 | 0 |  | R
ATTIC R0 - R19_Electric FAF | ATTIC R0 - R19 | 178.0935 | 45 | 196.9149 | 0 | R-All-HVAC-ER-All-All-E | 0 | 0 | 0 | 0 | 0 | 0 | 0 | 0 |  | R
ATTIC R0 - R38_Electric FAF | ATTIC R0 - R38 | 242.555 | 45 | 262.6501 | 0 | R-All-HVAC-ER-All-All-E | 0 | 0 | 0 | 0 | 0 | 0 | 0 | 0 |  | R
ATTIC R0 - R49_Electric FAF | ATTIC R0 - R49 | 257.5023 | 45 | 297.9388 | 0 | R-All-HVAC-ER-All-All-E | 0 | 0 | 0 | 0 | 0 | 0 | 0 | 0 |  | R
ATTIC R19 - R30_Electric FAF | ATTIC R19 - R30 | 46.7171 | 45 | 169.9752 | 0 | R-All-HVAC-ER-All-All-E | 0 | 0 | 0 | 0 | 0 | 0 | 0 | 0 |  | R
ATTIC R19 - R38_Electric FAF | ATTIC R19 - R38 | 64.4615 | 45 | 198.2383 | 0 | R-All-HVAC-ER-All-All-E | 0 | 0 | 0 | 0 | 0 | 0 | 0 | 0 |  | R
ATTIC R19 - R49_Electric FAF | ATTIC R19 - R49 | 79.4088 | 45 | 235.5293 | 0 | R-All-HVAC-ER-All-All-E | 0 | 0 | 0 | 0 | 0 | 0 | 0 | 0 |  | R
WINDOW CL22 Prime Window Replacement of Single Pane Base_Electric FAF | WINDOW CL22 Prime Window Replacement of Single Pane Base | 3912.7655 | 45 | 3567.2364 | 0 | R-All-HVAC-ER-All-All-E | 0 | 0 | 0 | 0 | 0 | 0 | 0 | 0 |  | R
WINDOW CL22 Prime Window Replacement of Double Pane Base_Electric FAF | WINDOW CL22 Prime Window Replacement of Double Pane Base | 2298.2165 | 45 | 3567.2364 | 0 | R-All-HVAC-ER-All-All-E | 0 | 0 | 0 | 0 | 0 | 0 | 0 | 0 |  | R
WINDOW CL30 Prime Window Replacement of Single Pane Base_Electric FAF | WINDOW CL30 Prime Window Replacement of Single Pane Base | 3597.6462 | 45 | 2730.3075 | 0 | R-All-HVAC-ER-All-All-E | 0 | 0 | 0 | 0 | 0 | 0 | 0 | 0 |  | R
WINDOW CL30 Prime Window Replacement of Double Pane Base_Electric FAF | WINDOW CL30 Prime Window Replacement of Double Pane Base | 1983.0972 | 45 | 2730.3075 | 0 | R-All-HVAC-ER-All-All-E | 0 | 0 | 0 | 0 | 0 | 0 | 0 | 0 |  | R
WALL R0 - R11_Heat Pump | WALL R0 - R11 | 270.934 | 45 | 444.2906 | 0 | R-All-HVAC-ER-All-All-E | 0 | 0 | 0 | 0 | 0 | 0 | 0 | 0 |  | R
FLOOR R0 - R19_Heat Pump | FLOOR R0 - R19 | 56.7554 | 45 | 315.4292 | 0 | R-All-HVAC-ER-All-All-E | 0 | 0 | 0 | 0 | 0 | 0 | 0 | 0 |  | R
FLOOR R0 - R30_Heat Pump | FLOOR R0 - R30 | 73.3606 | 45 | 337.5743 | 0 | R-All-HVAC-ER-All-All-E | 0 | 0 | 0 | 0 | 0 | 0 | 0 | 0 |  | R
ATTIC R0 - R19_Heat Pump | ATTIC R0 - R19 | 87.0509 | 45 | 196.9149 | 0 | R-All-HVAC-ER-All-All-E | 0 | 0 | 0 | 0 | 0 | 0 | 0 | 0 |  | R
ATTIC R0 - R38_Heat Pump | ATTIC R0 - R38 | 118.8621 | 45 | 262.6501 | 0 | R-All-HVAC-ER-All-All-E | 0 | 0 | 0 | 0 | 0 | 0 | 0 | 0 |  | R
ATTIC R0 - R49_Heat Pump | ATTIC R0 - R49 | 126.2413 | 45 | 297.9388 | 0 | R-All-HVAC-ER-All-All-E | 0 | 0 | 0 | 0 | 0 | 0 | 0 | 0 |  | R
ATTIC R19 - R30_Heat Pump | ATTIC R19 - R30 | 23.0824 | 45 | 169.9752 | 0 | R-All-HVAC-ER-All-All-E | 0 | 0 | 0 | 0 | 0 | 0 | 0 | 0 |  | R
ATTIC R19 - R38_Heat Pump | ATTIC R19 - R38 | 31.8111 | 45 | 198.2383 | 0 | R-All-HVAC-ER-All-All-E | 0 | 0 | 0 | 0 | 0 | 0 | 0 | 0 |  | R
ATTIC R19 - R49_Heat Pump | ATTIC R19 - R49 | 39.1904 | 45 | 235.5293 | 0 | R-All-HVAC-ER-All-All-E | 0 | 0 | 0 | 0 | 0 | 0 | 0 | 0 |  | R
WINDOW CL22 Prime Window Replacement of Single Pane Base_Heat Pump | WINDOW CL22 Prime Window Replacement of Single Pane Base | 2125.5703 | 45 | 3567.2364 | 0 | R-All-HVAC-ER-All-All-E | 0 | 0 | 0 | 0 | 0 | 0 | 0 | 0 |  | R
WINDOW CL22 Prime Window Replacement of Double Pane Base_Heat Pump | WINDOW CL22 Prime Window Replacement of Double Pane Base | 1365.8084 | 45 | 3567.2364 | 0 | R-All-HVAC-ER-All-All-E | 0 | 0 | 0 | 0 | 0 | 0 | 0 | 0 |  | R
WINDOW CL30 Prime Window Replacement of Single Pane Base_Heat Pump | WINDOW CL30 Prime Window Replacement of Single Pane Base | 1971.0089 | 45 | 2730.3075 | 0 | R-All-HVAC-ER-All-All-E | 0 | 0 | 0 | 0 | 0 | 0 | 0 | 0 |  | R
WINDOW CL30 Prime Window Replacement of Double Pane Base_Heat Pump | WINDOW CL30 Prime Window Replacement of Double Pane Base | 1211.247 | 45 | 2730.3075 | 0 | R-All-HVAC-ER-All-All-E | 0 | 0 | 0 | 0 | 0 | 0 | 0 | 0 |  | R
ProCost Results
Version: | ProCost 3.0 - Beta04
Run Time: | Wednesday, 25 March , 2015 at 5:14 PM
Regurgitation of ProData input parameters which were used for this run
| Run Parameters |  | Run Parameters |  |  | Marginal Cost & Conservation Load Shape Parameters | [9 empty] | Sponsor Parameters | [5 empty] | Program Parameters |  |  | Utility System Parameters
| Run Type | Electric | Run Type | Electric |  | Marginal Costs and Savings Shape File | Q:\SeventhPlan\Conservation Analysis\Global EE Inputs\MC Files\MC_AND_LOADSHAPE_v3.0_24segment-7P-D9 - NewSegValues.xlsx |  |  | 6P MidC Final (with carbon) | [6 empty] | Customer | Wholesale Elec | Retail Elec | Nat Gas |  | Program Life (yrs) | 20 |  |  | Electric | Gas
| Negative B/C Ratios | Off | Negative B/C Ratios | Off |  | Marginal Elec Avoided Cost Input Worksheet | 7P Mid |  |  | Conservation Load Shapes | [5 empty] | Real After-Tax Cost of Capital | 0.043096 | 0.043878 | 0.053289 | 0.054479 |  | Program Start Date | 2016 |  | Bulk System T&D Loss Factor | 0.0040389 | 0.01
| Admin Cost @ Category Level | On | Admin Cost @ Category Level | On |  | Elec Savings Shape Input Worksheet | GLSShapes |  |  | 6P_Gas_Final | [5 empty] | Financial Life (years) | 12 | 12 | 1 | 1 |  | Present Value Time Zero | 2016 |  | Bulk System T&D Credit ($/kw-yr)($/dailytherm-yr) | 26 | 0
| Repeat Periodic Replacement | On | Repeat Periodic Replacement | On |  | Marginal Gas Avoided Cost Input Worksheet | 7P Gas |  |  | Conservation Load Shapes | [6 empty] | Customer | Wholesale Elec | Retail Elec | Nat Gas |  | Input Cost Reference Year | 2012 |  | Bulk System T&D I2R Loss Component (%) | 0.9 | N/A
[6 empty] | Gas Savings Shape Input Worksheet | GLSShapes | [8 empty] | Sponsor Share of Initial Capital Cost | 0.35 | 0.195 | 0.455 | 0 |  | Real Discount Rate | 0.04 |  | Local System Dist Loss Factor | 0.047399 | 0
| Run Type: | Electric |  |  |  | Marginal Elec CO2 per kWh Input Worksheet | CO2 lbs per kWh .95 |  |  | CO2 lbs per therm | [5 empty] | Sponsor Share of Annual O&M | 1 | 0 | 0 | 0 |  | Capital Real Escalation Rate | 0 |  | Local System Dist Credit ($/kw-yr)($/dailytherm-yr) | 31 | 0
| Negative B/C Ratios: | False: (Converts Negative B/C Ratios) |  |  |  | Marginal Gas CO2 per therm Input Worksheet | CO2 lbs per therm |  |  | Zero Dollars per ton CO2 | [5 empty] | Sponsor Share of Periodic Replacement Cost | 1 | 0 | 0 | 0 |  | Admin Cost (as % of Initial Capital Cost) | 0.2 |  | Local System Dist I2R Loss Component (%) | 0.7 | N/A
| Admin Cost / Category Level: | True: Admin Costs added at Category Results |  |  |  | Marginal Avoided Cost CO2 Input Worksheet | Zero Dollars per ton CO2 |  |  | LineLossShapes | [5 empty] | Sponsor Share of Admin Cost |  | 0.3 | 0.7 | 0 |  | Regional Act Conservation Credit (%) | 0 |  | Risk-Mitigation Credit (mills/kWh)(mills/therm) - Retro. | 0 | 0
| Periodic O&M Treatment: | True: (Periodic O&M Repeats over measure life) |  |  |  | Line Loss Shape Input Worksheet | LineLossShapes | [8 empty] | Last Year of Non-Customer O&M & Period Replacement |  | 20 |  |  |  | Report Annual Carbon Saved for Year | 2018 |  | Risk-Mitigation Credit (mills/kWh)(mills/therm) - Lost Op. | 0 | 0
Measure Results; Sorted in same order as input
Total Results |  | Measure Input Data | [8 empty] | Savings | [5 empty] | PV Capital |  |  |  | PV Admin |  |  |  | PV O&M |  |  |  | PV Periodic Repl. |  |  |  | Total PV Capital, O&M and Periodic Repl Costs |  |  |  |  | PV Wholesale Electric Utility Costs & Benefits | [6 empty] | PV Retail Electric Utility Costs & Benefits | [6 empty] | PV Electric Utility System Costs & Benefits | [5 empty] | Electric Utility System Economics |  | Sponsor Levelized Cost (mills/kwh) |  |  |  |  | PV Regional Costs & Benefits | [15 empty] | TRC Economics |  | Physical CO2 | [5 empty] | Gas Inputs |  |  |  | PV Gas Utility System Costs & Benefits |  |  |  |  | Gas Utility System Economics
Category | Measure | Measure Life | Site Savings (kWh) | Site Savings (therms) | Capital Cost ($/unit) | Annual O&M Cost ($/unit) | PV Per. Repl. Cost ($/unit) | Load Shape (electric) | Diversified Load Factor (electric) | Wholesale Power Coincidence Factor (electric) | Wholesale Electric Energy (kWh) | Wholesale Electric Demand (kw) | Retail Electric Demand (kW) | Wholesale Gas Energy (therms/yr) | Wholesale Gas Demand (therms/day) | Retail Gas Demand (therms/day) | Wholesale Electric | Retail Electric | Natural Gas | Customer | Wholesale Electric | Retail Electric | Natural Gas | Customer | Wholesale Electric | Retail Electric | Natural Gas | Customer | Wholesale Electric | Retail Electric | Natural Gas | Customer | Wholesale Electric | Retail Electric | Natural Gas | Customer | Total | Wholesale Utility System Energy | Wholesale Utility System T&D Def. Cap. | Wholesale Utility System Act C-E Credit | Wholesale Utility System Risk Mitigation Benefit | Wholesale Utility System Total System Benefit | Wholesale Utility System Total Non-Consumer Cost | Wholesale Utility System B/C Ratio | Retail Utility System Energy | Retail Utility System T&D Def. Cap. | Retail Utility System Act C-E Credit | Retail Utility System Risk Mitigation Benefit | Retail Utility System Total System Benefit | Retail Utility System Total Non-Consumer Cost | Retail Utility System System B/C Ratio | Utility System Energy | Utility System T&D Def. Cap. | Utility System Act C-E Credit | Utility System Total Risk Mitigation Benefit | Utility System Total System Benefit | Utility System Total Non-Consumer Cost | Utility System Net Levelized Cost (Net of Elec T&D Capacity Benefits, Act Credit & Risk-Mitigation Benefit) in mills/kwh | Utility System System B/C Ratio | Wholesale Electric Levelized Cost | Retail Electric Levelized Cost | Natural Gas Levelized Cost | Customer Levelized Cost | Total Levelized Cost | PV Regional Electric Energy | PV Regional Gas Energy | PV Regional Electric T&D Def. Cap. | PV Regional Gas T&D Def. Cap. | PV Regional Electric System CO2 | PV Regional Gas System CO2 | PV Regional Electric System Risk-Mitigation Benefit | PV Regional Gas System Risk-Mitigation Benefit | PV Regional Non-E Value | PV Regional Act Credit | PV Regional Capital Cost | PV Regional Admin Cost | PV Regional Annual O&M Cost | PV Regional Periodic Replacement Cost | PV Total Regional Benefit | PV Total Regional Cost | TRC B/C Ratio | TRC Net Levelized Cost (Net of All Benefits) in mills/kWh | Electric System CO2 Avoided (Lifetime Tons) | Gas System CO2 Avoided (Lifetime Tons) | Total System CO2 Avoided (Lifetime Tons) | Electric System CO2 Avoided (Annual Tons in 2018) | Gas System CO2 Avoided (Annual Tons in 2018) | Total System CO2 Avoided (Annual Tons in 2018) | Gas Site Savings (therms) | Load Shape (gas) | Diversitfied Load Factor (gas) | Wholesale Coincidence Factor (gas) | Total Gas Utility System Energy | Gas Utility System T&D Def. Cap. | Gas Utility System Risk Mitigation Benefit | Gas Utility System Total System Benefit | Gas Utility System Total Non-Consumer Cost | Gas Utility System Net Levelized Cost (Net of Gas T&D Capacity Benefits & Risk-Mitigation Benefits) in cents/therm | Gas Utility System System B/C Ratio
WALL R0 - R11_Electric Zonal | WALL R0 - R11 | 45 | 665.449 | 0 | 444.2906 | 0 | 0 | R-All-HVAC-ER-All-All-E |  |  | 717.6074 | 0.37525 | 0.37254 | 0 | 0 | 0 | 58.1113 | 134.2864 | 0 | 103.8346 | (na) | (na) | (na) | (na) | 0 | 0 | 0 | 0 | 0 | 0 | 0 | 0 | 58.1113 | 134.2864 | 0 | 103.8346 | 296.2323 | 377.9832 | 132.5942 | 0 | 0 | 510.5773 | 58.1113 | 8.7862 | 377.9832 | 156.952 | 0 | 0 | 534.9352 | 134.2864 | 3.9835 | 377.9832 | 289.5462 | 0 | 0 | 667.5293 | 192.3977 | -9.9614 | 3.4695 | 5.9586 | 13.7694 | 0 | 10.6469 | 30.375 | 377.9832 | 0 | 289.5462 | 0 | 0 | 0 | 0 | 0 | 0 | 0 | 296.2323 |  | 0 | 0 | 667.5293 | 296.2323 | 2.2534 | 0.68558 | 6.8173 | 0 | 6.8173 | 0.34086 | 0 | 0.34086 | 0 |  | 0 | 0 | 0 | 0 | 0 | 0 | 0 | 9999 | 9999
FLOOR R0 - R19_Electric Zonal | FLOOR R0 - R19 | 45 | 231.5149 | 0 | 315.4292 | 0 | 0 | R-All-HVAC-ER-All-All-E |  |  | 249.6612 | 0.13055 | 0.12961 | 0 | 0 | 0 | 41.2568 | 95.3382 | 0 | 73.7185 | (na) | (na) | (na) | (na) | 0 | 0 | 0 | 0 | 0 | 0 | 0 | 0 | 41.2568 | 95.3382 | 0 | 73.7185 | 210.3135 | 131.5033 | 46.1306 | 0 | 0 | 177.6339 | 41.2568 | 4.3056 | 131.5033 | 54.6048 | 0 | 0 | 186.1081 | 95.3382 | 1.9521 | 131.5033 | 100.7354 | 0 | 0 | 232.2387 | 136.595 | 10.5688 | 1.7002 | 12.1595 | 28.0987 | 0 | 21.7268 | 61.9849 | 131.5033 | 0 | 100.7354 | 0 | 0 | 0 | 0 | 0 | 0 | 0 | 210.3135 |  | 0 | 0 | 232.2387 | 210.3135 | 1.1042 | 32.2956 | 2.3718 | 0 | 2.3718 | 0.11859 | 0 | 0.11859 | 0 |  | 0 | 0 | 0 | 0 | 0 | 0 | 0 | 9999 | 9999
FLOOR R0 - R30_Electric Zonal | FLOOR R0 - R30 | 45 | 301.655 | 0 | 337.5743 | 0 | 0 | R-All-HVAC-ER-All-All-E |  |  | 325.299 | 0.1701 | 0.16888 | 0 | 0 | 0 | 44.1533 | 102.0315 | 0 | 78.894 | (na) | (na) | (na) | (na) | 0 | 0 | 0 | 0 | 0 | 0 | 0 | 0 | 44.1533 | 102.0315 | 0 | 78.894 | 225.0788 | 171.3438 | 60.1063 | 0 | 0 | 231.4501 | 44.1533 | 5.242 | 171.3438 | 71.148 | 0 | 0 | 242.4917 | 102.0315 | 2.3766 | 171.3438 | 131.2543 | 0 | 0 | 302.5981 | 146.1848 | 3.3772 | 2.07 | 9.9874 | 23.0793 | 0 | 17.8456 | 50.9122 | 171.3438 | 0 | 131.2543 | 0 | 0 | 0 | 0 | 0 | 0 | 0 | 225.0788 |  | 0 | 0 | 302.5981 | 225.0788 | 1.3444 | 21.2228 | 3.0904 | 0 | 3.0904 | 0.15452 | 0 | 0.15452 | 0 |  | 0 | 0 | 0 | 0 | 0 | 0 | 0 | 9999 | 9999
ATTIC R0 - R19_Electric Zonal | ATTIC R0 - R19 | 45 | 172.2235 | 0 | 196.9149 | 0 | 0 | R-All-HVAC-ER-All-All-E |  |  | 185.7225 | 0.097118 | 0.096417 | 0 | 0 | 0 | 25.7556 | 59.5173 | 0 | 46.0207 | (na) | (na) | (na) | (na) | 0 | 0 | 0 | 0 | 0 | 0 | 0 | 0 | 25.7556 | 59.5173 | 0 | 46.0207 | 131.2937 | 97.825 | 34.3164 | 0 | 0 | 132.1415 | 25.7556 | 5.1306 | 97.825 | 40.6204 | 0 | 0 | 138.4455 | 59.5173 | 2.3261 | 97.825 | 74.9369 | 0 | 0 | 172.7619 | 85.273 | 4.0951 | 2.026 | 10.2042 | 23.5803 | 0 | 18.233 | 52.0175 | 97.825 | 0 | 74.9369 | 0 | 0 | 0 | 0 | 0 | 0 | 0 | 131.2937 |  | 0 | 0 | 172.7619 | 131.2937 | 1.3158 | 22.3281 | 1.7644 | 0 | 1.7644 | 0.088218 | 0 | 0.088218 | 0 |  | 0 | 0 | 0 | 0 | 0 | 0 | 0 | 9999 | 9999
ATTIC R0 - R38_Electric Zonal | ATTIC R0 - R38 | 45 | 234.7013 | 0 | 262.6501 | 0 | 0 | R-All-HVAC-ER-All-All-E |  |  | 253.0974 | 0.13235 | 0.13139 | 0 | 0 | 0 | 34.3535 | 79.3857 | 0 | 61.3836 | (na) | (na) | (na) | (na) | 0 | 0 | 0 | 0 | 0 | 0 | 0 | 0 | 34.3535 | 79.3857 | 0 | 61.3836 | 175.1229 | 133.3132 | 46.7655 | 0 | 0 | 180.0787 | 34.3535 | 5.2419 | 133.3132 | 55.3564 | 0 | 0 | 188.6696 | 79.3857 | 2.3766 | 133.3132 | 102.1218 | 0 | 0 | 235.435 | 113.7392 | 3.3775 | 2.07 | 9.9874 | 23.0794 | 0 | 17.8458 | 50.9126 | 133.3132 | 0 | 102.1218 | 0 | 0 | 0 | 0 | 0 | 0 | 0 | 175.1229 |  | 0 | 0 | 235.435 | 175.1229 | 1.3444 | 21.2232 | 2.4044 | 0 | 2.4044 | 0.12022 | 0 | 0.12022 | 0 |  | 0 | 0 | 0 | 0 | 0 | 0 | 0 | 9999 | 9999
ATTIC R0 - R49_Electric Zonal | ATTIC R0 - R49 | 45 | 249.1975 | 0 | 297.9388 | 0 | 0 | R-All-HVAC-ER-All-All-E |  |  | 268.7298 | 0.14052 | 0.13951 | 0 | 0 | 0 | 38.9691 | 90.0517 | 0 | 69.6309 | (na) | (na) | (na) | (na) | 0 | 0 | 0 | 0 | 0 | 0 | 0 | 0 | 38.9691 | 90.0517 | 0 | 69.6309 | 198.6518 | 141.5472 | 49.6539 | 0 | 0 | 191.2012 | 38.9691 | 4.9065 | 141.5472 | 58.7754 | 0 | 0 | 200.3227 | 90.0517 | 2.2245 | 141.5472 | 108.4293 | 0 | 0 | 249.9766 | 129.0209 | 5.6382 | 1.9375 | 10.6703 | 24.6573 | 0 | 19.0659 | 54.3935 | 141.5472 | 0 | 108.4293 | 0 | 0 | 0 | 0 | 0 | 0 | 0 | 198.6518 |  | 0 | 0 | 249.9766 | 198.6518 | 1.2584 | 24.7041 | 2.5529 | 0 | 2.5529 | 0.12765 | 0 | 0.12765 | 0 |  | 0 | 0 | 0 | 0 | 0 | 0 | 0 | 9999 | 9999
ATTIC R19 - R30_Electric Zonal | ATTIC R19 - R30 | 45 | 45.272 | 0 | 169.9752 | 0 | 0 | R-All-HVAC-ER-All-All-E |  |  | 48.8205 | 0.025529 | 0.025345 | 0 | 0 | 0 | 22.232 | 51.3748 | 0 | 39.7247 | (na) | (na) | (na) | (na) | 0 | 0 | 0 | 0 | 0 | 0 | 0 | 0 | 22.232 | 51.3748 | 0 | 39.7247 | 113.3315 | 25.7151 | 9.0207 | 0 | 0 | 34.7357 | 22.232 | 1.5624 | 25.7151 | 10.6778 | 0 | 0 | 36.3929 | 51.3748 | 0.70838 | 25.7151 | 19.6985 | 0 | 0 | 45.4135 | 73.6069 | 81.2502 | 0.61697 | 33.5079 | 77.4317 | 0 | 59.8727 | 170.8122 | 25.7151 | 0 | 19.6985 | 0 | 0 | 0 | 0 | 0 | 0 | 0 | 113.3315 |  | 0 | 0 | 45.4135 | 113.3315 | 0.40071 | 141.1228 | 0.4638 | 0 | 0.4638 | 0.02319 | 0 | 0.02319 | 0 |  | 0 | 0 | 0 | 0 | 0 | 0 | 0 | 9999 | 9999
ATTIC R19 - R38_Electric Zonal | ATTIC R19 - R38 | 45 | 62.4778 | 0 | 198.2383 | 0 | 0 | R-All-HVAC-ER-All-All-E |  |  | 67.3749 | 0.035232 | 0.034977 | 0 | 0 | 0 | 25.9287 | 59.9173 | 0 | 46.33 | (na) | (na) | (na) | (na) | 0 | 0 | 0 | 0 | 0 | 0 | 0 | 0 | 25.9287 | 59.9173 | 0 | 46.33 | 132.176 | 35.4882 | 12.449 | 0 | 0 | 47.9372 | 25.9287 | 1.8488 | 35.4882 | 14.7359 | 0 | 0 | 50.2241 | 59.9173 | 0.83822 | 35.4882 | 27.185 | 0 | 0 | 62.6731 | 85.846 | 64.0652 | 0.73006 | 28.3174 | 65.4372 | 0 | 50.5981 | 144.3527 | 35.4882 | 0 | 27.185 | 0 | 0 | 0 | 0 | 0 | 0 | 0 | 132.176 |  | 0 | 0 | 62.6731 | 132.176 | 0.47416 | 114.6633 | 0.64007 | 0 | 0.64007 | 0.032003 | 0 | 0.032003 | 0 |  | 0 | 0 | 0 | 0 | 0 | 0 | 0 | 9999 | 9999
ATTIC R19 - R49_Electric Zonal | ATTIC R19 - R49 | 45 | 76.974 | 0 | 235.5293 | 0 | 0 | R-All-HVAC-ER-All-All-E |  |  | 83.0073 | 0.043406 | 0.043093 | 0 | 0 | 0 | 30.8062 | 71.1885 | 0 | 55.0452 | (na) | (na) | (na) | (na) | 0 | 0 | 0 | 0 | 0 | 0 | 0 | 0 | 30.8062 | 71.1885 | 0 | 55.0452 | 157.04 | 43.7222 | 15.3375 | 0 | 0 | 59.0597 | 30.8062 | 1.9171 | 43.7222 | 18.155 | 0 | 0 | 61.8772 | 71.1885 | 0.8692 | 43.7222 | 33.4925 | 0 | 0 | 77.2147 | 101.9947 | 60.7237 | 0.75705 | 27.3081 | 63.105 | 0 | 48.7948 | 139.2079 | 43.7222 | 0 | 33.4925 | 0 | 0 | 0 | 0 | 0 | 0 | 0 | 157.04 |  | 0 | 0 | 77.2147 | 157.04 | 0.49169 | 109.5185 | 0.78857 | 0 | 0.78857 | 0.039428 | 0 | 0.039428 | 0 |  | 0 | 0 | 0 | 0 | 0 | 0 | 0 | 9999 | 9999
WINDOW CL22 Prime Window Replacement of Single Pane Base_Electric Zonal | WINDOW CL22 Prime Window Replacement of Single Pane Base | 45 | 4362.4664 | 0 | 3567.2364 | 0 | 0 | R-All-HVAC-ER-All-All-E |  |  | 4704.3999 | 2.46 | 2.4423 | 0 | 0 | 0 | 466.5793 | 1078.1937 | 0 | 833.6941 | (na) | (na) | (na) | (na) | 0 | 0 | 0 | 0 | 0 | 0 | 0 | 0 | 466.5793 | 1078.1937 | 0 | 833.6941 | 2378.4671 | 2477.9344 | 869.2441 | 0 | 0 | 3347.1785 | 466.5793 | 7.1739 | 2477.9344 | 1028.9262 | 0 | 0 | 3506.8606 | 1078.1937 | 3.2525 | 2477.9344 | 1898.1703 | 0 | 0 | 4376.1047 | 1544.773 | -5.5275 | 2.8328 | 7.2978 | 16.8641 | 0 | 13.0399 | 37.2017 | 2477.9344 | 0 | 1898.1703 | 0 | 0 | 0 | 0 | 0 | 0 | 0 | 2378.4671 |  | 0 | 0 | 4376.1047 | 2378.4671 | 1.8399 | 7.5123 | 44.6921 | 0 | 44.6921 | 2.2346 | 0 | 2.2346 | 0 |  | 0 | 0 | 0 | 0 | 0 | 0 | 0 | 9999 | 9999
WINDOW CL22 Prime Window Replacement of Double Pane Base_Electric Zonal | WINDOW CL22 Prime Window Replacement of Double Pane Base | 45 | 2581.7615 | 0 | 3567.2364 | 0 | 0 | R-All-HVAC-ER-All-All-E |  |  | 2784.1219 | 1.4559 | 1.4454 | 0 | 0 | 0 | 466.5793 | 1078.1937 | 0 | 833.6941 | (na) | (na) | (na) | (na) | 0 | 0 | 0 | 0 | 0 | 0 | 0 | 0 | 466.5793 | 1078.1937 | 0 | 833.6941 | 2378.4671 | 1466.4722 | 514.4294 | 0 | 0 | 1980.9016 | 466.5793 | 4.2456 | 1466.4722 | 608.9312 | 0 | 0 | 2075.4034 | 1078.1937 | 1.9249 | 1466.4722 | 1123.3606 | 0 | 0 | 2589.8328 | 1544.773 | 11.1375 | 1.6765 | 12.3313 | 28.4957 | 0 | 22.0338 | 62.8607 | 1466.4722 | 0 | 1123.3606 | 0 | 0 | 0 | 0 | 0 | 0 | 0 | 2378.4671 |  | 0 | 0 | 2589.8328 | 2378.4671 | 1.0889 | 33.1713 | 26.4493 | 0 | 26.4493 | 1.3225 | 0 | 1.3225 | 0 |  | 0 | 0 | 0 | 0 | 0 | 0 | 0 | 9999 | 9999
WINDOW CL30 Prime Window Replacement of Single Pane Base_Electric Zonal | WINDOW CL30 Prime Window Replacement of Single Pane Base | 45 | 4007.8073 | 0 | 2730.3075 | 0 | 0 | R-All-HVAC-ER-All-All-E |  |  | 4321.9423 | 2.26 | 2.2437 | 0 | 0 | 0 | 357.1126 | 825.2328 | 0 | 638.0966 | (na) | (na) | (na) | (na) | 0 | 0 | 0 | 0 | 0 | 0 | 0 | 0 | 357.1126 | 825.2328 | 0 | 638.0966 | 1820.4419 | 2276.4837 | 798.5765 | 0 | 0 | 3075.0601 | 357.1126 | 8.6109 | 2276.4837 | 945.2767 | 0 | 0 | 3221.7603 | 825.2328 | 3.9041 | 2276.4837 | 1743.8531 | 0 | 0 | 4020.3368 | 1182.3454 | -9.5598 | 3.4003 | 6.0799 | 14.0497 | 0 | 10.8637 | 30.9933 | 2276.4837 | 0 | 1743.8531 | 0 | 0 | 0 | 0 | 0 | 0 | 0 | 1820.4419 |  | 0 | 0 | 4020.3368 | 1820.4419 | 2.2084 | 1.3039 | 41.0587 | 0 | 41.0587 | 2.0529 | 0 | 2.0529 | 0 |  | 0 | 0 | 0 | 0 | 0 | 0 | 0 | 9999 | 9999
WINDOW CL30 Prime Window Replacement of Double Pane Base_Electric Zonal | WINDOW CL30 Prime Window Replacement of Double Pane Base | 45 | 2227.1023 | 0 | 2730.3075 | 0 | 0 | R-All-HVAC-ER-All-All-E |  |  | 2401.6643 | 1.2559 | 1.2468 | 0 | 0 | 0 | 357.1126 | 825.2328 | 0 | 638.0966 | (na) | (na) | (na) | (na) | 0 | 0 | 0 | 0 | 0 | 0 | 0 | 0 | 357.1126 | 825.2328 | 0 | 638.0966 | 1820.4419 | 1265.0214 | 443.7617 | 0 | 0 | 1708.7832 | 357.1126 | 4.785 | 1265.0214 | 525.2817 | 0 | 0 | 1790.3031 | 825.2328 | 2.1695 | 1265.0214 | 969.0435 | 0 | 0 | 2234.0649 | 1182.3454 | 6.5351 | 1.8895 | 10.9411 | 25.2833 | 0 | 19.5499 | 55.7744 | 1265.0214 | 0 | 969.0435 | 0 | 0 | 0 | 0 | 0 | 0 | 0 | 1820.4419 |  | 0 | 0 | 2234.0649 | 1820.4419 | 1.2272 | 26.085 | 22.816 | 0 | 22.816 | 1.1408 | 0 | 1.1408 | 0 |  | 0 | 0 | 0 | 0 | 0 | 0 | 0 | 9999 | 9999
WALL R0 - R11_Electric FAF | WALL R0 - R11 | 45 | 598.1971 | 0 | 444.2906 | 0 | 0 | R-All-HVAC-ER-All-All-E |  |  | 645.0842 | 0.33733 | 0.33489 | 0 | 0 | 0 | 58.1113 | 134.2864 | 0 | 103.8346 | (na) | (na) | (na) | (na) | 0 | 0 | 0 | 0 | 0 | 0 | 0 | 0 | 58.1113 | 134.2864 | 0 | 103.8346 | 296.2323 | 339.7833 | 119.1939 | 0 | 0 | 458.9772 | 58.1113 | 7.8982 | 339.7833 | 141.0901 | 0 | 0 | 480.8733 | 134.2864 | 3.581 | 339.7833 | 260.2839 | 0 | 0 | 600.0672 | 192.3977 | -7.7435 | 3.1189 | 6.6285 | 15.3174 | 0 | 11.8439 | 33.7898 | 339.7833 | 0 | 260.2839 | 0 | 0 | 0 | 0 | 0 | 0 | 0 | 296.2323 |  | 0 | 0 | 600.0672 | 296.2323 | 2.0257 | 4.1005 | 6.1283 | 0 | 6.1283 | 0.30642 | 0 | 0.30642 | 0 |  | 0 | 0 | 0 | 0 | 0 | 0 | 0 | 9999 | 9999
FLOOR R0 - R19_Electric FAF | FLOOR R0 - R19 | 45 | 211.2267 | 0 | 315.4292 | 0 | 0 | R-All-HVAC-ER-All-All-E |  |  | 227.7828 | 0.11911 | 0.11825 | 0 | 0 | 0 | 41.2568 | 95.3382 | 0 | 73.7185 | (na) | (na) | (na) | (na) | 0 | 0 | 0 | 0 | 0 | 0 | 0 | 0 | 41.2568 | 95.3382 | 0 | 73.7185 | 210.3135 | 119.9794 | 42.088 | 0 | 0 | 162.0674 | 41.2568 | 3.9283 | 119.9794 | 49.8197 | 0 | 0 | 169.7991 | 95.3382 | 1.781 | 119.9794 | 91.9077 | 0 | 0 | 211.8871 | 136.595 | 14.4355 | 1.5512 | 13.3274 | 30.7975 | 0 | 23.8136 | 67.9386 | 119.9794 | 0 | 91.9077 | 0 | 0 | 0 | 0 | 0 | 0 | 0 | 210.3135 |  | 0 | 0 | 211.8871 | 210.3135 | 1.0075 | 38.2492 | 2.164 | 0 | 2.164 | 0.1082 | 0 | 0.1082 | 0 |  | 0 | 0 | 0 | 0 | 0 | 0 | 0 | 9999 | 9999
FLOOR R0 - R30_Electric FAF | FLOOR R0 - R30 | 45 | 275.0708 | 0 | 337.5743 | 0 | 0 | R-All-HVAC-ER-All-All-E |  |  | 296.6311 | 0.15511 | 0.15399 | 0 | 0 | 0 | 44.1533 | 102.0315 | 0 | 78.894 | (na) | (na) | (na) | (na) | 0 | 0 | 0 | 0 | 0 | 0 | 0 | 0 | 44.1533 | 102.0315 | 0 | 78.894 | 225.0788 | 156.2436 | 54.8093 | 0 | 0 | 211.0529 | 44.1533 | 4.78 | 156.2436 | 64.8779 | 0 | 0 | 221.1215 | 102.0315 | 2.1672 | 156.2436 | 119.6872 | 0 | 0 | 275.9308 | 146.1848 | 6.5729 | 1.8875 | 10.9526 | 25.3097 | 0 | 19.5703 | 55.8326 | 156.2436 | 0 | 119.6872 | 0 | 0 | 0 | 0 | 0 | 0 | 0 | 225.0788 |  | 0 | 0 | 275.9308 | 225.0788 | 1.2259 | 26.1433 | 2.818 | 0 | 2.818 | 0.1409 | 0 | 0.1409 | 0 |  | 0 | 0 | 0 | 0 | 0 | 0 | 0 | 9999 | 9999
ATTIC R0 - R19_Electric FAF | ATTIC R0 - R19 | 45 | 178.0935 | 0 | 196.9149 | 0 | 0 | R-All-HVAC-ER-All-All-E |  |  | 192.0526 | 0.10043 | 0.099703 | 0 | 0 | 0 | 25.7556 | 59.5173 | 0 | 46.0207 | (na) | (na) | (na) | (na) | 0 | 0 | 0 | 0 | 0 | 0 | 0 | 0 | 25.7556 | 59.5173 | 0 | 46.0207 | 131.2937 | 101.1593 | 35.4861 | 0 | 0 | 136.6453 | 25.7556 | 5.3055 | 101.1593 | 42.0049 | 0 | 0 | 143.1642 | 59.5173 | 2.4054 | 101.1593 | 77.491 | 0 | 0 | 178.6503 | 85.273 | 2.9815 | 2.095 | 9.8678 | 22.8031 | 0 | 17.6321 | 50.303 | 101.1593 | 0 | 77.491 | 0 | 0 | 0 | 0 | 0 | 0 | 0 | 131.2937 |  | 0 | 0 | 178.6503 | 131.2937 | 1.3607 | 20.6136 | 1.8245 | 0 | 1.8245 | 0.091225 | 0 | 0.091225 | 0 |  | 0 | 0 | 0 | 0 | 0 | 0 | 0 | 9999 | 9999
ATTIC R0 - R38_Electric FAF | ATTIC R0 - R38 | 45 | 242.555 | 0 | 262.6501 | 0 | 0 | R-All-HVAC-ER-All-All-E |  |  | 261.5667 | 0.13678 | 0.13579 | 0 | 0 | 0 | 34.3535 | 79.3857 | 0 | 61.3836 | (na) | (na) | (na) | (na) | 0 | 0 | 0 | 0 | 0 | 0 | 0 | 0 | 34.3535 | 79.3857 | 0 | 61.3836 | 175.1229 | 137.7742 | 48.3303 | 0 | 0 | 186.1046 | 34.3535 | 5.4173 | 137.7742 | 57.2087 | 0 | 0 | 194.983 | 79.3857 | 2.4561 | 137.7742 | 105.5391 | 0 | 0 | 243.3133 | 113.7392 | 2.3068 | 2.1392 | 9.664 | 22.3321 | 0 | 17.2679 | 49.2641 | 137.7742 | 0 | 105.5391 | 0 | 0 | 0 | 0 | 0 | 0 | 0 | 175.1229 |  | 0 | 0 | 243.3133 | 175.1229 | 1.3894 | 19.5747 | 2.4849 | 0 | 2.4849 | 0.12424 | 0 | 0.12424 | 0 |  | 0 | 0 | 0 | 0 | 0 | 0 | 0 | 9999 | 9999
ATTIC R0 - R49_Electric FAF | ATTIC R0 - R49 | 45 | 257.5023 | 0 | 297.9388 | 0 | 0 | R-All-HVAC-ER-All-All-E |  |  | 277.6855 | 0.14521 | 0.14416 | 0 | 0 | 0 | 38.9691 | 90.0517 | 0 | 69.6309 | (na) | (na) | (na) | (na) | 0 | 0 | 0 | 0 | 0 | 0 | 0 | 0 | 38.9691 | 90.0517 | 0 | 69.6309 | 198.6518 | 146.2645 | 51.3087 | 0 | 0 | 197.5731 | 38.9691 | 5.07 | 146.2645 | 60.7342 | 0 | 0 | 206.9986 | 90.0517 | 2.2987 | 146.2645 | 112.0429 | 0 | 0 | 258.3073 | 129.0209 | 4.4989 | 2.0021 | 10.3261 | 23.8621 | 0 | 18.451 | 52.6392 | 146.2645 | 0 | 112.0429 | 0 | 0 | 0 | 0 | 0 | 0 | 0 | 198.6518 |  | 0 | 0 | 258.3073 | 198.6518 | 1.3003 | 22.9498 | 2.638 | 0 | 2.638 | 0.1319 | 0 | 0.1319 | 0 |  | 0 | 0 | 0 | 0 | 0 | 0 | 0 | 9999 | 9999
ATTIC R19 - R30_Electric FAF | ATTIC R19 - R30 | 45 | 46.7171 | 0 | 169.9752 | 0 | 0 | R-All-HVAC-ER-All-All-E |  |  | 50.3788 | 0.026344 | 0.026154 | 0 | 0 | 0 | 22.232 | 51.3748 | 0 | 39.7247 | (na) | (na) | (na) | (na) | 0 | 0 | 0 | 0 | 0 | 0 | 0 | 0 | 22.232 | 51.3748 | 0 | 39.7247 | 113.3315 | 26.5359 | 9.3086 | 0 | 0 | 35.8445 | 22.232 | 1.6123 | 26.5359 | 11.0186 | 0 | 0 | 37.5545 | 51.3748 | 0.73099 | 26.5359 | 20.3273 | 0 | 0 | 46.8631 | 73.6069 | 77.8186 | 0.63667 | 32.4714 | 75.0365 | 0 | 58.0207 | 165.5286 | 26.5359 | 0 | 20.3273 | 0 | 0 | 0 | 0 | 0 | 0 | 0 | 113.3315 |  | 0 | 0 | 46.8631 | 113.3315 | 0.4135 | 135.8392 | 0.4786 | 0 | 0.4786 | 0.02393 | 0 | 0.02393 | 0 |  | 0 | 0 | 0 | 0 | 0 | 0 | 0 | 9999 | 9999
ATTIC R19 - R38_Electric FAF | ATTIC R19 - R38 | 45 | 64.4615 | 0 | 198.2383 | 0 | 0 | R-All-HVAC-ER-All-All-E |  |  | 69.5141 | 0.03635 | 0.036088 | 0 | 0 | 0 | 25.9287 | 59.9173 | 0 | 46.33 | (na) | (na) | (na) | (na) | 0 | 0 | 0 | 0 | 0 | 0 | 0 | 0 | 25.9287 | 59.9173 | 0 | 46.33 | 132.176 | 36.6149 | 12.8443 | 0 | 0 | 49.4592 | 25.9287 | 1.9075 | 36.6149 | 15.2038 | 0 | 0 | 51.8187 | 59.9173 | 0.86484 | 36.6149 | 28.0481 | 0 | 0 | 64.663 | 85.846 | 61.18 | 0.75324 | 27.446 | 63.4235 | 0 | 49.0411 | 139.9105 | 36.6149 | 0 | 28.0481 | 0 | 0 | 0 | 0 | 0 | 0 | 0 | 132.176 |  | 0 | 0 | 64.663 | 132.176 | 0.48922 | 110.2211 | 0.66039 | 0 | 0.66039 | 0.033019 | 0 | 0.033019 | 0 |  | 0 | 0 | 0 | 0 | 0 | 0 | 0 | 9999 | 9999
ATTIC R19 - R49_Electric FAF | ATTIC R19 - R49 | 45 | 79.4088 | 0 | 235.5293 | 0 | 0 | R-All-HVAC-ER-All-All-E |  |  | 85.6329 | 0.044779 | 0.044456 | 0 | 0 | 0 | 30.8062 | 71.1885 | 0 | 55.0452 | (na) | (na) | (na) | (na) | 0 | 0 | 0 | 0 | 0 | 0 | 0 | 0 | 30.8062 | 71.1885 | 0 | 55.0452 | 157.04 | 45.1052 | 15.8226 | 0 | 0 | 60.9278 | 30.8062 | 1.9778 | 45.1052 | 18.7293 | 0 | 0 | 63.8344 | 71.1885 | 0.8967 | 45.1052 | 34.5519 | 0 | 0 | 79.657 | 101.9947 | 57.9516 | 0.78099 | 26.4709 | 61.1701 | 0 | 47.2987 | 134.9397 | 45.1052 | 0 | 34.5519 | 0 | 0 | 0 | 0 | 0 | 0 | 0 | 157.04 |  | 0 | 0 | 79.657 | 157.04 | 0.50724 | 105.2503 | 0.81352 | 0 | 0.81352 | 0.040676 | 0 | 0.040676 | 0 |  | 0 | 0 | 0 | 0 | 0 | 0 | 0 | 9999 | 9999
WINDOW CL22 Prime Window Replacement of Single Pane Base_Electric FAF | WINDOW CL22 Prime Window Replacement of Single Pane Base | 45 | 3912.7655 | 0 | 3567.2364 | 0 | 0 | R-All-HVAC-ER-All-All-E |  |  | 4219.4511 | 2.2064 | 2.1905 | 0 | 0 | 0 | 466.5793 | 1078.1937 | 0 | 833.6941 | (na) | (na) | (na) | (na) | 0 | 0 | 0 | 0 | 0 | 0 | 0 | 0 | 466.5793 | 1078.1937 | 0 | 833.6941 | 2378.4671 | 2222.4988 | 779.6389 | 0 | 0 | 3002.1377 | 466.5793 | 6.4344 | 2222.4988 | 922.8602 | 0 | 0 | 3145.359 | 1078.1937 | 2.9172 | 2222.4988 | 1702.4991 | 0 | 0 | 3924.9979 | 1544.773 | -2.7505 | 2.5408 | 8.1365 | 18.8023 | 0 | 14.5385 | 41.4774 | 2222.4988 | 0 | 1702.4991 | 0 | 0 | 0 | 0 | 0 | 0 | 0 | 2378.4671 |  | 0 | 0 | 3924.9979 | 2378.4671 | 1.6502 | 11.788 | 40.085 | 0 | 40.085 | 2.0042 | 0 | 2.0042 | 0 |  | 0 | 0 | 0 | 0 | 0 | 0 | 0 | 9999 | 9999
WINDOW CL22 Prime Window Replacement of Double Pane Base_Electric FAF | WINDOW CL22 Prime Window Replacement of Double Pane Base | 45 | 2298.2165 | 0 | 3567.2364 | 0 | 0 | R-All-HVAC-ER-All-All-E |  |  | 2478.3525 | 1.296 | 1.2866 | 0 | 0 | 0 | 466.5793 | 1078.1937 | 0 | 833.6941 | (na) | (na) | (na) | (na) | 0 | 0 | 0 | 0 | 0 | 0 | 0 | 0 | 466.5793 | 1078.1937 | 0 | 833.6941 | 2378.4671 | 1305.4152 | 457.9316 | 0 | 0 | 1763.3468 | 466.5793 | 3.7793 | 1305.4152 | 542.0546 | 0 | 0 | 1847.4698 | 1078.1937 | 1.7135 | 1305.4152 | 999.9862 | 0 | 0 | 2305.4014 | 1544.773 | 16.1746 | 1.4924 | 13.8526 | 32.0113 | 0 | 24.7522 | 70.6162 | 1305.4152 | 0 | 999.9862 | 0 | 0 | 0 | 0 | 0 | 0 | 0 | 2378.4671 |  | 0 | 0 | 2305.4014 | 2378.4671 | 0.96928 | 40.9268 | 23.5445 | 0 | 23.5445 | 1.1772 | 0 | 1.1772 | 0 |  | 0 | 0 | 0 | 0 | 0 | 0 | 0 | 9999 | 9999
WINDOW CL30 Prime Window Replacement of Single Pane Base_Electric FAF | WINDOW CL30 Prime Window Replacement of Single Pane Base | 45 | 3597.6462 | 0 | 2730.3075 | 0 | 0 | R-All-HVAC-ER-All-All-E |  |  | 3879.6325 | 2.0287 | 2.0141 | 0 | 0 | 0 | 357.1126 | 825.2328 | 0 | 638.0966 | (na) | (na) | (na) | (na) | 0 | 0 | 0 | 0 | 0 | 0 | 0 | 0 | 357.1126 | 825.2328 | 0 | 638.0966 | 1820.4419 | 2043.5071 | 716.8497 | 0 | 0 | 2760.3569 | 357.1126 | 7.7297 | 2043.5071 | 848.5366 | 0 | 0 | 2892.0437 | 825.2328 | 3.5045 | 2043.5071 | 1565.3863 | 0 | 0 | 3608.8934 | 1182.3454 | -7.2648 | 3.0523 | 6.7731 | 15.6515 | 0 | 12.1022 | 34.5268 | 2043.5071 | 0 | 1565.3863 | 0 | 0 | 0 | 0 | 0 | 0 | 0 | 1820.4419 |  | 0 | 0 | 3608.8934 | 1820.4419 | 1.9824 | 4.8374 | 36.8567 | 0 | 36.8567 | 1.8428 | 0 | 1.8428 | 0 |  | 0 | 0 | 0 | 0 | 0 | 0 | 0 | 9999 | 9999
WINDOW CL30 Prime Window Replacement of Double Pane Base_Electric FAF | WINDOW CL30 Prime Window Replacement of Double Pane Base | 45 | 1983.0972 | 0 | 2730.3075 | 0 | 0 | R-All-HVAC-ER-All-All-E |  |  | 2138.5339 | 1.1183 | 1.1102 | 0 | 0 | 0 | 357.1126 | 825.2328 | 0 | 638.0966 | (na) | (na) | (na) | (na) | 0 | 0 | 0 | 0 | 0 | 0 | 0 | 0 | 357.1126 | 825.2328 | 0 | 638.0966 | 1820.4419 | 1126.4235 | 395.1424 | 0 | 0 | 1521.566 | 357.1126 | 4.2607 | 1126.4235 | 467.731 | 0 | 0 | 1594.1545 | 825.2328 | 1.9318 | 1126.4235 | 862.8734 | 0 | 0 | 1989.2969 | 1182.3454 | 10.9923 | 1.6825 | 12.2874 | 28.3943 | 0 | 21.9554 | 62.637 | 1126.4235 | 0 | 862.8734 | 0 | 0 | 0 | 0 | 0 | 0 | 0 | 1820.4419 |  | 0 | 0 | 1989.2969 | 1820.4419 | 1.0928 | 32.9476 | 20.3162 | 0 | 20.3162 | 1.0158 | 0 | 1.0158 | 0 |  | 0 | 0 | 0 | 0 | 0 | 0 | 0 | 9999 | 9999
WALL R0 - R11_Heat Pump | WALL R0 - R11 | 45 | 270.934 | 0 | 444.2906 | 0 | 0 | R-All-HVAC-ER-All-All-E |  |  | 292.17 | 0.15278 | 0.15168 | 0 | 0 | 0 | 58.1113 | 134.2864 | 0 | 103.8346 | (na) | (na) | (na) | (na) | 0 | 0 | 0 | 0 | 0 | 0 | 0 | 0 | 58.1113 | 134.2864 | 0 | 103.8346 | 296.2323 | 153.8938 | 53.985 | 0 | 0 | 207.8788 | 58.1113 | 3.5773 | 153.8938 | 63.9022 | 0 | 0 | 217.796 | 134.2864 | 1.6219 | 153.8938 | 117.8872 | 0 | 0 | 271.781 | 192.3977 | 18.7652 | 1.4126 | 14.6351 | 33.8194 | 0 | 26.1503 | 74.6048 | 153.8938 | 0 | 117.8872 | 0 | 0 | 0 | 0 | 0 | 0 | 0 | 296.2323 |  | 0 | 0 | 271.781 | 296.2323 | 0.91746 | 44.9154 | 2.7756 | 0 | 2.7756 | 0.13878 | 0 | 0.13878 | 0 |  | 0 | 0 | 0 | 0 | 0 | 0 | 0 | 9999 | 9999
FLOOR R0 - R19_Heat Pump | FLOOR R0 - R19 | 45 | 56.7554 | 0 | 315.4292 | 0 | 0 | R-All-HVAC-ER-All-All-E |  |  | 61.2039 | 0.032005 | 0.031774 | 0 | 0 | 0 | 41.2568 | 95.3382 | 0 | 73.7185 | (na) | (na) | (na) | (na) | 0 | 0 | 0 | 0 | 0 | 0 | 0 | 0 | 41.2568 | 95.3382 | 0 | 73.7185 | 210.3135 | 32.2377 | 11.3088 | 0 | 0 | 43.5466 | 41.2568 | 1.0555 | 32.2377 | 13.3863 | 0 | 0 | 45.624 | 95.3382 | 0.47855 | 32.2377 | 24.6951 | 0 | 0 | 56.9328 | 136.595 | 134.5305 | 0.4168 | 49.6005 | 114.6193 | 0 | 88.6273 | 252.8472 | 32.2377 | 0 | 24.6951 | 0 | 0 | 0 | 0 | 0 | 0 | 0 | 210.3135 |  | 0 | 0 | 56.9328 | 210.3135 | 0.2707 | 223.1578 | 0.58144 | 0 | 0.58144 | 0.029072 | 0 | 0.029072 | 0 |  | 0 | 0 | 0 | 0 | 0 | 0 | 0 | 9999 | 9999
FLOOR R0 - R30_Heat Pump | FLOOR R0 - R30 | 45 | 73.3606 | 0 | 337.5743 | 0 | 0 | R-All-HVAC-ER-All-All-E |  |  | 79.1106 | 0.041368 | 0.04107 | 0 | 0 | 0 | 44.1533 | 102.0315 | 0 | 78.894 | (na) | (na) | (na) | (na) | 0 | 0 | 0 | 0 | 0 | 0 | 0 | 0 | 44.1533 | 102.0315 | 0 | 78.894 | 225.0788 | 41.6697 | 14.6175 | 0 | 0 | 56.2872 | 44.1533 | 1.2748 | 41.6697 | 17.3027 | 0 | 0 | 58.9724 | 102.0315 | 0.57798 | 41.6697 | 31.9202 | 0 | 0 | 73.5899 | 146.1848 | 106.2788 | 0.5034 | 41.0675 | 94.9007 | 0 | 73.3803 | 209.3485 | 41.6697 | 0 | 31.9202 | 0 | 0 | 0 | 0 | 0 | 0 | 0 | 225.0788 |  | 0 | 0 | 73.5899 | 225.0788 | 0.32695 | 179.6591 | 0.75156 | 0 | 0.75156 | 0.037578 | 0 | 0.037578 | 0 |  | 0 | 0 | 0 | 0 | 0 | 0 | 0 | 9999 | 9999
ATTIC R0 - R19_Heat Pump | ATTIC R0 - R19 | 45 | 87.0509 | 0 | 196.9149 | 0 | 0 | R-All-HVAC-ER-All-All-E |  |  | 93.8741 | 0.049089 | 0.048734 | 0 | 0 | 0 | 25.7556 | 59.5173 | 0 | 46.0207 | (na) | (na) | (na) | (na) | 0 | 0 | 0 | 0 | 0 | 0 | 0 | 0 | 25.7556 | 59.5173 | 0 | 46.0207 | 131.2937 | 49.446 | 17.3454 | 0 | 0 | 66.7913 | 25.7556 | 2.5933 | 49.446 | 20.5317 | 0 | 0 | 69.9777 | 59.5173 | 1.1758 | 49.446 | 37.8771 | 0 | 0 | 87.3231 | 85.273 | 37.1505 | 1.024 | 20.1882 | 46.6518 | 0 | 36.0726 | 102.9126 | 49.446 | 0 | 37.8771 | 0 | 0 | 0 | 0 | 0 | 0 | 0 | 131.2937 |  | 0 | 0 | 87.3231 | 131.2937 | 0.6651 | 73.2232 | 0.89181 | 0 | 0.89181 | 0.04459 | 0 | 0.04459 | 0 |  | 0 | 0 | 0 | 0 | 0 | 0 | 0 | 9999 | 9999
ATTIC R0 - R38_Heat Pump | ATTIC R0 - R38 | 45 | 118.8621 | 0 | 262.6501 | 0 | 0 | R-All-HVAC-ER-All-All-E |  |  | 128.1786 | 0.067027 | 0.066543 | 0 | 0 | 0 | 34.3535 | 79.3857 | 0 | 61.3836 | (na) | (na) | (na) | (na) | 0 | 0 | 0 | 0 | 0 | 0 | 0 | 0 | 34.3535 | 79.3857 | 0 | 61.3836 | 175.1229 | 67.5151 | 23.6839 | 0 | 0 | 91.199 | 34.3535 | 2.6547 | 67.5151 | 28.0347 | 0 | 0 | 95.5498 | 79.3857 | 1.2036 | 67.5151 | 51.7186 | 0 | 0 | 119.2337 | 113.7392 | 35.6034 | 1.0483 | 19.7209 | 45.5719 | 0 | 35.2377 | 100.5304 | 67.5151 | 0 | 51.7186 | 0 | 0 | 0 | 0 | 0 | 0 | 0 | 175.1229 |  | 0 | 0 | 119.2337 | 175.1229 | 0.68086 | 70.8411 | 1.2177 | 0 | 1.2177 | 0.060885 | 0 | 0.060885 | 0 |  | 0 | 0 | 0 | 0 | 0 | 0 | 0 | 9999 | 9999
ATTIC R0 - R49_Heat Pump | ATTIC R0 - R49 | 45 | 126.2413 | 0 | 297.9388 | 0 | 0 | R-All-HVAC-ER-All-All-E |  |  | 136.1362 | 0.071188 | 0.070674 | 0 | 0 | 0 | 38.9691 | 90.0517 | 0 | 69.6309 | (na) | (na) | (na) | (na) | 0 | 0 | 0 | 0 | 0 | 0 | 0 | 0 | 38.9691 | 90.0517 | 0 | 69.6309 | 198.6518 | 71.7066 | 25.1542 | 0 | 0 | 96.8609 | 38.9691 | 2.4856 | 71.7066 | 29.7751 | 0 | 0 | 101.4817 | 90.0517 | 1.1269 | 71.7066 | 54.9294 | 0 | 0 | 126.636 | 129.0209 | 40.0465 | 0.98152 | 21.0629 | 48.673 | 0 | 37.6356 | 107.3715 | 71.7066 | 0 | 54.9294 | 0 | 0 | 0 | 0 | 0 | 0 | 0 | 198.6518 |  | 0 | 0 | 126.636 | 198.6518 | 0.63748 | 77.6821 | 1.2933 | 0 | 1.2933 | 0.064665 | 0 | 0.064665 | 0 |  | 0 | 0 | 0 | 0 | 0 | 0 | 0 | 9999 | 9999
ATTIC R19 - R30_Heat Pump | ATTIC R19 - R30 | 45 | 23.0824 | 0 | 169.9752 | 0 | 0 | R-All-HVAC-ER-All-All-E |  |  | 24.8916 | 0.013016 | 0.012922 | 0 | 0 | 0 | 22.232 | 51.3748 | 0 | 39.7247 | (na) | (na) | (na) | (na) | 0 | 0 | 0 | 0 | 0 | 0 | 0 | 0 | 22.232 | 51.3748 | 0 | 39.7247 | 113.3315 | 13.1111 | 4.5993 | 0 | 0 | 17.7104 | 22.232 | 0.79662 | 13.1111 | 5.4442 | 0 | 0 | 18.5553 | 51.3748 | 0.36117 | 13.1111 | 10.0435 | 0 | 0 | 23.1546 | 73.6069 | 187.8985 | 0.31457 | 65.7197 | 151.8682 | 0 | 117.4294 | 335.0173 | 13.1111 | 0 | 10.0435 | 0 | 0 | 0 | 0 | 0 | 0 | 0 | 113.3315 |  | 0 | 0 | 23.1546 | 113.3315 | 0.20431 | 305.3279 | 0.23647 | 0 | 0.23647 | 0.011824 | 0 | 0.011824 | 0 |  | 0 | 0 | 0 | 0 | 0 | 0 | 0 | 9999 | 9999
ATTIC R19 - R38_Heat Pump | ATTIC R19 - R38 | 45 | 31.8111 | 0 | 198.2383 | 0 | 0 | R-All-HVAC-ER-All-All-E |  |  | 34.3045 | 0.017938 | 0.017809 | 0 | 0 | 0 | 25.9287 | 59.9173 | 0 | 46.33 | (na) | (na) | (na) | (na) | 0 | 0 | 0 | 0 | 0 | 0 | 0 | 0 | 25.9287 | 59.9173 | 0 | 46.33 | 132.176 | 18.0691 | 6.3385 | 0 | 0 | 24.4076 | 25.9287 | 0.94134 | 18.0691 | 7.5029 | 0 | 0 | 25.572 | 59.9173 | 0.42679 | 18.0691 | 13.8415 | 0 | 0 | 31.9106 | 85.846 | 154.4468 | 0.37172 | 55.616 | 128.5202 | 0 | 99.3759 | 283.5121 | 18.0691 | 0 | 13.8415 | 0 | 0 | 0 | 0 | 0 | 0 | 0 | 132.176 |  | 0 | 0 | 31.9106 | 132.176 | 0.24142 | 253.8227 | 0.32589 | 0 | 0.32589 | 0.016295 | 0 | 0.016295 | 0 |  | 0 | 0 | 0 | 0 | 0 | 0 | 0 | 9999 | 9999
ATTIC R19 - R49_Heat Pump | ATTIC R19 - R49 | 45 | 39.1904 | 0 | 235.5293 | 0 | 0 | R-All-HVAC-ER-All-All-E |  |  | 42.2622 | 0.0221 | 0.02194 | 0 | 0 | 0 | 30.8062 | 71.1885 | 0 | 55.0452 | (na) | (na) | (na) | (na) | 0 | 0 | 0 | 0 | 0 | 0 | 0 | 0 | 30.8062 | 71.1885 | 0 | 55.0452 | 157.04 | 22.2606 | 7.8089 | 0 | 0 | 30.0695 | 30.8062 | 0.97609 | 22.2606 | 9.2434 | 0 | 0 | 31.504 | 71.1885 | 0.44254 | 22.2606 | 17.0523 | 0 | 0 | 39.3129 | 101.9947 | 147.8915 | 0.38544 | 53.6361 | 123.9448 | 0 | 95.8381 | 273.419 | 22.2606 | 0 | 17.0523 | 0 | 0 | 0 | 0 | 0 | 0 | 0 | 157.04 |  | 0 | 0 | 39.3129 | 157.04 | 0.25034 | 243.7296 | 0.40149 | 0 | 0.40149 | 0.020075 | 0 | 0.020075 | 0 |  | 0 | 0 | 0 | 0 | 0 | 0 | 0 | 9999 | 9999
WINDOW CL22 Prime Window Replacement of Single Pane Base_Heat Pump | WINDOW CL22 Prime Window Replacement of Single Pane Base | 45 | 2125.5703 | 0 | 3567.2364 | 0 | 0 | R-All-HVAC-ER-All-All-E |  |  | 2292.1741 | 1.1986 | 1.19 | 0 | 0 | 0 | 466.5793 | 1078.1937 | 0 | 833.6941 | (na) | (na) | (na) | (na) | 0 | 0 | 0 | 0 | 0 | 0 | 0 | 0 | 466.5793 | 1078.1937 | 0 | 833.6941 | 2378.4671 | 1207.35 | 423.5309 | 0 | 0 | 1630.8809 | 466.5793 | 3.4954 | 1207.35 | 501.3345 | 0 | 0 | 1708.6845 | 1078.1937 | 1.5848 | 1207.35 | 924.8654 | 0 | 0 | 2132.2154 | 1544.773 | 19.8998 | 1.3803 | 14.9778 | 34.6114 | 0 | 26.7627 | 76.3519 | 1207.35 | 0 | 924.8654 | 0 | 0 | 0 | 0 | 0 | 0 | 0 | 2378.4671 |  | 0 | 0 | 2132.2154 | 2378.4671 | 0.89647 | 46.6625 | 21.7758 | 0 | 21.7758 | 1.0888 | 0 | 1.0888 | 0 |  | 0 | 0 | 0 | 0 | 0 | 0 | 0 | 9999 | 9999
WINDOW CL22 Prime Window Replacement of Double Pane Base_Heat Pump | WINDOW CL22 Prime Window Replacement of Double Pane Base | 45 | 1365.8084 | 0 | 3567.2364 | 0 | 0 | R-All-HVAC-ER-All-All-E |  |  | 1472.8615 | 0.77019 | 0.76463 | 0 | 0 | 0 | 466.5793 | 1078.1937 | 0 | 833.6941 | (na) | (na) | (na) | (na) | 0 | 0 | 0 | 0 | 0 | 0 | 0 | 0 | 466.5793 | 1078.1937 | 0 | 833.6941 | 2378.4671 | 775.7959 | 272.1444 | 0 | 0 | 1047.9404 | 466.5793 | 2.246 | 775.7959 | 322.138 | 0 | 0 | 1097.9339 | 1078.1937 | 1.0183 | 775.7959 | 594.2824 | 0 | 0 | 1370.0783 | 1544.773 | 47.485 | 0.88691 | 23.3095 | 53.8648 | 0 | 41.65 | 118.8243 | 775.7959 | 0 | 594.2824 | 0 | 0 | 0 | 0 | 0 | 0 | 0 | 2378.4671 |  | 0 | 0 | 1370.0783 | 2378.4671 | 0.57603 | 89.1349 | 13.9923 | 0 | 13.9923 | 0.69961 | 0 | 0.69961 | 0 |  | 0 | 0 | 0 | 0 | 0 | 0 | 0 | 9999 | 9999
WINDOW CL30 Prime Window Replacement of Single Pane Base_Heat Pump | WINDOW CL30 Prime Window Replacement of Single Pane Base | 45 | 1971.0089 | 0 | 2730.3075 | 0 | 0 | R-All-HVAC-ER-All-All-E |  |  | 2125.4981 | 1.1115 | 1.1034 | 0 | 0 | 0 | 357.1126 | 825.2328 | 0 | 638.0966 | (na) | (na) | (na) | (na) | 0 | 0 | 0 | 0 | 0 | 0 | 0 | 0 | 357.1126 | 825.2328 | 0 | 638.0966 | 1820.4419 | 1119.5572 | 392.7338 | 0 | 0 | 1512.291 | 357.1126 | 4.2348 | 1119.5572 | 464.8798 | 0 | 0 | 1584.437 | 825.2328 | 1.92 | 1119.5572 | 857.6136 | 0 | 0 | 1977.1708 | 1182.3454 | 11.2418 | 1.6722 | 12.3627 | 28.5684 | 0 | 22.09 | 63.0211 | 1119.5572 | 0 | 857.6136 | 0 | 0 | 0 | 0 | 0 | 0 | 0 | 1820.4419 |  | 0 | 0 | 1977.1708 | 1820.4419 | 1.0861 | 33.3318 | 20.1924 | 0 | 20.1924 | 1.0096 | 0 | 1.0096 | 0 |  | 0 | 0 | 0 | 0 | 0 | 0 | 0 | 9999 | 9999
WINDOW CL30 Prime Window Replacement of Double Pane Base_Heat Pump | WINDOW CL30 Prime Window Replacement of Double Pane Base | 45 | 1211.247 | 0 | 2730.3075 | 0 | 0 | R-All-HVAC-ER-All-All-E |  |  | 1306.1855 | 0.68303 | 0.6781 | 0 | 0 | 0 | 357.1126 | 825.2328 | 0 | 638.0966 | (na) | (na) | (na) | (na) | 0 | 0 | 0 | 0 | 0 | 0 | 0 | 0 | 357.1126 | 825.2328 | 0 | 638.0966 | 1820.4419 | 688.0031 | 241.3473 | 0 | 0 | 929.3504 | 357.1126 | 2.6024 | 688.0031 | 285.6833 | 0 | 0 | 973.6864 | 825.2328 | 1.1799 | 688.0031 | 527.0306 | 0 | 0 | 1215.0337 | 1182.3454 | 36.9161 | 1.0276 | 20.1173 | 46.4881 | 0 | 35.9461 | 102.5515 | 688.0031 | 0 | 527.0306 | 0 | 0 | 0 | 0 | 0 | 0 | 0 | 1820.4419 |  | 0 | 0 | 1215.0337 | 1820.4419 | 0.66744 | 72.8621 | 12.4088 | 0 | 12.4088 | 0.62044 | 0 | 0.62044 | 0 |  | 0 | 0 | 0 | 0 | 0 | 0 | 0 | 9999 | 9999
Category Results; Sorted by TRC Levelized Cost
Total Results |  | Measure Input Data | [8 empty] | Savings | [5 empty] | PV Capital |  |  |  | PV Admin |  |  |  | PV O&M |  |  |  | PV Periodic Repl. |  |  |  | Total PV Capital, O&M and Periodic Repl Costs |  |  |  |  | PV Wholesale Electric Utility Costs & Benefits | [6 empty] | PV Retail Electric Utility Costs & Benefits | [6 empty] | PV Electric Utility System Costs & Benefits | [5 empty] | Electric Utility System Economics |  | Sponsor Levelized Cost (mills/kwh) |  |  |  |  | PV Regional Costs & Benefits | [15 empty] | TRC Economics |  | Physical CO2 | [5 empty] | Gas Inputs |  |  |  | PV Gas Utility System Costs & Benefits |  |  |  |  | Gas Utility System Economics
Category | Measure | Measure Life | Site Savings (kWh) | Site Savings (therms) | Capital Cost ($/unit) | Annual O&M Cost ($/unit) | PV Per. Repl. Cost ($/unit) | Load Shape (electric) | Diversified Load Factor (electric) | Wholesale Power Coincidence Factor (electric) | Wholesale Electric Energy (kWh) | Wholesale Electric Demand (kw) | Retail Electric Demand (kW) | Wholesale Gas Energy (therms/yr) | Wholesale Gas Demand (therms/day) | Retail Gas Demand (therms/day) | Wholesale Electric | Retail Electric | Natural Gas | Customer | Wholesale Electric | Retail Electric | Natural Gas | Customer | Wholesale Electric | Retail Electric | Natural Gas | Customer | Wholesale Electric | Retail Electric | Natural Gas | Customer | Wholesale Electric | Retail Electric | Natural Gas | Customer | Total | Wholesale Utility System Energy | Wholesale Utility System T&D Def. Cap. | Wholesale Utility System Act C-E Credit | Wholesale Utility System Risk Mitigation Benefit | Wholesale Utility System Total System Benefit | Wholesale Utility System Total Non-Consumer Cost | Wholesale Utility System B/C Ratio | Retail Utility System Energy | Retail Utility System T&D Def. Cap. | Retail Utility System Act C-E Credit | Retail Utility System Risk Mitigation Benefit | Retail Utility System Total System Benefit | Retail Utility System Total Non-Consumer Cost | Retail Utility System System B/C Ratio | Utility System Energy | Utility System T&D Def. Cap. | Utility System Act C-E Credit | Utility System Total Risk Mitigation Benefit | Utility System Total System Benefit | Utility System Total Non-Consumer Cost | Utility System Net Levelized Cost (Net of Elec T&D Capacity Benefits, Act Credit & Risk-Mitigation Benefit) in mills/kwh | Utility System System B/C Ratio | Wholesale Electric Levelized Cost | Retail Electric Levelized Cost | Natural Gas Levelized Cost | Customer Levelized Cost | Total Levelized Cost | PV Regional Electric Energy | PV Regional Gas Energy | PV Regional Electric T&D Def. Cap. | PV Regional Gas T&D Def. Cap. | PV Regional Electric System CO2 | PV Regional Gas System CO2 | PV Regional Electric System Risk-Mitigation Benefit | PV Regional Gas System Risk-Mitigation Benefit | PV Regional Non-E Value | PV Regional Act Credit | PV Regional Capital Cost | PV Regional Admin Cost | PV Regional Annual O&M Cost | PV Regional Periodic Replacement Cost | PV Total Regional Benefit | PV Total Regional Cost | TRC B/C Ratio | TRC Net Levelized Cost (Net of All Benefits) in mills/kWh | Electric System CO2 Avoided (Lifetime Tons) | Gas System CO2 Avoided (Lifetime Tons) | Total System CO2 Avoided (Lifetime Tons) | Electric System CO2 Avoided (Annual Tons in 2018) | Gas System CO2 Avoided (Annual Tons in 2018) | Total System CO2 Avoided (Annual Tons in 2018) | Gas Site Savings (therms) | Load Shape (gas) | Diversitfied Load Factor (gas) | Wholesale Coincidence Factor (gas) | Total Gas Utility System Energy | Gas Utility System T&D Def. Cap. | Gas Utility System Risk Mitigation Benefit | Gas Utility System Total System Benefit | Gas Utility System Total Non-Consumer Cost | Gas Utility System Net Levelized Cost (Net of Gas T&D Capacity Benefits & Risk-Mitigation Benefits) in cents/therm | Gas Utility System System B/C Ratio
WALL R0 - R11_Electric Zonal |  | 45 | 665.449 | 0 | 444.2906 | 0 | 0 |  |  |  | 717.6074 | 0.37525 | 0.37254 | 0 | 0 | 0 | 58.1113 | 134.2864 | 0 | 103.8346 | 26.6574 | 62.2007 | 0 | 0 | 0 | 0 | 0 | 0 | 0 | 0 | 0 | 0 | 84.7687 | 196.4871 | 0 | 103.8346 | 385.0904 | 377.9832 | 132.5942 | 0 | 0 | 510.5773 | 84.7687 | 6.0232 | 377.9832 | 156.952 | 0 | 0 | 534.9352 | 196.4871 | 2.7225 | 377.9832 | 289.5462 | 0 | 0 | 667.5293 | 281.2558 | -0.85007 | 2.3734 | 8.692 | 20.1473 | 0 | 10.6469 | 39.4863 | 377.9832 | 0 | 289.5462 | 0 | 0 | 0 | 0 | 0 | 0 | 0 | 296.2323 | 88.8581 | 0 | 0 | 667.5293 | 385.0904 | 1.7334 | 9.7969 | 6.8173 | 0 | 6.8173 | 0.34086 | 0 | 0.34086 | 0 |  | 0 | 0 | 0 | 0 | 0 | 0 | 0 | 9999 | 9999
WINDOW CL30 Prime Window Replacement of Single Pane Base_Electric Zonal |  | 45 | 4007.8073 | 0 | 2730.3075 | 0 | 0 |  |  |  | 4321.9423 | 2.26 | 2.2437 | 0 | 0 | 0 | 357.1126 | 825.2328 | 0 | 638.0966 | 163.8185 | 382.2431 | 0 | 0 | 0 | 0 | 0 | 0 | 0 | 0 | 0 | 0 | 520.931 | 1207.4759 | 0 | 638.0966 | 2366.5034 | 2276.4837 | 798.5765 | 0 | 0 | 3075.0601 | 520.931 | 5.903 | 2276.4837 | 945.2767 | 0 | 0 | 3221.7603 | 1207.4759 | 2.6682 | 2276.4837 | 1743.8531 | 0 | 0 | 4020.3368 | 1728.4069 | -0.26298 | 2.326 | 8.8689 | 20.5575 | 0 | 10.8637 | 40.2901 | 2276.4837 | 0 | 1743.8531 | 0 | 0 | 0 | 0 | 0 | 0 | 0 | 1820.4419 | 546.0615 | 0 | 0 | 4020.3368 | 2366.5034 | 1.6989 | 10.6007 | 41.0587 | 0 | 41.0587 | 2.0529 | 0 | 2.0529 | 0 |  | 0 | 0 | 0 | 0 | 0 | 0 | 0 | 9999 | 9999
WALL R0 - R11_Electric FAF |  | 45 | 598.1971 | 0 | 444.2906 | 0 | 0 |  |  |  | 645.0842 | 0.33733 | 0.33489 | 0 | 0 | 0 | 58.1113 | 134.2864 | 0 | 103.8346 | 26.6574 | 62.2007 | 0 | 0 | 0 | 0 | 0 | 0 | 0 | 0 | 0 | 0 | 84.7687 | 196.4871 | 0 | 103.8346 | 385.0904 | 339.7833 | 119.1939 | 0 | 0 | 458.9772 | 84.7687 | 5.4145 | 339.7833 | 141.0901 | 0 | 0 | 480.8733 | 196.4871 | 2.4474 | 339.7833 | 260.2839 | 0 | 0 | 600.0672 | 281.2558 | 2.3922 | 2.1335 | 9.6692 | 22.4124 | 0 | 11.8439 | 43.9255 | 339.7833 | 0 | 260.2839 | 0 | 0 | 0 | 0 | 0 | 0 | 0 | 296.2323 | 88.8581 | 0 | 0 | 600.0672 | 385.0904 | 1.5583 | 14.2361 | 6.1283 | 0 | 6.1283 | 0.30642 | 0 | 0.30642 | 0 |  | 0 | 0 | 0 | 0 | 0 | 0 | 0 | 9999 | 9999
WINDOW CL30 Prime Window Replacement of Single Pane Base_Electric FAF |  | 45 | 3597.6462 | 0 | 2730.3075 | 0 | 0 |  |  |  | 3879.6325 | 2.0287 | 2.0141 | 0 | 0 | 0 | 357.1126 | 825.2328 | 0 | 638.0966 | 163.8185 | 382.2431 | 0 | 0 | 0 | 0 | 0 | 0 | 0 | 0 | 0 | 0 | 520.931 | 1207.4759 | 0 | 638.0966 | 2366.5034 | 2043.5071 | 716.8497 | 0 | 0 | 2760.3569 | 520.931 | 5.2989 | 2043.5071 | 848.5366 | 0 | 0 | 2892.0437 | 1207.4759 | 2.3951 | 2043.5071 | 1565.3863 | 0 | 0 | 3608.8934 | 1728.4069 | 3.0919 | 2.088 | 9.8801 | 22.9012 | 0 | 12.1022 | 44.8835 | 2043.5071 | 0 | 1565.3863 | 0 | 0 | 0 | 0 | 0 | 0 | 0 | 1820.4419 | 546.0615 | 0 | 0 | 3608.8934 | 2366.5034 | 1.525 | 15.1941 | 36.8567 | 0 | 36.8567 | 1.8428 | 0 | 1.8428 | 0 |  | 0 | 0 | 0 | 0 | 0 | 0 | 0 | 9999 | 9999
WINDOW CL22 Prime Window Replacement of Single Pane Base_Electric Zonal |  | 45 | 4362.4664 | 0 | 3567.2364 | 0 | 0 |  |  |  | 4704.3999 | 2.46 | 2.4423 | 0 | 0 | 0 | 466.5793 | 1078.1937 | 0 | 833.6941 | 214.0342 | 499.4131 | 0 | 0 | 0 | 0 | 0 | 0 | 0 | 0 | 0 | 0 | 680.6134 | 1577.6068 | 0 | 833.6941 | 3091.9144 | 2477.9344 | 869.2441 | 0 | 0 | 3347.1785 | 680.6134 | 4.9179 | 2477.9344 | 1028.9262 | 0 | 0 | 3506.8606 | 1577.6068 | 2.2229 | 2477.9344 | 1898.1703 | 0 | 0 | 4376.1047 | 2258.2203 | 5.6316 | 1.9379 | 10.6455 | 24.6754 | 0 | 13.0399 | 48.3608 | 2477.9344 | 0 | 1898.1703 | 0 | 0 | 0 | 0 | 0 | 0 | 0 | 2378.4671 | 713.4473 | 0 | 0 | 4376.1047 | 3091.9144 | 1.4153 | 18.6714 | 44.6921 | 0 | 44.6921 | 2.2346 | 0 | 2.2346 | 0 |  | 0 | 0 | 0 | 0 | 0 | 0 | 0 | 9999 | 9999
WINDOW CL22 Prime Window Replacement of Single Pane Base_Electric FAF |  | 45 | 3912.7655 | 0 | 3567.2364 | 0 | 0 |  |  |  | 4219.4511 | 2.2064 | 2.1905 | 0 | 0 | 0 | 466.5793 | 1078.1937 | 0 | 833.6941 | 214.0342 | 499.4131 | 0 | 0 | 0 | 0 | 0 | 0 | 0 | 0 | 0 | 0 | 680.6134 | 1577.6068 | 0 | 833.6941 | 3091.9144 | 2222.4988 | 779.6389 | 0 | 0 | 3002.1377 | 680.6134 | 4.4109 | 2222.4988 | 922.8602 | 0 | 0 | 3145.359 | 1577.6068 | 1.9938 | 2222.4988 | 1702.4991 | 0 | 0 | 3924.9979 | 2258.2203 | 9.6911 | 1.7381 | 11.869 | 27.5114 | 0 | 14.5385 | 53.919 | 2222.4988 | 0 | 1702.4991 | 0 | 0 | 0 | 0 | 0 | 0 | 0 | 2378.4671 | 713.4473 | 0 | 0 | 3924.9979 | 3091.9144 | 1.2694 | 24.2296 | 40.085 | 0 | 40.085 | 2.0042 | 0 | 2.0042 | 0 |  | 0 | 0 | 0 | 0 | 0 | 0 | 0 | 9999 | 9999
ATTIC R0 - R38_Electric FAF |  | 45 | 242.555 | 0 | 262.6501 | 0 | 0 |  |  |  | 261.5667 | 0.13678 | 0.13579 | 0 | 0 | 0 | 34.3535 | 79.3857 | 0 | 61.3836 | 15.759 | 36.771 | 0 | 0 | 0 | 0 | 0 | 0 | 0 | 0 | 0 | 0 | 50.1125 | 116.1567 | 0 | 61.3836 | 227.6529 | 137.7742 | 48.3303 | 0 | 0 | 186.1046 | 50.1125 | 3.7137 | 137.7742 | 57.2087 | 0 | 0 | 194.983 | 116.1567 | 1.6786 | 137.7742 | 105.5391 | 0 | 0 | 243.3133 | 166.2693 | 17.0841 | 1.4634 | 14.0972 | 32.6762 | 0 | 17.2679 | 64.0414 | 137.7742 | 0 | 105.5391 | 0 | 0 | 0 | 0 | 0 | 0 | 0 | 175.1229 | 52.53 | 0 | 0 | 243.3133 | 227.6529 | 1.0688 | 34.352 | 2.4849 | 0 | 2.4849 | 0.12424 | 0 | 0.12424 | 0 |  | 0 | 0 | 0 | 0 | 0 | 0 | 0 | 9999 | 9999
ATTIC R0 - R19_Electric FAF |  | 45 | 178.0935 | 0 | 196.9149 | 0 | 0 |  |  |  | 192.0526 | 0.10043 | 0.099703 | 0 | 0 | 0 | 25.7556 | 59.5173 | 0 | 46.0207 | 11.8149 | 27.5681 | 0 | 0 | 0 | 0 | 0 | 0 | 0 | 0 | 0 | 0 | 37.5705 | 87.0854 | 0 | 46.0207 | 170.6767 | 101.1593 | 35.4861 | 0 | 0 | 136.6453 | 37.5705 | 3.637 | 101.1593 | 42.0049 | 0 | 0 | 143.1642 | 87.0854 | 1.644 | 101.1593 | 77.491 | 0 | 0 | 178.6503 | 124.6559 | 18.0705 | 1.4331 | 14.3945 | 33.3653 | 0 | 17.6321 | 65.3919 | 101.1593 | 0 | 77.491 | 0 | 0 | 0 | 0 | 0 | 0 | 0 | 131.2937 | 39.383 | 0 | 0 | 178.6503 | 170.6767 | 1.0467 | 35.7025 | 1.8245 | 0 | 1.8245 | 0.091225 | 0 | 0.091225 | 0 |  | 0 | 0 | 0 | 0 | 0 | 0 | 0 | 9999 | 9999
FLOOR R0 - R30_Electric Zonal |  | 45 | 301.655 | 0 | 337.5743 | 0 | 0 |  |  |  | 325.299 | 0.1701 | 0.16888 | 0 | 0 | 0 | 44.1533 | 102.0315 | 0 | 78.894 | 20.2545 | 47.2604 | 0 | 0 | 0 | 0 | 0 | 0 | 0 | 0 | 0 | 0 | 64.4077 | 149.2919 | 0 | 78.894 | 292.5937 | 171.3438 | 60.1063 | 0 | 0 | 231.4501 | 64.4077 | 3.5935 | 171.3438 | 71.148 | 0 | 0 | 242.4917 | 149.2919 | 1.6243 | 171.3438 | 131.2543 | 0 | 0 | 302.5981 | 213.6996 | 18.6489 | 1.416 | 14.5689 | 33.7694 | 0 | 17.8456 | 66.1839 | 171.3438 | 0 | 131.2543 | 0 | 0 | 0 | 0 | 0 | 0 | 0 | 225.0788 | 67.5149 | 0 | 0 | 302.5981 | 292.5937 | 1.0342 | 36.4945 | 3.0904 | 0 | 3.0904 | 0.15452 | 0 | 0.15452 | 0 |  | 0 | 0 | 0 | 0 | 0 | 0 | 0 | 9999 | 9999
ATTIC R0 - R38_Electric Zonal |  | 45 | 234.7013 | 0 | 262.6501 | 0 | 0 |  |  |  | 253.0974 | 0.13235 | 0.13139 | 0 | 0 | 0 | 34.3535 | 79.3857 | 0 | 61.3836 | 15.759 | 36.771 | 0 | 0 | 0 | 0 | 0 | 0 | 0 | 0 | 0 | 0 | 50.1125 | 116.1567 | 0 | 61.3836 | 227.6529 | 133.3132 | 46.7655 | 0 | 0 | 180.0787 | 50.1125 | 3.5935 | 133.3132 | 55.3564 | 0 | 0 | 188.6696 | 116.1567 | 1.6243 | 133.3132 | 102.1218 | 0 | 0 | 235.435 | 166.2693 | 18.6493 | 1.416 | 14.569 | 33.7697 | 0 | 17.8458 | 66.1844 | 133.3132 | 0 | 102.1218 | 0 | 0 | 0 | 0 | 0 | 0 | 0 | 175.1229 | 52.53 | 0 | 0 | 235.435 | 227.6529 | 1.0342 | 36.495 | 2.4044 | 0 | 2.4044 | 0.12022 | 0 | 0.12022 | 0 |  | 0 | 0 | 0 | 0 | 0 | 0 | 0 | 9999 | 9999
ATTIC R0 - R19_Electric Zonal |  | 45 | 172.2235 | 0 | 196.9149 | 0 | 0 |  |  |  | 185.7225 | 0.097118 | 0.096417 | 0 | 0 | 0 | 25.7556 | 59.5173 | 0 | 46.0207 | 11.8149 | 27.5681 | 0 | 0 | 0 | 0 | 0 | 0 | 0 | 0 | 0 | 0 | 37.5705 | 87.0854 | 0 | 46.0207 | 170.6767 | 97.825 | 34.3164 | 0 | 0 | 132.1415 | 37.5705 | 3.5172 | 97.825 | 40.6204 | 0 | 0 | 138.4455 | 87.0854 | 1.5898 | 97.825 | 74.9369 | 0 | 0 | 172.7619 | 124.6559 | 19.6983 | 1.3859 | 14.8851 | 34.5025 | 0 | 18.233 | 67.6207 | 97.825 | 0 | 74.9369 | 0 | 0 | 0 | 0 | 0 | 0 | 0 | 131.2937 | 39.383 | 0 | 0 | 172.7619 | 170.6767 | 1.0122 | 37.9313 | 1.7644 | 0 | 1.7644 | 0.088218 | 0 | 0.088218 | 0 |  | 0 | 0 | 0 | 0 | 0 | 0 | 0 | 9999 | 9999
ATTIC R0 - R49_Electric FAF |  | 45 | 257.5023 | 0 | 297.9388 | 0 | 0 |  |  |  | 277.6855 | 0.14521 | 0.14416 | 0 | 0 | 0 | 38.9691 | 90.0517 | 0 | 69.6309 | 17.8763 | 41.7114 | 0 | 0 | 0 | 0 | 0 | 0 | 0 | 0 | 0 | 0 | 56.8455 | 131.7632 | 0 | 69.6309 | 258.2395 | 146.2645 | 51.3087 | 0 | 0 | 197.5731 | 56.8455 | 3.4756 | 146.2645 | 60.7342 | 0 | 0 | 206.9986 | 131.7632 | 1.571 | 146.2645 | 112.0429 | 0 | 0 | 258.3073 | 188.6086 | 20.2886 | 1.3695 | 15.063 | 34.9149 | 0 | 18.451 | 68.4289 | 146.2645 | 0 | 112.0429 | 0 | 0 | 0 | 0 | 0 | 0 | 0 | 198.6518 | 59.5878 | 0 | 0 | 258.3073 | 258.2395 | 1.0003 | 38.7395 | 2.638 | 0 | 2.638 | 0.1319 | 0 | 0.1319 | 0 |  | 0 | 0 | 0 | 0 | 0 | 0 | 0 | 9999 | 9999
ATTIC R0 - R49_Electric Zonal |  | 45 | 249.1975 | 0 | 297.9388 | 0 | 0 |  |  |  | 268.7298 | 0.14052 | 0.13951 | 0 | 0 | 0 | 38.9691 | 90.0517 | 0 | 69.6309 | 17.8763 | 41.7114 | 0 | 0 | 0 | 0 | 0 | 0 | 0 | 0 | 0 | 0 | 56.8455 | 131.7632 | 0 | 69.6309 | 258.2395 | 141.5472 | 49.6539 | 0 | 0 | 191.2012 | 56.8455 | 3.3635 | 141.5472 | 58.7754 | 0 | 0 | 200.3227 | 131.7632 | 1.5203 | 141.5472 | 108.4293 | 0 | 0 | 249.9766 | 188.6086 | 21.9541 | 1.3254 | 15.565 | 36.0785 | 0 | 19.0659 | 70.7094 | 141.5472 | 0 | 108.4293 | 0 | 0 | 0 | 0 | 0 | 0 | 0 | 198.6518 | 59.5878 | 0 | 0 | 249.9766 | 258.2395 | 0.968 | 41.02 | 2.5529 | 0 | 2.5529 | 0.12765 | 0 | 0.12765 | 0 |  | 0 | 0 | 0 | 0 | 0 | 0 | 0 | 9999 | 9999
WINDOW CL30 Prime Window Replacement of Double Pane Base_Electric Zonal |  | 45 | 2227.1023 | 0 | 2730.3075 | 0 | 0 |  |  |  | 2401.6643 | 1.2559 | 1.2468 | 0 | 0 | 0 | 357.1126 | 825.2328 | 0 | 638.0966 | 163.8185 | 382.2431 | 0 | 0 | 0 | 0 | 0 | 0 | 0 | 0 | 0 | 0 | 520.931 | 1207.4759 | 0 | 638.0966 | 2366.5034 | 1265.0214 | 443.7617 | 0 | 0 | 1708.7832 | 520.931 | 3.2802 | 1265.0214 | 525.2817 | 0 | 0 | 1790.3031 | 1207.4759 | 1.4827 | 1265.0214 | 969.0435 | 0 | 0 | 2234.0649 | 1728.4069 | 23.2652 | 1.2926 | 15.9602 | 36.9944 | 0 | 19.5499 | 72.5045 | 1265.0214 | 0 | 969.0435 | 0 | 0 | 0 | 0 | 0 | 0 | 0 | 1820.4419 | 546.0615 | 0 | 0 | 2234.0649 | 2366.5034 | 0.94404 | 42.8151 | 22.816 | 0 | 22.816 | 1.1408 | 0 | 1.1408 | 0 |  | 0 | 0 | 0 | 0 | 0 | 0 | 0 | 9999 | 9999
FLOOR R0 - R30_Electric FAF |  | 45 | 275.0708 | 0 | 337.5743 | 0 | 0 |  |  |  | 296.6311 | 0.15511 | 0.15399 | 0 | 0 | 0 | 44.1533 | 102.0315 | 0 | 78.894 | 20.2545 | 47.2604 | 0 | 0 | 0 | 0 | 0 | 0 | 0 | 0 | 0 | 0 | 64.4077 | 149.2919 | 0 | 78.894 | 292.5937 | 156.2436 | 54.8093 | 0 | 0 | 211.0529 | 64.4077 | 3.2768 | 156.2436 | 64.8779 | 0 | 0 | 221.1215 | 149.2919 | 1.4811 | 156.2436 | 119.6872 | 0 | 0 | 275.9308 | 213.6996 | 23.3206 | 1.2912 | 15.9769 | 37.0331 | 0 | 19.5703 | 72.5802 | 156.2436 | 0 | 119.6872 | 0 | 0 | 0 | 0 | 0 | 0 | 0 | 225.0788 | 67.5149 | 0 | 0 | 275.9308 | 292.5937 | 0.94305 | 42.8909 | 2.818 | 0 | 2.818 | 0.1409 | 0 | 0.1409 | 0 |  | 0 | 0 | 0 | 0 | 0 | 0 | 0 | 9999 | 9999
FLOOR R0 - R19_Electric Zonal |  | 45 | 231.5149 | 0 | 315.4292 | 0 | 0 |  |  |  | 249.6612 | 0.13055 | 0.12961 | 0 | 0 | 0 | 41.2568 | 95.3382 | 0 | 73.7185 | 18.9258 | 44.1601 | 0 | 0 | 0 | 0 | 0 | 0 | 0 | 0 | 0 | 0 | 60.1825 | 139.4983 | 0 | 73.7185 | 273.3994 | 131.5033 | 46.1306 | 0 | 0 | 177.6339 | 60.1825 | 2.9516 | 131.5033 | 54.6048 | 0 | 0 | 186.1081 | 139.4983 | 1.3341 | 131.5033 | 100.7354 | 0 | 0 | 232.2387 | 199.6808 | 29.1618 | 1.163 | 17.7374 | 41.1138 | 0 | 21.7268 | 80.578 | 131.5033 | 0 | 100.7354 | 0 | 0 | 0 | 0 | 0 | 0 | 0 | 210.3135 | 63.0858 | 0 | 0 | 232.2387 | 273.3994 | 0.84945 | 50.8886 | 2.3718 | 0 | 2.3718 | 0.11859 | 0 | 0.11859 | 0 |  | 0 | 0 | 0 | 0 | 0 | 0 | 0 | 9999 | 9999
WINDOW CL30 Prime Window Replacement of Double Pane Base_Electric FAF |  | 45 | 1983.0972 | 0 | 2730.3075 | 0 | 0 |  |  |  | 2138.5339 | 1.1183 | 1.1102 | 0 | 0 | 0 | 357.1126 | 825.2328 | 0 | 638.0966 | 163.8185 | 382.2431 | 0 | 0 | 0 | 0 | 0 | 0 | 0 | 0 | 0 | 0 | 520.931 | 1207.4759 | 0 | 638.0966 | 2366.5034 | 1126.4235 | 395.1424 | 0 | 0 | 1521.566 | 520.931 | 2.9209 | 1126.4235 | 467.731 | 0 | 0 | 1594.1545 | 1207.4759 | 1.3202 | 1126.4235 | 862.8734 | 0 | 0 | 1989.2969 | 1728.4069 | 29.7809 | 1.1509 | 17.924 | 41.5463 | 0 | 21.9554 | 81.4256 | 1126.4235 | 0 | 862.8734 | 0 | 0 | 0 | 0 | 0 | 0 | 0 | 1820.4419 | 546.0615 | 0 | 0 | 1989.2969 | 2366.5034 | 0.84061 | 51.7363 | 20.3162 | 0 | 20.3162 | 1.0158 | 0 | 1.0158 | 0 |  | 0 | 0 | 0 | 0 | 0 | 0 | 0 | 9999 | 9999
WINDOW CL22 Prime Window Replacement of Double Pane Base_Electric Zonal |  | 45 | 2581.7615 | 0 | 3567.2364 | 0 | 0 |  |  |  | 2784.1219 | 1.4559 | 1.4454 | 0 | 0 | 0 | 466.5793 | 1078.1937 | 0 | 833.6941 | 214.0342 | 499.4131 | 0 | 0 | 0 | 0 | 0 | 0 | 0 | 0 | 0 | 0 | 680.6134 | 1577.6068 | 0 | 833.6941 | 3091.9144 | 1466.4722 | 514.4294 | 0 | 0 | 1980.9016 | 680.6134 | 2.9105 | 1466.4722 | 608.9312 | 0 | 0 | 2075.4034 | 1577.6068 | 1.3155 | 1466.4722 | 1123.3606 | 0 | 0 | 2589.8328 | 2258.2203 | 29.9933 | 1.1468 | 17.988 | 41.6947 | 0 | 22.0338 | 81.7164 | 1466.4722 | 0 | 1123.3606 | 0 | 0 | 0 | 0 | 0 | 0 | 0 | 2378.4671 | 713.4473 | 0 | 0 | 2589.8328 | 3091.9144 | 0.83761 | 52.027 | 26.4493 | 0 | 26.4493 | 1.3225 | 0 | 1.3225 | 0 |  | 0 | 0 | 0 | 0 | 0 | 0 | 0 | 9999 | 9999
WINDOW CL30 Prime Window Replacement of Single Pane Base_Heat Pump |  | 45 | 1971.0089 | 0 | 2730.3075 | 0 | 0 |  |  |  | 2125.4981 | 1.1115 | 1.1034 | 0 | 0 | 0 | 357.1126 | 825.2328 | 0 | 638.0966 | 163.8185 | 382.2431 | 0 | 0 | 0 | 0 | 0 | 0 | 0 | 0 | 0 | 0 | 520.931 | 1207.4759 | 0 | 638.0966 | 2366.5034 | 1119.5572 | 392.7338 | 0 | 0 | 1512.291 | 520.931 | 2.9031 | 1119.5572 | 464.8798 | 0 | 0 | 1584.437 | 1207.4759 | 1.3122 | 1119.5572 | 857.6136 | 0 | 0 | 1977.1708 | 1728.4069 | 30.1456 | 1.1439 | 18.0339 | 41.8011 | 0 | 22.09 | 81.925 | 1119.5572 | 0 | 857.6136 | 0 | 0 | 0 | 0 | 0 | 0 | 0 | 1820.4419 | 546.0615 | 0 | 0 | 1977.1708 | 2366.5034 | 0.83548 | 52.2356 | 20.1924 | 0 | 20.1924 | 1.0096 | 0 | 1.0096 | 0 |  | 0 | 0 | 0 | 0 | 0 | 0 | 0 | 9999 | 9999
FLOOR R0 - R19_Electric FAF |  | 45 | 211.2267 | 0 | 315.4292 | 0 | 0 |  |  |  | 227.7828 | 0.11911 | 0.11825 | 0 | 0 | 0 | 41.2568 | 95.3382 | 0 | 73.7185 | 18.9258 | 44.1601 | 0 | 0 | 0 | 0 | 0 | 0 | 0 | 0 | 0 | 0 | 60.1825 | 139.4983 | 0 | 73.7185 | 273.3994 | 119.9794 | 42.088 | 0 | 0 | 162.0674 | 60.1825 | 2.6929 | 119.9794 | 49.8197 | 0 | 0 | 169.7991 | 139.4983 | 1.2172 | 119.9794 | 91.9077 | 0 | 0 | 211.8871 | 199.6808 | 34.8144 | 1.0611 | 19.441 | 45.0628 | 0 | 23.8136 | 88.3175 | 119.9794 | 0 | 91.9077 | 0 | 0 | 0 | 0 | 0 | 0 | 0 | 210.3135 | 63.0858 | 0 | 0 | 211.8871 | 273.3994 | 0.77501 | 58.6281 | 2.164 | 0 | 2.164 | 0.1082 | 0 | 0.1082 | 0 |  | 0 | 0 | 0 | 0 | 0 | 0 | 0 | 9999 | 9999
WINDOW CL22 Prime Window Replacement of Double Pane Base_Electric FAF |  | 45 | 2298.2165 | 0 | 3567.2364 | 0 | 0 |  |  |  | 2478.3525 | 1.296 | 1.2866 | 0 | 0 | 0 | 466.5793 | 1078.1937 | 0 | 833.6941 | 214.0342 | 499.4131 | 0 | 0 | 0 | 0 | 0 | 0 | 0 | 0 | 0 | 0 | 680.6134 | 1577.6068 | 0 | 833.6941 | 3091.9144 | 1305.4152 | 457.9316 | 0 | 0 | 1763.3468 | 680.6134 | 2.5908 | 1305.4152 | 542.0546 | 0 | 0 | 1847.4698 | 1577.6068 | 1.1711 | 1305.4152 | 999.9862 | 0 | 0 | 2305.4014 | 2258.2203 | 37.3567 | 1.0209 | 20.2073 | 46.8388 | 0 | 24.7522 | 91.7983 | 1305.4152 | 0 | 999.9862 | 0 | 0 | 0 | 0 | 0 | 0 | 0 | 2378.4671 | 713.4473 | 0 | 0 | 2305.4014 | 3091.9144 | 0.74562 | 62.1089 | 23.5445 | 0 | 23.5445 | 1.1772 | 0 | 1.1772 | 0 |  | 0 | 0 | 0 | 0 | 0 | 0 | 0 | 9999 | 9999
WALL R0 - R11_Heat Pump |  | 45 | 270.934 | 0 | 444.2906 | 0 | 0 |  |  |  | 292.17 | 0.15278 | 0.15168 | 0 | 0 | 0 | 58.1113 | 134.2864 | 0 | 103.8346 | 26.6574 | 62.2007 | 0 | 0 | 0 | 0 | 0 | 0 | 0 | 0 | 0 | 0 | 84.7687 | 196.4871 | 0 | 103.8346 | 385.0904 | 153.8938 | 53.985 | 0 | 0 | 207.8788 | 84.7687 | 2.4523 | 153.8938 | 63.9022 | 0 | 0 | 217.796 | 196.4871 | 1.1084 | 153.8938 | 117.8872 | 0 | 0 | 271.781 | 281.2558 | 41.1437 | 0.96631 | 21.3486 | 49.4844 | 0 | 26.1503 | 96.9833 | 153.8938 | 0 | 117.8872 | 0 | 0 | 0 | 0 | 0 | 0 | 0 | 296.2323 | 88.8581 | 0 | 0 | 271.781 | 385.0904 | 0.70576 | 67.294 | 2.7756 | 0 | 2.7756 | 0.13878 | 0 | 0.13878 | 0 |  | 0 | 0 | 0 | 0 | 0 | 0 | 0 | 9999 | 9999
WINDOW CL22 Prime Window Replacement of Single Pane Base_Heat Pump |  | 45 | 2125.5703 | 0 | 3567.2364 | 0 | 0 |  |  |  | 2292.1741 | 1.1986 | 1.19 | 0 | 0 | 0 | 466.5793 | 1078.1937 | 0 | 833.6941 | 214.0342 | 499.4131 | 0 | 0 | 0 | 0 | 0 | 0 | 0 | 0 | 0 | 0 | 680.6134 | 1577.6068 | 0 | 833.6941 | 3091.9144 | 1207.35 | 423.5309 | 0 | 0 | 1630.8809 | 680.6134 | 2.3962 | 1207.35 | 501.3345 | 0 | 0 | 1708.6845 | 1577.6068 | 1.0831 | 1207.35 | 924.8654 | 0 | 0 | 2132.2154 | 2258.2203 | 42.8024 | 0.9442 | 21.8486 | 50.6432 | 0 | 26.7627 | 99.2544 | 1207.35 | 0 | 924.8654 | 0 | 0 | 0 | 0 | 0 | 0 | 0 | 2378.4671 | 713.4473 | 0 | 0 | 2132.2154 | 3091.9144 | 0.68961 | 69.5651 | 21.7758 | 0 | 21.7758 | 1.0888 | 0 | 1.0888 | 0 |  | 0 | 0 | 0 | 0 | 0 | 0 | 0 | 9999 | 9999
ATTIC R0 - R38_Heat Pump |  | 45 | 118.8621 | 0 | 262.6501 | 0 | 0 |  |  |  | 128.1786 | 0.067027 | 0.066543 | 0 | 0 | 0 | 34.3535 | 79.3857 | 0 | 61.3836 | 15.759 | 36.771 | 0 | 0 | 0 | 0 | 0 | 0 | 0 | 0 | 0 | 0 | 50.1125 | 116.1567 | 0 | 61.3836 | 227.6529 | 67.5151 | 23.6839 | 0 | 0 | 91.199 | 50.1125 | 1.8199 | 67.5151 | 28.0347 | 0 | 0 | 95.5498 | 116.1567 | 0.82259 | 67.5151 | 51.7186 | 0 | 0 | 119.2337 | 166.2693 | 65.7586 | 0.71711 | 28.7674 | 66.6805 | 0 | 35.2377 | 130.6856 | 67.5151 | 0 | 51.7186 | 0 | 0 | 0 | 0 | 0 | 0 | 0 | 175.1229 | 52.53 | 0 | 0 | 119.2337 | 227.6529 | 0.52375 | 100.9963 | 1.2177 | 0 | 1.2177 | 0.060885 | 0 | 0.060885 | 0 |  | 0 | 0 | 0 | 0 | 0 | 0 | 0 | 9999 | 9999
WINDOW CL30 Prime Window Replacement of Double Pane Base_Heat Pump |  | 45 | 1211.247 | 0 | 2730.3075 | 0 | 0 |  |  |  | 1306.1855 | 0.68303 | 0.6781 | 0 | 0 | 0 | 357.1126 | 825.2328 | 0 | 638.0966 | 163.8185 | 382.2431 | 0 | 0 | 0 | 0 | 0 | 0 | 0 | 0 | 0 | 0 | 520.931 | 1207.4759 | 0 | 638.0966 | 2366.5034 | 688.0031 | 241.3473 | 0 | 0 | 929.3504 | 520.931 | 1.784 | 688.0031 | 285.6833 | 0 | 0 | 973.6864 | 1207.4759 | 0.80638 | 688.0031 | 527.0306 | 0 | 0 | 1215.0337 | 1728.4069 | 67.6775 | 0.70298 | 29.3458 | 68.0211 | 0 | 35.9461 | 133.313 | 688.0031 | 0 | 527.0306 | 0 | 0 | 0 | 0 | 0 | 0 | 0 | 1820.4419 | 546.0615 | 0 | 0 | 1215.0337 | 2366.5034 | 0.51343 | 103.6236 | 12.4088 | 0 | 12.4088 | 0.62044 | 0 | 0.62044 | 0 |  | 0 | 0 | 0 | 0 | 0 | 0 | 0 | 9999 | 9999
ATTIC R0 - R19_Heat Pump |  | 45 | 87.0509 | 0 | 196.9149 | 0 | 0 |  |  |  | 93.8741 | 0.049089 | 0.048734 | 0 | 0 | 0 | 25.7556 | 59.5173 | 0 | 46.0207 | 11.8149 | 27.5681 | 0 | 0 | 0 | 0 | 0 | 0 | 0 | 0 | 0 | 0 | 37.5705 | 87.0854 | 0 | 46.0207 | 170.6767 | 49.446 | 17.3454 | 0 | 0 | 66.7913 | 37.5705 | 1.7778 | 49.446 | 20.5317 | 0 | 0 | 69.9777 | 87.0854 | 0.80355 | 49.446 | 37.8771 | 0 | 0 | 87.3231 | 124.6559 | 68.0203 | 0.70051 | 29.4491 | 68.2606 | 0 | 36.0726 | 133.7823 | 49.446 | 0 | 37.8771 | 0 | 0 | 0 | 0 | 0 | 0 | 0 | 131.2937 | 39.383 | 0 | 0 | 87.3231 | 170.6767 | 0.51163 | 104.0929 | 0.89181 | 0 | 0.89181 | 0.04459 | 0 | 0.04459 | 0 |  | 0 | 0 | 0 | 0 | 0 | 0 | 0 | 9999 | 9999
ATTIC R0 - R49_Heat Pump |  | 45 | 126.2413 | 0 | 297.9388 | 0 | 0 |  |  |  | 136.1362 | 0.071188 | 0.070674 | 0 | 0 | 0 | 38.9691 | 90.0517 | 0 | 69.6309 | 17.8763 | 41.7114 | 0 | 0 | 0 | 0 | 0 | 0 | 0 | 0 | 0 | 0 | 56.8455 | 131.7632 | 0 | 69.6309 | 258.2395 | 71.7066 | 25.1542 | 0 | 0 | 96.8609 | 56.8455 | 1.7039 | 71.7066 | 29.7751 | 0 | 0 | 101.4817 | 131.7632 | 0.77018 | 71.7066 | 54.9294 | 0 | 0 | 126.636 | 188.6086 | 72.2538 | 0.67142 | 30.725 | 71.2181 | 0 | 37.6356 | 139.5787 | 71.7066 | 0 | 54.9294 | 0 | 0 | 0 | 0 | 0 | 0 | 0 | 198.6518 | 59.5878 | 0 | 0 | 126.636 | 258.2395 | 0.49038 | 109.8893 | 1.2933 | 0 | 1.2933 | 0.064665 | 0 | 0.064665 | 0 |  | 0 | 0 | 0 | 0 | 0 | 0 | 0 | 9999 | 9999
WINDOW CL22 Prime Window Replacement of Double Pane Base_Heat Pump |  | 45 | 1365.8084 | 0 | 3567.2364 | 0 | 0 |  |  |  | 1472.8615 | 0.77019 | 0.76463 | 0 | 0 | 0 | 466.5793 | 1078.1937 | 0 | 833.6941 | 214.0342 | 499.4131 | 0 | 0 | 0 | 0 | 0 | 0 | 0 | 0 | 0 | 0 | 680.6134 | 1577.6068 | 0 | 833.6941 | 3091.9144 | 775.7959 | 272.1444 | 0 | 0 | 1047.9404 | 680.6134 | 1.5397 | 775.7959 | 322.138 | 0 | 0 | 1097.9339 | 1577.6068 | 0.69595 | 775.7959 | 594.2824 | 0 | 0 | 1370.0783 | 2258.2203 | 83.1276 | 0.60671 | 34.0023 | 78.8147 | 0 | 41.65 | 154.467 | 775.7959 | 0 | 594.2824 | 0 | 0 | 0 | 0 | 0 | 0 | 0 | 2378.4671 | 713.4473 | 0 | 0 | 1370.0783 | 3091.9144 | 0.44312 | 124.7776 | 13.9923 | 0 | 13.9923 | 0.69961 | 0 | 0.69961 | 0 |  | 0 | 0 | 0 | 0 | 0 | 0 | 0 | 9999 | 9999
ATTIC R19 - R49_Electric FAF |  | 45 | 79.4088 | 0 | 235.5293 | 0 | 0 |  |  |  | 85.6329 | 0.044779 | 0.044456 | 0 | 0 | 0 | 30.8062 | 71.1885 | 0 | 55.0452 | 14.1318 | 32.9741 | 0 | 0 | 0 | 0 | 0 | 0 | 0 | 0 | 0 | 0 | 44.938 | 104.1626 | 0 | 55.0452 | 204.1458 | 45.1052 | 15.8226 | 0 | 0 | 60.9278 | 44.938 | 1.3558 | 45.1052 | 18.7293 | 0 | 0 | 63.8344 | 104.1626 | 0.61283 | 45.1052 | 34.5519 | 0 | 0 | 79.657 | 149.1006 | 98.4282 | 0.53425 | 38.6138 | 89.5038 | 0 | 47.2987 | 175.4163 | 45.1052 | 0 | 34.5519 | 0 | 0 | 0 | 0 | 0 | 0 | 0 | 157.04 | 47.1059 | 0 | 0 | 79.657 | 204.1458 | 0.3902 | 145.7269 | 0.81352 | 0 | 0.81352 | 0.040676 | 0 | 0.040676 | 0 |  | 0 | 0 | 0 | 0 | 0 | 0 | 0 | 9999 | 9999
ATTIC R19 - R49_Electric Zonal |  | 45 | 76.974 | 0 | 235.5293 | 0 | 0 |  |  |  | 83.0073 | 0.043406 | 0.043093 | 0 | 0 | 0 | 30.8062 | 71.1885 | 0 | 55.0452 | 14.1318 | 32.9741 | 0 | 0 | 0 | 0 | 0 | 0 | 0 | 0 | 0 | 0 | 44.938 | 104.1626 | 0 | 55.0452 | 204.1458 | 43.7222 | 15.3375 | 0 | 0 | 59.0597 | 44.938 | 1.3142 | 43.7222 | 18.155 | 0 | 0 | 61.8772 | 104.1626 | 0.59404 | 43.7222 | 33.4925 | 0 | 0 | 77.2147 | 149.1006 | 102.4807 | 0.51787 | 39.8352 | 92.3348 | 0 | 48.7948 | 180.9648 | 43.7222 | 0 | 33.4925 | 0 | 0 | 0 | 0 | 0 | 0 | 0 | 157.04 | 47.1059 | 0 | 0 | 77.2147 | 204.1458 | 0.37823 | 151.2755 | 0.78857 | 0 | 0.78857 | 0.039428 | 0 | 0.039428 | 0 |  | 0 | 0 | 0 | 0 | 0 | 0 | 0 | 9999 | 9999
ATTIC R19 - R38_Electric FAF |  | 45 | 64.4615 | 0 | 198.2383 | 0 | 0 |  |  |  | 69.5141 | 0.03635 | 0.036088 | 0 | 0 | 0 | 25.9287 | 59.9173 | 0 | 46.33 | 11.8943 | 27.7534 | 0 | 0 | 0 | 0 | 0 | 0 | 0 | 0 | 0 | 0 | 37.823 | 87.6707 | 0 | 46.33 | 171.8237 | 36.6149 | 12.8443 | 0 | 0 | 49.4592 | 37.823 | 1.3076 | 36.6149 | 15.2038 | 0 | 0 | 51.8187 | 87.6707 | 0.59106 | 36.6149 | 28.0481 | 0 | 0 | 64.663 | 125.4937 | 103.1477 | 0.51527 | 40.0363 | 92.8008 | 0 | 49.0411 | 181.8782 | 36.6149 | 0 | 28.0481 | 0 | 0 | 0 | 0 | 0 | 0 | 0 | 132.176 | 39.6477 | 0 | 0 | 64.663 | 171.8237 | 0.37633 | 152.1888 | 0.66039 | 0 | 0.66039 | 0.033019 | 0 | 0.033019 | 0 |  | 0 | 0 | 0 | 0 | 0 | 0 | 0 | 9999 | 9999
ATTIC R19 - R38_Electric Zonal |  | 45 | 62.4778 | 0 | 198.2383 | 0 | 0 |  |  |  | 67.3749 | 0.035232 | 0.034977 | 0 | 0 | 0 | 25.9287 | 59.9173 | 0 | 46.33 | 11.8943 | 27.7534 | 0 | 0 | 0 | 0 | 0 | 0 | 0 | 0 | 0 | 0 | 37.823 | 87.6707 | 0 | 46.33 | 171.8237 | 35.4882 | 12.449 | 0 | 0 | 47.9372 | 37.823 | 1.2674 | 35.4882 | 14.7359 | 0 | 0 | 50.2241 | 87.6707 | 0.57287 | 35.4882 | 27.185 | 0 | 0 | 62.6731 | 125.4937 | 107.3653 | 0.49941 | 41.3074 | 95.7473 | 0 | 50.5981 | 187.6528 | 35.4882 | 0 | 27.185 | 0 | 0 | 0 | 0 | 0 | 0 | 0 | 132.176 | 39.6477 | 0 | 0 | 62.6731 | 171.8237 | 0.36475 | 157.9635 | 0.64007 | 0 | 0.64007 | 0.032003 | 0 | 0.032003 | 0 |  | 0 | 0 | 0 | 0 | 0 | 0 | 0 | 9999 | 9999
ATTIC R19 - R30_Electric FAF |  | 45 | 46.7171 | 0 | 169.9752 | 0 | 0 |  |  |  | 50.3788 | 0.026344 | 0.026154 | 0 | 0 | 0 | 22.232 | 51.3748 | 0 | 39.7247 | 10.1985 | 23.7965 | 0 | 0 | 0 | 0 | 0 | 0 | 0 | 0 | 0 | 0 | 32.4305 | 75.1714 | 0 | 39.7247 | 147.3266 | 26.5359 | 9.3086 | 0 | 0 | 35.8445 | 32.4305 | 1.1053 | 26.5359 | 11.0186 | 0 | 0 | 37.5545 | 75.1714 | 0.49959 | 26.5359 | 20.3273 | 0 | 0 | 46.8631 | 107.6019 | 127.4707 | 0.43552 | 47.3671 | 109.793 | 0 | 58.0207 | 215.1807 | 26.5359 | 0 | 20.3273 | 0 | 0 | 0 | 0 | 0 | 0 | 0 | 113.3315 | 33.995 | 0 | 0 | 46.8631 | 147.3266 | 0.31809 | 185.4914 | 0.4786 | 0 | 0.4786 | 0.02393 | 0 | 0.02393 | 0 |  | 0 | 0 | 0 | 0 | 0 | 0 | 0 | 9999 | 9999
ATTIC R19 - R30_Electric Zonal |  | 45 | 45.272 | 0 | 169.9752 | 0 | 0 |  |  |  | 48.8205 | 0.025529 | 0.025345 | 0 | 0 | 0 | 22.232 | 51.3748 | 0 | 39.7247 | 10.1985 | 23.7965 | 0 | 0 | 0 | 0 | 0 | 0 | 0 | 0 | 0 | 0 | 32.4305 | 75.1714 | 0 | 39.7247 | 147.3266 | 25.7151 | 9.0207 | 0 | 0 | 34.7357 | 32.4305 | 1.0711 | 25.7151 | 10.6778 | 0 | 0 | 36.3929 | 75.1714 | 0.48413 | 25.7151 | 19.6985 | 0 | 0 | 45.4135 | 107.6019 | 132.4872 | 0.42205 | 48.879 | 113.2976 | 0 | 59.8727 | 222.0492 | 25.7151 | 0 | 19.6985 | 0 | 0 | 0 | 0 | 0 | 0 | 0 | 113.3315 | 33.995 | 0 | 0 | 45.4135 | 147.3266 | 0.30825 | 192.3598 | 0.4638 | 0 | 0.4638 | 0.02319 | 0 | 0.02319 | 0 |  | 0 | 0 | 0 | 0 | 0 | 0 | 0 | 9999 | 9999
FLOOR R0 - R30_Heat Pump |  | 45 | 73.3606 | 0 | 337.5743 | 0 | 0 |  |  |  | 79.1106 | 0.041368 | 0.04107 | 0 | 0 | 0 | 44.1533 | 102.0315 | 0 | 78.894 | 20.2545 | 47.2604 | 0 | 0 | 0 | 0 | 0 | 0 | 0 | 0 | 0 | 0 | 64.4077 | 149.2919 | 0 | 78.894 | 292.5937 | 41.6697 | 14.6175 | 0 | 0 | 56.2872 | 64.4077 | 0.87392 | 41.6697 | 17.3027 | 0 | 0 | 58.9724 | 149.2919 | 0.39501 | 41.6697 | 31.9202 | 0 | 0 | 73.5899 | 213.6996 | 169.0752 | 0.34436 | 59.9064 | 138.8582 | 0 | 73.3803 | 272.1449 | 41.6697 | 0 | 31.9202 | 0 | 0 | 0 | 0 | 0 | 0 | 0 | 225.0788 | 67.5149 | 0 | 0 | 73.5899 | 292.5937 | 0.25151 | 242.4555 | 0.75156 | 0 | 0.75156 | 0.037578 | 0 | 0.037578 | 0 |  | 0 | 0 | 0 | 0 | 0 | 0 | 0 | 9999 | 9999
FLOOR R0 - R19_Heat Pump |  | 45 | 56.7554 | 0 | 315.4292 | 0 | 0 |  |  |  | 61.2039 | 0.032005 | 0.031774 | 0 | 0 | 0 | 41.2568 | 95.3382 | 0 | 73.7185 | 18.9258 | 44.1601 | 0 | 0 | 0 | 0 | 0 | 0 | 0 | 0 | 0 | 0 | 60.1825 | 139.4983 | 0 | 73.7185 | 273.3994 | 32.2377 | 11.3088 | 0 | 0 | 43.5466 | 60.1825 | 0.72357 | 32.2377 | 13.3863 | 0 | 0 | 45.624 | 139.4983 | 0.32706 | 32.2377 | 24.6951 | 0 | 0 | 56.9328 | 199.6808 | 210.3748 | 0.28512 | 72.3538 | 167.7103 | 0 | 88.6273 | 328.6915 | 32.2377 | 0 | 24.6951 | 0 | 0 | 0 | 0 | 0 | 0 | 0 | 210.3135 | 63.0858 | 0 | 0 | 56.9328 | 273.3994 | 0.20824 | 299.0021 | 0.58144 | 0 | 0.58144 | 0.029072 | 0 | 0.029072 | 0 |  | 0 | 0 | 0 | 0 | 0 | 0 | 0 | 9999 | 9999
ATTIC R19 - R49_Heat Pump |  | 45 | 39.1904 | 0 | 235.5293 | 0 | 0 |  |  |  | 42.2622 | 0.0221 | 0.02194 | 0 | 0 | 0 | 30.8062 | 71.1885 | 0 | 55.0452 | 14.1318 | 32.9741 | 0 | 0 | 0 | 0 | 0 | 0 | 0 | 0 | 0 | 0 | 44.938 | 104.1626 | 0 | 55.0452 | 204.1458 | 22.2606 | 7.8089 | 0 | 0 | 30.0695 | 44.938 | 0.66913 | 22.2606 | 9.2434 | 0 | 0 | 31.504 | 104.1626 | 0.30245 | 22.2606 | 17.0523 | 0 | 0 | 39.3129 | 149.1006 | 229.9065 | 0.26367 | 78.2406 | 181.3553 | 0 | 95.8381 | 355.434 | 22.2606 | 0 | 17.0523 | 0 | 0 | 0 | 0 | 0 | 0 | 0 | 157.04 | 47.1059 | 0 | 0 | 39.3129 | 204.1458 | 0.19257 | 325.7446 | 0.40149 | 0 | 0.40149 | 0.020075 | 0 | 0.020075 | 0 |  | 0 | 0 | 0 | 0 | 0 | 0 | 0 | 9999 | 9999
ATTIC R19 - R38_Heat Pump |  | 45 | 31.8111 | 0 | 198.2383 | 0 | 0 |  |  |  | 34.3045 | 0.017938 | 0.017809 | 0 | 0 | 0 | 25.9287 | 59.9173 | 0 | 46.33 | 11.8943 | 27.7534 | 0 | 0 | 0 | 0 | 0 | 0 | 0 | 0 | 0 | 0 | 37.823 | 87.6707 | 0 | 46.33 | 171.8237 | 18.0691 | 6.3385 | 0 | 0 | 24.4076 | 37.823 | 0.64531 | 18.0691 | 7.5029 | 0 | 0 | 25.572 | 87.6707 | 0.29168 | 18.0691 | 13.8415 | 0 | 0 | 31.9106 | 125.4937 | 239.4894 | 0.25428 | 81.1288 | 188.0499 | 0 | 99.3759 | 368.5547 | 18.0691 | 0 | 13.8415 | 0 | 0 | 0 | 0 | 0 | 0 | 0 | 132.176 | 39.6477 | 0 | 0 | 31.9106 | 171.8237 | 0.18572 | 338.8653 | 0.32589 | 0 | 0.32589 | 0.016295 | 0 | 0.016295 | 0 |  | 0 | 0 | 0 | 0 | 0 | 0 | 0 | 9999 | 9999
ATTIC R19 - R30_Heat Pump |  | 45 | 23.0824 | 0 | 169.9752 | 0 | 0 |  |  |  | 24.8916 | 0.013016 | 0.012922 | 0 | 0 | 0 | 22.232 | 51.3748 | 0 | 39.7247 | 10.1985 | 23.7965 | 0 | 0 | 0 | 0 | 0 | 0 | 0 | 0 | 0 | 0 | 32.4305 | 75.1714 | 0 | 39.7247 | 147.3266 | 13.1111 | 4.5993 | 0 | 0 | 17.7104 | 32.4305 | 0.5461 | 13.1111 | 5.4442 | 0 | 0 | 18.5553 | 75.1714 | 0.24684 | 13.1111 | 10.0435 | 0 | 0 | 23.1546 | 107.6019 | 288.3907 | 0.21519 | 95.8673 | 222.2127 | 0 | 117.4294 | 435.5094 | 13.1111 | 0 | 10.0435 | 0 | 0 | 0 | 0 | 0 | 0 | 0 | 113.3315 | 33.995 | 0 | 0 | 23.1546 | 147.3266 | 0.15717 | 405.8201 | 0.23647 | 0 | 0.23647 | 0.011824 | 0 | 0.011824 | 0 |  | 0 | 0 | 0 | 0 | 0 | 0 | 0 | 9999 | 9999
Supply Curve Results; Categories sorted by TRC Net Levelized Cost
Totals for Categories with Benefits Exceeding Costs. Levelized cost is TRC Net Levelized Cost (Net of Benefits) | [12 empty] | Savings Allocation by Cost Bin and Month for Segments 1 | [12 empty] | Savings Allocation by Cost Bin and Month for Segments 2
| Totals Basis | Busbar Electric Savings in kWh | First Cost | Admin Cost | First Year Program Cost | PV Cost | PV Benefits | Unit Program Cost: First Year Program Cost in $/average annual kW saved | Utility System Net Levelized Cost (Net of T&D Capacity Benefits, Act Credit & Risk-Mitigation) in mills/kWh | TRC Net Levelized Cost (Net of All Benefits) in mills/kWh | TRC B/C Ratio | Net Electric & Gas System CO2 Avoided (Lifetime Tons) | Jan | Feb | Mar | Apr | May | Jun | Jul | Aug | Sep | Oct | Nov | Dec |  | Jan | Feb | Mar | Apr | May | Jun | Jul | Aug | Sep | Oct | Nov | Dec
| Measures with B/C > 1.00 | 30476.1642 | 28062.8427 | 0 | 28062.8427 | 18710.9968 | 28349.3937 | 8066.3203 | -0.34842 | 15.4865 | 1.6281 | 289.5254 | 3394.8966 | 2476.9159 | 2244.4673 | 1799.1751 | 741.2801 | 207.0594 | 50.4207 | 42.3859 | 402.2056 | 1381.4687 | 2185.1793 | 3956.424 |  | 2157.9447 | 1616.6906 | 1252.3048 | 1073.9753 | 421.9205 | 104.7431 | 28.2114 | 18.8639 | 230.9678 | 712.2483 | 1429.7126 | 2546.7026
| Categories with B/C > 1.00 | 19983.5409 | 15038.3121 | 3007.6624 | 18045.9746 | 13034.5087 | 18588.9953 | 7910.647 | 5.3641 | 18.3052 | 1.4545 | 189.8449 | 459.9833 | 335.6037 | 304.1086 | 243.7749 | 100.4379 | 28.055 | 6.8316 | 5.743 | 54.4959 | 187.1787 | 296.0755 | 536.066 |  | 292.3855 | 219.0496 | 169.678 | 145.5157 | 57.1671 | 14.1919 | 3.8224 | 2.5559 | 31.2944 | 96.5044 | 193.7154 | 345.0593
Supply Curve Results: By TRC Net Levelized Cost - Net of Benefits
| Block 1: <= 0 mills/kWh | 0 | 0 | 0 | 0 | 0 | 0 | 0 | 0 | 0 | 0 | 0 | 0 | 0 | 0 | 0 | 0 | 0 | 0 | 0 | 0 | 0 | 0 | 0 |  | 0 | 0 | 0 | 0 | 0 | 0 | 0 | 0 | 0 | 0 | 0 | 0
| Block 2: <= 10 mills/kWh | 717.6074 | 444.2906 | 88.8581 | 533.1487 | 385.0904 | 667.5293 | 6508.2704 | -0.85007 | 9.7969 | 1.7334 | 6.8173 | 79.938 | 58.3227 | 52.8494 | 42.3643 | 17.4546 | 4.8755 | 1.1872 | 0.99804 | 9.4705 | 32.5288 | 51.4534 | 93.16 |  | 50.8121 | 38.0674 | 29.4874 | 25.2884 | 9.9348 | 2.4663 | 0.66428 | 0.44418 | 5.4385 | 16.771 | 33.6647 | 59.966
| Block 3: 10-20 mills/kWh | 13551.0589 | 9472.142 | 1894.4284 | 11366.5705 | 8210.0117 | 12605.4021 | 7347.8507 | 2.8703 | 14.8907 | 1.544 | 128.7359 | 1509.5221 | 1101.347 | 997.9901 | 799.9933 | 329.6061 | 92.0678 | 22.4193 | 18.8467 | 178.8385 | 614.2625 | 971.628 | 1759.2022 |  | 959.5182 | 718.8526 | 556.8305 | 477.5372 | 187.6046 | 46.5734 | 12.544 | 8.3877 | 102.6985 | 316.6973 | 635.7138 | 1132.3773
| Block 4: 20-30 mills/kWh | 4219.4511 | 3567.2364 | 713.4473 | 4280.6836 | 3091.9144 | 3924.9979 | 8887.1249 | 9.6911 | 24.2296 | 1.2694 | 40.085 | 470.0263 | 342.9311 | 310.7484 | 249.0973 | 102.6309 | 28.6675 | 6.9808 | 5.8684 | 55.6857 | 191.2655 | 302.5399 | 547.7703 |  | 298.7693 | 223.8322 | 173.3827 | 148.6928 | 58.4153 | 14.5018 | 3.9059 | 2.6117 | 31.9777 | 98.6114 | 197.9449 | 352.5932
| Block 5: 30-40 mills/kWh | 1495.4236 | 1554.6431 | 310.9286 | 1865.5718 | 1347.4923 | 1391.0659 | 10928.2804 | 18.7358 | 36.6135 | 1.0328 | 14.2066 | 166.5829 | 121.5389 | 110.1329 | 88.2831 | 36.3736 | 10.1601 | 2.4741 | 2.0798 | 19.7357 | 67.7868 | 107.2238 | 194.1363 |  | 105.8874 | 79.3288 | 61.4489 | 52.6985 | 20.7031 | 5.1396 | 1.3843 | 0.92563 | 11.3333 | 34.949 | 70.154 | 124.9632
| Block 6: 40-50 mills/kWh | 2967.0252 | 3365.8207 | 673.1641 | 4038.9848 | 2917.3366 | 2759.9722 | 11924.9094 | 23.152 | 42.6601 | 0.94611 | 28.1869 | 330.5122 | 241.1416 | 218.5115 | 175.1598 | 72.1678 | 20.1584 | 4.9087 | 4.1265 | 39.157 | 134.4937 | 212.7394 | 385.18 |  | 210.088 | 157.3939 | 121.9189 | 104.5575 | 41.0763 | 10.1973 | 2.7465 | 1.8365 | 22.486 | 69.3414 | 139.1905 | 247.9358
| Block 7: 50-60 mills/kWh | 7525.598 | 9658.7099 | 1931.742 | 11590.4519 | 8371.72 | 7000.4263 | 13491.6001 | 30.0943 | 52.1654 | 0.83636 | 71.4936 | 838.3151 | 611.6345 | 554.2351 | 444.2773 | 183.0472 | 51.13 | 12.4506 | 10.4665 | 99.3182 | 341.1315 | 539.5948 | 976.9752 |  | 532.8697 | 399.2157 | 309.2365 | 265.2009 | 104.1865 | 25.8646 | 6.9663 | 4.6581 | 57.0338 | 175.8783 | 353.0445 | 628.8672
| Block 8: 60-70 mills/kWh | 5062.6967 | 7578.7633 | 1515.7527 | 9094.516 | 6568.9192 | 4709.3978 | 15736.2697 | 40.0408 | 65.784 | 0.71796 | 48.0959 | 563.9598 | 411.465 | 372.8506 | 298.8788 | 123.1414 | 34.3967 | 8.3759 | 7.0411 | 66.8143 | 229.4894 | 363.0017 | 657.2407 |  | 358.4775 | 268.5644 | 208.0327 | 178.4087 | 70.0894 | 17.3999 | 4.6865 | 3.1337 | 38.3683 | 118.3186 | 237.5037 | 423.0579
| Block 9: 70-80 mills/kWh | 0 | 0 | 0 | 0 | 0 | 0 | 0 | 0 | 0 | 0 | 0 | 0 | 0 | 0 | 0 | 0 | 0 | 0 | 0 | 0 | 0 | 0 | 0 |  | 0 | 0 | 0 | 0 | 0 | 0 | 0 | 0 | 0 | 0 | 0 | 0
| Block 10: 80-90 mills/kWh | 0 | 0 | 0 | 0 | 0 | 0 | 0 | 0 | 0 | 0 | 0 | 0 | 0 | 0 | 0 | 0 | 0 | 0 | 0 | 0 | 0 | 0 | 0 |  | 0 | 0 | 0 | 0 | 0 | 0 | 0 | 0 | 0 | 0 | 0 | 0
| Block 11: 90-100 mills/kWh | 0 | 0 | 0 | 0 | 0 | 0 | 0 | 0 | 0 | 0 | 0 | 0 | 0 | 0 | 0 | 0 | 0 | 0 | 0 | 0 | 0 | 0 | 0 |  | 0 | 0 | 0 | 0 | 0 | 0 | 0 | 0 | 0 | 0 | 0 | 0
| Block 12: 100-110 mills/kWh | 1664.3743 | 3487.8114 | 697.5623 | 4185.3736 | 3023.0725 | 1548.2264 | 22028.6224 | 67.9234 | 103.9602 | 0.51224 | 15.8117 | 185.4032 | 135.2701 | 122.5756 | 98.2571 | 40.483 | 11.308 | 2.7536 | 2.3148 | 21.9654 | 75.4452 | 119.3377 | 216.0695 |  | 117.8504 | 88.2912 | 68.3913 | 58.6523 | 23.0421 | 5.7203 | 1.5407 | 1.0302 | 12.6137 | 38.8975 | 78.0799 | 139.0814
| Block 13: 110-120 mills/kWh | 0 | 0 | 0 | 0 | 0 | 0 | 0 | 0 | 0 | 0 | 0 | 0 | 0 | 0 | 0 | 0 | 0 | 0 | 0 | 0 | 0 | 0 | 0 |  | 0 | 0 | 0 | 0 | 0 | 0 | 0 | 0 | 0 | 0 | 0 | 0
| Block 14: 120-130 mills/kWh | 1472.8615 | 3567.2364 | 713.4473 | 4280.6836 | 3091.9144 | 1370.0783 | 25459.8192 | 83.1276 | 124.7776 | 0.44312 | 13.9923 | 164.0696 | 119.7052 | 108.4713 | 86.9511 | 35.8248 | 10.0068 | 2.4367 | 2.0484 | 19.4379 | 66.7641 | 105.606 | 191.2073 |  | 104.2898 | 78.1319 | 60.5218 | 51.9034 | 20.3907 | 5.0621 | 1.3634 | 0.91166 | 11.1623 | 34.4218 | 69.0956 | 123.0778
| Block 15: 130-140 mills/kWh | 0 | 0 | 0 | 0 | 0 | 0 | 0 | 0 | 0 | 0 | 0 | 0 | 0 | 0 | 0 | 0 | 0 | 0 | 0 | 0 | 0 | 0 | 0 |  | 0 | 0 | 0 | 0 | 0 | 0 | 0 | 0 | 0 | 0 | 0 | 0
| Block 16: 140-150 mills/kWh | 85.6329 | 235.5293 | 47.1059 | 282.6352 | 204.1458 | 79.657 | 28912.763 | 98.4282 | 145.7269 | 0.3902 | 0.81352 | 9.5391 | 6.9597 | 6.3066 | 5.0554 | 2.0829 | 0.5818 | 0.14167 | 0.1191 | 1.1301 | 3.8817 | 6.14 | 11.1169 |  | 6.0635 | 4.5426 | 3.5188 | 3.0177 | 1.1855 | 0.29431 | 0.079269 | 0.053004 | 0.64898 | 2.0013 | 4.0173 | 7.1558
| Block 17: 150-160 mills/kWh | 219.8963 | 632.0058 | 126.4012 | 758.407 | 547.7932 | 204.5509 | 30212.6331 | 104.1882 | 153.6133 | 0.3735 | 2.089 | 24.4954 | 17.8718 | 16.1946 | 12.9817 | 5.3486 | 1.494 | 0.3638 | 0.30583 | 2.9021 | 9.9678 | 15.7668 | 28.547 |  | 15.5703 | 11.665 | 9.0358 | 7.7491 | 3.0443 | 0.75576 | 0.20355 | 0.13611 | 1.6665 | 5.1391 | 10.3159 | 18.3754
| Block 18: 160-170 mills/kWh | 0 | 0 | 0 | 0 | 0 | 0 | 0 | 0 | 0 | 0 | 0 | 0 | 0 | 0 | 0 | 0 | 0 | 0 | 0 | 0 | 0 | 0 | 0 |  | 0 | 0 | 0 | 0 | 0 | 0 | 0 | 0 | 0 | 0 | 0 | 0
| Block 19: 170-180 mills/kWh | 0 | 0 | 0 | 0 | 0 | 0 | 0 | 0 | 0 | 0 | 0 | 0 | 0 | 0 | 0 | 0 | 0 | 0 | 0 | 0 | 0 | 0 | 0 |  | 0 | 0 | 0 | 0 | 0 | 0 | 0 | 0 | 0 | 0 | 0 | 0
| Block 20: 180-190 mills/kWh | 50.3788 | 169.9752 | 33.995 | 203.9702 | 147.3266 | 46.8631 | 35466.8853 | 127.4707 | 185.4914 | 0.31809 | 0.4786 | 5.612 | 4.0945 | 3.7102 | 2.9741 | 1.2254 | 0.34228 | 0.083348 | 0.070066 | 0.66487 | 2.2836 | 3.6122 | 6.5402 |  | 3.5672 | 2.6725 | 2.0701 | 1.7753 | 0.69746 | 0.17315 | 0.046635 | 0.031183 | 0.3818 | 1.1774 | 2.3634 | 4.2098
| Block 21: 190-200 mills/kWh | 48.8205 | 169.9752 | 33.995 | 203.9702 | 147.3266 | 45.4135 | 36598.9741 | 132.4872 | 192.3598 | 0.30825 | 0.4638 | 5.4384 | 3.9678 | 3.5955 | 2.8821 | 1.1875 | 0.33169 | 0.08077 | 0.067899 | 0.6443 | 2.213 | 3.5005 | 6.3379 |  | 3.4569 | 2.5898 | 2.0061 | 1.7204 | 0.67588 | 0.16779 | 0.045192 | 0.030219 | 0.36999 | 1.141 | 2.2903 | 4.0796
| Block 22: > 200 mills/kWh | 241.7729 | 1256.7463 | 251.3493 | 1508.0955 | 1089.2892 | 224.9008 | 54641.8512 | 212.4384 | 301.8276 | 0.21121 | 2.2969 | 26.9323 | 19.6498 | 17.8058 | 14.2732 | 5.8807 | 1.6426 | 0.4 | 0.33625 | 3.1908 | 10.9594 | 17.3354 | 31.387 |  | 17.1194 | 12.8255 | 9.9348 | 8.52 | 3.3472 | 0.83095 | 0.22381 | 0.14965 | 1.8323 | 5.6504 | 11.3422 | 20.2034
Shaped Savings Results; By Category and sorted by TRC BC ratio
[13 empty] | Savings Allocation by Cost Bin and Month for Segments 1 Feb: Savings Allocation by Category and Month for Segments 1 |  |  | Savings Allocation by Category and Month for Segments 2
Category | Measure | Busbar Savings | First Cost | Admin Cost | First Year Program Cost | PV Cost | PV Benefits | Unit Program Cost: First Year Program Cost in $/average annual kW saved | Utility System Net Levelized Cost (Net of T&D Capacity Benefits, Act Credit & Risk-Mitigation) in mills/kWh | TRC Net Levelized Cost (Net of All Benefits) in mills/kWh | TRC B/C Ratio | Net Electric & Gas System CO2 Avoided (Lifetime Tons) | Wholesale KW | Jan | Feb | Mar | Apr | May | Jun | Jul | Aug | Sep | Oct | Nov | Dec |  | Jan | Feb | Mar | Apr | May | Jun | Jul | Aug | Sep | Oct | Nov | Dec
WALL R0 - R11_Electric Zonal |  | 717.6074 | 444.2906 | 88.8581 | 533.1487 | 385.0904 | 667.5293 | 6508.2704 | -0.85007 | 9.7969 | 1.7334 | 6.8173 | 0.37525 | 79.938 | 58.3227 | 52.8494 | 42.3643 | 17.4546 | 4.8755 | 1.1872 | 0.99804 | 9.4705 | 32.5288 | 51.4534 | 93.16 |  | 50.8121 | 38.0674 | 29.4874 | 25.2884 | 9.9348 | 2.4663 | 0.66428 | 0.44418 | 5.4385 | 16.771 | 33.6647 | 59.966
WINDOW CL30 Prime Window Replacement of Single Pane Base_Electric Zonal |  | 4321.9423 | 2730.3075 | 546.0615 | 3276.369 | 2366.5034 | 4020.3368 | 6640.7626 | -0.26298 | 10.6007 | 1.6989 | 41.0587 | 2.26 | 481.4434 | 351.261 | 318.2966 | 255.148 | 105.1238 | 29.3639 | 7.1503 | 6.0109 | 57.0383 | 195.9114 | 309.8887 | 561.0757 |  | 306.0264 | 229.2691 | 177.5942 | 152.3046 | 59.8342 | 14.854 | 4.0008 | 2.6752 | 32.7544 | 101.0067 | 202.7531 | 361.1577
WALL R0 - R11_Electric FAF |  | 645.0842 | 444.2906 | 88.8581 | 533.1487 | 385.0904 | 600.0672 | 7239.9581 | 2.3922 | 14.2361 | 1.5583 | 6.1283 | 0.33733 | 71.8592 | 52.4285 | 47.5083 | 38.0829 | 15.6906 | 4.3828 | 1.0672 | 0.89718 | 8.5134 | 29.2413 | 46.2533 | 83.745 |  | 45.6769 | 34.2202 | 26.5073 | 22.7327 | 8.9307 | 2.2171 | 0.59715 | 0.39929 | 4.8889 | 15.076 | 30.2625 | 53.9057
WINDOW CL30 Prime Window Replacement of Single Pane Base_Electric FAF |  | 3879.6325 | 2730.3075 | 546.0615 | 3276.369 | 2366.5034 | 3608.8934 | 7397.8639 | 3.0919 | 15.1941 | 1.525 | 36.8567 | 2.0287 | 432.1722 | 315.3128 | 285.7219 | 229.036 | 94.3654 | 26.3588 | 6.4186 | 5.3957 | 51.201 | 175.8617 | 278.1745 | 503.655 |  | 274.7075 | 205.8056 | 159.4191 | 136.7177 | 53.7107 | 13.3339 | 3.5913 | 2.4014 | 29.4023 | 90.6696 | 182.0032 | 324.1966
WINDOW CL22 Prime Window Replacement of Single Pane Base_Electric Zonal |  | 4704.3999 | 3567.2364 | 713.4473 | 4280.6836 | 3091.9144 | 4376.1047 | 7971.0036 | 5.6316 | 18.6714 | 1.4153 | 44.6921 | 2.46 | 524.0473 | 382.3448 | 346.4633 | 277.7265 | 114.4264 | 31.9624 | 7.7831 | 6.5428 | 62.0858 | 213.248 | 337.3114 | 610.7265 |  | 333.1074 | 249.5576 | 193.3098 | 165.7823 | 65.129 | 16.1685 | 4.3548 | 2.9119 | 35.6529 | 109.945 | 220.6951 | 393.1173
WINDOW CL22 Prime Window Replacement of Single Pane Base_Electric FAF |  | 4219.4511 | 3567.2364 | 713.4473 | 4280.6836 | 3091.9144 | 3924.9979 | 8887.1249 | 9.6911 | 24.2296 | 1.2694 | 40.085 | 2.2064 | 470.0263 | 342.9311 | 310.7484 | 249.0973 | 102.6309 | 28.6675 | 6.9808 | 5.8684 | 55.6857 | 191.2655 | 302.5399 | 547.7703 |  | 298.7693 | 223.8322 | 173.3827 | 148.6928 | 58.4153 | 14.5018 | 3.9059 | 2.6117 | 31.9777 | 98.6114 | 197.9449 | 352.5932
ATTIC R0 - R38_Electric FAF |  | 261.5667 | 262.6501 | 52.53 | 315.1801 | 227.6529 | 243.3133 | 10555.5418 | 17.0841 | 34.352 | 1.0688 | 2.4849 | 0.13678 | 29.1373 | 21.2585 | 19.2635 | 15.4417 | 6.3622 | 1.7771 | 0.43274 | 0.36378 | 3.452 | 11.8567 | 18.7547 | 33.9567 |  | 18.5209 | 13.8755 | 10.7481 | 9.2176 | 3.6212 | 0.89897 | 0.24213 | 0.1619 | 1.9823 | 6.113 | 12.2707 | 21.8575
ATTIC R0 - R19_Electric FAF |  | 192.0526 | 196.9149 | 39.383 | 236.2979 | 170.6767 | 178.6503 | 10778.1378 | 18.0705 | 35.7025 | 1.0467 | 1.8245 | 0.10043 | 21.3937 | 15.6089 | 14.144 | 11.3379 | 4.6713 | 1.3048 | 0.31774 | 0.2671 | 2.5346 | 8.7056 | 13.7704 | 24.9323 |  | 13.5988 | 10.1879 | 7.8917 | 6.7679 | 2.6588 | 0.66006 | 0.17778 | 0.11888 | 1.4555 | 4.4884 | 9.0097 | 16.0486
FLOOR R0 - R30_Electric Zonal |  | 325.299 | 337.5743 | 67.5149 | 405.0892 | 292.5937 | 302.5981 | 10908.6759 | 18.6489 | 36.4945 | 1.0342 | 3.0904 | 0.1701 | 36.2367 | 26.4383 | 23.9572 | 19.2042 | 7.9123 | 2.2101 | 0.53818 | 0.45242 | 4.2931 | 14.7456 | 23.3243 | 42.2304 |  | 23.0336 | 17.2564 | 13.367 | 11.4635 | 4.5035 | 1.118 | 0.30112 | 0.20135 | 2.4653 | 7.6025 | 15.2606 | 27.1832
ATTIC R0 - R38_Electric Zonal |  | 253.0974 | 262.6501 | 52.53 | 315.1801 | 227.6529 | 235.435 | 10908.757 | 18.6493 | 36.495 | 1.0342 | 2.4044 | 0.13235 | 28.1938 | 20.5702 | 18.6398 | 14.9417 | 6.1562 | 1.7196 | 0.41873 | 0.352 | 3.3402 | 11.4728 | 18.1474 | 32.8572 |  | 17.9212 | 13.4262 | 10.4001 | 8.9191 | 3.504 | 0.86987 | 0.23429 | 0.15666 | 1.9181 | 5.9151 | 11.8734 | 21.1498
ATTIC R0 - R19_Electric Zonal |  | 185.7225 | 196.9149 | 39.383 | 236.2979 | 170.6767 | 172.7619 | 11145.4966 | 19.6983 | 37.9313 | 1.0122 | 1.7644 | 0.097118 | 20.6886 | 15.0944 | 13.6778 | 10.9642 | 4.5174 | 1.2618 | 0.30726 | 0.2583 | 2.4511 | 8.4187 | 13.3165 | 24.1105 |  | 13.1506 | 9.8522 | 7.6316 | 6.5448 | 2.5712 | 0.63831 | 0.17192 | 0.11496 | 1.4075 | 4.3405 | 8.7127 | 15.5197
ATTIC R0 - R49_Electric FAF |  | 277.6855 | 297.9388 | 59.5878 | 357.5266 | 258.2395 | 258.3073 | 11278.7056 | 20.2886 | 38.7395 | 1.0003 | 2.638 | 0.14521 | 30.9328 | 22.5686 | 20.4506 | 16.3933 | 6.7542 | 1.8866 | 0.45941 | 0.3862 | 3.6647 | 12.5873 | 19.9104 | 36.0492 |  | 19.6623 | 14.7306 | 11.4105 | 9.7856 | 3.8444 | 0.95437 | 0.25705 | 0.17188 | 2.1045 | 6.4897 | 13.0269 | 23.2044
ATTIC R0 - R49_Electric Zonal |  | 268.7298 | 297.9388 | 59.5878 | 357.5266 | 258.2395 | 249.9766 | 11654.5799 | 21.9541 | 41.02 | 0.968 | 2.5529 | 0.14052 | 29.9352 | 21.8407 | 19.7911 | 15.8646 | 6.5364 | 1.8258 | 0.44459 | 0.37375 | 3.5465 | 12.1814 | 19.2683 | 34.8866 |  | 19.0281 | 14.2555 | 11.0425 | 9.47 | 3.7204 | 0.92359 | 0.24876 | 0.16634 | 2.0366 | 6.2804 | 12.6068 | 22.4561
WINDOW CL30 Prime Window Replacement of Double Pane Base_Electric Zonal |  | 2401.6643 | 2730.3075 | 546.0615 | 3276.369 | 2366.5034 | 2234.0649 | 11950.4597 | 23.2652 | 42.8151 | 0.94404 | 22.816 | 1.2559 | 267.5337 | 195.1926 | 176.8745 | 141.7834 | 58.4163 | 16.3172 | 3.9734 | 3.3402 | 31.6957 | 108.8662 | 172.2024 | 311.7847 |  | 170.0561 | 127.4028 | 98.6875 | 84.6343 | 33.2493 | 8.2542 | 2.2232 | 1.4866 | 18.2013 | 56.1285 | 112.668 | 200.6921
FLOOR R0 - R30_Electric FAF |  | 296.6311 | 337.5743 | 67.5149 | 405.0892 | 292.5937 | 275.9308 | 11962.9447 | 23.3206 | 42.8909 | 0.94305 | 2.818 | 0.15511 | 33.0433 | 24.1084 | 21.8459 | 17.5118 | 7.215 | 2.0154 | 0.49076 | 0.41255 | 3.9148 | 13.4461 | 21.2688 | 38.5087 |  | 21.0037 | 15.7356 | 12.189 | 10.4532 | 4.1066 | 1.0195 | 0.27459 | 0.18361 | 2.2481 | 6.9325 | 13.9157 | 24.7876
FLOOR R0 - R19_Electric Zonal |  | 249.6612 | 315.4292 | 63.0858 | 378.5151 | 273.3994 | 232.2387 | 13281.1647 | 29.1618 | 50.8886 | 0.84945 | 2.3718 | 0.13055 | 27.811 | 20.2909 | 18.3867 | 14.7389 | 6.0726 | 1.6962 | 0.41305 | 0.34723 | 3.2949 | 11.317 | 17.901 | 32.4111 |  | 17.6779 | 13.244 | 10.2589 | 8.798 | 3.4564 | 0.85806 | 0.23111 | 0.15453 | 1.8921 | 5.8347 | 11.7122 | 20.8626
WINDOW CL30 Prime Window Replacement of Double Pane Base_Electric FAF |  | 2138.5339 | 2730.3075 | 546.0615 | 3276.369 | 2366.5034 | 1989.2969 | 13420.8734 | 29.7809 | 51.7363 | 0.84061 | 20.3162 | 1.1183 | 238.2223 | 173.8069 | 157.4959 | 126.2494 | 52.0161 | 14.5295 | 3.5381 | 2.9742 | 28.2231 | 96.9386 | 153.3356 | 277.6251 |  | 151.4245 | 113.4443 | 87.8751 | 75.3616 | 29.6065 | 7.3499 | 1.9796 | 1.3237 | 16.2072 | 49.979 | 100.3239 | 178.7039
WINDOW CL22 Prime Window Replacement of Double Pane Base_Electric Zonal |  | 2784.1219 | 3567.2364 | 713.4473 | 4280.6836 | 3091.9144 | 2589.8328 | 13468.8026 | 29.9933 | 52.027 | 0.83761 | 26.4493 | 1.4559 | 310.1377 | 226.2764 | 205.0412 | 164.362 | 67.719 | 18.9157 | 4.6061 | 3.8721 | 36.7431 | 126.2028 | 199.625 | 361.4355 |  | 197.137 | 147.6913 | 114.4032 | 98.112 | 38.5442 | 9.5687 | 2.5772 | 1.7233 | 21.0998 | 65.0668 | 130.6101 | 232.6517
WINDOW CL30 Prime Window Replacement of Single Pane Base_Heat Pump |  | 2125.4981 | 2730.3075 | 546.0615 | 3276.369 | 2366.5034 | 1977.1708 | 13503.1847 | 30.1456 | 52.2356 | 0.83548 | 20.1924 | 1.1115 | 236.7702 | 172.7475 | 156.5358 | 125.4798 | 51.6991 | 14.4409 | 3.5165 | 2.9561 | 28.051 | 96.3477 | 152.4009 | 275.9327 |  | 150.5015 | 112.7528 | 87.3395 | 74.9022 | 29.426 | 7.3051 | 1.9675 | 1.3156 | 16.1084 | 49.6743 | 99.7124 | 177.6146
FLOOR R0 - R19_Electric FAF |  | 227.7828 | 315.4292 | 63.0858 | 378.5151 | 273.3994 | 211.8871 | 14556.8119 | 34.8144 | 58.6281 | 0.77501 | 2.164 | 0.11911 | 25.3739 | 18.5128 | 16.7754 | 13.4473 | 5.5404 | 1.5476 | 0.37685 | 0.3168 | 3.0061 | 10.3253 | 16.3323 | 29.5708 |  | 16.1288 | 12.0834 | 9.3599 | 8.027 | 3.1535 | 0.78286 | 0.21086 | 0.14099 | 1.7263 | 5.3234 | 10.6859 | 19.0344
WINDOW CL22 Prime Window Replacement of Double Pane Base_Electric FAF |  | 2478.3525 | 3567.2364 | 713.4473 | 4280.6836 | 3091.9144 | 2305.4014 | 15130.5306 | 37.3567 | 62.1089 | 0.74562 | 23.5445 | 1.296 | 276.0764 | 201.4253 | 182.5224 | 146.3107 | 60.2816 | 16.8383 | 4.1003 | 3.4469 | 32.7078 | 112.3424 | 177.701 | 321.7404 |  | 175.4862 | 131.4709 | 101.8387 | 87.3368 | 34.311 | 8.5178 | 2.2942 | 1.534 | 18.7825 | 57.9208 | 116.2657 | 207.1004
WALL R0 - R11_Heat Pump |  | 292.17 | 444.2906 | 88.8581 | 533.1487 | 385.0904 | 271.781 | 15985.1541 | 41.1437 | 67.294 | 0.70576 | 2.7756 | 0.15278 | 32.5463 | 23.7458 | 21.5173 | 17.2484 | 7.1065 | 1.985 | 0.48337 | 0.40635 | 3.8559 | 13.2439 | 20.949 | 37.9296 |  | 20.6879 | 15.4989 | 12.0056 | 10.296 | 4.0449 | 1.0042 | 0.27046 | 0.18085 | 2.2143 | 6.8282 | 13.7064 | 24.4148
WINDOW CL22 Prime Window Replacement of Single Pane Base_Heat Pump |  | 2292.1741 | 3567.2364 | 713.4473 | 4280.6836 | 3091.9144 | 2132.2154 | 16359.4852 | 42.8024 | 69.5651 | 0.68961 | 21.7758 | 1.1986 | 255.3371 | 186.2939 | 168.8109 | 135.3196 | 55.7532 | 15.5734 | 3.7922 | 3.1879 | 30.2507 | 103.9031 | 164.3518 | 297.5707 |  | 162.3034 | 121.5946 | 94.1884 | 80.7759 | 31.7335 | 7.8779 | 2.1218 | 1.4188 | 17.3716 | 53.5696 | 107.5316 | 191.5427
ATTIC R0 - R38_Heat Pump |  | 128.1786 | 262.6501 | 52.53 | 315.1801 | 227.6529 | 119.2337 | 21540.0896 | 65.7586 | 100.9963 | 0.52375 | 1.2177 | 0.067027 | 14.2785 | 10.4176 | 9.4399 | 7.5671 | 3.1177 | 0.87086 | 0.21206 | 0.17827 | 1.6916 | 5.8103 | 9.1906 | 16.6402 |  | 9.076 | 6.7996 | 5.267 | 4.517 | 1.7745 | 0.44053 | 0.11865 | 0.079339 | 0.97142 | 2.9956 | 6.0132 | 10.7111
WINDOW CL30 Prime Window Replacement of Double Pane Base_Heat Pump |  | 1306.1855 | 2730.3075 | 546.0615 | 3276.369 | 2366.5034 | 1215.0337 | 21973.1372 | 67.6775 | 103.6236 | 0.51343 | 12.4088 | 0.68303 | 145.5027 | 106.1588 | 96.1962 | 77.1113 | 31.7707 | 8.8744 | 2.161 | 1.8166 | 17.2382 | 59.2087 | 93.6551 | 169.5694 |  | 92.4879 | 69.2901 | 53.6728 | 46.0298 | 18.0832 | 4.4892 | 1.2091 | 0.80849 | 9.8991 | 30.5264 | 61.2764 | 109.1498
ATTIC R0 - R19_Heat Pump |  | 93.8741 | 196.9149 | 39.383 | 236.2979 | 170.6767 | 87.3231 | 22050.496 | 68.0203 | 104.0929 | 0.51163 | 0.89181 | 0.049089 | 10.4571 | 7.6295 | 6.9135 | 5.5419 | 2.2833 | 0.63779 | 0.15531 | 0.13056 | 1.2389 | 4.2553 | 6.7309 | 12.1868 |  | 6.647 | 4.9798 | 3.8574 | 3.3081 | 1.2996 | 0.32263 | 0.086898 | 0.058106 | 0.71144 | 2.1939 | 4.4039 | 7.8445
ATTIC R0 - R49_Heat Pump |  | 136.1362 | 297.9388 | 59.5878 | 357.5266 | 258.2395 | 126.636 | 23005.8787 | 72.2538 | 109.8893 | 0.49038 | 1.2933 | 0.071188 | 15.1649 | 11.0643 | 10.026 | 8.0369 | 3.3113 | 0.92493 | 0.22523 | 0.18934 | 1.7966 | 6.171 | 9.7611 | 17.6732 |  | 9.6395 | 7.2217 | 5.594 | 4.7974 | 1.8847 | 0.46788 | 0.12602 | 0.084265 | 1.0317 | 3.1816 | 6.3865 | 11.3761
WINDOW CL22 Prime Window Replacement of Double Pane Base_Heat Pump |  | 1472.8615 | 3567.2364 | 713.4473 | 4280.6836 | 3091.9144 | 1370.0783 | 25459.8192 | 83.1276 | 124.7776 | 0.44312 | 13.9923 | 0.77019 | 164.0696 | 119.7052 | 108.4713 | 86.9511 | 35.8248 | 10.0068 | 2.4367 | 2.0484 | 19.4379 | 66.7641 | 105.606 | 191.2073 |  | 104.2898 | 78.1319 | 60.5218 | 51.9034 | 20.3907 | 5.0621 | 1.3634 | 0.91166 | 11.1623 | 34.4218 | 69.0956 | 123.0778
ATTIC R19 - R49_Electric FAF |  | 85.6329 | 235.5293 | 47.1059 | 282.6352 | 204.1458 | 79.657 | 28912.763 | 98.4282 | 145.7269 | 0.3902 | 0.81352 | 0.044779 | 9.5391 | 6.9597 | 6.3066 | 5.0554 | 2.0829 | 0.5818 | 0.14167 | 0.1191 | 1.1301 | 3.8817 | 6.14 | 11.1169 |  | 6.0635 | 4.5426 | 3.5188 | 3.0177 | 1.1855 | 0.29431 | 0.079269 | 0.053004 | 0.64898 | 2.0013 | 4.0173 | 7.1558
ATTIC R19 - R49_Electric Zonal |  | 83.0073 | 235.5293 | 47.1059 | 282.6352 | 204.1458 | 77.2147 | 29827.2954 | 102.4807 | 151.2755 | 0.37823 | 0.78857 | 0.043406 | 9.2466 | 6.7463 | 6.1132 | 4.9004 | 2.019 | 0.56396 | 0.13733 | 0.11545 | 1.0955 | 3.7627 | 5.9517 | 10.776 |  | 5.8776 | 4.4033 | 3.4109 | 2.9252 | 1.1492 | 0.28529 | 0.076839 | 0.051379 | 0.62908 | 1.9399 | 3.8941 | 6.9364
ATTIC R19 - R38_Electric FAF |  | 69.5141 | 198.2383 | 39.6477 | 237.8859 | 171.8237 | 64.663 | 29977.8306 | 103.1477 | 152.1888 | 0.37633 | 0.66039 | 0.03635 | 7.7435 | 5.6497 | 5.1195 | 4.1038 | 1.6908 | 0.47229 | 0.11501 | 0.096679 | 0.9174 | 3.151 | 4.9842 | 9.0243 |  | 4.9221 | 3.6876 | 2.8564 | 2.4497 | 0.96237 | 0.23891 | 0.064348 | 0.043027 | 0.52682 | 1.6246 | 3.2611 | 5.8089
ATTIC R19 - R38_Electric Zonal |  | 67.3749 | 198.2383 | 39.6477 | 237.8859 | 171.8237 | 62.6731 | 30929.6351 | 107.3653 | 157.9635 | 0.36475 | 0.64007 | 0.035232 | 7.5052 | 5.4758 | 4.9619 | 3.9775 | 1.6388 | 0.45775 | 0.11147 | 0.093704 | 0.88917 | 3.0541 | 4.8309 | 8.7466 |  | 4.7707 | 3.5741 | 2.7685 | 2.3743 | 0.93276 | 0.23156 | 0.062368 | 0.041703 | 0.51061 | 1.5746 | 3.1607 | 5.6301
ATTIC R19 - R30_Electric FAF |  | 50.3788 | 169.9752 | 33.995 | 203.9702 | 147.3266 | 46.8631 | 35466.8853 | 127.4707 | 185.4914 | 0.31809 | 0.4786 | 0.026344 | 5.612 | 4.0945 | 3.7102 | 2.9741 | 1.2254 | 0.34228 | 0.083348 | 0.070066 | 0.66487 | 2.2836 | 3.6122 | 6.5402 |  | 3.5672 | 2.6725 | 2.0701 | 1.7753 | 0.69746 | 0.17315 | 0.046635 | 0.031183 | 0.3818 | 1.1774 | 2.3634 | 4.2098
ATTIC R19 - R30_Electric Zonal |  | 48.8205 | 169.9752 | 33.995 | 203.9702 | 147.3266 | 45.4135 | 36598.9741 | 132.4872 | 192.3598 | 0.30825 | 0.4638 | 0.025529 | 5.4384 | 3.9678 | 3.5955 | 2.8821 | 1.1875 | 0.33169 | 0.08077 | 0.067899 | 0.6443 | 2.213 | 3.5005 | 6.3379 |  | 3.4569 | 2.5898 | 2.0061 | 1.7204 | 0.67588 | 0.16779 | 0.045192 | 0.030219 | 0.36999 | 1.141 | 2.2903 | 4.0796
FLOOR R0 - R30_Heat Pump |  | 79.1106 | 337.5743 | 67.5149 | 405.0892 | 292.5937 | 73.5899 | 44855.9279 | 169.0752 | 242.4555 | 0.25151 | 0.75156 | 0.041368 | 8.8125 | 6.4296 | 5.8262 | 4.6703 | 1.9242 | 0.53749 | 0.13088 | 0.11003 | 1.0441 | 3.586 | 5.6723 | 10.2702 |  | 5.6016 | 4.1966 | 3.2508 | 2.7878 | 1.0952 | 0.27189 | 0.073232 | 0.048967 | 0.59955 | 1.8489 | 3.7113 | 6.6108
FLOOR R0 - R19_Heat Pump |  | 61.2039 | 315.4292 | 63.0858 | 378.5151 | 273.3994 | 56.9328 | 54176.1508 | 210.3748 | 299.0021 | 0.20824 | 0.58144 | 0.032005 | 6.8178 | 4.9743 | 4.5075 | 3.6132 | 1.4887 | 0.41583 | 0.10126 | 0.085122 | 0.80773 | 2.7743 | 4.3884 | 7.9455 |  | 4.3337 | 3.2467 | 2.5149 | 2.1568 | 0.84732 | 0.21035 | 0.056656 | 0.037884 | 0.46384 | 1.4304 | 2.8712 | 5.1144
ATTIC R19 - R49_Heat Pump |  | 42.2622 | 235.5293 | 47.1059 | 282.6352 | 204.1458 | 39.3129 | 58583.9469 | 229.9065 | 325.7446 | 0.19257 | 0.40149 | 0.0221 | 4.7078 | 3.4348 | 3.1125 | 2.495 | 1.028 | 0.28714 | 0.06992 | 0.058778 | 0.55775 | 1.9157 | 3.0303 | 5.4865 |  | 2.9925 | 2.2419 | 1.7366 | 1.4893 | 0.58509 | 0.14525 | 0.039121 | 0.026159 | 0.32029 | 0.98769 | 1.9826 | 3.5316
ATTIC R19 - R38_Heat Pump |  | 34.3045 | 198.2383 | 39.6477 | 237.8859 | 171.8237 | 31.9106 | 60746.5422 | 239.4894 | 338.8653 | 0.18572 | 0.32589 | 0.017938 | 3.8214 | 2.7881 | 2.5264 | 2.0252 | 0.8344 | 0.23307 | 0.056754 | 0.04771 | 0.45273 | 1.555 | 2.4597 | 4.4534 |  | 2.429 | 1.8198 | 1.4096 | 1.2089 | 0.47492 | 0.1179 | 0.031755 | 0.021234 | 0.25998 | 0.80172 | 1.6093 | 2.8666
ATTIC R19 - R30_Heat Pump |  | 24.8916 | 169.9752 | 33.995 | 203.9702 | 147.3266 | 23.1546 | 71782.2765 | 288.3907 | 405.8201 | 0.15717 | 0.23647 | 0.013016 | 2.7728 | 2.023 | 1.8332 | 1.4695 | 0.60545 | 0.16912 | 0.041181 | 0.034619 | 0.3285 | 1.1283 | 1.7848 | 3.2314 |  | 1.7625 | 1.3204 | 1.0228 | 0.87718 | 0.34461 | 0.08555 | 0.023042 | 0.015407 | 0.18864 | 0.58173 | 1.1677 | 2.08
Note on I6: :ProCost Periodic replacement costs and savings of the measure. These are costs and savings that occur periodically, but at different periods than annually. Can be positive or negative. Periodic replacement costs for both the measure and the baseline measure should be included if applicable. ProCost can analyze these costs in two ways dependent on the 'Repeat Periodic Replacement' switch in the ProData page. When set to 'On', ProCost repeats replacement costs for multiple times over the life of a measure depending on the input period and measure life. For example fluorescent lamps may have a 4-year replacement cycle that repeats 3 times in a 15-year measure life. When set to 'Off', ProCost reads the period as the year after installation that the replacement cost occurs and does not subsequently reinstall or repeat the replacement costs. For example a compressor may be replaced only once in the life of a heat-pump system. Example: A new fluorescent lighting systems may have a measure life of 15 years, and a lamp life of five years. Two lamps per fixture must be replaced at years 6 and 11. Lamp and labor costs, expressed as positive costs, are entered as a cost and the period would be entered as 5. The baseline measure may have a four year lamp life and would have required a three-lamp replacement at years 5, 9 and 13. Lamp and labor replacement costs would be entered as annual savings in dollars with a 4-year period. ProCost determines the net present value of the two cost streams.
Note on O6: :ProCost If the measure has gas savings for increases, enter the annual savings and shape of the savings here. Example: Clothes washer saves electric motor and dryer energy and gas water heat.
Note on A7: :ProCost Category for the measure. Individual measures can be grouped into categories. ProCost output is reported by measure and by category. All measures must belong to at least one category. Category name can be the same as measure name. Example: Measures can be combined into one category if they have components with different load shapes or measure lives. On wash machines there may be one load shape for the electric motor savings component, a second load shape for the electric water heat savings component and a third shape for electric dryer savings component.
Note on B7: :ProCost Name of Measure. User-defined. For PTR measures, defined naming conventions apply.
Note on C7: :ProCost Annual electric savings for the measure in kWh at the site. May be positive, negative or zero. Savings are incremental to the baseline alternative.
Note on D7: :ProCost Physical life of the measure in years. Must be >=1.
Note on E7: :ProCost Initial cost to install the measure in dollars. Costs are incremental to the baseline alternative. Dollars must be denominated in the same year as 'Input Cost Reference Year' input on the ProData page.
Note on F7: :ProCost Annual operations and maintenance cost for the measure in dollars. Must be incremental cost over the baseline alternative. May be positive, negative or zero. Dollars must be denominated in the same year as 'Input Cost Reference Year' input on the ProData page. O&M costs are entered as positive values. Negative values represent O&M savings compared to the baseline alternative. Example: Annualized maintenance cost for a heat pump heating system compared to a baseline electric resistance heating system.
Note on G7: :ProCost Name of the pointer to the shape of the savings. The shapes represent the daily and monthly shape of the savings in four time segments for each month of the year. Shape of the savings is relative to the baseline alternative. These shapes are in the MC_AND_Loadshape file.
Note on H7: :ProCost Annual value of any non-energy benefits of the measure, relative to the baseline alternative. Expressed in dollars per year and denominated in dollars of the 'Cost Reference Year'. Positive value represents dollar savings. Negative value represents dollar cost. Example: Water, detergent and sewer savings from efficient clothes washer.
Note on I7: : Cost in dollars that is incurred for Period 1. Positive value if cost. Negative value if savings. Dollars must be denominated in the same year as 'Input Cost Reference Year' input on the ProData page.
Note on J7: :ProCost Duration of Period1. The time at which Period 1 costs, or savings, occur. In years.
Note on K7: : Cost in dollars that is incurred for Period 2 Positive value if cost. Negative value if savings. Dollars must be denominated in the same year as 'Input Cost Reference Year' input on the ProData page.
Note on L7: :ProCost Duration of Period 2. The time at which Period 2 costs, or savings, occur. In years.
Note on M7: : Cost in dollars that is incurred for Period 3. Positive value if cost. Negative value if savings. Dollars must be denominated in the same year as 'Input Cost Reference Year' input on the ProData page.
Note on N7: :ProCost Duration of Period 3. The time at which Period 3 costs, or savings, occur. In years.
Note on O7: : Annual gas savings, or increases, in therms.
Note on P7: :ProCost Name of the pointer to the shape of the savings. The shapes represent the daily and monthly shape of the savings in four time segments for each month of the year. Shape of the savings is relative to the baseline alternative. These shapes are in the MC_AND_Loadshape file.
Note on BH73: Direct and program administrative costs incurred by the utility system minus benefits that accrue to the utility system.There are separate Utility System Net Levelized Costs for the electric and the gas system. Utility system benefits include deferred transmission and distribution system capacity, risk-mitigation and Regional Act credit all of which are user-determined inputs.Utility System benefits do not include any non-energy benefits such as, other-fuel benefits, O&M benefits or periodic replacement benefits which generally accrue to the customer or to non-utility sponsors. Utility System Net Levelized Costs correspond to Utility System B/C ratio with regard to the costs and benefits included. Benefits are subtracted from costs, then levelized over the life of the measure The Risk-Mitigation credit is used to determine program cost-effectiveness and impacts both the Utility System B/C ratio and the Utility System Net Levelized Cost. If the Risk-Mitigation credit is non-zero, the Utility System Net Levelized Cost will be reduced by the Risk-Mitigation benefit. When using ProCost to build conservation supply curves, the user should set the Risk-Mitigation Credit to zero so the credit is not reflected in the supply curves.
Note on BM73: Direct and program administrative costs of the measure to sponsor. Separate costs for each sponsor. Depends on share of costs incurred by sponsor, sponsor cost of capital, and financing term which are user-defined inputs. Includes applicable Capital, O&M, Periodic Replacement and Program Administrative costs. Sponsor costs are levelized over program life. Does not include any adjustments for benefit. NOTE: Units are per kWh for 'Electric' runs and per therm for 'Gas' runs for all sponsors.
Note on CE73: All costs minus all benefits regardless of which sponsor incurs the cost or accrues the benefits. TRC Net Levelized Cost includes all applicable costs and all benefits. In addition to energy system costs and benefits, TRC Net Levelized Cost includes non-energy, other-fuel, O&M, periodic-replacement and risk-mitigation benefits and costs. TRC Net Levelized Cost corresponds to TRC B/C ratios with regard to the costs and benefits included. Benefits are subtracted from costs, then levelized over the life of the measure. The Risk-Mitigation credit is used to determine program cost-effectiveness and impacts both the TRC B/C ratio and the TRC Net Levelized Cost. If Risk-Mitigation credit is non-zero, TRC Levelized Cost will be reduced by the risk-mitigation benefit. When using ProCost to build conservation supply curves, the user should set the Risk-Mitigation Credit to zero so the credit is not reflected in the supply curves.
Note on CW73: Direct and program administrative costs incurred by the utility system minus benefits that accrue to the utility system.There are separate Utility System Net Levelized Costs for the electric and the gas system. Utility system benefits include deferred transmission and distribution system capacity, risk-mitigation and Regional Act credit all of which are user-determined inputs.Utility System benefits do not include any non-energy benefits such as, other-fuel benefits, O&M benefits or periodic replacement benefits which generally accrue to the customer or to non-utility sponsors. Utility System Net Levelized Costs correspond to Utility System B/C ratio with regard to the costs and benefits included. Benefits are subtracted from costs, then levelized over the life of the measure The Risk-Mitigation credit is used to determine program cost-effectiveness and impacts both the Utility System B/C ratio and the Utility System Net Levelized Cost. If the Risk-Mitigation credit is non-zero, the Utility System Net Levelized Cost will be reduced by the Risk-Mitigation benefit. When using ProCost to build conservation supply curves, the user should set the Risk-Mitigation Credit to zero so the credit is not reflected in the supply curves.
Note on BH117: Direct and program administrative costs incurred by the utility system minus benefits that accrue to the utility system.There are separate Utility System Net Levelized Costs for the electric and the gas system. Utility system benefits include deferred transmission and distribution system capacity, risk-mitigation and Regional Act credit all of which are user-determined inputs.Utility System benefits do not include any non-energy benefits such as, other-fuel benefits, O&M benefits or periodic replacement benefits which generally accrue to the customer or to non-utility sponsors. Utility System Net Levelized Costs correspond to Utility System B/C ratio with regard to the costs and benefits included. Benefits are subtracted from costs, then levelized over the life of the measure The Risk-Mitigation credit is used to determine program cost-effectiveness and impacts both the Utility System B/C ratio and the Utility System Net Levelized Cost. If the Risk-Mitigation credit is non-zero, the Utility System Net Levelized Cost will be reduced by the Risk-Mitigation benefit. When using ProCost to build conservation supply curves, the user should set the Risk-Mitigation Credit to zero so the credit is not reflected in the supply curves.
Note on BM117: Direct and program administrative costs of the measure to sponsor. Separate costs for each sponsor. Depends on share of costs incurred by sponsor, sponsor cost of capital, and financing term which are user-defined inputs. Includes applicable Capital, O&M, Periodic Replacement and Program Administrative costs. Sponsor costs are levelized over program life. Does not include any adjustments for benefit. NOTE: Units are per kWh for 'Electric' runs and per therm for 'Gas' runs for all sponsors.
Note on CE117: All costs minus all benefits regardless of which sponsor incurs the cost or accrues the benefits. TRC Net Levelized Cost includes all applicable costs and all benefits. In addition to energy system costs and benefits, TRC Net Levelized Cost includes non-energy, other-fuel, O&M, periodic-replacement and risk-mitigation benefits and costs. TRC Net Levelized Cost corresponds to TRC B/C ratios with regard to the costs and benefits included. Benefits are subtracted from costs, then levelized over the life of the measure. The Risk-Mitigation credit is used to determine program cost-effectiveness and impacts both the TRC B/C ratio and the TRC Net Levelized Cost. If Risk-Mitigation credit is non-zero, TRC Levelized Cost will be reduced by the risk-mitigation benefit. When using ProCost to build conservation supply curves, the user should set the Risk-Mitigation Credit to zero so the credit is not reflected in the supply curves.
Note on CW117: Direct and program administrative costs incurred by the utility system minus benefits that accrue to the utility system.There are separate Utility System Net Levelized Costs for the electric and the gas system. Utility system benefits include deferred transmission and distribution system capacity, risk-mitigation and Regional Act credit all of which are user-determined inputs.Utility System benefits do not include any non-energy benefits such as, other-fuel benefits, O&M benefits or periodic replacement benefits which generally accrue to the customer or to non-utility sponsors. Utility System Net Levelized Costs correspond to Utility System B/C ratio with regard to the costs and benefits included. Benefits are subtracted from costs, then levelized over the life of the measure The Risk-Mitigation credit is used to determine program cost-effectiveness and impacts both the Utility System B/C ratio and the Utility System Net Levelized Cost. If the Risk-Mitigation credit is non-zero, the Utility System Net Levelized Cost will be reduced by the Risk-Mitigation benefit. When using ProCost to build conservation supply curves, the user should set the Risk-Mitigation Credit to zero so the credit is not reflected in the supply curves.

## Segmented
Measure Index | ResWX
Apply per Home saturations to adjust savings & cost |  |  |  |  | 2 | 3 | 4 | 5 | 6 | 7 | 8 | 9 | 10 | 11 | 12 | 13 | 14 | 15 | 16 | 17
[5 empty] | Input Data | [7 empty] | Periodic Replacement Costs and Savings and Replacement Period | [5 empty] | Gas Inputs
Segment | HVAC | Space | HZ | CONCATENATE | Category Name | Measure Name | Savings (kwh/yr) | Life (yrs) | Capital Cost | Annual O&M | Shape Pointer | Non-E Val ($/yr) | Cost 1 ($) | Period 1 | Cost 2 ($) | Period 2 | Cost 3 ($) | Period 3 | Savings (therms/yr) | Shape Pointer
Multifamily - Low Rise | Electric Zonal | Wallsqft | HZ1 | Electric ZonalHZ1WALL R0 - R11 | Multi Family Weatherization - Insulate Walls - R-0 to R-11 - Heating Zone 1 (Zonal Heating System) | WALL R0 - R11 | 663.2848 | 45 | 504.2805 | 0 | ResSHWX | 0 | 0 | 0 | 0 | 0 | 0 | 0 | 0
Multifamily - Low Rise | Electric Zonal | FloorSqft | HZ1 | Electric ZonalHZ1FLOOR R0 - R19 | Multi Family Weatherization - Insulate Floors - R-0 to R-19 - Heating Zone 1 (Zonal Heating System) | FLOOR R0 - R19 | 240.8067 | 45 | 358.0198 | 0 | ResSHWX | 0 | 0 | 0 | 0 | 0 | 0 | 0 | 0
Multifamily - Low Rise | Electric Zonal | FloorSqft | HZ1 | Electric ZonalHZ1FLOOR R0 - R30 | Multi Family Weatherization - Insulate Floors - R-0 to R-30 - Heating Zone 1 (Zonal Heating System) | FLOOR R0 - R30 | 313.4487 | 45 | 383.155 | 0 | ResSHWX | 0 | 0 | 0 | 0 | 0 | 0 | 0 | 0
Multifamily - Low Rise | Electric Zonal | AtticSqft | HZ1 | Electric ZonalHZ1ATTIC R0 - R19 | Multi Family Weatherization - Insulate Attic - R-0 to R-19 - Heating Zone 1 (Zonal Heating System) | ATTIC R0 - R19 | 197.671 | 45 | 223.5032 | 0 | ResSHWX | 0 | 0 | 0 | 0 | 0 | 0 | 0 | 0
Multifamily - Low Rise | Electric Zonal | AtticSqft | HZ1 | Electric ZonalHZ1ATTIC R0 - R38 | Multi Family Weatherization - Insulate Attic - R-0 to R-38 - Heating Zone 1 (Zonal Heating System) | ATTIC R0 - R38 | 269.1958 | 45 | 298.1142 | 0 | ResSHWX | 0 | 0 | 0 | 0 | 0 | 0 | 0 | 0
Multifamily - Low Rise | Electric Zonal | AtticSqft | HZ1 | Electric ZonalHZ1ATTIC R0 - R49 | Multi Family Weatherization - Insulate Attic - R-0 to R-49 - Heating Zone 1 (Zonal Heating System) | ATTIC R0 - R49 | 285.7789 | 45 | 338.1678 | 0 | ResSHWX | 0 | 0 | 0 | 0 | 0 | 0 | 0 | 0
Multifamily - Low Rise | Electric Zonal | AtticSqft | HZ1 | Electric ZonalHZ1ATTIC R19 - R30 | Multi Family Weatherization - Insulate Attic - R-19 to R-30 - Heating Zone 1 (Zonal Heating System) | ATTIC R19 - R30 | 51.8369 | 45 | 192.9259 | 0 | ResSHWX | 0 | 0 | 0 | 0 | 0 | 0 | 0 | 0
Multifamily - Low Rise | Electric Zonal | AtticSqft | HZ1 | Electric ZonalHZ1ATTIC R19 - R38 | Multi Family Weatherization - Insulate Attic - R-19 to R-38 - Heating Zone 1 (Zonal Heating System) | ATTIC R19 - R38 | 71.5247 | 45 | 225.0052 | 0 | ResSHWX | 0 | 0 | 0 | 0 | 0 | 0 | 0 | 0
Multifamily - Low Rise | Electric Zonal | AtticSqft | HZ1 | Electric ZonalHZ1ATTIC R19 - R49 | Multi Family Weatherization - Insulate Attic - R-19 to R-49 - Heating Zone 1 (Zonal Heating System) | ATTIC R19 - R49 | 88.1079 | 45 | 267.3315 | 0 | ResSHWX | 0 | 0 | 0 | 0 | 0 | 0 | 0 | 0
Multifamily - Low Rise | Electric Zonal | WindowSqft | HZ1 | Electric ZonalHZ1WINDOW CL22 Prime Window Replacement of Single Pane Base | Windows - Single Pane to Class 22 - Heating Zone 1 (Zonal Heating System) | WINDOW CL22 Prime Window Replacement of Single Pane Base | 4361.0951 | 45 | 4048.8993 | 0 | ResSHWX | 0 | 0 | 0 | 0 | 0 | 0 | 0 | 0
Multifamily - Low Rise | Electric Zonal | WindowSqft | HZ1 | Electric ZonalHZ1WINDOW CL22 Prime Window Replacement of Double Pane Base | Windows - Double Pane to Class 22 - Heating Zone 1 (Zonal Heating System) | WINDOW CL22 Prime Window Replacement of Double Pane Base | 2560.9149 | 45 | 4048.8993 | 0 | ResSHWX | 0 | 0 | 0 | 0 | 0 | 0 | 0 | 0
Multifamily - Low Rise | Electric Zonal | WindowSqft | HZ1 | Electric ZonalHZ1WINDOW CL30 Prime Window Replacement of Single Pane Base | Windows - Single Pane to Class 30 - Heating Zone 1 (Zonal Heating System) | WINDOW CL30 Prime Window Replacement of Single Pane Base | 4010.8083 | 45 | 3098.9649 | 0 | ResSHWX | 0 | 0 | 0 | 0 | 0 | 0 | 0 | 0
Multifamily - Low Rise | Electric Zonal | WindowSqft | HZ1 | Electric ZonalHZ1WINDOW CL30 Prime Window Replacement of Double Pane Base | Windows - Double Pane to Class 30 - Heating Zone 1 (Zonal Heating System) | WINDOW CL30 Prime Window Replacement of Double Pane Base | 2210.6281 | 45 | 3098.9649 | 0 | ResSHWX | 0 | 0 | 0 | 0 | 0 | 0 | 0 | 0
Multifamily - Low Rise | Electric Zonal | Wallsqft | HZ2 | Electric ZonalHZ2WALL R0 - R11 | Multi Family Weatherization - Insulate Walls - R-0 to R-11 - Heating Zone 2 (Zonal Heating System) | WALL R0 - R11 | 905.4189 | 45 | 504.2805 | 0 | ResSHWX | 0 | 0 | 0 | 0 | 0 | 0 | 0 | 0
Multifamily - Low Rise | Electric Zonal | FloorSqft | HZ2 | Electric ZonalHZ2FLOOR R0 - R19 | Multi Family Weatherization - Insulate Floors - R-0 to R-19 - Heating Zone 2 (Zonal Heating System) | FLOOR R0 - R19 | 297.4554 | 45 | 358.0198 | 0 | ResSHWX | 0 | 0 | 0 | 0 | 0 | 0 | 0 | 0
Multifamily - Low Rise | Electric Zonal | FloorSqft | HZ2 | Electric ZonalHZ2FLOOR R0 - R30 | Multi Family Weatherization - Insulate Floors - R-0 to R-30 - Heating Zone 2 (Zonal Heating System) | FLOOR R0 - R30 | 388.2439 | 45 | 383.155 | 0 | ResSHWX | 0 | 0 | 0 | 0 | 0 | 0 | 0 | 0
Multifamily - Low Rise | Electric Zonal | AtticSqft | HZ2 | Electric ZonalHZ2ATTIC R0 - R19 | Multi Family Weatherization - Insulate Attic - R-0 to R-19 - Heating Zone 2 (Zonal Heating System) | ATTIC R0 - R19 | 196.6527 | 45 | 223.5032 | 0 | ResSHWX | 0 | 0 | 0 | 0 | 0 | 0 | 0 | 0
Multifamily - Low Rise | Electric Zonal | AtticSqft | HZ2 | Electric ZonalHZ2ATTIC R0 - R38 | Multi Family Weatherization - Insulate Attic - R-0 to R-38 - Heating Zone 2 (Zonal Heating System) | ATTIC R0 - R38 | 268.3883 | 45 | 298.1142 | 0 | ResSHWX | 0 | 0 | 0 | 0 | 0 | 0 | 0 | 0
Multifamily - Low Rise | Electric Zonal | AtticSqft | HZ2 | Electric ZonalHZ2ATTIC R0 - R49 | Multi Family Weatherization - Insulate Attic - R-0 to R-49 - Heating Zone 2 (Zonal Heating System) | ATTIC R0 - R49 | 285.0523 | 45 | 338.1678 | 0 | ResSHWX | 0 | 0 | 0 | 0 | 0 | 0 | 0 | 0
Multifamily - Low Rise | Electric Zonal | AtticSqft | HZ2 | Electric ZonalHZ2ATTIC R19 - R30 | Multi Family Weatherization - Insulate Attic - R-19 to R-30 - Heating Zone 2 (Zonal Heating System) | ATTIC R19 - R30 | 51.9655 | 45 | 192.9259 | 0 | ResSHWX | 0 | 0 | 0 | 0 | 0 | 0 | 0 | 0
Multifamily - Low Rise | Electric Zonal | AtticSqft | HZ2 | Electric ZonalHZ2ATTIC R19 - R38 | Multi Family Weatherization - Insulate Attic - R-19 to R-38 - Heating Zone 2 (Zonal Heating System) | ATTIC R19 - R38 | 71.7357 | 45 | 225.0052 | 0 | ResSHWX | 0 | 0 | 0 | 0 | 0 | 0 | 0 | 0
Multifamily - Low Rise | Electric Zonal | AtticSqft | HZ2 | Electric ZonalHZ2ATTIC R19 - R49 | Multi Family Weatherization - Insulate Attic - R-19 to R-49 - Heating Zone 2 (Zonal Heating System) | ATTIC R19 - R49 | 88.3997 | 45 | 267.3315 | 0 | ResSHWX | 0 | 0 | 0 | 0 | 0 | 0 | 0 | 0
Multifamily - Low Rise | Electric Zonal | WindowSqft | HZ2 | Electric ZonalHZ2WINDOW CL22 Prime Window Replacement of Single Pane Base | Windows - Single Pane to Class 22 - Heating Zone 2 (Zonal Heating System) | WINDOW CL22 Prime Window Replacement of Single Pane Base | 5895.2731 | 45 | 4048.8993 | 0 | ResSHWX | 0 | 0 | 0 | 0 | 0 | 0 | 0 | 0
Multifamily - Low Rise | Electric Zonal | WindowSqft | HZ2 | Electric ZonalHZ2WINDOW CL22 Prime Window Replacement of Double Pane Base | Windows - Double Pane to Class 22 - Heating Zone 2 (Zonal Heating System) | WINDOW CL22 Prime Window Replacement of Double Pane Base | 3515.5043 | 45 | 4048.8993 | 0 | ResSHWX | 0 | 0 | 0 | 0 | 0 | 0 | 0 | 0
Multifamily - Low Rise | Electric Zonal | WindowSqft | HZ2 | Electric ZonalHZ2WINDOW CL30 Prime Window Replacement of Single Pane Base | Windows - Single Pane to Class 30 - Heating Zone 2 (Zonal Heating System) | WINDOW CL30 Prime Window Replacement of Single Pane Base | 5408.2347 | 45 | 3098.9649 | 0 | ResSHWX | 0 | 0 | 0 | 0 | 0 | 0 | 0 | 0
Multifamily - Low Rise | Electric Zonal | WindowSqft | HZ2 | Electric ZonalHZ2WINDOW CL30 Prime Window Replacement of Double Pane Base | Windows - Double Pane to Class 30 - Heating Zone 2 (Zonal Heating System) | WINDOW CL30 Prime Window Replacement of Double Pane Base | 3028.466 | 45 | 3098.9649 | 0 | ResSHWX | 0 | 0 | 0 | 0 | 0 | 0 | 0 | 0
Multifamily - Low Rise | Electric Zonal | Wallsqft | HZ3 | Electric ZonalHZ3WALL R0 - R11 | Multi Family Weatherization - Insulate Walls - R-0 to R-11 - Heating Zone 3 (Zonal Heating System) | WALL R0 - R11 | 1086.856 | 45 | 504.2805 | 0 | ResSHWX | 0 | 0 | 0 | 0 | 0 | 0 | 0 | 0
Multifamily - Low Rise | Electric Zonal | FloorSqft | HZ3 | Electric ZonalHZ3FLOOR R0 - R19 | Multi Family Weatherization - Insulate Floors - R-0 to R-19 - Heating Zone 3 (Zonal Heating System) | FLOOR R0 - R19 | 345.0207 | 45 | 358.0198 | 0 | ResSHWX | 0 | 0 | 0 | 0 | 0 | 0 | 0 | 0
Multifamily - Low Rise | Electric Zonal | FloorSqft | HZ3 | Electric ZonalHZ3FLOOR R0 - R30 | Multi Family Weatherization - Insulate Floors - R-0 to R-30 - Heating Zone 3 (Zonal Heating System) | FLOOR R0 - R30 | 450.2513 | 45 | 383.155 | 0 | ResSHWX | 0 | 0 | 0 | 0 | 0 | 0 | 0 | 0
Multifamily - Low Rise | Electric Zonal | AtticSqft | HZ3 | Electric ZonalHZ3ATTIC R0 - R19 | Multi Family Weatherization - Insulate Attic - R-0 to R-19 - Heating Zone 3 (Zonal Heating System) | ATTIC R0 - R19 | 174.915 | 45 | 223.5032 | 0 | ResSHWX | 0 | 0 | 0 | 0 | 0 | 0 | 0 | 0
Multifamily - Low Rise | Electric Zonal | AtticSqft | HZ3 | Electric ZonalHZ3ATTIC R0 - R38 | Multi Family Weatherization - Insulate Attic - R-0 to R-38 - Heating Zone 3 (Zonal Heating System) | ATTIC R0 - R38 | 238.7842 | 45 | 298.1142 | 0 | ResSHWX | 0 | 0 | 0 | 0 | 0 | 0 | 0 | 0
Multifamily - Low Rise | Electric Zonal | AtticSqft | HZ3 | Electric ZonalHZ3ATTIC R0 - R49 | Multi Family Weatherization - Insulate Attic - R-0 to R-49 - Heating Zone 3 (Zonal Heating System) | ATTIC R0 - R49 | 253.647 | 45 | 338.1678 | 0 | ResSHWX | 0 | 0 | 0 | 0 | 0 | 0 | 0 | 0
Multifamily - Low Rise | Electric Zonal | AtticSqft | HZ3 | Electric ZonalHZ3ATTIC R19 - R30 | Multi Family Weatherization - Insulate Attic - R-19 to R-30 - Heating Zone 3 (Zonal Heating System) | ATTIC R19 - R30 | 46.2444 | 45 | 192.9259 | 0 | ResSHWX | 0 | 0 | 0 | 0 | 0 | 0 | 0 | 0
Multifamily - Low Rise | Electric Zonal | AtticSqft | HZ3 | Electric ZonalHZ3ATTIC R19 - R38 | Multi Family Weatherization - Insulate Attic - R-19 to R-38 - Heating Zone 3 (Zonal Heating System) | ATTIC R19 - R38 | 63.8692 | 45 | 225.0052 | 0 | ResSHWX | 0 | 0 | 0 | 0 | 0 | 0 | 0 | 0
Multifamily - Low Rise | Electric Zonal | AtticSqft | HZ3 | Electric ZonalHZ3ATTIC R19 - R49 | Multi Family Weatherization - Insulate Attic - R-19 to R-49 - Heating Zone 3 (Zonal Heating System) | ATTIC R19 - R49 | 78.732 | 45 | 267.3315 | 0 | ResSHWX | 0 | 0 | 0 | 0 | 0 | 0 | 0 | 0
Multifamily - Low Rise | Electric Zonal | WindowSqft | HZ3 | Electric ZonalHZ3WINDOW CL22 Prime Window Replacement of Single Pane Base | Windows - Single Pane to Class 22 - Heating Zone 3 (Zonal Heating System) | WINDOW CL22 Prime Window Replacement of Single Pane Base | 7130.6989 | 45 | 4048.8993 | 0 | ResSHWX | 0 | 0 | 0 | 0 | 0 | 0 | 0 | 0
Multifamily - Low Rise | Electric Zonal | WindowSqft | HZ3 | Electric ZonalHZ3WINDOW CL22 Prime Window Replacement of Double Pane Base | Windows - Double Pane to Class 22 - Heating Zone 3 (Zonal Heating System) | WINDOW CL22 Prime Window Replacement of Double Pane Base | 4308.4133 | 45 | 4048.8993 | 0 | ResSHWX | 0 | 0 | 0 | 0 | 0 | 0 | 0 | 0
Multifamily - Low Rise | Electric Zonal | WindowSqft | HZ3 | Electric ZonalHZ3WINDOW CL30 Prime Window Replacement of Single Pane Base | Windows - Single Pane to Class 30 - Heating Zone 3 (Zonal Heating System) | WINDOW CL30 Prime Window Replacement of Single Pane Base | 6537.8037 | 45 | 3098.9649 | 0 | ResSHWX | 0 | 0 | 0 | 0 | 0 | 0 | 0 | 0
Multifamily - Low Rise | Electric Zonal | WindowSqft | HZ3 | Electric ZonalHZ3WINDOW CL30 Prime Window Replacement of Double Pane Base | Windows - Double Pane to Class 30 - Heating Zone 3 (Zonal Heating System) | WINDOW CL30 Prime Window Replacement of Double Pane Base | 3715.518 | 45 | 3098.9649 | 0 | ResSHWX | 0 | 0 | 0 | 0 | 0 | 0 | 0 | 0
Multifamily - Low Rise | Electric FAF | Wallsqft | HZ1 | Electric FAFHZ1WALL R0 - R11 | Multi Family Weatherization - Insulate Walls - R-0 to R-11 - Heating Zone 1 (Electric FAF Heating System) | WALL R0 - R11 | 678.9681 | 45 | 504.2805 | 0 | ResSHWX | 0 | 0 | 0 | 0 | 0 | 0 | 0 | 0
Multifamily - Low Rise | Electric FAF | FloorSqft | HZ1 | Electric FAFHZ1FLOOR R0 - R19 | Multi Family Weatherization - Insulate Floors - R-0 to R-19 - Heating Zone 1 (Electric FAF Heating System) | FLOOR R0 - R19 | 239.7474 | 45 | 358.0198 | 0 | ResSHWX | 0 | 0 | 0 | 0 | 0 | 0 | 0 | 0
Multifamily - Low Rise | Electric FAF | FloorSqft | HZ1 | Electric FAFHZ1FLOOR R0 - R30 | Multi Family Weatherization - Insulate Floors - R-0 to R-30 - Heating Zone 1 (Electric FAF Heating System) | FLOOR R0 - R30 | 312.212 | 45 | 383.155 | 0 | ResSHWX | 0 | 0 | 0 | 0 | 0 | 0 | 0 | 0
Multifamily - Low Rise | Electric FAF | AtticSqft | HZ1 | Electric FAFHZ1ATTIC R0 - R19 | Multi Family Weatherization - Insulate Attic - R-0 to R-19 - Heating Zone 1 (Electric FAF Heating System) | ATTIC R0 - R19 | 202.1404 | 45 | 223.5032 | 0 | ResSHWX | 0 | 0 | 0 | 0 | 0 | 0 | 0 | 0
Multifamily - Low Rise | Electric FAF | AtticSqft | HZ1 | Electric FAFHZ1ATTIC R0 - R38 | Multi Family Weatherization - Insulate Attic - R-0 to R-38 - Heating Zone 1 (Electric FAF Heating System) | ATTIC R0 - R38 | 275.3058 | 45 | 298.1142 | 0 | ResSHWX | 0 | 0 | 0 | 0 | 0 | 0 | 0 | 0
Multifamily - Low Rise | Electric FAF | AtticSqft | HZ1 | Electric FAFHZ1ATTIC R0 - R49 | Multi Family Weatherization - Insulate Attic - R-0 to R-49 - Heating Zone 1 (Electric FAF Heating System) | ATTIC R0 - R49 | 292.2713 | 45 | 338.1678 | 0 | ResSHWX | 0 | 0 | 0 | 0 | 0 | 0 | 0 | 0
Multifamily - Low Rise | Electric FAF | AtticSqft | HZ1 | Electric FAFHZ1ATTIC R19 - R30 | Multi Family Weatherization - Insulate Attic - R-19 to R-30 - Heating Zone 1 (Electric FAF Heating System) | ATTIC R19 - R30 | 53.025 | 45 | 192.9259 | 0 | ResSHWX | 0 | 0 | 0 | 0 | 0 | 0 | 0 | 0
Multifamily - Low Rise | Electric FAF | AtticSqft | HZ1 | Electric FAFHZ1ATTIC R19 - R38 | Multi Family Weatherization - Insulate Attic - R-19 to R-38 - Heating Zone 1 (Electric FAF Heating System) | ATTIC R19 - R38 | 73.1654 | 45 | 225.0052 | 0 | ResSHWX | 0 | 0 | 0 | 0 | 0 | 0 | 0 | 0
Multifamily - Low Rise | Electric FAF | AtticSqft | HZ1 | Electric FAFHZ1ATTIC R19 - R49 | Multi Family Weatherization - Insulate Attic - R-19 to R-49 - Heating Zone 1 (Electric FAF Heating System) | ATTIC R19 - R49 | 90.1309 | 45 | 267.3315 | 0 | ResSHWX | 0 | 0 | 0 | 0 | 0 | 0 | 0 | 0
Multifamily - Low Rise | Electric FAF | WindowSqft | HZ1 | Electric FAFHZ1WINDOW CL22 Prime Window Replacement of Single Pane Base | Windows - Single Pane to Class 22 - Heating Zone 1 (Electric FAF Heating System) | WINDOW CL22 Prime Window Replacement of Single Pane Base | 4441.0831 | 45 | 4048.8993 | 0 | ResSHWX | 0 | 0 | 0 | 0 | 0 | 0 | 0 | 0
Multifamily - Low Rise | Electric FAF | WindowSqft | HZ1 | Electric FAFHZ1WINDOW CL22 Prime Window Replacement of Double Pane Base | Windows - Double Pane to Class 22 - Heating Zone 1 (Electric FAF Heating System) | WINDOW CL22 Prime Window Replacement of Double Pane Base | 2608.5312 | 45 | 4048.8993 | 0 | ResSHWX | 0 | 0 | 0 | 0 | 0 | 0 | 0 | 0
Multifamily - Low Rise | Electric FAF | WindowSqft | HZ1 | Electric FAFHZ1WINDOW CL30 Prime Window Replacement of Single Pane Base | Windows - Single Pane to Class 30 - Heating Zone 1 (Electric FAF Heating System) | WINDOW CL30 Prime Window Replacement of Single Pane Base | 4083.4151 | 45 | 3098.9649 | 0 | ResSHWX | 0 | 0 | 0 | 0 | 0 | 0 | 0 | 0
Multifamily - Low Rise | Electric FAF | WindowSqft | HZ1 | Electric FAFHZ1WINDOW CL30 Prime Window Replacement of Double Pane Base | Windows - Double Pane to Class 30 - Heating Zone 1 (Electric FAF Heating System) | WINDOW CL30 Prime Window Replacement of Double Pane Base | 2250.8631 | 45 | 3098.9649 | 0 | ResSHWX | 0 | 0 | 0 | 0 | 0 | 0 | 0 | 0
Multifamily - Low Rise | Electric FAF | Wallsqft | HZ2 | Electric FAFHZ2WALL R0 - R11 | Multi Family Weatherization - Insulate Walls - R-0 to R-11 - Heating Zone 2 (Electric FAF Heating System) | WALL R0 - R11 | 924.3762 | 45 | 504.2805 | 0 | ResSHWX | 0 | 0 | 0 | 0 | 0 | 0 | 0 | 0
Multifamily - Low Rise | Electric FAF | FloorSqft | HZ2 | Electric FAFHZ2FLOOR R0 - R19 | Multi Family Weatherization - Insulate Floors - R-0 to R-19 - Heating Zone 2 (Electric FAF Heating System) | FLOOR R0 - R19 | 293.5395 | 45 | 358.0198 | 0 | ResSHWX | 0 | 0 | 0 | 0 | 0 | 0 | 0 | 0
Multifamily - Low Rise | Electric FAF | FloorSqft | HZ2 | Electric FAFHZ2FLOOR R0 - R30 | Multi Family Weatherization - Insulate Floors - R-0 to R-30 - Heating Zone 2 (Electric FAF Heating System) | FLOOR R0 - R30 | 383.3247 | 45 | 383.155 | 0 | ResSHWX | 0 | 0 | 0 | 0 | 0 | 0 | 0 | 0
Multifamily - Low Rise | Electric FAF | AtticSqft | HZ2 | Electric FAFHZ2ATTIC R0 - R19 | Multi Family Weatherization - Insulate Attic - R-0 to R-19 - Heating Zone 2 (Electric FAF Heating System) | ATTIC R0 - R19 | 201.3994 | 45 | 223.5032 | 0 | ResSHWX | 0 | 0 | 0 | 0 | 0 | 0 | 0 | 0
Multifamily - Low Rise | Electric FAF | AtticSqft | HZ2 | Electric FAFHZ2ATTIC R0 - R38 | Multi Family Weatherization - Insulate Attic - R-0 to R-38 - Heating Zone 2 (Electric FAF Heating System) | ATTIC R0 - R38 | 274.8596 | 45 | 298.1142 | 0 | ResSHWX | 0 | 0 | 0 | 0 | 0 | 0 | 0 | 0
Multifamily - Low Rise | Electric FAF | AtticSqft | HZ2 | Electric FAFHZ2ATTIC R0 - R49 | Multi Family Weatherization - Insulate Attic - R-0 to R-49 - Heating Zone 2 (Electric FAF Heating System) | ATTIC R0 - R49 | 291.9241 | 45 | 338.1678 | 0 | ResSHWX | 0 | 0 | 0 | 0 | 0 | 0 | 0 | 0
Multifamily - Low Rise | Electric FAF | AtticSqft | HZ2 | Electric FAFHZ2ATTIC R19 - R30 | Multi Family Weatherization - Insulate Attic - R-19 to R-30 - Heating Zone 2 (Electric FAF Heating System) | ATTIC R19 - R30 | 53.2148 | 45 | 192.9259 | 0 | ResSHWX | 0 | 0 | 0 | 0 | 0 | 0 | 0 | 0
Multifamily - Low Rise | Electric FAF | AtticSqft | HZ2 | Electric FAFHZ2ATTIC R19 - R38 | Multi Family Weatherization - Insulate Attic - R-19 to R-38 - Heating Zone 2 (Electric FAF Heating System) | ATTIC R19 - R38 | 73.4602 | 45 | 225.0052 | 0 | ResSHWX | 0 | 0 | 0 | 0 | 0 | 0 | 0 | 0
Multifamily - Low Rise | Electric FAF | AtticSqft | HZ2 | Electric FAFHZ2ATTIC R19 - R49 | Multi Family Weatherization - Insulate Attic - R-19 to R-49 - Heating Zone 2 (Electric FAF Heating System) | ATTIC R19 - R49 | 90.5247 | 45 | 267.3315 | 0 | ResSHWX | 0 | 0 | 0 | 0 | 0 | 0 | 0 | 0
Multifamily - Low Rise | Electric FAF | WindowSqft | HZ2 | Electric FAFHZ2WINDOW CL22 Prime Window Replacement of Single Pane Base | Windows - Single Pane to Class 22 - Heating Zone 2 (Electric FAF Heating System) | WINDOW CL22 Prime Window Replacement of Single Pane Base | 5993.7885 | 45 | 4048.8993 | 0 | ResSHWX | 0 | 0 | 0 | 0 | 0 | 0 | 0 | 0
Multifamily - Low Rise | Electric FAF | WindowSqft | HZ2 | Electric FAFHZ2WINDOW CL22 Prime Window Replacement of Double Pane Base | Windows - Double Pane to Class 22 - Heating Zone 2 (Electric FAF Heating System) | WINDOW CL22 Prime Window Replacement of Double Pane Base | 3573.7344 | 45 | 4048.8993 | 0 | ResSHWX | 0 | 0 | 0 | 0 | 0 | 0 | 0 | 0
Multifamily - Low Rise | Electric FAF | WindowSqft | HZ2 | Electric FAFHZ2WINDOW CL30 Prime Window Replacement of Single Pane Base | Windows - Single Pane to Class 30 - Heating Zone 2 (Electric FAF Heating System) | WINDOW CL30 Prime Window Replacement of Single Pane Base | 5498.0971 | 45 | 3098.9649 | 0 | ResSHWX | 0 | 0 | 0 | 0 | 0 | 0 | 0 | 0
Multifamily - Low Rise | Electric FAF | WindowSqft | HZ2 | Electric FAFHZ2WINDOW CL30 Prime Window Replacement of Double Pane Base | Windows - Double Pane to Class 30 - Heating Zone 2 (Electric FAF Heating System) | WINDOW CL30 Prime Window Replacement of Double Pane Base | 3078.043 | 45 | 3098.9649 | 0 | ResSHWX | 0 | 0 | 0 | 0 | 0 | 0 | 0 | 0
Multifamily - Low Rise | Electric FAF | Wallsqft | HZ3 | Electric FAFHZ3WALL R0 - R11 | Multi Family Weatherization - Insulate Walls - R-0 to R-11 - Heating Zone 3 (Electric FAF Heating System) | WALL R0 - R11 | 1108.4598 | 45 | 504.2805 | 0 | ResSHWX | 0 | 0 | 0 | 0 | 0 | 0 | 0 | 0
Multifamily - Low Rise | Electric FAF | FloorSqft | HZ3 | Electric FAFHZ3FLOOR R0 - R19 | Multi Family Weatherization - Insulate Floors - R-0 to R-19 - Heating Zone 3 (Electric FAF Heating System) | FLOOR R0 - R19 | 339.3761 | 45 | 358.0198 | 0 | ResSHWX | 0 | 0 | 0 | 0 | 0 | 0 | 0 | 0
Multifamily - Low Rise | Electric FAF | FloorSqft | HZ3 | Electric FAFHZ3FLOOR R0 - R30 | Multi Family Weatherization - Insulate Floors - R-0 to R-30 - Heating Zone 3 (Electric FAF Heating System) | FLOOR R0 - R30 | 443.1036 | 45 | 383.155 | 0 | ResSHWX | 0 | 0 | 0 | 0 | 0 | 0 | 0 | 0
Multifamily - Low Rise | Electric FAF | AtticSqft | HZ3 | Electric FAFHZ3ATTIC R0 - R19 | Multi Family Weatherization - Insulate Attic - R-0 to R-19 - Heating Zone 3 (Electric FAF Heating System) | ATTIC R0 - R19 | 180.1193 | 45 | 223.5032 | 0 | ResSHWX | 0 | 0 | 0 | 0 | 0 | 0 | 0 | 0
Multifamily - Low Rise | Electric FAF | AtticSqft | HZ3 | Electric FAFHZ3ATTIC R0 - R38 | Multi Family Weatherization - Insulate Attic - R-0 to R-38 - Heating Zone 3 (Electric FAF Heating System) | ATTIC R0 - R38 | 245.8685 | 45 | 298.1142 | 0 | ResSHWX | 0 | 0 | 0 | 0 | 0 | 0 | 0 | 0
Multifamily - Low Rise | Electric FAF | AtticSqft | HZ3 | Electric FAFHZ3ATTIC R0 - R49 | Multi Family Weatherization - Insulate Attic - R-0 to R-49 - Heating Zone 3 (Electric FAF Heating System) | ATTIC R0 - R49 | 261.1669 | 45 | 338.1678 | 0 | ResSHWX | 0 | 0 | 0 | 0 | 0 | 0 | 0 | 0
Multifamily - Low Rise | Electric FAF | AtticSqft | HZ3 | Electric FAFHZ3ATTIC R19 - R30 | Multi Family Weatherization - Insulate Attic - R-19 to R-30 - Heating Zone 3 (Electric FAF Heating System) | ATTIC R19 - R30 | 47.6069 | 45 | 192.9259 | 0 | ResSHWX | 0 | 0 | 0 | 0 | 0 | 0 | 0 | 0
Multifamily - Low Rise | Electric FAF | AtticSqft | HZ3 | Electric FAFHZ3ATTIC R19 - R38 | Multi Family Weatherization - Insulate Attic - R-19 to R-38 - Heating Zone 3 (Electric FAF Heating System) | ATTIC R19 - R38 | 65.7492 | 45 | 225.0052 | 0 | ResSHWX | 0 | 0 | 0 | 0 | 0 | 0 | 0 | 0
Multifamily - Low Rise | Electric FAF | AtticSqft | HZ3 | Electric FAFHZ3ATTIC R19 - R49 | Multi Family Weatherization - Insulate Attic - R-19 to R-49 - Heating Zone 3 (Electric FAF Heating System) | ATTIC R19 - R49 | 81.0476 | 45 | 267.3315 | 0 | ResSHWX | 0 | 0 | 0 | 0 | 0 | 0 | 0 | 0
Multifamily - Low Rise | Electric FAF | WindowSqft | HZ3 | Electric FAFHZ3WINDOW CL22 Prime Window Replacement of Single Pane Base | Windows - Single Pane to Class 22 - Heating Zone 3 (Electric FAF Heating System) | WINDOW CL22 Prime Window Replacement of Single Pane Base | 7244.4131 | 45 | 4048.8993 | 0 | ResSHWX | 0 | 0 | 0 | 0 | 0 | 0 | 0 | 0
Multifamily - Low Rise | Electric FAF | WindowSqft | HZ3 | Electric FAFHZ3WINDOW CL22 Prime Window Replacement of Double Pane Base | Windows - Double Pane to Class 22 - Heating Zone 3 (Electric FAF Heating System) | WINDOW CL22 Prime Window Replacement of Double Pane Base | 4376.3806 | 45 | 4048.8993 | 0 | ResSHWX | 0 | 0 | 0 | 0 | 0 | 0 | 0 | 0
Multifamily - Low Rise | Electric FAF | WindowSqft | HZ3 | Electric FAFHZ3WINDOW CL30 Prime Window Replacement of Single Pane Base | Windows - Single Pane to Class 30 - Heating Zone 3 (Electric FAF Heating System) | WINDOW CL30 Prime Window Replacement of Single Pane Base | 6641.571 | 45 | 3098.9649 | 0 | ResSHWX | 0 | 0 | 0 | 0 | 0 | 0 | 0 | 0
Multifamily - Low Rise | Electric FAF | WindowSqft | HZ3 | Electric FAFHZ3WINDOW CL30 Prime Window Replacement of Double Pane Base | Windows - Double Pane to Class 30 - Heating Zone 3 (Electric FAF Heating System) | WINDOW CL30 Prime Window Replacement of Double Pane Base | 3773.5385 | 45 | 3098.9649 | 0 | ResSHWX | 0 | 0 | 0 | 0 | 0 | 0 | 0 | 0
Multifamily - Low Rise | Heat Pump | Wallsqft | HZ1 | Heat PumpHZ1WALL R0 - R11 | Multi Family Weatherization - Insulate Walls - R-0 to R-11 - Heating Zone 1 (Heat Pump Heating System) | WALL R0 - R11 | 240.7864 | 45 | 504.2805 | 0 | ResSHWX | 0 | 0 | 0 | 0 | 0 | 0 | 0 | 0
Multifamily - Low Rise | Heat Pump | FloorSqft | HZ1 | Heat PumpHZ1FLOOR R0 - R19 | Multi Family Weatherization - Insulate Floors - R-0 to R-19 - Heating Zone 1 (Heat Pump Heating System) | FLOOR R0 - R19 | 51.8577 | 45 | 358.0198 | 0 | ResSHWX | 0 | 0 | 0 | 0 | 0 | 0 | 0 | 0
Multifamily - Low Rise | Heat Pump | FloorSqft | HZ1 | Heat PumpHZ1FLOOR R0 - R30 | Multi Family Weatherization - Insulate Floors - R-0 to R-30 - Heating Zone 1 (Heat Pump Heating System) | FLOOR R0 - R30 | 66.7777 | 45 | 383.155 | 0 | ResSHWX | 0 | 0 | 0 | 0 | 0 | 0 | 0 | 0
Multifamily - Low Rise | Heat Pump | AtticSqft | HZ1 | Heat PumpHZ1ATTIC R0 - R19 | Multi Family Weatherization - Insulate Attic - R-0 to R-19 - Heating Zone 1 (Heat Pump Heating System) | ATTIC R0 - R19 | 90.7454 | 45 | 223.5032 | 0 | ResSHWX | 0 | 0 | 0 | 0 | 0 | 0 | 0 | 0
Multifamily - Low Rise | Heat Pump | AtticSqft | HZ1 | Heat PumpHZ1ATTIC R0 - R38 | Multi Family Weatherization - Insulate Attic - R-0 to R-38 - Heating Zone 1 (Heat Pump Heating System) | ATTIC R0 - R38 | 123.7592 | 45 | 298.1142 | 0 | ResSHWX | 0 | 0 | 0 | 0 | 0 | 0 | 0 | 0
Multifamily - Low Rise | Heat Pump | AtticSqft | HZ1 | Heat PumpHZ1ATTIC R0 - R49 | Multi Family Weatherization - Insulate Attic - R-0 to R-49 - Heating Zone 1 (Heat Pump Heating System) | ATTIC R0 - R49 | 131.3894 | 45 | 338.1678 | 0 | ResSHWX | 0 | 0 | 0 | 0 | 0 | 0 | 0 | 0
Multifamily - Low Rise | Heat Pump | AtticSqft | HZ1 | Heat PumpHZ1ATTIC R19 - R30 | Multi Family Weatherization - Insulate Attic - R-19 to R-30 - Heating Zone 1 (Heat Pump Heating System) | ATTIC R19 - R30 | 23.985 | 45 | 192.9259 | 0 | ResSHWX | 0 | 0 | 0 | 0 | 0 | 0 | 0 | 0
Multifamily - Low Rise | Heat Pump | AtticSqft | HZ1 | Heat PumpHZ1ATTIC R19 - R38 | Multi Family Weatherization - Insulate Attic - R-19 to R-38 - Heating Zone 1 (Heat Pump Heating System) | ATTIC R19 - R38 | 33.0138 | 45 | 225.0052 | 0 | ResSHWX | 0 | 0 | 0 | 0 | 0 | 0 | 0 | 0
Multifamily - Low Rise | Heat Pump | AtticSqft | HZ1 | Heat PumpHZ1ATTIC R19 - R49 | Multi Family Weatherization - Insulate Attic - R-19 to R-49 - Heating Zone 1 (Heat Pump Heating System) | ATTIC R19 - R49 | 40.6441 | 45 | 267.3315 | 0 | ResSHWX | 0 | 0 | 0 | 0 | 0 | 0 | 0 | 0
Multifamily - Low Rise | Heat Pump | WindowSqft | HZ1 | Heat PumpHZ1WINDOW CL22 Prime Window Replacement of Single Pane Base | Windows - Single Pane to Class 22 - Heating Zone 1 (Heat Pump Heating System) | WINDOW CL22 Prime Window Replacement of Single Pane Base | 1876.7132 | 45 | 4048.8993 | 0 | ResSHWX | 0 | 0 | 0 | 0 | 0 | 0 | 0 | 0
Multifamily - Low Rise | Heat Pump | WindowSqft | HZ1 | Heat PumpHZ1WINDOW CL22 Prime Window Replacement of Double Pane Base | Windows - Double Pane to Class 22 - Heating Zone 1 (Heat Pump Heating System) | WINDOW CL22 Prime Window Replacement of Double Pane Base | 1234.9464 | 45 | 4048.8993 | 0 | ResSHWX | 0 | 0 | 0 | 0 | 0 | 0 | 0 | 0
Multifamily - Low Rise | Heat Pump | WindowSqft | HZ1 | Heat PumpHZ1WINDOW CL30 Prime Window Replacement of Single Pane Base | Windows - Single Pane to Class 30 - Heating Zone 1 (Heat Pump Heating System) | WINDOW CL30 Prime Window Replacement of Single Pane Base | 1737.7356 | 45 | 3098.9649 | 0 | ResSHWX | 0 | 0 | 0 | 0 | 0 | 0 | 0 | 0
Multifamily - Low Rise | Heat Pump | WindowSqft | HZ1 | Heat PumpHZ1WINDOW CL30 Prime Window Replacement of Double Pane Base | Windows - Double Pane to Class 30 - Heating Zone 1 (Heat Pump Heating System) | WINDOW CL30 Prime Window Replacement of Double Pane Base | 1095.9688 | 45 | 3098.9649 | 0 | ResSHWX | 0 | 0 | 0 | 0 | 0 | 0 | 0 | 0
Multifamily - Low Rise | Heat Pump | Wallsqft | HZ2 | Heat PumpHZ2WALL R0 - R11 | Multi Family Weatherization - Insulate Walls - R-0 to R-11 - Heating Zone 2 (Heat Pump Heating System) | WALL R0 - R11 | 406.7512 | 45 | 504.2805 | 0 | ResSHWX | 0 | 0 | 0 | 0 | 0 | 0 | 0 | 0
Multifamily - Low Rise | Heat Pump | FloorSqft | HZ2 | Heat PumpHZ2FLOOR R0 - R19 | Multi Family Weatherization - Insulate Floors - R-0 to R-19 - Heating Zone 2 (Heat Pump Heating System) | FLOOR R0 - R19 | 83.0983 | 45 | 358.0198 | 0 | ResSHWX | 0 | 0 | 0 | 0 | 0 | 0 | 0 | 0
Multifamily - Low Rise | Heat Pump | FloorSqft | HZ2 | Heat PumpHZ2FLOOR R0 - R30 | Multi Family Weatherization - Insulate Floors - R-0 to R-30 - Heating Zone 2 (Heat Pump Heating System) | FLOOR R0 - R30 | 107.7858 | 45 | 383.155 | 0 | ResSHWX | 0 | 0 | 0 | 0 | 0 | 0 | 0 | 0
Multifamily - Low Rise | Heat Pump | AtticSqft | HZ2 | Heat PumpHZ2ATTIC R0 - R19 | Multi Family Weatherization - Insulate Attic - R-0 to R-19 - Heating Zone 2 (Heat Pump Heating System) | ATTIC R0 - R19 | 110.7902 | 45 | 223.5032 | 0 | ResSHWX | 0 | 0 | 0 | 0 | 0 | 0 | 0 | 0
Multifamily - Low Rise | Heat Pump | AtticSqft | HZ2 | Heat PumpHZ2ATTIC R0 - R38 | Multi Family Weatherization - Insulate Attic - R-0 to R-38 - Heating Zone 2 (Heat Pump Heating System) | ATTIC R0 - R38 | 151.4957 | 45 | 298.1142 | 0 | ResSHWX | 0 | 0 | 0 | 0 | 0 | 0 | 0 | 0
Multifamily - Low Rise | Heat Pump | AtticSqft | HZ2 | Heat PumpHZ2ATTIC R0 - R49 | Multi Family Weatherization - Insulate Attic - R-0 to R-49 - Heating Zone 2 (Heat Pump Heating System) | ATTIC R0 - R49 | 160.9797 | 45 | 338.1678 | 0 | ResSHWX | 0 | 0 | 0 | 0 | 0 | 0 | 0 | 0
Multifamily - Low Rise | Heat Pump | AtticSqft | HZ2 | Heat PumpHZ2ATTIC R19 - R30 | Multi Family Weatherization - Insulate Attic - R-19 to R-30 - Heating Zone 2 (Heat Pump Heating System) | ATTIC R19 - R30 | 29.4918 | 45 | 192.9259 | 0 | ResSHWX | 0 | 0 | 0 | 0 | 0 | 0 | 0 | 0
Multifamily - Low Rise | Heat Pump | AtticSqft | HZ2 | Heat PumpHZ2ATTIC R19 - R38 | Multi Family Weatherization - Insulate Attic - R-19 to R-38 - Heating Zone 2 (Heat Pump Heating System) | ATTIC R19 - R38 | 40.7055 | 45 | 225.0052 | 0 | ResSHWX | 0 | 0 | 0 | 0 | 0 | 0 | 0 | 0
Multifamily - Low Rise | Heat Pump | AtticSqft | HZ2 | Heat PumpHZ2ATTIC R19 - R49 | Multi Family Weatherization - Insulate Attic - R-19 to R-49 - Heating Zone 2 (Heat Pump Heating System) | ATTIC R19 - R49 | 50.1895 | 45 | 267.3315 | 0 | ResSHWX | 0 | 0 | 0 | 0 | 0 | 0 | 0 | 0
Multifamily - Low Rise | Heat Pump | WindowSqft | HZ2 | Heat PumpHZ2WINDOW CL22 Prime Window Replacement of Single Pane Base | Windows - Single Pane to Class 22 - Heating Zone 2 (Heat Pump Heating System) | WINDOW CL22 Prime Window Replacement of Single Pane Base | 3209.4514 | 45 | 4048.8993 | 0 | ResSHWX | 0 | 0 | 0 | 0 | 0 | 0 | 0 | 0
Multifamily - Low Rise | Heat Pump | WindowSqft | HZ2 | Heat PumpHZ2WINDOW CL22 Prime Window Replacement of Double Pane Base | Windows - Double Pane to Class 22 - Heating Zone 2 (Heat Pump Heating System) | WINDOW CL22 Prime Window Replacement of Double Pane Base | 2019.0771 | 45 | 4048.8993 | 0 | ResSHWX | 0 | 0 | 0 | 0 | 0 | 0 | 0 | 0
Multifamily - Low Rise | Heat Pump | WindowSqft | HZ2 | Heat PumpHZ2WINDOW CL30 Prime Window Replacement of Single Pane Base | Windows - Single Pane to Class 30 - Heating Zone 2 (Heat Pump Heating System) | WINDOW CL30 Prime Window Replacement of Single Pane Base | 2979.8107 | 45 | 3098.9649 | 0 | ResSHWX | 0 | 0 | 0 | 0 | 0 | 0 | 0 | 0
Multifamily - Low Rise | Heat Pump | WindowSqft | HZ2 | Heat PumpHZ2WINDOW CL30 Prime Window Replacement of Double Pane Base | Windows - Double Pane to Class 30 - Heating Zone 2 (Heat Pump Heating System) | WINDOW CL30 Prime Window Replacement of Double Pane Base | 1789.4364 | 45 | 3098.9649 | 0 | ResSHWX | 0 | 0 | 0 | 0 | 0 | 0 | 0 | 0
Multifamily - Low Rise | Heat Pump | Wallsqft | HZ3 | Heat PumpHZ3WALL R0 - R11 | Multi Family Weatherization - Insulate Walls - R-0 to R-11 - Heating Zone 3 (Heat Pump Heating System) | WALL R0 - R11 | 579.1133 | 45 | 504.2805 | 0 | ResSHWX | 0 | 0 | 0 | 0 | 0 | 0 | 0 | 0
Multifamily - Low Rise | Heat Pump | FloorSqft | HZ3 | Heat PumpHZ3FLOOR R0 - R19 | Multi Family Weatherization - Insulate Floors - R-0 to R-19 - Heating Zone 3 (Heat Pump Heating System) | FLOOR R0 - R19 | 110.1761 | 45 | 358.0198 | 0 | ResSHWX | 0 | 0 | 0 | 0 | 0 | 0 | 0 | 0
Multifamily - Low Rise | Heat Pump | FloorSqft | HZ3 | Heat PumpHZ3FLOOR R0 - R30 | Multi Family Weatherization - Insulate Floors - R-0 to R-30 - Heating Zone 3 (Heat Pump Heating System) | FLOOR R0 - R30 | 142.7839 | 45 | 383.155 | 0 | ResSHWX | 0 | 0 | 0 | 0 | 0 | 0 | 0 | 0
Multifamily - Low Rise | Heat Pump | AtticSqft | HZ3 | Heat PumpHZ3ATTIC R0 - R19 | Multi Family Weatherization - Insulate Attic - R-0 to R-19 - Heating Zone 3 (Heat Pump Heating System) | ATTIC R0 - R19 | 124.4992 | 45 | 223.5032 | 0 | ResSHWX | 0 | 0 | 0 | 0 | 0 | 0 | 0 | 0
Multifamily - Low Rise | Heat Pump | AtticSqft | HZ3 | Heat PumpHZ3ATTIC R0 - R38 | Multi Family Weatherization - Insulate Attic - R-0 to R-38 - Heating Zone 3 (Heat Pump Heating System) | ATTIC R0 - R38 | 170.7999 | 45 | 298.1142 | 0 | ResSHWX | 0 | 0 | 0 | 0 | 0 | 0 | 0 | 0
Multifamily - Low Rise | Heat Pump | AtticSqft | HZ3 | Heat PumpHZ3ATTIC R0 - R49 | Multi Family Weatherization - Insulate Attic - R-0 to R-49 - Heating Zone 3 (Heat Pump Heating System) | ATTIC R0 - R49 | 181.5348 | 45 | 338.1678 | 0 | ResSHWX | 0 | 0 | 0 | 0 | 0 | 0 | 0 | 0
Multifamily - Low Rise | Heat Pump | AtticSqft | HZ3 | Heat PumpHZ3ATTIC R19 - R30 | Multi Family Weatherization - Insulate Attic - R-19 to R-30 - Heating Zone 3 (Heat Pump Heating System) | ATTIC R19 - R30 | 33.5298 | 45 | 192.9259 | 0 | ResSHWX | 0 | 0 | 0 | 0 | 0 | 0 | 0 | 0
Multifamily - Low Rise | Heat Pump | AtticSqft | HZ3 | Heat PumpHZ3ATTIC R19 - R38 | Multi Family Weatherization - Insulate Attic - R-19 to R-38 - Heating Zone 3 (Heat Pump Heating System) | ATTIC R19 - R38 | 46.3008 | 45 | 225.0052 | 0 | ResSHWX | 0 | 0 | 0 | 0 | 0 | 0 | 0 | 0
Multifamily - Low Rise | Heat Pump | AtticSqft | HZ3 | Heat PumpHZ3ATTIC R19 - R49 | Multi Family Weatherization - Insulate Attic - R-19 to R-49 - Heating Zone 3 (Heat Pump Heating System) | ATTIC R19 - R49 | 57.0357 | 45 | 267.3315 | 0 | ResSHWX | 0 | 0 | 0 | 0 | 0 | 0 | 0 | 0
Multifamily - Low Rise | Heat Pump | WindowSqft | HZ3 | Heat PumpHZ3WINDOW CL22 Prime Window Replacement of Single Pane Base | Windows - Single Pane to Class 22 - Heating Zone 3 (Heat Pump Heating System) | WINDOW CL22 Prime Window Replacement of Single Pane Base | 4640.3864 | 45 | 4048.8993 | 0 | ResSHWX | 0 | 0 | 0 | 0 | 0 | 0 | 0 | 0
Multifamily - Low Rise | Heat Pump | WindowSqft | HZ3 | Heat PumpHZ3WINDOW CL22 Prime Window Replacement of Double Pane Base | Windows - Double Pane to Class 22 - Heating Zone 3 (Heat Pump Heating System) | WINDOW CL22 Prime Window Replacement of Double Pane Base | 2939.8722 | 45 | 4048.8993 | 0 | ResSHWX | 0 | 0 | 0 | 0 | 0 | 0 | 0 | 0
Multifamily - Low Rise | Heat Pump | WindowSqft | HZ3 | Heat PumpHZ3WINDOW CL30 Prime Window Replacement of Single Pane Base | Windows - Single Pane to Class 30 - Heating Zone 3 (Heat Pump Heating System) | WINDOW CL30 Prime Window Replacement of Single Pane Base | 4315.8735 | 45 | 3098.9649 | 0 | ResSHWX | 0 | 0 | 0 | 0 | 0 | 0 | 0 | 0
Multifamily - Low Rise | Heat Pump | WindowSqft | HZ3 | Heat PumpHZ3WINDOW CL30 Prime Window Replacement of Double Pane Base | Windows - Double Pane to Class 30 - Heating Zone 3 (Heat Pump Heating System) | WINDOW CL30 Prime Window Replacement of Double Pane Base | 2615.3593 | 45 | 3098.9649 | 0 | ResSHWX | 0 | 0 | 0 | 0 | 0 | 0 | 0 | 0
Apply Weighting by heating zone
[7 empty] | 4 | 5 | 6 | 7 | 8 | 9 | 10 | 11 | 12 | 13 | 14 | 15 | 16 | 17
[5 empty] | Input Data |  | 10: Periodic Replacement Costs and Savings and Replacement Period; 16: Gas Inputs
[5 empty] | Category Name | Measure Name | Savings (kwh/yr) | Life (yrs) | Capital Cost | Annual O&M | Shape Pointer | Non-E Val ($/yr) | Cost 1 ($) | Period 1 | Cost 2 ($) | Period 2 | Cost 3 ($) | Period 3 | Savings (therms/yr) | Shape Pointer
| Electric Zonal | HZ1 | HZ2 | HZ3 | WALL R0 - R11_Electric Zonal | WALL R0 - R11 | 665.449 | 45 | 444.2906 | 0 | ResSHWX | 0 | 0 | 0 | 0 | 0 | 0 | 0 | 0
| Electric Zonal |  |  |  | FLOOR R0 - R19_Electric Zonal | FLOOR R0 - R19 | 231.5149 | 45 | 315.4292 | 0 | ResSHWX | 0 | 0 | 0 | 0 | 0 | 0 | 0 | 0
| Electric Zonal |  |  |  | FLOOR R0 - R30_Electric Zonal | FLOOR R0 - R30 | 301.655 | 45 | 337.5743 | 0 | ResSHWX | 0 | 0 | 0 | 0 | 0 | 0 | 0 | 0
| Electric Zonal |  |  |  | ATTIC R0 - R19_Electric Zonal | ATTIC R0 - R19 | 172.2235 | 45 | 196.9149 | 0 | ResSHWX | 0 | 0 | 0 | 0 | 0 | 0 | 0 | 0
| Electric Zonal |  |  |  | ATTIC R0 - R38_Electric Zonal | ATTIC R0 - R38 | 234.7013 | 45 | 262.6501 | 0 | ResSHWX | 0 | 0 | 0 | 0 | 0 | 0 | 0 | 0
| Electric Zonal |  |  |  | ATTIC R0 - R49_Electric Zonal | ATTIC R0 - R49 | 249.1975 | 45 | 297.9388 | 0 | ResSHWX | 0 | 0 | 0 | 0 | 0 | 0 | 0 | 0
| Electric Zonal |  |  |  | ATTIC R19 - R30_Electric Zonal | ATTIC R19 - R30 | 45.272 | 45 | 169.9752 | 0 | ResSHWX | 0 | 0 | 0 | 0 | 0 | 0 | 0 | 0
| Electric Zonal |  |  |  | ATTIC R19 - R38_Electric Zonal | ATTIC R19 - R38 | 62.4778 | 45 | 198.2383 | 0 | ResSHWX | 0 | 0 | 0 | 0 | 0 | 0 | 0 | 0
| Electric Zonal |  |  |  | ATTIC R19 - R49_Electric Zonal | ATTIC R19 - R49 | 76.974 | 45 | 235.5293 | 0 | ResSHWX | 0 | 0 | 0 | 0 | 0 | 0 | 0 | 0
| Electric Zonal |  |  |  | WINDOW CL22 Prime Window Replacement of Single Pane Base_Electric Zonal | WINDOW CL22 Prime Window Replacement of Single Pane Base | 4362.4664 | 45 | 3567.2364 | 0 | ResSHWX | 0 | 0 | 0 | 0 | 0 | 0 | 0 | 0
| Electric Zonal |  |  |  | WINDOW CL22 Prime Window Replacement of Double Pane Base_Electric Zonal | WINDOW CL22 Prime Window Replacement of Double Pane Base | 2581.7615 | 45 | 3567.2364 | 0 | ResSHWX | 0 | 0 | 0 | 0 | 0 | 0 | 0 | 0
| Electric Zonal |  |  |  | WINDOW CL30 Prime Window Replacement of Single Pane Base_Electric Zonal | WINDOW CL30 Prime Window Replacement of Single Pane Base | 4007.8073 | 45 | 2730.3075 | 0 | ResSHWX | 0 | 0 | 0 | 0 | 0 | 0 | 0 | 0
| Electric Zonal |  |  |  | WINDOW CL30 Prime Window Replacement of Double Pane Base_Electric Zonal | WINDOW CL30 Prime Window Replacement of Double Pane Base | 2227.1023 | 45 | 2730.3075 | 0 | ResSHWX | 0 | 0 | 0 | 0 | 0 | 0 | 0 | 0
| Electric FAF |  |  |  | WALL R0 - R11_Electric FAF | WALL R0 - R11 | 598.1971 | 45 | 444.2906 | 0 | ResSHWX | 0 | 0 | 0 | 0 | 0 | 0 | 0 | 0
| Electric FAF |  |  |  | FLOOR R0 - R19_Electric FAF | FLOOR R0 - R19 | 211.2267 | 45 | 315.4292 | 0 | ResSHWX | 0 | 0 | 0 | 0 | 0 | 0 | 0 | 0
| Electric FAF |  |  |  | FLOOR R0 - R30_Electric FAF | FLOOR R0 - R30 | 275.0708 | 45 | 337.5743 | 0 | ResSHWX | 0 | 0 | 0 | 0 | 0 | 0 | 0 | 0
| Electric FAF |  |  |  | ATTIC R0 - R19_Electric FAF | ATTIC R0 - R19 | 178.0935 | 45 | 196.9149 | 0 | ResSHWX | 0 | 0 | 0 | 0 | 0 | 0 | 0 | 0
| Electric FAF |  |  |  | ATTIC R0 - R38_Electric FAF | ATTIC R0 - R38 | 242.555 | 45 | 262.6501 | 0 | ResSHWX | 0 | 0 | 0 | 0 | 0 | 0 | 0 | 0
| Electric FAF |  |  |  | ATTIC R0 - R49_Electric FAF | ATTIC R0 - R49 | 257.5023 | 45 | 297.9388 | 0 | ResSHWX | 0 | 0 | 0 | 0 | 0 | 0 | 0 | 0
| Electric FAF |  |  |  | ATTIC R19 - R30_Electric FAF | ATTIC R19 - R30 | 46.7171 | 45 | 169.9752 | 0 | ResSHWX | 0 | 0 | 0 | 0 | 0 | 0 | 0 | 0
| Electric FAF |  |  |  | ATTIC R19 - R38_Electric FAF | ATTIC R19 - R38 | 64.4615 | 45 | 198.2383 | 0 | ResSHWX | 0 | 0 | 0 | 0 | 0 | 0 | 0 | 0
| Electric FAF |  |  |  | ATTIC R19 - R49_Electric FAF | ATTIC R19 - R49 | 79.4088 | 45 | 235.5293 | 0 | ResSHWX | 0 | 0 | 0 | 0 | 0 | 0 | 0 | 0
| Electric FAF |  |  |  | WINDOW CL22 Prime Window Replacement of Single Pane Base_Electric FAF | WINDOW CL22 Prime Window Replacement of Single Pane Base | 3912.7655 | 45 | 3567.2364 | 0 | ResSHWX | 0 | 0 | 0 | 0 | 0 | 0 | 0 | 0
| Electric FAF |  |  |  | WINDOW CL22 Prime Window Replacement of Double Pane Base_Electric FAF | WINDOW CL22 Prime Window Replacement of Double Pane Base | 2298.2165 | 45 | 3567.2364 | 0 | ResSHWX | 0 | 0 | 0 | 0 | 0 | 0 | 0 | 0
| Electric FAF |  |  |  | WINDOW CL30 Prime Window Replacement of Single Pane Base_Electric FAF | WINDOW CL30 Prime Window Replacement of Single Pane Base | 3597.6462 | 45 | 2730.3075 | 0 | ResSHWX | 0 | 0 | 0 | 0 | 0 | 0 | 0 | 0
| Electric FAF |  |  |  | WINDOW CL30 Prime Window Replacement of Double Pane Base_Electric FAF | WINDOW CL30 Prime Window Replacement of Double Pane Base | 1983.0972 | 45 | 2730.3075 | 0 | ResSHWX | 0 | 0 | 0 | 0 | 0 | 0 | 0 | 0
| Heat Pump |  |  |  | WALL R0 - R11_Heat Pump | WALL R0 - R11 | 270.934 | 45 | 444.2906 | 0 | ResSHWX | 0 | 0 | 0 | 0 | 0 | 0 | 0 | 0
| Heat Pump |  |  |  | FLOOR R0 - R19_Heat Pump | FLOOR R0 - R19 | 56.7554 | 45 | 315.4292 | 0 | ResSHWX | 0 | 0 | 0 | 0 | 0 | 0 | 0 | 0
| Heat Pump |  |  |  | FLOOR R0 - R30_Heat Pump | FLOOR R0 - R30 | 73.3606 | 45 | 337.5743 | 0 | ResSHWX | 0 | 0 | 0 | 0 | 0 | 0 | 0 | 0
| Heat Pump |  |  |  | ATTIC R0 - R19_Heat Pump | ATTIC R0 - R19 | 87.0509 | 45 | 196.9149 | 0 | ResSHWX | 0 | 0 | 0 | 0 | 0 | 0 | 0 | 0
| Heat Pump |  |  |  | ATTIC R0 - R38_Heat Pump | ATTIC R0 - R38 | 118.8621 | 45 | 262.6501 | 0 | ResSHWX | 0 | 0 | 0 | 0 | 0 | 0 | 0 | 0
| Heat Pump |  |  |  | ATTIC R0 - R49_Heat Pump | ATTIC R0 - R49 | 126.2413 | 45 | 297.9388 | 0 | ResSHWX | 0 | 0 | 0 | 0 | 0 | 0 | 0 | 0
| Heat Pump |  |  |  | ATTIC R19 - R30_Heat Pump | ATTIC R19 - R30 | 23.0824 | 45 | 169.9752 | 0 | ResSHWX | 0 | 0 | 0 | 0 | 0 | 0 | 0 | 0
| Heat Pump |  |  |  | ATTIC R19 - R38_Heat Pump | ATTIC R19 - R38 | 31.8111 | 45 | 198.2383 | 0 | ResSHWX | 0 | 0 | 0 | 0 | 0 | 0 | 0 | 0
| Heat Pump |  |  |  | ATTIC R19 - R49_Heat Pump | ATTIC R19 - R49 | 39.1904 | 45 | 235.5293 | 0 | ResSHWX | 0 | 0 | 0 | 0 | 0 | 0 | 0 | 0
| Heat Pump |  |  |  | WINDOW CL22 Prime Window Replacement of Single Pane Base_Heat Pump | WINDOW CL22 Prime Window Replacement of Single Pane Base | 2125.5703 | 45 | 3567.2364 | 0 | ResSHWX | 0 | 0 | 0 | 0 | 0 | 0 | 0 | 0
| Heat Pump |  |  |  | WINDOW CL22 Prime Window Replacement of Double Pane Base_Heat Pump | WINDOW CL22 Prime Window Replacement of Double Pane Base | 1365.8084 | 45 | 3567.2364 | 0 | ResSHWX | 0 | 0 | 0 | 0 | 0 | 0 | 0 | 0
| Heat Pump |  |  |  | WINDOW CL30 Prime Window Replacement of Single Pane Base_Heat Pump | WINDOW CL30 Prime Window Replacement of Single Pane Base | 1971.0089 | 45 | 2730.3075 | 0 | ResSHWX | 0 | 0 | 0 | 0 | 0 | 0 | 0 | 0
| Heat Pump |  |  |  | WINDOW CL30 Prime Window Replacement of Double Pane Base_Heat Pump | WINDOW CL30 Prime Window Replacement of Double Pane Base | 1211.247 | 45 | 2730.3075 | 0 | ResSHWX | 0 | 0 | 0 | 0 | 0 | 0 | 0 | 0
Note on N4: :ProCost Periodic replacement costs and savings of the measure. These are costs and savings that occur periodically, but at different periods than annually. Can be positive or negative. Periodic replacement costs for both the measure and the baseline measure should be included if applicable. ProCost can analyze these costs in two ways dependent on the 'Repeat Periodic Replacement' switch in the ProData page. When set to 'On', ProCost repeats replacement costs for multiple times over the life of a measure depending on the input period and measure life. For example fluorescent lamps may have a 4-year replacement cycle that repeats 3 times in a 15-year measure life. When set to 'Off', ProCost reads the period as the year after installation that the replacement cost occurs and does not subsequently reinstall or repeat the replacement costs. For example a compressor may be replaced only once in the life of a heat-pump system. Example: A new fluorescent lighting systems may have a measure life of 15 years, and a lamp life of five years. Two lamps per fixture must be replaced at years 6 and 11. Lamp and labor costs, expressed as positive costs, are entered as a cost and the period would be entered as 5. The baseline measure may have a four year lamp life and would have required a three-lamp replacement at years 5, 9 and 13. Lamp and labor replacement costs would be entered as annual savings in dollars with a 4-year period. ProCost determines the net present value of the two cost streams.
Note on T4: :ProCost If the measure has gas savings for increases, enter the annual savings and shape of the savings here. Example: Clothes washer saves electric motor and dryer energy and gas water heat.
Note on F5: :ProCost Category for the measure. Individual measures can be grouped into categories. ProCost output is reported by measure and by category. All measures must belong to at least one category. Category name can be the same as measure name. Example: Measures can be combined into one category if they have components with different load shapes or measure lives. On wash machines there may be one load shape for the electric motor savings component, a second load shape for the electric water heat savings component and a third shape for electric dryer savings component.
Note on G5: :ProCost Name of Measure. User-defined. For PTR measures, defined naming conventions apply.
Note on H5: :ProCost Annual electric savings for the measure in kWh at the site. May be positive, negative or zero. Savings are incremental to the baseline alternative.
Note on I5: :ProCost Physical life of the measure in years. Must be >=1.
Note on J5: :ProCost Initial cost to install the measure in dollars. Costs are incremental to the baseline alternative. Dollars must be denominated in the same year as 'Input Cost Reference Year' input on the ProData page.
Note on K5: :ProCost Annual operations and maintenance cost for the measure in dollars. Must be incremental cost over the baseline alternative. May be positive, negative or zero. Dollars must be denominated in the same year as 'Input Cost Reference Year' input on the ProData page. O&M costs are entered as positive values. Negative values represent O&M savings compared to the baseline alternative. Example: Annualized maintenance cost for a heat pump heating system compared to a baseline electric resistance heating system.
Note on L5: :ProCost Name of the pointer to the shape of the savings. The shapes represent the daily and monthly shape of the savings in four time segments for each month of the year. Shape of the savings is relative to the baseline alternative. These shapes are in the MC_AND_Loadshape file.
Note on M5: :ProCost Annual value of any non-energy benefits of the measure, relative to the baseline alternative. Expressed in dollars per year and denominated in dollars of the 'Cost Reference Year'. Positive value represents dollar savings. Negative value represents dollar cost. Example: Water, detergent and sewer savings from efficient clothes washer.
Note on N5: : Cost in dollars that is incurred for Period 1. Positive value if cost. Negative value if savings. Dollars must be denominated in the same year as 'Input Cost Reference Year' input on the ProData page.
Note on O5: :ProCost Duration of Period1. The time at which Period 1 costs, or savings, occur. In years.
Note on P5: : Cost in dollars that is incurred for Period 2 Positive value if cost. Negative value if savings. Dollars must be denominated in the same year as 'Input Cost Reference Year' input on the ProData page.
Note on Q5: :ProCost Duration of Period 2. The time at which Period 2 costs, or savings, occur. In years.
Note on R5: : Cost in dollars that is incurred for Period 3. Positive value if cost. Negative value if savings. Dollars must be denominated in the same year as 'Input Cost Reference Year' input on the ProData page.
Note on S5: :ProCost Duration of Period 3. The time at which Period 3 costs, or savings, occur. In years.
Note on T5: : Annual gas savings, or increases, in therms.
Note on U5: :ProCost Name of the pointer to the shape of the savings. The shapes represent the daily and monthly shape of the savings in four time segments for each month of the year. Shape of the savings is relative to the baseline alternative. These shapes are in the MC_AND_Loadshape file.
Note on N134: :ProCost Periodic replacement costs and savings of the measure. These are costs and savings that occur periodically, but at different periods than annually. Can be positive or negative. Periodic replacement costs for both the measure and the baseline measure should be included if applicable. ProCost can analyze these costs in two ways dependent on the 'Repeat Periodic Replacement' switch in the ProData page. When set to 'On', ProCost repeats replacement costs for multiple times over the life of a measure depending on the input period and measure life. For example fluorescent lamps may have a 4-year replacement cycle that repeats 3 times in a 15-year measure life. When set to 'Off', ProCost reads the period as the year after installation that the replacement cost occurs and does not subsequently reinstall or repeat the replacement costs. For example a compressor may be replaced only once in the life of a heat-pump system. Example: A new fluorescent lighting systems may have a measure life of 15 years, and a lamp life of five years. Two lamps per fixture must be replaced at years 6 and 11. Lamp and labor costs, expressed as positive costs, are entered as a cost and the period would be entered as 5. The baseline measure may have a four year lamp life and would have required a three-lamp replacement at years 5, 9 and 13. Lamp and labor replacement costs would be entered as annual savings in dollars with a 4-year period. ProCost determines the net present value of the two cost streams.
Note on T134: :ProCost If the measure has gas savings for increases, enter the annual savings and shape of the savings here. Example: Clothes washer saves electric motor and dryer energy and gas water heat.
Note on F135: :ProCost Category for the measure. Individual measures can be grouped into categories. ProCost output is reported by measure and by category. All measures must belong to at least one category. Category name can be the same as measure name. Example: Measures can be combined into one category if they have components with different load shapes or measure lives. On wash machines there may be one load shape for the electric motor savings component, a second load shape for the electric water heat savings component and a third shape for electric dryer savings component.
Note on G135: :ProCost Name of Measure. User-defined. For PTR measures, defined naming conventions apply.
Note on H135: :ProCost Annual electric savings for the measure in kWh at the site. May be positive, negative or zero. Savings are incremental to the baseline alternative.
Note on I135: :ProCost Physical life of the measure in years. Must be >=1.
Note on J135: :ProCost Initial cost to install the measure in dollars. Costs are incremental to the baseline alternative. Dollars must be denominated in the same year as 'Input Cost Reference Year' input on the ProData page.
Note on K135: :ProCost Annual operations and maintenance cost for the measure in dollars. Must be incremental cost over the baseline alternative. May be positive, negative or zero. Dollars must be denominated in the same year as 'Input Cost Reference Year' input on the ProData page. O&M costs are entered as positive values. Negative values represent O&M savings compared to the baseline alternative. Example: Annualized maintenance cost for a heat pump heating system compared to a baseline electric resistance heating system.
Note on L135: :ProCost Name of the pointer to the shape of the savings. The shapes represent the daily and monthly shape of the savings in four time segments for each month of the year. Shape of the savings is relative to the baseline alternative. These shapes are in the MC_AND_Loadshape file.
Note on M135: :ProCost Annual value of any non-energy benefits of the measure, relative to the baseline alternative. Expressed in dollars per year and denominated in dollars of the 'Cost Reference Year'. Positive value represents dollar savings. Negative value represents dollar cost. Example: Water, detergent and sewer savings from efficient clothes washer.
Note on N135: : Cost in dollars that is incurred for Period 1. Positive value if cost. Negative value if savings. Dollars must be denominated in the same year as 'Input Cost Reference Year' input on the ProData page.
Note on O135: :ProCost Duration of Period1. The time at which Period 1 costs, or savings, occur. In years.
Note on P135: : Cost in dollars that is incurred for Period 2 Positive value if cost. Negative value if savings. Dollars must be denominated in the same year as 'Input Cost Reference Year' input on the ProData page.
Note on Q135: :ProCost Duration of Period 2. The time at which Period 2 costs, or savings, occur. In years.
Note on R135: : Cost in dollars that is incurred for Period 3. Positive value if cost. Negative value if savings. Dollars must be denominated in the same year as 'Input Cost Reference Year' input on the ProData page.
Note on S135: :ProCost Duration of Period 3. The time at which Period 3 costs, or savings, occur. In years.
Note on T135: : Annual gas savings, or increases, in therms.
Note on U135: :ProCost Name of the pointer to the shape of the savings. The shapes represent the daily and monthly shape of the savings in four time segments for each month of the year. Shape of the savings is relative to the baseline alternative. These shapes are in the MC_AND_Loadshape file.

## Weighting
| HZ1 | HZ2 | HZ3 | Region
Electric FAF | 100% | 0% | 0% | 1.852%
Electric Zonal | 68.45% | 22.94% | 8.612% | 2.349%
Heat Pump | 59.79% | 40.21% | 0% | 92.13%
DHP | 100% | 0% | 0% | 3.67%
| % of homes that are program eligible | 88.1%
| HZ1 | HZ2 | HZ3 | Region
Electric FAF | 88.1% | 0% | 0% | 1.632%
Electric Zonal | 60.31% | 20.21% | 7.587% | 5.303% | Group Zonal & DHP for region
Heat Pump | 52.68% | 35.42% | 0% | 81.17%
DHP | 88.1% | 0% | 0%

## Composite
Remove R30+ baseline from Attic, Remove R19-> R30 for floor, Truncate Measure Name, Remove Average, Remove Window CL35 -> XX option
| Input Data | [7 empty] | Periodic Replacement Costs and Savings and Replacement Period | [5 empty] | Gas Inputs
Concatenate | Category Name | Measure Name | Savings (kwh/yr) | Life (yrs) | Capital Cost | Annual O&M | Shape Pointer | Non-E Val ($/yr) | Cost 1 ($) | Period 1 | Cost 2 ($) | Period 2 | Cost 3 ($) | Period 3 | Savings (therms/yr) | Shape Pointer
Multi Family Weatherization - Insulate Walls - R-0 to R-11 - Heating Zone 1 (Zonal Heating System)WALL R0 - R11 | Multi Family Weatherization - Insulate Walls - R-0 to R-11 - Heating Zone 1 (Zonal Heating System) | WALL R0 - R11 | 1.362 | 45 | 1.0355 | 0 | ResSHWX | 0 | 0 | 0 | 0 | 0 | 0 | 0 | 0 | 0
Multi Family Weatherization - Insulate Floors - R-0 to R-19 - Heating Zone 1 (Zonal Heating System)FLOOR R0 - R19 | Multi Family Weatherization - Insulate Floors - R-0 to R-19 - Heating Zone 1 (Zonal Heating System) | FLOOR R0 - R19 | 0.61745 | 45 | 0.918 | 0 | ResSHWX | 0 | 0 | 0 | 0 | 0 | 0 | 0 | 0 | 0
Multi Family Weatherization - Insulate Floors - R-0 to R-30 - Heating Zone 1 (Zonal Heating System)FLOOR R0 - R30 | Multi Family Weatherization - Insulate Floors - R-0 to R-30 - Heating Zone 1 (Zonal Heating System) | FLOOR R0 - R30 | 0.80371 | 45 | 0.98245 | 0 | ResSHWX | 0 | 0 | 0 | 0 | 0 | 0 | 0 | 0 | 0
Multi Family Weatherization - Insulate Attic - R-0 to R-19 - Heating Zone 1 (Zonal Heating System)ATTIC R0 - R19 | Multi Family Weatherization - Insulate Attic - R-0 to R-19 - Heating Zone 1 (Zonal Heating System) | ATTIC R0 - R19 | 0.48568 | 45 | 0.54915 | 0 | ResSHWX | 0 | 0 | 0 | 0 | 0 | 0 | 0 | 0 | 0
Multi Family Weatherization - Insulate Attic - R-0 to R-38 - Heating Zone 1 (Zonal Heating System)ATTIC R0 - R38 | Multi Family Weatherization - Insulate Attic - R-0 to R-38 - Heating Zone 1 (Zonal Heating System) | ATTIC R0 - R38 | 0.66141 | 45 | 0.73247 | 0 | ResSHWX | 0 | 0 | 0 | 0 | 0 | 0 | 0 | 0 | 0
Multi Family Weatherization - Insulate Attic - R-0 to R-49 - Heating Zone 1 (Zonal Heating System)ATTIC R0 - R49 | Multi Family Weatherization - Insulate Attic - R-0 to R-49 - Heating Zone 1 (Zonal Heating System) | ATTIC R0 - R49 | 0.70216 | 45 | 0.83088 | 0 | ResSHWX | 0 | 0 | 0 | 0 | 0 | 0 | 0 | 0 | 0
Multi Family Weatherization - Insulate Attic - R-19 to R-30 - Heating Zone 1 (Zonal Heating System)ATTIC R19 - R30 | Multi Family Weatherization - Insulate Attic - R-19 to R-30 - Heating Zone 1 (Zonal Heating System) | ATTIC R19 - R30 | 0.12736 | 45 | 0.47402 | 0 | ResSHWX | 0 | 0 | 0 | 0 | 0 | 0 | 0 | 0 | 0
Multi Family Weatherization - Insulate Attic - R-19 to R-38 - Heating Zone 1 (Zonal Heating System)ATTIC R19 - R38 | Multi Family Weatherization - Insulate Attic - R-19 to R-38 - Heating Zone 1 (Zonal Heating System) | ATTIC R19 - R38 | 0.17574 | 45 | 0.55284 | 0 | ResSHWX | 0 | 0 | 0 | 0 | 0 | 0 | 0 | 0 | 0
Multi Family Weatherization - Insulate Attic - R-19 to R-49 - Heating Zone 1 (Zonal Heating System)ATTIC R19 - R49 | Multi Family Weatherization - Insulate Attic - R-19 to R-49 - Heating Zone 1 (Zonal Heating System) | ATTIC R19 - R49 | 0.21648 | 45 | 0.65683 | 0 | ResSHWX | 0 | 0 | 0 | 0 | 0 | 0 | 0 | 0 | 0
Windows - Single Pane to Class 22 - Heating Zone 1 (Zonal Heating System)WINDOW CL22 Prime Window Replacement of Single Pane Base | Windows - Single Pane to Class 22 - Heating Zone 1 (Zonal Heating System) | WINDOW CL22 Prime Window Replacement of Single Pane Base | 25.0638 | 45 | 23.2695 | 0 | ResSHWX | 0 | 0 | 0 | 0 | 0 | 0 | 0 | 0 | 0
Windows - Double Pane to Class 22 - Heating Zone 1 (Zonal Heating System)WINDOW CL22 Prime Window Replacement of Double Pane Base | Windows - Double Pane to Class 22 - Heating Zone 1 (Zonal Heating System) | WINDOW CL22 Prime Window Replacement of Double Pane Base | 14.7179 | 45 | 23.2695 | 0 | ResSHWX | 0 | 0 | 0 | 0 | 0 | 0 | 0 | 0 | 0
Windows - Single Pane to Class 30 - Heating Zone 1 (Zonal Heating System)WINDOW CL30 Prime Window Replacement of Single Pane Base | Windows - Single Pane to Class 30 - Heating Zone 1 (Zonal Heating System) | WINDOW CL30 Prime Window Replacement of Single Pane Base | 23.0506 | 45 | 17.8101 | 0 | ResSHWX | 0 | 0 | 0 | 0 | 0 | 0 | 0 | 0 | 0
Windows - Double Pane to Class 30 - Heating Zone 1 (Zonal Heating System)WINDOW CL30 Prime Window Replacement of Double Pane Base | Windows - Double Pane to Class 30 - Heating Zone 1 (Zonal Heating System) | WINDOW CL30 Prime Window Replacement of Double Pane Base | 12.7048 | 45 | 17.8101 | 0 | ResSHWX | 0 | 0 | 0 | 0 | 0 | 0 | 0 | 0 | 0
Multi Family Weatherization - Insulate Walls - R-0 to R-11 - Heating Zone 2 (Zonal Heating System)WALL R0 - R11 | Multi Family Weatherization - Insulate Walls - R-0 to R-11 - Heating Zone 2 (Zonal Heating System) | WALL R0 - R11 | 1.8592 | 45 | 1.0355 | 0 | ResSHWX | 0 | 0 | 0 | 0 | 0 | 0 | 0 | 0 | 0
Multi Family Weatherization - Insulate Floors - R-0 to R-19 - Heating Zone 2 (Zonal Heating System)FLOOR R0 - R19 | Multi Family Weatherization - Insulate Floors - R-0 to R-19 - Heating Zone 2 (Zonal Heating System) | FLOOR R0 - R19 | 0.76271 | 45 | 0.918 | 0 | ResSHWX | 0 | 0 | 0 | 0 | 0 | 0 | 0 | 0 | 0
Multi Family Weatherization - Insulate Floors - R-0 to R-30 - Heating Zone 2 (Zonal Heating System)FLOOR R0 - R30 | Multi Family Weatherization - Insulate Floors - R-0 to R-30 - Heating Zone 2 (Zonal Heating System) | FLOOR R0 - R30 | 0.9955 | 45 | 0.98245 | 0 | ResSHWX | 0 | 0 | 0 | 0 | 0 | 0 | 0 | 0 | 0
Multi Family Weatherization - Insulate Attic - R-0 to R-19 - Heating Zone 2 (Zonal Heating System)ATTIC R0 - R19 | Multi Family Weatherization - Insulate Attic - R-0 to R-19 - Heating Zone 2 (Zonal Heating System) | ATTIC R0 - R19 | 0.48318 | 45 | 0.54915 | 0 | ResSHWX | 0 | 0 | 0 | 0 | 0 | 0 | 0 | 0 | 0
Multi Family Weatherization - Insulate Attic - R-0 to R-38 - Heating Zone 2 (Zonal Heating System)ATTIC R0 - R38 | Multi Family Weatherization - Insulate Attic - R-0 to R-38 - Heating Zone 2 (Zonal Heating System) | ATTIC R0 - R38 | 0.65943 | 45 | 0.73247 | 0 | ResSHWX | 0 | 0 | 0 | 0 | 0 | 0 | 0 | 0 | 0
Multi Family Weatherization - Insulate Attic - R-0 to R-49 - Heating Zone 2 (Zonal Heating System)ATTIC R0 - R49 | Multi Family Weatherization - Insulate Attic - R-0 to R-49 - Heating Zone 2 (Zonal Heating System) | ATTIC R0 - R49 | 0.70037 | 45 | 0.83088 | 0 | ResSHWX | 0 | 0 | 0 | 0 | 0 | 0 | 0 | 0 | 0
Multi Family Weatherization - Insulate Attic - R-19 to R-30 - Heating Zone 2 (Zonal Heating System)ATTIC R19 - R30 | Multi Family Weatherization - Insulate Attic - R-19 to R-30 - Heating Zone 2 (Zonal Heating System) | ATTIC R19 - R30 | 0.12768 | 45 | 0.47402 | 0 | ResSHWX | 0 | 0 | 0 | 0 | 0 | 0 | 0 | 0 | 0
Multi Family Weatherization - Insulate Attic - R-19 to R-38 - Heating Zone 2 (Zonal Heating System)ATTIC R19 - R38 | Multi Family Weatherization - Insulate Attic - R-19 to R-38 - Heating Zone 2 (Zonal Heating System) | ATTIC R19 - R38 | 0.17625 | 45 | 0.55284 | 0 | ResSHWX | 0 | 0 | 0 | 0 | 0 | 0 | 0 | 0 | 0
Multi Family Weatherization - Insulate Attic - R-19 to R-49 - Heating Zone 2 (Zonal Heating System)ATTIC R19 - R49 | Multi Family Weatherization - Insulate Attic - R-19 to R-49 - Heating Zone 2 (Zonal Heating System) | ATTIC R19 - R49 | 0.2172 | 45 | 0.65683 | 0 | ResSHWX | 0 | 0 | 0 | 0 | 0 | 0 | 0 | 0 | 0
Windows - Single Pane to Class 22 - Heating Zone 2 (Zonal Heating System)WINDOW CL22 Prime Window Replacement of Single Pane Base | Windows - Single Pane to Class 22 - Heating Zone 2 (Zonal Heating System) | WINDOW CL22 Prime Window Replacement of Single Pane Base | 33.8809 | 45 | 23.2695 | 0 | ResSHWX | 0 | 0 | 0 | 0 | 0 | 0 | 0 | 0 | 0
Windows - Double Pane to Class 22 - Heating Zone 2 (Zonal Heating System)WINDOW CL22 Prime Window Replacement of Double Pane Base | Windows - Double Pane to Class 22 - Heating Zone 2 (Zonal Heating System) | WINDOW CL22 Prime Window Replacement of Double Pane Base | 20.204 | 45 | 23.2695 | 0 | ResSHWX | 0 | 0 | 0 | 0 | 0 | 0 | 0 | 0 | 0
Windows - Single Pane to Class 30 - Heating Zone 2 (Zonal Heating System)WINDOW CL30 Prime Window Replacement of Single Pane Base | Windows - Single Pane to Class 30 - Heating Zone 2 (Zonal Heating System) | WINDOW CL30 Prime Window Replacement of Single Pane Base | 31.0818 | 45 | 17.8101 | 0 | ResSHWX | 0 | 0 | 0 | 0 | 0 | 0 | 0 | 0 | 0
Windows - Double Pane to Class 30 - Heating Zone 2 (Zonal Heating System)WINDOW CL30 Prime Window Replacement of Double Pane Base | Windows - Double Pane to Class 30 - Heating Zone 2 (Zonal Heating System) | WINDOW CL30 Prime Window Replacement of Double Pane Base | 17.405 | 45 | 17.8101 | 0 | ResSHWX | 0 | 0 | 0 | 0 | 0 | 0 | 0 | 0 | 0
Multi Family Weatherization - Insulate Walls - R-0 to R-11 - Heating Zone 3 (Zonal Heating System)WALL R0 - R11 | Multi Family Weatherization - Insulate Walls - R-0 to R-11 - Heating Zone 3 (Zonal Heating System) | WALL R0 - R11 | 2.2317 | 45 | 1.0355 | 0 | ResSHWX | 0 | 0 | 0 | 0 | 0 | 0 | 0 | 0 | 0
Multi Family Weatherization - Insulate Floors - R-0 to R-19 - Heating Zone 3 (Zonal Heating System)FLOOR R0 - R19 | Multi Family Weatherization - Insulate Floors - R-0 to R-19 - Heating Zone 3 (Zonal Heating System) | FLOOR R0 - R19 | 0.88467 | 45 | 0.918 | 0 | ResSHWX | 0 | 0 | 0 | 0 | 0 | 0 | 0 | 0 | 0
Multi Family Weatherization - Insulate Floors - R-0 to R-30 - Heating Zone 3 (Zonal Heating System)FLOOR R0 - R30 | Multi Family Weatherization - Insulate Floors - R-0 to R-30 - Heating Zone 3 (Zonal Heating System) | FLOOR R0 - R30 | 1.1545 | 45 | 0.98245 | 0 | ResSHWX | 0 | 0 | 0 | 0 | 0 | 0 | 0 | 0 | 0
Multi Family Weatherization - Insulate Attic - R-0 to R-19 - Heating Zone 3 (Zonal Heating System)ATTIC R0 - R19 | Multi Family Weatherization - Insulate Attic - R-0 to R-19 - Heating Zone 3 (Zonal Heating System) | ATTIC R0 - R19 | 0.42977 | 45 | 0.54915 | 0 | ResSHWX | 0 | 0 | 0 | 0 | 0 | 0 | 0 | 0 | 0
Multi Family Weatherization - Insulate Attic - R-0 to R-38 - Heating Zone 3 (Zonal Heating System)ATTIC R0 - R38 | Multi Family Weatherization - Insulate Attic - R-0 to R-38 - Heating Zone 3 (Zonal Heating System) | ATTIC R0 - R38 | 0.58669 | 45 | 0.73247 | 0 | ResSHWX | 0 | 0 | 0 | 0 | 0 | 0 | 0 | 0 | 0
Multi Family Weatherization - Insulate Attic - R-0 to R-49 - Heating Zone 3 (Zonal Heating System)ATTIC R0 - R49 | Multi Family Weatherization - Insulate Attic - R-0 to R-49 - Heating Zone 3 (Zonal Heating System) | ATTIC R0 - R49 | 0.62321 | 45 | 0.83088 | 0 | ResSHWX | 0 | 0 | 0 | 0 | 0 | 0 | 0 | 0 | 0
Multi Family Weatherization - Insulate Attic - R-19 to R-30 - Heating Zone 3 (Zonal Heating System)ATTIC R19 - R30 | Multi Family Weatherization - Insulate Attic - R-19 to R-30 - Heating Zone 3 (Zonal Heating System) | ATTIC R19 - R30 | 0.11362 | 45 | 0.47402 | 0 | ResSHWX | 0 | 0 | 0 | 0 | 0 | 0 | 0 | 0 | 0
Multi Family Weatherization - Insulate Attic - R-19 to R-38 - Heating Zone 3 (Zonal Heating System)ATTIC R19 - R38 | Multi Family Weatherization - Insulate Attic - R-19 to R-38 - Heating Zone 3 (Zonal Heating System) | ATTIC R19 - R38 | 0.15693 | 45 | 0.55284 | 0 | ResSHWX | 0 | 0 | 0 | 0 | 0 | 0 | 0 | 0 | 0
Multi Family Weatherization - Insulate Attic - R-19 to R-49 - Heating Zone 3 (Zonal Heating System)ATTIC R19 - R49 | Multi Family Weatherization - Insulate Attic - R-19 to R-49 - Heating Zone 3 (Zonal Heating System) | ATTIC R19 - R49 | 0.19344 | 45 | 0.65683 | 0 | ResSHWX | 0 | 0 | 0 | 0 | 0 | 0 | 0 | 0 | 0
Windows - Single Pane to Class 22 - Heating Zone 3 (Zonal Heating System)WINDOW CL22 Prime Window Replacement of Single Pane Base | Windows - Single Pane to Class 22 - Heating Zone 3 (Zonal Heating System) | WINDOW CL22 Prime Window Replacement of Single Pane Base | 40.981 | 45 | 23.2695 | 0 | ResSHWX | 0 | 0 | 0 | 0 | 0 | 0 | 0 | 0 | 0
Windows - Double Pane to Class 22 - Heating Zone 3 (Zonal Heating System)WINDOW CL22 Prime Window Replacement of Double Pane Base | Windows - Double Pane to Class 22 - Heating Zone 3 (Zonal Heating System) | WINDOW CL22 Prime Window Replacement of Double Pane Base | 24.761 | 45 | 23.2695 | 0 | ResSHWX | 0 | 0 | 0 | 0 | 0 | 0 | 0 | 0 | 0
Windows - Single Pane to Class 30 - Heating Zone 3 (Zonal Heating System)WINDOW CL30 Prime Window Replacement of Single Pane Base | Windows - Single Pane to Class 30 - Heating Zone 3 (Zonal Heating System) | WINDOW CL30 Prime Window Replacement of Single Pane Base | 37.5736 | 45 | 17.8101 | 0 | ResSHWX | 0 | 0 | 0 | 0 | 0 | 0 | 0 | 0 | 0
Windows - Double Pane to Class 30 - Heating Zone 3 (Zonal Heating System)WINDOW CL30 Prime Window Replacement of Double Pane Base | Windows - Double Pane to Class 30 - Heating Zone 3 (Zonal Heating System) | WINDOW CL30 Prime Window Replacement of Double Pane Base | 21.3536 | 45 | 17.8101 | 0 | ResSHWX | 0 | 0 | 0 | 0 | 0 | 0 | 0 | 0 | 0
Multi Family Weatherization - Insulate Walls - R-0 to R-11 - Heating Zone 1 (Electric FAF Heating System)WALL R0 - R11 | Multi Family Weatherization - Insulate Walls - R-0 to R-11 - Heating Zone 1 (Electric FAF Heating System) | WALL R0 - R11 | 1.3942 | 45 | 1.0355 | 0 | ResSHWX | 0 | 0 | 0 | 0 | 0 | 0 | 0 | 0 | 0
Multi Family Weatherization - Insulate Floors - R-0 to R-19 - Heating Zone 1 (Electric FAF Heating System)FLOOR R0 - R19 | Multi Family Weatherization - Insulate Floors - R-0 to R-19 - Heating Zone 1 (Electric FAF Heating System) | FLOOR R0 - R19 | 0.61474 | 45 | 0.918 | 0 | ResSHWX | 0 | 0 | 0 | 0 | 0 | 0 | 0 | 0 | 0
Multi Family Weatherization - Insulate Floors - R-0 to R-30 - Heating Zone 1 (Electric FAF Heating System)FLOOR R0 - R30 | Multi Family Weatherization - Insulate Floors - R-0 to R-30 - Heating Zone 1 (Electric FAF Heating System) | FLOOR R0 - R30 | 0.80054 | 45 | 0.98245 | 0 | ResSHWX | 0 | 0 | 0 | 0 | 0 | 0 | 0 | 0 | 0
Multi Family Weatherization - Insulate Attic - R-0 to R-19 - Heating Zone 1 (Electric FAF Heating System)ATTIC R0 - R19 | Multi Family Weatherization - Insulate Attic - R-0 to R-19 - Heating Zone 1 (Electric FAF Heating System) | ATTIC R0 - R19 | 0.49666 | 45 | 0.54915 | 0 | ResSHWX | 0 | 0 | 0 | 0 | 0 | 0 | 0 | 0 | 0
Multi Family Weatherization - Insulate Attic - R-0 to R-38 - Heating Zone 1 (Electric FAF Heating System)ATTIC R0 - R38 | Multi Family Weatherization - Insulate Attic - R-0 to R-38 - Heating Zone 1 (Electric FAF Heating System) | ATTIC R0 - R38 | 0.67643 | 45 | 0.73247 | 0 | ResSHWX | 0 | 0 | 0 | 0 | 0 | 0 | 0 | 0 | 0
Multi Family Weatherization - Insulate Attic - R-0 to R-49 - Heating Zone 1 (Electric FAF Heating System)ATTIC R0 - R49 | Multi Family Weatherization - Insulate Attic - R-0 to R-49 - Heating Zone 1 (Electric FAF Heating System) | ATTIC R0 - R49 | 0.71811 | 45 | 0.83088 | 0 | ResSHWX | 0 | 0 | 0 | 0 | 0 | 0 | 0 | 0 | 0
Multi Family Weatherization - Insulate Attic - R-19 to R-30 - Heating Zone 1 (Electric FAF Heating System)ATTIC R19 - R30 | Multi Family Weatherization - Insulate Attic - R-19 to R-30 - Heating Zone 1 (Electric FAF Heating System) | ATTIC R19 - R30 | 0.13028 | 45 | 0.47402 | 0 | ResSHWX | 0 | 0 | 0 | 0 | 0 | 0 | 0 | 0 | 0
Multi Family Weatherization - Insulate Attic - R-19 to R-38 - Heating Zone 1 (Electric FAF Heating System)ATTIC R19 - R38 | Multi Family Weatherization - Insulate Attic - R-19 to R-38 - Heating Zone 1 (Electric FAF Heating System) | ATTIC R19 - R38 | 0.17977 | 45 | 0.55284 | 0 | ResSHWX | 0 | 0 | 0 | 0 | 0 | 0 | 0 | 0 | 0
Multi Family Weatherization - Insulate Attic - R-19 to R-49 - Heating Zone 1 (Electric FAF Heating System)ATTIC R19 - R49 | Multi Family Weatherization - Insulate Attic - R-19 to R-49 - Heating Zone 1 (Electric FAF Heating System) | ATTIC R19 - R49 | 0.22145 | 45 | 0.65683 | 0 | ResSHWX | 0 | 0 | 0 | 0 | 0 | 0 | 0 | 0 | 0
Windows - Single Pane to Class 22 - Heating Zone 1 (Electric FAF Heating System)WINDOW CL22 Prime Window Replacement of Single Pane Base | Windows - Single Pane to Class 22 - Heating Zone 1 (Electric FAF Heating System) | WINDOW CL22 Prime Window Replacement of Single Pane Base | 25.5235 | 45 | 23.2695 | 0 | ResSHWX | 0 | 0 | 0 | 0 | 0 | 0 | 0 | 0 | 0
Windows - Double Pane to Class 22 - Heating Zone 1 (Electric FAF Heating System)WINDOW CL22 Prime Window Replacement of Double Pane Base | Windows - Double Pane to Class 22 - Heating Zone 1 (Electric FAF Heating System) | WINDOW CL22 Prime Window Replacement of Double Pane Base | 14.9916 | 45 | 23.2695 | 0 | ResSHWX | 0 | 0 | 0 | 0 | 0 | 0 | 0 | 0 | 0
Windows - Single Pane to Class 30 - Heating Zone 1 (Electric FAF Heating System)WINDOW CL30 Prime Window Replacement of Single Pane Base | Windows - Single Pane to Class 30 - Heating Zone 1 (Electric FAF Heating System) | WINDOW CL30 Prime Window Replacement of Single Pane Base | 23.4679 | 45 | 17.8101 | 0 | ResSHWX | 0 | 0 | 0 | 0 | 0 | 0 | 0 | 0 | 0
Windows - Double Pane to Class 30 - Heating Zone 1 (Electric FAF Heating System)WINDOW CL30 Prime Window Replacement of Double Pane Base | Windows - Double Pane to Class 30 - Heating Zone 1 (Electric FAF Heating System) | WINDOW CL30 Prime Window Replacement of Double Pane Base | 12.936 | 45 | 17.8101 | 0 | ResSHWX | 0 | 0 | 0 | 0 | 0 | 0 | 0 | 0 | 0
Multi Family Weatherization - Insulate Walls - R-0 to R-11 - Heating Zone 2 (Electric FAF Heating System)WALL R0 - R11 | Multi Family Weatherization - Insulate Walls - R-0 to R-11 - Heating Zone 2 (Electric FAF Heating System) | WALL R0 - R11 | 1.8981 | 45 | 1.0355 | 0 | ResSHWX | 0 | 0 | 0 | 0 | 0 | 0 | 0 | 0 | 0
Multi Family Weatherization - Insulate Floors - R-0 to R-19 - Heating Zone 2 (Electric FAF Heating System)FLOOR R0 - R19 | Multi Family Weatherization - Insulate Floors - R-0 to R-19 - Heating Zone 2 (Electric FAF Heating System) | FLOOR R0 - R19 | 0.75267 | 45 | 0.918 | 0 | ResSHWX | 0 | 0 | 0 | 0 | 0 | 0 | 0 | 0 | 0
Multi Family Weatherization - Insulate Floors - R-0 to R-30 - Heating Zone 2 (Electric FAF Heating System)FLOOR R0 - R30 | Multi Family Weatherization - Insulate Floors - R-0 to R-30 - Heating Zone 2 (Electric FAF Heating System) | FLOOR R0 - R30 | 0.98288 | 45 | 0.98245 | 0 | ResSHWX | 0 | 0 | 0 | 0 | 0 | 0 | 0 | 0 | 0
Multi Family Weatherization - Insulate Attic - R-0 to R-19 - Heating Zone 2 (Electric FAF Heating System)ATTIC R0 - R19 | Multi Family Weatherization - Insulate Attic - R-0 to R-19 - Heating Zone 2 (Electric FAF Heating System) | ATTIC R0 - R19 | 0.49484 | 45 | 0.54915 | 0 | ResSHWX | 0 | 0 | 0 | 0 | 0 | 0 | 0 | 0 | 0
Multi Family Weatherization - Insulate Attic - R-0 to R-38 - Heating Zone 2 (Electric FAF Heating System)ATTIC R0 - R38 | Multi Family Weatherization - Insulate Attic - R-0 to R-38 - Heating Zone 2 (Electric FAF Heating System) | ATTIC R0 - R38 | 0.67533 | 45 | 0.73247 | 0 | ResSHWX | 0 | 0 | 0 | 0 | 0 | 0 | 0 | 0 | 0
Multi Family Weatherization - Insulate Attic - R-0 to R-49 - Heating Zone 2 (Electric FAF Heating System)ATTIC R0 - R49 | Multi Family Weatherization - Insulate Attic - R-0 to R-49 - Heating Zone 2 (Electric FAF Heating System) | ATTIC R0 - R49 | 0.71726 | 45 | 0.83088 | 0 | ResSHWX | 0 | 0 | 0 | 0 | 0 | 0 | 0 | 0 | 0
Multi Family Weatherization - Insulate Attic - R-19 to R-30 - Heating Zone 2 (Electric FAF Heating System)ATTIC R19 - R30 | Multi Family Weatherization - Insulate Attic - R-19 to R-30 - Heating Zone 2 (Electric FAF Heating System) | ATTIC R19 - R30 | 0.13075 | 45 | 0.47402 | 0 | ResSHWX | 0 | 0 | 0 | 0 | 0 | 0 | 0 | 0 | 0
Multi Family Weatherization - Insulate Attic - R-19 to R-38 - Heating Zone 2 (Electric FAF Heating System)ATTIC R19 - R38 | Multi Family Weatherization - Insulate Attic - R-19 to R-38 - Heating Zone 2 (Electric FAF Heating System) | ATTIC R19 - R38 | 0.18049 | 45 | 0.55284 | 0 | ResSHWX | 0 | 0 | 0 | 0 | 0 | 0 | 0 | 0 | 0
Multi Family Weatherization - Insulate Attic - R-19 to R-49 - Heating Zone 2 (Electric FAF Heating System)ATTIC R19 - R49 | Multi Family Weatherization - Insulate Attic - R-19 to R-49 - Heating Zone 2 (Electric FAF Heating System) | ATTIC R19 - R49 | 0.22242 | 45 | 0.65683 | 0 | ResSHWX | 0 | 0 | 0 | 0 | 0 | 0 | 0 | 0 | 0
Windows - Single Pane to Class 22 - Heating Zone 2 (Electric FAF Heating System)WINDOW CL22 Prime Window Replacement of Single Pane Base | Windows - Single Pane to Class 22 - Heating Zone 2 (Electric FAF Heating System) | WINDOW CL22 Prime Window Replacement of Single Pane Base | 34.4471 | 45 | 23.2695 | 0 | ResSHWX | 0 | 0 | 0 | 0 | 0 | 0 | 0 | 0 | 0
Windows - Double Pane to Class 22 - Heating Zone 2 (Electric FAF Heating System)WINDOW CL22 Prime Window Replacement of Double Pane Base | Windows - Double Pane to Class 22 - Heating Zone 2 (Electric FAF Heating System) | WINDOW CL22 Prime Window Replacement of Double Pane Base | 20.5387 | 45 | 23.2695 | 0 | ResSHWX | 0 | 0 | 0 | 0 | 0 | 0 | 0 | 0 | 0
Windows - Single Pane to Class 30 - Heating Zone 2 (Electric FAF Heating System)WINDOW CL30 Prime Window Replacement of Single Pane Base | Windows - Single Pane to Class 30 - Heating Zone 2 (Electric FAF Heating System) | WINDOW CL30 Prime Window Replacement of Single Pane Base | 31.5983 | 45 | 17.8101 | 0 | ResSHWX | 0 | 0 | 0 | 0 | 0 | 0 | 0 | 0 | 0
Windows - Double Pane to Class 30 - Heating Zone 2 (Electric FAF Heating System)WINDOW CL30 Prime Window Replacement of Double Pane Base | Windows - Double Pane to Class 30 - Heating Zone 2 (Electric FAF Heating System) | WINDOW CL30 Prime Window Replacement of Double Pane Base | 17.6899 | 45 | 17.8101 | 0 | ResSHWX | 0 | 0 | 0 | 0 | 0 | 0 | 0 | 0 | 0
Multi Family Weatherization - Insulate Walls - R-0 to R-11 - Heating Zone 3 (Electric FAF Heating System)WALL R0 - R11 | Multi Family Weatherization - Insulate Walls - R-0 to R-11 - Heating Zone 3 (Electric FAF Heating System) | WALL R0 - R11 | 2.2761 | 45 | 1.0355 | 0 | ResSHWX | 0 | 0 | 0 | 0 | 0 | 0 | 0 | 0 | 0
Multi Family Weatherization - Insulate Floors - R-0 to R-19 - Heating Zone 3 (Electric FAF Heating System)FLOOR R0 - R19 | Multi Family Weatherization - Insulate Floors - R-0 to R-19 - Heating Zone 3 (Electric FAF Heating System) | FLOOR R0 - R19 | 0.8702 | 45 | 0.918 | 0 | ResSHWX | 0 | 0 | 0 | 0 | 0 | 0 | 0 | 0 | 0
Multi Family Weatherization - Insulate Floors - R-0 to R-30 - Heating Zone 3 (Electric FAF Heating System)FLOOR R0 - R30 | Multi Family Weatherization - Insulate Floors - R-0 to R-30 - Heating Zone 3 (Electric FAF Heating System) | FLOOR R0 - R30 | 1.1362 | 45 | 0.98245 | 0 | ResSHWX | 0 | 0 | 0 | 0 | 0 | 0 | 0 | 0 | 0
Multi Family Weatherization - Insulate Attic - R-0 to R-19 - Heating Zone 3 (Electric FAF Heating System)ATTIC R0 - R19 | Multi Family Weatherization - Insulate Attic - R-0 to R-19 - Heating Zone 3 (Electric FAF Heating System) | ATTIC R0 - R19 | 0.44255 | 45 | 0.54915 | 0 | ResSHWX | 0 | 0 | 0 | 0 | 0 | 0 | 0 | 0 | 0
Multi Family Weatherization - Insulate Attic - R-0 to R-38 - Heating Zone 3 (Electric FAF Heating System)ATTIC R0 - R38 | Multi Family Weatherization - Insulate Attic - R-0 to R-38 - Heating Zone 3 (Electric FAF Heating System) | ATTIC R0 - R38 | 0.6041 | 45 | 0.73247 | 0 | ResSHWX | 0 | 0 | 0 | 0 | 0 | 0 | 0 | 0 | 0
Multi Family Weatherization - Insulate Attic - R-0 to R-49 - Heating Zone 3 (Electric FAF Heating System)ATTIC R0 - R49 | Multi Family Weatherization - Insulate Attic - R-0 to R-49 - Heating Zone 3 (Electric FAF Heating System) | ATTIC R0 - R49 | 0.64169 | 45 | 0.83088 | 0 | ResSHWX | 0 | 0 | 0 | 0 | 0 | 0 | 0 | 0 | 0
Multi Family Weatherization - Insulate Attic - R-19 to R-30 - Heating Zone 3 (Electric FAF Heating System)ATTIC R19 - R30 | Multi Family Weatherization - Insulate Attic - R-19 to R-30 - Heating Zone 3 (Electric FAF Heating System) | ATTIC R19 - R30 | 0.11697 | 45 | 0.47402 | 0 | ResSHWX | 0 | 0 | 0 | 0 | 0 | 0 | 0 | 0 | 0
Multi Family Weatherization - Insulate Attic - R-19 to R-38 - Heating Zone 3 (Electric FAF Heating System)ATTIC R19 - R38 | Multi Family Weatherization - Insulate Attic - R-19 to R-38 - Heating Zone 3 (Electric FAF Heating System) | ATTIC R19 - R38 | 0.16155 | 45 | 0.55284 | 0 | ResSHWX | 0 | 0 | 0 | 0 | 0 | 0 | 0 | 0 | 0
Multi Family Weatherization - Insulate Attic - R-19 to R-49 - Heating Zone 3 (Electric FAF Heating System)ATTIC R19 - R49 | Multi Family Weatherization - Insulate Attic - R-19 to R-49 - Heating Zone 3 (Electric FAF Heating System) | ATTIC R19 - R49 | 0.19913 | 45 | 0.65683 | 0 | ResSHWX | 0 | 0 | 0 | 0 | 0 | 0 | 0 | 0 | 0
Windows - Single Pane to Class 22 - Heating Zone 3 (Electric FAF Heating System)WINDOW CL22 Prime Window Replacement of Single Pane Base | Windows - Single Pane to Class 22 - Heating Zone 3 (Electric FAF Heating System) | WINDOW CL22 Prime Window Replacement of Single Pane Base | 41.6346 | 45 | 23.2695 | 0 | ResSHWX | 0 | 0 | 0 | 0 | 0 | 0 | 0 | 0 | 0
Windows - Double Pane to Class 22 - Heating Zone 3 (Electric FAF Heating System)WINDOW CL22 Prime Window Replacement of Double Pane Base | Windows - Double Pane to Class 22 - Heating Zone 3 (Electric FAF Heating System) | WINDOW CL22 Prime Window Replacement of Double Pane Base | 25.1516 | 45 | 23.2695 | 0 | ResSHWX | 0 | 0 | 0 | 0 | 0 | 0 | 0 | 0 | 0
Windows - Single Pane to Class 30 - Heating Zone 3 (Electric FAF Heating System)WINDOW CL30 Prime Window Replacement of Single Pane Base | Windows - Single Pane to Class 30 - Heating Zone 3 (Electric FAF Heating System) | WINDOW CL30 Prime Window Replacement of Single Pane Base | 38.1699 | 45 | 17.8101 | 0 | ResSHWX | 0 | 0 | 0 | 0 | 0 | 0 | 0 | 0 | 0
Windows - Double Pane to Class 30 - Heating Zone 3 (Electric FAF Heating System)WINDOW CL30 Prime Window Replacement of Double Pane Base | Windows - Double Pane to Class 30 - Heating Zone 3 (Electric FAF Heating System) | WINDOW CL30 Prime Window Replacement of Double Pane Base | 21.687 | 45 | 17.8101 | 0 | ResSHWX | 0 | 0 | 0 | 0 | 0 | 0 | 0 | 0 | 0
Multi Family Weatherization - Insulate Walls - R-0 to R-11 - Heating Zone 1 (Heat Pump Heating System)WALL R0 - R11 | Multi Family Weatherization - Insulate Walls - R-0 to R-11 - Heating Zone 1 (Heat Pump Heating System) | WALL R0 - R11 | 0.49443 | 45 | 1.0355 | 0 | ResSHWX | 0 | 0 | 0 | 0 | 0 | 0 | 0 | 0 | 0
Multi Family Weatherization - Insulate Floors - R-0 to R-19 - Heating Zone 1 (Heat Pump Heating System)FLOOR R0 - R19 | Multi Family Weatherization - Insulate Floors - R-0 to R-19 - Heating Zone 1 (Heat Pump Heating System) | FLOOR R0 - R19 | 0.13297 | 45 | 0.918 | 0 | ResSHWX | 0 | 0 | 0 | 0 | 0 | 0 | 0 | 0 | 0
Multi Family Weatherization - Insulate Floors - R-0 to R-30 - Heating Zone 1 (Heat Pump Heating System)FLOOR R0 - R30 | Multi Family Weatherization - Insulate Floors - R-0 to R-30 - Heating Zone 1 (Heat Pump Heating System) | FLOOR R0 - R30 | 0.17122 | 45 | 0.98245 | 0 | ResSHWX | 0 | 0 | 0 | 0 | 0 | 0 | 0 | 0 | 0
Multi Family Weatherization - Insulate Attic - R-0 to R-19 - Heating Zone 1 (Heat Pump Heating System)ATTIC R0 - R19 | Multi Family Weatherization - Insulate Attic - R-0 to R-19 - Heating Zone 1 (Heat Pump Heating System) | ATTIC R0 - R19 | 0.22296 | 45 | 0.54915 | 0 | ResSHWX | 0 | 0 | 0 | 0 | 0 | 0 | 0 | 0 | 0
Multi Family Weatherization - Insulate Attic - R-0 to R-38 - Heating Zone 1 (Heat Pump Heating System)ATTIC R0 - R38 | Multi Family Weatherization - Insulate Attic - R-0 to R-38 - Heating Zone 1 (Heat Pump Heating System) | ATTIC R0 - R38 | 0.30408 | 45 | 0.73247 | 0 | ResSHWX | 0 | 0 | 0 | 0 | 0 | 0 | 0 | 0 | 0
Multi Family Weatherization - Insulate Attic - R-0 to R-49 - Heating Zone 1 (Heat Pump Heating System)ATTIC R0 - R49 | Multi Family Weatherization - Insulate Attic - R-0 to R-49 - Heating Zone 1 (Heat Pump Heating System) | ATTIC R0 - R49 | 0.32282 | 45 | 0.83088 | 0 | ResSHWX | 0 | 0 | 0 | 0 | 0 | 0 | 0 | 0 | 0
Multi Family Weatherization - Insulate Attic - R-19 to R-30 - Heating Zone 1 (Heat Pump Heating System)ATTIC R19 - R30 | Multi Family Weatherization - Insulate Attic - R-19 to R-30 - Heating Zone 1 (Heat Pump Heating System) | ATTIC R19 - R30 | 0.058931 | 45 | 0.47402 | 0 | ResSHWX | 0 | 0 | 0 | 0 | 0 | 0 | 0 | 0 | 0
Multi Family Weatherization - Insulate Attic - R-19 to R-38 - Heating Zone 1 (Heat Pump Heating System)ATTIC R19 - R38 | Multi Family Weatherization - Insulate Attic - R-19 to R-38 - Heating Zone 1 (Heat Pump Heating System) | ATTIC R19 - R38 | 0.081115 | 45 | 0.55284 | 0 | ResSHWX | 0 | 0 | 0 | 0 | 0 | 0 | 0 | 0 | 0
Multi Family Weatherization - Insulate Attic - R-19 to R-49 - Heating Zone 1 (Heat Pump Heating System)ATTIC R19 - R49 | Multi Family Weatherization - Insulate Attic - R-19 to R-49 - Heating Zone 1 (Heat Pump Heating System) | ATTIC R19 - R49 | 0.099863 | 45 | 0.65683 | 0 | ResSHWX | 0 | 0 | 0 | 0 | 0 | 0 | 0 | 0 | 0
Windows - Single Pane to Class 22 - Heating Zone 1 (Heat Pump Heating System)WINDOW CL22 Prime Window Replacement of Single Pane Base | Windows - Single Pane to Class 22 - Heating Zone 1 (Heat Pump Heating System) | WINDOW CL22 Prime Window Replacement of Single Pane Base | 10.7857 | 45 | 23.2695 | 0 | ResSHWX | 0 | 0 | 0 | 0 | 0 | 0 | 0 | 0 | 0
Windows - Double Pane to Class 22 - Heating Zone 1 (Heat Pump Heating System)WINDOW CL22 Prime Window Replacement of Double Pane Base | Windows - Double Pane to Class 22 - Heating Zone 1 (Heat Pump Heating System) | WINDOW CL22 Prime Window Replacement of Double Pane Base | 7.0974 | 45 | 23.2695 | 0 | ResSHWX | 0 | 0 | 0 | 0 | 0 | 0 | 0 | 0 | 0
Windows - Single Pane to Class 30 - Heating Zone 1 (Heat Pump Heating System)WINDOW CL30 Prime Window Replacement of Single Pane Base | Windows - Single Pane to Class 30 - Heating Zone 1 (Heat Pump Heating System) | WINDOW CL30 Prime Window Replacement of Single Pane Base | 9.987 | 45 | 17.8101 | 0 | ResSHWX | 0 | 0 | 0 | 0 | 0 | 0 | 0 | 0 | 0
Windows - Double Pane to Class 30 - Heating Zone 1 (Heat Pump Heating System)WINDOW CL30 Prime Window Replacement of Double Pane Base | Windows - Double Pane to Class 30 - Heating Zone 1 (Heat Pump Heating System) | WINDOW CL30 Prime Window Replacement of Double Pane Base | 6.2987 | 45 | 17.8101 | 0 | ResSHWX | 0 | 0 | 0 | 0 | 0 | 0 | 0 | 0 | 0
Multi Family Weatherization - Insulate Walls - R-0 to R-11 - Heating Zone 2 (Heat Pump Heating System)WALL R0 - R11 | Multi Family Weatherization - Insulate Walls - R-0 to R-11 - Heating Zone 2 (Heat Pump Heating System) | WALL R0 - R11 | 0.83522 | 45 | 1.0355 | 0 | ResSHWX | 0 | 0 | 0 | 0 | 0 | 0 | 0 | 0 | 0
Multi Family Weatherization - Insulate Floors - R-0 to R-19 - Heating Zone 2 (Heat Pump Heating System)FLOOR R0 - R19 | Multi Family Weatherization - Insulate Floors - R-0 to R-19 - Heating Zone 2 (Heat Pump Heating System) | FLOOR R0 - R19 | 0.21307 | 45 | 0.918 | 0 | ResSHWX | 0 | 0 | 0 | 0 | 0 | 0 | 0 | 0 | 0
Multi Family Weatherization - Insulate Floors - R-0 to R-30 - Heating Zone 2 (Heat Pump Heating System)FLOOR R0 - R30 | Multi Family Weatherization - Insulate Floors - R-0 to R-30 - Heating Zone 2 (Heat Pump Heating System) | FLOOR R0 - R30 | 0.27637 | 45 | 0.98245 | 0 | ResSHWX | 0 | 0 | 0 | 0 | 0 | 0 | 0 | 0 | 0
Multi Family Weatherization - Insulate Attic - R-0 to R-19 - Heating Zone 2 (Heat Pump Heating System)ATTIC R0 - R19 | Multi Family Weatherization - Insulate Attic - R-0 to R-19 - Heating Zone 2 (Heat Pump Heating System) | ATTIC R0 - R19 | 0.27221 | 45 | 0.54915 | 0 | ResSHWX | 0 | 0 | 0 | 0 | 0 | 0 | 0 | 0 | 0
Multi Family Weatherization - Insulate Attic - R-0 to R-38 - Heating Zone 2 (Heat Pump Heating System)ATTIC R0 - R38 | Multi Family Weatherization - Insulate Attic - R-0 to R-38 - Heating Zone 2 (Heat Pump Heating System) | ATTIC R0 - R38 | 0.37223 | 45 | 0.73247 | 0 | ResSHWX | 0 | 0 | 0 | 0 | 0 | 0 | 0 | 0 | 0
Multi Family Weatherization - Insulate Attic - R-0 to R-49 - Heating Zone 2 (Heat Pump Heating System)ATTIC R0 - R49 | Multi Family Weatherization - Insulate Attic - R-0 to R-49 - Heating Zone 2 (Heat Pump Heating System) | ATTIC R0 - R49 | 0.39553 | 45 | 0.83088 | 0 | ResSHWX | 0 | 0 | 0 | 0 | 0 | 0 | 0 | 0 | 0
Multi Family Weatherization - Insulate Attic - R-19 to R-30 - Heating Zone 2 (Heat Pump Heating System)ATTIC R19 - R30 | Multi Family Weatherization - Insulate Attic - R-19 to R-30 - Heating Zone 2 (Heat Pump Heating System) | ATTIC R19 - R30 | 0.072461 | 45 | 0.47402 | 0 | ResSHWX | 0 | 0 | 0 | 0 | 0 | 0 | 0 | 0 | 0
Multi Family Weatherization - Insulate Attic - R-19 to R-38 - Heating Zone 2 (Heat Pump Heating System)ATTIC R19 - R38 | Multi Family Weatherization - Insulate Attic - R-19 to R-38 - Heating Zone 2 (Heat Pump Heating System) | ATTIC R19 - R38 | 0.10001 | 45 | 0.55284 | 0 | ResSHWX | 0 | 0 | 0 | 0 | 0 | 0 | 0 | 0 | 0
Multi Family Weatherization - Insulate Attic - R-19 to R-49 - Heating Zone 2 (Heat Pump Heating System)ATTIC R19 - R49 | Multi Family Weatherization - Insulate Attic - R-19 to R-49 - Heating Zone 2 (Heat Pump Heating System) | ATTIC R19 - R49 | 0.12332 | 45 | 0.65683 | 0 | ResSHWX | 0 | 0 | 0 | 0 | 0 | 0 | 0 | 0 | 0
Windows - Single Pane to Class 22 - Heating Zone 2 (Heat Pump Heating System)WINDOW CL22 Prime Window Replacement of Single Pane Base | Windows - Single Pane to Class 22 - Heating Zone 2 (Heat Pump Heating System) | WINDOW CL22 Prime Window Replacement of Single Pane Base | 18.4451 | 45 | 23.2695 | 0 | ResSHWX | 0 | 0 | 0 | 0 | 0 | 0 | 0 | 0 | 0
Windows - Double Pane to Class 22 - Heating Zone 2 (Heat Pump Heating System)WINDOW CL22 Prime Window Replacement of Double Pane Base | Windows - Double Pane to Class 22 - Heating Zone 2 (Heat Pump Heating System) | WINDOW CL22 Prime Window Replacement of Double Pane Base | 11.6039 | 45 | 23.2695 | 0 | ResSHWX | 0 | 0 | 0 | 0 | 0 | 0 | 0 | 0 | 0
Windows - Single Pane to Class 30 - Heating Zone 2 (Heat Pump Heating System)WINDOW CL30 Prime Window Replacement of Single Pane Base | Windows - Single Pane to Class 30 - Heating Zone 2 (Heat Pump Heating System) | WINDOW CL30 Prime Window Replacement of Single Pane Base | 17.1253 | 45 | 17.8101 | 0 | ResSHWX | 0 | 0 | 0 | 0 | 0 | 0 | 0 | 0 | 0
Windows - Double Pane to Class 30 - Heating Zone 2 (Heat Pump Heating System)WINDOW CL30 Prime Window Replacement of Double Pane Base | Windows - Double Pane to Class 30 - Heating Zone 2 (Heat Pump Heating System) | WINDOW CL30 Prime Window Replacement of Double Pane Base | 10.2841 | 45 | 17.8101 | 0 | ResSHWX | 0 | 0 | 0 | 0 | 0 | 0 | 0 | 0 | 0
Multi Family Weatherization - Insulate Walls - R-0 to R-11 - Heating Zone 3 (Heat Pump Heating System)WALL R0 - R11 | Multi Family Weatherization - Insulate Walls - R-0 to R-11 - Heating Zone 3 (Heat Pump Heating System) | WALL R0 - R11 | 1.1891 | 45 | 1.0355 | 0 | ResSHWX | 0 | 0 | 0 | 0 | 0 | 0 | 0 | 0 | 0
Multi Family Weatherization - Insulate Floors - R-0 to R-19 - Heating Zone 3 (Heat Pump Heating System)FLOOR R0 - R19 | Multi Family Weatherization - Insulate Floors - R-0 to R-19 - Heating Zone 3 (Heat Pump Heating System) | FLOOR R0 - R19 | 0.2825 | 45 | 0.918 | 0 | ResSHWX | 0 | 0 | 0 | 0 | 0 | 0 | 0 | 0 | 0
Multi Family Weatherization - Insulate Floors - R-0 to R-30 - Heating Zone 3 (Heat Pump Heating System)FLOOR R0 - R30 | Multi Family Weatherization - Insulate Floors - R-0 to R-30 - Heating Zone 3 (Heat Pump Heating System) | FLOOR R0 - R30 | 0.36611 | 45 | 0.98245 | 0 | ResSHWX | 0 | 0 | 0 | 0 | 0 | 0 | 0 | 0 | 0
Multi Family Weatherization - Insulate Attic - R-0 to R-19 - Heating Zone 3 (Heat Pump Heating System)ATTIC R0 - R19 | Multi Family Weatherization - Insulate Attic - R-0 to R-19 - Heating Zone 3 (Heat Pump Heating System) | ATTIC R0 - R19 | 0.30589 | 45 | 0.54915 | 0 | ResSHWX | 0 | 0 | 0 | 0 | 0 | 0 | 0 | 0 | 0
Multi Family Weatherization - Insulate Attic - R-0 to R-38 - Heating Zone 3 (Heat Pump Heating System)ATTIC R0 - R38 | Multi Family Weatherization - Insulate Attic - R-0 to R-38 - Heating Zone 3 (Heat Pump Heating System) | ATTIC R0 - R38 | 0.41966 | 45 | 0.73247 | 0 | ResSHWX | 0 | 0 | 0 | 0 | 0 | 0 | 0 | 0 | 0
Multi Family Weatherization - Insulate Attic - R-0 to R-49 - Heating Zone 3 (Heat Pump Heating System)ATTIC R0 - R49 | Multi Family Weatherization - Insulate Attic - R-0 to R-49 - Heating Zone 3 (Heat Pump Heating System) | ATTIC R0 - R49 | 0.44603 | 45 | 0.83088 | 0 | ResSHWX | 0 | 0 | 0 | 0 | 0 | 0 | 0 | 0 | 0
Multi Family Weatherization - Insulate Attic - R-19 to R-30 - Heating Zone 3 (Heat Pump Heating System)ATTIC R19 - R30 | Multi Family Weatherization - Insulate Attic - R-19 to R-30 - Heating Zone 3 (Heat Pump Heating System) | ATTIC R19 - R30 | 0.082383 | 45 | 0.47402 | 0 | ResSHWX | 0 | 0 | 0 | 0 | 0 | 0 | 0 | 0 | 0
Multi Family Weatherization - Insulate Attic - R-19 to R-38 - Heating Zone 3 (Heat Pump Heating System)ATTIC R19 - R38 | Multi Family Weatherization - Insulate Attic - R-19 to R-38 - Heating Zone 3 (Heat Pump Heating System) | ATTIC R19 - R38 | 0.11376 | 45 | 0.55284 | 0 | ResSHWX | 0 | 0 | 0 | 0 | 0 | 0 | 0 | 0 | 0
Multi Family Weatherization - Insulate Attic - R-19 to R-49 - Heating Zone 3 (Heat Pump Heating System)ATTIC R19 - R49 | Multi Family Weatherization - Insulate Attic - R-19 to R-49 - Heating Zone 3 (Heat Pump Heating System) | ATTIC R19 - R49 | 0.14014 | 45 | 0.65683 | 0 | ResSHWX | 0 | 0 | 0 | 0 | 0 | 0 | 0 | 0 | 0
Windows - Single Pane to Class 22 - Heating Zone 3 (Heat Pump Heating System)WINDOW CL22 Prime Window Replacement of Single Pane Base | Windows - Single Pane to Class 22 - Heating Zone 3 (Heat Pump Heating System) | WINDOW CL22 Prime Window Replacement of Single Pane Base | 26.6689 | 45 | 23.2695 | 0 | ResSHWX | 0 | 0 | 0 | 0 | 0 | 0 | 0 | 0 | 0
Windows - Double Pane to Class 22 - Heating Zone 3 (Heat Pump Heating System)WINDOW CL22 Prime Window Replacement of Double Pane Base | Windows - Double Pane to Class 22 - Heating Zone 3 (Heat Pump Heating System) | WINDOW CL22 Prime Window Replacement of Double Pane Base | 16.8958 | 45 | 23.2695 | 0 | ResSHWX | 0 | 0 | 0 | 0 | 0 | 0 | 0 | 0 | 0
Windows - Single Pane to Class 30 - Heating Zone 3 (Heat Pump Heating System)WINDOW CL30 Prime Window Replacement of Single Pane Base | Windows - Single Pane to Class 30 - Heating Zone 3 (Heat Pump Heating System) | WINDOW CL30 Prime Window Replacement of Single Pane Base | 24.8039 | 45 | 17.8101 | 0 | ResSHWX | 0 | 0 | 0 | 0 | 0 | 0 | 0 | 0 | 0
Windows - Double Pane to Class 30 - Heating Zone 3 (Heat Pump Heating System)WINDOW CL30 Prime Window Replacement of Double Pane Base | Windows - Double Pane to Class 30 - Heating Zone 3 (Heat Pump Heating System) | WINDOW CL30 Prime Window Replacement of Double Pane Base | 15.0308 | 45 | 17.8101 | 0 | ResSHWX | 0 | 0 | 0 | 0 | 0 | 0 | 0 | 0 | 0
Note on J3: :ProCost Perioodic replacement costs and savinsg of the measure. These are costs and savings that occur periodicially, but at different periods than annually. Can be positive or negative. Periodic replacement costs for both the measure and the baseline measure should be included if applicable. ProCost can analysze these costs in two ways dependent on the 'Repeat Periodic Replacemetn' switch in the ProData page. When set to 'On', ProCost repeats replacement costs for multiple times over the life of a measure depending on the input period and measure life. For example fluorescent lamps may have a 4-year replacement cycle that repeats 3 times in a 15-year measure life. When set to 'Off', ProCost reads the period as the year after installation that the replacement cost occurs and does not subsequently reinstall or repeat the replacement costs. For example a compressor may be replaced only once in the life of a heat-pump system. Example: A new fluorescent lighting systems may have a measure life of 15 years, and a lamp life of five years. Two lamps lamps per fixture must be replaced at years 6 and 11. Lamp and labor costs, expressed as positive costs, are entered as a cost and the period would be enetered as 5. The baseline measure may have a four year lamp life and would have required a three-lamp replacement at years 5, 9 and 13. Lamp and labor replacement costs would be entered as annual savings in dollars with a 4-year period. ProCost determines the net present value of the two cost streams.
Note on P3: :ProCost If the measure has gas savings for incfreases, enter the annual savings and shape of the savings here. Example: Clothes washer saves electric motor and dryer energy and gas water heat.
Note on B4: :Procost Category for the measure. Individual measures can be grouped into categories. Procost output is reported by measure and by category. All measures must belong to at least one category. Category name can be the same as measure name. Example: Measures can be combined into one category if they have components with different load shapes or measure lives. On wash machines there may be one load shape for the electric motor savings component, a second load shape for the electric water heat savings component and a third shape for electric dryer savings component.
Note on C4: :ProCost Name of Measure. User-defined. For PTR measures, defined naming conventions apply.
Note on D4: :ProCost Annual electric savings for the measure in kWh at the site. May be positive, negative or zero. Savings are incremental to the baseline alternative.
Note on E4: :ProCost Physical life of the measure in years. Must be >=1.
Note on F4: :ProCost Initial cost to install the measure in dollars. Costs are incremental to the baseline alternative. Dollars must be denominated in the same year as 'Input Cost Reference Year' input on the ProData page.
Note on G4: :ProCost Annaul opperations and maintenace cost for the measure in dollars. Must be incremental cost over the baseline alternative. May be positive, negative or zero. Dollars must be denominated in the same year as 'Input Cost Reference Year' input on the ProData page. O&M costs are enetered as positive values. Negative values represent O&M savings compared to the baseline alternative. Example: Annualized maintenace cost for a heat pump heating system compared to a baseline electric resistance heating system.
Note on H4: :ProCost Name of the pointer to the shape of the savings. The shapes represent the daily and monthly shape of the savings in four time segments for each month of the year. Shape of the savings is relative to the baseline alternative. These shaps are in the MC_AND_Loadshape file.
Note on I4: :ProCost Annual value of any non-energy benefits of the measure, relative to the baseline alternative. Expressed in dollars per year and denominated in dollars of the 'Cost Reference Year'. Positive value represents dollar savings. Negative value represents dollar cost. Example: Water, detergent and sewer savings from efficient clothes washer.
Note on J4: : Cost in dollars that is incurred for Period 1. Positive value if cost. Negative value if savings. Dollars must be denominated in the same year as 'Input Cost Reference Year' input on the ProData page.
Note on K4: :ProCost Duration of Period1. The time at which Period 1 costs, or savings, occur. In years.
Note on L4: : Cost in dollars that is incurred for Period 2 Positive value if cost. Negative value if savings. Dollars must be denominated in the same year as 'Input Cost Reference Year' input on the ProData page.
Note on M4: :ProCost Duration of Period 2. The time at which Period 2 costs, or savings, occur. In years.
Note on N4: : Cost in dollars that is incurred for Period 3. Positive value if cost. Negative value if savings. Dollars must be denominated in the same year as 'Input Cost Reference Year' input on the ProData page.
Note on O4: :ProCost Duration of Period 3. The time at which Period 3 costs, or savings, occur. In years.
Note on P4: : Annual gas savings, or increases, in therms.
Note on Q4: :ProCost Name of the pointer to the shape of the savings. The shapes represent the daily and monthly shape of the savings in four time segments for each month of the year. Shape of the savings is relative to the baseline alternative. These shaps are in the MC_AND_Loadshape file.

## Raw RTF
| Data Set Name | ResMFWx_v2.2
Residential Weatherization - Multi Family
| Costs must be denominated in the same year as 'Input Cost Reference Year' = |  | 2012
0 | 1 | 2 | 3 | 4 | 5 | 6 | 7 | 8 | 9 | 10 | 11 | 12 | 13 | 14 | 15 | 16
| Input Data | [7 empty] | Periodic Replacement Costs and Savings and Replacement Period | [5 empty] | Gas Inputs
| Category Name | Measure Name | Savings (kwh/yr/sqft) | Life (yrs) | Capital Cost | Annual O&M | Shape Pointer | Non-E Val ($/yr) | Cost 1 ($) | Period 1 | Cost 2 ($) | Period 2 | Cost 3 ($) | Period 3 | Savings (therms/yr) | Shape Pointer
Multi Family Weatherization - Insulate Walls - R-0 to R-11 - Heating Zone 1 (Average Heating System)Multi Family Weatherization - Insulate Walls - R-0 to R-11 - Heating Zone 1 (Average Heating System) | Multi Family Weatherization - Insulate Walls - R-0 to R-11 - Heating Zone 1 (Average Heating System) | Multi Family Weatherization - Insulate Walls - R-0 to R-11 - Heating Zone 1 (Average Heating System) | 1.3502 | 45 | 1.0355 | 0 | ResSHWX
Multi Family Weatherization - Insulate Floors - R-0 to R-19 - Heating Zone 1 (Average Heating System)Multi Family Weatherization - Insulate Floors - R-0 to R-19 - Heating Zone 1 (Average Heating System) | Multi Family Weatherization - Insulate Floors - R-0 to R-19 - Heating Zone 1 (Average Heating System) | Multi Family Weatherization - Insulate Floors - R-0 to R-19 - Heating Zone 1 (Average Heating System) | 0.60355 | 45 | 0.918 | 0 | ResSHWX
Multi Family Weatherization - Insulate Floors - R-0 to R-30 - Heating Zone 1 (Average Heating System)Multi Family Weatherization - Insulate Floors - R-0 to R-30 - Heating Zone 1 (Average Heating System) | Multi Family Weatherization - Insulate Floors - R-0 to R-30 - Heating Zone 1 (Average Heating System) | Multi Family Weatherization - Insulate Floors - R-0 to R-30 - Heating Zone 1 (Average Heating System) | 0.78538 | 45 | 0.98245 | 0 | ResSHWX
Multi Family Weatherization - Insulate Floors - R-19 to R-30 - Heating Zone 1 (Average Heating System)Multi Family Weatherization - Insulate Floors - R-19 to R-30 - Heating Zone 1 (Average Heating System) | Multi Family Weatherization - Insulate Floors - R-19 to R-30 - Heating Zone 1 (Average Heating System) | Multi Family Weatherization - Insulate Floors - R-19 to R-30 - Heating Zone 1 (Average Heating System) | 0.18184 | 45 | 0.64785 | 0 | ResSHWX
Multi Family Weatherization - Insulate Attic - R-0 to R-19 - Heating Zone 1 (Average Heating System)Multi Family Weatherization - Insulate Attic - R-0 to R-19 - Heating Zone 1 (Average Heating System) | Multi Family Weatherization - Insulate Attic - R-0 to R-19 - Heating Zone 1 (Average Heating System) | Multi Family Weatherization - Insulate Attic - R-0 to R-19 - Heating Zone 1 (Average Heating System) | 0.48927 | 45 | 0.54915 | 0 | ResSHWX
Multi Family Weatherization - Insulate Attic - R-0 to R-38 - Heating Zone 1 (Average Heating System)Multi Family Weatherization - Insulate Attic - R-0 to R-38 - Heating Zone 1 (Average Heating System) | Multi Family Weatherization - Insulate Attic - R-0 to R-38 - Heating Zone 1 (Average Heating System) | Multi Family Weatherization - Insulate Attic - R-0 to R-38 - Heating Zone 1 (Average Heating System) | 0.66637 | 45 | 0.73247 | 0 | ResSHWX
Multi Family Weatherization - Insulate Attic - R-0 to R-49 - Heating Zone 1 (Average Heating System)Multi Family Weatherization - Insulate Attic - R-0 to R-49 - Heating Zone 1 (Average Heating System) | Multi Family Weatherization - Insulate Attic - R-0 to R-49 - Heating Zone 1 (Average Heating System) | Multi Family Weatherization - Insulate Attic - R-0 to R-49 - Heating Zone 1 (Average Heating System) | 0.70743 | 45 | 0.83088 | 0 | ResSHWX
Multi Family Weatherization - Insulate Attic - R-30 to R-38 - Heating Zone 1 (Average Heating System)Multi Family Weatherization - Insulate Attic - R-30 to R-38 - Heating Zone 1 (Average Heating System) | Multi Family Weatherization - Insulate Attic - R-30 to R-38 - Heating Zone 1 (Average Heating System) | Multi Family Weatherization - Insulate Attic - R-30 to R-38 - Heating Zone 1 (Average Heating System) | 0.048748 | 45 | 0.24736 | 0 | ResSHWX
Multi Family Weatherization - Insulate Attic - R-30 to R-49 - Heating Zone 1 (Average Heating System)Multi Family Weatherization - Insulate Attic - R-30 to R-49 - Heating Zone 1 (Average Heating System) | Multi Family Weatherization - Insulate Attic - R-30 to R-49 - Heating Zone 1 (Average Heating System) | Multi Family Weatherization - Insulate Attic - R-30 to R-49 - Heating Zone 1 (Average Heating System) | 0.089813 | 45 | 0.58749 | 0 | ResSHWX
Multi Family Weatherization - Insulate Attic - R-38 to R-49 - Heating Zone 1 (Average Heating System)Multi Family Weatherization - Insulate Attic - R-38 to R-49 - Heating Zone 1 (Average Heating System) | Multi Family Weatherization - Insulate Attic - R-38 to R-49 - Heating Zone 1 (Average Heating System) | Multi Family Weatherization - Insulate Attic - R-38 to R-49 - Heating Zone 1 (Average Heating System) | 0.041064 | 45 | 0.34013 | 0 | ResSHWX
Multi Family Weatherization - Insulate Attic - R-19 to R-30 - Heating Zone 1 (Average Heating System)Multi Family Weatherization - Insulate Attic - R-19 to R-30 - Heating Zone 1 (Average Heating System) | Multi Family Weatherization - Insulate Attic - R-19 to R-30 - Heating Zone 1 (Average Heating System) | Multi Family Weatherization - Insulate Attic - R-19 to R-30 - Heating Zone 1 (Average Heating System) | 0.12835 | 45 | 0.47402 | 0 | ResSHWX
Multi Family Weatherization - Insulate Attic - R-19 to R-38 - Heating Zone 1 (Average Heating System)Multi Family Weatherization - Insulate Attic - R-19 to R-38 - Heating Zone 1 (Average Heating System) | Multi Family Weatherization - Insulate Attic - R-19 to R-38 - Heating Zone 1 (Average Heating System) | Multi Family Weatherization - Insulate Attic - R-19 to R-38 - Heating Zone 1 (Average Heating System) | 0.1771 | 45 | 0.55284 | 0 | ResSHWX
Multi Family Weatherization - Insulate Attic - R-19 to R-49 - Heating Zone 1 (Average Heating System)Multi Family Weatherization - Insulate Attic - R-19 to R-49 - Heating Zone 1 (Average Heating System) | Multi Family Weatherization - Insulate Attic - R-19 to R-49 - Heating Zone 1 (Average Heating System) | Multi Family Weatherization - Insulate Attic - R-19 to R-49 - Heating Zone 1 (Average Heating System) | 0.21816 | 45 | 0.65683 | 0 | ResSHWX
Windows - Single Pane to Class 22 - Heating Zone 1 (Average Heating System)Windows - Single Pane to Class 22 - Heating Zone 1 (Average Heating System) | Windows - Single Pane to Class 22 - Heating Zone 1 (Average Heating System) | Windows - Single Pane to Class 22 - Heating Zone 1 (Average Heating System) | 24.99 | 45 | 23.2695 | 0 | ResSHWX
Windows - Double Pane to Class 22 - Heating Zone 1 (Average Heating System)Windows - Double Pane to Class 22 - Heating Zone 1 (Average Heating System) | Windows - Double Pane to Class 22 - Heating Zone 1 (Average Heating System) | Windows - Double Pane to Class 22 - Heating Zone 1 (Average Heating System) | 14.7666 | 45 | 23.2695 | 0 | ResSHWX
Windows - Single Pane to Class 30 - Heating Zone 1 (Average Heating System)Windows - Single Pane to Class 30 - Heating Zone 1 (Average Heating System) | Windows - Single Pane to Class 30 - Heating Zone 1 (Average Heating System) | Windows - Single Pane to Class 30 - Heating Zone 1 (Average Heating System) | 22.9863 | 45 | 17.8101 | 0 | ResSHWX
Windows - Double Pane to Class 30 - Heating Zone 1 (Average Heating System)Windows - Double Pane to Class 30 - Heating Zone 1 (Average Heating System) | Windows - Double Pane to Class 30 - Heating Zone 1 (Average Heating System) | Windows - Double Pane to Class 30 - Heating Zone 1 (Average Heating System) | 12.7629 | 45 | 17.8101 | 0 | ResSHWX
Windows - Class 35 to Class 30 - Heating Zone 1 (Average Heating System)Windows - Class 35 to Class 30 - Heating Zone 1 (Average Heating System) | Windows - Class 35 to Class 30 - Heating Zone 1 (Average Heating System) | Windows - Class 35 to Class 30 - Heating Zone 1 (Average Heating System) | 1.3697 | 45 | 1.829 | 0 | ResSHWX
Windows - Class 35 to Class 22 - Heating Zone 1 (Average Heating System)Windows - Class 35 to Class 22 - Heating Zone 1 (Average Heating System) | Windows - Class 35 to Class 22 - Heating Zone 1 (Average Heating System) | Windows - Class 35 to Class 22 - Heating Zone 1 (Average Heating System) | 3.3733 | 45 | 7.2884 | 0 | ResSHWX
Multi Family Weatherization - Insulate Walls - R-0 to R-11 - Heating Zone 2 (Average Heating System)Multi Family Weatherization - Insulate Walls - R-0 to R-11 - Heating Zone 2 (Average Heating System) | Multi Family Weatherization - Insulate Walls - R-0 to R-11 - Heating Zone 2 (Average Heating System) | Multi Family Weatherization - Insulate Walls - R-0 to R-11 - Heating Zone 2 (Average Heating System) | 1.8472 | 45 | 1.0355 | 0 | ResSHWX
Multi Family Weatherization - Insulate Floors - R-0 to R-19 - Heating Zone 2 (Average Heating System)Multi Family Weatherization - Insulate Floors - R-0 to R-19 - Heating Zone 2 (Average Heating System) | Multi Family Weatherization - Insulate Floors - R-0 to R-19 - Heating Zone 2 (Average Heating System) | Multi Family Weatherization - Insulate Floors - R-0 to R-19 - Heating Zone 2 (Average Heating System) | 0.74817 | 45 | 0.918 | 0 | ResSHWX
Multi Family Weatherization - Insulate Floors - R-0 to R-30 - Heating Zone 2 (Average Heating System)Multi Family Weatherization - Insulate Floors - R-0 to R-30 - Heating Zone 2 (Average Heating System) | Multi Family Weatherization - Insulate Floors - R-0 to R-30 - Heating Zone 2 (Average Heating System) | Multi Family Weatherization - Insulate Floors - R-0 to R-30 - Heating Zone 2 (Average Heating System) | 0.9763 | 45 | 0.98245 | 0 | ResSHWX
Multi Family Weatherization - Insulate Floors - R-19 to R-30 - Heating Zone 2 (Average Heating System)Multi Family Weatherization - Insulate Floors - R-19 to R-30 - Heating Zone 2 (Average Heating System) | Multi Family Weatherization - Insulate Floors - R-19 to R-30 - Heating Zone 2 (Average Heating System) | Multi Family Weatherization - Insulate Floors - R-19 to R-30 - Heating Zone 2 (Average Heating System) | 0.22814 | 45 | 0.64785 | 0 | ResSHWX
Multi Family Weatherization - Insulate Attic - R-0 to R-19 - Heating Zone 2 (Average Heating System)Multi Family Weatherization - Insulate Attic - R-0 to R-19 - Heating Zone 2 (Average Heating System) | Multi Family Weatherization - Insulate Attic - R-0 to R-19 - Heating Zone 2 (Average Heating System) | Multi Family Weatherization - Insulate Attic - R-0 to R-19 - Heating Zone 2 (Average Heating System) | 0.48933 | 45 | 0.54915 | 0 | ResSHWX
Multi Family Weatherization - Insulate Attic - R-0 to R-38 - Heating Zone 2 (Average Heating System)Multi Family Weatherization - Insulate Attic - R-0 to R-38 - Heating Zone 2 (Average Heating System) | Multi Family Weatherization - Insulate Attic - R-0 to R-38 - Heating Zone 2 (Average Heating System) | Multi Family Weatherization - Insulate Attic - R-0 to R-38 - Heating Zone 2 (Average Heating System) | 0.6679 | 45 | 0.73247 | 0 | ResSHWX
Multi Family Weatherization - Insulate Attic - R-0 to R-49 - Heating Zone 2 (Average Heating System)Multi Family Weatherization - Insulate Attic - R-0 to R-49 - Heating Zone 2 (Average Heating System) | Multi Family Weatherization - Insulate Attic - R-0 to R-49 - Heating Zone 2 (Average Heating System) | Multi Family Weatherization - Insulate Attic - R-0 to R-49 - Heating Zone 2 (Average Heating System) | 0.70939 | 45 | 0.83088 | 0 | ResSHWX
Multi Family Weatherization - Insulate Attic - R-30 to R-38 - Heating Zone 2 (Average Heating System)Multi Family Weatherization - Insulate Attic - R-30 to R-38 - Heating Zone 2 (Average Heating System) | Multi Family Weatherization - Insulate Attic - R-30 to R-38 - Heating Zone 2 (Average Heating System) | Multi Family Weatherization - Insulate Attic - R-30 to R-38 - Heating Zone 2 (Average Heating System) | 0.049217 | 45 | 0.24736 | 0 | ResSHWX
Multi Family Weatherization - Insulate Attic - R-30 to R-49 - Heating Zone 2 (Average Heating System)Multi Family Weatherization - Insulate Attic - R-30 to R-49 - Heating Zone 2 (Average Heating System) | Multi Family Weatherization - Insulate Attic - R-30 to R-49 - Heating Zone 2 (Average Heating System) | Multi Family Weatherization - Insulate Attic - R-30 to R-49 - Heating Zone 2 (Average Heating System) | 0.090706 | 45 | 0.58749 | 0 | ResSHWX
Multi Family Weatherization - Insulate Attic - R-38 to R-49 - Heating Zone 2 (Average Heating System)Multi Family Weatherization - Insulate Attic - R-38 to R-49 - Heating Zone 2 (Average Heating System) | Multi Family Weatherization - Insulate Attic - R-38 to R-49 - Heating Zone 2 (Average Heating System) | Multi Family Weatherization - Insulate Attic - R-38 to R-49 - Heating Zone 2 (Average Heating System) | 0.041489 | 45 | 0.34013 | 0 | ResSHWX
Multi Family Weatherization - Insulate Attic - R-19 to R-30 - Heating Zone 2 (Average Heating System)Multi Family Weatherization - Insulate Attic - R-19 to R-30 - Heating Zone 2 (Average Heating System) | Multi Family Weatherization - Insulate Attic - R-19 to R-30 - Heating Zone 2 (Average Heating System) | Multi Family Weatherization - Insulate Attic - R-19 to R-30 - Heating Zone 2 (Average Heating System) | 0.12935 | 45 | 0.47402 | 0 | ResSHWX
Multi Family Weatherization - Insulate Attic - R-19 to R-38 - Heating Zone 2 (Average Heating System)Multi Family Weatherization - Insulate Attic - R-19 to R-38 - Heating Zone 2 (Average Heating System) | Multi Family Weatherization - Insulate Attic - R-19 to R-38 - Heating Zone 2 (Average Heating System) | Multi Family Weatherization - Insulate Attic - R-19 to R-38 - Heating Zone 2 (Average Heating System) | 0.17857 | 45 | 0.55284 | 0 | ResSHWX
Multi Family Weatherization - Insulate Attic - R-19 to R-49 - Heating Zone 2 (Average Heating System)Multi Family Weatherization - Insulate Attic - R-19 to R-49 - Heating Zone 2 (Average Heating System) | Multi Family Weatherization - Insulate Attic - R-19 to R-49 - Heating Zone 2 (Average Heating System) | Multi Family Weatherization - Insulate Attic - R-19 to R-49 - Heating Zone 2 (Average Heating System) | 0.22006 | 45 | 0.65683 | 0 | ResSHWX
Windows - Single Pane to Class 22 - Heating Zone 2 (Average Heating System)Windows - Single Pane to Class 22 - Heating Zone 2 (Average Heating System) | Windows - Single Pane to Class 22 - Heating Zone 2 (Average Heating System) | Windows - Single Pane to Class 22 - Heating Zone 2 (Average Heating System) | 33.8292 | 45 | 23.2695 | 0 | ResSHWX
Windows - Double Pane to Class 22 - Heating Zone 2 (Average Heating System)Windows - Double Pane to Class 22 - Heating Zone 2 (Average Heating System) | Windows - Double Pane to Class 22 - Heating Zone 2 (Average Heating System) | Windows - Double Pane to Class 22 - Heating Zone 2 (Average Heating System) | 20.2698 | 45 | 23.2695 | 0 | ResSHWX
Windows - Single Pane to Class 30 - Heating Zone 2 (Average Heating System)Windows - Single Pane to Class 30 - Heating Zone 2 (Average Heating System) | Windows - Single Pane to Class 30 - Heating Zone 2 (Average Heating System) | Windows - Single Pane to Class 30 - Heating Zone 2 (Average Heating System) | 31.0394 | 45 | 17.8101 | 0 | ResSHWX
Windows - Double Pane to Class 30 - Heating Zone 2 (Average Heating System)Windows - Double Pane to Class 30 - Heating Zone 2 (Average Heating System) | Windows - Double Pane to Class 30 - Heating Zone 2 (Average Heating System) | Windows - Double Pane to Class 30 - Heating Zone 2 (Average Heating System) | 17.48 | 45 | 17.8101 | 0 | ResSHWX
Windows - Class 35 to Class 30 - Heating Zone 2 (Average Heating System)Windows - Class 35 to Class 30 - Heating Zone 2 (Average Heating System) | Windows - Class 35 to Class 30 - Heating Zone 2 (Average Heating System) | Windows - Class 35 to Class 30 - Heating Zone 2 (Average Heating System) | 1.8896 | 45 | 1.829 | 0 | ResSHWX
Windows - Class 35 to Class 22 - Heating Zone 2 (Average Heating System)Windows - Class 35 to Class 22 - Heating Zone 2 (Average Heating System) | Windows - Class 35 to Class 22 - Heating Zone 2 (Average Heating System) | Windows - Class 35 to Class 22 - Heating Zone 2 (Average Heating System) | 4.6794 | 45 | 7.2884 | 0 | ResSHWX
Multi Family Weatherization - Insulate Walls - R-0 to R-11 - Heating Zone 3 (Average Heating System)Multi Family Weatherization - Insulate Walls - R-0 to R-11 - Heating Zone 3 (Average Heating System) | Multi Family Weatherization - Insulate Walls - R-0 to R-11 - Heating Zone 3 (Average Heating System) | Multi Family Weatherization - Insulate Walls - R-0 to R-11 - Heating Zone 3 (Average Heating System) | 2.218 | 45 | 1.0355 | 0 | ResSHWX
Multi Family Weatherization - Insulate Floors - R-0 to R-19 - Heating Zone 3 (Average Heating System)Multi Family Weatherization - Insulate Floors - R-0 to R-19 - Heating Zone 3 (Average Heating System) | Multi Family Weatherization - Insulate Floors - R-0 to R-19 - Heating Zone 3 (Average Heating System) | Multi Family Weatherization - Insulate Floors - R-0 to R-19 - Heating Zone 3 (Average Heating System) | 0.8695 | 45 | 0.918 | 0 | ResSHWX
Multi Family Weatherization - Insulate Floors - R-0 to R-30 - Heating Zone 3 (Average Heating System)Multi Family Weatherization - Insulate Floors - R-0 to R-30 - Heating Zone 3 (Average Heating System) | Multi Family Weatherization - Insulate Floors - R-0 to R-30 - Heating Zone 3 (Average Heating System) | Multi Family Weatherization - Insulate Floors - R-0 to R-30 - Heating Zone 3 (Average Heating System) | 1.1344 | 45 | 0.98245 | 0 | ResSHWX
Multi Family Weatherization - Insulate Floors - R-19 to R-30 - Heating Zone 3 (Average Heating System)Multi Family Weatherization - Insulate Floors - R-19 to R-30 - Heating Zone 3 (Average Heating System) | Multi Family Weatherization - Insulate Floors - R-19 to R-30 - Heating Zone 3 (Average Heating System) | Multi Family Weatherization - Insulate Floors - R-19 to R-30 - Heating Zone 3 (Average Heating System) | 0.26493 | 45 | 0.64785 | 0 | ResSHWX
Multi Family Weatherization - Insulate Attic - R-0 to R-19 - Heating Zone 3 (Average Heating System)Multi Family Weatherization - Insulate Attic - R-0 to R-19 - Heating Zone 3 (Average Heating System) | Multi Family Weatherization - Insulate Attic - R-0 to R-19 - Heating Zone 3 (Average Heating System) | Multi Family Weatherization - Insulate Attic - R-0 to R-19 - Heating Zone 3 (Average Heating System) | 0.43473 | 45 | 0.54915 | 0 | ResSHWX
Multi Family Weatherization - Insulate Attic - R-0 to R-38 - Heating Zone 3 (Average Heating System)Multi Family Weatherization - Insulate Attic - R-0 to R-38 - Heating Zone 3 (Average Heating System) | Multi Family Weatherization - Insulate Attic - R-0 to R-38 - Heating Zone 3 (Average Heating System) | Multi Family Weatherization - Insulate Attic - R-0 to R-38 - Heating Zone 3 (Average Heating System) | 0.59352 | 45 | 0.73247 | 0 | ResSHWX
Multi Family Weatherization - Insulate Attic - R-0 to R-49 - Heating Zone 3 (Average Heating System)Multi Family Weatherization - Insulate Attic - R-0 to R-49 - Heating Zone 3 (Average Heating System) | Multi Family Weatherization - Insulate Attic - R-0 to R-49 - Heating Zone 3 (Average Heating System) | Multi Family Weatherization - Insulate Attic - R-0 to R-49 - Heating Zone 3 (Average Heating System) | 0.63048 | 45 | 0.83088 | 0 | ResSHWX
Multi Family Weatherization - Insulate Attic - R-30 to R-38 - Heating Zone 3 (Average Heating System)Multi Family Weatherization - Insulate Attic - R-30 to R-38 - Heating Zone 3 (Average Heating System) | Multi Family Weatherization - Insulate Attic - R-30 to R-38 - Heating Zone 3 (Average Heating System) | Multi Family Weatherization - Insulate Attic - R-30 to R-38 - Heating Zone 3 (Average Heating System) | 0.043819 | 45 | 0.24736 | 0 | ResSHWX
Multi Family Weatherization - Insulate Attic - R-30 to R-49 - Heating Zone 3 (Average Heating System)Multi Family Weatherization - Insulate Attic - R-30 to R-49 - Heating Zone 3 (Average Heating System) | Multi Family Weatherization - Insulate Attic - R-30 to R-49 - Heating Zone 3 (Average Heating System) | Multi Family Weatherization - Insulate Attic - R-30 to R-49 - Heating Zone 3 (Average Heating System) | 0.080771 | 45 | 0.58749 | 0 | ResSHWX
Multi Family Weatherization - Insulate Attic - R-38 to R-49 - Heating Zone 3 (Average Heating System)Multi Family Weatherization - Insulate Attic - R-38 to R-49 - Heating Zone 3 (Average Heating System) | Multi Family Weatherization - Insulate Attic - R-38 to R-49 - Heating Zone 3 (Average Heating System) | Multi Family Weatherization - Insulate Attic - R-38 to R-49 - Heating Zone 3 (Average Heating System) | 0.036953 | 45 | 0.34013 | 0 | ResSHWX
Multi Family Weatherization - Insulate Attic - R-19 to R-30 - Heating Zone 3 (Average Heating System)Multi Family Weatherization - Insulate Attic - R-19 to R-30 - Heating Zone 3 (Average Heating System) | Multi Family Weatherization - Insulate Attic - R-19 to R-30 - Heating Zone 3 (Average Heating System) | Multi Family Weatherization - Insulate Attic - R-19 to R-30 - Heating Zone 3 (Average Heating System) | 0.11497 | 45 | 0.47402 | 0 | ResSHWX
Multi Family Weatherization - Insulate Attic - R-19 to R-38 - Heating Zone 3 (Average Heating System)Multi Family Weatherization - Insulate Attic - R-19 to R-38 - Heating Zone 3 (Average Heating System) | Multi Family Weatherization - Insulate Attic - R-19 to R-38 - Heating Zone 3 (Average Heating System) | Multi Family Weatherization - Insulate Attic - R-19 to R-38 - Heating Zone 3 (Average Heating System) | 0.15879 | 45 | 0.55284 | 0 | ResSHWX
Multi Family Weatherization - Insulate Attic - R-19 to R-49 - Heating Zone 3 (Average Heating System)Multi Family Weatherization - Insulate Attic - R-19 to R-49 - Heating Zone 3 (Average Heating System) | Multi Family Weatherization - Insulate Attic - R-19 to R-49 - Heating Zone 3 (Average Heating System) | Multi Family Weatherization - Insulate Attic - R-19 to R-49 - Heating Zone 3 (Average Heating System) | 0.19574 | 45 | 0.65683 | 0 | ResSHWX
Windows - Single Pane to Class 22 - Heating Zone 3 (Average Heating System)Windows - Single Pane to Class 22 - Heating Zone 3 (Average Heating System) | Windows - Single Pane to Class 22 - Heating Zone 3 (Average Heating System) | Windows - Single Pane to Class 22 - Heating Zone 3 (Average Heating System) | 40.8996 | 45 | 23.2695 | 0 | ResSHWX
Windows - Double Pane to Class 22 - Heating Zone 3 (Average Heating System)Windows - Double Pane to Class 22 - Heating Zone 3 (Average Heating System) | Windows - Double Pane to Class 22 - Heating Zone 3 (Average Heating System) | Windows - Double Pane to Class 22 - Heating Zone 3 (Average Heating System) | 24.7888 | 45 | 23.2695 | 0 | ResSHWX
Windows - Single Pane to Class 30 - Heating Zone 3 (Average Heating System)Windows - Single Pane to Class 30 - Heating Zone 3 (Average Heating System) | Windows - Single Pane to Class 30 - Heating Zone 3 (Average Heating System) | Windows - Single Pane to Class 30 - Heating Zone 3 (Average Heating System) | 37.507 | 45 | 17.8101 | 0 | ResSHWX
Windows - Double Pane to Class 30 - Heating Zone 3 (Average Heating System)Windows - Double Pane to Class 30 - Heating Zone 3 (Average Heating System) | Windows - Double Pane to Class 30 - Heating Zone 3 (Average Heating System) | Windows - Double Pane to Class 30 - Heating Zone 3 (Average Heating System) | 21.3962 | 45 | 17.8101 | 0 | ResSHWX
Windows - Class 35 to Class 30 - Heating Zone 3 (Average Heating System)Windows - Class 35 to Class 30 - Heating Zone 3 (Average Heating System) | Windows - Class 35 to Class 30 - Heating Zone 3 (Average Heating System) | Windows - Class 35 to Class 30 - Heating Zone 3 (Average Heating System) | 2.2777 | 45 | 1.829 | 0 | ResSHWX
Windows - Class 35 to Class 22 - Heating Zone 3 (Average Heating System)Windows - Class 35 to Class 22 - Heating Zone 3 (Average Heating System) | Windows - Class 35 to Class 22 - Heating Zone 3 (Average Heating System) | Windows - Class 35 to Class 22 - Heating Zone 3 (Average Heating System) | 5.6703 | 45 | 7.2884 | 0 | ResSHWX
Multi Family Weatherization - Insulate Walls - R-0 to R-11 - Heating Zone 1 (Zonal Heating System)Multi Family Weatherization - Insulate Walls - R-0 to R-11 - Heating Zone 1 (Zonal Heating System) | Multi Family Weatherization - Insulate Walls - R-0 to R-11 - Heating Zone 1 (Zonal Heating System) | Multi Family Weatherization - Insulate Walls - R-0 to R-11 - Heating Zone 1 (Zonal Heating System) | 1.362 | 45 | 1.0355 | 0 | ResSHWX
Multi Family Weatherization - Insulate Floors - R-0 to R-19 - Heating Zone 1 (Zonal Heating System)Multi Family Weatherization - Insulate Floors - R-0 to R-19 - Heating Zone 1 (Zonal Heating System) | Multi Family Weatherization - Insulate Floors - R-0 to R-19 - Heating Zone 1 (Zonal Heating System) | Multi Family Weatherization - Insulate Floors - R-0 to R-19 - Heating Zone 1 (Zonal Heating System) | 0.61745 | 45 | 0.918 | 0 | ResSHWX
Multi Family Weatherization - Insulate Floors - R-0 to R-30 - Heating Zone 1 (Zonal Heating System)Multi Family Weatherization - Insulate Floors - R-0 to R-30 - Heating Zone 1 (Zonal Heating System) | Multi Family Weatherization - Insulate Floors - R-0 to R-30 - Heating Zone 1 (Zonal Heating System) | Multi Family Weatherization - Insulate Floors - R-0 to R-30 - Heating Zone 1 (Zonal Heating System) | 0.80371 | 45 | 0.98245 | 0 | ResSHWX
Multi Family Weatherization - Insulate Floors - R-19 to R-30 - Heating Zone 1 (Zonal Heating System)Multi Family Weatherization - Insulate Floors - R-19 to R-30 - Heating Zone 1 (Zonal Heating System) | Multi Family Weatherization - Insulate Floors - R-19 to R-30 - Heating Zone 1 (Zonal Heating System) | Multi Family Weatherization - Insulate Floors - R-19 to R-30 - Heating Zone 1 (Zonal Heating System) | 0.18626 | 45 | 0.64785 | 0 | ResSHWX
Multi Family Weatherization - Insulate Attic - R-0 to R-19 - Heating Zone 1 (Zonal Heating System)Multi Family Weatherization - Insulate Attic - R-0 to R-19 - Heating Zone 1 (Zonal Heating System) | Multi Family Weatherization - Insulate Attic - R-0 to R-19 - Heating Zone 1 (Zonal Heating System) | Multi Family Weatherization - Insulate Attic - R-0 to R-19 - Heating Zone 1 (Zonal Heating System) | 0.48568 | 45 | 0.54915 | 0 | ResSHWX
Multi Family Weatherization - Insulate Attic - R-0 to R-38 - Heating Zone 1 (Zonal Heating System)Multi Family Weatherization - Insulate Attic - R-0 to R-38 - Heating Zone 1 (Zonal Heating System) | Multi Family Weatherization - Insulate Attic - R-0 to R-38 - Heating Zone 1 (Zonal Heating System) | Multi Family Weatherization - Insulate Attic - R-0 to R-38 - Heating Zone 1 (Zonal Heating System) | 0.66141 | 45 | 0.73247 | 0 | ResSHWX
Multi Family Weatherization - Insulate Attic - R-0 to R-49 - Heating Zone 1 (Zonal Heating System)Multi Family Weatherization - Insulate Attic - R-0 to R-49 - Heating Zone 1 (Zonal Heating System) | Multi Family Weatherization - Insulate Attic - R-0 to R-49 - Heating Zone 1 (Zonal Heating System) | Multi Family Weatherization - Insulate Attic - R-0 to R-49 - Heating Zone 1 (Zonal Heating System) | 0.70216 | 45 | 0.83088 | 0 | ResSHWX
Multi Family Weatherization - Insulate Attic - R-30 to R-38 - Heating Zone 1 (Zonal Heating System)Multi Family Weatherization - Insulate Attic - R-30 to R-38 - Heating Zone 1 (Zonal Heating System) | Multi Family Weatherization - Insulate Attic - R-30 to R-38 - Heating Zone 1 (Zonal Heating System) | Multi Family Weatherization - Insulate Attic - R-30 to R-38 - Heating Zone 1 (Zonal Heating System) | 0.048373 | 45 | 0.24736 | 0 | ResSHWX
Multi Family Weatherization - Insulate Attic - R-30 to R-49 - Heating Zone 1 (Zonal Heating System)Multi Family Weatherization - Insulate Attic - R-30 to R-49 - Heating Zone 1 (Zonal Heating System) | Multi Family Weatherization - Insulate Attic - R-30 to R-49 - Heating Zone 1 (Zonal Heating System) | Multi Family Weatherization - Insulate Attic - R-30 to R-49 - Heating Zone 1 (Zonal Heating System) | 0.089118 | 45 | 0.58749 | 0 | ResSHWX
Multi Family Weatherization - Insulate Attic - R-38 to R-49 - Heating Zone 1 (Zonal Heating System)Multi Family Weatherization - Insulate Attic - R-38 to R-49 - Heating Zone 1 (Zonal Heating System) | Multi Family Weatherization - Insulate Attic - R-38 to R-49 - Heating Zone 1 (Zonal Heating System) | Multi Family Weatherization - Insulate Attic - R-38 to R-49 - Heating Zone 1 (Zonal Heating System) | 0.040745 | 45 | 0.34013 | 0 | ResSHWX
Multi Family Weatherization - Insulate Attic - R-19 to R-30 - Heating Zone 1 (Zonal Heating System)Multi Family Weatherization - Insulate Attic - R-19 to R-30 - Heating Zone 1 (Zonal Heating System) | Multi Family Weatherization - Insulate Attic - R-19 to R-30 - Heating Zone 1 (Zonal Heating System) | Multi Family Weatherization - Insulate Attic - R-19 to R-30 - Heating Zone 1 (Zonal Heating System) | 0.12736 | 45 | 0.47402 | 0 | ResSHWX
Multi Family Weatherization - Insulate Attic - R-19 to R-38 - Heating Zone 1 (Zonal Heating System)Multi Family Weatherization - Insulate Attic - R-19 to R-38 - Heating Zone 1 (Zonal Heating System) | Multi Family Weatherization - Insulate Attic - R-19 to R-38 - Heating Zone 1 (Zonal Heating System) | Multi Family Weatherization - Insulate Attic - R-19 to R-38 - Heating Zone 1 (Zonal Heating System) | 0.17574 | 45 | 0.55284 | 0 | ResSHWX
Multi Family Weatherization - Insulate Attic - R-19 to R-49 - Heating Zone 1 (Zonal Heating System)Multi Family Weatherization - Insulate Attic - R-19 to R-49 - Heating Zone 1 (Zonal Heating System) | Multi Family Weatherization - Insulate Attic - R-19 to R-49 - Heating Zone 1 (Zonal Heating System) | Multi Family Weatherization - Insulate Attic - R-19 to R-49 - Heating Zone 1 (Zonal Heating System) | 0.21648 | 45 | 0.65683 | 0 | ResSHWX
Windows - Single Pane to Class 22 - Heating Zone 1 (Zonal Heating System)Windows - Single Pane to Class 22 - Heating Zone 1 (Zonal Heating System) | Windows - Single Pane to Class 22 - Heating Zone 1 (Zonal Heating System) | Windows - Single Pane to Class 22 - Heating Zone 1 (Zonal Heating System) | 25.0638 | 45 | 23.2695 | 0 | ResSHWX
Windows - Double Pane to Class 22 - Heating Zone 1 (Zonal Heating System)Windows - Double Pane to Class 22 - Heating Zone 1 (Zonal Heating System) | Windows - Double Pane to Class 22 - Heating Zone 1 (Zonal Heating System) | Windows - Double Pane to Class 22 - Heating Zone 1 (Zonal Heating System) | 14.7179 | 45 | 23.2695 | 0 | ResSHWX
Windows - Single Pane to Class 30 - Heating Zone 1 (Zonal Heating System)Windows - Single Pane to Class 30 - Heating Zone 1 (Zonal Heating System) | Windows - Single Pane to Class 30 - Heating Zone 1 (Zonal Heating System) | Windows - Single Pane to Class 30 - Heating Zone 1 (Zonal Heating System) | 23.0506 | 45 | 17.8101 | 0 | ResSHWX
Windows - Double Pane to Class 30 - Heating Zone 1 (Zonal Heating System)Windows - Double Pane to Class 30 - Heating Zone 1 (Zonal Heating System) | Windows - Double Pane to Class 30 - Heating Zone 1 (Zonal Heating System) | Windows - Double Pane to Class 30 - Heating Zone 1 (Zonal Heating System) | 12.7048 | 45 | 17.8101 | 0 | ResSHWX
Windows - Class 35 to Class 30 - Heating Zone 1 (Zonal Heating System)Windows - Class 35 to Class 30 - Heating Zone 1 (Zonal Heating System) | Windows - Class 35 to Class 30 - Heating Zone 1 (Zonal Heating System) | Windows - Class 35 to Class 30 - Heating Zone 1 (Zonal Heating System) | 1.3792 | 45 | 1.829 | 0 | ResSHWX
Windows - Class 35 to Class 22 - Heating Zone 1 (Zonal Heating System)Windows - Class 35 to Class 22 - Heating Zone 1 (Zonal Heating System) | Windows - Class 35 to Class 22 - Heating Zone 1 (Zonal Heating System) | Windows - Class 35 to Class 22 - Heating Zone 1 (Zonal Heating System) | 3.3924 | 45 | 7.2884 | 0 | ResSHWX
Multi Family Weatherization - Insulate Walls - R-0 to R-11 - Heating Zone 2 (Zonal Heating System)Multi Family Weatherization - Insulate Walls - R-0 to R-11 - Heating Zone 2 (Zonal Heating System) | Multi Family Weatherization - Insulate Walls - R-0 to R-11 - Heating Zone 2 (Zonal Heating System) | Multi Family Weatherization - Insulate Walls - R-0 to R-11 - Heating Zone 2 (Zonal Heating System) | 1.8592 | 45 | 1.0355 | 0 | ResSHWX
Multi Family Weatherization - Insulate Floors - R-0 to R-19 - Heating Zone 2 (Zonal Heating System)Multi Family Weatherization - Insulate Floors - R-0 to R-19 - Heating Zone 2 (Zonal Heating System) | Multi Family Weatherization - Insulate Floors - R-0 to R-19 - Heating Zone 2 (Zonal Heating System) | Multi Family Weatherization - Insulate Floors - R-0 to R-19 - Heating Zone 2 (Zonal Heating System) | 0.76271 | 45 | 0.918 | 0 | ResSHWX
Multi Family Weatherization - Insulate Floors - R-0 to R-30 - Heating Zone 2 (Zonal Heating System)Multi Family Weatherization - Insulate Floors - R-0 to R-30 - Heating Zone 2 (Zonal Heating System) | Multi Family Weatherization - Insulate Floors - R-0 to R-30 - Heating Zone 2 (Zonal Heating System) | Multi Family Weatherization - Insulate Floors - R-0 to R-30 - Heating Zone 2 (Zonal Heating System) | 0.9955 | 45 | 0.98245 | 0 | ResSHWX
Multi Family Weatherization - Insulate Floors - R-19 to R-30 - Heating Zone 2 (Zonal Heating System)Multi Family Weatherization - Insulate Floors - R-19 to R-30 - Heating Zone 2 (Zonal Heating System) | Multi Family Weatherization - Insulate Floors - R-19 to R-30 - Heating Zone 2 (Zonal Heating System) | Multi Family Weatherization - Insulate Floors - R-19 to R-30 - Heating Zone 2 (Zonal Heating System) | 0.23279 | 45 | 0.64785 | 0 | ResSHWX
Multi Family Weatherization - Insulate Attic - R-0 to R-19 - Heating Zone 2 (Zonal Heating System)Multi Family Weatherization - Insulate Attic - R-0 to R-19 - Heating Zone 2 (Zonal Heating System) | Multi Family Weatherization - Insulate Attic - R-0 to R-19 - Heating Zone 2 (Zonal Heating System) | Multi Family Weatherization - Insulate Attic - R-0 to R-19 - Heating Zone 2 (Zonal Heating System) | 0.48318 | 45 | 0.54915 | 0 | ResSHWX
Multi Family Weatherization - Insulate Attic - R-0 to R-38 - Heating Zone 2 (Zonal Heating System)Multi Family Weatherization - Insulate Attic - R-0 to R-38 - Heating Zone 2 (Zonal Heating System) | Multi Family Weatherization - Insulate Attic - R-0 to R-38 - Heating Zone 2 (Zonal Heating System) | Multi Family Weatherization - Insulate Attic - R-0 to R-38 - Heating Zone 2 (Zonal Heating System) | 0.65943 | 45 | 0.73247 | 0 | ResSHWX
Multi Family Weatherization - Insulate Attic - R-0 to R-49 - Heating Zone 2 (Zonal Heating System)Multi Family Weatherization - Insulate Attic - R-0 to R-49 - Heating Zone 2 (Zonal Heating System) | Multi Family Weatherization - Insulate Attic - R-0 to R-49 - Heating Zone 2 (Zonal Heating System) | Multi Family Weatherization - Insulate Attic - R-0 to R-49 - Heating Zone 2 (Zonal Heating System) | 0.70037 | 45 | 0.83088 | 0 | ResSHWX
Multi Family Weatherization - Insulate Attic - R-30 to R-38 - Heating Zone 2 (Zonal Heating System)Multi Family Weatherization - Insulate Attic - R-30 to R-38 - Heating Zone 2 (Zonal Heating System) | Multi Family Weatherization - Insulate Attic - R-30 to R-38 - Heating Zone 2 (Zonal Heating System) | Multi Family Weatherization - Insulate Attic - R-30 to R-38 - Heating Zone 2 (Zonal Heating System) | 0.048575 | 45 | 0.24736 | 0 | ResSHWX
Multi Family Weatherization - Insulate Attic - R-30 to R-49 - Heating Zone 2 (Zonal Heating System)Multi Family Weatherization - Insulate Attic - R-30 to R-49 - Heating Zone 2 (Zonal Heating System) | Multi Family Weatherization - Insulate Attic - R-30 to R-49 - Heating Zone 2 (Zonal Heating System) | Multi Family Weatherization - Insulate Attic - R-30 to R-49 - Heating Zone 2 (Zonal Heating System) | 0.089519 | 45 | 0.58749 | 0 | ResSHWX
Multi Family Weatherization - Insulate Attic - R-38 to R-49 - Heating Zone 2 (Zonal Heating System)Multi Family Weatherization - Insulate Attic - R-38 to R-49 - Heating Zone 2 (Zonal Heating System) | Multi Family Weatherization - Insulate Attic - R-38 to R-49 - Heating Zone 2 (Zonal Heating System) | Multi Family Weatherization - Insulate Attic - R-38 to R-49 - Heating Zone 2 (Zonal Heating System) | 0.040944 | 45 | 0.34013 | 0 | ResSHWX
Multi Family Weatherization - Insulate Attic - R-19 to R-30 - Heating Zone 2 (Zonal Heating System)Multi Family Weatherization - Insulate Attic - R-19 to R-30 - Heating Zone 2 (Zonal Heating System) | Multi Family Weatherization - Insulate Attic - R-19 to R-30 - Heating Zone 2 (Zonal Heating System) | Multi Family Weatherization - Insulate Attic - R-19 to R-30 - Heating Zone 2 (Zonal Heating System) | 0.12768 | 45 | 0.47402 | 0 | ResSHWX
Multi Family Weatherization - Insulate Attic - R-19 to R-38 - Heating Zone 2 (Zonal Heating System)Multi Family Weatherization - Insulate Attic - R-19 to R-38 - Heating Zone 2 (Zonal Heating System) | Multi Family Weatherization - Insulate Attic - R-19 to R-38 - Heating Zone 2 (Zonal Heating System) | Multi Family Weatherization - Insulate Attic - R-19 to R-38 - Heating Zone 2 (Zonal Heating System) | 0.17625 | 45 | 0.55284 | 0 | ResSHWX
Multi Family Weatherization - Insulate Attic - R-19 to R-49 - Heating Zone 2 (Zonal Heating System)Multi Family Weatherization - Insulate Attic - R-19 to R-49 - Heating Zone 2 (Zonal Heating System) | Multi Family Weatherization - Insulate Attic - R-19 to R-49 - Heating Zone 2 (Zonal Heating System) | Multi Family Weatherization - Insulate Attic - R-19 to R-49 - Heating Zone 2 (Zonal Heating System) | 0.2172 | 45 | 0.65683 | 0 | ResSHWX
Windows - Single Pane to Class 22 - Heating Zone 2 (Zonal Heating System)Windows - Single Pane to Class 22 - Heating Zone 2 (Zonal Heating System) | Windows - Single Pane to Class 22 - Heating Zone 2 (Zonal Heating System) | Windows - Single Pane to Class 22 - Heating Zone 2 (Zonal Heating System) | 33.8809 | 45 | 23.2695 | 0 | ResSHWX
Windows - Double Pane to Class 22 - Heating Zone 2 (Zonal Heating System)Windows - Double Pane to Class 22 - Heating Zone 2 (Zonal Heating System) | Windows - Double Pane to Class 22 - Heating Zone 2 (Zonal Heating System) | Windows - Double Pane to Class 22 - Heating Zone 2 (Zonal Heating System) | 20.204 | 45 | 23.2695 | 0 | ResSHWX
Windows - Single Pane to Class 30 - Heating Zone 2 (Zonal Heating System)Windows - Single Pane to Class 30 - Heating Zone 2 (Zonal Heating System) | Windows - Single Pane to Class 30 - Heating Zone 2 (Zonal Heating System) | Windows - Single Pane to Class 30 - Heating Zone 2 (Zonal Heating System) | 31.0818 | 45 | 17.8101 | 0 | ResSHWX
Windows - Double Pane to Class 30 - Heating Zone 2 (Zonal Heating System)Windows - Double Pane to Class 30 - Heating Zone 2 (Zonal Heating System) | Windows - Double Pane to Class 30 - Heating Zone 2 (Zonal Heating System) | Windows - Double Pane to Class 30 - Heating Zone 2 (Zonal Heating System) | 17.405 | 45 | 17.8101 | 0 | ResSHWX
Windows - Class 35 to Class 30 - Heating Zone 2 (Zonal Heating System)Windows - Class 35 to Class 30 - Heating Zone 2 (Zonal Heating System) | Windows - Class 35 to Class 30 - Heating Zone 2 (Zonal Heating System) | Windows - Class 35 to Class 30 - Heating Zone 2 (Zonal Heating System) | 1.8993 | 45 | 1.829 | 0 | ResSHWX
Windows - Class 35 to Class 22 - Heating Zone 2 (Zonal Heating System)Windows - Class 35 to Class 22 - Heating Zone 2 (Zonal Heating System) | Windows - Class 35 to Class 22 - Heating Zone 2 (Zonal Heating System) | Windows - Class 35 to Class 22 - Heating Zone 2 (Zonal Heating System) | 4.6984 | 45 | 7.2884 | 0 | ResSHWX
Multi Family Weatherization - Insulate Walls - R-0 to R-11 - Heating Zone 3 (Zonal Heating System)Multi Family Weatherization - Insulate Walls - R-0 to R-11 - Heating Zone 3 (Zonal Heating System) | Multi Family Weatherization - Insulate Walls - R-0 to R-11 - Heating Zone 3 (Zonal Heating System) | Multi Family Weatherization - Insulate Walls - R-0 to R-11 - Heating Zone 3 (Zonal Heating System) | 2.2317 | 45 | 1.0355 | 0 | ResSHWX
Multi Family Weatherization - Insulate Floors - R-0 to R-19 - Heating Zone 3 (Zonal Heating System)Multi Family Weatherization - Insulate Floors - R-0 to R-19 - Heating Zone 3 (Zonal Heating System) | Multi Family Weatherization - Insulate Floors - R-0 to R-19 - Heating Zone 3 (Zonal Heating System) | Multi Family Weatherization - Insulate Floors - R-0 to R-19 - Heating Zone 3 (Zonal Heating System) | 0.88467 | 45 | 0.918 | 0 | ResSHWX
Multi Family Weatherization - Insulate Floors - R-0 to R-30 - Heating Zone 3 (Zonal Heating System)Multi Family Weatherization - Insulate Floors - R-0 to R-30 - Heating Zone 3 (Zonal Heating System) | Multi Family Weatherization - Insulate Floors - R-0 to R-30 - Heating Zone 3 (Zonal Heating System) | Multi Family Weatherization - Insulate Floors - R-0 to R-30 - Heating Zone 3 (Zonal Heating System) | 1.1545 | 45 | 0.98245 | 0 | ResSHWX
Multi Family Weatherization - Insulate Floors - R-19 to R-30 - Heating Zone 3 (Zonal Heating System)Multi Family Weatherization - Insulate Floors - R-19 to R-30 - Heating Zone 3 (Zonal Heating System) | Multi Family Weatherization - Insulate Floors - R-19 to R-30 - Heating Zone 3 (Zonal Heating System) | Multi Family Weatherization - Insulate Floors - R-19 to R-30 - Heating Zone 3 (Zonal Heating System) | 0.26982 | 45 | 0.64785 | 0 | ResSHWX
Multi Family Weatherization - Insulate Attic - R-0 to R-19 - Heating Zone 3 (Zonal Heating System)Multi Family Weatherization - Insulate Attic - R-0 to R-19 - Heating Zone 3 (Zonal Heating System) | Multi Family Weatherization - Insulate Attic - R-0 to R-19 - Heating Zone 3 (Zonal Heating System) | Multi Family Weatherization - Insulate Attic - R-0 to R-19 - Heating Zone 3 (Zonal Heating System) | 0.42977 | 45 | 0.54915 | 0 | ResSHWX
Multi Family Weatherization - Insulate Attic - R-0 to R-38 - Heating Zone 3 (Zonal Heating System)Multi Family Weatherization - Insulate Attic - R-0 to R-38 - Heating Zone 3 (Zonal Heating System) | Multi Family Weatherization - Insulate Attic - R-0 to R-38 - Heating Zone 3 (Zonal Heating System) | Multi Family Weatherization - Insulate Attic - R-0 to R-38 - Heating Zone 3 (Zonal Heating System) | 0.58669 | 45 | 0.73247 | 0 | ResSHWX
Multi Family Weatherization - Insulate Attic - R-0 to R-49 - Heating Zone 3 (Zonal Heating System)Multi Family Weatherization - Insulate Attic - R-0 to R-49 - Heating Zone 3 (Zonal Heating System) | Multi Family Weatherization - Insulate Attic - R-0 to R-49 - Heating Zone 3 (Zonal Heating System) | Multi Family Weatherization - Insulate Attic - R-0 to R-49 - Heating Zone 3 (Zonal Heating System) | 0.62321 | 45 | 0.83088 | 0 | ResSHWX
Multi Family Weatherization - Insulate Attic - R-30 to R-38 - Heating Zone 3 (Zonal Heating System)Multi Family Weatherization - Insulate Attic - R-30 to R-38 - Heating Zone 3 (Zonal Heating System) | Multi Family Weatherization - Insulate Attic - R-30 to R-38 - Heating Zone 3 (Zonal Heating System) | Multi Family Weatherization - Insulate Attic - R-30 to R-38 - Heating Zone 3 (Zonal Heating System) | 0.043304 | 45 | 0.24736 | 0 | ResSHWX
Multi Family Weatherization - Insulate Attic - R-30 to R-49 - Heating Zone 3 (Zonal Heating System)Multi Family Weatherization - Insulate Attic - R-30 to R-49 - Heating Zone 3 (Zonal Heating System) | Multi Family Weatherization - Insulate Attic - R-30 to R-49 - Heating Zone 3 (Zonal Heating System) | Multi Family Weatherization - Insulate Attic - R-30 to R-49 - Heating Zone 3 (Zonal Heating System) | 0.079822 | 45 | 0.58749 | 0 | ResSHWX
Multi Family Weatherization - Insulate Attic - R-38 to R-49 - Heating Zone 3 (Zonal Heating System)Multi Family Weatherization - Insulate Attic - R-38 to R-49 - Heating Zone 3 (Zonal Heating System) | Multi Family Weatherization - Insulate Attic - R-38 to R-49 - Heating Zone 3 (Zonal Heating System) | Multi Family Weatherization - Insulate Attic - R-38 to R-49 - Heating Zone 3 (Zonal Heating System) | 0.036518 | 45 | 0.34013 | 0 | ResSHWX
Multi Family Weatherization - Insulate Attic - R-19 to R-30 - Heating Zone 3 (Zonal Heating System)Multi Family Weatherization - Insulate Attic - R-19 to R-30 - Heating Zone 3 (Zonal Heating System) | Multi Family Weatherization - Insulate Attic - R-19 to R-30 - Heating Zone 3 (Zonal Heating System) | Multi Family Weatherization - Insulate Attic - R-19 to R-30 - Heating Zone 3 (Zonal Heating System) | 0.11362 | 45 | 0.47402 | 0 | ResSHWX
Multi Family Weatherization - Insulate Attic - R-19 to R-38 - Heating Zone 3 (Zonal Heating System)Multi Family Weatherization - Insulate Attic - R-19 to R-38 - Heating Zone 3 (Zonal Heating System) | Multi Family Weatherization - Insulate Attic - R-19 to R-38 - Heating Zone 3 (Zonal Heating System) | Multi Family Weatherization - Insulate Attic - R-19 to R-38 - Heating Zone 3 (Zonal Heating System) | 0.15693 | 45 | 0.55284 | 0 | ResSHWX
Multi Family Weatherization - Insulate Attic - R-19 to R-49 - Heating Zone 3 (Zonal Heating System)Multi Family Weatherization - Insulate Attic - R-19 to R-49 - Heating Zone 3 (Zonal Heating System) | Multi Family Weatherization - Insulate Attic - R-19 to R-49 - Heating Zone 3 (Zonal Heating System) | Multi Family Weatherization - Insulate Attic - R-19 to R-49 - Heating Zone 3 (Zonal Heating System) | 0.19344 | 45 | 0.65683 | 0 | ResSHWX
Windows - Single Pane to Class 22 - Heating Zone 3 (Zonal Heating System)Windows - Single Pane to Class 22 - Heating Zone 3 (Zonal Heating System) | Windows - Single Pane to Class 22 - Heating Zone 3 (Zonal Heating System) | Windows - Single Pane to Class 22 - Heating Zone 3 (Zonal Heating System) | 40.981 | 45 | 23.2695 | 0 | ResSHWX
Windows - Double Pane to Class 22 - Heating Zone 3 (Zonal Heating System)Windows - Double Pane to Class 22 - Heating Zone 3 (Zonal Heating System) | Windows - Double Pane to Class 22 - Heating Zone 3 (Zonal Heating System) | Windows - Double Pane to Class 22 - Heating Zone 3 (Zonal Heating System) | 24.761 | 45 | 23.2695 | 0 | ResSHWX
Windows - Single Pane to Class 30 - Heating Zone 3 (Zonal Heating System)Windows - Single Pane to Class 30 - Heating Zone 3 (Zonal Heating System) | Windows - Single Pane to Class 30 - Heating Zone 3 (Zonal Heating System) | Windows - Single Pane to Class 30 - Heating Zone 3 (Zonal Heating System) | 37.5736 | 45 | 17.8101 | 0 | ResSHWX
Windows - Double Pane to Class 30 - Heating Zone 3 (Zonal Heating System)Windows - Double Pane to Class 30 - Heating Zone 3 (Zonal Heating System) | Windows - Double Pane to Class 30 - Heating Zone 3 (Zonal Heating System) | Windows - Double Pane to Class 30 - Heating Zone 3 (Zonal Heating System) | 21.3536 | 45 | 17.8101 | 0 | ResSHWX
Windows - Class 35 to Class 30 - Heating Zone 3 (Zonal Heating System)Windows - Class 35 to Class 30 - Heating Zone 3 (Zonal Heating System) | Windows - Class 35 to Class 30 - Heating Zone 3 (Zonal Heating System) | Windows - Class 35 to Class 30 - Heating Zone 3 (Zonal Heating System) | 2.2902 | 45 | 1.829 | 0 | ResSHWX
Windows - Class 35 to Class 22 - Heating Zone 3 (Zonal Heating System)Windows - Class 35 to Class 22 - Heating Zone 3 (Zonal Heating System) | Windows - Class 35 to Class 22 - Heating Zone 3 (Zonal Heating System) | Windows - Class 35 to Class 22 - Heating Zone 3 (Zonal Heating System) | 5.6976 | 45 | 7.2884 | 0 | ResSHWX
Multi Family Weatherization - Insulate Walls - R-0 to R-11 - Heating Zone 1 (Electric FAF Heating System)Multi Family Weatherization - Insulate Walls - R-0 to R-11 - Heating Zone 1 (Electric FAF Heating System) | Multi Family Weatherization - Insulate Walls - R-0 to R-11 - Heating Zone 1 (Electric FAF Heating System) | Multi Family Weatherization - Insulate Walls - R-0 to R-11 - Heating Zone 1 (Electric FAF Heating System) | 1.3942 | 45 | 1.0355 | 0 | ResSHWX
Multi Family Weatherization - Insulate Floors - R-0 to R-19 - Heating Zone 1 (Electric FAF Heating System)Multi Family Weatherization - Insulate Floors - R-0 to R-19 - Heating Zone 1 (Electric FAF Heating System) | Multi Family Weatherization - Insulate Floors - R-0 to R-19 - Heating Zone 1 (Electric FAF Heating System) | Multi Family Weatherization - Insulate Floors - R-0 to R-19 - Heating Zone 1 (Electric FAF Heating System) | 0.61474 | 45 | 0.918 | 0 | ResSHWX
Multi Family Weatherization - Insulate Floors - R-0 to R-30 - Heating Zone 1 (Electric FAF Heating System)Multi Family Weatherization - Insulate Floors - R-0 to R-30 - Heating Zone 1 (Electric FAF Heating System) | Multi Family Weatherization - Insulate Floors - R-0 to R-30 - Heating Zone 1 (Electric FAF Heating System) | Multi Family Weatherization - Insulate Floors - R-0 to R-30 - Heating Zone 1 (Electric FAF Heating System) | 0.80054 | 45 | 0.98245 | 0 | ResSHWX
Multi Family Weatherization - Insulate Floors - R-19 to R-30 - Heating Zone 1 (Electric FAF Heating System)Multi Family Weatherization - Insulate Floors - R-19 to R-30 - Heating Zone 1 (Electric FAF Heating System) | Multi Family Weatherization - Insulate Floors - R-19 to R-30 - Heating Zone 1 (Electric FAF Heating System) | Multi Family Weatherization - Insulate Floors - R-19 to R-30 - Heating Zone 1 (Electric FAF Heating System) | 0.18581 | 45 | 0.64785 | 0 | ResSHWX
Multi Family Weatherization - Insulate Attic - R-0 to R-19 - Heating Zone 1 (Electric FAF Heating System)Multi Family Weatherization - Insulate Attic - R-0 to R-19 - Heating Zone 1 (Electric FAF Heating System) | Multi Family Weatherization - Insulate Attic - R-0 to R-19 - Heating Zone 1 (Electric FAF Heating System) | Multi Family Weatherization - Insulate Attic - R-0 to R-19 - Heating Zone 1 (Electric FAF Heating System) | 0.49666 | 45 | 0.54915 | 0 | ResSHWX
Multi Family Weatherization - Insulate Attic - R-0 to R-38 - Heating Zone 1 (Electric FAF Heating System)Multi Family Weatherization - Insulate Attic - R-0 to R-38 - Heating Zone 1 (Electric FAF Heating System) | Multi Family Weatherization - Insulate Attic - R-0 to R-38 - Heating Zone 1 (Electric FAF Heating System) | Multi Family Weatherization - Insulate Attic - R-0 to R-38 - Heating Zone 1 (Electric FAF Heating System) | 0.67643 | 45 | 0.73247 | 0 | ResSHWX
Multi Family Weatherization - Insulate Attic - R-0 to R-49 - Heating Zone 1 (Electric FAF Heating System)Multi Family Weatherization - Insulate Attic - R-0 to R-49 - Heating Zone 1 (Electric FAF Heating System) | Multi Family Weatherization - Insulate Attic - R-0 to R-49 - Heating Zone 1 (Electric FAF Heating System) | Multi Family Weatherization - Insulate Attic - R-0 to R-49 - Heating Zone 1 (Electric FAF Heating System) | 0.71811 | 45 | 0.83088 | 0 | ResSHWX
Multi Family Weatherization - Insulate Attic - R-30 to R-38 - Heating Zone 1 (Electric FAF Heating System)Multi Family Weatherization - Insulate Attic - R-30 to R-38 - Heating Zone 1 (Electric FAF Heating System) | Multi Family Weatherization - Insulate Attic - R-30 to R-38 - Heating Zone 1 (Electric FAF Heating System) | Multi Family Weatherization - Insulate Attic - R-30 to R-38 - Heating Zone 1 (Electric FAF Heating System) | 0.049485 | 45 | 0.24736 | 0 | ResSHWX
Multi Family Weatherization - Insulate Attic - R-30 to R-49 - Heating Zone 1 (Electric FAF Heating System)Multi Family Weatherization - Insulate Attic - R-30 to R-49 - Heating Zone 1 (Electric FAF Heating System) | Multi Family Weatherization - Insulate Attic - R-30 to R-49 - Heating Zone 1 (Electric FAF Heating System) | Multi Family Weatherization - Insulate Attic - R-30 to R-49 - Heating Zone 1 (Electric FAF Heating System) | 0.091169 | 45 | 0.58749 | 0 | ResSHWX
Multi Family Weatherization - Insulate Attic - R-38 to R-49 - Heating Zone 1 (Electric FAF Heating System)Multi Family Weatherization - Insulate Attic - R-38 to R-49 - Heating Zone 1 (Electric FAF Heating System) | Multi Family Weatherization - Insulate Attic - R-38 to R-49 - Heating Zone 1 (Electric FAF Heating System) | Multi Family Weatherization - Insulate Attic - R-38 to R-49 - Heating Zone 1 (Electric FAF Heating System) | 0.041684 | 45 | 0.34013 | 0 | ResSHWX
Multi Family Weatherization - Insulate Attic - R-19 to R-30 - Heating Zone 1 (Electric FAF Heating System)Multi Family Weatherization - Insulate Attic - R-19 to R-30 - Heating Zone 1 (Electric FAF Heating System) | Multi Family Weatherization - Insulate Attic - R-19 to R-30 - Heating Zone 1 (Electric FAF Heating System) | Multi Family Weatherization - Insulate Attic - R-19 to R-30 - Heating Zone 1 (Electric FAF Heating System) | 0.13028 | 45 | 0.47402 | 0 | ResSHWX
Multi Family Weatherization - Insulate Attic - R-19 to R-38 - Heating Zone 1 (Electric FAF Heating System)Multi Family Weatherization - Insulate Attic - R-19 to R-38 - Heating Zone 1 (Electric FAF Heating System) | Multi Family Weatherization - Insulate Attic - R-19 to R-38 - Heating Zone 1 (Electric FAF Heating System) | Multi Family Weatherization - Insulate Attic - R-19 to R-38 - Heating Zone 1 (Electric FAF Heating System) | 0.17977 | 45 | 0.55284 | 0 | ResSHWX
Multi Family Weatherization - Insulate Attic - R-19 to R-49 - Heating Zone 1 (Electric FAF Heating System)Multi Family Weatherization - Insulate Attic - R-19 to R-49 - Heating Zone 1 (Electric FAF Heating System) | Multi Family Weatherization - Insulate Attic - R-19 to R-49 - Heating Zone 1 (Electric FAF Heating System) | Multi Family Weatherization - Insulate Attic - R-19 to R-49 - Heating Zone 1 (Electric FAF Heating System) | 0.22145 | 45 | 0.65683 | 0 | ResSHWX
Windows - Single Pane to Class 22 - Heating Zone 1 (Electric FAF Heating System)Windows - Single Pane to Class 22 - Heating Zone 1 (Electric FAF Heating System) | Windows - Single Pane to Class 22 - Heating Zone 1 (Electric FAF Heating System) | Windows - Single Pane to Class 22 - Heating Zone 1 (Electric FAF Heating System) | 25.5235 | 45 | 23.2695 | 0 | ResSHWX
Windows - Double Pane to Class 22 - Heating Zone 1 (Electric FAF Heating System)Windows - Double Pane to Class 22 - Heating Zone 1 (Electric FAF Heating System) | Windows - Double Pane to Class 22 - Heating Zone 1 (Electric FAF Heating System) | Windows - Double Pane to Class 22 - Heating Zone 1 (Electric FAF Heating System) | 14.9916 | 45 | 23.2695 | 0 | ResSHWX
Windows - Single Pane to Class 30 - Heating Zone 1 (Electric FAF Heating System)Windows - Single Pane to Class 30 - Heating Zone 1 (Electric FAF Heating System) | Windows - Single Pane to Class 30 - Heating Zone 1 (Electric FAF Heating System) | Windows - Single Pane to Class 30 - Heating Zone 1 (Electric FAF Heating System) | 23.4679 | 45 | 17.8101 | 0 | ResSHWX
Windows - Double Pane to Class 30 - Heating Zone 1 (Electric FAF Heating System)Windows - Double Pane to Class 30 - Heating Zone 1 (Electric FAF Heating System) | Windows - Double Pane to Class 30 - Heating Zone 1 (Electric FAF Heating System) | Windows - Double Pane to Class 30 - Heating Zone 1 (Electric FAF Heating System) | 12.936 | 45 | 17.8101 | 0 | ResSHWX
Windows - Class 35 to Class 30 - Heating Zone 1 (Electric FAF Heating System)Windows - Class 35 to Class 30 - Heating Zone 1 (Electric FAF Heating System) | Windows - Class 35 to Class 30 - Heating Zone 1 (Electric FAF Heating System) | Windows - Class 35 to Class 30 - Heating Zone 1 (Electric FAF Heating System) | 1.4074 | 45 | 1.829 | 0 | ResSHWX
Windows - Class 35 to Class 22 - Heating Zone 1 (Electric FAF Heating System)Windows - Class 35 to Class 22 - Heating Zone 1 (Electric FAF Heating System) | Windows - Class 35 to Class 22 - Heating Zone 1 (Electric FAF Heating System) | Windows - Class 35 to Class 22 - Heating Zone 1 (Electric FAF Heating System) | 3.463 | 45 | 7.2884 | 0 | ResSHWX
Multi Family Weatherization - Insulate Walls - R-0 to R-11 - Heating Zone 2 (Electric FAF Heating System)Multi Family Weatherization - Insulate Walls - R-0 to R-11 - Heating Zone 2 (Electric FAF Heating System) | Multi Family Weatherization - Insulate Walls - R-0 to R-11 - Heating Zone 2 (Electric FAF Heating System) | Multi Family Weatherization - Insulate Walls - R-0 to R-11 - Heating Zone 2 (Electric FAF Heating System) | 1.8981 | 45 | 1.0355 | 0 | ResSHWX
Multi Family Weatherization - Insulate Floors - R-0 to R-19 - Heating Zone 2 (Electric FAF Heating System)Multi Family Weatherization - Insulate Floors - R-0 to R-19 - Heating Zone 2 (Electric FAF Heating System) | Multi Family Weatherization - Insulate Floors - R-0 to R-19 - Heating Zone 2 (Electric FAF Heating System) | Multi Family Weatherization - Insulate Floors - R-0 to R-19 - Heating Zone 2 (Electric FAF Heating System) | 0.75267 | 45 | 0.918 | 0 | ResSHWX
Multi Family Weatherization - Insulate Floors - R-0 to R-30 - Heating Zone 2 (Electric FAF Heating System)Multi Family Weatherization - Insulate Floors - R-0 to R-30 - Heating Zone 2 (Electric FAF Heating System) | Multi Family Weatherization - Insulate Floors - R-0 to R-30 - Heating Zone 2 (Electric FAF Heating System) | Multi Family Weatherization - Insulate Floors - R-0 to R-30 - Heating Zone 2 (Electric FAF Heating System) | 0.98288 | 45 | 0.98245 | 0 | ResSHWX
Multi Family Weatherization - Insulate Floors - R-19 to R-30 - Heating Zone 2 (Electric FAF Heating System)Multi Family Weatherization - Insulate Floors - R-19 to R-30 - Heating Zone 2 (Electric FAF Heating System) | Multi Family Weatherization - Insulate Floors - R-19 to R-30 - Heating Zone 2 (Electric FAF Heating System) | Multi Family Weatherization - Insulate Floors - R-19 to R-30 - Heating Zone 2 (Electric FAF Heating System) | 0.23022 | 45 | 0.64785 | 0 | ResSHWX
Multi Family Weatherization - Insulate Attic - R-0 to R-19 - Heating Zone 2 (Electric FAF Heating System)Multi Family Weatherization - Insulate Attic - R-0 to R-19 - Heating Zone 2 (Electric FAF Heating System) | Multi Family Weatherization - Insulate Attic - R-0 to R-19 - Heating Zone 2 (Electric FAF Heating System) | Multi Family Weatherization - Insulate Attic - R-0 to R-19 - Heating Zone 2 (Electric FAF Heating System) | 0.49484 | 45 | 0.54915 | 0 | ResSHWX
Multi Family Weatherization - Insulate Attic - R-0 to R-38 - Heating Zone 2 (Electric FAF Heating System)Multi Family Weatherization - Insulate Attic - R-0 to R-38 - Heating Zone 2 (Electric FAF Heating System) | Multi Family Weatherization - Insulate Attic - R-0 to R-38 - Heating Zone 2 (Electric FAF Heating System) | Multi Family Weatherization - Insulate Attic - R-0 to R-38 - Heating Zone 2 (Electric FAF Heating System) | 0.67533 | 45 | 0.73247 | 0 | ResSHWX
Multi Family Weatherization - Insulate Attic - R-0 to R-49 - Heating Zone 2 (Electric FAF Heating System)Multi Family Weatherization - Insulate Attic - R-0 to R-49 - Heating Zone 2 (Electric FAF Heating System) | Multi Family Weatherization - Insulate Attic - R-0 to R-49 - Heating Zone 2 (Electric FAF Heating System) | Multi Family Weatherization - Insulate Attic - R-0 to R-49 - Heating Zone 2 (Electric FAF Heating System) | 0.71726 | 45 | 0.83088 | 0 | ResSHWX
Multi Family Weatherization - Insulate Attic - R-30 to R-38 - Heating Zone 2 (Electric FAF Heating System)Multi Family Weatherization - Insulate Attic - R-30 to R-38 - Heating Zone 2 (Electric FAF Heating System) | Multi Family Weatherization - Insulate Attic - R-30 to R-38 - Heating Zone 2 (Electric FAF Heating System) | Multi Family Weatherization - Insulate Attic - R-30 to R-38 - Heating Zone 2 (Electric FAF Heating System) | 0.049743 | 45 | 0.24736 | 0 | ResSHWX
Multi Family Weatherization - Insulate Attic - R-30 to R-49 - Heating Zone 2 (Electric FAF Heating System)Multi Family Weatherization - Insulate Attic - R-30 to R-49 - Heating Zone 2 (Electric FAF Heating System) | Multi Family Weatherization - Insulate Attic - R-30 to R-49 - Heating Zone 2 (Electric FAF Heating System) | Multi Family Weatherization - Insulate Attic - R-30 to R-49 - Heating Zone 2 (Electric FAF Heating System) | 0.091671 | 45 | 0.58749 | 0 | ResSHWX
Multi Family Weatherization - Insulate Attic - R-38 to R-49 - Heating Zone 2 (Electric FAF Heating System)Multi Family Weatherization - Insulate Attic - R-38 to R-49 - Heating Zone 2 (Electric FAF Heating System) | Multi Family Weatherization - Insulate Attic - R-38 to R-49 - Heating Zone 2 (Electric FAF Heating System) | Multi Family Weatherization - Insulate Attic - R-38 to R-49 - Heating Zone 2 (Electric FAF Heating System) | 0.041928 | 45 | 0.34013 | 0 | ResSHWX
Multi Family Weatherization - Insulate Attic - R-19 to R-30 - Heating Zone 2 (Electric FAF Heating System)Multi Family Weatherization - Insulate Attic - R-19 to R-30 - Heating Zone 2 (Electric FAF Heating System) | Multi Family Weatherization - Insulate Attic - R-19 to R-30 - Heating Zone 2 (Electric FAF Heating System) | Multi Family Weatherization - Insulate Attic - R-19 to R-30 - Heating Zone 2 (Electric FAF Heating System) | 0.13075 | 45 | 0.47402 | 0 | ResSHWX
Multi Family Weatherization - Insulate Attic - R-19 to R-38 - Heating Zone 2 (Electric FAF Heating System)Multi Family Weatherization - Insulate Attic - R-19 to R-38 - Heating Zone 2 (Electric FAF Heating System) | Multi Family Weatherization - Insulate Attic - R-19 to R-38 - Heating Zone 2 (Electric FAF Heating System) | Multi Family Weatherization - Insulate Attic - R-19 to R-38 - Heating Zone 2 (Electric FAF Heating System) | 0.18049 | 45 | 0.55284 | 0 | ResSHWX
Multi Family Weatherization - Insulate Attic - R-19 to R-49 - Heating Zone 2 (Electric FAF Heating System)Multi Family Weatherization - Insulate Attic - R-19 to R-49 - Heating Zone 2 (Electric FAF Heating System) | Multi Family Weatherization - Insulate Attic - R-19 to R-49 - Heating Zone 2 (Electric FAF Heating System) | Multi Family Weatherization - Insulate Attic - R-19 to R-49 - Heating Zone 2 (Electric FAF Heating System) | 0.22242 | 45 | 0.65683 | 0 | ResSHWX
Windows - Single Pane to Class 22 - Heating Zone 2 (Electric FAF Heating System)Windows - Single Pane to Class 22 - Heating Zone 2 (Electric FAF Heating System) | Windows - Single Pane to Class 22 - Heating Zone 2 (Electric FAF Heating System) | Windows - Single Pane to Class 22 - Heating Zone 2 (Electric FAF Heating System) | 34.4471 | 45 | 23.2695 | 0 | ResSHWX
Windows - Double Pane to Class 22 - Heating Zone 2 (Electric FAF Heating System)Windows - Double Pane to Class 22 - Heating Zone 2 (Electric FAF Heating System) | Windows - Double Pane to Class 22 - Heating Zone 2 (Electric FAF Heating System) | Windows - Double Pane to Class 22 - Heating Zone 2 (Electric FAF Heating System) | 20.5387 | 45 | 23.2695 | 0 | ResSHWX
Windows - Single Pane to Class 30 - Heating Zone 2 (Electric FAF Heating System)Windows - Single Pane to Class 30 - Heating Zone 2 (Electric FAF Heating System) | Windows - Single Pane to Class 30 - Heating Zone 2 (Electric FAF Heating System) | Windows - Single Pane to Class 30 - Heating Zone 2 (Electric FAF Heating System) | 31.5983 | 45 | 17.8101 | 0 | ResSHWX
Windows - Double Pane to Class 30 - Heating Zone 2 (Electric FAF Heating System)Windows - Double Pane to Class 30 - Heating Zone 2 (Electric FAF Heating System) | Windows - Double Pane to Class 30 - Heating Zone 2 (Electric FAF Heating System) | Windows - Double Pane to Class 30 - Heating Zone 2 (Electric FAF Heating System) | 17.6899 | 45 | 17.8101 | 0 | ResSHWX
Windows - Class 35 to Class 30 - Heating Zone 2 (Electric FAF Heating System)Windows - Class 35 to Class 30 - Heating Zone 2 (Electric FAF Heating System) | Windows - Class 35 to Class 30 - Heating Zone 2 (Electric FAF Heating System) | Windows - Class 35 to Class 30 - Heating Zone 2 (Electric FAF Heating System) | 1.9327 | 45 | 1.829 | 0 | ResSHWX
Windows - Class 35 to Class 22 - Heating Zone 2 (Electric FAF Heating System)Windows - Class 35 to Class 22 - Heating Zone 2 (Electric FAF Heating System) | Windows - Class 35 to Class 22 - Heating Zone 2 (Electric FAF Heating System) | Windows - Class 35 to Class 22 - Heating Zone 2 (Electric FAF Heating System) | 4.7815 | 45 | 7.2884 | 0 | ResSHWX
Multi Family Weatherization - Insulate Walls - R-0 to R-11 - Heating Zone 3 (Electric FAF Heating System)Multi Family Weatherization - Insulate Walls - R-0 to R-11 - Heating Zone 3 (Electric FAF Heating System) | Multi Family Weatherization - Insulate Walls - R-0 to R-11 - Heating Zone 3 (Electric FAF Heating System) | Multi Family Weatherization - Insulate Walls - R-0 to R-11 - Heating Zone 3 (Electric FAF Heating System) | 2.2761 | 45 | 1.0355 | 0 | ResSHWX
Multi Family Weatherization - Insulate Floors - R-0 to R-19 - Heating Zone 3 (Electric FAF Heating System)Multi Family Weatherization - Insulate Floors - R-0 to R-19 - Heating Zone 3 (Electric FAF Heating System) | Multi Family Weatherization - Insulate Floors - R-0 to R-19 - Heating Zone 3 (Electric FAF Heating System) | Multi Family Weatherization - Insulate Floors - R-0 to R-19 - Heating Zone 3 (Electric FAF Heating System) | 0.8702 | 45 | 0.918 | 0 | ResSHWX
Multi Family Weatherization - Insulate Floors - R-0 to R-30 - Heating Zone 3 (Electric FAF Heating System)Multi Family Weatherization - Insulate Floors - R-0 to R-30 - Heating Zone 3 (Electric FAF Heating System) | Multi Family Weatherization - Insulate Floors - R-0 to R-30 - Heating Zone 3 (Electric FAF Heating System) | Multi Family Weatherization - Insulate Floors - R-0 to R-30 - Heating Zone 3 (Electric FAF Heating System) | 1.1362 | 45 | 0.98245 | 0 | ResSHWX
Multi Family Weatherization - Insulate Floors - R-19 to R-30 - Heating Zone 3 (Electric FAF Heating System)Multi Family Weatherization - Insulate Floors - R-19 to R-30 - Heating Zone 3 (Electric FAF Heating System) | Multi Family Weatherization - Insulate Floors - R-19 to R-30 - Heating Zone 3 (Electric FAF Heating System) | Multi Family Weatherization - Insulate Floors - R-19 to R-30 - Heating Zone 3 (Electric FAF Heating System) | 0.26597 | 45 | 0.64785 | 0 | ResSHWX
Multi Family Weatherization - Insulate Attic - R-0 to R-19 - Heating Zone 3 (Electric FAF Heating System)Multi Family Weatherization - Insulate Attic - R-0 to R-19 - Heating Zone 3 (Electric FAF Heating System) | Multi Family Weatherization - Insulate Attic - R-0 to R-19 - Heating Zone 3 (Electric FAF Heating System) | Multi Family Weatherization - Insulate Attic - R-0 to R-19 - Heating Zone 3 (Electric FAF Heating System) | 0.44255 | 45 | 0.54915 | 0 | ResSHWX
Multi Family Weatherization - Insulate Attic - R-0 to R-38 - Heating Zone 3 (Electric FAF Heating System)Multi Family Weatherization - Insulate Attic - R-0 to R-38 - Heating Zone 3 (Electric FAF Heating System) | Multi Family Weatherization - Insulate Attic - R-0 to R-38 - Heating Zone 3 (Electric FAF Heating System) | Multi Family Weatherization - Insulate Attic - R-0 to R-38 - Heating Zone 3 (Electric FAF Heating System) | 0.6041 | 45 | 0.73247 | 0 | ResSHWX
Multi Family Weatherization - Insulate Attic - R-0 to R-49 - Heating Zone 3 (Electric FAF Heating System)Multi Family Weatherization - Insulate Attic - R-0 to R-49 - Heating Zone 3 (Electric FAF Heating System) | Multi Family Weatherization - Insulate Attic - R-0 to R-49 - Heating Zone 3 (Electric FAF Heating System) | Multi Family Weatherization - Insulate Attic - R-0 to R-49 - Heating Zone 3 (Electric FAF Heating System) | 0.64169 | 45 | 0.83088 | 0 | ResSHWX
Multi Family Weatherization - Insulate Attic - R-30 to R-38 - Heating Zone 3 (Electric FAF Heating System)Multi Family Weatherization - Insulate Attic - R-30 to R-38 - Heating Zone 3 (Electric FAF Heating System) | Multi Family Weatherization - Insulate Attic - R-30 to R-38 - Heating Zone 3 (Electric FAF Heating System) | Multi Family Weatherization - Insulate Attic - R-30 to R-38 - Heating Zone 3 (Electric FAF Heating System) | 0.044576 | 45 | 0.24736 | 0 | ResSHWX
Multi Family Weatherization - Insulate Attic - R-30 to R-49 - Heating Zone 3 (Electric FAF Heating System)Multi Family Weatherization - Insulate Attic - R-30 to R-49 - Heating Zone 3 (Electric FAF Heating System) | Multi Family Weatherization - Insulate Attic - R-30 to R-49 - Heating Zone 3 (Electric FAF Heating System) | Multi Family Weatherization - Insulate Attic - R-30 to R-49 - Heating Zone 3 (Electric FAF Heating System) | 0.082164 | 45 | 0.58749 | 0 | ResSHWX
Multi Family Weatherization - Insulate Attic - R-38 to R-49 - Heating Zone 3 (Electric FAF Heating System)Multi Family Weatherization - Insulate Attic - R-38 to R-49 - Heating Zone 3 (Electric FAF Heating System) | Multi Family Weatherization - Insulate Attic - R-38 to R-49 - Heating Zone 3 (Electric FAF Heating System) | Multi Family Weatherization - Insulate Attic - R-38 to R-49 - Heating Zone 3 (Electric FAF Heating System) | 0.037588 | 45 | 0.34013 | 0 | ResSHWX
Multi Family Weatherization - Insulate Attic - R-19 to R-30 - Heating Zone 3 (Electric FAF Heating System)Multi Family Weatherization - Insulate Attic - R-19 to R-30 - Heating Zone 3 (Electric FAF Heating System) | Multi Family Weatherization - Insulate Attic - R-19 to R-30 - Heating Zone 3 (Electric FAF Heating System) | Multi Family Weatherization - Insulate Attic - R-19 to R-30 - Heating Zone 3 (Electric FAF Heating System) | 0.11697 | 45 | 0.47402 | 0 | ResSHWX
Multi Family Weatherization - Insulate Attic - R-19 to R-38 - Heating Zone 3 (Electric FAF Heating System)Multi Family Weatherization - Insulate Attic - R-19 to R-38 - Heating Zone 3 (Electric FAF Heating System) | Multi Family Weatherization - Insulate Attic - R-19 to R-38 - Heating Zone 3 (Electric FAF Heating System) | Multi Family Weatherization - Insulate Attic - R-19 to R-38 - Heating Zone 3 (Electric FAF Heating System) | 0.16155 | 45 | 0.55284 | 0 | ResSHWX
Multi Family Weatherization - Insulate Attic - R-19 to R-49 - Heating Zone 3 (Electric FAF Heating System)Multi Family Weatherization - Insulate Attic - R-19 to R-49 - Heating Zone 3 (Electric FAF Heating System) | Multi Family Weatherization - Insulate Attic - R-19 to R-49 - Heating Zone 3 (Electric FAF Heating System) | Multi Family Weatherization - Insulate Attic - R-19 to R-49 - Heating Zone 3 (Electric FAF Heating System) | 0.19913 | 45 | 0.65683 | 0 | ResSHWX
Windows - Single Pane to Class 22 - Heating Zone 3 (Electric FAF Heating System)Windows - Single Pane to Class 22 - Heating Zone 3 (Electric FAF Heating System) | Windows - Single Pane to Class 22 - Heating Zone 3 (Electric FAF Heating System) | Windows - Single Pane to Class 22 - Heating Zone 3 (Electric FAF Heating System) | 41.6346 | 45 | 23.2695 | 0 | ResSHWX
Windows - Double Pane to Class 22 - Heating Zone 3 (Electric FAF Heating System)Windows - Double Pane to Class 22 - Heating Zone 3 (Electric FAF Heating System) | Windows - Double Pane to Class 22 - Heating Zone 3 (Electric FAF Heating System) | Windows - Double Pane to Class 22 - Heating Zone 3 (Electric FAF Heating System) | 25.1516 | 45 | 23.2695 | 0 | ResSHWX
Windows - Single Pane to Class 30 - Heating Zone 3 (Electric FAF Heating System)Windows - Single Pane to Class 30 - Heating Zone 3 (Electric FAF Heating System) | Windows - Single Pane to Class 30 - Heating Zone 3 (Electric FAF Heating System) | Windows - Single Pane to Class 30 - Heating Zone 3 (Electric FAF Heating System) | 38.1699 | 45 | 17.8101 | 0 | ResSHWX
Windows - Double Pane to Class 30 - Heating Zone 3 (Electric FAF Heating System)Windows - Double Pane to Class 30 - Heating Zone 3 (Electric FAF Heating System) | Windows - Double Pane to Class 30 - Heating Zone 3 (Electric FAF Heating System) | Windows - Double Pane to Class 30 - Heating Zone 3 (Electric FAF Heating System) | 21.687 | 45 | 17.8101 | 0 | ResSHWX
Windows - Class 35 to Class 30 - Heating Zone 3 (Electric FAF Heating System)Windows - Class 35 to Class 30 - Heating Zone 3 (Electric FAF Heating System) | Windows - Class 35 to Class 30 - Heating Zone 3 (Electric FAF Heating System) | Windows - Class 35 to Class 30 - Heating Zone 3 (Electric FAF Heating System) | 2.3283 | 45 | 1.829 | 0 | ResSHWX
Windows - Class 35 to Class 22 - Heating Zone 3 (Electric FAF Heating System)Windows - Class 35 to Class 22 - Heating Zone 3 (Electric FAF Heating System) | Windows - Class 35 to Class 22 - Heating Zone 3 (Electric FAF Heating System) | Windows - Class 35 to Class 22 - Heating Zone 3 (Electric FAF Heating System) | 5.7929 | 45 | 7.2884 | 0 | ResSHWX
Multi Family Weatherization - Insulate Walls - R-0 to R-11 - Heating Zone 1 (Heat Pump Heating System)Multi Family Weatherization - Insulate Walls - R-0 to R-11 - Heating Zone 1 (Heat Pump Heating System) | Multi Family Weatherization - Insulate Walls - R-0 to R-11 - Heating Zone 1 (Heat Pump Heating System) | Multi Family Weatherization - Insulate Walls - R-0 to R-11 - Heating Zone 1 (Heat Pump Heating System) | 0.49443 | 45 | 1.0355 | 0 | ResSHWX
Multi Family Weatherization - Insulate Floors - R-0 to R-19 - Heating Zone 1 (Heat Pump Heating System)Multi Family Weatherization - Insulate Floors - R-0 to R-19 - Heating Zone 1 (Heat Pump Heating System) | Multi Family Weatherization - Insulate Floors - R-0 to R-19 - Heating Zone 1 (Heat Pump Heating System) | Multi Family Weatherization - Insulate Floors - R-0 to R-19 - Heating Zone 1 (Heat Pump Heating System) | 0.13297 | 45 | 0.918 | 0 | ResSHWX
Multi Family Weatherization - Insulate Floors - R-0 to R-30 - Heating Zone 1 (Heat Pump Heating System)Multi Family Weatherization - Insulate Floors - R-0 to R-30 - Heating Zone 1 (Heat Pump Heating System) | Multi Family Weatherization - Insulate Floors - R-0 to R-30 - Heating Zone 1 (Heat Pump Heating System) | Multi Family Weatherization - Insulate Floors - R-0 to R-30 - Heating Zone 1 (Heat Pump Heating System) | 0.17122 | 45 | 0.98245 | 0 | ResSHWX
Multi Family Weatherization - Insulate Floors - R-19 to R-30 - Heating Zone 1 (Heat Pump Heating System)Multi Family Weatherization - Insulate Floors - R-19 to R-30 - Heating Zone 1 (Heat Pump Heating System) | Multi Family Weatherization - Insulate Floors - R-19 to R-30 - Heating Zone 1 (Heat Pump Heating System) | Multi Family Weatherization - Insulate Floors - R-19 to R-30 - Heating Zone 1 (Heat Pump Heating System) | 0.038256 | 45 | 0.64785 | 0 | ResSHWX
Multi Family Weatherization - Insulate Attic - R-0 to R-19 - Heating Zone 1 (Heat Pump Heating System)Multi Family Weatherization - Insulate Attic - R-0 to R-19 - Heating Zone 1 (Heat Pump Heating System) | Multi Family Weatherization - Insulate Attic - R-0 to R-19 - Heating Zone 1 (Heat Pump Heating System) | Multi Family Weatherization - Insulate Attic - R-0 to R-19 - Heating Zone 1 (Heat Pump Heating System) | 0.22296 | 45 | 0.54915 | 0 | ResSHWX
Multi Family Weatherization - Insulate Attic - R-0 to R-38 - Heating Zone 1 (Heat Pump Heating System)Multi Family Weatherization - Insulate Attic - R-0 to R-38 - Heating Zone 1 (Heat Pump Heating System) | Multi Family Weatherization - Insulate Attic - R-0 to R-38 - Heating Zone 1 (Heat Pump Heating System) | Multi Family Weatherization - Insulate Attic - R-0 to R-38 - Heating Zone 1 (Heat Pump Heating System) | 0.30408 | 45 | 0.73247 | 0 | ResSHWX
Multi Family Weatherization - Insulate Attic - R-0 to R-49 - Heating Zone 1 (Heat Pump Heating System)Multi Family Weatherization - Insulate Attic - R-0 to R-49 - Heating Zone 1 (Heat Pump Heating System) | Multi Family Weatherization - Insulate Attic - R-0 to R-49 - Heating Zone 1 (Heat Pump Heating System) | Multi Family Weatherization - Insulate Attic - R-0 to R-49 - Heating Zone 1 (Heat Pump Heating System) | 0.32282 | 45 | 0.83088 | 0 | ResSHWX
Multi Family Weatherization - Insulate Attic - R-30 to R-38 - Heating Zone 1 (Heat Pump Heating System)Multi Family Weatherization - Insulate Attic - R-30 to R-38 - Heating Zone 1 (Heat Pump Heating System) | Multi Family Weatherization - Insulate Attic - R-30 to R-38 - Heating Zone 1 (Heat Pump Heating System) | Multi Family Weatherization - Insulate Attic - R-30 to R-38 - Heating Zone 1 (Heat Pump Heating System) | 0.022184 | 45 | 0.24736 | 0 | ResSHWX
Multi Family Weatherization - Insulate Attic - R-30 to R-49 - Heating Zone 1 (Heat Pump Heating System)Multi Family Weatherization - Insulate Attic - R-30 to R-49 - Heating Zone 1 (Heat Pump Heating System) | Multi Family Weatherization - Insulate Attic - R-30 to R-49 - Heating Zone 1 (Heat Pump Heating System) | Multi Family Weatherization - Insulate Attic - R-30 to R-49 - Heating Zone 1 (Heat Pump Heating System) | 0.040931 | 45 | 0.58749 | 0 | ResSHWX
Multi Family Weatherization - Insulate Attic - R-38 to R-49 - Heating Zone 1 (Heat Pump Heating System)Multi Family Weatherization - Insulate Attic - R-38 to R-49 - Heating Zone 1 (Heat Pump Heating System) | Multi Family Weatherization - Insulate Attic - R-38 to R-49 - Heating Zone 1 (Heat Pump Heating System) | Multi Family Weatherization - Insulate Attic - R-38 to R-49 - Heating Zone 1 (Heat Pump Heating System) | 0.018748 | 45 | 0.34013 | 0 | ResSHWX
Multi Family Weatherization - Insulate Attic - R-19 to R-30 - Heating Zone 1 (Heat Pump Heating System)Multi Family Weatherization - Insulate Attic - R-19 to R-30 - Heating Zone 1 (Heat Pump Heating System) | Multi Family Weatherization - Insulate Attic - R-19 to R-30 - Heating Zone 1 (Heat Pump Heating System) | Multi Family Weatherization - Insulate Attic - R-19 to R-30 - Heating Zone 1 (Heat Pump Heating System) | 0.058931 | 45 | 0.47402 | 0 | ResSHWX
Multi Family Weatherization - Insulate Attic - R-19 to R-38 - Heating Zone 1 (Heat Pump Heating System)Multi Family Weatherization - Insulate Attic - R-19 to R-38 - Heating Zone 1 (Heat Pump Heating System) | Multi Family Weatherization - Insulate Attic - R-19 to R-38 - Heating Zone 1 (Heat Pump Heating System) | Multi Family Weatherization - Insulate Attic - R-19 to R-38 - Heating Zone 1 (Heat Pump Heating System) | 0.081115 | 45 | 0.55284 | 0 | ResSHWX
Multi Family Weatherization - Insulate Attic - R-19 to R-49 - Heating Zone 1 (Heat Pump Heating System)Multi Family Weatherization - Insulate Attic - R-19 to R-49 - Heating Zone 1 (Heat Pump Heating System) | Multi Family Weatherization - Insulate Attic - R-19 to R-49 - Heating Zone 1 (Heat Pump Heating System) | Multi Family Weatherization - Insulate Attic - R-19 to R-49 - Heating Zone 1 (Heat Pump Heating System) | 0.099863 | 45 | 0.65683 | 0 | ResSHWX
Windows - Single Pane to Class 22 - Heating Zone 1 (Heat Pump Heating System)Windows - Single Pane to Class 22 - Heating Zone 1 (Heat Pump Heating System) | Windows - Single Pane to Class 22 - Heating Zone 1 (Heat Pump Heating System) | Windows - Single Pane to Class 22 - Heating Zone 1 (Heat Pump Heating System) | 10.7857 | 45 | 23.2695 | 0 | ResSHWX
Windows - Double Pane to Class 22 - Heating Zone 1 (Heat Pump Heating System)Windows - Double Pane to Class 22 - Heating Zone 1 (Heat Pump Heating System) | Windows - Double Pane to Class 22 - Heating Zone 1 (Heat Pump Heating System) | Windows - Double Pane to Class 22 - Heating Zone 1 (Heat Pump Heating System) | 7.0974 | 45 | 23.2695 | 0 | ResSHWX
Windows - Single Pane to Class 30 - Heating Zone 1 (Heat Pump Heating System)Windows - Single Pane to Class 30 - Heating Zone 1 (Heat Pump Heating System) | Windows - Single Pane to Class 30 - Heating Zone 1 (Heat Pump Heating System) | Windows - Single Pane to Class 30 - Heating Zone 1 (Heat Pump Heating System) | 9.987 | 45 | 17.8101 | 0 | ResSHWX
Windows - Double Pane to Class 30 - Heating Zone 1 (Heat Pump Heating System)Windows - Double Pane to Class 30 - Heating Zone 1 (Heat Pump Heating System) | Windows - Double Pane to Class 30 - Heating Zone 1 (Heat Pump Heating System) | Windows - Double Pane to Class 30 - Heating Zone 1 (Heat Pump Heating System) | 6.2987 | 45 | 17.8101 | 0 | ResSHWX
Windows - Class 35 to Class 30 - Heating Zone 1 (Heat Pump Heating System)Windows - Class 35 to Class 30 - Heating Zone 1 (Heat Pump Heating System) | Windows - Class 35 to Class 30 - Heating Zone 1 (Heat Pump Heating System) | Windows - Class 35 to Class 30 - Heating Zone 1 (Heat Pump Heating System) | 0.51885 | 45 | 1.829 | 0 | ResSHWX
Windows - Class 35 to Class 22 - Heating Zone 1 (Heat Pump Heating System)Windows - Class 35 to Class 22 - Heating Zone 1 (Heat Pump Heating System) | Windows - Class 35 to Class 22 - Heating Zone 1 (Heat Pump Heating System) | Windows - Class 35 to Class 22 - Heating Zone 1 (Heat Pump Heating System) | 1.3176 | 45 | 7.2884 | 0 | ResSHWX
Multi Family Weatherization - Insulate Walls - R-0 to R-11 - Heating Zone 2 (Heat Pump Heating System)Multi Family Weatherization - Insulate Walls - R-0 to R-11 - Heating Zone 2 (Heat Pump Heating System) | Multi Family Weatherization - Insulate Walls - R-0 to R-11 - Heating Zone 2 (Heat Pump Heating System) | Multi Family Weatherization - Insulate Walls - R-0 to R-11 - Heating Zone 2 (Heat Pump Heating System) | 0.83522 | 45 | 1.0355 | 0 | ResSHWX
Multi Family Weatherization - Insulate Floors - R-0 to R-19 - Heating Zone 2 (Heat Pump Heating System)Multi Family Weatherization - Insulate Floors - R-0 to R-19 - Heating Zone 2 (Heat Pump Heating System) | Multi Family Weatherization - Insulate Floors - R-0 to R-19 - Heating Zone 2 (Heat Pump Heating System) | Multi Family Weatherization - Insulate Floors - R-0 to R-19 - Heating Zone 2 (Heat Pump Heating System) | 0.21307 | 45 | 0.918 | 0 | ResSHWX
Multi Family Weatherization - Insulate Floors - R-0 to R-30 - Heating Zone 2 (Heat Pump Heating System)Multi Family Weatherization - Insulate Floors - R-0 to R-30 - Heating Zone 2 (Heat Pump Heating System) | Multi Family Weatherization - Insulate Floors - R-0 to R-30 - Heating Zone 2 (Heat Pump Heating System) | Multi Family Weatherization - Insulate Floors - R-0 to R-30 - Heating Zone 2 (Heat Pump Heating System) | 0.27637 | 45 | 0.98245 | 0 | ResSHWX
Multi Family Weatherization - Insulate Floors - R-19 to R-30 - Heating Zone 2 (Heat Pump Heating System)Multi Family Weatherization - Insulate Floors - R-19 to R-30 - Heating Zone 2 (Heat Pump Heating System) | Multi Family Weatherization - Insulate Floors - R-19 to R-30 - Heating Zone 2 (Heat Pump Heating System) | Multi Family Weatherization - Insulate Floors - R-19 to R-30 - Heating Zone 2 (Heat Pump Heating System) | 0.063301 | 45 | 0.64785 | 0 | ResSHWX
Multi Family Weatherization - Insulate Attic - R-0 to R-19 - Heating Zone 2 (Heat Pump Heating System)Multi Family Weatherization - Insulate Attic - R-0 to R-19 - Heating Zone 2 (Heat Pump Heating System) | Multi Family Weatherization - Insulate Attic - R-0 to R-19 - Heating Zone 2 (Heat Pump Heating System) | Multi Family Weatherization - Insulate Attic - R-0 to R-19 - Heating Zone 2 (Heat Pump Heating System) | 0.27221 | 45 | 0.54915 | 0 | ResSHWX
Multi Family Weatherization - Insulate Attic - R-0 to R-38 - Heating Zone 2 (Heat Pump Heating System)Multi Family Weatherization - Insulate Attic - R-0 to R-38 - Heating Zone 2 (Heat Pump Heating System) | Multi Family Weatherization - Insulate Attic - R-0 to R-38 - Heating Zone 2 (Heat Pump Heating System) | Multi Family Weatherization - Insulate Attic - R-0 to R-38 - Heating Zone 2 (Heat Pump Heating System) | 0.37223 | 45 | 0.73247 | 0 | ResSHWX
Multi Family Weatherization - Insulate Attic - R-0 to R-49 - Heating Zone 2 (Heat Pump Heating System)Multi Family Weatherization - Insulate Attic - R-0 to R-49 - Heating Zone 2 (Heat Pump Heating System) | Multi Family Weatherization - Insulate Attic - R-0 to R-49 - Heating Zone 2 (Heat Pump Heating System) | Multi Family Weatherization - Insulate Attic - R-0 to R-49 - Heating Zone 2 (Heat Pump Heating System) | 0.39553 | 45 | 0.83088 | 0 | ResSHWX
Multi Family Weatherization - Insulate Attic - R-30 to R-38 - Heating Zone 2 (Heat Pump Heating System)Multi Family Weatherization - Insulate Attic - R-30 to R-38 - Heating Zone 2 (Heat Pump Heating System) | Multi Family Weatherization - Insulate Attic - R-30 to R-38 - Heating Zone 2 (Heat Pump Heating System) | Multi Family Weatherization - Insulate Attic - R-30 to R-38 - Heating Zone 2 (Heat Pump Heating System) | 0.027552 | 45 | 0.24736 | 0 | ResSHWX
Multi Family Weatherization - Insulate Attic - R-30 to R-49 - Heating Zone 2 (Heat Pump Heating System)Multi Family Weatherization - Insulate Attic - R-30 to R-49 - Heating Zone 2 (Heat Pump Heating System) | Multi Family Weatherization - Insulate Attic - R-30 to R-49 - Heating Zone 2 (Heat Pump Heating System) | Multi Family Weatherization - Insulate Attic - R-30 to R-49 - Heating Zone 2 (Heat Pump Heating System) | 0.050854 | 45 | 0.58749 | 0 | ResSHWX
Multi Family Weatherization - Insulate Attic - R-38 to R-49 - Heating Zone 2 (Heat Pump Heating System)Multi Family Weatherization - Insulate Attic - R-38 to R-49 - Heating Zone 2 (Heat Pump Heating System) | Multi Family Weatherization - Insulate Attic - R-38 to R-49 - Heating Zone 2 (Heat Pump Heating System) | Multi Family Weatherization - Insulate Attic - R-38 to R-49 - Heating Zone 2 (Heat Pump Heating System) | 0.023302 | 45 | 0.34013 | 0 | ResSHWX
Multi Family Weatherization - Insulate Attic - R-19 to R-30 - Heating Zone 2 (Heat Pump Heating System)Multi Family Weatherization - Insulate Attic - R-19 to R-30 - Heating Zone 2 (Heat Pump Heating System) | Multi Family Weatherization - Insulate Attic - R-19 to R-30 - Heating Zone 2 (Heat Pump Heating System) | Multi Family Weatherization - Insulate Attic - R-19 to R-30 - Heating Zone 2 (Heat Pump Heating System) | 0.072461 | 45 | 0.47402 | 0 | ResSHWX
Multi Family Weatherization - Insulate Attic - R-19 to R-38 - Heating Zone 2 (Heat Pump Heating System)Multi Family Weatherization - Insulate Attic - R-19 to R-38 - Heating Zone 2 (Heat Pump Heating System) | Multi Family Weatherization - Insulate Attic - R-19 to R-38 - Heating Zone 2 (Heat Pump Heating System) | Multi Family Weatherization - Insulate Attic - R-19 to R-38 - Heating Zone 2 (Heat Pump Heating System) | 0.10001 | 45 | 0.55284 | 0 | ResSHWX
Multi Family Weatherization - Insulate Attic - R-19 to R-49 - Heating Zone 2 (Heat Pump Heating System)Multi Family Weatherization - Insulate Attic - R-19 to R-49 - Heating Zone 2 (Heat Pump Heating System) | Multi Family Weatherization - Insulate Attic - R-19 to R-49 - Heating Zone 2 (Heat Pump Heating System) | Multi Family Weatherization - Insulate Attic - R-19 to R-49 - Heating Zone 2 (Heat Pump Heating System) | 0.12332 | 45 | 0.65683 | 0 | ResSHWX
Windows - Single Pane to Class 22 - Heating Zone 2 (Heat Pump Heating System)Windows - Single Pane to Class 22 - Heating Zone 2 (Heat Pump Heating System) | Windows - Single Pane to Class 22 - Heating Zone 2 (Heat Pump Heating System) | Windows - Single Pane to Class 22 - Heating Zone 2 (Heat Pump Heating System) | 18.4451 | 45 | 23.2695 | 0 | ResSHWX
Windows - Double Pane to Class 22 - Heating Zone 2 (Heat Pump Heating System)Windows - Double Pane to Class 22 - Heating Zone 2 (Heat Pump Heating System) | Windows - Double Pane to Class 22 - Heating Zone 2 (Heat Pump Heating System) | Windows - Double Pane to Class 22 - Heating Zone 2 (Heat Pump Heating System) | 11.6039 | 45 | 23.2695 | 0 | ResSHWX
Windows - Single Pane to Class 30 - Heating Zone 2 (Heat Pump Heating System)Windows - Single Pane to Class 30 - Heating Zone 2 (Heat Pump Heating System) | Windows - Single Pane to Class 30 - Heating Zone 2 (Heat Pump Heating System) | Windows - Single Pane to Class 30 - Heating Zone 2 (Heat Pump Heating System) | 17.1253 | 45 | 17.8101 | 0 | ResSHWX
Windows - Double Pane to Class 30 - Heating Zone 2 (Heat Pump Heating System)Windows - Double Pane to Class 30 - Heating Zone 2 (Heat Pump Heating System) | Windows - Double Pane to Class 30 - Heating Zone 2 (Heat Pump Heating System) | Windows - Double Pane to Class 30 - Heating Zone 2 (Heat Pump Heating System) | 10.2841 | 45 | 17.8101 | 0 | ResSHWX
Windows - Class 35 to Class 30 - Heating Zone 2 (Heat Pump Heating System)Windows - Class 35 to Class 30 - Heating Zone 2 (Heat Pump Heating System) | Windows - Class 35 to Class 30 - Heating Zone 2 (Heat Pump Heating System) | Windows - Class 35 to Class 30 - Heating Zone 2 (Heat Pump Heating System) | 0.86362 | 45 | 1.829 | 0 | ResSHWX
Windows - Class 35 to Class 22 - Heating Zone 2 (Heat Pump Heating System)Windows - Class 35 to Class 22 - Heating Zone 2 (Heat Pump Heating System) | Windows - Class 35 to Class 22 - Heating Zone 2 (Heat Pump Heating System) | Windows - Class 35 to Class 22 - Heating Zone 2 (Heat Pump Heating System) | 2.1834 | 45 | 7.2884 | 0 | ResSHWX
Multi Family Weatherization - Insulate Walls - R-0 to R-11 - Heating Zone 3 (Heat Pump Heating System)Multi Family Weatherization - Insulate Walls - R-0 to R-11 - Heating Zone 3 (Heat Pump Heating System) | Multi Family Weatherization - Insulate Walls - R-0 to R-11 - Heating Zone 3 (Heat Pump Heating System) | Multi Family Weatherization - Insulate Walls - R-0 to R-11 - Heating Zone 3 (Heat Pump Heating System) | 1.1891 | 45 | 1.0355 | 0 | ResSHWX
Multi Family Weatherization - Insulate Floors - R-0 to R-19 - Heating Zone 3 (Heat Pump Heating System)Multi Family Weatherization - Insulate Floors - R-0 to R-19 - Heating Zone 3 (Heat Pump Heating System) | Multi Family Weatherization - Insulate Floors - R-0 to R-19 - Heating Zone 3 (Heat Pump Heating System) | Multi Family Weatherization - Insulate Floors - R-0 to R-19 - Heating Zone 3 (Heat Pump Heating System) | 0.2825 | 45 | 0.918 | 0 | ResSHWX
Multi Family Weatherization - Insulate Floors - R-0 to R-30 - Heating Zone 3 (Heat Pump Heating System)Multi Family Weatherization - Insulate Floors - R-0 to R-30 - Heating Zone 3 (Heat Pump Heating System) | Multi Family Weatherization - Insulate Floors - R-0 to R-30 - Heating Zone 3 (Heat Pump Heating System) | Multi Family Weatherization - Insulate Floors - R-0 to R-30 - Heating Zone 3 (Heat Pump Heating System) | 0.36611 | 45 | 0.98245 | 0 | ResSHWX
Multi Family Weatherization - Insulate Floors - R-19 to R-30 - Heating Zone 3 (Heat Pump Heating System)Multi Family Weatherization - Insulate Floors - R-19 to R-30 - Heating Zone 3 (Heat Pump Heating System) | Multi Family Weatherization - Insulate Floors - R-19 to R-30 - Heating Zone 3 (Heat Pump Heating System) | Multi Family Weatherization - Insulate Floors - R-19 to R-30 - Heating Zone 3 (Heat Pump Heating System) | 0.08361 | 45 | 0.64785 | 0 | ResSHWX
Multi Family Weatherization - Insulate Attic - R-0 to R-19 - Heating Zone 3 (Heat Pump Heating System)Multi Family Weatherization - Insulate Attic - R-0 to R-19 - Heating Zone 3 (Heat Pump Heating System) | Multi Family Weatherization - Insulate Attic - R-0 to R-19 - Heating Zone 3 (Heat Pump Heating System) | Multi Family Weatherization - Insulate Attic - R-0 to R-19 - Heating Zone 3 (Heat Pump Heating System) | 0.30589 | 45 | 0.54915 | 0 | ResSHWX
Multi Family Weatherization - Insulate Attic - R-0 to R-38 - Heating Zone 3 (Heat Pump Heating System)Multi Family Weatherization - Insulate Attic - R-0 to R-38 - Heating Zone 3 (Heat Pump Heating System) | Multi Family Weatherization - Insulate Attic - R-0 to R-38 - Heating Zone 3 (Heat Pump Heating System) | Multi Family Weatherization - Insulate Attic - R-0 to R-38 - Heating Zone 3 (Heat Pump Heating System) | 0.41966 | 45 | 0.73247 | 0 | ResSHWX
Multi Family Weatherization - Insulate Attic - R-0 to R-49 - Heating Zone 3 (Heat Pump Heating System)Multi Family Weatherization - Insulate Attic - R-0 to R-49 - Heating Zone 3 (Heat Pump Heating System) | Multi Family Weatherization - Insulate Attic - R-0 to R-49 - Heating Zone 3 (Heat Pump Heating System) | Multi Family Weatherization - Insulate Attic - R-0 to R-49 - Heating Zone 3 (Heat Pump Heating System) | 0.44603 | 45 | 0.83088 | 0 | ResSHWX
Multi Family Weatherization - Insulate Attic - R-30 to R-38 - Heating Zone 3 (Heat Pump Heating System)Multi Family Weatherization - Insulate Attic - R-30 to R-38 - Heating Zone 3 (Heat Pump Heating System) | Multi Family Weatherization - Insulate Attic - R-30 to R-38 - Heating Zone 3 (Heat Pump Heating System) | Multi Family Weatherization - Insulate Attic - R-30 to R-38 - Heating Zone 3 (Heat Pump Heating System) | 0.031378 | 45 | 0.24736 | 0 | ResSHWX
Multi Family Weatherization - Insulate Attic - R-30 to R-49 - Heating Zone 3 (Heat Pump Heating System)Multi Family Weatherization - Insulate Attic - R-30 to R-49 - Heating Zone 3 (Heat Pump Heating System) | Multi Family Weatherization - Insulate Attic - R-30 to R-49 - Heating Zone 3 (Heat Pump Heating System) | Multi Family Weatherization - Insulate Attic - R-30 to R-49 - Heating Zone 3 (Heat Pump Heating System) | 0.057754 | 45 | 0.58749 | 0 | ResSHWX
Multi Family Weatherization - Insulate Attic - R-38 to R-49 - Heating Zone 3 (Heat Pump Heating System)Multi Family Weatherization - Insulate Attic - R-38 to R-49 - Heating Zone 3 (Heat Pump Heating System) | Multi Family Weatherization - Insulate Attic - R-38 to R-49 - Heating Zone 3 (Heat Pump Heating System) | Multi Family Weatherization - Insulate Attic - R-38 to R-49 - Heating Zone 3 (Heat Pump Heating System) | 0.026376 | 45 | 0.34013 | 0 | ResSHWX
Multi Family Weatherization - Insulate Attic - R-19 to R-30 - Heating Zone 3 (Heat Pump Heating System)Multi Family Weatherization - Insulate Attic - R-19 to R-30 - Heating Zone 3 (Heat Pump Heating System) | Multi Family Weatherization - Insulate Attic - R-19 to R-30 - Heating Zone 3 (Heat Pump Heating System) | Multi Family Weatherization - Insulate Attic - R-19 to R-30 - Heating Zone 3 (Heat Pump Heating System) | 0.082383 | 45 | 0.47402 | 0 | ResSHWX
Multi Family Weatherization - Insulate Attic - R-19 to R-38 - Heating Zone 3 (Heat Pump Heating System)Multi Family Weatherization - Insulate Attic - R-19 to R-38 - Heating Zone 3 (Heat Pump Heating System) | Multi Family Weatherization - Insulate Attic - R-19 to R-38 - Heating Zone 3 (Heat Pump Heating System) | Multi Family Weatherization - Insulate Attic - R-19 to R-38 - Heating Zone 3 (Heat Pump Heating System) | 0.11376 | 45 | 0.55284 | 0 | ResSHWX
Multi Family Weatherization - Insulate Attic - R-19 to R-49 - Heating Zone 3 (Heat Pump Heating System)Multi Family Weatherization - Insulate Attic - R-19 to R-49 - Heating Zone 3 (Heat Pump Heating System) | Multi Family Weatherization - Insulate Attic - R-19 to R-49 - Heating Zone 3 (Heat Pump Heating System) | Multi Family Weatherization - Insulate Attic - R-19 to R-49 - Heating Zone 3 (Heat Pump Heating System) | 0.14014 | 45 | 0.65683 | 0 | ResSHWX
Windows - Single Pane to Class 22 - Heating Zone 3 (Heat Pump Heating System)Windows - Single Pane to Class 22 - Heating Zone 3 (Heat Pump Heating System) | Windows - Single Pane to Class 22 - Heating Zone 3 (Heat Pump Heating System) | Windows - Single Pane to Class 22 - Heating Zone 3 (Heat Pump Heating System) | 26.6689 | 45 | 23.2695 | 0 | ResSHWX
Windows - Double Pane to Class 22 - Heating Zone 3 (Heat Pump Heating System)Windows - Double Pane to Class 22 - Heating Zone 3 (Heat Pump Heating System) | Windows - Double Pane to Class 22 - Heating Zone 3 (Heat Pump Heating System) | Windows - Double Pane to Class 22 - Heating Zone 3 (Heat Pump Heating System) | 16.8958 | 45 | 23.2695 | 0 | ResSHWX
Windows - Single Pane to Class 30 - Heating Zone 3 (Heat Pump Heating System)Windows - Single Pane to Class 30 - Heating Zone 3 (Heat Pump Heating System) | Windows - Single Pane to Class 30 - Heating Zone 3 (Heat Pump Heating System) | Windows - Single Pane to Class 30 - Heating Zone 3 (Heat Pump Heating System) | 24.8039 | 45 | 17.8101 | 0 | ResSHWX
Windows - Double Pane to Class 30 - Heating Zone 3 (Heat Pump Heating System)Windows - Double Pane to Class 30 - Heating Zone 3 (Heat Pump Heating System) | Windows - Double Pane to Class 30 - Heating Zone 3 (Heat Pump Heating System) | Windows - Double Pane to Class 30 - Heating Zone 3 (Heat Pump Heating System) | 15.0308 | 45 | 17.8101 | 0 | ResSHWX
Windows - Class 35 to Class 30 - Heating Zone 3 (Heat Pump Heating System)Windows - Class 35 to Class 30 - Heating Zone 3 (Heat Pump Heating System) | Windows - Class 35 to Class 30 - Heating Zone 3 (Heat Pump Heating System) | Windows - Class 35 to Class 30 - Heating Zone 3 (Heat Pump Heating System) | 1.2226 | 45 | 1.829 | 0 | ResSHWX
Windows - Class 35 to Class 22 - Heating Zone 3 (Heat Pump Heating System)Windows - Class 35 to Class 22 - Heating Zone 3 (Heat Pump Heating System) | Windows - Class 35 to Class 22 - Heating Zone 3 (Heat Pump Heating System) | Windows - Class 35 to Class 22 - Heating Zone 3 (Heat Pump Heating System) | 3.0876 | 45 | 7.2884 | 0 | ResSHWX
Note on J6: :ProCost Perioodic replacement costs and savinsg of the measure. These are costs and savings that occur periodicially, but at different periods than annually. Can be positive or negative. Periodic replacement costs for both the measure and the baseline measure should be included if applicable. ProCost can analysze these costs in two ways dependent on the 'Repeat Periodic Replacemetn' switch in the ProData page. When set to 'On', ProCost repeats replacement costs for multiple times over the life of a measure depending on the input period and measure life. For example fluorescent lamps may have a 4-year replacement cycle that repeats 3 times in a 15-year measure life. When set to 'Off', ProCost reads the period as the year after installation that the replacement cost occurs and does not subsequently reinstall or repeat the replacement costs. For example a compressor may be replaced only once in the life of a heat-pump system. Example: A new fluorescent lighting systems may have a measure life of 15 years, and a lamp life of five years. Two lamps lamps per fixture must be replaced at years 6 and 11. Lamp and labor costs, expressed as positive costs, are entered as a cost and the period would be enetered as 5. The baseline measure may have a four year lamp life and would have required a three-lamp replacement at years 5, 9 and 13. Lamp and labor replacement costs would be entered as annual savings in dollars with a 4-year period. ProCost determines the net present value of the two cost streams.
Note on P6: :ProCost If the measure has gas savings for incfreases, enter the annual savings and shape of the savings here. Example: Clothes washer saves electric motor and dryer energy and gas water heat.
Note on B7: :Procost Category for the measure. Individual measures can be grouped into categories. Procost output is reported by measure and by category. All measures must belong to at least one category. Category name can be the same as measure name. Example: Measures can be combined into one category if they have components with different load shapes or measure lives. On wash machines there may be one load shape for the electric motor savings component, a second load shape for the electric water heat savings component and a third shape for electric dryer savings component.
Note on C7: :ProCost Name of Measure. User-defined. For PTR measures, defined naming conventions apply.
Note on D7: :ProCost Annual electric savings for the measure in kWh at the site. May be positive, negative or zero. Savings are incremental to the baseline alternative.
Note on E7: :ProCost Physical life of the measure in years. Must be >=1.
Note on F7: :ProCost Initial cost to install the measure in dollars. Costs are incremental to the baseline alternative. Dollars must be denominated in the same year as 'Input Cost Reference Year' input on the ProData page.
Note on G7: :ProCost Annaul opperations and maintenace cost for the measure in dollars. Must be incremental cost over the baseline alternative. May be positive, negative or zero. Dollars must be denominated in the same year as 'Input Cost Reference Year' input on the ProData page. O&M costs are enetered as positive values. Negative values represent O&M savings compared to the baseline alternative. Example: Annualized maintenace cost for a heat pump heating system compared to a baseline electric resistance heating system.
Note on H7: :ProCost Name of the pointer to the shape of the savings. The shapes represent the daily and monthly shape of the savings in four time segments for each month of the year. Shape of the savings is relative to the baseline alternative. These shaps are in the MC_AND_Loadshape file.
Note on I7: :ProCost Annual value of any non-energy benefits of the measure, relative to the baseline alternative. Expressed in dollars per year and denominated in dollars of the 'Cost Reference Year'. Positive value represents dollar savings. Negative value represents dollar cost. Example: Water, detergent and sewer savings from efficient clothes washer.
Note on J7: : Cost in dollars that is incurred for Period 1. Positive value if cost. Negative value if savings. Dollars must be denominated in the same year as 'Input Cost Reference Year' input on the ProData page.
Note on K7: :ProCost Duration of Period1. The time at which Period 1 costs, or savings, occur. In years.
Note on L7: : Cost in dollars that is incurred for Period 2 Positive value if cost. Negative value if savings. Dollars must be denominated in the same year as 'Input Cost Reference Year' input on the ProData page.
Note on M7: :ProCost Duration of Period 2. The time at which Period 2 costs, or savings, occur. In years.
Note on N7: : Cost in dollars that is incurred for Period 3. Positive value if cost. Negative value if savings. Dollars must be denominated in the same year as 'Input Cost Reference Year' input on the ProData page.
Note on O7: :ProCost Duration of Period 3. The time at which Period 3 costs, or savings, occur. In years.
Note on P7: : Annual gas savings, or increases, in therms.
Note on Q7: :ProCost Name of the pointer to the shape of the savings. The shapes represent the daily and monthly shape of the savings in four time segments for each month of the year. Shape of the savings is relative to the baseline alternative. These shaps are in the MC_AND_Loadshape file.

## Attic
Mfshell_atticceiling Table from RBSA
siteid | component_it | atticceil_it | AtticInsLvl | AtticInsCond | AtticArea | AtticEstImprovement | AtticInsType | u_ceil | # floors | LowRiseWght
128 | ceiling_1 | 1 | R31-R40 | 1 | 3975 | 30 | Blown FB | 0.025 | 1-3 stories | 443.8025 | Sum of LowRiseWght | Column Labels
128 | ceiling_2 | 2 | R31-R40 | 1 | 795 | 30 | Blown FB | 0.025 | 1-3 stories | 443.8025 | Row Labels | 0 | 6 | 10 | 12 | 13 | 15 | 19 | 20 | 30 | 35 | 38 | 40 | 49 | 50 | (blank) | 21 | Grand Total
10137 | ceiling_1 | 1 | R21-25 | 0.9 | 6460 | 38 | Batt Fiberglass | 0.09 | 1-3 stories | 300.269 | R11-R15 | 91.2695 |  |  | 1823.2887 |  | 343.4565 |  | 471.5402 | 206.0739 |  |  |  |  | 538.9031 | 471.5402 |  | 3946.0721
10238 | ceiling_1 | 1 | R16-R20 | 1 | 8658 | 19 | Batt Fiberglass | 0.05 | 1-3 stories | 160.1434 | R16-R20 | 226.8924 | 85.8641 | 136.9043 | 538.9031 |  | 225.6317 | 160.1434 | 2020.033 | 40.5642 |  | 78.231 |  | 600.538 |  | 2387.9013 |  | 6501.6065
10260 | ceiling_1 | 1 | R21-25 | 0.9 | 2000 | 0 | Batt Fiberglass | 0.09 | 1-3 stories | 480.4304 | R21-25 | 652.0126 |  | 747.3361 |  | 0 |  |  | 943.0804 | 85.8641 |  | 300.269 | 0 | 36.5078 |  | 415.4139 | 1561.3987 | 4741.8827
10400 | ceiling_1 | 1 | R0-R10 | 0.9 | 17064 |  |  | 0.15 | 1-3 stories | 34.3457 | R0-R10 | [5 empty] | 343.4565 |  |  | 273.8086 | 0 | 28.0829 |  |  | 1800.7717 | 3898.1677 |  | 6344.2874
10480 | ceiling_1 | 1 | R41-R50 | 0.9 | 3650 |  | Blown FB | 0.07 | 1-3 stories | 400.3586 | Grand Total | 970.1745 | 85.8641 | 884.2404 | 2362.1918 | 0 | 912.5447 | 160.1434 | 3434.6536 | 606.3108 | 0 | 406.5829 | 0 | 637.0458 | 2339.6748 | 7173.0231 | 1561.3987 | 21533.8486
10495 | ceiling_1 | 1 | R11-R15 | 0.9 | 4849 | 30 | Blown FB | 0.11 | 1-3 stories | 206.0739
10587 | ceiling_1 | 1 | R0-R10 | 0.9 | 4758 |  |  | 0.15 | 1-3 stories | 266.9058
10614 | ceiling_1 | 1 | R31-R40 | 0.9 | 16019 | 30 | Blown FB | 0.075 | 4-6 stories |  |  | R19 max | R38max | R49max
10805 | ceiling_1 | 1 | R31-R40 | 0.9 | 3531 | 19 | Blown Cellulose | 0.075 | 1-3 stories | 686.329 | R0 | 5.414% | 4.758% | 28.38%
10862 | ceiling_1 | 1 | R21-25 | 0.5 | 4543 | 30 | Blown Rock Wool | 0.245 | 1-3 stories | 85.8641 |  | R30 max | R38max | R49max
10871 | ceiling_1 | 1 | R16-R20 | 1 | 10700 | 0 | Batt Fiberglass | 0.05 | 1-3 stories | 200.1793 | R19 | 22.23% | 3.431% | 50.4%
10901 | ceiling_1 | 1 | R0-R10 | 0.9 | 6950 | 50 | Blown Cellulose | 0.15 | 1-3 stories | 228.971
10910 | ceiling_1 | 1 | R16-R20 | 1 | 7190 | 15 | Blown FB | 0.05 | 1-3 stories | 206.0739
10996 | ceiling_1 | 1 | R31-R40 | 0.9 | 7100 |  |  | 0.075 | 1-3 stories | 112.1066
11005 | ceiling_1 | 1 | R0-R10 | 0.9 | 1552 |  |  | 0.15 | 1-3 stories
11263 | ceiling_1 | 1 | R11-R15 | 1 | 2520 | 15 | Blown Cellulose | 0.07 | 1-3 stories | 343.4565
11290 | ceiling_1 | 1 | R0-R10 | 0.9 | 7176 |  |  | 0.15 | 1-3 stories
11413 | ceiling_1 | 1 | R26-R30 | 0.9 | 11595 | 0 | Batt Fiberglass | 0.08 | 4-6 stories
11413 | ceiling_2 | 2 | R31-R40 | 0.9 | 12682 | 0 | Batt Fiberglass | 0.075 | 4-6 stories
11537 | ceiling_1 | 1 | R0-R10 | 0.9 | 3072 |  |  | 0.15 | 1-3 stories | 149.4755
11598 | ceiling_1 | 1 | R26-R30 | 1 | 4008 |  | Batt Fiberglass | 0.035 | 1-3 stories | 400.3586
11879 | ceiling_1 | 1 | R21-25 | 0.9 | 4600 | 21 | Blown FB | 0.09 | 1-3 stories | 600.538
11887 | ceiling_1 | 1 | R16-R20 | 0.9 | 40240 |  | Batt Fiberglass | 0.095 | 1-3 stories | 53.3812
11930 | ceiling_1 | 1 | R16-R20 | 0.5 | 3667 | 49 | Blown Cellulose | 0.25 | 1-3 stories | 600.538
11949 | ceiling_1 | 1 | R16-R20 | 0.9 | 22361 |  | Blown Cellulose | 0.095 | 4-6 stories
12167 | ceiling_1 | 1 | R26-R30 | 0.9 | 3180 | 30 | Batt Fiberglass | 0.08 | 1-3 stories | 400.3586
12405 | ceiling_1 | 1 | R16-R20 | 0.9 | 6140 |  | Batt Fiberglass | 0.095 | 1-3 stories | 165.6656
12511 | ceiling_1 | 1 | R0-R10 | 0.9 | 12235 |  |  | 0.15 | 4-6 stories
12651 | ceiling_1 | 1 | R50+ | 0.9 | 5366 | 0 | Blown Cellulose | 0.07 | 1-3 stories | 266.9058
12783 | ceiling_1 | 1 | R31-R40 | 1 | 6867 | 0 | Batt Fiberglass | 0.025 | 4-6 stories
12932 | ceiling_1 | 1 | R0-R10 | 0.9 | 6223 | 35 | Batt Fiberglass | 0.15 | 4-6 stories
12986 | ceiling_1 | 1 | R31-R40 | 1 | 27437 | 0 | Batt Fiberglass | 0.025 | 4-6 stories
13048 | ceiling_1 | 1 | R41-R50 | 1 | 4230 | 0 | Batt Fiberglass | 0.02 | 1-3 stories | 266.9058
13054 | ceiling_1 | 1 | R31-R40 | 1 | 3575 |  | Blown Cellulose | 0.025 | 1-3 stories | 149.4755
13062 | ceiling_1 | 1 | R16-R20 | 0.9 | 2792 |  |  | 0.095 | 1-3 stories | 400.3586
13202 | ceiling_1 | 1 | R21-25 | 1 | 4200 | 10 | Blown Cellulose | 0.045 | 1-3 stories | 480.4304
13218 | ceiling_1 | 1 | R26-R30 | 0.75 | 7256 | 49 | Mixed | 0.145 | 1-3 stories | 128.7962
13268 | ceiling_1 | 1 | R26-R30 | 0.9 | 2709 |  | Blown FB | 0.08 | 1-3 stories | 171.7283
13321 | ceiling_1 | 1 | R21-25 | 0.9 | 3816 | 10 | Blown Cellulose | 0.09 | 1-3 stories | 266.9058
13360 | ceiling_1 | 1 | R31-R40 | 1 | 3584 | 0 | Batt Fiberglass | 0.025 | 1-3 stories | 343.1645
13384 | ceiling_1 | 1 | R21-25 | 0.5 | 1982 |  | Batt Fiberglass | 0.245 | 1-3 stories | 343.4565
13628 | ceiling_1 | 1 | R0-R10 | 0.9 | 2128 | 15 |  | 0.15 | 1-3 stories | 343.4565
13694 | ceiling_1 | 1 | R16-R20 | 1 | 4905 | 20 | Batt Fiberglass | 0.05 | 1-3 stories | 266.9058
13712 | ceiling_1 | 1 | R0-R10 | 0.9 | 2800 | 30 |  | 0.15 | 1-3 stories | 136.9043
13899 | ceiling_1 | 1 | R26-R30 | 0.9 | 7744 | 0 | Blown FB | 0.08 | 1-3 stories | 42.1244
14014 | ceiling_1 | 1 | R26-R30 | 1 | 8280 | 8 | Batt Fiberglass | 0.035 | 1-3 stories | 85.8641
14020 | ceiling_1 | 1 | R26-R30 | 0.75 | 2510 | 20 | Blown FB | 0.145 | 1-3 stories | 171.7283
14240 | ceiling_1 | 1 | R31-R40 | 1 | 3999 |  | Blown FB | 0.025 | 1-3 stories
14258 | ceiling_1 | 1 | R31-R40 | 1 | 4350 | 0 | Blown Cellulose | 0.025 | 1-3 stories | 436.7549
14259 | ceiling_1 | 1 | R31-R40 | 0.9 | 9850 | 20 | Batt Fiberglass | 0.075 | 4-6 stories
14259 | ceiling_2 | 2 | R31-R40 | 1 | 23198 |  | Batt Fiberglass | 0.025 | 4-6 stories
14346 | ceiling_1 | 1 | R21-25 | 1 | 7000 | 0 | Batt Fiberglass | 0.045 | 1-3 stories | 171.5823
14507 | ceiling_1 | 1 | R26-R30 | 0.75 | 2631 | 49 | Mixed | 0.145 | 1-3 stories | 412.1478
14613 | ceiling_1 | 1 | R41-R50 | 1 | 5354 | 0 | Batt Fiberglass | 0.02 | 1-3 stories | 99.6503
14614 | ceiling_1 | 1 | R41-R50 | 0.9 | 4386 | 0 | Mixed | 0.07 | 1-3 stories | 320.2869
20119 | ceiling_1 | 1 | R31-R40 | 0.9 | 17239 |  | Blown Rock Wool | 0.075 | 1-3 stories | 116.0714
20165 | ceiling_1 | 1 | R31-R40 | 0.9 | 3382 |  |  | 0.075 | 1-3 stories | 628.7203
20193 | ceiling_1 | 1 | R11-R15 | 0.25 | 6048 | 50 | Blown Rock Wool | 0.33 | 1-3 stories | 538.9031
20566 | ceiling_1 | 1 | R11-R15 | 1 | 3623 | 12 | Blown Cellulose | 0.07 | 1-3 stories | 754.4643
20581 | ceiling_1 | 1 | R0-R10 | 0.9 | 2943 |  |  | 0.15 | 1-3 stories | 1257.4406
20705 | ceiling_1 | 1 | R16-R20 | 0.9 | 5540 |  | Batt Fiberglass | 0.095 | 1-3 stories | 1257.4406
20803 | ceiling_1 | 1 | R31-R40 | 1 | 2825 |  | Blown Cellulose | 0.025 | 1-3 stories | 838.2937
21346 | ceiling_1 | 1 | R31-R40 | 0.9 | 5000 | 20 | Mixed | 0.075 | 1-3 stories
21424 | ceiling_1 | 1 | R0-R10 | 0.9 | 7180 |  | Blown Cellulose | 0.15 | 1-3 stories
21488 | ceiling_1 | 1 | R21-25 | 0.9 | 2924 | 20 | Mixed | 0.09 | 1-3 stories | 943.0804
21564 | ceiling_1 | 1 | R16-R20 | 1 | 5890 | 20 | Batt Fiberglass | 0.05 | 1-3 stories | 328.028
21627 | ceiling_1 | 1 | R31-R40 | 0.9 | 7400 | 12 | Blown FB | 0.075 | 1-3 stories
21691 | ceiling_1 | 1 | R31-R40 | 1 | 6726 |  | Batt (other) | 0.025 | 1-3 stories | 943.0804
21757 | ceiling_1 | 1 | R16-R20 | 0.5 | 4588 | 20 | Batt Fiberglass | 0.25 | 1-3 stories | 1257.4406
21839 | ceiling_1 | 1 | R31-R40 | 1 | 6339 | 9 | Blown Cellulose | 0.025 | 4-6 stories
21844 | ceiling_1 | 1 | R41-R50 | 0.9 | 4345 |  | Blown FB | 0.07 | 1-3 stories | 628.7203
21910 | ceiling_1 | 1 | R16-R20 | 1 | 10709 |  | Blown FB | 0.05 | 1-3 stories | 184.0157
21952 | ceiling_1 | 1 | R31-R40 | 1 | 4760 |  | Blown Cellulose | 0.025 | 1-3 stories | 419.1469
21985 | ceiling_1 | 1 | R26-R30 | 0.75 | 3240 |  | Blown Rock Wool | 0.145 | 1-3 stories | 754.4643
21998 | ceiling_1 | 1 | R31-R40 | 0.9 | 4207 |  | Batt (other) | 0.075 | 1-3 stories
22106 | ceiling_1 | 1 | R16-R20 | 1 | 3200 |  | Blown Cellulose | 0.05 | 1-3 stories | 235.7701
22262 | ceiling_1 | 1 | R31-R40 | 1 | 4040 | 0 | Batt Fiberglass | 0.025 | 1-3 stories | 943.0804
22371 | ceiling_1 | 1 | R31-R40 | 0.9 | 5400 | 14 | Blown FB | 0.075 | 1-3 stories | 1257.4406
22450 | ceiling_1 | 1 | R16-R20 | 0.75 | 5123 | 12 | Blown Cellulose | 0.155 | 1-3 stories | 538.9031
22870 | ceiling_1 | 1 | R11-R15 | 0.9 | 7344 |  | Batt Fiberglass | 0.11 | 1-3 stories | 471.5402
22906 | ceiling_1 | 1 | R31-R40 | 0.9 | 4745 |  | Blown Cellulose | 0.075 | 1-3 stories | 628.7203
23425 | ceiling_1 | 1 | R11-R15 | 0.5 | 3340 | 12 | Blown Cellulose | 0.25 | 1-3 stories | 754.4643
23531 | ceiling_1 | 1 | R31-R40 | 0.9 | 5274 |  | Blown Cellulose | 0.075 | 1-3 stories | 419.1469
23623 | ceiling_1 | 1 | R0-R10 | 0.9 | 4292 | 50 |  | 0.15 | 1-3 stories | 314.3601
23681 | ceiling_1 | 1 | R26-R30 | 0.9 | 5024 |  |  | 0.08 | 1-3 stories | 943.0804
23685 | ceiling_1 | 1 | R0-R10 | 0.9 | 4325 |  |  | 0.15 | 1-3 stories | 754.4643
23899 | ceiling_1 | 1 | R16-R20 | 0.9 | 16015 | 20 | Blown Rock Wool | 0.095 | 1-3 stories | 167.6587
24009 | ceiling_1 | 1 | R31-R40 | 0.9 | 2136 | 15 | Blown FB | 0.075 | 1-3 stories
24123 | ceiling_1 | 1 | R0-R10 | 0.9 | 1874 | 50 |  | 0.15 | 1-3 stories
24139 | ceiling_1 | 1 | R11-R15 | 0.75 | 7280 | 20 | Blown Cellulose | 0.17 | 1-3 stories | 471.5402
24637 | ceiling_1 | 1 | R31-R40 | 0.9 | 27202 | 20 | Blown FB | 0.075 | 1-3 stories | 209.5734
24802 | ceiling_1 | 1 | R11-R15 | 1 | 9152 | 12 | Blown Cellulose | 0.07 | 1-3 stories | 314.3601
60051 | ceiling_1 | 1 | R21-25 | 0.9 | 3110 | 21 | Blown FB | 0.09 | 1-3 stories | 960.8607
60071 | ceiling_1 | 1 | R50+ | 1 | 6888 |  | Blown FB | 0.02 | 4-6 stories
60099 | ceiling_1 | 1 | R31-R40 | 0.9 | 6448 | 13 | Blown FB | 0.075 | 1-3 stories | 300.269
71003 | ceiling_1 | 1 | R26-R30 | 0.9 | 2290 |  | Blown Cellulose | 0.08 | 1-3 stories | 182.539
71004 | ceiling_1 | 1 | R41-R50 | 1 | 5012 | 0 | Blown FB | 0.02 | 1-3 stories | 136.9043
71007 | ceiling_1 | 1 | R0-R10 | 0.9 | 1717 |  |  | 0.15 | 1-3 stories | 219.0469
71008 | ceiling_1 | 1 | R31-R40 | 1 | 1260 | 20 | Blown FB | 0.025 | 1-3 stories | 182.539
71009 | ceiling_1 | 1 | R0-R10 | 0.9 | 1560 |  |  | 0.15 | 1-3 stories
71010 | ceiling_1 | 1 | R31-R40 | 1 | 2836 | 50 | Batt Fiberglass | 0.025 | 1-3 stories | 182.539
71011 | ceiling_1 | 1 | R16-R20 | 1 | 1300 | 10 | Batt Fiberglass | 0.05 | 1-3 stories | 136.9043
71013 | ceiling_1 | 1 | R0-R10 | 0.75 | 2150 | 30 | Other | 0.195 | 1-3 stories
72001 | ceiling_1 | 1 | R16-R20 | 0.5 | 4522 | 38 | Blown Rock Wool | 0.25 | 1-3 stories | 78.231
72002 | ceiling_1 | 1 | R26-R30 | 0.9 | 3380 | 20 |  | 0.08 | 4-6 stories
72003 | ceiling_1 | 1 | R26-R30 | 0.9 | 2975 | 50 | Batt Fiberglass | 0.08 | 4-6 stories
72004 | ceiling_1 | 1 | R16-R20 | 1 | 3050 | 38 | Blown Rock Wool | 0.05 | 4-6 stories
72005 | ceiling_1 | 1 | R16-R20 | 0.9 | 4620 |  |  | 0.095 | 1-3 stories | 91.2695
72006 | ceiling_1 | 1 | R41-R50 | 1 | 3168 | 0 | Batt Fiberglass | 0.02 | 1-3 stories | 91.2695
72007 | ceiling_1 | 1 | R11-R15 | 1 | 4836 | 0 | Blown Cellulose | 0.07 | 1-3 stories | 91.2695
72008 | ceiling_1 | 1 | R0-R10 | 0.9 | 3898 |  |  | 0.15 | 1-3 stories | 99.5667
73003 | ceiling_1 | 1 | R31-R40 | 0.9 | 5310 |  | Batt Fiberglass | 0.075 | 1-3 stories | 60.8463
73007 | ceiling_1 | 1 | R0-R10 | 0.9 | 3764 |  |  | 0.15 | 1-3 stories | 64.4255
73010 | ceiling_1 | 1 | R31-R40 | 1 | 5046 | 0 | Blown Cellulose | 0.025 | 1-3 stories
74001 | ceiling_1 | 1 | R21-25 | 0.5 | 10859 | 40 | Blown Cellulose | 0.245 | 4-6 stories
74003 | ceiling_1 | 1 | R21-25 | 0.75 | 13355 | 49 | Blown FB | 0.15 | 1-3 stories | 36.5078
74004 | ceiling_1 | 1 | R26-R30 | 0.75 | 5585 | 30 | Mixed | 0.145 | 1-3 stories | 45.6348
74006 | ceiling_1 | 1 | R21-25 | 0.9 | 7146 |  | Batt Fiberglass | 0.09 | 1-3 stories | 47.6189
74007 | ceiling_1 | 1 | R16-R20 | 0.9 | 2340 | 0 | Batt Fiberglass | 0.095 | 4-6 stories
74010 | ceiling_1 | 1 | R26-R30 | 1 | 8568 | 6 | Blown Cellulose | 0.035 | 4-6 stories
74011 | ceiling_1 | 1 | R0-R10 | 0.9 | 6520 |  | Batt Fiberglass | 0.15 | 1-3 stories | 31.2924
74013 | ceiling_1 | 1 | R26-R30 | 0.9 | 7600 |  | Batt Fiberglass | 0.08 | 4-6 stories
74014 | ceiling_1 | 1 | R16-R20 | 0.75 | 6664 | 38 | Blown FB | 0.155 | 4-6 stories
74015 | ceiling_1 | 1 | R16-R20 | 0.9 | 6690 | 30 |  | 0.095 | 1-3 stories | 40.5642
75001 | ceiling_1 | 1 | R0-R10 | 0.9 | 9100 |  |  | 0.15 | 1-3 stories | 28.822
75003 | ceiling_1 | 1 | R31-R40 | 0.9 | 9600 |  | Batt Fiberglass | 0.075 | 4-6 stories
75004 | ceiling_1 | 1 | R16-R20 | 1 | 12602 | 15 | Blown Rock Wool | 0.05 | 1-3 stories | 19.5578
75006 | ceiling_1 | 1 | R21-25 | 1 | 2829 | 13 | Batt Fiberglass | 0.045 | 4-6 stories
75008 | ceiling_1 | 1 | R16-R20 | 0.9 | 13130 | 0 | Batt Fiberglass | 0.095 | 1-3 stories | 26.713
75009 | ceiling_1 | 1 | R0-R10 | 0.9 | 7186 | 38 | Blown Cellulose | 0.15 | 1-3 stories
75010 | ceiling_1 | 1 | R26-R30 | 0.9 | 10296 |  | Batt Fiberglass | 0.08 | 1-3 stories | 30.4232
75011 | ceiling_1 | 1 | R31-R40 | 1 | 7173 | 10 | Blown FB | 0.025 | 4-6 stories
75012 | ceiling_1 | 1 | R21-25 | 0.9 | 3354 |  | Blown Cellulose | 0.09 | 1-3 stories
76003 | ceiling_1 | 1 | R0-R10 | 0.9 | 3241 |  |  | 0.15 | 7+ stories
76007 | ceiling_1 | 1 | R31-R40 | 0.9 | 6030 | 10 | Blown Cellulose | 0.075 | 4-6 stories
76012 | ceiling_1 | 1 | R41-R50 | 0.9 | 18839 |  | Batt Fiberglass | 0.07 | 4-6 stories
76012 | ceiling_2 | 2 | R26-R30 | 0.9 | 750 |  | Other | 0.08 | 4-6 stories
76013 | ceiling_1 | 1 | R31-R40 | 1 | 11621 | 0 | Batt Fiberglass | 0.025 | 4-6 stories
77003 | ceiling_1 | 1 | R31-R40 | 1 | 26760 | 0 | Blown Cellulose | 0.025 | 4-6 stories
77004 | ceiling_1 | 1 | R26-R30 | 0.9 | 42545 | 30 | Batt Fiberglass | 0.08 | 1-3 stories | 6.9319
77006 | ceiling_1 | 1 | R16-R20 | 1 | 20296 | 0 | Mixed | 0.05 | 7+ stories
77006 | ceiling_2 | 2 | R26-R30 | 1 | 1033 | 0 | Batt Fiberglass | 0.035 | 7+ stories
77009 | ceiling_1 | 1 | R31-R40 | 0.9 | 33658 |  | Batt Fiberglass | 0.075 | 4-6 stories
78008 | ceiling_1 | 1 | R16-R20 | 0.9 | 40361 |  | Batt Fiberglass | 0.095 | 4-6 stories
80061 | ceiling_1 | 1 | R16-R20 | 0.9 | 5758 | 6 | Blown Cellulose | 0.095 | 1-3 stories | 85.8641
Note on G630: Tina Jayaweera: deleted, was 15180

## Window
siteid | component_it | window_it | WindowFrameType | WindowGlazingType | WindowSpaceWidth | WindowPercentOperable | WindowArea | u_window | WindowStormsPresent | WindowLowE | # floors | LowRiseWght
128 | wall_4 | 1 | Wood, Vinyl, or Fiberglass | Double | >=1/2" | 18 | 1696 | 0.55 | False | False | 1-3 stories | 443.8025
10137 | wall_3 | 1 | Metal | Double | <1/2" | 100 | 576 | 0.85 | False | False | 1-3 stories | 300.269
10137 | wall_4 | 2 | Metal | Double | <1/2" | 100 | 528 | 0.75 | False | True | 1-3 stories | 300.269
10137 | wall_5 | 3 | Wood, Vinyl, or Fiberglass | Double | <1/2" | 0 | 80 | 0.6 | False | False | 1-3 stories | 300.269
10238 | wall_3 | 1 | Wood, Vinyl, or Fiberglass | Double | <1/2" | 100 | 2996 | 0.6 | False | False | 1-3 stories | 160.1434
10260 | wall_3 | 1 | Wood, Vinyl, or Fiberglass | Double | <1/2" | 100 | 917 | 0.6 | False | False | 1-3 stories | 480.4304 |  |  | Values
10323 | wall_3 | 1 | Wood, Vinyl, or Fiberglass | Double | <1/2" | 100 | 627 | 0.55 | False | True | 1-3 stories | 256.2437 |  | Row Labels | Average of u_window | Sum of LowRiseWght
10323 | wall_4 | 2 | Wood, Vinyl, or Fiberglass | Double | <1/2" | 8 | 53 | 0.55 | False | True | 1-3 stories | 256.2437 |  | Metal | 0.88468 | 31296.2785 | 40.68% |  | Metal | 40.68%
10400 | wall_3 | 1 | Wood, Vinyl, or Fiberglass | Double | >=1/2" | 100 | 5666 | 0.45 | False | True | 1-3 stories | 34.3457 |  | Wood, Vinyl, or Fiberglass | 0.52964 | 44733.1128 | 58.14% |  | Wood-Vinyl-Fiberglass | 58.14%
10477 | wall_3 | 1 | Metal | Double | <1/2" | 96 | 3563 | 0.85 | False | False | 4-6 stories |  |  | (blank) |  | 909.3048 | 1.182%
10480 | wall_3 | 1 | Wood, Vinyl, or Fiberglass | Double | >=1/2" | 100 | 1140 | 0.45 | False | True | 1-3 stories | 400.3586 |  | Grand Total | 0.697 | 76938.696
10495 | wall_3 | 1 | Metal | Single |  | 100 | 865 | 1.1 | False | False | 1-3 stories | 206.0739
10495 | wall_4 | 2 | Wood, Vinyl, or Fiberglass | Double | >=1/2" | 0 | 67 | 0.55 | False | False | 1-3 stories | 206.0739
10519 | wall_5 | 1 | Wood, Vinyl, or Fiberglass | Double | >=1/2" | 75 | 16680 | 0.45 | False | True | 4-6 stories
10587 | wall_4 | 1 | Metal | Double | >=1/2" | 100 | 1825 | 0.8 | False | False | 1-3 stories | 266.9058
10587 | wall_5 | 2 | Wood, Vinyl, or Fiberglass | Double | >=1/2" | 100 | 80 | 0.45 | False | True | 1-3 stories | 266.9058
10614 | wall_4 | 1 | Wood, Vinyl, or Fiberglass | Double | >=1/2" | 95 | 5307 | 0.45 | False | True | 4-6 stories
10614 | wall_5 | 2 | Metal | Double | >=1/2" | 50 | 200 | 0.75 | False | True | 4-6 stories
10623 | wall_4 | 1 | Metal | Double | >=1/2" | 77 | 1158 | 0.75 | False | True | 1-3 stories
10805 | wall_3 | 1 | Wood, Vinyl, or Fiberglass | Double | >=1/2" | 100 | 701 | 0.55 | False | False | 1-3 stories | 686.329
10862 | wall_4 | 1 | Metal | Double | <1/2" | 95 | 3519 | 0.85 | False | False | 1-3 stories | 85.8641 |  | Row Labels | Sum of LowRiseWght
10862 | wall_5 | 2 | Wood, Vinyl, or Fiberglass | Double | >=1/2" | 100 | 130 | 0.45 | False | True | 1-3 stories | 85.8641 | Double | 0.55 | 16387.4904 | 21.3% | CL22 | 0%
10871 | wall_3 | 1 | Wood, Vinyl, or Fiberglass | Double | <1/2" | 100 | 1640 | 0.55 | False | True | 1-3 stories | 200.1793 | Double | 0.75 | 9309.7942 | 12.1% | CL35 | 0%
10901 | wall_3 | 1 | Metal | Double | >=1/2" | 60 | 1745 | 0.75 | False | True | 1-3 stories | 228.971 | Double | 0.8 | 3710.7805 | 4.823% | Double | 82.87%
10901 | wall_4 | 2 | Wood, Vinyl, or Fiberglass | Double | >=1/2" | 100 | 409 | 0.45 | False | True | 1-3 stories | 228.971 | Double | 0.95 | 3934.4811 | 5.114% | Single | 15.95%
10910 | wall_4 | 1 | Wood, Vinyl, or Fiberglass | Double | >=1/2" | 100 | 1038 | 0.45 | False | True | 1-3 stories | 206.0739 | Double | 0.85 | 5614.7123 | 7.298%
10996 | wall_4 | 1 | Wood, Vinyl, or Fiberglass | Double | <1/2" | 100 | 993 | 0.55 | False | True | 1-3 stories | 112.1066 | Double | 0.6 | 5003.0608 | 6.503%
11005 | wall_4 | 1 | Wood, Vinyl, or Fiberglass | Double | <1/2" | 70 | 352 | 0.55 | False | True | 1-3 stories |  | Double | 0.45 | 19272.5275 | 25.05%
11005 | wall_5 | 2 | Wood, Vinyl, or Fiberglass | Single |  | 50 | 43 | 0.9 | False | True | 1-3 stories |  | Single | 1.1 | 12270.1443 | 15.95%
11005 | wall_6 | 3 | Wood, Vinyl, or Fiberglass | Double | <1/2" | 100 | 20 | 0.55 | False | True | 1-3 stories |  | Double | 0.9 | 526.4 | 0.6842%
11263 | wall_3 | 1 | Wood, Vinyl, or Fiberglass | Double | <1/2" | 100 | 570 | 0.55 | False | True | 1-3 stories | 343.4565 |  | (blank) | 909.3048 | 1.182%
11271 | wall_4 | 1 | Metal | Single |  | 90 | 1500 | 1.1 | False | False | 1-3 stories | 54.7617 |  | Grand Total | 76938.696
11290 | wall_3 | 1 | Metal | Single |  | 100 | 832 | 1.1 | False | False | 1-3 stories
11290 | wall_4 | 2 | Metal | Single |  | 100 | 592 | 0.95 | False | True | 1-3 stories
11297 | wall_4 | 1 | Wood, Vinyl, or Fiberglass | Double | >=1/2" | 67 | 13899 | 0.45 | False | True | 1-3 stories
11297 | wall_5 | 2 | Metal | Double | >=1/2" | 27 | 352 | 0.75 | False | True | 1-3 stories
11345 | wall_4 | 1 | Wood, Vinyl, or Fiberglass | Double | >=1/2" | 98 | 1627 | 0.45 | False | True | 1-3 stories | 78.231
11413 | wall_6 | 1 | Wood, Vinyl, or Fiberglass | Double | >=1/2" | 95 | 19214 | 0.45 | False | True | 4-6 stories
11413 | wall_7 | 2 | Metal | Single |  | 95 | 2620 | 1.1 | False | False | 4-6 stories
11413 | wall_8 | 3 | Metal | Double | >=1/2" | 72 | 296 | 0.8 | False | False | 4-6 stories
11537 | wall_4 | 1 | Metal | Single |  | 100 | 421 | 1.1 | False | False | 1-3 stories | 149.4755
11537 | wall_5 | 2 | Metal | Double | <1/2" | 100 | 480 | 0.75 | False | True | 1-3 stories | 149.4755
11537 | wall_6 | 3 | Wood, Vinyl, or Fiberglass | Double | >=1/2" | 100 | 42 | 0.45 | False | True | 1-3 stories | 149.4755
11598 | wall_4 | 1 | Metal | Double | >=1/2" | 100 | 1848 | 0.8 | False | False | 1-3 stories | 400.3586
11879 | wall_3 | 1 | Wood, Vinyl, or Fiberglass | Double | >=1/2" | 80 | 1452 | 0.55 | False | False | 1-3 stories | 600.538
11887 | wall_3 | 1 | Metal | Double | >=1/2" | 100 | 5960 | 0.8 | False | False | 1-3 stories | 53.3812
11887 | wall_4 | 2 | Wood, Vinyl, or Fiberglass | Double | >=1/2" | 100 | 106 | 0.45 | False | True | 1-3 stories | 53.3812
11930 | wall_3 | 1 | Metal | Double | <1/2" | 100 | 562 | 0.85 | False | False | 1-3 stories | 600.538
11949 | wall_3 | 1 | Wood, Vinyl, or Fiberglass | Double | >=1/2" | 65 | 8708 | 0.45 | False | True | 4-6 stories
12167 | wall_4 | 1 | Metal | Double | <1/2" | 95 | 914 | 0.85 | False | False | 1-3 stories | 400.3586
12192 | wall_5 | 1 | Wood, Vinyl, or Fiberglass | Double | >=1/2" | 95 | 5017 | 0.45 | False | True | 4-6 stories
12192 | wall_6 | 2 | Metal | Single |  | 50 | 95 | 0.95 | False | True | 4-6 stories
12405 | wall_3 | 1 | Metal | Double | <1/2" | 100 | 2639 | 0.85 | False | False | 1-3 stories | 165.6656
12511 | wall_3 | 1 | Metal | Double | <1/2" | 100 | 2800 | 0.85 | False | False | 4-6 stories
12511 | wall_4 | 2 | Metal | Double | <1/2" | 0 | 256 | 0.75 | False | True | 4-6 stories
12623 | wall_3 | 1 | Metal | Single |  | 100 | 953 | 1.1 | False | False | 1-3 stories | 600.538
12651 | wall_4 | 1 | Wood, Vinyl, or Fiberglass | Double | >=1/2" | 82 | 2140 | 0.45 | False | True | 1-3 stories | 266.9058
12783 | wall_3 | 1 | Metal | Double | <1/2" | 97 | 2768 | 0.85 | False | False | 4-6 stories
12932 | wall_6 | 1 | Metal | Double | <1/2" | 100 | 1783 | 0.85 | False | False | 4-6 stories
12932 | wall_7 | 2 | Wood, Vinyl, or Fiberglass | Double | <1/2" | 0 | 658 | 0.6 | False | False | 4-6 stories
12932 | wall_8 | 3 | Wood, Vinyl, or Fiberglass | Single |  | 0 | 150 | 0.95 | False | False | 4-6 stories
12986 | wall_5 | 1 | Wood, Vinyl, or Fiberglass | Double | >=1/2" | 100 | 9684 | 0.45 | False | True | 4-6 stories
12986 | wall_6 | 2 | Metal | Double | >=1/2" | 8 | 84 | 0.75 | False | True | 4-6 stories
12998 | wall_3 | 1 | Metal | Double | >=1/2" | 95 | 2030 | 0.8 | False | False | 1-3 stories | 34.2261
12998 | wall_4 | 2 | Wood, Vinyl, or Fiberglass | Double | >=1/2" | 95 | 1354 | 0.45 | False | True | 1-3 stories | 34.2261
13039 | wall_4 | 1 | Wood, Vinyl, or Fiberglass | Double | >=1/2" | 51 | 7042 | 0.45 | False | True | 4-6 stories
13039 | wall_5 | 2 | Metal | Double | <1/2" | 90 | 626 | 0.75 | False | True | 4-6 stories
13039 | wall_6 | 3 | Wood, Vinyl, or Fiberglass | Single |  | 100 | 156 | 0.95 | False | False | 4-6 stories
13048 | wall_4 | 1 | Metal | Double | >=1/2" | 100 | 1578 | 0.8 | False | False | 1-3 stories | 266.9058
13048 | wall_5 | 2 | Wood, Vinyl, or Fiberglass | Double | >=1/2" | 100 | 240 | 0.55 | False | False | 1-3 stories | 266.9058
13054 | wall_3 | 1 | Wood, Vinyl, or Fiberglass | Double | >=1/2" | 100 | 670 | 0.45 | False | True | 1-3 stories | 149.4755
13054 | wall_4 | 2 | Wood, Vinyl, or Fiberglass | Double | <1/2" | 37 | 384 | 0.55 | False | True | 1-3 stories | 149.4755
13062 | wall_4 | 1 | Metal | Double | >=1/2" | 100 | 1448 | 0.8 | False | False | 1-3 stories | 400.3586
13126 | wall_4 | 1 | Metal | Single |  | 80 | 9930 | 1.1 | False | False | 7+ stories
13126 | wall_5 | 2 | Wood, Vinyl, or Fiberglass | Double | >=1/2" | 0 | 135 | 0.45 | False | True | 7+ stories
13202 | wall_3 | 1 | Wood, Vinyl, or Fiberglass | Double | <1/2" | 100 | 1116 | 0.6 | False | False | 1-3 stories | 480.4304
13218 | wall_3 | 1 | Metal | Double | <1/2" | 100 | 1261 | 0.85 | False | False | 1-3 stories | 128.7962
13268 | wall_4 | 1 | Wood, Vinyl, or Fiberglass | Double | >=1/2" | 100 | 1176 | 0.45 | False | True | 1-3 stories | 171.7283
13321 | wall_3 | 1 | Wood, Vinyl, or Fiberglass | Double | >=1/2" | 100 | 870 | 0.55 | False | False | 1-3 stories | 266.9058
13321 | wall_4 | 2 | Wood, Vinyl, or Fiberglass | Double | >=1/2" | 100 | 585 | 0.45 | False | True | 1-3 stories | 266.9058
13321 | wall_5 | 3 | Wood, Vinyl, or Fiberglass | Single |  | 0 | 81 | 0.95 | False | False | 1-3 stories | 266.9058
13360 | wall_3 | 1 | Metal | Single |  | 100 | 800 | 1.1 | False | False | 1-3 stories | 343.1645
13384 | wall_3 | 1 | Metal | Double | >=1/2" | 100 | 615 | 0.8 | False | False | 1-3 stories | 343.4565
13384 | wall_4 | 2 |  |  |  | 100 | 53 |  |  |  | 1-3 stories | 343.4565
13384 | wall_5 | 3 | Metal | Single |  | 0 | 16 | 1.1 | False | False | 1-3 stories | 343.4565
13520 | wall_4 | 1 | Metal | Double | >=1/2" | 100 | 2134 | 0.8 | False | False | 1-3 stories | 114.4855
13628 | wall_3 | 1 | Metal | Double | <1/2" | 100 | 419 | 0.85 | False | False | 1-3 stories | 343.4565
13694 | wall_4 | 1 | Wood, Vinyl, or Fiberglass | Double | <1/2" | 100 | 1626 | 0.6 | False | False | 1-3 stories | 266.9058
13712 | wall_3 | 1 | Wood, Vinyl, or Fiberglass | Double | >=1/2" | 100 | 604 | 0.45 | False | True | 1-3 stories | 136.9043
13861 | wall_4 | 1 | Wood, Vinyl, or Fiberglass | Double | <1/2" | 99 | 3953 | 0.55 | False | True | 1-3 stories | 18.2539
13899 | wall_5 | 1 | Metal | Double | >=1/2" | 100 | 1528 | 0.8 | False | False | 1-3 stories | 42.1244
13988 | wall_3 | 1 | Metal | Single |  | 100 | 754 | 1.1 | False | False | 1-3 stories | 114.4855
13988 | wall_4 | 2 | Wood, Vinyl, or Fiberglass | Double | <1/2" | 100 | 56 | 0.6 | False | False | 1-3 stories | 114.4855
13988 | wall_5 | 3 | Metal | Double | <1/2" | 8 | 56 | 0.85 | False | False | 1-3 stories | 114.4855
14014 | wall_3 | 1 | Wood, Vinyl, or Fiberglass | Double | >=1/2" | 100 | 1602 | 0.45 | False | True | 1-3 stories | 85.8641
14020 | wall_4 | 1 | Metal | Double | >=1/2" | 97 | 1156 | 0.8 | False | False | 1-3 stories | 171.7283
14059 | wall_4 | 1 | Wood, Vinyl, or Fiberglass | Double | <1/2" | 100 | 3022 | 0.55 | False | True | 4-6 stories
14059 | wall_5 | 2 | Metal | Double | >=1/2" | 0 | 224 | 0.75 | False | True | 4-6 stories
14059 | wall_6 | 3 | Wood, Vinyl, or Fiberglass | Double | <1/2" | 100 | 20 | 0.55 | False | True | 4-6 stories
14163 | wall_3 | 1 | Metal | Single |  | 100 | 5665 | 1.1 | False | False | 4-6 stories
14163 | wall_4 | 2 | Wood, Vinyl, or Fiberglass | Double | >=1/2" | 4 | 216 | 0.55 | False | False | 4-6 stories
14240 | wall_3 | 1 | Wood, Vinyl, or Fiberglass | Double | >=1/2" | 86 | 769 | 0.45 | False | True | 1-3 stories
14258 | wall_3 | 1 | Wood, Vinyl, or Fiberglass | Double | <1/2" | 100 | 1439 | 0.55 | False | True | 1-3 stories | 436.7549
14259 | wall_4 | 1 | Metal | Double | >=1/2" | 90 | 6433 | 0.8 | False | False | 4-6 stories
14346 | wall_4 | 1 | Metal | Double | >=1/2" | 91 | 4114 | 0.75 | False | True | 1-3 stories | 171.5823
14346 | wall_5 | 2 | Metal | Single |  | 24 | 196 | 1.1 | False | False | 1-3 stories | 171.5823
14507 | wall_4 | 1 | Metal | Double | <1/2" | 100 | 640 | 0.85 | False | False | 1-3 stories | 412.1478
14507 | wall_5 | 2 | Wood, Vinyl, or Fiberglass | Single |  | 0 | 65 | 0.95 | False | False | 1-3 stories | 412.1478
14613 | wall_3 | 1 | Wood, Vinyl, or Fiberglass | Double | >=1/2" | 100 | 1116 | 0.45 | False | True | 1-3 stories | 99.6503
14613 | wall_4 | 2 | Metal | Double | >=1/2" | 100 | 594 | 0.75 | False | True | 1-3 stories | 99.6503
14614 | wall_5 | 1 | Wood, Vinyl, or Fiberglass | Double | >=1/2" | 100 | 731 | 0.45 | False | True | 1-3 stories | 320.2869
20021 | wall_4 | 1 | Metal | Double | >=1/2" | 100 | 12347 | 0.8 | False | False | 7+ stories
20021 | wall_5 | 2 | Metal | Double | >=1/2" | 0 | 556 | 0.75 | False | True | 7+ stories
20101 | wall_7 | 1 | Wood, Vinyl, or Fiberglass | Single |  | 69 | 654 | 0.9 | False | True | 1-3 stories | 167.6587
20101 | wall_8 | 2 | Metal | Single |  | 53 | 732 | 0.95 | False | True | 1-3 stories | 167.6587
20101 | wall_9 | 3 | Metal | Single |  |  | 3206 | 0.95 | False | True | 1-3 stories | 167.6587
20119 | wall_5 | 1 | Wood, Vinyl, or Fiberglass | Double | >=1/2" | 100 | 4068 | 0.45 | False | True | 1-3 stories | 116.0714
20119 | wall_6 | 2 | Metal | Double | >=1/2" | 0 | 89 | 0.75 | False | True | 1-3 stories | 116.0714
20119 | wall_7 | 3 | Wood, Vinyl, or Fiberglass | Double | >=1/2" | 0 | 168 | 0.45 | False | True | 1-3 stories | 116.0714
20165 | wall_3 | 1 | Wood, Vinyl, or Fiberglass | Double | >=1/2" | 100 | 576 | 0.45 | False | True | 1-3 stories | 628.7203
20165 | wall_4 | 2 | Wood, Vinyl, or Fiberglass | Double | >=1/2" | 35 | 312 | 0.45 | False | True | 1-3 stories | 628.7203
20193 | wall_3 | 1 | Metal | Single |  | 100 | 1310 | 1.1 | False | False | 1-3 stories | 538.9031
20193 | wall_4 | 2 | Metal | Single |  | 0 | 260 | 1.1 | False | False | 1-3 stories | 538.9031
20195 | wall_10 | 3 | Metal | Double | <1/2" | 0 | 576 | 0.85 | False | False | 4-6 stories
20195 | wall_8 | 1 | Wood, Vinyl, or Fiberglass | Double | >=1/2" | 50 | 984 | 0.45 | False | True | 4-6 stories
20195 | wall_9 | 2 | Metal | Single |  | 20 | 690 | 1.1 | False | False | 4-6 stories
20241 | wall_5 | 1 | Metal | Single |  | 52 | 463 | 1.1 | False | False | 1-3 stories | 1257.4406
20241 | wall_6 | 2 | Metal | Single |  | 100 | 26 | 1.1 | False | False | 1-3 stories | 1257.4406
20241 | wall_7 | 3 | Metal | Double | <1/2" | 100 | 84 | 0.85 | False | False | 1-3 stories | 1257.4406
20289 | wall_3 | 1 | Metal | Double | <1/2" | 100 | 544 | 0.75 | False | True | 1-3 stories | 943.0804
20532 | wall_4 | 1 | Metal | Single |  | 100 | 729 | 1.1 | False | False | 1-3 stories | 502.9762
20532 | wall_5 | 2 | Wood, Vinyl, or Fiberglass | Double | <1/2" | 100 | 58 | 0.6 | False | False | 1-3 stories | 502.9762
20566 | wall_3 | 1 | Metal | Single |  | 100 | 880 | 1.1 | False | False | 1-3 stories | 754.4643
20581 | wall_3 | 1 | Metal | Double | <1/2" | 100 | 596 | 0.75 | False | True | 1-3 stories | 1257.4406
20665 | wall_3 | 1 | Wood, Vinyl, or Fiberglass | Double | <1/2" | 100 | 471 | 0.55 | False | True | 1-3 stories | 685.8766
20665 | wall_4 | 2 | Metal | Double | <1/2" | 80 | 1257 | 0.75 | False | True | 1-3 stories | 685.8766
20705 | wall_3 | 1 | Wood, Vinyl, or Fiberglass | Double | >=1/2" | 100 | 426 | 0.45 | False | True | 1-3 stories | 1257.4406
20803 | wall_3 | 1 | Wood, Vinyl, or Fiberglass | Double | >=1/2" | 100 | 438 | 0.45 | False | True | 1-3 stories | 838.2937
21000 | wall_5 | 1 | Metal | Double | <1/2" | 75 | 1528 | 0.75 | False | True | 1-3 stories | 251.4881
21000 | wall_6 | 2 | Metal | Double | >=1/2" | 47 | 77 | 0.75 | False | True | 1-3 stories | 251.4881
21000 | wall_7 | 3 |  |  |  |  | 36 |  |  |  | 1-3 stories | 251.4881
21268 | wall_3 | 1 | Metal | Single |  | 100 | 600 | 1.1 | False | False | 1-3 stories | 1257.4406
21346 | wall_12 | 1 | Wood, Vinyl, or Fiberglass | Double | <1/2" | 80 | 766 | 0.55 | False | True | 1-3 stories
21424 | wall_4 | 1 | Metal | Single |  | 100 | 1220 | 0.95 | False | True | 1-3 stories
21424 | wall_5 | 2 | Metal | Single |  | 43 | 812 | 0.95 | False | True | 1-3 stories
21424 | wall_6 | 3 | Metal | Single |  | 100 | 96 | 1.1 | False | False | 1-3 stories
21488 | wall_3 | 1 | Wood, Vinyl, or Fiberglass | Double | >=1/2" | 100 | 656 | 0.45 | False | True | 1-3 stories | 943.0804
21505 | wall_3 | 1 | Metal | Single |  | 50 | 1400 | 1.1 | False | False | 1-3 stories | 628.7203
21564 | wall_4 | 1 | Metal | Double | <1/2" | 99 | 1973 | 0.75 | False | True | 1-3 stories | 328.028
21564 | wall_5 | 2 | Metal | Single |  | 100 | 64 | 1.1 | False | False | 1-3 stories | 328.028
21576 | wall_3 | 1 | Metal | Single |  | 100 | 2688 | 1.1 | False | False | 1-3 stories | 314.3601
21576 | wall_4 | 2 |  |  |  |  | 180 |  | False | False | 1-3 stories | 314.3601
21627 | wall_4 | 1 | Wood, Vinyl, or Fiberglass | Double | <1/2" | 50 | 1992 | 0.6 | False | False | 1-3 stories
21642 | wall_3 | 1 | Wood, Vinyl, or Fiberglass | Double | <1/2" | 22 | 724 | 0.55 | False | True | 1-3 stories | 943.0804
21691 | wall_4 | 1 | Wood, Vinyl, or Fiberglass | Double | >=1/2" | 75 | 200 | 0.45 | False | True | 1-3 stories | 943.0804
21691 | wall_5 | 2 | Wood, Vinyl, or Fiberglass | Double | <1/2" | 100 | 15 | 0.55 | False | True | 1-3 stories | 943.0804
21757 | wall_3 | 1 | Wood, Vinyl, or Fiberglass | Double | >=1/2" | 100 | 672 | 0.45 | False | True | 1-3 stories | 1257.4406
21839 | wall_3 | 1 | Wood, Vinyl, or Fiberglass | Double | >=1/2" | 100 | 2424 | 0.45 | False | True | 4-6 stories
21844 | wall_4 | 1 | Wood, Vinyl, or Fiberglass | Double | <1/2" | 100 | 885 | 0.55 | False | True | 1-3 stories | 628.7203
21844 | wall_5 | 2 | Wood, Vinyl, or Fiberglass | Double | <1/2" | 0 | 132 | 0.55 | False | True | 1-3 stories | 628.7203
21910 | wall_4 | 1 | Wood, Vinyl, or Fiberglass | Double | >=1/2" | 50 | 1008 | 0.45 | False | True | 1-3 stories | 184.0157
21910 | wall_5 | 2 | Wood, Vinyl, or Fiberglass | Double | >=1/2" | 50 | 1008 | 0.45 | False | True | 1-3 stories | 184.0157
21952 | wall_3 | 1 | Metal | Single |  | 100 | 1626 | 0.95 | False | True | 1-3 stories | 419.1469
21985 | wall_3 | 1 | Wood, Vinyl, or Fiberglass | Double | <1/2" | 0 | 33 | 0.55 | False | True | 1-3 stories | 754.4643
21985 | wall_4 | 2 | Wood, Vinyl, or Fiberglass | Double | <1/2" | 97 | 1032 | 0.55 | False | True | 1-3 stories | 754.4643
21998 | wall_6 | 1 | Wood, Vinyl, or Fiberglass | Double | <1/2" | 75 | 549 | 0.55 | False | True | 1-3 stories
22058 | wall_3 | 1 | Wood, Vinyl, or Fiberglass | Double | >=1/2" | 88 | 2143 | 0.55 | False | False | 1-3 stories | 251.4881
22058 | wall_4 | 2 | Wood, Vinyl, or Fiberglass | Double | >=1/2" | 100 | 640 | 0.55 | False | False | 1-3 stories | 251.4881
22106 | wall_3 | 1 | Wood, Vinyl, or Fiberglass | Double | >=1/2" | 100 | 1620 | 0.45 | False | True | 1-3 stories | 235.7701
22262 | wall_3 | 1 | Wood, Vinyl, or Fiberglass | Double | <1/2" | 9 | 720 | 0.6 | False | False | 1-3 stories | 943.0804
22262 | wall_4 | 2 | Metal | Double | >=1/2" | 40 | 288 | 0.8 | False | False | 1-3 stories | 943.0804
22371 | wall_3 | 1 | Wood, Vinyl, or Fiberglass | Double | <1/2" | 100 | 630 | 0.6 | False | False | 1-3 stories | 1257.4406
22450 | wall_3 | 1 | Metal | Double | <1/2" | 100 | 1150 | 0.85 | False | False | 1-3 stories | 538.9031
22536 | wall_3 | 1 | Metal | Single |  | 99 | 3279 | 1.1 | False | False | 1-3 stories | 100.5952
22536 | wall_4 | 2 | Wood, Vinyl, or Fiberglass | Double | >=1/2" | 99 | 1232 | 0.55 | False | False | 1-3 stories | 100.5952
22536 | wall_5 | 3 | Metal | Single |  | 100 | 2100 | 1.1 | False | False | 1-3 stories | 100.5952
22870 | wall_3 | 1 | Wood, Vinyl, or Fiberglass | Double | >=1/2" | 100 | 1228 | 0.45 | False | True | 1-3 stories | 471.5402
22870 | wall_4 | 2 | Wood, Vinyl, or Fiberglass | Double | >=1/2" | 100 | 208 | 0.45 | False | True | 1-3 stories | 471.5402
22870 | wall_5 | 3 | Metal | Single |  | 0 | 60 | 1.1 | False | False | 1-3 stories | 471.5402
22906 | wall_3 | 1 | Wood, Vinyl, or Fiberglass | Double | >=1/2" | 100 | 1279 | 0.45 | False | True | 1-3 stories | 628.7203
23106 | wall_5 | 1 | Metal | Double | <1/2" | 10 | 12939 | 0.75 | False | True | 7+ stories
23425 | wall_3 | 1 | Metal | Single |  | 100 | 596 | 1.1 | False | False | 1-3 stories | 754.4643
23531 | wall_3 | 1 | Wood, Vinyl, or Fiberglass | Double | >=1/2" | 100 | 774 | 0.45 | False | True | 1-3 stories | 419.1469
23531 | wall_4 | 2 | Metal | Double | >=1/2" | 41 | 540 | 0.75 | False | True | 1-3 stories | 419.1469
23623 | wall_3 | 1 | Metal | Single |  | 100 | 576 | 0.85 | True | False | 1-3 stories | 314.3601
23623 | wall_4 | 2 | Wood, Vinyl, or Fiberglass | Double | <1/2" | 43 | 432 | 0.55 | False | True | 1-3 stories | 314.3601
23681 | wall_3 | 1 | Wood, Vinyl, or Fiberglass | Double | >=1/2" | 100 | 1240 | 0.45 | False | True | 1-3 stories | 943.0804
23681 | wall_4 | 2 | Wood, Vinyl, or Fiberglass | Double | >=1/2" | 0 | 80 | 0.45 | False | True | 1-3 stories | 943.0804
23685 | wall_3 | 1 | Wood, Vinyl, or Fiberglass | Double | >=1/2" | 100 | 597 | 0.45 | False | True | 1-3 stories | 754.4643
23685 | wall_4 | 2 | Metal | Double | >=1/2" | 100 | 380 | 0.75 | False | True | 1-3 stories | 754.4643
23800 | wall_6 | 1 | Wood, Vinyl, or Fiberglass | Double | >=1/2" | 50 | 1413 | 0.55 | False | False | 1-3 stories
23899 | wall_4 | 1 | Wood, Vinyl, or Fiberglass | Double | >=1/2" | 100 | 2745 | 0.45 | False | True | 1-3 stories | 167.6587
23899 | wall_5 | 2 | Wood, Vinyl, or Fiberglass | Double | >=1/2" | 0 | 280 | 0.45 | False | True | 1-3 stories | 167.6587
23996 | wall_3 | 1 | Metal | Double | <1/2" | 84 | 9808 | 0.75 | False | True | 7+ stories
23996 | wall_4 | 2 |  |  |  | 100 | 105 |  | False |  | 7+ stories
24009 | wall_3 | 1 | Wood, Vinyl, or Fiberglass | Double | <1/2" | 100 | 752 | 0.55 | False | True | 1-3 stories
24123 | wall_5 | 1 | Wood, Vinyl, or Fiberglass | Single |  | 100 | 286 | 0.95 | False | False | 1-3 stories
24123 | wall_6 | 2 | Wood, Vinyl, or Fiberglass | Single |  | 0 | 62 | 0.75 | True | False | 1-3 stories
24123 | wall_7 | 3 | Wood, Vinyl, or Fiberglass | Double | >=1/2" | 100 | 10 | 0.55 | False | False | 1-3 stories
24139 | wall_3 | 1 | Metal | Double | >=1/2" | 100 | 1152 | 0.75 | False | True | 1-3 stories | 471.5402
24637 | wall_3 | 1 | Metal | Double | <1/2" | 100 | 3313 | 0.85 | False | False | 1-3 stories | 209.5734
24802 | wall_3 | 1 | Wood, Vinyl, or Fiberglass | Double | <1/2" | 100 | 2300 | 0.55 | False | True | 1-3 stories | 314.3601
29940 | wall_3 | 1 | Wood, Vinyl, or Fiberglass | Double | >=1/2" | 52 | 7854 | 0.45 | False | True | 4-6 stories
60022 | wall_3 | 1 | Wood, Vinyl, or Fiberglass | Double | >=1/2" | 100 | 636 | 0.45 | False | True | 1-3 stories | 600.538
60051 | wall_3 | 1 | Wood, Vinyl, or Fiberglass | Double | >=1/2" | 86 | 647 | 0.45 | False | True | 1-3 stories | 960.8607
60051 | wall_4 | 2 | Metal | Double | >=1/2" | 100 | 255 | 0.75 | False | True | 1-3 stories | 960.8607
60071 | wall_5 | 1 | Wood, Vinyl, or Fiberglass | Double | >=1/2" | 97 | 2802 | 0.55 | False | False | 4-6 stories
60071 | wall_6 | 2 | Wood, Vinyl, or Fiberglass | Double | >=1/2" | 100 | 442 | 0.45 | False | True | 4-6 stories
60099 | wall_3 | 1 | Metal | Double | <1/2" | 100 | 1036 | 0.85 | False | False | 1-3 stories | 300.269
71001 | wall_3 | 1 | Wood, Vinyl, or Fiberglass | Double | <1/2" | 100 | 540 | 0.55 | False | True | 1-3 stories | 136.9043
71001 | wall_4 | 2 | Metal | Single |  | 0 | 9 | 1.1 | False | False | 1-3 stories | 136.9043
71002 | wall_3 | 1 | Wood, Vinyl, or Fiberglass | Double | >=1/2" | 100 | 1366 | 0.45 | False | True | 4-6 stories
71002 | wall_4 | 2 | Wood, Vinyl, or Fiberglass | Double | <1/2" | 100 | 14 | 0.55 | False | True | 4-6 stories
71002 | wall_5 | 3 | Wood, Vinyl, or Fiberglass | Double | >=1/2" | 0 | 13 | 0.55 | False | False | 4-6 stories
71003 | wall_3 | 1 | Metal | Double | >=1/2" | 100 | 413 | 0.8 | False | False | 1-3 stories | 182.539
71003 | wall_4 | 2 | Wood, Vinyl, or Fiberglass | Double | >=1/2" | 10 | 24 | 0.45 | False | True | 1-3 stories | 182.539
71004 | wall_3 | 1 | Metal | Double | <1/2" | 98 | 790 | 0.85 | False | False | 1-3 stories | 136.9043
71005 | wall_4 | 1 | Metal | Single |  | 100 | 1026 | 1.1 | False | False | 1-3 stories | 121.6927
71005 | wall_5 | 2 | Wood, Vinyl, or Fiberglass | Double | >=1/2" | 100 | 51 | 0.45 | False | True | 1-3 stories | 121.6927
71006 | wall_4 | 1 | Wood, Vinyl, or Fiberglass | Double | >=1/2" | 100 | 361 | 0.45 | False | True | 1-3 stories | 219.0469
71007 | wall_3 | 1 | Metal | Single | >=1/2" | 97 | 794 | 1.1 | False | False | 1-3 stories | 219.0469
71007 | wall_4 | 2 | Wood, Vinyl, or Fiberglass | Single |  | 100 | 20 | 0.95 | False | False | 1-3 stories | 219.0469
71008 | wall_5 | 1 | Wood, Vinyl, or Fiberglass | Double | >=1/2" | 100 | 767 | 0.45 | False | True | 1-3 stories | 182.539
71009 | wall_4 | 1 | Metal | Double | >=1/2" | 100 | 484 | 0.8 | False | False | 1-3 stories
71009 | wall_5 | 2 | Metal | Single |  | 0 | 9 | 1.1 | False | False | 1-3 stories
71010 | wall_4 | 1 | Metal | Double | >=1/2" | 100 | 813 | 0.8 | False | False | 1-3 stories | 182.539
71010 | wall_5 | 2 | Wood, Vinyl, or Fiberglass | Double | <1/2" | 100 | 20 | 0.6 | False | False | 1-3 stories | 182.539
71011 | wall_5 | 1 | Metal | Double | <1/2" | 90 | 674 | 0.75 | False | True | 1-3 stories | 136.9043
71012 | wall_4 | 1 | Metal | Double | <1/2" | 90 | 497 | 0.85 | False | False | 1-3 stories | 182.539
71013 | wall_4 | 1 | Wood, Vinyl, or Fiberglass | Double | >=1/2" | 94 | 834 | 0.55 | False | False | 1-3 stories
71013 | wall_5 | 2 | Metal | Single | <1/2" | 100 | 24 | 1.1 | False | False | 1-3 stories
71014 | wall_3 | 1 | Wood, Vinyl, or Fiberglass | Double | >=1/2" | 100 | 729 | 0.45 | False | True | 1-3 stories | 136.9043
72001 | wall_3 | 1 | Wood, Vinyl, or Fiberglass | Double | >=1/2" | 100 | 1490 | 0.45 | False | True | 1-3 stories | 78.231
72001 | wall_4 | 2 | Wood, Vinyl, or Fiberglass | Single |  | 0 | 68 | 0.95 | False | False | 1-3 stories | 78.231
72002 | wall_3 | 1 | Wood, Vinyl, or Fiberglass | Double | >=1/2" | 100 | 1576 | 0.45 | False | True | 4-6 stories
72002 | wall_4 | 2 | Metal | Double | >=1/2" | 50 | 70 | 0.75 | False | True | 4-6 stories
72002 | wall_5 | 3 | Wood, Vinyl, or Fiberglass | Double | >=1/2" | 0 | 24 | 0.55 | False | False | 4-6 stories
72003 | wall_4 | 1 | Metal | Double | <1/2" | 96 | 1363 | 0.75 | False | True | 4-6 stories
72004 | wall_4 | 1 | Wood, Vinyl, or Fiberglass | Double | >=1/2" | 69 | 1520 | 0.55 | False | False | 4-6 stories
72004 | wall_5 | 2 | Metal | Single |  | 100 | 26 | 1.1 | False | False | 4-6 stories
72005 | wall_3 | 1 | Wood, Vinyl, or Fiberglass | Double | <1/2" | 100 | 1128 | 0.55 | False | True | 1-3 stories | 91.2695
72006 | wall_4 | 1 | Wood, Vinyl, or Fiberglass | Double | >=1/2" | 93 | 1106 | 0.45 | False | True | 1-3 stories | 91.2695
72007 | wall_3 | 1 | Wood, Vinyl, or Fiberglass | Double | >=1/2" | 100 | 1296 | 0.45 | False | True | 1-3 stories | 91.2695
72008 | wall_4 | 1 | Metal | Double | >=1/2" | 100 | 853 | 0.75 | False | True | 1-3 stories | 99.5667
72009 | wall_6 | 1 | Wood, Vinyl, or Fiberglass | Double | >=1/2" | 100 | 1198 | 0.45 | False | True | 1-3 stories
72009 | wall_7 | 2 | Metal | Single |  | 17 | 167 | 1.1 | False | False | 1-3 stories
72010 | wall_4 | 1 | Metal | Single |  | 100 | 1272 | 1.1 | False | False | 4-6 stories
73001 | wall_3 | 1 | Metal | Single |  | 100 | 1013 | 1.1 | False | False | 4-6 stories
73001 | wall_4 | 2 | Wood, Vinyl, or Fiberglass | Double | >=1/2" | 100 | 856 | 0.45 | False | True | 4-6 stories
73002 | wall_5 | 1 | Wood, Vinyl, or Fiberglass | Double | >=1/2" | 100 | 1528 | 0.45 | False | True | 4-6 stories
73002 | wall_6 | 2 | Metal | Single |  | 11 | 161 | 1.1 | False | False | 4-6 stories
73002 | wall_7 | 3 | Metal | Double | <1/2" | 100 | 60 | 0.75 | False | True | 4-6 stories
73003 | wall_4 | 1 | Wood, Vinyl, or Fiberglass | Double | >=1/2" | 100 | 1678 | 0.55 | False | False | 1-3 stories | 60.8463
73004 | wall_3 | 1 | Wood, Vinyl, or Fiberglass | Double | >=1/2" | 100 | 1567 | 0.55 | False | False | 1-3 stories | 57.6439
73005 | wall_3 | 1 | Metal | Double | >=1/2" | 90 | 1645 | 0.8 | False | False | 1-3 stories | 54.7617
73006 | wall_3 | 1 | Wood, Vinyl, or Fiberglass | Double | >=1/2" | 96 | 906 | 0.55 | False | False | 1-3 stories | 73.0156
73006 | wall_4 | 2 | Metal | Single |  | 58 | 781 | 1.1 | False | False | 1-3 stories | 73.0156
73007 | wall_4 | 1 | Wood, Vinyl, or Fiberglass | Double | >=1/2" | 100 | 1720 | 0.55 | False | False | 1-3 stories | 64.4255
73008 | wall_4 | 1 | Metal | Double | <1/2" | 100 | 1250 | 0.85 | False | False | 1-3 stories | 52.154
73009 | wall_3 | 1 | Wood, Vinyl, or Fiberglass | Double | <1/2" | 100 | 1802 | 0.55 | False | True | 4-6 stories
73010 | wall_5 | 1 | Wood, Vinyl, or Fiberglass | Double | >=1/2" | 100 | 1934 | 0.55 | False | False | 1-3 stories
73010 | wall_6 | 2 | Metal | Single |  | 0 | 9 | 1.1 | False | False | 1-3 stories
74001 | wall_4 | 1 | Wood, Vinyl, or Fiberglass | Double | <1/2" | 99 | 5150 | 0.6 | False | False | 4-6 stories
74002 | wall_5 | 1 | Wood, Vinyl, or Fiberglass | Double | <1/2" | 100 | 2280 | 0.55 | False | True | 4-6 stories
74002 | wall_6 | 3 | Wood, Vinyl, or Fiberglass | Double | >=1/2" | 0 | 112 | 0.45 | False | True | 4-6 stories
74003 | wall_3 | 1 | Metal | Double | <1/2" | 90 | 3161 | 0.75 | False | True | 1-3 stories | 36.5078
74003 | wall_4 | 2 | Metal | Double | >=1/2" | 0 | 56 | 0.75 | False | True | 1-3 stories | 36.5078
74004 | wall_3 | 1 | Metal | Double | <1/2" | 6 | 1726 | 0.75 | False | True | 1-3 stories | 45.6348
74005 | wall_4 | 1 | Wood, Vinyl, or Fiberglass | Double | >=1/2" | 83 | 3399 | 0.55 | False | False | 1-3 stories | 40.5642
74005 | wall_5 | 2 | Metal | Double | >=1/2" | 0 | 5 | 0.8 | False | False | 1-3 stories | 40.5642
74006 | wall_3 | 1 | Wood, Vinyl, or Fiberglass | Double | >=1/2" | 100 | 1866 | 0.45 | False | True | 1-3 stories | 47.6189
74007 | wall_4 | 1 | Metal | Double | <1/2" | 100 | 3918 | 0.85 | False | False | 4-6 stories
74008 | wall_4 | 1 | Wood, Vinyl, or Fiberglass | Double | >=1/2" | 95 | 1774 | 0.45 | False | True | 4-6 stories
74008 | wall_5 | 2 | Metal | Double | <1/2" | 50 | 90 | 0.75 | False | True | 4-6 stories
74009 | wall_3 | 1 | Metal | Double | <1/2" | 85 | 4496 | 0.85 | False | False | 4-6 stories
74010 | wall_4 | 1 | Metal | Double | >=1/2" | 100 | 3451 | 0.75 | False | True | 4-6 stories
74011 | wall_6 | 1 | Wood, Vinyl, or Fiberglass | Double | >=1/2" | 100 | 1424 | 0.55 | False | False | 1-3 stories | 31.2924
74011 | wall_7 | 2 | Metal | Double | >=1/2" | 48 | 138 | 0.8 | False | False | 1-3 stories | 31.2924
74012 | wall_4 | 1 | Metal | Single |  | 100 | 3939 | 1.1 | False | False | 4-6 stories
74012 | wall_5 | 2 | Wood, Vinyl, or Fiberglass | Double | >=1/2" | 0 | 84 | 0.55 | False | False | 4-6 stories
74013 | wall_5 | 1 | Wood, Vinyl, or Fiberglass | Double | >=1/2" | 88 | 4318 | 0.45 | False | True | 4-6 stories
74013 | wall_6 | 2 | Metal | Double | >=1/2" | 50 | 785 | 0.75 | False | True | 4-6 stories
74014 | wall_5 | 1 | Metal | Single |  | 95 | 3513 | 1.1 | False | False | 4-6 stories
74015 | wall_3 | 1 | Metal | Double | <1/2" | 100 | 1460 | 0.85 | False | False | 1-3 stories | 40.5642
75001 | wall_3 | 1 | Metal | Double | >=1/2" | 100 | 1414 | 0.8 | False | False | 1-3 stories | 28.822
75001 | wall_4 | 2 | Metal | Double | >=1/2" | 13 | 332 | 0.75 | False | True | 1-3 stories | 28.822
75002 | wall_3 | 1 | Metal | Double | >=1/2" | 94 | 5930 | 0.75 | False | True | 7+ stories
75002 | wall_4 | 2 | Wood, Vinyl, or Fiberglass | Double | >=1/2" | 94 | 3591 | 0.45 | False | True | 7+ stories
75002 | wall_5 | 3 | Metal | Single |  | 8 | 773 | 1.1 | False | False | 7+ stories
75003 | wall_4 | 1 | Metal | Double | <1/2" | 100 | 3680 | 0.75 | False | True | 4-6 stories
75003 | wall_5 | 2 | Wood, Vinyl, or Fiberglass | Double | <1/2" | 100 | 112 | 0.55 | False | True | 4-6 stories
75004 | wall_4 | 1 | Metal | Double | >=1/2" | 60 | 4240 | 0.75 | False | True | 1-3 stories | 19.5578
75005 | wall_5 | 1 | Metal | Double | >=1/2" | 100 | 4553 | 0.8 | False | False | 4-6 stories
75005 | wall_6 | 2 | Wood, Vinyl, or Fiberglass | Double | >=1/2" | 100 | 128 | 0.45 | False | True | 4-6 stories
75006 | wall_4 | 1 | Metal | Double | >=1/2" | 100 | 2898 | 0.8 | False | False | 4-6 stories
75006 | wall_5 | 2 | Wood, Vinyl, or Fiberglass | Single |  | 12 | 414 | 0.95 | False | False | 4-6 stories
75007 | wall_5 | 1 | Wood, Vinyl, or Fiberglass | Double | >=1/2" | 90 | 4164 | 0.45 | False | True | 4-6 stories
75007 | wall_6 | 2 | Metal | Double | <1/2" | 20 | 1156 | 0.75 | False | True | 4-6 stories
75008 | wall_5 | 1 | Wood, Vinyl, or Fiberglass | Double | >=1/2" | 81 | 3632 | 0.45 | False | True | 1-3 stories | 26.713
75009 | wall_6 | 1 | Wood, Vinyl, or Fiberglass | Double | >=1/2" | 100 | 2000 | 0.45 | False | True | 1-3 stories
75009 | wall_7 | 2 | Wood, Vinyl, or Fiberglass | Single |  | 80 | 1333 | 0.95 | False | False | 1-3 stories
75010 | wall_4 | 1 | Metal | Double | <1/2" | 98 | 3483 | 0.85 | False | False | 1-3 stories | 30.4232
75011 | wall_4 | 1 | Wood, Vinyl, or Fiberglass | Double | >=1/2" | 95 | 4690 | 0.45 | False | True | 4-6 stories
75011 | wall_5 | 2 | Metal | Double | >=1/2" | 100 | 40 | 0.8 | False | False | 4-6 stories
75012 | wall_4 | 1 | Wood, Vinyl, or Fiberglass | Double | >=1/2" | 100 | 1455 | 0.55 | False | False | 1-3 stories
75012 | wall_5 | 2 | Wood, Vinyl, or Fiberglass | Single |  | 0 | 87 | 0.95 | False | False | 1-3 stories
75013 | wall_4 | 1 | Wood, Vinyl, or Fiberglass | Double | >=1/2" | 100 | 2221 | 0.45 | False | True | 4-6 stories
75013 | wall_5 | 2 | Metal | Double | <1/2" | 61 | 1141 | 0.85 | False | False | 4-6 stories
76001 | wall_3 | 1 | Wood, Vinyl, or Fiberglass | Single |  | 97 | 7066 | 0.95 | False | False | 4-6 stories
76002 | wall_3 | 1 | Metal | Single |  | 32 | 19224 | 1.1 | False | False | 4-6 stories
76003 | wall_5 | 1 | Metal | Double | >=1/2" | 99 | 8993 | 0.75 | False | True | 7+ stories
76003 | wall_6 | 2 | Wood, Vinyl, or Fiberglass | Single |  | 25 | 163 | 0.95 | False | False | 7+ stories
76004 | wall_5 | 1 | Wood, Vinyl, or Fiberglass | Double | >=1/2" | 42 | 10443 | 0.45 | False | True | 4-6 stories
76004 | wall_6 | 2 | Metal | Double | <1/2" | 2 | 132 | 0.75 | False | True | 4-6 stories
76004 | wall_7 | 3 |  |  |  | 0 | 33 |  | False | False | 4-6 stories
76005 | wall_3 | 1 | Wood, Vinyl, or Fiberglass | Double | >=1/2" | 93 | 5373 | 0.45 | False | True | 4-6 stories
76006 | wall_4 | 1 | Wood, Vinyl, or Fiberglass | Double | >=1/2" | 100 | 4760 | 0.45 | False | True | 7+ stories
76006 | wall_5 | 2 | Metal | Double | >=1/2" | 100 | 430 | 0.75 | False | True | 7+ stories
76006 | wall_6 | 3 | Metal | Single |  | 18 | 724 | 1.1 | False | False | 7+ stories
76007 | wall_6 | 1 | Wood, Vinyl, or Fiberglass | Double | >=1/2" | 90 | 3350 | 0.45 | False | True | 4-6 stories
76007 | wall_7 | 2 | Metal | Double | >=1/2" | 9 | 1100 | 0.75 | False | True | 4-6 stories
76007 | wall_8 | 3 | Wood, Vinyl, or Fiberglass | Double | >=1/2" | 0 | 50 | 0.55 | False | False | 4-6 stories
76008 | wall_4 | 1 | Wood, Vinyl, or Fiberglass | Double | >=1/2" | 95 | 6700 | 0.45 | False | True | 7+ stories
76009 | wall_3 | 1 | Metal | Double | >=1/2" | 100 | 3488 | 0.8 | False | False | 1-3 stories | 16.3468
76010 | wall_6 | 1 | Wood, Vinyl, or Fiberglass | Double | >=1/2" | 100 | 8839 | 0.45 | False | True | 1-3 stories | 16.1064
76010 | wall_7 | 3 | Metal | Single |  | 15 | 665 | 1.1 | False | False | 1-3 stories | 16.1064
76011 | wall_4 | 1 | Wood, Vinyl, or Fiberglass | Double | >=1/2" | 95 | 6491 | 0.45 | False | True | 7+ stories
76012 | wall_4 | 1 | Wood, Vinyl, or Fiberglass | Double | >=1/2" | 96 | 11674 | 0.45 | False | True | 4-6 stories
76012 | wall_5 | 2 | Metal | Double | >=1/2" | 62 | 65 | 0.75 | False | True | 4-6 stories
76013 | wall_5 | 1 | Wood, Vinyl, or Fiberglass | Double | >=1/2" | 85 | 7410 | 0.45 | False | True | 4-6 stories
77001 | wall_4 | 1 | Wood, Vinyl, or Fiberglass | Double | >=1/2" | 99 | 6549 | 0.45 | False | True | 4-6 stories
77001 | wall_5 | 2 | Metal | Double | >=1/2" | 8 | 2083 | 0.75 | False | True | 4-6 stories
77001 | wall_6 | 3 | Wood, Vinyl, or Fiberglass | Double | >=1/2" | 100 | 20 | 0.55 | False | False | 4-6 stories
77002 | wall_4 | 1 | Metal | Single |  | 99 | 21658 | 1.1 | False | False | 7+ stories
77003 | wall_5 | 1 | Wood, Vinyl, or Fiberglass | Double | >=1/2" | 100 | 14290 | 0.45 | False | True | 4-6 stories
77003 | wall_6 | 2 | Metal | Double | >=1/2" | 75 | 381 | 0.8 | False | False | 4-6 stories
77003 | wall_7 | 3 | Metal | Single |  | 0 | 672 | 1.1 | False | False | 4-6 stories
77004 | wall_5 | 1 | Wood, Vinyl, or Fiberglass | Double | >=1/2" | 78 | 10813 | 0.45 | False | True | 1-3 stories | 6.9319
77005 | wall_6 | 1 | Metal | Double | >=1/2" | 50 | 18753 | 0.75 | False | True | 7+ stories
77006 | wall_3 | 1 | Wood, Vinyl, or Fiberglass | Double | >=1/2" | 77 | 17230 | 0.45 | False | True | 7+ stories
77006 | wall_4 | 2 | Metal | Double | >=1/2" | 22 | 978 | 0.75 | False | True | 7+ stories
77007 | wall_5 | 1 | Wood, Vinyl, or Fiberglass | Double | >=1/2" | 84 | 11581 | 0.45 | False | True | 4-6 stories
77008 | wall_4 | 1 | Metal | Single |  | 100 | 6164 | 1.1 | False | False | 7+ stories
77008 | wall_5 | 2 | Metal | Single |  | 7 | 495 | 1.1 | False | False | 7+ stories
77009 | wall_5 | 1 | Wood, Vinyl, or Fiberglass | Double | >=1/2" | 94 | 16265 | 0.45 | False | True | 4-6 stories
77009 | wall_6 | 2 | Wood, Vinyl, or Fiberglass | Double | >=1/2" | 5 | 1487 | 0.45 | False | True | 4-6 stories
77009 | wall_7 | 3 | Metal | Double | >=1/2" | 100 | 84 | 0.75 | False | True | 4-6 stories
77010 | wall_6 | 1 | Wood, Vinyl, or Fiberglass | Double | >=1/2" | 95 | 20335 | 0.45 | False | True | 7+ stories
77010 | wall_7 | 2 | Metal | Double | >=1/2" | 15 | 2432 | 0.75 | False | True | 7+ stories
77011 | wall_5 | 1 | Wood, Vinyl, or Fiberglass | Double | >=1/2" | 100 | 7149 | 0.45 | False | True | 7+ stories
78001 | wall_3 | 1 | Metal | Double | >=1/2" | 9 | 115562 | 0.75 | False | True | 7+ stories
78001 | wall_4 | 2 | Metal | Double | >=1/2" | 4 | 3266 | 0.75 | False | True | 7+ stories
78002 | wall_5 | 1 | Wood, Vinyl, or Fiberglass | Double | >=1/2" | 90 | 41747 | 0.45 | False | True | 7+ stories
78002 | wall_6 | 2 | Metal | Double | >=1/2" | 48 | 2378 | 0.75 | False | True | 7+ stories
78003 | wall_5 | 1 | Wood, Vinyl, or Fiberglass | Double | >=1/2" | 90 | 14106 | 0.45 | False | True | 7+ stories
78004 | wall_5 | 1 | Wood, Vinyl, or Fiberglass | Double | >=1/2" | 5 | 14126 | 0.45 | False | True | 7+ stories
78005 | wall_4 | 1 | Metal | Double | >=1/2" | 10 | 123090 | 0.75 | False | True | 7+ stories
78006 | wall_4 | 1 | Wood, Vinyl, or Fiberglass | Double | >=1/2" | 93 | 31011 | 0.45 | False | True | 7+ stories
78006 | wall_5 | 2 | Metal | Double | <1/2" | 25 | 1356 | 0.75 | False | True | 7+ stories
78007 | wall_4 | 1 | Wood, Vinyl, or Fiberglass | Double | >=1/2" | 88 | 14502 | 0.45 | False | True | 4-6 stories
78007 | wall_5 | 2 | Metal | Double | >=1/2" | 20 | 1135 | 0.75 | False | True | 4-6 stories
78008 | wall_5 | 1 | Wood, Vinyl, or Fiberglass | Double | >=1/2" | 95 | 18682 | 0.45 | False | True | 4-6 stories
78008 | wall_6 | 2 | Metal | Double | >=1/2" | 18 | 3294 | 0.75 | False | True | 4-6 stories
78009 | wall_5 | 1 | Metal | Double | >=1/2" | 80 | 18100 | 0.75 | False | True | 4-6 stories
78009 | wall_6 | 2 | Metal | Double | >=1/2" | 30 | 8565 | 0.75 | False | True | 4-6 stories
78010 | wall_3 | 1 | Wood, Vinyl, or Fiberglass | Double | >=1/2" | 100 | 12096 | 0.45 | False | True | 7+ stories
78010 | wall_4 | 2 | Metal | Double | >=1/2" | 12 | 849 | 0.8 | False | False | 7+ stories
78011 | wall_5 | 1 | Wood, Vinyl, or Fiberglass | Single |  | 88 | 10094 | 0.95 | False | False | 7+ stories
78011 | wall_6 | 2 | Metal | Single |  | 0 | 54 | 1.1 | False | False | 7+ stories
78012 | wall_5 | 1 | Wood, Vinyl, or Fiberglass | Double | >=1/2" | 30 | 13721 | 0.45 | False | True | 7+ stories
80061 | wall_3 | 1 | Wood, Vinyl, or Fiberglass | Double | >=1/2" | 100 | 2648 | 0.45 | False | True | 1-3 stories | 85.8641
80073 | wall_5 | 1 | Wood, Vinyl, or Fiberglass | Double | >=1/2" | 100 | 1708 | 0.45 | False | True | 1-3 stories | 128.7962

## FlCrawl
siteid | component_it | StdFloorInsulation | StdFloorInsulationCondition | CrawlWallInsLevel | CrawlArea | CrawlFraming | CrawlJoistSize | u_floor | u_crawl_wall | CrawlWallInsulated | CrawlVentsPresent | CrawlVentsBlocked | CrawlMoreInsulation | # floors | LowRiseWght
10323 | floor_1 | R4-R10 | 0.9 |  | 3038 | Joist |  | 0.1 | 4.5 | FALSE | TRUE | True | TRUE | 1-3 stories | 256.2437
10400 | floor_1 | R11-R15 | 1 |  | 9856 | Joist | 2x10 | 0.06 | 3.1 | FALSE | TRUE | False | FALSE | 1-3 stories | 34.3457
10862 | floor_1 | R11-R15 | 0.75 |  | 8064 | Joist | 2x10 | 0.1 | 3.1 | FALSE | TRUE | False | FALSE | 1-3 stories | 85.8641
11263 | floor_1 | None |  |  | 2520 | Joist | 2x8 | 0.23 | 3.1 | FALSE | TRUE | False | FALSE | 1-3 stories | 343.4565
11290 | floor_1 | R4-R10 | 0.9 |  | 6456 |  |  | 0.1 | 3.1 | FALSE | TRUE | False | FALSE | 1-3 stories
11887 | floor_1 | R28-R35 | 0.9 |  | 35836 | Joist | 2x12 | 0.055 | 3.1 | FALSE | TRUE | False | FALSE | 1-3 stories | 53.3812
12511 | floor_1 | R4-R10 | 0.9 |  | 12235 |  |  | 0.1 | 3.1 | FALSE | TRUE | False | FALSE | 4-6 stories
12623 | floor_1 | R28-R35 | 1 | R12-R20 | 3672 | Joist | 2x10 | 0.03 | 4.5 | TRUE | TRUE | False | TRUE | 1-3 stories | 600.538
13628 | floor_1 | R4-R10 | 0.9 |  | 2128 |  |  | 0.1 | 3.1 | FALSE | TRUE | False | TRUE | 1-3 stories | 343.4565 | Sum of LowRiseWght | Column Labels
13988 | floor_1 | None |  |  | 900 | Joist | 2x8 | 0.23 | 5 | FALSE | FALSE |  | TRUE | 1-3 stories | 114.4855 |  | 2x10 |  | 2x10 Total | 2x12 |  | 2x12 Total | 2x6 | 2x6 Total | 2x8 |  | 2x8 Total | (blank) |  |  | (blank) Total | Grand Total
14259 | floor_2 | R16-R22 | 1 | R12-R20 | 11100 | Joist | 2x12 | 0.045 | 4.5 | TRUE | TRUE | False | TRUE | 4-6 stories |  | Row Labels | TRUE | FALSE |  | TRUE | FALSE |  | FALSE |  | TRUE | FALSE |  | TRUE | FALSE | (blank) |  |  | at least 2x8, false to R30 | at least 2x10 True to R30
20165 | floor_1 | R28-R35 | 0.9 |  | 3382 | Joist |  | 0.055 | 3.1 | FALSE | TRUE | False | FALSE | 1-3 stories | 628.7203 | None | 73.0156 |  | 73.0156 | 943.0804 |  | 943.0804 |  |  | 114.4855 | 343.4565 | 457.942 | 2672.0611 |  |  | 2672.0611 | 4146.0991 | R19 | R30
20566 | floor_1 | R4-R10 | 0.9 |  | 3622 | Joist | 2x10 | 0.1 | 4.5 | FALSE | TRUE | True | FALSE | 1-3 stories | 754.4643 | R11-R15 | 78.231 | 120.2098 | 198.4408 | [6 empty] | 136.9043 | 136.9043 |  |  |  |  | 335.3451 | 8.284% | 91.72%
20665 | floor_1 | R4-R10 | 0.9 |  | 3150 | Joist |  | 0.1 | 3.1 | FALSE | TRUE | False | FALSE | 1-3 stories | 685.8766 | R16-R22 | 26.713 |  | 26.713 | 784.8875 | 0 | 784.8875 | 209.5734 | 209.5734 |  | 182.539 | 182.539 |  | 1610.7797 |  | 1610.7797 | 2814.4926
20705 | floor_1 | R4-R10 | 0.9 |  | 5540 |  |  | 0.1 | 3.1 | FALSE | TRUE | False | TRUE | 1-3 stories | 1257.4406 | R23-R27 | 0 | 0 | 0 | [6 empty] | 0 | 0 |  |  |  |  | 0
20803 | floor_1 | R4-R10 | 0.9 |  | 2825 | Joist |  | 0.1 | 3.1 | FALSE | TRUE | False | FALSE | 1-3 stories | 838.2937 | R28-R35 | 600.538 |  | 600.538 |  | 53.3812 | 53.3812 |  |  |  | 91.2695 | 91.2695 |  | 628.7203 |  | 628.7203 | 1373.9089
21000 | floor_1 | R4-R10 | 0.9 |  | 12776 | Joist | 2x10 | 0.1 | 4.5 | FALSE | TRUE | True | TRUE | 1-3 stories | 251.4881 | R4-R10 | 502.9762 | 754.4643 | 1257.4405 |  |  |  | 47.6189 | 47.6189 |  |  |  | 1897.705 | 2720.7281 |  | 4618.4331 | 5923.4925
21268 | floor_1 | None |  |  | 2158 | Joist |  | 0.23 | 3.1 | FALSE | TRUE | False | TRUE | 1-3 stories | 1257.4406 | (blank)
21488 | floor_1 | R16-R22 | 0.75 |  | 2924 | Post and beam |  | 0.09 | 3.1 | FALSE | TRUE | False | FALSE | 1-3 stories | 943.0804 | Grand Total | 1281.4739 | 874.6741 | 2156.1479 | 1727.9678 | 53.3812 | 1781.349 | 257.1923 | 257.1923 | 114.4855 | 754.1694 | 868.6549 | 4569.7662 | 4960.228 |  | 9529.9942 | 14593.3383
21576 | floor_1 | R4-R10 | 0.9 |  | 11520 | Joist |  | 0.1 | 4.5 | FALSE | TRUE | True | FALSE | 1-3 stories | 314.3601
21691 | floor_1 | None |  | R3-R11 | 6726 | Post and beam |  | 0.23 | 7.6 | TRUE | TRUE | True | TRUE | 1-3 stories | 943.0804
21985 | floor_1 | R16-R22 | 0.75 | R3-R11 | 3240 | Post and beam | 2x12 | 0.09 | 3.9 | TRUE | TRUE | False | TRUE | 1-3 stories | 754.4643
21998 | floor_1 | None |  | R3-R11 | 4207 | Joist | 2x12 | 0.23 | 3.9 | TRUE | TRUE | False | TRUE | 1-3 stories
22058 | floor_1 | R4-R10 | 0.9 |  | 11880 | Joist | 2x10 | 0.1 | 3.1 | FALSE | TRUE | False | TRUE | 1-3 stories | 251.4881
22450 | floor_1 | R16-R22 | 0.9 | R3-R11 | 5123 | Joist |  | 0.065 | 7.6 | TRUE | TRUE | True | FALSE | 1-3 stories | 538.9031
23425 | floor_1 | R4-R10 | 0.9 |  | 3340 | Joist |  | 0.1 | 4.5 | FALSE | TRUE | True | FALSE | 1-3 stories | 754.4643
24139 | floor_1 | None |  |  | 7280 | Post and beam |  | 0.23 | 4.5 | FALSE | TRUE | True | TRUE | 1-3 stories | 471.5402
24637 | floor_1 | R16-R22 | 1 | R3-R11 | 26980 | Joist | 2x6 | 0.045 | 7.6 | TRUE | TRUE | True | FALSE | 1-3 stories | 209.5734
71003 | floor_1 | R16-R22 | 1 |  | 2290 | Joist | 2x8 | 0.045 | 3.1 | FALSE | TRUE | False | FALSE | 1-3 stories | 182.539
71014 | floor_1 | R11-R15 | 0.9 |  | 2992 | Joist | 2x8 | 0.075 | 3.1 | FALSE | TRUE | False | FALSE | 1-3 stories | 136.9043
72001 | floor_1 | R11-R15 | 0.5 |  | 4522 | Joist | 2x10 | 0.145 | 3.1 | FALSE | TRUE | False | TRUE | 1-3 stories | 78.231
72007 | floor_1 | R28-R35 | 1 |  | 4836 | Joist | 2x8 | 0.03 | 3.1 | FALSE | TRUE | False | FALSE | 1-3 stories | 91.2695
72010 | floor_1 | None |  |  | 870 | Joist | 2x8 | 0.23 | 3.1 | FALSE | TRUE | False | TRUE | 4-6 stories
73001 | floor_1 | None |  |  | 4879 | Joist | 2x10 | 0.23 | 3.1 | FALSE | TRUE | False | TRUE | 4-6 stories
73002 | floor_1 | R23-R27 | 0.9 |  | 3287 | Joist | 2x8 | 0.06 | 3.1 | FALSE | TRUE | False | FALSE | 4-6 stories
73006 | floor_1 | None |  |  | 5900 | Joist | 2x10 | 0.23 | 3.1 | FALSE | TRUE | False | TRUE | 1-3 stories | 73.0156
74005 | floor_1 | R4-R10 | 0.9 |  | 245 | Joist |  | 0.1 | 3.1 | FALSE | TRUE | False | TRUE | 1-3 stories | 40.5642
74006 | floor_1 | R4-R10 | 0.9 |  | 7146 |  | 2x6 | 0.1 | 3.1 | FALSE | TRUE | False | FALSE | 1-3 stories | 47.6189
75005 | floor_1 | R23-R27 | 1 |  | 5575 | Joist | 2x10 | 0.035 | 3.1 | FALSE | TRUE | False | TRUE | 4-6 stories
75008 | floor_1 | R16-R22 | 0.9 |  | 6358 | Joist | 2x10 | 0.065 | 3.1 | FALSE | TRUE | False | TRUE | 1-3 stories | 26.713
75009 | floor_2 | R4-R10 | 0.9 |  | 4071 | Joist |  | 0.1 | 3.1 | FALSE | TRUE | False | FALSE | 1-3 stories
75010 | floor_1 | R16-R22 | 0.75 |  | 7972 | Joist | 2x12 | 0.09 | 3.1 | FALSE | TRUE | False | TRUE | 1-3 stories | 30.4232
76005 | floor_1 | R23-R27 | 0.9 |  | 12151 | Joist | 2x10 | 0.06 | 3.1 | FALSE | TRUE | False | FALSE | 4-6 stories
76007 | floor_1 | R16-R22 | 0.9 |  | 11717 | Joist | 2x12 | 0.065 | 3.1 | FALSE | TRUE | False | FALSE | 4-6 stories
80073 | floor_1 | R16-R22 | 0.75 |  | 1641 | Post and beam |  | 0.09 | 3.1 | FALSE | TRUE | False | FALSE | 1-3 stories | 128.7962

## MFMaster
From Mfbuilding_master | 2 | 3 | 4 | 5 | 6 | 7 | 8 | 9 | 10 | 11 | 12 | 13 | 14 | 15 | 16 | 17 | 18 | 19 | 20 | 21 | 22 | 23 | 24 | 25 | 26 | 27 | 28 | 29 | 30 | 31 | 32 | 33 | 34 | 35 | 36 | 37 | 38 | 39 | 40 | 41 | 42 | 43 | 44 | 45 | 46 | 47 | 48 | 49 | 50 | 51 | 52 | 53 | 54 | 55 | 56 | 57 | 58 | 59 | 60 | 61 | 62 | 63 | 64 | 65 | 66 | 67 | 68 | 69 | 70 | 71 | 72 | 73 | 74 | 75 | 76 | 77 | 78 | 79 | 80 | 81 | 82 | 83 | 84 | 85
siteid | Site_BldgSizeClass | Site_Pweight | Site_BldgVintage | Site_BldgYearConstructed | Site_City | Site_State | Site_PostCode | Site_ElectricityUtility | Site_NaturalGasUtility | Config_ResidenceType | Config_TotalUnits | Config_ResFloors | Config_NonResFloors | Config_AboveGrndFloors | Config_StorageMechFloors | Config_TotalFloorArea | Config_ResidentialFloorArea | Config_ResCommonFloorArea | Config_Total4Bed | Config_Total3Bed | Config_Total2Bed | Config_Total1Bed | Config_TotalStudio | Config_Vacancy | Config_CommercialAreaPresent | Config_CommonAreaPresent | Config_AvgCeilingHeight | Energy_kWhAnnBldg | Energy_kWhAnnUnit | Energy_kWhAnnTot | Energy_thmAnnBldg | Energy_thmAnnUnit | Energy_thmAnnTot | Energy_kBtuAnnTot | Shell_ExposedIntSlabsPresent | Shell_CommercialAreaInResShell | Shell_WindowsEastPct | Shell_WindowsNEpct | Shell_WindowsNorthPct | Shell_WindowsNWpct | Shell_WindowsSouthPct | Shell_WindowsSEpct | Shell_WindowsSWpct | Shell_WindowsWestPct | Shell_BalconiesPresent | Equip_WasherCount | Equip_DryerCount | Equip_ElevatorCount | Equip_CentralHVACpresent | Equip_CentralVentilationPresent | Equip_CommonHVACpresent | Equip_CommonVentilationPresent | Equip_WaterPboosterPumpPresent | Equip_GarageVentilationPresent | Equip_PoolHeaterPresent | Equip_PrimaryHeatingSystem | Equip_PrimaryHeatingFuel | Equip_UnitOrCentralHeat | Equip_CoolingSystem | Equip_DHWSystemCategory | Fuel_GasSvcPresent | Fuel_ElectricityUsed | Fuel_GasUsed | Fuel_OilUsed | Fuel_OtherFuelUsed | Fuel_PropaneUsed | Fuel_ElecMeterLocCount | Fuel_ElecMeterCount | Fuel_GasMeterLocCount | Fuel_GasMeterCount | Park_ParkingProvided | Park_TotalNonResPercent | Park_TotalStalls | Park_TotalArea | Park_Floors | Park_EnclosedGarage | Park_OpenGarage | Park_CoveredLot | Park_OpenLot | Struct_StructureType | Struct_ConstructionType | Struct_FoundationType | Struct_FrameMaterial | LowRise Weights | Low Rise Floor Area | Low Rise # of floors | Floor area * weight | # floors * weight | Average floor area
128 | 1-3 stories | 443.8025 | 1981-1990 | 1989 | LAKEWOOD | WA | 98499 | Tacoma Public Utilities |  | Flats/Apartments | 17 | 3 | 0 | 3 | 0 | 13515 | 13515 | 0 | 0 | 0 | 17 | 0 | 0 | 17 | FALSE | FALSE | 8 | 4153.8804 | 158190.5469 | 162344.4219 |  |  |  | 553919.1875 | False | 0 | 4 | 0 | 58 | 0 | 35 | 0 | 0 | 3 | TRUE | 0 | 0 | 0 | FALSE | FALSE | FALSE | FALSE | False | False | True | Zonal Electric | Electric | in-unit system | No Cooling | Unit Water Heaters Only | FALSE | TRUE | FALSE | FALSE | FALSE | FALSE | 1 | 18 | 0 | 0 | TRUE | 0 | 32 | 10228 | 0 | False | False | True | True | Frame over Concrete Slab | Wood Framing | >90% slab | Wood | 443.8025 | 13515 | 3 | 5997991.068 | 1331.4076 | 10292.9245
10137 | 1-3 stories | 300.269 | 1981-1990 | 1984 | KIRKLAND | WA | 98034 | Puget Sound Energy |  | Flats/Apartments | 16 | 2 | 0 | 2 | 0 | 12920 | 12920 | 0 | 0 | 0 | 16 | 0 | 0 | 0 | FALSE | FALSE | 8 |  | 140968.3281 | 140968.3281 |  |  |  | 480983.9375 | False | 0 | 0 | 46 | 4 | 0 | 0 | 40 | 0 | 10 | TRUE | 0 | 0 | 0 | FALSE | FALSE | FALSE | FALSE | False | False | False | Zonal Electric | Electric | in-unit system | No Cooling | Unit Water Heaters Only | FALSE | TRUE | FALSE | FALSE | FALSE | FALSE | 4 | 297 | 0 | 0 | TRUE | 0 | 30 | 10459 | 0 | False | False | True | True | Frame over Concrete Slab | Wood Framing | >90% slab | Wood | 300.269 | 12920 | 2 | 3879475.2466 | 600.538
10238 | 1-3 stories | 160.1434 | 1981-1990 | 1989 | SILVERDALE | WA | 98383 | Puget Sound Energy |  | Flats/Apartments | 30 | 3 | 0 | 3 | 0 | 25924 | 25924 | 1583 | 0 | 3 | 24 | 3 | 0 | 0 | FALSE | TRUE | 8 | 10292.6592 | 376892.5625 | 387185.2188 |  |  |  | 1321076 | False | 0 | 17 | 0 | 22 | 0 | 20 | 0 | 0 | 41 | TRUE | 0 | 0 | 0 | FALSE | FALSE | FALSE | FALSE | False | False | False | Zonal Electric | Electric | in-unit system | No Cooling | Unit Water Heaters Only | FALSE | TRUE | FALSE | FALSE | FALSE | FALSE | 6 | 31 | 0 | 0 | TRUE | 0 | 30 | 7500 | 0 | False | False | False | False | Frame | Wood Framing | >90% slab | Wood | 160.1434 | 25924 | 3 | 4151558.7427 | 480.4303 | Average # of stories
10260 | 1-3 stories | 480.4304 | 1981-1990 | 1981 | SEATTLE | WA | 98105 | Seattle City Light |  | Flats/Apartments | 10 | 3 | 0 | 3 | 0 | 6800 | 6800 | 30 | 0 | 0 | 7 | 3 | 0 | 0 | FALSE | TRUE | 8 | 8326.4854 | 62302.0742 | 70628.5625 |  |  |  | 240984.6562 | False | 0 | 12 | 0 | 23 | 0 | 53 | 0 | 0 | 12 | FALSE | 2 | 2 | 0 | FALSE | FALSE | FALSE | FALSE | False | False | False | Zonal Electric | Electric | in-unit system | No Cooling | Unit Water Heaters and Common Area System | FALSE | TRUE | FALSE | FALSE | FALSE | FALSE | 1 | 12 | 0 | 0 | TRUE | 0 | 10 | 2000 | 1 | False | True | False | False | Frame | Wood Framing | Parking/open | Wood | 480.4304 | 6800 | 3 | 3266926.4404 | 1441.2911 | 2.2344
10323 | 1-3 stories | 256.2437 | 1955-1970 | 1965 | EUGENE | OR | 97401 | Eugene Water & Electric Board |  | Flats/Apartments | 7 | 2 | 0 | 2 | 0 | 6229 | 6229 | 153 | 0 | 0 | 5 | 2 | 0 | 0 | FALSE | TRUE | 7.5 | 4039.8103 | 42693.8242 | 46733.6328 |  |  |  | 159455.1562 | False | 0 | 6 | 0 | 34 | 0 | 54 | 0 | 0 | 6 | FALSE | 1 | 1 | 0 | FALSE | FALSE | FALSE | FALSE | False | False | False | Zonal Electric | Electric | in-unit system | No Cooling | Unit Water Heaters Only | FALSE | TRUE | FALSE | FALSE | FALSE | FALSE | 1 | 8 | 0 | 0 | TRUE |  | 7 | 2975 | 0 | False | False | False | True | Frame | Wood Framing | >90% crawl | Wood | 256.2437 | 6229 | 2 | 1596142.2807 | 512.4875
10400 | 1-3 stories | 34.3457 | 1955-1970 | 1968 | LYNNWOOD | WA | 98036 | Snohomish County PUD 1 |  | Flats/Apartments | 60 | 3 | 0 | 3 | 0 | 51192 | 51192 | 9050 | 0 | 0 | 30 | 30 | 0 | 5 | FALSE | TRUE | 8 | 106214.2656 | 317451.5312 | 423665.8125 |  |  |  | 1445547.75 | True | 0 | 30 | 0 | 16 | 0 | 17 | 0 | 0 | 37 | TRUE | 6 | 6 | 1 | FALSE | FALSE | TRUE | TRUE | False | False | False | Zonal Electric | Electric | in-unit system | No Cooling | Unit Water Heaters and Common Area System | FALSE | TRUE | FALSE | FALSE | FALSE | FALSE | 1 | 62 | 0 | 0 | TRUE | 0 | 95 | 37808 | 1 | False | True | False | True | Frame | Wood Framing | Mixed crawl and slab | Wood | 34.3457 | 51192 | 3 | 1758222.6957 | 103.037
10477 | 4-6 stories | 30.4232 | 1981-1990 | 1987 | SEATTLE | WA | 98107 | Seattle City Light |  | Flats/Apartments | 36 | 4 | 0 | 4 | 0 | 31300 | 31300 | 3400 | 0 | 0 | 8 | 27 | 1 | 0 | FALSE | TRUE | 9 | 34169.2344 | 219454.75 | 253623.9844 |  |  |  | 865365.0625 | False | 0 | 6 | 0 | 40 | 0 | 40 | 0 | 0 | 14 | TRUE | 0 | 0 | 1 | FALSE | FALSE | FALSE | FALSE | False | True | False | Zonal Electric | Electric | in-unit system | No Cooling | Unit Water Heaters Only | FALSE | TRUE | FALSE | FALSE | FALSE | FALSE |  |  | 0 | 0 | TRUE | 0 | 36 | 11100 | 1 | True | False | False | False | Frame over PT | Wood Framing | Parking/enclosed garage | Wood
10480 | 1-3 stories | 400.3586 | 1971-1980 | 1972 | BELLEVUE | WA | 98005 | Puget Sound Energy | Puget Sound Energy | Flats/Apartments | 12 | 2 | 0 | 2 | 0 | 7300 | 7300 | 0 | 0 | 0 | 0 | 12 | 0 | 0 | FALSE | FALSE | 8 | 9600.1514 | 95084.5469 | 104684.6953 |  |  |  | 357184.1875 | False | 0 | 77 | 0 | 1 | 0 | 1 | 0 | 0 | 21 | TRUE | 0 | 0 | 0 | FALSE | FALSE | FALSE | FALSE | False | False | False | Zonal Electric | Electric | in-unit system | Unit Systems | Unit Water Heaters Only | FALSE | TRUE | FALSE | FALSE | FALSE | FALSE | 3 | 13 | 0 | 0 | TRUE | 0 | 18 | 5075 | 0 | False | False | True | True | Frame over Concrete Slab | Wood Framing | >90% slab | Wood | 400.3586 | 7300 | 2 | 2922618.0908 | 800.7173
10495 | 1-3 stories | 206.0739 | 1971-1980 | 1980 | MUKILTEO | WA | 98275 | Snohomish County PUD 1 |  | Flats/Apartments | 10 | 2 | 0 | 2 | 0 | 9698 | 9698 | 0 | 0 | 0 | 10 | 0 | 0 | 0 | FALSE | FALSE | 8 |  | 99157.2031 | 99157.2031 |  |  |  | 338324.375 | False | 0 | 0 | 62 | 0 | 0 | 0 | 0 | 38 | 0 | TRUE | 0 | 0 | 0 | FALSE | FALSE | FALSE | FALSE | False | False | False | Zonal Electric | Electric | in-unit system | No Cooling | Unit Water Heaters Only | FALSE | TRUE | FALSE | FALSE | FALSE | FALSE | 1 | 12 | 0 | 0 | TRUE | 0 | 17 | 5695 | 0 | False | False | True | True | Frame over Concrete Slab | Wood Framing | >90% slab | Wood | 206.0739 | 9698 | 2 | 1998504.8138 | 412.1478
10519 | 4-6 stories | 8.5565 | > 2000 | 2001 | SEATTLE | WA | 98121 | Seattle City Light | Puget Sound Energy | Flats/Apartments | 128 | 5 | 1 | 6 | 0 | 118630 | 111866 | 15811 | 0 | 0 | 18 | 105 | 5 | 6 | TRUE | TRUE | 8.67 | 399910.5312 | 713183.25 | 1113093.75 |  |  | 2234.5452 | 4021330.5 | False | 6764 | 2 | 13 | 1 | 22 | 7 | 21 | 27 | 7 | TRUE | 0 | 0 | 2 | FALSE | FALSE | TRUE | TRUE | True | True | True | Zonal Electric | Electric | in-unit system | Unit Systems | Unit Water Heaters and Common Area System | TRUE | TRUE | TRUE | FALSE | FALSE | FALSE | 1 | 135 | 1 | 1 | TRUE | 0 | 142 | 40377 | 2 | True | False | False | False | Frame over Concrete Slab | Wood Framing | Parking/enclosed garage | Wood
10587 | 1-3 stories | 266.9058 | 1971-1980 | 1980 | KENT | WA | 98031 | Puget Sound Energy | Puget Sound Energy | Flats/Apartments | 18 | 3 | 0 | 3 | 0 | 14274 | 14272 | 0 | 0 | 0 | 12 | 6 | 0 | 5 | FALSE | FALSE | 7.75 |  | 184230.6875 | 184230.6875 |  |  | 2456.5049 | 874245.625 | False | 0 | 28 | 0 | 3 | 0 | 3 | 0 | 0 | 66 | TRUE | 4 | 4 | 0 | FALSE | FALSE | FALSE | FALSE | False | False | False | Zonal Electric | Electric | in-unit system | No Cooling | Unit Water Heaters Only | TRUE | TRUE | TRUE | FALSE | FALSE | FALSE | 3 | 18 | 1 | 3 | TRUE | 0 | 45 | 14391 | 0 | False | False | True | True | Frame over Concrete Slab | Wood Framing | >90% slab | Wood | 266.9058 | 14274 | 3 | 3809812.8428 | 800.7173
10614 | 4-6 stories | 114.3882 | 1991-2000 | 1994 | BELLEVUE | WA | 98007 | Puget Sound Energy | Puget Sound Energy | Flats/Apartments | 42 | 4 | 0 | 4 | 0 | 63260 | 63260 | 20300 | 0 | 3 | 24 | 15 | 0 | 19 | FALSE | TRUE | 8 | 219356.8594 | 116099.2266 | 335456.0938 | 26.1412 | 5356.0601 | 5382.2012 | 1682796.25 | False | 0 | 0 | 10 | 21 | 14 | 11 | 21 | 23 | 0 | TRUE | 0 | 0 | 1 | FALSE | FALSE | TRUE | TRUE | True | True | True | Forced Air | Natural Gas | in-unit system | Forced Air AC/HP | Central Water Heater for Units and Common Areas | TRUE | TRUE | TRUE | FALSE | FALSE | FALSE | 1 | 45 | 4 | 44 | TRUE | 0 | 49 | 19888 | 1 | True | False | False | True | Frame over Concrete Slab | Wood Framing | Parking/enclosed garage | Wood
10623 | 1-3 stories | 219.0469 | > 2000 | 2008 | SEATTLE | WA | 98112 | Seattle City Light | Puget Sound Energy | Flats/Apartments | 5 | 4 | 0 | 3 | 0 | 7455 | 7455 | 955 | 0 | 0 | 3 | 0 | 2 | 0 | FALSE | TRUE | 9 | 10363.9092 | 19200.7227 | 29564.6328 |  |  | 3854.3994 | 486314.4688 | True | 0 | 30 | 0 | 14 | 0 | 25 | 0 | 0 | 31 | TRUE | 0 | 0 | 1 | TRUE | FALSE | FALSE | FALSE | False | True | False | Central Hydronic/Steam | Natural Gas | central system | No Cooling | Unit Water Heaters Only | TRUE | TRUE | TRUE | FALSE | FALSE | FALSE | 1 | 6 | 1 | 1 | TRUE | 0 | 7 | 1968 | 1 | True | False | False | False | Frame | Wood Framing | >90% unheated basement | Wood
10805 | 1-3 stories | 686.329 | 1991-2000 | 2000 | BELLINGHAM | WA | 98225 | Puget Sound Energy |  | Flats/Apartments | 7 | 2 | 0 | 2 | 0 | 6422 | 6422 | 0 | 0 | 3 | 4 | 0 | 0 | 0 | FALSE | FALSE | 8 |  | 62563.5312 | 62563.5312 |  |  |  | 213466.7656 | False | 0 | 30 | 0 | 6 | 0 | 8 | 0 | 0 | 56 | TRUE | 2 | 3 | 0 | FALSE | FALSE | FALSE | FALSE | False | False | False | Zonal Electric | Electric | in-unit system | Unit Systems | Unit Water Heaters Only | FALSE | TRUE | FALSE | FALSE | FALSE | FALSE | 1 | 9 | 0 | 0 | TRUE | 0 | 12 | 4855 | 1 | False | True | False | True | Frame | Wood Framing | >90% slab | Wood | 686.329 | 6422 | 2 | 4407605.0983 | 1372.6581
10862 | 1-3 stories | 85.8641 | 1971-1980 | 1979 | EVERETT | WA | 98203 | Snohomish County PUD 1 | Puget Sound Energy | Flats/Apartments | 24 | 3 | 0 | 3 | 0 | 24192 | 24192 | 0 | 0 | 6 | 18 | 0 | 0 | 8 | FALSE | FALSE | 7.5 | 45038.9219 | 215787.1406 | 260826.0625 |  |  |  |  | False | 0 | 0 | 5 | 0 | 31 | 0 | 61 | 3 | 0 | TRUE | 0 | 0 | 0 | FALSE | FALSE | FALSE | FALSE | False | False | False | Zonal Electric | Electric | in-unit system | No Cooling | Unit Water Heaters Only | TRUE | TRUE | FALSE | FALSE | FALSE | FALSE | 24 | 4 | 0 | 0 | TRUE | 0 | 38 | 16150 | 0 | False | False | False | True | Frame over Concrete Slab | Wood Framing | >90% crawl | Wood | 85.8641 | 24192 | 3 | 2077224.9873 | 257.5924
10871 | 1-3 stories | 200.1793 | 1971-1980 | 1978 | BELLEVUE | WA | 98007 | Puget Sound Energy |  | Flats/Apartments | 24 | 3 | 0 | 3 | 0 | 32100 | 32100 | 4805 | 0 | 6 | 18 | 0 | 0 | 5 | FALSE | TRUE | 8 | 30202.2617 | 201599.9531 | 231802.2188 |  |  |  | 790909.1875 | False | 0 | 44 | 0 | 6 | 0 | 6 | 0 | 0 | 44 | TRUE | 6 | 6 | 0 | FALSE | FALSE | TRUE | FALSE | False | False | False | Zonal Electric | Electric | in-unit system | No Cooling | Unit Water Heaters and Common Area System | FALSE | TRUE | FALSE | FALSE | FALSE | FALSE |  | 1 | 0 | 0 | TRUE | 0 | 36 | 15300 | 0 | False | False | False | True | Frame | Wood Framing | >90% slab | Wood | 200.1793 | 32100 | 3 | 6425756.2134 | 600.538
10901 | 1-3 stories | 228.971 | 1971-1980 | 1978 | MARYSVILLE | WA | 98270 | Snohomish County PUD 1 |  | Townhouse or Rowhouse | 9 | 2 | 0 | 2 | 0 | 13581 | 13581 | 0 | 0 | 0 | 9 | 0 | 0 | 0 | FALSE | FALSE | 7.75 |  | 94295.8359 | 94295.8359 |  |  |  | 321737.4062 | False | 0 | 50 | 0 | 2 | 0 | 2 | 0 | 0 | 44 | TRUE | 0 | 0 | 0 | FALSE | FALSE | FALSE | FALSE | False | False | False | Zonal Electric | Electric | in-unit system | No Cooling | Unit Water Heaters Only | FALSE | TRUE | FALSE | FALSE | FALSE | FALSE | 6 | 11 | 0 | 0 | TRUE | 0 | 19 | 8075 | 0 | False | False | False | True | Frame over Concrete Slab | Wood Framing | >90% slab | Wood | 228.971 | 13581 | 2 | 3109655.2637 | 457.942
10910 | 1-3 stories | 206.0739 | 1955-1970 | 1961 | MOUNTLAKE TERRACE | WA | 98043 | Snohomish County PUD 1 |  | Townhouse or Rowhouse | 10 | 2 | 0 | 2 | 1 | 16930 | 16930 | 0 | 0 | 0 | 10 | 0 | 0 | 0 | FALSE | FALSE | 8 | 1288.3162 | 170627.9531 | 171916.2656 |  |  |  | 586578.3125 | False | 0 | 67 | 0 | 1 | 0 | 1 | 0 | 0 | 31 | TRUE | 0 | 0 | 0 | FALSE | FALSE | FALSE | FALSE | False | False | False | Zonal Electric | Electric | in-unit system | No Cooling | Unit Water Heaters Only | FALSE | TRUE | FALSE | FALSE | FALSE | FALSE | 2 | 11 | 0 | 0 | TRUE | 0 | 34 | 12580 | 1 | True | False | False | True | Frame | Wood Framing | Parking/enclosed garage | Wood | 206.0739 | 16930 | 2 | 3488831.3568 | 412.1478
10996 | 1-3 stories | 112.1066 | 1991-2000 | 1996 | EUGENE | OR | 97405 | Eugene Water & Electric Board |  | Flats/Apartments | 16 | 2 | 0 | 2 | 0 | 14200 | 14200 | 1100 | 0 | 0 | 1 | 15 | 0 | 0 | FALSE | TRUE | 8 | 14456.4385 | 82379.6953 | 96836.1328 |  |  |  | 330404.875 | True | 0 | 28 | 0 | 14 | 0 | 30 | 0 | 0 | 28 | TRUE | 2 | 2 | 0 | FALSE | FALSE | TRUE | FALSE | False | False | False | PTHP,DHP | Electric | in-unit system | Unit Systems | Unit Water Heaters and Common Area System | FALSE | TRUE | FALSE | FALSE | FALSE | FALSE | 1 | 17 | 0 | 0 | TRUE |  | 7 | 2975 | 0 | False | False | False | True | Frame over Concrete Slab | Wood Framing | >90% slab | Wood | 112.1066 | 14200 | 2 | 1591914.3402 | 224.2133
11005 | 1-3 stories | 358.7413 | <1955 | 1949 | EUGENE | OR | 97401 | Eugene Water & Electric Board |  | Flats/Apartments | 5 | 3 | 0 | 2 | 0 | 4656 | 4656 | 483 | 0 | 1 | 3 | 0 | 1 | 0 | FALSE | TRUE | 7.5 | 10553.3877 | 13901.5527 | 24454.9414 |  |  |  | 83440.2578 | False | 0 | 47 | 0 | 7 | 0 | 17 | 0 | 0 | 29 | FALSE | 1 | 1 | 0 | TRUE | FALSE | FALSE | FALSE | False | False | False | Central Hydronic/Steam | Oil | central system | Unit Systems | Central Water Heater for Units and Common Areas | FALSE | TRUE | FALSE | TRUE | FALSE | FALSE | 1 | 6 | 0 | 0 | TRUE |  | 1 | 425 | 0 | False | False | False | True | Frame | Wood Framing | heated daylight basement | Wood
11263 | 1-3 stories | 343.4565 | 1971-1980 | 1978 | LYNNWOOD | WA | 98036 | Snohomish County PUD 1 |  | Flats/Apartments | 6 | 2 | 0 | 2 | 0 | 5040 | 5040 | 0 | 0 | 0 | 6 | 0 | 0 | 16 | FALSE | FALSE | 8 | 3785.5679 | 50482.6875 | 54268.2539 |  |  |  | 185163.2812 | False | 0 | 33 | 0 | 16 | 0 | 17 | 0 | 0 | 33 | FALSE | 0 | 0 | 0 | FALSE | FALSE | FALSE | FALSE | False | False | False | Zonal Electric | Electric | in-unit system | No Cooling | Unit Water Heaters Only | FALSE | TRUE | FALSE | FALSE | FALSE | FALSE | 1 | 7 | 0 | 0 | TRUE | 0 | 12 | 5100 | 0 | False | False | False | True | Frame | Wood Framing | >90% crawl | Wood | 343.4565 | 5040 | 2 | 1731020.8228 | 686.913
11271 | 1-3 stories | 54.7617 | <1955 | 1930 | SEATTLE | WA | 98102 | Seattle City Light | Puget Sound Energy | Flats/Apartments | 20 | 4 | 0 | 3 | 1 | 18456 | 18456 | 3872 | 0 | 0 | 0 | 13 | 7 | 0 | FALSE | TRUE | 8 | 16712.1094 | 98788.4141 | 115500.5234 |  |  | 2416.479 | 635735.6875 | False | 0 | 15 | 0 | 40 | 0 | 29 | 0 | 0 | 16 | FALSE | 2 | 2 | 0 | FALSE | FALSE | FALSE | FALSE | True | False | False | Zonal Electric | Electric | in-unit system | No Cooling | Central Water Heater for Units and Common Areas | TRUE | TRUE | TRUE | FALSE | FALSE | FALSE | 1 | 1 | 1 | 1 | FALSE |  | 0 | 0 | 0 | False | False | False | False | Frame | Wood Framing | mixed basement & slab | Wood | 54.7617 | 18456 | 4 | 1010682.2108 | 219.0469
11290 | 1-3 stories | 99.6503 | 1971-1980 | 1972 | EUGENE | OR | 97402 | Eugene Water & Electric Board | NW Natural | Townhouse or Rowhouse | 18 | 2 | 0 | 2 | 0 | 13200 | 13200 | 100 | 0 | 0 | 16 | 2 | 0 | 0 | FALSE | TRUE | 7.66 | 1386.3695 | 74575.0625 | 75961.4297 | 350.2493 | 6870.1147 | 7220.3643 | 981216.8125 | False | 0 | 50 | 0 | 0 | 0 | 0 | 0 | 0 | 50 | FALSE | 3 | 3 | 0 | FALSE | FALSE | FALSE | FALSE | False | False | False | Forced Air | Natural Gas | in-unit system | No Cooling | Unit Water Heaters and Common Area System | TRUE | TRUE | TRUE | FALSE | FALSE | FALSE | 1 | 19 | 1 | 17 | TRUE |  | 18 | 7650 | 0 | False | False | False | True | Frame over Concrete Slab | Wood Framing | >90% slab | Wood
11297 | 1-3 stories | 40.3723 | > 2000 | 2006 | KIRKLAND | WA | 98033 | Puget Sound Energy | Puget Sound Energy | Flats/Apartments | 119 | 3 | 0.5 | 3 | 0 | 134648 | 125809 | 15237 | 0 | 0 | 30 | 89 | 0 | 13 | TRUE | TRUE | 13.2 | 291591.2188 | 402657.1562 | 694248.375 |  |  | 29100.0938 | 5278785 | False | 8839 | 27 | 0 | 9 | 0 | 27 | 0 | 0 | 27 | TRUE | 0 | 0 | 2 | FALSE | FALSE | TRUE | TRUE | False | True | False | Stove | Natural Gas | in-unit system | No Cooling | Central Water Heater for Units and Common Areas | TRUE | TRUE | TRUE | FALSE | FALSE | FALSE | 1 | 125 | 1 | 1 | TRUE | 20 | 203 | 56598 | 2 | True | False | False | False | Frame over Concrete Slab | Steel Framing | Parking/enclosed garage | Steel
11345 | 1-3 stories | 78.231 | 1955-1970 | 1960 | SEATTLE | WA | 98119 | Seattle City Light |  | Flats/Apartments | 14 | 3 | 0 | 3 | 0 | 11014 | 11014 | 320 | 0 | 0 | 7 | 7 | 0 | 8 | FALSE | TRUE | 8 | 17467.6172 | 97696.8984 | 115164.5156 |  |  |  | 392941.3125 | False | 0 | 15 | 15 | 19 | 0 | 19 | 0 | 15 | 17 | TRUE | 2 | 2 | 0 | FALSE | FALSE | FALSE | FALSE | False | False | False | Zonal Electric | Electric | in-unit system | No Cooling | Unit Water Heaters and Common Area System | FALSE | TRUE | FALSE | FALSE | FALSE | FALSE | 1 | 5 | 0 | 0 | TRUE |  | 6 | 2550 | 0 | False | False | False | True | Frame | Wood Framing | mixed basement & slab | Wood | 78.231 | 11014 | 3 | 861636.433 | 234.6931
11413 | 4-6 stories | 53.3812 | 1991-2000 | 1995 | BELLEVUE | WA | 98004 | Puget Sound Energy | Puget Sound Energy | Flats/Apartments | 90 | 5 | 0.25 | 5.5 | 0.25 | 132125 | 125519 | 16903 | 0 | 0 | 69 | 14 | 7 | 9 | TRUE | TRUE | 10 | 311795.5625 | 749107.6875 | 1060903.25 |  |  | 13163.8223 | 4936184 | False | 6606 | 17 | 0 | 26 | 0 | 28 | 0 | 0 | 29 | TRUE | 0 | 0 | 2 | FALSE | FALSE | TRUE | TRUE | False | True | True | Zonal Electric | Electric | in-unit system | Unit Systems | Unit Water Heaters and Common Area System | TRUE | TRUE | TRUE | FALSE | FALSE | FALSE | 2 | 107 | 3 | 3 | TRUE | 0 | 111 | 46113 | 1.5 | True | False | False | False | Frame over Concrete Slab | Wood Framing | Parking/enclosed garage | Wood
11537 | 1-3 stories | 149.4755 | 1955-1970 | 1968 | EUGENE | OR | 97405 | Eugene Water & Electric Board |  | Flats/Apartments | 12 | 3 | 0 | 2.5 | 0 | 9216 | 9216 | 0 | 0 | 0 | 12 | 0 | 0 | 0 | FALSE | FALSE | 7.5 |  | 72951.4219 | 72951.4219 |  |  |  | 248910.25 | False | 0 | 0 | 0 | 29 | 0 | 71 | 0 | 0 | 0 | TRUE | 0 | 0 | 0 | FALSE | FALSE | FALSE | FALSE | False | False | False | Zonal Electric | Electric | in-unit system | Unit Systems | Unit Water Heaters Only | FALSE | TRUE | FALSE | FALSE | FALSE | FALSE | 6 | 16 | 0 | 0 | TRUE | 25 | 15 | 6375 | 0 | False | False | False | True | Frame over Concrete Slab | Wood Framing | >90% slab | Wood | 149.4755 | 9216 | 3 | 1377566.4375 | 448.4266
11598 | 1-3 stories | 400.3586 | 1991-2000 | 1991 | AUBURN | WA | 98092 | Puget Sound Energy | Puget Sound Energy | Flats/Apartments | 12 | 3 | 0 | 3 | 0 | 11400 | 11400 | 0 | 0 | 12 | 0 | 0 | 0 | 8 | FALSE | FALSE | 8 |  | 141969.2969 | 141969.2969 |  |  |  |  | False | 0 | 2 | 0 | 58 | 0 | 38 | 0 | 0 | 2 | TRUE | 0 | 0 | 0 | FALSE | FALSE | FALSE | FALSE | False | False | True | Zonal Electric | Electric | in-unit system | No Cooling | Unit Water Heaters Only | TRUE | TRUE | TRUE | FALSE | FALSE | FALSE | 4 | 14 | 1 | 1 | TRUE | 0 | 20 | 6868 | 0 | False | False | True | True | Frame over Concrete Slab | Wood Framing | >90% slab | Wood | 400.3586 | 11400 | 3 | 4564088.5254 | 1201.0759
11879 | 1-3 stories | 600.538 | 1981-1990 | 1989 | KENT | WA | 98031 | Puget Sound Energy | Puget Sound Energy | Flats/Apartments | 8 | 2 | 0 | 2 | 0 | 9200 | 9200 | 0 | 0 | 8 | 0 | 0 | 0 | 0 | FALSE | FALSE | 8 | 837.7666 | 111624.2109 | 112461.9766 |  |  |  |  | False | 0 | 9 | 0 | 41 | 0 | 41 | 0 | 0 | 9 | TRUE | 0 | 0 | 0 | FALSE | FALSE | FALSE | FALSE | False | False | True | Zonal Electric | Electric | in-unit system | No Cooling | Unit Water Heaters Only | TRUE | TRUE | TRUE | FALSE | FALSE | FALSE | 2 | 10 | 1 | 1 | TRUE | 0 | 10 | 4220 | 1 | True | False | True | True | Frame over Concrete Slab | Wood Framing | >90% slab | Wood | 600.538 | 9200 | 2 | 5524949.2676 | 1201.0759
11887 | 1-3 stories | 53.3812 | 1971-1980 | 1975 | BELLEVUE | WA | 98007 | Puget Sound Energy |  | Flats/Apartments | 90 | 2 | 0 | 2 | 0 | 79068 | 79068 | 0 | 0 | 18 | 10 | 62 | 0 | 0 | FALSE | FALSE | 8 | 105241.9297 | 619853.3125 | 725095.25 |  |  |  | 2474025 | False | 0 | 15 | 0 | 35 | 0 | 35 | 0 | 0 | 15 | FALSE | 0 | 0 | 0 | FALSE | FALSE | FALSE | FALSE | False | False | False | Zonal Electric | Electric | in-unit system | No Cooling | Unit Water Heaters Only | FALSE | TRUE | FALSE | FALSE | FALSE | FALSE | 6 | 92 | 0 | 0 | TRUE | 0 | 141 | 52950 | 0 | False | False | True | True | Frame | Wood Framing | >90% crawl | Wood | 53.3812 | 79068 | 2 | 4220741.0138 | 106.7623
11930 | 1-3 stories | 600.538 | 1981-1990 | 1985 | REDMOND | WA | 98052 | Puget Sound Energy | Puget Sound Energy | Flats/Apartments | 8 | 2 | 0 | 2 | 0 | 7334 | 7334 | 202 | 0 | 0 | 8 | 0 | 0 | 0 | FALSE | TRUE | 7.6 | 15741.9688 | 80916.2031 | 96658.1719 |  |  | 537.0253 | 383500.2188 | False | 0 | 0 | 0 | 50 | 0 | 50 | 0 | 0 | 0 | TRUE | 4 | 4 | 0 | FALSE | FALSE | FALSE | FALSE | False | False | False | Zonal Electric | Electric | in-unit system | No Cooling | Unit Water Heaters and Common Area System | TRUE | TRUE | TRUE | FALSE | FALSE | FALSE | 1 | 18 | 1 | 1 | TRUE | 0 | 15 | 4725 | 0 | False | False | True | True | Frame | Wood Framing | >90% slab | Wood | 600.538 | 7334 | 2 | 4404345.427 | 1201.0759
11949 | 4-6 stories | 57.1941 | 1991-2000 | 1992 | BREMERTON | WA | 98310 | Puget Sound Energy | CNG - Cascade Natural Gas | Flats/Apartments | 84 | 4 | 0 | 4 | 0 | 89445 | 89445 | 15245 | 0 | 16 | 68 | 0 | 0 | 8 | FALSE | TRUE | 8 | 91166.6875 | 761933.375 | 853100.0625 |  |  |  | 2910777.5 | False | 0 | 27 | 0 | 25 | 0 | 26 | 0 | 0 | 21 | TRUE | 6 | 6 | 2 | FALSE | FALSE | FALSE | FALSE | False | False | False | Zonal Electric | Electric | in-unit system | No Cooling | Unit Water Heaters and Common Area System | FALSE | TRUE | TRUE | FALSE | FALSE | FALSE | 3 | 87 | 1 | 1 | TRUE | 0 | 143 | 37075 | 0 | False | False | True | True | Frame over Concrete Slab | Wood Framing | >90% slab | Wood
12167 | 1-3 stories | 400.3586 | 1981-1990 | 1986 | KENT | WA | 98030 | Puget Sound Energy | Puget Sound Energy | Flats/Apartments | 12 | 3 | 0 | 2 | 0 | 9520 | 9520 | 0 | 0 | 0 | 6 | 6 | 0 | 8 | FALSE | FALSE | 7.75 |  | 96242.0703 | 96242.0703 |  |  |  |  | False | 0 | 50 | 0 | 0 | 0 | 0 | 0 | 0 | 50 | TRUE | 0 | 0 | 0 | FALSE | FALSE | FALSE | FALSE | False | False | False | Zonal Electric | Electric | in-unit system | No Cooling | Unit Water Heaters Only | TRUE | TRUE | TRUE | FALSE | FALSE | FALSE | 2 | 13 | 1 | 1 | TRUE | 0 | 24 | 6828 | 0 | False | False | True | True | Frame over Concrete Slab | Wood Framing | heated daylight basement | Wood | 400.3586 | 9520 | 3 | 3811414.2773 | 1201.0759
12192 | 4-6 stories | 62.4466 | 1971-1980 | 1978 | EDMONDS | WA | 98020 | Snohomish County PUD 1 |  | Flats/Apartments | 33 | 4 | 0 | 4 | 1 | 60227 | 60227 | 9741 | 0 | 0 | 32 | 1 | 0 | 6 | FALSE | TRUE | 8.75 | 65017.8047 | 317975.9688 | 382993.7812 |  |  |  | 1306774.75 | False | 0 | 18 | 0 | 17 | 0 | 11 | 0 | 0 | 54 | TRUE | 0 | 0 | 1 | FALSE | FALSE | TRUE | FALSE | False | False | True | Zonal Electric | Electric | in-unit system | No Cooling | Unit Water Heaters and Common Area System | FALSE | TRUE | FALSE | FALSE | FALSE | FALSE | 1 | 34 | 0 | 0 | TRUE |  | 65 | 10595 | 1 | True | False | True | False | Frame | Steel Framing | mixed basement & slab | Steel
12405 | 1-3 stories | 165.6656 | 1981-1990 | 1988 | DES MOINES | WA | 98198 | Puget Sound Energy |  | Flats/Apartments | 29 | 3 | 0 | 3 | 0 | 18420 | 18420 | 0 | 0 | 0 | 12 | 17 | 0 | 3 | FALSE | FALSE | 8 | 29116.5664 | 234250.3906 | 263366.9688 |  |  |  | 898608.125 | False | 0 | 18 | 0 | 12 | 0 | 30 | 0 | 0 | 40 | TRUE | 0 | 0 | 0 | FALSE | FALSE | FALSE | FALSE | False | False | False | Zonal Electric | Electric | in-unit system | No Cooling | Unit Water Heaters Only | FALSE | TRUE | FALSE | FALSE | FALSE | FALSE | 17 | 29 | 0 | 0 | TRUE | 0 |  |  | 0 |  |  |  |  | Frame over Concrete Slab | Wood Framing |  | Wood | 165.6656 | 18420 | 3 | 3051561.2622 | 496.9969
12511 | 4-6 stories | 35.1707 | 1971-1980 | 1978 | EUGENE | OR | 97401 | Eugene Water & Electric Board |  | Flats/Apartments | 51 | 4 | 0 | 4 | 0 | 40100 | 40100 | 3400 | 0 | 0 | 0 | 51 | 0 | 0 | FALSE | TRUE | 8 | 66224.0859 | 261798.6875 | 328022.7812 |  |  |  | 1119213.75 | False | 0 | 31 | 0 | 22 | 0 | 16 | 0 | 0 | 31 | TRUE | 3 | 3 | 1 | FALSE | FALSE | TRUE | FALSE | False | False | False | Zonal Electric | Electric | in-unit system | Unit Systems | Unit Water Heaters and Common Area System | FALSE | TRUE | FALSE | FALSE | FALSE | FALSE | 1 | 52 | 0 | 0 | TRUE |  | 12 | 5100 | 0 | False | False | False | True | Frame over Concrete Slab | Wood Framing | >90% crawl | Wood
12623 | 1-3 stories | 600.538 | 1955-1970 | 1968 | BELLEVUE | WA | 98005 | Puget Sound Energy |  | Flats/Apartments | 8 | 2 | 0 | 2 | 0 | 7609 | 7609 | 58 | 0 | 0 | 6 | 2 | 0 | 0 | FALSE | TRUE | 7.75 | 85881.2812 | 77750.2969 | 163631.5781 |  |  |  | 558310.9375 | False | 0 | 2 | 0 | 73 | 0 | 23 | 0 | 0 | 2 | TRUE | 1 | 1 | 0 | FALSE | FALSE | FALSE | FALSE | False | False | False | Zonal Electric | Electric | in-unit system | No Cooling | Unit Water Heaters and Common Area System | FALSE | TRUE | FALSE | FALSE | FALSE | FALSE | 2 | 4 | 0 | 0 | TRUE | 0 | 8 | 3400 | 0 | False | False | False | True | Frame over Concrete Slab | Wood Framing | >90% crawl | Wood | 600.538 | 7609 | 2 | 4569493.3671 | 1201.0759
12651 | 1-3 stories | 266.9058 | 1991-2000 | 1994 | RENTON | WA | 98058 | Puget Sound Energy | Puget Sound Energy | Flats/Apartments | 18 | 3 | 0 | 3 | 0 | 16936 | 16936 | 0 | 0 | 4 | 14 | 0 | 0 | 0 | FALSE | FALSE | 8 | 21212.7402 | 166615.2344 | 187827.9688 |  |  |  |  | False | 0 | 1 | 0 | 65 | 0 | 33 | 0 | 0 | 1 | TRUE | 0 | 0 | 0 | FALSE | FALSE | FALSE | FALSE | False | False | False | Zonal Electric | Electric | in-unit system | Unit Systems | Unit Water Heaters Only | TRUE | TRUE | TRUE | FALSE | FALSE | FALSE | 5 | 19 | 1 | 1 | TRUE | 0 | 24 | 4760 | 0 | False | False | True | True | Frame over Concrete Slab | Wood Framing | >90% slab | Wood | 266.9058 | 16936 | 3 | 4520315.9805 | 800.7173
12783 | 4-6 stories | 35.3301 | 1981-1990 | 1987 | SEATTLE | WA | 98122 | Seattle City Light |  | Flats/Apartments | 31 | 4 | 0 | 4 | 1 | 27715 | 27715 | 5180 | 0 | 0 | 8 | 21 | 2 | 3 | FALSE | TRUE | 8 | 43738.1055 | 187020.8594 | 230758.9688 |  |  |  | 787349.625 | False |  | 0 | 16 | 0 | 28 | 0 | 27 | 29 | 0 | TRUE | 4 | 4 | 1 | FALSE | FALSE | TRUE | FALSE | False | False | False | Zonal Electric | Electric | in-unit system | No Cooling | Unit Water Heaters and Common Area System | FALSE | TRUE | FALSE | FALSE | FALSE | FALSE | 1 | 32 | 0 | 0 | TRUE | 0 | 30 | 8820 | 1 | True | False | False | True | Frame | Wood Framing | Mixed crawl and slab | Wood
12932 | 4-6 stories | 137.3826 | 1955-1970 | 1967 | EDMONDS | WA | 98020 | Snohomish County PUD 1 |  | Flats/Apartments | 15 | 3 | 0 | 4 | 0 | 21327 | 21327 | 2757 | 0 | 0 | 15 | 0 | 0 | 13 | FALSE | TRUE | 7.75 | [7 empty] | False | 0 | 5 | 0 | 56 | 0 | 25 | 0 | 0 | 14 | TRUE | 0 | 0 | 2 | FALSE | FALSE | TRUE | FALSE | False | False | False | Forced Air | Electric | in-unit system | No Cooling | Unit Water Heaters Only | FALSE | TRUE | FALSE | FALSE | FALSE | FALSE | 1 | 18 | 0 | 0 | TRUE | 0 | 22 | 7520 | 1 | False | True | False | True | Frame over Concrete Slab | Wood Framing | >90% slab | Wood
12986 | 4-6 stories | 19.0809 | > 2000 | 2011 | EVERETT | WA | 98201 | Snohomish County PUD 1 | Puget Sound Energy | Flats/Apartments | 108 | 3 | 1 | 4 | 0 | 99751 | 84334 | 13498 | 0 | 0 | 24 | 74 | 10 | 25 | TRUE | TRUE | 8 | 239010.0625 | 273125.0625 | 512135.125 |  |  | 23241.1797 | 4071523 | True | 15417 | 22 | 0 | 18 | 0 | 43 | 0 | 0 | 17 | FALSE | 0 | 0 | 2 | FALSE | FALSE | TRUE | TRUE | False | True | False | Zonal Electric | Electric | in-unit system | No Cooling | Unit Water Heaters and Common Area System | TRUE | TRUE | TRUE | FALSE | FALSE | FALSE | 1 | 111 | 1 | 1 | TRUE | 30 | 108 | 46367 | 1 | True | False | False | False | Frame over Concrete Slab | Wood Framing | Parking/enclosed garage | Wood
12998 | 1-3 stories | 34.2261 | 1971-1980 | 1979 | BURIEN | WA | 98166 | Seattle City Light |  | Flats/Apartments | 32 | 3 | 0 | 3 | 0 | 39004 | 39004 | 5474 | 0 | 0 | 32 | 0 | 0 | 3 | FALSE | TRUE | 8 | 29754.6699 | 234990.9688 | 264745.625 |  |  |  | 903312.0625 | False | 0 | 18 | 0 | 27 | 0 | 37 | 0 | 0 | 18 | TRUE | 0 | 0 | 1 | FALSE | FALSE | FALSE | FALSE | False | False | False | Zonal Electric | Electric | in-unit system | No Cooling | Unit Water Heaters Only | FALSE | TRUE | FALSE | FALSE | FALSE | FALSE | 1 | 33 | 0 | 0 | TRUE | 0 | 44 | 10160 | 1 | True | False | False | True | Frame | Wood Framing | Parking/enclosed garage | Wood | 34.2261 | 39004 | 3 | 1334953.65 | 102.6782
13039 | 4-6 stories | 66.4755 | 1971-1980 | 1972 | MUKILTEO | WA | 98275 | Snohomish County PUD 1 | Puget Sound Energy | Flats/Apartments | 31 | 3 | 0 | 4 | 1 | 51204 | 51204 | 3991 | 0 | 2 | 23 | 5 | 1 | 3 | FALSE | TRUE | 8 | 2366.311 | 240126.75 | 242493.0625 |  |  | 3506.2517 | 1178011.5 | True | 0 | 6 | 0 | 65 | 0 | 15 | 0 | 0 | 14 | TRUE | 0 | 0 | 1 | FALSE | FALSE | TRUE | FALSE | False | False | True | Zonal Electric | Electric | in-unit system | No Cooling | Unit Water Heaters and Common Area System | TRUE | TRUE | TRUE | FALSE | FALSE | FALSE | 2 | 33 | 1 | 1 | TRUE | 0 | 55 | 19887 | 1 | True | False | True | True | Frame | Steel Framing | Parking/enclosed garage | Steel
13048 | 1-3 stories | 266.9058 | 1981-1990 | 1987 | BELLEVUE | WA | 98008 | Puget Sound Energy |  | Flats/Apartments | 18 | 3 | 0 | 3 | 0 | 12690 | 12690 | 0 | 0 | 0 | 6 | 12 | 0 | 0 | FALSE | FALSE | 8 | 4528.5186 | 137557.6406 | 142086.1562 |  |  |  | 484797.9688 | False | 0 | 2 | 0 | 70 | 0 | 26 | 0 | 0 | 2 | TRUE | 0 | 0 |  | FALSE | FALSE | FALSE | FALSE | False | False | False | Zonal Electric | Electric | in-unit system | No Cooling | Unit Water Heaters Only | FALSE | TRUE | FALSE | FALSE | FALSE | FALSE | 4 | 19 | 0 | 0 | TRUE | 0 | 27 | 9989 | 0 | False | False | True | True | Frame over Concrete Slab | Wood Framing | >90% slab | Wood | 266.9058 | 12690 | 3 | 3387034.1162 | 800.7173
13054 | 1-3 stories | 149.4755 | 1991-2000 | 1997 | EUGENE | OR | 97401 | Eugene Water & Electric Board | NW Natural | Flats/Apartments | 12 | 3 | 0 | 3 | 0 | 10730 | 10730 | 0 | 0 | 0 | 6 | 6 | 0 | 8 | FALSE | FALSE | 9 | 58436.0508 | 85121.9062 | 143557.9531 |  |  | 6554.2607 | 1145245.75 | False | 0 | 3 | 0 | 29 | 0 | 65 | 0 | 0 | 3 | TRUE | 4 | 4 | 0 | FALSE | FALSE | FALSE | FALSE | False | False | False | Zonal Electric | Electric | in-unit system | No Cooling | Unit Water Heaters Only | TRUE | TRUE | TRUE | FALSE | FALSE | FALSE | 2 | 13 | 1 | 1 | TRUE | 0 | 29 | 41100 | 1 | True | False | True | True | Frame over Concrete Slab | Wood Framing | >90% slab | Wood | 149.4755 | 10730 | 3 | 1603872.3822 | 448.4266
13062 | 1-3 stories | 400.3586 | 1981-1990 | 1989 | TUMWATER | WA | 98512 | Puget Sound Energy |  | Flats/Apartments | 12 | 3 | 0 | 3 | 0 | 13452 | 13452 | 0 | 0 | 6 | 6 | 0 | 0 | 0 | FALSE | FALSE | 8 | 1676.333 | 133870.7031 | 135547.0312 |  |  |  | 462486.4688 | False | 0 | 0 | 55 | 0 | 3 | 0 | 3 | 39 | 0 | TRUE | 0 | 0 | 0 | FALSE | FALSE | FALSE | FALSE | False | False | False | Zonal Electric | Electric | in-unit system | No Cooling | Unit Water Heaters Only | FALSE | TRUE | FALSE | FALSE | FALSE | FALSE | 2 | 13 | 0 | 0 | TRUE | 0 | 20 | 4900 | 0 | False | False | True | True | Frame over Concrete Slab | Wood Framing | >90% slab | Wood | 400.3586 | 13452 | 3 | 5385624.46 | 1201.0759
13126 | 7+ stories | 19.5578 | 1955-1970 | 1963 | SEATTLE | WA | 98119 | Seattle City Light | Puget Sound Energy | Flats/Apartments | 56 | 11 | 0 | 11 | 0 | 65285 | 65285 | 9102 | 0 | 0 | 26 | 30 | 0 | 4 | FALSE | TRUE | 8 | 336830.4375 | 479283.125 | 816113.5625 |  |  | 3294.9028 | 3114069.75 | True | 0 | 20 | 0 | 5 | 0 | 20 | 0 | 0 | 55 | TRUE | 22 | 22 | 2 | FALSE | FALSE | TRUE | TRUE | False | False | False | Zonal Electric | Electric | in-unit system | Unit Systems | Central Water Heater for Units and Common Areas | TRUE | TRUE | TRUE | FALSE | TRUE | FALSE | 6 | 59 | 1 | 1 | TRUE | 0 | 75 | 23400 | 2 | False | True | False | False | Solid Masonry | Concrete Rigid Frame | Parking/open | Concrete
13202 | 1-3 stories | 480.4304 | 1991-2000 | 1996 | OLYMPIA | WA | 98501 | Puget Sound Energy |  | Flats/Apartments | 10 | 3 | 0 | 3 | 0 | 10245 | 10245 | 0 | 0 | 4 | 6 | 0 | 0 | 0 | FALSE | FALSE | 8 |  | 84571.1328 | 84571.1328 |  |  |  | 288556.7188 | False |  | 37 | 0 | 6 | 0 | 6 | 0 | 0 | 50 | TRUE | 0 | 0 | 0 | FALSE | FALSE | FALSE | FALSE | False | False | False | Zonal Electric | Electric | in-unit system | Unit Systems | Unit Water Heaters Only | FALSE | TRUE | FALSE | FALSE | FALSE | FALSE |  | 2 | 0 | 0 | TRUE |  | 19 | 5890 | 0 | False | False | False | False | Frame | Wood Framing | >90% slab | Wood | 480.4304 | 10245 | 3 | 4922009.0268 | 1441.2911
13218 | 1-3 stories | 128.7962 | 1971-1980 | 1978 | MARYSVILLE | WA | 98270 | Snohomish County PUD 1 |  | Flats/Apartments | 16 | 2 | 0 | 2 | 0 | 14652 | 14652 | 350 | 0 | 0 | 15 | 1 | 0 | 0 | FALSE | TRUE | 7.7 | 5269.1909 | 140716.2031 | 145985.3906 |  |  |  | 498102.1562 | False | 0 | 0 | 0 | 40 | 0 | 60 | 0 | 0 | 0 | TRUE | 1 | 2 | 0 | FALSE | FALSE | FALSE | FALSE | False | False | False | Zonal Electric | Electric | in-unit system | No Cooling | Unit Water Heaters and Common Area System | FALSE | TRUE | FALSE | FALSE | FALSE | FALSE | 1 | 1 | 0 | 0 | TRUE | 0 | 23 | 6350 | 0 | False | False | True | True | Frame | Wood Framing | >90% slab | Wood | 128.7962 | 14652 | 2 | 1887121.9753 | 257.5924
13268 | 1-3 stories | 171.7283 | 1981-1990 | 1984 | MILL CREEK | WA | 98012 | Snohomish County PUD 1 | Puget Sound Energy | Flats/Apartments | 12 | 3 | 0 | 3 | 0 | 8127 | 8127 | 0 | 0 | 0 | 6 | 6 | 0 | 0 | FALSE | FALSE | 8 | 53949.7188 | 99899.1016 | 153848.8125 |  |  | 3949.0168 | 919833.8125 | False | 0 | 26 | 0 | 7 | 0 | 6 | 0 | 0 | 61 | TRUE | 0 | 0 | 0 | FALSE | FALSE | FALSE | FALSE | False | False | False | Zonal Electric | Electric | in-unit system | No Cooling | Unit Water Heaters Only | TRUE | TRUE | TRUE | FALSE | FALSE | FALSE | 4 | 13 | 1 | 1 | TRUE | 0 | 18 | 5850 | 0 | False | False | True | True | Frame over Concrete Slab | Wood Framing | >90% slab | Wood | 171.7283 | 8127 | 3 | 1395635.5383 | 515.1848
13321 | 1-3 stories | 266.9058 | 1981-1990 | 1983 | KENT | WA | 98023 | Puget Sound Energy |  | Flats/Apartments | 18 | 3 | 0 | 3 | 0 | 11448 | 11448 | 0 | 0 | 0 | 18 | 0 | 0 | 0 | FALSE | FALSE | 7.75 |  | 167943.4375 | 167943.4375 |  |  |  | 573023 | False | 0 | 29 | 0 | 4 | 0 | 63 | 0 | 0 | 4 | TRUE | 0 | 0 | 0 | FALSE | FALSE | FALSE | FALSE | False | False | False | Zonal Electric | Electric | in-unit system | No Cooling | Unit Water Heaters Only | FALSE | TRUE | FALSE | FALSE | FALSE | FALSE | 19 | 19 | 0 | 0 | TRUE | 0 | 23 | 9140 | 0 | False | False | True | True | Frame | Wood Framing | >90% slab | Wood | 266.9058 | 11448 | 3 | 3055537.1602 | 800.7173
13360 | 1-3 stories | 343.1645 | 1955-1970 | 1968 | KENT | WA | 98030 | Puget Sound Energy | Puget Sound Energy | Flats/Apartments | 14 | 2 | 0 | 2 | 0 | 7368 | 7368 | 200 | 0 | 0 | 0 | 14 | 0 | 8 | FALSE | TRUE | 8 | 27101.9844 | 71240.3359 | 98342.3203 |  |  |  |  | True | 0 | 0 | 0 | 40 | 0 | 56 | 0 | 0 | 4 | FALSE | 5 | 5 | 0 | FALSE | FALSE | FALSE | FALSE | False | False | False | Zonal Electric | Electric | in-unit system | No Cooling | Unit Water Heaters and Common Area System | TRUE | TRUE | FALSE | FALSE | FALSE | FALSE | 1 | 16 | 0 | 0 | TRUE | 0 | 22 | 9350 | 0 | False | False | False | True | Frame | Wood Framing | >90% unheated basement | Wood | 343.1645 | 7368 | 2 | 2528436.1853 | 686.329
13384 | 1-3 stories | 343.4565 | 1971-1980 | 1978 | EDMONDS | WA | 98026 | Snohomish County PUD 1 |  | Townhouse or Rowhouse | 6 | 3 | 0 | 3 | 0 | 5900 | 5900 | 0 | 0 | 0 | 6 | 0 | 0 | 0 | FALSE | FALSE | 8 |  | 52903.5156 | 52903.5156 |  |  |  | 180506.7969 | False | 0 | 9 | 0 | 62 | 0 | 22 | 0 | 0 | 9 | TRUE | 0 | 0 | 0 | FALSE | FALSE | FALSE | FALSE | False | False | False | Zonal Electric | Electric | in-unit system | No Cooling | Unit Water Heaters Only | FALSE | TRUE | FALSE | FALSE | FALSE | FALSE | 1 | 7 | 0 | 0 | TRUE | 0 | 7 | 4705 | 1 | True | False | True | True | Frame over Concrete Slab | Wood Framing | >90% slab | Wood | 343.4565 | 5900 | 3 | 2026393.4235 | 1030.3695
13520 | 1-3 stories | 114.4855 | 1955-1970 | 1968 | EVERETT | WA | 98203 | Snohomish County PUD 1 |  | Flats/Apartments | 18 | 3 | 0 | 3 | 0 | 14900 | 14900 | 0 | 0 | 0 | 6 | 12 | 0 | 11 | FALSE | FALSE | 7.75 | 14471.8252 | 146984.25 | 161456.0781 |  |  |  | 550888.125 | False | 0 | 6 | 0 | 31 | 0 | 57 | 0 | 0 | 6 | TRUE | 0 | 0 | 0 | FALSE | FALSE | FALSE | FALSE | False | False | False | Zonal Electric | Electric | in-unit system | No Cooling | Unit Water Heaters Only | FALSE | TRUE | FALSE | FALSE | FALSE | FALSE | 2 | 38 | 0 | 0 | TRUE | 0 | 24 | 10200 | 0 | False | False | False | True | Frame over Concrete Slab | Wood Framing | >90% slab | Wood | 114.4855 | 14900 | 3 | 1705834.0118 | 343.4565
13628 | 1-3 stories | 343.4565 | 1971-1980 | 1978 | SNOHOMISH | WA | 98290 | Snohomish County PUD 1 |  | Flats/Apartments | 6 | 2 | 0 | 2 | 0 | 4256 | 4256 | 0 | 0 | 0 | 4 | 2 | 0 | 0 | FALSE | FALSE | 7.75 |  | 51443.4727 | 51443.4727 |  |  |  | 175525.125 | False | 0 | 0 | 0 | 33 | 0 | 66 | 0 | 0 | 0 | TRUE | 0 | 0 | 0 | FALSE | FALSE | FALSE | FALSE | False | False | False | Zonal Electric | Electric | in-unit system | No Cooling | Unit Water Heaters Only | FALSE | TRUE | FALSE | FALSE | FALSE | FALSE | 1 | 6 | 0 | 0 | TRUE |  | 11 | 4675 | 0 | False | False | False | True | Frame over Concrete Slab | Wood Framing | >90% crawl | Wood | 343.4565 | 4256 | 2 | 1461750.917 | 686.913
13694 | 1-3 stories | 266.9058 | 1971-1980 | 1978 | KENMORE | WA | 98028 | Puget Sound Energy | Puget Sound Energy | Flats/Apartments | 18 | 3 | 0 | 3 | 0 | 15120 | 15120 | 0 | 0 | 0 | 12 | 6 | 0 | 5 | FALSE | FALSE | 8.5 |  | 165493.5312 | 165493.5312 |  |  |  |  | False | 0 | 66 | 0 | 8 | 0 | 7 | 0 | 0 | 20 | TRUE | 0 | 0 | 0 | FALSE | FALSE | FALSE | FALSE | False | False | False | Zonal Electric | Electric | in-unit system | No Cooling | Unit Water Heaters Only | TRUE | TRUE | FALSE | FALSE | FALSE | FALSE |  | 19 | 0 | 0 | TRUE | 2 | 18 | 7650 | 0 | False | False | False | True | Frame | Wood Framing | >90% slab | Wood | 266.9058 | 15120 | 3 | 4035615.1172 | 800.7173
13712 | 1-3 stories | 136.9043 | 1971-1980 | 1979 | SEATTLE | WA | 98103 | Seattle City Light | Puget Sound Energy | Flats/Apartments | 8 | 2 | 0 | 3 | 0 | 5600 | 5600 | 263 | 0 | 0 | 4 | 4 | 0 | 0 | FALSE | TRUE | 8 | 6915.0288 | 62478.7188 | 69393.75 |  |  |  |  | False | 0 | 14 | 0 | 34 | 0 | 37 | 0 | 0 | 15 | FALSE | 1 | 1 | 0 | FALSE | FALSE | FALSE | FALSE | False | False | False | Zonal Electric | Electric | in-unit system | No Cooling | Unit Water Heaters and Common Area System | TRUE | TRUE | FALSE | FALSE | FALSE | FALSE | 1 | 9 | 0 | 0 | TRUE | 0 | 8 | 2090 | 1 | False | True | False | False | Frame | Wood Framing | Parking/open | Wood | 136.9043 | 5600 | 2 | 766663.9771 | 273.8086
13861 | 1-3 stories | 18.2539 | 1991-2000 | 1995 | SEATTLE | WA | 98112 | Seattle City Light |  | Flats/Apartments | 60 | 3 | 0 | 3 | 1 | 40688 | 40688 | 7296 | 0 | 0 | 0 | 60 | 0 | 12 | FALSE | TRUE | 8 | 322058.1875 | 241963.2969 | 564021.5 |  |  |  | 1924441.375 | False | 0 | 42 | 0 | 12 | 0 | 12 | 0 | 0 | 34 | FALSE | 3 | 3 | 1 | FALSE | FALSE | TRUE | FALSE | True | False | False | Zonal Electric | Electric | in-unit system | No Cooling | Central Water Heater Units and Separate Common Area System | FALSE | TRUE | FALSE | FALSE | FALSE | FALSE | 4 | 62 | 0 | 0 | TRUE |  | 22 | 9350 | 0 | False | False | False | True | Frame over Concrete Slab | Wood Framing | heated daylight basement | Wood | 18.2539 | 40688 | 3 | 742714.8599 | 54.7617
13899 | 1-3 stories | 42.1244 | 1971-1980 | 1978 | SEATTLE | WA | 98178 | Seattle City Light |  | Flats/Apartments | 26 | 3 | 0 | 3 | 0 | 21099 | 21099 | 128 | 0 | 0 | 24 | 2 | 0 | 4 | FALSE | TRUE | 8 | 13962.4385 | 212962.125 | 226924.5625 |  |  |  | 774266.625 | False | 0 | 38 | 0 | 8 | 0 | 6 | 0 | 0 | 48 | FALSE | 3 | 3 | 0 | FALSE | FALSE | FALSE | FALSE | False | False | False | Zonal Electric | Electric | in-unit system | No Cooling | Unit Water Heaters and Common Area System | FALSE | TRUE | FALSE | FALSE | FALSE | FALSE | 1 | 27 | 0 | 0 | TRUE | 0 | 27 | 11475 | 0 | False | False | False | True | Frame over Concrete Slab | Wood Framing | >90% slab | Wood | 42.1244 | 21099 | 3 | 888782.5777 | 126.3732
13988 | 1-3 stories | 114.4855 | 1955-1970 | 1963 | LYNNWOOD | WA | 98087 | Snohomish County PUD 1 | Puget Sound Energy | Flats/Apartments | 18 | 1 | 0 | 1 | 1 | 7772 | 7772 | 228 | 0 | 0 | 0 | 17 | 1 | 0 | FALSE | TRUE | 8 |  | 52339.2656 | 52339.2656 |  |  | 9808.7471 | 1159456.25 | False |  | 0 | 0 | 65 | 0 | 28 | 0 | 0 | 7 | FALSE | 2 | 2 | 0 | FALSE | FALSE | FALSE | FALSE | True | False | False | Zonal Electric | Electric | in-unit system | No Cooling | Central Water Heater Units Only | TRUE | TRUE | TRUE | FALSE | FALSE | FALSE | 3 | 19 | 2 | 2 | TRUE | 27 | 20 | 8500 | 0 | False | False | False | True | Frame | Wood Framing | Mixed crawl and slab | Wood | 114.4855 | 7772 | 1 | 889781.3383 | 114.4855
14014 | 1-3 stories | 85.8641 | 1971-1980 | 1979 | MOUNTLAKE TERRACE | WA | 98043 | Snohomish County PUD 1 |  | Flats/Apartments | 24 | 2 | 0 | 2 | 0 | 16560 | 16560 | 0 | 0 | 0 | 8 | 16 | 0 | 8 | FALSE | FALSE | 7.75 | 67212.0078 | 177416.1719 | 244628.1875 |  |  |  | 834671.375 | False | 0 | 48 | 0 | 4 | 0 | 4 | 0 | 0 | 44 | TRUE | 0 | 0 | 0 | FALSE | FALSE | FALSE | FALSE | False | False | False | Zonal Electric | Electric | in-unit system | No Cooling | Unit Water Heaters Only | FALSE | TRUE | FALSE | FALSE | FALSE | FALSE | 4 | 25 | 0 | 0 | TRUE | 7 | 30 | 12750 | 0 | False | False | False | True | Frame over Concrete Slab | Wood Framing | >90% slab | Wood | 85.8641 | 16560 | 2 | 1421909.9615 | 171.7283
14020 | 1-3 stories | 171.7283 | 1981-1990 | 1986 | EVERETT | WA | 98204 | Snohomish County PUD 1 |  | Flats/Apartments | 12 | 3 | 0 | 2 | 0 | 7530 | 7530 | 0 | 0 | 0 | 0 | 12 | 0 | 8 | FALSE | FALSE | 8 |  | 73966.8516 | 73966.8516 |  |  |  | 252374.8906 | False | 0 | 57 | 0 | 14 | 0 | 14 | 0 | 0 | 15 | TRUE | 0 | 0 | 0 | FALSE | FALSE | FALSE | FALSE | False | False | True | Zonal Electric | Electric | in-unit system | No Cooling | Unit Water Heaters Only | FALSE | TRUE | FALSE | FALSE | FALSE | FALSE | 2 | 14 | 0 | 0 | TRUE | 0 | 18 | 4840 | 0 | False | False | True | True | Frame over Concrete Slab | Wood Framing | >90% slab | Wood | 171.7283 | 7530 | 3 | 1293113.7694 | 515.1848
14059 | 4-6 stories | 47.9242 | 1971-1980 | 1978 | EDMONDS | WA | 98020 | Snohomish County PUD 1 | Puget Sound Energy | Flats/Apartments | 43 | 4 | 0 | 4 | 0 | 33596 | 33596 | 5962 | 0 | 0 | 0 | 43 | 0 | 2 | FALSE | TRUE | 8.5 | 86768.1719 | 203131.5781 | 289899.75 |  |  |  |  | False | 0 | 8 | 0 | 36 | 0 | 38 | 0 | 0 | 18 | TRUE | 2 | 2 | 1 | FALSE | FALSE | TRUE | FALSE | False | False | False | Zonal Electric | Electric | in-unit system | No Cooling | Unit Water Heaters and Common Area System | TRUE | TRUE | FALSE | FALSE | FALSE | FALSE | 1 | 1 | 0 | 0 | TRUE |  | 20 | 8500 | 0 | False | False | False | True | Frame over Concrete Slab | Wood Framing | >90% slab | Wood
14163 | 4-6 stories | 38.8819 | 1955-1970 | 1967 | EDMONDS | WA | 98020 | Snohomish County PUD 1 |  | Flats/Apartments | 53 | 4 | 0 | 4 | 0 | 56667 | 56667 | 15062 | 0 | 0 | 28 | 25 | 0 | 2 | FALSE | TRUE | 8 | [7 empty] | False | 0 | 7 | 0 | 46 | 0 | 42 | 0 | 0 | 5 | TRUE | 5 | 5 | 1 | FALSE | FALSE | TRUE | FALSE | False | False | False | Zonal Electric | Electric | in-unit system | No Cooling | Unit Water Heaters and Common Area System | FALSE | TRUE | FALSE | FALSE | FALSE | FALSE | 1 | 54 | 0 | 0 | TRUE | 0 | 77 | 30150 | 0 | False | False | True | True | Frame | Wood Framing | >90% slab | Wood
14240 | 1-3 stories | 800.7173 | 1991-2000 | 2000 | SNOQUALMIE | WA | 98065 | Puget Sound Energy | Puget Sound Energy | Flats/Apartments | 6 | 1.5 | 0 | 2 | 0 | 6170 | 6170 | 0 | 0 | 1 | 4 | 1 | 0 | 0 | FALSE | FALSE | 9 |  |  |  |  | 917.9858 | 917.9858 |  | False | 0 | 14 | 0 | 26 | 0 | 47 | 0 | 0 | 13 | TRUE | 0 | 0 | 0 | FALSE | FALSE | FALSE | FALSE | False | False | False | Stove | Natural Gas | in-unit system | No Cooling | Unit Water Heaters Only | TRUE | TRUE | TRUE | FALSE | FALSE | FALSE | 1 | 7 | 1 | 6 | TRUE | 0 | 6 | 1872 | 0.5 | True | False | False | False | Frame over Concrete Slab | Wood Framing | >90% slab | Wood
14258 | 1-3 stories | 436.7549 | 1991-2000 | 1998 | LACEY | WA | 98516 | Puget Sound Energy | Puget Sound Energy | Flats/Apartments | 11 | 3 | 0 | 3 | 0 | 11900 | 11900 | 0 | 0 | 0 | 11 | 0 | 0 | 0 | FALSE | FALSE | 8 |  |  |  |  | 3731.5286 | 3731.5286 |  | False | 0 | 0 | 52 | 0 | 3 | 0 | 4 | 41 | 0 | TRUE | 0 | 0 | 0 | FALSE | FALSE | FALSE | FALSE | False | False |  | Zonal Electric | Electric | in-unit system | No Cooling | Unit Water Heaters Only | TRUE | TRUE | TRUE | FALSE | FALSE | FALSE | 2 | 12 | 2 | 11 | TRUE | 50 | 22 | 5500 | 0 | False | False | False | False | Frame | Wood Framing | >90% slab | Wood | 436.7549 | 11900 | 3 | 5197382.7423 | 1310.2646
14259 | 4-6 stories | 10.1411 | 1981-1990 | 1987 | NORTH SEATTLE | WA | 98109 | Seattle City Light | Puget Sound Energy | Flats/Apartments | 108 | 4 | 0 | 4 | 0 | 118274 | 118274 | 28405 | 0 | 0 | 21 | 83 | 4 | 30 | FALSE | TRUE | 8 | 479592.6875 | 497082.625 | 976675.3125 |  |  |  |  | False | 0 | 9 | 14 | 26 | 2 | 31 | 11 | 1 | 6 | TRUE | 4 | 4 | 3 | FALSE | FALSE | TRUE | TRUE | False | False | False | Zonal Electric | Electric | in-unit system | No Cooling | Central Water Heater for Units and Common Areas | TRUE | TRUE | TRUE | FALSE | FALSE | FALSE | 2 |  | 1 | 1 | TRUE | 0 | 54 | 8059 | 1 | False | True | False | False | Frame over Concrete Slab | Wood Framing | Mixed crawl and slab | Wood
14346 | 1-3 stories | 171.5823 | 1955-1970 | 1964 | OLYMPIA | WA | 98501 | Puget Sound Energy |  | Flats/Apartments | 28 | 4 | 0 | 3 | 0 | 28000 | 28000 | 3142 | 0 | 0 | 7 | 17 | 4 | 7 | FALSE | TRUE | 8 | 19965.3008 | 138826.4531 | 158791.75 |  |  |  | 541797.4375 | True | 0 | 25 | 0 | 25 | 0 | 25 | 0 | 0 | 25 | TRUE | 2 | 2 | 1 | FALSE | FALSE | FALSE | FALSE | False | False | False | Zonal Electric | Electric | in-unit system | No Cooling | Unit Water Heaters and Common Area System | FALSE | TRUE | FALSE | FALSE | FALSE | FALSE | 1 | 1 | 0 | 0 | TRUE |  | 28 | 11900 | 0 | False | False | False | True | Frame | Wood Framing | heated daylight basement | Wood | 171.5823 | 28000 | 4 | 4804303.2837 | 686.329
14507 | 1-3 stories | 412.1478 | 1971-1980 | 1978 | EDMONDS | WA | 98026 | Snohomish County PUD 1 |  | Flats/Apartments | 5 | 2 | 0 | 2 | 0 | 5243 | 5243 | 0 | 0 | 1 | 4 | 0 | 0 | 0 | FALSE | FALSE | 8 |  | 55611.0273 | 55611.0273 |  |  |  | 189744.8281 | False | 0 | 9 | 0 | 23 | 0 | 62 | 0 | 0 | 7 | TRUE | 1 | 1 | 0 | FALSE | FALSE | FALSE | FALSE | False | False | False | Zonal Electric | Electric | in-unit system | No Cooling | Unit Water Heaters Only | FALSE | TRUE | FALSE | FALSE | FALSE | FALSE | 1 | 6 | 0 | 0 | TRUE | 0 | 10 | 3293 | 1 | False | True | False | True | Frame | Wood Framing | >90% slab | Wood | 412.1478 | 5243 | 2 | 2160891.0577 | 824.2957
14613 | 1-3 stories | 99.6503 | 1991-2000 | 2000 | EUGENE | OR | 97408 | Eugene Water & Electric Board | NW Natural | Flats/Apartments | 18 | 3 | 0 | 3 | 0 | 16062 | 16062 | 0 | 0 | 0 | 15 | 3 | 0 | 0 | FALSE | FALSE | 7.5 | [5 empty] | 958.7432 |  | False | 0 | 34 | 0 | 2 | 0 | 2 | 0 | 0 | 62 | TRUE | 0 | 0 | 0 | FALSE | FALSE | FALSE | FALSE | False | False | False | Zonal Electric | Electric | in-unit system | Unit Systems | Unit Water Heaters Only | TRUE | TRUE | TRUE | FALSE | FALSE | FALSE | 45 | 209 | 1 | 1 | TRUE | 0 | 32 | 2095 | 1 | True | False | True | True | Frame over Concrete Slab | Wood Framing | >90% slab | Wood | 99.6503 | 16062 | 3 | 1600583.839 | 298.951
14614 | 1-3 stories | 320.2869 | 1971-1980 | 1974 | FEDERAL WAY | WA | 98003 | Puget Sound Energy |  | Flats/Apartments | 15 | 3 | 0 | 3 | 0 | 13227 | 13227 | 5352 | 0 | 0 | 0 | 15 | 0 | 0 | FALSE | TRUE | 8 | 105733.7031 | 81992.8203 | 187726.5312 |  |  |  | 640522.9375 | False | 0 | 36 | 0 | 0 | 0 | 3 | 0 | 0 | 61 | TRUE | 10 | 10 | 0 | FALSE | FALSE | TRUE | FALSE | False | False |  | Zonal Electric | Electric | in-unit system | No Cooling | Unit Water Heaters and Common Area System | FALSE | TRUE | FALSE | FALSE | FALSE | FALSE | 1 | 16 | 0 | 0 | TRUE | 0 | 22 | 9350 | 0 | False | False | False | True | Frame over Concrete Slab | Wood Framing | mixed basement & slab | Wood | 320.2869 | 13227 | 3 | 4236434.7701 | 960.8607
20021 | 7+ stories | 61.8413 | 1991-2000 | 1994 | PORTLAND | OR | 97201 | Portland General Electric | NW Natural | Flats/Apartments | 122 | 9.5 | 0.5 | 10 | 0 | 90920 | 87439 | 13425 | 0 | 0 | 8 | 49 | 65 | 5 | TRUE | TRUE | 7.5 | 373563.6875 | 363661.75 | 737225.4375 |  |  | 19884.4336 | 4503856.5 | True | 3441 | 28 | 0 | 24 | 0 | 18 | 0 | 0 | 30 | TRUE | 8 | 12 | 2 | FALSE | FALSE | TRUE | TRUE | False | True | False | Zonal Electric | Electric | in-unit system | No Cooling | Central Water Heater for Units and Common Areas | TRUE | TRUE | TRUE | FALSE | FALSE | FALSE | 5 | 126 | 1 | 1 | TRUE | 10 | 39 | 12544 | 1 | True | False | False | False | Rigid Frame (concrete or steel) | Concrete Rigid Frame | Parking/enclosed garage | Concrete
20101 | 1-3 stories | 167.6587 | 1971-1980 | 1971 | NEWPORT | OR | 97365 | Central Lincoln PUD | NW Natural | Flats/Apartments | 45 | 2 | 0 | 2 | 0 | 30000 | 30000 | 5235 | 0 | 0 | 6 | 20 | 19 | 2 | FALSE | TRUE | 8 |  |  | 254189.8594 |  |  | 4098.5684 | 1277152.625 |  | 0 | 34 | 0 | 10 | 0 | 26 | 0 | 0 | 30 | FALSE | 4 | 4 | 0 | FALSE | FALSE | TRUE | FALSE | False | False | False | Zonal Electric | Electric | in-unit system | No Cooling | Central Water Heater for Units and Common Areas | TRUE | TRUE | TRUE | FALSE | FALSE | FALSE | 1 | 1 | 1 | 1 | TRUE |  | 66 | 28050 | 0 | False | False | False | True | Frame over Concrete Slab | Wood Framing | >90% slab | Wood | 167.6587 | 30000 | 2 | 5029762.1155 | 335.3175
20119 | 1-3 stories | 116.0714 | > 2000 | 2005 | VANCOUVER | WA | 98662 | Clark PUD | NW Natural | Flats/Apartments | 65 | 3 | 0 | 3 | 0 | 54425 | 54425 | 15015 | 0 | 0 | 1 | 64 | 0 | 0 | FALSE | TRUE | 8 | 109469.5 | 180237.25 | 289706.75 |  |  | 5457.5552 | 1534235 | False | 0 | 16 | 10 | 16 | 16 | 8 | 15 | 3 | 16 | FALSE | 7 | 7 | 1 | FALSE | FALSE | TRUE | TRUE | True | False | False | Zonal Electric | Electric | in-unit system | Unit Systems | Central Water Heater for Units and Common Areas | TRUE | TRUE | TRUE | FALSE | FALSE | FALSE | 1 | 66 | 1 | 1 | TRUE |  | 81 | 34425 | 0 | False | False | False | True | Frame over Concrete Slab | Wood Framing | >90% slab | Wood | 116.0714 | 54425 | 3 | 6317188.2118 | 348.2143
20165 | 1-3 stories | 628.7203 | > 2000 | 2008 | MEDICAL LAKE | WA | 99022 | Avista Energy |  | Flats/Apartments | 12 | 3 | 0 | 3 | 0 | 10146 | 10146 | 0 | 0 | 0 | 6 | 6 | 0 | 16 | FALSE | FALSE | 9 | [7 empty] | False | 0 | 14 | 0 | 33 | 0 | 53 | 0 | 0 | 14 | TRUE | 0 | 0 | 0 | FALSE | FALSE | FALSE | FALSE | False | False | False | Zonal Electric | Electric | in-unit system | Unit Systems | Unit Water Heaters Only | FALSE | TRUE | FALSE | FALSE | FALSE | FALSE | 12 | 70 | 0 | 0 | TRUE | 0 | 20 | 8500 | 0 | False | False | False | True | Frame | Wood Framing | >90% crawl | Wood | 628.7203 | 10146 | 3 | 6378995.9191 | 1886.1608
20193 | 1-3 stories | 538.9031 | 1955-1970 | 1968 | TIGARD | OR | 97223 | Portland General Electric |  | Flats/Apartments | 14 | 2 | 0 | 2 | 0 | 12096 | 12096 | 243 | 0 | 0 | 12 | 2 | 0 | 0 | FALSE | TRUE | 8 | 14848.0479 | 133824.7031 | 148672.75 |  |  |  | 507271.4375 | False | 0 | 0 | 0 | 33 | 0 | 66 | 0 | 0 | 1 | TRUE | 2 | 2 | 0 | FALSE | FALSE | TRUE | FALSE |  |  | False | PTHP,DHP | Electric | in-unit system | Unit Systems | Unit Water Heaters and Common Area System | FALSE | TRUE | FALSE | FALSE | FALSE | FALSE | 15 | 15 | 0 | 0 | TRUE | 0 | 21 | 8925 | 0 | False | False | False | True | Frame over Concrete Slab | Wood Framing | >90% slab | Wood | 538.9031 | 12096 | 2 | 6518571.6094 | 1077.8062
20195 | 4-6 stories | 580.3572 | <1955 | 1936 | SALEM | OR | 97301 | Salem Electric |  | Flats/Apartments | 13 | 1.5 | 3.5 | 5 | 0.5 | 51581 | 15116 | 1230 | 0 | 0 | 5 | 2 | 6 | 25 | TRUE | TRUE | 9 | [8 empty] | 36465 | 50 | 0 | 10 | 0 | 10 | 0 | 0 | 30 | FALSE | 0 | 0 | 1 | FALSE | FALSE | FALSE | FALSE | False | False | False | PTHP,DHP | Electric | in-unit system | Unit Systems | Unit Water Heaters Only | FALSE | TRUE | FALSE | FALSE | FALSE | FALSE | 1 | 28 | 0 | 0 | FALSE |  | 0 | 0 | 0 | False | False | False | False | Solid Masonry | Concrete Rigid Frame | >90% heated basement | Concrete
20241 | 1-3 stories | 1257.4406 | 1955-1970 | 1965 | KALAMA | WA | 98625 | Cowlitz County PUD |  | Flats/Apartments | 6 | 3 | 0 | 3 | 0 | 6659 | 6659 | 0 | 1 | 0 | 5 | 0 | 0 | 0 | FALSE | FALSE | 8 |  | 81457.8594 | 81457.8594 |  |  |  | 277934.2188 | False | 0 | 12 | 0 | 13 | 0 | 25 | 0 | 0 | 50 | TRUE | 0 | 0 | 0 | FALSE | FALSE | FALSE | FALSE | False | False | True | Zonal Electric | Electric | in-unit system | Unit Systems | Unit Water Heaters Only | FALSE | TRUE | FALSE | FALSE | FALSE | FALSE | 1 | 6 | 0 | 0 | TRUE |  | 6 | 2550 | 0 | False | False | False | True | Frame | Wood Framing | heated daylight basement | Wood | 1257.4406 | 6659 | 3 | 8373296.6342 | 3772.3217
20289 | 1-3 stories | 943.0804 | 1971-1980 | 1971 | METALINE FALLS | WA | 99153 | Pend Oreille County PUD |  | Flats/Apartments | 8 | 2 | 0 | 2 | 0 | 5466 | 5466 | 1108 | 0 | 0 | 0 | 8 | 0 | 12.5 | FALSE | TRUE | 10 | [7 empty] | False | 0 | 0 | 30 | 0 | 0 | 0 | 0 | 70 | 0 | TRUE | 2 | 2 | 0 | FALSE | FALSE | TRUE | FALSE | False | False | False | Zonal Electric | Electric | in-unit system | Unit Systems | Unit Water Heaters and Common Area System | FALSE | TRUE | FALSE | FALSE | FALSE | FALSE | 1 | 1 | 0 | 0 | FALSE |  | 0 | 0 | 0 | False | False | False | False | Frame over Concrete Slab | Wood Framing | >90% slab | Wood | 943.0804 | 5466 | 2 | 5154877.3751 | 1886.1608
20532 | 1-3 stories | 502.9762 | 1971-1980 | 1972 | WENATCHEE | WA | 98801 | Chelan County PUD 1 |  | Flats/Apartments | 15 | 3 | 0 | 3 | 0 | 8813 | 8813 | 0 | 0 | 0 | 0 | 9 | 6 | 7 | FALSE | FALSE | 8 |  | 122885.0938 | 122885.0938 |  |  |  | 419283.9375 | False | 0 | 79 | 0 | 0 | 0 | 7 | 0 | 0 | 14 | FALSE | 0 | 0 | 0 | FALSE | FALSE | FALSE | FALSE | False | False | False | Zonal Electric | Electric | in-unit system | Unit Systems | Unit Water Heaters Only | FALSE | TRUE | FALSE | FALSE | FALSE | FALSE | 1 | 16 | 0 | 0 | TRUE | 0 | 15 | 5495 | 0 | False | False | True | True | Frame over Concrete Slab | Wood Framing | >90% slab | Wood | 502.9762 | 8813 | 3 | 4432729.4868 | 1508.9287
20566 | 1-3 stories | 754.4643 | 1955-1970 | 1970 | PORTLAND | OR | 97233 | Portland General Electric |  | Flats/Apartments | 10 | 2 | 0 | 2 | 0 | 6734 | 6734 | 0 | 0 | 0 | 0 | 10 | 0 | 0 | FALSE | FALSE | 8 |  | 69241.25 | 69241.25 |  |  |  | 236251.1406 | False | 0 | 0 | 0 | 27 | 0 | 73 | 0 | 0 | 0 | TRUE | 0 | 0 | 0 | FALSE | FALSE | FALSE | FALSE | False | False | False | Zonal Electric | Electric | in-unit system | Unit Systems | Unit Water Heaters Only | FALSE | TRUE | FALSE | FALSE | FALSE | FALSE | 10 | 11 | 0 | 0 | TRUE | 0 | 10 | 4250 | 0 | False | False | False | True | Frame | Wood Framing | >90% crawl | Wood | 754.4643 | 6734 | 2 | 5080562.5587 | 1508.9286
20581 | 1-3 stories | 1257.4406 | 1955-1970 | 1970 | BEAVERTON | OR | 97005 | Portland General Electric |  | Townhouse or Rowhouse | 6 | 2 | 0 | 2 | 0 | 4895 | 4895 | 110 | 0 | 0 | 4 | 2 | 0 | 0 | FALSE | TRUE | 8 |  | 83870.8672 | 83870.8672 |  |  |  | 286167.4062 | False | 0 | 0 | 0 | 44 | 0 | 56 | 0 | 0 | 0 | FALSE | 2 | 2 | 0 | FALSE | FALSE | FALSE | FALSE | False | False | False | Zonal Electric | Electric | in-unit system | No Cooling | Unit Water Heaters and Common Area System | FALSE | TRUE | FALSE | FALSE | FALSE | FALSE | 3 | 13 | 0 | 0 | TRUE | 0 | 8 | 3400 | 0 | False | False | False | True | Frame | Wood Framing | >90% slab | Wood | 1257.4406 | 4895 | 2 | 6155171.5009 | 2514.8811
20665 | 1-3 stories | 685.8766 | 1971-1980 | 1977 | SALEM | OR | 97301 | Portland General Electric |  | Flats/Apartments | 11 | 3 | 0 | 3 | 0 | 9500 | 9500 | 144 | 0 | 0 | 11 | 0 | 0 | 10 | FALSE | TRUE | 8 | 33666.5117 | 56208.3086 | 89874.8203 |  |  |  | 306652.875 | False | 0 | 3 | 0 | 60 | 0 | 5 | 0 | 0 | 32 | TRUE | 2 | 2 | 1 | FALSE | FALSE | FALSE | FALSE | False | False | False | PTHP,DHP | Electric | in-unit system | Unit Systems | Unit Water Heaters and Common Area System | FALSE | TRUE | FALSE | FALSE | FALSE | FALSE | 1 | 12 | 0 | 0 | TRUE | 0 | 12 | 1260 | 1 | False | False | True | False | Frame | Wood Framing | >90% crawl | Wood | 685.8766 | 9500 | 3 | 6515828.1555 | 2057.6299
20705 | 1-3 stories | 1257.4406 | 1971-1980 | 1977 | FLORENCE | OR | 97439 | Central Lincoln PUD |  | Flats/Apartments | 6 | 1 | 0 | 1 | 0 | 5540 | 5540 | 490 | 0 | 5 | 1 | 0 | 0 | 0 | FALSE | TRUE | 7.5 |  | 64331.0586 | 64331.0586 |  |  |  | 219497.5781 | False | 0 | 0 | 0 | 56 | 0 | 40 | 0 | 0 | 4 | FALSE | 3 | 3 | 0 | FALSE | FALSE | TRUE | FALSE | False | False | False | Zonal Electric | Electric | in-unit system | No Cooling | Unit Water Heaters and Common Area System | FALSE | TRUE | FALSE | FALSE | FALSE | FALSE | 15 | 7 | 0 | 0 | TRUE | 0 | 9 | 3825 | 0 | False | False | False | True | Frame | Wood Framing | >90% crawl | Wood | 1257.4406 | 5540 | 1 | 6966220.6567 | 1257.4406
20803 | 1-3 stories | 838.2937 | 1971-1980 | 1976 | YAKIMA | WA | 98901 | Pacific Power & Light |  | Flats/Apartments | 9 | 2 | 0 | 2 | 0 | 5650 | 5650 | 101 | 0 | 0 | 1 | 8 | 0 | 0 | FALSE | TRUE | 7.5 | [7 empty] | False | 0 | 11 | 0 | 41 | 0 | 38 | 0 | 0 | 10 | FALSE | 2 | 2 | 0 | FALSE | FALSE | FALSE | FALSE | False | False | False | Zonal Electric | Electric | in-unit system | Unit Systems | Central Water Heater for Units and Common Areas | FALSE | TRUE | FALSE | FALSE | FALSE | FALSE | 1 | 9 | 0 | 0 | TRUE |  | 10 | 4250 | 0 | False | False | False | True | Frame | Wood Framing | >90% crawl | Wood | 838.2937 | 5650 | 2 | 4736359.4116 | 1676.5874
21000 | 1-3 stories | 251.4881 | <1955 | 1952 | ELLENSBURG | WA | 98926 | Ellensburg, City of |  | Flats/Apartments | 30 | 2 | 0 | 2 | 0 | 26968 | 26264 | 8359 | 0 | 0 | 18 | 2 | 10 | 0 | TRUE | TRUE | 8 |  | 196690.2656 | 196690.2656 |  |  |  | 671107.1875 | False | 706 | 37 | 0 | 17 | 0 | 17 | 0 | 0 | 29 | TRUE | 2 | 2 | 1 | FALSE | FALSE | TRUE | FALSE | False | False | False | Zonal Electric | Electric | in-unit system | Unit Systems | Unit Water Heaters and Common Area System | FALSE | TRUE | FALSE | FALSE | FALSE | FALSE | 2 | 32 | 0 | 0 | TRUE |  | 29 | 12325 | 0 | False | False | False | True | Frame | Wood Framing | >90% crawl | Wood | 251.4881 | 26968 | 2 | 6782131.4423 | 502.9762
21268 | 1-3 stories | 1257.4406 | 1971-1980 | 1979 | VANCOUVER | WA | 98665 | Clark PUD |  | Townhouse or Rowhouse | 6 | 2 | 0 | 2 | 0 | 4316 | 4316 | 0 | 0 | 0 | 4 | 2 | 0 | 0 | FALSE | FALSE | 7.5 |  | 57394.25 | 57394.25 |  |  |  | 195829.1875 | False | 0 | 0 | 0 | 50 | 0 | 50 | 0 | 0 | 0 | FALSE | 0 | 0 | 0 | FALSE | FALSE | FALSE | FALSE | False | False | False | Zonal Electric | Electric | in-unit system | No Cooling | Unit Water Heaters Only | FALSE | TRUE | FALSE | FALSE | FALSE | FALSE | 6 | 6 | 0 | 0 | TRUE | 0 | 10 | 4250 | 0 | False | False | False | True | Frame | Wood Framing | >90% crawl | Wood | 1257.4406 | 4316 | 2 | 5427113.4214 | 2514.8811
21346 | 1-3 stories | 754.4643 | 1991-2000 | 1998 | HELENA | MT | 59602 | Northwestern Energy | Northwestern Energy | Flats/Apartments | 10 | 2 | 0 | 2 | 0 | 10050 | 10050 | 0 | 0 | 0 | 10 | 0 | 0 | 6 | FALSE | FALSE | 8 | [7 empty] | False | 0 | 10 | 0 | 30 | 0 | 50 | 0 | 0 | 10 | TRUE | 0 | 0 | 0 | FALSE | FALSE | FALSE | FALSE | False | False | False | Forced Air | Natural Gas | in-unit system | No Cooling | Unit Water Heaters Only | TRUE | TRUE | TRUE | FALSE | FALSE | FALSE | 1 | 10 | 10 | 10 | TRUE | 0 | 13 | 5525 | 0 | False | False | False | True | Frame over Concrete Slab | Wood Framing | >90% slab | Wood
21424 | 1-3 stories | 397.0865 | 1971-1980 | 1972 | MEDFORD | OR | 97504 | Pacific Power & Light | Avista Energy | Flats/Apartments | 19 | 2 | 0 | 3 | 0 | 14360 | 14360 | 162 | 0 | 0 | 0 | 18 | 1 | 5 | FALSE | TRUE | 8 | 6422.7671 | 56584.9336 | 63007.6992 |  |  |  |  | False | 0 | 18 | 0 | 53 | 0 | 23 | 0 | 0 | 6 | TRUE | 3 | 3 | 0 | FALSE | FALSE | FALSE | FALSE | False | False | False | Forced Air | Natural Gas | in-unit system | Unit Systems | Central Water Heater for Units and Common Areas | TRUE | TRUE | TRUE | FALSE | FALSE | FALSE | 1 | 20 | 1 | 20 | TRUE | 0 | 21 | 203 | 1 | False | False | True | False | Frame | Wood Framing | >90% slab | Wood
21488 | 1-3 stories | 943.0804 | 1981-1990 | 1989 | SALEM | OR | 97306 | Portland General Electric |  | Flats/Apartments | 8 | 2 | 0 | 2 | 0 | 5848 | 5848 | 0 | 0 | 0 | 4 | 4 | 0 | 0 | FALSE | FALSE | 7.66 | 34216.457 | 66660.5078 | 100876.9688 |  |  |  | 344192.2188 | False | 0 | 0 | 9 | 0 | 36 | 0 | 46 | 9 | 0 | TRUE | 0 | 0 | 0 | FALSE | FALSE | FALSE | FALSE | False | False | False | Zonal Electric | Electric | in-unit system | No Cooling | Unit Water Heaters Only | FALSE | TRUE | FALSE | FALSE | FALSE | FALSE | 4 | 8 | 0 | 0 | TRUE | 0 | 10 | 4250 | 0 | False | False | False | True | Frame | Wood Framing | >90% crawl | Wood | 943.0804 | 5848 | 2 | 5515134.0815 | 1886.1608
21505 | 1-3 stories | 628.7203 | 1955-1970 | 1964 | PORTLAND | OR | 97219 | Portland General Electric |  | Flats/Apartments | 12 | 3 | 0 | 3 | 0 | 15540 | 15540 | 2250 | 0 | 0 | 3 | 9 | 0 | 0 | FALSE | TRUE | 8 | 12036.7979 | 90616.5625 | 102653.3594 |  |  |  | 350253.25 | False | 0 | 38 | 0 | 14 | 0 | 14 | 0 | 0 | 34 | TRUE | 1 | 1 | 0 | FALSE | FALSE | FALSE | FALSE | False | False | False | Zonal Electric | Electric | in-unit system | No Cooling | Unit Water Heaters and Common Area System | FALSE | TRUE | FALSE | FALSE | FALSE | FALSE | 1 | 13 | 0 | 0 | TRUE |  | 18 | 7650 | 0 | False | False | False | True | Frame | Wood Framing | mixed basement & slab | Wood | 628.7203 | 15540 | 3 | 9770313.0872 | 1886.1608
21564 | 1-3 stories | 328.028 | 1981-1990 | 1983 | TACOMA | WA | 98405 | Tacoma Public Utilities |  | Flats/Apartments | 23 | 3 | 0 | 3 | 0 | 17600 | 17600 | 4953 | 0 | 0 | 0 | 23 | 0 | 4 | FALSE | TRUE | 8 | 98025.9766 | 112631.5156 | 210657.5 |  |  |  | 718763.375 | False | 0 | 44 | 0 | 2 | 0 | 35 | 0 | 0 | 19 | TRUE | 3 | 3 | 1 | FALSE | FALSE | TRUE | FALSE | False | False | False | Zonal Electric | Electric | in-unit system | No Cooling | Central Water Heater for Units and Common Areas | FALSE | TRUE | FALSE | FALSE | FALSE | FALSE | 1 | 24 | 0 | 0 | TRUE |  | 16 | 6800 | 0 | False | False | False | True | Frame over Concrete Slab | Wood Framing | heated daylight basement | Wood | 328.028 | 17600 | 3 | 5773291.9922 | 984.0839
21576 | 1-3 stories | 314.3601 | 1971-1980 | 1973 | KENNEWICK | WA | 99336 | Benton County PUD No. 1 |  | Flats/Apartments | 24 | 2 | 0 | 2 | 0 | 23040 | 23040 | 300 | 0 | 0 | 24 | 0 | 0 | 3 | FALSE | TRUE | 7 | 20729.1699 | 207866.0156 | 228595.1875 |  |  |  | 779966.75 | False | 0 | 36 | 0 | 7 | 0 | 7 | 0 | 0 | 36 | FALSE | 5 | 5 | 0 | FALSE | FALSE | FALSE | FALSE | False | False | False | Zonal Electric | Electric | in-unit system | Unit Systems | Unit Water Heaters and Common Area System | FALSE | TRUE | FALSE | FALSE | FALSE | FALSE | 4 | 26 | 0 | 0 | TRUE | 0 | 24 | 10200 | 0 | False | False | False | True | Frame | Wood Framing | >90% crawl | Wood | 314.3601 | 23040 | 2 | 7242857.5781 | 628.7203
21627 | 1-3 stories | 314.3601 | > 2000 | 2004 | BOISE | ID | 83704 | Idaho Power Co | Intermountain Gas | Flats/Apartments | 24 | 3 | 0 | 3 | 0 | 22200 | 22200 | 0 | 0 | 12 | 12 | 0 | 0 | 8 | FALSE | FALSE | 8 |  | 50591.6562 | 50591.6562 |  |  |  |  | False | 0 | 44 | 0 | 6 | 0 | 6 | 0 | 0 | 44 | TRUE | 0 | 0 | 0 | FALSE | FALSE | FALSE | FALSE | False | False | False | Forced Air | Natural Gas | in-unit system | Forced Air AC/HP | Unit Water Heaters Only | TRUE | TRUE | TRUE | FALSE | FALSE | FALSE | 2 | 27 | 2 | 24 | TRUE | 0 | 24 | 10200 | 0 | False | False | False | True | Frame over Concrete Slab | Wood Framing | >90% slab | Wood
21642 | 1-3 stories | 943.0804 | 1955-1970 | 1963 | TACOMA | WA | 98403 | Tacoma Public Utilities |  | Flats/Apartments | 8 | 1 | 0 | 1 | 0 | 4504 | 4504 | 158 | 0 | 0 | 0 | 8 | 0 | 0 | FALSE | TRUE | 8 |  | 26107.8086 | 26107.8086 |  |  |  | 89079.8438 | False | 0 | 30 | 0 | 22 | 0 | 22 | 0 | 0 | 26 | FALSE | 1 | 1 | 0 | FALSE | FALSE | FALSE | FALSE | False | False | False | Zonal Electric | Electric | in-unit system | No Cooling | Unit Water Heaters and Common Area System | FALSE | TRUE | FALSE | FALSE | FALSE | FALSE | 1 | 9 | 0 | 0 | TRUE | 0 | 6 | 1387 | 0 | False | False | True | False | Frame over Concrete Slab | Wood Framing | >90% slab | Wood | 943.0804 | 4504 | 1 | 4247634.0464 | 943.0804
21691 | 1-3 stories | 943.0804 | 1971-1980 | 1980 | WHITE SULPHUR SPRINGS | MT | 59645 | Northwestern Energy |  | Flats/Apartments | 8 | 1 | 0 | 1 | 0 | 6726 | 6726 | 1265 | 0 | 0 | 7 | 1 | 0 | 0 | FALSE | TRUE | 8 | [7 empty] | True | 0 | 40 | 0 | 10 | 0 | 10 | 0 | 0 | 40 | FALSE | 2 | 2 | 0 | FALSE | FALSE | TRUE | FALSE | False | False | False | Zonal Electric | Electric | in-unit system | Unit Systems | Unit Water Heaters and Common Area System | FALSE | TRUE | FALSE | FALSE | FALSE | FALSE | 9 | 9 | 0 | 0 | TRUE | 0 | 5 | 2125 | 0 | False | False | False | True | Frame | Wood Framing | >90% crawl | Wood | 943.0804 | 6726 | 1 | 6343158.6581 | 943.0804
21757 | 1-3 stories | 1257.4406 | 1955-1970 | 1962 | TACOMA | WA | 98444 | Tacoma Public Utilities |  | Flats/Apartments | 6 | 1 | 0 | 1 | 0 | 4588 | 4588 | 0 | 0 | 0 | 6 | 0 | 0 | 16 | FALSE | FALSE | 7.5 |  | 378021.0312 | 378021.0312 |  |  |  | 1289807.75 | False | 0 | 41 | 0 | 0 | 0 | 0 | 0 | 0 | 59 | FALSE | 0 | 0 | 0 | FALSE | FALSE | FALSE | FALSE | False | False | False | Zonal Electric | Electric | in-unit system | No Cooling | Unit Water Heaters Only | FALSE | TRUE | FALSE | FALSE | FALSE | FALSE | 2 | 1 | 0 | 0 | TRUE | 0 | 6 | 2550 | 0 | False | False | False | True | Frame over Concrete Slab | Wood Framing | >90% slab | Wood | 1257.4406 | 4588 | 1 | 5769137.2515 | 1257.4406
21839 | 4-6 stories | 314.3601 | > 2000 | 2010 | PORTLAND | OR | 97229 | Portland General Electric |  | Flats/Apartments | 24 | 4 | 0 | 4 | 0 | 22464 | 22464 | 150 | 0 | 0 | 24 | 0 | 0 | 0 | FALSE | TRUE | 8 | 18836.1445 | 113560.625 | 132396.7656 |  |  |  | 451737.75 | False | 0 | 15 | 0 | 23 | 0 | 47 | 0 | 0 | 15 | TRUE | 0 | 0 | 0 | FALSE | FALSE | TRUE | FALSE | False | False | False | Zonal Electric | Electric | in-unit system | No Cooling | Unit Water Heaters Only | FALSE | TRUE | TRUE | FALSE | FALSE | FALSE | 21 | 25 | 1 | 1 | TRUE | 0 | 28 | 6437 | 1 | True | False | True | True | Frame over Concrete Slab | Wood Framing | >90% slab | Wood
21844 | 1-3 stories | 628.7203 | > 2000 | 2004 | BEND | OR | 97701 | Pacific Power & Light | CNG - Cascade Natural Gas | Townhouse or Rowhouse | 12 | 3 | 0 | 3 | 0 | 13035 | 13035 | 0 | 0 | 2 | 9 | 1 | 0 | 5 | FALSE | FALSE | 7.5 | 24649.0176 | 83862.7344 | 108511.75 |  |  | 607.4421 | 430986.3125 | False | 0 | 6 | 0 | 56 | 0 | 34 | 0 | 0 | 4 | TRUE | 0 | 0 | 0 | FALSE | FALSE | FALSE | FALSE | False | False | False | Zonal Electric | Electric | in-unit system | No Cooling | Unit Water Heaters Only | TRUE | TRUE | TRUE | FALSE | FALSE | FALSE | 2 | 13 | 1 | 1 | TRUE | 0 | 228 | 16900 | 1 | True | False | True | True | Frame over Concrete Slab | Wood Framing | >90% slab | Wood | 628.7203 | 13035 | 3 | 8195368.7961 | 1886.1608
21910 | 1-3 stories | 184.0157 | 1981-1990 | 1986 | PORTLAND | OR | 97213 | Portland General Electric | NW Natural | Flats/Apartments | 41 | 3 | 0 | 3 | 0 | 32127 | 32127 | 6207 | 0 | 0 | 0 | 41 | 0 | 0 | FALSE | TRUE | 8 | 57594.582 | 133148.5312 | 190743.1094 |  |  | 2690.0847 | 919823.9375 | True | 0 | 5 | 0 | 45 | 0 | 45 | 0 | 0 | 5 | FALSE | 1 | 2 | 1 | FALSE | FALSE | TRUE | FALSE | False | False | False | Zonal Electric | Electric | in-unit system | Unit Systems | Central Water Heater for Units and Common Areas | TRUE | TRUE | TRUE | FALSE | FALSE | FALSE | 1 | 42 | 1 | 1 | TRUE | 0 | 14 | 5950 | 0 | False | False | False | True | Frame over Concrete Slab | Wood Framing | >90% slab | Wood | 184.0157 | 32127 | 3 | 5911871.9453 | 552.0471
21952 | 1-3 stories | 419.1469 | 1981-1990 | 1988 | MILWAUKIE | OR | 97267 | Portland General Electric | NW Natural | Flats/Apartments | 18 | 3 | 0 | 3 | 0 | 14280 | 14280 | 0 | 0 | 0 | 6 | 12 | 0 | 5 | FALSE | FALSE | 8 |  | 117352.7891 | 117352.7891 |  |  |  |  | False | 0 | 0 | 0 | 72 | 0 | 28 | 0 | 0 | 0 | TRUE | 12 | 12 | 0 | FALSE | FALSE | FALSE | FALSE | False | False | False | Zonal Electric | Electric | in-unit system | Unit Systems | Unit Water Heaters Only | TRUE | TRUE | TRUE | FALSE | FALSE | FALSE | 24 | 162 | 3 | 3 | TRUE | 0 | 18 | 28065 | 1 | True | False | True | True | Frame over Concrete Slab | Wood Framing | >90% slab | Wood | 419.1469 | 14280 | 3 | 5985417.0264 | 1257.4406
21985 | 1-3 stories | 754.4643 | 1991-2000 | 1994 | TUALATIN | OR | 97062 | Portland General Electric |  | Flats/Apartments | 10 | 2 | 0 | 3 | 0 | 8361 | 8316 | 162 | 0 | 0 | 5 | 5 | 0 | 0 | FALSE | TRUE | 7.67 |  | 60436.0859 | 60436.0859 |  |  |  | 206207.9219 | True | 0 | 31 | 0 | 0 | 0 | 4 | 0 | 0 | 65 | TRUE | 4 | 4 | 0 | FALSE | FALSE | FALSE | FALSE | False | False | True | Zonal Electric | Electric | in-unit system | No Cooling | Unit Water Heaters and Common Area System | FALSE | TRUE | FALSE | FALSE | FALSE | FALSE | 5 | 13 | 0 | 0 | TRUE | 42 | 17 | 7225 | 0 | False | False | False | True | Frame | Wood Framing | >90% crawl | Wood | 754.4643 | 8361 | 2 | 6308075.9658 | 1508.9286
21998 | 1-3 stories | 943.0804 | 1981-1990 | 1990 | MISSOULA | MT | 59802 | Northwestern Energy | Northwestern Energy | Flats/Apartments | 8 | 2 | 0 | 2 | 0 | 8414 | 8414 | 2178 | 0 | 0 | 2 | 6 | 0 | 0 | FALSE | TRUE | 8 | [5 empty] | 3256.1528 |  | False | 0 | 10 | 0 | 40 | 0 | 40 | 0 | 0 | 10 | FALSE | 1 | 1 | 1 | TRUE | FALSE | FALSE | FALSE | False | False | False | Central Hydronic/Steam | Natural Gas | central system | No Cooling | Central Water Heater for Units and Common Areas | TRUE | TRUE | TRUE | FALSE | FALSE | FALSE | 1 | 9 | 1 | 1 | TRUE |  | 8 | 3400 | 0 | False | False | False | True | Frame | Wood Framing | >90% crawl | Wood
22058 | 1-3 stories | 251.4881 | 1955-1970 | 1970 | PORTLAND | OR | 97236 | Portland General Electric |  | Flats/Apartments | 30 | 2 | 0 | 2 | 0 | 23760 | 23760 | 110 | 0 | 10 | 11 | 9 | 0 | 3 | FALSE | TRUE | 8 |  | 247166.7969 | 247166.7969 |  |  |  | 843333.125 | False | 0 | 42 | 0 | 8 | 0 | 12 | 0 | 0 | 38 | FALSE | 4 | 4 | 0 | FALSE | FALSE | TRUE | FALSE | False | False | False | Zonal Electric | Electric | in-unit system | No Cooling | Unit Water Heaters and Common Area System | FALSE | TRUE | FALSE | FALSE | FALSE | FALSE | 18 | 31 | 0 | 0 | TRUE |  | 30 | 12750 | 0 | False | False | False | True | Frame | Wood Framing | >90% crawl | Wood | 251.4881 | 23760 | 2 | 5975357.5745 | 502.9762
22106 | 1-3 stories | 235.7701 | 1971-1980 | 1973 | PORTLAND | OR | 97230 | Portland General Electric |  | Flats/Apartments | 32 | 3 | 0 | 3 | 0 | 15922 | 15922 | 400 | 0 | 4 | 14 | 14 | 0 | 35 | FALSE | TRUE | 8.25 |  | 150207.25 | 150207.25 |  |  |  | 512507.125 | False | 0 | 0 | 0 | 50 | 0 | 50 | 0 | 0 | 0 | TRUE | 3 | 2 | 0 | FALSE | FALSE | FALSE | FALSE | False | False | False | Zonal Electric | Electric | in-unit system | No Cooling | Unit Water Heaters and Common Area System | FALSE | TRUE | FALSE | FALSE | FALSE | FALSE | 4 | 26 | 0 | 0 | TRUE | 0 | 21 | 7130 | 0 | False | False | True | True | Frame | Wood Framing | >90% slab | Wood | 235.7701 | 15922 | 3 | 3753931.4657 | 707.3103
22262 | 1-3 stories | 943.0804 | > 2000 | 2003 | SPOKANE | WA | 99223 | Avista Energy |  | Flats/Apartments | 8 | 2 | 0 | 2 | 0 | 8240 | 8240 | 0 | 0 | 0 | 4 | 4 | 0 | 0 | FALSE | FALSE | 9 | [7 empty] | False | 0 | 0 | 0 | 24 | 0 | 76 | 0 | 0 | 0 | TRUE | 0 | 0 | 0 | FALSE | FALSE | FALSE | FALSE | False | False | False | Zonal Electric | Electric | in-unit system | Unit Systems | Unit Water Heaters Only | FALSE | TRUE | FALSE | FALSE | FALSE | FALSE | 9 | 55 | 0 | 0 | TRUE | 0 | 8 | 3000 | 0 | False | False | True | True | Frame over Concrete Slab | Wood Framing | >90% slab | Wood | 943.0804 | 8240 | 2 | 7770982.3584 | 1886.1608
22371 | 1-3 stories | 1257.4406 | 1981-1990 | 1982 | TENSED | ID | 83870 | Clearwater Power Company |  | Flats/Apartments | 6 | 1 | 0 | 1 | 0 | 5400 | 5400 | 0 | 0 | 0 | 6 | 0 | 0 | 0 | FALSE | FALSE | 9 | [7 empty] | True | 0 | 0 | 0 | 0 | 50 | 0 | 50 | 0 | 0 | FALSE | 0 | 0 | 0 | FALSE | FALSE | FALSE | FALSE | False | False | False | Zonal Electric | Electric | in-unit system | Unit Systems | Unit Water Heaters Only | FALSE | TRUE | FALSE | FALSE | FALSE | FALSE | 1 | 6 | 0 | 0 | TRUE |  | 12 | 5100 | 0 | False | False | False | True | Frame over Concrete Slab | Wood Framing | >90% slab | Wood | 1257.4406 | 5400 | 1 | 6790178.9795 | 1257.4406
22450 | 1-3 stories | 538.9031 | 1971-1980 | 1978 | PORTLAND | OR | 97215 | Portland General Electric |  | Flats/Apartments | 14 | 2 | 0 | 2 | 0 | 10246 | 10246 | 400 | 0 | 0 | 4 | 10 | 0 | 0 | FALSE | TRUE | 8 |  | 92402.6641 | 92402.6641 |  |  |  | 315277.875 | False | 0 | 12 | 0 | 25 | 0 | 28 | 0 | 0 | 35 | TRUE | 2 | 2 | 0 | FALSE | FALSE | FALSE | FALSE | False | False | False | Zonal Electric | Electric | in-unit system | Unit Systems | Unit Water Heaters and Common Area System | FALSE | TRUE | FALSE | FALSE | FALSE | FALSE | 2 | 13 | 0 | 0 | TRUE |  | 12 | 5100 | 0 | False | False | False | True | Frame | Wood Framing | >90% crawl | Wood | 538.9031 | 10246 | 2 | 5521600.9185 | 1077.8062
22536 | 1-3 stories | 100.5952 | 1971-1980 | 1975 | TUALATIN | OR | 97062 | Portland General Electric | NW Natural | Flats/Apartments | 75 | 3 | 0 | 3 | 0 | 92509 | 92509 | 11607 | 0 | 3 | 51 | 21 | 0 | 5 | FALSE | TRUE | 8 | 152533.6562 | 586965.4375 | 739499.125 |  |  | 887.9282 | 2611963.75 | False | 0 | 0 | 20 | 0 | 27 | 3 | 0 | 19 | 31 | TRUE | 1 | 1 | 2 | FALSE | FALSE | TRUE | FALSE | False | False | True | Zonal Electric | Electric | in-unit system | Unit Systems | Unit Water Heaters and Common Area System | TRUE | TRUE | TRUE | FALSE | FALSE | FALSE | 3 | 81 | 1 | 1 | TRUE | 0 | 135 | 51236 | 1 | True | False | False | True | Frame | Wood Framing | Parking/enclosed garage | Wood | 100.5952 | 92509 | 3 | 9305964.8473 | 301.7857
22870 | 1-3 stories | 471.5402 | 1971-1980 | 1979 | SPRINGFIELD | OR | 97477 | Springfield Utility Board |  | Townhouse or Rowhouse | 16 | 2 | 0 | 2 | 0 | 14688 | 14688 | 0 | 0 | 0 | 16 | 0 | 0 | 4 | FALSE | FALSE | 8 | 164387.8438 | 118590.4141 | 282978.25 |  |  |  | 965521.8125 | False | 0 | 49 | 0 | 0 | 0 | 0 | 0 | 0 | 51 | TRUE | 0 | 0 | 0 | FALSE | FALSE | FALSE | FALSE | False | False | False | Zonal Electric | Electric | in-unit system | Unit Systems | Unit Water Heaters Only | FALSE | TRUE | FALSE | FALSE | FALSE | FALSE | 8 | 18 | 0 | 0 | TRUE | 0 | 13 | 4896 | 1 | True | False | False | True | Frame | Wood Framing | >90% slab | Wood | 471.5402 | 14688 | 2 | 6925982.335 | 943.0804
22906 | 1-3 stories | 628.7203 | 1991-2000 | 1998 | TIGARD | OR | 97223 | Portland General Electric |  | Flats/Apartments | 12 | 2 | 0 | 2 | 0 | 11050 | 11050 | 0 | 0 | 0 | 4 | 8 | 0 | 0 | FALSE | FALSE | 8 | 8261.9277 | 94268.2891 | 102530.2188 |  |  |  | 349833.0938 | False | 0 | 63 | 0 | 0 | 0 | 0 | 0 | 0 | 37 | TRUE | 0 | 0 | 0 | FALSE | FALSE | FALSE | FALSE | False | False | False | Zonal Electric | Electric | in-unit system | No Cooling | Unit Water Heaters Only | FALSE | TRUE | FALSE | FALSE | FALSE | FALSE | 4 | 13 | 0 | 0 | TRUE | 0 | 24 | 7100 | 1 | True | False | False | True | Frame | Wood Framing | >90% slab | Wood | 628.7203 | 11050 | 2 | 6947359.0485 | 1257.4406
23106 | 7+ stories | 123.6827 | > 2000 | 2009 | TACOMA | WA | 98402 | Tacoma Public Utilities | Puget Sound Energy | Flats/Apartments | 61 | 6 | 0.5 | 7 | 0 | 100564 | 93639 | 9757 | 0 | 5 | 34 | 22 | 0 | 2 | TRUE | TRUE | 11.75 | 547141.625 | 550538.6875 | 1097680.25 |  |  | 7386.8862 | 4483973.5 | False | 6925 | 36 | 1 | 13 | 1 | 19 | 0 | 0 | 36 | TRUE | 0 | 0 | 1 | TRUE | TRUE | FALSE | FALSE | False | True | True | Central HP Loop/ VRF | Electric | central system | Central WSHP/VRF | Unit Water Heaters and Common Area System | TRUE | TRUE | TRUE | FALSE | FALSE | FALSE | 8 | 66 | 1 | 1 | TRUE | 50 | 121 | 16506 | 2.5 | True | False | False | False | Frame over Concrete Slab | Steel Framing | Parking/enclosed garage | Steel
23425 | 1-3 stories | 754.4643 | 1955-1970 | 1968 | BEAVERTON | OR | 97005 | Portland General Electric |  | Flats/Apartments | 10 | 2 | 0 | 2 | 0 | 5480 | 5480 | 0 | 0 | 0 | 1 | 9 | 0 | 0 | FALSE | FALSE | 9 | 14573.5459 | 51766.293 | 66339.8359 |  |  |  | 226351.5156 | False | 0 | 30 | 0 | 0 | 0 | 6 | 0 | 0 | 64 | TRUE | 0 | 0 | 0 | FALSE | FALSE | FALSE | FALSE | False | False | False | Zonal Electric | Electric | in-unit system | Unit Systems | Unit Water Heaters Only | FALSE | TRUE | FALSE | FALSE | FALSE | FALSE | 1 | 10 | 0 | 0 | TRUE | 0 | 14 | 5950 | 0 | False | False | False | True | Frame | Wood Framing | >90% slab | Wood | 754.4643 | 5480 | 2 | 4134464.3335 | 1508.9286
23531 | 1-3 stories | 419.1469 | 1991-2000 | 1997 | SPOKANE VALLEY | WA | 99206 | Avista Energy | Avista Energy | Flats/Apartments | 18 | 3 | 0 | 3 | 0 | 15192 | 15192 | 0 | 0 | 0 | 18 | 0 | 0 | 5 | FALSE | FALSE | 7.5 | [7 empty] | False | 0 | 0 | 0 | 38 | 0 | 62 | 0 | 0 | 0 | TRUE | 0 | 0 | 0 | FALSE | FALSE | FALSE | FALSE | False | False | False | Zonal Electric | Electric | in-unit system | Unit Systems | Unit Water Heaters Only | TRUE | TRUE | TRUE | FALSE | FALSE | FALSE | 25 | 142 | 1 | 1 | TRUE | 0 | 18 | 7455 | 1 | True | False | False | True | Frame over Concrete Slab | Wood Framing | >90% slab | Wood | 419.1469 | 15192 | 3 | 6367678.9541 | 1257.4406
23623 | 1-3 stories | 314.3601 | 1971-1980 | 1976 | VANCOUVER | WA | 98661 | Clark PUD | NW Natural | Flats/Apartments | 24 | 3 | 0 | 2.5 | 0 | 12876 | 12876 | 0 | 0 | 0 | 0 | 24 | 0 | 0 | FALSE | FALSE | 8 | 2185.9309 | 134733.2812 | 136919.2188 |  |  |  |  | False | 0 | 57 | 0 | 0 | 0 | 0 | 0 | 0 | 43 | FALSE | 0 | 0 | 0 | FALSE | FALSE | FALSE | FALSE | False | False | False | Zonal Electric | Electric | in-unit system | No Cooling | Unit Water Heaters Only | TRUE | TRUE | FALSE | FALSE | FALSE | FALSE | 3 | 25 | 0 | 0 | TRUE |  | 27 | 11475 | 0 | False | False | False | True | Frame over Concrete Slab | Wood Framing | >90% slab | Wood | 314.3601 | 12876 | 3 | 4047701.1361 | 943.0804
23681 | 1-3 stories | 943.0804 | 1981-1990 | 1990 | MEDFORD | OR | 97504 | Pacific Power & Light | Avista Energy | Flats/Apartments | 8 | 2 | 0 | 2 | 0 | 10048 | 10048 | 0 | 0 | 0 | 8 | 0 | 0 | 0 | FALSE | FALSE | 8 | 7206.7764 | 66956.8672 | 74163.6406 |  |  |  |  | False | 0 | 24 | 0 | 26 | 0 | 26 | 0 | 0 | 24 | TRUE | 0 | 0 | 0 | FALSE | FALSE | FALSE | FALSE | False | False | True | Heat Pump (Forced Air) | Electric | in-unit system | Forced Air AC/HP | Unit Water Heaters Only | TRUE | TRUE | FALSE | FALSE | FALSE | FALSE | 4 | 10 | 0 | 0 | TRUE | 0 | 14 | 3469 | 1 | True | False | True | True | Frame over Concrete Slab | Wood Framing | >90% slab | Wood | 943.0804 | 10048 | 2 | 9476071.6914 | 1886.1608
23685 | 1-3 stories | 754.4643 | 1971-1980 | 1979 | LINCOLN CITY | OR | 97367 | Pacific Power & Light | NW Natural | Flats/Apartments | 10 | 2 | 0 | 2 | 0 | 8400 | 8400 | 0 | 0 | 2 | 8 | 0 | 0 | 10 | FALSE | FALSE | 7.66 |  | 78153.4609 | 78153.4609 |  |  | 579.9379 | 324653.4062 | False | 0 | 32 | 0 | 3 | 0 | 3 | 0 | 0 | 62 | TRUE | 0 | 0 |  | FALSE | FALSE | FALSE | FALSE | False | False | False | Zonal Electric | Electric | in-unit system | No Cooling | Unit Water Heaters Only | TRUE | TRUE | TRUE | FALSE | FALSE | FALSE | 5 | 11 | 1 | 1 | TRUE | 40 | 12 | 5100 | 0 | False | False | False | True | Frame over Concrete Slab | Wood Framing | >90% slab | Wood | 754.4643 | 8400 | 2 | 6337500.0732 | 1508.9286
23800 | 1-3 stories | 188.6161 | 1955-1970 | 1964 | HELENA | MT | 59601 | Northwestern Energy | Northwestern Energy | Flats/Apartments | 40 | 3 | 0 | 3 | 0 | 32024 | 32024 | 4599 | 0 | 0 | 12 | 27 | 1 | 10 | FALSE | TRUE | 8 | [5 empty] | 13652.0723 |  | False | 0 | 40 | 0 | 10 | 0 | 10 | 0 | 0 | 40 | FALSE | 3 | 3 | 0 | TRUE | FALSE | FALSE | FALSE | True | False | False | Central Hydronic/Steam | Natural Gas | central system | Central Fan Coils/Chiller | Central Water Heater for Units and Common Areas | TRUE | TRUE | TRUE | FALSE | FALSE | FALSE | 1 | 41 | 1 | 1 | TRUE |  | 38 | 16150 | 0 | False | False | False | True | Rigid Frame (concrete or steel) | Concrete Rigid Frame | heated daylight basement | Masonry
23899 | 1-3 stories | 167.6587 | > 2000 | 2002 | VANCOUVER | WA | 98665 | Clark PUD | NW Natural | Flats/Apartments | 45 | 3 | 0 | 3 | 0 | 38165 | 38165 | 12400 | 0 | 0 | 1 | 44 | 0 | 0 | FALSE | TRUE | 8 | 105824.8516 | 147050.0156 | 252874.875 |  |  | 3406.1172 | 1203420.75 | False | 0 | 12 | 0 | 37 | 0 | 35 | 0 | 0 | 16 | FALSE | 3 | 3 | 1 | FALSE | TRUE | TRUE | TRUE | False | False | False | Zonal Electric | Electric | in-unit system | Unit Systems | Central Water Heater Units and Separate Common Area System | TRUE | TRUE | TRUE | FALSE | FALSE | FALSE | 1 | 46 | 1 | 1 | TRUE |  | 45 | 19125 | 0 | False | False | False | True | Frame over Concrete Slab | Wood Framing | >90% slab | Wood | 167.6587 | 38165 | 3 | 6398695.7046 | 502.9762
23996 | 7+ stories | 89.8172 | 1971-1980 | 1972 | SPOKANE | WA | 99201 | Avista Energy | Avista Energy | Flats/Apartments | 84 | 8 | 0 | 8 | 0 | 96545 | 96545 | 7060 | 0 | 0 | 34 | 50 | 0 | 11 | FALSE | TRUE | 8 | [7 empty] | False | 0 | 15 | 0 | 35 | 0 | 35 | 0 | 0 | 15 | TRUE | 6 | 6 | 2 | FALSE | FALSE | FALSE | TRUE | False | False | True | Zonal Electric | Electric | in-unit system | Unit Systems | Unit Water Heaters Only | TRUE | TRUE | TRUE | FALSE | FALSE | FALSE | 1 | 83 | 1 | 1 | TRUE |  | 88 | 37400 | 0 | False | False | False | True | Rigid Frame (concrete or steel) | Concrete Rigid Frame | >90% slab | Concrete
24009 | 1-3 stories | 943.0804 | 1991-2000 | 1994 | BOISE | ID | 83705 | Idaho Power Co | Intermountain Gas | Flats/Apartments | 8 | 2 | 0 | 2 | 0 | 4112 | 4112 | 0 | 0 | 0 | 0 | 8 | 0 | 0 | FALSE | FALSE | 8 |  | 33502.3008 | 33502.3008 |  |  |  |  | False | 0 | 39 | 0 | 11 | 0 | 11 | 0 | 0 | 39 | TRUE | 0 | 0 | 0 | FALSE | FALSE | FALSE | FALSE | False | False | False | Stove | Natural Gas | in-unit system | Forced Air AC/HP | Unit Water Heaters Only | TRUE | TRUE | TRUE | FALSE | FALSE | FALSE | 1 | 9 | 4 | 8 | TRUE | 0 | 15 | 6375 | 0 | False | False | False | True | Frame over Concrete Slab | Wood Framing | >90% crawl | Wood
24123 | 1-3 stories | 1257.4406 | <1955 | 1900 | BAKER CITY | OR | 97814 | Oregon Trail Electric | CNG - Cascade Natural Gas | Flats/Apartments | 6 | 3 | 0 | 2 | 0 | 5622 | 5622 | 0 | 0 | 0 | 0 | 4 | 2 | 71 | FALSE | FALSE | 8.8 | [5 empty] | 1571.3364 |  | False | 0 | 18 | 0 | 31 | 0 | 37 | 0 | 0 | 14 | TRUE | 0 | 0 | 0 | TRUE | FALSE | FALSE | FALSE | False | False | False | Central Air/Ventilation | Natural Gas | central system | No Cooling | Central Water Heater Units Only | TRUE | TRUE | TRUE | FALSE | FALSE | FALSE | 1 | 1 | 1 | 1 | FALSE |  | 0 | 0 | 0 | False | False | False | False | Frame | Wood Framing | >90% heated basement | Wood
24139 | 1-3 stories | 471.5402 | 1981-1990 | 1981 | CORVALLIS | OR | 97330 | Pacific Power & Light |  | Flats/Apartments | 16 | 2 | 0 | 2 | 0 | 14560 | 14560 | 88 | 0 | 0 | 16 | 0 | 0 | 0 | FALSE | TRUE | 8 | 20222.9766 | 110400.6406 | 130623.6172 |  |  |  | 445687.7812 | False | 0 | 50 | 0 | 0 | 0 | 0 | 0 | 0 | 50 | TRUE | 2 | 2 | 0 | FALSE | FALSE | FALSE | FALSE | False | False | False | Zonal Electric | Electric | in-unit system | No Cooling | Unit Water Heaters and Common Area System | FALSE | TRUE | FALSE | FALSE | FALSE | FALSE | 9 | 18 | 0 | 0 | TRUE | 0 | 14 | 5950 | 0 | False | False | False | True | Frame | Wood Framing | >90% crawl | Wood | 471.5402 | 14560 | 2 | 6865625.1904 | 943.0804
24637 | 1-3 stories | 209.5734 | 1971-1980 | 1972 | BOISE | ID | 83704 | Idaho Power Co | Intermountain Gas | Flats/Apartments | 36 | 2 | 0 | 2 | 0 | 31180 | 31180 | 672 | 0 | 0 | 30 | 6 | 0 | 0 | FALSE | TRUE | 8 | 9745.0342 | 333279.125 | 343024.1562 |  |  | 3304.0664 | 1500805 | False | 0 | 24 | 0 | 23 | 0 | 29 | 0 | 0 | 24 | FALSE | 3 | 3 | 0 | FALSE | FALSE | TRUE | FALSE | False | False | False | Zonal Electric | Electric | in-unit system | Unit Systems | Unit Water Heaters and Common Area System | TRUE | TRUE | TRUE | FALSE | FALSE | FALSE | 8 | 40 | 0 | 0 | TRUE | 0 | 53 | 22525 | 0 | False | False | False | True | Frame | Wood Framing | >90% crawl | Wood | 209.5734 | 31180 | 2 | 6534499.4006 | 419.1469
24802 | 1-3 stories | 314.3601 | 1971-1980 | 1978 | PORTLAND | OR | 97230 | Portland General Electric |  | Flats/Apartments | 24 | 3 | 0 | 3 | 0 | 27456 | 27456 | 0 | 0 | 0 | 18 | 6 | 0 | 8 | FALSE | FALSE | 8 | 43115.1953 | 186263.8438 | 229379.0312 |  |  |  | 782641.25 | False | 0 | 0 | 0 | 35 | 0 | 63 | 0 | 0 | 2 | TRUE | 0 | 0 | 0 | FALSE | FALSE | FALSE | FALSE | False | False | False | Zonal Electric | Electric | in-unit system | No Cooling | Unit Water Heaters Only | FALSE | TRUE | FALSE | FALSE | FALSE | FALSE | 11 | 146 | 0 | 0 | TRUE | 0 | 36 | 20855 | 1 | True | False | False | True | Frame over Concrete Slab | Wood Framing | >90% slab | Wood | 314.3601 | 27456 | 3 | 8631071.9473 | 943.0804
29940 | 4-6 stories | 21.9047 | 1971-1980 | 1980 | SEATTLE | WA | 98134 | Seattle City Light |  | Flats/Apartments | 50 | 4 | 0 | 4 | 0 | 58440 | 58440 | 1517 | 0 | 3 | 47 | 0 | 0 | 6 | FALSE | TRUE |  | 19311.4688 | 442529.75 | 461841.2188 |  |  |  | 1575802.25 | False | 0 | 13 | 0 | 31 | 0 | 13 | 0 | 0 | 43 | TRUE | 3 | 3 | 2 | FALSE | TRUE | TRUE | FALSE | False | False | False | Zonal Electric | Electric | in-unit system | Unit Systems | Unit Water Heaters and Common Area System | FALSE | TRUE | FALSE | FALSE | FALSE | FALSE | 2 | 53 | 0 | 0 | TRUE | 0 | 63 | 14485 | 0 | False | False | True | True | Frame | Wood Framing | >90% slab | Wood
60022 | 1-3 stories | 600.538 | 1971-1980 | 1979 | LACEY | WA | 98503 | Puget Sound Energy |  | Flats/Apartments | 8 | 2 | 0 | 2 | 0 | 4700 | 4700 | 315 | 0 | 0 | 0 | 8 | 0 | 0 | FALSE | TRUE | 7.75 | 6832.9009 | 51567.8398 | 58400.7422 |  |  |  | 199263.3281 | False | 0 | 13 | 0 | 36 | 0 | 36 | 0 | 0 | 13 | TRUE | 3 | 3 | 0 | FALSE | FALSE | TRUE | FALSE | False | False | False | Zonal Electric | Electric | in-unit system | No Cooling | Unit Water Heaters and Common Area System | FALSE | TRUE | FALSE | FALSE | FALSE | FALSE | 1 | 9 | 0 | 0 | TRUE | 25 | 8 | 3400 | 0 | False | False | False | True | Frame over Concrete Slab | Wood Framing | >90% slab | Wood | 600.538 | 4700 | 2 | 2822528.4302 | 1201.0759
60051 | 1-3 stories | 960.8607 | 1981-1990 | 1989 | KENT | WA | 98032 | Puget Sound Energy | Puget Sound Energy | Townhouse or Rowhouse | 5 | 2 | 0 | 2 | 0 | 5210 | 5210 | 0 | 0 | 0 | 5 | 0 | 0 | 20 | FALSE | FALSE | 8 |  | 50388.2266 | 50388.2266 |  |  |  |  | False | 0 | 0 | 34 | 0 | 7 | 0 | 7 | 52 | 0 | FALSE | 0 | 0 | 0 | FALSE | FALSE | FALSE | FALSE | False | False | False | Zonal Electric | Electric | in-unit system | Unit Systems | Unit Water Heaters Only | TRUE | TRUE | FALSE | FALSE | FALSE | FALSE | 2 | 5 | 0 | 0 | TRUE | 0 | 10 | 3228 | 1 | True | False | False | True | Frame over Concrete Slab | Wood Framing | >90% slab | Wood | 960.8607 | 5210 | 2 | 5006084.3396 | 1921.7214
60071 | 4-6 stories | 184.7809 | 1991-2000 | 1997 | NEWCASTLE | WA | 98059 | Puget Sound Energy | Puget Sound Energy | Flats/Apartments | 26 | 4 | 0 | 4 | 0 | 26423 | 26423 | 6798 | 0 | 5 | 11 | 10 | 0 | 4 | FALSE | TRUE | 7.75 | 50357.7734 | 194838.3281 | 245196.0938 |  |  |  |  | False | 0 | 0 | 14 | 0 | 41 | 0 | 32 | 13 | 0 | TRUE | 0 | 0 | 0 | FALSE | FALSE | TRUE | TRUE | False | False | False | Zonal Electric | Electric | in-unit system | No Cooling | Unit Water Heaters Only | TRUE | TRUE | FALSE | FALSE | FALSE | FALSE | 8 | 28 | 0 | 0 | TRUE | 0 | 17 | 9035 | 1 | True | False | True | True | Frame over Concrete Slab | Wood Framing | mixed basement & slab | Wood
60099 | 1-3 stories | 300.269 | 1981-1990 | 1982 | REDMOND | WA | 98052 | Puget Sound Energy | Puget Sound Energy | Flats/Apartments | 16 | 2 | 0 | 2 | 0 | 11615 | 11615 | 0 | 0 | 0 | 0 | 16 | 0 | 0 | FALSE | FALSE | 8 | 1514.7329 | 136819.5469 | 138334.2812 |  |  |  |  | False | 0 | 50 | 0 | 0 | 0 | 0 | 0 | 0 | 50 | TRUE | 0 | 0 | 0 | FALSE | FALSE | FALSE | FALSE | False | False | False | Forced Air | Electric | in-unit system | No Cooling | Unit Water Heaters Only | TRUE | TRUE | FALSE | FALSE | FALSE | FALSE | 2 | 18 | 0 | 0 | TRUE | 0 | 22 | 2480 | 1 | True | False | True | True | Frame | Wood Framing | >90% slab | Wood | 300.269 | 11615 | 2 | 3487624.2252 | 600.538
71001 | 1-3 stories | 136.9043 | 1955-1970 | 1956 | SEATTLE | WA | 98115 | Seattle City Light |  | Flats/Apartments | 8 | 2 | 0 | 2 | 1 | 2816 | 2816 | 352 | 0 | 0 | 0 | 8 | 0 | 0 | FALSE | TRUE | 8 | 3099.1274 | 38514.8398 | 41613.9688 |  |  |  | 141986.8594 | False | 0 | 23 | 0 | 14 | 0 | 13 | 0 | 0 | 50 | FALSE | 1 | 1 | 0 | FALSE | FALSE | TRUE | FALSE | False | False | False | Zonal Electric | Electric | in-unit system | No Cooling | Unit Water Heaters and Common Area System | FALSE | TRUE | FALSE | FALSE | FALSE | FALSE | 1 | 9 | 0 | 0 | TRUE |  | 5 | 2125 | 0 | False | False | False | True | Frame over Concrete Slab | Wood Framing | mixed basement & slab | Wood | 136.9043 | 2816 | 2 | 385522.457 | 273.8086
71002 | 4-6 stories | 136.9043 | 1991-2000 | 1993 | SEATTLE | WA | 90812 | Seattle City Light | Puget Sound Energy | Flats/Apartments | 8 | 3 | 0 | 4 | 0 | 13086 | 13086 | 1862 | 0 | 3 | 4 | 1 | 0 | 0 | FALSE | TRUE | 9 | 18184.248 | 75115.6484 | 93299.8984 |  |  | 1245.4495 | 442884.1875 | False | 0 | 23 | 0 | 15 | 0 | 12 | 0 | 0 | 51 | TRUE | 0 | 0 | 1 | FALSE | FALSE | TRUE | FALSE | False | False | False | Zonal Electric | Electric | in-unit system | No Cooling | Unit Water Heaters Only | TRUE | TRUE | TRUE | FALSE | FALSE | FALSE | 1 | 11 | 1 | 1 | TRUE | 0 | 17 | 5930 | 1 | True | False | False | False | Frame over Concrete Slab | Wood Framing | Parking/enclosed garage | Wood
71003 | 1-3 stories | 182.539 | 1971-1980 | 1977 | SEATTLE | WA | 98119 | Seattle City Light |  | Flats/Apartments | 6 | 2 | 0 | 2 | 0 | 4342 | 4342 | 46 | 0 | 0 | 4 | 2 | 0 | 0 | FALSE | TRUE | 7.5 | 3952.251 | 36498.3242 | 40450.5742 |  |  |  | 138017.3594 | False | 0 | 11 | 0 | 43 | 0 | 46 | 0 | 0 | 0 | TRUE | 1 | 1 | 0 | FALSE | FALSE | FALSE | FALSE | False | False | False | Zonal Electric | Electric | in-unit system | No Cooling | Unit Water Heaters and Common Area System | FALSE | TRUE | FALSE | FALSE | FALSE | FALSE | 1 | 7 | 0 | 0 | TRUE |  | 6 | 2550 | 0 | False | False | False | True | Frame | Wood Framing | >90% crawl | Wood | 182.539 | 4342 | 2 | 792584.5431 | 365.0781
71004 | 1-3 stories | 136.9043 | 1981-1990 | 1990 | SEATTLE | WA | 98106 | Seattle City Light | Puget Sound Energy | Flats/Apartments | 8 | 2 | 0 | 2 | 0 | 9274 | 9274 | 0 | 0 | 0 | 4 | 4 | 0 | 0 | FALSE | FALSE | 8 |  | 85138.3047 | 85138.3047 |  |  |  | 290491.9062 | False | 0 | 6 | 0 | 11 | 0 | 13 | 0 | 0 | 70 | FALSE | 0 | 0 | 0 | FALSE | FALSE | FALSE | FALSE | False | False | False | Zonal Electric | Electric | in-unit system | No Cooling | Unit Water Heaters Only | FALSE | TRUE | TRUE | FALSE | FALSE | FALSE | 1 | 9 | 1 | 1 | TRUE | 80 | 9 | 2500 | 0 | False | False | True | True | Frame | Wood Framing | >90% slab | Wood | 136.9043 | 9274 | 2 | 1269650.3077 | 273.8086
71005 | 1-3 stories | 121.6927 | 1955-1970 | 1965 | SEATTLE | WA | 98146 | Seattle City Light |  | Flats/Apartments | 9 | 3 | 0 | 3 | 0 | 6771 | 6771 | 0 | 0 | 0 | 3 | 6 | 0 | 0 | FALSE | FALSE | 8 | 3353.2588 | 79529.0781 | 82882.3359 |  |  |  | 282794.5312 | False | 0 | 4 | 0 | 6 | 0 | 0 | 0 | 0 | 90 | TRUE | 0 | 0 | 0 | FALSE | FALSE | FALSE | FALSE | False | False | False | Zonal Electric | Electric | in-unit system | No Cooling | Unit Water Heaters Only | FALSE | TRUE | FALSE | FALSE | FALSE | FALSE | 1 | 10 | 0 | 0 | TRUE | 0 | 11 | 4675 | 0 | False | False | False | True | Frame over Concrete Slab | Wood Framing | >90% slab | Wood | 121.6927 | 6771 | 3 | 823981.1904 | 365.0781
71006 | 1-3 stories | 219.0469 | 1955-1970 | 1960 | SEATTLE | WA | 98103 | Seattle City Light |  | Flats/Apartments | 5 | 2 | 0 | 2 | 0 | 3452 | 3452 | 128 | 0 | 0 | 3 | 2 | 0 | 0 | FALSE | TRUE | 7.75 | 1988.8329 | 25010.6855 | 26999.5176 |  |  |  | 92122.3516 | False |  | 11 | 0 | 17 | 0 | 56 | 0 | 0 | 16 | FALSE | 0 | 0 | 0 | FALSE | FALSE | FALSE | FALSE | False | False | False | Zonal Electric | Electric | in-unit system | No Cooling | Unit Water Heaters Only | FALSE | TRUE | FALSE | FALSE | FALSE | FALSE | 1 | 6 | 0 | 0 | TRUE | 0 | 4 | 684 | 0 | False | False | True | False | Frame over Concrete Slab | Wood Framing | >90% slab | Wood | 219.0469 | 3452 | 2 | 756149.7598 | 438.0937
71007 | 1-3 stories | 219.0469 | 1955-1970 | 1969 | SEATTLE | WA | 98107 | Seattle City Light |  | Flats/Apartments | 5 | 3 | 0 | 3 | 0 | 4925 | 4925 | 739 | 0 | 0 | 2 | 3 | 0 | 0 | FALSE | TRUE | 7.75 | 18313.6738 | 31798.9941 | 50112.668 |  |  |  | 170984.4219 | False | 0 | 20 | 0 | 23 | 0 | 40 | 0 | 0 | 17 | TRUE | 1 | 1 | 0 | FALSE | FALSE | FALSE | FALSE | False | False | False | Zonal Electric | Electric | in-unit system | No Cooling | Central Water Heater for Units and Common Areas | FALSE | TRUE | FALSE | FALSE | FALSE | FALSE | 1 | 7 | 0 | 0 | TRUE | 0 | 5 | 1437 | 0 | False | False | True | True | Frame over Concrete Slab | Wood Framing | >90% slab | Wood | 219.0469 | 4925 | 3 | 1078805.7842 | 657.1406
71008 | 1-3 stories | 182.539 | 1981-1990 | 1986 | SEATTLE | WA | 98106 | Seattle City Light | Puget Sound Energy | Flats/Apartments | 6 | 3 | 0 | 3 | 0 | 3780 | 3780 | 0 | 0 | 0 | 0 | 6 | 0 | 0 | FALSE | FALSE | 8 | 8291.6953 | 46411.8711 | 54703.5664 |  |  |  | 186648.5625 | False | 0 | 57 | 0 | 16 | 0 | 16 | 0 | 0 | 11 | TRUE | 0 | 0 | 0 | FALSE | FALSE | FALSE | FALSE | False | False | True | Zonal Electric | Electric | in-unit system | No Cooling | Unit Water Heaters Only | FALSE | TRUE | FALSE | FALSE | FALSE | FALSE | 1 | 7 | 0 | 0 | TRUE | 10 | 8 | 3100 | 1 | True | False | True | True | Frame over Concrete Slab | Wood Framing | >90% slab | Wood | 182.539 | 3780 | 3 | 689997.5986 | 547.6171
71009 | 1-3 stories | 136.9043 | <1955 | 1908 | SEATTLE | WA | 98107 | Seattle City Light | Puget Sound Energy | Flats/Apartments | 8 | 3 | 0 | 3 | 0 | 4398 | 4398 | 1240 | 0 | 0 | 0 | 4 | 4 | 0 | FALSE | TRUE | 8.75 | 3079.2705 | 16979.1016 | 20058.3711 | 3684.4517 | 131.2553 | 3815.707 | 450009.875 | False | 0 | 31 | 0 | 25 | 0 | 16 | 0 | 0 | 28 | FALSE | 1 | 1 | 0 | TRUE | FALSE | FALSE | FALSE | False | False | False | Central Hydronic/Steam | Natural Gas | central system | No Cooling | Central Water Heater for Units and Common Areas | TRUE | TRUE | TRUE | FALSE | FALSE | FALSE | 1 | 9 | 1 | 7 | FALSE |  | 0 | 0 | 0 | False | False | False | False | Frame over Concrete Slab | Wood Framing | Mixed crawl and slab | Wood
71010 | 1-3 stories | 182.539 | 1981-1990 | 1990 | SEATTLE | WA | 98115 | Seattle City Light |  | Flats/Apartments | 6 | 2 | 0 | 2 | 0 | 5364 | 5364 | 544 | 0 | 0 | 4 | 2 | 0 | 0 | FALSE | TRUE | 7.75 | 5140.0996 | 53659.6445 | 58799.7422 |  |  |  | 200624.7188 | False | 0 | 19 | 0 | 42 | 0 | 21 | 0 | 0 | 18 | FALSE | 0 | 0 | 0 | FALSE | FALSE | FALSE | FALSE | False | False | False | Zonal Electric | Electric | in-unit system | No Cooling | Unit Water Heaters Only | FALSE | TRUE | FALSE | FALSE | FALSE | FALSE | 1 | 7 | 0 | 0 | TRUE | 0 | 6 | 2415 | 1 | True | False | False | False | Frame over Concrete Slab | Wood Framing | Parking/enclosed garage | Wood | 182.539 | 5364 | 2 | 979139.4494 | 365.0781
71011 | 1-3 stories | 136.9043 | <1955 | 1935 | SEATTLE | WA | 98122 | Seattle City Light |  | Flats/Apartments | 8 | 4 | 0 | 3 | 0 | 7343 | 7343 | 680 | 0 | 0 | 2 | 5 | 1 | 0 | FALSE | TRUE | 8 | 28963.0605 | 52889.8633 | 81852.9219 |  |  |  | 279282.1562 | True | 0 | 33 | 0 | 31 | 0 | 12 | 0 | 0 | 24 | FALSE | 2 | 2 | 0 | FALSE | FALSE | FALSE | FALSE | False | False | False | Zonal Electric | Electric | in-unit system | No Cooling | Unit Water Heaters and Common Area System | FALSE | TRUE | FALSE | FALSE | FALSE | FALSE | 1 | 9 | 0 | 0 | FALSE |  | 0 | 0 | 0 | False | False | False | False | Frame over Concrete Slab | Wood Framing | >90% unheated basement | Wood | 136.9043 | 7343 | 4 | 1005288.1399 | 547.6171
71012 | 1-3 stories | 182.539 | 1955-1970 | 1969 | SEATTLE | WA | 98109 | Seattle City Light |  | Flats/Apartments | 6 | 3 | 0 | 2 | 0 | 4320 | 4320 | 200 | 0 | 0 | 1 | 3 | 2 | 0 | FALSE | TRUE | 8 | 2387.9407 | 32980.5586 | 35368.5 |  |  |  | 120677.3203 | False | 0 | 33 | 0 | 10 | 0 | 57 | 0 | 0 | 0 | FALSE | 2 | 2 | 0 | FALSE | FALSE | FALSE | FALSE | False | False | False | Zonal Electric | Electric | in-unit system | No Cooling | Unit Water Heaters and Common Area System | FALSE | TRUE | FALSE | FALSE | FALSE | FALSE | 1 | 8 | 0 | 0 | TRUE | 0 | 5 | 1975 | 0 | False | False | True | True | Frame | Wood Framing | heated daylight basement | Wood | 182.539 | 4320 | 3 | 788568.6841 | 547.6171
71013 | 1-3 stories | 136.9043 | 1955-1970 | 1965 | SEATTLE | WA | 98105 | Seattle City Light | Puget Sound Energy | Flats/Apartments | 8 | 3 | 0 | 3 | 0 | 6663 | 6663 | 1289 | 0 | 0 | 4 | 3 | 1 | 12 | FALSE | TRUE | 8 | 4325.6675 | 30495.5273 | 34821.1953 |  |  | 3870.1946 | 505829.375 | False | 0 | 6 | 0 | 38 | 0 | 46 | 0 | 0 | 10 | FALSE | 1 | 1 | 0 | TRUE | FALSE | FALSE | FALSE | False | False | False | Central Hydronic/Steam | Natural Gas | central system | No Cooling | Unit Water Heaters and Common Area System | TRUE | TRUE | TRUE | FALSE | FALSE | FALSE | 1 | 9 | 1 | 1 | TRUE |  | 6 | 2550 | 0 | False | False | False | True | Frame over Concrete Slab | Wood Framing | >90% slab | Wood
71014 | 1-3 stories | 136.9043 | 1955-1970 | 1964 | SEATTLE | WA | 98125 | Seattle City Light |  | Flats/Apartments | 8 | 2 | 0 | 2 | 0 | 5980 | 5980 | 60 | 0 | 0 | 4 | 4 | 0 | 0 | FALSE | TRUE | 7.75 | 2280.2092 | 46829.8984 | 49110.1094 |  |  |  | 167563.6875 | False |  | 5 | 0 | 31 | 0 | 47 | 0 | 0 | 17 | FALSE | 1 | 2 | 0 | FALSE | FALSE | FALSE | FALSE | False | False | False | Zonal Electric | Electric | in-unit system | No Cooling | Unit Water Heaters and Common Area System | FALSE | TRUE | FALSE | FALSE | FALSE | FALSE | 1 | 9 | 0 | 0 | TRUE |  | 15 | 6375 | 0 | False | False | False | True | Frame | Wood Framing | >90% crawl | Wood | 136.9043 | 5980 | 2 | 818687.6041 | 273.8086
72001 | 1-3 stories | 78.231 | 1971-1980 | 1979 | SEATTLE | WA | 98133 | Seattle City Light |  | Flats/Apartments | 14 | 3 | 0 | 3 | 1 | 13566 | 13566 | 1511 | 0 | 0 | 3 | 11 | 0 | 0 | FALSE | TRUE | 7.75 | 11995.4561 | 98852.0312 | 110847.4844 |  |  |  | 378211.625 | False | 0 | 6 | 0 | 29 | 0 | 46 | 0 | 0 | 19 | TRUE | 1 | 1 | 0 | FALSE | FALSE | FALSE | FALSE | False | False | False | Zonal Electric | Electric | in-unit system | No Cooling | Unit Water Heaters and Common Area System | FALSE | TRUE | FALSE | FALSE | FALSE | FALSE | 1 | 15 | 0 | 0 | TRUE |  | 13 | 5525 | 0 | False | False | False | True | Frame | Wood Framing | >90% crawl | Wood | 78.231 | 13566 | 3 | 1061281.9911 | 234.6931
72002 | 4-6 stories | 99.5667 | 1991-2000 | 1994 | SEATTLE | WA | 98107 | Seattle City Light | Puget Sound Energy | Flats/Apartments | 11 | 4 | 0 | 4 | 0 | 12600 | 12600 | 2090 | 0 | 0 | 11 | 0 | 0 | 0 | FALSE | TRUE | 7.7 | 22214.3887 | 62244.7383 | 84459.125 |  |  | 1392.6644 | 427440.9688 | False | 0 | 15 | 0 | 15 | 0 | 37 | 0 | 0 | 31 | TRUE | 0 | 0 | 1 | FALSE | FALSE | TRUE | FALSE | False | False | False | Zonal Electric | Electric | in-unit system | No Cooling | Unit Water Heaters Only | TRUE | TRUE | TRUE | FALSE | FALSE | FALSE | 1 | 13 | 1 | 1 | TRUE | 0 | 14 | 3253 | 1 | True | True | False | False | Frame over Concrete Slab | Wood Framing | Parking/enclosed garage | Wood
72003 | 4-6 stories | 109.5234 | 1981-1990 | 1986 | SEATTLE | WA | 98125 | Seattle City Light |  | Flats/Apartments | 10 | 4 | 0 | 4 | 0 | 10340 | 10340 | 2150 | 0 | 0 | 3 | 7 | 0 | 20 | FALSE | TRUE | 8 | 8485.9404 | 72694.2109 | 81180.1484 |  |  |  | 276986.6562 | False | 0 | 23 | 0 | 15 | 0 | 52 | 0 | 0 | 10 | TRUE | 0 | 0 | 1 | FALSE | FALSE | TRUE | FALSE | False | False | False | Zonal Electric | Electric | in-unit system | No Cooling | Unit Water Heaters and Common Area System | FALSE | TRUE | FALSE | FALSE | FALSE | FALSE | 1 | 12 | 0 | 0 | TRUE | 0 | 10 | 3675 | 0 | False | False | True | True | Frame over Concrete Slab | Wood Framing | >90% slab | Wood
72004 | 4-6 stories | 84.2488 | <1955 | 1948 | SEATTLE | WA | 98107 | Seattle City Light |  | Flats/Apartments | 13 | 4 | 0 | 4 | 1 | 12200 | 12200 | 2416 | 0 | 0 | 0 | 13 | 0 | 0 | FALSE | TRUE | 8 | [7 empty] | False | 0 | 12 | 0 | 38 | 0 | 12 | 0 | 0 | 38 | FALSE | 2 | 2 | 0 | FALSE | FALSE | TRUE | FALSE | False | False | False | Zonal Electric | Electric | in-unit system | No Cooling | Unit Water Heaters and Common Area System | FALSE | TRUE | FALSE | FALSE | FALSE | FALSE | 1 | 14 | 0 | 0 | TRUE | 0 | 6 | 2550 | 0 | False | False | False | True | Frame | Wood Framing | heated daylight basement | Wood
72005 | 1-3 stories | 91.2695 | 1981-1990 | 1988 | BURIEN | WA | 98148 | Seattle City Light |  | Flats/Apartments | 12 | 3 | 0 | 3 | 0 | 13860 | 13860 | 0 | 0 | 6 | 6 | 0 | 0 | 0 | FALSE | FALSE | 8 |  | 134033.125 | 134033.125 |  |  |  | 457321.0312 | False | 0 | 0 | 0 | 42 | 0 | 58 | 0 | 0 | 0 | TRUE | 0 | 0 | 0 | FALSE | FALSE | FALSE | FALSE | False | False | False | Zonal Electric | Electric | in-unit system | No Cooling | Unit Water Heaters Only | FALSE | TRUE | FALSE | FALSE | FALSE | FALSE | 2 | 13 | 0 | 0 | TRUE | 5 | 12 | 5100 | 0 | False | False | False | True | Frame | Wood Framing | >90% slab | Wood | 91.2695 | 13860 | 3 | 1264995.5974 | 273.8086
72006 | 1-3 stories | 91.2695 | 1991-2000 | 1993 | SEATTLE | WA | 98106 | Seattle City Light |  | Flats/Apartments | 12 | 3 | 0 | 3 | 0 | 10420 | 10420 | 820 | 0 | 0 | 6 | 6 | 0 | 0 | FALSE | TRUE | 7.62 | 39473.8281 | 85898.5938 | 125372.4219 |  |  |  | 427770.7188 | False | 0 | 37 | 0 | 0 | 0 | 0 | 0 | 0 | 63 | TRUE | 0 | 0 | 0 | FALSE | FALSE | FALSE | FALSE | False | False | False | Zonal Electric | Electric | in-unit system | No Cooling | Unit Water Heaters Only | FALSE | TRUE | FALSE | FALSE | FALSE | FALSE | 2 | 16 | 0 | 0 | TRUE | 0 | 13 | 3970 | 1 | True | False | True | True | Frame over Concrete Slab | Wood Framing | >90% slab | Wood | 91.2695 | 10420 | 3 | 951028.4361 | 273.8086
72007 | 1-3 stories | 91.2695 | 1955-1970 | 1970 | SEATTLE | WA | 98188 | Seattle City Light | Puget Sound Energy | Flats/Apartments | 12 | 2 | 0 | 2 | 0 | 9672 | 9672 | 0 | 0 | 0 | 12 | 0 | 0 | 8 | FALSE | FALSE | 7.75 | 126881.5391 | 93031.6797 | 219913.2188 |  |  | 2574.8953 | 1007833.4375 | False | 0 | 56 | 0 | 0 | 0 | 0 | 0 | 0 | 44 | TRUE | 6 | 6 | 0 | FALSE | FALSE | FALSE | FALSE | False | False | True | Zonal Electric | Electric | in-unit system | No Cooling | Unit Water Heaters Only | TRUE | TRUE | TRUE | FALSE | FALSE | FALSE | 1 | 14 | 1 | 1 | TRUE | 0 | 20 | 8500 | 0 | False | False | False | True | Frame | Wood Framing | >90% crawl | Wood | 91.2695 | 9672 | 2 | 882758.8325 | 182.539
72008 | 1-3 stories | 99.5667 | 1955-1970 | 1966 | SEATTLE | WA | 98103 | Seattle City Light | Puget Sound Energy | Flats/Apartments | 11 | 3 | 0 | 2 | 0 | 10890 | 10890 | 794 | 0 | 0 | 7 | 4 | 0 | 0 | FALSE | TRUE | 7.75 | 8503.2822 | 79551 | 88054.2812 |  |  | 315.8076 | 332021.9688 | False | 0 | 38 | 0 | 20 | 0 | 18 | 0 | 0 | 24 | TRUE | 1 | 1 | 1 | FALSE | FALSE | FALSE | FALSE | False | False | False | Zonal Electric | Electric | in-unit system | Unit Systems | Unit Water Heaters and Common Area System | TRUE | TRUE | TRUE | FALSE | FALSE | FALSE | 1 | 12 | 1 | 1 | TRUE | 0 | 9 | 3353 | 1 | True | False | True | True | Frame over Concrete Slab | Wood Framing | >90% slab | Wood | 99.5667 | 10890 | 3 | 1084281.8198 | 298.7002
72009 | 1-3 stories | 91.2695 | 1955-1970 | 1958 | SEATTLE | WA | 98102 | Seattle City Light | Puget Sound Energy | Flats/Apartments | 12 | 3 | 0 | 3 | 0 | 9770 | 9770 | 1984 | 0 | 0 | 3 | 9 | 0 | 0 | FALSE | TRUE | 8 | 8413.8926 | 52239.5078 | 60653.3984 |  |  | 2661.7083 | 473120.2188 | False | 0 | 45 | 0 | 12 | 0 | 25 | 0 | 0 | 18 | FALSE | 1 | 1 | 0 | TRUE | FALSE | FALSE | FALSE | False | False | False | Central Hydronic/Steam | Natural Gas | central system | No Cooling | Unit Water Heaters and Common Area System | TRUE | TRUE | TRUE | FALSE | FALSE | FALSE | 1 | 14 | 1 | 1 | TRUE | 0 | 3 | 785 | 1 | False | True | False | True | Frame over Concrete Slab | Wood Framing | mixed basement & slab | Wood
72010 | 4-6 stories | 91.2695 | 1955-1970 | 1958 | SEATTLE | WA | 98126 | Seattle City Light |  | Flats/Apartments | 12 | 4 | 0 | 4 | 0 | 10115 | 10115 | 650 | 0 | 0 | 7 | 5 | 0 | 0 | FALSE | TRUE | 8 | 13852.5957 | 118037.4453 | 131890.0469 |  |  |  | 450008.8438 | False | 0 | 31 | 0 | 41 | 4 | 11 | 12 | 1 | 0 | FALSE | 2 | 2 | 0 | FALSE | FALSE | TRUE | FALSE | False | False | False | Zonal Electric | Electric | in-unit system | No Cooling | Unit Water Heaters and Common Area System | FALSE | TRUE | FALSE | FALSE | FALSE | FALSE | 1 | 15 | 0 | 0 | TRUE | 0 | 6 | 2550 | 0 | False | False | False | True | Frame | Wood Framing | Mixed crawl and slab | Wood
73001 | 4-6 stories | 60.8463 | 1955-1970 | 1967 | SEATTLE | WA | 98177 | Seattle City Light |  | Flats/Apartments | 18 | 4 | 0 | 4 | 0 | 14637 | 14637 | 519 | 0 | 1 | 13 | 4 | 0 | 2.2 | FALSE | TRUE | 9 | 20348.4707 | 169830.4688 | 190178.9375 |  |  |  | 648890.5625 | False |  | 12 | 0 | 30 | 0 | 25 | 0 | 0 | 33 | TRUE | 3 | 3 | 0 | FALSE | FALSE | FALSE | FALSE | False | False | True | Zonal Electric | Electric | in-unit system | No Cooling | Unit Water Heaters and Common Area System | FALSE | TRUE | FALSE | FALSE | FALSE | FALSE | 7 | 20 | 0 | 0 | TRUE |  | 23 | 6921 | 0 | False | False | True | True | Frame | Wood Framing | >90% crawl | Wood
73002 | 4-6 stories | 49.7834 | 1955-1970 | 1960 | SEATTLE | WA | 98178 | Seattle City Light |  | Flats/Apartments | 22 | 4 | 0.5 | 4 | 0 | 18620 | 16796 | 2087 | 0 | 0 | 6 | 16 | 0 | 5 | TRUE | TRUE | 8 | 14749.3643 | 146786.2656 | 161535.625 |  |  |  | 551159.5625 | False | 1824 | 48 | 0 | 32 | 0 | 0 | 0 | 0 | 20 | TRUE | 2 | 2 | 0 | FALSE | FALSE | FALSE | FALSE | False | False | False | Zonal Electric | Electric | in-unit system | No Cooling | Unit Water Heaters and Common Area System | FALSE | TRUE | FALSE | FALSE | FALSE | FALSE | 1 | 28 | 0 | 0 | TRUE |  | 34 | 14450 | 0 | False | False | False | True | Frame | Wood Framing | Mixed crawl and slab | Wood
73003 | 1-3 stories | 60.8463 | 1981-1990 | 1989 | SEATTLE | WA | 98146 | Seattle City Light | Puget Sound Energy | Flats/Apartments | 18 | 3 | 0 | 3 | 0 | 15390 | 15390 | 0 | 0 | 0 | 12 | 6 | 0 | 0 | FALSE | FALSE | 8 | 1.2211 | 158106.8594 | 158108.0781 |  |  |  | 539464.75 | False | 0 | 30 | 0 | 3 | 0 | 3 | 0 | 0 | 64 | TRUE | 0 | 0 | 0 | FALSE | FALSE | FALSE | FALSE | False | False | False | Zonal Electric | Electric | in-unit system | No Cooling | Unit Water Heaters Only | FALSE | TRUE | FALSE | FALSE | FALSE | FALSE | 1 | 19 | 0 | 0 | TRUE | 0 | 24 | 17175 | 1 | True | False | True | True | Frame over Concrete Slab | Wood Framing | >90% slab | Wood | 60.8463 | 15390 | 3 | 936425.2341 | 182.539
73004 | 1-3 stories | 57.6439 | 1955-1970 | 1964 | TUKWILA | WA | 98168 | Seattle City Light |  | Flats/Apartments | 19 | 2 | 0 | 2 | 0 | 12834 | 12834 | 484 | 0 | 0 | 6 | 13 | 0 | 0 | FALSE | TRUE | 8 | 32952.2266 | 125035.0547 | 157987.2812 |  |  |  | 539052.625 | False | 0 | 0 | 0 | 76 | 0 | 24 | 0 | 0 | 0 | FALSE | 4 | 4 | 0 | FALSE | FALSE | TRUE | FALSE | False | False | False | Zonal Electric | Electric | in-unit system | No Cooling | Unit Water Heaters and Common Area System | FALSE | TRUE | FALSE | FALSE | FALSE | FALSE | 1 | 21 | 0 | 0 | TRUE | 0 | 20 | 8500 | 0 | False | False | False | True | Frame over Concrete Slab | Wood Framing | >90% slab | Wood | 57.6439 | 12834 | 2 | 739801.885 | 115.2878
73005 | 1-3 stories | 54.7617 | 1981-1990 | 1982 | SEATTLE | WA | 98125 | Seattle City Light |  | Flats/Apartments | 20 | 3 | 0 | 3 | 0 | 20844 | 20844 | 2494 | 0 | 0 | 11 | 9 | 0 | 5 | FALSE | TRUE | 8 | 115146.3594 | 130797.4766 | 245943.8438 |  |  |  | 839160.375 | False | 0 | 4 | 0 | 36 | 0 | 43 | 0 | 0 | 17 | TRUE | 0 | 0 | 0 | FALSE | FALSE | FALSE | FALSE | False | False | False | Zonal Electric | Electric | in-unit system | No Cooling | Unit Water Heaters Only | FALSE | TRUE | FALSE | FALSE | FALSE | FALSE | 1 | 21 | 0 | 0 | TRUE | 0 | 20 | 5850 | 1 | False | True | False | True | Frame over Concrete Slab | Wood Framing | >90% slab | Wood | 54.7617 | 20844 | 3 | 1141453.1861 | 164.2851
73006 | 1-3 stories | 73.0156 | 1955-1970 | 1962 | SEATTLE | WA | 98125 | Seattle City Light |  | Flats/Apartments | 15 | 2 | 0 | 2 | 1 | 11800 | 11800 | 550 | 0 | 0 | 8 | 7 | 0 | 0 | FALSE | TRUE | 8 | 11260.2168 | 129995.9062 | 141256.125 |  |  |  | 481965.9062 | False | 0 | 27 | 0 | 27 | 0 | 27 | 0 | 0 | 19 | FALSE | 2 | 2 | 0 | FALSE | FALSE | TRUE | FALSE | False | False | False | Zonal Electric | Electric | in-unit system | No Cooling | Unit Water Heaters and Common Area System | FALSE | TRUE | FALSE | FALSE | FALSE | FALSE | 1 | 17 | 0 | 0 | TRUE |  | 16 | 6800 | 0 | False | False | False | True | Frame | Wood Framing | >90% crawl | Wood | 73.0156 | 11800 | 2 | 861584.285 | 146.0312
73007 | 1-3 stories | 64.4255 | 1955-1970 | 1968 | SEATTLE | WA | 98118 | Seattle City Light |  | Flats/Apartments | 17 | 3 | 0 | 3 | 0 | 10522 | 10522 | 0 | 0 | 0 | 2 | 15 | 0 | 0 | FALSE | FALSE | 8 | 5331.8618 | 102739.3281 | 108071.1875 |  |  |  | 368738.9062 | False | 0 | 14 | 0 | 10 | 0 | 65 | 0 | 0 | 11 | TRUE | 0 | 0 | 0 | FALSE | FALSE | FALSE | FALSE | False | False | False | Zonal Electric | Electric | in-unit system | No Cooling | Unit Water Heaters Only | FALSE | TRUE | FALSE | FALSE | FALSE | FALSE | 1 | 18 | 0 | 0 | TRUE | 0 | 20 | 8178 | 0 | False | False | True | True | Frame over Concrete Slab | Wood Framing | >90% slab | Wood | 64.4255 | 10522 | 3 | 677885.5817 | 193.2766
73008 | 1-3 stories | 52.154 | 1955-1970 | 1958 | SEATTLE | WA | 98105 | Seattle City Light |  | Flats/Apartments | 21 | 4 | 0 | 3 | 0 | 10440 | 10440 | 378 | 0 | 0 | 0 | 21 | 0 | 0 | FALSE | TRUE | 8 | 10996.6992 | 94040.2578 | 105036.9531 |  |  |  | 358386.0938 | False | 0 | 9 | 0 | 46 | 0 | 34 | 0 | 0 | 11 | FALSE | 2 | 2 | 0 | FALSE | FALSE | FALSE | FALSE | False | False | False | Zonal Electric | Electric | in-unit system | No Cooling | Unit Water Heaters and Common Area System | FALSE | TRUE | FALSE | FALSE | FALSE | FALSE | 1 | 23 | 0 | 0 | FALSE |  | 0 | 0 | 0 | False | False | False | False | Frame over Concrete Slab | Wood Framing | mixed basement & slab | Wood | 52.154 | 10440 | 4 | 544487.9123 | 208.6161
73009 | 4-6 stories | 60.8463 | 1955-1970 | 1969 | SEATTLE | WA | 98144 | Seattle City Light |  | Flats/Apartments | 18 | 3 | 1 | 4 | 0 | 14616 | 10962 | 70 | 0 | 6 | 6 | 6 | 0 | 0 | TRUE | TRUE | 8 | 10379.9844 | 131040.1328 | 141420.125 |  |  |  | 482525.4688 | False | 3006 | 10 | 0 | 7 | 0 | 17 | 0 | 0 | 66 | TRUE | 2 | 2 | 0 | FALSE | FALSE | FALSE | FALSE | False | False | False | Zonal Electric | Electric | in-unit system | Unit Systems | Unit Water Heaters and Common Area System | FALSE | TRUE | FALSE | FALSE | FALSE | FALSE | 1 | 20 | 0 | 0 | TRUE |  | 18 | 7650 | 0 | False | False | False | True | Frame over Concrete Slab | Wood Framing | >90% slab | Wood
73010 | 1-3 stories | 52.154 | <1955 | 1926 | SEATTLE | WA | 98103 | Seattle City Light | Puget Sound Energy | Flats/Apartments | 21 | 4 | 0 | 3 | 1 | 18160 | 18160 | 3427 | 0 | 0 | 0 | 7 | 14 | 0 | FALSE | TRUE | 8.5 | 13635.6074 | 31745.4355 | 45381.043 |  |  | 7881.146 | 942954.6875 | False |  | 30 | 0 | 13 | 0 | 15 | 0 | 0 | 42 | FALSE | 2 | 2 | 0 | TRUE | FALSE | FALSE | FALSE | False | False | False | Central Hydronic/Steam | Natural Gas | central system | No Cooling | Central Water Heater for Units and Common Areas | TRUE | TRUE | TRUE | FALSE | FALSE | FALSE | 1 | 23 | 1 | 1 | TRUE | 0 | 6 | 1155 | 1 | True | False | False | False | Frame over Concrete Slab | Wood Framing | >90% slab | Wood
74001 | 4-6 stories | 34.2261 | <1955 | 1904 | SEATTLE | WA | 98104 | Seattle City Light | Puget Sound Energy | Flats/Apartments | 32 | 4 | 0 | 4 | 1 | 43436 | 43436 | 7468 | 0 | 0 | 18 | 13 | 1 | 0 | FALSE | TRUE | 9.25 | 20173.375 | 322232.5312 | 342405.9062 |  |  |  |  | False | 0 | 31 | 0 | 22 | 0 | 18 | 0 | 0 | 29 | FALSE | 4 | 4 | 0 | FALSE | FALSE | FALSE | FALSE | False | False | False | Zonal Electric | Electric | in-unit system | No Cooling | Unit Water Heaters and Common Area System | TRUE | TRUE | TRUE | FALSE | FALSE | FALSE | 1 | 33 | 2 | 32 | FALSE |  | 0 | 0 | 0 | False | False | False | False | Frame over Concrete Slab | Wood Framing | >90% slab | Wood
74002 | 4-6 stories | 43.8094 | > 2000 | 2001 | SEATTLE | WA | 98109 | Seattle City Light | Puget Sound Energy | Flats/Apartments | 25 | 5 | 1 | 6 | 0 | 25025 | 24116 | 3017 | 0 | 0 | 10 | 10 | 5 | 0 | TRUE | TRUE | 9 | 82932.6719 | 158345.2656 | 241277.9375 |  |  |  |  | False | 909 | 10 | 0 | 18 | 0 | 58 | 0 | 0 | 14 | TRUE | 0 | 0 | 1 | FALSE | FALSE | TRUE | FALSE | False | True | False | Zonal Electric | Electric | in-unit system | No Cooling | Unit Water Heaters Only | TRUE | TRUE | TRUE | FALSE | FALSE | FALSE | 1 | 27 | 1 | 11 | TRUE | 0 | 38 | 10266 | 3 | True | False | False | False | Frame over Concrete Slab | Wood Framing | Parking/enclosed garage | Wood
74003 | 1-3 stories | 36.5078 | 1981-1990 | 1987 | SHORELINE | WA | 98177 | Seattle City Light | Puget Sound Energy | Flats/Apartments | 30 | 3 | 0 | 3 | 0 | 34606 | 34606 | 3780 | 0 | 0 |  |  | 0 | 0 | FALSE | TRUE | 7.8 | 49625.25 | 244053.2344 | 293678.5 |  |  | 1066.803 | 1108711.375 | False | 0 | 18 | 0 | 27 | 0 | 25 | 0 | 0 | 30 | TRUE | 6 | 6 | 1 | FALSE | FALSE | TRUE | FALSE | False | False | False | Zonal Electric | Electric | in-unit system | No Cooling | Unit Water Heaters and Common Area System | TRUE | TRUE | TRUE | FALSE | FALSE | FALSE | 1 | 36 | 1 | 1 | TRUE | 0 | 10 | 3910 | 1 | False | True | False | True | Frame over Concrete Slab | Wood Framing | >90% slab | Wood | 36.5078 | 34606 | 3 | 1263389.2274 | 109.5234
74004 | 1-3 stories | 45.6348 | 1981-1990 | 1986 | SEATTLE | WA | 98125 | Seattle City Light |  | Flats/Apartments | 24 | 3 | 0 | 3 | 1 | 16755 | 16755 | 1840 | 0 | 0 | 0 | 24 | 0 | 8 | FALSE | TRUE | 7.7 | 21182.2363 | 132249.7188 | 153431.9531 |  |  |  | 523509.8125 | True | 0 | 44 | 0 | 1 | 0 | 14 | 0 | 0 | 41 | TRUE | 3 | 3 | 0 | FALSE | FALSE | FALSE | FALSE | False | True | False | Zonal Electric | Electric | in-unit system | Unit Systems | Unit Water Heaters and Common Area System | FALSE | TRUE | FALSE | FALSE | FALSE | FALSE | 3 | 25 | 0 | 0 | TRUE | 0 | 23 | 5870 | 1 | True | False | False | False | Frame over Concrete Slab | Wood Framing | Parking/enclosed garage | Wood | 45.6348 | 16755 | 3 | 764610.4341 | 136.9043
74005 | 1-3 stories | 40.5642 | 1955-1970 | 1963 | SHORELINE | WA | 98155 | Seattle City Light | Puget Sound Energy | Flats/Apartments | 27 | 3 | 0 | 3 | 0 | 33800 | 33800 | 313 | 0 | 0 | 22 | 5 | 0 | 0 | FALSE | TRUE | 7.75 |  | 216793.8438 | 216793.8438 |  |  | 45.1265 | 744213.25 | False | 0 | 3 | 58 | 8 | 0 | 0 | 0 | 31 | 0 | TRUE | 4 | 5 | 0 | FALSE | FALSE | TRUE | FALSE | False | False | False | Zonal Electric | Electric | in-unit system | No Cooling | Unit Water Heaters and Common Area System | TRUE | TRUE | TRUE | FALSE | FALSE | FALSE | 1 | 28 | 1 | 1 | TRUE | 0 | 43 | 18275 | 0 | False | False | False | True | Frame over Concrete Slab | Wood Framing | Mixed crawl and slab | Wood | 40.5642 | 33800 | 3 | 1371071.0373 | 121.6927
74006 | 1-3 stories | 47.6189 | 1955-1970 | 1968 | BURIEN | WA | 98148 | Seattle City Light |  | Flats/Apartments | 23 | 2 | 0 | 2 | 0 | 14292 | 14292 | 575 | 0 | 0 | 12 | 11 | 0 | 17 | FALSE | TRUE | 8 | 42276.8828 | 159902.7188 | 202179.5938 |  |  |  | 689836.75 | False | 0 | 64 | 0 | 0 | 0 | 0 | 0 | 0 | 36 | TRUE | 5 | 4 | 0 | FALSE | FALSE | FALSE | FALSE | False | False | False | Zonal Electric | Electric | in-unit system | No Cooling | Unit Water Heaters and Common Area System | FALSE | TRUE | FALSE | FALSE | FALSE | FALSE | 1 | 24 | 0 | 0 | TRUE | 0 | 41 | 17425 | 0 | False | False | False | True | Frame | Wood Framing | >90% crawl | Wood | 47.6189 | 14292 | 2 | 680568.996 | 95.2378
74007 | 4-6 stories | 45.6348 | 1971-1980 | 1979 | SEATTLE | WA | 98168 | Seattle City Light | Puget Sound Energy | Flats/Apartments | 24 | 4 | 0 | 4 | 1 | 38787 | 38787 | 1347 | 0 | 0 | 24 | 0 | 0 | 0 | FALSE | TRUE | 8 | 10542.4531 | 179524.8125 | 190067.2656 |  |  | 3842.5059 | 1032760.125 | False | 0 | 67 | 0 | 9 | 0 | 6 | 0 | 0 | 18 | TRUE | 0 | 0 | 1 | FALSE | FALSE | FALSE | FALSE | False | False | True | Heat Pump (Forced Air) | Electric | in-unit system | Forced Air AC/HP | Unit Water Heaters Only | TRUE | TRUE | TRUE | FALSE | FALSE | FALSE | 1 | 25 | 1 | 1 | TRUE | 0 | 44 | 14150 | 0 | False | False | True | True | Frame | Wood Framing | mixed basement & slab | Wood
74008 | 4-6 stories | 33.1889 | 1991-2000 | 1992 | SEATTLE | WA | 98102 | Seattle City Light |  | Flats/Apartments | 33 | 2.5 | 1.5 | 4 | 0 | 28804 | 25504 | 3558 | 0 | 0 | 5 | 14 | 14 | 0 | TRUE | TRUE | 8 | 41982.5 | 169382 | 211364.5 |  |  |  | 721175.6875 | True | 3300 | 25 | 0 | 15 | 0 | 12 | 0 | 0 | 48 | TRUE | 0 | 0 | 1 | FALSE | FALSE | FALSE | FALSE | False | True | False | Zonal Electric | Electric | in-unit system | No Cooling | Unit Water Heaters Only | FALSE | TRUE | FALSE | FALSE | FALSE | FALSE | 1 | 37 | 0 | 0 | TRUE | 0 | 33 | 8297 | 2 | True | False | False | True | Frame over Concrete Slab | Wood Framing | Parking/enclosed garage | Wood
74009 | 4-6 stories | 34.2261 | 1981-1990 | 1985 | SEATTLE | WA | 98107 | Seattle City Light |  | Flats/Apartments | 32 | 4 | 0 | 4 | 0 | 33178 | 33178 | 2682 | 0 | 0 | 23 | 8 | 1 | 0 | FALSE | TRUE | 8 | 38675.5898 | 305762.6875 | 344438.2812 |  |  |  | 1175223.375 | False | 0 | 2 | 0 | 31 | 0 | 0 | 0 | 45 | 22 | TRUE | 0 | 0 | 1 | FALSE | FALSE | FALSE | FALSE | False | False | False | Zonal Electric | Electric | in-unit system | No Cooling | Unit Water Heaters Only | FALSE | TRUE | FALSE | FALSE | FALSE | FALSE | 1 | 34 | 0 | 0 | TRUE | 0 | 33 | 8180 | 1 | True | False | False | False | Frame over Concrete Slab | Wood Framing | Parking/enclosed garage | Wood
74010 | 4-6 stories | 31.2924 | 1981-1990 | 1989 | SEATTLE | WA | 98106 | Seattle City Light |  | Flats/Apartments | 35 | 4 | 0 | 4 | 0 | 34272 | 34272 | 4686 | 0 | 0 | 16 | 19 | 0 | 2 | FALSE | TRUE | 8 | 146872.0938 | 226888.625 | 373760.7188 |  |  |  | 1275271.625 | False | 0 | 13 | 0 | 42 | 0 | 33 | 0 | 0 | 12 | TRUE | 4 | 4 | 1 | FALSE | FALSE | FALSE | FALSE | False | False | False | Zonal Electric | Electric | in-unit system | No Cooling | Unit Water Heaters and Common Area System | FALSE | TRUE | FALSE | FALSE | FALSE | FALSE | 3 | 39 | 0 | 0 | TRUE | 0 | 36 | 15300 | 0 | False | False | False | True | Frame over Concrete Slab | Wood Framing | >90% slab | Wood
74011 | 1-3 stories | 31.2924 | 1955-1970 | 1968 | SEATTLE | WA | 98118 | Seattle City Light | Puget Sound Energy | Flats/Apartments | 35 | 3 | 0 | 3 | 0 | 19560 | 19560 | 3726 | 0 | 0 | 0 | 35 | 0 | 2 | FALSE | TRUE | 8 | 114777.4297 | 115894.6406 | 230672.0625 |  |  |  |  | False | 0 | 49 | 0 | 3 | 0 | 0 | 0 | 0 | 48 | FALSE | 8 | 8 | 0 | FALSE | FALSE | TRUE | FALSE | False | False | False | Zonal Electric | Electric | in-unit system | No Cooling | Central Water Heater for Units and Common Areas | TRUE | TRUE | TRUE | FALSE | FALSE | FALSE | 1 | 36 | 1 | 1 | TRUE | 0 | 29 | 12325 | 0 | False | False | False | True | Frame over Concrete Slab | Wood Framing | >90% slab | Wood | 31.2924 | 19560 | 3 | 612079.463 | 93.8772
74012 | 4-6 stories | 36.5078 | 1971-1980 | 1973 | SEATTLE | WA | 98199 | Seattle City Light |  | Flats/Apartments | 30 | 4 | 0 | 5 | 0 | 37913 | 37913 | 5924 | 0 | 0 | 10 | 20 | 0 | 10 | FALSE | TRUE | 7.75 | 27464.7129 | 225884.1875 | 253348.9062 |  |  |  | 864426.4375 | False | 0 | 0 | 71 | 0 | 10 | 4 | 4 | 11 | 0 | TRUE | 4 | 4 | 1 | FALSE | FALSE | TRUE | TRUE | False | False | False | Zonal Electric | Electric | in-unit system | No Cooling | Unit Water Heaters and Common Area System | FALSE | TRUE | FALSE | FALSE | FALSE | FALSE | 1 | 33 | 0 | 0 | TRUE | 0 | 29 | 10260 | 1 | True | True | False | True | Frame over Concrete Slab | Wood Framing | Parking/open | Wood
74013 | 4-6 stories | 34.2261 | > 2000 | 2005 | SEATTLE | WA | 98115 | Seattle City Light | Puget Sound Energy | Flats/Apartments | 32 | 4 | 1 | 4 | 0 | 33869 | 30375 | 4977 | 0 | 0 | 13 | 4 | 15 | 5 | TRUE | TRUE | 9 | 57681.9648 | 133461.7031 | 191143.6719 |  |  | 6547.6328 | 1306945.5 | True | 3494 | 11 | 0 | 30 | 0 | 33 | 0 | 0 | 26 | FALSE | 0 | 0 | 1 | FALSE | FALSE | TRUE | TRUE | False | True | False | Zonal Electric | Electric | in-unit system | No Cooling | Central Water Heater for Units and Common Areas | TRUE | TRUE | TRUE | FALSE | FALSE | FALSE | 1 | 36 | 1 | 1 | TRUE | 0 | 42 | 11503 | 1 | True | False | False | False | Frame over Concrete Slab | Wood Framing | Parking/enclosed garage | Wood
74014 | 4-6 stories | 42.1244 | 1955-1970 | 1969 | SEATTLE | WA | 98125 | Seattle City Light |  | Flats/Apartments | 26 | 4 | 0 | 4 | 0 | 21915 | 21915 | 4341 | 0 | 0 | 7 | 19 | 0 | 4 | FALSE | TRUE | 7.75 | 31930.416 | 213452.625 | 245383.0469 |  |  |  | 837246.9375 | True | 0 | 14 | 0 | 17 | 0 | 47 | 0 | 0 | 22 | TRUE | 3 | 3 | 1 | FALSE | FALSE | TRUE | FALSE | False | False | False | Zonal Electric | Electric | in-unit system | No Cooling | Unit Water Heaters and Common Area System | FALSE | TRUE | FALSE | FALSE | FALSE | FALSE | 1 | 29 | 0 | 0 | TRUE | 0 | 53 | 20421 | 1 | True | False | True | True | Frame over Concrete Slab | Wood Framing | >90% slab | Wood
74015 | 1-3 stories | 40.5642 | 1981-1990 | 1985 | LAKE FOREST PARK | WA | 98155 | Seattle City Light |  | Flats/Apartments | 27 | 3 | 0 | 3 | 0 | 20070 | 20070 | 3190 | 0 | 0 | 5 | 19 | 3 | 6 | FALSE | TRUE | 8 | 19577.0527 | 158565.7031 | 178142.75 |  |  |  | 607823.0625 | False | 0 | 0 | 45 | 0 | 2 | 0 | 0 | 51 | 0 | TRUE | 2 | 2 | 0 | FALSE | FALSE | FALSE | FALSE | False | False | False | Zonal Electric | Electric | in-unit system | No Cooling | Unit Water Heaters and Common Area System | FALSE | TRUE | FALSE | FALSE | FALSE | FALSE | 1 | 28 | 0 | 0 | TRUE | 0 | 34 | 13326 | 0 | False | False | True | True | Frame | Wood Framing | Other | Wood | 40.5642 | 20070 | 3 | 814124.1337 | 121.6927
75001 | 1-3 stories | 28.822 | 1981-1990 | 1983 | BURIEN | WA | 98166 | Seattle City Light |  | Flats/Apartments | 38 | 3 | 0 | 3 | 0 | 27300 | 27300 | 6367 | 0 | 0 | 0 | 38 | 0 | 0 | FALSE | TRUE | 8 | 77181.2578 | 179359.4219 | 256540.6875 |  |  |  | 875316.8125 |  | 0 | 36 | 1 | 1 | 0 | 1 | 1 | 0 | 60 | FALSE | 2 | 2 | 1 | FALSE | FALSE | TRUE | FALSE | False | False | False | Zonal Electric | Electric | in-unit system | No Cooling | Unit Water Heaters and Common Area System | FALSE | TRUE | FALSE | FALSE | FALSE | FALSE | 1 | 39 | 0 | 0 | TRUE |  | 22 | 9350 | 0 | False | False | False | True | Frame over Concrete Slab | Wood Framing | >90% slab | Wood | 28.822 | 27300 | 3 | 786839.312 | 86.4659
75002 | 7+ stories | 20.2821 | 1955-1970 | 1968 | SEATTLE | WA | 98105 | Seattle City Light | Puget Sound Energy | Flats/Apartments | 54 | 7 | 0 | 8 | 0 | 93702 | 93702 | 4830 | 0 | 14 | 40 | 0 | 0 | 1.85 | FALSE | TRUE | 8 | 162432.0625 | 440841.3125 | 603273.375 |  |  |  |  | True | 0 | 0 | 4 | 0 | 57 | 0 | 35 | 4 | 0 | TRUE | 5 | 5 | 2 | FALSE | FALSE | TRUE | FALSE | False | True | False | Zonal Electric | Electric | in-unit system | No Cooling | Central Water Heater for Units and Common Areas | TRUE | TRUE | TRUE | FALSE | FALSE | FALSE | 1 | 55 | 1 | 1 | TRUE | 0 | 105 | 36461 | 2 | True | True | False | True | Rigid Frame (concrete or steel) | Concrete Rigid Frame | Parking/open | Concrete
75003 | 4-6 stories | 18.8833 | 1981-1990 | 1985 | SHORELINE | WA | 98133 | Seattle City Light | Puget Sound Energy | Flats/Apartments | 58 | 4 | 0 | 4 | 0 | 38400 | 38400 | 4335 | 0 | 0 | 4 | 46 | 8 | 1 | FALSE | TRUE | 7.75 | 61170.3555 | 285159.3438 | 346329.6875 |  |  |  |  | False | 0 | 44 | 0 | 5 | 0 | 5 | 0 | 0 | 46 | TRUE | 6 | 6 | 0 | FALSE | FALSE | FALSE | FALSE | False | False | False | Zonal Electric | Electric | in-unit system | No Cooling | Unit Water Heaters and Common Area System | TRUE | TRUE | FALSE | FALSE | FALSE | FALSE | 1 | 59 | 0 | 0 | TRUE | 0 | 62 | 25585 | 0 | False | False | True | True | Frame over Concrete Slab | Wood Framing | >90% slab | Wood
75004 | 1-3 stories | 19.5578 | <1955 | 1951 | SEATTLE | WA | 98107 | Seattle City Light | Puget Sound Energy | Flats/Apartments | 56 | 4 | 0 | 3 | 0 | 44107 | 44107 | 6656 | 0 | 0 | 0 | 55 | 1 | 5.3 | FALSE | TRUE | 8 | 40949.5547 | 207987.7969 | 248937.3438 |  |  |  |  | False | 0 | 27 | 2 | 24 | 0 | 24 | 0 | 0 | 23 | FALSE | 3 | 3 | 1 | FALSE | FALSE | FALSE | FALSE | False | False | False | Zonal Electric | Electric | in-unit system | No Cooling | Central Water Heater for Units and Common Areas | TRUE | TRUE | TRUE | FALSE | FALSE | FALSE | 1 | 58 | 1 | 1 | TRUE | 0 | 42 | 17850 | 0 | False | False | False | True | Frame over Concrete Slab | Wood Framing | >90% heated basement | Wood | 19.5578 | 44107 | 4 | 862633.8785 | 78.231
75005 | 4-6 stories | 22.8174 | 1981-1990 | 1985 | SEATTLE | WA | 98116 | Seattle City Light |  | Flats/Apartments | 48 | 4 | 0 | 5 | 1 | 41811 | 39721 | 10238 | 0 | 0 | 5 | 43 | 0 | 0 | FALSE | TRUE | 8 | 126216.25 | 310248.5 | 436464.75 |  |  |  | 1489217.75 | False | 0 | 0 | 24 | 0 | 41 | 0 | 18 | 17 | 0 | TRUE | 2 | 2 | 1 | FALSE | FALSE | TRUE | TRUE | False | False | False | Zonal Electric | Electric | in-unit system | No Cooling | Unit Water Heaters and Common Area System | FALSE | TRUE | FALSE | FALSE | FALSE | FALSE | 1 | 50 | 0 | 0 | TRUE |  | 10 | 4250 | 0 | False | False | False | True | Frame | Wood Framing | Mixed crawl and slab | Wood
75006 | 4-6 stories | 22.3517 | <1955 | 1912 | SEATTLE | WA | 98101 | Seattle City Light | Puget Sound Energy | Flats/Apartments | 49 | 5 | 0 | 4 | 0 | 36870 | 36870 | 5039 | 0 | 1 | 5 | 40 | 3 | 0 | FALSE | TRUE | 8 | 11707.7988 | 155586 | 167293.7969 |  |  | 49921.0859 | 5562915 | False | 0 | 41 | 0 | 10 | 0 | 8 | 0 | 0 | 41 | FALSE | 4 | 3 | 1 | TRUE | FALSE | FALSE | FALSE | False | False | False | Central Hydronic/Steam | Natural Gas | central system | No Cooling | Central Water Heater for Units and Common Areas | TRUE | TRUE | TRUE | FALSE | FALSE | FALSE | 1 | 54 | 1 | 2 | TRUE | 0 | 18 | 5830 | 1 | True | False | False | False | Frame | Wood Framing | >90% unheated basement | Wood
75007 | 4-6 stories | 21.0622 | > 2000 | 2011 | SEATTLE | WA | 98144 | Seattle City Light | Puget Sound Energy | Flats/Apartments | 52 | 4 | 1 | 4 | 0 | 59487 | 56922 | 10960 | 0 | 10 | 28 | 7 | 7 | 4 | TRUE | TRUE | 8 | 178905.8906 | 213756.6562 | 392662.5625 |  |  | 7409.8164 | 2080746.25 | False | 2565 | 10 | 0 | 25 | 0 | 48 | 0 | 0 | 17 | FALSE | 9 | 9 | 2 | FALSE | FALSE | TRUE | TRUE | True | True | False | Zonal Electric | Electric | in-unit system | No Cooling | Central Water Heater for Units and Common Areas | TRUE | TRUE | TRUE | FALSE | FALSE | FALSE | 1 | 59 | 1 | 1 | TRUE | 60 | 69 | 19375 | 2 | True | False | False | False | Frame over Concrete Slab | Wood Framing | Parking/enclosed garage | Wood
75008 | 1-3 stories | 26.713 | 1971-1980 | 1980 | SEATTLE | WA | 98155 | Seattle City Light |  | Flats/Apartments | 41 | 2 | 0 | 3 | 0 | 35595 | 35595 | 2060 | 0 | 0 | 15 | 15 | 11 | 0 | FALSE | TRUE | 10 | 82084.3438 | 323911.875 | 405996.2188 |  |  |  | 1385259.125 | False | 0 | 0 | 4 | 0 | 31 | 0 | 61 | 4 | 0 | FALSE | 4 | 5 | 0 | FALSE | FALSE | TRUE | FALSE | False | False | True | Zonal Electric | Electric | in-unit system | No Cooling | Unit Water Heaters and Common Area System | FALSE | TRUE | FALSE | FALSE | FALSE | FALSE | 2 | 44 | 0 | 0 | TRUE | 0 | 64 | 26275 | 1 | False | True | False | True | Frame | Wood Framing | >90% crawl | Wood | 26.713 | 35595 | 2 | 950850.3658 | 53.4261
75009 | 1-3 stories | 28.0829 | <1955 | 1914 | SEATTLE | WA | 98122 | Seattle City Light | Puget Sound Energy | Flats/Apartments | 39 | 5 | 0 | 3 | 0 | 29000 | 27968 | 5307 | 0 | 0 | 1 | 18 | 20 | 5 | TRUE | TRUE | 9 | 14162.999 | 75827.5 | 89990.5 | 292.5733 | 11770.293 | 12062.8662 | 1513334.25 | False | 1032 | 16 | 0 | 28 | 0 | 33 | 0 | 0 | 23 | FALSE | 4 | 4 | 0 | FALSE | FALSE | FALSE | FALSE | False | False | False | Stove | Natural Gas | in-unit system | No Cooling | Unit Water Heaters and Common Area System | TRUE | TRUE | TRUE | FALSE | FALSE | FALSE | 4 | 41 | 1 | 40 | TRUE |  | 5 | 2125 | 0 | False | False | False | True | Frame | Wood Framing | heated daylight basement | Wood
75010 | 1-3 stories | 30.4232 | 1981-1990 | 1982 | SEATTLE | WA | 98155 | Seattle City Light | Puget Sound Energy | Flats/Apartments | 36 | 3 | 0 | 3 | 0 | 28564 | 28564 | 5452 | 0 | 0 | 0 | 33 | 3 | 6 | FALSE | TRUE | 8 | 43172.4023 | 225096.0312 | 268268.4375 |  |  | 441.1449 | 959446.375 | True | 0 | 21 | 0 | 31 | 0 | 30 | 0 | 2 | 16 | TRUE | 3 | 3 | 1 | FALSE | FALSE | FALSE | FALSE | False | False | False | Zonal Electric | Electric | in-unit system | No Cooling | Unit Water Heaters and Common Area System | TRUE | TRUE | TRUE | FALSE | FALSE | FALSE | 1 | 37 | 1 | 1 | TRUE | 0 | 45 | 14224 | 1 | False | True | False | True | Frame over Concrete Slab | Wood Framing | Mixed crawl and slab | Wood | 30.4232 | 28564 | 3 | 869007.4849 | 91.2695
75011 | 4-6 stories | 23.3029 | 1991-2000 | 1999 | SEATTLE | WA | 98104 | Seattle City Light |  | Flats/Apartments | 47 | 6 | 0 | 6 | 0 | 32167 | 32167 | 6538 | 0 | 0 | 21 | 16 | 10 | 0 | FALSE | TRUE | 8 | 73819.8203 | 252174.375 | 325994.1875 |  |  |  | 1112292.125 | False | 0 | 0 | 25 | 0 | 22 | 1 | 24 | 28 | 0 | TRUE | 0 | 0 | 1 | FALSE | TRUE | FALSE | TRUE | False | True | False | Zonal Electric | Electric | in-unit system | No Cooling | Unit Water Heaters Only | FALSE | TRUE | FALSE | FALSE | FALSE | FALSE | 2 | 50 | 0 | 0 | TRUE | 0 | 55 | 17065 | 2 | True | False | False | True | Frame over Concrete Slab | Wood Framing | Parking/enclosed garage | Wood
75012 | 1-3 stories | 24.3385 | <1955 | 1908 | SEATTLE | WA | 98122 | Seattle City Light | Puget Sound Energy | Flats/Apartments | 45 | 4 | 0 | 3 | 0 | 13374 | 13374 | 4408 | 0 | 0 | 0 | 0 | 45 | 6.5 | FALSE | TRUE | 9 |  |  | 79781.3906 |  |  | 7372.873 | 1009501.4375 | False | 0 | 18 | 0 | 35 | 0 | 33 | 0 | 0 | 14 | FALSE | 2 | 2 | 0 | TRUE | FALSE | TRUE | FALSE | False | False | False | Central Hydronic/Steam | Natural Gas | central system | No Cooling | Central Water Heater for Units and Common Areas | TRUE | TRUE | TRUE | FALSE | FALSE | FALSE | 1 | 1 | 1 | 1 | TRUE |  | 10 | 4250 | 0 | False | False | False | True | Frame | Wood Framing | heated daylight basement | Wood
75013 | 4-6 stories | 19.2146 | <1955 | 1906 | SEATTLE | WA | 98104 | Seattle City Light | Puget Sound Energy | Flats/Apartments | 57 | 6 | 0 | 6 | 0 | 29213 | 29213 | 4745 | 0 | 0 | 0 | 0 | 57 | 4 | FALSE | TRUE | 9.5 | 51745.4375 | 142663.6875 | 194409.125 |  |  |  |  | False | 0 | 13 | 0 | 42 | 0 | 11 | 0 | 0 | 34 | FALSE | 5 | 5 | 1 | FALSE | FALSE | TRUE | TRUE | False | False | False | Forced Air | Natural Gas | in-unit system | No Cooling | Central Water Heater Units and Separate Common Area System | TRUE | TRUE | TRUE | FALSE | FALSE | FALSE | 1 | 58 | 1 | 2 | FALSE |  | 0 | 0 | 0 | False | False | False | False | Frame | Wood Framing | mixed basement & slab | Wood
76001 | 4-6 stories | 14.8005 | <1955 | 1929 | SEATTLE | WA | 98122 | Seattle City Light | Puget Sound Energy | Flats/Apartments | 74 | 4 | 0 | 4 | 1 | 64000 | 64000 | 13350 | 0 | 0 | 4 | 69 | 1 | 0 | FALSE | TRUE | 8.2 | 44783.7227 | 163909.7656 | 208693.4844 |  |  |  |  | False | 0 | 27 | 0 | 24 | 0 | 24 | 0 | 0 | 25 | FALSE | 6 | 6 | 1 | TRUE | FALSE | FALSE | FALSE | False | False | False | Central Hydronic/Steam | Natural Gas | central system | No Cooling | Central Water Heater for Units and Common Areas | TRUE | TRUE | TRUE | FALSE | FALSE | FALSE | 1 | 76 | 1 | 1 | TRUE | 0 | 38 | 9574 | 1 | True | False | False | False | Solid Masonry | Concrete Rigid Frame | Parking/enclosed garage | Masonry
76002 | 4-6 stories | 13.0385 | 1955-1970 | 1961 | SEATTLE | WA | 98112 | Seattle City Light | Puget Sound Energy | Flats/Apartments | 84 | 6 | 0 | 6 | 1 | 84375 | 84375 | 11481 | 0 | 0 | 42 | 42 | 0 | 24 | FALSE | TRUE | 7.75 |  |  | 445478.4375 |  |  |  |  | True | 0 | 6 | 0 | 44 | 0 | 44 | 0 | 0 | 6 | TRUE | 5 | 5 | 2 | TRUE | FALSE | FALSE | TRUE | False | False | False | Central Hydronic/Steam | Natural Gas | central system | No Cooling | Central Water Heater for Units and Common Areas | TRUE | TRUE | TRUE | TRUE | FALSE | FALSE | 1 | 1 | 1 | 1 | TRUE | 0 | 97 | 45490 | 1 | False | True | False | True | Rigid Frame (concrete or steel) | Concrete Rigid Frame | Parking/open | Concrete
76003 | 7+ stories | 13.1956 | <1955 | 1927 | SEATTLE | WA | 98101 | Seattle City Light |  | Flats/Apartments | 83 | 12 | 0 | 12 | 0 | 76393 | 76393 | 13005 | 0 | 2 | 6 | 51 | 24 | 2 | FALSE | TRUE | 8 | 133197.5469 | 116928.6406 | 250126.1875 |  |  |  | 853430.5625 | False | 0 | 0 | 38 | 0 | 13 | 0 | 15 | 34 | 0 | TRUE | 4 | 4 | 2 | TRUE | FALSE | FALSE | FALSE | True | False | False | Central Hydronic/Steam | Purchased Steam | central system | No Cooling | Central Water Heater Units and Separate Common Area System | FALSE | TRUE | FALSE | FALSE | FALSE | FALSE | 1 | 84 | 0 | 0 | TRUE | 0 | 55 | 13234 | 2 | True | False | False | True | Rigid Frame (concrete or steel) | Concrete Rigid Frame | >90% heated basement | Concrete
76004 | 4-6 stories | 11.6514 | > 2000 | 2010 | SEATTLE | WA | 98144 | Seattle City Light | Puget Sound Energy | Flats/Apartments | 94 | 6 | 2 | 6 | 0 | 105242 | 95705 | 10923 | 0 | 8 | 60 | 26 | 0 | 74 | TRUE | TRUE | 9 | 215164.4531 | 247066.1719 | 462230.625 |  |  | 10326.6611 | 2609797 | False | 9537 | 41 | 0 | 18 | 0 | 9 | 0 | 0 | 32 | TRUE | 0 | 0 | 2 | FALSE | FALSE | TRUE | TRUE | False | True | False | Zonal Electric | Electric | in-unit system | Unit Systems | Central Water Heater for Units and Common Areas | TRUE | TRUE | TRUE | FALSE | FALSE | FALSE | 1 | 103 | 1 | 1 | TRUE | 10 | 130 | 47760 | 2 | True | False | False | False | Frame over Concrete Slab | Wood Framing | Parking/enclosed garage | Wood
76005 | 4-6 stories | 17.6651 | 1981-1990 | 1989 | SEATTLE | WA | 98136 | Seattle City Light |  | Flats/Apartments | 62 | 4 | 0 | 4 | 0 | 48604 | 48604 | 7154 | 0 | 0 | 15 | 47 | 0 | 5 | FALSE | TRUE | 8 | 90301.4688 | 382200.1562 | 472501.625 |  |  |  | 1612175.5 | False | 0 | 12 | 0 | 20 | 0 | 25 | 0 | 0 | 43 | TRUE | 0 | 0 | 1 | FALSE | FALSE | TRUE | FALSE | False | False | False | Zonal Electric | Electric | in-unit system | No Cooling | Unit Water Heaters Only | FALSE | TRUE | FALSE | FALSE | FALSE | FALSE | 1 | 63 | 0 | 0 | TRUE | 0 | 62 | 26350 | 0 | False | False | False | True | Frame | Wood Framing | >90% crawl | Wood
76006 | 7+ stories | 13.3565 | 1981-1990 | 1981 | SEATTLE | WA | 98121 | Seattle City Light | Puget Sound Energy | Flats/Apartments | 82 | 10 | 0.5 | 10 | 0 | 64176 | 62448 | 10730 | 0 | 0 | 0 | 82 | 0 | 2.4 | TRUE | TRUE | 8 | 284152.2812 | 483957.5625 | 768109.875 |  |  | 5666.4893 | 3187439.75 | False | 1728 | 43 | 0 | 7 | 0 | 0 | 0 | 0 | 50 | FALSE | 4 | 4 | 2 | FALSE | FALSE | TRUE | TRUE | False | False | False | Zonal Electric | Electric | in-unit system | No Cooling | Central Water Heater Units and Separate Common Area System | TRUE | TRUE | TRUE | FALSE | FALSE | FALSE | 2 | 87 | 1 | 1 | TRUE |  | 10 | 4250 | 0 | False | False | False | True | Frame over Concrete Slab | Steel Rigid Frame | >90% slab | Steel
76007 | 4-6 stories | 13.1956 | 1981-1990 | 1990 | SEATTLE | WA | 98121 | Seattle City Light | Puget Sound Energy | Flats/Apartments | 83 | 5 | 0 | 5 | 0 | 46666 | 40326 | 10276 | 0 | 0 | 0 | 0 | 83 | 6 | TRUE | TRUE | 9 | 118401.9766 | 219910.0312 | 338312 |  |  | 9902.9238 | 2144613 | False | 6340 | 0 | 29 | 0 | 7 | 0 | 34 | 30 | 0 | FALSE | 4 | 4 | 1 | FALSE | FALSE | TRUE | TRUE | False | False | False | Zonal Electric | Electric | in-unit system | No Cooling | Central Water Heater for Units and Common Areas | TRUE | TRUE | TRUE | FALSE | FALSE | FALSE | 1 | 89 | 1 | 1 | TRUE |  | 7 | 2975 | 0 | False | False | False | True | Frame | Wood Framing | >90% crawl | Wood
76008 | 7+ stories | 12.1693 | > 2000 | 2004 | SEATTLE | WA | 98102 | Seattle City Light | Puget Sound Energy | Flats/Apartments | 90 | 6 | 1 | 7 | 0 | 54000 | 50250 | 5840 | 0 | 0 | 14 | 18 | 58 | 1.11 | TRUE | TRUE | 8.5 | 1064.9672 | 399961.7188 | 401026.6875 |  |  | 287.5551 | 1397058.625 | False | 3750 | 30 | 0 | 26 | 0 | 10 | 0 | 0 | 34 | TRUE | 0 | 0 | 1 | FALSE | FALSE | TRUE | TRUE | False | True | False | Zonal Electric | Electric | in-unit system | No Cooling | Unit Water Heaters Only | TRUE | TRUE | TRUE | FALSE | FALSE | FALSE | 2 | 93 | 1 | 1 | TRUE | 0 | 119 | 45000 | 3 | True | False | False | False | Frame over Concrete Slab | Wood Framing | Parking/enclosed garage | Wood
76009 | 1-3 stories | 16.3468 | 1955-1970 | 1970 | BURIEN | WA | 98146 | Seattle City Light | Puget Sound Energy | Flats/Apartments | 67 | 3 | 0 | 3 | 0 | 48606 | 48606 | 9781 | 0 | 0 | 0 | 67 | 0 | 0 | FALSE | TRUE | 8 | 412712.9062 | 208407.875 | 621120.75 |  |  | 5595.4473 | 2678808.75 | False | 0 | 13 | 0 | 32 | 0 | 37 | 0 | 0 | 18 | FALSE | 4 | 4 | 1 | FALSE | FALSE | TRUE | TRUE | False | False | False | Zonal Electric | Electric | in-unit system | No Cooling | Central Water Heater for Units and Common Areas | TRUE | TRUE | TRUE | FALSE | FALSE | FALSE | 1 | 70 | 1 | 1 | TRUE |  | 26 | 11050 | 0 | False | False | False | True | Solid Masonry | Concrete Rigid Frame | >90% slab | Masonry | 16.3468 | 48606 | 3 | 794551.5337 | 49.0403
76010 | 1-3 stories | 16.1064 | 1955-1970 | 1965 | SEATTLE | WA | 98125 | Seattle City Light | Puget Sound Energy | Flats/Apartments | 68 | 3 | 1 | 3 | 0 | 70224 | 64577 | 12775 | 0 | 0 | 9 | 57 | 2 | 2 | TRUE | TRUE | 8 | 85642.3125 | 438207.7188 | 523850.0312 |  |  | 11260.3262 | 2913409 | False | 5647 | 44 | 0 | 13 | 0 | 10 | 0 | 0 | 33 | TRUE | 4 | 4 | 1 | FALSE | TRUE | TRUE | TRUE | False | False | False | Zonal Electric | Electric | in-unit system | No Cooling | Unit Water Heaters and Common Area System | TRUE | TRUE | TRUE | FALSE | FALSE | FALSE | 8 | 70 | 1 | 3 | TRUE | 0 | 85 | 34939 | 1 | False | True | False | True | Frame over Concrete Slab | Wood Framing | >90% slab | Wood | 16.1064 | 70224 | 3 | 1131054.8634 | 48.3192
76011 | 7+ stories | 12.1693 | > 2000 | 2005 | SEATTLE | WA | 98104 | Seattle City Light | Puget Sound Energy | Flats/Apartments | 90 | 7 | 0 | 7 | 0 | 67319 | 67319 | 15385 | 0 | 0 | 60 | 30 | 0 | 0 | FALSE | TRUE | 8 | 262575.2812 | 518258.75 | 780834 |  |  | 7277.4121 | 3391946.75 | False | 0 | 22 | 0 | 14 | 0 | 39 | 0 | 0 | 25 | FALSE | 4 | 4 | 1 | FALSE | TRUE | TRUE | FALSE | False | True | False | Zonal Electric | Electric | in-unit system | No Cooling | Central Water Heater for Units and Common Areas | TRUE | TRUE | TRUE | FALSE | FALSE | FALSE | 1 | 92 | 1 | 1 | TRUE | 0 | 42 | 8938 | 2 | True | False | False | False | Frame over Concrete Slab | Wood Framing | Parking/enclosed garage | Wood
76012 | 4-6 stories | 12.4458 | > 2000 | 2007 | SHORELINE | WA | 98155 | Seattle City Light |  | Flats/Apartments | 88 | 5 | 0 | 5 | 0 | 96624 | 96624 | 15934 | 0 | 38 | 33 | 7 | 10 | 5 | FALSE | TRUE | 8 | 98610.6562 | 635775.25 | 734385.875 |  |  |  | 2505724.5 | False | 0 | 19 | 0 | 40 | 0 | 19 | 0 | 0 | 22 | TRUE | 0 | 0 | 2 | FALSE | TRUE | TRUE | TRUE | False | True | False | Zonal Electric | Electric | in-unit system | No Cooling | Unit Water Heaters and Common Area System | FALSE | TRUE | FALSE | FALSE | FALSE | FALSE | 1 | 89 | 0 | 0 | TRUE | 0 | 99 | 39717 | 1 | True | False | False | True | Frame over Concrete Slab | Wood Framing | >90% slab | Wood
76013 | 4-6 stories | 14.2238 | > 2000 | 2006 | SEATTLE | WA | 98105 | Seattle City Light |  | Flats/Apartments | 77 | 6 | 1 | 6 | 1 | 67550 | 65305 | 11016 | 0 | 0 | 10 | 47 | 20 | 3.9 | TRUE | TRUE | 9 | 213019.7344 | 395031.125 | 608050.875 |  |  |  | 2074669.625 | False | 3127 | 34 | 2 | 21 | 0 | 10 | 1 | 0 | 32 | FALSE | 0 | 0 | 1 | FALSE | FALSE | TRUE | TRUE | True | True | False | Zonal Electric | Electric | in-unit system | No Cooling | Unit Water Heaters and Common Area System | FALSE | TRUE | FALSE | FALSE | FALSE | FALSE | 1 | 81 | 0 | 0 | TRUE | 0 | 66 | 23637 | 2 | True | False | False | False | Frame over Concrete Slab | Wood Framing | Parking/enclosed garage | Wood
77001 | 4-6 stories | 8.6923 | 1991-2000 | 2000 | SEATTLE | WA | 98109 | Seattle City Light | Puget Sound Energy | Flats/Apartments | 126 | 6 | 1 | 6 | 1 | 68215 | 63155 | 11661 | 0 | 0 | 0 | 25 | 101 | 3.17 | TRUE | TRUE | 9 | 251806.7656 | 545611.8125 | 797418.5625 |  |  | 9818.4521 | 3702637.25 | False | 5066 | 21 | 0 | 5 | 10 | 26 | 26 | 0 | 12 | FALSE | 16 | 18 | 2 | FALSE | FALSE | TRUE | TRUE | False | True | False | Zonal Electric | Electric | in-unit system | No Cooling | Unit Water Heaters and Common Area System | TRUE | TRUE | TRUE | FALSE | FALSE | FALSE | 1 | 129 | 0 | 0 | TRUE | 10 | 16 | 6610 | 1 | True | False | False | False | Frame over Concrete Slab | Wood Framing | Other | Wood
77002 | 7+ stories | 8.0532 | 1971-1980 | 1974 | SEATTLE | WA | 98105 | Seattle City Light | Puget Sound Energy | Flats/Apartments | 136 | 23 | 0 | 23 | 1 | 194400 | 194400 | 21666 | 0 | 23 | 69 | 44 | 0 | 3.68 | FALSE | TRUE | 8 |  |  | 1883869.5 |  |  |  |  | True |  | 10 | 0 | 25 | 0 | 54 | 0 | 0 | 11 | TRUE | 0 | 0 | 3 | FALSE | TRUE | TRUE | TRUE | True | True | True | Zonal Electric | Electric | in-unit system | No Cooling | Central Water Heater for Units and Common Areas | TRUE | TRUE | TRUE | FALSE | FALSE | FALSE | 1 | 2 | 1 | 1 | TRUE | 0 | 153 | 48557 | 1 | True | False | True | True | Solid Masonry | Concrete Rigid Frame | mixed basement & slab | Concrete
77003 | 4-6 stories | 8.8325 | 1955-1970 | 1968 | SEATTLE | WA | 98118 | Seattle City Light | Puget Sound Energy | Flats/Apartments | 124 | 4 | 0 | 4 | 0 | 155546 | 153146 | 15836 | 0 | 32 | 25 | 67 | 0 | 2 | TRUE | TRUE | 8 | 253630.4844 | 382702.1875 | 636332.6875 | 4726.8447 | 47736.1875 | 52463.0312 | 7417470.5 | False | 0 | 25 | 0 | 25 | 0 | 25 | 0 | 0 | 25 | FALSE | 8 | 8 | 2 | FALSE | TRUE | TRUE | FALSE | False | False | False | Stove | Natural Gas | in-unit system | No Cooling | Unit Water Heaters and Common Area System | TRUE | TRUE | TRUE | FALSE | FALSE | FALSE | 2 | 123 | 123 | 123 | TRUE |  | 161 | 68425 | 0 | False | False | False | True | Frame over Concrete Slab | Wood Framing | >90% heated basement | Wood
77004 | 1-3 stories | 6.9319 | 1991-2000 | 1995 | SEATTLE | WA | 98178 | Seattle City Light | Puget Sound Energy | Flats/Apartments | 158 | 3 | 0 | 3 | 0 | 124930 | 124930 | 38532 | 0 | 0 | 24 | 105 | 29 | 6 | FALSE | TRUE | 9 |  |  | 1349319.5 |  |  |  |  | False | 0 | 10 | 3 | 41 | 0 | 31 | 1 | 2 | 12 | TRUE | 11 | 11 | 2 | FALSE | FALSE | TRUE | TRUE | False | False | False | Zonal Electric | Electric | in-unit system | No Cooling | Central Water Heater Units and Separate Common Area System | TRUE | TRUE | TRUE | FALSE | FALSE | FALSE | 1 | 1 | 1 | 1 | TRUE |  |  |  | 0 | False | False | False | True | Frame over Concrete Slab | Wood Framing | >90% slab | Wood | 6.9319 | 124930 | 3 | 865997.5639 | 20.7956
77005 | 7+ stories | 6.4426 | 1991-2000 | 2000 | SEATTLE | WA | 98101 | Seattle City Light | Puget Sound Energy | Flats/Apartments | 170 | 22 | 3 | 28 | 0 | 261868 | 227544 | 29348 | 0 | 0 | 66 | 84 | 20 | 4 | TRUE | TRUE | 9 | [5 empty] | 11271.8857 |  | True | 34324 | 22 | 0 | 5 | 0 | 26 | 5 | 5 | 36 | TRUE | 0 | 0 | 2 | FALSE | FALSE | TRUE | TRUE | True | False | True | Zonal Electric | Electric | in-unit system | Central Fan Coils/Chiller | Central Water Heater Units and Separate Common Area System | TRUE | TRUE | TRUE | FALSE | FALSE | FALSE | 9 | 178 | 3 | 6 | TRUE | 0 | 147 | 59144 | 4 | True | False | False | False | Rigid Frame (concrete or steel) | Concrete Rigid Frame | Parking/enclosed garage | Concrete
77006 | 7+ stories | 6.8452 | > 2000 | 2004 | SEATTLE | WA | 98109 | Seattle City Light | Puget Sound Energy | Flats/Apartments | 160 | 5 | 0 | 7 | 0 | 149697 | 147212 | 37141 | 0 | 0 | 32 | 80 | 48 | 1 | TRUE | TRUE | 8.25 | 491055.4375 | 570471.75 | 1061527.25 |  |  | 13415.0322 | 4963434 | False | 2521 | 37 | 0 | 13 | 0 | 16 | 0 | 0 | 34 | TRUE | 0 | 0 | 3 | FALSE | FALSE | TRUE | TRUE | False | True | False | Zonal Electric | Electric | in-unit system | No Cooling | Central Water Heater Units and Separate Common Area System | TRUE | TRUE | TRUE | FALSE | FALSE | FALSE | 8 | 163 | 1 | 1 | TRUE | 0 | 154 | 51634 | 1 | True | False | False | False | Frame over Concrete Slab | Wood Framing | Parking/enclosed garage | Wood
77007 | 4-6 stories | 8.1734 | > 2000 | 2009 | SEATTLE | WA | 98106 | Seattle City Light | Puget Sound Energy | Flats/Apartments | 134 | 6 | 0 | 6 | 0 | 107418 | 102658 | 16733 | 0 | 0 | 74 | 60 | 0 | 4 | TRUE | TRUE | 8 | 279072.25 | 847052.5625 | 1126124.75 |  |  |  |  | True | 4760 | 0 | 30 | 0 | 14 | 0 | 26 | 30 | 0 | TRUE | 12 | 12 | 1 | FALSE | TRUE | TRUE | TRUE | False | True | False | Zonal Electric | Electric | in-unit system | No Cooling | Central Water Heater for Units and Common Areas | TRUE | TRUE | TRUE | FALSE | FALSE | FALSE | 2 | 135 | 1 | 1 | TRUE | 0 | 74 | 31128 | 1 | True | False | False | True | Frame over Concrete Slab | Wood Framing | Parking/enclosed garage | Wood
77008 | 7+ stories | 9.7789 | 1955-1970 | 1961 | SEATTLE | WA | 98102 | Seattle City Light | Puget Sound Energy | Flats/Apartments | 112 | 8 | 0 | 9 | 1 | 111964 | 111964 | 21250 | 0 | 7 | 22 | 82 | 1 | 1.7 | FALSE | TRUE | 8 | 181028.6094 | 433489.375 | 614518 |  |  | 11800.1387 | 3276749.25 | True | 0 | 26 | 0 | 8 | 0 | 14 | 0 | 0 | 52 | TRUE | 6 | 6 | 2 | FALSE | FALSE | TRUE | TRUE | False | True | True | Zonal Electric | Electric | in-unit system | Unit Systems | Central Water Heater for Units and Common Areas | TRUE | TRUE | TRUE | FALSE | FALSE | FALSE | 9 | 135 | 2 | 2 | TRUE | 0 | 109 | 26940 | 3 | True | True | False | True | Rigid Frame (concrete or steel) | Steel Rigid Frame | Parking/enclosed garage | Steel
77009 | 4-6 stories | 7.5016 | 1991-2000 | 1997 | SEATTLE | WA | 98103 | Seattle City Light | Avista Energy | Flats/Apartments | 146 | 5 | 0 | 5 | 2 | 158259 | 158259 | 44627 | 0 | 0 | 58 | 88 | 0 | 3 | FALSE | TRUE | 8 | 981902.6875 | 714607.875 | 1696510.5 |  |  |  |  | False | 0 | 25 | 0 | 22 | 0 | 29 | 0 | 0 | 24 | TRUE | 10 | 10 | 4 | FALSE | FALSE | TRUE | TRUE | True | True | False | Zonal Electric | Electric | in-unit system | No Cooling | Central Water Heater for Units and Common Areas | TRUE | TRUE | TRUE | FALSE | FALSE | FALSE | 1 | 86 | 1 |  | TRUE | 0 | 197 | 57639 | 2 | True | False | False | False | Frame over Concrete Slab | Wood Framing | >90% slab | Wood
77010 | 7+ stories | 9.361 | > 2000 | 2009 | SEATTLE | WA | 98122 | Seattle City Light | Puget Sound Energy | Flats/Apartments | 117 | 6.5 | 0.5 | 7 | 0 | 102050 | 93740 | 15274 | 0 | 0 | 23 | 23 | 71 | 3.5 | TRUE | TRUE | 8 | 363175.4375 | 415456.8125 | 778632.25 |  |  | 10431.3242 | 3699825.75 |  | 7350 | 20 | 0 | 21 | 0 | 30 | 0 | 0 | 29 | TRUE | 0 | 0 | 2 | FALSE | FALSE | TRUE | TRUE | True | True | False | Zonal Electric | Electric | in-unit system | No Cooling | Central Water Heater Units and Separate Common Area System | TRUE | TRUE | TRUE | FALSE | FALSE | FALSE | 3 | 127 | 1 | 1 | TRUE | 30 | 90 | 31470 | 2 | True | False | False | False | Frame over Concrete Slab | Wood Framing | Parking/enclosed garage | Wood
77011 | 7+ stories | 8.8325 | 1955-1970 | 1969 | SEATTLE | WA | 98104 | Seattle City Light | Puget Sound Energy | Flats/Apartments | 124 | 11 | 0 | 11 | 0 | 83202 | 83202 | 11697 | 0 | 0 | 16 | 40 | 68 | 4 | FALSE | TRUE | 8 |  |  | 604588.5 |  |  | 1318.1593 | 2194672 | True | 0 | 45 | 0 | 5 | 0 | 5 | 0 | 0 | 45 | TRUE | 3 | 4 | 2 | TRUE | FALSE | FALSE | TRUE | False | False | False | Central Hydronic/Steam | Purchased Steam | central system | No Cooling | Central Water Heater for Units and Common Areas | TRUE | TRUE | TRUE | FALSE | TRUE | FALSE | 1 | 1 | 1 | 1 | TRUE |  | 33 | 14025 | 0 | False | False | False | True | Rigid Frame (concrete or steel) | Concrete Rigid Frame | >90% heated basement | Concrete
78001 | 7+ stories | 4.0715 | > 2000 | 2009 | SEATTLE | WA | 98101 | Seattle City Light | Puget Sound Energy | Flats/Apartments | 269 | 28 | 1 | 30 | 1 | 609987 | 600552 | 60800 | 0 | 23 | 117 | 128 | 0 | 45 | TRUE | TRUE | 10 | 1988552.5 | 1025254.1875 | 3013806.75 |  |  | 81385.5156 | 18421660 | False | 9335 | 0 | 28 | 0 | 21 | 0 | 21 | 30 | 0 | TRUE | 0 | 0 | 7 | TRUE | TRUE | FALSE | TRUE | True | True | True | Central HP Loop/ VRF | Natural Gas | central system | Central WSHP/VRF | Central Water Heater Units and Separate Common Area System | TRUE | TRUE | TRUE | FALSE | FALSE | FALSE |  | 269 | 1 | 1 | TRUE | 10 | 490 | 205532 | 8 | True | False | False | False | Rigid Frame (concrete or steel) | Steel Rigid Frame | Parking/enclosed garage | Steel
78002 | 7+ stories | 4.9558 | 1991-2000 | 1991 | SEATTLE | WA | 98121 | Seattle City Light | Puget Sound Energy | Flats/Apartments | 221 | 25 | 1 | 28 | 2 | 439500 | 427500 | 38833 | 0 | 12 | 83 | 54 | 72 | 4 | TRUE | TRUE | 8 | 938029.8125 | 1332425.25 | 2270455 |  |  |  |  | True | 0 | 25 | 0 | 23 | 0 | 23 | 0 | 0 | 29 | FALSE | 3 | 3 | 3 | FALSE | FALSE | TRUE | TRUE | True | True | True | Zonal Electric | Electric | in-unit system | No Cooling | Central Water Heater for Units and Common Areas | TRUE | TRUE | TRUE | FALSE | FALSE | FALSE | 10 | 225 | 1 | 1 | TRUE | 10 | 246 | 94550 | 3 | True | False | False | False | Rigid Frame (concrete or steel) | Concrete Rigid Frame | Parking/enclosed garage | Concrete
78003 | 7+ stories | 5.8569 | 1991-2000 | 2000 | SEATTLE | WA | 98121 | Seattle City Light |  | Flats/Apartments | 187 | 7 | 0 | 7 | 0 | 142497 | 140267 | 28269 | 0 | 0 | 10 | 74 | 103 | 4 | TRUE | TRUE | 9 | 317480.9375 | 893054.625 | 1210535.5 |  |  |  | 4130347.25 | False | 2230 | 0 | 20 | 0 | 23 | 0 | 23 | 34 | 0 | TRUE | 0 | 0 | 3 | FALSE | FALSE | TRUE | TRUE | False | True | False | Zonal Electric | Electric | in-unit system | No Cooling | Unit Water Heaters and Common Area System | FALSE | TRUE | FALSE | FALSE | FALSE | FALSE | 7 | 189 | 0 | 0 | TRUE | 0 | 182 | 49580 | 2 | True | False | False | False | Frame over Concrete Slab | Wood Framing | Parking/enclosed garage | Wood
78004 | 7+ stories | 4.3635 | > 2000 | 2008 | SEATTLE | WA | 98121 | Seattle City Light | Puget Sound Energy | Flats/Apartments | 251 | 6 | 1 | 7 | 0 | 141296 | 133741 | 27806 | 0 | 0 | 30 | 86 | 135 | 6 | TRUE | TRUE | 8 | 325793.8438 | 656149.3125 | 981943.125 |  |  |  |  | False | 7555 | 23 | 0 | 21 | 0 | 21 | 0 | 0 | 35 | TRUE | 0 | 0 | 2 | FALSE | FALSE | TRUE | TRUE | False | True | False | Zonal Electric | Electric | in-unit system | No Cooling | Central Water Heater Units and Separate Common Area System | TRUE | TRUE | TRUE | FALSE | FALSE | FALSE | 3 | 254 | 1 | 1 | TRUE | 0 | 172 | 57349 | 3 | True | False | False | False | Frame over Concrete Slab | Wood Framing | Parking/enclosed garage | Wood
78005 | 7+ stories | 3.0765 | > 2000 | 2001 | SEATTLE | WA | 98101 | Seattle City Light | Puget Sound Energy | Flats/Apartments | 356 | 29 | 1 | 31 | 0 | 381505 | 371349 | 44170 | 0 | 2 | 123 | 146 | 85 | 6 | TRUE | TRUE | 9 | 2080146.375 | 1934776.125 | 4014922.5 |  |  | 102295.2031 | 23928436 | False | 10156 | 39 | 0 | 22 | 0 | 2 | 0 | 0 | 37 | TRUE | 0 | 0 | 4 | TRUE | TRUE | FALSE | TRUE | True | True | True | Central HP Loop/ VRF | Natural Gas | central system | Central WSHP/VRF | Central Water Heater for Units and Common Areas | TRUE | TRUE | TRUE | FALSE | FALSE | FALSE | 13 | 365 | 1 | 1 | TRUE | 10 | 386 | 139826 | 7 | True | False | False | False | Rigid Frame (concrete or steel) | Concrete Rigid Frame | Parking/enclosed garage | Concrete
78006 | 7+ stories | 3.1203 | > 2000 | 2010 | SEATTLE | WA | 98118 | Seattle City Light | Puget Sound Energy | Flats/Apartments | 351 | 6 | 2 | 7 | 0 | 345759 | 323699 | 35739 | 0 | 0 | 40 | 144 | 167 | 38 | TRUE | TRUE | 9 | 791213.4375 | 1200007.875 | 1991221.25 |  |  | 20277.918 | 8821839 | False | 16835 | 28 | 0 | 28 | 0 | 21 | 0 | 0 | 23 | TRUE | 8 | 8 | 4 | FALSE | FALSE | TRUE | TRUE | False | True | True | Zonal Electric | Electric | in-unit system | No Cooling | Central Water Heater for Units and Common Areas | TRUE | TRUE | TRUE | FALSE | FALSE | FALSE | 3 | 365 | 1 | 2 | TRUE | 10 | 335 | 125220 | 3 | True | False | False | False | Frame over Concrete Slab | Wood Framing | Parking/enclosed garage | Wood
78007 | 4-6 stories | 5.3167 | > 2000 | 2008 | SEATTLE | WA | 98125 | Seattle City Light | Puget Sound Energy | Flats/Apartments | 206 | 6 | 1 | 6 | 0 | 151921 | 148666 | 26691 | 0 | 0 | 75 | 131 | 0 | 2 | TRUE | TRUE | 8 | 306263.5 | 904689.4375 | 1210953 |  |  | 19453.4707 | 6077118.5 | False | 3255 | 20 | 0 | 24 | 0 | 29 | 0 | 0 | 27 | FALSE | 12 | 12 | 2 | FALSE | FALSE | TRUE | TRUE | False | True | False | Zonal Electric | Electric | in-unit system | No Cooling | Central Water Heater for Units and Common Areas | TRUE | TRUE | TRUE | FALSE | FALSE | FALSE | 2 | 212 |  |  | TRUE | 0 | 81 | 30146 | 1 | True | False | False | False | Frame over Concrete Slab | Wood Framing | Parking/enclosed garage | Wood
78008 | 4-6 stories | 4.1963 | > 2000 | 2006 | SEATTLE | WA | 98133 | Seattle City Light | Puget Sound Energy | Flats/Apartments | 261 | 5 | 1 | 6 | 0 | 214078 | 202996 | 47379 | 0 | 0 | 98 | 163 | 0 | 1 | TRUE | TRUE | 8 | 453071.0625 | 1194117.875 | 1647189 |  |  | 23192.6504 | 7939474 | False | 11082 | 23 | 0 | 25 | 0 | 27 | 0 | 0 | 25 | TRUE | 16 | 16 | 3 | FALSE | FALSE | TRUE | TRUE | True | True | False | Zonal Electric | Electric | in-unit system | No Cooling | Central Water Heater for Units and Common Areas | TRUE | TRUE | TRUE | FALSE | FALSE | FALSE | 3 | 253 | 1 | 1 | TRUE | 0 | 128 | 58609 | 2 | True | False | False | True | Frame over Concrete Slab | Wood Framing | >90% slab | Wood
78009 | 4-6 stories | 4.6805 | > 2000 | 2007 | SEATTLE | WA | 98109 | Seattle City Light | Puget Sound Energy | Flats/Apartments | 234 | 6 | 1 | 6 | 0 | 206388 | 192645 | 40962 | 0 | 0 | 58 | 118 | 58 | 4 | TRUE | TRUE | 8.25 | 714921.0625 | 950771.8125 | 1665692.875 |  |  |  |  | False | 13743 | 23 | 0 | 32 | 0 | 18 | 0 | 0 | 27 | TRUE | 0 | 0 | 3 | FALSE | TRUE | TRUE | TRUE | False | True | False | Zonal Electric | Electric | in-unit system | Unit Systems | Central Water Heater for Units and Common Areas | TRUE | TRUE | TRUE | FALSE | FALSE | FALSE | 2 | 237 | 1 | 1 | TRUE | 0 | 329 | 101370 | 3 | True | False | False | False | Frame over Concrete Slab | Wood Framing | Parking/enclosed garage | Wood
78010 | 7+ stories | 5.5315 | 1971-1980 | 1972 | SEATTLE | WA | 98125 | Seattle City Light | Puget Sound Energy | Flats/Apartments | 198 | 8 | 0 | 8 | 0 | 104390 | 104390 | 22675 | 0 | 0 | 0 | 62 | 136 | 0 | FALSE | TRUE | 8 |  |  | 1792581.375 |  |  |  |  | False | 0 | 50 | 0 | 0 | 0 | 0 | 0 | 0 | 50 | FALSE | 4 | 5 | 2 | FALSE | FALSE | TRUE | TRUE | False | False | False | Zonal Electric | Electric | in-unit system | No Cooling | Central Water Heater for Units and Common Areas | TRUE | TRUE | TRUE | FALSE | FALSE | FALSE | 1 | 2 | 1 | 1 | TRUE | 10 | 60 | 25500 | 0 | False | False | False | True | Frame over Concrete Slab | Concrete Rigid Frame | >90% heated basement | Concrete
78011 | 7+ stories | 4.6805 | <1955 | 1908 | SEATTLE | WA | 98104 | Seattle City Light |  | Flats/Apartments | 234 | 10 | 2 | 11 | 2 | 161208 | 156011 | 59862 | 0 | 0 | 0 | 111 | 123 | 0.85 | TRUE | TRUE | 10.25 |  |  | 1128713.625 |  |  |  | 3851171 | False | 5197 | 38 | 0 | 41 | 0 | 14 | 0 | 0 | 7 | FALSE | 6 | 6 | 2 | TRUE | FALSE | FALSE | TRUE | False | False | False | Central Hydronic/Steam | Purchased Steam | central system | No Cooling | Central Water Heater for Units and Common Areas | FALSE | TRUE | FALSE | FALSE | TRUE | FALSE | 1 | 1 | 0 | 0 | FALSE |  | 0 | 0 | 0 | False | False | False | False | Rigid Frame (concrete or steel) | Concrete Rigid Frame | >90% heated basement | Masonry
78012 | 7+ stories | 5.2655 | > 2000 | 2005 | SEATTLE | WA | 98144 | Seattle City Light | Puget Sound Energy | Flats/Apartments | 208 | 6.5 | 0.5 | 7 | 0 | 180897 | 173937 | 27230 | 0 | 0 | 93 | 115 | 0 | 5 | TRUE | TRUE | 8 | 374569.9375 | 1063451.375 | 1438021.25 |  |  |  |  | False | 6960 | 25 | 0 | 19 | 0 | 34 | 0 | 0 | 22 | TRUE | 14 | 14 | 2 | FALSE | FALSE | TRUE | TRUE | False | True | False | Zonal Electric | Electric | in-unit system | Unit Systems | Central Water Heater for Units and Common Areas | TRUE | TRUE | TRUE | FALSE | FALSE | FALSE | 1 | 209 | 1 | 2 | TRUE | 10 | 77 | 31714 | 1 | True | False | False | True | Frame | Wood Framing | Parking/enclosed garage | Wood
80061 | 1-3 stories | 85.8641 | 1955-1970 | 1968 | EVERETT | WA | 98203 | Snohomish County PUD 1 |  | Flats/Apartments | 24 | 3 | 0 | 3 | 0 | 14106 | 14106 | 200 | 0 | 0 | 9 | 15 | 0 | 4 | FALSE | TRUE | 7.7 |  | 249940.2969 | 249940.2969 |  |  |  | 852796.3125 | False | 0 | 0 | 0 | 70 | 0 | 30 | 0 | 0 | 0 | TRUE | 3 | 3 | 0 | FALSE | FALSE | FALSE | FALSE | False | False | False | Zonal Electric | Electric | in-unit system | No Cooling | Unit Water Heaters and Common Area System | FALSE | TRUE | FALSE | FALSE | FALSE | FALSE | 1 | 24 | 0 | 0 | TRUE | 0 | 25 | 10625 | 0 | False | False | False | True | Frame | Wood Framing | >90% slab | Wood | 85.8641 | 14106 | 3 | 1211199.3912 | 257.5924
80073 | 1-3 stories | 128.7962 | 1955-1970 | 1968 | EVERETT | WA | 98201 | Snohomish County PUD 1 |  | Flats/Apartments | 16 | 3 | 0 | 3 | 2 | 12960 | 12960 | 0 | 0 | 0 | 16 | 0 | 0 | 13 | FALSE | FALSE | 7.75 |  | 147000.9219 | 147000.9219 |  |  |  | 501567.1562 | False | 0 | 18 | 0 | 28 | 0 | 28 | 0 | 0 | 26 | TRUE | 0 | 0 | 0 | FALSE | FALSE | FALSE | FALSE | False | False | False | Zonal Electric | Electric | in-unit system | No Cooling | Unit Water Heaters Only | FALSE | TRUE | FALSE | FALSE | FALSE | FALSE | 1 | 17 | 0 | 0 | TRUE | 0 | 16 | 6306 | 1 | False | True | False | True | Frame | Wood Framing | Parking/open | Wood | 128.7962 | 12960 | 3 | 1669198.7988 | 386.3886

## Achievements
From 6 going on 7 workbook
Unclear what segment these savings apply to (mostly SF probably?)
savingsYear | BPA Sector | BPA EndUse | BPA Category | BPA TAP | SumOfkWhBusbar | SumOfaMWBusbar
2010 | Residential | HVAC | Envelope | Air Sealing | 501600.5591 | 0.05726
2010 | Residential | HVAC | Envelope | Insulation | 31423341.9449 | 3.5871
2010 | Residential | HVAC | Envelope | Unknown | 4219964.4518 | 0.48173
2010 | Residential | HVAC | Envelope | Windows | 32686560.8317 | 3.7313
2011 | Residential | HVAC | Envelope | Air Sealing | 925664.0354 | 0.10567
2011 | Residential | HVAC | Envelope | Insulation | 32176856.7114 | 3.6732
2011 | Residential | HVAC | Envelope | Unknown | 1466272.0973 | 0.16738
2011 | Residential | HVAC | Envelope | Windows | 33218052.4969 | 3.792
2012 | Residential | HVAC | Envelope | Air Sealing | 773762.7 | 0.088329
2012 | Residential | HVAC | Envelope | Insulation | 23247024.9396 | 2.6538
2012 | Residential | HVAC | Envelope | Unknown | 2316618.6342 | 0.26445
2012 | Residential | HVAC | Envelope | Windows | 22311578.3875 | 2.547
2013 | Residential | HVAC | Envelope | Air Sealing | 791015.1702 | 0.090299
2013 | Residential | HVAC | Envelope | Insulation | 18897309.7909 | 2.1572
2013 | Residential | HVAC | Envelope | Unknown | 1116784.4392 | 0.12749
2013 | Residential | HVAC | Envelope | Windows | 21350049.1121 | 2.4372
[6 empty] | Total | Per Year
[5 empty] | Air Sealing | 0.34156 | 0.085389
[5 empty] | Insulation | 12.0713 | 3.0178
[5 empty] | Unknown | 1.0411 | 0.26026
[5 empty] | Windows | 12.5076 | 3.1269

## SEEMsavings
| Savings Per Sq. Ft. by Heating Zone |  |  |  |  | Multi Family Weatherization - Insulate Walls - R-0 to R-11 (Cost and Savings per square foot of component) - Average Heating System - Heating Zone 1
| Weighted to Avg House Size |  |  |  |  | Multi Family Weatherization - Insulate Walls - R-0 to R-11 - Heating Zone 1 | [5 empty] | Source: ExistingResidentialMultiFamily_SEEMRuns.xlsm | Prototype (house size) | Wx, etc.
Infiltration Reduction - 0.1 ACHn reduction - Heating Zone 1 (Average Heating System) | [9 empty] | SAVINGS (kWh/yr/sqft) |  |  | 1500 | Crawlspace
| measure ID | Measure Name | Measure Type | MeasureTypeNumber | Pre | Post | Climate | Measure Name | Htg System | Heating | Cooling |  | 1500 | Slab
Multi Family Weatherization - Insulate Walls - R-0 to R-11 - Heating Zone 1 (Average Heating System) | Walls10 | Walls10 | Walls | 10 | R-0 | R-11 | Heating Zone 1 | Multi Family Weatherization - Insulate Walls - R-0 to R-11 - Heating Zone 1 | Average Heating System | 1.3521 | -0.0018773 |  | 1000 | Crawlspace | 0
Multi Family Weatherization - Insulate BGWalls - R-0 to R-11 - Heating Zone 1 (Average Heating System) | BGWal10 | BGWalls10 | BGWalls | 10 | R-0 | R-11 | Heating Zone 1 | Multi Family Weatherization - Insulate BGWalls - R-0 to R-11 - Heating Zone 1 | Average Heating System | 0 | 0
Multi Family Weatherization - Insulate Floors - R-0 to R-19 - Heating Zone 1 (Average Heating System) | Floor10 | Floors10 | Floors | 10 | R-0 | R-19 | Heating Zone 1 | Multi Family Weatherization - Insulate Floors - R-0 to R-19 - Heating Zone 1 | Average Heating System | 0.61233 | -0.0087835 |  | Areas (units) | Walls | BGWalls | Floors | Ceiling | Windows | Infiltration | DuctTightness | DuctInsulation | HeatPump | HPCntrls
Multi Family Weatherization - Insulate Floors - R-0 to R-25 - Heating Zone 1 (Average Heating System) | Floor11 | Floors11 | Floors | 11 | R-0 | R-25 | Heating Zone 1 | Multi Family Weatherization - Insulate Floors - R-0 to R-25 - Heating Zone 1 | Average Heating System | 0.70225 | -0.010176 |  | 1344 | 1258.75 | 0 | 500 | 500 | 195 | 1500 | 1 | 1 | 1 | 1
Multi Family Weatherization - Insulate Floors - R-0 to R-30 - Heating Zone 1 (Average Heating System) | Floor12 | Floors12 | Floors | 12 | R-0 | R-30 | Heating Zone 1 | Multi Family Weatherization - Insulate Floors - R-0 to R-30 - Heating Zone 1 | Average Heating System | 0.79706 | -0.011676 |  | 2200 | 1258.75 | 0 | 500 | 500 | 195 | 1500 | 1 | 1 | 1 | 1
Multi Family Weatherization - Insulate Floors - R-0 to R-38 - Heating Zone 1 (Average Heating System) | Floor13 | Floors13 | Floors | 13 | R-0 | R-38 | Heating Zone 1 | Multi Family Weatherization - Insulate Floors - R-0 to R-38 - Heating Zone 1 | Average Heating System | 0.82229 | -0.012081 |  | 2688 | 10152 | 1 | 8800 | 8800 | 3960 | 26400 | 1 | 1 | 1 | 1
Multi Family Weatherization - Insulate Floors - R-19 to R-25 - Heating Zone 1 (Average Heating System) | Floor14 | Floors14 | Floors | 14 | R-19 | R-25 | Heating Zone 1 | Multi Family Weatherization - Insulate Floors - R-19 to R-25 - Heating Zone 1 | Average Heating System | 0.089916 | -0.0013929 |  | Average | 0 | 1 | 0 | 0 | 0 | 0
Multi Family Weatherization - Insulate Floors - R-19 to R-30 - Heating Zone 1 (Average Heating System) | Floor15 | Floors15 | Floors | 15 | R-19 | R-30 | Heating Zone 1 | Multi Family Weatherization - Insulate Floors - R-19 to R-30 - Heating Zone 1 | Average Heating System | 0.18473 | -0.0028929
Multi Family Weatherization - Insulate Floors - R-19 to R-38 - Heating Zone 1 (Average Heating System) | Floor16 | Floors16 | Floors | 16 | R-19 | R-38 | Heating Zone 1 | Multi Family Weatherization - Insulate Floors - R-19 to R-38 - Heating Zone 1 | Average Heating System | 0.20997 | -0.0032976
Multi Family Weatherization - Insulate Floors - R-11 to R-30 - Heating Zone 1 (Average Heating System) | Floor17 | Floors17 | Floors | 17 | R-11 | R-30 | Heating Zone 1 | Multi Family Weatherization - Insulate Floors - R-11 to R-30 - Heating Zone 1 | Average Heating System | 1.7794 | -0.023473
Multi Family Weatherization - Insulate Floors - R-0 to R-19 - Heating Zone 1 (Average Heating System) | Floor18 | Floors18 | Floors | 18 | R-0 | R-19 | Heating Zone 1 | Multi Family Weatherization - Insulate Floors - R-0 to R-19 - Heating Zone 1 | Average Heating System | 0.61233 | -0.0087835
Multi Family Weatherization - Insulate Attic - R-0 to R-19 - Heating Zone 1 (Average Heating System) | Ceili10 | Ceiling10 | Ceiling | 10 | R-0 | R-19 | Heating Zone 1 | Multi Family Weatherization - Insulate Attic - R-0 to R-19 - Heating Zone 1 | Average Heating System | 0.48191 | 0.0073609
Multi Family Weatherization - Insulate Attic - R-0 to R-38 - Heating Zone 1 (Average Heating System) | Ceili11 | Ceiling11 | Ceiling | 11 | R-0 | R-38 | Heating Zone 1 | Multi Family Weatherization - Insulate Attic - R-0 to R-38 - Heating Zone 1 | Average Heating System | 0.65629 | 0.010077
Multi Family Weatherization - Insulate Attic - R-0 to R-49 - Heating Zone 1 (Average Heating System) | Ceili12 | Ceiling12 | Ceiling | 12 | R-0 | R-49 | Heating Zone 1 | Multi Family Weatherization - Insulate Attic - R-0 to R-49 - Heating Zone 1 | Average Heating System | 0.69672 | 0.010711
Multi Family Weatherization - Insulate Attic - R-30 to R-38 - Heating Zone 1 (Average Heating System) | Ceili13 | Ceiling13 | Ceiling | 13 | R-30 | R-38 | Heating Zone 1 | Multi Family Weatherization - Insulate Attic - R-30 to R-38 - Heating Zone 1 | Average Heating System | 0.047998 | 0.00075085
Multi Family Weatherization - Insulate Attic - R-30 to R-49 - Heating Zone 1 (Average Heating System) | Ceili14 | Ceiling14 | Ceiling | 14 | R-30 | R-49 | Heating Zone 1 | Multi Family Weatherization - Insulate Attic - R-30 to R-49 - Heating Zone 1 | Average Heating System | 0.088427 | 0.0013855
Multi Family Weatherization - Insulate Attic - R-19 to R-30 - Heating Zone 1 (Average Heating System) | Ceili15 | Ceiling15 | Ceiling | 15 | R-19 | R-30 | Heating Zone 1 | Multi Family Weatherization - Insulate Attic - R-19 to R-30 - Heating Zone 1 | Average Heating System | 0.12638 | 0.0019648
Multi Family Weatherization - Insulate Attic - R-19 to R-38 - Heating Zone 1 (Average Heating System) | Ceili16 | Ceiling16 | Ceiling | 16 | R-19 | R-38 | Heating Zone 1 | Multi Family Weatherization - Insulate Attic - R-19 to R-38 - Heating Zone 1 | Average Heating System | 0.17438 | 0.0027156
Multi Family Weatherization - Insulate Attic - R-19 to R-49 - Heating Zone 1 (Average Heating System) | Ceili17 | Ceiling17 | Ceiling | 17 | R-19 | R-49 | Heating Zone 1 | Multi Family Weatherization - Insulate Attic - R-19 to R-49 - Heating Zone 1 | Average Heating System | 0.21481 | 0.0033503
Multi Family Weatherization - Insulate Attic - R-38 to R-49 - Heating Zone 1 (Average Heating System) | Ceili18 | Ceiling18 | Ceiling | 18 | R-38 | R-49 | Heating Zone 1 | Multi Family Weatherization - Insulate Attic - R-38 to R-49 - Heating Zone 1 | Average Heating System | 0.040429 | 0.0006347
Windows - Class 35 to Class 22 - Heating Zone 1 (Average Heating System) | Windo19 | Windows19 | Windows | 19 | Class 35 | Class 22 | Heating Zone 1 | Windows - Class 35 to Class 22 - Heating Zone 1 | Average Heating System | 3.3675 | 0.005834
Windows - Single Pane to Class 22 - Heating Zone 1 (Average Heating System) | Windo20 | Windows20 | Windows | 20 | Single Pane | Class 22 | Heating Zone 1 | Windows - Single Pane to Class 22 - Heating Zone 1 | Average Heating System | 24.8837 | 0.10625
Windows - Double Pane to Class 22 - Heating Zone 1 (Average Heating System) | Windo21 | Windows21 | Windows | 21 | Double Pane | Class 22 | Heating Zone 1 | Windows - Double Pane to Class 22 - Heating Zone 1 | Average Heating System | 14.6119 | 0.15475
Windows - Single Pane to Class 30 - Heating Zone 1 (Average Heating System) | Windo22 | Windows22 | Windows | 22 | Single Pane | Class 30 | Heating Zone 1 | Windows - Single Pane to Class 30 - Heating Zone 1 | Average Heating System | 22.8853 | 0.10099
Windows - Double Pane to Class 30 - Heating Zone 1 (Average Heating System) | Windo23 | Windows23 | Windows | 23 | Double Pane | Class 30 | Heating Zone 1 | Windows - Double Pane to Class 30 - Heating Zone 1 | Average Heating System | 12.6135 | 0.14949
Windows - Class 35 to Class 30 - Heating Zone 1 (Average Heating System) | Windo24 | Windows24 | Windows | 24 | Class 35 | Class 30 | Heating Zone 1 | Windows - Class 35 to Class 30 - Heating Zone 1 | Average Heating System | 1.3691 | 0.00057743
Infiltration Reduction - 0.1 ACHn reduction - Heating Zone 1 (Average Heating System) | Infil10 | Infiltration10 | Infiltration | 10 | 0.45 ACHn | 0.35 ACHn | Heating Zone 1 | Infiltration Reduction - 0.45 ACHn to 0.35 ACHn - Heating Zone 1 | Average Heating System | 0 | 0
Infiltration Reduction - 0.45 ACHn to 0.20 ACHn - Heating Zone 1 (Average Heating System) | Infil11 | Infiltration11 | Infiltration | 11 | 0.45 ACHn | 0.20 ACHn | Heating Zone 1 | Infiltration Reduction - 0.45 ACHn to 0.20 ACHn - Heating Zone 1 | Average Heating System | 0 | 0
Infiltration Reduction - 0.35 ACHn to 0.20 ACHn - Heating Zone 1 (Average Heating System) | Infil12 | Infiltration12 | Infiltration | 12 | 0.35 ACHn | 0.20 ACHn | Heating Zone 1 | Infiltration Reduction - 0.35 ACHn to 0.20 ACHn - Heating Zone 1 | Average Heating System | 0 | 0
DuctTightness - Std-crawl to PTCS-crawl - Heating Zone 1 (Average Heating System) | DuctT10 | DuctTightness10 | DuctTightness | 10 | Std-crawl | PTCS-crawl | Heating Zone 1 | DuctTightness - Std-crawl to PTCS-crawl - Heating Zone 1 | Average Heating System | 775.2739 | 32.3728
DuctInsulation - R-0 to R-4.2 - Heating Zone 1 (Average Heating System) | DuctI10 | DuctInsulation10 | DuctInsulation | 10 | R-0 | R-4.2 | Heating Zone 1 | DuctInsulation - R-0 to R-4.2 - Heating Zone 1 | Average Heating System | 72.1277 | 2.0531
DuctInsulation - R-0 to R-11 - Heating Zone 1 (Average Heating System) | DuctI11 | DuctInsulation11 | DuctInsulation | 11 | R-0 | R-11 | Heating Zone 1 | DuctInsulation - R-0 to R-11 - Heating Zone 1 | Average Heating System | 99.3837 | 2.847
DuctInsulation - R-4.2 to R-11 - Heating Zone 1 (Average Heating System) | DuctI12 | DuctInsulation12 | DuctInsulation | 12 | R-4.2 | R-11 | Heating Zone 1 | DuctInsulation - R-4.2 to R-11 - Heating Zone 1 | Average Heating System | 27.256 | 0.79388
HeatPump Upgrade - 7.7/13 to 8.5/13 - Heating Zone 1 (Average Heating System) | HeatP10 | HeatPump10 | HeatPump | 10 | 7.7/13 | 8.5/13 | Heating Zone 1 | HeatPump Upgrade - 7.7/13 to 8.5/13 - Heating Zone 1 | Average Heating System | 0 | 0
HeatPump Upgrade - 7.7/13 to 9.0/14 - Heating Zone 1 (Average Heating System) | HeatP11 | HeatPump11 | HeatPump | 11 | 7.7/13 | 9.0/14 | Heating Zone 1 | HeatPump Upgrade - 7.7/13 to 9.0/14 - Heating Zone 1 | Average Heating System | 0 | 0
HeatPump Upgrade - 7.7/13 to 8.2/13 - Heating Zone 1 (Average Heating System) | HeatP12 | HeatPump12 | HeatPump | 12 | 7.7/13 | 8.2/13 | Heating Zone 1 | HeatPump Upgrade - 7.7/13 to 8.2/13 - Heating Zone 1 | Average Heating System | 0 | 0
HPCntrls Upgrade - Standard to PTCS - Heating Zone 1 (Average Heating System) | HPCnt10 | HPCntrls10 | HPCntrls | 10 | Standard | PTCS | Heating Zone 1 | HPCntrls Upgrade - Standard to PTCS - Heating Zone 1 | Average Heating System | 0 | 0
Multi Family Weatherization - Insulate Walls - R-0 to R-11 - Heating Zone 2 (Average Heating System) | Walls10 | Walls10 | Walls | 10 | R-0 | R-11 | Heating Zone 2 | Multi Family Weatherization - Insulate Walls - R-0 to R-11 - Heating Zone 2 | Average Heating System | 1.8471 | 6.6665e-05
Multi Family Weatherization - Insulate BGWalls - R-0 to R-11 - Heating Zone 2 (Average Heating System) | BGWal10 | BGWalls10 | BGWalls | 10 | R-0 | R-11 | Heating Zone 2 | Multi Family Weatherization - Insulate BGWalls - R-0 to R-11 - Heating Zone 2 | Average Heating System | 0 | 0
Multi Family Weatherization - Insulate Floors - R-0 to R-19 - Heating Zone 2 (Average Heating System) | Floor10 | Floors10 | Floors | 10 | R-0 | R-19 | Heating Zone 2 | Multi Family Weatherization - Insulate Floors - R-0 to R-19 - Heating Zone 2 | Average Heating System | 0.7566 | -0.0084288
Multi Family Weatherization - Insulate Floors - R-0 to R-25 - Heating Zone 2 (Average Heating System) | Floor11 | Floors11 | Floors | 11 | R-0 | R-25 | Heating Zone 2 | Multi Family Weatherization - Insulate Floors - R-0 to R-25 - Heating Zone 2 | Average Heating System | 0.86887 | -0.0097799
Multi Family Weatherization - Insulate Floors - R-0 to R-30 - Heating Zone 2 (Average Heating System) | Floor12 | Floors12 | Floors | 12 | R-0 | R-30 | Heating Zone 2 | Multi Family Weatherization - Insulate Floors - R-0 to R-30 - Heating Zone 2 | Average Heating System | 0.98754 | -0.011237
Multi Family Weatherization - Insulate Floors - R-0 to R-38 - Heating Zone 2 (Average Heating System) | Floor13 | Floors13 | Floors | 13 | R-0 | R-38 | Heating Zone 2 | Multi Family Weatherization - Insulate Floors - R-0 to R-38 - Heating Zone 2 | Average Heating System | 1.0192 | -0.011631
Multi Family Weatherization - Insulate Floors - R-19 to R-25 - Heating Zone 2 (Average Heating System) | Floor14 | Floors14 | Floors | 14 | R-19 | R-25 | Heating Zone 2 | Multi Family Weatherization - Insulate Floors - R-19 to R-25 - Heating Zone 2 | Average Heating System | 0.11227 | -0.0013511
Multi Family Weatherization - Insulate Floors - R-19 to R-30 - Heating Zone 2 (Average Heating System) | Floor15 | Floors15 | Floors | 15 | R-19 | R-30 | Heating Zone 2 | Multi Family Weatherization - Insulate Floors - R-19 to R-30 - Heating Zone 2 | Average Heating System | 0.23094 | -0.0028079
Multi Family Weatherization - Insulate Floors - R-19 to R-38 - Heating Zone 2 (Average Heating System) | Floor16 | Floors16 | Floors | 16 | R-19 | R-38 | Heating Zone 2 | Multi Family Weatherization - Insulate Floors - R-19 to R-38 - Heating Zone 2 | Average Heating System | 0.26259 | -0.0032019
Multi Family Weatherization - Insulate Floors - R-11 to R-30 - Heating Zone 2 (Average Heating System) | Floor17 | Floors17 | Floors | 17 | R-11 | R-30 | Heating Zone 2 | Multi Family Weatherization - Insulate Floors - R-11 to R-30 - Heating Zone 2 | Average Heating System | 2.1749 | -0.02235
Multi Family Weatherization - Insulate Floors - R-0 to R-19 - Heating Zone 2 (Average Heating System) | Floor18 | Floors18 | Floors | 18 | R-0 | R-19 | Heating Zone 2 | Multi Family Weatherization - Insulate Floors - R-0 to R-19 - Heating Zone 2 | Average Heating System | 0.7566 | -0.0084288
Multi Family Weatherization - Insulate Attic - R-0 to R-19 - Heating Zone 2 (Average Heating System) | Ceili10 | Ceiling10 | Ceiling | 10 | R-0 | R-19 | Heating Zone 2 | Multi Family Weatherization - Insulate Attic - R-0 to R-19 - Heating Zone 2 | Average Heating System | 0.4796 | 0.0097285
Multi Family Weatherization - Insulate Attic - R-0 to R-38 - Heating Zone 2 (Average Heating System) | Ceili11 | Ceiling11 | Ceiling | 11 | R-0 | R-38 | Heating Zone 2 | Multi Family Weatherization - Insulate Attic - R-0 to R-38 - Heating Zone 2 | Average Heating System | 0.65455 | 0.013344
Multi Family Weatherization - Insulate Attic - R-0 to R-49 - Heating Zone 2 (Average Heating System) | Ceili12 | Ceiling12 | Ceiling | 12 | R-0 | R-49 | Heating Zone 2 | Multi Family Weatherization - Insulate Attic - R-0 to R-49 - Heating Zone 2 | Average Heating System | 0.69519 | 0.014192
Multi Family Weatherization - Insulate Attic - R-30 to R-38 - Heating Zone 2 (Average Heating System) | Ceili13 | Ceiling13 | Ceiling | 13 | R-30 | R-38 | Heating Zone 2 | Multi Family Weatherization - Insulate Attic - R-30 to R-38 - Heating Zone 2 | Average Heating System | 0.048215 | 0.0010018
Multi Family Weatherization - Insulate Attic - R-30 to R-49 - Heating Zone 2 (Average Heating System) | Ceili14 | Ceiling14 | Ceiling | 14 | R-30 | R-49 | Heating Zone 2 | Multi Family Weatherization - Insulate Attic - R-30 to R-49 - Heating Zone 2 | Average Heating System | 0.088856 | 0.00185
Multi Family Weatherization - Insulate Attic - R-19 to R-30 - Heating Zone 2 (Average Heating System) | Ceili15 | Ceiling15 | Ceiling | 15 | R-19 | R-30 | Heating Zone 2 | Multi Family Weatherization - Insulate Attic - R-19 to R-30 - Heating Zone 2 | Average Heating System | 0.12674 | 0.0026137
Multi Family Weatherization - Insulate Attic - R-19 to R-38 - Heating Zone 2 (Average Heating System) | Ceili16 | Ceiling16 | Ceiling | 16 | R-19 | R-38 | Heating Zone 2 | Multi Family Weatherization - Insulate Attic - R-19 to R-38 - Heating Zone 2 | Average Heating System | 0.17495 | 0.0036155
Multi Family Weatherization - Insulate Attic - R-19 to R-49 - Heating Zone 2 (Average Heating System) | Ceili17 | Ceiling17 | Ceiling | 17 | R-19 | R-49 | Heating Zone 2 | Multi Family Weatherization - Insulate Attic - R-19 to R-49 - Heating Zone 2 | Average Heating System | 0.21559 | 0.0044637
Multi Family Weatherization - Insulate Attic - R-38 to R-49 - Heating Zone 2 (Average Heating System) | Ceili18 | Ceiling18 | Ceiling | 18 | R-38 | R-49 | Heating Zone 2 | Multi Family Weatherization - Insulate Attic - R-38 to R-49 - Heating Zone 2 | Average Heating System | 0.040641 | 0.00084814
Windows - Class 35 to Class 22 - Heating Zone 2 (Average Heating System) | Windo19 | Windows19 | Windows | 19 | Class 35 | Class 22 | Heating Zone 2 | Windows - Class 35 to Class 22 - Heating Zone 2 | Average Heating System | 4.667 | 0.012411
Windows - Single Pane to Class 22 - Heating Zone 2 (Average Heating System) | Windo20 | Windows20 | Windows | 20 | Single Pane | Class 22 | Heating Zone 2 | Windows - Single Pane to Class 22 - Heating Zone 2 | Average Heating System | 33.6802 | 0.14902
Windows - Double Pane to Class 22 - Heating Zone 2 (Average Heating System) | Windo21 | Windows21 | Windows | 21 | Double Pane | Class 22 | Heating Zone 2 | Windows - Double Pane to Class 22 - Heating Zone 2 | Average Heating System | 20.0792 | 0.19054
Windows - Single Pane to Class 30 - Heating Zone 2 (Average Heating System) | Windo22 | Windows22 | Windows | 22 | Single Pane | Class 30 | Heating Zone 2 | Windows - Single Pane to Class 30 - Heating Zone 2 | Average Heating System | 30.8998 | 0.13959
Windows - Double Pane to Class 30 - Heating Zone 2 (Average Heating System) | Windo23 | Windows23 | Windows | 23 | Double Pane | Class 30 | Heating Zone 2 | Windows - Double Pane to Class 30 - Heating Zone 2 | Average Heating System | 17.2988 | 0.18111
Windows - Class 35 to Class 30 - Heating Zone 2 (Average Heating System) | Windo24 | Windows24 | Windows | 24 | Class 35 | Class 30 | Heating Zone 2 | Windows - Class 35 to Class 30 - Heating Zone 2 | Average Heating System | 1.8867 | 0.0029792
Infiltration Reduction - 0.1 ACHn reduction - Heating Zone 2 (Average Heating System) | Infil10 | Infiltration10 | Infiltration | 10 | 0.45 ACHn | 0.35 ACHn | Heating Zone 2 | Infiltration Reduction - 0.45 ACHn to 0.35 ACHn - Heating Zone 2 | Average Heating System | 0 | 0
Infiltration Reduction - 0.45 ACHn to 0.20 ACHn - Heating Zone 2 (Average Heating System) | Infil11 | Infiltration11 | Infiltration | 11 | 0.45 ACHn | 0.20 ACHn | Heating Zone 2 | Infiltration Reduction - 0.45 ACHn to 0.20 ACHn - Heating Zone 2 | Average Heating System | 0 | 0
Infiltration Reduction - 0.35 ACHn to 0.20 ACHn - Heating Zone 2 (Average Heating System) | Infil12 | Infiltration12 | Infiltration | 12 | 0.35 ACHn | 0.20 ACHn | Heating Zone 2 | Infiltration Reduction - 0.35 ACHn to 0.20 ACHn - Heating Zone 2 | Average Heating System | 0 | 0
DuctTightness - Std-crawl to PTCS-crawl - Heating Zone 2 (Average Heating System) | DuctT10 | DuctTightness10 | DuctTightness | 10 | Std-crawl | PTCS-crawl | Heating Zone 2 | DuctTightness - Std-crawl to PTCS-crawl - Heating Zone 2 | Average Heating System | 1573.8376 | 42.5815
DuctInsulation - R-0 to R-4.2 - Heating Zone 2 (Average Heating System) | DuctI10 | DuctInsulation10 | DuctInsulation | 10 | R-0 | R-4.2 | Heating Zone 2 | DuctInsulation - R-0 to R-4.2 - Heating Zone 2 | Average Heating System | 113.2838 | 2.7105
DuctInsulation - R-0 to R-11 - Heating Zone 2 (Average Heating System) | DuctI11 | DuctInsulation11 | DuctInsulation | 11 | R-0 | R-11 | Heating Zone 2 | DuctInsulation - R-0 to R-11 - Heating Zone 2 | Average Heating System | 156.767 | 3.7479
DuctInsulation - R-4.2 to R-11 - Heating Zone 2 (Average Heating System) | DuctI12 | DuctInsulation12 | DuctInsulation | 12 | R-4.2 | R-11 | Heating Zone 2 | DuctInsulation - R-4.2 to R-11 - Heating Zone 2 | Average Heating System | 43.4832 | 1.0374
HeatPump Upgrade - 7.7/13 to 8.5/13 - Heating Zone 2 (Average Heating System) | HeatP10 | HeatPump10 | HeatPump | 10 | 7.7/13 | 8.5/13 | Heating Zone 2 | HeatPump Upgrade - 7.7/13 to 8.5/13 - Heating Zone 2 | Average Heating System | 0 | 0
HeatPump Upgrade - 7.7/13 to 9.0/14 - Heating Zone 2 (Average Heating System) | HeatP11 | HeatPump11 | HeatPump | 11 | 7.7/13 | 9.0/14 | Heating Zone 2 | HeatPump Upgrade - 7.7/13 to 9.0/14 - Heating Zone 2 | Average Heating System | 0 | 0
HeatPump Upgrade - 7.7/13 to 8.2/13 - Heating Zone 2 (Average Heating System) | HeatP12 | HeatPump12 | HeatPump | 12 | 7.7/13 | 8.2/13 | Heating Zone 2 | HeatPump Upgrade - 7.7/13 to 8.2/13 - Heating Zone 2 | Average Heating System | 0 | 0
HPCntrls Upgrade - Standard to PTCS - Heating Zone 2 (Average Heating System) | HPCnt10 | HPCntrls10 | HPCntrls | 10 | Standard | PTCS | Heating Zone 2 | HPCntrls Upgrade - Standard to PTCS - Heating Zone 2 | Average Heating System | 0 | 0
Multi Family Weatherization - Insulate Walls - R-0 to R-11 - Heating Zone 3 (Average Heating System) | Walls10 | Walls10 | Walls | 10 | R-0 | R-11 | Heating Zone 3 | Multi Family Weatherization - Insulate Walls - R-0 to R-11 - Heating Zone 3 | Average Heating System | 2.2192 | -0.0012184
Multi Family Weatherization - Insulate BGWalls - R-0 to R-11 - Heating Zone 3 (Average Heating System) | BGWal10 | BGWalls10 | BGWalls | 10 | R-0 | R-11 | Heating Zone 3 | Multi Family Weatherization - Insulate BGWalls - R-0 to R-11 - Heating Zone 3 | Average Heating System | 0 | 0
Multi Family Weatherization - Insulate Floors - R-0 to R-19 - Heating Zone 3 (Average Heating System) | Floor10 | Floors10 | Floors | 10 | R-0 | R-19 | Heating Zone 3 | Multi Family Weatherization - Insulate Floors - R-0 to R-19 - Heating Zone 3 | Average Heating System | 0.87781 | -0.0083155
Multi Family Weatherization - Insulate Floors - R-0 to R-25 - Heating Zone 3 (Average Heating System) | Floor11 | Floors11 | Floors | 11 | R-0 | R-25 | Heating Zone 3 | Multi Family Weatherization - Insulate Floors - R-0 to R-25 - Heating Zone 3 | Average Heating System | 1.0079 | -0.0096653
Multi Family Weatherization - Insulate Floors - R-0 to R-30 - Heating Zone 3 (Average Heating System) | Floor12 | Floors12 | Floors | 12 | R-0 | R-30 | Heating Zone 3 | Multi Family Weatherization - Insulate Floors - R-0 to R-30 - Heating Zone 3 | Average Heating System | 1.1456 | -0.011129
Multi Family Weatherization - Insulate Floors - R-0 to R-38 - Heating Zone 3 (Average Heating System) | Floor13 | Floors13 | Floors | 13 | R-0 | R-38 | Heating Zone 3 | Multi Family Weatherization - Insulate Floors - R-0 to R-38 - Heating Zone 3 | Average Heating System | 1.1823 | -0.011525
Multi Family Weatherization - Insulate Floors - R-19 to R-25 - Heating Zone 3 (Average Heating System) | Floor14 | Floors14 | Floors | 14 | R-19 | R-25 | Heating Zone 3 | Multi Family Weatherization - Insulate Floors - R-19 to R-25 - Heating Zone 3 | Average Heating System | 0.13007 | -0.0013498
Multi Family Weatherization - Insulate Floors - R-19 to R-30 - Heating Zone 3 (Average Heating System) | Floor15 | Floors15 | Floors | 15 | R-19 | R-30 | Heating Zone 3 | Multi Family Weatherization - Insulate Floors - R-19 to R-30 - Heating Zone 3 | Average Heating System | 0.26775 | -0.0028132
Multi Family Weatherization - Insulate Floors - R-19 to R-38 - Heating Zone 3 (Average Heating System) | Floor16 | Floors16 | Floors | 16 | R-19 | R-38 | Heating Zone 3 | Multi Family Weatherization - Insulate Floors - R-19 to R-38 - Heating Zone 3 | Average Heating System | 0.30448 | -0.0032091
Multi Family Weatherization - Insulate Floors - R-11 to R-30 - Heating Zone 3 (Average Heating System) | Floor17 | Floors17 | Floors | 17 | R-11 | R-30 | Heating Zone 3 | Multi Family Weatherization - Insulate Floors - R-11 to R-30 - Heating Zone 3 | Average Heating System | 2.525 | -0.021854
Multi Family Weatherization - Insulate Floors - R-0 to R-19 - Heating Zone 3 (Average Heating System) | Floor18 | Floors18 | Floors | 18 | R-0 | R-19 | Heating Zone 3 | Multi Family Weatherization - Insulate Floors - R-0 to R-19 - Heating Zone 3 | Average Heating System | 0.87781 | -0.0083155
Multi Family Weatherization - Insulate Attic - R-0 to R-19 - Heating Zone 3 (Average Heating System) | Ceili10 | Ceiling10 | Ceiling | 10 | R-0 | R-19 | Heating Zone 3 | Multi Family Weatherization - Insulate Attic - R-0 to R-19 - Heating Zone 3 | Average Heating System | 0.42665 | 0.0080849
Multi Family Weatherization - Insulate Attic - R-0 to R-38 - Heating Zone 3 (Average Heating System) | Ceili11 | Ceiling11 | Ceiling | 11 | R-0 | R-38 | Heating Zone 3 | Multi Family Weatherization - Insulate Attic - R-0 to R-38 - Heating Zone 3 | Average Heating System | 0.58245 | 0.011076
Multi Family Weatherization - Insulate Attic - R-0 to R-49 - Heating Zone 3 (Average Heating System) | Ceili12 | Ceiling12 | Ceiling | 12 | R-0 | R-49 | Heating Zone 3 | Multi Family Weatherization - Insulate Attic - R-0 to R-49 - Heating Zone 3 | Average Heating System | 0.6187 | 0.011776
Multi Family Weatherization - Insulate Attic - R-30 to R-38 - Heating Zone 3 (Average Heating System) | Ceili13 | Ceiling13 | Ceiling | 13 | R-30 | R-38 | Heating Zone 3 | Multi Family Weatherization - Insulate Attic - R-30 to R-38 - Heating Zone 3 | Average Heating System | 0.042991 | 0.00082753
Multi Family Weatherization - Insulate Attic - R-30 to R-49 - Heating Zone 3 (Average Heating System) | Ceili14 | Ceiling14 | Ceiling | 14 | R-30 | R-49 | Heating Zone 3 | Multi Family Weatherization - Insulate Attic - R-30 to R-49 - Heating Zone 3 | Average Heating System | 0.079244 | 0.0015277
Multi Family Weatherization - Insulate Attic - R-19 to R-30 - Heating Zone 3 (Average Heating System) | Ceili15 | Ceiling15 | Ceiling | 15 | R-19 | R-30 | Heating Zone 3 | Multi Family Weatherization - Insulate Attic - R-19 to R-30 - Heating Zone 3 | Average Heating System | 0.11281 | 0.0021631
Multi Family Weatherization - Insulate Attic - R-19 to R-38 - Heating Zone 3 (Average Heating System) | Ceili16 | Ceiling16 | Ceiling | 16 | R-19 | R-38 | Heating Zone 3 | Multi Family Weatherization - Insulate Attic - R-19 to R-38 - Heating Zone 3 | Average Heating System | 0.1558 | 0.0029906
Multi Family Weatherization - Insulate Attic - R-19 to R-49 - Heating Zone 3 (Average Heating System) | Ceili17 | Ceiling17 | Ceiling | 17 | R-19 | R-49 | Heating Zone 3 | Multi Family Weatherization - Insulate Attic - R-19 to R-49 - Heating Zone 3 | Average Heating System | 0.19205 | 0.0036907
Multi Family Weatherization - Insulate Attic - R-38 to R-49 - Heating Zone 3 (Average Heating System) | Ceili18 | Ceiling18 | Ceiling | 18 | R-38 | R-49 | Heating Zone 3 | Multi Family Weatherization - Insulate Attic - R-38 to R-49 - Heating Zone 3 | Average Heating System | 0.036253 | 0.00070014
Windows - Class 35 to Class 22 - Heating Zone 3 (Average Heating System) | Windo19 | Windows19 | Windows | 19 | Class 35 | Class 22 | Heating Zone 3 | Windows - Class 35 to Class 22 - Heating Zone 3 | Average Heating System | 5.6638 | 0.0064535
Windows - Single Pane to Class 22 - Heating Zone 3 (Average Heating System) | Windo20 | Windows20 | Windows | 20 | Single Pane | Class 22 | Heating Zone 3 | Windows - Single Pane to Class 22 - Heating Zone 3 | Average Heating System | 40.7866 | 0.11295
Windows - Double Pane to Class 22 - Heating Zone 3 (Average Heating System) | Windo21 | Windows21 | Windows | 21 | Double Pane | Class 22 | Heating Zone 3 | Windows - Double Pane to Class 22 - Heating Zone 3 | Average Heating System | 24.6367 | 0.15216
Windows - Single Pane to Class 30 - Heating Zone 3 (Average Heating System) | Windo22 | Windows22 | Windows | 22 | Single Pane | Class 30 | Heating Zone 3 | Windows - Single Pane to Class 30 - Heating Zone 3 | Average Heating System | 37.3995 | 0.1075
Windows - Double Pane to Class 30 - Heating Zone 3 (Average Heating System) | Windo23 | Windows23 | Windows | 23 | Double Pane | Class 30 | Heating Zone 3 | Windows - Double Pane to Class 30 - Heating Zone 3 | Average Heating System | 21.2495 | 0.14671
Windows - Class 35 to Class 30 - Heating Zone 3 (Average Heating System) | Windo24 | Windows24 | Windows | 24 | Class 35 | Class 30 | Heating Zone 3 | Windows - Class 35 to Class 30 - Heating Zone 3 | Average Heating System | 2.2767 | 0.0010063
Infiltration Reduction - 0.1 ACHn reduction - Heating Zone 3 (Average Heating System) | Infil10 | Infiltration10 | Infiltration | 10 | 0.45 ACHn | 0.35 ACHn | Heating Zone 3 | Infiltration Reduction - 0.45 ACHn to 0.35 ACHn - Heating Zone 3 | Average Heating System | 0 | 0
Infiltration Reduction - 0.45 ACHn to 0.20 ACHn - Heating Zone 3 (Average Heating System) | Infil11 | Infiltration11 | Infiltration | 11 | 0.45 ACHn | 0.20 ACHn | Heating Zone 3 | Infiltration Reduction - 0.45 ACHn to 0.20 ACHn - Heating Zone 3 | Average Heating System | 0 | 0
Infiltration Reduction - 0.35 ACHn to 0.20 ACHn - Heating Zone 3 (Average Heating System) | Infil12 | Infiltration12 | Infiltration | 12 | 0.35 ACHn | 0.20 ACHn | Heating Zone 3 | Infiltration Reduction - 0.35 ACHn to 0.20 ACHn - Heating Zone 3 | Average Heating System | 0 | 0
DuctTightness - Std-crawl to PTCS-crawl - Heating Zone 3 (Average Heating System) | DuctT10 | DuctTightness10 | DuctTightness | 10 | Std-crawl | PTCS-crawl | Heating Zone 3 | DuctTightness - Std-crawl to PTCS-crawl - Heating Zone 3 | Average Heating System | 2315.1064 | 26.7847
DuctInsulation - R-0 to R-4.2 - Heating Zone 3 (Average Heating System) | DuctI10 | DuctInsulation10 | DuctInsulation | 10 | R-0 | R-4.2 | Heating Zone 3 | DuctInsulation - R-0 to R-4.2 - Heating Zone 3 | Average Heating System | 141.8924 | 1.7958
DuctInsulation - R-0 to R-11 - Heating Zone 3 (Average Heating System) | DuctI11 | DuctInsulation11 | DuctInsulation | 11 | R-0 | R-11 | Heating Zone 3 | DuctInsulation - R-0 to R-11 - Heating Zone 3 | Average Heating System | 197.0284 | 2.4724
DuctInsulation - R-4.2 to R-11 - Heating Zone 3 (Average Heating System) | DuctI12 | DuctInsulation12 | DuctInsulation | 12 | R-4.2 | R-11 | Heating Zone 3 | DuctInsulation - R-4.2 to R-11 - Heating Zone 3 | Average Heating System | 55.136 | 0.67657
HeatPump Upgrade - 7.7/13 to 8.5/13 - Heating Zone 3 (Average Heating System) | HeatP10 | HeatPump10 | HeatPump | 10 | 7.7/13 | 8.5/13 | Heating Zone 3 | HeatPump Upgrade - 7.7/13 to 8.5/13 - Heating Zone 3 | Average Heating System | 0 | 0
HeatPump Upgrade - 7.7/13 to 9.0/14 - Heating Zone 3 (Average Heating System) | HeatP11 | HeatPump11 | HeatPump | 11 | 7.7/13 | 9.0/14 | Heating Zone 3 | HeatPump Upgrade - 7.7/13 to 9.0/14 - Heating Zone 3 | Average Heating System | 0 | 0
HeatPump Upgrade - 7.7/13 to 8.2/13 - Heating Zone 3 (Average Heating System) | HeatP12 | HeatPump12 | HeatPump | 12 | 7.7/13 | 8.2/13 | Heating Zone 3 | HeatPump Upgrade - 7.7/13 to 8.2/13 - Heating Zone 3 | Average Heating System | 0 | 0
HPCntrls Upgrade - Standard to PTCS - Heating Zone 3 (Average Heating System) | HPCnt10 | HPCntrls10 | HPCntrls | 10 | Standard | PTCS | Heating Zone 3 | HPCntrls Upgrade - Standard to PTCS - Heating Zone 3 | Average Heating System | 0 | 0
Multi Family Weatherization - Insulate Walls - R-0 to R-11 - Heating Zone 1 (Zonal Heating System) | Walls10 | Walls10 | Walls | 10 | R-0 | R-11 | Heating Zone 1 | Multi Family Weatherization - Insulate Walls - R-0 to R-11 - Heating Zone 1 | Zonal Heating System | 1.362 | 0
Multi Family Weatherization - Insulate BGWalls - R-0 to R-11 - Heating Zone 1 (Zonal Heating System) | BGWal10 | BGWalls10 | BGWalls | 10 | R-0 | R-11 | Heating Zone 1 | Multi Family Weatherization - Insulate BGWalls - R-0 to R-11 - Heating Zone 1 | Zonal Heating System | 0 | 0
Multi Family Weatherization - Insulate Floors - R-0 to R-19 - Heating Zone 1 (Zonal Heating System) | Floor10 | Floors10 | Floors | 10 | R-0 | R-19 | Heating Zone 1 | Multi Family Weatherization - Insulate Floors - R-0 to R-19 - Heating Zone 1 | Zonal Heating System | 0.61745 | 0
Multi Family Weatherization - Insulate Floors - R-0 to R-25 - Heating Zone 1 (Zonal Heating System) | Floor11 | Floors11 | Floors | 11 | R-0 | R-25 | Heating Zone 1 | Multi Family Weatherization - Insulate Floors - R-0 to R-25 - Heating Zone 1 | Zonal Heating System | 0.70811 | 0
Multi Family Weatherization - Insulate Floors - R-0 to R-30 - Heating Zone 1 (Zonal Heating System) | Floor12 | Floors12 | Floors | 12 | R-0 | R-30 | Heating Zone 1 | Multi Family Weatherization - Insulate Floors - R-0 to R-30 - Heating Zone 1 | Zonal Heating System | 0.80371 | 0
Multi Family Weatherization - Insulate Floors - R-0 to R-38 - Heating Zone 1 (Zonal Heating System) | Floor13 | Floors13 | Floors | 13 | R-0 | R-38 | Heating Zone 1 | Multi Family Weatherization - Insulate Floors - R-0 to R-38 - Heating Zone 1 | Zonal Heating System | 0.82916 | 0
Multi Family Weatherization - Insulate Floors - R-19 to R-25 - Heating Zone 1 (Zonal Heating System) | Floor14 | Floors14 | Floors | 14 | R-19 | R-25 | Heating Zone 1 | Multi Family Weatherization - Insulate Floors - R-19 to R-25 - Heating Zone 1 | Zonal Heating System | 0.090661 | 0
Multi Family Weatherization - Insulate Floors - R-19 to R-30 - Heating Zone 1 (Zonal Heating System) | Floor15 | Floors15 | Floors | 15 | R-19 | R-30 | Heating Zone 1 | Multi Family Weatherization - Insulate Floors - R-19 to R-30 - Heating Zone 1 | Zonal Heating System | 0.18626 | 0
Multi Family Weatherization - Insulate Floors - R-19 to R-38 - Heating Zone 1 (Zonal Heating System) | Floor16 | Floors16 | Floors | 16 | R-19 | R-38 | Heating Zone 1 | Multi Family Weatherization - Insulate Floors - R-19 to R-38 - Heating Zone 1 | Zonal Heating System | 0.2117 | 0
Multi Family Weatherization - Insulate Floors - R-11 to R-30 - Heating Zone 1 (Zonal Heating System) | Floor17 | Floors17 | Floors | 17 | R-11 | R-30 | Heating Zone 1 | Multi Family Weatherization - Insulate Floors - R-11 to R-30 - Heating Zone 1 | Zonal Heating System | 1.7944 | 0
Multi Family Weatherization - Insulate Floors - R-0 to R-19 - Heating Zone 1 (Zonal Heating System) | Floor18 | Floors18 | Floors | 18 | R-0 | R-19 | Heating Zone 1 | Multi Family Weatherization - Insulate Floors - R-0 to R-19 - Heating Zone 1 | Zonal Heating System | 0.61745 | 0
Multi Family Weatherization - Insulate Attic - R-0 to R-19 - Heating Zone 1 (Zonal Heating System) | Ceili10 | Ceiling10 | Ceiling | 10 | R-0 | R-19 | Heating Zone 1 | Multi Family Weatherization - Insulate Attic - R-0 to R-19 - Heating Zone 1 | Zonal Heating System | 0.48568 | 0
Multi Family Weatherization - Insulate Attic - R-0 to R-38 - Heating Zone 1 (Zonal Heating System) | Ceili11 | Ceiling11 | Ceiling | 11 | R-0 | R-38 | Heating Zone 1 | Multi Family Weatherization - Insulate Attic - R-0 to R-38 - Heating Zone 1 | Zonal Heating System | 0.66141 | 0
Multi Family Weatherization - Insulate Attic - R-0 to R-49 - Heating Zone 1 (Zonal Heating System) | Ceili12 | Ceiling12 | Ceiling | 12 | R-0 | R-49 | Heating Zone 1 | Multi Family Weatherization - Insulate Attic - R-0 to R-49 - Heating Zone 1 | Zonal Heating System | 0.70216 | 0
Multi Family Weatherization - Insulate Attic - R-30 to R-38 - Heating Zone 1 (Zonal Heating System) | Ceili13 | Ceiling13 | Ceiling | 13 | R-30 | R-38 | Heating Zone 1 | Multi Family Weatherization - Insulate Attic - R-30 to R-38 - Heating Zone 1 | Zonal Heating System | 0.048373 | 0
Multi Family Weatherization - Insulate Attic - R-30 to R-49 - Heating Zone 1 (Zonal Heating System) | Ceili14 | Ceiling14 | Ceiling | 14 | R-30 | R-49 | Heating Zone 1 | Multi Family Weatherization - Insulate Attic - R-30 to R-49 - Heating Zone 1 | Zonal Heating System | 0.089118 | 0
Multi Family Weatherization - Insulate Attic - R-19 to R-30 - Heating Zone 1 (Zonal Heating System) | Ceili15 | Ceiling15 | Ceiling | 15 | R-19 | R-30 | Heating Zone 1 | Multi Family Weatherization - Insulate Attic - R-19 to R-30 - Heating Zone 1 | Zonal Heating System | 0.12736 | 0
Multi Family Weatherization - Insulate Attic - R-19 to R-38 - Heating Zone 1 (Zonal Heating System) | Ceili16 | Ceiling16 | Ceiling | 16 | R-19 | R-38 | Heating Zone 1 | Multi Family Weatherization - Insulate Attic - R-19 to R-38 - Heating Zone 1 | Zonal Heating System | 0.17574 | 0
Multi Family Weatherization - Insulate Attic - R-19 to R-49 - Heating Zone 1 (Zonal Heating System) | Ceili17 | Ceiling17 | Ceiling | 17 | R-19 | R-49 | Heating Zone 1 | Multi Family Weatherization - Insulate Attic - R-19 to R-49 - Heating Zone 1 | Zonal Heating System | 0.21648 | 0
Multi Family Weatherization - Insulate Attic - R-38 to R-49 - Heating Zone 1 (Zonal Heating System) | Ceili18 | Ceiling18 | Ceiling | 18 | R-38 | R-49 | Heating Zone 1 | Multi Family Weatherization - Insulate Attic - R-38 to R-49 - Heating Zone 1 | Zonal Heating System | 0.040745 | 0
Windows - Class 35 to Class 22 - Heating Zone 1 (Zonal Heating System) | Windo19 | Windows19 | Windows | 19 | Class 35 | Class 22 | Heating Zone 1 | Windows - Class 35 to Class 22 - Heating Zone 1 | Zonal Heating System | 3.3924 | 0
Windows - Single Pane to Class 22 - Heating Zone 1 (Zonal Heating System) | Windo20 | Windows20 | Windows | 20 | Single Pane | Class 22 | Heating Zone 1 | Windows - Single Pane to Class 22 - Heating Zone 1 | Zonal Heating System | 25.0638 | 0
Windows - Double Pane to Class 22 - Heating Zone 1 (Zonal Heating System) | Windo21 | Windows21 | Windows | 21 | Double Pane | Class 22 | Heating Zone 1 | Windows - Double Pane to Class 22 - Heating Zone 1 | Zonal Heating System | 14.7179 | 0
Windows - Single Pane to Class 30 - Heating Zone 1 (Zonal Heating System) | Windo22 | Windows22 | Windows | 22 | Single Pane | Class 30 | Heating Zone 1 | Windows - Single Pane to Class 30 - Heating Zone 1 | Zonal Heating System | 23.0506 | 0
Windows - Double Pane to Class 30 - Heating Zone 1 (Zonal Heating System) | Windo23 | Windows23 | Windows | 23 | Double Pane | Class 30 | Heating Zone 1 | Windows - Double Pane to Class 30 - Heating Zone 1 | Zonal Heating System | 12.7048 | 0
Windows - Class 35 to Class 30 - Heating Zone 1 (Zonal Heating System) | Windo24 | Windows24 | Windows | 24 | Class 35 | Class 30 | Heating Zone 1 | Windows - Class 35 to Class 30 - Heating Zone 1 | Zonal Heating System | 1.3792 | 0
Infiltration Reduction - 0.1 ACHn reduction - Heating Zone 1 (Zonal Heating System) | Infil10 | Infiltration10 | Infiltration | 10 | 0.45 ACHn | 0.35 ACHn | Heating Zone 1 | Infiltration Reduction - 0.45 ACHn to 0.35 ACHn - Heating Zone 1 | Zonal Heating System | 0 | 0
Infiltration Reduction - 0.45 ACHn to 0.20 ACHn - Heating Zone 1 (Zonal Heating System) | Infil11 | Infiltration11 | Infiltration | 11 | 0.45 ACHn | 0.20 ACHn | Heating Zone 1 | Infiltration Reduction - 0.45 ACHn to 0.20 ACHn - Heating Zone 1 | Zonal Heating System | 0 | 0
Infiltration Reduction - 0.35 ACHn to 0.20 ACHn - Heating Zone 1 (Zonal Heating System) | Infil12 | Infiltration12 | Infiltration | 12 | 0.35 ACHn | 0.20 ACHn | Heating Zone 1 | Infiltration Reduction - 0.35 ACHn to 0.20 ACHn - Heating Zone 1 | Zonal Heating System | 0 | 0
DuctTightness - Std-crawl to PTCS-crawl - Heating Zone 1 (Zonal Heating System) | DuctT10 | DuctTightness10 | DuctTightness | 10 | Std-crawl | PTCS-crawl | Heating Zone 1 | DuctTightness - Std-crawl to PTCS-crawl - Heating Zone 1 | Zonal Heating System | 0 | 0
DuctInsulation - R-0 to R-4.2 - Heating Zone 1 (Zonal Heating System) | DuctI10 | DuctInsulation10 | DuctInsulation | 10 | R-0 | R-4.2 | Heating Zone 1 | DuctInsulation - R-0 to R-4.2 - Heating Zone 1 | Zonal Heating System | 0 | 0
DuctInsulation - R-0 to R-11 - Heating Zone 1 (Zonal Heating System) | DuctI11 | DuctInsulation11 | DuctInsulation | 11 | R-0 | R-11 | Heating Zone 1 | DuctInsulation - R-0 to R-11 - Heating Zone 1 | Zonal Heating System | 0 | 0
DuctInsulation - R-4.2 to R-11 - Heating Zone 1 (Zonal Heating System) | DuctI12 | DuctInsulation12 | DuctInsulation | 12 | R-4.2 | R-11 | Heating Zone 1 | DuctInsulation - R-4.2 to R-11 - Heating Zone 1 | Zonal Heating System | 0 | 0
HeatPump Upgrade - 7.7/13 to 8.5/13 - Heating Zone 1 (Zonal Heating System) | HeatP10 | HeatPump10 | HeatPump | 10 | 7.7/13 | 8.5/13 | Heating Zone 1 | HeatPump Upgrade - 7.7/13 to 8.5/13 - Heating Zone 1 | Zonal Heating System | 0 | 0
HeatPump Upgrade - 7.7/13 to 9.0/14 - Heating Zone 1 (Zonal Heating System) | HeatP11 | HeatPump11 | HeatPump | 11 | 7.7/13 | 9.0/14 | Heating Zone 1 | HeatPump Upgrade - 7.7/13 to 9.0/14 - Heating Zone 1 | Zonal Heating System | 0 | 0
HeatPump Upgrade - 7.7/13 to 8.2/13 - Heating Zone 1 (Zonal Heating System) | HeatP12 | HeatPump12 | HeatPump | 12 | 7.7/13 | 8.2/13 | Heating Zone 1 | HeatPump Upgrade - 7.7/13 to 8.2/13 - Heating Zone 1 | Zonal Heating System | 0 | 0
HPCntrls Upgrade - Standard to PTCS - Heating Zone 1 (Zonal Heating System) | HPCnt10 | HPCntrls10 | HPCntrls | 10 | Standard | PTCS | Heating Zone 1 | HPCntrls Upgrade - Standard to PTCS - Heating Zone 1 | Zonal Heating System | 0 | 0
Multi Family Weatherization - Insulate Walls - R-0 to R-11 - Heating Zone 2 (Zonal Heating System) | Walls10 | Walls10 | Walls | 10 | R-0 | R-11 | Heating Zone 2 | Multi Family Weatherization - Insulate Walls - R-0 to R-11 - Heating Zone 2 | Zonal Heating System | 1.8592 | 0
Multi Family Weatherization - Insulate BGWalls - R-0 to R-11 - Heating Zone 2 (Zonal Heating System) | BGWal10 | BGWalls10 | BGWalls | 10 | R-0 | R-11 | Heating Zone 2 | Multi Family Weatherization - Insulate BGWalls - R-0 to R-11 - Heating Zone 2 | Zonal Heating System | 0 | 0
Multi Family Weatherization - Insulate Floors - R-0 to R-19 - Heating Zone 2 (Zonal Heating System) | Floor10 | Floors10 | Floors | 10 | R-0 | R-19 | Heating Zone 2 | Multi Family Weatherization - Insulate Floors - R-0 to R-19 - Heating Zone 2 | Zonal Heating System | 0.76271 | 0
Multi Family Weatherization - Insulate Floors - R-0 to R-25 - Heating Zone 2 (Zonal Heating System) | Floor11 | Floors11 | Floors | 11 | R-0 | R-25 | Heating Zone 2 | Multi Family Weatherization - Insulate Floors - R-0 to R-25 - Heating Zone 2 | Zonal Heating System | 0.87587 | 0
Multi Family Weatherization - Insulate Floors - R-0 to R-30 - Heating Zone 2 (Zonal Heating System) | Floor12 | Floors12 | Floors | 12 | R-0 | R-30 | Heating Zone 2 | Multi Family Weatherization - Insulate Floors - R-0 to R-30 - Heating Zone 2 | Zonal Heating System | 0.9955 | 0
Multi Family Weatherization - Insulate Floors - R-0 to R-38 - Heating Zone 2 (Zonal Heating System) | Floor13 | Floors13 | Floors | 13 | R-0 | R-38 | Heating Zone 2 | Multi Family Weatherization - Insulate Floors - R-0 to R-38 - Heating Zone 2 | Zonal Heating System | 1.0274 | 0
Multi Family Weatherization - Insulate Floors - R-19 to R-25 - Heating Zone 2 (Zonal Heating System) | Floor14 | Floors14 | Floors | 14 | R-19 | R-25 | Heating Zone 2 | Multi Family Weatherization - Insulate Floors - R-19 to R-25 - Heating Zone 2 | Zonal Heating System | 0.11317 | 0
Multi Family Weatherization - Insulate Floors - R-19 to R-30 - Heating Zone 2 (Zonal Heating System) | Floor15 | Floors15 | Floors | 15 | R-19 | R-30 | Heating Zone 2 | Multi Family Weatherization - Insulate Floors - R-19 to R-30 - Heating Zone 2 | Zonal Heating System | 0.23279 | 0
Multi Family Weatherization - Insulate Floors - R-19 to R-38 - Heating Zone 2 (Zonal Heating System) | Floor16 | Floors16 | Floors | 16 | R-19 | R-38 | Heating Zone 2 | Multi Family Weatherization - Insulate Floors - R-19 to R-38 - Heating Zone 2 | Zonal Heating System | 0.26469 | 0
Multi Family Weatherization - Insulate Floors - R-11 to R-30 - Heating Zone 2 (Zonal Heating System) | Floor17 | Floors17 | Floors | 17 | R-11 | R-30 | Heating Zone 2 | Multi Family Weatherization - Insulate Floors - R-11 to R-30 - Heating Zone 2 | Zonal Heating System | 2.1926 | 0
Multi Family Weatherization - Insulate Floors - R-0 to R-19 - Heating Zone 2 (Zonal Heating System) | Floor18 | Floors18 | Floors | 18 | R-0 | R-19 | Heating Zone 2 | Multi Family Weatherization - Insulate Floors - R-0 to R-19 - Heating Zone 2 | Zonal Heating System | 0.76271 | 0
Multi Family Weatherization - Insulate Attic - R-0 to R-19 - Heating Zone 2 (Zonal Heating System) | Ceili10 | Ceiling10 | Ceiling | 10 | R-0 | R-19 | Heating Zone 2 | Multi Family Weatherization - Insulate Attic - R-0 to R-19 - Heating Zone 2 | Zonal Heating System | 0.48318 | 0
Multi Family Weatherization - Insulate Attic - R-0 to R-38 - Heating Zone 2 (Zonal Heating System) | Ceili11 | Ceiling11 | Ceiling | 11 | R-0 | R-38 | Heating Zone 2 | Multi Family Weatherization - Insulate Attic - R-0 to R-38 - Heating Zone 2 | Zonal Heating System | 0.65943 | 0
Multi Family Weatherization - Insulate Attic - R-0 to R-49 - Heating Zone 2 (Zonal Heating System) | Ceili12 | Ceiling12 | Ceiling | 12 | R-0 | R-49 | Heating Zone 2 | Multi Family Weatherization - Insulate Attic - R-0 to R-49 - Heating Zone 2 | Zonal Heating System | 0.70037 | 0
Multi Family Weatherization - Insulate Attic - R-30 to R-38 - Heating Zone 2 (Zonal Heating System) | Ceili13 | Ceiling13 | Ceiling | 13 | R-30 | R-38 | Heating Zone 2 | Multi Family Weatherization - Insulate Attic - R-30 to R-38 - Heating Zone 2 | Zonal Heating System | 0.048575 | 0
Multi Family Weatherization - Insulate Attic - R-30 to R-49 - Heating Zone 2 (Zonal Heating System) | Ceili14 | Ceiling14 | Ceiling | 14 | R-30 | R-49 | Heating Zone 2 | Multi Family Weatherization - Insulate Attic - R-30 to R-49 - Heating Zone 2 | Zonal Heating System | 0.089519 | 0
Multi Family Weatherization - Insulate Attic - R-19 to R-30 - Heating Zone 2 (Zonal Heating System) | Ceili15 | Ceiling15 | Ceiling | 15 | R-19 | R-30 | Heating Zone 2 | Multi Family Weatherization - Insulate Attic - R-19 to R-30 - Heating Zone 2 | Zonal Heating System | 0.12768 | 0
Multi Family Weatherization - Insulate Attic - R-19 to R-38 - Heating Zone 2 (Zonal Heating System) | Ceili16 | Ceiling16 | Ceiling | 16 | R-19 | R-38 | Heating Zone 2 | Multi Family Weatherization - Insulate Attic - R-19 to R-38 - Heating Zone 2 | Zonal Heating System | 0.17625 | 0
Multi Family Weatherization - Insulate Attic - R-19 to R-49 - Heating Zone 2 (Zonal Heating System) | Ceili17 | Ceiling17 | Ceiling | 17 | R-19 | R-49 | Heating Zone 2 | Multi Family Weatherization - Insulate Attic - R-19 to R-49 - Heating Zone 2 | Zonal Heating System | 0.2172 | 0
Multi Family Weatherization - Insulate Attic - R-38 to R-49 - Heating Zone 2 (Zonal Heating System) | Ceili18 | Ceiling18 | Ceiling | 18 | R-38 | R-49 | Heating Zone 2 | Multi Family Weatherization - Insulate Attic - R-38 to R-49 - Heating Zone 2 | Zonal Heating System | 0.040944 | 0
Windows - Class 35 to Class 22 - Heating Zone 2 (Zonal Heating System) | Windo19 | Windows19 | Windows | 19 | Class 35 | Class 22 | Heating Zone 2 | Windows - Class 35 to Class 22 - Heating Zone 2 | Zonal Heating System | 4.6984 | 0
Windows - Single Pane to Class 22 - Heating Zone 2 (Zonal Heating System) | Windo20 | Windows20 | Windows | 20 | Single Pane | Class 22 | Heating Zone 2 | Windows - Single Pane to Class 22 - Heating Zone 2 | Zonal Heating System | 33.8809 | 0
Windows - Double Pane to Class 22 - Heating Zone 2 (Zonal Heating System) | Windo21 | Windows21 | Windows | 21 | Double Pane | Class 22 | Heating Zone 2 | Windows - Double Pane to Class 22 - Heating Zone 2 | Zonal Heating System | 20.204 | 0
Windows - Single Pane to Class 30 - Heating Zone 2 (Zonal Heating System) | Windo22 | Windows22 | Windows | 22 | Single Pane | Class 30 | Heating Zone 2 | Windows - Single Pane to Class 30 - Heating Zone 2 | Zonal Heating System | 31.0818 | 0
Windows - Double Pane to Class 30 - Heating Zone 2 (Zonal Heating System) | Windo23 | Windows23 | Windows | 23 | Double Pane | Class 30 | Heating Zone 2 | Windows - Double Pane to Class 30 - Heating Zone 2 | Zonal Heating System | 17.405 | 0
Windows - Class 35 to Class 30 - Heating Zone 2 (Zonal Heating System) | Windo24 | Windows24 | Windows | 24 | Class 35 | Class 30 | Heating Zone 2 | Windows - Class 35 to Class 30 - Heating Zone 2 | Zonal Heating System | 1.8993 | 0
Infiltration Reduction - 0.1 ACHn reduction - Heating Zone 2 (Zonal Heating System) | Infil10 | Infiltration10 | Infiltration | 10 | 0.45 ACHn | 0.35 ACHn | Heating Zone 2 | Infiltration Reduction - 0.45 ACHn to 0.35 ACHn - Heating Zone 2 | Zonal Heating System | 0 | 0
Infiltration Reduction - 0.45 ACHn to 0.20 ACHn - Heating Zone 2 (Zonal Heating System) | Infil11 | Infiltration11 | Infiltration | 11 | 0.45 ACHn | 0.20 ACHn | Heating Zone 2 | Infiltration Reduction - 0.45 ACHn to 0.20 ACHn - Heating Zone 2 | Zonal Heating System | 0 | 0
Infiltration Reduction - 0.35 ACHn to 0.20 ACHn - Heating Zone 2 (Zonal Heating System) | Infil12 | Infiltration12 | Infiltration | 12 | 0.35 ACHn | 0.20 ACHn | Heating Zone 2 | Infiltration Reduction - 0.35 ACHn to 0.20 ACHn - Heating Zone 2 | Zonal Heating System | 0 | 0
DuctTightness - Std-crawl to PTCS-crawl - Heating Zone 2 (Zonal Heating System) | DuctT10 | DuctTightness10 | DuctTightness | 10 | Std-crawl | PTCS-crawl | Heating Zone 2 | DuctTightness - Std-crawl to PTCS-crawl - Heating Zone 2 | Zonal Heating System | 0 | 0
DuctInsulation - R-0 to R-4.2 - Heating Zone 2 (Zonal Heating System) | DuctI10 | DuctInsulation10 | DuctInsulation | 10 | R-0 | R-4.2 | Heating Zone 2 | DuctInsulation - R-0 to R-4.2 - Heating Zone 2 | Zonal Heating System | 0 | 0
DuctInsulation - R-0 to R-11 - Heating Zone 2 (Zonal Heating System) | DuctI11 | DuctInsulation11 | DuctInsulation | 11 | R-0 | R-11 | Heating Zone 2 | DuctInsulation - R-0 to R-11 - Heating Zone 2 | Zonal Heating System | 0 | 0
DuctInsulation - R-4.2 to R-11 - Heating Zone 2 (Zonal Heating System) | DuctI12 | DuctInsulation12 | DuctInsulation | 12 | R-4.2 | R-11 | Heating Zone 2 | DuctInsulation - R-4.2 to R-11 - Heating Zone 2 | Zonal Heating System | 0 | 0
HeatPump Upgrade - 7.7/13 to 8.5/13 - Heating Zone 2 (Zonal Heating System) | HeatP10 | HeatPump10 | HeatPump | 10 | 7.7/13 | 8.5/13 | Heating Zone 2 | HeatPump Upgrade - 7.7/13 to 8.5/13 - Heating Zone 2 | Zonal Heating System | 0 | 0
HeatPump Upgrade - 7.7/13 to 9.0/14 - Heating Zone 2 (Zonal Heating System) | HeatP11 | HeatPump11 | HeatPump | 11 | 7.7/13 | 9.0/14 | Heating Zone 2 | HeatPump Upgrade - 7.7/13 to 9.0/14 - Heating Zone 2 | Zonal Heating System | 0 | 0
HeatPump Upgrade - 7.7/13 to 8.2/13 - Heating Zone 2 (Zonal Heating System) | HeatP12 | HeatPump12 | HeatPump | 12 | 7.7/13 | 8.2/13 | Heating Zone 2 | HeatPump Upgrade - 7.7/13 to 8.2/13 - Heating Zone 2 | Zonal Heating System | 0 | 0
HPCntrls Upgrade - Standard to PTCS - Heating Zone 2 (Zonal Heating System) | HPCnt10 | HPCntrls10 | HPCntrls | 10 | Standard | PTCS | Heating Zone 2 | HPCntrls Upgrade - Standard to PTCS - Heating Zone 2 | Zonal Heating System | 0 | 0
Multi Family Weatherization - Insulate Walls - R-0 to R-11 - Heating Zone 3 (Zonal Heating System) | Walls10 | Walls10 | Walls | 10 | R-0 | R-11 | Heating Zone 3 | Multi Family Weatherization - Insulate Walls - R-0 to R-11 - Heating Zone 3 | Zonal Heating System | 2.2317 | 0
Multi Family Weatherization - Insulate BGWalls - R-0 to R-11 - Heating Zone 3 (Zonal Heating System) | BGWal10 | BGWalls10 | BGWalls | 10 | R-0 | R-11 | Heating Zone 3 | Multi Family Weatherization - Insulate BGWalls - R-0 to R-11 - Heating Zone 3 | Zonal Heating System | 0 | 0
Multi Family Weatherization - Insulate Floors - R-0 to R-19 - Heating Zone 3 (Zonal Heating System) | Floor10 | Floors10 | Floors | 10 | R-0 | R-19 | Heating Zone 3 | Multi Family Weatherization - Insulate Floors - R-0 to R-19 - Heating Zone 3 | Zonal Heating System | 0.88467 | 0
Multi Family Weatherization - Insulate Floors - R-0 to R-25 - Heating Zone 3 (Zonal Heating System) | Floor11 | Floors11 | Floors | 11 | R-0 | R-25 | Heating Zone 3 | Multi Family Weatherization - Insulate Floors - R-0 to R-25 - Heating Zone 3 | Zonal Heating System | 1.0157 | 0
Multi Family Weatherization - Insulate Floors - R-0 to R-30 - Heating Zone 3 (Zonal Heating System) | Floor12 | Floors12 | Floors | 12 | R-0 | R-30 | Heating Zone 3 | Multi Family Weatherization - Insulate Floors - R-0 to R-30 - Heating Zone 3 | Zonal Heating System | 1.1545 | 0
Multi Family Weatherization - Insulate Floors - R-0 to R-38 - Heating Zone 3 (Zonal Heating System) | Floor13 | Floors13 | Floors | 13 | R-0 | R-38 | Heating Zone 3 | Multi Family Weatherization - Insulate Floors - R-0 to R-38 - Heating Zone 3 | Zonal Heating System | 1.1915 | 0
Multi Family Weatherization - Insulate Floors - R-19 to R-25 - Heating Zone 3 (Zonal Heating System) | Floor14 | Floors14 | Floors | 14 | R-19 | R-25 | Heating Zone 3 | Multi Family Weatherization - Insulate Floors - R-19 to R-25 - Heating Zone 3 | Zonal Heating System | 0.13108 | 0
Multi Family Weatherization - Insulate Floors - R-19 to R-30 - Heating Zone 3 (Zonal Heating System) | Floor15 | Floors15 | Floors | 15 | R-19 | R-30 | Heating Zone 3 | Multi Family Weatherization - Insulate Floors - R-19 to R-30 - Heating Zone 3 | Zonal Heating System | 0.26982 | 0
Multi Family Weatherization - Insulate Floors - R-19 to R-38 - Heating Zone 3 (Zonal Heating System) | Floor16 | Floors16 | Floors | 16 | R-19 | R-38 | Heating Zone 3 | Multi Family Weatherization - Insulate Floors - R-19 to R-38 - Heating Zone 3 | Zonal Heating System | 0.30685 | 0
Multi Family Weatherization - Insulate Floors - R-11 to R-30 - Heating Zone 3 (Zonal Heating System) | Floor17 | Floors17 | Floors | 17 | R-11 | R-30 | Heating Zone 3 | Multi Family Weatherization - Insulate Floors - R-11 to R-30 - Heating Zone 3 | Zonal Heating System | 2.5449 | 0
Multi Family Weatherization - Insulate Floors - R-0 to R-19 - Heating Zone 3 (Zonal Heating System) | Floor18 | Floors18 | Floors | 18 | R-0 | R-19 | Heating Zone 3 | Multi Family Weatherization - Insulate Floors - R-0 to R-19 - Heating Zone 3 | Zonal Heating System | 0.88467 | 0
Multi Family Weatherization - Insulate Attic - R-0 to R-19 - Heating Zone 3 (Zonal Heating System) | Ceili10 | Ceiling10 | Ceiling | 10 | R-0 | R-19 | Heating Zone 3 | Multi Family Weatherization - Insulate Attic - R-0 to R-19 - Heating Zone 3 | Zonal Heating System | 0.42977 | 0
Multi Family Weatherization - Insulate Attic - R-0 to R-38 - Heating Zone 3 (Zonal Heating System) | Ceili11 | Ceiling11 | Ceiling | 11 | R-0 | R-38 | Heating Zone 3 | Multi Family Weatherization - Insulate Attic - R-0 to R-38 - Heating Zone 3 | Zonal Heating System | 0.58669 | 0
Multi Family Weatherization - Insulate Attic - R-0 to R-49 - Heating Zone 3 (Zonal Heating System) | Ceili12 | Ceiling12 | Ceiling | 12 | R-0 | R-49 | Heating Zone 3 | Multi Family Weatherization - Insulate Attic - R-0 to R-49 - Heating Zone 3 | Zonal Heating System | 0.62321 | 0
Multi Family Weatherization - Insulate Attic - R-30 to R-38 - Heating Zone 3 (Zonal Heating System) | Ceili13 | Ceiling13 | Ceiling | 13 | R-30 | R-38 | Heating Zone 3 | Multi Family Weatherization - Insulate Attic - R-30 to R-38 - Heating Zone 3 | Zonal Heating System | 0.043304 | 0
Multi Family Weatherization - Insulate Attic - R-30 to R-49 - Heating Zone 3 (Zonal Heating System) | Ceili14 | Ceiling14 | Ceiling | 14 | R-30 | R-49 | Heating Zone 3 | Multi Family Weatherization - Insulate Attic - R-30 to R-49 - Heating Zone 3 | Zonal Heating System | 0.079822 | 0
Multi Family Weatherization - Insulate Attic - R-19 to R-30 - Heating Zone 3 (Zonal Heating System) | Ceili15 | Ceiling15 | Ceiling | 15 | R-19 | R-30 | Heating Zone 3 | Multi Family Weatherization - Insulate Attic - R-19 to R-30 - Heating Zone 3 | Zonal Heating System | 0.11362 | 0
Multi Family Weatherization - Insulate Attic - R-19 to R-38 - Heating Zone 3 (Zonal Heating System) | Ceili16 | Ceiling16 | Ceiling | 16 | R-19 | R-38 | Heating Zone 3 | Multi Family Weatherization - Insulate Attic - R-19 to R-38 - Heating Zone 3 | Zonal Heating System | 0.15693 | 0
Multi Family Weatherization - Insulate Attic - R-19 to R-49 - Heating Zone 3 (Zonal Heating System) | Ceili17 | Ceiling17 | Ceiling | 17 | R-19 | R-49 | Heating Zone 3 | Multi Family Weatherization - Insulate Attic - R-19 to R-49 - Heating Zone 3 | Zonal Heating System | 0.19344 | 0
Multi Family Weatherization - Insulate Attic - R-38 to R-49 - Heating Zone 3 (Zonal Heating System) | Ceili18 | Ceiling18 | Ceiling | 18 | R-38 | R-49 | Heating Zone 3 | Multi Family Weatherization - Insulate Attic - R-38 to R-49 - Heating Zone 3 | Zonal Heating System | 0.036518 | 0
Windows - Class 35 to Class 22 - Heating Zone 3 (Zonal Heating System) | Windo19 | Windows19 | Windows | 19 | Class 35 | Class 22 | Heating Zone 3 | Windows - Class 35 to Class 22 - Heating Zone 3 | Zonal Heating System | 5.6976 | 0
Windows - Single Pane to Class 22 - Heating Zone 3 (Zonal Heating System) | Windo20 | Windows20 | Windows | 20 | Single Pane | Class 22 | Heating Zone 3 | Windows - Single Pane to Class 22 - Heating Zone 3 | Zonal Heating System | 40.981 | 0
Windows - Double Pane to Class 22 - Heating Zone 3 (Zonal Heating System) | Windo21 | Windows21 | Windows | 21 | Double Pane | Class 22 | Heating Zone 3 | Windows - Double Pane to Class 22 - Heating Zone 3 | Zonal Heating System | 24.761 | 0
Windows - Single Pane to Class 30 - Heating Zone 3 (Zonal Heating System) | Windo22 | Windows22 | Windows | 22 | Single Pane | Class 30 | Heating Zone 3 | Windows - Single Pane to Class 30 - Heating Zone 3 | Zonal Heating System | 37.5736 | 0
Windows - Double Pane to Class 30 - Heating Zone 3 (Zonal Heating System) | Windo23 | Windows23 | Windows | 23 | Double Pane | Class 30 | Heating Zone 3 | Windows - Double Pane to Class 30 - Heating Zone 3 | Zonal Heating System | 21.3536 | 0
Windows - Class 35 to Class 30 - Heating Zone 3 (Zonal Heating System) | Windo24 | Windows24 | Windows | 24 | Class 35 | Class 30 | Heating Zone 3 | Windows - Class 35 to Class 30 - Heating Zone 3 | Zonal Heating System | 2.2902 | 0
Infiltration Reduction - 0.1 ACHn reduction - Heating Zone 3 (Zonal Heating System) | Infil10 | Infiltration10 | Infiltration | 10 | 0.45 ACHn | 0.35 ACHn | Heating Zone 3 | Infiltration Reduction - 0.45 ACHn to 0.35 ACHn - Heating Zone 3 | Zonal Heating System | 0 | 0
Infiltration Reduction - 0.45 ACHn to 0.20 ACHn - Heating Zone 3 (Zonal Heating System) | Infil11 | Infiltration11 | Infiltration | 11 | 0.45 ACHn | 0.20 ACHn | Heating Zone 3 | Infiltration Reduction - 0.45 ACHn to 0.20 ACHn - Heating Zone 3 | Zonal Heating System | 0 | 0
Infiltration Reduction - 0.35 ACHn to 0.20 ACHn - Heating Zone 3 (Zonal Heating System) | Infil12 | Infiltration12 | Infiltration | 12 | 0.35 ACHn | 0.20 ACHn | Heating Zone 3 | Infiltration Reduction - 0.35 ACHn to 0.20 ACHn - Heating Zone 3 | Zonal Heating System | 0 | 0
DuctTightness - Std-crawl to PTCS-crawl - Heating Zone 3 (Zonal Heating System) | DuctT10 | DuctTightness10 | DuctTightness | 10 | Std-crawl | PTCS-crawl | Heating Zone 3 | DuctTightness - Std-crawl to PTCS-crawl - Heating Zone 3 | Zonal Heating System | 0 | 0
DuctInsulation - R-0 to R-4.2 - Heating Zone 3 (Zonal Heating System) | DuctI10 | DuctInsulation10 | DuctInsulation | 10 | R-0 | R-4.2 | Heating Zone 3 | DuctInsulation - R-0 to R-4.2 - Heating Zone 3 | Zonal Heating System | 0 | 0
DuctInsulation - R-0 to R-11 - Heating Zone 3 (Zonal Heating System) | DuctI11 | DuctInsulation11 | DuctInsulation | 11 | R-0 | R-11 | Heating Zone 3 | DuctInsulation - R-0 to R-11 - Heating Zone 3 | Zonal Heating System | 0 | 0
DuctInsulation - R-4.2 to R-11 - Heating Zone 3 (Zonal Heating System) | DuctI12 | DuctInsulation12 | DuctInsulation | 12 | R-4.2 | R-11 | Heating Zone 3 | DuctInsulation - R-4.2 to R-11 - Heating Zone 3 | Zonal Heating System | 0 | 0
HeatPump Upgrade - 7.7/13 to 8.5/13 - Heating Zone 3 (Zonal Heating System) | HeatP10 | HeatPump10 | HeatPump | 10 | 7.7/13 | 8.5/13 | Heating Zone 3 | HeatPump Upgrade - 7.7/13 to 8.5/13 - Heating Zone 3 | Zonal Heating System | 0 | 0
HeatPump Upgrade - 7.7/13 to 9.0/14 - Heating Zone 3 (Zonal Heating System) | HeatP11 | HeatPump11 | HeatPump | 11 | 7.7/13 | 9.0/14 | Heating Zone 3 | HeatPump Upgrade - 7.7/13 to 9.0/14 - Heating Zone 3 | Zonal Heating System | 0 | 0
HeatPump Upgrade - 7.7/13 to 8.2/13 - Heating Zone 3 (Zonal Heating System) | HeatP12 | HeatPump12 | HeatPump | 12 | 7.7/13 | 8.2/13 | Heating Zone 3 | HeatPump Upgrade - 7.7/13 to 8.2/13 - Heating Zone 3 | Zonal Heating System | 0 | 0
HPCntrls Upgrade - Standard to PTCS - Heating Zone 3 (Zonal Heating System) | HPCnt10 | HPCntrls10 | HPCntrls | 10 | Standard | PTCS | Heating Zone 3 | HPCntrls Upgrade - Standard to PTCS - Heating Zone 3 | Zonal Heating System | 0 | 0
Multi Family Weatherization - Insulate Walls - R-0 to R-11 - Heating Zone 1 (Electric FAF Heating System) | Walls10 | Walls10 | Walls | 10 | R-0 | R-11 | Heating Zone 1 | Multi Family Weatherization - Insulate Walls - R-0 to R-11 - Heating Zone 1 | Electric FAF Heating System | 1.3942 | 0
Multi Family Weatherization - Insulate BGWalls - R-0 to R-11 - Heating Zone 1 (Electric FAF Heating System) | BGWal10 | BGWalls10 | BGWalls | 10 | R-0 | R-11 | Heating Zone 1 | Multi Family Weatherization - Insulate BGWalls - R-0 to R-11 - Heating Zone 1 | Electric FAF Heating System | 0 | 0
Multi Family Weatherization - Insulate Floors - R-0 to R-19 - Heating Zone 1 (Electric FAF Heating System) | Floor10 | Floors10 | Floors | 10 | R-0 | R-19 | Heating Zone 1 | Multi Family Weatherization - Insulate Floors - R-0 to R-19 - Heating Zone 1 | Electric FAF Heating System | 0.61474 | 0
Multi Family Weatherization - Insulate Floors - R-0 to R-25 - Heating Zone 1 (Electric FAF Heating System) | Floor11 | Floors11 | Floors | 11 | R-0 | R-25 | Heating Zone 1 | Multi Family Weatherization - Insulate Floors - R-0 to R-25 - Heating Zone 1 | Electric FAF Heating System | 0.70516 | 0
Multi Family Weatherization - Insulate Floors - R-0 to R-30 - Heating Zone 1 (Electric FAF Heating System) | Floor12 | Floors12 | Floors | 12 | R-0 | R-30 | Heating Zone 1 | Multi Family Weatherization - Insulate Floors - R-0 to R-30 - Heating Zone 1 | Electric FAF Heating System | 0.80054 | 0
Multi Family Weatherization - Insulate Floors - R-0 to R-38 - Heating Zone 1 (Electric FAF Heating System) | Floor13 | Floors13 | Floors | 13 | R-0 | R-38 | Heating Zone 1 | Multi Family Weatherization - Insulate Floors - R-0 to R-38 - Heating Zone 1 | Electric FAF Heating System | 0.82593 | 0
Multi Family Weatherization - Insulate Floors - R-19 to R-25 - Heating Zone 1 (Electric FAF Heating System) | Floor14 | Floors14 | Floors | 14 | R-19 | R-25 | Heating Zone 1 | Multi Family Weatherization - Insulate Floors - R-19 to R-25 - Heating Zone 1 | Electric FAF Heating System | 0.090421 | 0
Multi Family Weatherization - Insulate Floors - R-19 to R-30 - Heating Zone 1 (Electric FAF Heating System) | Floor15 | Floors15 | Floors | 15 | R-19 | R-30 | Heating Zone 1 | Multi Family Weatherization - Insulate Floors - R-19 to R-30 - Heating Zone 1 | Electric FAF Heating System | 0.18581 | 0
Multi Family Weatherization - Insulate Floors - R-19 to R-38 - Heating Zone 1 (Electric FAF Heating System) | Floor16 | Floors16 | Floors | 16 | R-19 | R-38 | Heating Zone 1 | Multi Family Weatherization - Insulate Floors - R-19 to R-38 - Heating Zone 1 | Electric FAF Heating System | 0.2112 | 0
Multi Family Weatherization - Insulate Floors - R-11 to R-30 - Heating Zone 1 (Electric FAF Heating System) | Floor17 | Floors17 | Floors | 17 | R-11 | R-30 | Heating Zone 1 | Multi Family Weatherization - Insulate Floors - R-11 to R-30 - Heating Zone 1 | Electric FAF Heating System | 1.7826 | 0
Multi Family Weatherization - Insulate Floors - R-0 to R-19 - Heating Zone 1 (Electric FAF Heating System) | Floor18 | Floors18 | Floors | 18 | R-0 | R-19 | Heating Zone 1 | Multi Family Weatherization - Insulate Floors - R-0 to R-19 - Heating Zone 1 | Electric FAF Heating System | 0.61474 | 0
Multi Family Weatherization - Insulate Attic - R-0 to R-19 - Heating Zone 1 (Electric FAF Heating System) | Ceili10 | Ceiling10 | Ceiling | 10 | R-0 | R-19 | Heating Zone 1 | Multi Family Weatherization - Insulate Attic - R-0 to R-19 - Heating Zone 1 | Electric FAF Heating System | 0.49666 | 0
Multi Family Weatherization - Insulate Attic - R-0 to R-38 - Heating Zone 1 (Electric FAF Heating System) | Ceili11 | Ceiling11 | Ceiling | 11 | R-0 | R-38 | Heating Zone 1 | Multi Family Weatherization - Insulate Attic - R-0 to R-38 - Heating Zone 1 | Electric FAF Heating System | 0.67643 | 0
Multi Family Weatherization - Insulate Attic - R-0 to R-49 - Heating Zone 1 (Electric FAF Heating System) | Ceili12 | Ceiling12 | Ceiling | 12 | R-0 | R-49 | Heating Zone 1 | Multi Family Weatherization - Insulate Attic - R-0 to R-49 - Heating Zone 1 | Electric FAF Heating System | 0.71811 | 0
Multi Family Weatherization - Insulate Attic - R-30 to R-38 - Heating Zone 1 (Electric FAF Heating System) | Ceili13 | Ceiling13 | Ceiling | 13 | R-30 | R-38 | Heating Zone 1 | Multi Family Weatherization - Insulate Attic - R-30 to R-38 - Heating Zone 1 | Electric FAF Heating System | 0.049485 | 0
Multi Family Weatherization - Insulate Attic - R-30 to R-49 - Heating Zone 1 (Electric FAF Heating System) | Ceili14 | Ceiling14 | Ceiling | 14 | R-30 | R-49 | Heating Zone 1 | Multi Family Weatherization - Insulate Attic - R-30 to R-49 - Heating Zone 1 | Electric FAF Heating System | 0.091169 | 0
Multi Family Weatherization - Insulate Attic - R-19 to R-30 - Heating Zone 1 (Electric FAF Heating System) | Ceili15 | Ceiling15 | Ceiling | 15 | R-19 | R-30 | Heating Zone 1 | Multi Family Weatherization - Insulate Attic - R-19 to R-30 - Heating Zone 1 | Electric FAF Heating System | 0.13028 | 0
Multi Family Weatherization - Insulate Attic - R-19 to R-38 - Heating Zone 1 (Electric FAF Heating System) | Ceili16 | Ceiling16 | Ceiling | 16 | R-19 | R-38 | Heating Zone 1 | Multi Family Weatherization - Insulate Attic - R-19 to R-38 - Heating Zone 1 | Electric FAF Heating System | 0.17977 | 0
Multi Family Weatherization - Insulate Attic - R-19 to R-49 - Heating Zone 1 (Electric FAF Heating System) | Ceili17 | Ceiling17 | Ceiling | 17 | R-19 | R-49 | Heating Zone 1 | Multi Family Weatherization - Insulate Attic - R-19 to R-49 - Heating Zone 1 | Electric FAF Heating System | 0.22145 | 0
Multi Family Weatherization - Insulate Attic - R-38 to R-49 - Heating Zone 1 (Electric FAF Heating System) | Ceili18 | Ceiling18 | Ceiling | 18 | R-38 | R-49 | Heating Zone 1 | Multi Family Weatherization - Insulate Attic - R-38 to R-49 - Heating Zone 1 | Electric FAF Heating System | 0.041684 | 0
Windows - Class 35 to Class 22 - Heating Zone 1 (Electric FAF Heating System) | Windo19 | Windows19 | Windows | 19 | Class 35 | Class 22 | Heating Zone 1 | Windows - Class 35 to Class 22 - Heating Zone 1 | Electric FAF Heating System | 3.463 | 0
Windows - Single Pane to Class 22 - Heating Zone 1 (Electric FAF Heating System) | Windo20 | Windows20 | Windows | 20 | Single Pane | Class 22 | Heating Zone 1 | Windows - Single Pane to Class 22 - Heating Zone 1 | Electric FAF Heating System | 25.5235 | 0
Windows - Double Pane to Class 22 - Heating Zone 1 (Electric FAF Heating System) | Windo21 | Windows21 | Windows | 21 | Double Pane | Class 22 | Heating Zone 1 | Windows - Double Pane to Class 22 - Heating Zone 1 | Electric FAF Heating System | 14.9916 | 0
Windows - Single Pane to Class 30 - Heating Zone 1 (Electric FAF Heating System) | Windo22 | Windows22 | Windows | 22 | Single Pane | Class 30 | Heating Zone 1 | Windows - Single Pane to Class 30 - Heating Zone 1 | Electric FAF Heating System | 23.4679 | 0
Windows - Double Pane to Class 30 - Heating Zone 1 (Electric FAF Heating System) | Windo23 | Windows23 | Windows | 23 | Double Pane | Class 30 | Heating Zone 1 | Windows - Double Pane to Class 30 - Heating Zone 1 | Electric FAF Heating System | 12.936 | 0
Windows - Class 35 to Class 30 - Heating Zone 1 (Electric FAF Heating System) | Windo24 | Windows24 | Windows | 24 | Class 35 | Class 30 | Heating Zone 1 | Windows - Class 35 to Class 30 - Heating Zone 1 | Electric FAF Heating System | 1.4074 | 0
Infiltration Reduction - 0.1 ACHn reduction - Heating Zone 1 (Electric FAF Heating System) | Infil10 | Infiltration10 | Infiltration | 10 | 0.45 ACHn | 0.35 ACHn | Heating Zone 1 | Infiltration Reduction - 0.45 ACHn to 0.35 ACHn - Heating Zone 1 | Electric FAF Heating System | 0 | 0
Infiltration Reduction - 0.45 ACHn to 0.20 ACHn - Heating Zone 1 (Electric FAF Heating System) | Infil11 | Infiltration11 | Infiltration | 11 | 0.45 ACHn | 0.20 ACHn | Heating Zone 1 | Infiltration Reduction - 0.45 ACHn to 0.20 ACHn - Heating Zone 1 | Electric FAF Heating System | 0 | 0
Infiltration Reduction - 0.35 ACHn to 0.20 ACHn - Heating Zone 1 (Electric FAF Heating System) | Infil12 | Infiltration12 | Infiltration | 12 | 0.35 ACHn | 0.20 ACHn | Heating Zone 1 | Infiltration Reduction - 0.35 ACHn to 0.20 ACHn - Heating Zone 1 | Electric FAF Heating System | 0 | 0
DuctTightness - Std-crawl to PTCS-crawl - Heating Zone 1 (Electric FAF Heating System) | DuctT10 | DuctTightness10 | DuctTightness | 10 | Std-crawl | PTCS-crawl | Heating Zone 1 | DuctTightness - Std-crawl to PTCS-crawl - Heating Zone 1 | Electric FAF Heating System | 383.9025 | 0
DuctInsulation - R-0 to R-4.2 - Heating Zone 1 (Electric FAF Heating System) | DuctI10 | DuctInsulation10 | DuctInsulation | 10 | R-0 | R-4.2 | Heating Zone 1 | DuctInsulation - R-0 to R-4.2 - Heating Zone 1 | Electric FAF Heating System | 74.9431 | 0
DuctInsulation - R-0 to R-11 - Heating Zone 1 (Electric FAF Heating System) | DuctI11 | DuctInsulation11 | DuctInsulation | 11 | R-0 | R-11 | Heating Zone 1 | DuctInsulation - R-0 to R-11 - Heating Zone 1 | Electric FAF Heating System | 102.6261 | 0
DuctInsulation - R-4.2 to R-11 - Heating Zone 1 (Electric FAF Heating System) | DuctI12 | DuctInsulation12 | DuctInsulation | 12 | R-4.2 | R-11 | Heating Zone 1 | DuctInsulation - R-4.2 to R-11 - Heating Zone 1 | Electric FAF Heating System | 27.683 | 0
HeatPump Upgrade - 7.7/13 to 8.5/13 - Heating Zone 1 (Electric FAF Heating System) | HeatP10 | HeatPump10 | HeatPump | 10 | 7.7/13 | 8.5/13 | Heating Zone 1 | HeatPump Upgrade - 7.7/13 to 8.5/13 - Heating Zone 1 | Electric FAF Heating System | 0 | 0
HeatPump Upgrade - 7.7/13 to 9.0/14 - Heating Zone 1 (Electric FAF Heating System) | HeatP11 | HeatPump11 | HeatPump | 11 | 7.7/13 | 9.0/14 | Heating Zone 1 | HeatPump Upgrade - 7.7/13 to 9.0/14 - Heating Zone 1 | Electric FAF Heating System | 0 | 0
HeatPump Upgrade - 7.7/13 to 8.2/13 - Heating Zone 1 (Electric FAF Heating System) | HeatP12 | HeatPump12 | HeatPump | 12 | 7.7/13 | 8.2/13 | Heating Zone 1 | HeatPump Upgrade - 7.7/13 to 8.2/13 - Heating Zone 1 | Electric FAF Heating System | 0 | 0
HPCntrls Upgrade - Standard to PTCS - Heating Zone 1 (Electric FAF Heating System) | HPCnt10 | HPCntrls10 | HPCntrls | 10 | Standard | PTCS | Heating Zone 1 | HPCntrls Upgrade - Standard to PTCS - Heating Zone 1 | Electric FAF Heating System | 0 | 0
Multi Family Weatherization - Insulate Walls - R-0 to R-11 - Heating Zone 2 (Electric FAF Heating System) | Walls10 | Walls10 | Walls | 10 | R-0 | R-11 | Heating Zone 2 | Multi Family Weatherization - Insulate Walls - R-0 to R-11 - Heating Zone 2 | Electric FAF Heating System | 1.8981 | 0
Multi Family Weatherization - Insulate BGWalls - R-0 to R-11 - Heating Zone 2 (Electric FAF Heating System) | BGWal10 | BGWalls10 | BGWalls | 10 | R-0 | R-11 | Heating Zone 2 | Multi Family Weatherization - Insulate BGWalls - R-0 to R-11 - Heating Zone 2 | Electric FAF Heating System | 0 | 0
Multi Family Weatherization - Insulate Floors - R-0 to R-19 - Heating Zone 2 (Electric FAF Heating System) | Floor10 | Floors10 | Floors | 10 | R-0 | R-19 | Heating Zone 2 | Multi Family Weatherization - Insulate Floors - R-0 to R-19 - Heating Zone 2 | Electric FAF Heating System | 0.75267 | 0
Multi Family Weatherization - Insulate Floors - R-0 to R-25 - Heating Zone 2 (Electric FAF Heating System) | Floor11 | Floors11 | Floors | 11 | R-0 | R-25 | Heating Zone 2 | Multi Family Weatherization - Insulate Floors - R-0 to R-25 - Heating Zone 2 | Electric FAF Heating System | 0.86456 | 0
Multi Family Weatherization - Insulate Floors - R-0 to R-30 - Heating Zone 2 (Electric FAF Heating System) | Floor12 | Floors12 | Floors | 12 | R-0 | R-30 | Heating Zone 2 | Multi Family Weatherization - Insulate Floors - R-0 to R-30 - Heating Zone 2 | Electric FAF Heating System | 0.98288 | 0
Multi Family Weatherization - Insulate Floors - R-0 to R-38 - Heating Zone 2 (Electric FAF Heating System) | Floor13 | Floors13 | Floors | 13 | R-0 | R-38 | Heating Zone 2 | Multi Family Weatherization - Insulate Floors - R-0 to R-38 - Heating Zone 2 | Electric FAF Heating System | 1.0144 | 0
Multi Family Weatherization - Insulate Floors - R-19 to R-25 - Heating Zone 2 (Electric FAF Heating System) | Floor14 | Floors14 | Floors | 14 | R-19 | R-25 | Heating Zone 2 | Multi Family Weatherization - Insulate Floors - R-19 to R-25 - Heating Zone 2 | Electric FAF Heating System | 0.11189 | 0
Multi Family Weatherization - Insulate Floors - R-19 to R-30 - Heating Zone 2 (Electric FAF Heating System) | Floor15 | Floors15 | Floors | 15 | R-19 | R-30 | Heating Zone 2 | Multi Family Weatherization - Insulate Floors - R-19 to R-30 - Heating Zone 2 | Electric FAF Heating System | 0.23022 | 0
Multi Family Weatherization - Insulate Floors - R-19 to R-38 - Heating Zone 2 (Electric FAF Heating System) | Floor16 | Floors16 | Floors | 16 | R-19 | R-38 | Heating Zone 2 | Multi Family Weatherization - Insulate Floors - R-19 to R-38 - Heating Zone 2 | Electric FAF Heating System | 0.26178 | 0
Multi Family Weatherization - Insulate Floors - R-11 to R-30 - Heating Zone 2 (Electric FAF Heating System) | Floor17 | Floors17 | Floors | 17 | R-11 | R-30 | Heating Zone 2 | Multi Family Weatherization - Insulate Floors - R-11 to R-30 - Heating Zone 2 | Electric FAF Heating System | 2.1588 | 0
Multi Family Weatherization - Insulate Floors - R-0 to R-19 - Heating Zone 2 (Electric FAF Heating System) | Floor18 | Floors18 | Floors | 18 | R-0 | R-19 | Heating Zone 2 | Multi Family Weatherization - Insulate Floors - R-0 to R-19 - Heating Zone 2 | Electric FAF Heating System | 0.75267 | 0
Multi Family Weatherization - Insulate Attic - R-0 to R-19 - Heating Zone 2 (Electric FAF Heating System) | Ceili10 | Ceiling10 | Ceiling | 10 | R-0 | R-19 | Heating Zone 2 | Multi Family Weatherization - Insulate Attic - R-0 to R-19 - Heating Zone 2 | Electric FAF Heating System | 0.49484 | 0
Multi Family Weatherization - Insulate Attic - R-0 to R-38 - Heating Zone 2 (Electric FAF Heating System) | Ceili11 | Ceiling11 | Ceiling | 11 | R-0 | R-38 | Heating Zone 2 | Multi Family Weatherization - Insulate Attic - R-0 to R-38 - Heating Zone 2 | Electric FAF Heating System | 0.67533 | 0
Multi Family Weatherization - Insulate Attic - R-0 to R-49 - Heating Zone 2 (Electric FAF Heating System) | Ceili12 | Ceiling12 | Ceiling | 12 | R-0 | R-49 | Heating Zone 2 | Multi Family Weatherization - Insulate Attic - R-0 to R-49 - Heating Zone 2 | Electric FAF Heating System | 0.71726 | 0
Multi Family Weatherization - Insulate Attic - R-30 to R-38 - Heating Zone 2 (Electric FAF Heating System) | Ceili13 | Ceiling13 | Ceiling | 13 | R-30 | R-38 | Heating Zone 2 | Multi Family Weatherization - Insulate Attic - R-30 to R-38 - Heating Zone 2 | Electric FAF Heating System | 0.049743 | 0
Multi Family Weatherization - Insulate Attic - R-30 to R-49 - Heating Zone 2 (Electric FAF Heating System) | Ceili14 | Ceiling14 | Ceiling | 14 | R-30 | R-49 | Heating Zone 2 | Multi Family Weatherization - Insulate Attic - R-30 to R-49 - Heating Zone 2 | Electric FAF Heating System | 0.091671 | 0
Multi Family Weatherization - Insulate Attic - R-19 to R-30 - Heating Zone 2 (Electric FAF Heating System) | Ceili15 | Ceiling15 | Ceiling | 15 | R-19 | R-30 | Heating Zone 2 | Multi Family Weatherization - Insulate Attic - R-19 to R-30 - Heating Zone 2 | Electric FAF Heating System | 0.13075 | 0
Multi Family Weatherization - Insulate Attic - R-19 to R-38 - Heating Zone 2 (Electric FAF Heating System) | Ceili16 | Ceiling16 | Ceiling | 16 | R-19 | R-38 | Heating Zone 2 | Multi Family Weatherization - Insulate Attic - R-19 to R-38 - Heating Zone 2 | Electric FAF Heating System | 0.18049 | 0
Multi Family Weatherization - Insulate Attic - R-19 to R-49 - Heating Zone 2 (Electric FAF Heating System) | Ceili17 | Ceiling17 | Ceiling | 17 | R-19 | R-49 | Heating Zone 2 | Multi Family Weatherization - Insulate Attic - R-19 to R-49 - Heating Zone 2 | Electric FAF Heating System | 0.22242 | 0
Multi Family Weatherization - Insulate Attic - R-38 to R-49 - Heating Zone 2 (Electric FAF Heating System) | Ceili18 | Ceiling18 | Ceiling | 18 | R-38 | R-49 | Heating Zone 2 | Multi Family Weatherization - Insulate Attic - R-38 to R-49 - Heating Zone 2 | Electric FAF Heating System | 0.041928 | 0
Windows - Class 35 to Class 22 - Heating Zone 2 (Electric FAF Heating System) | Windo19 | Windows19 | Windows | 19 | Class 35 | Class 22 | Heating Zone 2 | Windows - Class 35 to Class 22 - Heating Zone 2 | Electric FAF Heating System | 4.7815 | 0
Windows - Single Pane to Class 22 - Heating Zone 2 (Electric FAF Heating System) | Windo20 | Windows20 | Windows | 20 | Single Pane | Class 22 | Heating Zone 2 | Windows - Single Pane to Class 22 - Heating Zone 2 | Electric FAF Heating System | 34.4471 | 0
Windows - Double Pane to Class 22 - Heating Zone 2 (Electric FAF Heating System) | Windo21 | Windows21 | Windows | 21 | Double Pane | Class 22 | Heating Zone 2 | Windows - Double Pane to Class 22 - Heating Zone 2 | Electric FAF Heating System | 20.5387 | 0
Windows - Single Pane to Class 30 - Heating Zone 2 (Electric FAF Heating System) | Windo22 | Windows22 | Windows | 22 | Single Pane | Class 30 | Heating Zone 2 | Windows - Single Pane to Class 30 - Heating Zone 2 | Electric FAF Heating System | 31.5983 | 0
Windows - Double Pane to Class 30 - Heating Zone 2 (Electric FAF Heating System) | Windo23 | Windows23 | Windows | 23 | Double Pane | Class 30 | Heating Zone 2 | Windows - Double Pane to Class 30 - Heating Zone 2 | Electric FAF Heating System | 17.6899 | 0
Windows - Class 35 to Class 30 - Heating Zone 2 (Electric FAF Heating System) | Windo24 | Windows24 | Windows | 24 | Class 35 | Class 30 | Heating Zone 2 | Windows - Class 35 to Class 30 - Heating Zone 2 | Electric FAF Heating System | 1.9327 | 0
Infiltration Reduction - 0.1 ACHn reduction - Heating Zone 2 (Electric FAF Heating System) | Infil10 | Infiltration10 | Infiltration | 10 | 0.45 ACHn | 0.35 ACHn | Heating Zone 2 | Infiltration Reduction - 0.45 ACHn to 0.35 ACHn - Heating Zone 2 | Electric FAF Heating System | 0 | 0
Infiltration Reduction - 0.45 ACHn to 0.20 ACHn - Heating Zone 2 (Electric FAF Heating System) | Infil11 | Infiltration11 | Infiltration | 11 | 0.45 ACHn | 0.20 ACHn | Heating Zone 2 | Infiltration Reduction - 0.45 ACHn to 0.20 ACHn - Heating Zone 2 | Electric FAF Heating System | 0 | 0
Infiltration Reduction - 0.35 ACHn to 0.20 ACHn - Heating Zone 2 (Electric FAF Heating System) | Infil12 | Infiltration12 | Infiltration | 12 | 0.35 ACHn | 0.20 ACHn | Heating Zone 2 | Infiltration Reduction - 0.35 ACHn to 0.20 ACHn - Heating Zone 2 | Electric FAF Heating System | 0 | 0
DuctTightness - Std-crawl to PTCS-crawl - Heating Zone 2 (Electric FAF Heating System) | DuctT10 | DuctTightness10 | DuctTightness | 10 | Std-crawl | PTCS-crawl | Heating Zone 2 | DuctTightness - Std-crawl to PTCS-crawl - Heating Zone 2 | Electric FAF Heating System | 518.454 | 0
DuctInsulation - R-0 to R-4.2 - Heating Zone 2 (Electric FAF Heating System) | DuctI10 | DuctInsulation10 | DuctInsulation | 10 | R-0 | R-4.2 | Heating Zone 2 | DuctInsulation - R-0 to R-4.2 - Heating Zone 2 | Electric FAF Heating System | 103.6501 | 0
DuctInsulation - R-0 to R-11 - Heating Zone 2 (Electric FAF Heating System) | DuctI11 | DuctInsulation11 | DuctInsulation | 11 | R-0 | R-11 | Heating Zone 2 | DuctInsulation - R-0 to R-11 - Heating Zone 2 | Electric FAF Heating System | 142.481 | 0
DuctInsulation - R-4.2 to R-11 - Heating Zone 2 (Electric FAF Heating System) | DuctI12 | DuctInsulation12 | DuctInsulation | 12 | R-4.2 | R-11 | Heating Zone 2 | DuctInsulation - R-4.2 to R-11 - Heating Zone 2 | Electric FAF Heating System | 38.8309 | 0
HeatPump Upgrade - 7.7/13 to 8.5/13 - Heating Zone 2 (Electric FAF Heating System) | HeatP10 | HeatPump10 | HeatPump | 10 | 7.7/13 | 8.5/13 | Heating Zone 2 | HeatPump Upgrade - 7.7/13 to 8.5/13 - Heating Zone 2 | Electric FAF Heating System | 0 | 0
HeatPump Upgrade - 7.7/13 to 9.0/14 - Heating Zone 2 (Electric FAF Heating System) | HeatP11 | HeatPump11 | HeatPump | 11 | 7.7/13 | 9.0/14 | Heating Zone 2 | HeatPump Upgrade - 7.7/13 to 9.0/14 - Heating Zone 2 | Electric FAF Heating System | 0 | 0
HeatPump Upgrade - 7.7/13 to 8.2/13 - Heating Zone 2 (Electric FAF Heating System) | HeatP12 | HeatPump12 | HeatPump | 12 | 7.7/13 | 8.2/13 | Heating Zone 2 | HeatPump Upgrade - 7.7/13 to 8.2/13 - Heating Zone 2 | Electric FAF Heating System | 0 | 0
HPCntrls Upgrade - Standard to PTCS - Heating Zone 2 (Electric FAF Heating System) | HPCnt10 | HPCntrls10 | HPCntrls | 10 | Standard | PTCS | Heating Zone 2 | HPCntrls Upgrade - Standard to PTCS - Heating Zone 2 | Electric FAF Heating System | 0 | 0
Multi Family Weatherization - Insulate Walls - R-0 to R-11 - Heating Zone 3 (Electric FAF Heating System) | Walls10 | Walls10 | Walls | 10 | R-0 | R-11 | Heating Zone 3 | Multi Family Weatherization - Insulate Walls - R-0 to R-11 - Heating Zone 3 | Electric FAF Heating System | 2.2761 | 0
Multi Family Weatherization - Insulate BGWalls - R-0 to R-11 - Heating Zone 3 (Electric FAF Heating System) | BGWal10 | BGWalls10 | BGWalls | 10 | R-0 | R-11 | Heating Zone 3 | Multi Family Weatherization - Insulate BGWalls - R-0 to R-11 - Heating Zone 3 | Electric FAF Heating System | 0 | 0
Multi Family Weatherization - Insulate Floors - R-0 to R-19 - Heating Zone 3 (Electric FAF Heating System) | Floor10 | Floors10 | Floors | 10 | R-0 | R-19 | Heating Zone 3 | Multi Family Weatherization - Insulate Floors - R-0 to R-19 - Heating Zone 3 | Electric FAF Heating System | 0.8702 | 0
Multi Family Weatherization - Insulate Floors - R-0 to R-25 - Heating Zone 3 (Electric FAF Heating System) | Floor11 | Floors11 | Floors | 11 | R-0 | R-25 | Heating Zone 3 | Multi Family Weatherization - Insulate Floors - R-0 to R-25 - Heating Zone 3 | Electric FAF Heating System | 0.99937 | 0
Multi Family Weatherization - Insulate Floors - R-0 to R-30 - Heating Zone 3 (Electric FAF Heating System) | Floor12 | Floors12 | Floors | 12 | R-0 | R-30 | Heating Zone 3 | Multi Family Weatherization - Insulate Floors - R-0 to R-30 - Heating Zone 3 | Electric FAF Heating System | 1.1362 | 0
Multi Family Weatherization - Insulate Floors - R-0 to R-38 - Heating Zone 3 (Electric FAF Heating System) | Floor13 | Floors13 | Floors | 13 | R-0 | R-38 | Heating Zone 3 | Multi Family Weatherization - Insulate Floors - R-0 to R-38 - Heating Zone 3 | Electric FAF Heating System | 1.1727 | 0
Multi Family Weatherization - Insulate Floors - R-19 to R-25 - Heating Zone 3 (Electric FAF Heating System) | Floor14 | Floors14 | Floors | 14 | R-19 | R-25 | Heating Zone 3 | Multi Family Weatherization - Insulate Floors - R-19 to R-25 - Heating Zone 3 | Electric FAF Heating System | 0.12918 | 0
Multi Family Weatherization - Insulate Floors - R-19 to R-30 - Heating Zone 3 (Electric FAF Heating System) | Floor15 | Floors15 | Floors | 15 | R-19 | R-30 | Heating Zone 3 | Multi Family Weatherization - Insulate Floors - R-19 to R-30 - Heating Zone 3 | Electric FAF Heating System | 0.26597 | 0
Multi Family Weatherization - Insulate Floors - R-19 to R-38 - Heating Zone 3 (Electric FAF Heating System) | Floor16 | Floors16 | Floors | 16 | R-19 | R-38 | Heating Zone 3 | Multi Family Weatherization - Insulate Floors - R-19 to R-38 - Heating Zone 3 | Electric FAF Heating System | 0.30248 | 0
Multi Family Weatherization - Insulate Floors - R-11 to R-30 - Heating Zone 3 (Electric FAF Heating System) | Floor17 | Floors17 | Floors | 17 | R-11 | R-30 | Heating Zone 3 | Multi Family Weatherization - Insulate Floors - R-11 to R-30 - Heating Zone 3 | Electric FAF Heating System | 2.4977 | 0
Multi Family Weatherization - Insulate Floors - R-0 to R-19 - Heating Zone 3 (Electric FAF Heating System) | Floor18 | Floors18 | Floors | 18 | R-0 | R-19 | Heating Zone 3 | Multi Family Weatherization - Insulate Floors - R-0 to R-19 - Heating Zone 3 | Electric FAF Heating System | 0.8702 | 0
Multi Family Weatherization - Insulate Attic - R-0 to R-19 - Heating Zone 3 (Electric FAF Heating System) | Ceili10 | Ceiling10 | Ceiling | 10 | R-0 | R-19 | Heating Zone 3 | Multi Family Weatherization - Insulate Attic - R-0 to R-19 - Heating Zone 3 | Electric FAF Heating System | 0.44255 | 0
Multi Family Weatherization - Insulate Attic - R-0 to R-38 - Heating Zone 3 (Electric FAF Heating System) | Ceili11 | Ceiling11 | Ceiling | 11 | R-0 | R-38 | Heating Zone 3 | Multi Family Weatherization - Insulate Attic - R-0 to R-38 - Heating Zone 3 | Electric FAF Heating System | 0.6041 | 0
Multi Family Weatherization - Insulate Attic - R-0 to R-49 - Heating Zone 3 (Electric FAF Heating System) | Ceili12 | Ceiling12 | Ceiling | 12 | R-0 | R-49 | Heating Zone 3 | Multi Family Weatherization - Insulate Attic - R-0 to R-49 - Heating Zone 3 | Electric FAF Heating System | 0.64169 | 0
Multi Family Weatherization - Insulate Attic - R-30 to R-38 - Heating Zone 3 (Electric FAF Heating System) | Ceili13 | Ceiling13 | Ceiling | 13 | R-30 | R-38 | Heating Zone 3 | Multi Family Weatherization - Insulate Attic - R-30 to R-38 - Heating Zone 3 | Electric FAF Heating System | 0.044576 | 0
Multi Family Weatherization - Insulate Attic - R-30 to R-49 - Heating Zone 3 (Electric FAF Heating System) | Ceili14 | Ceiling14 | Ceiling | 14 | R-30 | R-49 | Heating Zone 3 | Multi Family Weatherization - Insulate Attic - R-30 to R-49 - Heating Zone 3 | Electric FAF Heating System | 0.082164 | 0
Multi Family Weatherization - Insulate Attic - R-19 to R-30 - Heating Zone 3 (Electric FAF Heating System) | Ceili15 | Ceiling15 | Ceiling | 15 | R-19 | R-30 | Heating Zone 3 | Multi Family Weatherization - Insulate Attic - R-19 to R-30 - Heating Zone 3 | Electric FAF Heating System | 0.11697 | 0
Multi Family Weatherization - Insulate Attic - R-19 to R-38 - Heating Zone 3 (Electric FAF Heating System) | Ceili16 | Ceiling16 | Ceiling | 16 | R-19 | R-38 | Heating Zone 3 | Multi Family Weatherization - Insulate Attic - R-19 to R-38 - Heating Zone 3 | Electric FAF Heating System | 0.16155 | 0
Multi Family Weatherization - Insulate Attic - R-19 to R-49 - Heating Zone 3 (Electric FAF Heating System) | Ceili17 | Ceiling17 | Ceiling | 17 | R-19 | R-49 | Heating Zone 3 | Multi Family Weatherization - Insulate Attic - R-19 to R-49 - Heating Zone 3 | Electric FAF Heating System | 0.19913 | 0
Multi Family Weatherization - Insulate Attic - R-38 to R-49 - Heating Zone 3 (Electric FAF Heating System) | Ceili18 | Ceiling18 | Ceiling | 18 | R-38 | R-49 | Heating Zone 3 | Multi Family Weatherization - Insulate Attic - R-38 to R-49 - Heating Zone 3 | Electric FAF Heating System | 0.037588 | 0
Windows - Class 35 to Class 22 - Heating Zone 3 (Electric FAF Heating System) | Windo19 | Windows19 | Windows | 19 | Class 35 | Class 22 | Heating Zone 3 | Windows - Class 35 to Class 22 - Heating Zone 3 | Electric FAF Heating System | 5.7929 | 0
Windows - Single Pane to Class 22 - Heating Zone 3 (Electric FAF Heating System) | Windo20 | Windows20 | Windows | 20 | Single Pane | Class 22 | Heating Zone 3 | Windows - Single Pane to Class 22 - Heating Zone 3 | Electric FAF Heating System | 41.6346 | 0
Windows - Double Pane to Class 22 - Heating Zone 3 (Electric FAF Heating System) | Windo21 | Windows21 | Windows | 21 | Double Pane | Class 22 | Heating Zone 3 | Windows - Double Pane to Class 22 - Heating Zone 3 | Electric FAF Heating System | 25.1516 | 0
Windows - Single Pane to Class 30 - Heating Zone 3 (Electric FAF Heating System) | Windo22 | Windows22 | Windows | 22 | Single Pane | Class 30 | Heating Zone 3 | Windows - Single Pane to Class 30 - Heating Zone 3 | Electric FAF Heating System | 38.1699 | 0
Windows - Double Pane to Class 30 - Heating Zone 3 (Electric FAF Heating System) | Windo23 | Windows23 | Windows | 23 | Double Pane | Class 30 | Heating Zone 3 | Windows - Double Pane to Class 30 - Heating Zone 3 | Electric FAF Heating System | 21.687 | 0
Windows - Class 35 to Class 30 - Heating Zone 3 (Electric FAF Heating System) | Windo24 | Windows24 | Windows | 24 | Class 35 | Class 30 | Heating Zone 3 | Windows - Class 35 to Class 30 - Heating Zone 3 | Electric FAF Heating System | 2.3283 | 0
Infiltration Reduction - 0.1 ACHn reduction - Heating Zone 3 (Electric FAF Heating System) | Infil10 | Infiltration10 | Infiltration | 10 | 0.45 ACHn | 0.35 ACHn | Heating Zone 3 | Infiltration Reduction - 0.45 ACHn to 0.35 ACHn - Heating Zone 3 | Electric FAF Heating System | 0 | 0
Infiltration Reduction - 0.45 ACHn to 0.20 ACHn - Heating Zone 3 (Electric FAF Heating System) | Infil11 | Infiltration11 | Infiltration | 11 | 0.45 ACHn | 0.20 ACHn | Heating Zone 3 | Infiltration Reduction - 0.45 ACHn to 0.20 ACHn - Heating Zone 3 | Electric FAF Heating System | 0 | 0
Infiltration Reduction - 0.35 ACHn to 0.20 ACHn - Heating Zone 3 (Electric FAF Heating System) | Infil12 | Infiltration12 | Infiltration | 12 | 0.35 ACHn | 0.20 ACHn | Heating Zone 3 | Infiltration Reduction - 0.35 ACHn to 0.20 ACHn - Heating Zone 3 | Electric FAF Heating System | 0 | 0
DuctTightness - Std-crawl to PTCS-crawl - Heating Zone 3 (Electric FAF Heating System) | DuctT10 | DuctTightness10 | DuctTightness | 10 | Std-crawl | PTCS-crawl | Heating Zone 3 | DuctTightness - Std-crawl to PTCS-crawl - Heating Zone 3 | Electric FAF Heating System | 477.1139 | 0
DuctInsulation - R-0 to R-4.2 - Heating Zone 3 (Electric FAF Heating System) | DuctI10 | DuctInsulation10 | DuctInsulation | 10 | R-0 | R-4.2 | Heating Zone 3 | DuctInsulation - R-0 to R-4.2 - Heating Zone 3 | Electric FAF Heating System | 113.0267 | 0
DuctInsulation - R-0 to R-11 - Heating Zone 3 (Electric FAF Heating System) | DuctI11 | DuctInsulation11 | DuctInsulation | 11 | R-0 | R-11 | Heating Zone 3 | DuctInsulation - R-0 to R-11 - Heating Zone 3 | Electric FAF Heating System | 156.0162 | 0
DuctInsulation - R-4.2 to R-11 - Heating Zone 3 (Electric FAF Heating System) | DuctI12 | DuctInsulation12 | DuctInsulation | 12 | R-4.2 | R-11 | Heating Zone 3 | DuctInsulation - R-4.2 to R-11 - Heating Zone 3 | Electric FAF Heating System | 42.9895 | 0
HeatPump Upgrade - 7.7/13 to 8.5/13 - Heating Zone 3 (Electric FAF Heating System) | HeatP10 | HeatPump10 | HeatPump | 10 | 7.7/13 | 8.5/13 | Heating Zone 3 | HeatPump Upgrade - 7.7/13 to 8.5/13 - Heating Zone 3 | Electric FAF Heating System | 0 | 0
HeatPump Upgrade - 7.7/13 to 9.0/14 - Heating Zone 3 (Electric FAF Heating System) | HeatP11 | HeatPump11 | HeatPump | 11 | 7.7/13 | 9.0/14 | Heating Zone 3 | HeatPump Upgrade - 7.7/13 to 9.0/14 - Heating Zone 3 | Electric FAF Heating System | 0 | 0
HeatPump Upgrade - 7.7/13 to 8.2/13 - Heating Zone 3 (Electric FAF Heating System) | HeatP12 | HeatPump12 | HeatPump | 12 | 7.7/13 | 8.2/13 | Heating Zone 3 | HeatPump Upgrade - 7.7/13 to 8.2/13 - Heating Zone 3 | Electric FAF Heating System | 0 | 0
HPCntrls Upgrade - Standard to PTCS - Heating Zone 3 (Electric FAF Heating System) | HPCnt10 | HPCntrls10 | HPCntrls | 10 | Standard | PTCS | Heating Zone 3 | HPCntrls Upgrade - Standard to PTCS - Heating Zone 3 | Electric FAF Heating System | 0 | 0
Multi Family Weatherization - Insulate Walls - R-0 to R-11 - Heating Zone 1 (Heat Pump Heating System) | Walls10 | Walls10 | Walls | 10 | R-0 | R-11 | Heating Zone 1 | Multi Family Weatherization - Insulate Walls - R-0 to R-11 - Heating Zone 1 | Heat Pump Heating System | 0.52529 | -0.030865
Multi Family Weatherization - Insulate BGWalls - R-0 to R-11 - Heating Zone 1 (Heat Pump Heating System) | BGWal10 | BGWalls10 | BGWalls | 10 | R-0 | R-11 | Heating Zone 1 | Multi Family Weatherization - Insulate BGWalls - R-0 to R-11 - Heating Zone 1 | Heat Pump Heating System | 0 | 0
Multi Family Weatherization - Insulate Floors - R-0 to R-19 - Heating Zone 1 (Heat Pump Heating System) | Floor10 | Floors10 | Floors | 10 | R-0 | R-19 | Heating Zone 1 | Multi Family Weatherization - Insulate Floors - R-0 to R-19 - Heating Zone 1 | Heat Pump Heating System | 0.2196 | -0.086636
Multi Family Weatherization - Insulate Floors - R-0 to R-25 - Heating Zone 1 (Heat Pump Heating System) | Floor11 | Floors11 | Floors | 11 | R-0 | R-25 | Heating Zone 1 | Multi Family Weatherization - Insulate Floors - R-0 to R-25 - Heating Zone 1 | Heat Pump Heating System | 0.25213 | -0.10039
Multi Family Weatherization - Insulate Floors - R-0 to R-30 - Heating Zone 1 (Heat Pump Heating System) | Floor12 | Floors12 | Floors | 12 | R-0 | R-30 | Heating Zone 1 | Multi Family Weatherization - Insulate Floors - R-0 to R-30 - Heating Zone 1 | Heat Pump Heating System | 0.28644 | -0.11521
Multi Family Weatherization - Insulate Floors - R-0 to R-38 - Heating Zone 1 (Heat Pump Heating System) | Floor13 | Floors13 | Floors | 13 | R-0 | R-38 | Heating Zone 1 | Multi Family Weatherization - Insulate Floors - R-0 to R-38 - Heating Zone 1 | Heat Pump Heating System | 0.29569 | -0.11921
Multi Family Weatherization - Insulate Floors - R-19 to R-25 - Heating Zone 1 (Heat Pump Heating System) | Floor14 | Floors14 | Floors | 14 | R-19 | R-25 | Heating Zone 1 | Multi Family Weatherization - Insulate Floors - R-19 to R-25 - Heating Zone 1 | Heat Pump Heating System | 0.032522 | -0.013756
Multi Family Weatherization - Insulate Floors - R-19 to R-30 - Heating Zone 1 (Heat Pump Heating System) | Floor15 | Floors15 | Floors | 15 | R-19 | R-30 | Heating Zone 1 | Multi Family Weatherization - Insulate Floors - R-19 to R-30 - Heating Zone 1 | Heat Pump Heating System | 0.066831 | -0.028574
Multi Family Weatherization - Insulate Floors - R-19 to R-38 - Heating Zone 1 (Heat Pump Heating System) | Floor16 | Floors16 | Floors | 16 | R-19 | R-38 | Heating Zone 1 | Multi Family Weatherization - Insulate Floors - R-19 to R-38 - Heating Zone 1 | Heat Pump Heating System | 0.07608 | -0.03257
Multi Family Weatherization - Insulate Floors - R-11 to R-30 - Heating Zone 1 (Heat Pump Heating System) | Floor17 | Floors17 | Floors | 17 | R-11 | R-30 | Heating Zone 1 | Multi Family Weatherization - Insulate Floors - R-11 to R-30 - Heating Zone 1 | Heat Pump Heating System | 0.63499 | -0.23091
Multi Family Weatherization - Insulate Floors - R-0 to R-19 - Heating Zone 1 (Heat Pump Heating System) | Floor18 | Floors18 | Floors | 18 | R-0 | R-19 | Heating Zone 1 | Multi Family Weatherization - Insulate Floors - R-0 to R-19 - Heating Zone 1 | Heat Pump Heating System | 0.2196 | -0.086636
Multi Family Weatherization - Insulate Attic - R-0 to R-19 - Heating Zone 1 (Heat Pump Heating System) | Ceili10 | Ceiling10 | Ceiling | 10 | R-0 | R-19 | Heating Zone 1 | Multi Family Weatherization - Insulate Attic - R-0 to R-19 - Heating Zone 1 | Heat Pump Heating System | 0.16956 | 0.053405
Multi Family Weatherization - Insulate Attic - R-0 to R-38 - Heating Zone 1 (Heat Pump Heating System) | Ceili11 | Ceiling11 | Ceiling | 11 | R-0 | R-38 | Heating Zone 1 | Multi Family Weatherization - Insulate Attic - R-0 to R-38 - Heating Zone 1 | Heat Pump Heating System | 0.23122 | 0.072854
Multi Family Weatherization - Insulate Attic - R-0 to R-49 - Heating Zone 1 (Heat Pump Heating System) | Ceili12 | Ceiling12 | Ceiling | 12 | R-0 | R-49 | Heating Zone 1 | Multi Family Weatherization - Insulate Attic - R-0 to R-49 - Heating Zone 1 | Heat Pump Heating System | 0.24545 | 0.077378
Multi Family Weatherization - Insulate Attic - R-30 to R-38 - Heating Zone 1 (Heat Pump Heating System) | Ceili13 | Ceiling13 | Ceiling | 13 | R-30 | R-38 | Heating Zone 1 | Multi Family Weatherization - Insulate Attic - R-30 to R-38 - Heating Zone 1 | Heat Pump Heating System | 0.016823 | 0.0053608
Multi Family Weatherization - Insulate Attic - R-30 to R-49 - Heating Zone 1 (Heat Pump Heating System) | Ceili14 | Ceiling14 | Ceiling | 14 | R-30 | R-49 | Heating Zone 1 | Multi Family Weatherization - Insulate Attic - R-30 to R-49 - Heating Zone 1 | Heat Pump Heating System | 0.031046 | 0.0098852
Multi Family Weatherization - Insulate Attic - R-19 to R-30 - Heating Zone 1 (Heat Pump Heating System) | Ceili15 | Ceiling15 | Ceiling | 15 | R-19 | R-30 | Heating Zone 1 | Multi Family Weatherization - Insulate Attic - R-19 to R-30 - Heating Zone 1 | Heat Pump Heating System | 0.044844 | 0.014087
Multi Family Weatherization - Insulate Attic - R-19 to R-38 - Heating Zone 1 (Heat Pump Heating System) | Ceili16 | Ceiling16 | Ceiling | 16 | R-19 | R-38 | Heating Zone 1 | Multi Family Weatherization - Insulate Attic - R-19 to R-38 - Heating Zone 1 | Heat Pump Heating System | 0.061667 | 0.019448
Multi Family Weatherization - Insulate Attic - R-19 to R-49 - Heating Zone 1 (Heat Pump Heating System) | Ceili17 | Ceiling17 | Ceiling | 17 | R-19 | R-49 | Heating Zone 1 | Multi Family Weatherization - Insulate Attic - R-19 to R-49 - Heating Zone 1 | Heat Pump Heating System | 0.07589 | 0.023972
Multi Family Weatherization - Insulate Attic - R-38 to R-49 - Heating Zone 1 (Heat Pump Heating System) | Ceili18 | Ceiling18 | Ceiling | 18 | R-38 | R-49 | Heating Zone 1 | Multi Family Weatherization - Insulate Attic - R-38 to R-49 - Heating Zone 1 | Heat Pump Heating System | 0.014223 | 0.0045243
Windows - Class 35 to Class 22 - Heating Zone 1 (Heat Pump Heating System) | Windo19 | Windows19 | Windows | 19 | Class 35 | Class 22 | Heating Zone 1 | Windows - Class 35 to Class 22 - Heating Zone 1 | Heat Pump Heating System | 1.3095 | 0.0080951
Windows - Single Pane to Class 22 - Heating Zone 1 (Heat Pump Heating System) | Windo20 | Windows20 | Windows | 20 | Single Pane | Class 22 | Heating Zone 1 | Windows - Single Pane to Class 22 - Heating Zone 1 | Heat Pump Heating System | 10.0639 | 0.72176
Windows - Double Pane to Class 22 - Heating Zone 1 (Heat Pump Heating System) | Windo21 | Windows21 | Windows | 21 | Double Pane | Class 22 | Heating Zone 1 | Windows - Double Pane to Class 22 - Heating Zone 1 | Heat Pump Heating System | 5.8814 | 1.216
Windows - Single Pane to Class 30 - Heating Zone 1 (Heat Pump Heating System) | Windo22 | Windows22 | Windows | 22 | Single Pane | Class 30 | Heating Zone 1 | Windows - Single Pane to Class 30 - Heating Zone 1 | Heat Pump Heating System | 9.2848 | 0.7022
Windows - Double Pane to Class 30 - Heating Zone 1 (Heat Pump Heating System) | Windo23 | Windows23 | Windows | 23 | Double Pane | Class 30 | Heating Zone 1 | Windows - Double Pane to Class 30 - Heating Zone 1 | Heat Pump Heating System | 5.1023 | 1.1964
Windows - Class 35 to Class 30 - Heating Zone 1 (Heat Pump Heating System) | Windo24 | Windows24 | Windows | 24 | Class 35 | Class 30 | Heating Zone 1 | Windows - Class 35 to Class 30 - Heating Zone 1 | Heat Pump Heating System | 0.53032 | -0.011469
Infiltration Reduction - 0.1 ACHn reduction - Heating Zone 1 (Heat Pump Heating System) | Infil10 | Infiltration10 | Infiltration | 10 | 0.45 ACHn | 0.35 ACHn | Heating Zone 1 | Infiltration Reduction - 0.45 ACHn to 0.35 ACHn - Heating Zone 1 | Heat Pump Heating System | 0 | 0
Infiltration Reduction - 0.45 ACHn to 0.20 ACHn - Heating Zone 1 (Heat Pump Heating System) | Infil11 | Infiltration11 | Infiltration | 11 | 0.45 ACHn | 0.20 ACHn | Heating Zone 1 | Infiltration Reduction - 0.45 ACHn to 0.20 ACHn - Heating Zone 1 | Heat Pump Heating System | 0 | 0
Infiltration Reduction - 0.35 ACHn to 0.20 ACHn - Heating Zone 1 (Heat Pump Heating System) | Infil12 | Infiltration12 | Infiltration | 12 | 0.35 ACHn | 0.20 ACHn | Heating Zone 1 | Infiltration Reduction - 0.35 ACHn to 0.20 ACHn - Heating Zone 1 | Heat Pump Heating System | 0 | 0
DuctTightness - Std-crawl to PTCS-crawl - Heating Zone 1 (Heat Pump Heating System) | DuctT10 | DuctTightness10 | DuctTightness | 10 | Std-crawl | PTCS-crawl | Heating Zone 1 | DuctTightness - Std-crawl to PTCS-crawl - Heating Zone 1 | Heat Pump Heating System | 1493.2119 | 181.4552
DuctInsulation - R-0 to R-4.2 - Heating Zone 1 (Heat Pump Heating System) | DuctI10 | DuctInsulation10 | DuctInsulation | 10 | R-0 | R-4.2 | Heating Zone 1 | DuctInsulation - R-0 to R-4.2 - Heating Zone 1 | Heat Pump Heating System | 66.9632 | 12.496
DuctInsulation - R-0 to R-11 - Heating Zone 1 (Heat Pump Heating System) | DuctI11 | DuctInsulation11 | DuctInsulation | 11 | R-0 | R-11 | Heating Zone 1 | DuctInsulation - R-0 to R-11 - Heating Zone 1 | Heat Pump Heating System | 93.4359 | 17.2582
DuctInsulation - R-4.2 to R-11 - Heating Zone 1 (Heat Pump Heating System) | DuctI12 | DuctInsulation12 | DuctInsulation | 12 | R-4.2 | R-11 | Heating Zone 1 | DuctInsulation - R-4.2 to R-11 - Heating Zone 1 | Heat Pump Heating System | 26.4726 | 4.7623
HeatPump Upgrade - 7.7/13 to 8.5/13 - Heating Zone 1 (Heat Pump Heating System) | HeatP10 | HeatPump10 | HeatPump | 10 | 7.7/13 | 8.5/13 | Heating Zone 1 | HeatPump Upgrade - 7.7/13 to 8.5/13 - Heating Zone 1 | Heat Pump Heating System | 453.4598 | 0
HeatPump Upgrade - 7.7/13 to 9.0/14 - Heating Zone 1 (Heat Pump Heating System) | HeatP11 | HeatPump11 | HeatPump | 11 | 7.7/13 | 9.0/14 | Heating Zone 1 | HeatPump Upgrade - 7.7/13 to 9.0/14 - Heating Zone 1 | Heat Pump Heating System | 665.4977 | 139.7194
HeatPump Upgrade - 7.7/13 to 8.2/13 - Heating Zone 1 (Heat Pump Heating System) | HeatP12 | HeatPump12 | HeatPump | 12 | 7.7/13 | 8.2/13 | Heating Zone 1 | HeatPump Upgrade - 7.7/13 to 8.2/13 - Heating Zone 1 | Heat Pump Heating System | 313.8251 | 0
HPCntrls Upgrade - Standard to PTCS - Heating Zone 1 (Heat Pump Heating System) | HPCnt10 | HPCntrls10 | HPCntrls | 10 | Standard | PTCS | Heating Zone 1 | HPCntrls Upgrade - Standard to PTCS - Heating Zone 1 | Heat Pump Heating System | 814.8843 | -4.9397
Multi Family Weatherization - Insulate Walls - R-0 to R-11 - Heating Zone 2 (Heat Pump Heating System) | Walls10 | Walls10 | Walls | 10 | R-0 | R-11 | Heating Zone 2 | Multi Family Weatherization - Insulate Walls - R-0 to R-11 - Heating Zone 2 | Heat Pump Heating System | 0.8414 | -0.0061848
Multi Family Weatherization - Insulate BGWalls - R-0 to R-11 - Heating Zone 2 (Heat Pump Heating System) | BGWal10 | BGWalls10 | BGWalls | 10 | R-0 | R-11 | Heating Zone 2 | Multi Family Weatherization - Insulate BGWalls - R-0 to R-11 - Heating Zone 2 | Heat Pump Heating System | 0 | 0
Multi Family Weatherization - Insulate Floors - R-0 to R-19 - Heating Zone 2 (Heat Pump Heating System) | Floor10 | Floors10 | Floors | 10 | R-0 | R-19 | Heating Zone 2 | Multi Family Weatherization - Insulate Floors - R-0 to R-19 - Heating Zone 2 | Heat Pump Heating System | 0.30087 | -0.0878
Multi Family Weatherization - Insulate Floors - R-0 to R-25 - Heating Zone 2 (Heat Pump Heating System) | Floor11 | Floors11 | Floors | 11 | R-0 | R-25 | Heating Zone 2 | Multi Family Weatherization - Insulate Floors - R-0 to R-25 - Heating Zone 2 | Heat Pump Heating System | 0.34585 | -0.10176
Multi Family Weatherization - Insulate Floors - R-0 to R-30 - Heating Zone 2 (Heat Pump Heating System) | Floor12 | Floors12 | Floors | 12 | R-0 | R-30 | Heating Zone 2 | Multi Family Weatherization - Insulate Floors - R-0 to R-30 - Heating Zone 2 | Heat Pump Heating System | 0.39317 | -0.1168
Multi Family Weatherization - Insulate Floors - R-0 to R-38 - Heating Zone 2 (Heat Pump Heating System) | Floor13 | Floors13 | Floors | 13 | R-0 | R-38 | Heating Zone 2 | Multi Family Weatherization - Insulate Floors - R-0 to R-38 - Heating Zone 2 | Heat Pump Heating System | 0.4058 | -0.12086
Multi Family Weatherization - Insulate Floors - R-19 to R-25 - Heating Zone 2 (Heat Pump Heating System) | Floor14 | Floors14 | Floors | 14 | R-19 | R-25 | Heating Zone 2 | Multi Family Weatherization - Insulate Floors - R-19 to R-25 - Heating Zone 2 | Heat Pump Heating System | 0.044976 | -0.013961
Multi Family Weatherization - Insulate Floors - R-19 to R-30 - Heating Zone 2 (Heat Pump Heating System) | Floor15 | Floors15 | Floors | 15 | R-19 | R-30 | Heating Zone 2 | Multi Family Weatherization - Insulate Floors - R-19 to R-30 - Heating Zone 2 | Heat Pump Heating System | 0.092297 | -0.028996
Multi Family Weatherization - Insulate Floors - R-19 to R-38 - Heating Zone 2 (Heat Pump Heating System) | Floor16 | Floors16 | Floors | 16 | R-19 | R-38 | Heating Zone 2 | Multi Family Weatherization - Insulate Floors - R-19 to R-38 - Heating Zone 2 | Heat Pump Heating System | 0.10492 | -0.033056
Multi Family Weatherization - Insulate Floors - R-11 to R-30 - Heating Zone 2 (Heat Pump Heating System) | Floor17 | Floors17 | Floors | 17 | R-11 | R-30 | Heating Zone 2 | Multi Family Weatherization - Insulate Floors - R-11 to R-30 - Heating Zone 2 | Heat Pump Heating System | 0.86458 | -0.23463
Multi Family Weatherization - Insulate Floors - R-0 to R-19 - Heating Zone 2 (Heat Pump Heating System) | Floor18 | Floors18 | Floors | 18 | R-0 | R-19 | Heating Zone 2 | Multi Family Weatherization - Insulate Floors - R-0 to R-19 - Heating Zone 2 | Heat Pump Heating System | 0.30087 | -0.0878
Multi Family Weatherization - Insulate Attic - R-0 to R-19 - Heating Zone 2 (Heat Pump Heating System) | Ceili10 | Ceiling10 | Ceiling | 10 | R-0 | R-19 | Heating Zone 2 | Multi Family Weatherization - Insulate Attic - R-0 to R-19 - Heating Zone 2 | Heat Pump Heating System | 0.18079 | 0.09142
Multi Family Weatherization - Insulate Attic - R-0 to R-38 - Heating Zone 2 (Heat Pump Heating System) | Ceili11 | Ceiling11 | Ceiling | 11 | R-0 | R-38 | Heating Zone 2 | Multi Family Weatherization - Insulate Attic - R-0 to R-38 - Heating Zone 2 | Heat Pump Heating System | 0.24683 | 0.12539
Multi Family Weatherization - Insulate Attic - R-0 to R-49 - Heating Zone 2 (Heat Pump Heating System) | Ceili12 | Ceiling12 | Ceiling | 12 | R-0 | R-49 | Heating Zone 2 | Multi Family Weatherization - Insulate Attic - R-0 to R-49 - Heating Zone 2 | Heat Pump Heating System | 0.26217 | 0.13335
Multi Family Weatherization - Insulate Attic - R-30 to R-38 - Heating Zone 2 (Heat Pump Heating System) | Ceili13 | Ceiling13 | Ceiling | 13 | R-30 | R-38 | Heating Zone 2 | Multi Family Weatherization - Insulate Attic - R-30 to R-38 - Heating Zone 2 | Heat Pump Heating System | 0.018142 | 0.0094101
Multi Family Weatherization - Insulate Attic - R-30 to R-49 - Heating Zone 2 (Heat Pump Heating System) | Ceili14 | Ceiling14 | Ceiling | 14 | R-30 | R-49 | Heating Zone 2 | Multi Family Weatherization - Insulate Attic - R-30 to R-49 - Heating Zone 2 | Heat Pump Heating System | 0.03348 | 0.017374
Multi Family Weatherization - Insulate Attic - R-19 to R-30 - Heating Zone 2 (Heat Pump Heating System) | Ceili15 | Ceiling15 | Ceiling | 15 | R-19 | R-30 | Heating Zone 2 | Multi Family Weatherization - Insulate Attic - R-19 to R-30 - Heating Zone 2 | Heat Pump Heating System | 0.0479 | 0.024561
Multi Family Weatherization - Insulate Attic - R-19 to R-38 - Heating Zone 2 (Heat Pump Heating System) | Ceili16 | Ceiling16 | Ceiling | 16 | R-19 | R-38 | Heating Zone 2 | Multi Family Weatherization - Insulate Attic - R-19 to R-38 - Heating Zone 2 | Heat Pump Heating System | 0.066042 | 0.033971
Multi Family Weatherization - Insulate Attic - R-19 to R-49 - Heating Zone 2 (Heat Pump Heating System) | Ceili17 | Ceiling17 | Ceiling | 17 | R-19 | R-49 | Heating Zone 2 | Multi Family Weatherization - Insulate Attic - R-19 to R-49 - Heating Zone 2 | Heat Pump Heating System | 0.08138 | 0.041935
Multi Family Weatherization - Insulate Attic - R-38 to R-49 - Heating Zone 2 (Heat Pump Heating System) | Ceili18 | Ceiling18 | Ceiling | 18 | R-38 | R-49 | Heating Zone 2 | Multi Family Weatherization - Insulate Attic - R-38 to R-49 - Heating Zone 2 | Heat Pump Heating System | 0.015338 | 0.0079641
Windows - Class 35 to Class 22 - Heating Zone 2 (Heat Pump Heating System) | Windo19 | Windows19 | Windows | 19 | Class 35 | Class 22 | Heating Zone 2 | Windows - Class 35 to Class 22 - Heating Zone 2 | Heat Pump Heating System | 2.0786 | 0.10483
Windows - Single Pane to Class 22 - Heating Zone 2 (Heat Pump Heating System) | Windo20 | Windows20 | Windows | 20 | Single Pane | Class 22 | Heating Zone 2 | Windows - Single Pane to Class 22 - Heating Zone 2 | Heat Pump Heating System | 17.0639 | 1.3812
Windows - Double Pane to Class 22 - Heating Zone 2 (Heat Pump Heating System) | Windo21 | Windows21 | Windows | 21 | Double Pane | Class 22 | Heating Zone 2 | Windows - Double Pane to Class 22 - Heating Zone 2 | Heat Pump Heating System | 9.7754 | 1.8285
Windows - Single Pane to Class 30 - Heating Zone 2 (Heat Pump Heating System) | Windo22 | Windows22 | Windows | 22 | Single Pane | Class 30 | Heating Zone 2 | Windows - Single Pane to Class 30 - Heating Zone 2 | Heat Pump Heating System | 15.8267 | 1.2987
Windows - Double Pane to Class 30 - Heating Zone 2 (Heat Pump Heating System) | Windo23 | Windows23 | Windows | 23 | Double Pane | Class 30 | Heating Zone 2 | Windows - Double Pane to Class 30 - Heating Zone 2 | Heat Pump Heating System | 8.5382 | 1.7459
Windows - Class 35 to Class 30 - Heating Zone 2 (Heat Pump Heating System) | Windo24 | Windows24 | Windows | 24 | Class 35 | Class 30 | Heating Zone 2 | Windows - Class 35 to Class 30 - Heating Zone 2 | Heat Pump Heating System | 0.84136 | 0.022265
Infiltration Reduction - 0.1 ACHn reduction - Heating Zone 2 (Heat Pump Heating System) | Infil10 | Infiltration10 | Infiltration | 10 | 0.45 ACHn | 0.35 ACHn | Heating Zone 2 | Infiltration Reduction - 0.45 ACHn to 0.35 ACHn - Heating Zone 2 | Heat Pump Heating System | 0 | 0
Infiltration Reduction - 0.45 ACHn to 0.20 ACHn - Heating Zone 2 (Heat Pump Heating System) | Infil11 | Infiltration11 | Infiltration | 11 | 0.45 ACHn | 0.20 ACHn | Heating Zone 2 | Infiltration Reduction - 0.45 ACHn to 0.20 ACHn - Heating Zone 2 | Heat Pump Heating System | 0 | 0
Infiltration Reduction - 0.35 ACHn to 0.20 ACHn - Heating Zone 2 (Heat Pump Heating System) | Infil12 | Infiltration12 | Infiltration | 12 | 0.35 ACHn | 0.20 ACHn | Heating Zone 2 | Infiltration Reduction - 0.35 ACHn to 0.20 ACHn - Heating Zone 2 | Heat Pump Heating System | 0 | 0
DuctTightness - Std-crawl to PTCS-crawl - Heating Zone 2 (Heat Pump Heating System) | DuctT10 | DuctTightness10 | DuctTightness | 10 | Std-crawl | PTCS-crawl | Heating Zone 2 | DuctTightness - Std-crawl to PTCS-crawl - Heating Zone 2 | Heat Pump Heating System | 3509.8506 | 412.3659
DuctInsulation - R-0 to R-4.2 - Heating Zone 2 (Heat Pump Heating System) | DuctI10 | DuctInsulation10 | DuctInsulation | 10 | R-0 | R-4.2 | Heating Zone 2 | DuctInsulation - R-0 to R-4.2 - Heating Zone 2 | Heat Pump Heating System | 130.9559 | 26.1647
DuctInsulation - R-0 to R-11 - Heating Zone 2 (Heat Pump Heating System) | DuctI11 | DuctInsulation11 | DuctInsulation | 11 | R-0 | R-11 | Heating Zone 2 | DuctInsulation - R-0 to R-11 - Heating Zone 2 | Heat Pump Heating System | 182.9734 | 36.2261
DuctInsulation - R-4.2 to R-11 - Heating Zone 2 (Heat Pump Heating System) | DuctI12 | DuctInsulation12 | DuctInsulation | 12 | R-4.2 | R-11 | Heating Zone 2 | DuctInsulation - R-4.2 to R-11 - Heating Zone 2 | Heat Pump Heating System | 52.0175 | 10.0614
HeatPump Upgrade - 7.7/13 to 8.5/13 - Heating Zone 2 (Heat Pump Heating System) | HeatP10 | HeatPump10 | HeatPump | 10 | 7.7/13 | 8.5/13 | Heating Zone 2 | HeatPump Upgrade - 7.7/13 to 8.5/13 - Heating Zone 2 | Heat Pump Heating System | 620.5116 | 0
HeatPump Upgrade - 7.7/13 to 9.0/14 - Heating Zone 2 (Heat Pump Heating System) | HeatP11 | HeatPump11 | HeatPump | 11 | 7.7/13 | 9.0/14 | Heating Zone 2 | HeatPump Upgrade - 7.7/13 to 9.0/14 - Heating Zone 2 | Heat Pump Heating System | 919.2538 | 213.6506
HeatPump Upgrade - 7.7/13 to 8.2/13 - Heating Zone 2 (Heat Pump Heating System) | HeatP12 | HeatPump12 | HeatPump | 12 | 7.7/13 | 8.2/13 | Heating Zone 2 | HeatPump Upgrade - 7.7/13 to 8.2/13 - Heating Zone 2 | Heat Pump Heating System | 423.7789 | 0
HPCntrls Upgrade - Standard to PTCS - Heating Zone 2 (Heat Pump Heating System) | HPCnt10 | HPCntrls10 | HPCntrls | 10 | Standard | PTCS | Heating Zone 2 | HPCntrls Upgrade - Standard to PTCS - Heating Zone 2 | Heat Pump Heating System | 1932.6028 | -3.9909
Multi Family Weatherization - Insulate Walls - R-0 to R-11 - Heating Zone 3 (Heat Pump Heating System) | Walls10 | Walls10 | Walls | 10 | R-0 | R-11 | Heating Zone 3 | Multi Family Weatherization - Insulate Walls - R-0 to R-11 - Heating Zone 3 | Heat Pump Heating System | 1.1678 | 0.021365
Multi Family Weatherization - Insulate BGWalls - R-0 to R-11 - Heating Zone 3 (Heat Pump Heating System) | BGWal10 | BGWalls10 | BGWalls | 10 | R-0 | R-11 | Heating Zone 3 | Multi Family Weatherization - Insulate BGWalls - R-0 to R-11 - Heating Zone 3 | Heat Pump Heating System | 0 | 0
Multi Family Weatherization - Insulate Floors - R-0 to R-19 - Heating Zone 3 (Heat Pump Heating System) | Floor10 | Floors10 | Floors | 10 | R-0 | R-19 | Heating Zone 3 | Multi Family Weatherization - Insulate Floors - R-0 to R-19 - Heating Zone 3 | Heat Pump Heating System | 0.37235 | -0.08985
Multi Family Weatherization - Insulate Floors - R-0 to R-25 - Heating Zone 3 (Heat Pump Heating System) | Floor11 | Floors11 | Floors | 11 | R-0 | R-25 | Heating Zone 3 | Multi Family Weatherization - Insulate Floors - R-0 to R-25 - Heating Zone 3 | Heat Pump Heating System | 0.42787 | -0.10426
Multi Family Weatherization - Insulate Floors - R-0 to R-30 - Heating Zone 3 (Heat Pump Heating System) | Floor12 | Floors12 | Floors | 12 | R-0 | R-30 | Heating Zone 3 | Multi Family Weatherization - Insulate Floors - R-0 to R-30 - Heating Zone 3 | Heat Pump Heating System | 0.48595 | -0.11984
Multi Family Weatherization - Insulate Floors - R-0 to R-38 - Heating Zone 3 (Heat Pump Heating System) | Floor13 | Floors13 | Floors | 13 | R-0 | R-38 | Heating Zone 3 | Multi Family Weatherization - Insulate Floors - R-0 to R-38 - Heating Zone 3 | Heat Pump Heating System | 0.50135 | -0.12405
Multi Family Weatherization - Insulate Floors - R-19 to R-25 - Heating Zone 3 (Heat Pump Heating System) | Floor14 | Floors14 | Floors | 14 | R-19 | R-25 | Heating Zone 3 | Multi Family Weatherization - Insulate Floors - R-19 to R-25 - Heating Zone 3 | Heat Pump Heating System | 0.055517 | -0.014409
Multi Family Weatherization - Insulate Floors - R-19 to R-30 - Heating Zone 3 (Heat Pump Heating System) | Floor15 | Floors15 | Floors | 15 | R-19 | R-30 | Heating Zone 3 | Multi Family Weatherization - Insulate Floors - R-19 to R-30 - Heating Zone 3 | Heat Pump Heating System | 0.1136 | -0.029989
Multi Family Weatherization - Insulate Floors - R-19 to R-38 - Heating Zone 3 (Heat Pump Heating System) | Floor16 | Floors16 | Floors | 16 | R-19 | R-38 | Heating Zone 3 | Multi Family Weatherization - Insulate Floors - R-19 to R-38 - Heating Zone 3 | Heat Pump Heating System | 0.129 | -0.034203
Multi Family Weatherization - Insulate Floors - R-11 to R-30 - Heating Zone 3 (Heat Pump Heating System) | Floor17 | Floors17 | Floors | 17 | R-11 | R-30 | Heating Zone 3 | Multi Family Weatherization - Insulate Floors - R-11 to R-30 - Heating Zone 3 | Heat Pump Heating System | 1.0724 | -0.23862
Multi Family Weatherization - Insulate Floors - R-0 to R-19 - Heating Zone 3 (Heat Pump Heating System) | Floor18 | Floors18 | Floors | 18 | R-0 | R-19 | Heating Zone 3 | Multi Family Weatherization - Insulate Floors - R-0 to R-19 - Heating Zone 3 | Heat Pump Heating System | 0.37235 | -0.08985
Multi Family Weatherization - Insulate Attic - R-0 to R-19 - Heating Zone 3 (Heat Pump Heating System) | Ceili10 | Ceiling10 | Ceiling | 10 | R-0 | R-19 | Heating Zone 3 | Multi Family Weatherization - Insulate Attic - R-0 to R-19 - Heating Zone 3 | Heat Pump Heating System | 0.16128 | 0.14461
Multi Family Weatherization - Insulate Attic - R-0 to R-38 - Heating Zone 3 (Heat Pump Heating System) | Ceili11 | Ceiling11 | Ceiling | 11 | R-0 | R-38 | Heating Zone 3 | Multi Family Weatherization - Insulate Attic - R-0 to R-38 - Heating Zone 3 | Heat Pump Heating System | 0.22096 | 0.1987
Multi Family Weatherization - Insulate Attic - R-0 to R-49 - Heating Zone 3 (Heat Pump Heating System) | Ceili12 | Ceiling12 | Ceiling | 12 | R-0 | R-49 | Heating Zone 3 | Multi Family Weatherization - Insulate Attic - R-0 to R-49 - Heating Zone 3 | Heat Pump Heating System | 0.23464 | 0.21139
Multi Family Weatherization - Insulate Attic - R-30 to R-38 - Heating Zone 3 (Heat Pump Heating System) | Ceili13 | Ceiling13 | Ceiling | 13 | R-30 | R-38 | Heating Zone 3 | Multi Family Weatherization - Insulate Attic - R-30 to R-38 - Heating Zone 3 | Heat Pump Heating System | 0.016378 | 0.015
Multi Family Weatherization - Insulate Attic - R-30 to R-49 - Heating Zone 3 (Heat Pump Heating System) | Ceili14 | Ceiling14 | Ceiling | 14 | R-30 | R-49 | Heating Zone 3 | Multi Family Weatherization - Insulate Attic - R-30 to R-49 - Heating Zone 3 | Heat Pump Heating System | 0.030056 | 0.027698
Multi Family Weatherization - Insulate Attic - R-19 to R-30 - Heating Zone 3 (Heat Pump Heating System) | Ceili15 | Ceiling15 | Ceiling | 15 | R-19 | R-30 | Heating Zone 3 | Multi Family Weatherization - Insulate Attic - R-19 to R-30 - Heating Zone 3 | Heat Pump Heating System | 0.0433 | 0.039083
Multi Family Weatherization - Insulate Attic - R-19 to R-38 - Heating Zone 3 (Heat Pump Heating System) | Ceili16 | Ceiling16 | Ceiling | 16 | R-19 | R-38 | Heating Zone 3 | Multi Family Weatherization - Insulate Attic - R-19 to R-38 - Heating Zone 3 | Heat Pump Heating System | 0.059678 | 0.054083
Multi Family Weatherization - Insulate Attic - R-19 to R-49 - Heating Zone 3 (Heat Pump Heating System) | Ceili17 | Ceiling17 | Ceiling | 17 | R-19 | R-49 | Heating Zone 3 | Multi Family Weatherization - Insulate Attic - R-19 to R-49 - Heating Zone 3 | Heat Pump Heating System | 0.073356 | 0.066781
Multi Family Weatherization - Insulate Attic - R-38 to R-49 - Heating Zone 3 (Heat Pump Heating System) | Ceili18 | Ceiling18 | Ceiling | 18 | R-38 | R-49 | Heating Zone 3 | Multi Family Weatherization - Insulate Attic - R-38 to R-49 - Heating Zone 3 | Heat Pump Heating System | 0.013678 | 0.012698
Windows - Class 35 to Class 22 - Heating Zone 3 (Heat Pump Heating System) | Windo19 | Windows19 | Windows | 19 | Class 35 | Class 22 | Heating Zone 3 | Windows - Class 35 to Class 22 - Heating Zone 3 | Heat Pump Heating System | 2.8671 | 0.22053
Windows - Single Pane to Class 22 - Heating Zone 3 (Heat Pump Heating System) | Windo20 | Windows20 | Windows | 20 | Single Pane | Class 22 | Heating Zone 3 | Windows - Single Pane to Class 22 - Heating Zone 3 | Heat Pump Heating System | 24.5001 | 2.1688
Windows - Double Pane to Class 22 - Heating Zone 3 (Heat Pump Heating System) | Windo21 | Windows21 | Windows | 21 | Double Pane | Class 22 | Heating Zone 3 | Windows - Double Pane to Class 22 - Heating Zone 3 | Heat Pump Heating System | 14.2696 | 2.6262
Windows - Single Pane to Class 30 - Heating Zone 3 (Heat Pump Heating System) | Windo22 | Windows22 | Windows | 22 | Single Pane | Class 30 | Heating Zone 3 | Windows - Single Pane to Class 30 - Heating Zone 3 | Heat Pump Heating System | 22.7936 | 2.0103
Windows - Double Pane to Class 30 - Heating Zone 3 (Heat Pump Heating System) | Windo23 | Windows23 | Windows | 23 | Double Pane | Class 30 | Heating Zone 3 | Windows - Double Pane to Class 30 - Heating Zone 3 | Heat Pump Heating System | 12.563 | 2.4678
Windows - Class 35 to Class 30 - Heating Zone 3 (Heat Pump Heating System) | Windo24 | Windows24 | Windows | 24 | Class 35 | Class 30 | Heating Zone 3 | Windows - Class 35 to Class 30 - Heating Zone 3 | Heat Pump Heating System | 1.1605 | 0.062037
Infiltration Reduction - 0.1 ACHn reduction - Heating Zone 3 (Heat Pump Heating System) | Infil10 | Infiltration10 | Infiltration | 10 | 0.45 ACHn | 0.35 ACHn | Heating Zone 3 | Infiltration Reduction - 0.45 ACHn to 0.35 ACHn - Heating Zone 3 | Heat Pump Heating System | 0 | 0
Infiltration Reduction - 0.45 ACHn to 0.20 ACHn - Heating Zone 3 (Heat Pump Heating System) | Infil11 | Infiltration11 | Infiltration | 11 | 0.45 ACHn | 0.20 ACHn | Heating Zone 3 | Infiltration Reduction - 0.45 ACHn to 0.20 ACHn - Heating Zone 3 | Heat Pump Heating System | 0 | 0
Infiltration Reduction - 0.35 ACHn to 0.20 ACHn - Heating Zone 3 (Heat Pump Heating System) | Infil12 | Infiltration12 | Infiltration | 12 | 0.35 ACHn | 0.20 ACHn | Heating Zone 3 | Infiltration Reduction - 0.35 ACHn to 0.20 ACHn - Heating Zone 3 | Heat Pump Heating System | 0 | 0
DuctTightness - Std-crawl to PTCS-crawl - Heating Zone 3 (Heat Pump Heating System) | DuctT10 | DuctTightness10 | DuctTightness | 10 | Std-crawl | PTCS-crawl | Heating Zone 3 | DuctTightness - Std-crawl to PTCS-crawl - Heating Zone 3 | Heat Pump Heating System | 5686.75 | 813.6083
DuctInsulation - R-0 to R-4.2 - Heating Zone 3 (Heat Pump Heating System) | DuctI10 | DuctInsulation10 | DuctInsulation | 10 | R-0 | R-4.2 | Heating Zone 3 | DuctInsulation - R-0 to R-4.2 - Heating Zone 3 | Heat Pump Heating System | 194.8441 | 47.0513
DuctInsulation - R-0 to R-11 - Heating Zone 3 (Heat Pump Heating System) | DuctI11 | DuctInsulation11 | DuctInsulation | 11 | R-0 | R-11 | Heating Zone 3 | DuctInsulation - R-0 to R-11 - Heating Zone 3 | Heat Pump Heating System | 272.2618 | 65.5931
DuctInsulation - R-4.2 to R-11 - Heating Zone 3 (Heat Pump Heating System) | DuctI12 | DuctInsulation12 | DuctInsulation | 12 | R-4.2 | R-11 | Heating Zone 3 | DuctInsulation - R-4.2 to R-11 - Heating Zone 3 | Heat Pump Heating System | 77.4176 | 18.5418
HeatPump Upgrade - 7.7/13 to 8.5/13 - Heating Zone 3 (Heat Pump Heating System) | HeatP10 | HeatPump10 | HeatPump | 10 | 7.7/13 | 8.5/13 | Heating Zone 3 | HeatPump Upgrade - 7.7/13 to 8.5/13 - Heating Zone 3 | Heat Pump Heating System | 677.0487 | 0
HeatPump Upgrade - 7.7/13 to 9.0/14 - Heating Zone 3 (Heat Pump Heating System) | HeatP11 | HeatPump11 | HeatPump | 11 | 7.7/13 | 9.0/14 | Heating Zone 3 | HeatPump Upgrade - 7.7/13 to 9.0/14 - Heating Zone 3 | Heat Pump Heating System | 997.9358 | 306.3677
HeatPump Upgrade - 7.7/13 to 8.2/13 - Heating Zone 3 (Heat Pump Heating System) | HeatP12 | HeatPump12 | HeatPump | 12 | 7.7/13 | 8.2/13 | Heating Zone 3 | HeatPump Upgrade - 7.7/13 to 8.2/13 - Heating Zone 3 | Heat Pump Heating System | 465.7329 | 0
HPCntrls Upgrade - Standard to PTCS - Heating Zone 3 (Heat Pump Heating System) | HPCnt10 | HPCntrls10 | HPCntrls | 10 | Standard | PTCS | Heating Zone 3 | HPCntrls Upgrade - Standard to PTCS - Heating Zone 3 | Heat Pump Heating System | 2896.7431 | -2.7627

## Results
Savings Per Sq. Ft. by Heating Zone
Weighted to Avg House Size | [7 empty] | SAVINGS (kWh/yr/unit)
[8 empty] | Avg Htg & Clg System |  | Zonal | FAF | Heat Pump | CAC
measure ID | Measure Name | Measure Type | MeasureTypeNumber | Pre | Post | Climate | Measure Name | Heating | Cooling | Heating | Heating | Heating | Cooling
Walls10 | Walls10 | Walls | 10 | R-0 | R-11 | Heating Zone 1 | Multi Family Weatherization - Insulate Walls - R-0 to R-11 - Heating Zone 1 | 1.3521 | -0.0018773 | 1.362 | 1.3942 | 0.52529 | -0.030865
BGWal10 | BGWalls10 | BGWalls | 10 | R-0 | R-11 | Heating Zone 1 | Multi Family Weatherization - Insulate BGWalls - R-0 to R-11 - Heating Zone 1 | 0 | 0 | 0 | 0 | 0 | 0
Floor10 | Floors10 | Floors | 10 | R-0 | R-19 | Heating Zone 1 | Multi Family Weatherization - Insulate Floors - R-0 to R-19 - Heating Zone 1 | 0.61233 | -0.0087835 | 0.61745 | 0.61474 | 0.2196 | -0.086636
Floor11 | Floors11 | Floors | 11 | R-0 | R-25 | Heating Zone 1 | Multi Family Weatherization - Insulate Floors - R-0 to R-25 - Heating Zone 1 | 0.70225 | -0.010176 | 0.70811 | 0.70516 | 0.25213 | -0.10039
Floor12 | Floors12 | Floors | 12 | R-0 | R-30 | Heating Zone 1 | Multi Family Weatherization - Insulate Floors - R-0 to R-30 - Heating Zone 1 | 0.79706 | -0.011676 | 0.80371 | 0.80054 | 0.28644 | -0.11521
Floor13 | Floors13 | Floors | 13 | R-0 | R-38 | Heating Zone 1 | Multi Family Weatherization - Insulate Floors - R-0 to R-38 - Heating Zone 1 | 0.82229 | -0.012081 | 0.82916 | 0.82593 | 0.29569 | -0.11921
Floor14 | Floors14 | Floors | 14 | R-19 | R-25 | Heating Zone 1 | Multi Family Weatherization - Insulate Floors - R-19 to R-25 - Heating Zone 1 | 0.089916 | -0.0013929 | 0.090661 | 0.090421 | 0.032522 | -0.013756
Floor15 | Floors15 | Floors | 15 | R-19 | R-30 | Heating Zone 1 | Multi Family Weatherization - Insulate Floors - R-19 to R-30 - Heating Zone 1 | 0.18473 | -0.0028929 | 0.18626 | 0.18581 | 0.066831 | -0.028574
Floor16 | Floors16 | Floors | 16 | R-19 | R-38 | Heating Zone 1 | Multi Family Weatherization - Insulate Floors - R-19 to R-38 - Heating Zone 1 | 0.20997 | -0.0032976 | 0.2117 | 0.2112 | 0.07608 | -0.03257
Floor17 | Floors17 | Floors | 17 | R-11 | R-30 | Heating Zone 1 | Multi Family Weatherization - Insulate Floors - R-11 to R-30 - Heating Zone 1 | 1.7794 | -0.023473 | 1.7944 | 1.7826 | 0.63499 | -0.23091
Floor18 | Floors18 | Floors | 18 | R-0 | R-19 | Heating Zone 1 | Multi Family Weatherization - Insulate Floors - R-0 to R-19 - Heating Zone 1 | 0.61233 | -0.0087835 | 0.61745 | 0.61474 | 0.2196 | -0.086636
Ceili10 | Ceiling10 | Ceiling | 10 | R-0 | R-19 | Heating Zone 1 | Multi Family Weatherization - Insulate Attic - R-0 to R-19 - Heating Zone 1 | 0.48191 | 0.0073609 | 0.48568 | 0.49666 | 0.16956 | 0.053405
Ceili11 | Ceiling11 | Ceiling | 11 | R-0 | R-38 | Heating Zone 1 | Multi Family Weatherization - Insulate Attic - R-0 to R-38 - Heating Zone 1 | 0.65629 | 0.010077 | 0.66141 | 0.67643 | 0.23122 | 0.072854
Ceili12 | Ceiling12 | Ceiling | 12 | R-0 | R-49 | Heating Zone 1 | Multi Family Weatherization - Insulate Attic - R-0 to R-49 - Heating Zone 1 | 0.69672 | 0.010711 | 0.70216 | 0.71811 | 0.24545 | 0.077378
Ceili13 | Ceiling13 | Ceiling | 13 | R-30 | R-38 | Heating Zone 1 | Multi Family Weatherization - Insulate Attic - R-30 to R-38 - Heating Zone 1 | 0.047998 | 0.00075085 | 0.048373 | 0.049485 | 0.016823 | 0.0053608
Ceili14 | Ceiling14 | Ceiling | 14 | R-30 | R-49 | Heating Zone 1 | Multi Family Weatherization - Insulate Attic - R-30 to R-49 - Heating Zone 1 | 0.088427 | 0.0013855 | 0.089118 | 0.091169 | 0.031046 | 0.0098852
Ceili15 | Ceiling15 | Ceiling | 15 | R-19 | R-30 | Heating Zone 1 | Multi Family Weatherization - Insulate Attic - R-19 to R-30 - Heating Zone 1 | 0.12638 | 0.0019648 | 0.12736 | 0.13028 | 0.044844 | 0.014087
Ceili16 | Ceiling16 | Ceiling | 16 | R-19 | R-38 | Heating Zone 1 | Multi Family Weatherization - Insulate Attic - R-19 to R-38 - Heating Zone 1 | 0.17438 | 0.0027156 | 0.17574 | 0.17977 | 0.061667 | 0.019448
Ceili17 | Ceiling17 | Ceiling | 17 | R-19 | R-49 | Heating Zone 1 | Multi Family Weatherization - Insulate Attic - R-19 to R-49 - Heating Zone 1 | 0.21481 | 0.0033503 | 0.21648 | 0.22145 | 0.07589 | 0.023972
Ceili18 | Ceiling18 | Ceiling | 18 | R-38 | R-49 | Heating Zone 1 | Multi Family Weatherization - Insulate Attic - R-38 to R-49 - Heating Zone 1 | 0.040429 | 0.0006347 | 0.040745 | 0.041684 | 0.014223 | 0.0045243
Windo19 | Windows19 | Windows | 19 | Class 35 | Class 22 | Heating Zone 1 | Windows - Class 35 to Class 22 - Heating Zone 1 | 3.3675 | 0.005834 | 3.3924 | 3.463 | 1.3095 | 0.0080951
Windo20 | Windows20 | Windows | 20 | Single Pane | Class 22 | Heating Zone 1 | Windows - Single Pane to Class 22 - Heating Zone 1 | 24.8837 | 0.10625 | 25.0638 | 25.5235 | 10.0639 | 0.72176
Windo21 | Windows21 | Windows | 21 | Double Pane | Class 22 | Heating Zone 1 | Windows - Double Pane to Class 22 - Heating Zone 1 | 14.6119 | 0.15475 | 14.7179 | 14.9916 | 5.8814 | 1.216
Windo22 | Windows22 | Windows | 22 | Single Pane | Class 30 | Heating Zone 1 | Windows - Single Pane to Class 30 - Heating Zone 1 | 22.8853 | 0.10099 | 23.0506 | 23.4679 | 9.2848 | 0.7022
Windo23 | Windows23 | Windows | 23 | Double Pane | Class 30 | Heating Zone 1 | Windows - Double Pane to Class 30 - Heating Zone 1 | 12.6135 | 0.14949 | 12.7048 | 12.936 | 5.1023 | 1.1964
Windo24 | Windows24 | Windows | 24 | Class 35 | Class 30 | Heating Zone 1 | Windows - Class 35 to Class 30 - Heating Zone 1 | 1.3691 | 0.00057743 | 1.3792 | 1.4074 | 0.53032 | -0.011469
Infil10 | Infiltration10 | Infiltration | 10 | 0.45 ACHn | 0.35 ACHn | Heating Zone 1 | Infiltration Reduction - 0.45 ACHn to 0.35 ACHn - Heating Zone 1 | 0 | 0 | 0 | 0 | 0 | 0
Infil11 | Infiltration11 | Infiltration | 11 | 0.45 ACHn | 0.20 ACHn | Heating Zone 1 | Infiltration Reduction - 0.45 ACHn to 0.20 ACHn - Heating Zone 1 | 0 | 0 | 0 | 0 | 0 | 0
Infil12 | Infiltration12 | Infiltration | 12 | 0.35 ACHn | 0.20 ACHn | Heating Zone 1 | Infiltration Reduction - 0.35 ACHn to 0.20 ACHn - Heating Zone 1 | 0 | 0 | 0 | 0 | 0 | 0
DuctT10 | DuctTightness10 | DuctTightness | 10 | Std-crawl | PTCS-crawl | Heating Zone 1 | DuctTightness - Std-crawl to PTCS-crawl - Heating Zone 1 | 775.2739 | 32.3728 | 0 | 383.9025 | 1493.2119 | 181.4552
DuctI10 | DuctInsulation10 | DuctInsulation | 10 | R-0 | R-4.2 | Heating Zone 1 | DuctInsulation - R-0 to R-4.2 - Heating Zone 1 | 72.1277 | 2.0531 | 0 | 74.9431 | 66.9632 | 12.496
DuctI11 | DuctInsulation11 | DuctInsulation | 11 | R-0 | R-11 | Heating Zone 1 | DuctInsulation - R-0 to R-11 - Heating Zone 1 | 99.3837 | 2.847 | 0 | 102.6261 | 93.4359 | 17.2582
DuctI12 | DuctInsulation12 | DuctInsulation | 12 | R-4.2 | R-11 | Heating Zone 1 | DuctInsulation - R-4.2 to R-11 - Heating Zone 1 | 27.256 | 0.79388 | 0 | 27.683 | 26.4726 | 4.7623
HeatP10 | HeatPump10 | HeatPump | 10 | 7.7/13 | 8.5/13 | Heating Zone 1 | HeatPump Upgrade - 7.7/13 to 8.5/13 - Heating Zone 1 |  |  |  |  | 453.4598 | 0
HeatP11 | HeatPump11 | HeatPump | 11 | 7.7/13 | 9.0/14 | Heating Zone 1 | HeatPump Upgrade - 7.7/13 to 9.0/14 - Heating Zone 1 |  |  |  |  | 665.4977 | 139.7194
HeatP12 | HeatPump12 | HeatPump | 12 | 7.7/13 | 8.2/13 | Heating Zone 1 | HeatPump Upgrade - 7.7/13 to 8.2/13 - Heating Zone 1 |  |  |  |  | 313.8251 | 0
HPCnt10 | HPCntrls10 | HPCntrls | 10 | Standard | PTCS | Heating Zone 1 | HPCntrls Upgrade - Standard to PTCS - Heating Zone 1 |  |  |  |  | 814.8843 | -4.9397
Walls10 | Walls10 | Walls | 10 | R-0 | R-11 | Heating Zone 2 | Multi Family Weatherization - Insulate Walls - R-0 to R-11 - Heating Zone 2 | 1.8471 | 6.6665e-05 | 1.8592 | 1.8981 | 0.8414 | -0.0061848
BGWal10 | BGWalls10 | BGWalls | 10 | R-0 | R-11 | Heating Zone 2 | Multi Family Weatherization - Insulate BGWalls - R-0 to R-11 - Heating Zone 2 | 0 | 0 | 0 | 0 | 0 | 0
Floor10 | Floors10 | Floors | 10 | R-0 | R-19 | Heating Zone 2 | Multi Family Weatherization - Insulate Floors - R-0 to R-19 - Heating Zone 2 | 0.7566 | -0.0084288 | 0.76271 | 0.75267 | 0.30087 | -0.0878
Floor11 | Floors11 | Floors | 11 | R-0 | R-25 | Heating Zone 2 | Multi Family Weatherization - Insulate Floors - R-0 to R-25 - Heating Zone 2 | 0.86887 | -0.0097799 | 0.87587 | 0.86456 | 0.34585 | -0.10176
Floor12 | Floors12 | Floors | 12 | R-0 | R-30 | Heating Zone 2 | Multi Family Weatherization - Insulate Floors - R-0 to R-30 - Heating Zone 2 | 0.98754 | -0.011237 | 0.9955 | 0.98288 | 0.39317 | -0.1168
Floor13 | Floors13 | Floors | 13 | R-0 | R-38 | Heating Zone 2 | Multi Family Weatherization - Insulate Floors - R-0 to R-38 - Heating Zone 2 | 1.0192 | -0.011631 | 1.0274 | 1.0144 | 0.4058 | -0.12086
Floor14 | Floors14 | Floors | 14 | R-19 | R-25 | Heating Zone 2 | Multi Family Weatherization - Insulate Floors - R-19 to R-25 - Heating Zone 2 | 0.11227 | -0.0013511 | 0.11317 | 0.11189 | 0.044976 | -0.013961
Floor15 | Floors15 | Floors | 15 | R-19 | R-30 | Heating Zone 2 | Multi Family Weatherization - Insulate Floors - R-19 to R-30 - Heating Zone 2 | 0.23094 | -0.0028079 | 0.23279 | 0.23022 | 0.092297 | -0.028996
Floor16 | Floors16 | Floors | 16 | R-19 | R-38 | Heating Zone 2 | Multi Family Weatherization - Insulate Floors - R-19 to R-38 - Heating Zone 2 | 0.26259 | -0.0032019 | 0.26469 | 0.26178 | 0.10492 | -0.033056
Floor17 | Floors17 | Floors | 17 | R-11 | R-30 | Heating Zone 2 | Multi Family Weatherization - Insulate Floors - R-11 to R-30 - Heating Zone 2 | 2.1749 | -0.02235 | 2.1926 | 2.1588 | 0.86458 | -0.23463
Floor18 | Floors18 | Floors | 18 | R-0 | R-19 | Heating Zone 2 | Multi Family Weatherization - Insulate Floors - R-0 to R-19 - Heating Zone 2 | 0.7566 | -0.0084288 | 0.76271 | 0.75267 | 0.30087 | -0.0878
Ceili10 | Ceiling10 | Ceiling | 10 | R-0 | R-19 | Heating Zone 2 | Multi Family Weatherization - Insulate Attic - R-0 to R-19 - Heating Zone 2 | 0.4796 | 0.0097285 | 0.48318 | 0.49484 | 0.18079 | 0.09142
Ceili11 | Ceiling11 | Ceiling | 11 | R-0 | R-38 | Heating Zone 2 | Multi Family Weatherization - Insulate Attic - R-0 to R-38 - Heating Zone 2 | 0.65455 | 0.013344 | 0.65943 | 0.67533 | 0.24683 | 0.12539
Ceili12 | Ceiling12 | Ceiling | 12 | R-0 | R-49 | Heating Zone 2 | Multi Family Weatherization - Insulate Attic - R-0 to R-49 - Heating Zone 2 | 0.69519 | 0.014192 | 0.70037 | 0.71726 | 0.26217 | 0.13335
Ceili13 | Ceiling13 | Ceiling | 13 | R-30 | R-38 | Heating Zone 2 | Multi Family Weatherization - Insulate Attic - R-30 to R-38 - Heating Zone 2 | 0.048215 | 0.0010018 | 0.048575 | 0.049743 | 0.018142 | 0.0094101
Ceili14 | Ceiling14 | Ceiling | 14 | R-30 | R-49 | Heating Zone 2 | Multi Family Weatherization - Insulate Attic - R-30 to R-49 - Heating Zone 2 | 0.088856 | 0.00185 | 0.089519 | 0.091671 | 0.03348 | 0.017374
Ceili15 | Ceiling15 | Ceiling | 15 | R-19 | R-30 | Heating Zone 2 | Multi Family Weatherization - Insulate Attic - R-19 to R-30 - Heating Zone 2 | 0.12674 | 0.0026137 | 0.12768 | 0.13075 | 0.0479 | 0.024561
Ceili16 | Ceiling16 | Ceiling | 16 | R-19 | R-38 | Heating Zone 2 | Multi Family Weatherization - Insulate Attic - R-19 to R-38 - Heating Zone 2 | 0.17495 | 0.0036155 | 0.17625 | 0.18049 | 0.066042 | 0.033971
Ceili17 | Ceiling17 | Ceiling | 17 | R-19 | R-49 | Heating Zone 2 | Multi Family Weatherization - Insulate Attic - R-19 to R-49 - Heating Zone 2 | 0.21559 | 0.0044637 | 0.2172 | 0.22242 | 0.08138 | 0.041935
Ceili18 | Ceiling18 | Ceiling | 18 | R-38 | R-49 | Heating Zone 2 | Multi Family Weatherization - Insulate Attic - R-38 to R-49 - Heating Zone 2 | 0.040641 | 0.00084814 | 0.040944 | 0.041928 | 0.015338 | 0.0079641
Windo19 | Windows19 | Windows | 19 | Class 35 | Class 22 | Heating Zone 2 | Windows - Class 35 to Class 22 - Heating Zone 2 | 4.667 | 0.012411 | 4.6984 | 4.7815 | 2.0786 | 0.10483
Windo20 | Windows20 | Windows | 20 | Single Pane | Class 22 | Heating Zone 2 | Windows - Single Pane to Class 22 - Heating Zone 2 | 33.6802 | 0.14902 | 33.8809 | 34.4471 | 17.0639 | 1.3812
Windo21 | Windows21 | Windows | 21 | Double Pane | Class 22 | Heating Zone 2 | Windows - Double Pane to Class 22 - Heating Zone 2 | 20.0792 | 0.19054 | 20.204 | 20.5387 | 9.7754 | 1.8285
Windo22 | Windows22 | Windows | 22 | Single Pane | Class 30 | Heating Zone 2 | Windows - Single Pane to Class 30 - Heating Zone 2 | 30.8998 | 0.13959 | 31.0818 | 31.5983 | 15.8267 | 1.2987
Windo23 | Windows23 | Windows | 23 | Double Pane | Class 30 | Heating Zone 2 | Windows - Double Pane to Class 30 - Heating Zone 2 | 17.2988 | 0.18111 | 17.405 | 17.6899 | 8.5382 | 1.7459
Windo24 | Windows24 | Windows | 24 | Class 35 | Class 30 | Heating Zone 2 | Windows - Class 35 to Class 30 - Heating Zone 2 | 1.8867 | 0.0029792 | 1.8993 | 1.9327 | 0.84136 | 0.022265
Infil10 | Infiltration10 | Infiltration | 10 | 0.45 ACHn | 0.35 ACHn | Heating Zone 2 | Infiltration Reduction - 0.45 ACHn to 0.35 ACHn - Heating Zone 2 | 0 | 0 | 0 | 0 | 0 | 0
Infil11 | Infiltration11 | Infiltration | 11 | 0.45 ACHn | 0.20 ACHn | Heating Zone 2 | Infiltration Reduction - 0.45 ACHn to 0.20 ACHn - Heating Zone 2 | 0 | 0 | 0 | 0 | 0 | 0
Infil12 | Infiltration12 | Infiltration | 12 | 0.35 ACHn | 0.20 ACHn | Heating Zone 2 | Infiltration Reduction - 0.35 ACHn to 0.20 ACHn - Heating Zone 2 | 0 | 0 | 0 | 0 | 0 | 0
DuctT10 | DuctTightness10 | DuctTightness | 10 | Std-crawl | PTCS-crawl | Heating Zone 2 | DuctTightness - Std-crawl to PTCS-crawl - Heating Zone 2 | 1573.8376 | 42.5815 | 0 | 518.454 | 3509.8506 | 412.3659
DuctI10 | DuctInsulation10 | DuctInsulation | 10 | R-0 | R-4.2 | Heating Zone 2 | DuctInsulation - R-0 to R-4.2 - Heating Zone 2 | 113.2838 | 2.7105 | 0 | 103.6501 | 130.9559 | 26.1647
DuctI11 | DuctInsulation11 | DuctInsulation | 11 | R-0 | R-11 | Heating Zone 2 | DuctInsulation - R-0 to R-11 - Heating Zone 2 | 156.767 | 3.7479 | 0 | 142.481 | 182.9734 | 36.2261
DuctI12 | DuctInsulation12 | DuctInsulation | 12 | R-4.2 | R-11 | Heating Zone 2 | DuctInsulation - R-4.2 to R-11 - Heating Zone 2 | 43.4832 | 1.0374 | 0 | 38.8309 | 52.0175 | 10.0614
HeatP10 | HeatPump10 | HeatPump | 10 | 7.7/13 | 8.5/13 | Heating Zone 2 | HeatPump Upgrade - 7.7/13 to 8.5/13 - Heating Zone 2 |  |  |  |  | 620.5116 | 0
HeatP11 | HeatPump11 | HeatPump | 11 | 7.7/13 | 9.0/14 | Heating Zone 2 | HeatPump Upgrade - 7.7/13 to 9.0/14 - Heating Zone 2 |  |  |  |  | 919.2538 | 213.6506
HeatP12 | HeatPump12 | HeatPump | 12 | 7.7/13 | 8.2/13 | Heating Zone 2 | HeatPump Upgrade - 7.7/13 to 8.2/13 - Heating Zone 2 |  |  |  |  | 423.7789 | 0
HPCnt10 | HPCntrls10 | HPCntrls | 10 | Standard | PTCS | Heating Zone 2 | HPCntrls Upgrade - Standard to PTCS - Heating Zone 2 |  |  |  |  | 1932.6028 | -3.9909
Walls10 | Walls10 | Walls | 10 | R-0 | R-11 | Heating Zone 3 | Multi Family Weatherization - Insulate Walls - R-0 to R-11 - Heating Zone 3 | 2.2192 | -0.0012184 | 2.2317 | 2.2761 | 1.1678 | 0.021365
BGWal10 | BGWalls10 | BGWalls | 10 | R-0 | R-11 | Heating Zone 3 | Multi Family Weatherization - Insulate BGWalls - R-0 to R-11 - Heating Zone 3 | 0 | 0 | 0 | 0 | 0 | 0
Floor10 | Floors10 | Floors | 10 | R-0 | R-19 | Heating Zone 3 | Multi Family Weatherization - Insulate Floors - R-0 to R-19 - Heating Zone 3 | 0.87781 | -0.0083155 | 0.88467 | 0.8702 | 0.37235 | -0.08985
Floor11 | Floors11 | Floors | 11 | R-0 | R-25 | Heating Zone 3 | Multi Family Weatherization - Insulate Floors - R-0 to R-25 - Heating Zone 3 | 1.0079 | -0.0096653 | 1.0157 | 0.99937 | 0.42787 | -0.10426
Floor12 | Floors12 | Floors | 12 | R-0 | R-30 | Heating Zone 3 | Multi Family Weatherization - Insulate Floors - R-0 to R-30 - Heating Zone 3 | 1.1456 | -0.011129 | 1.1545 | 1.1362 | 0.48595 | -0.11984
Floor13 | Floors13 | Floors | 13 | R-0 | R-38 | Heating Zone 3 | Multi Family Weatherization - Insulate Floors - R-0 to R-38 - Heating Zone 3 | 1.1823 | -0.011525 | 1.1915 | 1.1727 | 0.50135 | -0.12405
Floor14 | Floors14 | Floors | 14 | R-19 | R-25 | Heating Zone 3 | Multi Family Weatherization - Insulate Floors - R-19 to R-25 - Heating Zone 3 | 0.13007 | -0.0013498 | 0.13108 | 0.12918 | 0.055517 | -0.014409
Floor15 | Floors15 | Floors | 15 | R-19 | R-30 | Heating Zone 3 | Multi Family Weatherization - Insulate Floors - R-19 to R-30 - Heating Zone 3 | 0.26775 | -0.0028132 | 0.26982 | 0.26597 | 0.1136 | -0.029989
Floor16 | Floors16 | Floors | 16 | R-19 | R-38 | Heating Zone 3 | Multi Family Weatherization - Insulate Floors - R-19 to R-38 - Heating Zone 3 | 0.30448 | -0.0032091 | 0.30685 | 0.30248 | 0.129 | -0.034203
Floor17 | Floors17 | Floors | 17 | R-11 | R-30 | Heating Zone 3 | Multi Family Weatherization - Insulate Floors - R-11 to R-30 - Heating Zone 3 | 2.525 | -0.021854 | 2.5449 | 2.4977 | 1.0724 | -0.23862
Floor18 | Floors18 | Floors | 18 | R-0 | R-19 | Heating Zone 3 | Multi Family Weatherization - Insulate Floors - R-0 to R-19 - Heating Zone 3 | 0.87781 | -0.0083155 | 0.88467 | 0.8702 | 0.37235 | -0.08985
Ceili10 | Ceiling10 | Ceiling | 10 | R-0 | R-19 | Heating Zone 3 | Multi Family Weatherization - Insulate Attic - R-0 to R-19 - Heating Zone 3 | 0.42665 | 0.0080849 | 0.42977 | 0.44255 | 0.16128 | 0.14461
Ceili11 | Ceiling11 | Ceiling | 11 | R-0 | R-38 | Heating Zone 3 | Multi Family Weatherization - Insulate Attic - R-0 to R-38 - Heating Zone 3 | 0.58245 | 0.011076 | 0.58669 | 0.6041 | 0.22096 | 0.1987
Ceili12 | Ceiling12 | Ceiling | 12 | R-0 | R-49 | Heating Zone 3 | Multi Family Weatherization - Insulate Attic - R-0 to R-49 - Heating Zone 3 | 0.6187 | 0.011776 | 0.62321 | 0.64169 | 0.23464 | 0.21139
Ceili13 | Ceiling13 | Ceiling | 13 | R-30 | R-38 | Heating Zone 3 | Multi Family Weatherization - Insulate Attic - R-30 to R-38 - Heating Zone 3 | 0.042991 | 0.00082753 | 0.043304 | 0.044576 | 0.016378 | 0.015
Ceili14 | Ceiling14 | Ceiling | 14 | R-30 | R-49 | Heating Zone 3 | Multi Family Weatherization - Insulate Attic - R-30 to R-49 - Heating Zone 3 | 0.079244 | 0.0015277 | 0.079822 | 0.082164 | 0.030056 | 0.027698
Ceili15 | Ceiling15 | Ceiling | 15 | R-19 | R-30 | Heating Zone 3 | Multi Family Weatherization - Insulate Attic - R-19 to R-30 - Heating Zone 3 | 0.11281 | 0.0021631 | 0.11362 | 0.11697 | 0.0433 | 0.039083
Ceili16 | Ceiling16 | Ceiling | 16 | R-19 | R-38 | Heating Zone 3 | Multi Family Weatherization - Insulate Attic - R-19 to R-38 - Heating Zone 3 | 0.1558 | 0.0029906 | 0.15693 | 0.16155 | 0.059678 | 0.054083
Ceili17 | Ceiling17 | Ceiling | 17 | R-19 | R-49 | Heating Zone 3 | Multi Family Weatherization - Insulate Attic - R-19 to R-49 - Heating Zone 3 | 0.19205 | 0.0036907 | 0.19344 | 0.19913 | 0.073356 | 0.066781
Ceili18 | Ceiling18 | Ceiling | 18 | R-38 | R-49 | Heating Zone 3 | Multi Family Weatherization - Insulate Attic - R-38 to R-49 - Heating Zone 3 | 0.036253 | 0.00070014 | 0.036518 | 0.037588 | 0.013678 | 0.012698
Windo19 | Windows19 | Windows | 19 | Class 35 | Class 22 | Heating Zone 3 | Windows - Class 35 to Class 22 - Heating Zone 3 | 5.6638 | 0.0064535 | 5.6976 | 5.7929 | 2.8671 | 0.22053
Windo20 | Windows20 | Windows | 20 | Single Pane | Class 22 | Heating Zone 3 | Windows - Single Pane to Class 22 - Heating Zone 3 | 40.7866 | 0.11295 | 40.981 | 41.6346 | 24.5001 | 2.1688
Windo21 | Windows21 | Windows | 21 | Double Pane | Class 22 | Heating Zone 3 | Windows - Double Pane to Class 22 - Heating Zone 3 | 24.6367 | 0.15216 | 24.761 | 25.1516 | 14.2696 | 2.6262
Windo22 | Windows22 | Windows | 22 | Single Pane | Class 30 | Heating Zone 3 | Windows - Single Pane to Class 30 - Heating Zone 3 | 37.3995 | 0.1075 | 37.5736 | 38.1699 | 22.7936 | 2.0103
Windo23 | Windows23 | Windows | 23 | Double Pane | Class 30 | Heating Zone 3 | Windows - Double Pane to Class 30 - Heating Zone 3 | 21.2495 | 0.14671 | 21.3536 | 21.687 | 12.563 | 2.4678
Windo24 | Windows24 | Windows | 24 | Class 35 | Class 30 | Heating Zone 3 | Windows - Class 35 to Class 30 - Heating Zone 3 | 2.2767 | 0.0010063 | 2.2902 | 2.3283 | 1.1605 | 0.062037
Infil10 | Infiltration10 | Infiltration | 10 | 0.45 ACHn | 0.35 ACHn | Heating Zone 3 | Infiltration Reduction - 0.45 ACHn to 0.35 ACHn - Heating Zone 3 | 0 | 0 | 0 | 0 | 0 | 0
Infil11 | Infiltration11 | Infiltration | 11 | 0.45 ACHn | 0.20 ACHn | Heating Zone 3 | Infiltration Reduction - 0.45 ACHn to 0.20 ACHn - Heating Zone 3 | 0 | 0 | 0 | 0 | 0 | 0
Infil12 | Infiltration12 | Infiltration | 12 | 0.35 ACHn | 0.20 ACHn | Heating Zone 3 | Infiltration Reduction - 0.35 ACHn to 0.20 ACHn - Heating Zone 3 | 0 | 0 | 0 | 0 | 0 | 0
DuctT10 | DuctTightness10 | DuctTightness | 10 | Std-crawl | PTCS-crawl | Heating Zone 3 | DuctTightness - Std-crawl to PTCS-crawl - Heating Zone 3 | 2315.1064 | 26.7847 | 0 | 477.1139 | 5686.75 | 813.6083
DuctI10 | DuctInsulation10 | DuctInsulation | 10 | R-0 | R-4.2 | Heating Zone 3 | DuctInsulation - R-0 to R-4.2 - Heating Zone 3 | 141.8924 | 1.7958 | 0 | 113.0267 | 194.8441 | 47.0513
DuctI11 | DuctInsulation11 | DuctInsulation | 11 | R-0 | R-11 | Heating Zone 3 | DuctInsulation - R-0 to R-11 - Heating Zone 3 | 197.0284 | 2.4724 | 0 | 156.0162 | 272.2618 | 65.5931
DuctI12 | DuctInsulation12 | DuctInsulation | 12 | R-4.2 | R-11 | Heating Zone 3 | DuctInsulation - R-4.2 to R-11 - Heating Zone 3 | 55.136 | 0.67657 | 0 | 42.9895 | 77.4176 | 18.5418
HeatP10 | HeatPump10 | HeatPump | 10 | 7.7/13 | 8.5/13 | Heating Zone 3 | HeatPump Upgrade - 7.7/13 to 8.5/13 - Heating Zone 3 |  |  |  |  | 677.0487 | 0
HeatP11 | HeatPump11 | HeatPump | 11 | 7.7/13 | 9.0/14 | Heating Zone 3 | HeatPump Upgrade - 7.7/13 to 9.0/14 - Heating Zone 3 |  |  |  |  | 997.9358 | 306.3677
HeatP12 | HeatPump12 | HeatPump | 12 | 7.7/13 | 8.2/13 | Heating Zone 3 | HeatPump Upgrade - 7.7/13 to 8.2/13 - Heating Zone 3 |  |  |  |  | 465.7329 | 0
HPCnt10 | HPCntrls10 | HPCntrls | 10 | Standard | PTCS | Heating Zone 3 | HPCntrls Upgrade - Standard to PTCS - Heating Zone 3 |  |  |  |  | 2896.7431 | -2.7627

## MeasureInputsANDResults
COPIED FROM: |  |  | pdx1500cznlWalls10Pre |  |  |  |  | heating | (CntrlType As String, hspfMid As Double, hspfLow As Double, hspfHigh As Double, hpLowA As Long, hpLowB As Long, hpLowC As Long, hpLowD As Long, hpLowE As Long, hpHighA As Long, hpHighB As Long, hpHighC As Long, hpHighD As Long, hpHighE As Long) | [88 empty] | Cooling
ExistingResidentialMultiFamily_SEEM96_v2.xlsm |  |  | pdx1500cWalls10pre |  |  | pdx1500cznlWalls10pre |  | 1500c | 1500c | 1500c | 1500c | 1500c | 1500c | 1500c | 1500c | 1500c | 1500c | 1500c | 1500c | 1500c | 1500c | 1500c | 1500c | 1500c | 1500c | 1500c | 1500c | 1500c | 1500c | 1500c | 1500c | 1500c | 1500c | 1500c | 1500c | 1500c | 1500c | 1500s | 1500s | 1500s | 1500s | 1500s | 1500s | 1500s | 1500s | 1500s | 1500s | 1500s | 1500s | 1500s | 1500s | 1500s | 1500s | 1500s | 1500s | 1500s | 1500s | 1500s | 1500s | 1500s | 1500s | 1500s | 1500s | 1500s | 1500s | 1500s | 1500s | 1000 | 1000 | 1000 | 1000 | 1000 | 1000 | 1000 | 1000 | 1000 | 1000 | 1000 | 1000 | 1000 | 1000 | 1000 | 1000 | 1000 | 1000 | 1000 | 1000 | 1000 | 1000 | 1000 | 1000 | 1000 | 1000 | 1000 | 1000 | 1000 | 1000 | 1500c | 1500c | 1500c | 1500c | 1500c | 1500c | 1500c | 1500c | 1500c | 1500c | 1500s | 1500s | 1500s | 1500s | 1500s | 1500s | 1500s | 1500s | 1500s | 1500s | 1000 | 1000 | 1000 | 1000 | 1000 | 1000 | 1000 | 1000 | 1000 | 1000
[8 empty] | pdx | pdx | pdx | pdx | pdx | pdx | sea | sea | sea | sea | sea | sea | spk | spk | spk | spk | spk | spk | bos | bos | bos | bos | bos | bos | kal | kal | kal | kal | kal | kal | pdx | pdx | pdx | pdx | pdx | pdx | sea | sea | sea | sea | sea | sea | spk | spk | spk | spk | spk | spk | bos | bos | bos | bos | bos | bos | kal | kal | kal | kal | kal | kal | pdx | pdx | pdx | pdx | pdx | pdx | sea | sea | sea | sea | sea | sea | spk | spk | spk | spk | spk | spk | bos | bos | bos | bos | bos | bos | kal | kal | kal | kal | kal | kal | pdx | pdx | sea | sea | spk | spk | bos | bos | kal | kal | pdx | pdx | sea | sea | spk | spk | bos | bos | kal | kal | pdx | pdx | sea | sea | spk | spk | bos | bos | kal | kal
| Measure Inputs | [6 empty] | znl | faf | hp | znl | faf | hp | znl | faf | hp | znl | faf | hp | znl | faf | hp | znl | faf | hp | znl | faf | hp | znl | faf | hp | znl | faf | hp | znl | faf | hp | znl | faf | hp | znl | faf | hp | znl | faf | hp | znl | faf | hp | znl | faf | hp | znl | faf | hp | znl | faf | hp | znl | faf | hp | znl | faf | hp | znl | faf | hp | znl | faf | hp | znl | faf | hp | znl | faf | hp | znl | faf | hp | znl | faf | hp | znl | faf | hp | znl | faf | hp | znl | faf | hp | znl | faf | hp | znl | faf | hp | hp | hp | hp | hp | hp | hp | hp | hp | hp | hp | hp | hp | hp | hp | hp | hp | hp | hp | hp | hp | hp | hp | hp | hp | hp | hp | hp | hp | hp | hp
| measure ID | Measure Name | Measure Type | MeasureTypeNumber | Pre | Post |  | pre | pre | pre | pst | pst | pst | pre | pre | pre | pst | pst | pst | pre | pre | pre | pst | pst | pst | pre | pre | pre | pst | pst | pst | pre | pre | pre | pst | pst | pst | pre | pre | pre | pst | pst | pst | pre | pre | pre | pst | pst | pst | pre | pre | pre | pst | pst | pst | pre | pre | pre | pst | pst | pst | pre | pre | pre | pst | pst | pst | pre | pre | pre | pst | pst | pst | pre | pre | pre | pst | pst | pst | pre | pre | pre | pst | pst | pst | pre | pre | pre | pst | pst | pst | pre | pre | pre | pst | pst | pst | pre | pst | pre | pst | pre | pst | pre | pst | pre | pst | pre | pst | pre | pst | pre | pst | pre | pst | pre | pst | pre | pst | pre | pst | pre | pst | pre | pst | pre | pst
| Walls10 | Walls10 | Walls | 10 | R-0 | R-11 | Walls10 | 5992.0708 | 6372.6625 | 2196 | 4272.8679 | 4542.48 | 1595.8235 | 6526.3718 | 6943.3621 | 2397.7647 | 4648.4807 | 4943.2775 | 1739.2941 | 11612.0566 | 12255.7125 | 5131.4706 | 8835.0593 | 9319.1367 | 3873.2353 | 8466.4564 | 8972.7847 | 3685.6471 | 6234.4733 | 6602.6291 | 2717.8235 | 14266.4371 | 15002.335 | 7054.1765 | 10964.7104 | 11521.8541 | 5235.5882 | 6076.9121 | 6391.6855 | 2382.7647 | 4371.4607 | 4598.3256 | 1750.0588 | 6632.8081 | 6979.4042 | 2612.5882 | 4768.6037 | 5018.3333 | 1914.4706 | 11812.9295 | 12435.0301 | 5888.2353 | 9058.1125 | 9535.5002 | 4397.2353 | 8617.0816 | 9070.8063 | 4171.0588 | 6407.4294 | 6745.1643 | 3065.0588 | 14630.0262 | 15397.3025 | 8293.1765 | 11348.9589 | 11944.386 | 6119.7059 | 52323.8901 | 52817.5053 | 19190.1765 | 41605.4132 | 42034.3921 | 15465.3529 | 57203.3118 | 57779.8561 | 20993.1176 | 45452.9669 | 45953.0113 | 16901.7059 | 115087.499 | 115854.7898 | 50020.6471 | 97357.903 | 98081.5359 | 42501.1176 | 77785.7395 | 78393.0586 | 33654.0588 | 63975.9478 | 64539.8682 | 27981.2353 | 144097.0413 | 144868.8599 | 68388.8235 | 123107.1589 | 123841.545 | 58351.9412 | 658.7226 | 656.4146 | 335.6444 | 350.3852 | 689.6643 | 663.5113 | 1171.9981 | 1101.2735 | 486.4509 | 481.7078 | 624.7713 | 615.2076 | 304.2519 | 314.185 | 640.0173 | 606.485 | 1149.7719 | 1074.8297 | 434.5296 | 419.3965 | 13167.3433 | 13509.7076 | 8403.3715 | 8866.9021 | 12574.3342 | 12692.0973 | 19465.4075 | 19407.3026 | 9980.2368 | 10191.8759
| BGWal10 | BGWalls10 | BGWalls | 10 | R-0 | R-11 | BGWal10 | 4272.8679 | 4542.48 | 1595.8235 | 4272.8679 | 4542.48 | 1595.8235 | 4648.4807 | 4943.2775 | 1739.2941 | 4648.4807 | 4943.2775 | 1739.2941 | 8835.0593 | 9319.1367 | 3873.2353 | 8835.0593 | 9319.1367 | 3873.2353 | 6234.4733 | 6602.6291 | 2717.8235 | 6234.4733 | 6602.6291 | 2717.8235 | 10964.7104 | 11521.8541 | 5235.5882 | 10964.7104 | 11521.8541 | 5235.5882 | 4371.4607 | 4598.3256 | 1750.0588 | 4371.4607 | 4598.3256 | 1750.0588 | 4768.6037 | 5018.3333 | 1914.4706 | 4768.6037 | 5018.3333 | 1914.4706 | 9058.1125 | 9535.5002 | 4397.2353 | 9058.1125 | 9535.5002 | 4397.2353 | 6407.4294 | 6745.1643 | 3065.0588 | 6407.4294 | 6745.1643 | 3065.0588 | 11348.9589 | 11944.386 | 6119.7059 | 11348.9589 | 11944.386 | 6119.7059 | 41605.4132 | 42034.3921 | 15465.3529 | 41605.4132 | 42034.3921 | 15465.3529 | 45452.9669 | 45953.0113 | 16901.7059 | 45452.9669 | 45953.0113 | 16901.7059 | 97357.903 | 98081.5359 | 42501.1176 | 97357.903 | 98081.5359 | 42501.1176 | 63975.9478 | 64539.8682 | 27981.2353 | 63975.9478 | 64539.8682 | 27981.2353 | 123107.1589 | 123841.545 | 58351.9412 | 123107.1589 | 123841.545 | 58351.9412 | 656.4146 | 656.4146 | 350.3852 | 350.3852 | 663.5113 | 663.5113 | 1101.2735 | 1101.2735 | 481.7078 | 481.7078 | 615.2076 | 615.2076 | 314.185 | 314.185 | 606.485 | 606.485 | 1074.8297 | 1074.8297 | 419.3965 | 419.3965 | 13509.7076 | 13509.7076 | 8866.9021 | 8866.9021 | 12692.0973 | 12692.0973 | 19407.3026 | 19407.3026 | 10191.8759 | 10191.8759
| Floor10 | Floors10 | Floors | 10 | R-0 | R-19 | Floor10 | 4665.8158 | 4918.0006 | 1706.8235 | 4321.6595 | 4589.353 | 1609.7647 | 5082.0386 | 5358.2407 | 1862.2353 | 4702.7665 | 4995.5265 | 1755.2353 | 9402.1102 | 9832.7188 | 4034.7059 | 8906.4528 | 9384.1003 | 3893.6471 | 6708.3033 | 7040.6942 | 2856.8235 | 6294.0749 | 6657.9916 | 2735.7647 | 11629.7476 | 12116.8562 | 5434.6471 | 11048.4235 | 11597.0429 | 5261.0588 | 4371.4607 | 4598.3256 | 1750.0588 | 4371.4607 | 4598.3256 | 1750.0588 | 4768.6037 | 5018.3333 | 1914.4706 | 4768.6037 | 5018.3333 | 1914.4706 | 9058.1125 | 9535.5002 | 4397.2353 | 9058.1125 | 9535.5002 | 4397.2353 | 6407.4294 | 6745.1643 | 3065.0588 | 6407.4294 | 6745.1643 | 3065.0588 | 11348.9589 | 11944.386 | 6119.7059 | 11348.9589 | 11944.386 | 6119.7059 | 46784.2155 | 47271.8979 | 17304.8824 | 42269.3008 | 42705.8625 | 15702.3529 | 51156.1283 | 51725.3281 | 18911.5294 | 46185.3954 | 46694.4283 | 17159.5882 | 104694.4537 | 105496.5628 | 45620.8235 | 98313.7402 | 99047.7187 | 42909.2941 | 69816.4742 | 70440.4684 | 30433.5294 | 64730.1778 | 65302.0656 | 28299.1176 | 131453.0037 | 132276.5507 | 62173.2941 | 124192.1121 | 124938.3334 | 58849.1176 | 610.8855 | 650.421 | 312.123 | 345.2339 | 621.6003 | 657.9582 | 1057.419 | 1095.5109 | 440.9494 | 476.32 | 615.2076 | 615.2076 | 314.185 | 314.185 | 606.485 | 606.485 | 1074.8297 | 1074.8297 | 419.3965 | 419.3965 | 12529.5904 | 13376.0054 | 7936.5411 | 8739.4988 | 11808.6325 | 12569.2566 | 18458.6184 | 19275.0658 | 9309.3554 | 10067.48
| Floor11 | Floors11 | Floors | 11 | R-0 | R-25 | Floor11 | 4665.8158 | 4918.0006 | 1706.8235 | 4272.8679 | 4542.48 | 1595.8235 | 5082.0386 | 5358.2407 | 1862.2353 | 4648.4807 | 4943.2775 | 1739.2941 | 9402.1102 | 9832.7188 | 4034.7059 | 8835.0593 | 9319.1367 | 3873.2353 | 6708.3033 | 7040.6942 | 2856.8235 | 6234.4733 | 6602.6291 | 2717.8235 | 11629.7476 | 12116.8562 | 5434.6471 | 10964.7104 | 11521.8541 | 5235.5882 | 4371.4607 | 4598.3256 | 1750.0588 | 4371.4607 | 4598.3256 | 1750.0588 | 4768.6037 | 5018.3333 | 1914.4706 | 4768.6037 | 5018.3333 | 1914.4706 | 9058.1125 | 9535.5002 | 4397.2353 | 9058.1125 | 9535.5002 | 4397.2353 | 6407.4294 | 6745.1643 | 3065.0588 | 6407.4294 | 6745.1643 | 3065.0588 | 11348.9589 | 11944.386 | 6119.7059 | 11348.9589 | 11944.386 | 6119.7059 | 46784.2155 | 47271.8979 | 17304.8824 | 41605.4132 | 42034.3921 | 15465.3529 | 51156.1283 | 51725.3281 | 18911.5294 | 45452.9669 | 45953.0113 | 16901.7059 | 104694.4537 | 105496.5628 | 45620.8235 | 97357.903 | 98081.5359 | 42501.1176 | 69816.4742 | 70440.4684 | 30433.5294 | 63975.9478 | 64539.8682 | 27981.2353 | 131453.0037 | 132276.5507 | 62173.2941 | 123107.1589 | 123841.545 | 58351.9412 | 610.8855 | 656.4146 | 312.123 | 350.3852 | 621.6003 | 663.5113 | 1057.419 | 1101.2735 | 440.9494 | 481.7078 | 615.2076 | 615.2076 | 314.185 | 314.185 | 606.485 | 606.485 | 1074.8297 | 1074.8297 | 419.3965 | 419.3965 | 12529.5904 | 13509.7076 | 7936.5411 | 8866.9021 | 11808.6325 | 12692.0973 | 18458.6184 | 19407.3026 | 9309.3554 | 10191.8759
| Floor12 | Floors12 | Floors | 12 | R-0 | R-30 | Floor12 | 4665.8158 | 4918.0006 | 1706.8235 | 4221.8851 | 4493.4391 | 1580.8824 | 5082.0386 | 5358.2407 | 1862.2353 | 4591.6281 | 4888.4903 | 1723.3529 | 9402.1102 | 9832.7188 | 4034.7059 | 8760.1333 | 9250.8664 | 3852.2941 | 6708.3033 | 7040.6942 | 2856.8235 | 6171.9409 | 6544.4375 | 2699.8824 | 11629.7476 | 12116.8562 | 5434.6471 | 10876.854 | 11442.8843 | 5210.6471 | 4371.4607 | 4598.3256 | 1750.0588 | 4371.4607 | 4598.3256 | 1750.0588 | 4768.6037 | 5018.3333 | 1914.4706 | 4768.6037 | 5018.3333 | 1914.4706 | 9058.1125 | 9535.5002 | 4397.2353 | 9058.1125 | 9535.5002 | 4397.2353 | 6407.4294 | 6745.1643 | 3065.0588 | 6407.4294 | 6745.1643 | 3065.0588 | 11348.9589 | 11944.386 | 6119.7059 | 11348.9589 | 11944.386 | 6119.7059 | 46784.2155 | 47271.8979 | 17304.8824 | 40905.5262 | 41326.4659 | 15215.9412 | 51156.1283 | 51725.3281 | 18911.5294 | 44679.6533 | 45170.1771 | 16625.8824 | 104694.4537 | 105496.5628 | 45620.8235 | 96345.4099 | 97058.0831 | 42069.4706 | 69816.4742 | 70440.4684 | 30433.5294 | 63178.4468 | 63733.8767 | 27642.9412 | 131453.0037 | 132276.5507 | 62173.2941 | 121955.9334 | 122677.6731 | 57825.3529 | 610.8855 | 662.768 | 312.123 | 355.8799 | 621.6003 | 669.42 | 1057.419 | 1107.4095 | 440.9494 | 487.444 | 615.2076 | 615.2076 | 314.185 | 314.185 | 606.485 | 606.485 | 1074.8297 | 1074.8297 | 419.3965 | 419.3965 | 12529.5904 | 13653.7061 | 7936.5411 | 9004.2012 | 11808.6325 | 12824.7568 | 18458.6184 | 19550.6494 | 9309.3554 | 10327.1344
| Floor13 | Floors13 | Floors | 13 | R-0 | R-38 | Floor13 | 4665.8158 | 4918.0006 | 1706.8235 | 4208.3932 | 4480.4399 | 1576.8824 | 5082.0386 | 5358.2407 | 1862.2353 | 4576.5694 | 4873.9762 | 1718.8824 | 9402.1102 | 9832.7188 | 4034.7059 | 8740.2481 | 9232.739 | 3846.8235 | 6708.3033 | 7040.6942 | 2856.8235 | 6155.362 | 6529.0045 | 2694.8824 | 11629.7476 | 12116.8562 | 5434.6471 | 10853.5444 | 11421.9275 | 5204.1765 | 4371.4607 | 4598.3256 | 1750.0588 | 4371.4607 | 4598.3256 | 1750.0588 | 4768.6037 | 5018.3333 | 1914.4706 | 4768.6037 | 5018.3333 | 1914.4706 | 9058.1125 | 9535.5002 | 4397.2353 | 9058.1125 | 9535.5002 | 4397.2353 | 6407.4294 | 6745.1643 | 3065.0588 | 6407.4294 | 6745.1643 | 3065.0588 | 11348.9589 | 11944.386 | 6119.7059 | 11348.9589 | 11944.386 | 6119.7059 | 46784.2155 | 47271.8979 | 17304.8824 | 40719.4043 | 41138.1966 | 15149.2353 | 51156.1283 | 51725.3281 | 18911.5294 | 44473.7325 | 44961.7121 | 16551.2353 | 104694.4537 | 105496.5628 | 45620.8235 | 96075.0739 | 96784.8114 | 41953.8235 | 69816.4742 | 70440.4684 | 30433.5294 | 62965.6747 | 63518.8292 | 27553.2353 | 131453.0037 | 132276.5507 | 62173.2941 | 121648.2218 | 122366.57 | 57685.2353 | 610.8855 | 664.4639 | 312.123 | 357.3582 | 621.6003 | 671.0017 | 1057.419 | 1109.0498 | 440.9494 | 488.9814 | 615.2076 | 615.2076 | 314.185 | 314.185 | 606.485 | 606.485 | 1074.8297 | 1074.8297 | 419.3965 | 419.3965 | 12529.5904 | 13692.5917 | 7936.5411 | 9041.2064 | 11808.6325 | 12860.6828 | 18458.6184 | 19589.4882 | 9309.3554 | 10363.7775
| Floor14 | Floors14 | Floors | 14 | R-19 | R-25 | Floor14 | 4321.6595 | 4589.353 | 1609.7647 | 4272.8679 | 4542.48 | 1595.8235 | 4702.7665 | 4995.5265 | 1755.2353 | 4648.4807 | 4943.2775 | 1739.2941 | 8906.4528 | 9384.1003 | 3893.6471 | 8835.0593 | 9319.1367 | 3873.2353 | 6294.0749 | 6657.9916 | 2735.7647 | 6234.4733 | 6602.6291 | 2717.8235 | 11048.4235 | 11597.0429 | 5261.0588 | 10964.7104 | 11521.8541 | 5235.5882 | 4371.4607 | 4598.3256 | 1750.0588 | 4371.4607 | 4598.3256 | 1750.0588 | 4768.6037 | 5018.3333 | 1914.4706 | 4768.6037 | 5018.3333 | 1914.4706 | 9058.1125 | 9535.5002 | 4397.2353 | 9058.1125 | 9535.5002 | 4397.2353 | 6407.4294 | 6745.1643 | 3065.0588 | 6407.4294 | 6745.1643 | 3065.0588 | 11348.9589 | 11944.386 | 6119.7059 | 11348.9589 | 11944.386 | 6119.7059 | 42269.3008 | 42705.8625 | 15702.3529 | 41605.4132 | 42034.3921 | 15465.3529 | 46185.3954 | 46694.4283 | 17159.5882 | 45452.9669 | 45953.0113 | 16901.7059 | 98313.7402 | 99047.7187 | 42909.2941 | 97357.903 | 98081.5359 | 42501.1176 | 64730.1778 | 65302.0656 | 28299.1176 | 63975.9478 | 64539.8682 | 27981.2353 | 124192.1121 | 124938.3334 | 58849.1176 | 123107.1589 | 123841.545 | 58351.9412 | 650.421 | 656.4146 | 345.2339 | 350.3852 | 657.9582 | 663.5113 | 1095.5109 | 1101.2735 | 476.32 | 481.7078 | 615.2076 | 615.2076 | 314.185 | 314.185 | 606.485 | 606.485 | 1074.8297 | 1074.8297 | 419.3965 | 419.3965 | 13376.0054 | 13509.7076 | 8739.4988 | 8866.9021 | 12569.2566 | 12692.0973 | 19275.0658 | 19407.3026 | 10067.48 | 10191.8759
| Floor15 | Floors15 | Floors | 15 | R-19 | R-30 | Floor15 | 4321.6595 | 4589.353 | 1609.7647 | 4221.8851 | 4493.4391 | 1580.8824 | 4702.7665 | 4995.5265 | 1755.2353 | 4591.6281 | 4888.4903 | 1723.3529 | 8906.4528 | 9384.1003 | 3893.6471 | 8760.1333 | 9250.8664 | 3852.2941 | 6294.0749 | 6657.9916 | 2735.7647 | 6171.9409 | 6544.4375 | 2699.8824 | 11048.4235 | 11597.0429 | 5261.0588 | 10876.854 | 11442.8843 | 5210.6471 | 4371.4607 | 4598.3256 | 1750.0588 | 4371.4607 | 4598.3256 | 1750.0588 | 4768.6037 | 5018.3333 | 1914.4706 | 4768.6037 | 5018.3333 | 1914.4706 | 9058.1125 | 9535.5002 | 4397.2353 | 9058.1125 | 9535.5002 | 4397.2353 | 6407.4294 | 6745.1643 | 3065.0588 | 6407.4294 | 6745.1643 | 3065.0588 | 11348.9589 | 11944.386 | 6119.7059 | 11348.9589 | 11944.386 | 6119.7059 | 42269.3008 | 42705.8625 | 15702.3529 | 40905.5262 | 41326.4659 | 15215.9412 | 46185.3954 | 46694.4283 | 17159.5882 | 44679.6533 | 45170.1771 | 16625.8824 | 98313.7402 | 99047.7187 | 42909.2941 | 96345.4099 | 97058.0831 | 42069.4706 | 64730.1778 | 65302.0656 | 28299.1176 | 63178.4468 | 63733.8767 | 27642.9412 | 124192.1121 | 124938.3334 | 58849.1176 | 121955.9334 | 122677.6731 | 57825.3529 | 650.421 | 662.768 | 345.2339 | 355.8799 | 657.9582 | 669.42 | 1095.5109 | 1107.4095 | 476.32 | 487.444 | 615.2076 | 615.2076 | 314.185 | 314.185 | 606.485 | 606.485 | 1074.8297 | 1074.8297 | 419.3965 | 419.3965 | 13376.0054 | 13653.7061 | 8739.4988 | 9004.2012 | 12569.2566 | 12824.7568 | 19275.0658 | 19550.6494 | 10067.48 | 10327.1344
| Floor16 | Floors16 | Floors | 16 | R-19 | R-38 | Floor16 | 4321.6595 | 4589.353 | 1609.7647 | 4208.3932 | 4480.4399 | 1576.8824 | 4702.7665 | 4995.5265 | 1755.2353 | 4576.5694 | 4873.9762 | 1718.8824 | 8906.4528 | 9384.1003 | 3893.6471 | 8740.2481 | 9232.739 | 3846.8235 | 6294.0749 | 6657.9916 | 2735.7647 | 6155.362 | 6529.0045 | 2694.8824 | 11048.4235 | 11597.0429 | 5261.0588 | 10853.5444 | 11421.9275 | 5204.1765 | 4371.4607 | 4598.3256 | 1750.0588 | 4371.4607 | 4598.3256 | 1750.0588 | 4768.6037 | 5018.3333 | 1914.4706 | 4768.6037 | 5018.3333 | 1914.4706 | 9058.1125 | 9535.5002 | 4397.2353 | 9058.1125 | 9535.5002 | 4397.2353 | 6407.4294 | 6745.1643 | 3065.0588 | 6407.4294 | 6745.1643 | 3065.0588 | 11348.9589 | 11944.386 | 6119.7059 | 11348.9589 | 11944.386 | 6119.7059 | 42269.3008 | 42705.8625 | 15702.3529 | 40719.4043 | 41138.1966 | 15149.2353 | 46185.3954 | 46694.4283 | 17159.5882 | 44473.7325 | 44961.7121 | 16551.2353 | 98313.7402 | 99047.7187 | 42909.2941 | 96075.0739 | 96784.8114 | 41953.8235 | 64730.1778 | 65302.0656 | 28299.1176 | 62965.6747 | 63518.8292 | 27553.2353 | 124192.1121 | 124938.3334 | 58849.1176 | 121648.2218 | 122366.57 | 57685.2353 | 650.421 | 664.4639 | 345.2339 | 357.3582 | 657.9582 | 671.0017 | 1095.5109 | 1109.0498 | 476.32 | 488.9814 | 615.2076 | 615.2076 | 314.185 | 314.185 | 606.485 | 606.485 | 1074.8297 | 1074.8297 | 419.3965 | 419.3965 | 13376.0054 | 13692.5917 | 8739.4988 | 9041.2064 | 12569.2566 | 12860.6828 | 19275.0658 | 19589.4882 | 10067.48 | 10363.7775
| Floor17 | Floors17 | Floors | 17 | R-11 | R-30 | Floor17 | 5261.4054 | 5479.6189 | 1873.0588 | 4221.8851 | 4493.4391 | 1580.8824 | 5733.6144 | 5972.6277 | 2043.9412 | 4591.6281 | 4888.4903 | 1723.3529 | 10242.4261 | 10584.9343 | 4273.9412 | 8760.1333 | 9250.8664 | 3852.2941 | 7406.3455 | 7677.5448 | 3059.6471 | 6171.9409 | 6544.4375 | 2699.8824 | 12605.7248 | 12980.6204 | 5729.5294 | 10876.854 | 11442.8843 | 5210.6471 | 4371.4607 | 4598.3256 | 1750.0588 | 4371.4607 | 4598.3256 | 1750.0588 | 4768.6037 | 5018.3333 | 1914.4706 | 4768.6037 | 5018.3333 | 1914.4706 | 9058.1125 | 9535.5002 | 4397.2353 | 9058.1125 | 9535.5002 | 4397.2353 | 6407.4294 | 6745.1643 | 3065.0588 | 6407.4294 | 6745.1643 | 3065.0588 | 11348.9589 | 11944.386 | 6119.7059 | 11348.9589 | 11944.386 | 6119.7059 | 53929.7948 | 54496.171 | 19841.4118 | 40905.5262 | 41326.4659 | 15215.9412 | 59063.704 | 59724.5906 | 21666.1176 | 44679.6533 | 45170.1771 | 16625.8824 | 114457.2629 | 115361.2392 | 49797.8235 | 96345.4099 | 97058.0831 | 42069.4706 | 77752.1221 | 78453.4038 | 33735.1176 | 63178.4468 | 63733.8767 | 27642.9412 | 142629.2176 | 143567.4831 | 67327.8824 | 121955.9334 | 122677.6731 | 57825.3529 | 551.5604 | 662.768 | 264.7371 | 355.8799 | 568.593 | 669.42 | 999.7847 | 1107.4095 | 390.529 | 487.444 | 615.2076 | 615.2076 | 314.185 | 314.185 | 606.485 | 606.485 | 1074.8297 | 1074.8297 | 419.3965 | 419.3965 | 11380.3105 | 13653.7061 | 6871.3119 | 9004.2012 | 10823.7841 | 12824.7568 | 17406.7352 | 19550.6494 | 8349.6703 | 10327.1344
| Floor18 | Floors18 | Floors | 18 | R-0 | R-19 | Floor18 | 4665.8158 | 4918.0006 | 1706.8235 | 4321.6595 | 4589.353 | 1609.7647 | 5082.0386 | 5358.2407 | 1862.2353 | 4702.7665 | 4995.5265 | 1755.2353 | 9402.1102 | 9832.7188 | 4034.7059 | 8906.4528 | 9384.1003 | 3893.6471 | 6708.3033 | 7040.6942 | 2856.8235 | 6294.0749 | 6657.9916 | 2735.7647 | 11629.7476 | 12116.8562 | 5434.6471 | 11048.4235 | 11597.0429 | 5261.0588 | 4371.4607 | 4598.3256 | 1750.0588 | 4371.4607 | 4598.3256 | 1750.0588 | 4768.6037 | 5018.3333 | 1914.4706 | 4768.6037 | 5018.3333 | 1914.4706 | 9058.1125 | 9535.5002 | 4397.2353 | 9058.1125 | 9535.5002 | 4397.2353 | 6407.4294 | 6745.1643 | 3065.0588 | 6407.4294 | 6745.1643 | 3065.0588 | 11348.9589 | 11944.386 | 6119.7059 | 11348.9589 | 11944.386 | 6119.7059 | 46784.2155 | 47271.8979 | 17304.8824 | 42269.3008 | 42705.8625 | 15702.3529 | 51156.1283 | 51725.3281 | 18911.5294 | 46185.3954 | 46694.4283 | 17159.5882 | 104694.4537 | 105496.5628 | 45620.8235 | 98313.7402 | 99047.7187 | 42909.2941 | 69816.4742 | 70440.4684 | 30433.5294 | 64730.1778 | 65302.0656 | 28299.1176 | 131453.0037 | 132276.5507 | 62173.2941 | 124192.1121 | 124938.3334 | 58849.1176 | 610.8855 | 650.421 | 312.123 | 345.2339 | 621.6003 | 657.9582 | 1057.419 | 1095.5109 | 440.9494 | 476.32 | 615.2076 | 615.2076 | 314.185 | 314.185 | 606.485 | 606.485 | 1074.8297 | 1074.8297 | 419.3965 | 419.3965 | 12529.5904 | 13376.0054 | 7936.5411 | 8739.4988 | 11808.6325 | 12569.2566 | 18458.6184 | 19275.0658 | 9309.3554 | 10067.48
| Ceili10 | Ceiling10 | Ceiling | 10 | R-0 | R-19 | Ceili10 | 4559.956 | 4847.7551 | 1694.4118 | 4349.4167 | 4623.8946 | 1621.7059 | 4985.8557 | 5301.8095 | 1856.8235 | 4738.7354 | 5039.2106 | 1770.6471 | 9130.4001 | 9636.3556 | 3989.3529 | 8914.2748 | 9404.22 | 3904.6471 | 6493.8327 | 6880.7701 | 2819.4706 | 6303.8413 | 6677.0179 | 2745.2353 | 11212.7533 | 11793.5703 | 5336.7647 | 11031.3842 | 11594.8687 | 5263.5294 | 4693.6333 | 4930.6885 | 1844.1176 | 4457.6882 | 4687.2882 | 1775.4118 | 5161.828 | 5423.9651 | 2030.4706 | 4873.8324 | 5126.9145 | 1945.8235 | 9418.4029 | 9908.0311 | 4479.2941 | 9154.8846 | 9635.4336 | 4419.1176 | 6696.058 | 7045.3705 | 3139.1765 | 6484.5632 | 6825.2882 | 3085.4706 | 11639.4755 | 12248.0996 | 6154.2941 | 11427.0303 | 12025.7745 | 6130.5882 | 46886.1492 | 47374.8674 | 17299.4118 | 43002.2979 | 43447.2848 | 15952.2353 | 51633.5649 | 52205.3566 | 19054.9412 | 47088.7758 | 47608.2947 | 17474.7647 | 103374.6494 | 104171.5692 | 44925.7647 | 98965.4046 | 99708.8242 | 43148.7059 | 68961.319 | 69583.4962 | 29997.5882 | 65289.3372 | 65869.0374 | 28515.2353 | 128451.5934 | 129265.7466 | 60617.7059 | 124534.0565 | 125290.0882 | 58955.7647 | 720.1693 | 673.7401 | 395.4164 | 362.4813 | 738.3504 | 683.8358 | 1215.6216 | 1132.3008 | 544.7736 | 498.8296 | 667.6444 | 629.4853 | 352.9282 | 324.6008 | 666.7573 | 622.9098 | 1160.2675 | 1098.4728 | 475.0274 | 434.6496 | 14340.9603 | 13733.9321 | 9354.52 | 8995.4235 | 13786.6132 | 12987.8327 | 21151.7065 | 19881.0131 | 11141.1932 | 10446.9869
| Ceili11 | Ceiling11 | Ceiling | 11 | R-0 | R-38 | Ceili11 | 4559.956 | 4847.7551 | 1694.4118 | 4272.8679 | 4542.48 | 1595.8235 | 4985.8557 | 5301.8095 | 1856.8235 | 4648.4807 | 4943.2775 | 1739.2941 | 9130.4001 | 9636.3556 | 3989.3529 | 8835.0593 | 9319.1367 | 3873.2353 | 6493.8327 | 6880.7701 | 2819.4706 | 6234.4733 | 6602.6291 | 2717.8235 | 11212.7533 | 11793.5703 | 5336.7647 | 10964.7104 | 11521.8541 | 5235.5882 | 4693.6333 | 4930.6885 | 1844.1176 | 4371.4607 | 4598.3256 | 1750.0588 | 5161.828 | 5423.9651 | 2030.4706 | 4768.6037 | 5018.3333 | 1914.4706 | 9418.4029 | 9908.0311 | 4479.2941 | 9058.1125 | 9535.5002 | 4397.2353 | 6696.058 | 7045.3705 | 3139.1765 | 6407.4294 | 6745.1643 | 3065.0588 | 11639.4755 | 12248.0996 | 6154.2941 | 11348.9589 | 11944.386 | 6119.7059 | 46886.1492 | 47374.8674 | 17299.4118 | 41605.4132 | 42034.3921 | 15465.3529 | 51633.5649 | 52205.3566 | 19054.9412 | 45452.9669 | 45953.0113 | 16901.7059 | 103374.6494 | 104171.5692 | 44925.7647 | 97357.903 | 98081.5359 | 42501.1176 | 68961.319 | 69583.4962 | 29997.5882 | 63975.9478 | 64539.8682 | 27981.2353 | 128451.5934 | 129265.7466 | 60617.7059 | 123107.1589 | 123841.545 | 58351.9412 | 720.1693 | 656.4146 | 395.4164 | 350.3852 | 738.3504 | 663.5113 | 1215.6216 | 1101.2735 | 544.7736 | 481.7078 | 667.6444 | 615.2076 | 352.9282 | 314.185 | 666.7573 | 606.485 | 1160.2675 | 1074.8297 | 475.0274 | 419.3965 | 14340.9603 | 13509.7076 | 9354.52 | 8866.9021 | 13786.6132 | 12692.0973 | 21151.7065 | 19407.3026 | 11141.1932 | 10191.8759
| Ceili12 | Ceiling12 | Ceiling | 12 | R-0 | R-49 | Ceili12 | 4559.956 | 4847.7551 | 1694.4118 | 4255.0863 | 4523.5764 | 1589.3529 | 4985.8557 | 5301.8095 | 1856.8235 | 4627.4964 | 4920.9699 | 1732.2941 | 9130.4001 | 9636.3556 | 3989.3529 | 8816.6091 | 9299.3191 | 3866.2353 | 6493.8327 | 6880.7701 | 2819.4706 | 6218.3567 | 6585.3348 | 2711.8235 | 11212.7533 | 11793.5703 | 5336.7647 | 10949.1838 | 11504.8556 | 5229.5882 | 4693.6333 | 4930.6885 | 1844.1176 | 4351.3869 | 4577.6116 | 1744.0588 | 5161.828 | 5423.9651 | 2030.4706 | 4744.129 | 4993.0735 | 1907 | 9418.4029 | 9908.0311 | 4479.2941 | 9035.5619 | 9512.2219 | 4391.7647 | 6696.058 | 7045.3705 | 3139.1765 | 6389.4931 | 6726.5404 | 3060.5882 | 11639.4755 | 12248.0996 | 6154.2941 | 11330.7786 | 11925.4525 | 6117.2353 | 46886.1492 | 47374.8674 | 17299.4118 | 41282.4965 | 41707.7438 | 15352.8824 | 51633.5649 | 52205.3566 | 19054.9412 | 45074.2057 | 45569.6941 | 16770.7647 | 103374.6494 | 104171.5692 | 44925.7647 | 96984.8304 | 97703.8609 | 42350.6471 | 68961.319 | 69583.4962 | 29997.5882 | 63672.2097 | 64232.4584 | 27857.2353 | 128451.5934 | 129265.7466 | 60617.7059 | 122775.1977 | 123504.523 | 58211.9412 | 720.1693 | 652.3414 | 395.4164 | 347.555 | 738.3504 | 658.7361 | 1215.6216 | 1093.9906 | 544.7736 | 477.6762 | 667.6444 | 611.8606 | 352.9282 | 311.7384 | 666.7573 | 602.6209 | 1160.2675 | 1069.2513 | 475.0274 | 415.8106 | 14340.9603 | 13457.3421 | 9354.52 | 8837.2868 | 13786.6132 | 12622.8 | 21151.7065 | 19296.1749 | 11141.1932 | 10132.2954
| Ceili13 | Ceiling13 | Ceiling | 13 | R-30 | R-38 | Ceili13 | 4293.9664 | 4564.9175 | 1602.2941 | 4272.8679 | 4542.48 | 1595.8235 | 4673.3768 | 4969.7325 | 1748.2353 | 4648.4807 | 4943.2775 | 1739.2941 | 8856.9236 | 9342.6204 | 3882.1765 | 8835.0593 | 9319.1367 | 3873.2353 | 6253.5822 | 6623.1245 | 2725.2941 | 6234.4733 | 6602.6291 | 2717.8235 | 10983.1112 | 11542.0047 | 5243.5882 | 10964.7104 | 11521.8541 | 5235.5882 | 4395.2493 | 4622.8709 | 1757 | 4371.4607 | 4598.3256 | 1750.0588 | 4797.6281 | 5048.2858 | 1922.9412 | 4768.6037 | 5018.3333 | 1914.4706 | 9084.8263 | 9563.0798 | 4402.7059 | 9058.1125 | 9535.5002 | 4397.2353 | 6428.7005 | 6767.2539 | 3070.5294 | 6407.4294 | 6745.1643 | 3065.0588 | 11370.5102 | 11966.8385 | 6122.1765 | 11348.9589 | 11944.386 | 6119.7059 | 41989.4311 | 42422.8268 | 15599.2941 | 41605.4132 | 42034.3921 | 15465.3529 | 45902.7137 | 46408.1551 | 17056.5294 | 45452.9669 | 45953.0113 | 16901.7059 | 97800.7011 | 98529.7996 | 42679.9412 | 97357.903 | 98081.5359 | 42501.1176 | 64337.008 | 64905.2848 | 28128.1765 | 63975.9478 | 64539.8682 | 27981.2353 | 123500.8764 | 124241.2507 | 58518.3529 | 123107.1589 | 123841.545 | 58351.9412 | 661.2214 | 656.4146 | 353.728 | 350.3852 | 669.1501 | 663.5113 | 1109.8811 | 1101.2735 | 486.4569 | 481.7078 | 619.1659 | 615.2076 | 317.0728 | 314.185 | 611.0438 | 606.485 | 1081.4146 | 1074.8297 | 423.6277 | 419.3965 | 13571.672 | 13509.7076 | 8902.1361 | 8866.9021 | 12773.9733 | 12692.0973 | 19538.5742 | 19407.3026 | 10262.3856 | 10191.8759
| Ceili14 | Ceiling14 | Ceiling | 14 | R-30 | R-49 | Ceili14 | 4293.9664 | 4564.9175 | 1602.2941 | 4255.0863 | 4523.5764 | 1589.3529 | 4673.3768 | 4969.7325 | 1748.2353 | 4627.4964 | 4920.9699 | 1732.2941 | 8856.9236 | 9342.6204 | 3882.1765 | 8816.6091 | 9299.3191 | 3866.2353 | 6253.5822 | 6623.1245 | 2725.2941 | 6218.3567 | 6585.3348 | 2711.8235 | 10983.1112 | 11542.0047 | 5243.5882 | 10949.1838 | 11504.8556 | 5229.5882 | 4395.2493 | 4622.8709 | 1757 | 4351.3869 | 4577.6116 | 1744.0588 | 4797.6281 | 5048.2858 | 1922.9412 | 4744.129 | 4993.0735 | 1907 | 9084.8263 | 9563.0798 | 4402.7059 | 9035.5619 | 9512.2219 | 4391.7647 | 6428.7005 | 6767.2539 | 3070.5294 | 6389.4931 | 6726.5404 | 3060.5882 | 11370.5102 | 11966.8385 | 6122.1765 | 11330.7786 | 11925.4525 | 6117.2353 | 41989.4311 | 42422.8268 | 15599.2941 | 41282.4965 | 41707.7438 | 15352.8824 | 45902.7137 | 46408.1551 | 17056.5294 | 45074.2057 | 45569.6941 | 16770.7647 | 97800.7011 | 98529.7996 | 42679.9412 | 96984.8304 | 97703.8609 | 42350.6471 | 64337.008 | 64905.2848 | 28128.1765 | 63672.2097 | 64232.4584 | 27857.2353 | 123500.8764 | 124241.2507 | 58518.3529 | 122775.1977 | 123504.523 | 58211.9412 | 661.2214 | 652.3414 | 353.728 | 347.555 | 669.1501 | 658.7361 | 1109.8811 | 1093.9906 | 486.4569 | 477.6762 | 619.1659 | 611.8606 | 317.0728 | 311.7384 | 611.0438 | 602.6209 | 1081.4146 | 1069.2513 | 423.6277 | 415.8106 | 13571.672 | 13457.3421 | 8902.1361 | 8837.2868 | 12773.9733 | 12622.8 | 19538.5742 | 19296.1749 | 10262.3856 | 10132.2954
| Ceili15 | Ceiling15 | Ceiling | 15 | R-19 | R-30 | Ceili15 | 4349.4167 | 4623.8946 | 1621.7059 | 4293.9664 | 4564.9175 | 1602.2941 | 4738.7354 | 5039.2106 | 1770.6471 | 4673.3768 | 4969.7325 | 1748.2353 | 8914.2748 | 9404.22 | 3904.6471 | 8856.9236 | 9342.6204 | 3882.1765 | 6303.8413 | 6677.0179 | 2745.2353 | 6253.5822 | 6623.1245 | 2725.2941 | 11031.3842 | 11594.8687 | 5263.5294 | 10983.1112 | 11542.0047 | 5243.5882 | 4457.6882 | 4687.2882 | 1775.4118 | 4395.2493 | 4622.8709 | 1757 | 4873.8324 | 5126.9145 | 1945.8235 | 4797.6281 | 5048.2858 | 1922.9412 | 9154.8846 | 9635.4336 | 4419.1176 | 9084.8263 | 9563.0798 | 4402.7059 | 6484.5632 | 6825.2882 | 3085.4706 | 6428.7005 | 6767.2539 | 3070.5294 | 11427.0303 | 12025.7745 | 6130.5882 | 11370.5102 | 11966.8385 | 6122.1765 | 43002.2979 | 43447.2848 | 15952.2353 | 41989.4311 | 42422.8268 | 15599.2941 | 47088.7758 | 47608.2947 | 17474.7647 | 45902.7137 | 46408.1551 | 17056.5294 | 98965.4046 | 99708.8242 | 43148.7059 | 97800.7011 | 98529.7996 | 42679.9412 | 65289.3372 | 65869.0374 | 28515.2353 | 64337.008 | 64905.2848 | 28128.1765 | 124534.0565 | 125290.0882 | 58955.7647 | 123500.8764 | 124241.2507 | 58518.3529 | 673.7401 | 661.2214 | 362.4813 | 353.728 | 683.8358 | 669.1501 | 1132.3008 | 1109.8811 | 498.8296 | 486.4569 | 629.4853 | 619.1659 | 324.6008 | 317.0728 | 622.9098 | 611.0438 | 1098.4728 | 1081.4146 | 434.6496 | 423.6277 | 13733.9321 | 13571.672 | 8995.4235 | 8902.1361 | 12987.8327 | 12773.9733 | 19881.0131 | 19538.5742 | 10446.9869 | 10262.3856
| Ceili16 | Ceiling16 | Ceiling | 16 | R-19 | R-38 | Ceili16 | 4349.4167 | 4623.8946 | 1621.7059 | 4272.8679 | 4542.48 | 1595.8235 | 4738.7354 | 5039.2106 | 1770.6471 | 4648.4807 | 4943.2775 | 1739.2941 | 8914.2748 | 9404.22 | 3904.6471 | 8835.0593 | 9319.1367 | 3873.2353 | 6303.8413 | 6677.0179 | 2745.2353 | 6234.4733 | 6602.6291 | 2717.8235 | 11031.3842 | 11594.8687 | 5263.5294 | 10964.7104 | 11521.8541 | 5235.5882 | 4457.6882 | 4687.2882 | 1775.4118 | 4371.4607 | 4598.3256 | 1750.0588 | 4873.8324 | 5126.9145 | 1945.8235 | 4768.6037 | 5018.3333 | 1914.4706 | 9154.8846 | 9635.4336 | 4419.1176 | 9058.1125 | 9535.5002 | 4397.2353 | 6484.5632 | 6825.2882 | 3085.4706 | 6407.4294 | 6745.1643 | 3065.0588 | 11427.0303 | 12025.7745 | 6130.5882 | 11348.9589 | 11944.386 | 6119.7059 | 43002.2979 | 43447.2848 | 15952.2353 | 41605.4132 | 42034.3921 | 15465.3529 | 47088.7758 | 47608.2947 | 17474.7647 | 45452.9669 | 45953.0113 | 16901.7059 | 98965.4046 | 99708.8242 | 43148.7059 | 97357.903 | 98081.5359 | 42501.1176 | 65289.3372 | 65869.0374 | 28515.2353 | 63975.9478 | 64539.8682 | 27981.2353 | 124534.0565 | 125290.0882 | 58955.7647 | 123107.1589 | 123841.545 | 58351.9412 | 673.7401 | 656.4146 | 362.4813 | 350.3852 | 683.8358 | 663.5113 | 1132.3008 | 1101.2735 | 498.8296 | 481.7078 | 629.4853 | 615.2076 | 324.6008 | 314.185 | 622.9098 | 606.485 | 1098.4728 | 1074.8297 | 434.6496 | 419.3965 | 13733.9321 | 13509.7076 | 8995.4235 | 8866.9021 | 12987.8327 | 12692.0973 | 19881.0131 | 19407.3026 | 10446.9869 | 10191.8759
| Ceili17 | Ceiling17 | Ceiling | 17 | R-19 | R-49 | Ceili17 | 4349.4167 | 4623.8946 | 1621.7059 | 4255.0863 | 4523.5764 | 1589.3529 | 4738.7354 | 5039.2106 | 1770.6471 | 4627.4964 | 4920.9699 | 1732.2941 | 8914.2748 | 9404.22 | 3904.6471 | 8816.6091 | 9299.3191 | 3866.2353 | 6303.8413 | 6677.0179 | 2745.2353 | 6218.3567 | 6585.3348 | 2711.8235 | 11031.3842 | 11594.8687 | 5263.5294 | 10949.1838 | 11504.8556 | 5229.5882 | 4457.6882 | 4687.2882 | 1775.4118 | 4351.3869 | 4577.6116 | 1744.0588 | 4873.8324 | 5126.9145 | 1945.8235 | 4744.129 | 4993.0735 | 1907 | 9154.8846 | 9635.4336 | 4419.1176 | 9035.5619 | 9512.2219 | 4391.7647 | 6484.5632 | 6825.2882 | 3085.4706 | 6389.4931 | 6726.5404 | 3060.5882 | 11427.0303 | 12025.7745 | 6130.5882 | 11330.7786 | 11925.4525 | 6117.2353 | 43002.2979 | 43447.2848 | 15952.2353 | 41282.4965 | 41707.7438 | 15352.8824 | 47088.7758 | 47608.2947 | 17474.7647 | 45074.2057 | 45569.6941 | 16770.7647 | 98965.4046 | 99708.8242 | 43148.7059 | 96984.8304 | 97703.8609 | 42350.6471 | 65289.3372 | 65869.0374 | 28515.2353 | 63672.2097 | 64232.4584 | 27857.2353 | 124534.0565 | 125290.0882 | 58955.7647 | 122775.1977 | 123504.523 | 58211.9412 | 673.7401 | 652.3414 | 362.4813 | 347.555 | 683.8358 | 658.7361 | 1132.3008 | 1093.9906 | 498.8296 | 477.6762 | 629.4853 | 611.8606 | 324.6008 | 311.7384 | 622.9098 | 602.6209 | 1098.4728 | 1069.2513 | 434.6496 | 415.8106 | 13733.9321 | 13457.3421 | 8995.4235 | 8837.2868 | 12987.8327 | 12622.8 | 19881.0131 | 19296.1749 | 10446.9869 | 10132.2954
| Ceili18 | Ceiling18 | Ceiling | 18 | R-38 | R-49 | Ceili18 | 4272.8679 | 4542.48 | 1595.8235 | 4255.0863 | 4523.5764 | 1589.3529 | 4648.4807 | 4943.2775 | 1739.2941 | 4627.4964 | 4920.9699 | 1732.2941 | 8835.0593 | 9319.1367 | 3873.2353 | 8816.6091 | 9299.3191 | 3866.2353 | 6234.4733 | 6602.6291 | 2717.8235 | 6218.3567 | 6585.3348 | 2711.8235 | 10964.7104 | 11521.8541 | 5235.5882 | 10949.1838 | 11504.8556 | 5229.5882 | 4371.4607 | 4598.3256 | 1750.0588 | 4351.3869 | 4577.6116 | 1744.0588 | 4768.6037 | 5018.3333 | 1914.4706 | 4744.129 | 4993.0735 | 1907 | 9058.1125 | 9535.5002 | 4397.2353 | 9035.5619 | 9512.2219 | 4391.7647 | 6407.4294 | 6745.1643 | 3065.0588 | 6389.4931 | 6726.5404 | 3060.5882 | 11348.9589 | 11944.386 | 6119.7059 | 11330.7786 | 11925.4525 | 6117.2353 | 41605.4132 | 42034.3921 | 15465.3529 | 41282.4965 | 41707.7438 | 15352.8824 | 45452.9669 | 45953.0113 | 16901.7059 | 45074.2057 | 45569.6941 | 16770.7647 | 97357.903 | 98081.5359 | 42501.1176 | 96984.8304 | 97703.8609 | 42350.6471 | 63975.9478 | 64539.8682 | 27981.2353 | 63672.2097 | 64232.4584 | 27857.2353 | 123107.1589 | 123841.545 | 58351.9412 | 122775.1977 | 123504.523 | 58211.9412 | 656.4146 | 652.3414 | 350.3852 | 347.555 | 663.5113 | 658.7361 | 1101.2735 | 1093.9906 | 481.7078 | 477.6762 | 615.2076 | 611.8606 | 314.185 | 311.7384 | 606.485 | 602.6209 | 1074.8297 | 1069.2513 | 419.3965 | 415.8106 | 13509.7076 | 13457.3421 | 8866.9021 | 8837.2868 | 12692.0973 | 12622.8 | 19407.3026 | 19296.1749 | 10191.8759 | 10132.2954
| Windo10 | Windows10 | Windows | 10 | Class 85 | Class 35 | Windo10 | 3308.5725 | 3515.5789 | 1240.7059 | 4491.1412 | 4774.8141 | 1672.5294 | 3584.9206 | 3810.2283 | 1348.2941 | 4888.0243 | 5198.415 | 1824.4706 | 7164.6111 | 7554.8876 | 3115.5882 | 9193.5439 | 9698.1407 | 4031.9412 | 4994.429 | 5287.3727 | 2172.0588 | 6519.3357 | 6904.9605 | 2839.0588 | 8882.9152 | 9331.5184 | 4149.2941 | 11395.7324 | 11975.9666 | 5461.5294 | 3431.8645 | 3609.2594 | 1380.8824 | 4588.4418 | 4826.5231 | 1831.7647 | 3735.5381 | 3930.3511 | 1505.9412 | 5006.6839 | 5268.8204 | 2004.6471 | 7433.9208 | 7824.4259 | 3541.5294 | 9415.4473 | 9911.6441 | 4580.0588 | 5202.1957 | 5475.2331 | 2459.2941 | 6688.8165 | 7041.3599 | 3202.8824 | 9317.7349 | 9805.5886 | 4831.2941 | 11777.3495 | 12395.2398 | 6388.2353 | 19859.0266 | 20069.1823 | 7585 | 46265.2142 | 46724.184 | 17095 | 21426.1045 | 21668.7663 | 8199.0588 | 50562.2853 | 51098.3558 | 18692.2353 | 59476.6861 | 60031.2972 | 26233.1765 | 105129.8669 | 105873.139 | 45803.9412 | 36301.229 | 36689.4267 | 16068.5294 | 69943.2009 | 70527.1042 | 30461.3529 | 76421.9575 | 77003.5509 | 36320.9412 | 132323.1054 | 133074.7861 | 62765.4706 | 435.558 | 661.2733 | 200.177 | 351.5695 | 426.7135 | 671.9963 | 755.4897 | 1118.0699 | 293.4799 | 486.0844 | 379.8971 | 621.3213 | 158.4851 | 316.1969 | 358.3159 | 616.3021 | 701.9612 | 1092.965 | 220.415 | 425.437 | 9630.4718 | 13479.1021 | 6072.7065 | 8760.1125 | 8170.1168 | 12766.745 | 12815.2818 | 19606.2446 | 6623.5655 | 10203.6589
| Windo11 | Windows11 | Windows | 11 | Class 85 | Class 30 | Windo11 | 3308.5725 | 3515.5789 | 1240.7059 | 4272.8679 | 4542.48 | 1595.8235 | 3584.9206 | 3810.2283 | 1348.2941 | 4648.4807 | 4943.2775 | 1739.2941 | 7164.6111 | 7554.8876 | 3115.5882 | 8835.0593 | 9319.1367 | 3873.2353 | 4994.429 | 5287.3727 | 2172.0588 | 6234.4733 | 6602.6291 | 2717.8235 | 8882.9152 | 9331.5184 | 4149.2941 | 10964.7104 | 11521.8541 | 5235.5882 | 3431.8645 | 3609.2594 | 1380.8824 | 4371.4607 | 4598.3256 | 1750.0588 | 3735.5381 | 3930.3511 | 1505.9412 | 4768.6037 | 5018.3333 | 1914.4706 | 7433.9208 | 7824.4259 | 3541.5294 | 9058.1125 | 9535.5002 | 4397.2353 | 5202.1957 | 5475.2331 | 2459.2941 | 6407.4294 | 6745.1643 | 3065.0588 | 9317.7349 | 9805.5886 | 4831.2941 | 11348.9589 | 11944.386 | 6119.7059 | 19859.0266 | 20069.1823 | 7585 | 41605.4132 | 42034.3921 | 15465.3529 | 21426.1045 | 21668.7663 | 8199.0588 | 45452.9669 | 45953.0113 | 16901.7059 | 59476.6861 | 60031.2972 | 26233.1765 | 97357.903 | 98081.5359 | 42501.1176 | 36301.229 | 36689.4267 | 16068.5294 | 63975.9478 | 64539.8682 | 27981.2353 | 76421.9575 | 77003.5509 | 36320.9412 | 123107.1589 | 123841.545 | 58351.9412 | 435.558 | 656.4146 | 200.177 | 350.3852 | 426.7135 | 663.5113 | 755.4897 | 1101.2735 | 293.4799 | 481.7078 | 379.8971 | 615.2076 | 158.4851 | 314.185 | 358.3159 | 606.485 | 701.9612 | 1074.8297 | 220.415 | 419.3965 | 9630.4718 | 13509.7076 | 6072.7065 | 8866.9021 | 8170.1168 | 12692.0973 | 12815.2818 | 19407.3026 | 6623.5655 | 10191.8759
| Windo12 | Windows12 | Windows | 12 | Class 85 | Class 25 | Windo12 | 3308.5725 | 3515.5789 | 1240.7059 | 3308.5725 | 3515.5789 | 1240.7059 | 3584.9206 | 3810.2283 | 1348.2941 | 3584.9206 | 3810.2283 | 1348.2941 | 7164.6111 | 7554.8876 | 3115.5882 | 7164.6111 | 7554.8876 | 3115.5882 | 4994.429 | 5287.3727 | 2172.0588 | 4994.429 | 5287.3727 | 2172.0588 | 8882.9152 | 9331.5184 | 4149.2941 | 8882.9152 | 9331.5184 | 4149.2941 | 3431.8645 | 3609.2594 | 1380.8824 | 3431.8645 | 3609.2594 | 1380.8824 | 3735.5381 | 3930.3511 | 1505.9412 | 3735.5381 | 3930.3511 | 1505.9412 | 7433.9208 | 7824.4259 | 3541.5294 | 7433.9208 | 7824.4259 | 3541.5294 | 5202.1957 | 5475.2331 | 2459.2941 | 5202.1957 | 5475.2331 | 2459.2941 | 9317.7349 | 9805.5886 | 4831.2941 | 9317.7349 | 9805.5886 | 4831.2941 | 19859.0266 | 20069.1823 | 7585 | 19859.0266 | 20069.1823 | 7585 | 21426.1045 | 21668.7663 | 8199.0588 | 21426.1045 | 21668.7663 | 8199.0588 | 59476.6861 | 60031.2972 | 26233.1765 | 59476.6861 | 60031.2972 | 26233.1765 | 36301.229 | 36689.4267 | 16068.5294 | 36301.229 | 36689.4267 | 16068.5294 | 76421.9575 | 77003.5509 | 36320.9412 | 76421.9575 | 77003.5509 | 36320.9412 | 435.558 | 435.558 | 200.177 | 200.177 | 426.7135 | 426.7135 | 755.4897 | 755.4897 | 293.4799 | 293.4799 | 379.8971 | 379.8971 | 158.4851 | 158.4851 | 358.3159 | 358.3159 | 701.9612 | 701.9612 | 220.415 | 220.415 | 9630.4718 | 9630.4718 | 6072.7065 | 6072.7065 | 8170.1168 | 8170.1168 | 12815.2818 | 12815.2818 | 6623.5655 | 6623.5655
| Windo13 | Windows13 | Windows | 13 | Class 85 | Class 20 | Windo13 | 3308.5725 | 3515.5789 | 1240.7059 | 3867.3029 | 4110.7583 | 1450.4118 | 3584.9206 | 3810.2283 | 1348.2941 | 4201.1388 | 4466.9757 | 1579.4118 | 7164.6111 | 7554.8876 | 3115.5882 | 8158.154 | 8603.7133 | 3574.8235 | 4994.429 | 5287.3727 | 2172.0588 | 5703.6828 | 6039.3187 | 2492.8235 | 8882.9152 | 9331.5184 | 4149.2941 | 10146.5837 | 10660.1981 | 4817.4118 | 3431.8645 | 3609.2594 | 1380.8824 | 3967.9344 | 4173.8941 | 1597.1176 | 3735.5381 | 3930.3511 | 1505.9412 | 4325.3049 | 4551.8874 | 1745.5882 | 7433.9208 | 7824.4259 | 3541.5294 | 8385.7751 | 8827.7121 | 4055.5882 | 5202.1957 | 5475.2331 | 2459.2941 | 5883.0054 | 6193.0825 | 2811.8824 | 9317.7349 | 9805.5886 | 4831.2941 | 10537.9508 | 11090.804 | 5616.1765 | 19859.0266 | 20069.1823 | 7585 | 32989.2826 | 33353.3924 | 12409.8824 | 21426.1045 | 21668.7663 | 8199.0588 | 35967.5806 | 36386.9989 | 13537.8824 | 59476.6861 | 60031.2972 | 26233.1765 | 82741.5526 | 83422.4235 | 36303.7059 | 36301.229 | 36689.4267 | 16068.5294 | 52932.0706 | 53450.656 | 23334.7059 | 76421.9575 | 77003.5509 | 36320.9412 | 105569.0547 | 106262.8652 | 50070.7059 | 435.558 | 636.3307 | 200.177 | 339.9193 | 426.7135 | 635.9398 | 755.4897 | 1053.9786 | 293.4799 | 464.0788 | 379.8971 | 592.1881 | 158.4851 | 301.9303 | 358.3159 | 575.999 | 701.9612 | 1023.6894 | 220.415 | 398.198 | 9630.4718 | 13381.2151 | 6072.7065 | 8925.4418 | 8170.1168 | 12340.0053 | 12815.2818 | 18745.0148 | 6623.5655 | 10006.3882
| Windo14 | Windows14 | Windows | 14 | Class 85 | Class 15 | Windo14 | 3308.5725 | 3515.5789 | 1240.7059 | 3615.9523 | 3843.2141 | 1360.7647 | 3584.9206 | 3810.2283 | 1348.2941 | 3924.8403 | 4173.0032 | 1480.8235 | 7164.6111 | 7554.8876 | 3115.5882 | 7742.2099 | 8164.0316 | 3395.7059 | 4994.429 | 5287.3727 | 2172.0588 | 5371.0875 | 5686.3462 | 2354.2353 | 8882.9152 | 9331.5184 | 4149.2941 | 9650.82 | 10137.9571 | 4574.1765 | 3431.8645 | 3609.2594 | 1380.8824 | 3715.9314 | 3908.9012 | 1502.4706 | 3735.5381 | 3930.3511 | 1505.9412 | 4048.0696 | 4260.2475 | 1640.4706 | 7433.9208 | 7824.4259 | 3541.5294 | 7968.7341 | 8388.7734 | 3853.3529 | 5202.1957 | 5475.2331 | 2459.2941 | 5551.9092 | 5844.614 | 2658.1765 | 9317.7349 | 9805.5886 | 4831.2941 | 10043.5091 | 10570.4742 | 5327.1765 | 19859.0266 | 20069.1823 | 7585 | 28056.973 | 28378.4809 | 10642.5294 | 21426.1045 | 21668.7663 | 8199.0588 | 30548.2726 | 30915.8633 | 11594.7059 | 59476.6861 | 60031.2972 | 26233.1765 | 74204.0901 | 74853.8847 | 32723.5882 | 36301.229 | 36689.4267 | 16068.5294 | 46434.3865 | 46918.6481 | 20611.8824 | 76421.9575 | 77003.5509 | 36320.9412 | 95247.1575 | 95910.0786 | 45365.4706 | 435.558 | 645.1456 | 200.177 | 350.1818 | 426.7135 | 640.5455 | 755.4897 | 1053.0065 | 293.4799 | 471.4651 | 379.8971 | 599.9816 | 158.4851 | 311.185 | 358.3159 | 579.2364 | 701.9612 | 1021.7416 | 220.415 | 404.3182 | 9630.4718 | 13785.1982 | 6072.7065 | 9386.0643 | 8170.1168 | 12606.6758 | 12815.2818 | 18988.9676 | 6623.5655 | 10323.5385
| Windo15 | Windows15 | Windows | 15 | Class 50 | Class 35 | Windo15 | 4607.9153 | 4900.6711 | 1722.4118 | 4491.1412 | 4774.8141 | 1672.5294 | 5025.0976 | 5346.0863 | 1882.3529 | 4888.0243 | 5198.415 | 1824.4706 | 9471.2533 | 9990.5525 | 4215.2353 | 9193.5439 | 9698.1407 | 4031.9412 | 6630.8443 | 7023.9486 | 2931.8824 | 6519.3357 | 6904.9605 | 2839.0588 | 11820.5486 | 12421.1856 | 5809.8235 | 11395.7324 | 11975.9666 | 5461.5294 | 4670.015 | 4913.08 | 1876.1765 | 4588.4418 | 4826.5231 | 1831.7647 | 5105.1759 | 5373.2039 | 2058.1176 | 5006.6839 | 5268.8204 | 2004.6471 | 9640.6378 | 10149.6457 | 4799.2353 | 9415.4473 | 9911.6441 | 4580.0588 | 6765.54 | 7123.0746 | 3314.3529 | 6688.8165 | 7041.3599 | 3202.8824 | 12148.2712 | 12786.2746 | 6812.2941 | 11777.3495 | 12395.2398 | 6388.2353 | 51590.0649 | 52069.3952 | 19261.2353 | 46265.2142 | 46724.184 | 17095 | 56693.8632 | 57251.7713 | 21145.4706 | 50562.2853 | 51098.3558 | 18692.2353 | 114357.5085 | 115091.0944 | 50866.7647 | 105129.8669 | 105873.139 | 45803.9412 | 75882.3235 | 76454.2739 | 33728.5882 | 69943.2009 | 70527.1042 | 30461.3529 | 144595.6549 | 145340.5702 | 70694 | 132323.1054 | 133074.7861 | 62765.4706 | 976.3455 | 661.2733 | 601.6914 | 351.5695 | 1002.7162 | 671.9963 | 1562.6378 | 1118.0699 | 767.3493 | 486.0844 | 949.5247 | 621.3213 | 574.6849 | 316.1969 | 962.5561 | 616.3021 | 1545.7466 | 1092.965 | 719.8072 | 425.437 | 20129.3744 | 13479.1021 | 14437.6252 | 8760.1125 | 19829.1051 | 12766.745 | 28886.3723 | 19606.2446 | 16424.6101 | 10203.6589
| Windo16 | Windows16 | Windows | 16 | Class 50 | Class 30 | Windo16 | 4607.9153 | 4900.6711 | 1722.4118 | 4272.8679 | 4542.48 | 1595.8235 | 5025.0976 | 5346.0863 | 1882.3529 | 4648.4807 | 4943.2775 | 1739.2941 | 9471.2533 | 9990.5525 | 4215.2353 | 8835.0593 | 9319.1367 | 3873.2353 | 6630.8443 | 7023.9486 | 2931.8824 | 6234.4733 | 6602.6291 | 2717.8235 | 11820.5486 | 12421.1856 | 5809.8235 | 10964.7104 | 11521.8541 | 5235.5882 | 4670.015 | 4913.08 | 1876.1765 | 4371.4607 | 4598.3256 | 1750.0588 | 5105.1759 | 5373.2039 | 2058.1176 | 4768.6037 | 5018.3333 | 1914.4706 | 9640.6378 | 10149.6457 | 4799.2353 | 9058.1125 | 9535.5002 | 4397.2353 | 6765.54 | 7123.0746 | 3314.3529 | 6407.4294 | 6745.1643 | 3065.0588 | 12148.2712 | 12786.2746 | 6812.2941 | 11348.9589 | 11944.386 | 6119.7059 | 51590.0649 | 52069.3952 | 19261.2353 | 41605.4132 | 42034.3921 | 15465.3529 | 56693.8632 | 57251.7713 | 21145.4706 | 45452.9669 | 45953.0113 | 16901.7059 | 114357.5085 | 115091.0944 | 50866.7647 | 97357.903 | 98081.5359 | 42501.1176 | 75882.3235 | 76454.2739 | 33728.5882 | 63975.9478 | 64539.8682 | 27981.2353 | 144595.6549 | 145340.5702 | 70694 | 123107.1589 | 123841.545 | 58351.9412 | 976.3455 | 656.4146 | 601.6914 | 350.3852 | 1002.7162 | 663.5113 | 1562.6378 | 1101.2735 | 767.3493 | 481.7078 | 949.5247 | 615.2076 | 574.6849 | 314.185 | 962.5561 | 606.485 | 1545.7466 | 1074.8297 | 719.8072 | 419.3965 | 20129.3744 | 13509.7076 | 14437.6252 | 8866.9021 | 19829.1051 | 12692.0973 | 28886.3723 | 19407.3026 | 16424.6101 | 10191.8759
| Windo17 | Windows17 | Windows | 17 | Class 50 | Class 25 | Windo17 | 4607.9153 | 4900.6711 | 1722.4118 | 3308.5725 | 3515.5789 | 1240.7059 | 5025.0976 | 5346.0863 | 1882.3529 | 3584.9206 | 3810.2283 | 1348.2941 | 9471.2533 | 9990.5525 | 4215.2353 | 7164.6111 | 7554.8876 | 3115.5882 | 6630.8443 | 7023.9486 | 2931.8824 | 4994.429 | 5287.3727 | 2172.0588 | 11820.5486 | 12421.1856 | 5809.8235 | 8882.9152 | 9331.5184 | 4149.2941 | 4670.015 | 4913.08 | 1876.1765 | 3431.8645 | 3609.2594 | 1380.8824 | 5105.1759 | 5373.2039 | 2058.1176 | 3735.5381 | 3930.3511 | 1505.9412 | 9640.6378 | 10149.6457 | 4799.2353 | 7433.9208 | 7824.4259 | 3541.5294 | 6765.54 | 7123.0746 | 3314.3529 | 5202.1957 | 5475.2331 | 2459.2941 | 12148.2712 | 12786.2746 | 6812.2941 | 9317.7349 | 9805.5886 | 4831.2941 | 51590.0649 | 52069.3952 | 19261.2353 | 19859.0266 | 20069.1823 | 7585 | 56693.8632 | 57251.7713 | 21145.4706 | 21426.1045 | 21668.7663 | 8199.0588 | 114357.5085 | 115091.0944 | 50866.7647 | 59476.6861 | 60031.2972 | 26233.1765 | 75882.3235 | 76454.2739 | 33728.5882 | 36301.229 | 36689.4267 | 16068.5294 | 144595.6549 | 145340.5702 | 70694 | 76421.9575 | 77003.5509 | 36320.9412 | 976.3455 | 435.558 | 601.6914 | 200.177 | 1002.7162 | 426.7135 | 1562.6378 | 755.4897 | 767.3493 | 293.4799 | 949.5247 | 379.8971 | 574.6849 | 158.4851 | 962.5561 | 358.3159 | 1545.7466 | 701.9612 | 719.8072 | 220.415 | 20129.3744 | 9630.4718 | 14437.6252 | 6072.7065 | 19829.1051 | 8170.1168 | 28886.3723 | 12815.2818 | 16424.6101 | 6623.5655
| Windo18 | Windows18 | Windows | 18 | Class 50 | Class 20 | Windo18 | 4607.9153 | 4900.6711 | 1722.4118 | 3867.3029 | 4110.7583 | 1450.4118 | 5025.0976 | 5346.0863 | 1882.3529 | 4201.1388 | 4466.9757 | 1579.4118 | 9471.2533 | 9990.5525 | 4215.2353 | 8158.154 | 8603.7133 | 3574.8235 | 6630.8443 | 7023.9486 | 2931.8824 | 5703.6828 | 6039.3187 | 2492.8235 | 11820.5486 | 12421.1856 | 5809.8235 | 10146.5837 | 10660.1981 | 4817.4118 | 4670.015 | 4913.08 | 1876.1765 | 3967.9344 | 4173.8941 | 1597.1176 | 5105.1759 | 5373.2039 | 2058.1176 | 4325.3049 | 4551.8874 | 1745.5882 | 9640.6378 | 10149.6457 | 4799.2353 | 8385.7751 | 8827.7121 | 4055.5882 | 6765.54 | 7123.0746 | 3314.3529 | 5883.0054 | 6193.0825 | 2811.8824 | 12148.2712 | 12786.2746 | 6812.2941 | 10537.9508 | 11090.804 | 5616.1765 | 51590.0649 | 52069.3952 | 19261.2353 | 32989.2826 | 33353.3924 | 12409.8824 | 56693.8632 | 57251.7713 | 21145.4706 | 35967.5806 | 36386.9989 | 13537.8824 | 114357.5085 | 115091.0944 | 50866.7647 | 82741.5526 | 83422.4235 | 36303.7059 | 75882.3235 | 76454.2739 | 33728.5882 | 52932.0706 | 53450.656 | 23334.7059 | 144595.6549 | 145340.5702 | 70694 | 105569.0547 | 106262.8652 | 50070.7059 | 976.3455 | 636.3307 | 601.6914 | 339.9193 | 1002.7162 | 635.9398 | 1562.6378 | 1053.9786 | 767.3493 | 464.0788 | 949.5247 | 592.1881 | 574.6849 | 301.9303 | 962.5561 | 575.999 | 1545.7466 | 1023.6894 | 719.8072 | 398.198 | 20129.3744 | 13381.2151 | 14437.6252 | 8925.4418 | 19829.1051 | 12340.0053 | 28886.3723 | 18745.0148 | 16424.6101 | 10006.3882
| Windo19 | Windows19 | Windows | 19 | Class 35 | Class 22 | Windo19 | 4491.1412 | 4774.8141 | 1672.5294 | 3955.7951 | 4204.9609 | 1481.7647 | 4888.0243 | 5198.415 | 1824.4706 | 4298.7589 | 4570.886 | 1614.7647 | 9193.5439 | 9698.1407 | 4031.9412 | 8306.0945 | 8760.0975 | 3639.1765 | 6519.3357 | 6904.9605 | 2839.0588 | 5819.8639 | 6162.6208 | 2541.7059 | 11395.7324 | 11975.9666 | 5461.5294 | 10325.0745 | 10848.216 | 4907.3529 | 4588.4418 | 4826.5231 | 1831.7647 | 4056.1036 | 4266.6286 | 1630.4706 | 5006.6839 | 5268.8204 | 2004.6471 | 4422.2918 | 4653.9356 | 1782.4706 | 9415.4473 | 9911.6441 | 4580.0588 | 8532.8592 | 8982.5478 | 4129 | 6688.8165 | 7041.3599 | 3202.8824 | 5997.8895 | 6314.0215 | 2866.2941 | 11777.3495 | 12395.2398 | 6388.2353 | 10714.9921 | 11277.1362 | 5724.6471 | 46265.2142 | 46724.184 | 17095 | 34831.493 | 35210.5545 | 13064.5882 | 50562.2853 | 51098.3558 | 18692.2353 | 38005.1329 | 38443.3804 | 14265.8235 | 105129.8669 | 105873.139 | 45803.9412 | 85890.9798 | 86582.1702 | 37641.2941 | 69943.2009 | 70527.1042 | 30461.3529 | 55316.4377 | 55846.0394 | 24336.8824 | 132323.1054 | 133074.7861 | 62765.4706 | 109373.0322 | 110076.824 | 51845.4118 | 661.2733 | 639.7151 | 351.5695 | 341.3945 | 671.9963 | 640.9726 | 1118.0699 | 1063.0309 | 486.0844 | 467.0689 | 621.3213 | 596.1977 | 316.1969 | 303.8065 | 616.3021 | 581.6197 | 1092.965 | 1033.5788 | 425.437 | 401.9026 | 13479.1021 | 13382.0863 | 8760.1125 | 8888.5054 | 12766.745 | 12392.2484 | 19606.2446 | 18856.6167 | 10203.6589 | 10022.5253
| Windo20 | Windows20 | Windows | 20 | Single Pane | Class 22 | Windo20 | 7825.9704 | 8326.8616 | 2836.8235 | 3955.7951 | 4204.9609 | 1481.7647 | 8535.381 | 9084.8937 | 3105 | 4298.7589 | 4570.886 | 1614.7647 | 14638.5468 | 15456.5904 | 6812.4118 | 8306.0945 | 8760.0975 | 3639.1765 | 10820.8535 | 11473.6272 | 4901 | 5819.8639 | 6162.6208 | 2541.7059 | 17938.5281 | 18871.8028 | 9560.2941 | 10325.0745 | 10848.216 | 4907.3529 | 7874.9236 | 8283.1738 | 3074.1176 | 4056.1036 | 4266.6286 | 1630.4706 | 8598.7966 | 9048.3955 | 3387.8824 | 4422.2918 | 4653.9356 | 1782.4706 | 14780.9894 | 15560.108 | 7965.7647 | 8532.8592 | 8982.5478 | 4129 | 10925.7179 | 11501.6849 | 5636.3529 | 5997.8895 | 6314.0215 | 2866.2941 | 18250.6454 | 19208.3603 | 11261.8824 | 10714.9921 | 11277.1362 | 5724.6471 | 121556.7761 | 122249.3644 | 43023.4706 | 34831.493 | 35210.5545 | 13064.5882 | 132841.6729 | 133635.6198 | 47177.7059 | 38005.1329 | 38443.3804 | 14265.8235 | 225000.0631 | 225905.5709 | 104105.2941 | 85890.9798 | 86582.1702 | 37641.2941 | 165111.2014 | 165869.5957 | 73807.1765 | 55316.4377 | 55846.0394 | 24336.8824 | 275284.9777 | 276179.7404 | 146101.8824 | 109373.0322 | 110076.824 | 51845.4118 | 884.7299 | 639.7151 | 489.3826 | 341.3945 | 948.1231 | 640.9726 | 1537.3054 | 1063.0309 | 698.7323 | 467.0689 | 857.2025 | 596.1977 | 463.979 | 303.8065 | 908.1135 | 581.6197 | 1507.1004 | 1033.5788 | 656.6369 | 401.9026 | 17223.3031 | 13382.0863 | 11071.6625 | 8888.5054 | 17765.3603 | 12392.2484 | 27001.3105 | 18856.6167 | 14316.7484 | 10022.5253
| Windo21 | Windows21 | Windows | 21 | Double Pane | Class 22 | Windo21 | 6188.3013 | 6583.1672 | 2274.2941 | 3955.7951 | 4204.9609 | 1481.7647 | 6748.8224 | 7182.2274 | 2488.5882 | 4298.7589 | 4570.886 | 1614.7647 | 12038.534 | 12705.6374 | 5442.2941 | 8306.0945 | 8760.0975 | 3639.1765 | 8689.3906 | 9209.6655 | 3871.1176 | 5819.8639 | 6162.6208 | 2541.7059 | 14884.3219 | 15650.3886 | 7612.8235 | 10325.0745 | 10848.216 | 4907.3529 | 6238.4104 | 6562.5506 | 2462.2353 | 4056.1036 | 4266.6286 | 1630.4706 | 6815.9306 | 7173.1278 | 2705.0588 | 4422.2918 | 4653.9356 | 1782.4706 | 12195.4486 | 12838.9645 | 6299.4706 | 8532.8592 | 8982.5478 | 4129 | 8803.6794 | 9268.4761 | 4402.4706 | 5997.8895 | 6314.0215 | 2866.2941 | 15199.4698 | 15997.5088 | 8962.5882 | 10714.9921 | 11277.1362 | 5724.6471 | 85796.3369 | 86406.3394 | 31099.3529 | 34831.493 | 35210.5545 | 13064.5882 | 93956.5797 | 94655.1119 | 34025.7059 | 38005.1329 | 38443.3804 | 14265.8235 | 169469.391 | 170302.7142 | 75846.8824 | 85890.9798 | 86582.1702 | 37641.2941 | 119601.7621 | 120278.9976 | 52788 | 55316.4377 | 55846.0394 | 24336.8824 | 210094.4111 | 210924.3227 | 106706.7647 | 109373.0322 | 110076.824 | 51845.4118 | 968.2159 | 639.7151 | 573.7822 | 341.3945 | 1016.4807 | 640.9726 | 1606.3658 | 1063.0309 | 766.6929 | 467.0689 | 942.3671 | 596.1977 | 548.4542 | 303.8065 | 977.8545 | 581.6197 | 1582.0177 | 1033.5788 | 723.4822 | 401.9026 | 19305.8383 | 13382.0863 | 13238.2572 | 8888.5054 | 19501.6289 | 12392.2484 | 28962.6604 | 18856.6167 | 15955.7134 | 10022.5253
| Windo22 | Windows22 | Windows | 22 | Single Pane | Class 30 | Windo22 | 7825.9704 | 8326.8616 | 2836.8235 | 4272.8679 | 4542.48 | 1595.8235 | 8535.381 | 9084.8937 | 3105 | 4648.4807 | 4943.2775 | 1739.2941 | 14638.5468 | 15456.5904 | 6812.4118 | 8835.0593 | 9319.1367 | 3873.2353 | 10820.8535 | 11473.6272 | 4901 | 6234.4733 | 6602.6291 | 2717.8235 | 17938.5281 | 18871.8028 | 9560.2941 | 10964.7104 | 11521.8541 | 5235.5882 | 7874.9236 | 8283.1738 | 3074.1176 | 4371.4607 | 4598.3256 | 1750.0588 | 8598.7966 | 9048.3955 | 3387.8824 | 4768.6037 | 5018.3333 | 1914.4706 | 14780.9894 | 15560.108 | 7965.7647 | 9058.1125 | 9535.5002 | 4397.2353 | 10925.7179 | 11501.6849 | 5636.3529 | 6407.4294 | 6745.1643 | 3065.0588 | 18250.6454 | 19208.3603 | 11261.8824 | 11348.9589 | 11944.386 | 6119.7059 | 121556.7761 | 122249.3644 | 43023.4706 | 41605.4132 | 42034.3921 | 15465.3529 | 132841.6729 | 133635.6198 | 47177.7059 | 45452.9669 | 45953.0113 | 16901.7059 | 225000.0631 | 225905.5709 | 104105.2941 | 97357.903 | 98081.5359 | 42501.1176 | 165111.2014 | 165869.5957 | 73807.1765 | 63975.9478 | 64539.8682 | 27981.2353 | 275284.9777 | 276179.7404 | 146101.8824 | 123107.1589 | 123841.545 | 58351.9412 | 884.7299 | 656.4146 | 489.3826 | 350.3852 | 948.1231 | 663.5113 | 1537.3054 | 1101.2735 | 698.7323 | 481.7078 | 857.2025 | 615.2076 | 463.979 | 314.185 | 908.1135 | 606.485 | 1507.1004 | 1074.8297 | 656.6369 | 419.3965 | 17223.3031 | 13509.7076 | 11071.6625 | 8866.9021 | 17765.3603 | 12692.0973 | 27001.3105 | 19407.3026 | 14316.7484 | 10191.8759
| Windo23 | Windows23 | Windows | 23 | Double Pane | Class 30 | Windo23 | 6188.3013 | 6583.1672 | 2274.2941 | 4272.8679 | 4542.48 | 1595.8235 | 6748.8224 | 7182.2274 | 2488.5882 | 4648.4807 | 4943.2775 | 1739.2941 | 12038.534 | 12705.6374 | 5442.2941 | 8835.0593 | 9319.1367 | 3873.2353 | 8689.3906 | 9209.6655 | 3871.1176 | 6234.4733 | 6602.6291 | 2717.8235 | 14884.3219 | 15650.3886 | 7612.8235 | 10964.7104 | 11521.8541 | 5235.5882 | 6238.4104 | 6562.5506 | 2462.2353 | 4371.4607 | 4598.3256 | 1750.0588 | 6815.9306 | 7173.1278 | 2705.0588 | 4768.6037 | 5018.3333 | 1914.4706 | 12195.4486 | 12838.9645 | 6299.4706 | 9058.1125 | 9535.5002 | 4397.2353 | 8803.6794 | 9268.4761 | 4402.4706 | 6407.4294 | 6745.1643 | 3065.0588 | 15199.4698 | 15997.5088 | 8962.5882 | 11348.9589 | 11944.386 | 6119.7059 | 85796.3369 | 86406.3394 | 31099.3529 | 41605.4132 | 42034.3921 | 15465.3529 | 93956.5797 | 94655.1119 | 34025.7059 | 45452.9669 | 45953.0113 | 16901.7059 | 169469.391 | 170302.7142 | 75846.8824 | 97357.903 | 98081.5359 | 42501.1176 | 119601.7621 | 120278.9976 | 52788 | 63975.9478 | 64539.8682 | 27981.2353 | 210094.4111 | 210924.3227 | 106706.7647 | 123107.1589 | 123841.545 | 58351.9412 | 968.2159 | 656.4146 | 573.7822 | 350.3852 | 1016.4807 | 663.5113 | 1606.3658 | 1101.2735 | 766.6929 | 481.7078 | 942.3671 | 615.2076 | 548.4542 | 314.185 | 977.8545 | 606.485 | 1582.0177 | 1074.8297 | 723.4822 | 419.3965 | 19305.8383 | 13509.7076 | 13238.2572 | 8866.9021 | 19501.6289 | 12692.0973 | 28962.6604 | 19407.3026 | 15955.7134 | 10191.8759
| Windo24 | Windows24 | Windows | 24 | Class 35 | Class 30 | Windo24 | 4491.1412 | 4774.8141 | 1672.5294 | 4272.8679 | 4542.48 | 1595.8235 | 4888.0243 | 5198.415 | 1824.4706 | 4648.4807 | 4943.2775 | 1739.2941 | 9193.5439 | 9698.1407 | 4031.9412 | 8835.0593 | 9319.1367 | 3873.2353 | 6519.3357 | 6904.9605 | 2839.0588 | 6234.4733 | 6602.6291 | 2717.8235 | 11395.7324 | 11975.9666 | 5461.5294 | 10964.7104 | 11521.8541 | 5235.5882 | 4588.4418 | 4826.5231 | 1831.7647 | 4371.4607 | 4598.3256 | 1750.0588 | 5006.6839 | 5268.8204 | 2004.6471 | 4768.6037 | 5018.3333 | 1914.4706 | 9415.4473 | 9911.6441 | 4580.0588 | 9058.1125 | 9535.5002 | 4397.2353 | 6688.8165 | 7041.3599 | 3202.8824 | 6407.4294 | 6745.1643 | 3065.0588 | 11777.3495 | 12395.2398 | 6388.2353 | 11348.9589 | 11944.386 | 6119.7059 | 46265.2142 | 46724.184 | 17095 | 41605.4132 | 42034.3921 | 15465.3529 | 50562.2853 | 51098.3558 | 18692.2353 | 45452.9669 | 45953.0113 | 16901.7059 | 105129.8669 | 105873.139 | 45803.9412 | 97357.903 | 98081.5359 | 42501.1176 | 69943.2009 | 70527.1042 | 30461.3529 | 63975.9478 | 64539.8682 | 27981.2353 | 132323.1054 | 133074.7861 | 62765.4706 | 123107.1589 | 123841.545 | 58351.9412 | 661.2733 | 656.4146 | 351.5695 | 350.3852 | 671.9963 | 663.5113 | 1118.0699 | 1101.2735 | 486.0844 | 481.7078 | 621.3213 | 615.2076 | 316.1969 | 314.185 | 616.3021 | 606.485 | 1092.965 | 1074.8297 | 425.437 | 419.3965 | 13479.1021 | 13509.7076 | 8760.1125 | 8866.9021 | 12766.745 | 12692.0973 | 19606.2446 | 19407.3026 | 10203.6589 | 10191.8759
| Infil10 | Infiltration10 | Infiltration | 10 | 0.45 ACHn | 0.35 ACHn | Infil10 | 4272.8679 | 4542.48 | 1595.8235 | 4272.8679 | 4542.48 | 1595.8235 | 4648.4807 | 4943.2775 | 1739.2941 | 4648.4807 | 4943.2775 | 1739.2941 | 8835.0593 | 9319.1367 | 3873.2353 | 8835.0593 | 9319.1367 | 3873.2353 | 6234.4733 | 6602.6291 | 2717.8235 | 6234.4733 | 6602.6291 | 2717.8235 | 10964.7104 | 11521.8541 | 5235.5882 | 10964.7104 | 11521.8541 | 5235.5882 | 4371.4607 | 4598.3256 | 1750.0588 | 4371.4607 | 4598.3256 | 1750.0588 | 4768.6037 | 5018.3333 | 1914.4706 | 4768.6037 | 5018.3333 | 1914.4706 | 9058.1125 | 9535.5002 | 4397.2353 | 9058.1125 | 9535.5002 | 4397.2353 | 6407.4294 | 6745.1643 | 3065.0588 | 6407.4294 | 6745.1643 | 3065.0588 | 11348.9589 | 11944.386 | 6119.7059 | 11348.9589 | 11944.386 | 6119.7059 | 41605.4132 | 42034.3921 | 15465.3529 | 41605.4132 | 42034.3921 | 15465.3529 | 45452.9669 | 45953.0113 | 16901.7059 | 45452.9669 | 45953.0113 | 16901.7059 | 97357.903 | 98081.5359 | 42501.1176 | 97357.903 | 98081.5359 | 42501.1176 | 63975.9478 | 64539.8682 | 27981.2353 | 63975.9478 | 64539.8682 | 27981.2353 | 123107.1589 | 123841.545 | 58351.9412 | 123107.1589 | 123841.545 | 58351.9412 | 656.4146 | 656.4146 | 350.3852 | 350.3852 | 663.5113 | 663.5113 | 1101.2735 | 1101.2735 | 481.7078 | 481.7078 | 615.2076 | 615.2076 | 314.185 | 314.185 | 606.485 | 606.485 | 1074.8297 | 1074.8297 | 419.3965 | 419.3965 | 13509.7076 | 13509.7076 | 8866.9021 | 8866.9021 | 12692.0973 | 12692.0973 | 19407.3026 | 19407.3026 | 10191.8759 | 10191.8759
| Infil11 | Infiltration11 | Infiltration | 11 | 0.45 ACHn | 0.20 ACHn | Infil11 | 4272.8679 | 4542.48 | 1595.8235 | 4272.8679 | 4542.48 | 1595.8235 | 4648.4807 | 4943.2775 | 1739.2941 | 4648.4807 | 4943.2775 | 1739.2941 | 8835.0593 | 9319.1367 | 3873.2353 | 8835.0593 | 9319.1367 | 3873.2353 | 6234.4733 | 6602.6291 | 2717.8235 | 6234.4733 | 6602.6291 | 2717.8235 | 10964.7104 | 11521.8541 | 5235.5882 | 10964.7104 | 11521.8541 | 5235.5882 | 4371.4607 | 4598.3256 | 1750.0588 | 4371.4607 | 4598.3256 | 1750.0588 | 4768.6037 | 5018.3333 | 1914.4706 | 4768.6037 | 5018.3333 | 1914.4706 | 9058.1125 | 9535.5002 | 4397.2353 | 9058.1125 | 9535.5002 | 4397.2353 | 6407.4294 | 6745.1643 | 3065.0588 | 6407.4294 | 6745.1643 | 3065.0588 | 11348.9589 | 11944.386 | 6119.7059 | 11348.9589 | 11944.386 | 6119.7059 | 41605.4132 | 42034.3921 | 15465.3529 | 41605.4132 | 42034.3921 | 15465.3529 | 45452.9669 | 45953.0113 | 16901.7059 | 45452.9669 | 45953.0113 | 16901.7059 | 97357.903 | 98081.5359 | 42501.1176 | 97357.903 | 98081.5359 | 42501.1176 | 63975.9478 | 64539.8682 | 27981.2353 | 63975.9478 | 64539.8682 | 27981.2353 | 123107.1589 | 123841.545 | 58351.9412 | 123107.1589 | 123841.545 | 58351.9412 | 656.4146 | 656.4146 | 350.3852 | 350.3852 | 663.5113 | 663.5113 | 1101.2735 | 1101.2735 | 481.7078 | 481.7078 | 615.2076 | 615.2076 | 314.185 | 314.185 | 606.485 | 606.485 | 1074.8297 | 1074.8297 | 419.3965 | 419.3965 | 13509.7076 | 13509.7076 | 8866.9021 | 8866.9021 | 12692.0973 | 12692.0973 | 19407.3026 | 19407.3026 | 10191.8759 | 10191.8759
| Infil12 | Infiltration12 | Infiltration | 12 | 0.35 ACHn | 0.20 ACHn | Infil12 | 4272.8679 | 4542.48 | 1595.8235 | 4272.8679 | 4542.48 | 1595.8235 | 4648.4807 | 4943.2775 | 1739.2941 | 4648.4807 | 4943.2775 | 1739.2941 | 8835.0593 | 9319.1367 | 3873.2353 | 8835.0593 | 9319.1367 | 3873.2353 | 6234.4733 | 6602.6291 | 2717.8235 | 6234.4733 | 6602.6291 | 2717.8235 | 10964.7104 | 11521.8541 | 5235.5882 | 10964.7104 | 11521.8541 | 5235.5882 | 4371.4607 | 4598.3256 | 1750.0588 | 4371.4607 | 4598.3256 | 1750.0588 | 4768.6037 | 5018.3333 | 1914.4706 | 4768.6037 | 5018.3333 | 1914.4706 | 9058.1125 | 9535.5002 | 4397.2353 | 9058.1125 | 9535.5002 | 4397.2353 | 6407.4294 | 6745.1643 | 3065.0588 | 6407.4294 | 6745.1643 | 3065.0588 | 11348.9589 | 11944.386 | 6119.7059 | 11348.9589 | 11944.386 | 6119.7059 | 41605.4132 | 42034.3921 | 15465.3529 | 41605.4132 | 42034.3921 | 15465.3529 | 45452.9669 | 45953.0113 | 16901.7059 | 45452.9669 | 45953.0113 | 16901.7059 | 97357.903 | 98081.5359 | 42501.1176 | 97357.903 | 98081.5359 | 42501.1176 | 63975.9478 | 64539.8682 | 27981.2353 | 63975.9478 | 64539.8682 | 27981.2353 | 123107.1589 | 123841.545 | 58351.9412 | 123107.1589 | 123841.545 | 58351.9412 | 656.4146 | 656.4146 | 350.3852 | 350.3852 | 663.5113 | 663.5113 | 1101.2735 | 1101.2735 | 481.7078 | 481.7078 | 615.2076 | 615.2076 | 314.185 | 314.185 | 606.485 | 606.485 | 1074.8297 | 1074.8297 | 419.3965 | 419.3965 | 13509.7076 | 13509.7076 | 8866.9021 | 8866.9021 | 12692.0973 | 12692.0973 | 19407.3026 | 19407.3026 | 10191.8759 | 10191.8759
| DuctT10 | DuctTightness10 | DuctTightness | 10 | Std-crawl | PTCS-crawl | DuctT10 | 4272.8679 | 4879.4482 | 1685.8235 | 4272.8679 | 4542.48 | 1595.8235 | 4648.4807 | 5311.8083 | 1837.7647 | 4648.4807 | 4943.2775 | 1739.2941 | 8835.0593 | 9897.6528 | 3997.7059 | 8835.0593 | 9319.1367 | 3873.2353 | 6234.4733 | 7049.5778 | 2828.8824 | 6234.4733 | 6602.6291 | 2717.8235 | 10964.7104 | 12174.5452 | 5359.8824 | 10964.7104 | 11521.8541 | 5235.5882 | 4371.4607 | 0 | 1942.8235 | 4371.4607 | 4598.3256 | 1750.0588 | 4768.6037 | 0 | 2126.2353 | 4768.6037 | 5018.3333 | 1914.4706 | 9058.1125 | 0 | 5038.4706 | 9058.1125 | 9535.5002 | 4397.2353 | 6407.4294 | 0 | 3496.1176 | 6407.4294 | 6745.1643 | 3065.0588 | 11348.9589 | 0 | 7139.2353 | 11348.9589 | 11944.386 | 6119.7059 | 41605.4132 | 43361.2955 | 16622.7647 | 41605.4132 | 42034.3921 | 15465.3529 | 45452.9669 | 47470.4629 | 18158.2941 | 45452.9669 | 45953.0113 | 16901.7059 | 97357.903 | 100760.6275 | 47389.2941 | 97357.903 | 98081.5359 | 42501.1176 | 63975.9478 | 66497.404 | 30999.6471 | 63975.9478 | 64539.8682 | 27981.2353 | 123107.1589 | 126942.7852 | 66230.7647 | 123107.1589 | 123841.545 | 58351.9412 | 752.1961 | 656.4146 | 397.9975 | 350.3852 | 769.0694 | 663.5113 | 1292.2779 | 1101.2735 | 554.4062 | 481.7078 | 675.7077 | 615.2076 | 344.505 | 314.185 | 671.24 | 606.485 | 1191.1493 | 1074.8297 | 462.9954 | 419.3965 | 13949.2921 | 13509.7076 | 9072.6794 | 8866.9021 | 13214.3085 | 12692.0973 | 20503.745 | 19407.3026 | 10550.8642 | 10191.8759
| DuctI10 | DuctInsulation10 | DuctInsulation | 10 | R-0 | R-4.2 | DuctI10 | 4272.8679 | 4687.2521 | 1698.2353 | 4272.8679 | 4542.48 | 1595.8235 | 4648.4807 | 5101.4194 | 1853.1765 | 4648.4807 | 4943.2775 | 1739.2941 | 8835.0593 | 9610.5935 | 4170.5294 | 8835.0593 | 9319.1367 | 3873.2353 | 6234.4733 | 6815.4591 | 2931.5294 | 6234.4733 | 6602.6291 | 2717.8235 | 10964.7104 | 11878.9046 | 5689.6471 | 10964.7104 | 11521.8541 | 5235.5882 | 4371.4607 | 4620.7402 | 1922.1176 | 4371.4607 | 4598.3256 | 1750.0588 | 4768.6037 | 5043.4155 | 2112.5882 | 4768.6037 | 5018.3333 | 1914.4706 | 9058.1125 | 9579.372 | 4939.2941 | 9058.1125 | 9535.5002 | 4397.2353 | 6407.4294 | 6776.0759 | 3436.2353 | 6407.4294 | 6745.1643 | 3065.0588 | 11348.9589 | 11995.2086 | 6920.4118 | 11348.9589 | 11944.386 | 6119.7059 | 41605.4132 | 42085.4573 | 15468.3529 | 41605.4132 | 42034.3921 | 15465.3529 | 45452.9669 | 46014.1153 | 16905.7059 | 45452.9669 | 45953.0113 | 16901.7059 | 97357.903 | 98161.2329 | 42509.5882 | 97357.903 | 98081.5359 | 42501.1176 | 63975.9478 | 64599.4188 | 27986.7059 | 63975.9478 | 64539.8682 | 27981.2353 | 123107.1589 | 123915.6103 | 58361.4118 | 123107.1589 | 123841.545 | 58351.9412 | 684.3314 | 656.4146 | 363.7896 | 350.3852 | 698.7387 | 663.5113 | 1170.5561 | 1101.2735 | 505.3505 | 481.7078 | 701.4789 | 615.2076 | 358.1826 | 314.185 | 706.5003 | 606.485 | 1254.4526 | 1074.8297 | 490.2819 | 419.3965 | 13515.8098 | 13509.7076 | 8870.1791 | 8866.9021 | 12699.4016 | 12692.0973 | 19421.1819 | 19407.3026 | 10197.359 | 10191.8759
| DuctI11 | DuctInsulation11 | DuctInsulation | 11 | R-0 | R-11 | DuctI11 | 4272.8679 | 4687.2521 | 1698.2353 | 4272.8679 | 4483.6157 | 1553.3529 | 4648.4807 | 5101.4194 | 1853.1765 | 4648.4807 | 4878.9852 | 1692.8235 | 8835.0593 | 9610.5935 | 4170.5294 | 8835.0593 | 9199.1695 | 3747.5882 | 6234.4733 | 6815.4591 | 2931.5294 | 6234.4733 | 6515.3627 | 2629.7647 | 10964.7104 | 11878.9046 | 5689.6471 | 10964.7104 | 11374.1634 | 5042.7059 | 4371.4607 | 4620.7402 | 1922.1176 | 4371.4607 | 4588.8709 | 1680.5294 | 4768.6037 | 5043.4155 | 2112.5882 | 4768.6037 | 5007.7589 | 1835.4706 | 9058.1125 | 9579.372 | 4939.2941 | 9058.1125 | 9516.9415 | 4187.6471 | 6407.4294 | 6776.0759 | 3436.2353 | 6407.4294 | 6732.0829 | 2921.1765 | 11348.9589 | 11995.2086 | 6920.4118 | 11348.9589 | 11922.8279 | 5810.4706 | 41605.4132 | 42085.4573 | 15468.3529 | 41605.4132 | 42017.0667 | 15464.8824 | 45452.9669 | 46014.1153 | 16905.7059 | 45452.9669 | 45932.2834 | 16900.7059 | 97357.903 | 98161.2329 | 42509.5882 | 97357.903 | 98054.4784 | 42498.1176 | 63975.9478 | 64599.4188 | 27986.7059 | 63975.9478 | 64519.6546 | 27979.2353 | 123107.1589 | 123915.6103 | 58361.4118 | 123107.1589 | 123816.399 | 58348.9412 | 684.3314 | 645.1343 | 363.7896 | 344.9633 | 698.7387 | 649.3823 | 1170.5561 | 1073.6448 | 505.3505 | 472.1856 | 701.4789 | 581.0268 | 358.1826 | 297.0134 | 706.5003 | 567.6863 | 1254.4526 | 1000.7024 | 490.2819 | 392.3011 | 13515.8098 | 13507.6462 | 8870.1791 | 8865.7955 | 12699.4016 | 12689.6327 | 19421.1819 | 19402.6192 | 10197.359 | 10190.0251
| DuctI12 | DuctInsulation12 | DuctInsulation | 12 | R-4.2 | R-11 | DuctI12 | 4272.8679 | 4542.48 | 1595.8235 | 4272.8679 | 4483.6157 | 1553.3529 | 4648.4807 | 4943.2775 | 1739.2941 | 4648.4807 | 4878.9852 | 1692.8235 | 8835.0593 | 9319.1367 | 3873.2353 | 8835.0593 | 9199.1695 | 3747.5882 | 6234.4733 | 6602.6291 | 2717.8235 | 6234.4733 | 6515.3627 | 2629.7647 | 10964.7104 | 11521.8541 | 5235.5882 | 10964.7104 | 11374.1634 | 5042.7059 | 4371.4607 | 4598.3256 | 1750.0588 | 4371.4607 | 4588.8709 | 1680.5294 | 4768.6037 | 5018.3333 | 1914.4706 | 4768.6037 | 5007.7589 | 1835.4706 | 9058.1125 | 9535.5002 | 4397.2353 | 9058.1125 | 9516.9415 | 4187.6471 | 6407.4294 | 6745.1643 | 3065.0588 | 6407.4294 | 6732.0829 | 2921.1765 | 11348.9589 | 11944.386 | 6119.7059 | 11348.9589 | 11922.8279 | 5810.4706 | 41605.4132 | 42034.3921 | 15465.3529 | 41605.4132 | 42017.0667 | 15464.8824 | 45452.9669 | 45953.0113 | 16901.7059 | 45452.9669 | 45932.2834 | 16900.7059 | 97357.903 | 98081.5359 | 42501.1176 | 97357.903 | 98054.4784 | 42498.1176 | 63975.9478 | 64539.8682 | 27981.2353 | 63975.9478 | 64519.6546 | 27979.2353 | 123107.1589 | 123841.545 | 58351.9412 | 123107.1589 | 123816.399 | 58348.9412 | 656.4146 | 645.1343 | 350.3852 | 344.9633 | 663.5113 | 649.3823 | 1101.2735 | 1073.6448 | 481.7078 | 472.1856 | 615.2076 | 581.0268 | 314.185 | 297.0134 | 606.485 | 567.6863 | 1074.8297 | 1000.7024 | 419.3965 | 392.3011 | 13509.7076 | 13507.6462 | 8866.9021 | 8865.7955 | 12692.0973 | 12689.6327 | 19407.3026 | 19402.6192 | 10191.8759 | 10190.0251
| HeatP10 | HeatPump10 | HeatPump | 10 | 7.7/13 | 8.5/13 | HeatP10 | pdx: 2179.374; pdx: 1988.1735; sea: 2384.5903; sea: 2178.5353; spk: 5575.0799; spk: 5301.7618; bos: 3868.7084; bos: 3662.1265; kal: 7544.9721; kal: 7270.4618; pdx: 2405.6084; pdx: 2211.5206; sea: 2640.7714; sea: 2431.2529; spk: 6304.5026; spk: 6054.9647; bos: 4360.9981; bos: 4165.9029; kal: 8651.6416; kal: 8413.2529; pdx: 18133.5766; pdx: 15955.6794; sea: 19888.1981; sea: 17536.3059; spk: 52181.0961; spk: 48170.7353; bos: 34084.6591; bos: 31313.6; kal: 72303.9214; kal: 67841.4794; pdx: 654.2268; pdx: 654.2268; sea: 349.935; sea: 349.935; spk: 666.3598; spk: 666.3598; bos: 1106.6753; bos: 1106.6753; kal: 482.8132; kal: 482.8132; pdx: 624.844; pdx: 624.844; sea: 320.5141; sea: 320.5141; spk: 622.9369; spk: 622.9369; bos: 1095.257; bos: 1095.257; kal: 431.1118; kal: 431.1118; pdx: 13361.3659; pdx: 13361.3659; sea: 8789.302; sea: 8789.302; spk: 12607.1395; spk: 12607.1395; bos: 19283.4427; bos: 19283.4427; kal: 10106.5561; kal: 10106.5561
| HeatP11 | HeatPump11 | HeatPump | 11 | 7.7/13 | 9.0/14 | HeatP11 | pdx: 2179.374; pdx: 1902.95; sea: 2384.5903; sea: 2086.7; spk: 5575.0799; spk: 5178.75; bos: 3868.7084; bos: 3568.95; kal: 7544.9721; kal: 7155.85; pdx: 2405.6084; pdx: 2125.85; sea: 2640.7714; sea: 2339.3; spk: 6304.5026; spk: 5955.6; bos: 4360.9981; bos: 4083.95; kal: 8651.6416; kal: 8332.9; pdx: 18133.5766; pdx: 14926.55; sea: 19888.1981; sea: 16424; spk: 52181.0961; spk: 46105.3; bos: 34084.6591; bos: 29894; kal: 72303.9214; kal: 65509.95; pdx: 654.2268; pdx: 583.0014; sea: 349.935; sea: 312.4803; spk: 666.3598; spk: 599.6938; bos: 1106.6753; bos: 996.3494; kal: 482.8132; kal: 435.882; pdx: 624.844; pdx: 559.7736; sea: 320.5141; sea: 288.1761; spk: 622.9369; spk: 564.0114; bos: 1095.257; bos: 989.5711; kal: 431.1118; kal: 392.2655; pdx: 13361.3659; pdx: 11798.0871; sea: 8789.302; sea: 7767.7732; spk: 12607.1395; spk: 11229.8918; bos: 19283.4427; bos: 17191.819; kal: 10106.5561; kal: 9026.6423
| HeatP12 | HeatPump12 | HeatPump | 12 | 7.7/13 | 8.2/13 | HeatP12 | pdx: 2179.374; pdx: 2044.2963; sea: 2384.5903; sea: 2239.0122; spk: 5575.0799; spk: 5382.7695; bos: 3868.7084; bos: 3723.4866; kal: 7544.9721; kal: 7345.9378; pdx: 2405.6084; pdx: 2267.9378; sea: 2640.7714; sea: 2491.8073; spk: 6304.5026; spk: 6120.4; bos: 4360.9981; bos: 4219.872; kal: 8651.6416; kal: 8466.1683; pdx: 18133.5766; pdx: 16633.3988; sea: 19888.1981; sea: 18268.8; spk: 52181.0961; spk: 49530.9; bos: 34084.6591; bos: 32248.4585; kal: 72303.9214; kal: 69376.8768; pdx: 654.2268; pdx: 654.2268; sea: 349.935; sea: 349.935; spk: 666.3598; spk: 666.3598; bos: 1106.6753; bos: 1106.6753; kal: 482.8132; kal: 482.8132; pdx: 624.844; pdx: 624.844; sea: 320.5141; sea: 320.5141; spk: 622.9369; spk: 622.9369; bos: 1095.257; bos: 1095.257; kal: 431.1118; kal: 431.1118; pdx: 13361.3659; pdx: 13361.3659; sea: 8789.302; sea: 8789.302; spk: 12607.1395; spk: 12607.1395; bos: 19283.4427; bos: 19283.4427; kal: 10106.5561; kal: 10106.5561
| HPCnt10 | HPCntrls10 | HPCntrls | 10 | Standard | PTCS | HPCnt10 | pdx: 1988.1735; pdx: 1595.8235; sea: 2178.5353; sea: 1739.2941; spk: 5301.7618; spk: 3873.2353; bos: 3662.1265; bos: 2717.8235; kal: 7270.4618; kal: 5235.5882; pdx: 2211.5206; pdx: 1750.0588; sea: 2431.2529; sea: 1914.4706; spk: 6054.9647; spk: 4397.2353; bos: 4165.9029; bos: 3065.0588; kal: 8413.2529; kal: 6119.7059; pdx: 15955.6794; pdx: 15465.3529; sea: 17536.3059; sea: 16901.7059; spk: 48170.7353; spk: 42501.1176; bos: 31313.6; bos: 27981.2353; kal: 67841.4794; kal: 58351.9412; pdx: 654.2268; pdx: 656.4146; sea: 349.935; sea: 350.3852; spk: 666.3598; spk: 663.5113; bos: 1106.6753; bos: 1101.2735; kal: 482.8132; kal: 481.7078; pdx: 624.844; pdx: 615.2076; sea: 320.5141; sea: 314.185; spk: 622.9369; spk: 606.485; bos: 1095.257; bos: 1074.8297; kal: 431.1118; kal: 419.3965; pdx: 13361.3659; pdx: 13509.7076; sea: 8789.302; sea: 8866.9021; spk: 12607.1395; spk: 12692.0973; bos: 19283.4427; bos: 19407.3026; kal: 10106.5561; kal: 10191.8759
[8 empty] | Heating | [44 empty] | Cooling
| Savings Per House | [6 empty] | pdx: 1500c; pdx: 1500c; pdx: 1500c; pdx: 1500c; pdx: 1500c; pdx: 1500c; sea: 1500c; sea: 1500c; sea: 1500c; sea: 1500c; sea: 1500c; sea: 1500c; spk: 1500c; spk: 1500c; spk: 1500c; spk: 1500s; spk: 1500s; spk: 1500s; bos: 1500s; bos: 1500s; bos: 1500s; bos: 1500s; bos: 1500s; bos: 1500s; kal: 1500s; kal: 1500s; kal: 1500s; kal: 1500s; kal: 1500s; kal: 1500s; pdx: 1000; pdx: 1000; pdx: 1000; pdx: 1000; pdx: 1000; pdx: 1000; sea: 1000; sea: 1000; sea: 1000; sea: 1000; sea: 1000; sea: 1000; spk: 1000; spk: 1000; spk: 1000; spk: 1500c; spk: 1500c; spk: 1500c; bos: 1500c; bos: 1500c; bos: 1500s; bos: 1500s; bos: 1500s; bos: 1500s; kal: 1500s; kal: 1000; kal: 1000; kal: 1000; kal: 1000; kal: 1000
[8 empty] | pdx | pdx | pdx | sea | sea | sea | spk | spk | spk | bos | bos | bos | kal | kal | kal | pdx | pdx | pdx | sea | sea | sea | spk | spk | spk | bos | bos | bos | kal | kal | kal | pdx | pdx | pdx | sea | sea | sea | spk | spk | spk | bos | bos | bos | kal | kal | kal | pdx | sea | spk | bos | kal | pdx | sea | spk | bos | kal | pdx | sea | spk | bos | kal
[8 empty] | znl | faf | hp | znl | faf | hp | znl | faf | hp | znl | faf | hp | znl | faf | hp | znl | faf | hp | znl | faf | hp | znl | faf | hp | znl | faf | hp | znl | faf | hp | znl | faf | hp | znl | faf | hp | znl | faf | hp | znl | faf | hp | znl | faf | hp | hp | hp | hp | hp | hp | hp | hp | hp | hp | hp | hp | hp | hp | hp | hp
[8 empty] | 1500cpdxznl | 1500cpdxfaf | 1500cpdxhp | 1500cseaznl | 1500cseafaf | 1500cseahp | 1500cspkznl | 1500cspkfaf | 1500cspkhp | 1500cbosznl | 1500cbosfaf | 1500cboshp | 1500ckalznl | 1500ckalfaf | 1500ckalhp | 1500spdxznl | 1500spdxfaf | 1500spdxhp | 1500sseaznl | 1500sseafaf | 1500sseahp | 1500sspkznl | 1500sspkfaf | 1500sspkhp | 1500sbosznl | 1500sbosfaf | 1500sboshp | 1500skalznl | 1500skalfaf | 1500skalhp | 1000pdxznl | 1000pdxfaf | 1000pdxhp | 1000seaznl | 1000seafaf | 1000seahp | 1000spkznl | 1000spkfaf | 1000spkhp | 1000bosznl | 1000bosfaf | 1000boshp | 1000kalznl | 1000kalfaf | 1000kalhp | 1500cpdx | 1500csea | 1500cspk | 1500cbos | 1500ckal | 1500spdx | 1500ssea | 1500sspk | 1500sbos | 1500skal | 1000pdx | 1000sea | 1000spk | 1000bos | 1000kal
| Walls10 | Walls10 | Walls | 10 | R-0 | R-11 | Walls10 | 1719.2029 | 1830.1825 | 600.1765 | 1877.891 | 2000.0846 | 658.4706 | 2776.9973 | 2936.5757 | 1258.2353 | 2231.9831 | 2370.1556 | 967.8235 | 3301.7267 | 3480.4809 | 1818.5882 | 1705.4515 | 1793.36 | 632.7059 | 1864.2043 | 1961.0709 | 698.1176 | 2754.817 | 2899.5299 | 1491 | 2209.6522 | 2325.642 | 1106 | 3281.0673 | 3452.9166 | 2173.4706 | 10718.4769 | 10783.1132 | 3724.8235 | 11750.3449 | 11826.8448 | 4091.4118 | 17729.5961 | 17773.2539 | 7519.5294 | 13809.7917 | 13853.1904 | 5672.8235 | 20989.8824 | 21027.3149 | 10036.8824 | 2.308 | -14.7408 | 26.153 | 70.7246 | 4.7431 | 9.5637 | -9.9332 | 33.5323 | 74.9423 | 15.1331 | -342.3643 | -463.5306 | -117.7631 | 58.1049 | -211.6391
| BGWal10 | BGWalls10 | BGWalls | 10 | R-0 | R-11 | BGWal10 | 0 | 0 | 0 | 0 | 0 | 0 | 0 | 0 | 0 | 0 | 0 | 0 | 0 | 0 | 0 | 0 | 0 | 0 | 0 | 0 | 0 | 0 | 0 | 0 | 0 | 0 | 0 | 0 | 0 | 0 | 0 | 0 | 0 | 0 | 0 | 0 | 0 | 0 | 0 | 0 | 0 | 0 | 0 | 0 | 0 | 0 | 0 | 0 | 0 | 0 | 0 | 0 | 0 | 0 | 0 | 0 | 0 | 0 | 0 | 0
| Floor10 | Floors10 | Floors | 10 | R-0 | R-19 | Floor10 | 344.1563 | 328.6476 | 97.0588 | 379.2721 | 362.7142 | 107 | 495.6575 | 448.6185 | 141.0588 | 414.2284 | 382.7025 | 121.0588 | 581.3241 | 519.8133 | 173.5882 | 0 | 0 | 0 | 0 | 0 | 0 | 0 | 0 | 0 | 0 | 0 | 0 | 0 | 0 | 0 | 4514.9147 | 4566.0354 | 1602.5294 | 4970.7329 | 5030.8997 | 1751.9412 | 6380.7135 | 6448.8441 | 2711.5294 | 5086.2964 | 5138.4029 | 2134.4118 | 7260.8916 | 7338.2174 | 3324.1765 | -39.5355 | -33.1109 | -36.358 | -38.0919 | -35.3705 | 0 | 0 | 0 | 0 | 0 | -846.415 | -802.9578 | -760.6241 | -816.4474 | -758.1246
| Floor11 | Floors11 | Floors | 11 | R-0 | R-25 | Floor11 | 392.9479 | 375.5206 | 111 | 433.5579 | 414.9632 | 122.9412 | 567.051 | 513.5821 | 161.4706 | 473.83 | 438.0651 | 139 | 665.0372 | 595.0021 | 199.0588 | 0 | 0 | 0 | 0 | 0 | 0 | 0 | 0 | 0 | 0 | 0 | 0 | 0 | 0 | 0 | 5178.8023 | 5237.5058 | 1839.5294 | 5703.1614 | 5772.3168 | 2009.8235 | 7336.5507 | 7415.0269 | 3119.7059 | 5840.5264 | 5900.6002 | 2452.2941 | 8345.8448 | 8435.0057 | 3821.3529 | -45.5291 | -38.2623 | -41.911 | -43.8544 | -40.7584 | 0 | 0 | 0 | 0 | 0 | -980.1173 | -930.361 | -883.4648 | -948.6842 | -882.5204
| Floor12 | Floors12 | Floors | 12 | R-0 | R-30 | Floor12 | 443.9307 | 424.5615 | 125.9412 | 490.4105 | 469.7504 | 138.8824 | 641.9769 | 581.8524 | 182.4118 | 536.3625 | 496.2567 | 156.9412 | 752.8937 | 673.9718 | 224 | 0 | 0 | 0 | 0 | 0 | 0 | 0 | 0 | 0 | 0 | 0 | 0 | 0 | 0 | 0 | 5878.6893 | 5945.432 | 2088.9412 | 6476.475 | 6555.151 | 2285.6471 | 8349.0438 | 8438.4797 | 3551.3529 | 6638.0274 | 6706.5917 | 2790.5882 | 9497.0703 | 9598.8777 | 4347.9412 | -51.8825 | -43.757 | -47.8198 | -49.9905 | -46.4946 | 0 | 0 | 0 | 0 | 0 | -1124.1158 | -1067.6602 | -1016.1243 | -1092.031 | -1017.7789
| Floor13 | Floors13 | Floors | 13 | R-0 | R-38 | Floor13 | 457.4226 | 437.5607 | 129.9412 | 505.4693 | 484.2645 | 143.3529 | 661.8622 | 599.9798 | 187.8824 | 552.9413 | 511.6897 | 161.9412 | 776.2033 | 694.9287 | 230.4706 | 0 | 0 | 0 | 0 | 0 | 0 | 0 | 0 | 0 | 0 | 0 | 0 | 0 | 0 | 0 | 6064.8112 | 6133.7013 | 2155.6471 | 6682.3958 | 6763.616 | 2360.2941 | 8619.3798 | 8711.7514 | 3667 | 6850.7995 | 6921.6392 | 2880.2941 | 9804.7819 | 9909.9807 | 4488.0588 | -53.5783 | -45.2352 | -49.4014 | -51.6307 | -48.032 | 0 | 0 | 0 | 0 | 0 | -1163.0013 | -1104.6654 | -1052.0503 | -1130.8698 | -1054.422
| Floor14 | Floors14 | Floors | 14 | R-19 | R-25 | Floor14 | 48.7916 | 46.873 | 13.9412 | 54.2858 | 52.249 | 15.9412 | 71.3935 | 64.9636 | 20.4118 | 59.6016 | 55.3625 | 17.9412 | 83.7131 | 75.1888 | 25.4706 | 0 | 0 | 0 | 0 | 0 | 0 | 0 | 0 | 0 | 0 | 0 | 0 | 0 | 0 | 0 | 663.8876 | 671.4704 | 237 | 732.4285 | 741.4171 | 257.8824 | 955.8372 | 966.1828 | 408.1765 | 754.23 | 762.1973 | 317.8824 | 1084.9531 | 1096.7884 | 497.1765 | -5.9936 | -5.1514 | -5.553 | -5.7626 | -5.3878 | 0 | 0 | 0 | 0 | 0 | -133.7023 | -127.4033 | -122.8407 | -132.2368 | -124.3959
| Floor15 | Floors15 | Floors | 15 | R-19 | R-30 | Floor15 | 99.7744 | 95.9139 | 28.8824 | 111.1384 | 107.0362 | 31.8824 | 146.3195 | 133.2339 | 41.3529 | 122.1341 | 113.5541 | 35.8824 | 171.5695 | 154.1586 | 50.4118 | 0 | 0 | 0 | 0 | 0 | 0 | 0 | 0 | 0 | 0 | 0 | 0 | 0 | 0 | 0 | 1363.7746 | 1379.3966 | 486.4118 | 1505.7421 | 1524.2513 | 533.7059 | 1968.3302 | 1989.6356 | 839.8235 | 1551.731 | 1568.1888 | 656.1765 | 2236.1787 | 2260.6603 | 1023.7647 | -12.347 | -10.6461 | -11.4618 | -11.8986 | -11.1241 | 0 | 0 | 0 | 0 | 0 | -277.7008 | -264.7024 | -255.5002 | -275.5836 | -259.6544
| Floor16 | Floors16 | Floors | 16 | R-19 | R-38 | Floor16 | 113.2663 | 108.9131 | 32.8824 | 126.1971 | 121.5503 | 36.3529 | 166.2047 | 151.3613 | 46.8235 | 138.7129 | 128.9871 | 40.8824 | 194.8791 | 175.1154 | 56.8824 | 0 | 0 | 0 | 0 | 0 | 0 | 0 | 0 | 0 | 0 | 0 | 0 | 0 | 0 | 0 | 1549.8965 | 1567.6658 | 553.1176 | 1711.6629 | 1732.7163 | 608.3529 | 2238.6663 | 2262.9073 | 955.4706 | 1764.5031 | 1783.2363 | 745.8824 | 2543.8903 | 2571.7633 | 1163.8824 | -14.0428 | -12.1243 | -13.0435 | -13.5388 | -12.6614 | 0 | 0 | 0 | 0 | 0 | -316.5864 | -301.7076 | -291.4262 | -314.4224 | -296.2975
| Floor17 | Floors17 | Floors | 17 | R-11 | R-30 | Floor17 | 1039.5203 | 986.1798 | 292.1765 | 1141.9863 | 1084.1374 | 320.5882 | 1482.2928 | 1334.0679 | 421.6471 | 1234.4047 | 1133.1073 | 359.7647 | 1728.8708 | 1537.7361 | 518.8824 | 0 | 0 | 0 | 0 | 0 | 0 | 0 | 0 | 0 | 0 | 0 | 0 | 0 | 0 | 0 | 13024.2685 | 13169.7051 | 4625.4706 | 14384.0507 | 14554.4135 | 5040.2353 | 18111.8529 | 18303.1561 | 7728.3529 | 14573.6753 | 14719.527 | 6092.1765 | 20673.2842 | 20889.8101 | 9502.5294 | -111.2076 | -91.1428 | -100.827 | -107.6248 | -96.9151 | 0 | 0 | 0 | 0 | 0 | -2273.3956 | -2132.8894 | -2000.9727 | -2143.9142 | -1977.464
| Floor18 | Floors18 | Floors | 18 | R-0 | R-19 | Floor18 | 344.1563 | 328.6476 | 97.0588 | 379.2721 | 362.7142 | 107 | 495.6575 | 448.6185 | 141.0588 | 414.2284 | 382.7025 | 121.0588 | 581.3241 | 519.8133 | 173.5882 | 0 | 0 | 0 | 0 | 0 | 0 | 0 | 0 | 0 | 0 | 0 | 0 | 0 | 0 | 0 | 4514.9147 | 4566.0354 | 1602.5294 | 4970.7329 | 5030.8997 | 1751.9412 | 6380.7135 | 6448.8441 | 2711.5294 | 5086.2964 | 5138.4029 | 2134.4118 | 7260.8916 | 7338.2174 | 3324.1765 | -39.5355 | -33.1109 | -36.358 | -38.0919 | -35.3705 | 0 | 0 | 0 | 0 | 0 | -846.415 | -802.9578 | -760.6241 | -816.4474 | -758.1246
| Ceili10 | Ceiling10 | Ceiling | 10 | R-0 | R-19 | Ceili10 | 210.5394 | 223.8605 | 72.7059 | 247.1204 | 262.5989 | 86.1765 | 216.1253 | 232.1355 | 84.7059 | 189.9914 | 203.7522 | 74.2353 | 181.3691 | 198.7017 | 73.2353 | 235.9451 | 243.4002 | 68.7059 | 287.9957 | 297.0506 | 84.6471 | 263.5183 | 272.5975 | 60.1765 | 211.4949 | 220.0824 | 53.7059 | 212.4452 | 222.3252 | 23.7059 | 3883.8513 | 3927.5826 | 1347.1765 | 4544.789 | 4597.0619 | 1580.1765 | 4409.2448 | 4462.745 | 1777.0588 | 3671.9818 | 3714.4588 | 1482.3529 | 3917.5369 | 3975.6585 | 1661.9412 | 46.4292 | 32.9351 | 54.5146 | 83.3208 | 45.944 | 38.1591 | 28.3274 | 43.8475 | 61.7947 | 40.3778 | 607.0282 | 359.0965 | 798.7805 | 1270.6934 | 694.2063
| Ceili11 | Ceiling11 | Ceiling | 11 | R-0 | R-38 | Ceili11 | 287.0881 | 305.2751 | 98.5882 | 337.375 | 358.532 | 117.5294 | 295.3408 | 317.2188 | 116.1176 | 259.3594 | 278.141 | 101.6471 | 248.0429 | 271.7163 | 101.1765 | 322.1726 | 332.3629 | 94.0588 | 393.2243 | 405.6318 | 116 | 360.2904 | 372.531 | 82.0588 | 288.6286 | 300.2062 | 74.1176 | 290.5166 | 303.7137 | 34.5882 | 5280.736 | 5340.4753 | 1834.0588 | 6180.5979 | 6252.3453 | 2153.2353 | 6016.7465 | 6090.0333 | 2424.6471 | 4985.3712 | 5043.6279 | 2016.3529 | 5344.4344 | 5424.2016 | 2265.7647 | 63.7546 | 45.0312 | 74.8391 | 114.3481 | 63.0658 | 52.4368 | 38.7432 | 60.2723 | 85.4378 | 55.6309 | 831.2527 | 487.6179 | 1094.5159 | 1744.4039 | 949.3173
| Ceili12 | Ceiling12 | Ceiling | 12 | R-0 | R-49 | Ceili12 | 304.8698 | 324.1787 | 105.0588 | 358.3593 | 380.8395 | 124.5294 | 313.791 | 337.0364 | 123.1176 | 275.476 | 295.4353 | 107.6471 | 263.5695 | 288.7147 | 107.1765 | 342.2464 | 353.0769 | 100.0588 | 417.6991 | 430.8916 | 123.4706 | 382.841 | 395.8093 | 87.5294 | 306.5649 | 318.8301 | 78.5882 | 308.6968 | 322.6471 | 37.0588 | 5603.6527 | 5667.1236 | 1946.5294 | 6559.3592 | 6635.6625 | 2284.1765 | 6389.819 | 6467.7083 | 2575.1176 | 5289.1093 | 5351.0378 | 2140.3529 | 5676.3957 | 5761.2236 | 2405.7647 | 67.8279 | 47.8614 | 79.6143 | 121.631 | 67.0973 | 55.7838 | 41.1898 | 64.1365 | 91.0161 | 59.2169 | 883.6182 | 517.2333 | 1163.8132 | 1855.5316 | 1008.8978
| Ceili13 | Ceiling13 | Ceiling | 13 | R-30 | R-38 | Ceili13 | 21.0985 | 22.4375 | 6.4706 | 24.8961 | 26.4551 | 8.9412 | 21.8643 | 23.4837 | 8.9412 | 19.1089 | 20.4954 | 7.4706 | 18.4008 | 20.1506 | 8 | 23.7887 | 24.5453 | 6.9412 | 29.0244 | 29.9525 | 8.4706 | 26.7138 | 27.5797 | 5.4706 | 21.2711 | 22.0896 | 5.4706 | 21.5513 | 22.4526 | 2.4706 | 384.0179 | 388.4348 | 133.9412 | 449.7468 | 455.1439 | 154.8235 | 442.7981 | 448.2637 | 178.8235 | 361.0602 | 365.4166 | 146.9412 | 393.7174 | 399.7057 | 166.4118 | 4.8067 | 3.3428 | 5.6388 | 8.6076 | 4.7491 | 3.9583 | 2.8878 | 4.5588 | 6.5849 | 4.2311 | 61.9644 | 35.234 | 81.876 | 131.2715 | 70.5097
| Ceili14 | Ceiling14 | Ceiling | 14 | R-30 | R-49 | Ceili14 | 38.8801 | 41.3411 | 12.9412 | 45.8803 | 48.7626 | 15.9412 | 40.3145 | 43.3013 | 15.9412 | 35.2255 | 37.7897 | 13.4706 | 33.9274 | 37.1491 | 14 | 43.8624 | 45.2593 | 12.9412 | 53.4991 | 55.2122 | 15.9412 | 49.2644 | 50.858 | 10.9412 | 39.2074 | 40.7135 | 9.9412 | 39.7315 | 41.386 | 4.9412 | 706.9346 | 715.0831 | 246.4118 | 828.508 | 838.461 | 285.7647 | 815.8707 | 825.9387 | 329.2941 | 664.7983 | 672.8264 | 270.9412 | 725.6787 | 736.7277 | 306.4118 | 8.88 | 6.173 | 10.414 | 15.8905 | 8.7807 | 7.3052 | 5.3344 | 8.4229 | 12.1633 | 7.8171 | 114.3299 | 64.8494 | 151.1733 | 242.3992 | 130.0902
| Ceili15 | Ceiling15 | Ceiling | 15 | R-19 | R-30 | Ceili15 | 55.4503 | 58.977 | 19.4118 | 65.3586 | 69.478 | 22.4118 | 57.3512 | 61.5996 | 22.4706 | 50.2591 | 53.8934 | 19.9412 | 48.273 | 52.864 | 19.9412 | 62.4389 | 64.4173 | 18.4118 | 76.2043 | 78.6288 | 22.8824 | 70.0583 | 72.3538 | 16.4118 | 55.8627 | 58.0342 | 14.9412 | 56.5201 | 58.9359 | 8.4118 | 1012.8668 | 1024.4579 | 352.9412 | 1186.0621 | 1200.1396 | 418.2353 | 1164.7035 | 1179.0246 | 468.7647 | 952.3291 | 963.7525 | 387.0588 | 1033.1801 | 1048.8375 | 437.4118 | 12.5188 | 8.7533 | 14.6857 | 22.4197 | 12.3727 | 10.3194 | 7.5281 | 11.866 | 17.0582 | 11.0219 | 162.2601 | 93.2874 | 213.8594 | 342.439 | 184.6013
| Ceili16 | Ceiling16 | Ceiling | 16 | R-19 | R-38 | Ceili16 | 76.5488 | 81.4145 | 25.8824 | 90.2547 | 95.9331 | 31.3529 | 79.2155 | 85.0833 | 31.4118 | 69.368 | 74.3888 | 27.4118 | 66.6738 | 73.0146 | 27.9412 | 86.2275 | 88.9627 | 25.3529 | 105.2287 | 108.5812 | 31.3529 | 96.7721 | 99.9335 | 21.8824 | 77.1338 | 80.1238 | 20.4118 | 78.0714 | 81.3885 | 10.8824 | 1396.8848 | 1412.8927 | 486.8824 | 1635.8089 | 1655.2835 | 573.0588 | 1607.5016 | 1627.2884 | 647.5882 | 1313.3893 | 1329.1691 | 534 | 1426.8976 | 1448.5432 | 603.8235 | 17.3255 | 12.0961 | 20.3245 | 31.0273 | 17.1218 | 14.2777 | 10.4158 | 16.4247 | 23.6431 | 15.2531 | 224.2244 | 128.5214 | 295.7354 | 473.7105 | 255.111
| Ceili17 | Ceiling17 | Ceiling | 17 | R-19 | R-49 | Ceili17 | 94.3304 | 100.3182 | 32.3529 | 111.239 | 118.2406 | 38.3529 | 97.6657 | 104.9009 | 38.4118 | 85.4845 | 91.6831 | 33.4118 | 82.2004 | 90.013 | 33.9412 | 106.3013 | 109.6766 | 31.3529 | 129.7034 | 133.841 | 38.8235 | 119.3227 | 123.2118 | 27.3529 | 95.07 | 98.7478 | 24.8824 | 96.2517 | 100.322 | 13.3529 | 1719.8015 | 1739.541 | 599.3529 | 2014.5702 | 2038.6006 | 704 | 1980.5742 | 2004.9633 | 798.0588 | 1617.1275 | 1636.579 | 658 | 1758.8588 | 1785.5652 | 743.8235 | 21.3987 | 14.9263 | 25.0997 | 38.3102 | 21.1534 | 17.6247 | 12.8625 | 20.2889 | 29.2214 | 18.839 | 276.59 | 158.1368 | 365.0328 | 584.8382 | 314.6915
| Ceili18 | Ceiling18 | Ceiling | 18 | R-38 | R-49 | Ceili18 | 17.7816 | 18.9036 | 6.4706 | 20.9843 | 22.3075 | 7 | 18.4502 | 19.8176 | 7 | 16.1166 | 17.2943 | 6 | 15.5266 | 16.9985 | 6 | 20.0738 | 20.714 | 6 | 24.4747 | 25.2598 | 7.4706 | 22.5506 | 23.2783 | 5.4706 | 17.9363 | 18.6239 | 4.4706 | 18.1803 | 18.9335 | 2.4706 | 322.9167 | 326.6483 | 112.4706 | 378.7612 | 383.3171 | 130.9412 | 373.0726 | 377.6749 | 150.4706 | 303.7381 | 307.4098 | 124 | 331.9612 | 337.022 | 140 | 4.0732 | 2.8302 | 4.7752 | 7.2829 | 4.0316 | 3.3469 | 2.4466 | 3.8642 | 5.5783 | 3.586 | 52.3655 | 29.6153 | 69.2973 | 111.1277 | 59.5805
| Windo10 | Windows10 | Windows | 10 | Class 85 | Class 35 | Windo10 | -1182.5687 | -1259.2351 | -431.8235 | -1303.1036 | -1388.1868 | -476.1765 | -2028.9327 | -2143.2532 | -916.3529 | -1524.9067 | -1617.5878 | -667 | -2512.8172 | -2644.4483 | -1312.2353 | -1156.5773 | -1217.2637 | -450.8824 | -1271.1457 | -1338.4693 | -498.7059 | -1981.5265 | -2087.2182 | -1038.5294 | -1486.6208 | -1566.1268 | -743.5882 | -2459.6146 | -2589.6512 | -1556.9412 | -26406.1876 | -26655.0016 | -9510 | -29136.1808 | -29429.5895 | -10493.1765 | -45653.1808 | -45841.8419 | -19570.7647 | -33641.9719 | -33837.6775 | -14392.8235 | -55901.148 | -56071.2352 | -26444.5294 | -225.7153 | -151.3924 | -245.2828 | -362.5802 | -192.6045 | -241.4242 | -157.7118 | -257.9862 | -391.0038 | -205.022 | -3848.6303 | -2687.4059 | -4596.6282 | -6790.9627 | -3580.0934
| Windo11 | Windows11 | Windows | 11 | Class 85 | Class 30 | Windo11 | -964.2954 | -1026.9011 | -355.1176 | -1063.5601 | -1133.0492 | -391 | -1670.4481 | -1764.2492 | -757.6471 | -1240.0443 | -1315.2564 | -545.7647 | -2081.7952 | -2190.3357 | -1086.2941 | -939.5962 | -989.0662 | -369.1765 | -1033.0656 | -1087.9822 | -408.5294 | -1624.1917 | -1711.0742 | -855.7059 | -1205.2336 | -1269.9312 | -605.7647 | -2031.2241 | -2138.7974 | -1288.4118 | -21746.3865 | -21965.2097 | -7880.3529 | -24026.8624 | -24284.2449 | -8702.6471 | -37881.2169 | -38050.2387 | -16267.9412 | -27674.7188 | -27850.4415 | -11912.7059 | -46685.2015 | -46837.9941 | -22031 | -220.8566 | -150.2082 | -236.7978 | -345.7838 | -188.2279 | -235.3105 | -155.6999 | -248.1691 | -372.8685 | -198.9815 | -3879.2358 | -2794.1956 | -4521.9805 | -6592.0208 | -3568.3104
| Windo12 | Windows12 | Windows | 12 | Class 85 | Class 25 | Windo12 | 0 | 0 | 0 | 0 | 0 | 0 | 0 | 0 | 0 | 0 | 0 | 0 | 0 | 0 | 0 | 0 | 0 | 0 | 0 | 0 | 0 | 0 | 0 | 0 | 0 | 0 | 0 | 0 | 0 | 0 | 0 | 0 | 0 | 0 | 0 | 0 | 0 | 0 | 0 | 0 | 0 | 0 | 0 | 0 | 0 | 0 | 0 | 0 | 0 | 0 | 0 | 0 | 0 | 0 | 0 | 0 | 0 | 0 | 0 | 0
| Windo13 | Windows13 | Windows | 13 | Class 85 | Class 20 | Windo13 | -558.7304 | -595.1794 | -209.7059 | -616.2182 | -656.7475 | -231.1176 | -993.5428 | -1048.8257 | -459.2353 | -709.2539 | -751.9461 | -320.7647 | -1263.6685 | -1328.6797 | -668.1176 | -536.0699 | -564.6347 | -216.2353 | -589.7668 | -621.5363 | -239.6471 | -951.8543 | -1003.2861 | -514.0588 | -680.8097 | -717.8494 | -352.5882 | -1220.216 | -1285.2154 | -784.8824 | -13130.2559 | -13284.2101 | -4824.8824 | -14541.476 | -14718.2326 | -5338.8235 | -23264.8665 | -23391.1263 | -10070.5294 | -16630.8416 | -16761.2293 | -7266.1765 | -29147.0972 | -29259.3142 | -13749.7647 | -200.7726 | -139.7423 | -209.2263 | -298.4889 | -170.5989 | -212.291 | -143.4452 | -217.6831 | -321.7282 | -177.7829 | -3750.7433 | -2852.7353 | -4169.8885 | -5929.733 | -3382.8227
| Windo14 | Windows14 | Windows | 14 | Class 85 | Class 15 | Windo14 | -307.3798 | -327.6352 | -120.0588 | -339.9197 | -362.775 | -132.5294 | -577.5988 | -609.144 | -280.1176 | -376.6585 | -398.9735 | -182.1765 | -767.9048 | -806.4387 | -424.8824 | -284.0669 | -299.6418 | -121.5882 | -312.5314 | -329.8964 | -134.5294 | -534.8133 | -564.3475 | -311.8235 | -349.7135 | -369.3809 | -198.8824 | -725.7743 | -764.8857 | -495.8824 | -8197.9464 | -8309.2985 | -3057.5294 | -9122.1681 | -9247.097 | -3395.6471 | -14727.4039 | -14822.5875 | -6490.4118 | -10133.1575 | -10229.2214 | -4543.3529 | -18825.2 | -18906.5277 | -9044.5294 | -209.5875 | -150.0048 | -213.832 | -297.5168 | -177.9852 | -220.0845 | -152.6998 | -220.9204 | -319.7805 | -183.9032 | -4154.7264 | -3313.3578 | -4436.559 | -6173.6857 | -3699.9729
| Windo15 | Windows15 | Windows | 15 | Class 50 | Class 35 | Windo15 | 116.774 | 125.8571 | 49.8824 | 137.0733 | 147.6712 | 57.8824 | 277.7094 | 292.4117 | 183.2941 | 111.5086 | 118.9882 | 92.8235 | 424.8162 | 445.219 | 348.2941 | 81.5732 | 86.5569 | 44.4118 | 98.4921 | 104.3835 | 53.4706 | 225.1905 | 238.0016 | 219.1765 | 76.7235 | 81.7148 | 111.4706 | 370.9217 | 391.0348 | 424.0588 | 5324.8507 | 5345.2112 | 2166.2353 | 6131.5779 | 6153.4155 | 2453.2353 | 9227.6416 | 9217.9553 | 5062.8235 | 5939.1226 | 5927.1696 | 3267.2353 | 12272.5495 | 12265.7841 | 7928.5294 | 315.0721 | 250.1219 | 330.7198 | 444.5679 | 281.2649 | 328.2034 | 258.488 | 346.2539 | 452.7815 | 294.3701 | 6650.2723 | 5677.5127 | 7062.3601 | 9280.1277 | 6220.9512
| Windo16 | Windows16 | Windows | 16 | Class 50 | Class 30 | Windo16 | 335.0474 | 358.1911 | 126.5882 | 376.6168 | 402.8088 | 143.0588 | 636.194 | 671.4157 | 342 | 396.371 | 421.3196 | 214.0588 | 855.8382 | 899.3315 | 574.2353 | 298.5543 | 314.7544 | 126.1176 | 336.5722 | 354.8706 | 143.6471 | 582.5253 | 614.1455 | 402 | 358.1106 | 377.9103 | 249.2941 | 799.3123 | 841.8886 | 692.5882 | 9984.6518 | 10035.0031 | 3795.8824 | 11240.8963 | 11298.76 | 4243.7647 | 16999.6055 | 17009.5585 | 8365.6471 | 11906.3757 | 11914.4056 | 5747.3529 | 21488.496 | 21499.0252 | 12342.0588 | 319.9308 | 251.3062 | 339.2049 | 461.3643 | 285.6415 | 334.3171 | 260.4999 | 356.071 | 470.9169 | 300.4106 | 6619.6668 | 5570.7231 | 7137.0078 | 9479.0697 | 6232.7343
| Windo17 | Windows17 | Windows | 17 | Class 50 | Class 25 | Windo17 | 1299.3428 | 1385.0922 | 481.7059 | 1440.1769 | 1535.858 | 534.0588 | 2306.6421 | 2435.6649 | 1099.6471 | 1636.4153 | 1736.576 | 759.8235 | 2937.6334 | 3089.6672 | 1660.5294 | 1238.1505 | 1303.8206 | 495.2941 | 1369.6378 | 1442.8528 | 552.1765 | 2206.717 | 2325.2197 | 1257.7059 | 1563.3443 | 1647.8416 | 855.0588 | 2830.5363 | 2980.686 | 1981 | 31731.0383 | 32000.2128 | 11676.2353 | 35267.7587 | 35583.0049 | 12946.4118 | 54880.8224 | 55059.7972 | 24633.5882 | 39581.0945 | 39764.8471 | 17660.0588 | 68173.6975 | 68337.0193 | 34373.0588 | 540.7874 | 401.5143 | 576.0027 | 807.1481 | 473.8694 | 569.6276 | 416.1998 | 604.2401 | 843.7854 | 499.3922 | 10498.9026 | 8364.9186 | 11658.9883 | 16071.0904 | 9801.0446
| Windo18 | Windows18 | Windows | 18 | Class 50 | Class 20 | Windo18 | 740.6124 | 789.9128 | 272 | 823.9587 | 879.1106 | 302.9412 | 1313.0993 | 1386.8392 | 640.4118 | 927.1614 | 984.6299 | 439.0588 | 1673.9649 | 1760.9875 | 992.4118 | 702.0806 | 739.1859 | 279.0588 | 779.871 | 821.3166 | 312.5294 | 1254.8627 | 1321.9336 | 743.6471 | 882.5346 | 929.9922 | 502.4706 | 1610.3204 | 1695.4706 | 1196.1176 | 18600.7824 | 18716.0028 | 6851.3529 | 20726.2826 | 20864.7724 | 7607.5882 | 31615.9559 | 31668.6709 | 14563.0588 | 22950.2529 | 23003.6178 | 10393.8824 | 39026.6002 | 39077.7051 | 20623.2941 | 340.0148 | 261.772 | 366.7764 | 508.6592 | 303.2705 | 357.3366 | 272.7546 | 386.5571 | 522.0572 | 321.6092 | 6748.1593 | 5512.1833 | 7489.0998 | 10141.3574 | 6418.2219
| Windo19 | Windows19 | Windows | 19 | Class 35 | Class 22 | Windo19 | 535.3461 | 569.8532 | 190.7647 | 589.2654 | 627.5291 | 209.7059 | 887.4494 | 938.0433 | 392.7647 | 699.4718 | 742.3396 | 297.3529 | 1070.6579 | 1127.7506 | 554.1765 | 532.3382 | 559.8945 | 201.2941 | 584.392 | 614.8848 | 222.1765 | 882.5881 | 929.0963 | 451.0588 | 690.927 | 727.3384 | 336.5882 | 1062.3574 | 1118.1036 | 663.5882 | 11433.7212 | 11513.6294 | 4030.4118 | 12557.1524 | 12654.9754 | 4426.4118 | 19238.8871 | 19290.9688 | 8162.6471 | 14626.7633 | 14681.0648 | 6124.4706 | 22950.0732 | 22997.9622 | 10920.0588 | 21.5582 | 10.1749 | 31.0237 | 55.039 | 19.0155 | 25.1236 | 12.3904 | 34.6825 | 59.3862 | 23.5344 | 97.0158 | -128.393 | 374.4966 | 749.6279 | 181.1336
| Windo20 | Windows20 | Windows | 20 | Single Pane | Class 22 | Windo20 | 3870.1753 | 4121.9007 | 1355.0588 | 4236.6221 | 4514.0077 | 1490.2353 | 6332.4523 | 6696.4929 | 3173.2353 | 5000.9896 | 5311.0063 | 2359.2941 | 7613.4536 | 8023.5868 | 4652.9412 | 3818.82 | 4016.5452 | 1443.6471 | 4176.5048 | 4394.4599 | 1605.4118 | 6248.1302 | 6577.5603 | 3836.7647 | 4927.8285 | 5187.6634 | 2770.0588 | 7535.6533 | 7931.2241 | 5537.2353 | 86725.2831 | 87038.8098 | 29958.8824 | 94836.54 | 95192.2394 | 32911.8824 | 139109.0833 | 139323.4007 | 66464 | 109794.7637 | 110023.5563 | 49470.2941 | 165911.9455 | 166102.9164 | 94256.4706 | 245.0148 | 147.9881 | 307.1505 | 474.2745 | 231.6634 | 261.0048 | 160.1725 | 326.4938 | 473.5216 | 254.7343 | 3841.2168 | 2183.1571 | 5373.1119 | 8144.6938 | 4294.223
| Windo21 | Windows21 | Windows | 21 | Double Pane | Class 22 | Windo21 | 2232.5062 | 2378.2062 | 792.5294 | 2450.0635 | 2611.3414 | 873.8235 | 3732.4395 | 3945.5399 | 1803.1176 | 2869.5267 | 3047.0446 | 1329.4118 | 4559.2474 | 4802.1726 | 2705.4706 | 2182.3069 | 2295.922 | 831.7647 | 2393.6388 | 2519.1922 | 922.5882 | 3662.5894 | 3856.4167 | 2170.4706 | 2805.79 | 2954.4546 | 1536.1765 | 4484.4777 | 4720.3726 | 3237.9412 | 50964.8439 | 51195.7849 | 18034.7647 | 55951.4467 | 56211.7316 | 19759.8824 | 83578.4112 | 83720.544 | 38205.5882 | 64285.3245 | 64432.9581 | 28451.1176 | 100721.3789 | 100847.4987 | 54861.3529 | 328.5008 | 232.3877 | 375.508 | 543.335 | 299.624 | 346.1694 | 244.6477 | 396.2348 | 548.4388 | 321.5796 | 5923.752 | 4349.7518 | 7109.3805 | 10106.0438 | 5933.1881
| Windo22 | Windows22 | Windows | 22 | Single Pane | Class 30 | Windo22 | 3553.1025 | 3784.3816 | 1241 | 3886.9003 | 4141.6162 | 1365.7059 | 5803.4875 | 6137.4537 | 2939.1765 | 4586.3802 | 4870.9981 | 2183.1765 | 6973.8177 | 7349.9487 | 4324.7059 | 3503.4629 | 3684.8482 | 1324.0588 | 3830.1929 | 4030.0622 | 1473.4118 | 5722.8769 | 6024.6079 | 3568.5294 | 4518.2885 | 4756.5206 | 2571.2941 | 6901.6865 | 7263.9743 | 5142.1765 | 79951.3629 | 80214.9723 | 27558.1176 | 87388.706 | 87682.6086 | 30276 | 127642.1602 | 127824.0351 | 61604.1765 | 101135.2536 | 101329.7275 | 45825.9412 | 152177.8187 | 152338.1954 | 87749.9412 | 228.3153 | 138.9974 | 284.6118 | 436.0319 | 217.0245 | 241.9949 | 149.794 | 301.6284 | 432.2708 | 237.2404 | 3713.5955 | 2204.7604 | 5073.263 | 7594.0079 | 4124.8725
| Windo23 | Windows23 | Windows | 23 | Double Pane | Class 30 | Windo23 | 1915.4334 | 2040.6871 | 678.4706 | 2100.3417 | 2238.9499 | 749.2941 | 3203.4747 | 3386.5007 | 1569.0588 | 2454.9173 | 2607.0364 | 1153.2941 | 3919.6115 | 4128.5346 | 2377.2353 | 1866.9497 | 1964.225 | 712.1765 | 2047.3269 | 2154.7945 | 790.5882 | 3137.3361 | 3303.4643 | 1902.2353 | 2396.2501 | 2523.3118 | 1337.4118 | 3850.5109 | 4053.1228 | 2842.8824 | 44190.9237 | 44371.9473 | 15634 | 48503.6127 | 48702.1007 | 17124 | 72111.488 | 72221.1783 | 33345.7647 | 55625.8143 | 55739.1293 | 24806.7647 | 86987.2522 | 87082.7776 | 48354.8235 | 311.8013 | 223.397 | 352.9694 | 505.0924 | 284.9851 | 327.1595 | 234.2692 | 371.3694 | 507.188 | 304.0856 | 5796.1306 | 4371.3551 | 6809.5316 | 9555.3578 | 5763.8375
| Windo24 | Windows24 | Windows | 24 | Class 35 | Class 30 | Windo24 | 218.2733 | 232.334 | 76.7059 | 239.5436 | 255.1375 | 85.1765 | 358.4846 | 379.004 | 158.7059 | 284.8624 | 302.3314 | 121.2353 | 431.022 | 454.1126 | 225.9412 | 216.9811 | 228.1975 | 81.7059 | 238.0801 | 250.4871 | 90.1765 | 357.3348 | 376.1439 | 182.8235 | 281.3871 | 296.1956 | 137.8235 | 428.3905 | 450.8538 | 268.5294 | 4659.801 | 4689.7919 | 1629.6471 | 5109.3184 | 5145.3445 | 1790.5294 | 7771.964 | 7791.6032 | 3302.8235 | 5967.2531 | 5987.236 | 2480.1176 | 9215.9465 | 9233.2411 | 4413.5294 | 4.8587 | 1.1843 | 8.4851 | 16.7964 | 4.3766 | 6.1137 | 2.0119 | 9.8171 | 18.1353 | 6.0405 | -30.6055 | -106.7896 | 74.6477 | 198.942 | 11.783
| Infil10 | Infiltration10 | Infiltration | 10 | 0.45 ACHn | 0.35 ACHn | Infil10 | 0 | 0 | 0 | 0 | 0 | 0 | 0 | 0 | 0 | 0 | 0 | 0 | 0 | 0 | 0 | 0 | 0 | 0 | 0 | 0 | 0 | 0 | 0 | 0 | 0 | 0 | 0 | 0 | 0 | 0 | 0 | 0 | 0 | 0 | 0 | 0 | 0 | 0 | 0 | 0 | 0 | 0 | 0 | 0 | 0 | 0 | 0 | 0 | 0 | 0 | 0 | 0 | 0 | 0 | 0 | 0 | 0 | 0 | 0 | 0
| Infil11 | Infiltration11 | Infiltration | 11 | 0.45 ACHn | 0.20 ACHn | Infil11 | 0 | 0 | 0 | 0 | 0 | 0 | 0 | 0 | 0 | 0 | 0 | 0 | 0 | 0 | 0 | 0 | 0 | 0 | 0 | 0 | 0 | 0 | 0 | 0 | 0 | 0 | 0 | 0 | 0 | 0 | 0 | 0 | 0 | 0 | 0 | 0 | 0 | 0 | 0 | 0 | 0 | 0 | 0 | 0 | 0 | 0 | 0 | 0 | 0 | 0 | 0 | 0 | 0 | 0 | 0 | 0 | 0 | 0 | 0 | 0
| Infil12 | Infiltration12 | Infiltration | 12 | 0.35 ACHn | 0.20 ACHn | Infil12 | 0 | 0 | 0 | 0 | 0 | 0 | 0 | 0 | 0 | 0 | 0 | 0 | 0 | 0 | 0 | 0 | 0 | 0 | 0 | 0 | 0 | 0 | 0 | 0 | 0 | 0 | 0 | 0 | 0 | 0 | 0 | 0 | 0 | 0 | 0 | 0 | 0 | 0 | 0 | 0 | 0 | 0 | 0 | 0 | 0 | 0 | 0 | 0 | 0 | 0 | 0 | 0 | 0 | 0 | 0 | 0 | 0 | 0 | 0 | 0
| DuctT10 | DuctTightness10 | DuctTightness | 10 | Std-crawl | PTCS-crawl | DuctT10 | 0 | 336.9682 | 90 | 0 | 368.5308 | 98.4706 | 0 | 578.5161 | 124.4706 | 0 | 446.9487 | 111.0588 | 0 | 652.6911 | 124.2941 | 0 | -4598.3256 | 192.7647 | 0 | -5018.3333 | 211.7647 | 0 | -9535.5002 | 641.2353 | 0 | -6745.1643 | 431.0588 | 0 | -11944.386 | 1019.5294 | 0 | 1326.9034 | 1157.4118 | 0 | 1517.4516 | 1256.5882 | 0 | 2679.0916 | 4888.1765 | 0 | 1957.5358 | 3018.4118 | 0 | 3101.2402 | 7878.8235 | 95.7815 | 47.6123 | 105.5581 | 191.0044 | 72.6984 | 60.5002 | 30.32 | 64.7549 | 116.3197 | 43.5988 | 439.5844 | 205.7773 | 522.2112 | 1096.4424 | 358.9883
| DuctI10 | DuctInsulation10 | DuctInsulation | 10 | R-0 | R-4.2 | DuctI10 | 0 | 144.772 | 102.4118 | 0 | 158.1419 | 113.8824 | 0 | 291.4568 | 297.2941 | 0 | 212.83 | 213.7059 | 0 | 357.0505 | 454.0588 | 0 | 22.4146 | 172.0588 | 0 | 25.0822 | 198.1176 | 0 | 43.8719 | 542.0588 | 0 | 30.9116 | 371.1765 | 0 | 50.8226 | 800.7059 | 0 | 51.0652 | 3 | 0 | 61.1041 | 4 | 0 | 79.697 | 8.4706 | 0 | 59.5506 | 5.4706 | 0 | 74.0653 | 9.4706 | 27.9168 | 13.4044 | 35.2274 | 69.2826 | 23.6427 | 86.2713 | 43.9976 | 100.0153 | 179.6229 | 70.8853 | 6.1022 | 3.277 | 7.3043 | 13.8793 | 5.4831
| DuctI11 | DuctInsulation11 | DuctInsulation | 11 | R-0 | R-11 | DuctI11 | 0 | 203.6364 | 144.8824 | 0 | 222.4341 | 160.3529 | 0 | 411.424 | 422.9412 | 0 | 300.0965 | 301.7647 | 0 | 504.7412 | 646.9412 | 0 | 31.8693 | 241.5882 | 0 | 35.6566 | 277.1176 | 0 | 62.4305 | 751.6471 | 0 | 43.993 | 515.0588 | 0 | 72.3807 | 1109.9412 | 0 | 68.3906 | 3.4706 | 0 | 81.832 | 5 | 0 | 106.7545 | 11.4706 | 0 | 79.7643 | 7.4706 | 0 | 99.2114 | 12.4706 | 39.1971 | 18.8263 | 49.3564 | 96.9113 | 33.165 | 120.4521 | 61.1693 | 138.8141 | 253.7502 | 97.9808 | 8.1636 | 4.3836 | 9.7689 | 18.5626 | 7.3339
| DuctI12 | DuctInsulation12 | DuctInsulation | 12 | R-4.2 | R-11 | DuctI12 | 0 | 58.8643 | 42.4706 | 0 | 64.2922 | 46.4706 | 0 | 119.9672 | 125.6471 | 0 | 87.2664 | 88.0588 | 0 | 147.6907 | 192.8824 | 0 | 9.4547 | 69.5294 | 0 | 10.5744 | 79 | 0 | 18.5587 | 209.5882 | 0 | 13.0814 | 143.8824 | 0 | 21.558 | 309.2353 | 0 | 17.3254 | 0.47059 | 0 | 20.7279 | 1 | 0 | 27.0574 | 3 | 0 | 20.2137 | 2 | 0 | 25.1461 | 3 | 11.2803 | 5.4219 | 14.129 | 27.6287 | 9.5222 | 34.1808 | 17.1716 | 38.7988 | 74.1273 | 27.0954 | 2.0614 | 1.1066 | 2.4646 | 4.6834 | 1.8508
| HeatP10 | HeatPump10 | HeatPump | 10 | 7.7/13 | 8.5/13 | HeatP10 | 0 | 0 | 191.2005 | 0 | 0 | 206.055 | 0 | 0 | 273.3181 | 0 | 0 | 206.582 | 0 | 0 | 274.5103 | 0 | 0 | 194.0879 | 0 | 0 | 209.5185 | 0 | 0 | 249.5379 | 0 | 0 | 195.0951 | 0 | 0 | 238.3886 | 0 | 0 | 2177.8972 | 0 | 0 | 2351.8922 | 0 | 0 | 4010.3608 | 0 | 0 | 2771.0591 | 0 | 0 | 4462.442 | 0 | 0 | 0 | 0 | 0 | 0 | 0 | 0 | 0 | 0 | 0 | 0 | 0 | 0 | 0
| HeatP11 | HeatPump11 | HeatPump | 11 | 7.7/13 | 9.0/14 | HeatP11 | 0 | 0 | 276.424 | 0 | 0 | 297.8903 | 0 | 0 | 396.3299 | 0 | 0 | 299.7584 | 0 | 0 | 389.1221 | 0 | 0 | 279.7584 | 0 | 0 | 301.4714 | 0 | 0 | 348.9026 | 0 | 0 | 277.0481 | 0 | 0 | 318.7416 | 0 | 0 | 3207.0266 | 0 | 0 | 3464.1981 | 0 | 0 | 6075.7961 | 0 | 0 | 4190.6591 | 0 | 0 | 6793.9714 | 71.2253 | 37.4547 | 66.666 | 110.3259 | 46.9312 | 65.0704 | 32.338 | 58.9254 | 105.6859 | 38.8463 | 1563.2788 | 1021.5287 | 1377.2477 | 2091.6237 | 1079.9139
| HeatP12 | HeatPump12 | HeatPump | 12 | 7.7/13 | 8.2/13 | HeatP12 | 0 | 0 | 135.0777 | 0 | 0 | 145.5781 | 0 | 0 | 192.3104 | 0 | 0 | 145.2219 | 0 | 0 | 199.0343 | 0 | 0 | 137.6706 | 0 | 0 | 148.9641 | 0 | 0 | 184.1026 | 0 | 0 | 141.1261 | 0 | 0 | 185.4733 | 0 | 0 | 1500.1778 | 0 | 0 | 1619.3981 | 0 | 0 | 2650.1961 | 0 | 0 | 1836.2006 | 0 | 0 | 2927.0446 | 0 | 0 | 0 | 0 | 0 | 0 | 0 | 0 | 0 | 0 | 0 | 0 | 0 | 0 | 0
| HPCnt10 | HPCntrls10 | HPCntrls | 10 | Standard | PTCS | HPCnt10 | 0 | 0 | 392.35 | 0 | 0 | 439.2412 | 0 | 0 | 1428.5265 | 0 | 0 | 944.3029 | 0 | 0 | 2034.8735 | 0 | 0 | 461.4618 | 0 | 0 | 516.7824 | 0 | 0 | 1657.7294 | 0 | 0 | 1100.8441 | 0 | 0 | 2293.5471 | 0 | 0 | 490.3265 | 0 | 0 | 634.6 | 0 | 0 | 5669.6176 | 0 | 0 | 3332.3647 | 0 | 0 | 9489.5382 | -2.1879 | -0.45024 | 2.8485 | 5.4018 | 1.1054 | 9.6365 | 6.3291 | 16.4518 | 20.4274 | 11.7152 | -148.3418 | -77.6001 | -84.9578 | -123.8599 | -85.3198
| Areas (units) | Walls | BGWalls | Floors | Ceiling | Windows | Infiltration | pdx: DuctTightness; pdx: DuctInsulation; pdx: HeatPump; sea: HPCntrls
| 1500c | 1258.75 | 1 | 500 | 500 | 195 | 1500 | bar: pdx to sea
| 1500s | 1258.75 | 1 | 500 | 500 | 195 | 1500 | bar: pdx to sea
| 1000 | 10152 | 1 | 8800 | 8800 | 3960 | 26400 | bar: pdx to sea
[8 empty] | Heating | [44 empty] | Cooling
| Savings Per unit (sqft, house, etc.) | [6 empty] | 1500c | 1500c | 1500c | 1500c | 1500c | 1500c | 1500c | 1500c | 1500c | 1500c | 1500c | 1500c | 1500c | 1500c | 1500c | 1500s | 1500s | 1500s | 1500s | 1500s | 1500s | 1500s | 1500s | 1500s | 1500s | 1500s | 1500s | 1500s | 1500s | 1500s | 1000 | 1000 | 1000 | 1000 | 1000 | 1000 | 1000 | 1000 | 1000 | 1000 | 1000 | 1000 | 1000 | 1000 | 1000 | 1500c | 1500c | 1500c | 1500c | 1500c | 1500s | 1500s | 1500s | 1500s | 1500s | 1000 | 1000 | 1000 | 1000 | 1000
[8 empty] | pdx | pdx | pdx | sea | sea | sea | spk | spk | spk | bos | bos | bos | kal | kal | kal | pdx | pdx | pdx | sea | sea | sea | spk | spk | spk | bos | bos | bos | kal | kal | kal | pdx | pdx | pdx | sea | sea | sea | spk | spk | spk | bos | bos | bos | kal | kal | kal | pdx | sea | spk | bos | kal | pdx | sea | spk | bos | kal | pdx | sea | spk | bos | kal
[8 empty] | znl | faf | hp | znl | faf | hp | znl | faf | hp | znl | faf | hp | znl | faf | hp | znl | faf | hp | znl | faf | hp | znl | faf | hp | znl | faf | hp | znl | faf | hp | znl | faf | hp | znl | faf | hp | znl | faf | hp | znl | faf | hp | znl | faf | hp | hp | hp | hp | hp | hp | hp | hp | hp | hp | hp | hp | hp | hp | hp | hp
[8 empty] | 1500cpdxznl | 1500cpdxfaf | 1500cpdxhp | 1500cseaznl | 1500cseafaf | 1500cseahp | 1500cspkznl | 1500cspkfaf | 1500cspkhp | 1500cbosznl | 1500cbosfaf | 1500cboshp | 1500ckalznl | 1500ckalfaf | 1500ckalhp | 1500spdxznl | 1500spdxfaf | 1500spdxhp | 1500sseaznl | 1500sseafaf | 1500sseahp | 1500sspkznl | 1500sspkfaf | 1500sspkhp | 1500sbosznl | 1500sbosfaf | 1500sboshp | 1500skalznl | 1500skalfaf | 1500skalhp | 1000pdxznl | 1000pdxfaf | 1000pdxhp | 1000seaznl | 1000seafaf | 1000seahp | 1000spkznl | 1000spkfaf | 1000spkhp | 1000bosznl | 1000bosfaf | 1000boshp | 1000kalznl | 1000kalfaf | 1000kalhp | 1500cpdx | 1500csea | 1500cspk | 1500cbos | 1500ckal | 1500spdx | 1500ssea | 1500sspk | 1500sbos | 1500skal | 1000pdx | 1000sea | 1000spk | 1000bos | 1000kal
| Walls10 | Walls10 | Walls | 10 | R-0 | R-11 | Walls10 | 1.3658 | 1.454 | 0.4768 | 1.4919 | 1.5889 | 0.52311 | 2.2062 | 2.3329 | 0.99959 | 1.7732 | 1.8829 | 0.76888 | 2.623 | 2.765 | 1.4448 | 1.3549 | 1.4247 | 0.50265 | 1.481 | 1.558 | 0.55461 | 2.1885 | 2.3035 | 1.1845 | 1.7554 | 1.8476 | 0.87865 | 2.6066 | 2.7431 | 1.7267 | 1.0558 | 1.0622 | 0.36691 | 1.1574 | 1.165 | 0.40302 | 1.7464 | 1.7507 | 0.74069 | 1.3603 | 1.3646 | 0.55879 | 2.0676 | 2.0712 | 0.98866 | 0.0018336 | -0.011711 | 0.020777 | 0.056186 | 0.0037681 | 0.0075978 | -0.0078913 | 0.026639 | 0.059537 | 0.012022 | -0.033724 | -0.045659 | -0.0116 | 0.0057235 | -0.020847
| BGWal10 | BGWalls10 | BGWalls | 10 | R-0 | R-11 | BGWal10 | 0 | 0 | 0 | 0 | 0 | 0 | 0 | 0 | 0 | 0 | 0 | 0 | 0 | 0 | 0 | 0 | 0 | 0 | 0 | 0 | 0 | 0 | 0 | 0 | 0 | 0 | 0 | 0 | 0 | 0 | 0 | 0 | 0 | 0 | 0 | 0 | 0 | 0 | 0 | 0 | 0 | 0 | 0 | 0 | 0 | 0 | 0 | 0 | 0 | 0 | 0 | 0 | 0 | 0 | 0 | 0 | 0 | 0 | 0 | 0
| Floor10 | Floors10 | Floors | 10 | R-0 | R-19 | Floor10 | 0.68831 | 0.6573 | 0.19412 | 0.75854 | 0.72543 | 0.214 | 0.99131 | 0.89724 | 0.28212 | 0.82846 | 0.76541 | 0.24212 | 1.1626 | 1.0396 | 0.34718 | 0 | 0 | 0 | 0 | 0 | 0 | 0 | 0 | 0 | 0 | 0 | 0 | 0 | 0 | 0 | 0.51306 | 0.51887 | 0.18211 | 0.56486 | 0.57169 | 0.19908 | 0.72508 | 0.73282 | 0.30813 | 0.57799 | 0.58391 | 0.24255 | 0.8251 | 0.83389 | 0.37775 | -0.079071 | -0.066222 | -0.072716 | -0.076184 | -0.070741 | 0 | 0 | 0 | 0 | 0 | -0.096184 | -0.091245 | -0.086435 | -0.092778 | -0.086151
| Floor11 | Floors11 | Floors | 11 | R-0 | R-25 | Floor11 | 0.7859 | 0.75104 | 0.222 | 0.86712 | 0.82993 | 0.24588 | 1.1341 | 1.0272 | 0.32294 | 0.94766 | 0.87613 | 0.278 | 1.3301 | 1.19 | 0.39812 | 0 | 0 | 0 | 0 | 0 | 0 | 0 | 0 | 0 | 0 | 0 | 0 | 0 | 0 | 0 | 0.5885 | 0.59517 | 0.20904 | 0.64809 | 0.65595 | 0.22839 | 0.8337 | 0.84262 | 0.35451 | 0.6637 | 0.67052 | 0.27867 | 0.94839 | 0.95852 | 0.43424 | -0.091058 | -0.076525 | -0.083822 | -0.087709 | -0.081517 | 0 | 0 | 0 | 0 | 0 | -0.11138 | -0.10572 | -0.10039 | -0.10781 | -0.10029
| Floor12 | Floors12 | Floors | 12 | R-0 | R-30 | Floor12 | 0.88786 | 0.84912 | 0.25188 | 0.98082 | 0.9395 | 0.27776 | 1.284 | 1.1637 | 0.36482 | 1.0727 | 0.99251 | 0.31388 | 1.5058 | 1.3479 | 0.448 | 0 | 0 | 0 | 0 | 0 | 0 | 0 | 0 | 0 | 0 | 0 | 0 | 0 | 0 | 0 | 0.66803 | 0.67562 | 0.23738 | 0.73596 | 0.7449 | 0.25973 | 0.94875 | 0.95892 | 0.40356 | 0.75432 | 0.76211 | 0.31711 | 1.0792 | 1.0908 | 0.49408 | -0.10376 | -0.087514 | -0.09564 | -0.099981 | -0.092989 | 0 | 0 | 0 | 0 | 0 | -0.12774 | -0.12133 | -0.11547 | -0.12409 | -0.11566
| Floor13 | Floors13 | Floors | 13 | R-0 | R-38 | Floor13 | 0.91485 | 0.87512 | 0.25988 | 1.0109 | 0.96853 | 0.28671 | 1.3237 | 1.2 | 0.37576 | 1.1059 | 1.0234 | 0.32388 | 1.5524 | 1.3899 | 0.46094 | 0 | 0 | 0 | 0 | 0 | 0 | 0 | 0 | 0 | 0 | 0 | 0 | 0 | 0 | 0 | 0.68918 | 0.69701 | 0.24496 | 0.75936 | 0.76859 | 0.26822 | 0.97947 | 0.98997 | 0.4167 | 0.7785 | 0.78655 | 0.32731 | 1.1142 | 1.1261 | 0.51001 | -0.10716 | -0.09047 | -0.098803 | -0.10326 | -0.096064 | 0 | 0 | 0 | 0 | 0 | -0.13216 | -0.12553 | -0.11955 | -0.12851 | -0.11982
| Floor14 | Floors14 | Floors | 14 | R-19 | R-25 | Floor14 | 0.097583 | 0.093746 | 0.027882 | 0.10857 | 0.1045 | 0.031882 | 0.14279 | 0.12993 | 0.040824 | 0.1192 | 0.11073 | 0.035882 | 0.16743 | 0.15038 | 0.050941 | 0 | 0 | 0 | 0 | 0 | 0 | 0 | 0 | 0 | 0 | 0 | 0 | 0 | 0 | 0 | 0.075442 | 0.076303 | 0.026932 | 0.083231 | 0.084252 | 0.029305 | 0.10862 | 0.10979 | 0.046384 | 0.085708 | 0.086613 | 0.036123 | 0.12329 | 0.12464 | 0.056497 | -0.011987 | -0.010303 | -0.011106 | -0.011525 | -0.010776 | 0 | 0 | 0 | 0 | 0 | -0.015193 | -0.014478 | -0.013959 | -0.015027 | -0.014136
| Floor15 | Floors15 | Floors | 15 | R-19 | R-30 | Floor15 | 0.19955 | 0.19183 | 0.057765 | 0.22228 | 0.21407 | 0.063765 | 0.29264 | 0.26647 | 0.082706 | 0.24427 | 0.22711 | 0.071765 | 0.34314 | 0.30832 | 0.10082 | 0 | 0 | 0 | 0 | 0 | 0 | 0 | 0 | 0 | 0 | 0 | 0 | 0 | 0 | 0 | 0.15497 | 0.15675 | 0.055274 | 0.17111 | 0.17321 | 0.060648 | 0.22367 | 0.22609 | 0.095434 | 0.17633 | 0.1782 | 0.074566 | 0.25411 | 0.25689 | 0.11634 | -0.024694 | -0.021292 | -0.022924 | -0.023797 | -0.022248 | 0 | 0 | 0 | 0 | 0 | -0.031557 | -0.03008 | -0.029034 | -0.031316 | -0.029506
| Floor16 | Floors16 | Floors | 16 | R-19 | R-38 | Floor16 | 0.22653 | 0.21783 | 0.065765 | 0.25239 | 0.2431 | 0.072706 | 0.33241 | 0.30272 | 0.093647 | 0.27743 | 0.25797 | 0.081765 | 0.38976 | 0.35023 | 0.11376 | 0 | 0 | 0 | 0 | 0 | 0 | 0 | 0 | 0 | 0 | 0 | 0 | 0 | 0 | 0 | 0.17612 | 0.17814 | 0.062854 | 0.19451 | 0.1969 | 0.069131 | 0.25439 | 0.25715 | 0.10858 | 0.20051 | 0.20264 | 0.084759 | 0.28908 | 0.29225 | 0.13226 | -0.028086 | -0.024249 | -0.026087 | -0.027078 | -0.025323 | 0 | 0 | 0 | 0 | 0 | -0.035976 | -0.034285 | -0.033117 | -0.03573 | -0.03367
| Floor17 | Floors17 | Floors | 17 | R-11 | R-30 | Floor17 | 2.079 | 1.9724 | 0.58435 | 2.284 | 2.1683 | 0.64118 | 2.9646 | 2.6681 | 0.84329 | 2.4688 | 2.2662 | 0.71953 | 3.4577 | 3.0755 | 1.0378 | 0 | 0 | 0 | 0 | 0 | 0 | 0 | 0 | 0 | 0 | 0 | 0 | 0 | 0 | 0 | 1.48 | 1.4966 | 0.52562 | 1.6346 | 1.6539 | 0.57275 | 2.0582 | 2.0799 | 0.87822 | 1.6561 | 1.6727 | 0.69229 | 2.3492 | 2.3738 | 1.0798 | -0.22242 | -0.18229 | -0.20165 | -0.21525 | -0.19383 | 0 | 0 | 0 | 0 | 0 | -0.25834 | -0.24237 | -0.22738 | -0.24363 | -0.22471
| Floor18 | Floors18 | Floors | 18 | R-0 | R-19 | Floor18 | 0.68831 | 0.6573 | 0.19412 | 0.75854 | 0.72543 | 0.214 | 0.99131 | 0.89724 | 0.28212 | 0.82846 | 0.76541 | 0.24212 | 1.1626 | 1.0396 | 0.34718 | 0 | 0 | 0 | 0 | 0 | 0 | 0 | 0 | 0 | 0 | 0 | 0 | 0 | 0 | 0 | 0.51306 | 0.51887 | 0.18211 | 0.56486 | 0.57169 | 0.19908 | 0.72508 | 0.73282 | 0.30813 | 0.57799 | 0.58391 | 0.24255 | 0.8251 | 0.83389 | 0.37775 | -0.079071 | -0.066222 | -0.072716 | -0.076184 | -0.070741 | 0 | 0 | 0 | 0 | 0 | -0.096184 | -0.091245 | -0.086435 | -0.092778 | -0.086151
| Ceili10 | Ceiling10 | Ceiling | 10 | R-0 | R-19 | Ceili10 | 0.42108 | 0.44772 | 0.14541 | 0.49424 | 0.5252 | 0.17235 | 0.43225 | 0.46427 | 0.16941 | 0.37998 | 0.4075 | 0.14847 | 0.36274 | 0.3974 | 0.14647 | 0.47189 | 0.4868 | 0.13741 | 0.57599 | 0.5941 | 0.16929 | 0.52704 | 0.5452 | 0.12035 | 0.42299 | 0.44016 | 0.10741 | 0.42489 | 0.44465 | 0.047412 | 0.44135 | 0.44632 | 0.15309 | 0.51645 | 0.52239 | 0.17957 | 0.50105 | 0.50713 | 0.20194 | 0.41727 | 0.4221 | 0.16845 | 0.44517 | 0.45178 | 0.18886 | 0.092858 | 0.06587 | 0.10903 | 0.16664 | 0.091888 | 0.076318 | 0.056655 | 0.087695 | 0.12359 | 0.080756 | 0.06898 | 0.040806 | 0.090771 | 0.1444 | 0.078887
| Ceili11 | Ceiling11 | Ceiling | 11 | R-0 | R-38 | Ceili11 | 0.57418 | 0.61055 | 0.19718 | 0.67475 | 0.71706 | 0.23506 | 0.59068 | 0.63444 | 0.23224 | 0.51872 | 0.55628 | 0.20329 | 0.49609 | 0.54343 | 0.20235 | 0.64435 | 0.66473 | 0.18812 | 0.78645 | 0.81126 | 0.232 | 0.72058 | 0.74506 | 0.16412 | 0.57726 | 0.60041 | 0.14824 | 0.58103 | 0.60743 | 0.069176 | 0.60008 | 0.60687 | 0.20842 | 0.70234 | 0.71049 | 0.24469 | 0.68372 | 0.69205 | 0.27553 | 0.56652 | 0.57314 | 0.22913 | 0.60732 | 0.61639 | 0.25747 | 0.12751 | 0.090062 | 0.14968 | 0.2287 | 0.12613 | 0.10487 | 0.077486 | 0.12054 | 0.17088 | 0.11126 | 0.094461 | 0.055411 | 0.12438 | 0.19823 | 0.10788
| Ceili12 | Ceiling12 | Ceiling | 12 | R-0 | R-49 | Ceili12 | 0.60974 | 0.64836 | 0.21012 | 0.71672 | 0.76168 | 0.24906 | 0.62758 | 0.67407 | 0.24624 | 0.55095 | 0.59087 | 0.21529 | 0.52714 | 0.57743 | 0.21435 | 0.68449 | 0.70615 | 0.20012 | 0.8354 | 0.86178 | 0.24694 | 0.76568 | 0.79162 | 0.17506 | 0.61313 | 0.63766 | 0.15718 | 0.61739 | 0.64529 | 0.074118 | 0.63678 | 0.64399 | 0.2212 | 0.74538 | 0.75405 | 0.25957 | 0.72612 | 0.73497 | 0.29263 | 0.60104 | 0.60807 | 0.24322 | 0.64504 | 0.65468 | 0.27338 | 0.13566 | 0.095723 | 0.15923 | 0.24326 | 0.13419 | 0.11157 | 0.08238 | 0.12827 | 0.18203 | 0.11843 | 0.10041 | 0.058777 | 0.13225 | 0.21086 | 0.11465
| Ceili13 | Ceiling13 | Ceiling | 13 | R-30 | R-38 | Ceili13 | 0.042197 | 0.044875 | 0.012941 | 0.049792 | 0.05291 | 0.017882 | 0.043729 | 0.046967 | 0.017882 | 0.038218 | 0.040991 | 0.014941 | 0.036802 | 0.040301 | 0.016 | 0.047577 | 0.049091 | 0.013882 | 0.058049 | 0.059905 | 0.016941 | 0.053428 | 0.055159 | 0.010941 | 0.042542 | 0.044179 | 0.010941 | 0.043103 | 0.044905 | 0.0049412 | 0.043638 | 0.04414 | 0.015221 | 0.051108 | 0.051721 | 0.017594 | 0.050318 | 0.050939 | 0.020321 | 0.04103 | 0.041525 | 0.016698 | 0.044741 | 0.045421 | 0.01891 | 0.0096135 | 0.0066856 | 0.011278 | 0.017215 | 0.0094982 | 0.0079166 | 0.0057755 | 0.0091175 | 0.01317 | 0.0084623 | 0.0070414 | 0.0040039 | 0.0093041 | 0.014917 | 0.0080125
| Ceili14 | Ceiling14 | Ceiling | 14 | R-30 | R-49 | Ceili14 | 0.07776 | 0.082682 | 0.025882 | 0.091761 | 0.097525 | 0.031882 | 0.080629 | 0.086603 | 0.031882 | 0.070451 | 0.075579 | 0.026941 | 0.067855 | 0.074298 | 0.028 | 0.087725 | 0.090519 | 0.025882 | 0.107 | 0.11042 | 0.031882 | 0.098529 | 0.10172 | 0.021882 | 0.078415 | 0.081427 | 0.019882 | 0.079463 | 0.082772 | 0.0098824 | 0.080333 | 0.081259 | 0.028001 | 0.094149 | 0.09528 | 0.032473 | 0.092713 | 0.093857 | 0.03742 | 0.075545 | 0.076458 | 0.030789 | 0.082463 | 0.083719 | 0.03482 | 0.01776 | 0.012346 | 0.020828 | 0.031781 | 0.017561 | 0.01461 | 0.010669 | 0.016846 | 0.024327 | 0.015634 | 0.012992 | 0.0073692 | 0.017179 | 0.027545 | 0.014783
| Ceili15 | Ceiling15 | Ceiling | 15 | R-19 | R-30 | Ceili15 | 0.1109 | 0.11795 | 0.038824 | 0.13072 | 0.13896 | 0.044824 | 0.1147 | 0.1232 | 0.044941 | 0.10052 | 0.10779 | 0.039882 | 0.096546 | 0.10573 | 0.039882 | 0.12488 | 0.12883 | 0.036824 | 0.15241 | 0.15726 | 0.045765 | 0.14012 | 0.14471 | 0.032824 | 0.11173 | 0.11607 | 0.029882 | 0.11304 | 0.11787 | 0.016824 | 0.1151 | 0.11642 | 0.040107 | 0.13478 | 0.13638 | 0.047527 | 0.13235 | 0.13398 | 0.053269 | 0.10822 | 0.10952 | 0.043984 | 0.11741 | 0.11919 | 0.049706 | 0.025038 | 0.017507 | 0.029371 | 0.044839 | 0.024745 | 0.020639 | 0.015056 | 0.023732 | 0.034116 | 0.022044 | 0.018439 | 0.010601 | 0.024302 | 0.038914 | 0.020977
| Ceili16 | Ceiling16 | Ceiling | 16 | R-19 | R-38 | Ceili16 | 0.1531 | 0.16283 | 0.051765 | 0.18051 | 0.19187 | 0.062706 | 0.15843 | 0.17017 | 0.062824 | 0.13874 | 0.14878 | 0.054824 | 0.13335 | 0.14603 | 0.055882 | 0.17246 | 0.17793 | 0.050706 | 0.21046 | 0.21716 | 0.062706 | 0.19354 | 0.19987 | 0.043765 | 0.15427 | 0.16025 | 0.040824 | 0.15614 | 0.16278 | 0.021765 | 0.15874 | 0.16056 | 0.055328 | 0.18589 | 0.1881 | 0.06512 | 0.18267 | 0.18492 | 0.07359 | 0.14925 | 0.15104 | 0.060682 | 0.16215 | 0.16461 | 0.068616 | 0.034651 | 0.024192 | 0.040649 | 0.062055 | 0.034244 | 0.028555 | 0.020832 | 0.032849 | 0.047286 | 0.030506 | 0.02548 | 0.014605 | 0.033606 | 0.053831 | 0.02899
| Ceili17 | Ceiling17 | Ceiling | 17 | R-19 | R-49 | Ceili17 | 0.18866 | 0.20064 | 0.064706 | 0.22248 | 0.23648 | 0.076706 | 0.19533 | 0.2098 | 0.076824 | 0.17097 | 0.18337 | 0.066824 | 0.1644 | 0.18003 | 0.067882 | 0.2126 | 0.21935 | 0.062706 | 0.25941 | 0.26768 | 0.077647 | 0.23865 | 0.24642 | 0.054706 | 0.19014 | 0.1975 | 0.049765 | 0.1925 | 0.20064 | 0.026706 | 0.19543 | 0.19768 | 0.068108 | 0.22893 | 0.23166 | 0.08 | 0.22507 | 0.22784 | 0.090689 | 0.18376 | 0.18597 | 0.074773 | 0.19987 | 0.20291 | 0.084525 | 0.042797 | 0.029853 | 0.050199 | 0.07662 | 0.042307 | 0.035249 | 0.025725 | 0.040578 | 0.058443 | 0.037678 | 0.031431 | 0.01797 | 0.041481 | 0.066459 | 0.03576
| Ceili18 | Ceiling18 | Ceiling | 18 | R-38 | R-49 | Ceili18 | 0.035563 | 0.037807 | 0.012941 | 0.041969 | 0.044615 | 0.014 | 0.0369 | 0.039635 | 0.014 | 0.032233 | 0.034589 | 0.012 | 0.031053 | 0.033997 | 0.012 | 0.040148 | 0.041428 | 0.012 | 0.048949 | 0.05052 | 0.014941 | 0.045101 | 0.046557 | 0.010941 | 0.035873 | 0.037248 | 0.0089412 | 0.036361 | 0.037867 | 0.0049412 | 0.036695 | 0.037119 | 0.012781 | 0.043041 | 0.043559 | 0.01488 | 0.042395 | 0.042918 | 0.017099 | 0.034516 | 0.034933 | 0.014091 | 0.037723 | 0.038298 | 0.015909 | 0.0081465 | 0.0056604 | 0.0095504 | 0.014566 | 0.0080632 | 0.0066939 | 0.0048933 | 0.0077284 | 0.011157 | 0.0071719 | 0.0059506 | 0.0033654 | 0.0078747 | 0.012628 | 0.0067705
| Windo10 | Windows10 | Windows | 10 | Class 85 | Class 35 | Windo10 | -6.0645 | -6.4576 | -2.2145 | -6.6826 | -7.1189 | -2.4419 | -10.4048 | -10.991 | -4.6992 | -7.82 | -8.2953 | -3.4205 | -12.8862 | -13.5613 | -6.7294 | -5.9312 | -6.2424 | -2.3122 | -6.5187 | -6.8639 | -2.5575 | -10.1617 | -10.7037 | -5.3258 | -7.6237 | -8.0314 | -3.8133 | -12.6134 | -13.2803 | -7.9843 | -6.6682 | -6.7311 | -2.4015 | -7.3576 | -7.4317 | -2.6498 | -11.5286 | -11.5762 | -4.9421 | -8.4954 | -8.5449 | -3.6346 | -14.1165 | -14.1594 | -6.6779 | -1.1575 | -0.77637 | -1.2579 | -1.8594 | -0.98772 | -1.2381 | -0.80878 | -1.323 | -2.0051 | -1.0514 | -0.97188 | -0.67864 | -1.1608 | -1.7149 | -0.90406
| Windo11 | Windows11 | Windows | 11 | Class 85 | Class 30 | Windo11 | -4.9451 | -5.2662 | -1.8211 | -5.4542 | -5.8105 | -2.0051 | -8.5664 | -9.0474 | -3.8854 | -6.3592 | -6.7449 | -2.7988 | -10.6759 | -11.2325 | -5.5707 | -4.8184 | -5.0721 | -1.8932 | -5.2978 | -5.5794 | -2.095 | -8.3292 | -8.7747 | -4.3882 | -6.1807 | -6.5125 | -3.1065 | -10.4165 | -10.9682 | -6.6072 | -5.4915 | -5.5468 | -1.99 | -6.0674 | -6.1324 | -2.1976 | -9.566 | -9.6086 | -4.1081 | -6.9886 | -7.0329 | -3.0083 | -11.7892 | -11.8278 | -5.5634 | -1.1326 | -0.7703 | -1.2143 | -1.7733 | -0.96527 | -1.2067 | -0.79846 | -1.2727 | -1.9121 | -1.0204 | -0.9796 | -0.7056 | -1.1419 | -1.6647 | -0.90109
| Windo12 | Windows12 | Windows | 12 | Class 85 | Class 25 | Windo12 | 0 | 0 | 0 | 0 | 0 | 0 | 0 | 0 | 0 | 0 | 0 | 0 | 0 | 0 | 0 | 0 | 0 | 0 | 0 | 0 | 0 | 0 | 0 | 0 | 0 | 0 | 0 | 0 | 0 | 0 | 0 | 0 | 0 | 0 | 0 | 0 | 0 | 0 | 0 | 0 | 0 | 0 | 0 | 0 | 0 | 0 | 0 | 0 | 0 | 0 | 0 | 0 | 0 | 0 | 0 | 0 | 0 | 0 | 0 | 0
| Windo13 | Windows13 | Windows | 13 | Class 85 | Class 20 | Windo13 | -2.8653 | -3.0522 | -1.0754 | -3.1601 | -3.3679 | -1.1852 | -5.0951 | -5.3786 | -2.3551 | -3.6372 | -3.8561 | -1.6449 | -6.4804 | -6.8137 | -3.4262 | -2.7491 | -2.8956 | -1.1089 | -3.0244 | -3.1874 | -1.229 | -4.8813 | -5.1451 | -2.6362 | -3.4913 | -3.6813 | -1.8081 | -6.2575 | -6.5908 | -4.025 | -3.3157 | -3.3546 | -1.2184 | -3.6721 | -3.7167 | -1.3482 | -5.875 | -5.9069 | -2.5431 | -4.1997 | -4.2326 | -1.8349 | -7.3604 | -7.3887 | -3.4722 | -1.0296 | -0.71663 | -1.073 | -1.5307 | -0.87487 | -1.0887 | -0.73562 | -1.1163 | -1.6499 | -0.91171 | -0.94716 | -0.72039 | -1.053 | -1.4974 | -0.85425
| Windo14 | Windows14 | Windows | 14 | Class 85 | Class 15 | Windo14 | -1.5763 | -1.6802 | -0.61569 | -1.7432 | -1.8604 | -0.67964 | -2.962 | -3.1238 | -1.4365 | -1.9316 | -2.046 | -0.93424 | -3.938 | -4.1356 | -2.1789 | -1.4568 | -1.5366 | -0.62353 | -1.6027 | -1.6918 | -0.68989 | -2.7426 | -2.8941 | -1.5991 | -1.7934 | -1.8943 | -1.0199 | -3.7219 | -3.9225 | -2.543 | -2.0702 | -2.0983 | -0.7721 | -2.3036 | -2.3351 | -0.85749 | -3.719 | -3.7431 | -1.639 | -2.5589 | -2.5831 | -1.1473 | -4.7538 | -4.7744 | -2.284 | -1.0748 | -0.76926 | -1.0966 | -1.5257 | -0.91274 | -1.1286 | -0.78308 | -1.1329 | -1.6399 | -0.94309 | -1.0492 | -0.83671 | -1.1203 | -1.559 | -0.93434
| Windo15 | Windows15 | Windows | 15 | Class 50 | Class 35 | Windo15 | 0.59884 | 0.64542 | 0.25581 | 0.70294 | 0.75729 | 0.29683 | 1.4242 | 1.4995 | 0.93997 | 0.57184 | 0.6102 | 0.47602 | 2.1785 | 2.2832 | 1.7861 | 0.41832 | 0.44388 | 0.22775 | 0.50509 | 0.5353 | 0.27421 | 1.1548 | 1.2205 | 1.124 | 0.39345 | 0.41905 | 0.57164 | 1.9022 | 2.0053 | 2.1747 | 1.3447 | 1.3498 | 0.54703 | 1.5484 | 1.5539 | 0.6195 | 2.3302 | 2.3278 | 1.2785 | 1.4998 | 1.4968 | 0.82506 | 3.0991 | 3.0974 | 2.0022 | 1.6158 | 1.2827 | 1.696 | 2.2798 | 1.4424 | 1.6831 | 1.3256 | 1.7757 | 2.322 | 1.5096 | 1.6794 | 1.4337 | 1.7834 | 2.3435 | 1.5709
| Windo16 | Windows16 | Windows | 16 | Class 50 | Class 30 | Windo16 | 1.7182 | 1.8369 | 0.64917 | 1.9314 | 2.0657 | 0.73363 | 3.2625 | 3.4432 | 1.7538 | 2.0327 | 2.1606 | 1.0977 | 4.3889 | 4.612 | 2.9448 | 1.531 | 1.6141 | 0.64676 | 1.726 | 1.8198 | 0.73665 | 2.9873 | 3.1495 | 2.0615 | 1.8365 | 1.938 | 1.2784 | 4.099 | 4.3174 | 3.5517 | 2.5214 | 2.5341 | 0.95856 | 2.8386 | 2.8532 | 1.0717 | 4.2928 | 4.2953 | 2.1125 | 3.0067 | 3.0087 | 1.4514 | 5.4264 | 5.429 | 3.1167 | 1.6407 | 1.2887 | 1.7395 | 2.366 | 1.4648 | 1.7144 | 1.3359 | 1.826 | 2.415 | 1.5406 | 1.6716 | 1.4067 | 1.8023 | 2.3937 | 1.5739
| Windo17 | Windows17 | Windows | 17 | Class 50 | Class 25 | Windo17 | 6.6633 | 7.103 | 2.4703 | 7.3855 | 7.8762 | 2.7388 | 11.8289 | 12.4906 | 5.6392 | 8.3919 | 8.9055 | 3.8965 | 15.0648 | 15.8444 | 8.5155 | 6.3495 | 6.6863 | 2.54 | 7.0238 | 7.3992 | 2.8317 | 11.3165 | 11.9242 | 6.4498 | 8.0172 | 8.4505 | 4.3849 | 14.5156 | 15.2856 | 10.159 | 8.0129 | 8.0809 | 2.9485 | 8.906 | 8.9856 | 3.2693 | 13.8588 | 13.904 | 6.2206 | 9.9952 | 10.0416 | 4.4596 | 17.2156 | 17.2568 | 8.6801 | 2.7733 | 2.059 | 2.9539 | 4.1392 | 2.4301 | 2.9212 | 2.1344 | 3.0987 | 4.3271 | 2.561 | 2.6512 | 2.1124 | 2.9442 | 4.0584 | 2.475
| Windo18 | Windows18 | Windows | 18 | Class 50 | Class 20 | Windo18 | 3.798 | 4.0508 | 1.3949 | 4.2254 | 4.5083 | 1.5535 | 6.7338 | 7.112 | 3.2842 | 4.7547 | 5.0494 | 2.2516 | 8.5844 | 9.0307 | 5.0893 | 3.6004 | 3.7907 | 1.4311 | 3.9993 | 4.2119 | 1.6027 | 6.4352 | 6.7791 | 3.8136 | 4.5258 | 4.7692 | 2.5768 | 8.2581 | 8.6947 | 6.1339 | 4.6972 | 4.7263 | 1.7301 | 5.2339 | 5.2689 | 1.9211 | 7.9838 | 7.9971 | 3.6775 | 5.7955 | 5.809 | 2.6247 | 9.8552 | 9.8681 | 5.2079 | 1.7437 | 1.3424 | 1.8809 | 2.6085 | 1.5552 | 1.8325 | 1.3987 | 1.9823 | 2.6772 | 1.6493 | 1.7041 | 1.392 | 1.8912 | 2.5609 | 1.6208
| Windo19 | Windows19 | Windows | 19 | Class 35 | Class 22 | Windo19 | 2.7454 | 2.9223 | 0.97828 | 3.0219 | 3.2181 | 1.0754 | 4.551 | 4.8105 | 2.0142 | 3.587 | 3.8069 | 1.5249 | 5.4906 | 5.7833 | 2.8419 | 2.7299 | 2.8713 | 1.0323 | 2.9969 | 3.1533 | 1.1394 | 4.5261 | 4.7646 | 2.3131 | 3.5432 | 3.7299 | 1.7261 | 5.448 | 5.7339 | 3.403 | 2.8873 | 2.9075 | 1.0178 | 3.171 | 3.1957 | 1.1178 | 4.8583 | 4.8715 | 2.0613 | 3.6936 | 3.7073 | 1.5466 | 5.7955 | 5.8076 | 2.7576 | 0.11055 | 0.052179 | 0.1591 | 0.28225 | 0.097515 | 0.12884 | 0.063541 | 0.17786 | 0.30454 | 0.12069 | 0.024499 | -0.032422 | 0.09457 | 0.1893 | 0.045741
| Windo20 | Windows20 | Windows | 20 | Single Pane | Class 22 | Windo20 | 19.8471 | 21.138 | 6.949 | 21.7263 | 23.1488 | 7.6422 | 32.4741 | 34.341 | 16.273 | 25.6461 | 27.2359 | 12.0989 | 39.0434 | 41.1466 | 23.8612 | 19.5837 | 20.5977 | 7.4033 | 21.418 | 22.5357 | 8.2329 | 32.0417 | 33.7311 | 19.6757 | 25.2709 | 26.6034 | 14.2054 | 38.6444 | 40.6729 | 28.3961 | 21.9003 | 21.9795 | 7.5654 | 23.9486 | 24.0384 | 8.3111 | 35.1286 | 35.1827 | 16.7838 | 27.726 | 27.7837 | 12.4925 | 41.897 | 41.9452 | 23.8021 | 1.2565 | 0.75891 | 1.5751 | 2.4322 | 1.188 | 1.3385 | 0.8214 | 1.6743 | 2.4283 | 1.3063 | 0.97 | 0.5513 | 1.3568 | 2.0567 | 1.0844
| Windo21 | Windows21 | Windows | 21 | Double Pane | Class 22 | Windo21 | 11.4487 | 12.1959 | 4.0643 | 12.5644 | 13.3915 | 4.4811 | 19.1407 | 20.2335 | 9.2468 | 14.7155 | 15.6259 | 6.8175 | 23.3808 | 24.6265 | 13.8742 | 11.1913 | 11.774 | 4.2655 | 12.2751 | 12.9189 | 4.7312 | 18.7825 | 19.7765 | 11.1306 | 14.3887 | 15.151 | 7.8778 | 22.9973 | 24.207 | 16.6048 | 12.8699 | 12.9282 | 4.5542 | 14.1292 | 14.1949 | 4.9899 | 21.1057 | 21.1416 | 9.6479 | 16.2337 | 16.2709 | 7.1846 | 25.4347 | 25.4665 | 13.8539 | 1.6846 | 1.1917 | 1.9257 | 2.7863 | 1.5365 | 1.7752 | 1.2546 | 2.032 | 2.8125 | 1.6491 | 1.4959 | 1.0984 | 1.7953 | 2.552 | 1.4983
| Windo22 | Windows22 | Windows | 22 | Single Pane | Class 30 | Windo22 | 18.221 | 19.4071 | 6.3641 | 19.9328 | 21.2391 | 7.0036 | 29.7615 | 31.4741 | 15.0727 | 23.5199 | 24.9795 | 11.1958 | 35.7632 | 37.692 | 22.178 | 17.9665 | 18.8967 | 6.79 | 19.642 | 20.667 | 7.556 | 29.3481 | 30.8954 | 18.3002 | 23.1707 | 24.3924 | 13.1861 | 35.3933 | 37.2512 | 26.3701 | 20.1897 | 20.2563 | 6.9591 | 22.0679 | 22.1421 | 7.6455 | 32.2329 | 32.2788 | 15.5566 | 25.5392 | 25.5883 | 11.5722 | 38.4287 | 38.4692 | 22.1591 | 1.1708 | 0.71281 | 1.4595 | 2.2361 | 1.1129 | 1.241 | 0.76817 | 1.5468 | 2.2168 | 1.2166 | 0.93778 | 0.55676 | 1.2811 | 1.9177 | 1.0416
| Windo23 | Windows23 | Windows | 23 | Double Pane | Class 30 | Windo23 | 9.8227 | 10.4651 | 3.4793 | 10.771 | 11.4818 | 3.8425 | 16.4281 | 17.3667 | 8.0465 | 12.5893 | 13.3694 | 5.9143 | 20.1006 | 21.172 | 12.191 | 9.5741 | 10.0729 | 3.6522 | 10.4991 | 11.0502 | 4.0543 | 16.0889 | 16.9408 | 9.7551 | 12.2885 | 12.9401 | 6.8585 | 19.7462 | 20.7852 | 14.5789 | 11.1593 | 11.205 | 3.948 | 12.2484 | 12.2985 | 4.3242 | 18.21 | 18.2377 | 8.4206 | 14.0469 | 14.0755 | 6.2643 | 21.9665 | 21.9906 | 12.2108 | 1.599 | 1.1456 | 1.8101 | 2.5902 | 1.4615 | 1.6777 | 1.2014 | 1.9045 | 2.601 | 1.5594 | 1.4637 | 1.1039 | 1.7196 | 2.413 | 1.4555
| Windo24 | Windows24 | Windows | 24 | Class 35 | Class 30 | Windo24 | 1.1194 | 1.1915 | 0.39336 | 1.2284 | 1.3084 | 0.4368 | 1.8384 | 1.9436 | 0.81388 | 1.4608 | 1.5504 | 0.62172 | 2.2104 | 2.3288 | 1.1587 | 1.1127 | 1.1702 | 0.419 | 1.2209 | 1.2845 | 0.46244 | 1.8325 | 1.9289 | 0.93756 | 1.443 | 1.519 | 0.70679 | 2.1969 | 2.3121 | 1.3771 | 1.1767 | 1.1843 | 0.41153 | 1.2902 | 1.2993 | 0.45215 | 1.9626 | 1.9676 | 0.83405 | 1.5069 | 1.5119 | 0.62629 | 2.3273 | 2.3316 | 1.1145 | 0.024916 | 0.0060731 | 0.043513 | 0.086135 | 0.022444 | 0.031352 | 0.010318 | 0.050344 | 0.093002 | 0.030977 | -0.0077287 | -0.026967 | 0.01885 | 0.050238 | 0.0029755
| Infil10 | Infiltration10 | Infiltration | 10 | 0.45 ACHn | 0.35 ACHn | Infil10 | 0 | 0 | 0 | 0 | 0 | 0 | 0 | 0 | 0 | 0 | 0 | 0 | 0 | 0 | 0 | 0 | 0 | 0 | 0 | 0 | 0 | 0 | 0 | 0 | 0 | 0 | 0 | 0 | 0 | 0 | 0 | 0 | 0 | 0 | 0 | 0 | 0 | 0 | 0 | 0 | 0 | 0 | 0 | 0 | 0 | 0 | 0 | 0 | 0 | 0 | 0 | 0 | 0 | 0 | 0 | 0 | 0 | 0 | 0 | 0
| Infil11 | Infiltration11 | Infiltration | 11 | 0.45 ACHn | 0.20 ACHn | Infil11 | 0 | 0 | 0 | 0 | 0 | 0 | 0 | 0 | 0 | 0 | 0 | 0 | 0 | 0 | 0 | 0 | 0 | 0 | 0 | 0 | 0 | 0 | 0 | 0 | 0 | 0 | 0 | 0 | 0 | 0 | 0 | 0 | 0 | 0 | 0 | 0 | 0 | 0 | 0 | 0 | 0 | 0 | 0 | 0 | 0 | 0 | 0 | 0 | 0 | 0 | 0 | 0 | 0 | 0 | 0 | 0 | 0 | 0 | 0 | 0
| Infil12 | Infiltration12 | Infiltration | 12 | 0.35 ACHn | 0.20 ACHn | Infil12 | 0 | 0 | 0 | 0 | 0 | 0 | 0 | 0 | 0 | 0 | 0 | 0 | 0 | 0 | 0 | 0 | 0 | 0 | 0 | 0 | 0 | 0 | 0 | 0 | 0 | 0 | 0 | 0 | 0 | 0 | 0 | 0 | 0 | 0 | 0 | 0 | 0 | 0 | 0 | 0 | 0 | 0 | 0 | 0 | 0 | 0 | 0 | 0 | 0 | 0 | 0 | 0 | 0 | 0 | 0 | 0 | 0 | 0 | 0 | 0
| DuctT10 | DuctTightness10 | DuctTightness | 10 | Std-crawl | PTCS-crawl | DuctT10 | 0 | 336.9682 | 90 | 0 | 368.5308 | 98.4706 | 0 | 578.5161 | 124.4706 | 0 | 446.9487 | 111.0588 | 0 | 652.6911 | 124.2941 | 0 | -4598.3256 | 192.7647 | 0 | -5018.3333 | 211.7647 | 0 | -9535.5002 | 641.2353 | 0 | -6745.1643 | 431.0588 | 0 | -11944.386 | 1019.5294 | 0 | 1326.9034 | 1157.4118 | 0 | 1517.4516 | 1256.5882 | 0 | 2679.0916 | 4888.1765 | 0 | 1957.5358 | 3018.4118 | 0 | 3101.2402 | 7878.8235 | 95.7815 | 47.6123 | 105.5581 | 191.0044 | 72.6984 | 60.5002 | 30.32 | 64.7549 | 116.3197 | 43.5988 | 439.5844 | 205.7773 | 522.2112 | 1096.4424 | 358.9883
| DuctI10 | DuctInsulation10 | DuctInsulation | 10 | R-0 | R-4.2 | DuctI10 | 0 | 144.772 | 102.4118 | 0 | 158.1419 | 113.8824 | 0 | 291.4568 | 297.2941 | 0 | 212.83 | 213.7059 | 0 | 357.0505 | 454.0588 | 0 | 22.4146 | 172.0588 | 0 | 25.0822 | 198.1176 | 0 | 43.8719 | 542.0588 | 0 | 30.9116 | 371.1765 | 0 | 50.8226 | 800.7059 | 0 | 51.0652 | 3 | 0 | 61.1041 | 4 | 0 | 79.697 | 8.4706 | 0 | 59.5506 | 5.4706 | 0 | 74.0653 | 9.4706 | 27.9168 | 13.4044 | 35.2274 | 69.2826 | 23.6427 | 86.2713 | 43.9976 | 100.0153 | 179.6229 | 70.8853 | 6.1022 | 3.277 | 7.3043 | 13.8793 | 5.4831
| DuctI11 | DuctInsulation11 | DuctInsulation | 11 | R-0 | R-11 | DuctI11 | 0 | 203.6364 | 144.8824 | 0 | 222.4341 | 160.3529 | 0 | 411.424 | 422.9412 | 0 | 300.0965 | 301.7647 | 0 | 504.7412 | 646.9412 | 0 | 31.8693 | 241.5882 | 0 | 35.6566 | 277.1176 | 0 | 62.4305 | 751.6471 | 0 | 43.993 | 515.0588 | 0 | 72.3807 | 1109.9412 | 0 | 68.3906 | 3.4706 | 0 | 81.832 | 5 | 0 | 106.7545 | 11.4706 | 0 | 79.7643 | 7.4706 | 0 | 99.2114 | 12.4706 | 39.1971 | 18.8263 | 49.3564 | 96.9113 | 33.165 | 120.4521 | 61.1693 | 138.8141 | 253.7502 | 97.9808 | 8.1636 | 4.3836 | 9.7689 | 18.5626 | 7.3339
| DuctI12 | DuctInsulation12 | DuctInsulation | 12 | R-4.2 | R-11 | DuctI12 | 0 | 58.8643 | 42.4706 | 0 | 64.2922 | 46.4706 | 0 | 119.9672 | 125.6471 | 0 | 87.2664 | 88.0588 | 0 | 147.6907 | 192.8824 | 0 | 9.4547 | 69.5294 | 0 | 10.5744 | 79 | 0 | 18.5587 | 209.5882 | 0 | 13.0814 | 143.8824 | 0 | 21.558 | 309.2353 | 0 | 17.3254 | 0.47059 | 0 | 20.7279 | 1 | 0 | 27.0574 | 3 | 0 | 20.2137 | 2 | 0 | 25.1461 | 3 | 11.2803 | 5.4219 | 14.129 | 27.6287 | 9.5222 | 34.1808 | 17.1716 | 38.7988 | 74.1273 | 27.0954 | 2.0614 | 1.1066 | 2.4646 | 4.6834 | 1.8508
| HeatP10 | HeatPump10 | HeatPump | 10 | 7.7/13 | 8.5/13 | HeatP10 | 0 | 0 | 191.2005 | 0 | 0 | 206.055 | 0 | 0 | 273.3181 | 0 | 0 | 206.582 | 0 | 0 | 274.5103 | 0 | 0 | 194.0879 | 0 | 0 | 209.5185 | 0 | 0 | 249.5379 | 0 | 0 | 195.0951 | 0 | 0 | 238.3886 | 0 | 0 | 2177.8972 | 0 | 0 | 2351.8922 | 0 | 0 | 4010.3608 | 0 | 0 | 2771.0591 | 0 | 0 | 4462.442 | 0 | 0 | 0 | 0 | 0 | 0 | 0 | 0 | 0 | 0 | 0 | 0 | 0 | 0 | 0
| HeatP11 | HeatPump11 | HeatPump | 11 | 7.7/13 | 9.0/14 | HeatP11 | 0 | 0 | 276.424 | 0 | 0 | 297.8903 | 0 | 0 | 396.3299 | 0 | 0 | 299.7584 | 0 | 0 | 389.1221 | 0 | 0 | 279.7584 | 0 | 0 | 301.4714 | 0 | 0 | 348.9026 | 0 | 0 | 277.0481 | 0 | 0 | 318.7416 | 0 | 0 | 3207.0266 | 0 | 0 | 3464.1981 | 0 | 0 | 6075.7961 | 0 | 0 | 4190.6591 | 0 | 0 | 6793.9714 | 71.2253 | 37.4547 | 66.666 | 110.3259 | 46.9312 | 65.0704 | 32.338 | 58.9254 | 105.6859 | 38.8463 | 1563.2788 | 1021.5287 | 1377.2477 | 2091.6237 | 1079.9139
| HeatP12 | HeatPump12 | HeatPump | 12 | 7.7/13 | 8.2/13 | HeatP12 | 0 | 0 | 135.0777 | 0 | 0 | 145.5781 | 0 | 0 | 192.3104 | 0 | 0 | 145.2219 | 0 | 0 | 199.0343 | 0 | 0 | 137.6706 | 0 | 0 | 148.9641 | 0 | 0 | 184.1026 | 0 | 0 | 141.1261 | 0 | 0 | 185.4733 | 0 | 0 | 1500.1778 | 0 | 0 | 1619.3981 | 0 | 0 | 2650.1961 | 0 | 0 | 1836.2006 | 0 | 0 | 2927.0446 | 0 | 0 | 0 | 0 | 0 | 0 | 0 | 0 | 0 | 0 | 0 | 0 | 0 | 0 | 0
| HPCnt10 | HPCntrls10 | HPCntrls | 10 | Standard | PTCS | HPCnt10 | 0 | 0 | 392.35 | 0 | 0 | 439.2412 | 0 | 0 | 1428.5265 | 0 | 0 | 944.3029 | 0 | 0 | 2034.8735 | 0 | 0 | 461.4618 | 0 | 0 | 516.7824 | 0 | 0 | 1657.7294 | 0 | 0 | 1100.8441 | 0 | 0 | 2293.5471 | 0 | 0 | 490.3265 | 0 | 0 | 634.6 | 0 | 0 | 5669.6176 | 0 | 0 | 3332.3647 | 0 | 0 | 9489.5382 | -2.1879 | -0.45024 | 2.8485 | 5.4018 | 1.1054 | 9.6365 | 6.3291 | 16.4518 | 20.4274 | 11.7152 | -148.3418 | -77.6001 | -84.9578 | -123.8599 | -85.3198
Savings Per unit (sqft, house, etc.)
Weighted to Avg House Size
[8 empty] | Heating | [14 empty] | Cooling
[8 empty] | pdx | pdx | pdx | sea | sea | sea | spk | spk | spk | bos | bos | bos | kal | kal | kal | pdx | sea | spk | bos | kal
[8 empty] | znl | faf | hp | znl | faf | hp | znl | faf | hp | znl | faf | hp | znl | faf | hp | ac | ac | ac | ac | ac
[8 empty] | pdxznl | pdxfaf | pdxhp | seaznl | seafaf | seahp | spkznl | spkfaf | spkhp | bosznl | bosfaf | boshp | kalznl | kalfaf | kalhp
2 | Walls10 | Walls10 | Walls | 10 | R-0 | R-11 | Walls10 | 1.1472 | 1.1753 | 0.40375 | 1.2561 | 1.2875 | 0.44377 | 1.8817 | 1.921 | 0.8461 | 1.4815 | 1.5148 | 0.63828 | 2.2317 | 2.2761 | 1.1678 | -0.022192 | -0.034902 | -0.0010075 | 0.021365 | -0.012224
3 | BGWal10 | BGWalls10 | BGWalls | 10 | R-0 | R-11 | BGWal10 | 0 | 0 | 0 | 0 | 0 | 0 | 0 | 0 | 0 | 0 | 0 | 0 | 0 | 0 | 0 | 0 | 0 | 0 | 0 | 0
4 | Floor10 | Floors10 | Floors | 10 | R-0 | R-19 | Floor10 | 0.54399 | 0.5433 | 0.18423 | 0.59904 | 0.59882 | 0.20172 | 0.77206 | 0.76184 | 0.30354 | 0.62219 | 0.61594 | 0.24247 | 0.88467 | 0.8702 | 0.37235 | -0.093164 | -0.086829 | -0.084014 | -0.08985 | -0.083431
5 | Floor11 | Floors11 | Floors | 11 | R-0 | R-25 | Floor11 | 0.62333 | 0.62268 | 0.21132 | 0.68674 | 0.68665 | 0.23148 | 0.88671 | 0.87518 | 0.34894 | 0.71381 | 0.70681 | 0.27855 | 1.0157 | 0.99937 | 0.42787 | -0.10779 | -0.10057 | -0.097469 | -0.10426 | -0.096974
6 | Floor12 | Floors12 | Floors | 12 | R-0 | R-30 | Floor12 | 0.70683 | 0.70624 | 0.23994 | 0.77917 | 0.77924 | 0.26291 | 1.0079 | 0.99506 | 0.39673 | 0.81051 | 0.80277 | 0.31654 | 1.1545 | 1.1362 | 0.48595 | -0.12351 | -0.11536 | -0.11197 | -0.11984 | -0.11166
7 | Floor13 | Floors13 | Floors | 13 | R-0 | R-38 | Floor13 | 0.72901 | 0.72844 | 0.24759 | 0.80376 | 0.80388 | 0.27148 | 1.0402 | 1.027 | 0.40948 | 0.83627 | 0.82834 | 0.3267 | 1.1915 | 1.1727 | 0.50135 | -0.12775 | -0.11934 | -0.11589 | -0.12405 | -0.11563
8 | Floor14 | Floors14 | Floors | 14 | R-19 | R-25 | Floor14 | 0.079349 | 0.079382 | 0.0271 | 0.087702 | 0.087825 | 0.02976 | 0.11465 | 0.11335 | 0.045402 | 0.091619 | 0.090868 | 0.036081 | 0.13108 | 0.12918 | 0.055517 | -0.014628 | -0.013741 | -0.013456 | -0.014409 | -0.013543
9 | Floor15 | Floors15 | Floors | 15 | R-19 | R-30 | Floor15 | 0.16284 | 0.16294 | 0.055714 | 0.18014 | 0.18042 | 0.061198 | 0.23584 | 0.23322 | 0.093188 | 0.18832 | 0.18683 | 0.074071 | 0.26982 | 0.26597 | 0.1136 | -0.030346 | -0.028529 | -0.027956 | -0.029989 | -0.028225
10 | Floor16 | Floors16 | Floors | 16 | R-19 | R-38 | Floor16 | 0.18502 | 0.18515 | 0.063368 | 0.20472 | 0.20505 | 0.069762 | 0.26816 | 0.26519 | 0.10594 | 0.21408 | 0.21241 | 0.084231 | 0.30685 | 0.30248 | 0.129 | -0.034583 | -0.032514 | -0.031876 | -0.034203 | -0.032197
11 | Floor17 | Floors17 | Floors | 17 | R-11 | R-30 | Floor17 | 1.5857 | 1.5805 | 0.53599 | 1.7492 | 1.7447 | 0.58483 | 2.2181 | 2.1837 | 0.87206 | 1.7995 | 1.7774 | 0.6971 | 2.5449 | 2.4977 | 1.0724 | -0.252 | -0.23177 | -0.22284 | -0.23862 | -0.21926
12 | Floor18 | Floors18 | Floors | 18 | R-0 | R-19 | Floor18 | 0.54399 | 0.5433 | 0.18423 | 0.59904 | 0.59882 | 0.20172 | 0.77206 | 0.76184 | 0.30354 | 0.62219 | 0.61594 | 0.24247 | 0.88467 | 0.8702 | 0.37235 | -0.093164 | -0.086829 | -0.084014 | -0.08985 | -0.083431
13 | Ceili10 | Ceiling10 | Ceiling | 10 | R-0 | R-19 | Ceili10 | 0.44289 | 0.4526 | 0.14959 | 0.52205 | 0.53357 | 0.17694 | 0.49463 | 0.50641 | 0.18482 | 0.41254 | 0.42262 | 0.1563 | 0.42977 | 0.44255 | 0.16128 | 0.073663 | 0.046943 | 0.093048 | 0.14461 | 0.081117
14 | Ceili11 | Ceiling11 | Ceiling | 11 | R-0 | R-38 | Ceili11 | 0.60284 | 0.6161 | 0.20369 | 0.71082 | 0.72659 | 0.24134 | 0.67529 | 0.69136 | 0.25232 | 0.56096 | 0.5747 | 0.21312 | 0.58669 | 0.6041 | 0.22096 | 0.10098 | 0.06392 | 0.1276 | 0.1987 | 0.11112
15 | Ceili12 | Ceiling12 | Ceiling | 12 | R-0 | R-49 | Ceili12 | 0.63988 | 0.65397 | 0.21637 | 0.75458 | 0.77136 | 0.2561 | 0.71727 | 0.73433 | 0.26803 | 0.59534 | 0.60993 | 0.22613 | 0.62321 | 0.64169 | 0.23464 | 0.10737 | 0.067859 | 0.1357 | 0.21139 | 0.11815
16 | Ceili13 | Ceiling13 | Ceiling | 13 | R-30 | R-38 | Ceili13 | 0.044013 | 0.044993 | 0.014678 | 0.051951 | 0.053127 | 0.017539 | 0.049796 | 0.050976 | 0.018548 | 0.040835 | 0.041843 | 0.015571 | 0.043304 | 0.044576 | 0.016378 | 0.0075585 | 0.0046719 | 0.0095721 | 0.015 | 0.0083028
17 | Ceili14 | Ceiling14 | Ceiling | 14 | R-30 | R-49 | Ceili14 | 0.081056 | 0.082862 | 0.027366 | 0.095718 | 0.097888 | 0.032296 | 0.091772 | 0.093947 | 0.034259 | 0.075212 | 0.077071 | 0.028576 | 0.079822 | 0.082164 | 0.030056 | 0.01395 | 0.0086107 | 0.017676 | 0.027698 | 0.015327
18 | Ceili15 | Ceiling15 | Ceiling | 15 | R-19 | R-30 | Ceili15 | 0.11594 | 0.11851 | 0.039422 | 0.13681 | 0.1399 | 0.046857 | 0.13087 | 0.13397 | 0.048953 | 0.10759 | 0.11024 | 0.041253 | 0.11362 | 0.11697 | 0.0433 | 0.019759 | 0.012305 | 0.024977 | 0.039083 | 0.021703
19 | Ceili16 | Ceiling16 | Ceiling | 16 | R-19 | R-38 | Ceili16 | 0.15995 | 0.1635 | 0.0541 | 0.18877 | 0.19302 | 0.064396 | 0.18067 | 0.18495 | 0.067501 | 0.14842 | 0.15208 | 0.056824 | 0.15693 | 0.16155 | 0.059678 | 0.027317 | 0.016977 | 0.034549 | 0.054083 | 0.030005
20 | Ceili17 | Ceiling17 | Ceiling | 17 | R-19 | R-49 | Ceili17 | 0.19699 | 0.20137 | 0.066788 | 0.23253 | 0.23779 | 0.079153 | 0.22264 | 0.22792 | 0.083211 | 0.1828 | 0.18731 | 0.069829 | 0.19344 | 0.19913 | 0.073356 | 0.033708 | 0.020916 | 0.042653 | 0.066781 | 0.03703
21 | Ceili18 | Ceiling18 | Ceiling | 18 | R-38 | R-49 | Ceili18 | 0.037043 | 0.037869 | 0.012688 | 0.043766 | 0.044761 | 0.014757 | 0.041976 | 0.042971 | 0.01571 | 0.034377 | 0.035229 | 0.013005 | 0.036518 | 0.037588 | 0.013678 | 0.0063915 | 0.0039388 | 0.0081041 | 0.012698 | 0.0070246
22 | Windo10 | Windows10 | Windows | 10 | Class 85 | Class 35 | Windo10 | -6.4671 | -6.6167 | -2.3601 | -7.1305 | -7.2996 | -2.6048 | -11.155 | -11.3576 | -4.9632 | -8.2634 | -8.4304 | -3.6293 | -13.7065 | -13.9378 | -6.8816 | -1.0397 | -0.71282 | -1.1997 | -1.7801 | -0.93871
23 | Windo11 | Windows11 | Windows | 11 | Class 85 | Class 30 | Windo11 | -5.3086 | -5.4335 | -1.9501 | -5.86 | -6.0012 | -2.1534 | -9.2305 | -9.3994 | -4.1167 | -6.773 | -6.9117 | -2.9916 | -11.4163 | -11.6095 | -5.7211 | -1.0366 | -0.72924 | -1.1724 | -1.7181 | -0.92862
24 | Windo12 | Windows12 | Windows | 12 | Class 85 | Class 25 | Windo12 | 0 | 0 | 0 | 0 | 0 | 0 | 0 | 0 | 0 | 0 | 0 | 0 | 0 | 0 | 0 | 0 | 0 | 0 | 0 | 0
25 | Windo13 | Windows13 | Windows | 13 | Class 85 | Class 20 | Windo13 | -3.1632 | -3.2404 | -1.1805 | -3.4981 | -3.585 | -1.3059 | -5.6089 | -5.7133 | -2.5288 | -4.0091 | -4.0935 | -1.8024 | -7.0629 | -7.1828 | -3.5482 | -0.98075 | -0.72211 | -1.0655 | -1.5253 | -0.86596
26 | Windo14 | Windows14 | Windows | 14 | Class 85 | Class 15 | Windo14 | -1.9041 | -1.9513 | -0.72635 | -2.1144 | -2.1674 | -0.80567 | -3.459 | -3.5228 | -1.6026 | -2.35 | -2.3992 | -1.0962 | -4.4767 | -4.5508 | -2.3071 | -1.0649 | -0.81854 | -1.1187 | -1.5662 | -0.93241
27 | Windo15 | Windows15 | Windows | 15 | Class 50 | Class 35 | Windo15 | 1.0938 | 1.1083 | 0.45545 | 1.2651 | 1.2816 | 0.51931 | 2.018 | 2.0374 | 1.2045 | 1.1946 | 1.2021 | 0.73469 | 2.7815 | 2.8115 | 1.9956 | 1.6704 | 1.3948 | 1.7691 | 2.3307 | 1.5425
28 | Windo16 | Windows16 | Windows | 16 | Class 50 | Class 30 | Windo16 | 2.2523 | 2.2915 | 0.86538 | 2.5356 | 2.5801 | 0.9707 | 3.9425 | 3.9956 | 2.0511 | 2.685 | 2.7209 | 1.3724 | 5.0717 | 5.1397 | 3.1562 | 1.6734 | 1.3784 | 1.7964 | 2.3927 | 1.5526
29 | Windo17 | Windows17 | Windows | 17 | Class 50 | Class 25 | Windo17 | 7.5609 | 7.725 | 2.8155 | 8.3956 | 8.5812 | 3.1241 | 13.173 | 13.395 | 6.1678 | 9.458 | 9.6325 | 4.3639 | 16.488 | 16.7493 | 8.8772 | 2.71 | 2.1077 | 2.9688 | 4.1108 | 2.4812
30 | Windo18 | Windows18 | Windows | 18 | Class 50 | Class 20 | Windo18 | 4.3978 | 4.4846 | 1.635 | 4.8975 | 4.9962 | 1.8182 | 7.564 | 7.6817 | 3.6389 | 5.4489 | 5.5391 | 2.5616 | 9.425 | 9.5665 | 5.329 | 1.7293 | 1.3856 | 1.9033 | 2.5855 | 1.6152
31 | Windo19 | Windows19 | Windows | 19 | Class 35 | Class 22 | Windo19 | 2.8424 | 2.9043 | 1.014 | 3.1225 | 3.1927 | 1.1147 | 4.7624 | 4.8463 | 2.092 | 3.6551 | 3.7257 | 1.5703 | 5.6976 | 5.7929 | 2.8671 | 0.053058 | -0.0053378 | 0.11674 | 0.22053 | 0.064749
32 | Windo20 | Windows20 | Windows | 20 | Single Pane | Class 22 | Windo20 | 21.2448 | 21.646 | 7.4486 | 23.2357 | 23.6796 | 8.199 | 34.2674 | 34.8387 | 17.141 | 27.0457 | 27.5245 | 12.6904 | 40.981 | 41.6346 | 24.5001 | 1.0682 | 0.62296 | 1.4372 | 2.1688 | 1.1332
33 | Windo21 | Windows21 | Windows | 21 | Double Pane | Class 22 | Windo21 | 12.4049 | 12.6452 | 4.4374 | 13.6163 | 13.883 | 4.8748 | 20.4624 | 20.8006 | 9.8101 | 15.7292 | 16.0062 | 7.2335 | 24.761 | 25.1516 | 14.2696 | 1.5661 | 1.1358 | 1.8504 | 2.6262 | 1.5266
34 | Windo22 | Windows22 | Windows | 22 | Single Pane | Class 30 | Windo22 | 19.5609 | 19.925 | 6.8445 | 21.3837 | 21.7854 | 7.5358 | 31.4294 | 31.9506 | 15.8956 | 24.881 | 25.3176 | 11.7578 | 37.5736 | 38.1699 | 22.7936 | 1.0182 | 0.61188 | 1.3477 | 2.0103 | 1.0786
35 | Windo23 | Windows23 | Windows | 23 | Double Pane | Class 30 | Windo23 | 10.7211 | 10.9242 | 3.8333 | 11.7644 | 11.9888 | 4.2115 | 17.6245 | 17.9125 | 8.5647 | 13.5645 | 13.7993 | 6.301 | 21.3536 | 21.687 | 12.563 | 1.5161 | 1.1248 | 1.7609 | 2.4678 | 1.472
36 | Windo24 | Windows24 | Windows | 24 | Class 35 | Class 30 | Windo24 | 1.1585 | 1.1833 | 0.40992 | 1.2706 | 1.2985 | 0.45139 | 1.9245 | 1.9582 | 0.84655 | 1.4904 | 1.5188 | 0.63768 | 2.2902 | 2.3283 | 1.1605 | 0.0030302 | -0.016418 | 0.027274 | 0.062037 | 0.010096
37 | Infil10 | Infiltration10 | Infiltration | 10 | 0.45 ACHn | 0.35 ACHn | Infil10 | 0 | 0 | 0 | 0 | 0 | 0 | 0 | 0 | 0 | 0 | 0 | 0 | 0 | 0 | 0 | 0 | 0 | 0 | 0 | 0
38 | Infil11 | Infiltration11 | Infiltration | 11 | 0.45 ACHn | 0.20 ACHn | Infil11 | 0 | 0 | 0 | 0 | 0 | 0 | 0 | 0 | 0 | 0 | 0 | 0 | 0 | 0 | 0 | 0 | 0 | 0 | 0 | 0
39 | Infil12 | Infiltration12 | Infiltration | 12 | 0.35 ACHn | 0.20 ACHn | Infil12 | 0 | 0 | 0 | 0 | 0 | 0 | 0 | 0 | 0 | 0 | 0 | 0 | 0 | 0 | 0 | 0 | 0 | 0 | 0 | 0
40 | DuctT10 | DuctTightness10 | DuctTightness | 10 | Std-crawl | PTCS-crawl | DuctT10 | 0 | 289.6288 | 852.6029 | 0 | 364.7458 | 926.1471 | 0 | 531.8165 | 3536.5794 | 0 | 425.5427 | 2194.2059 | 0 | 477.1139 | 5686.75 | 331.1514 | 155.734 | 391.0948 | 813.6083 | 268.7364
41 | DuctI10 | DuctInsulation10 | DuctInsulation | 10 | R-0 | R-4.2 | DuctI10 | 0 | 60.8237 | 43.2706 | 0 | 70.2565 | 49.6 | 0 | 106.0872 | 131.8324 | 0 | 78.2467 | 91.5618 | 0 | 113.0267 | 194.8441 | 21.3998 | 10.9042 | 25.3994 | 47.0513 | 18.0174
42 | DuctI11 | DuctInsulation11 | DuctInsulation | 11 | R-0 | R-11 | DuctI11 | 0 | 83.1993 | 60.4 | 0 | 95.996 | 69.1206 | 0 | 145.8063 | 184.2176 | 0 | 107.4484 | 127.7529 | 0 | 156.0162 | 272.2618 | 29.6619 | 15.0678 | 35.0638 | 65.5931 | 24.8056
43 | DuctI12 | DuctInsulation12 | DuctInsulation | 12 | R-4.2 | R-11 | DuctI12 | 0 | 22.3756 | 17.1294 | 0 | 25.7395 | 19.5206 | 0 | 39.7191 | 52.3853 | 0 | 29.2017 | 36.1912 | 0 | 42.9895 | 77.4176 | 8.2622 | 4.1636 | 9.6644 | 18.5418 | 6.7882
44 | HeatP10 | HeatPump10 | HeatPump | 10 | 7.7/13 | 8.5/13 | HeatP10 | 0 | 0 | 391.1695 | 0 | 0 | 422.1973 | 0 | 0 | 636.3213 | 0 | 0 | 457.8606 | 0 | 0 | 677.0487 | 0 | 0 | 0 | 0 | 0
45 | HeatP11 | HeatPump11 | HeatPump | 11 | 7.7/13 | 9.0/14 | HeatP11 | 0 | 0 | 570.9848 | 0 | 0 | 616.1326 | 0 | 0 | 942.9342 | 0 | 0 | 678.6288 | 0 | 0 | 997.9358 | 217.661 | 133.5596 | 194.2409 | 306.3677 | 146.5912
46 | HeatP12 | HeatPump12 | HeatPump | 12 | 7.7/13 | 8.2/13 | HeatP12 | 0 | 0 | 272.7545 | 0 | 0 | 294.4838 | 0 | 0 | 434.4054 | 0 | 0 | 312.4766 | 0 | 0 | 465.7329 | 0 | 0 | 0 | 0 | 0
47 | HPCnt10 | HPCntrls10 | HPCntrls | 10 | Standard | PTCS | HPCnt10 | 0 | 0 | 433.2479 | 0 | 0 | 493.6706 | 0 | 0 | 1955.7769 | 0 | 0 | 1253.5526 | 0 | 0 | 2896.7431 | -11.4823 | -5.1145 | 0.18938 | -0.76287 | -2.7627
Savings Per Sq. Ft.
Weighted to Avg House Size
& Weighted to Avg Heating System (& cooling system)
[8 empty] | Heating |  |  |  |  | Cooling
[8 empty] | pdx | sea | spk | bos | kal | pdx | sea | spk | bos | kal
2 | Walls10 | Walls10 | Walls | 10 | R-0 | R-11 | Walls10 | 1.1384 | 1.2465 | 1.8694 | 1.4716 | 2.2192 | -0.0022119 | -0.0034786 | -0.00010042 | 0.0021294 | -0.0012184
3 | BGWal10 | BGWalls10 | BGWalls | 10 | R-0 | R-11 | BGWal10 | 0 | 0 | 0 | 0 | 0 | 0 | 0 | 0 | 0 | 0
4 | Floor10 | Floors10 | Floors | 10 | R-0 | R-19 | Floor10 | 0.53939 | 0.59398 | 0.76587 | 0.61721 | 0.87781 | -0.0092855 | -0.0086542 | -0.0083736 | -0.0089552 | -0.0083155
5 | Floor11 | Floors11 | Floors | 11 | R-0 | R-25 | Floor11 | 0.61808 | 0.68095 | 0.8796 | 0.70811 | 1.0079 | -0.010743 | -0.010024 | -0.0097147 | -0.010391 | -0.0096653
6 | Floor12 | Floors12 | Floors | 12 | R-0 | R-30 | Floor12 | 0.70087 | 0.77261 | 0.99983 | 0.80405 | 1.1456 | -0.01231 | -0.011498 | -0.01116 | -0.011944 | -0.011129
7 | Floor13 | Floors13 | Floors | 13 | R-0 | R-38 | Floor13 | 0.72287 | 0.79699 | 1.0319 | 0.82961 | 1.1823 | -0.012732 | -0.011895 | -0.011551 | -0.012364 | -0.011525
8 | Floor14 | Floors14 | Floors | 14 | R-19 | R-25 | Floor14 | 0.078685 | 0.086968 | 0.11374 | 0.090895 | 0.13007 | -0.0014579 | -0.0013695 | -0.0013411 | -0.0014361 | -0.0013498
9 | Floor15 | Floors15 | Floors | 15 | R-19 | R-30 | Floor15 | 0.16148 | 0.17863 | 0.23397 | 0.18683 | 0.26775 | -0.0030245 | -0.0028435 | -0.0027863 | -0.002989 | -0.0028132
10 | Floor16 | Floors16 | Floors | 16 | R-19 | R-38 | Floor16 | 0.18348 | 0.20301 | 0.26603 | 0.21239 | 0.30448 | -0.0034469 | -0.0032406 | -0.0031771 | -0.003409 | -0.0032091
11 | Floor17 | Floors17 | Floors | 17 | R-11 | R-30 | Floor17 | 1.5723 | 1.7342 | 2.2002 | 1.785 | 2.525 | -0.025117 | -0.0231 | -0.022211 | -0.023783 | -0.021854
12 | Floor18 | Floors18 | Floors | 18 | R-0 | R-19 | Floor18 | 0.53939 | 0.59398 | 0.76587 | 0.61721 | 0.87781 | -0.0092855 | -0.0086542 | -0.0083736 | -0.0089552 | -0.0083155
13 | Ceili10 | Ceiling10 | Ceiling | 10 | R-0 | R-19 | Ceili10 | 0.43938 | 0.51793 | 0.49096 | 0.40951 | 0.42665 | 0.0073419 | 0.0046788 | 0.009274 | 0.014413 | 0.0080849
14 | Ceili11 | Ceiling11 | Ceiling | 11 | R-0 | R-38 | Ceili11 | 0.59807 | 0.70521 | 0.67029 | 0.55686 | 0.58245 | 0.010065 | 0.0063709 | 0.012717 | 0.019804 | 0.011076
15 | Ceili12 | Ceiling12 | Ceiling | 12 | R-0 | R-49 | Ceili12 | 0.63482 | 0.74864 | 0.71195 | 0.59098 | 0.6187 | 0.010702 | 0.0067634 | 0.013525 | 0.021069 | 0.011776
16 | Ceili13 | Ceiling13 | Ceiling | 13 | R-30 | R-38 | Ceili13 | 0.043663 | 0.051541 | 0.049426 | 0.040537 | 0.042991 | 0.00075335 | 0.00046564 | 0.00095405 | 0.001495 | 0.00082753
17 | Ceili14 | Ceiling14 | Ceiling | 14 | R-30 | R-49 | Ceili14 | 0.080415 | 0.094962 | 0.091092 | 0.074662 | 0.079244 | 0.0013904 | 0.00085822 | 0.0017618 | 0.0027606 | 0.0015277
18 | Ceili15 | Ceiling15 | Ceiling | 15 | R-19 | R-30 | Ceili15 | 0.11502 | 0.13574 | 0.1299 | 0.10681 | 0.11281 | 0.0019693 | 0.0012264 | 0.0024894 | 0.0038954 | 0.0021631
19 | Ceili16 | Ceiling16 | Ceiling | 16 | R-19 | R-38 | Ceili16 | 0.15869 | 0.18728 | 0.17933 | 0.14734 | 0.1558 | 0.0027227 | 0.0016921 | 0.0034435 | 0.0053904 | 0.0029906
20 | Ceili17 | Ceiling17 | Ceiling | 17 | R-19 | R-49 | Ceili17 | 0.19544 | 0.2307 | 0.22099 | 0.18147 | 0.19205 | 0.0033597 | 0.0020846 | 0.0042512 | 0.006656 | 0.0036907
21 | Ceili18 | Ceiling18 | Ceiling | 18 | R-38 | R-49 | Ceili18 | 0.036753 | 0.043421 | 0.041666 | 0.034125 | 0.036253 | 0.00063703 | 0.00039258 | 0.00080773 | 0.0012656 | 0.00070014
22 | Windo10 | Windows10 | Windows | 10 | Class 85 | Class 35 | Windo10 | -6.4184 | -7.0769 | -11.0809 | -8.2083 | -13.6251 | -0.10362 | -0.071046 | -0.11957 | -0.17742 | -0.093561
23 | Windo11 | Windows11 | Windows | 11 | Class 85 | Class 30 | Windo11 | -5.2688 | -5.8161 | -9.1694 | -6.7281 | -11.3484 | -0.10332 | -0.072682 | -0.11685 | -0.17124 | -0.092554
24 | Windo12 | Windows12 | Windows | 12 | Class 85 | Class 25 | Windo12 | 0 | 0 | 0 | 0 | 0 | 0 | 0 | 0 | 0 | 0
25 | Windo13 | Windows13 | Windows | 13 | Class 85 | Class 20 | Windo13 | -3.1397 | -3.4723 | -5.5722 | -3.983 | -7.021 | -0.097751 | -0.071972 | -0.1062 | -0.15202 | -0.086309
26 | Windo14 | Windows14 | Windows | 14 | Class 85 | Class 15 | Windo14 | -1.8902 | -2.099 | -3.4369 | -2.3352 | -4.4508 | -0.10614 | -0.081584 | -0.1115 | -0.1561 | -0.092933
27 | Windo15 | Windows15 | Windows | 15 | Class 50 | Class 35 | Windo15 | 1.0861 | 1.256 | 2.0081 | 1.189 | 2.7722 | 0.16649 | 0.13902 | 0.17633 | 0.2323 | 0.15374
28 | Windo16 | Windows16 | Windows | 16 | Class 50 | Class 30 | Windo16 | 2.2356 | 2.5168 | 3.9196 | 2.6692 | 5.0489 | 0.16679 | 0.13739 | 0.17905 | 0.23848 | 0.15474
29 | Windo17 | Windows17 | Windows | 17 | Class 50 | Class 25 | Windo17 | 7.5044 | 8.3329 | 13.089 | 9.3973 | 16.3973 | 0.27011 | 0.21007 | 0.2959 | 0.40972 | 0.2473
30 | Windo18 | Windows18 | Windows | 18 | Class 50 | Class 20 | Windo18 | 4.3647 | 4.8606 | 7.5169 | 5.4143 | 9.3762 | 0.17236 | 0.1381 | 0.1897 | 0.2577 | 0.16099
31 | Windo19 | Windows19 | Windows | 19 | Class 35 | Class 22 | Windo19 | 2.8206 | 3.0986 | 4.7304 | 3.6302 | 5.6638 | 0.0052883 | -0.00053201 | 0.011636 | 0.02198 | 0.0064535
32 | Windo20 | Windows20 | Windows | 20 | Single Pane | Class 22 | Windo20 | 21.0787 | 23.0548 | 34.0629 | 26.8743 | 40.7866 | 0.10647 | 0.06209 | 0.14325 | 0.21616 | 0.11295
33 | Windo21 | Windows21 | Windows | 21 | Double Pane | Class 22 | Windo21 | 12.3092 | 13.5114 | 20.3348 | 15.6276 | 24.6367 | 0.15609 | 0.11321 | 0.18442 | 0.26176 | 0.15216
34 | Windo22 | Windows22 | Windows | 22 | Single Pane | Class 30 | Windo22 | 19.4077 | 21.217 | 31.244 | 24.7243 | 37.3995 | 0.10149 | 0.060985 | 0.13433 | 0.20036 | 0.1075
35 | Windo23 | Windows23 | Windows | 23 | Double Pane | Class 30 | Windo23 | 10.6382 | 11.6736 | 17.516 | 13.4776 | 21.2495 | 0.15111 | 0.1121 | 0.17551 | 0.24596 | 0.14671
36 | Windo24 | Windows24 | Windows | 24 | Class 35 | Class 30 | Windo24 | 1.1496 | 1.2608 | 1.9115 | 1.4802 | 2.2767 | 0.00030202 | -0.0016364 | 0.0027184 | 0.0061832 | 0.0010063
37 | Infil10 | Infiltration10 | Infiltration | 10 | 0.45 ACHn | 0.35 ACHn | Infil10 | 0 | 0 | 0 | 0 | 0 | 0 | 0 | 0 | 0 | 0
38 | Infil11 | Infiltration11 | Infiltration | 11 | 0.45 ACHn | 0.20 ACHn | Infil11 | 0 | 0 | 0 | 0 | 0 | 0 | 0 | 0 | 0 | 0
39 | Infil12 | Infiltration12 | Infiltration | 12 | 0.35 ACHn | 0.20 ACHn | Infil12 | 0 | 0 | 0 | 0 | 0 | 0 | 0 | 0 | 0 | 0
40 | DuctT10 | DuctTightness10 | DuctTightness | 10 | Std-crawl | PTCS-crawl | DuctT10 | 488.2496 | 562.8117 | 1591.9158 | 1049.5382 | 2315.1064 | 33.0056 | 15.5219 | 38.9801 | 81.0916 | 26.7847
41 | DuctI10 | DuctInsulation10 | DuctInsulation | 10 | R-0 | R-4.2 | DuctI10 | 54.6308 | 62.9687 | 115.1703 | 82.9443 | 141.8924 | 2.1329 | 1.0868 | 2.5315 | 4.6896 | 1.7958
42 | DuctI11 | DuctInsulation11 | DuctInsulation | 11 | R-0 | R-11 | DuctI11 | 75.1555 | 86.5142 | 159.3581 | 114.612 | 197.0284 | 2.9564 | 1.5018 | 3.4948 | 6.5376 | 2.4724
43 | DuctI12 | DuctInsulation12 | DuctInsulation | 12 | R-4.2 | R-11 | DuctI12 | 20.5247 | 23.5454 | 44.1878 | 31.6677 | 55.136 | 0.82348 | 0.41499 | 0.96324 | 1.848 | 0.67657
44 | HeatP10 | HeatPump10 | HeatPump | 10 | 7.7/13 | 8.5/13 | HeatP10 | 391.1695 | 422.1973 | 636.3213 | 457.8606 | 677.0487 | 0 | 0 | 0 | 0 | 0
45 | HeatP11 | HeatPump11 | HeatPump | 11 | 7.7/13 | 9.0/14 | HeatP11 | 570.9848 | 616.1326 | 942.9342 | 678.6288 | 997.9358 | 217.661 | 133.5596 | 194.2409 | 306.3677 | 146.5912
46 | HeatP12 | HeatPump12 | HeatPump | 12 | 7.7/13 | 8.2/13 | HeatP12 | 272.7545 | 294.4838 | 434.4054 | 312.4766 | 465.7329 | 0 | 0 | 0 | 0 | 0
47 | HPCnt10 | HPCntrls10 | HPCntrls | 10 | Standard | PTCS | HPCnt10 | 433.2479 | 493.6706 | 1955.7769 | 1253.5526 | 2896.7431 | -11.4823 | -5.1145 | 0.18938 | -0.76287 | -2.7627
Note on K6: Adam Hadley, PE: Don't copy all the way down
Note on N6: Adam Hadley, PE: Don't copy all the way down
Note on Q6: Adam Hadley, PE: Don't copy all the way down
Note on T6: Adam Hadley, PE: Don't copy all the way down
Note on W6: Adam Hadley, PE: Don't copy all the way down
Note on Z6: Adam Hadley, PE: Don't copy all the way down
Note on AC6: Adam Hadley, PE: Don't copy all the way down
Note on AF6: Adam Hadley, PE: Don't copy all the way down
Note on AI6: Adam Hadley, PE: Don't copy all the way down
Note on AL6: Adam Hadley, PE: Don't copy all the way down
Note on AO6: Adam Hadley, PE: Don't copy all the way down
Note on AR6: Adam Hadley, PE: Don't copy all the way down
Note on AU6: Adam Hadley, PE: Don't copy all the way down
Note on AX6: Adam Hadley, PE: Don't copy all the way down
Note on BA6: Adam Hadley, PE: Don't copy all the way down
Note on BD6: Adam Hadley, PE: Don't copy all the way down
Note on BG6: Adam Hadley, PE: Don't copy all the way down
Note on BJ6: Adam Hadley, PE: Don't copy all the way down
Note on BM6: Adam Hadley, PE: Don't copy all the way down
Note on BP6: Adam Hadley, PE: Don't copy all the way down
Note on BS6: Adam Hadley, PE: Don't copy all the way down
Note on BV6: Adam Hadley, PE: Don't copy all the way down
Note on BY6: Adam Hadley, PE: Don't copy all the way down
Note on CB6: Adam Hadley, PE: Don't copy all the way down
Note on CE6: Adam Hadley, PE: Don't copy all the way down
Note on CH6: Adam Hadley, PE: Don't copy all the way down
Note on CK6: Adam Hadley, PE: Don't copy all the way down
Note on CN6: Adam Hadley, PE: Don't copy all the way down
Note on CQ6: Adam Hadley, PE: Don't copy all the way down
Note on CT6: Adam Hadley, PE: Don't copy all the way down
Note on K48: Adam Hadley, PE: =IF(K$5="pre",hpmid5bytype("Standard",VLOOKUP($F48,HPinputs,hspfMid,FALSE), VLOOKUP($F48,HPinputs,hspfLow,FALSE),VLOOKUP($F48,HPinputs,hspfHigh,FALSE),VLOOKUP(K$3&K$2&"hLa"&$B48&K$5,SEEMOutput,11,FALSE),VLOOKUP(K$3&K$2&"hLb"&$B48&K$5,SEEMOutput,11,FALSE),VLOOKUP(K$3&K$2&"hLc"&$B48&K$5,SEEMOutput,11,FALSE), VLOOKUP(K$3&K$2&"hLd"&$B48&K$5,SEEMOutput,11,FALSE), VLOOKUP(K$3&K$2&"hLe"&$B48&K$5,SEEMOutput,11,FALSE),VLOOKUP(K$3&K$2&"hHa"&$B48&K$5,SEEMOutput,11,FALSE),VLOOKUP(K$3&K$2&"hHb"&$B48&K$5,SEEMOutput,11,FALSE),VLOOKUP(K$3&K$2&"hHc"&$B48&K$5,SEEMOutput,11,FALSE), VLOOKUP(K$3&K$2&"hHd"&$B48&K$5,SEEMOutput,11,FALSE), VLOOKUP(K$3&K$2&"hHe"&$B48&K$5,SEEMOutput,11,FALSE)),IF(K$5="pst",hpmid5bytype("Standard",VLOOKUP($G48,HPinputs,hspfMid,FALSE), VLOOKUP($G48,HPinputs,hspfLow,FALSE),VLOOKUP($G48,HPinputs,hspfHigh,FALSE),VLOOKUP(K$3&K$2&"hLa"&$B48&K$5,SEEMOutput,11,FALSE),VLOOKUP(K$3&K$2&"hLb"&$B48&K$5,SEEMOutput,11,FALSE),VLOOKUP(K$3&K$2&"hLc"&$B48&K$5,SEEMOutput,11,FALSE), VLOOKUP(K$3&K$2&"hLd"&$B48&K$5,SEEMOutput,11,FALSE), VLOOKUP(K$3&K$2&"hLe"&$B48&K$5,SEEMOutput,11,FALSE),VLOOKUP(K$3&K$2&"hHa"&$B48&K$5,SEEMOutput,11,FALSE),VLOOKUP(K$3&K$2&"hHb"&$B48&K$5,SEEMOutput,11,FALSE),VLOOKUP(K$3&K$2&"hHc"&$B48&K$5,SEEMOutput,11,FALSE), VLOOKUP(K$3&K$2&"hHd"&$B48&K$5,SEEMOutput,11,FALSE), VLOOKUP(K$3&K$2&"hHe"&$B48&K$5,SEEMOutput,11,FALSE)),"error"))
Note on CU48: Adam Hadley, PE: =IF(CU$5="pre",IF($F48="7.7/13",VLOOKUP(CU$3&CU$2&"hHa"&$B48&CU$5,SEEMOutput,17,FALSE),IF(OR($F48="8.5/13",$F48="8.2/13"),VLOOKUP(CU$3&CU$2&"hLa"&$B48&CU$5,SEEMOutput,17,FALSE),IF($F48="9.0/14",VLOOKUP(CU$3&CU$2&"hHa"&$B48&CU$5,SEEMOutput,17,FALSE)*Constants!$I$168,"error"))),IF(CU$5="pst",IF($G48="7.7/13",VLOOKUP(CU$3&CU$2&"hHa"&$B48&CU$5,SEEMOutput,17,FALSE),IF(OR($G48="8.5/13",$G48="8.2/13"),VLOOKUP(CU$3&CU$2&"hLa"&$B48&CU$5,SEEMOutput,17,FALSE),IF($G48="9.0/14",VLOOKUP(CU$3&CU$2&"hHa"&$B48&CU$5,SEEMOutput,17,FALSE)*Constants!$I$168,"error"))),"error2"))
Note on K51: Adam Hadley, PE: =IF(K$5="pre",N48,IF(K$5="pst",hpmid5bytype($G51,VLOOKUP(HSPFseer,HPinputs,hspfMid,FALSE), VLOOKUP(HSPFseer,HPinputs,hspfLow,FALSE),VLOOKUP(HSPFseer,HPinputs,hspfHigh,FALSE),VLOOKUP(K$3&K$2&"hLaCEcase",SEEMOutput,11,FALSE),VLOOKUP(K$3&K$2&"hLbCEcase",SEEMOutput,11,FALSE),VLOOKUP(K$3&K$2&"hLcCEcase",SEEMOutput,11,FALSE), VLOOKUP(K$3&K$2&"hLdCEcase",SEEMOutput,11,FALSE), VLOOKUP(K$3&K$2&"hLeCEcase",SEEMOutput,11,FALSE),VLOOKUP(K$3&K$2&"hHaCEcase",SEEMOutput,11,FALSE),VLOOKUP(K$3&K$2&"hHbCEcase",SEEMOutput,11,FALSE),VLOOKUP(K$3&K$2&"hHcCEcase",SEEMOutput,11,FALSE), VLOOKUP(K$3&K$2&"hHdCEcase",SEEMOutput,11,FALSE), VLOOKUP(K$3&K$2&"hHeCEcase",SEEMOutput,11,FALSE)),"error"))
Note on CV51: Adam Hadley: =IF(HSPFseer="7.7/13",VLOOKUP(CV$3&CV$2&"hHaCEcase",SEEMOutput,17,FALSE),IF(HSPFseer="8.5/13",VLOOKUP(CV$3&CV$2&"hLaCEcase",SEEMOutput,17,FALSE),IF(HSPFseer="9.0/14",VLOOKUP(CV$3&CV$2&"hHaCEcase",SEEMOutput,17,FALSE)*Constants!J212,"error")))

## inputWeightings
From RTF workbook : ResWXMF_v2_2
Prototype |  | Weighting | Duct Tightness & Insulation | BGWall Insulation | Heat Pump | Floors
1500 | Crawlspace | 15% | 15% | 0% | 45% | 17.65% | Crawlspace
1500 | Slab | 15% | 15% | 0% | 45% |  | Slab
1000 | Crawlspace | 70% | 70% | 100% | 10% | 82.35% | Crawlspace
| Average | 1150 | 1150 |  | 1450
Heating System Type | Weighting | Duct Tightness & Insulation | HP upgrade & controls
Zonal | 96.39% | 0% | 0%
FAF | 2.333% | 64.72% | 0%
Heat Pump | 1.272% | 35.28% | 100%
Cooling Systems
With | 9.645%
Without | 90.36%
Location Climate Data | Portland | Seattle | Spokane | Boise | Kalispell | Region
Heating Zone Weight Data
Heating Zone 1 | 20% | 50% | 15% | 15% | 0% | 100% | 4974.7
Heating Zone 2 | 0% | 0% | 85% | 10% | 5% | 100% | 6639.6
Heating Zone 3 | 0% | 0% | 0% | 0% | 100% | 100% | 7828
PNW Region | 20% | 40% | 15% | 20% | 5% | 100%
Portland | 100% | 0% | 0% | 0% | 0% | 100%
Seattle | 0% | 100% | 0% | 0% | 0% | 100%
Boise | 0% | 0% | 0% | 100% | 0% | 100%
Spokane | 0% | 0% | 100% | 0% | 0% | 100%
Kalispell | 0% | 0% | 0% | 0% | 100% | 100%
Heating Degree Days* | 4187 | 4641 | 6716 | 5396 | 7828
Location Climate Data | Portland | Seattle | Spokane | Boise | Kalispell | Region
Cooling Zone Weights
Cooling Zone 1 | 5% | 80% | 0% | 0% | 15% | 100% | 139.8
Cooling Zone 2 | 35% | 0% | 55% | 10% | 0% | 100% | 391.6
Cooling Zone 3 | 0% | 0% | 0% | 100% | 0% | 100% | 756
PNW Region | 35% | 25% | 20% | 15% | 5% | 100%
Portland | 100% |  |  |  |  | 100%
Seattle |  | 100% |  |  |  | 100%
Boise |  |  |  | 100% |  | 100%
Spokane |  |  | 100% |  |  | 100%
Kalispell |  |  |  |  | 100% | 100%
Cooling Degree Hours* | 367 | 128 | 341 | 756 | 127
Note on C2: Tina Jayaweera: % of homes fitting in prototype

## Costs
Using Costs from SIW, or ETO MF Insulation Costs (per original RTF work)
Multi Family Weatherization - Insulate Walls - R-0 to R-11 | 1.0355 | 11 | 0
Multi Family Weatherization - Insulate Floors - R-0 to R-19 | 0.918 | 19 | 0
Multi Family Weatherization - Insulate Floors - R-0 to R-30 | 0.98245 | 30 | 0
Multi Family Weatherization - Insulate Floors - R-19 to R-30 | 0.64785 | 30 | 19 | Highlighted cells are using old ETO Insulation Costs. However, these measures don't make it to final SC input, so are not adjusted
Multi Family Weatherization - Insulate Attic - R-0 to R-19 | 0.54915 | 19 | 0
Multi Family Weatherization - Insulate Attic - R-0 to R-38 | 0.73247 | 38 | 0
Multi Family Weatherization - Insulate Attic - R-0 to R-49 | 0.83088 | 49 | 0
Multi Family Weatherization - Insulate Attic - R-30 to R-38 | 0.24736 | 38 | 30 | Highlighted cells are using old ETO Insulation Costs. However, these measures don't make it to final SC input, so are not adjusted
Multi Family Weatherization - Insulate Attic - R-30 to R-49 | 0.58749 | 49 | 30 | Highlighted cells are using old ETO Insulation Costs. However, these measures don't make it to final SC input, so are not adjusted
Multi Family Weatherization - Insulate Attic - R-38 to R-49 | 0.34013 | 49 | 38 | Highlighted cells are using old ETO Insulation Costs. However, these measures don't make it to final SC input, so are not adjusted
Multi Family Weatherization - Insulate Attic - R-19 to R-30 | 0.47402 | 30 | 19
Multi Family Weatherization - Insulate Attic - R-19 to R-38 | 0.55284 | 38 | 19
Multi Family Weatherization - Insulate Attic - R-19 to R-49 | 0.65683 | 49 | 19
Windows - Single Pane to Class 22 | 23.2695
Windows - Double Pane to Class 22 | 23.2695
Windows - Single Pane to Class 30 | 17.8101
Windows - Double Pane to Class 30 | 17.8101
Windows - Class 35 to Class 30 | 1.829
Windows - Class 35 to Class 22 | 7.2884

## SIW Costs
These data are from the Standard Information Workbook v2_2
MF Insulation |  | If no cost data for insulation level, using RTF methodology of applying factor to SF costs
Results: | (In 2012 Dollars) | Factor: | 67% | (from MF Insulation in SIW, cell P73)
SF Insulation
Measure | $/SF | Measure | $/SF | Adjusted
Attic R-15 To R-38 | 0.59065 | ATTIC R0 - R19 | 0.81962 | 0.54915
Attic R-11 To R-38 | 0.62847 | ATTIC R19 - R30 | 0.70749 | 0.47402
Attic R-19 To R-38 | 0.55284 | ATTIC R0 - R49 | 1.2401 | 0.83088
Attic R-0 To R-25 | 0.37321
Attic R-0 To R-38 | 0.73247
Attic R-0 To R-42 | 0.77028
Attic R-11 To R-49 | 0.73247
Attic R-11 To R-22 | 0.47721
Attic R-0 To R-13 | 0.37321
Attic R-19 To R-49 | 0.65683
Floor R-0 To R-30 | 0.98245
Floor R-0 To R-25 | 0.95315
Floor R-0 To R-21 | 0.92972
Floor R-11 To R-30 | 0.918
Floor R-0 To R-19 | 0.918
Wall R-0 To R-13 | 1.0627
Wall R-0 To R-11 | 1.0355
Wall R-0 To R-15 | 1.09
MF Window
Measure | Cost ($)/sf
Windows - Upgrade to Class 22 | 23.2695
Windows - Upgrade to Class 30 | 17.8101
Windows - Class 35 to Class 30 | 1.829
Windows - Class 35 to Class 22 | 7.2884

## ETO MF Insulation Cost
From RTF workbook : ResWXMF_v2_2, circa 2010
PROGRAMCODE | MEASURECODE | MEASUREDESC | MEASUREID | RECOGNIZEDT | KWHANNUAL | THERMANNUAL | ETOINCENTIVE | COSTINSTALL | SQ_FT | Cost/Sq Ft | BEGIN_R | END_R | Cost/SF/R
MHS | MFINSCEILE | MF Ceiling/Attic Insulation, R-0 to R-18 existing to R-38, Ele H | M00000267999 | 2007-04-26 | 61135 | 0 | 3268.5 | 13074 | 13074 | 1 | 0 | 38 | 0.026316
MHS | MFINSCEILE | MF Ceiling/Attic Insulation, R-0 to R-18 existing to R-38, Ele H | M00000268008 | 2007-04-26 | 13208 | 0 | 3395.75 | 17014 | 13583 | 1.2526 | 11 | 38 | 0.046392
MHS | MFINSCEILE | MF Ceiling/Attic Insulation, R-0 to R-18 existing to R-38, Ele H | M00000272198 | 2007-05-17 | 5704 | 0 | 902.5 | 2902 | 3610 | 0.80388 | 2 | 38 | 0.02233
MHS | MFINSCEILE | MF Ceiling/Attic Insulation, R-0 to R-18 existing to R-38, Ele H | M00000282970 | 2007-07-19 | 35591 | 0 | 1902.75 | 9082 | 7611 | 1.1933 | 0 | 38 | 0.031402
MHS | MFINSCEILE | MF Ceiling/Attic Insulation, R-0 to R-18 existing to R-38, Ele H | M00000291043 | 2007-08-23 | 8192 | 0 | 2100 | 6580 | 8400 | 0.78333 | 11 | 38 | 0.029012
MHS | MFINSCEILE | MF Ceiling/Attic Insulation, R-0 to R-18 existing to R-38, Ele H | M00000300596 | 2007-11-21 | 37129 | 0 | 2000 | 4400 | 8000 | 0.55 | 0 | 38 | 0.014474
MHS | MFINSCEILE | MF Ceiling/Attic Insulation, R-0 to R-18 existing to R-38, Ele H | M00000300610 | 2007-09-28 | 3394 | 0 | 872.25 | 5624.25 | 3489 | 1.612 | 15 | 38 | 0.070087
MHS | MFINSCEILE | MF Ceiling/Attic Insulation, R-0 to R-18 existing to R-38, Ele H | M00000301611 | 2007-09-28 | 12962 | 0 | 2050.75 | 6253 | 8203 | 0.76228 | 0 | 25 | 0.030491
MHS | MFINSCEILE | MF Ceiling/Attic Insulation, R-0 to R-18 existing to R-38, Ele H | M00000301995 | 2007-10-04 | 19604 | 0 | 5040 | 9269 | 20160 | 0.45977 | 12 | 38 | 0.017684
MHS | MFINSCEILE | MF Ceiling/Attic Insulation, R-0 to R-18 existing to R-38, Ele H | M00000303827 | 2007-10-11 | 13431 | 0 | 2125 | 9147.69 | 8500 | 1.0762 | 0 | 30 | 0.035873
MHS | MFINSCEILE | MF Ceiling/Attic Insulation, R-0 to R-18 existing to R-38, Ele H | M00000303833 | 2007-10-11 | 18942 | 0 | 2997 | 13066.49 | 11988 | 1.09 | 0 | 38 | 0.028683
MHS | MFINSCEILE | MF Ceiling/Attic Insulation, R-0 to R-18 existing to R-38, Ele H | M00000309425 | 2007-11-09 | 59153 | 0 | 3332.5 | 8390.97 | 13330 | 0.62948 | 0 | 38 | 0.016565
MHS | MFINSCEILE | MF Ceiling/Attic Insulation, R-0 to R-18 existing to R-38, Ele H | M00000310232 | 2007-11-01 | 5470 | 0 | 1406.25 | 2945 | 5625 | 0.52356 | 15 | 38 | 0.022763
MHS | MFINSCEILE | MF Ceiling/Attic Insulation, R-0 to R-18 existing to R-38, Ele H | M00000314637 | 2007-11-21 | 9724 | 0 | 1538.5 | 6620 | 6154 | 1.0757 | 8 | 38 | 0.035857
MHS | MFINSCEILE | MF Ceiling/Attic Insulation, R-0 to R-18 existing to R-38, Ele H | M00000314813 | 2007-11-21 | 2237 | 0 | 575 | 1495 | 2300 | 0.65 | 11 | 38 | 0.024074
MHS | MFINSCEILE | MF Ceiling/Attic Insulation, R-0 to R-18 existing to R-38, Ele H | M00000321029 | 2007-12-13 | 13226 | 0 | 2092.5 | 4197 | 8370 | 0.50143 | 8 | 38 | 0.016714
MHS | MFINSCEILE | MF Ceiling/Attic Insulation, R-0 to R-18 existing to R-38, Ele H | M00000321084 | 2007-12-13 | 27977 | 0 | 7192.75 | 17050 | 28771 | 0.59261 | 15 | 38 | 0.025766
MHS | MFINSCEILE | MF Ceiling/Attic Insulation, R-0 to R-18 existing to R-38, Ele H | M00000321869 | 2007-12-13 | 10282 | 0 | 1626.75 | 8806 | 6507 | 1.3533 | 15 | 38 | 0.05884
MHS | MFINSCEILE | MF Ceiling/Attic Insulation, R-0 to R-18 existing to R-38, Ele H | M00000324240 | 2007-12-27 | 6097 | 0 | 1567.5 | 8709.77 | 6270 | 1.3891 | 11 | 38 | 0.051449
MHS | MFINSCEILE | MF Ceiling/Attic Insulation, R-0 to R-18 existing to R-38, Ele H | M00000325997 | 2007-12-27 | 5348 | 0 | 1375 | 109.12 | 5500 | 0.01984 | 11 | 38 | 0.00073481
MHS | MFINSCEILE | MF Ceiling/Attic Insulation, R-0 to R-18 existing to R-38, Ele H | M00000326010 | 2007-12-27 | 6321 | 0 | 1625 | 2410 | 6500 | 0.37077 | 13 | 38 | 0.014831
MHS | MFINSCEILE | MF Ceiling/Attic Insulation, R-0 to R-18 existing to R-38, Ele H | M00000326022 | 2007-12-31 | 6053 | 0 | 1556.25 | 5100 | 6225 | 0.81928 | 11 | 38 | 0.030344
MHS | MFINSCEILE | MF Ceiling/Attic Insulation, R-0 to R-18 existing to R-38, Ele H | M00000327809 | 2007-12-31 | 5689 | 0 | 900 | 3240 | 3600 | 0.9 | 8 | 38 | 0.03
MHS | MFINSCEILE | MF Ceiling/Attic Insulation, R-0 to R-18 existing to R-38, Ele H | M00000328112 | 2007-12-31 | 3792 | 0 | 600 | 12242.56 | 2400 | 5.1011 | 8 | 38 | 0.17004
MHS | MFINSCEILE | MF Ceiling/Attic Insulation, R-0 to R-18 existing to R-38, Ele H | M00000328114 | 2007-12-31 | 3556 | 0 | 562.5 | 11477.4 | 2250 | 5.1011 | 8 | 38 | 0.17004
MHS | MFINSCEILE | MF Ceiling/Attic Insulation, R-0 to R-18 existing to R-38, Ele H | M00000328118 | 2007-12-31 | 4266 | 0 | 675 | 13772.88 | 2700 | 5.1011 | 8 | 38 | 0.17004
MHS | MFINSCEILE | MF Ceiling/Attic Insulation, R-0 to R-18 existing to R-38, Ele H | M00000328122 | 2007-12-31 | 3792 | 0 | 600 | 12242.56 | 2400 | 5.1011 | 8 | 38 | 0.17004
MHS | MFINSCEILE | MF Ceiling/Attic Insulation, R-0 to R-18 existing to R-38, Ele H | M00000328126 | 2007-12-31 | 4266 | 0 | 675 | 13772.88 | 2700 | 5.1011 | 8 | 38 | 0.17004
MHS | MFINSCEILE | MF Ceiling/Attic Insulation, R-0 to R-18 existing to R-38, Ele H | M00000328130 | 2007-12-31 | 4030 | 0 | 637.5 | 13007.72 | 2550 | 5.1011 | 8 | 38 | 0.17004
MHS | MFINSCEILE | MF Ceiling/Attic Insulation, R-0 to R-18 existing to R-38, Ele H | M00000328134 | 2007-12-31 | 6400 | 0 | 1012.5 | 20659.32 | 4050 | 5.1011 | 8 | 38 | 0.17004
MHS | MFINSCEILE | MF Ceiling/Attic Insulation, R-0 to R-18 existing to R-38, Ele H | M00000330691 | 2007-12-31 | 14680 | 0 | 2322.5 | 5805.15 | 9290 | 0.62488 | 8 | 38 | 0.020829
MHS | MFINSCEILE | MF Ceiling/Attic Insulation, R-0 to R-18 existing to R-38, Ele H | M00000331430 | 2007-12-31 | 2705 | 0 | 775 | 4500 | 3100 | 1.4516 | 13 | 38 | 0.058065
MHS | MFINSCEILE | MF Ceiling/Attic Insulation, R-0 to R-18 existing to R-38, Ele H | M00000331478 | 2007-12-31 | 16628 | 0 | 4275 | 5775 | 17100 | 0.33772 | 15 | 38 | 0.014683
MHS | MFINSCEILE | MF Ceiling/Attic Insulation, R-0 to R-18 existing to R-38, Ele H | M00000331551 | 2007-12-31 | 12384 | 0 | 1959.25 | 4500 | 7837 | 0.5742 | 2 | 38 | 0.01595
MHS | MFINSCEILE | MF Ceiling/Attic Insulation, R-0 to R-18 existing to R-38, Ele H | M00000331574 | 2007-12-31 | 18921 | 0 | 466.5 | 2396.5 | 1866 | 1.2843 | 2 | 38 | 0.035675
MHS | MFINSCEILE | MF Ceiling/Attic Insulation, R-0 to R-18 existing to R-38, Ele H | M00000331715 | 2007-12-31 | 18117 | 0 | 2866.25 | 5445 | 11465 | 0.47492 | 8 | 38 | 0.015831
MHS | MFINSCEILE | MF Ceiling/Attic Insulation, R-0 to R-18 existing to R-38, Ele H | M00000333357 | 2007-12-31 | 18568 | 0 | 4773.75 | 8265 | 19095 | 0.43284 | 15 | 38 | 0.018819
MHS | MFINSCEILE | MF Ceiling/Attic Insulation, R-0 to R-18 existing to R-38, Ele H | M00000339674 | 2008-02-21 | 7706 | 0 | 1219 | 3231.58 | 4876 | 0.66275 | 8 | 38 | 0.022092
MHS | MFINSCEILE | MF Ceiling/Attic Insulation, R-0 to R-18 existing to R-38, Ele H | M00000349919 | 2008-03-27 | 8197 | 0 | 2107.5 | 6600 | 8430 | 0.78292 | 14 | 38 | 0.032622
MHS | MFINSCEILE | MF Ceiling/Attic Insulation, R-0 to R-18 existing to R-38, Ele H | M00000350112 | 2008-04-17 | 3744 | 0 | 962.5 | 2970 | 3850 | 0.77143 | 11 | 38 | 0.028571
MHS | MFINSCEILE | MF Ceiling/Attic Insulation, R-0 to R-18 existing to R-38, Ele H | M00000350246 | 2008-03-27 | 18472 | 0 | 2922.5 | 6995 | 11690 | 0.59837 | 8 | 38 | 0.019946
MHS | MFINSCEILE | MF Ceiling/Attic Insulation, R-0 to R-18 existing to R-38, Ele H | M00000356991 | 2008-04-30 | 5574 | 0 | 882 | 1774.58 | 3528 | 0.503 | 0 | 38 | 0.013237
MHS | MFINSCEILE | MF Ceiling/Attic Insulation, R-0 to R-18 existing to R-38, Ele H | M00000364710 | 2008-06-12 | 7367 | 0 | 1165.5 | 2095 | 4662 | 0.44938 | 10 | 38 | 0.016049
MHS | MFINSCEILE | MF Ceiling/Attic Insulation, R-0 to R-18 existing to R-38, Ele H | M00000371573 | 2008-06-26 | 35411 | 0 | 5602.5 | 11645 | 22410 | 0.51963 | 8 | 38 | 0.017321
MHS | MFINSCEILE | MF Ceiling/Attic Insulation, R-0 to R-18 existing to R-38, Ele H | M00000375608 | 2008-07-17 | 1373 | 0 | 800 | 1637 | 3200 | 0.51156 | 22 | 38 | 0.031973
MHS | MFINSCEILG | MF Ceiling/Attic Insulation, R-0 to R-18 existing to R-38, Gas H | M00000277131 | 2007-06-14 | 0 | 258.7 | 855 | 2214 | 3420 | 0.64737 | 7 | 38 | 0.020883
MHS | MFINSCEILG | MF Ceiling/Attic Insulation, R-0 to R-18 existing to R-38, Gas H | M00000307682 | 2007-10-25 | 0 | 52.65 | 655.5 | 2097 | 2622 | 0.79977 | 11 | 38 | 0.029621
MHS | MFINSCEILG | MF Ceiling/Attic Insulation, R-0 to R-18 existing to R-38, Gas H | M00000308314 | 2007-11-09 | 0 | 160.55 | 600 | 1700 | 2400 | 0.70833 | 8 | 38 | 0.023611
MHS | MFINSCEILG | MF Ceiling/Attic Insulation, R-0 to R-18 existing to R-38, Gas H | M00000327730 | 2007-12-31 | 0 | 38.35 | 408.75 | 688 | 1635 | 0.4208 | 15 | 38 | 0.018295
MHS | MFINSCEILG | MF Ceiling/Attic Insulation, R-0 to R-18 existing to R-38, Gas H | M00000328106 | 2008-03-06 | 0 | 1722.5 | 1308.75 | 2980 | 5235 | 0.56925 | 2 | 38 | 0.015812
MHS | MFINSCEILG | MF Ceiling/Attic Insulation, R-0 to R-18 existing to R-38, Gas H | M00000354989 | 2008-04-24 | 0 | 60.45 | 724 | 2295.4 | 2896 | 0.79261 | 11 | 38 | 0.029356
MHS | MFINSCEILG | MF Ceiling/Attic Insulation, R-0 to R-18 existing to R-38, Gas H | M00000356026 | 2008-04-30 | 0 | 15308.15 | 17419.5 | 35073.3 | 69678 | 0.50336 | 0 | 38 | 0.013246
MHS | MFINSCEILG | MF Ceiling/Attic Insulation, R-0 to R-18 existing to R-38, Gas H | M00000356036 | 2008-04-30 | 0 | 815.75 | 928 | 1867.12 | 3712 | 0.503 | 0 | 38 | 0.013237
MHS | MFINSCEILG | MF Ceiling/Attic Insulation, R-0 to R-18 existing to R-38, Gas H | M00000358013 | 2008-04-30 | 0 | 126.75 | 1031 | 3641 | 4124 | 0.88288 | 8 | 38 | 0.029429
MHS | MFINSCEILG | MF Ceiling/Attic Insulation, R-0 to R-18 existing to R-38, Gas H | M00000363790 | 2008-06-26 | 0 | 43.55 | 438.75 | 1318 | 1755 | 0.751 | 12 | 38 | 0.028885
MHS | MFINSCEILG | MF Ceiling/Attic Insulation, R-0 to R-18 existing to R-38, Gas H | M00000365376 | 2008-07-17 | 0 | 68.25 | 683.5 | 2420 | 2734 | 0.88515 | 11 | 38 | 0.032783
MHS | MFINSFLOORE | MF Floor Insulation, R-0 to R-11 existing to R-25, Ele Heat | M00000276113 | 2007-06-14 | 22400 | 0 | 4607.1 | 17395.2 | 10238 | 1.6991 | 0 | 25 | 0.067963
MHS | MFINSFLOORE | MF Floor Insulation, R-0 to R-11 existing to R-25, Ele Heat | M00000282961 | 2007-07-19 | 22034 | 0 | 4531.95 | 12812 | 10071 | 1.2722 | 0 | 25 | 0.050887
MHS | MFINSFLOORE | MF Floor Insulation, R-0 to R-11 existing to R-25, Ele Heat | M00000282969 | 2007-07-19 | 8325 | 0 | 1712.25 | 6181 | 3805 | 1.6244 | 0 | 25 | 0.064978
MHS | MFINSFLOORE | MF Floor Insulation, R-0 to R-11 existing to R-25, Ele Heat | M00000291046 | 2007-08-23 | 9395 | 0 | 1890 | 5544 | 4200 | 1.32 | 0 | 25 | 0.0528
MHS | MFINSFLOORE | MF Floor Insulation, R-0 to R-11 existing to R-25, Ele Heat | M00000299124 | 2007-09-20 | 13729 | 0 | 2823.75 | 9620 | 6275 | 1.5331 | 0 | 25 | 0.061323
MHS | MFINSFLOORE | MF Floor Insulation, R-0 to R-11 existing to R-25, Ele Heat | M00000300597 | 2007-11-21 | 18087 | 0 | 3600 | 2570 | 8000 | 0.32125 | 0 | 25 | 0.01285
MHS | MFINSFLOORE | MF Floor Insulation, R-0 to R-11 existing to R-25, Ele Heat | M00000300601 | 2007-10-04 | 9026 | 0 | 1856.25 | 1110 | 4125 | 0.26909 | 0 | 19 | 0.014163
MHS | MFINSFLOORE | MF Floor Insulation, R-0 to R-11 existing to R-25, Ele Heat | M00000300611 | 2007-09-28 | 7633 | 0 | 1570.05 | 4800 | 3489 | 1.3758 | 0 | 25 | 0.05503
MHS | MFINSFLOORE | MF Floor Insulation, R-0 to R-11 existing to R-25, Ele Heat | M00000301612 | 2007-09-28 | 16187 | 0 | 3329.1 | 12925 | 7398 | 1.7471 | 0 | 25 | 0.069884
MHS | MFINSFLOORE | MF Floor Insulation, R-0 to R-11 existing to R-25, Ele Heat | M00000301996 | 2007-10-04 | 44108 | 0 | 9072 | 13500 | 20160 | 0.66964 | 0 | 19 | 0.035244
MHS | MFINSFLOORE | MF Floor Insulation, R-0 to R-11 existing to R-25, Ele Heat | M00000303825 | 2007-10-11 | 13009 | 0 | 2675.7 | 8078 | 5946 | 1.3586 | 0 | 25 | 0.054342
MHS | MFINSFLOORE | MF Floor Insulation, R-0 to R-11 existing to R-25, Ele Heat | M00000308187 | 2007-10-25 | 8752 | 0 | 1800 | 4345 | 4000 | 1.0862 | 0 | 25 | 0.04345
MHS | MFINSFLOORE | MF Floor Insulation, R-0 to R-11 existing to R-25, Ele Heat | M00000309424 | 2007-11-09 | 27866 | 0 | 5850 | 14917.28 | 13000 | 1.1475 | 0 | 30 | 0.038249
MHS | MFINSFLOORE | MF Floor Insulation, R-0 to R-11 existing to R-25, Ele Heat | M00000314814 | 2007-11-21 | 10064 | 0 | 2070 | 5630 | 4600 | 1.2239 | 0 | 25 | 0.048957
MHS | MFINSFLOORE | MF Floor Insulation, R-0 to R-11 existing to R-25, Ele Heat | M00000315713 | 2007-11-21 | 57988 | 0 | 11926.8 | 44367 | 26504 | 1.674 | 0 | 20 | 0.083699
MHS | MFINSFLOORE | MF Floor Insulation, R-0 to R-11 existing to R-25, Ele Heat | M00000321030 | 2007-12-13 | 2166 | 0 | 445.5 | 798 | 990 | 0.80606 | 0 | 19 | 0.042424
MHS | MFINSFLOORE | MF Floor Insulation, R-0 to R-11 existing to R-25, Ele Heat | M00000321085 | 2007-12-13 | 62948 | 0 | 12946.95 | 24240 | 28771 | 0.84252 | 0 | 21 | 0.04012
MHS | MFINSFLOORE | MF Floor Insulation, R-0 to R-11 existing to R-25, Ele Heat | M00000321874 | 2007-12-13 | 14236 | 0 | 2928.15 | 11046 | 6507 | 1.6976 | 0 | 25 | 0.067902
MHS | MFINSFLOORE | MF Floor Insulation, R-0 to R-11 existing to R-25, Ele Heat | M00000323121 | 2007-12-20 | 16628 | 0 | 3420 | 4538.79 | 7600 | 0.59721 | 0 | 21 | 0.028439
MHS | MFINSFLOORE | MF Floor Insulation, R-0 to R-11 existing to R-25, Ele Heat | M00000324241 | 2007-12-27 | 13718 | 0 | 2821.5 | 10618.45 | 6270 | 1.6935 | 0 | 21 | 0.080644
MHS | MFINSFLOORE | MF Floor Insulation, R-0 to R-11 existing to R-25, Ele Heat | M00000325998 | 2007-12-27 | 10721 | 0 | 2205 | 3137.19 | 4900 | 0.64024 | 0 | 25 | 0.02561
MHS | MFINSFLOORE | MF Floor Insulation, R-0 to R-11 existing to R-25, Ele Heat | M00000326013 | 2007-12-27 | 14221 | 0 | 2925 | 9175 | 6500 | 1.4115 | 0 | 25 | 0.056462
MHS | MFINSFLOORE | MF Floor Insulation, R-0 to R-11 existing to R-25, Ele Heat | M00000328111 | 2007-12-31 | 33378 | 0 | 6865.2 | 25453.44 | 15256 | 1.6684 | 0 | 25 | 0.066737
MHS | MFINSFLOORE | MF Floor Insulation, R-0 to R-11 existing to R-25, Ele Heat | M00000328115 | 2007-12-31 | 31274 | 0 | 6432.3 | 23850.19 | 14294 | 1.6685 | 0 | 25 | 0.066742
MHS | MFINSFLOORE | MF Floor Insulation, R-0 to R-11 existing to R-25, Ele Heat | M00000328119 | 2007-12-31 | 37571 | 0 | 7727.4 | 28648.26 | 17172 | 1.6683 | 0 | 25 | 0.066732
MHS | MFINSFLOORE | MF Floor Insulation, R-0 to R-11 existing to R-25, Ele Heat | M00000328123 | 2007-12-31 | 33396 | 0 | 6868.8 | 25465.12 | 15264 | 1.6683 | 0 | 25 | 0.066732
MHS | MFINSFLOORE | MF Floor Insulation, R-0 to R-11 existing to R-25, Ele Heat | M00000328127 | 2007-12-31 | 37571 | 0 | 7727.4 | 28648.26 | 17172 | 1.6683 | 0 | 25 | 0.066732
MHS | MFINSFLOORE | MF Floor Insulation, R-0 to R-11 existing to R-25, Ele Heat | M00000328131 | 2007-12-31 | 35483 | 0 | 7298.1 | 27056.69 | 16218 | 1.6683 | 0 | 25 | 0.066732
MHS | MFINSFLOORE | MF Floor Insulation, R-0 to R-11 existing to R-25, Ele Heat | M00000328135 | 2007-12-31 | 56356 | 0 | 11591.1 | 42972.39 | 25758 | 1.6683 | 0 | 25 | 0.066732
MHS | MFINSFLOORE | MF Floor Insulation, R-0 to R-11 existing to R-25, Ele Heat | M00000328143 | 2007-12-31 | 4715 | 0 | 969.75 | 34237.61 | 2155 | 15.8875 | 0 | 25 | 0.6355
MHS | MFINSFLOORE | MF Floor Insulation, R-0 to R-11 existing to R-25, Ele Heat | M00000328144 | 2007-12-31 | 53140 | 0 | 10929.6 | 38952 | 24288 | 1.6038 | 0 | 25 | 0.06415
MHS | MFINSFLOORE | MF Floor Insulation, R-0 to R-11 existing to R-25, Ele Heat | M00000328146 | 2007-12-31 | 7002 | 0 | 1440 | 3100 | 3200 | 0.96875 | 0 | 25 | 0.03875
MHS | MFINSFLOORE | MF Floor Insulation, R-0 to R-11 existing to R-25, Ele Heat | M00000330692 | 2007-12-31 | 2433 | 0 | 500.4 | 694.85 | 1112 | 0.62487 | 0 | 25 | 0.024995
MHS | MFINSFLOORE | MF Floor Insulation, R-0 to R-11 existing to R-25, Ele Heat | M00000331431 | 2007-12-31 | 3042 | 0 | 675 | 3000 | 1500 | 2 | 0 | 25 | 0.08
MHS | MFINSFLOORE | MF Floor Insulation, R-0 to R-11 existing to R-25, Ele Heat | M00000331550 | 2007-12-31 | 17146 | 0 | 3526.65 | 5100 | 7837 | 0.65076 | 0 | 30 | 0.021692
MHS | MFINSFLOORE | MF Floor Insulation, R-0 to R-11 existing to R-25, Ele Heat | M00000331714 | 2007-12-31 | 14746 | 0 | 3033 | 5296 | 6740 | 0.78576 | 0 | 25 | 0.03143
MHS | MFINSFLOORE | MF Floor Insulation, R-0 to R-11 existing to R-25, Ele Heat | M00000333356 | 2007-12-31 | 3763 | 0 | 774 | 3588 | 1720 | 2.086 | 0 | 25 | 0.083442
MHS | MFINSFLOORE | MF Floor Insulation, R-0 to R-11 existing to R-25, Ele Heat | M00000349581 | 2008-03-27 | 54908 | 0 | 11293.2 | 24750 | 25096 | 0.98621 | 0 | 25 | 0.039449
MHS | MFINSFLOORE | MF Floor Insulation, R-0 to R-11 existing to R-25, Ele Heat | M00000349921 | 2008-03-27 | 18444 | 0 | 3793.5 | 12225 | 8430 | 1.4502 | 0 | 30 | 0.048339
MHS | MFINSFLOORE | MF Floor Insulation, R-0 to R-11 existing to R-25, Ele Heat | M00000350113 | 2008-04-17 | 10108 | 0 | 2079 | 5590 | 4620 | 1.21 | 0 | 25 | 0.048398
MHS | MFINSFLOORE | MF Floor Insulation, R-0 to R-11 existing to R-25, Ele Heat | M00000350247 | 2008-03-27 | 10349 | 0 | 2128.5 | 6495 | 4730 | 1.3732 | 0 | 25 | 0.054926
MHS | MFINSFLOORE | MF Floor Insulation, R-0 to R-11 existing to R-25, Ele Heat | M00000364711 | 2008-06-12 | 6095 | 0 | 1253.7 | 2560 | 2786 | 0.91888 | 0 | 30 | 0.030629
MHS | MFINSFLOORG | MF Floor Insulation, R-0 to R-11 existing to R-25, Gas Heat | M00000274213 | 2007-06-14 | 0 | 238.55 | 445.5 | 1207 | 990 | 1.2192 | 0 | 30 | 0.04064
MHS | MFINSFLOORG | MF Floor Insulation, R-0 to R-11 existing to R-25, Gas Heat | M00000308243 | 2007-11-09 | 0 | 133.25 | 873 | 2750 | 1940 | 1.4175 | 0 | 25 | 0.056701
MHS | MFINSFLOORG | MF Floor Insulation, R-0 to R-11 existing to R-25, Gas Heat | M00000308315 | 2007-11-09 | 0 | 147.55 | 967.5 | 2020 | 2150 | 0.93953 | 0 | 25 | 0.037581
MHS | MFINSFLOORG | MF Floor Insulation, R-0 to R-11 existing to R-25, Gas Heat | M00000327731 | 2007-12-31 | 0 | 89.7 | 615.6 | 1554 | 1368 | 1.136 | 0 | 25 | 0.045439
MHS | MFINSFLOORG | MF Floor Insulation, R-0 to R-11 existing to R-25, Gas Heat | M00000328105 | 2008-03-06 | 0 | 382.85 | 2355.75 | 6130 | 5235 | 1.171 | 0 | 25 | 0.046839
MHS | MFINSWALLE | MF Wall Insulation, R-0 to R-4 existing to R-21, Ele Heat | M00000291044 | 2007-08-23 | 19946 | 0 | 1029 | 2569 | 3430 | 0.74898 | 0 | 13 | 0.057614
MHS | MFINSWALLE | MF Wall Insulation, R-0 to R-4 existing to R-21, Ele Heat | M00000300598 | 2007-11-21 | 41083 | 0 | 3012 | 11260 | 10040 | 1.1215 | 0 | 15 | 0.074768
MHS | MFINSWALLE | MF Wall Insulation, R-0 to R-4 existing to R-21, Ele Heat | M00000328152 | 2007-12-31 | 27383 | 0 | 1872 | 5600 | 6240 | 0.89744 | 0 | 20 | 0.044872
MHS | MFINSWALLE | MF Wall Insulation, R-0 to R-4 existing to R-21, Ele Heat | M00000331432 | 2007-12-31 | 7410 | 0 | 1004.4 | 4000 | 3348 | 1.1947 | 0 | 8 | 0.14934
MHS | MFINSWALLE | MF Wall Insulation, R-0 to R-4 existing to R-21, Ele Heat | M00000331575 | 2007-12-31 | 19809 | 0 | 1500 | 2396.5 | 5000 | 0.4793 | 0 | 15 | 0.031953
[10 empty] | 0.92043 |  | 15.0322
|  | Measure | [5 empty] | Cost/SF | Cost/SF/R
MF Ceiling/Attic Insulation, R-0 to R-18 existing to R-38, Ele H
|  | Mean | [5 empty] | 1.4466 | 0.049613
|  | Median | [5 empty] | 0.78292 | 0.028683
MF Ceiling/Attic Insulation, R-0 to R-18 existing to R-38, Gas H
|  | Mean | 1.4466 | 0.049613 |  |  |  | 0.6785 | 0.023196
|  | Median | 0.78292 | 0.028683 |  |  |  | 0.70833 | 0.023611
MF Floor Insulation, R-0 to R-11 existing to R-25, Ele Heat
|  | Mean | 0.6785 | 0.023196 |  |  |  | 1.6246 | 0.065816
|  | Median | 0.70833 | 0.023611 |  |  |  | 1.3745 | 0.054634
MF Floor Insulation, R-0 to R-11 existing to R-25, Gas Heat
|  | Mean | [5 empty] | 1.1766 | 0.04544
|  | Median | [5 empty] | 1.171 | 0.045439
MF Wall Insulation, R-0 to R-4 existing to R-21, Ele Heat
|  | Mean | 1.1766 | 0.04544 |  |  |  | 0.88839 | 0.07171
|  | Median | 1.171 | 0.045439 |  |  |  | 0.89744 | 0.057614
[9 empty] | GDP Deflator | 1.078
|  | Attic | [5 empty] | Incremental R | 2007$ Cost/SF | 2012$ Cost/SF
|  | R0 - R19 | [5 empty] | 19 | 0.54498 | 0.58749
|  | R19 - R30 | [5 empty] | 11 | 0.31552 | 0.34013
|  | R30 - R38 | [5 empty] | 8 | 0.22947 | 0.24736
|  | R38 - R49 Std | [5 empty] | 11 | 0.31552 | 0.34013
Floor
|  | R0 - R19 | [5 empty] | 19 | 1.038 | 1.119
|  | R19 - R30 | [5 empty] | 11 | 0.60098 | 0.64785
|  | R30 - R38 | [5 empty] | 8 | 0.43707 | 0.47117
Wall
| ??? | R-15 | [5 empty] | 15 | 0.92043 | 0.99223