## 7PSourceSummary
Measure: | Existing SF Heat Pump
Item | Methods & Sources | Note | 7P Updates
Measures Described | Bonversion of furnace -> ASHP, upgrade of ASHP to higher efficiency (including variable capacity), conversion of zonal to ductless heat pump | Only permutation of home with "good" insulation included to avoid double counting from shell measures potential | Similar to 6P, added VB option
Energy Savings Balculation Basis | Based on RTF HP estimate | ResSFHVAB_v1_Proposed5 | New, based on SEEM and calibration
Applicable Stock | RBSA on electric FAF and zonal heating saturation
Baseline Saturation | Based on RBSA, by climate zone | RBSA
Baseline HVAB Loads | SEEM |  | new version of SEEM
Permutations | Upgrade to HSPF 9.0 and variable capacity (10 HSPF) |  | 6P did not include 10HSPF
Bosts | RTF basis from program data
Measure Life | RTF 15 yrs
Savings Shape | HVAB - electric furnace or ASHP
Achievable Ramp Rate | LO 6Slow | ASHP and DHP programs exist, but infrastructure needs expanding | Used 20-yr LO

## forRPM
Ramp Rate | Resource Type | Measure Bategory | Sector | End Use | kW per unit | kWh per unit | TRB Net Levelized Bost (Net of All Benefits) | segment | measure | 2016 | 2017 | 2018 | 2019 | 2020 | 2021 | 2022 | 2023 | 2024 | 2025 | 2026 | 2027 | 2028 | 2029 | 2030 | 2031 | 2032 | 2033 | 2034 | 2035 | MAX | Savings Allocation by Bategory and Month for Segments 1 | [11 empty] | Savings Allocation by Bategory and Month for Segments 2
[5 empty] | Wholesale KW | Busbar Savings | lvlcost | 1 |  | aMW_2016 | aMW_2017 | aMW_2018 | aMW_2019 | aMW_2020 | aMW_2021 | aMW_2022 | aMW_2023 | aMW_2024 | aMW_2025 | aMW_2026 | aMW_2027 | aMW_2028 | aMW_2029 | aMW_2030 | aMW_2031 | aMW_2032 | aMW_2033 | aMW_2034 | aMW_2035 | MAX | Jan | Feb | Mar | Apr | May | Jun | Jul | Aug | Sep | Oct | Nov | Dec | Jan | Feb | Mar | Apr | May | Jun | Jul | Aug | Sep | Oct | Nov | Dec
LO5Med | New | ASHP | Residential | HVAC | 0.16547 | 604.0813 | 931.0303 | Single Family | New SF HVAC Upgrade - Central Heat Pump Upgrade to Variable Capacity Central Heat Pump | 0.015488 | 0.033005 | 0.052381 | 0.074372 | 0.098674 | 0.12331 | 0.15112 | 0.18217 | 0.20991 | 0.23956 | 0.26143 | 0.27176 | 0.27253 | 0.2769 | 0.2819 | 0.28132 | 0.27218 | 0.27175 | 0.27245 | 0.2743 | 3.9165 | 40.5039 | 29.5771 | 23.9603 | 21.7356 | 12.3397 | 10.2657 | 50.8441 | 50.9407 | 23.076 | 21.508 | 29.3123 | 51.1495 | 38.4315 | 27.2205 | 20.1009 | 19.0143 | 8.8489 | 3.4854 | 18.7278 | 13.0144 | 10.2479 | 12.4338 | 23.081 | 44.262
LO5Med | New | ASHP | Residential | HVAC | 0.04905 | 169.0298 | 22.458 | Single Family | New SF HVAC Upgrade - Heat Pump Upgrade to 9.0 HSPF/14 SEER | 0.0043336 | 0.0092351 | 0.014657 | 0.02081 | 0.02761 | 0.034505 | 0.042286 | 0.050972 | 0.058736 | 0.067033 | 0.073152 | 0.076041 | 0.076257 | 0.077479 | 0.07888 | 0.078717 | 0.07616 | 0.07604 | 0.076234 | 0.076752 | 1.0959 | 12.0065 | 8.7675 | 7.1025 | 6.369 | 3.2948 | 2.6323 | 12.2616 | 12.2799 | 5.7041 | 6.1732 | 8.689 | 15.1621 | 11.3922 | 8.0689 | 5.9585 | 5.6159 | 2.5125 | 0.94116 | 4.653 | 3.2449 | 2.6166 | 3.6214 | 6.8418 | 13.1205
LO5Med | New | DHP | Residential | HVAC | 1.0689 | 2940.9032 | 94.4809 | Single Family | New SF Zonal to DHP | 0.03073 | 0.065486 | 0.10393 | 0.14757 | 0.19579 | 0.24468 | 0.29985 | 0.36145 | 0.4165 | 0.47533 | 0.51872 | 0.53921 | 0.54074 | 0.54941 | 0.55934 | 0.55818 | 0.54005 | 0.5392 | 0.54058 | 0.54425 | 7.771 | 311.3042 | 220.3316 | 197.3309 | 148.5413 | 89.5909 | 31.2093 | 11.9935 | 6.8507 | 14.5931 | 96.2663 | 224.386 | 277.218 | 243.779 | 177.023 | 150.6081 | 125.5766 | 87.6249 | 30.2692 | 13.09 | 6.4412 | 16.1262 | 73.7107 | 175.843 | 211.1958
LO5Med | NR | ASHP | Residential | HVAC | 0.98227 | 2811.7504 | 74.0842 | Single Family | Existing Single Family Home HVAC Conversion - Convert FAF w/CAC to Heat Pump - House with "Good Insulation" + HZ1 | 0.017278 | 0.038404 | 0.064159 | 0.093944 | 0.12779 | 0.16723 | 0.21034 | 0.25419 | 0.29529 | 0.33036 | 0.35721 | 0.37529 | 0.38572 | 0.39061 | 0.39219 | 0.48 | 0.47215 | 0.46313 | 0.45542 | 0.4478 | 6.1339 | 240.4431 | 175.5786 | 142.2355 | 123.3151 | 45.2483 | 29.2546 | 85.0573 | 84.8334 | 49.3326 | 112.0646 | 174.0065 | 303.6389 | 228.1411 | 161.5891 | 119.3251 | 111.2958 | 43.9982 | 13.592 | 41.868 | 29.9741 | 28.3444 | 68.8461 | 137.0155 | 262.7524
LO5Med | NR | ASHP | Residential | HVAC | 0.96482 | 2761.8075 | 81.2332 | Single Family | Existing Single Family Home HVAC Conversion - Convert FAF w/CAC to Heat Pump - House with "Good Insulation" + HZ23 | 0 | 0 | 0 | 0 | 0 | 0 | 0 | 0 | 0 | 0 | 0 | 0 | 0 | 0 | 0 | 0 | 0 | 0 | 0 | 0 | 0 | 236.1723 | 172.4599 | 139.7091 | 121.1248 | 44.4446 | 28.735 | 83.5465 | 83.3266 | 48.4563 | 110.0741 | 170.9158 | 298.2456 | 224.0888 | 158.719 | 117.2056 | 109.3189 | 43.2167 | 13.3505 | 41.1244 | 29.4417 | 27.8409 | 67.6232 | 134.5818 | 258.0853
LO5Med | NR | ASHP | Residential | HVAC | 0.98227 | 2743.939 | 87.6798 | Single Family | Existing Single Family Home HVAC Conversion - Convert FAF w/o CAC to Heat Pump - House with "Good Insulation" + HZ1CZ23 | 0.038439 | 0.085441 | 0.14274 | 0.209 | 0.28431 | 0.37206 | 0.46797 | 0.56552 | 0.65695 | 0.73498 | 0.79471 | 0.83494 | 0.85814 | 0.86902 | 0.87253 | 1.0679 | 1.0504 | 1.0304 | 1.0132 | 0.99625 | 13.6466 | 240.4431 | 175.5786 | 142.2355 | 122.8147 | 42.7957 | 26.4795 | 66.0722 | 65.7784 | 41.6556 | 110.6971 | 174.0065 | 303.6389 | 228.1411 | 161.5891 | 119.3251 | 111.1575 | 43.251 | 12.9702 | 35.7981 | 25.8329 | 25.4988 | 68.4113 | 137.0155 | 262.7524
LO5Med | NR | ASHP | Residential | HVAC | 0.99095 | 2721.7748 | 101.9228 | Single Family | Existing Single Family Home HVAC Conversion - Convert FAF w/o CAC to Heat Pump - House with "Good Insulation" + HZ23CZ23 | 0.017658 | 0.039251 | 0.065573 | 0.096015 | 0.13061 | 0.17092 | 0.21498 | 0.25979 | 0.3018 | 0.33764 | 0.36508 | 0.38356 | 0.39422 | 0.39922 | 0.40083 | 0.49058 | 0.48256 | 0.47334 | 0.46545 | 0.45767 | 6.2691 | 242.5663 | 177.129 | 143.4915 | 123.5568 | 41.4955 | 24.8147 | 53.6666 | 53.3224 | 36.7711 | 110.7391 | 175.5431 | 306.3202 | 230.1557 | 163.0161 | 120.3788 | 112.0445 | 43.1217 | 12.6594 | 31.9613 | 23.2278 | 23.7771 | 68.7179 | 138.2254 | 265.0726
LO5Med | NR | ASHP | Residential | HVAC | 0.98227 | 2664.0366 | 134.8541 | Single Family | Existing Single Family Home HVAC Conversion - Convert FAF w/o CAC to Heat Pump - House with "Good Insulation" + HZ1CZ1 | 0.072306 | 0.16072 | 0.2685 | 0.39315 | 0.5348 | 0.69987 | 0.88027 | 1.0638 | 1.2358 | 1.3825 | 1.4949 | 1.5706 | 1.6142 | 1.6347 | 1.6413 | 2.0088 | 1.9759 | 1.9382 | 1.9059 | 1.874 | 25.6701 | 240.4431 | 175.5786 | 142.2355 | 122.225 | 39.9057 | 23.2096 | 43.702 | 43.3259 | 32.6099 | 109.0859 | 174.0065 | 303.6389 | 228.1411 | 161.5891 | 119.3251 | 110.9946 | 42.3705 | 12.2377 | 28.6458 | 20.9534 | 22.1459 | 67.8989 | 137.0155 | 262.7524
LO5Med | NR | ASHP | Residential | HVAC | 0.93249 | 2521.5432 | 151.4874 | Single Family | Existing Single Family Home HVAC Conversion - Convert FAF w/o CAC to Heat Pump - House with "Good Insulation" + HZ23CZ1 | 0.0096578 | 0.021467 | 0.035864 | 0.052513 | 0.071433 | 0.093481 | 0.11758 | 0.14209 | 0.16506 | 0.18467 | 0.19967 | 0.20978 | 0.21561 | 0.21834 | 0.21923 | 0.26831 | 0.26392 | 0.25888 | 0.25457 | 0.25031 | 3.4287 | 228.258 | 166.6806 | 135.0273 | 115.9756 | 37.6126 | 21.7271 | 39.3915 | 39.0268 | 30.1098 | 103.4067 | 165.1883 | 288.2512 | 216.5794 | 153.4002 | 113.278 | 105.3543 | 40.1408 | 11.5489 | 26.524 | 19.4344 | 20.7095 | 64.4099 | 130.0719 | 249.4367
LO5Med | NR | ASHP | Residential | HVAC | 0.043347 | 124.0806 | 43.1767 | Single Family | Existing Single Family Home HVAC Upgrade + HZ1 | 0.014737 | 0.032757 | 0.054725 | 0.08013 | 0.109 | 0.14264 | 0.17941 | 0.21681 | 0.25187 | 0.28178 | 0.30468 | 0.32011 | 0.329 | 0.33317 | 0.33452 | 0.40942 | 0.40272 | 0.39503 | 0.38845 | 0.38195 | 5.2319 | 10.6106 | 7.7482 | 6.2768 | 5.4418 | 1.9968 | 1.291 | 3.7535 | 3.7436 | 2.177 | 4.9453 | 7.6788 | 13.3994 | 10.0677 | 7.1308 | 5.2657 | 4.9114 | 1.9416 | 0.5998 | 1.8476 | 1.3227 | 1.2508 | 3.0381 | 6.0464 | 11.5951
LO5Med | NR | ASHP | Residential | HVAC | 0.030338 | 86.8425 | 78.6064 | Single Family | Existing Single Family Home HVAC Upgrade + HZ23 | 0.0020341 | 0.0045213 | 0.0075533 | 0.01106 | 0.015045 | 0.019688 | 0.024763 | 0.029925 | 0.034764 | 0.038893 | 0.042053 | 0.044182 | 0.04541 | 0.045986 | 0.046172 | 0.05651 | 0.055585 | 0.054523 | 0.053615 | 0.052718 | 0.72213 | 7.4262 | 5.4228 | 4.393 | 3.8087 | 1.3975 | 0.90355 | 2.627 | 2.6201 | 1.5237 | 3.4612 | 5.3743 | 9.3781 | 7.0463 | 4.9908 | 3.6854 | 3.4374 | 1.3589 | 0.4198 | 1.2931 | 0.92577 | 0.87543 | 2.1263 | 4.2318 | 8.1153
LO5Med | NR | ASHP | Residential | HVAC | 0.26492 | 826.5586 | 659.7199 | Single Family | Existing Single Family Home HVAC Upgrade - Central Heat Pump Upgrade to Variable Capacity Central Heat Pump + HZ23CZ1 | 0.0059421 | 0.013208 | 0.022066 | 0.032309 | 0.04395 | 0.057515 | 0.072341 | 0.087421 | 0.10156 | 0.11362 | 0.12285 | 0.12907 | 0.13266 | 0.13434 | 0.13488 | 0.16508 | 0.16238 | 0.15928 | 0.15663 | 0.15401 | 2.1096 | 64.8489 | 47.3545 | 38.3617 | 33.7622 | 14.6709 | 10.6817 | 42.0382 | 42.048 | 21.0277 | 31.6 | 46.9305 | 81.8931 | 61.5309 | 43.5815 | 32.1827 | 30.1562 | 12.6182 | 4.2912 | 17.398 | 12.2499 | 10.5071 | 19.0056 | 36.9539 | 70.8658
LO5Med | NR | ASHP | Residential | HVAC | 0.23474 | 836.5766 | 655.0449 | Single Family | Existing Single Family Home HVAC Upgrade - Central Heat Pump Upgrade to Variable Capacity Central Heat Pump + HZ23CZ23 | 0.022212 | 0.049373 | 0.082484 | 0.12078 | 0.16429 | 0.215 | 0.27042 | 0.32679 | 0.37963 | 0.42472 | 0.45923 | 0.48248 | 0.49589 | 0.50217 | 0.5042 | 0.6171 | 0.607 | 0.5954 | 0.58549 | 0.57569 | 7.8858 | 57.4606 | 41.9594 | 33.9911 | 30.6846 | 16.7678 | 13.7285 | 66.4184 | 66.5344 | 30.4272 | 30.1008 | 41.5837 | 72.563 | 54.5207 | 38.6162 | 28.516 | 26.9329 | 12.3287 | 4.7576 | 24.7421 | 17.217 | 13.6821 | 17.5084 | 32.7437 | 62.792
LO5Med | NR | ASHP | Residential | HVAC | 0.17301 | 701.4141 | 787.6129 | Single Family | Existing Single Family Home HVAC Upgrade - Central Heat Pump Upgrade to Variable Capacity Central Heat Pump + HZ1CZ23 | 0.051256 | 0.11393 | 0.19034 | 0.2787 | 0.37912 | 0.49613 | 0.62401 | 0.75409 | 0.87602 | 0.98007 | 1.0597 | 1.1134 | 1.1443 | 1.1588 | 1.1635 | 1.424 | 1.4007 | 1.3739 | 1.3511 | 1.3285 | 18.1972 | 42.3505 | 30.9256 | 25.0527 | 23.2417 | 15.4265 | 13.5898 | 72.7016 | 72.8745 | 32.0292 | 23.8959 | 30.6487 | 53.4816 | 40.1837 | 28.4616 | 21.0174 | 20.0235 | 10.0214 | 4.2842 | 25.8289 | 17.8698 | 13.6437 | 13.4483 | 24.1333 | 46.28
LO5Med | NR | ASHP | Residential | HVAC | 0.17301 | 563.4624 | 980.443 | Single Family | Existing Single Family Home HVAC Upgrade - Central Heat Pump Upgrade to Variable Capacity Central Heat Pump + HZ1CZ1 | 0.04547 | 0.10107 | 0.16885 | 0.24724 | 0.33632 | 0.44012 | 0.55357 | 0.66897 | 0.77713 | 0.86943 | 0.94008 | 0.98768 | 1.0151 | 1.028 | 1.0321 | 1.2633 | 1.2426 | 1.2188 | 1.1985 | 1.1785 | 16.143 | 42.3505 | 30.9256 | 25.0527 | 22.2236 | 10.437 | 7.9443 | 34.0793 | 34.1102 | 16.4117 | 21.1141 | 30.6487 | 53.4816 | 40.1837 | 28.4616 | 21.0174 | 19.7422 | 8.5013 | 3.0194 | 13.4804 | 9.4452 | 7.8549 | 12.5637 | 24.1333 | 46.28
LO5Med | NR | DHP | Residential | HVAC | 0.9037 | 2646.6539 | 109.5745 | Single Family | Zonal to DHP No Screen + HZ23CZ23 | 0.090188 | 0.20047 | 0.33491 | 0.49038 | 0.66707 | 0.87295 | 1.098 | 1.3269 | 1.5414 | 1.7245 | 1.8646 | 1.959 | 2.0134 | 2.039 | 2.0472 | 2.5041 | 2.4613 | 2.4123 | 2.3699 | 2.3277 | 31.9919 | 263.1195 | 186.3079 | 167.001 | 126.0606 | 77.5452 | 36.3617 | 58.1262 | 52.377 | 20.9698 | 84.0619 | 189.6957 | 234.3179 | 206.2299 | 149.7229 | 127.3123 | 106.2401 | 74.6761 | 27.9805 | 30.0143 | 20.0632 | 17.6877 | 63.3507 | 148.7344 | 178.6976
LO5Med | NR | DHP | Residential | HVAC | 0.88246 | 2719.2632 | 112.07 | Single Family | Zonal to DHP No Screen + HZ1CZ23 | 0.089032 | 0.1979 | 0.33061 | 0.48409 | 0.65852 | 0.86176 | 1.0839 | 1.3098 | 1.5216 | 1.7024 | 1.8407 | 1.9339 | 1.9876 | 2.0128 | 2.021 | 2.472 | 2.4298 | 2.3814 | 2.3395 | 2.2979 | 31.5818 | 256.8801 | 181.9572 | 163.2205 | 123.5011 | 77.2382 | 43.8956 | 97.109 | 90.3166 | 27.7354 | 84.3359 | 185.2319 | 228.7687 | 201.4941 | 146.2567 | 124.3067 | 103.8056 | 73.4217 | 29.3326 | 45.2408 | 31.8827 | 20.6809 | 62.7309 | 145.2991 | 174.621
LO5Med | NR | DHP | Residential | HVAC | 0.77722 | 2095.6932 | 141.1446 | Single Family | Zonal to DHP No Screen + HZ23CZ1 | 0.019861 | 0.044147 | 0.073753 | 0.10799 | 0.1469 | 0.19224 | 0.2418 | 0.2922 | 0.33944 | 0.37976 | 0.41062 | 0.43141 | 0.4434 | 0.44902 | 0.45083 | 0.55144 | 0.54204 | 0.53124 | 0.5219 | 0.51261 | 7.0453 | 226.3695 | 160.1961 | 143.4352 | 107.878 | 64.6627 | 20.0379 | -4.0483 | -7.4148 | 8.3137 | 69.2841 | 163.1547 | 201.5809 | 177.2186 | 128.6983 | 109.5127 | 91.2881 | 63.5544 | 21.373 | 4.476 | 0.79378 | 10.6467 | 53.3206 | 127.8379 | 153.5233
LO5Med | NR | DHP | Residential | HVAC | 0.88067 | 2379.1718 | 140.8929 | Single Family | Zonal to DHP No Screen + HZ1CZ1 | 0.20408 | 0.45363 | 0.75785 | 1.1097 | 1.5095 | 1.9754 | 2.4846 | 3.0025 | 3.4879 | 3.9022 | 4.2193 | 4.4329 | 4.5561 | 4.6139 | 4.6325 | 5.6663 | 5.5697 | 5.4588 | 5.3627 | 5.2673 | 72.3931 | 256.5 | 181.521 | 162.533 | 122.2513 | 73.3209 | 22.9863 | -3.235 | -7.0891 | 9.6636 | 78.582 | 184.8723 | 228.4122 | 200.8122 | 145.8313 | 124.0896 | 103.4416 | 72.031 | 24.2854 | 5.6057 | 1.3113 | 12.1781 | 60.4474 | 144.8566 | 173.9631

## SC-New
Methodology | New Homes only. This measure of converting FAF -> ASHP is not used in the 7P due to the assumed small portion of new homes w/FAF installation
='[7P Forecasts D1.xlsx]Res Forecast (Base Case)'!$D$5
| Vintage | New | New
End Use: | Measure Bundle | ASHP | Region
HVAC | Report Year | 2035 | Base
| Total Max Potential | #N/A
# HOMES AVAILABLE FOR MEASURE -ASHP |  | # homes |  | 2016 | 2017 | 2018 | 2019 | 2020 | 2021 | 2022 | 2023 | 2024 | 2025 | 2026 | 2027 | 2028 | 2029 | 2030 | 2031 | 2032 | 2033 | 2034 | 2035
|  |  |  | Homes_2016 | Homes_2017 | Homes_2018 | Homes_2019 | Homes_2020 | Homes_2021 | Homes_2022 | Homes_2023 | Homes_2024 | Homes_2025 | Homes_2026 | Homes_2027 | Homes_2028 | Homes_2029 | Homes_2030 | Homes_2031 | Homes_2032 | Homes_2033 | Homes_2034 | Homes_2035
| New | Single Family |  | 62685.759 | 59961.781 | 56834.012 | 54985.193 | 53507.474 | 50982.05 | 49561.669 | 49324.518 | 48815.77 | 49683.252 | 50030.137 | 49387.763 | 48079.346 | 48129.051 | 48690.569 | 48482.864 | 46879.001 | 46798.778 | 46917.627 | 47236.145 |  | 1016972.759
| REG_TOTAL_STOCK_FLOOR | Total Regional Stock |  | 62685.759 | 59961.781 | 56834.012 | 54985.193 | 53507.474 | 50982.05 | 49561.669 | 49324.518 | 48815.77 | 49683.252 | 50030.137 | 49387.763 | 48079.346 | 48129.051 | 48690.569 | 48482.864 | 46879.001 | 46798.778 | 46917.627 | 47236.145 |  | 1016972.759
# HOMES APPLICABLE BY YEAR FOR MEASURE - ASHP - New
Applicability | % Saturation | ASHP - New
88.2% | 2.177% | Single Family |  | 1203.433 | 1151.1385 | 1091.092 | 1055.5986 | 1027.2295 | 978.7468 | 951.4785 | 946.9257 | 937.1588 | 953.8126 | 960.4721 | 948.1399 | 923.021 | 923.9753 | 934.7552 | 930.7677 | 899.977 | 898.4369 | 900.7185 | 906.8334 |  | 19523.7108
|  |  |  | 1203.433 | 1151.1385 | 1091.092 | 1055.5986 | 1027.2295 | 978.7468 | 951.4785 | 946.9257 | 937.1588 | 953.8126 | 960.4721 | 948.1399 | 923.021 | 923.9753 | 934.7552 | 930.7677 | 899.977 | 898.4369 | 900.7185 | 906.8334 |  | 19523.7108
# UNITS ACHIEVABLE BY YEAR FOR MEASURE - ASHP - New |  |  | Achievability => | 2 | 3 | 4 | 5 | 6 | 7 | 8 | 9 | 10 | 11 | 12 | 13 | 14 | 15 | 16 | 17 | 18 | 19 | 20 | 21
|  |  | ASHP - New | 4.3% | 9.58% | 16.04% | 23.54% | 32.1% | 42.1% | 53.07% | 64.28% | 74.84% | 83.92% | 90.95% | 95.77% | 98.65% | 100.1% | 100.8% | 101% | 101% | 101.1% | 101.1% | 101.1% |  | 85%
|  |  | Single Family | 43.9855 | 93.7344 | 148.7645 | 211.2196 | 280.238 | 350.2172 | 429.1949 | 517.3565 | 596.1604 | 680.3654 | 742.4765 | 771.8034 | 773.9943 | 786.3977 | 800.6087 | 798.9553 | 773.0029 | 771.7841 | 773.7612 | 779.0162 |  | 11123.0367
|  |  |  | 43.9855 | 93.7344 | 148.7645 | 211.2196 | 280.238 | 350.2172 | 429.1949 | 517.3565 | 596.1604 | 680.3654 | 742.4765 | 771.8034 | 773.9943 | 786.3977 | 800.6087 | 798.9553 | 773.0029 | 771.7841 | 773.7612 | 779.0162 |  | 11123.0367
SUPPLY CURVE SAVINGS BY BUNDLE |  | ASHP |  | 2: aMW
kWh per home | TRC Net Levelized Cost (Net of All Benefits) | 1 |  | 2016 | 2017 | 2018 | 2019 | 2020 | 2021 | 2022 | 2023 | 2024 | 2025 | 2026 | 2027 | 2028 | 2029 | 2030 | 2031 | 2032 | 2033 | 2034 | 2035 | MAX
Busbar Savings | lvlcost | segment | measure | aMW_2016 | aMW_2017 | aMW_2018 | aMW_2019 | aMW_2020 | aMW_2021 | aMW_2022 | aMW_2023 | aMW_2024 | aMW_2025 | aMW_2026 | aMW_2027 | aMW_2028 | aMW_2029 | aMW_2030 | aMW_2031 | aMW_2032 | aMW_2033 | aMW_2034 | aMW_2035 | MAX
#N/A | #N/A | Single Family | New SF HVAC Conversion - Convert FAF w/CAC to Heat Pump - House with "Good Insulation" + HZ1 | #N/A | #N/A | #N/A | #N/A | #N/A | #N/A | #N/A | #N/A | #N/A | #N/A | #N/A | #N/A | #N/A | #N/A | #N/A | #N/A | #N/A | #N/A | #N/A | #N/A | #N/A | #N/A
| #N/A |  |  | #N/A | #N/A | #N/A | #N/A | #N/A | #N/A | #N/A | #N/A | #N/A | #N/A | #N/A | #N/A | #N/A | #N/A | #N/A | #N/A | #N/A | #N/A | #N/A | #N/A |  | #N/A
|  |  |  | #N/A | #N/A | #N/A | #N/A | #N/A | #N/A | #N/A | #N/A | #N/A | #N/A | #N/A | #N/A | #N/A | #N/A | #N/A | #N/A | #N/A | #N/A | #N/A | #N/A
RECOMBINE MEASURE BUNDLES INTO SUPPLY CURVE CUMULATIVE
|  |  |  | 2016 | 2017 | 2018 | 2019 | 2020 | 2021 | 2022 | 2023 | 2024 | 2025 | 2026 | 2027 | 2028 | 2029 | 2030 | 2031 | 2032 | 2033 | 2034 | 2035 | MAX
|  | lvlcost | lvlcost | aMW_2016 | aMW_2017 | aMW_2018 | aMW_2019 | aMW_2020 | aMW_2021 | aMW_2022 | aMW_2023 | aMW_2024 | aMW_2025 | aMW_2026 | aMW_2027 | aMW_2028 | aMW_2029 | aMW_2030 | aMW_2031 | aMW_2032 | aMW_2033 | aMW_2034 | aMW_2035 | MAX
| Block 1: <= 0 mills/kWh | >=-9999 | <=0 | 0 | 0 | 0 | 0 | 0 | 0 | 0 | 0 | 0 | 0 | 0 | 0 | 0 | 0 | 0 | 0 | 0 | 0 | 0 | 0 | 0
| Block 2: 0-10 mills/kWh | >0 | <=10 | 0 | 0 | 0 | 0 | 0 | 0 | 0 | 0 | 0 | 0 | 0 | 0 | 0 | 0 | 0 | 0 | 0 | 0 | 0 | 0 | 0
| Block 3: 10-20 mills/kWh | >10 | <=20 | 0 | 0 | 0 | 0 | 0 | 0 | 0 | 0 | 0 | 0 | 0 | 0 | 0 | 0 | 0 | 0 | 0 | 0 | 0 | 0 | 0
| Block 4: 20-30 mills/kWh | >20 | <=30 | 0 | 0 | 0 | 0 | 0 | 0 | 0 | 0 | 0 | 0 | 0 | 0 | 0 | 0 | 0 | 0 | 0 | 0 | 0 | 0 | 0
| Block 5: 30-40 mills/kWh | >30 | <=40 | 0 | 0 | 0 | 0 | 0 | 0 | 0 | 0 | 0 | 0 | 0 | 0 | 0 | 0 | 0 | 0 | 0 | 0 | 0 | 0 | 0
| Block 6: 40-50 mills/kWh | >40 | <=50 | 0 | 0 | 0 | 0 | 0 | 0 | 0 | 0 | 0 | 0 | 0 | 0 | 0 | 0 | 0 | 0 | 0 | 0 | 0 | 0 | 0
| Block 7: 50-60 mills/kWh | >50 | <=60 | 0 | 0 | 0 | 0 | 0 | 0 | 0 | 0 | 0 | 0 | 0 | 0 | 0 | 0 | 0 | 0 | 0 | 0 | 0 | 0 | 0
| Block 8: 60-70 mills/kWh | >60 | <=70 | 0 | 0 | 0 | 0 | 0 | 0 | 0 | 0 | 0 | 0 | 0 | 0 | 0 | 0 | 0 | 0 | 0 | 0 | 0 | 0 | 0
| Block 9: 70-80 mills/kWh | >70 | <=80 | 0 | 0 | 0 | 0 | 0 | 0 | 0 | 0 | 0 | 0 | 0 | 0 | 0 | 0 | 0 | 0 | 0 | 0 | 0 | 0 | 0
| Block 10: 80-90 mills/kWh | >80 | <=90 | 0 | 0 | 0 | 0 | 0 | 0 | 0 | 0 | 0 | 0 | 0 | 0 | 0 | 0 | 0 | 0 | 0 | 0 | 0 | 0 | 0
| Block 11: 90-100 mills/kWh | >90 | <=100 | 0 | 0 | 0 | 0 | 0 | 0 | 0 | 0 | 0 | 0 | 0 | 0 | 0 | 0 | 0 | 0 | 0 | 0 | 0 | 0 | 0
| Block 12: 100-110 mills/kWh | >100 | <=110 | 0 | 0 | 0 | 0 | 0 | 0 | 0 | 0 | 0 | 0 | 0 | 0 | 0 | 0 | 0 | 0 | 0 | 0 | 0 | 0 | 0
| Block 13: 110-120 mills/kWh | >110 | <=120 | 0 | 0 | 0 | 0 | 0 | 0 | 0 | 0 | 0 | 0 | 0 | 0 | 0 | 0 | 0 | 0 | 0 | 0 | 0 | 0 | 0
| Block 14: 120-130 mills/kWh | >120 | <=130 | 0 | 0 | 0 | 0 | 0 | 0 | 0 | 0 | 0 | 0 | 0 | 0 | 0 | 0 | 0 | 0 | 0 | 0 | 0 | 0 | 0
| Block 15: 130-140 mills/kWh | >130 | <=140 | 0 | 0 | 0 | 0 | 0 | 0 | 0 | 0 | 0 | 0 | 0 | 0 | 0 | 0 | 0 | 0 | 0 | 0 | 0 | 0 | 0
| Block 16: 140-150 mills/kWh | >140 | <=150 | 0 | 0 | 0 | 0 | 0 | 0 | 0 | 0 | 0 | 0 | 0 | 0 | 0 | 0 | 0 | 0 | 0 | 0 | 0 | 0 | 0
| Block 17: 150-160 mills/kWh | >150 | <=160 | 0 | 0 | 0 | 0 | 0 | 0 | 0 | 0 | 0 | 0 | 0 | 0 | 0 | 0 | 0 | 0 | 0 | 0 | 0 | 0 | 0
| Block 18: 160-170 mills/kWh | >160 | <=170 | 0 | 0 | 0 | 0 | 0 | 0 | 0 | 0 | 0 | 0 | 0 | 0 | 0 | 0 | 0 | 0 | 0 | 0 | 0 | 0 | 0
| Block 19: 170-180 mills/kWh | >170 | <=180 | 0 | 0 | 0 | 0 | 0 | 0 | 0 | 0 | 0 | 0 | 0 | 0 | 0 | 0 | 0 | 0 | 0 | 0 | 0 | 0 | 0
| Block 20: 180-190 mills/kWh | >180 | <=190 | 0 | 0 | 0 | 0 | 0 | 0 | 0 | 0 | 0 | 0 | 0 | 0 | 0 | 0 | 0 | 0 | 0 | 0 | 0 | 0 | 0
| Block 21: 190-200 mills/kWh | >190 | <=200 | 0 | 0 | 0 | 0 | 0 | 0 | 0 | 0 | 0 | 0 | 0 | 0 | 0 | 0 | 0 | 0 | 0 | 0 | 0 | 0 | 0
| Block 22: 200-210 mills/kWh | >200 | <=210 | 0 | 0 | 0 | 0 | 0 | 0 | 0 | 0 | 0 | 0 | 0 | 0 | 0 | 0 | 0 | 0 | 0 | 0 | 0 | 0 | 0
| Block 23: 210-220 mills/kWh | >210 | <=220 | 0 | 0 | 0 | 0 | 0 | 0 | 0 | 0 | 0 | 0 | 0 | 0 | 0 | 0 | 0 | 0 | 0 | 0 | 0 | 0 | 0
| Block 24: 220-230 mills/kWh | >220 | <=230 | 0 | 0 | 0 | 0 | 0 | 0 | 0 | 0 | 0 | 0 | 0 | 0 | 0 | 0 | 0 | 0 | 0 | 0 | 0 | 0 | 0
| Block 25: 230-240 mills/kWh | >230 | <=240 | 0 | 0 | 0 | 0 | 0 | 0 | 0 | 0 | 0 | 0 | 0 | 0 | 0 | 0 | 0 | 0 | 0 | 0 | 0 | 0 | 0
| Block 26: 240-250 mills/kWh | >240 | <=250 | 0 | 0 | 0 | 0 | 0 | 0 | 0 | 0 | 0 | 0 | 0 | 0 | 0 | 0 | 0 | 0 | 0 | 0 | 0 | 0 | 0
| Block 27: 250-260 mills/kWh | >250 | <=260 | 0 | 0 | 0 | 0 | 0 | 0 | 0 | 0 | 0 | 0 | 0 | 0 | 0 | 0 | 0 | 0 | 0 | 0 | 0 | 0 | 0
| Block 28: 260-270 mills/kWh | >260 | <=270 | 0 | 0 | 0 | 0 | 0 | 0 | 0 | 0 | 0 | 0 | 0 | 0 | 0 | 0 | 0 | 0 | 0 | 0 | 0 | 0 | 0
| Block 29: 270-280 mills/kWh | >270 | <=280 | 0 | 0 | 0 | 0 | 0 | 0 | 0 | 0 | 0 | 0 | 0 | 0 | 0 | 0 | 0 | 0 | 0 | 0 | 0 | 0 | 0
| Block 30: 280-290 mills/kWh | >280 | <=290 | 0 | 0 | 0 | 0 | 0 | 0 | 0 | 0 | 0 | 0 | 0 | 0 | 0 | 0 | 0 | 0 | 0 | 0 | 0 | 0 | 0
| Block 31: 290-300 mills/kWh | >290 | <=300 | 0 | 0 | 0 | 0 | 0 | 0 | 0 | 0 | 0 | 0 | 0 | 0 | 0 | 0 | 0 | 0 | 0 | 0 | 0 | 0 | 0
| Block 32: > 300 mills/kWh | >300 | <=9999 | 0 | 0 | 0 | 0 | 0 | 0 | 0 | 0 | 0 | 0 | 0 | 0 | 0 | 0 | 0 | 0 | 0 | 0 | 0 | 0 | 0
RECOMBINE MEASURE BUNDLES INTO SUPPLY CURVE INCREMENTAL
|  | SC_New |  | 2016 | 2017 | 2018 | 2019 | 2020 | 2021 | 2022 | 2023 | 2024 | 2025 | 2026 | 2027 | 2028 | 2029 | 2030 | 2031 | 2032 | 2033 | 2034 | 2035 | MAX
|  | ASHP |  | aMW_2016 | aMW_2017 | aMW_2018 | aMW_2019 | aMW_2020 | aMW_2021 | aMW_2022 | aMW_2023 | aMW_2024 | aMW_2025 | aMW_2026 | aMW_2027 | aMW_2028 | aMW_2029 | aMW_2030 | aMW_2031 | aMW_2032 | aMW_2033 | aMW_2034 | aMW_2035 | MAX
|  | Block 1: <= 0 mills/kWh |  | 0 | 0 | 0 | 0 | 0 | 0 | 0 | 0 | 0 | 0 | 0 | 0 | 0 | 0 | 0 | 0 | 0 | 0 | 0 | 0 | 0
|  | Block 2: 0-10 mills/kWh |  | 0 | 0 | 0 | 0 | 0 | 0 | 0 | 0 | 0 | 0 | 0 | 0 | 0 | 0 | 0 | 0 | 0 | 0 | 0 | 0 | 0
|  | Block 3: 10-20 mills/kWh |  | 0 | 0 | 0 | 0 | 0 | 0 | 0 | 0 | 0 | 0 | 0 | 0 | 0 | 0 | 0 | 0 | 0 | 0 | 0 | 0 | 0
|  | Block 4: 20-30 mills/kWh |  | 0 | 0 | 0 | 0 | 0 | 0 | 0 | 0 | 0 | 0 | 0 | 0 | 0 | 0 | 0 | 0 | 0 | 0 | 0 | 0 | 0
|  | Block 5: 30-40 mills/kWh |  | 0 | 0 | 0 | 0 | 0 | 0 | 0 | 0 | 0 | 0 | 0 | 0 | 0 | 0 | 0 | 0 | 0 | 0 | 0 | 0 | 0
|  | Block 6: 40-50 mills/kWh |  | 0 | 0 | 0 | 0 | 0 | 0 | 0 | 0 | 0 | 0 | 0 | 0 | 0 | 0 | 0 | 0 | 0 | 0 | 0 | 0 | 0
|  | Block 7: 50-60 mills/kWh |  | 0 | 0 | 0 | 0 | 0 | 0 | 0 | 0 | 0 | 0 | 0 | 0 | 0 | 0 | 0 | 0 | 0 | 0 | 0 | 0 | 0
|  | Block 8: 60-70 mills/kWh |  | 0 | 0 | 0 | 0 | 0 | 0 | 0 | 0 | 0 | 0 | 0 | 0 | 0 | 0 | 0 | 0 | 0 | 0 | 0 | 0 | 0
|  | Block 9: 70-80 mills/kWh |  | 0 | 0 | 0 | 0 | 0 | 0 | 0 | 0 | 0 | 0 | 0 | 0 | 0 | 0 | 0 | 0 | 0 | 0 | 0 | 0 | 0
|  | Block 10: 80-90 mills/kWh |  | 0 | 0 | 0 | 0 | 0 | 0 | 0 | 0 | 0 | 0 | 0 | 0 | 0 | 0 | 0 | 0 | 0 | 0 | 0 | 0 | 0
|  | Block 11: 90-100 mills/kWh |  | 0 | 0 | 0 | 0 | 0 | 0 | 0 | 0 | 0 | 0 | 0 | 0 | 0 | 0 | 0 | 0 | 0 | 0 | 0 | 0 | 0
|  | Block 12: 100-110 mills/kWh |  | 0 | 0 | 0 | 0 | 0 | 0 | 0 | 0 | 0 | 0 | 0 | 0 | 0 | 0 | 0 | 0 | 0 | 0 | 0 | 0 | 0
|  | Block 13: 110-120 mills/kWh |  | 0 | 0 | 0 | 0 | 0 | 0 | 0 | 0 | 0 | 0 | 0 | 0 | 0 | 0 | 0 | 0 | 0 | 0 | 0 | 0 | 0
|  | Block 14: 120-130 mills/kWh |  | 0 | 0 | 0 | 0 | 0 | 0 | 0 | 0 | 0 | 0 | 0 | 0 | 0 | 0 | 0 | 0 | 0 | 0 | 0 | 0 | 0
|  | Block 15: 130-140 mills/kWh |  | 0 | 0 | 0 | 0 | 0 | 0 | 0 | 0 | 0 | 0 | 0 | 0 | 0 | 0 | 0 | 0 | 0 | 0 | 0 | 0 | 0
|  | Block 16: 140-150 mills/kWh |  | 0 | 0 | 0 | 0 | 0 | 0 | 0 | 0 | 0 | 0 | 0 | 0 | 0 | 0 | 0 | 0 | 0 | 0 | 0 | 0 | 0
|  | Block 17: 150-160 mills/kWh |  | 0 | 0 | 0 | 0 | 0 | 0 | 0 | 0 | 0 | 0 | 0 | 0 | 0 | 0 | 0 | 0 | 0 | 0 | 0 | 0 | 0
|  | Block 18: 160-170 mills/kWh |  | 0 | 0 | 0 | 0 | 0 | 0 | 0 | 0 | 0 | 0 | 0 | 0 | 0 | 0 | 0 | 0 | 0 | 0 | 0 | 0 | 0
|  | Block 19: 170-180 mills/kWh |  | 0 | 0 | 0 | 0 | 0 | 0 | 0 | 0 | 0 | 0 | 0 | 0 | 0 | 0 | 0 | 0 | 0 | 0 | 0 | 0 | 0
|  | Block 20: 180-190 mills/kWh |  | 0 | 0 | 0 | 0 | 0 | 0 | 0 | 0 | 0 | 0 | 0 | 0 | 0 | 0 | 0 | 0 | 0 | 0 | 0 | 0 | 0
|  | Block 21: 190-200 mills/kWh |  | 0 | 0 | 0 | 0 | 0 | 0 | 0 | 0 | 0 | 0 | 0 | 0 | 0 | 0 | 0 | 0 | 0 | 0 | 0 | 0 | 0
|  | Block 22: 200-210 mills/kWh |  | 0 | 0 | 0 | 0 | 0 | 0 | 0 | 0 | 0 | 0 | 0 | 0 | 0 | 0 | 0 | 0 | 0 | 0 | 0 | 0 | 0
|  | Block 23: 210-220 mills/kWh |  | 0 | 0 | 0 | 0 | 0 | 0 | 0 | 0 | 0 | 0 | 0 | 0 | 0 | 0 | 0 | 0 | 0 | 0 | 0 | 0 | 0
|  | Block 24: 220-230 mills/kWh |  | 0 | 0 | 0 | 0 | 0 | 0 | 0 | 0 | 0 | 0 | 0 | 0 | 0 | 0 | 0 | 0 | 0 | 0 | 0 | 0 | 0
|  | Block 25: 230-240 mills/kWh |  | 0 | 0 | 0 | 0 | 0 | 0 | 0 | 0 | 0 | 0 | 0 | 0 | 0 | 0 | 0 | 0 | 0 | 0 | 0 | 0 | 0
|  | Block 26: 240-250 mills/kWh |  | 0 | 0 | 0 | 0 | 0 | 0 | 0 | 0 | 0 | 0 | 0 | 0 | 0 | 0 | 0 | 0 | 0 | 0 | 0 | 0 | 0
|  | Block 27: 250-260 mills/kWh |  | 0 | 0 | 0 | 0 | 0 | 0 | 0 | 0 | 0 | 0 | 0 | 0 | 0 | 0 | 0 | 0 | 0 | 0 | 0 | 0 | 0
|  | Block 28: 260-270 mills/kWh |  | 0 | 0 | 0 | 0 | 0 | 0 | 0 | 0 | 0 | 0 | 0 | 0 | 0 | 0 | 0 | 0 | 0 | 0 | 0 | 0 | 0
|  | Block 29: 270-280 mills/kWh |  | 0 | 0 | 0 | 0 | 0 | 0 | 0 | 0 | 0 | 0 | 0 | 0 | 0 | 0 | 0 | 0 | 0 | 0 | 0 | 0 | 0
|  | Block 30: 280-290 mills/kWh |  | 0 | 0 | 0 | 0 | 0 | 0 | 0 | 0 | 0 | 0 | 0 | 0 | 0 | 0 | 0 | 0 | 0 | 0 | 0 | 0 | 0
|  | Block 31: 290-300 mills/kWh |  | 0 | 0 | 0 | 0 | 0 | 0 | 0 | 0 | 0 | 0 | 0 | 0 | 0 | 0 | 0 | 0 | 0 | 0 | 0 | 0 | 0
|  | Block 32: > 300 mills/kWh |  | 0 | 0 | 0 | 0 | 0 | 0 | 0 | 0 | 0 | 0 | 0 | 0 | 0 | 0 | 0 | 0 | 0 | 0 | 0 | 0 | 0
|  | Total per Year |  | 0 | 0 | 0 | 0 | 0 | 0 | 0 | 0 | 0 | 0 | 0 | 0 | 0 | 0 | 0 | 0 | 0 | 0 | 0 | 0
|  | Total Cumulative |  | 0 | 0 | 0 | 0 | 0 | 0 | 0 | 0 | 0 | 0 | 0 | 0 | 0 | 0 | 0 | 0 | 0 | 0 | 0 | 0 | 0
CALCULATE # HOMES NOT ADDRESSED BY MEASURE AND ADD TO RETROFIT POOL
# HOMES RESIDUAL & AVAILABLE TO NR/RETROFIT POOL
APPLICABLE NEW STOCK MINUS TREATED |  |  |  | 2: Homes
|  |  |  | 2016 | 2017 | 2018 | 2019 | 2020 | 2021 | 2022 | 2023 | 2024 | 2025 | 2026 | 2027 | 2028 | 2029 | 2030 | 2031 | 2032 | 2033 | 2034 | 2035
|  | Single Family |  | 60664.9519 | 55655.3788 | 49999.3854 | 45281.2179 | 40632.6122 | 34892.1637 | 29843.3405 | 25555.8184 | 21426.611 | 18425.4995 | 15918.8365 | 13929.1095 | 12520.0359 | 11999.8999 | 11908.5243 | 11776.7838 | 11365.2401 | 11341.0139 | 11369.028 | 11446.1158 |  | 505951.567
|  | Total Residual to NR/Retro Pool |  | 60664.9519 | 55655.3788 | 49999.3854 | 45281.2179 | 40632.6122 | 34892.1637 | 29843.3405 | 25555.8184 | 21426.611 | 18425.4995 | 15918.8365 | 13929.1095 | 12520.0359 | 11999.8999 | 11908.5243 | 11776.7838 | 11365.2401 | 11341.0139 | 11369.028 | 11446.1158 |  | 505951.567

## SC-New (2)
Methodology | New Homes only. Also use this to calculate New Homes not addressed due to achievability, and send that to the Retrofit pool.
='[7P Forecasts D1.xlsx]Res Forecast (Base Case)'!$D$5
| Vintage | New | New
End Use: | Measure Bundle | ASHP | Region
HVAC | Report Year | 2035 | Base
| Total Max Potential | 5.0124
# HOMES AVAILABLE FOR MEASURE -ASHP |  | # homes |  | 2016 | 2017 | 2018 | 2019 | 2020 | 2021 | 2022 | 2023 | 2024 | 2025 | 2026 | 2027 | 2028 | 2029 | 2030 | 2031 | 2032 | 2033 | 2034 | 2035
|  |  |  | Homes_2016 | Homes_2017 | Homes_2018 | Homes_2019 | Homes_2020 | Homes_2021 | Homes_2022 | Homes_2023 | Homes_2024 | Homes_2025 | Homes_2026 | Homes_2027 | Homes_2028 | Homes_2029 | Homes_2030 | Homes_2031 | Homes_2032 | Homes_2033 | Homes_2034 | Homes_2035
| New | Single Family |  | 62685.759 | 59961.781 | 56834.012 | 54985.193 | 53507.474 | 50982.05 | 49561.669 | 49324.518 | 48815.77 | 49683.252 | 50030.137 | 49387.763 | 48079.346 | 48129.051 | 48690.569 | 48482.864 | 46879.001 | 46798.778 | 46917.627 | 47236.145 |  | 1016972.759
| REG_TOTAL_STOCK_FLOOR | Total Regional Stock |  | 62685.759 | 59961.781 | 56834.012 | 54985.193 | 53507.474 | 50982.05 | 49561.669 | 49324.518 | 48815.77 | 49683.252 | 50030.137 | 49387.763 | 48079.346 | 48129.051 | 48690.569 | 48482.864 | 46879.001 | 46798.778 | 46917.627 | 47236.145 |  | 1016972.759
# HOMES APPLICABLE BY YEAR FOR MEASURE - ASHP - New
Applicability | % Saturation | ASHP - New
88.2% | 11.11% | Single Family |  | 6144.7825 | 5877.7641 | 5571.164 | 5389.9332 | 5245.0795 | 4997.5244 | 4858.2913 | 4835.0445 | 4785.1744 | 4870.2095 | 4904.213 | 4841.2441 | 4712.9863 | 4717.8587 | 4772.9016 | 4752.5413 | 4595.3223 | 4587.4584 | 4599.1086 | 4630.3314 |  | 99688.9332
|  |  |  | 6144.7825 | 5877.7641 | 5571.164 | 5389.9332 | 5245.0795 | 4997.5244 | 4858.2913 | 4835.0445 | 4785.1744 | 4870.2095 | 4904.213 | 4841.2441 | 4712.9863 | 4717.8587 | 4772.9016 | 4752.5413 | 4595.3223 | 4587.4584 | 4599.1086 | 4630.3314 |  | 99688.9332
# UNITS ACHIEVABLE BY YEAR FOR MEASURE - ASHP - New |  |  | Achievability => | 2 | 3 | 4 | 5 | 6 | 7 | 8 | 9 | 10 | 11 | 12 | 13 | 14 | 15 | 16 | 17 | 18 | 19 | 20 | 21
|  |  | ASHP - New | 4.3% | 9.58% | 16.04% | 23.54% | 32.1% | 42.1% | 53.07% | 64.28% | 74.84% | 83.92% | 90.95% | 95.77% | 98.65% | 100.1% | 100.8% | 101% | 101% | 101.1% | 101.1% | 101.1% |  | 85%
|  |  | Single Family | 224.5918 | 478.6121 | 759.598 | 1078.4964 | 1430.9077 | 1788.2244 | 2191.4882 | 2641.6451 | 3044.0217 | 3473.9758 | 3791.1182 | 3940.8625 | 3952.0494 | 4015.3814 | 4087.9438 | 4079.5011 | 3946.9871 | 3940.7637 | 3950.859 | 3977.6915 |  | 56794.7189
|  |  |  | 224.5918 | 478.6121 | 759.598 | 1078.4964 | 1430.9077 | 1788.2244 | 2191.4882 | 2641.6451 | 3044.0217 | 3473.9758 | 3791.1182 | 3940.8625 | 3952.0494 | 4015.3814 | 4087.9438 | 4079.5011 | 3946.9871 | 3940.7637 | 3950.859 | 3977.6915 |  | 56794.7189
SUPPLY CURVE SAVINGS BY BUNDLE |  | ASHP |  | 2: aMW
kWh per home | TRC Net Levelized Cost (Net of All Benefits) | 1 |  | 2016 | 2017 | 2018 | 2019 | 2020 | 2021 | 2022 | 2023 | 2024 | 2025 | 2026 | 2027 | 2028 | 2029 | 2030 | 2031 | 2032 | 2033 | 2034 | 2035 | MAX
Busbar Savings | lvlcost | segment | measure | aMW_2016 | aMW_2017 | aMW_2018 | aMW_2019 | aMW_2020 | aMW_2021 | aMW_2022 | aMW_2023 | aMW_2024 | aMW_2025 | aMW_2026 | aMW_2027 | aMW_2028 | aMW_2029 | aMW_2030 | aMW_2031 | aMW_2032 | aMW_2033 | aMW_2034 | aMW_2035 | MAX
604.0813 | 931.0303 | Single Family | New SF HVAC Upgrade - Central Heat Pump Upgrade to Variable Capacity Central Heat Pump | 0.015488 | 0.033005 | 0.052381 | 0.074372 | 0.098674 | 0.12331 | 0.15112 | 0.18217 | 0.20991 | 0.23956 | 0.26143 | 0.27176 | 0.27253 | 0.2769 | 0.2819 | 0.28132 | 0.27218 | 0.27175 | 0.27245 | 0.2743 | 3.9165 | 3.9165
169.0298 | 22.458 | Single Family | New SF HVAC Upgrade - Heat Pump Upgrade to 9.0 HSPF/14 SEER | 0.0043336 | 0.0092351 | 0.014657 | 0.02081 | 0.02761 | 0.034505 | 0.042286 | 0.050972 | 0.058736 | 0.067033 | 0.073152 | 0.076041 | 0.076257 | 0.077479 | 0.07888 | 0.078717 | 0.07616 | 0.07604 | 0.076234 | 0.076752 | 1.0959 | 1.0959
| 732.3838 |  |  | 0.019821 | 0.04224 | 0.067038 | 0.095182 | 0.12628 | 0.15782 | 0.19341 | 0.23314 | 0.26865 | 0.30659 | 0.33458 | 0.3478 | 0.34879 | 0.35438 | 0.36078 | 0.36004 | 0.34834 | 0.34779 | 0.34868 | 0.35105 | 5.0124 | 10.0248
|  |  |  | 0.019821 | 0.062061 | 0.1291 | 0.22428 | 0.35057 | 0.50839 | 0.70179 | 0.93493 | 1.2036 | 1.5102 | 1.8448 | 2.1926 | 2.5413 | 2.8957 | 3.2565 | 3.6165 | 3.9649 | 4.3127 | 4.6614 | 5.0124
RECOMBINE MEASURE BUNDLES INTO SUPPLY CURVE CUMULATIVE
|  |  |  | 2016 | 2017 | 2018 | 2019 | 2020 | 2021 | 2022 | 2023 | 2024 | 2025 | 2026 | 2027 | 2028 | 2029 | 2030 | 2031 | 2032 | 2033 | 2034 | 2035 | MAX
|  | lvlcost | lvlcost | aMW_2016 | aMW_2017 | aMW_2018 | aMW_2019 | aMW_2020 | aMW_2021 | aMW_2022 | aMW_2023 | aMW_2024 | aMW_2025 | aMW_2026 | aMW_2027 | aMW_2028 | aMW_2029 | aMW_2030 | aMW_2031 | aMW_2032 | aMW_2033 | aMW_2034 | aMW_2035 | MAX
| Block 1: <= 0 mills/kWh | >=-9999 | <=0 | 0 | 0 | 0 | 0 | 0 | 0 | 0 | 0 | 0 | 0 | 0 | 0 | 0 | 0 | 0 | 0 | 0 | 0 | 0 | 0 | 0
| Block 2: 0-10 mills/kWh | >0 | <=10 | 0 | 0 | 0 | 0 | 0 | 0 | 0 | 0 | 0 | 0 | 0 | 0 | 0 | 0 | 0 | 0 | 0 | 0 | 0 | 0 | 0
| Block 3: 10-20 mills/kWh | >10 | <=20 | 0 | 0 | 0 | 0 | 0 | 0 | 0 | 0 | 0 | 0 | 0 | 0 | 0 | 0 | 0 | 0 | 0 | 0 | 0 | 0 | 0
| Block 4: 20-30 mills/kWh | >20 | <=30 | 0.0043336 | 0.0092351 | 0.014657 | 0.02081 | 0.02761 | 0.034505 | 0.042286 | 0.050972 | 0.058736 | 0.067033 | 0.073152 | 0.076041 | 0.076257 | 0.077479 | 0.07888 | 0.078717 | 0.07616 | 0.07604 | 0.076234 | 0.076752 | 1.0959
| Block 5: 30-40 mills/kWh | >30 | <=40 | 0.0043336 | 0.0092351 | 0.014657 | 0.02081 | 0.02761 | 0.034505 | 0.042286 | 0.050972 | 0.058736 | 0.067033 | 0.073152 | 0.076041 | 0.076257 | 0.077479 | 0.07888 | 0.078717 | 0.07616 | 0.07604 | 0.076234 | 0.076752 | 1.0959
| Block 6: 40-50 mills/kWh | >40 | <=50 | 0.0043336 | 0.0092351 | 0.014657 | 0.02081 | 0.02761 | 0.034505 | 0.042286 | 0.050972 | 0.058736 | 0.067033 | 0.073152 | 0.076041 | 0.076257 | 0.077479 | 0.07888 | 0.078717 | 0.07616 | 0.07604 | 0.076234 | 0.076752 | 1.0959
| Block 7: 50-60 mills/kWh | >50 | <=60 | 0.0043336 | 0.0092351 | 0.014657 | 0.02081 | 0.02761 | 0.034505 | 0.042286 | 0.050972 | 0.058736 | 0.067033 | 0.073152 | 0.076041 | 0.076257 | 0.077479 | 0.07888 | 0.078717 | 0.07616 | 0.07604 | 0.076234 | 0.076752 | 1.0959
| Block 8: 60-70 mills/kWh | >60 | <=70 | 0.0043336 | 0.0092351 | 0.014657 | 0.02081 | 0.02761 | 0.034505 | 0.042286 | 0.050972 | 0.058736 | 0.067033 | 0.073152 | 0.076041 | 0.076257 | 0.077479 | 0.07888 | 0.078717 | 0.07616 | 0.07604 | 0.076234 | 0.076752 | 1.0959
| Block 9: 70-80 mills/kWh | >70 | <=80 | 0.0043336 | 0.0092351 | 0.014657 | 0.02081 | 0.02761 | 0.034505 | 0.042286 | 0.050972 | 0.058736 | 0.067033 | 0.073152 | 0.076041 | 0.076257 | 0.077479 | 0.07888 | 0.078717 | 0.07616 | 0.07604 | 0.076234 | 0.076752 | 1.0959
| Block 10: 80-90 mills/kWh | >80 | <=90 | 0.0043336 | 0.0092351 | 0.014657 | 0.02081 | 0.02761 | 0.034505 | 0.042286 | 0.050972 | 0.058736 | 0.067033 | 0.073152 | 0.076041 | 0.076257 | 0.077479 | 0.07888 | 0.078717 | 0.07616 | 0.07604 | 0.076234 | 0.076752 | 1.0959
| Block 11: 90-100 mills/kWh | >90 | <=100 | 0.0043336 | 0.0092351 | 0.014657 | 0.02081 | 0.02761 | 0.034505 | 0.042286 | 0.050972 | 0.058736 | 0.067033 | 0.073152 | 0.076041 | 0.076257 | 0.077479 | 0.07888 | 0.078717 | 0.07616 | 0.07604 | 0.076234 | 0.076752 | 1.0959
| Block 12: 100-110 mills/kWh | >100 | <=110 | 0.0043336 | 0.0092351 | 0.014657 | 0.02081 | 0.02761 | 0.034505 | 0.042286 | 0.050972 | 0.058736 | 0.067033 | 0.073152 | 0.076041 | 0.076257 | 0.077479 | 0.07888 | 0.078717 | 0.07616 | 0.07604 | 0.076234 | 0.076752 | 1.0959
| Block 13: 110-120 mills/kWh | >110 | <=120 | 0.0043336 | 0.0092351 | 0.014657 | 0.02081 | 0.02761 | 0.034505 | 0.042286 | 0.050972 | 0.058736 | 0.067033 | 0.073152 | 0.076041 | 0.076257 | 0.077479 | 0.07888 | 0.078717 | 0.07616 | 0.07604 | 0.076234 | 0.076752 | 1.0959
| Block 14: 120-130 mills/kWh | >120 | <=130 | 0.0043336 | 0.0092351 | 0.014657 | 0.02081 | 0.02761 | 0.034505 | 0.042286 | 0.050972 | 0.058736 | 0.067033 | 0.073152 | 0.076041 | 0.076257 | 0.077479 | 0.07888 | 0.078717 | 0.07616 | 0.07604 | 0.076234 | 0.076752 | 1.0959
| Block 15: 130-140 mills/kWh | >130 | <=140 | 0.0043336 | 0.0092351 | 0.014657 | 0.02081 | 0.02761 | 0.034505 | 0.042286 | 0.050972 | 0.058736 | 0.067033 | 0.073152 | 0.076041 | 0.076257 | 0.077479 | 0.07888 | 0.078717 | 0.07616 | 0.07604 | 0.076234 | 0.076752 | 1.0959
| Block 16: 140-150 mills/kWh | >140 | <=150 | 0.0043336 | 0.0092351 | 0.014657 | 0.02081 | 0.02761 | 0.034505 | 0.042286 | 0.050972 | 0.058736 | 0.067033 | 0.073152 | 0.076041 | 0.076257 | 0.077479 | 0.07888 | 0.078717 | 0.07616 | 0.07604 | 0.076234 | 0.076752 | 1.0959
| Block 17: 150-160 mills/kWh | >150 | <=160 | 0.0043336 | 0.0092351 | 0.014657 | 0.02081 | 0.02761 | 0.034505 | 0.042286 | 0.050972 | 0.058736 | 0.067033 | 0.073152 | 0.076041 | 0.076257 | 0.077479 | 0.07888 | 0.078717 | 0.07616 | 0.07604 | 0.076234 | 0.076752 | 1.0959
| Block 18: 160-170 mills/kWh | >160 | <=170 | 0.0043336 | 0.0092351 | 0.014657 | 0.02081 | 0.02761 | 0.034505 | 0.042286 | 0.050972 | 0.058736 | 0.067033 | 0.073152 | 0.076041 | 0.076257 | 0.077479 | 0.07888 | 0.078717 | 0.07616 | 0.07604 | 0.076234 | 0.076752 | 1.0959
| Block 19: 170-180 mills/kWh | >170 | <=180 | 0.0043336 | 0.0092351 | 0.014657 | 0.02081 | 0.02761 | 0.034505 | 0.042286 | 0.050972 | 0.058736 | 0.067033 | 0.073152 | 0.076041 | 0.076257 | 0.077479 | 0.07888 | 0.078717 | 0.07616 | 0.07604 | 0.076234 | 0.076752 | 1.0959
| Block 20: 180-190 mills/kWh | >180 | <=190 | 0.0043336 | 0.0092351 | 0.014657 | 0.02081 | 0.02761 | 0.034505 | 0.042286 | 0.050972 | 0.058736 | 0.067033 | 0.073152 | 0.076041 | 0.076257 | 0.077479 | 0.07888 | 0.078717 | 0.07616 | 0.07604 | 0.076234 | 0.076752 | 1.0959
| Block 21: 190-200 mills/kWh | >190 | <=200 | 0.0043336 | 0.0092351 | 0.014657 | 0.02081 | 0.02761 | 0.034505 | 0.042286 | 0.050972 | 0.058736 | 0.067033 | 0.073152 | 0.076041 | 0.076257 | 0.077479 | 0.07888 | 0.078717 | 0.07616 | 0.07604 | 0.076234 | 0.076752 | 1.0959
| Block 22: 200-210 mills/kWh | >200 | <=210 | 0.0043336 | 0.0092351 | 0.014657 | 0.02081 | 0.02761 | 0.034505 | 0.042286 | 0.050972 | 0.058736 | 0.067033 | 0.073152 | 0.076041 | 0.076257 | 0.077479 | 0.07888 | 0.078717 | 0.07616 | 0.07604 | 0.076234 | 0.076752 | 1.0959
| Block 23: 210-220 mills/kWh | >210 | <=220 | 0.0043336 | 0.0092351 | 0.014657 | 0.02081 | 0.02761 | 0.034505 | 0.042286 | 0.050972 | 0.058736 | 0.067033 | 0.073152 | 0.076041 | 0.076257 | 0.077479 | 0.07888 | 0.078717 | 0.07616 | 0.07604 | 0.076234 | 0.076752 | 1.0959
| Block 24: 220-230 mills/kWh | >220 | <=230 | 0.0043336 | 0.0092351 | 0.014657 | 0.02081 | 0.02761 | 0.034505 | 0.042286 | 0.050972 | 0.058736 | 0.067033 | 0.073152 | 0.076041 | 0.076257 | 0.077479 | 0.07888 | 0.078717 | 0.07616 | 0.07604 | 0.076234 | 0.076752 | 1.0959
| Block 25: 230-240 mills/kWh | >230 | <=240 | 0.0043336 | 0.0092351 | 0.014657 | 0.02081 | 0.02761 | 0.034505 | 0.042286 | 0.050972 | 0.058736 | 0.067033 | 0.073152 | 0.076041 | 0.076257 | 0.077479 | 0.07888 | 0.078717 | 0.07616 | 0.07604 | 0.076234 | 0.076752 | 1.0959
| Block 26: 240-250 mills/kWh | >240 | <=250 | 0.0043336 | 0.0092351 | 0.014657 | 0.02081 | 0.02761 | 0.034505 | 0.042286 | 0.050972 | 0.058736 | 0.067033 | 0.073152 | 0.076041 | 0.076257 | 0.077479 | 0.07888 | 0.078717 | 0.07616 | 0.07604 | 0.076234 | 0.076752 | 1.0959
| Block 27: 250-260 mills/kWh | >250 | <=260 | 0.0043336 | 0.0092351 | 0.014657 | 0.02081 | 0.02761 | 0.034505 | 0.042286 | 0.050972 | 0.058736 | 0.067033 | 0.073152 | 0.076041 | 0.076257 | 0.077479 | 0.07888 | 0.078717 | 0.07616 | 0.07604 | 0.076234 | 0.076752 | 1.0959
| Block 28: 260-270 mills/kWh | >260 | <=270 | 0.0043336 | 0.0092351 | 0.014657 | 0.02081 | 0.02761 | 0.034505 | 0.042286 | 0.050972 | 0.058736 | 0.067033 | 0.073152 | 0.076041 | 0.076257 | 0.077479 | 0.07888 | 0.078717 | 0.07616 | 0.07604 | 0.076234 | 0.076752 | 1.0959
| Block 29: 270-280 mills/kWh | >270 | <=280 | 0.0043336 | 0.0092351 | 0.014657 | 0.02081 | 0.02761 | 0.034505 | 0.042286 | 0.050972 | 0.058736 | 0.067033 | 0.073152 | 0.076041 | 0.076257 | 0.077479 | 0.07888 | 0.078717 | 0.07616 | 0.07604 | 0.076234 | 0.076752 | 1.0959
| Block 30: 280-290 mills/kWh | >280 | <=290 | 0.0043336 | 0.0092351 | 0.014657 | 0.02081 | 0.02761 | 0.034505 | 0.042286 | 0.050972 | 0.058736 | 0.067033 | 0.073152 | 0.076041 | 0.076257 | 0.077479 | 0.07888 | 0.078717 | 0.07616 | 0.07604 | 0.076234 | 0.076752 | 1.0959
| Block 31: 290-300 mills/kWh | >290 | <=300 | 0.0043336 | 0.0092351 | 0.014657 | 0.02081 | 0.02761 | 0.034505 | 0.042286 | 0.050972 | 0.058736 | 0.067033 | 0.073152 | 0.076041 | 0.076257 | 0.077479 | 0.07888 | 0.078717 | 0.07616 | 0.07604 | 0.076234 | 0.076752 | 1.0959
| Block 32: > 300 mills/kWh | >300 | <=9999 | 0.019821 | 0.04224 | 0.067038 | 0.095182 | 0.12628 | 0.15782 | 0.19341 | 0.23314 | 0.26865 | 0.30659 | 0.33458 | 0.3478 | 0.34879 | 0.35438 | 0.36078 | 0.36004 | 0.34834 | 0.34779 | 0.34868 | 0.35105 | 5.0124
RECOMBINE MEASURE BUNDLES INTO SUPPLY CURVE INCREMENTAL
|  | SC_New |  | 2016 | 2017 | 2018 | 2019 | 2020 | 2021 | 2022 | 2023 | 2024 | 2025 | 2026 | 2027 | 2028 | 2029 | 2030 | 2031 | 2032 | 2033 | 2034 | 2035 | MAX
|  | ASHP |  | aMW_2016 | aMW_2017 | aMW_2018 | aMW_2019 | aMW_2020 | aMW_2021 | aMW_2022 | aMW_2023 | aMW_2024 | aMW_2025 | aMW_2026 | aMW_2027 | aMW_2028 | aMW_2029 | aMW_2030 | aMW_2031 | aMW_2032 | aMW_2033 | aMW_2034 | aMW_2035 | MAX
|  | Block 1: <= 0 mills/kWh |  | 0 | 0 | 0 | 0 | 0 | 0 | 0 | 0 | 0 | 0 | 0 | 0 | 0 | 0 | 0 | 0 | 0 | 0 | 0 | 0 | 0
|  | Block 2: 0-10 mills/kWh |  | 0 | 0 | 0 | 0 | 0 | 0 | 0 | 0 | 0 | 0 | 0 | 0 | 0 | 0 | 0 | 0 | 0 | 0 | 0 | 0 | 0
|  | Block 3: 10-20 mills/kWh |  | 0 | 0 | 0 | 0 | 0 | 0 | 0 | 0 | 0 | 0 | 0 | 0 | 0 | 0 | 0 | 0 | 0 | 0 | 0 | 0 | 0
|  | Block 4: 20-30 mills/kWh |  | 0.0043336 | 0.0092351 | 0.014657 | 0.02081 | 0.02761 | 0.034505 | 0.042286 | 0.050972 | 0.058736 | 0.067033 | 0.073152 | 0.076041 | 0.076257 | 0.077479 | 0.07888 | 0.078717 | 0.07616 | 0.07604 | 0.076234 | 0.076752 | 1.0959
|  | Block 5: 30-40 mills/kWh |  | 0 | 0 | 0 | 0 | 0 | 0 | 0 | 0 | 0 | 0 | 0 | 0 | 0 | 0 | 0 | 0 | 0 | 0 | 0 | 0 | 0
|  | Block 6: 40-50 mills/kWh |  | 0 | 0 | 0 | 0 | 0 | 0 | 0 | 0 | 0 | 0 | 0 | 0 | 0 | 0 | 0 | 0 | 0 | 0 | 0 | 0 | 0
|  | Block 7: 50-60 mills/kWh |  | 0 | 0 | 0 | 0 | 0 | 0 | 0 | 0 | 0 | 0 | 0 | 0 | 0 | 0 | 0 | 0 | 0 | 0 | 0 | 0 | 0
|  | Block 8: 60-70 mills/kWh |  | 0 | 0 | 0 | 0 | 0 | 0 | 0 | 0 | 0 | 0 | 0 | 0 | 0 | 0 | 0 | 0 | 0 | 0 | 0 | 0 | 0
|  | Block 9: 70-80 mills/kWh |  | 0 | 0 | 0 | 0 | 0 | 0 | 0 | 0 | 0 | 0 | 0 | 0 | 0 | 0 | 0 | 0 | 0 | 0 | 0 | 0 | 0
|  | Block 10: 80-90 mills/kWh |  | 0 | 0 | 0 | 0 | 0 | 0 | 0 | 0 | 0 | 0 | 0 | 0 | 0 | 0 | 0 | 0 | 0 | 0 | 0 | 0 | 0
|  | Block 11: 90-100 mills/kWh |  | 0 | 0 | 0 | 0 | 0 | 0 | 0 | 0 | 0 | 0 | 0 | 0 | 0 | 0 | 0 | 0 | 0 | 0 | 0 | 0 | 0
|  | Block 12: 100-110 mills/kWh |  | 0 | 0 | 0 | 0 | 0 | 0 | 0 | 0 | 0 | 0 | 0 | 0 | 0 | 0 | 0 | 0 | 0 | 0 | 0 | 0 | 0
|  | Block 13: 110-120 mills/kWh |  | 0 | 0 | 0 | 0 | 0 | 0 | 0 | 0 | 0 | 0 | 0 | 0 | 0 | 0 | 0 | 0 | 0 | 0 | 0 | 0 | 0
|  | Block 14: 120-130 mills/kWh |  | 0 | 0 | 0 | 0 | 0 | 0 | 0 | 0 | 0 | 0 | 0 | 0 | 0 | 0 | 0 | 0 | 0 | 0 | 0 | 0 | 0
|  | Block 15: 130-140 mills/kWh |  | 0 | 0 | 0 | 0 | 0 | 0 | 0 | 0 | 0 | 0 | 0 | 0 | 0 | 0 | 0 | 0 | 0 | 0 | 0 | 0 | 0
|  | Block 16: 140-150 mills/kWh |  | 0 | 0 | 0 | 0 | 0 | 0 | 0 | 0 | 0 | 0 | 0 | 0 | 0 | 0 | 0 | 0 | 0 | 0 | 0 | 0 | 0
|  | Block 17: 150-160 mills/kWh |  | 0 | 0 | 0 | 0 | 0 | 0 | 0 | 0 | 0 | 0 | 0 | 0 | 0 | 0 | 0 | 0 | 0 | 0 | 0 | 0 | 0
|  | Block 18: 160-170 mills/kWh |  | 0 | 0 | 0 | 0 | 0 | 0 | 0 | 0 | 0 | 0 | 0 | 0 | 0 | 0 | 0 | 0 | 0 | 0 | 0 | 0 | 0
|  | Block 19: 170-180 mills/kWh |  | 0 | 0 | 0 | 0 | 0 | 0 | 0 | 0 | 0 | 0 | 0 | 0 | 0 | 0 | 0 | 0 | 0 | 0 | 0 | 0 | 0
|  | Block 20: 180-190 mills/kWh |  | 0 | 0 | 0 | 0 | 0 | 0 | 0 | 0 | 0 | 0 | 0 | 0 | 0 | 0 | 0 | 0 | 0 | 0 | 0 | 0 | 0
|  | Block 21: 190-200 mills/kWh |  | 0 | 0 | 0 | 0 | 0 | 0 | 0 | 0 | 0 | 0 | 0 | 0 | 0 | 0 | 0 | 0 | 0 | 0 | 0 | 0 | 0
|  | Block 22: 200-210 mills/kWh |  | 0 | 0 | 0 | 0 | 0 | 0 | 0 | 0 | 0 | 0 | 0 | 0 | 0 | 0 | 0 | 0 | 0 | 0 | 0 | 0 | 0
|  | Block 23: 210-220 mills/kWh |  | 0 | 0 | 0 | 0 | 0 | 0 | 0 | 0 | 0 | 0 | 0 | 0 | 0 | 0 | 0 | 0 | 0 | 0 | 0 | 0 | 0
|  | Block 24: 220-230 mills/kWh |  | 0 | 0 | 0 | 0 | 0 | 0 | 0 | 0 | 0 | 0 | 0 | 0 | 0 | 0 | 0 | 0 | 0 | 0 | 0 | 0 | 0
|  | Block 25: 230-240 mills/kWh |  | 0 | 0 | 0 | 0 | 0 | 0 | 0 | 0 | 0 | 0 | 0 | 0 | 0 | 0 | 0 | 0 | 0 | 0 | 0 | 0 | 0
|  | Block 26: 240-250 mills/kWh |  | 0 | 0 | 0 | 0 | 0 | 0 | 0 | 0 | 0 | 0 | 0 | 0 | 0 | 0 | 0 | 0 | 0 | 0 | 0 | 0 | 0
|  | Block 27: 250-260 mills/kWh |  | 0 | 0 | 0 | 0 | 0 | 0 | 0 | 0 | 0 | 0 | 0 | 0 | 0 | 0 | 0 | 0 | 0 | 0 | 0 | 0 | 0
|  | Block 28: 260-270 mills/kWh |  | 0 | 0 | 0 | 0 | 0 | 0 | 0 | 0 | 0 | 0 | 0 | 0 | 0 | 0 | 0 | 0 | 0 | 0 | 0 | 0 | 0
|  | Block 29: 270-280 mills/kWh |  | 0 | 0 | 0 | 0 | 0 | 0 | 0 | 0 | 0 | 0 | 0 | 0 | 0 | 0 | 0 | 0 | 0 | 0 | 0 | 0 | 0
|  | Block 30: 280-290 mills/kWh |  | 0 | 0 | 0 | 0 | 0 | 0 | 0 | 0 | 0 | 0 | 0 | 0 | 0 | 0 | 0 | 0 | 0 | 0 | 0 | 0 | 0
|  | Block 31: 290-300 mills/kWh |  | 0 | 0 | 0 | 0 | 0 | 0 | 0 | 0 | 0 | 0 | 0 | 0 | 0 | 0 | 0 | 0 | 0 | 0 | 0 | 0 | 0
|  | Block 32: > 300 mills/kWh |  | 0.015488 | 0.033005 | 0.052381 | 0.074372 | 0.098674 | 0.12331 | 0.15112 | 0.18217 | 0.20991 | 0.23956 | 0.26143 | 0.27176 | 0.27253 | 0.2769 | 0.2819 | 0.28132 | 0.27218 | 0.27175 | 0.27245 | 0.2743 | 3.9165
|  | Total per Year |  | 0.019821 | 0.04224 | 0.067038 | 0.095182 | 0.12628 | 0.15782 | 0.19341 | 0.23314 | 0.26865 | 0.30659 | 0.33458 | 0.3478 | 0.34879 | 0.35438 | 0.36078 | 0.36004 | 0.34834 | 0.34779 | 0.34868 | 0.35105
|  | Total Cumulative |  | 0.019821 | 0.062061 | 0.1291 | 0.22428 | 0.35057 | 0.50839 | 0.70179 | 0.93493 | 1.2036 | 1.5102 | 1.8448 | 2.1926 | 2.5413 | 2.8957 | 3.2565 | 3.6165 | 3.9649 | 4.3127 | 4.6614 | 5.0124 | 5.0124
CALCULATE # HOMES NOT ADDRESSED BY MEASURE AND ADD TO RETROFIT POOL
# HOMES RESIDUAL & AVAILABLE TO NR/RETROFIT POOL
APPLICABLE NEW STOCK MINUS TREATED |  |  |  | 2: Homes
|  |  |  | 2016 | 2017 | 2018 | 2019 | 2020 | 2021 | 2022 | 2023 | 2024 | 2025 | 2026 | 2027 | 2028 | 2029 | 2030 | 2031 | 2032 | 2033 | 2034 | 2035
|  | Single Family |  | 60664.9519 | 55655.3788 | 49999.3854 | 45281.2179 | 40632.6122 | 34892.1637 | 29843.3405 | 25555.8184 | 21426.611 | 18425.4995 | 15918.8365 | 13929.1095 | 12520.0359 | 11999.8999 | 11908.5243 | 11776.7838 | 11365.2401 | 11341.0139 | 11369.028 | 11446.1158 |  | 505951.567
|  | Total Residual to NR/Retro Pool |  | 60664.9519 | 55655.3788 | 49999.3854 | 45281.2179 | 40632.6122 | 34892.1637 | 29843.3405 | 25555.8184 | 21426.611 | 18425.4995 | 15918.8365 | 13929.1095 | 12520.0359 | 11999.8999 | 11908.5243 | 11776.7838 | 11365.2401 | 11341.0139 | 11369.028 | 11446.1158 |  | 505951.567

## SC-New (3)
Methodology | New Homes only. Also use this to calculate New Homes not addressed due to achievability, and send that to the Retrofit pool.
='[7P Forecasts D1.xlsx]Res Forecast (Base Case)'!$D$5
| Vintage | New | New
End Use: | Measure Bundle | DHP | Region
HVAC | Report Year | 2035 | Base
| Total Max Potential | 7.771
# HOMES AVAILABLE FOR MEASURE -DHP |  | # homes |  | 2016 | 2017 | 2018 | 2019 | 2020 | 2021 | 2022 | 2023 | 2024 | 2025 | 2026 | 2027 | 2028 | 2029 | 2030 | 2031 | 2032 | 2033 | 2034 | 2035
|  |  |  | Homes_2016 | Homes_2017 | Homes_2018 | Homes_2019 | Homes_2020 | Homes_2021 | Homes_2022 | Homes_2023 | Homes_2024 | Homes_2025 | Homes_2026 | Homes_2027 | Homes_2028 | Homes_2029 | Homes_2030 | Homes_2031 | Homes_2032 | Homes_2033 | Homes_2034 | Homes_2035
| New | Single Family |  | 62685.759 | 59961.781 | 56834.012 | 54985.193 | 53507.474 | 50982.05 | 49561.669 | 49324.518 | 48815.77 | 49683.252 | 50030.137 | 49387.763 | 48079.346 | 48129.051 | 48690.569 | 48482.864 | 46879.001 | 46798.778 | 46917.627 | 47236.145 |  | 1016972.759
| REG_TOTAL_STOCK_FLOOR | Total Regional Stock |  | 62685.759 | 59961.781 | 56834.012 | 54985.193 | 53507.474 | 50982.05 | 49561.669 | 49324.518 | 48815.77 | 49683.252 | 50030.137 | 49387.763 | 48079.346 | 48129.051 | 48690.569 | 48482.864 | 46879.001 | 46798.778 | 46917.627 | 47236.145 |  | 1016972.759
# HOMES APPLICABLE BY YEAR FOR MEASURE - DHP - New
Applicability | % Saturation | DHP - New
97.02% | 4.118% | Single Family |  | 2504.366 | 2395.54 | 2270.5821 | 2196.7198 | 2137.6832 | 2036.7897 | 1980.0439 | 1970.5695 | 1950.2444 | 1984.9013 | 1998.7598 | 1973.0962 | 1920.8235 | 1922.8092 | 1945.2425 | 1936.9445 | 1872.8684 | 1869.6634 | 1874.4115 | 1887.1367 |  | 40629.1955
|  |  |  | 2504.366 | 2395.54 | 2270.5821 | 2196.7198 | 2137.6832 | 2036.7897 | 1980.0439 | 1970.5695 | 1950.2444 | 1984.9013 | 1998.7598 | 1973.0962 | 1920.8235 | 1922.8092 | 1945.2425 | 1936.9445 | 1872.8684 | 1869.6634 | 1874.4115 | 1887.1367 |  | 40629.1955
# UNITS ACHIEVABLE BY YEAR FOR MEASURE - DHP - New |  |  | Achievability => | 2 | 3 | 4 | 5 | 6 | 7 | 8 | 9 | 10 | 11 | 12 | 13 | 14 | 15 | 16 | 17 | 18 | 19 | 20 | 21
|  |  | DHP - New | 4.3% | 9.58% | 16.04% | 23.54% | 32.1% | 42.1% | 53.07% | 64.28% | 74.84% | 83.92% | 90.95% | 95.77% | 98.65% | 100.1% | 100.8% | 101% | 101% | 101.1% | 101.1% | 101.1% |  | 85%
|  |  | Single Family | 91.5346 | 195.063 | 309.5816 | 439.5517 | 583.1804 | 728.8083 | 893.1624 | 1076.6282 | 1240.6207 | 1415.8527 | 1545.1071 | 1606.1369 | 1610.6962 | 1636.5078 | 1666.0813 | 1662.6404 | 1608.633 | 1606.0966 | 1610.2111 | 1621.1469 |  | 23147.2408
|  |  |  | 91.5346 | 195.063 | 309.5816 | 439.5517 | 583.1804 | 728.8083 | 893.1624 | 1076.6282 | 1240.6207 | 1415.8527 | 1545.1071 | 1606.1369 | 1610.6962 | 1636.5078 | 1666.0813 | 1662.6404 | 1608.633 | 1606.0966 | 1610.2111 | 1621.1469 |  | 23147.2408
SUPPLY CURVE SAVINGS BY BUNDLE |  | DHP |  | 2: aMW
kWh per home | TRC Net Levelized Cost (Net of All Benefits) | 1 |  | 2016 | 2017 | 2018 | 2019 | 2020 | 2021 | 2022 | 2023 | 2024 | 2025 | 2026 | 2027 | 2028 | 2029 | 2030 | 2031 | 2032 | 2033 | 2034 | 2035 | MAX
Busbar Savings | lvlcost | segment | measure | aMW_2016 | aMW_2017 | aMW_2018 | aMW_2019 | aMW_2020 | aMW_2021 | aMW_2022 | aMW_2023 | aMW_2024 | aMW_2025 | aMW_2026 | aMW_2027 | aMW_2028 | aMW_2029 | aMW_2030 | aMW_2031 | aMW_2032 | aMW_2033 | aMW_2034 | aMW_2035 | MAX
2940.9032 | 94.4809 | Single Family | New SF Zonal to DHP | 0.03073 | 0.065486 | 0.10393 | 0.14757 | 0.19579 | 0.24468 | 0.29985 | 0.36145 | 0.4165 | 0.47533 | 0.51872 | 0.53921 | 0.54074 | 0.54941 | 0.55934 | 0.55818 | 0.54005 | 0.5392 | 0.54058 | 0.54425 | 7.771 | 7.771
| 94.4809 |  |  | 0.03073 | 0.065486 | 0.10393 | 0.14757 | 0.19579 | 0.24468 | 0.29985 | 0.36145 | 0.4165 | 0.47533 | 0.51872 | 0.53921 | 0.54074 | 0.54941 | 0.55934 | 0.55818 | 0.54005 | 0.5392 | 0.54058 | 0.54425 | 7.771 | 15.542
|  |  |  | 0.03073 | 0.096216 | 0.20015 | 0.34772 | 0.5435 | 0.78818 | 1.088 | 1.4495 | 1.866 | 2.3413 | 2.86 | 3.3992 | 3.94 | 4.4894 | 5.0487 | 5.6069 | 6.147 | 6.6862 | 7.2267 | 7.771
RECOMBINE MEASURE BUNDLES INTO SUPPLY CURVE CUMULATIVE
|  |  |  | 2016 | 2017 | 2018 | 2019 | 2020 | 2021 | 2022 | 2023 | 2024 | 2025 | 2026 | 2027 | 2028 | 2029 | 2030 | 2031 | 2032 | 2033 | 2034 | 2035 | MAX
|  | lvlcost | lvlcost | aMW_2016 | aMW_2017 | aMW_2018 | aMW_2019 | aMW_2020 | aMW_2021 | aMW_2022 | aMW_2023 | aMW_2024 | aMW_2025 | aMW_2026 | aMW_2027 | aMW_2028 | aMW_2029 | aMW_2030 | aMW_2031 | aMW_2032 | aMW_2033 | aMW_2034 | aMW_2035 | MAX
| Block 1: <= 0 mills/kWh | >=-9999 | <=0 | 0 | 0 | 0 | 0 | 0 | 0 | 0 | 0 | 0 | 0 | 0 | 0 | 0 | 0 | 0 | 0 | 0 | 0 | 0 | 0 | 0
| Block 2: 0-10 mills/kWh | >0 | <=10 | 0 | 0 | 0 | 0 | 0 | 0 | 0 | 0 | 0 | 0 | 0 | 0 | 0 | 0 | 0 | 0 | 0 | 0 | 0 | 0 | 0
| Block 3: 10-20 mills/kWh | >10 | <=20 | 0 | 0 | 0 | 0 | 0 | 0 | 0 | 0 | 0 | 0 | 0 | 0 | 0 | 0 | 0 | 0 | 0 | 0 | 0 | 0 | 0
| Block 4: 20-30 mills/kWh | >20 | <=30 | 0 | 0 | 0 | 0 | 0 | 0 | 0 | 0 | 0 | 0 | 0 | 0 | 0 | 0 | 0 | 0 | 0 | 0 | 0 | 0 | 0
| Block 5: 30-40 mills/kWh | >30 | <=40 | 0 | 0 | 0 | 0 | 0 | 0 | 0 | 0 | 0 | 0 | 0 | 0 | 0 | 0 | 0 | 0 | 0 | 0 | 0 | 0 | 0
| Block 6: 40-50 mills/kWh | >40 | <=50 | 0 | 0 | 0 | 0 | 0 | 0 | 0 | 0 | 0 | 0 | 0 | 0 | 0 | 0 | 0 | 0 | 0 | 0 | 0 | 0 | 0
| Block 7: 50-60 mills/kWh | >50 | <=60 | 0 | 0 | 0 | 0 | 0 | 0 | 0 | 0 | 0 | 0 | 0 | 0 | 0 | 0 | 0 | 0 | 0 | 0 | 0 | 0 | 0
| Block 8: 60-70 mills/kWh | >60 | <=70 | 0 | 0 | 0 | 0 | 0 | 0 | 0 | 0 | 0 | 0 | 0 | 0 | 0 | 0 | 0 | 0 | 0 | 0 | 0 | 0 | 0
| Block 9: 70-80 mills/kWh | >70 | <=80 | 0 | 0 | 0 | 0 | 0 | 0 | 0 | 0 | 0 | 0 | 0 | 0 | 0 | 0 | 0 | 0 | 0 | 0 | 0 | 0 | 0
| Block 10: 80-90 mills/kWh | >80 | <=90 | 0 | 0 | 0 | 0 | 0 | 0 | 0 | 0 | 0 | 0 | 0 | 0 | 0 | 0 | 0 | 0 | 0 | 0 | 0 | 0 | 0
| Block 11: 90-100 mills/kWh | >90 | <=100 | 0.03073 | 0.065486 | 0.10393 | 0.14757 | 0.19579 | 0.24468 | 0.29985 | 0.36145 | 0.4165 | 0.47533 | 0.51872 | 0.53921 | 0.54074 | 0.54941 | 0.55934 | 0.55818 | 0.54005 | 0.5392 | 0.54058 | 0.54425 | 7.771
| Block 12: 100-110 mills/kWh | >100 | <=110 | 0.03073 | 0.065486 | 0.10393 | 0.14757 | 0.19579 | 0.24468 | 0.29985 | 0.36145 | 0.4165 | 0.47533 | 0.51872 | 0.53921 | 0.54074 | 0.54941 | 0.55934 | 0.55818 | 0.54005 | 0.5392 | 0.54058 | 0.54425 | 7.771
| Block 13: 110-120 mills/kWh | >110 | <=120 | 0.03073 | 0.065486 | 0.10393 | 0.14757 | 0.19579 | 0.24468 | 0.29985 | 0.36145 | 0.4165 | 0.47533 | 0.51872 | 0.53921 | 0.54074 | 0.54941 | 0.55934 | 0.55818 | 0.54005 | 0.5392 | 0.54058 | 0.54425 | 7.771
| Block 14: 120-130 mills/kWh | >120 | <=130 | 0.03073 | 0.065486 | 0.10393 | 0.14757 | 0.19579 | 0.24468 | 0.29985 | 0.36145 | 0.4165 | 0.47533 | 0.51872 | 0.53921 | 0.54074 | 0.54941 | 0.55934 | 0.55818 | 0.54005 | 0.5392 | 0.54058 | 0.54425 | 7.771
| Block 15: 130-140 mills/kWh | >130 | <=140 | 0.03073 | 0.065486 | 0.10393 | 0.14757 | 0.19579 | 0.24468 | 0.29985 | 0.36145 | 0.4165 | 0.47533 | 0.51872 | 0.53921 | 0.54074 | 0.54941 | 0.55934 | 0.55818 | 0.54005 | 0.5392 | 0.54058 | 0.54425 | 7.771
| Block 16: 140-150 mills/kWh | >140 | <=150 | 0.03073 | 0.065486 | 0.10393 | 0.14757 | 0.19579 | 0.24468 | 0.29985 | 0.36145 | 0.4165 | 0.47533 | 0.51872 | 0.53921 | 0.54074 | 0.54941 | 0.55934 | 0.55818 | 0.54005 | 0.5392 | 0.54058 | 0.54425 | 7.771
| Block 17: 150-160 mills/kWh | >150 | <=160 | 0.03073 | 0.065486 | 0.10393 | 0.14757 | 0.19579 | 0.24468 | 0.29985 | 0.36145 | 0.4165 | 0.47533 | 0.51872 | 0.53921 | 0.54074 | 0.54941 | 0.55934 | 0.55818 | 0.54005 | 0.5392 | 0.54058 | 0.54425 | 7.771
| Block 18: 160-170 mills/kWh | >160 | <=170 | 0.03073 | 0.065486 | 0.10393 | 0.14757 | 0.19579 | 0.24468 | 0.29985 | 0.36145 | 0.4165 | 0.47533 | 0.51872 | 0.53921 | 0.54074 | 0.54941 | 0.55934 | 0.55818 | 0.54005 | 0.5392 | 0.54058 | 0.54425 | 7.771
| Block 19: 170-180 mills/kWh | >170 | <=180 | 0.03073 | 0.065486 | 0.10393 | 0.14757 | 0.19579 | 0.24468 | 0.29985 | 0.36145 | 0.4165 | 0.47533 | 0.51872 | 0.53921 | 0.54074 | 0.54941 | 0.55934 | 0.55818 | 0.54005 | 0.5392 | 0.54058 | 0.54425 | 7.771
| Block 20: 180-190 mills/kWh | >180 | <=190 | 0.03073 | 0.065486 | 0.10393 | 0.14757 | 0.19579 | 0.24468 | 0.29985 | 0.36145 | 0.4165 | 0.47533 | 0.51872 | 0.53921 | 0.54074 | 0.54941 | 0.55934 | 0.55818 | 0.54005 | 0.5392 | 0.54058 | 0.54425 | 7.771
| Block 21: 190-200 mills/kWh | >190 | <=200 | 0.03073 | 0.065486 | 0.10393 | 0.14757 | 0.19579 | 0.24468 | 0.29985 | 0.36145 | 0.4165 | 0.47533 | 0.51872 | 0.53921 | 0.54074 | 0.54941 | 0.55934 | 0.55818 | 0.54005 | 0.5392 | 0.54058 | 0.54425 | 7.771
| Block 22: 200-210 mills/kWh | >200 | <=210 | 0.03073 | 0.065486 | 0.10393 | 0.14757 | 0.19579 | 0.24468 | 0.29985 | 0.36145 | 0.4165 | 0.47533 | 0.51872 | 0.53921 | 0.54074 | 0.54941 | 0.55934 | 0.55818 | 0.54005 | 0.5392 | 0.54058 | 0.54425 | 7.771
| Block 23: 210-220 mills/kWh | >210 | <=220 | 0.03073 | 0.065486 | 0.10393 | 0.14757 | 0.19579 | 0.24468 | 0.29985 | 0.36145 | 0.4165 | 0.47533 | 0.51872 | 0.53921 | 0.54074 | 0.54941 | 0.55934 | 0.55818 | 0.54005 | 0.5392 | 0.54058 | 0.54425 | 7.771
| Block 24: 220-230 mills/kWh | >220 | <=230 | 0.03073 | 0.065486 | 0.10393 | 0.14757 | 0.19579 | 0.24468 | 0.29985 | 0.36145 | 0.4165 | 0.47533 | 0.51872 | 0.53921 | 0.54074 | 0.54941 | 0.55934 | 0.55818 | 0.54005 | 0.5392 | 0.54058 | 0.54425 | 7.771
| Block 25: 230-240 mills/kWh | >230 | <=240 | 0.03073 | 0.065486 | 0.10393 | 0.14757 | 0.19579 | 0.24468 | 0.29985 | 0.36145 | 0.4165 | 0.47533 | 0.51872 | 0.53921 | 0.54074 | 0.54941 | 0.55934 | 0.55818 | 0.54005 | 0.5392 | 0.54058 | 0.54425 | 7.771
| Block 26: 240-250 mills/kWh | >240 | <=250 | 0.03073 | 0.065486 | 0.10393 | 0.14757 | 0.19579 | 0.24468 | 0.29985 | 0.36145 | 0.4165 | 0.47533 | 0.51872 | 0.53921 | 0.54074 | 0.54941 | 0.55934 | 0.55818 | 0.54005 | 0.5392 | 0.54058 | 0.54425 | 7.771
| Block 27: 250-260 mills/kWh | >250 | <=260 | 0.03073 | 0.065486 | 0.10393 | 0.14757 | 0.19579 | 0.24468 | 0.29985 | 0.36145 | 0.4165 | 0.47533 | 0.51872 | 0.53921 | 0.54074 | 0.54941 | 0.55934 | 0.55818 | 0.54005 | 0.5392 | 0.54058 | 0.54425 | 7.771
| Block 28: 260-270 mills/kWh | >260 | <=270 | 0.03073 | 0.065486 | 0.10393 | 0.14757 | 0.19579 | 0.24468 | 0.29985 | 0.36145 | 0.4165 | 0.47533 | 0.51872 | 0.53921 | 0.54074 | 0.54941 | 0.55934 | 0.55818 | 0.54005 | 0.5392 | 0.54058 | 0.54425 | 7.771
| Block 29: 270-280 mills/kWh | >270 | <=280 | 0.03073 | 0.065486 | 0.10393 | 0.14757 | 0.19579 | 0.24468 | 0.29985 | 0.36145 | 0.4165 | 0.47533 | 0.51872 | 0.53921 | 0.54074 | 0.54941 | 0.55934 | 0.55818 | 0.54005 | 0.5392 | 0.54058 | 0.54425 | 7.771
| Block 30: 280-290 mills/kWh | >280 | <=290 | 0.03073 | 0.065486 | 0.10393 | 0.14757 | 0.19579 | 0.24468 | 0.29985 | 0.36145 | 0.4165 | 0.47533 | 0.51872 | 0.53921 | 0.54074 | 0.54941 | 0.55934 | 0.55818 | 0.54005 | 0.5392 | 0.54058 | 0.54425 | 7.771
| Block 31: 290-300 mills/kWh | >290 | <=300 | 0.03073 | 0.065486 | 0.10393 | 0.14757 | 0.19579 | 0.24468 | 0.29985 | 0.36145 | 0.4165 | 0.47533 | 0.51872 | 0.53921 | 0.54074 | 0.54941 | 0.55934 | 0.55818 | 0.54005 | 0.5392 | 0.54058 | 0.54425 | 7.771
| Block 32: > 300 mills/kWh | >300 | <=9999 | 0.03073 | 0.065486 | 0.10393 | 0.14757 | 0.19579 | 0.24468 | 0.29985 | 0.36145 | 0.4165 | 0.47533 | 0.51872 | 0.53921 | 0.54074 | 0.54941 | 0.55934 | 0.55818 | 0.54005 | 0.5392 | 0.54058 | 0.54425 | 7.771
RECOMBINE MEASURE BUNDLES INTO SUPPLY CURVE INCREMENTAL
|  | SC_New |  | 2016 | 2017 | 2018 | 2019 | 2020 | 2021 | 2022 | 2023 | 2024 | 2025 | 2026 | 2027 | 2028 | 2029 | 2030 | 2031 | 2032 | 2033 | 2034 | 2035 | MAX
|  | DHP |  | aMW_2016 | aMW_2017 | aMW_2018 | aMW_2019 | aMW_2020 | aMW_2021 | aMW_2022 | aMW_2023 | aMW_2024 | aMW_2025 | aMW_2026 | aMW_2027 | aMW_2028 | aMW_2029 | aMW_2030 | aMW_2031 | aMW_2032 | aMW_2033 | aMW_2034 | aMW_2035 | MAX
|  | Block 1: <= 0 mills/kWh |  | 0 | 0 | 0 | 0 | 0 | 0 | 0 | 0 | 0 | 0 | 0 | 0 | 0 | 0 | 0 | 0 | 0 | 0 | 0 | 0 | 0
|  | Block 2: 0-10 mills/kWh |  | 0 | 0 | 0 | 0 | 0 | 0 | 0 | 0 | 0 | 0 | 0 | 0 | 0 | 0 | 0 | 0 | 0 | 0 | 0 | 0 | 0
|  | Block 3: 10-20 mills/kWh |  | 0 | 0 | 0 | 0 | 0 | 0 | 0 | 0 | 0 | 0 | 0 | 0 | 0 | 0 | 0 | 0 | 0 | 0 | 0 | 0 | 0
|  | Block 4: 20-30 mills/kWh |  | 0 | 0 | 0 | 0 | 0 | 0 | 0 | 0 | 0 | 0 | 0 | 0 | 0 | 0 | 0 | 0 | 0 | 0 | 0 | 0 | 0
|  | Block 5: 30-40 mills/kWh |  | 0 | 0 | 0 | 0 | 0 | 0 | 0 | 0 | 0 | 0 | 0 | 0 | 0 | 0 | 0 | 0 | 0 | 0 | 0 | 0 | 0
|  | Block 6: 40-50 mills/kWh |  | 0 | 0 | 0 | 0 | 0 | 0 | 0 | 0 | 0 | 0 | 0 | 0 | 0 | 0 | 0 | 0 | 0 | 0 | 0 | 0 | 0
|  | Block 7: 50-60 mills/kWh |  | 0 | 0 | 0 | 0 | 0 | 0 | 0 | 0 | 0 | 0 | 0 | 0 | 0 | 0 | 0 | 0 | 0 | 0 | 0 | 0 | 0
|  | Block 8: 60-70 mills/kWh |  | 0 | 0 | 0 | 0 | 0 | 0 | 0 | 0 | 0 | 0 | 0 | 0 | 0 | 0 | 0 | 0 | 0 | 0 | 0 | 0 | 0
|  | Block 9: 70-80 mills/kWh |  | 0 | 0 | 0 | 0 | 0 | 0 | 0 | 0 | 0 | 0 | 0 | 0 | 0 | 0 | 0 | 0 | 0 | 0 | 0 | 0 | 0
|  | Block 10: 80-90 mills/kWh |  | 0 | 0 | 0 | 0 | 0 | 0 | 0 | 0 | 0 | 0 | 0 | 0 | 0 | 0 | 0 | 0 | 0 | 0 | 0 | 0 | 0
|  | Block 11: 90-100 mills/kWh |  | 0.03073 | 0.065486 | 0.10393 | 0.14757 | 0.19579 | 0.24468 | 0.29985 | 0.36145 | 0.4165 | 0.47533 | 0.51872 | 0.53921 | 0.54074 | 0.54941 | 0.55934 | 0.55818 | 0.54005 | 0.5392 | 0.54058 | 0.54425 | 7.771
|  | Block 12: 100-110 mills/kWh |  | 0 | 0 | 0 | 0 | 0 | 0 | 0 | 0 | 0 | 0 | 0 | 0 | 0 | 0 | 0 | 0 | 0 | 0 | 0 | 0 | 0
|  | Block 13: 110-120 mills/kWh |  | 0 | 0 | 0 | 0 | 0 | 0 | 0 | 0 | 0 | 0 | 0 | 0 | 0 | 0 | 0 | 0 | 0 | 0 | 0 | 0 | 0
|  | Block 14: 120-130 mills/kWh |  | 0 | 0 | 0 | 0 | 0 | 0 | 0 | 0 | 0 | 0 | 0 | 0 | 0 | 0 | 0 | 0 | 0 | 0 | 0 | 0 | 0
|  | Block 15: 130-140 mills/kWh |  | 0 | 0 | 0 | 0 | 0 | 0 | 0 | 0 | 0 | 0 | 0 | 0 | 0 | 0 | 0 | 0 | 0 | 0 | 0 | 0 | 0
|  | Block 16: 140-150 mills/kWh |  | 0 | 0 | 0 | 0 | 0 | 0 | 0 | 0 | 0 | 0 | 0 | 0 | 0 | 0 | 0 | 0 | 0 | 0 | 0 | 0 | 0
|  | Block 17: 150-160 mills/kWh |  | 0 | 0 | 0 | 0 | 0 | 0 | 0 | 0 | 0 | 0 | 0 | 0 | 0 | 0 | 0 | 0 | 0 | 0 | 0 | 0 | 0
|  | Block 18: 160-170 mills/kWh |  | 0 | 0 | 0 | 0 | 0 | 0 | 0 | 0 | 0 | 0 | 0 | 0 | 0 | 0 | 0 | 0 | 0 | 0 | 0 | 0 | 0
|  | Block 19: 170-180 mills/kWh |  | 0 | 0 | 0 | 0 | 0 | 0 | 0 | 0 | 0 | 0 | 0 | 0 | 0 | 0 | 0 | 0 | 0 | 0 | 0 | 0 | 0
|  | Block 20: 180-190 mills/kWh |  | 0 | 0 | 0 | 0 | 0 | 0 | 0 | 0 | 0 | 0 | 0 | 0 | 0 | 0 | 0 | 0 | 0 | 0 | 0 | 0 | 0
|  | Block 21: 190-200 mills/kWh |  | 0 | 0 | 0 | 0 | 0 | 0 | 0 | 0 | 0 | 0 | 0 | 0 | 0 | 0 | 0 | 0 | 0 | 0 | 0 | 0 | 0
|  | Block 22: 200-210 mills/kWh |  | 0 | 0 | 0 | 0 | 0 | 0 | 0 | 0 | 0 | 0 | 0 | 0 | 0 | 0 | 0 | 0 | 0 | 0 | 0 | 0 | 0
|  | Block 23: 210-220 mills/kWh |  | 0 | 0 | 0 | 0 | 0 | 0 | 0 | 0 | 0 | 0 | 0 | 0 | 0 | 0 | 0 | 0 | 0 | 0 | 0 | 0 | 0
|  | Block 24: 220-230 mills/kWh |  | 0 | 0 | 0 | 0 | 0 | 0 | 0 | 0 | 0 | 0 | 0 | 0 | 0 | 0 | 0 | 0 | 0 | 0 | 0 | 0 | 0
|  | Block 25: 230-240 mills/kWh |  | 0 | 0 | 0 | 0 | 0 | 0 | 0 | 0 | 0 | 0 | 0 | 0 | 0 | 0 | 0 | 0 | 0 | 0 | 0 | 0 | 0
|  | Block 26: 240-250 mills/kWh |  | 0 | 0 | 0 | 0 | 0 | 0 | 0 | 0 | 0 | 0 | 0 | 0 | 0 | 0 | 0 | 0 | 0 | 0 | 0 | 0 | 0
|  | Block 27: 250-260 mills/kWh |  | 0 | 0 | 0 | 0 | 0 | 0 | 0 | 0 | 0 | 0 | 0 | 0 | 0 | 0 | 0 | 0 | 0 | 0 | 0 | 0 | 0
|  | Block 28: 260-270 mills/kWh |  | 0 | 0 | 0 | 0 | 0 | 0 | 0 | 0 | 0 | 0 | 0 | 0 | 0 | 0 | 0 | 0 | 0 | 0 | 0 | 0 | 0
|  | Block 29: 270-280 mills/kWh |  | 0 | 0 | 0 | 0 | 0 | 0 | 0 | 0 | 0 | 0 | 0 | 0 | 0 | 0 | 0 | 0 | 0 | 0 | 0 | 0 | 0
|  | Block 30: 280-290 mills/kWh |  | 0 | 0 | 0 | 0 | 0 | 0 | 0 | 0 | 0 | 0 | 0 | 0 | 0 | 0 | 0 | 0 | 0 | 0 | 0 | 0 | 0
|  | Block 31: 290-300 mills/kWh |  | 0 | 0 | 0 | 0 | 0 | 0 | 0 | 0 | 0 | 0 | 0 | 0 | 0 | 0 | 0 | 0 | 0 | 0 | 0 | 0 | 0
|  | Block 32: > 300 mills/kWh |  | 0 | 0 | 0 | 0 | 0 | 0 | 0 | 0 | 0 | 0 | 0 | 0 | 0 | 0 | 0 | 0 | 0 | 0 | 0 | 0 | 0
|  | Total per Year |  | 0.03073 | 0.065486 | 0.10393 | 0.14757 | 0.19579 | 0.24468 | 0.29985 | 0.36145 | 0.4165 | 0.47533 | 0.51872 | 0.53921 | 0.54074 | 0.54941 | 0.55934 | 0.55818 | 0.54005 | 0.5392 | 0.54058 | 0.54425
|  | Total Cumulative |  | 0.03073 | 0.096216 | 0.20015 | 0.34772 | 0.5435 | 0.78818 | 1.088 | 1.4495 | 1.866 | 2.3413 | 2.86 | 3.3992 | 3.94 | 4.4894 | 5.0487 | 5.6069 | 6.147 | 6.6862 | 7.2267 | 7.771 | 7.771
CALCULATE # HOMES NOT ADDRESSED BY MEASURE AND ADD TO RETROFIT POOL
# HOMES RESIDUAL & AVAILABLE TO NR/RETROFIT POOL
APPLICABLE NEW STOCK MINUS TREATED |  |  |  | 2: Homes
|  |  |  | 2016 | 2017 | 2018 | 2019 | 2020 | 2021 | 2022 | 2023 | 2024 | 2025 | 2026 | 2027 | 2028 | 2029 | 2030 | 2031 | 2032 | 2033 | 2034 | 2035
|  | Single Family |  | 60462.8712 | 55224.7386 | 49315.9227 | 44310.8204 | 39345.126 | 33283.175 | 27871.5076 | 23178.9485 | 18687.6951 | 15299.7243 | 12507.7065 | 10383.2441 | 8964.1049 | 8386.9848 | 8230.3198 | 8106.1757 | 7813.864 | 7795.2375 | 7814.1681 | 7867.1129 |  | 454849.4479
|  | Total Residual to NR/Retro Pool |  | 60462.8712 | 55224.7386 | 49315.9227 | 44310.8204 | 39345.126 | 33283.175 | 27871.5076 | 23178.9485 | 18687.6951 | 15299.7243 | 12507.7065 | 10383.2441 | 8964.1049 | 8386.9848 | 8230.3198 | 8106.1757 | 7813.864 | 7795.2375 | 7814.1681 | 7867.1129 |  | 454849.4479

## SC-NR
Methodology | Methodology: For the Natural Replacement case. Start with 2015 Stock decayed over time for demolition and retirement. Add the New stock not addressed by the New Building Programs. Then apply natural turnover rate based on measure life. The rate is the annual fraction of the stock that is replaced in any year. Also apply the achievable penetration rate by year and the measure applicability factor. Achievable penetration includes program ramp up. The applicability factor represents the portion of the available stock that the measure applies to which is 100percent minus the baseline fraction that is doing the measure absent program. The product is the annual available # of homes. Number of homes times savings per home for aMW potential available by year for each type. Turnover Rate, Achievable Penetration Rate and Applicability Factor are looked up from ResMaster. Savings available for the retrofit measure apply only to the non-NR residual # of homes at the 20th year.
='[7P Forecasts D1.xlsx]Res Forecast (Base Case)'!$D$5
| Vintage | NR | Existing
End Use: | Measure Bundle | ASHP | Region
HVAC | Report Year | 2035 | Base
| Total Max Potential | 52.3127
# Homes FOR EXISTING STOCK |  |  |  | 2016 | 2017 | 2018 | 2019 | 2020 | 2021 | 2022 | 2023 | 2024 | 2025 | 2026 | 2027 | 2028 | 2029 | 2030 | 2031 | 2032 | 2033 | 2034 | 2035
|  |  |  | HOMES_2016 | HOMES_2017 | HOMES_2018 | HOMES_2019 | HOMES_2020 | HOMES_2021 | HOMES_2022 | HOMES_2023 | HOMES_2024 | HOMES_2025 | HOMES_2026 | HOMES_2027 | HOMES_2028 | HOMES_2029 | HOMES_2030 | HOMES_2031 | HOMES_2032 | HOMES_2033 | HOMES_2034 | HOMES_2035
|  | Single Family |  | 4203528.272 | 4193982.9786 | 4184459.3605 | 4174957.3684 | 4165476.9533 | 4156018.0661 | 4146580.658 | 4137164.6802 | 4127770.084 | 4118396.8208 | 4109044.8423 | 4099714.1001 | 4090404.546 | 4081116.1319 | 4071848.8097 | 4062602.5315 | 4053377.2496 | 4044172.9164 | 4034989.4841 | 4025826.9055
| REG_TOTAL_STOCK_# HOMES | Total Regional Stock |  | 4203528.272 | 4193982.9786 | 4184459.3605 | 4174957.3684 | 4165476.9533 | 4156018.0661 | 4146580.658 | 4137164.6802 | 4127770.084 | 4118396.8208 | 4109044.8423 | 4099714.1001 | 4090404.546 | 4081116.1319 | 4071848.8097 | 4062602.5315 | 4053377.2496 | 4044172.9164 | 4034989.4841 | 4025826.9055
# Homes NOT TREATED FROM NEW STOCK AND THUS AVAILABLE FOR NR POOL FROM SC-NEW
ONLY INCLUDE AFTER ONE EUL |  |  |  | 1 | 2 | 3 | 4 | 5 | 6 | 7 | 8 | 9 | 10 | 11 | 12 | 13 | 14 | 15 | 16 | 17 | 18 | 19 | 20
|  | Single Family |  | 0 | 0 | 0 | 0 | 0 | 0 | 0 | 0 | 0 | 0 | 0 | 0 | 0 | 0 | 0 | 60664.9519 | 55655.3788 | 49999.3854 | 45281.2179 | 40632.6122
|  | New Stock into NR/Retro Pool |  | 0 | 0 | 0 | 0 | 0 | 0 | 0 | 0 | 0 | 0 | 0 | 0 | 0 | 0 | 0 | 60664.9519 | 55655.3788 | 49999.3854 | 45281.2179 | 40632.6122
EXISTING STOCK AVAILABLE TO NR/RETROFIT POOL | [24 empty] | 85%
|  |  |  | 2 | 3 | 4 | 5 | 6 | 7 | 8 | 9 | 10 | 11 | 12 | 13 | 14 | 15 | 16 | 17 | 18 | 19 | 20 | 21 |  | MAX
|  | Single Family |  | 4203528.272 | 4193982.9786 | 4184459.3605 | 4174957.3684 | 4165476.9533 | 4156018.0661 | 4146580.658 | 4137164.6802 | 4127770.084 | 4118396.8208 | 4109044.8423 | 4099714.1001 | 4090404.546 | 4081116.1319 | 4071848.8097 | 4123267.4834 | 4109032.6284 | 4094172.3018 | 4080270.702 | 4066459.5177 |  | 2540520.5837
|  |  |  | 4203528.272 | 4193982.9786 | 4184459.3605 | 4174957.3684 | 4165476.9533 | 4156018.0661 | 4146580.658 | 4137164.6802 | 4127770.084 | 4118396.8208 | 4109044.8423 | 4099714.1001 | 4090404.546 | 4081116.1319 | 4071848.8097 | 4123267.4834 | 4109032.6284 | 4094172.3018 | 4080270.702 | 4066459.5177 |  | 2540520.5837
APPLY MEASURE APPLICABILITY, SATURATION TURNOVER RATE FOR MAX ANNUAL # UNITS
Applicability | Saturation | Turnover Rate | ASHP - NR | 2016 | 2017 | 2018 | 2019 | 2020 | 2021 | 2022 | 2023 | 2024 | 2025 | 2026 | 2027 | 2028 | 2029 | 2030 | 2031 | 2032 | 2033 | 2034 | 2035
73.5% | 100% | 6.667% | Single Family | 205972.8853 | 205505.166 | 205038.5087 | 204572.9111 | 204108.3707 | 203644.8852 | 203182.4522 | 202721.0693 | 202260.7341 | 201801.4442 | 201343.1973 | 200885.9909 | 200429.8228 | 199974.6905 | 199520.5917 | 199067.524 | 198615.4852 | 198164.4729 | 197714.4847 | 197265.5184 |  | 2515135.3592
|  |  |  | 205972.8853 | 205505.166 | 205038.5087 | 204572.9111 | 204108.3707 | 203644.8852 | 203182.4522 | 202721.0693 | 202260.7341 | 201801.4442 | 201343.1973 | 200885.9909 | 200429.8228 | 199974.6905 | 199520.5917 | 199067.524 | 198615.4852 | 198164.4729 | 197714.4847 | 197265.5184 |  | 4031790.2052
Applicability | Saturation | Turnover Rate | ASHP - New | 1 | 2 | 3 | 4 | 5 | 6 | 7 | 8 | 9 | 10 | 11 | 12 | 13 | 14 | 15 | 16 | 17 | 18 | 19 | 20
73.5% | 100% | 100% | Single Family | 0 | 0 | 0 | 0 | 0 | 0 | 0 | 0 | 0 | 0 | 0 | 0 | 0 | 0 | 0 | 44588.7397 | 40906.7034 | 36749.5483 | 33281.6951 | 29864.97 |  | 157582.908
Achievability =>
INCREMENTAL ACHIEVABILITY |  |  | ASHP - NR | 4.3% | 9.58% | 16.04% | 23.54% | 32.1% | 42.1% | 53.07% | 64.28% | 74.84% | 83.92% | 90.95% | 95.77% | 98.65% | 100.1% | 100.8% | 101% | 101% | 101.1% | 101.1% | 101.1%
|  |  | Single Family | 7528.309 | 16733.7865 | 27955.8903 | 40933.9317 | 55682.7092 | 72868.6297 | 91651.9664 | 110757.4313 | 128665.3328 | 143947.265 | 155644.9235 | 163524.9221 | 168069.3545 | 170198.962 | 170887.4452 | 209150.4185 | 205728.9855 | 201798.1531 | 198437.0049 | 195116.7057
|  |  |  | 7528.309 | 16733.7865 | 27955.8903 | 40933.9317 | 55682.7092 | 72868.6297 | 91651.9664 | 110757.4313 | 128665.3328 | 143947.265 | 155644.9235 | 163524.9221 | 168069.3545 | 170198.962 | 170887.4452 | 209150.4185 | 205728.9855 | 201798.1531 | 198437.0049 | 195116.7057
SUPPLY CURVE SAVINGS BY BUNDLE |  |  | NR | 1: aMW
kWh per home | TRC Net Levelized Cost (Net of All Benefits) in mills/kWh |  | 1 | 2016 | 2017 | 2018 | 2019 | 2020 | 2021 | 2022 | 2023 | 2024 | 2025 | 2026 | 2027 | 2028 | 2029 | 2030 | 2031 | 2032 | 2033 | 2034 | 2035 | MAX
Busbar Savings | lvlcost | segment | measure | aMW_2016 | aMW_2017 | aMW_2018 | aMW_2019 | aMW_2020 | aMW_2021 | aMW_2022 | aMW_2023 | aMW_2024 | aMW_2025 | aMW_2026 | aMW_2027 | aMW_2028 | aMW_2029 | aMW_2030 | aMW_2031 | aMW_2032 | aMW_2033 | aMW_2034 | aMW_2035 | MAX |  | Total
2811.7504 | 74.0842 | Single Family | Existing Single Family Home HVAC Conversion - Convert FAF w/CAC to Heat Pump - House with "Good Insulation" + HZ1 | 0.017278 | 0.038404 | 0.064159 | 0.093944 | 0.12779 | 0.16723 | 0.21034 | 0.25419 | 0.29529 | 0.33036 | 0.35721 | 0.37529 | 0.38572 | 0.39061 | 0.39219 | 0.48 | 0.47215 | 0.46313 | 0.45542 | 0.4478 | 6.1339 |  | 5.8185
2761.8075 | 81.2332 | Single Family | Existing Single Family Home HVAC Conversion - Convert FAF w/CAC to Heat Pump - House with "Good Insulation" + HZ23 | 0 | 0 | 0 | 0 | 0 | 0 | 0 | 0 | 0 | 0 | 0 | 0 | 0 | 0 | 0 | 0 | 0 | 0 | 0 | 0 | 0 |  | 0
2743.939 | 87.6798 | Single Family | Existing Single Family Home HVAC Conversion - Convert FAF w/o CAC to Heat Pump - House with "Good Insulation" + HZ1CZ23 | 0.038439 | 0.085441 | 0.14274 | 0.209 | 0.28431 | 0.37206 | 0.46797 | 0.56552 | 0.65695 | 0.73498 | 0.79471 | 0.83494 | 0.85814 | 0.86902 | 0.87253 | 1.0679 | 1.0504 | 1.0304 | 1.0132 | 0.99625 | 13.6466 |  | 12.9449
2721.7748 | 101.9228 | Single Family | Existing Single Family Home HVAC Conversion - Convert FAF w/o CAC to Heat Pump - House with "Good Insulation" + HZ23CZ23 | 0.017658 | 0.039251 | 0.065573 | 0.096015 | 0.13061 | 0.17092 | 0.21498 | 0.25979 | 0.3018 | 0.33764 | 0.36508 | 0.38356 | 0.39422 | 0.39922 | 0.40083 | 0.49058 | 0.48256 | 0.47334 | 0.46545 | 0.45767 | 6.2691 |  | 5.9468
2664.0366 | 134.8541 | Single Family | Existing Single Family Home HVAC Conversion - Convert FAF w/o CAC to Heat Pump - House with "Good Insulation" + HZ1CZ1 | 0.072306 | 0.16072 | 0.2685 | 0.39315 | 0.5348 | 0.69987 | 0.88027 | 1.0638 | 1.2358 | 1.3825 | 1.4949 | 1.5706 | 1.6142 | 1.6347 | 1.6413 | 2.0088 | 1.9759 | 1.9382 | 1.9059 | 1.874 | 25.6701 |  | 24.3501
2521.5432 | 151.4874 | Single Family | Existing Single Family Home HVAC Conversion - Convert FAF w/o CAC to Heat Pump - House with "Good Insulation" + HZ23CZ1 | 0.0096578 | 0.021467 | 0.035864 | 0.052513 | 0.071433 | 0.093481 | 0.11758 | 0.14209 | 0.16506 | 0.18467 | 0.19967 | 0.20978 | 0.21561 | 0.21834 | 0.21923 | 0.26831 | 0.26392 | 0.25888 | 0.25457 | 0.25031 | 3.4287 |  | 3.2524
| 113.7121 |  |  | 0.15534 | 0.34528 | 0.57684 | 0.84462 | 1.1489 | 1.5036 | 1.8911 | 2.2854 | 2.6549 | 2.9702 | 3.2116 | 3.3742 | 3.4679 | 3.5119 | 3.5261 | 4.3156 | 4.245 | 4.1639 | 4.0945 | 4.026 | 55.1485 |  | 52.3127
|  |  |  | 0.15534 | 0.50062 | 1.0775 | 1.9221 | 3.071 | 4.5746 | 6.4657 | 8.7511 | 11.4059 | 14.3761 | 17.5877 | 20.9618 | 24.4298 | 27.9416 | 31.4677 | 35.7833 | 40.0282 | 44.1921 | 48.2866 | 52.3127
RECOMBINE MEASURE BUNDLES INTO SUPPLY CURVE CUMULATIVE
|  |  |  | 2016 | 2017 | 2018 | 2019 | 2020 | 2021 | 2022 | 2023 | 2024 | 2025 | 2026 | 2027 | 2028 | 2029 | 2030 | 2031 | 2032 | 2033 | 2034 | 2035 | MAX
|  | lvlcost | lvlcost | aMW_2016 | aMW_2017 | aMW_2018 | aMW_2019 | aMW_2020 | aMW_2021 | aMW_2022 | aMW_2023 | aMW_2024 | aMW_2025 | aMW_2026 | aMW_2027 | aMW_2028 | aMW_2029 | aMW_2030 | aMW_2031 | aMW_2032 | aMW_2033 | aMW_2034 | aMW_2035 | MAX
| Block 1: <= 0 mills/kWh | >=-9999 | <=0 | 0 | 0 | 0 | 0 | 0 | 0 | 0 | 0 | 0 | 0 | 0 | 0 | 0 | 0 | 0 | 0 | 0 | 0 | 0 | 0 | 0
| Block 2: 0-10 mills/kWh | >0 | <=10 | 0 | 0 | 0 | 0 | 0 | 0 | 0 | 0 | 0 | 0 | 0 | 0 | 0 | 0 | 0 | 0 | 0 | 0 | 0 | 0 | 0
| Block 3: 10-20 mills/kWh | >10 | <=20 | 0 | 0 | 0 | 0 | 0 | 0 | 0 | 0 | 0 | 0 | 0 | 0 | 0 | 0 | 0 | 0 | 0 | 0 | 0 | 0 | 0
| Block 4: 20-30 mills/kWh | >20 | <=30 | 0 | 0 | 0 | 0 | 0 | 0 | 0 | 0 | 0 | 0 | 0 | 0 | 0 | 0 | 0 | 0 | 0 | 0 | 0 | 0 | 0
| Block 5: 30-40 mills/kWh | >30 | <=40 | 0 | 0 | 0 | 0 | 0 | 0 | 0 | 0 | 0 | 0 | 0 | 0 | 0 | 0 | 0 | 0 | 0 | 0 | 0 | 0 | 0
| Block 6: 40-50 mills/kWh | >40 | <=50 | 0 | 0 | 0 | 0 | 0 | 0 | 0 | 0 | 0 | 0 | 0 | 0 | 0 | 0 | 0 | 0 | 0 | 0 | 0 | 0 | 0
| Block 7: 50-60 mills/kWh | >50 | <=60 | 0 | 0 | 0 | 0 | 0 | 0 | 0 | 0 | 0 | 0 | 0 | 0 | 0 | 0 | 0 | 0 | 0 | 0 | 0 | 0 | 0
| Block 8: 60-70 mills/kWh | >60 | <=70 | 0 | 0 | 0 | 0 | 0 | 0 | 0 | 0 | 0 | 0 | 0 | 0 | 0 | 0 | 0 | 0 | 0 | 0 | 0 | 0 | 0
| Block 9: 70-80 mills/kWh | >70 | <=80 | 0.017278 | 0.038404 | 0.064159 | 0.093944 | 0.12779 | 0.16723 | 0.21034 | 0.25419 | 0.29529 | 0.33036 | 0.35721 | 0.37529 | 0.38572 | 0.39061 | 0.39219 | 0.48 | 0.47215 | 0.46313 | 0.45542 | 0.4478 | 6.1339
| Block 10: 80-90 mills/kWh | >80 | <=90 | 0.055716 | 0.12385 | 0.2069 | 0.30295 | 0.4121 | 0.53929 | 0.67831 | 0.81971 | 0.95224 | 1.0653 | 1.1519 | 1.2102 | 1.2439 | 1.2596 | 1.2647 | 1.5479 | 1.5226 | 1.4935 | 1.4686 | 1.444 | 19.7806
| Block 11: 90-100 mills/kWh | >90 | <=100 | 0.055716 | 0.12385 | 0.2069 | 0.30295 | 0.4121 | 0.53929 | 0.67831 | 0.81971 | 0.95224 | 1.0653 | 1.1519 | 1.2102 | 1.2439 | 1.2596 | 1.2647 | 1.5479 | 1.5226 | 1.4935 | 1.4686 | 1.444 | 19.7806
| Block 12: 100-110 mills/kWh | >100 | <=110 | 0.073375 | 0.1631 | 0.27247 | 0.39896 | 0.54271 | 0.71021 | 0.89329 | 1.0795 | 1.254 | 1.403 | 1.517 | 1.5938 | 1.6381 | 1.6588 | 1.6656 | 2.0385 | 2.0051 | 1.9668 | 1.9341 | 1.9017 | 26.0497
| Block 13: 110-120 mills/kWh | >110 | <=120 | 0.073375 | 0.1631 | 0.27247 | 0.39896 | 0.54271 | 0.71021 | 0.89329 | 1.0795 | 1.254 | 1.403 | 1.517 | 1.5938 | 1.6381 | 1.6588 | 1.6656 | 2.0385 | 2.0051 | 1.9668 | 1.9341 | 1.9017 | 26.0497
| Block 14: 120-130 mills/kWh | >120 | <=130 | 0.073375 | 0.1631 | 0.27247 | 0.39896 | 0.54271 | 0.71021 | 0.89329 | 1.0795 | 1.254 | 1.403 | 1.517 | 1.5938 | 1.6381 | 1.6588 | 1.6656 | 2.0385 | 2.0051 | 1.9668 | 1.9341 | 1.9017 | 26.0497
| Block 15: 130-140 mills/kWh | >130 | <=140 | 0.14568 | 0.32382 | 0.54097 | 0.79211 | 1.0775 | 1.4101 | 1.7736 | 2.1433 | 2.4898 | 2.7855 | 3.0119 | 3.1644 | 3.2523 | 3.2935 | 3.3068 | 4.0473 | 3.9811 | 3.905 | 3.84 | 3.7757 | 51.7198
| Block 16: 140-150 mills/kWh | >140 | <=150 | 0.14568 | 0.32382 | 0.54097 | 0.79211 | 1.0775 | 1.4101 | 1.7736 | 2.1433 | 2.4898 | 2.7855 | 3.0119 | 3.1644 | 3.2523 | 3.2935 | 3.3068 | 4.0473 | 3.9811 | 3.905 | 3.84 | 3.7757 | 51.7198
| Block 17: 150-160 mills/kWh | >150 | <=160 | 0.15534 | 0.34528 | 0.57684 | 0.84462 | 1.1489 | 1.5036 | 1.8911 | 2.2854 | 2.6549 | 2.9702 | 3.2116 | 3.3742 | 3.4679 | 3.5119 | 3.5261 | 4.3156 | 4.245 | 4.1639 | 4.0945 | 4.026 | 55.1485
| Block 18: 160-170 mills/kWh | >160 | <=170 | 0.15534 | 0.34528 | 0.57684 | 0.84462 | 1.1489 | 1.5036 | 1.8911 | 2.2854 | 2.6549 | 2.9702 | 3.2116 | 3.3742 | 3.4679 | 3.5119 | 3.5261 | 4.3156 | 4.245 | 4.1639 | 4.0945 | 4.026 | 55.1485
| Block 19: 170-180 mills/kWh | >170 | <=180 | 0.15534 | 0.34528 | 0.57684 | 0.84462 | 1.1489 | 1.5036 | 1.8911 | 2.2854 | 2.6549 | 2.9702 | 3.2116 | 3.3742 | 3.4679 | 3.5119 | 3.5261 | 4.3156 | 4.245 | 4.1639 | 4.0945 | 4.026 | 55.1485
| Block 20: 180-190 mills/kWh | >180 | <=190 | 0.15534 | 0.34528 | 0.57684 | 0.84462 | 1.1489 | 1.5036 | 1.8911 | 2.2854 | 2.6549 | 2.9702 | 3.2116 | 3.3742 | 3.4679 | 3.5119 | 3.5261 | 4.3156 | 4.245 | 4.1639 | 4.0945 | 4.026 | 55.1485
| Block 21: 190-200 mills/kWh | >190 | <=200 | 0.15534 | 0.34528 | 0.57684 | 0.84462 | 1.1489 | 1.5036 | 1.8911 | 2.2854 | 2.6549 | 2.9702 | 3.2116 | 3.3742 | 3.4679 | 3.5119 | 3.5261 | 4.3156 | 4.245 | 4.1639 | 4.0945 | 4.026 | 55.1485
| Block 22: 200-210 mills/kWh | >200 | <=210 | 0.15534 | 0.34528 | 0.57684 | 0.84462 | 1.1489 | 1.5036 | 1.8911 | 2.2854 | 2.6549 | 2.9702 | 3.2116 | 3.3742 | 3.4679 | 3.5119 | 3.5261 | 4.3156 | 4.245 | 4.1639 | 4.0945 | 4.026 | 55.1485
| Block 23: 210-220 mills/kWh | >210 | <=220 | 0.15534 | 0.34528 | 0.57684 | 0.84462 | 1.1489 | 1.5036 | 1.8911 | 2.2854 | 2.6549 | 2.9702 | 3.2116 | 3.3742 | 3.4679 | 3.5119 | 3.5261 | 4.3156 | 4.245 | 4.1639 | 4.0945 | 4.026 | 55.1485
| Block 24: 220-230 mills/kWh | >220 | <=230 | 0.15534 | 0.34528 | 0.57684 | 0.84462 | 1.1489 | 1.5036 | 1.8911 | 2.2854 | 2.6549 | 2.9702 | 3.2116 | 3.3742 | 3.4679 | 3.5119 | 3.5261 | 4.3156 | 4.245 | 4.1639 | 4.0945 | 4.026 | 55.1485
| Block 25: 230-240 mills/kWh | >230 | <=240 | 0.15534 | 0.34528 | 0.57684 | 0.84462 | 1.1489 | 1.5036 | 1.8911 | 2.2854 | 2.6549 | 2.9702 | 3.2116 | 3.3742 | 3.4679 | 3.5119 | 3.5261 | 4.3156 | 4.245 | 4.1639 | 4.0945 | 4.026 | 55.1485
| Block 26: 240-250 mills/kWh | >240 | <=250 | 0.15534 | 0.34528 | 0.57684 | 0.84462 | 1.1489 | 1.5036 | 1.8911 | 2.2854 | 2.6549 | 2.9702 | 3.2116 | 3.3742 | 3.4679 | 3.5119 | 3.5261 | 4.3156 | 4.245 | 4.1639 | 4.0945 | 4.026 | 55.1485
| Block 27: 250-260 mills/kWh | >250 | <=260 | 0.15534 | 0.34528 | 0.57684 | 0.84462 | 1.1489 | 1.5036 | 1.8911 | 2.2854 | 2.6549 | 2.9702 | 3.2116 | 3.3742 | 3.4679 | 3.5119 | 3.5261 | 4.3156 | 4.245 | 4.1639 | 4.0945 | 4.026 | 55.1485
| Block 28: 260-270 mills/kWh | >260 | <=270 | 0.15534 | 0.34528 | 0.57684 | 0.84462 | 1.1489 | 1.5036 | 1.8911 | 2.2854 | 2.6549 | 2.9702 | 3.2116 | 3.3742 | 3.4679 | 3.5119 | 3.5261 | 4.3156 | 4.245 | 4.1639 | 4.0945 | 4.026 | 55.1485
| Block 29: 270-280 mills/kWh | >270 | <=280 | 0.15534 | 0.34528 | 0.57684 | 0.84462 | 1.1489 | 1.5036 | 1.8911 | 2.2854 | 2.6549 | 2.9702 | 3.2116 | 3.3742 | 3.4679 | 3.5119 | 3.5261 | 4.3156 | 4.245 | 4.1639 | 4.0945 | 4.026 | 55.1485
| Block 30: 280-290 mills/kWh | >280 | <=290 | 0.15534 | 0.34528 | 0.57684 | 0.84462 | 1.1489 | 1.5036 | 1.8911 | 2.2854 | 2.6549 | 2.9702 | 3.2116 | 3.3742 | 3.4679 | 3.5119 | 3.5261 | 4.3156 | 4.245 | 4.1639 | 4.0945 | 4.026 | 55.1485
| Block 31: 290-300 mills/kWh | >290 | <=300 | 0.15534 | 0.34528 | 0.57684 | 0.84462 | 1.1489 | 1.5036 | 1.8911 | 2.2854 | 2.6549 | 2.9702 | 3.2116 | 3.3742 | 3.4679 | 3.5119 | 3.5261 | 4.3156 | 4.245 | 4.1639 | 4.0945 | 4.026 | 55.1485
| Block 32: > 300 mills/kWh | >300 | <=9999 | 0.15534 | 0.34528 | 0.57684 | 0.84462 | 1.1489 | 1.5036 | 1.8911 | 2.2854 | 2.6549 | 2.9702 | 3.2116 | 3.3742 | 3.4679 | 3.5119 | 3.5261 | 4.3156 | 4.245 | 4.1639 | 4.0945 | 4.026 | 55.1485
RECOMBINE MEASURE BUNDLES INTO SUPPLY CURVE INCREMENTAL
|  |  | ASHP | 2016 | 2017 | 2018 | 2019 | 2020 | 2021 | 2022 | 2023 | 2024 | 2025 | 2026 | 2027 | 2028 | 2029 | 2030 | 2031 | 2032 | 2033 | 2034 | 2035 | MAX
|  |  | ASHP | aMW_2016 | aMW_2017 | aMW_2018 | aMW_2019 | aMW_2020 | aMW_2021 | aMW_2022 | aMW_2023 | aMW_2024 | aMW_2025 | aMW_2026 | aMW_2027 | aMW_2028 | aMW_2029 | aMW_2030 | aMW_2031 | aMW_2032 | aMW_2033 | aMW_2034 | aMW_2035 | MAX
|  |  | Block 1: <= 0 mills/kWh | 0 | 0 | 0 | 0 | 0 | 0 | 0 | 0 | 0 | 0 | 0 | 0 | 0 | 0 | 0 | 0 | 0 | 0 | 0 | 0 | 0
|  |  | Block 2: 0-10 mills/kWh | 0 | 0 | 0 | 0 | 0 | 0 | 0 | 0 | 0 | 0 | 0 | 0 | 0 | 0 | 0 | 0 | 0 | 0 | 0 | 0 | 0
|  |  | Block 3: 10-20 mills/kWh | 0 | 0 | 0 | 0 | 0 | 0 | 0 | 0 | 0 | 0 | 0 | 0 | 0 | 0 | 0 | 0 | 0 | 0 | 0 | 0 | 0
|  |  | Block 4: 20-30 mills/kWh | 0 | 0 | 0 | 0 | 0 | 0 | 0 | 0 | 0 | 0 | 0 | 0 | 0 | 0 | 0 | 0 | 0 | 0 | 0 | 0 | 0
|  |  | Block 5: 30-40 mills/kWh | 0 | 0 | 0 | 0 | 0 | 0 | 0 | 0 | 0 | 0 | 0 | 0 | 0 | 0 | 0 | 0 | 0 | 0 | 0 | 0 | 0
|  |  | Block 6: 40-50 mills/kWh | 0 | 0 | 0 | 0 | 0 | 0 | 0 | 0 | 0 | 0 | 0 | 0 | 0 | 0 | 0 | 0 | 0 | 0 | 0 | 0 | 0
|  |  | Block 7: 50-60 mills/kWh | 0 | 0 | 0 | 0 | 0 | 0 | 0 | 0 | 0 | 0 | 0 | 0 | 0 | 0 | 0 | 0 | 0 | 0 | 0 | 0 | 0
|  |  | Block 8: 60-70 mills/kWh | 0 | 0 | 0 | 0 | 0 | 0 | 0 | 0 | 0 | 0 | 0 | 0 | 0 | 0 | 0 | 0 | 0 | 0 | 0 | 0 | 0
|  |  | Block 9: 70-80 mills/kWh | 0.017278 | 0.038404 | 0.064159 | 0.093944 | 0.12779 | 0.16723 | 0.21034 | 0.25419 | 0.29529 | 0.33036 | 0.35721 | 0.37529 | 0.38572 | 0.39061 | 0.39219 | 0.48 | 0.47215 | 0.46313 | 0.45542 | 0.4478 | 6.1339
|  |  | Block 10: 80-90 mills/kWh | 0.038439 | 0.085441 | 0.14274 | 0.209 | 0.28431 | 0.37206 | 0.46797 | 0.56552 | 0.65695 | 0.73498 | 0.79471 | 0.83494 | 0.85814 | 0.86902 | 0.87253 | 1.0679 | 1.0504 | 1.0304 | 1.0132 | 0.99625 | 13.6466
|  |  | Block 11: 90-100 mills/kWh | 0 | 0 | 0 | 0 | 0 | 0 | 0 | 0 | 0 | 0 | 0 | 0 | 0 | 0 | 0 | 0 | 0 | 0 | 0 | 0 | 0
|  |  | Block 12: 100-110 mills/kWh | 0.017658 | 0.039251 | 0.065573 | 0.096015 | 0.13061 | 0.17092 | 0.21498 | 0.25979 | 0.3018 | 0.33764 | 0.36508 | 0.38356 | 0.39422 | 0.39922 | 0.40083 | 0.49058 | 0.48256 | 0.47334 | 0.46545 | 0.45767 | 6.2691
|  |  | Block 13: 110-120 mills/kWh | 0 | 0 | 0 | 0 | 0 | 0 | 0 | 0 | 0 | 0 | 0 | 0 | 0 | 0 | 0 | 0 | 0 | 0 | 0 | 0 | 0
|  |  | Block 14: 120-130 mills/kWh | 0 | 0 | 0 | 0 | 0 | 0 | 0 | 0 | 0 | 0 | 0 | 0 | 0 | 0 | 0 | 0 | 0 | 0 | 0 | 0 | 0
|  |  | Block 15: 130-140 mills/kWh | 0.072306 | 0.16072 | 0.2685 | 0.39315 | 0.5348 | 0.69987 | 0.88027 | 1.0638 | 1.2358 | 1.3825 | 1.4949 | 1.5706 | 1.6142 | 1.6347 | 1.6413 | 2.0088 | 1.9759 | 1.9382 | 1.9059 | 1.874 | 25.6701
|  |  | Block 16: 140-150 mills/kWh | 0 | 0 | 0 | 0 | 0 | 0 | 0 | 0 | 0 | 0 | 0 | 0 | 0 | 0 | 0 | 0 | 0 | 0 | 0 | 0 | 0
|  |  | Block 17: 150-160 mills/kWh | 0.0096578 | 0.021467 | 0.035864 | 0.052513 | 0.071433 | 0.093481 | 0.11758 | 0.14209 | 0.16506 | 0.18467 | 0.19967 | 0.20978 | 0.21561 | 0.21834 | 0.21923 | 0.26831 | 0.26392 | 0.25888 | 0.25457 | 0.25031 | 3.4287
|  |  | Block 18: 160-170 mills/kWh | 0 | 0 | 0 | 0 | 0 | 0 | 0 | 0 | 0 | 0 | 0 | 0 | 0 | 0 | 0 | 0 | 0 | 0 | 0 | 0 | 0
|  |  | Block 19: 170-180 mills/kWh | 0 | 0 | 0 | 0 | 0 | 0 | 0 | 0 | 0 | 0 | 0 | 0 | 0 | 0 | 0 | 0 | 0 | 0 | 0 | 0 | 0
|  |  | Block 20: 180-190 mills/kWh | 0 | 0 | 0 | 0 | 0 | 0 | 0 | 0 | 0 | 0 | 0 | 0 | 0 | 0 | 0 | 0 | 0 | 0 | 0 | 0 | 0
|  |  | Block 21: 190-200 mills/kWh | 0 | 0 | 0 | 0 | 0 | 0 | 0 | 0 | 0 | 0 | 0 | 0 | 0 | 0 | 0 | 0 | 0 | 0 | 0 | 0 | 0
|  |  | Block 22: 200-210 mills/kWh | 0 | 0 | 0 | 0 | 0 | 0 | 0 | 0 | 0 | 0 | 0 | 0 | 0 | 0 | 0 | 0 | 0 | 0 | 0 | 0 | 0
|  |  | Block 23: 210-220 mills/kWh | 0 | 0 | 0 | 0 | 0 | 0 | 0 | 0 | 0 | 0 | 0 | 0 | 0 | 0 | 0 | 0 | 0 | 0 | 0 | 0 | 0
|  |  | Block 24: 220-230 mills/kWh | 0 | 0 | 0 | 0 | 0 | 0 | 0 | 0 | 0 | 0 | 0 | 0 | 0 | 0 | 0 | 0 | 0 | 0 | 0 | 0 | 0
|  |  | Block 25: 230-240 mills/kWh | 0 | 0 | 0 | 0 | 0 | 0 | 0 | 0 | 0 | 0 | 0 | 0 | 0 | 0 | 0 | 0 | 0 | 0 | 0 | 0 | 0
|  |  | Block 26: 240-250 mills/kWh | 0 | 0 | 0 | 0 | 0 | 0 | 0 | 0 | 0 | 0 | 0 | 0 | 0 | 0 | 0 | 0 | 0 | 0 | 0 | 0 | 0
|  |  | Block 27: 250-260 mills/kWh | 0 | 0 | 0 | 0 | 0 | 0 | 0 | 0 | 0 | 0 | 0 | 0 | 0 | 0 | 0 | 0 | 0 | 0 | 0 | 0 | 0
|  |  | Block 28: 260-270 mills/kWh | 0 | 0 | 0 | 0 | 0 | 0 | 0 | 0 | 0 | 0 | 0 | 0 | 0 | 0 | 0 | 0 | 0 | 0 | 0 | 0 | 0
|  |  | Block 29: 270-280 mills/kWh | 0 | 0 | 0 | 0 | 0 | 0 | 0 | 0 | 0 | 0 | 0 | 0 | 0 | 0 | 0 | 0 | 0 | 0 | 0 | 0 | 0
|  |  | Block 30: 280-290 mills/kWh | 0 | 0 | 0 | 0 | 0 | 0 | 0 | 0 | 0 | 0 | 0 | 0 | 0 | 0 | 0 | 0 | 0 | 0 | 0 | 0 | 0
|  |  | Block 31: 290-300 mills/kWh | 0 | 0 | 0 | 0 | 0 | 0 | 0 | 0 | 0 | 0 | 0 | 0 | 0 | 0 | 0 | 0 | 0 | 0 | 0 | 0 | 0
|  |  | Block 32: > 300 mills/kWh | 0 | 0 | 0 | 0 | 0 | 0 | 0 | 0 | 0 | 0 | 0 | 0 | 0 | 0 | 0 | 0 | 0 | 0 | 0 | 0 | 0
|  |  | Total per Year | 0.15534 | 0.34528 | 0.57684 | 0.84462 | 1.1489 | 1.5036 | 1.8911 | 2.2854 | 2.6549 | 2.9702 | 3.2116 | 3.3742 | 3.4679 | 3.5119 | 3.5261 | 4.3156 | 4.245 | 4.1639 | 4.0945 | 4.026
|  |  | Total Cumulative | 0.15534 | 0.50062 | 1.0775 | 1.9221 | 3.071 | 4.5746 | 6.4657 | 8.7511 | 11.4059 | 14.3761 | 17.5877 | 20.9618 | 24.4298 | 27.9416 | 31.4677 | 35.7833 | 40.0282 | 44.1921 | 48.2866 | 52.3127 | 55.1485
ACHIEVABLE SAVINGS - CUMULATIVE BY MILL BIN - FOR MEASURE - ASHP |  |  | aMW | 2016 | 2017 | 2018 | 2019 | 2020 | 2021 | 2022 | 2023 | 2024 | 2025 | 2026 | 2027 | 2028 | 2029 | 2030 | 2031 | 2032 | 2033 | 2034 | 2035
|  |  | ASHP | aMW_2016 | aMW_2017 | aMW_2018 | aMW_2019 | aMW_2020 | aMW_2021 | aMW_2022 | aMW_2023 | aMW_2024 | aMW_2025 | aMW_2026 | aMW_2027 | aMW_2028 | aMW_2029 | aMW_2030 | aMW_2031 | aMW_2032 | aMW_2033 | aMW_2034 | aMW_2035
|  |  | Block 1: <= 0 mills/kWh | 0 | 0 | 0 | 0 | 0 | 0 | 0 | 0 | 0 | 0 | 0 | 0 | 0 | 0 | 0 | 0 | 0 | 0 | 0 | 0
|  |  | Block 2: 0-10 mills/kWh | 0 | 0 | 0 | 0 | 0 | 0 | 0 | 0 | 0 | 0 | 0 | 0 | 0 | 0 | 0 | 0 | 0 | 0 | 0 | 0
|  |  | Block 3: 10-20 mills/kWh | 0 | 0 | 0 | 0 | 0 | 0 | 0 | 0 | 0 | 0 | 0 | 0 | 0 | 0 | 0 | 0 | 0 | 0 | 0 | 0
|  |  | Block 4: 20-30 mills/kWh | 0 | 0 | 0 | 0 | 0 | 0 | 0 | 0 | 0 | 0 | 0 | 0 | 0 | 0 | 0 | 0 | 0 | 0 | 0 | 0
|  |  | Block 5: 30-40 mills/kWh | 0 | 0 | 0 | 0 | 0 | 0 | 0 | 0 | 0 | 0 | 0 | 0 | 0 | 0 | 0 | 0 | 0 | 0 | 0 | 0
|  |  | Block 6: 40-50 mills/kWh | 0 | 0 | 0 | 0 | 0 | 0 | 0 | 0 | 0 | 0 | 0 | 0 | 0 | 0 | 0 | 0 | 0 | 0 | 0 | 0
|  |  | Block 7: 50-60 mills/kWh | 0 | 0 | 0 | 0 | 0 | 0 | 0 | 0 | 0 | 0 | 0 | 0 | 0 | 0 | 0 | 0 | 0 | 0 | 0 | 0
|  |  | Block 8: 60-70 mills/kWh | 0 | 0 | 0 | 0 | 0 | 0 | 0 | 0 | 0 | 0 | 0 | 0 | 0 | 0 | 0 | 0 | 0 | 0 | 0 | 0
|  |  | Block 9: 70-80 mills/kWh | 0.017278 | 0.055682 | 0.11984 | 0.21379 | 0.34158 | 0.50881 | 0.71916 | 0.97335 | 1.2686 | 1.599 | 1.9562 | 2.3315 | 2.7172 | 3.1078 | 3.5 | 3.98 | 4.4522 | 4.9153 | 5.3707 | 5.8185
|  |  | Block 10: 80-90 mills/kWh | 0.038439 | 0.12388 | 0.26662 | 0.47562 | 0.75993 | 1.132 | 1.6 | 2.1655 | 2.8224 | 3.5574 | 4.3521 | 5.1871 | 6.0452 | 6.9142 | 7.7868 | 8.8547 | 9.9051 | 10.9354 | 11.9486 | 12.9449
|  |  | Block 11: 90-100 mills/kWh | 0 | 0 | 0 | 0 | 0 | 0 | 0 | 0 | 0 | 0 | 0 | 0 | 0 | 0 | 0 | 0 | 0 | 0 | 0 | 0
|  |  | Block 12: 100-110 mills/kWh | 0.017658 | 0.056909 | 0.12248 | 0.2185 | 0.34911 | 0.52003 | 0.73501 | 0.9948 | 1.2966 | 1.6342 | 1.9993 | 2.3829 | 2.7771 | 3.1763 | 3.5772 | 4.0677 | 4.5503 | 5.0236 | 5.4891 | 5.9468
|  |  | Block 13: 110-120 mills/kWh | 0 | 0 | 0 | 0 | 0 | 0 | 0 | 0 | 0 | 0 | 0 | 0 | 0 | 0 | 0 | 0 | 0 | 0 | 0 | 0
|  |  | Block 14: 120-130 mills/kWh | 0 | 0 | 0 | 0 | 0 | 0 | 0 | 0 | 0 | 0 | 0 | 0 | 0 | 0 | 0 | 0 | 0 | 0 | 0 | 0
|  |  | Block 15: 130-140 mills/kWh | 0.072306 | 0.23302 | 0.50153 | 0.89468 | 1.4295 | 2.1293 | 3.0096 | 4.0734 | 5.3091 | 6.6917 | 8.1866 | 9.7571 | 11.3714 | 13.006 | 14.6473 | 16.6561 | 18.632 | 20.5702 | 22.4761 | 24.3501
|  |  | Block 16: 140-150 mills/kWh | 0 | 0 | 0 | 0 | 0 | 0 | 0 | 0 | 0 | 0 | 0 | 0 | 0 | 0 | 0 | 0 | 0 | 0 | 0 | 0
|  |  | Block 17: 150-160 mills/kWh | 0.0096578 | 0.031125 | 0.066989 | 0.1195 | 0.19093 | 0.28442 | 0.40199 | 0.54408 | 0.70914 | 0.8938 | 1.0935 | 1.3033 | 1.5189 | 1.7372 | 1.9564 | 2.2247 | 2.4887 | 2.7475 | 3.0021 | 3.2524
|  |  | Block 18: 160-170 mills/kWh | 0 | 0 | 0 | 0 | 0 | 0 | 0 | 0 | 0 | 0 | 0 | 0 | 0 | 0 | 0 | 0 | 0 | 0 | 0 | 0
|  |  | Block 19: 170-180 mills/kWh | 0 | 0 | 0 | 0 | 0 | 0 | 0 | 0 | 0 | 0 | 0 | 0 | 0 | 0 | 0 | 0 | 0 | 0 | 0 | 0
|  |  | Block 20: 180-190 mills/kWh | 0 | 0 | 0 | 0 | 0 | 0 | 0 | 0 | 0 | 0 | 0 | 0 | 0 | 0 | 0 | 0 | 0 | 0 | 0 | 0
|  |  | Block 21: 190-200 mills/kWh | 0 | 0 | 0 | 0 | 0 | 0 | 0 | 0 | 0 | 0 | 0 | 0 | 0 | 0 | 0 | 0 | 0 | 0 | 0 | 0
|  |  | Block 22: 200-210 mills/kWh | 0 | 0 | 0 | 0 | 0 | 0 | 0 | 0 | 0 | 0 | 0 | 0 | 0 | 0 | 0 | 0 | 0 | 0 | 0 | 0
|  |  | Block 23: 210-220 mills/kWh | 0 | 0 | 0 | 0 | 0 | 0 | 0 | 0 | 0 | 0 | 0 | 0 | 0 | 0 | 0 | 0 | 0 | 0 | 0 | 0
|  |  | Block 24: 220-230 mills/kWh | 0 | 0 | 0 | 0 | 0 | 0 | 0 | 0 | 0 | 0 | 0 | 0 | 0 | 0 | 0 | 0 | 0 | 0 | 0 | 0
|  |  | Block 25: 230-240 mills/kWh | 0 | 0 | 0 | 0 | 0 | 0 | 0 | 0 | 0 | 0 | 0 | 0 | 0 | 0 | 0 | 0 | 0 | 0 | 0 | 0
|  |  | Block 26: 240-250 mills/kWh | 0 | 0 | 0 | 0 | 0 | 0 | 0 | 0 | 0 | 0 | 0 | 0 | 0 | 0 | 0 | 0 | 0 | 0 | 0 | 0
|  |  | Block 27: 250-260 mills/kWh | 0 | 0 | 0 | 0 | 0 | 0 | 0 | 0 | 0 | 0 | 0 | 0 | 0 | 0 | 0 | 0 | 0 | 0 | 0 | 0
|  |  | Block 28: 260-270 mills/kWh | 0 | 0 | 0 | 0 | 0 | 0 | 0 | 0 | 0 | 0 | 0 | 0 | 0 | 0 | 0 | 0 | 0 | 0 | 0 | 0
|  |  | Block 29: 270-280 mills/kWh | 0 | 0 | 0 | 0 | 0 | 0 | 0 | 0 | 0 | 0 | 0 | 0 | 0 | 0 | 0 | 0 | 0 | 0 | 0 | 0
|  |  | Block 30: 280-290 mills/kWh | 0 | 0 | 0 | 0 | 0 | 0 | 0 | 0 | 0 | 0 | 0 | 0 | 0 | 0 | 0 | 0 | 0 | 0 | 0 | 0
|  |  | Block 31: 290-300 mills/kWh | 0 | 0 | 0 | 0 | 0 | 0 | 0 | 0 | 0 | 0 | 0 | 0 | 0 | 0 | 0 | 0 | 0 | 0 | 0 | 0
|  |  | Block 32: > 300 mills/kWh | 0 | 0 | 0 | 0 | 0 | 0 | 0 | 0 | 0 | 0 | 0 | 0 | 0 | 0 | 0 | 0 | 0 | 0 | 0 | 0
|  |  | Total per Year | 0.15534 | 0.50062 | 1.0775 | 1.9221 | 3.071 | 4.5746 | 6.4657 | 8.7511 | 11.4059 | 14.3761 | 17.5877 | 20.9618 | 24.4298 | 27.9416 | 31.4677 | 35.7833 | 40.0282 | 44.1921 | 48.2866 | 52.3127
Note on B37: Tina Jayaweera: Saturation accounted for by CZ/HZ in measure savings
Note on D41: Tina Jayaweera: New homes treated separately
Note on B42: Tina Jayaweera: Saturation accounted for by CZ/HZ in measure savings

## SC-NR (2)
Methodology | Methodology: For the Natural Replacement case. Start with 2015 Stock decayed over time for demolition and retirement. Add the New stock not addressed by the New Building Programs. Then apply natural turnover rate based on measure life. The rate is the annual fraction of the stock that is replaced in any year. Also apply the achievable penetration rate by year and the measure applicability factor. Achievable penetration includes program ramp up. The applicability factor represents the portion of the available stock that the measure applies to which is 100percent minus the baseline fraction that is doing the measure absent program. The product is the annual available # of homes. Number of homes times savings per home for aMW potential available by year for each type. Turnover Rate, Achievable Penetration Rate and Applicability Factor are looked up from ResMaster. Savings available for the retrofit measure apply only to the non-NR residual # of homes at the 20th year.
='[7P Forecasts D1.xlsx]Res Forecast (Base Case)'!$D$5
| Vintage | NR | Existing
End Use: | Measure Bundle | ASHP | Region
HVAC | Report Year | 2035 | Base
| Total Max Potential | 47.7037
# Homes FOR EXISTING STOCK |  |  |  | 2016 | 2017 | 2018 | 2019 | 2020 | 2021 | 2022 | 2023 | 2024 | 2025 | 2026 | 2027 | 2028 | 2029 | 2030 | 2031 | 2032 | 2033 | 2034 | 2035
|  |  |  | HOMES_2016 | HOMES_2017 | HOMES_2018 | HOMES_2019 | HOMES_2020 | HOMES_2021 | HOMES_2022 | HOMES_2023 | HOMES_2024 | HOMES_2025 | HOMES_2026 | HOMES_2027 | HOMES_2028 | HOMES_2029 | HOMES_2030 | HOMES_2031 | HOMES_2032 | HOMES_2033 | HOMES_2034 | HOMES_2035
|  | Single Family |  | 4203528.272 | 4193982.9786 | 4184459.3605 | 4174957.3684 | 4165476.9533 | 4156018.0661 | 4146580.658 | 4137164.6802 | 4127770.084 | 4118396.8208 | 4109044.8423 | 4099714.1001 | 4090404.546 | 4081116.1319 | 4071848.8097 | 4062602.5315 | 4053377.2496 | 4044172.9164 | 4034989.4841 | 4025826.9055
| REG_TOTAL_STOCK_# HOMES | Total Regional Stock |  | 4203528.272 | 4193982.9786 | 4184459.3605 | 4174957.3684 | 4165476.9533 | 4156018.0661 | 4146580.658 | 4137164.6802 | 4127770.084 | 4118396.8208 | 4109044.8423 | 4099714.1001 | 4090404.546 | 4081116.1319 | 4071848.8097 | 4062602.5315 | 4053377.2496 | 4044172.9164 | 4034989.4841 | 4025826.9055
# Homes NOT TREATED FROM NEW STOCK AND THUS AVAILABLE FOR NR POOL FROM SC-NEW
ONLY INCLUDE AFTER ONE EUL |  |  |  | 1 | 2 | 3 | 4 | 5 | 6 | 7 | 8 | 9 | 10 | 11 | 12 | 13 | 14 | 15 | 16 | 17 | 18 | 19 | 20
|  | Single Family |  | 0 | 0 | 0 | 0 | 0 | 0 | 0 | 0 | 0 | 0 | 0 | 0 | 0 | 0 | 0 | 60664.9519 | 55655.3788 | 49999.3854 | 45281.2179 | 40632.6122
|  | New Stock into NR/Retro Pool |  | 0 | 0 | 0 | 0 | 0 | 0 | 0 | 0 | 0 | 0 | 0 | 0 | 0 | 0 | 0 | 60664.9519 | 55655.3788 | 49999.3854 | 45281.2179 | 40632.6122
EXISTING STOCK AVAILABLE TO NR/RETROFIT POOL | [24 empty] | 85%
|  |  |  | 2 | 3 | 4 | 5 | 6 | 7 | 8 | 9 | 10 | 11 | 12 | 13 | 14 | 15 | 16 | 17 | 18 | 19 | 20 | 21 |  | MAX
|  | Single Family |  | 4203528.272 | 4193982.9786 | 4184459.3605 | 4174957.3684 | 4165476.9533 | 4156018.0661 | 4146580.658 | 4137164.6802 | 4127770.084 | 4118396.8208 | 4109044.8423 | 4099714.1001 | 4090404.546 | 4081116.1319 | 4071848.8097 | 4123267.4834 | 4109032.6284 | 4094172.3018 | 4080270.702 | 4066459.5177 |  | 2540520.5837
|  |  |  | 4203528.272 | 4193982.9786 | 4184459.3605 | 4174957.3684 | 4165476.9533 | 4156018.0661 | 4146580.658 | 4137164.6802 | 4127770.084 | 4118396.8208 | 4109044.8423 | 4099714.1001 | 4090404.546 | 4081116.1319 | 4071848.8097 | 4123267.4834 | 4109032.6284 | 4094172.3018 | 4080270.702 | 4066459.5177 |  | 2540520.5837
APPLY MEASURE APPLICABILITY, SATURATION TURNOVER RATE FOR MAX ANNUAL # UNITS
Applicability | Saturation | Turnover Rate | ASHP - NR | 2016 | 2017 | 2018 | 2019 | 2020 | 2021 | 2022 | 2023 | 2024 | 2025 | 2026 | 2027 | 2028 | 2029 | 2030 | 2031 | 2032 | 2033 | 2034 | 2035
73.5% | 100% | 6.667% | Single Family | 205972.8853 | 205505.166 | 205038.5087 | 204572.9111 | 204108.3707 | 203644.8852 | 203182.4522 | 202721.0693 | 202260.7341 | 201801.4442 | 201343.1973 | 200885.9909 | 200429.8228 | 199974.6905 | 199520.5917 | 199067.524 | 198615.4852 | 198164.4729 | 197714.4847 | 197265.5184 |  | 2515135.3592
|  |  |  | 205972.8853 | 205505.166 | 205038.5087 | 204572.9111 | 204108.3707 | 203644.8852 | 203182.4522 | 202721.0693 | 202260.7341 | 201801.4442 | 201343.1973 | 200885.9909 | 200429.8228 | 199974.6905 | 199520.5917 | 199067.524 | 198615.4852 | 198164.4729 | 197714.4847 | 197265.5184 |  | 4031790.2052
Applicability | Saturation | Turnover Rate | ASHP - New | 1 | 2 | 3 | 4 | 5 | 6 | 7 | 8 | 9 | 10 | 11 | 12 | 13 | 14 | 15 | 16 | 17 | 18 | 19 | 20
73.5% | 100% | 100% | Single Family | 0 | 0 | 0 | 0 | 0 | 0 | 0 | 0 | 0 | 0 | 0 | 0 | 0 | 0 | 0 | 44588.7397 | 40906.7034 | 36749.5483 | 33281.6951 | 29864.97 |  | 157582.908
Achievability =>
INCREMENTAL ACHIEVABILITY |  |  | ASHP - NR | 4.3% | 9.58% | 16.04% | 23.54% | 32.1% | 42.1% | 53.07% | 64.28% | 74.84% | 83.92% | 90.95% | 95.77% | 98.65% | 100.1% | 100.8% | 101% | 101% | 101.1% | 101.1% | 101.1%
|  |  | Single Family | 7528.309 | 16733.7865 | 27955.8903 | 40933.9317 | 55682.7092 | 72868.6297 | 91651.9664 | 110757.4313 | 128665.3328 | 143947.265 | 155644.9235 | 163524.9221 | 168069.3545 | 170198.962 | 170887.4452 | 209150.4185 | 205728.9855 | 201798.1531 | 198437.0049 | 195116.7057
|  |  |  | 7528.309 | 16733.7865 | 27955.8903 | 40933.9317 | 55682.7092 | 72868.6297 | 91651.9664 | 110757.4313 | 128665.3328 | 143947.265 | 155644.9235 | 163524.9221 | 168069.3545 | 170198.962 | 170887.4452 | 209150.4185 | 205728.9855 | 201798.1531 | 198437.0049 | 195116.7057
SUPPLY CURVE SAVINGS BY BUNDLE |  |  | NR | 1: aMW
kWh per home | TRC Net Levelized Cost (Net of All Benefits) in mills/kWh |  | 1 | 2016 | 2017 | 2018 | 2019 | 2020 | 2021 | 2022 | 2023 | 2024 | 2025 | 2026 | 2027 | 2028 | 2029 | 2030 | 2031 | 2032 | 2033 | 2034 | 2035 | MAX
Busbar Savings | lvlcost | segment | measure | aMW_2016 | aMW_2017 | aMW_2018 | aMW_2019 | aMW_2020 | aMW_2021 | aMW_2022 | aMW_2023 | aMW_2024 | aMW_2025 | aMW_2026 | aMW_2027 | aMW_2028 | aMW_2029 | aMW_2030 | aMW_2031 | aMW_2032 | aMW_2033 | aMW_2034 | aMW_2035 | MAX |  | Total
124.0806 | 43.1767 | Single Family | Existing Single Family Home HVAC Upgrade + HZ1 | 0.014737 | 0.032757 | 0.054725 | 0.08013 | 0.109 | 0.14264 | 0.17941 | 0.21681 | 0.25187 | 0.28178 | 0.30468 | 0.32011 | 0.329 | 0.33317 | 0.33452 | 0.40942 | 0.40272 | 0.39503 | 0.38845 | 0.38195 | 5.2319 |  | 4.9629
86.8425 | 78.6064 | Single Family | Existing Single Family Home HVAC Upgrade + HZ23 | 0.0020341 | 0.0045213 | 0.0075533 | 0.01106 | 0.015045 | 0.019688 | 0.024763 | 0.029925 | 0.034764 | 0.038893 | 0.042053 | 0.044182 | 0.04541 | 0.045986 | 0.046172 | 0.05651 | 0.055585 | 0.054523 | 0.053615 | 0.052718 | 0.72213 |  | 0.685
826.5586 | 659.7199 | Single Family | Existing Single Family Home HVAC Upgrade - Central Heat Pump Upgrade to Variable Capacity Central Heat Pump + HZ23CZ1 | 0.0059421 | 0.013208 | 0.022066 | 0.032309 | 0.04395 | 0.057515 | 0.072341 | 0.087421 | 0.10156 | 0.11362 | 0.12285 | 0.12907 | 0.13266 | 0.13434 | 0.13488 | 0.16508 | 0.16238 | 0.15928 | 0.15663 | 0.15401 | 2.1096 |  | 2.0011
836.5766 | 655.0449 | Single Family | Existing Single Family Home HVAC Upgrade - Central Heat Pump Upgrade to Variable Capacity Central Heat Pump + HZ23CZ23 | 0.022212 | 0.049373 | 0.082484 | 0.12078 | 0.16429 | 0.215 | 0.27042 | 0.32679 | 0.37963 | 0.42472 | 0.45923 | 0.48248 | 0.49589 | 0.50217 | 0.5042 | 0.6171 | 0.607 | 0.5954 | 0.58549 | 0.57569 | 7.8858 |  | 7.4803
701.4141 | 787.6129 | Single Family | Existing Single Family Home HVAC Upgrade - Central Heat Pump Upgrade to Variable Capacity Central Heat Pump + HZ1CZ23 | 0.051256 | 0.11393 | 0.19034 | 0.2787 | 0.37912 | 0.49613 | 0.62401 | 0.75409 | 0.87602 | 0.98007 | 1.0597 | 1.1134 | 1.1443 | 1.1588 | 1.1635 | 1.424 | 1.4007 | 1.3739 | 1.3511 | 1.3285 | 18.1972 |  | 17.2615
563.4624 | 980.443 | Single Family | Existing Single Family Home HVAC Upgrade - Central Heat Pump Upgrade to Variable Capacity Central Heat Pump + HZ1CZ1 | 0.04547 | 0.10107 | 0.16885 | 0.24724 | 0.33632 | 0.44012 | 0.55357 | 0.66897 | 0.77713 | 0.86943 | 0.94008 | 0.98768 | 1.0151 | 1.028 | 1.0321 | 1.2633 | 1.2426 | 1.2188 | 1.1985 | 1.1785 | 16.143 |  | 15.3129
| 735.7297 |  |  | 0.14165 | 0.31486 | 0.52602 | 0.77021 | 1.0477 | 1.3711 | 1.7245 | 2.084 | 2.421 | 2.7085 | 2.9286 | 3.0769 | 3.1624 | 3.2025 | 3.2154 | 3.9354 | 3.871 | 3.797 | 3.7338 | 3.6713 | 50.2897 |  | 47.7037
|  |  |  | 0.14165 | 0.45651 | 0.98253 | 1.7527 | 2.8005 | 4.1716 | 5.8961 | 7.9801 | 10.401 | 13.1095 | 16.0382 | 19.115 | 22.2774 | 25.4799 | 28.6953 | 32.6306 | 36.5016 | 40.2986 | 44.0324 | 47.7037
RECOMBINE MEASURE BUNDLES INTO SUPPLY CURVE CUMULATIVE
|  |  |  | 2016 | 2017 | 2018 | 2019 | 2020 | 2021 | 2022 | 2023 | 2024 | 2025 | 2026 | 2027 | 2028 | 2029 | 2030 | 2031 | 2032 | 2033 | 2034 | 2035 | MAX
|  | lvlcost | lvlcost | aMW_2016 | aMW_2017 | aMW_2018 | aMW_2019 | aMW_2020 | aMW_2021 | aMW_2022 | aMW_2023 | aMW_2024 | aMW_2025 | aMW_2026 | aMW_2027 | aMW_2028 | aMW_2029 | aMW_2030 | aMW_2031 | aMW_2032 | aMW_2033 | aMW_2034 | aMW_2035 | MAX
| Block 1: <= 0 mills/kWh | >=-9999 | <=0 | 0 | 0 | 0 | 0 | 0 | 0 | 0 | 0 | 0 | 0 | 0 | 0 | 0 | 0 | 0 | 0 | 0 | 0 | 0 | 0 | 0
| Block 2: 0-10 mills/kWh | >0 | <=10 | 0 | 0 | 0 | 0 | 0 | 0 | 0 | 0 | 0 | 0 | 0 | 0 | 0 | 0 | 0 | 0 | 0 | 0 | 0 | 0 | 0
| Block 3: 10-20 mills/kWh | >10 | <=20 | 0 | 0 | 0 | 0 | 0 | 0 | 0 | 0 | 0 | 0 | 0 | 0 | 0 | 0 | 0 | 0 | 0 | 0 | 0 | 0 | 0
| Block 4: 20-30 mills/kWh | >20 | <=30 | 0 | 0 | 0 | 0 | 0 | 0 | 0 | 0 | 0 | 0 | 0 | 0 | 0 | 0 | 0 | 0 | 0 | 0 | 0 | 0 | 0
| Block 5: 30-40 mills/kWh | >30 | <=40 | 0 | 0 | 0 | 0 | 0 | 0 | 0 | 0 | 0 | 0 | 0 | 0 | 0 | 0 | 0 | 0 | 0 | 0 | 0 | 0 | 0
| Block 6: 40-50 mills/kWh | >40 | <=50 | 0.014737 | 0.032757 | 0.054725 | 0.08013 | 0.109 | 0.14264 | 0.17941 | 0.21681 | 0.25187 | 0.28178 | 0.30468 | 0.32011 | 0.329 | 0.33317 | 0.33452 | 0.40942 | 0.40272 | 0.39503 | 0.38845 | 0.38195 | 5.2319
| Block 7: 50-60 mills/kWh | >50 | <=60 | 0.014737 | 0.032757 | 0.054725 | 0.08013 | 0.109 | 0.14264 | 0.17941 | 0.21681 | 0.25187 | 0.28178 | 0.30468 | 0.32011 | 0.329 | 0.33317 | 0.33452 | 0.40942 | 0.40272 | 0.39503 | 0.38845 | 0.38195 | 5.2319
| Block 8: 60-70 mills/kWh | >60 | <=70 | 0.014737 | 0.032757 | 0.054725 | 0.08013 | 0.109 | 0.14264 | 0.17941 | 0.21681 | 0.25187 | 0.28178 | 0.30468 | 0.32011 | 0.329 | 0.33317 | 0.33452 | 0.40942 | 0.40272 | 0.39503 | 0.38845 | 0.38195 | 5.2319
| Block 9: 70-80 mills/kWh | >70 | <=80 | 0.016771 | 0.037278 | 0.062278 | 0.09119 | 0.12405 | 0.16233 | 0.20418 | 0.24674 | 0.28663 | 0.32067 | 0.34673 | 0.36429 | 0.37441 | 0.37916 | 0.38069 | 0.46593 | 0.45831 | 0.44955 | 0.44206 | 0.43467 | 5.9541
| Block 10: 80-90 mills/kWh | >80 | <=90 | 0.016771 | 0.037278 | 0.062278 | 0.09119 | 0.12405 | 0.16233 | 0.20418 | 0.24674 | 0.28663 | 0.32067 | 0.34673 | 0.36429 | 0.37441 | 0.37916 | 0.38069 | 0.46593 | 0.45831 | 0.44955 | 0.44206 | 0.43467 | 5.9541
| Block 11: 90-100 mills/kWh | >90 | <=100 | 0.016771 | 0.037278 | 0.062278 | 0.09119 | 0.12405 | 0.16233 | 0.20418 | 0.24674 | 0.28663 | 0.32067 | 0.34673 | 0.36429 | 0.37441 | 0.37916 | 0.38069 | 0.46593 | 0.45831 | 0.44955 | 0.44206 | 0.43467 | 5.9541
| Block 12: 100-110 mills/kWh | >100 | <=110 | 0.016771 | 0.037278 | 0.062278 | 0.09119 | 0.12405 | 0.16233 | 0.20418 | 0.24674 | 0.28663 | 0.32067 | 0.34673 | 0.36429 | 0.37441 | 0.37916 | 0.38069 | 0.46593 | 0.45831 | 0.44955 | 0.44206 | 0.43467 | 5.9541
| Block 13: 110-120 mills/kWh | >110 | <=120 | 0.016771 | 0.037278 | 0.062278 | 0.09119 | 0.12405 | 0.16233 | 0.20418 | 0.24674 | 0.28663 | 0.32067 | 0.34673 | 0.36429 | 0.37441 | 0.37916 | 0.38069 | 0.46593 | 0.45831 | 0.44955 | 0.44206 | 0.43467 | 5.9541
| Block 14: 120-130 mills/kWh | >120 | <=130 | 0.016771 | 0.037278 | 0.062278 | 0.09119 | 0.12405 | 0.16233 | 0.20418 | 0.24674 | 0.28663 | 0.32067 | 0.34673 | 0.36429 | 0.37441 | 0.37916 | 0.38069 | 0.46593 | 0.45831 | 0.44955 | 0.44206 | 0.43467 | 5.9541
| Block 15: 130-140 mills/kWh | >130 | <=140 | 0.016771 | 0.037278 | 0.062278 | 0.09119 | 0.12405 | 0.16233 | 0.20418 | 0.24674 | 0.28663 | 0.32067 | 0.34673 | 0.36429 | 0.37441 | 0.37916 | 0.38069 | 0.46593 | 0.45831 | 0.44955 | 0.44206 | 0.43467 | 5.9541
| Block 16: 140-150 mills/kWh | >140 | <=150 | 0.016771 | 0.037278 | 0.062278 | 0.09119 | 0.12405 | 0.16233 | 0.20418 | 0.24674 | 0.28663 | 0.32067 | 0.34673 | 0.36429 | 0.37441 | 0.37916 | 0.38069 | 0.46593 | 0.45831 | 0.44955 | 0.44206 | 0.43467 | 5.9541
| Block 17: 150-160 mills/kWh | >150 | <=160 | 0.016771 | 0.037278 | 0.062278 | 0.09119 | 0.12405 | 0.16233 | 0.20418 | 0.24674 | 0.28663 | 0.32067 | 0.34673 | 0.36429 | 0.37441 | 0.37916 | 0.38069 | 0.46593 | 0.45831 | 0.44955 | 0.44206 | 0.43467 | 5.9541
| Block 18: 160-170 mills/kWh | >160 | <=170 | 0.016771 | 0.037278 | 0.062278 | 0.09119 | 0.12405 | 0.16233 | 0.20418 | 0.24674 | 0.28663 | 0.32067 | 0.34673 | 0.36429 | 0.37441 | 0.37916 | 0.38069 | 0.46593 | 0.45831 | 0.44955 | 0.44206 | 0.43467 | 5.9541
| Block 19: 170-180 mills/kWh | >170 | <=180 | 0.016771 | 0.037278 | 0.062278 | 0.09119 | 0.12405 | 0.16233 | 0.20418 | 0.24674 | 0.28663 | 0.32067 | 0.34673 | 0.36429 | 0.37441 | 0.37916 | 0.38069 | 0.46593 | 0.45831 | 0.44955 | 0.44206 | 0.43467 | 5.9541
| Block 20: 180-190 mills/kWh | >180 | <=190 | 0.016771 | 0.037278 | 0.062278 | 0.09119 | 0.12405 | 0.16233 | 0.20418 | 0.24674 | 0.28663 | 0.32067 | 0.34673 | 0.36429 | 0.37441 | 0.37916 | 0.38069 | 0.46593 | 0.45831 | 0.44955 | 0.44206 | 0.43467 | 5.9541
| Block 21: 190-200 mills/kWh | >190 | <=200 | 0.016771 | 0.037278 | 0.062278 | 0.09119 | 0.12405 | 0.16233 | 0.20418 | 0.24674 | 0.28663 | 0.32067 | 0.34673 | 0.36429 | 0.37441 | 0.37916 | 0.38069 | 0.46593 | 0.45831 | 0.44955 | 0.44206 | 0.43467 | 5.9541
| Block 22: 200-210 mills/kWh | >200 | <=210 | 0.016771 | 0.037278 | 0.062278 | 0.09119 | 0.12405 | 0.16233 | 0.20418 | 0.24674 | 0.28663 | 0.32067 | 0.34673 | 0.36429 | 0.37441 | 0.37916 | 0.38069 | 0.46593 | 0.45831 | 0.44955 | 0.44206 | 0.43467 | 5.9541
| Block 23: 210-220 mills/kWh | >210 | <=220 | 0.016771 | 0.037278 | 0.062278 | 0.09119 | 0.12405 | 0.16233 | 0.20418 | 0.24674 | 0.28663 | 0.32067 | 0.34673 | 0.36429 | 0.37441 | 0.37916 | 0.38069 | 0.46593 | 0.45831 | 0.44955 | 0.44206 | 0.43467 | 5.9541
| Block 24: 220-230 mills/kWh | >220 | <=230 | 0.016771 | 0.037278 | 0.062278 | 0.09119 | 0.12405 | 0.16233 | 0.20418 | 0.24674 | 0.28663 | 0.32067 | 0.34673 | 0.36429 | 0.37441 | 0.37916 | 0.38069 | 0.46593 | 0.45831 | 0.44955 | 0.44206 | 0.43467 | 5.9541
| Block 25: 230-240 mills/kWh | >230 | <=240 | 0.016771 | 0.037278 | 0.062278 | 0.09119 | 0.12405 | 0.16233 | 0.20418 | 0.24674 | 0.28663 | 0.32067 | 0.34673 | 0.36429 | 0.37441 | 0.37916 | 0.38069 | 0.46593 | 0.45831 | 0.44955 | 0.44206 | 0.43467 | 5.9541
| Block 26: 240-250 mills/kWh | >240 | <=250 | 0.016771 | 0.037278 | 0.062278 | 0.09119 | 0.12405 | 0.16233 | 0.20418 | 0.24674 | 0.28663 | 0.32067 | 0.34673 | 0.36429 | 0.37441 | 0.37916 | 0.38069 | 0.46593 | 0.45831 | 0.44955 | 0.44206 | 0.43467 | 5.9541
| Block 27: 250-260 mills/kWh | >250 | <=260 | 0.016771 | 0.037278 | 0.062278 | 0.09119 | 0.12405 | 0.16233 | 0.20418 | 0.24674 | 0.28663 | 0.32067 | 0.34673 | 0.36429 | 0.37441 | 0.37916 | 0.38069 | 0.46593 | 0.45831 | 0.44955 | 0.44206 | 0.43467 | 5.9541
| Block 28: 260-270 mills/kWh | >260 | <=270 | 0.016771 | 0.037278 | 0.062278 | 0.09119 | 0.12405 | 0.16233 | 0.20418 | 0.24674 | 0.28663 | 0.32067 | 0.34673 | 0.36429 | 0.37441 | 0.37916 | 0.38069 | 0.46593 | 0.45831 | 0.44955 | 0.44206 | 0.43467 | 5.9541
| Block 29: 270-280 mills/kWh | >270 | <=280 | 0.016771 | 0.037278 | 0.062278 | 0.09119 | 0.12405 | 0.16233 | 0.20418 | 0.24674 | 0.28663 | 0.32067 | 0.34673 | 0.36429 | 0.37441 | 0.37916 | 0.38069 | 0.46593 | 0.45831 | 0.44955 | 0.44206 | 0.43467 | 5.9541
| Block 30: 280-290 mills/kWh | >280 | <=290 | 0.016771 | 0.037278 | 0.062278 | 0.09119 | 0.12405 | 0.16233 | 0.20418 | 0.24674 | 0.28663 | 0.32067 | 0.34673 | 0.36429 | 0.37441 | 0.37916 | 0.38069 | 0.46593 | 0.45831 | 0.44955 | 0.44206 | 0.43467 | 5.9541
| Block 31: 290-300 mills/kWh | >290 | <=300 | 0.016771 | 0.037278 | 0.062278 | 0.09119 | 0.12405 | 0.16233 | 0.20418 | 0.24674 | 0.28663 | 0.32067 | 0.34673 | 0.36429 | 0.37441 | 0.37916 | 0.38069 | 0.46593 | 0.45831 | 0.44955 | 0.44206 | 0.43467 | 5.9541
| Block 32: > 300 mills/kWh | >300 | <=9999 | 0.14165 | 0.31486 | 0.52602 | 0.77021 | 1.0477 | 1.3711 | 1.7245 | 2.084 | 2.421 | 2.7085 | 2.9286 | 3.0769 | 3.1624 | 3.2025 | 3.2154 | 3.9354 | 3.871 | 3.797 | 3.7338 | 3.6713 | 50.2897
RECOMBINE MEASURE BUNDLES INTO SUPPLY CURVE INCREMENTAL
|  |  | ASHP | 2016 | 2017 | 2018 | 2019 | 2020 | 2021 | 2022 | 2023 | 2024 | 2025 | 2026 | 2027 | 2028 | 2029 | 2030 | 2031 | 2032 | 2033 | 2034 | 2035 | MAX
|  |  | ASHP | aMW_2016 | aMW_2017 | aMW_2018 | aMW_2019 | aMW_2020 | aMW_2021 | aMW_2022 | aMW_2023 | aMW_2024 | aMW_2025 | aMW_2026 | aMW_2027 | aMW_2028 | aMW_2029 | aMW_2030 | aMW_2031 | aMW_2032 | aMW_2033 | aMW_2034 | aMW_2035 | MAX
|  |  | Block 1: <= 0 mills/kWh | 0 | 0 | 0 | 0 | 0 | 0 | 0 | 0 | 0 | 0 | 0 | 0 | 0 | 0 | 0 | 0 | 0 | 0 | 0 | 0 | 0
|  |  | Block 2: 0-10 mills/kWh | 0 | 0 | 0 | 0 | 0 | 0 | 0 | 0 | 0 | 0 | 0 | 0 | 0 | 0 | 0 | 0 | 0 | 0 | 0 | 0 | 0
|  |  | Block 3: 10-20 mills/kWh | 0 | 0 | 0 | 0 | 0 | 0 | 0 | 0 | 0 | 0 | 0 | 0 | 0 | 0 | 0 | 0 | 0 | 0 | 0 | 0 | 0
|  |  | Block 4: 20-30 mills/kWh | 0 | 0 | 0 | 0 | 0 | 0 | 0 | 0 | 0 | 0 | 0 | 0 | 0 | 0 | 0 | 0 | 0 | 0 | 0 | 0 | 0
|  |  | Block 5: 30-40 mills/kWh | 0 | 0 | 0 | 0 | 0 | 0 | 0 | 0 | 0 | 0 | 0 | 0 | 0 | 0 | 0 | 0 | 0 | 0 | 0 | 0 | 0
|  |  | Block 6: 40-50 mills/kWh | 0.014737 | 0.032757 | 0.054725 | 0.08013 | 0.109 | 0.14264 | 0.17941 | 0.21681 | 0.25187 | 0.28178 | 0.30468 | 0.32011 | 0.329 | 0.33317 | 0.33452 | 0.40942 | 0.40272 | 0.39503 | 0.38845 | 0.38195 | 5.2319
|  |  | Block 7: 50-60 mills/kWh | 0 | 0 | 0 | 0 | 0 | 0 | 0 | 0 | 0 | 0 | 0 | 0 | 0 | 0 | 0 | 0 | 0 | 0 | 0 | 0 | 0
|  |  | Block 8: 60-70 mills/kWh | 0 | 0 | 0 | 0 | 0 | 0 | 0 | 0 | 0 | 0 | 0 | 0 | 0 | 0 | 0 | 0 | 0 | 0 | 0 | 0 | 0
|  |  | Block 9: 70-80 mills/kWh | 0.0020341 | 0.0045213 | 0.0075533 | 0.01106 | 0.015045 | 0.019688 | 0.024763 | 0.029925 | 0.034764 | 0.038893 | 0.042053 | 0.044182 | 0.04541 | 0.045986 | 0.046172 | 0.05651 | 0.055585 | 0.054523 | 0.053615 | 0.052718 | 0.72213
|  |  | Block 10: 80-90 mills/kWh | 0 | 0 | 0 | 0 | 0 | 0 | 0 | 0 | 0 | 0 | 0 | 0 | 0 | 0 | 0 | 0 | 0 | 0 | 0 | 0 | 0
|  |  | Block 11: 90-100 mills/kWh | 0 | 0 | 0 | 0 | 0 | 0 | 0 | 0 | 0 | 0 | 0 | 0 | 0 | 0 | 0 | 0 | 0 | 0 | 0 | 0 | 0
|  |  | Block 12: 100-110 mills/kWh | 0 | 0 | 0 | 0 | 0 | 0 | 0 | 0 | 0 | 0 | 0 | 0 | 0 | 0 | 0 | 0 | 0 | 0 | 0 | 0 | 0
|  |  | Block 13: 110-120 mills/kWh | 0 | 0 | 0 | 0 | 0 | 0 | 0 | 0 | 0 | 0 | 0 | 0 | 0 | 0 | 0 | 0 | 0 | 0 | 0 | 0 | 0
|  |  | Block 14: 120-130 mills/kWh | 0 | 0 | 0 | 0 | 0 | 0 | 0 | 0 | 0 | 0 | 0 | 0 | 0 | 0 | 0 | 0 | 0 | 0 | 0 | 0 | 0
|  |  | Block 15: 130-140 mills/kWh | 0 | 0 | 0 | 0 | 0 | 0 | 0 | 0 | 0 | 0 | 0 | 0 | 0 | 0 | 0 | 0 | 0 | 0 | 0 | 0 | 0
|  |  | Block 16: 140-150 mills/kWh | 0 | 0 | 0 | 0 | 0 | 0 | 0 | 0 | 0 | 0 | 0 | 0 | 0 | 0 | 0 | 0 | 0 | 0 | 0 | 0 | 0
|  |  | Block 17: 150-160 mills/kWh | 0 | 0 | 0 | 0 | 0 | 0 | 0 | 0 | 0 | 0 | 0 | 0 | 0 | 0 | 0 | 0 | 0 | 0 | 0 | 0 | 0
|  |  | Block 18: 160-170 mills/kWh | 0 | 0 | 0 | 0 | 0 | 0 | 0 | 0 | 0 | 0 | 0 | 0 | 0 | 0 | 0 | 0 | 0 | 0 | 0 | 0 | 0
|  |  | Block 19: 170-180 mills/kWh | 0 | 0 | 0 | 0 | 0 | 0 | 0 | 0 | 0 | 0 | 0 | 0 | 0 | 0 | 0 | 0 | 0 | 0 | 0 | 0 | 0
|  |  | Block 20: 180-190 mills/kWh | 0 | 0 | 0 | 0 | 0 | 0 | 0 | 0 | 0 | 0 | 0 | 0 | 0 | 0 | 0 | 0 | 0 | 0 | 0 | 0 | 0
|  |  | Block 21: 190-200 mills/kWh | 0 | 0 | 0 | 0 | 0 | 0 | 0 | 0 | 0 | 0 | 0 | 0 | 0 | 0 | 0 | 0 | 0 | 0 | 0 | 0 | 0
|  |  | Block 22: 200-210 mills/kWh | 0 | 0 | 0 | 0 | 0 | 0 | 0 | 0 | 0 | 0 | 0 | 0 | 0 | 0 | 0 | 0 | 0 | 0 | 0 | 0 | 0
|  |  | Block 23: 210-220 mills/kWh | 0 | 0 | 0 | 0 | 0 | 0 | 0 | 0 | 0 | 0 | 0 | 0 | 0 | 0 | 0 | 0 | 0 | 0 | 0 | 0 | 0
|  |  | Block 24: 220-230 mills/kWh | 0 | 0 | 0 | 0 | 0 | 0 | 0 | 0 | 0 | 0 | 0 | 0 | 0 | 0 | 0 | 0 | 0 | 0 | 0 | 0 | 0
|  |  | Block 25: 230-240 mills/kWh | 0 | 0 | 0 | 0 | 0 | 0 | 0 | 0 | 0 | 0 | 0 | 0 | 0 | 0 | 0 | 0 | 0 | 0 | 0 | 0 | 0
|  |  | Block 26: 240-250 mills/kWh | 0 | 0 | 0 | 0 | 0 | 0 | 0 | 0 | 0 | 0 | 0 | 0 | 0 | 0 | 0 | 0 | 0 | 0 | 0 | 0 | 0
|  |  | Block 27: 250-260 mills/kWh | 0 | 0 | 0 | 0 | 0 | 0 | 0 | 0 | 0 | 0 | 0 | 0 | 0 | 0 | 0 | 0 | 0 | 0 | 0 | 0 | 0
|  |  | Block 28: 260-270 mills/kWh | 0 | 0 | 0 | 0 | 0 | 0 | 0 | 0 | 0 | 0 | 0 | 0 | 0 | 0 | 0 | 0 | 0 | 0 | 0 | 0 | 0
|  |  | Block 29: 270-280 mills/kWh | 0 | 0 | 0 | 0 | 0 | 0 | 0 | 0 | 0 | 0 | 0 | 0 | 0 | 0 | 0 | 0 | 0 | 0 | 0 | 0 | 0
|  |  | Block 30: 280-290 mills/kWh | 0 | 0 | 0 | 0 | 0 | 0 | 0 | 0 | 0 | 0 | 0 | 0 | 0 | 0 | 0 | 0 | 0 | 0 | 0 | 0 | 0
|  |  | Block 31: 290-300 mills/kWh | 0 | 0 | 0 | 0 | 0 | 0 | 0 | 0 | 0 | 0 | 0 | 0 | 0 | 0 | 0 | 0 | 0 | 0 | 0 | 0 | 0
|  |  | Block 32: > 300 mills/kWh | 0.12488 | 0.27758 | 0.46374 | 0.67902 | 0.92368 | 1.2088 | 1.5203 | 1.8373 | 2.1343 | 2.3878 | 2.5819 | 2.7126 | 2.788 | 2.8233 | 2.8347 | 3.4694 | 3.4127 | 3.3475 | 3.2917 | 3.2366 | 44.3356
|  |  | Total per Year | 0.14165 | 0.31486 | 0.52602 | 0.77021 | 1.0477 | 1.3711 | 1.7245 | 2.084 | 2.421 | 2.7085 | 2.9286 | 3.0769 | 3.1624 | 3.2025 | 3.2154 | 3.9354 | 3.871 | 3.797 | 3.7338 | 3.6713
|  |  | Total Cumulative | 0.14165 | 0.45651 | 0.98253 | 1.7527 | 2.8005 | 4.1716 | 5.8961 | 7.9801 | 10.401 | 13.1095 | 16.0382 | 19.115 | 22.2774 | 25.4799 | 28.6953 | 32.6306 | 36.5016 | 40.2986 | 44.0324 | 47.7037 | 50.2897
ACHIEVABLE SAVINGS - CUMULATIVE BY MILL BIN - FOR MEASURE - ASHP |  |  | aMW | 2016 | 2017 | 2018 | 2019 | 2020 | 2021 | 2022 | 2023 | 2024 | 2025 | 2026 | 2027 | 2028 | 2029 | 2030 | 2031 | 2032 | 2033 | 2034 | 2035
|  |  | ASHP | aMW_2016 | aMW_2017 | aMW_2018 | aMW_2019 | aMW_2020 | aMW_2021 | aMW_2022 | aMW_2023 | aMW_2024 | aMW_2025 | aMW_2026 | aMW_2027 | aMW_2028 | aMW_2029 | aMW_2030 | aMW_2031 | aMW_2032 | aMW_2033 | aMW_2034 | aMW_2035
|  |  | Block 1: <= 0 mills/kWh | 0 | 0 | 0 | 0 | 0 | 0 | 0 | 0 | 0 | 0 | 0 | 0 | 0 | 0 | 0 | 0 | 0 | 0 | 0 | 0
|  |  | Block 2: 0-10 mills/kWh | 0 | 0 | 0 | 0 | 0 | 0 | 0 | 0 | 0 | 0 | 0 | 0 | 0 | 0 | 0 | 0 | 0 | 0 | 0 | 0
|  |  | Block 3: 10-20 mills/kWh | 0 | 0 | 0 | 0 | 0 | 0 | 0 | 0 | 0 | 0 | 0 | 0 | 0 | 0 | 0 | 0 | 0 | 0 | 0 | 0
|  |  | Block 4: 20-30 mills/kWh | 0 | 0 | 0 | 0 | 0 | 0 | 0 | 0 | 0 | 0 | 0 | 0 | 0 | 0 | 0 | 0 | 0 | 0 | 0 | 0
|  |  | Block 5: 30-40 mills/kWh | 0 | 0 | 0 | 0 | 0 | 0 | 0 | 0 | 0 | 0 | 0 | 0 | 0 | 0 | 0 | 0 | 0 | 0 | 0 | 0
|  |  | Block 6: 40-50 mills/kWh | 0.014737 | 0.047494 | 0.10222 | 0.18235 | 0.29135 | 0.43399 | 0.6134 | 0.83022 | 1.0821 | 1.3639 | 1.6685 | 1.9887 | 2.3177 | 2.6508 | 2.9853 | 3.3948 | 3.7975 | 4.1925 | 4.581 | 4.9629
|  |  | Block 7: 50-60 mills/kWh | 0 | 0 | 0 | 0 | 0 | 0 | 0 | 0 | 0 | 0 | 0 | 0 | 0 | 0 | 0 | 0 | 0 | 0 | 0 | 0
|  |  | Block 8: 60-70 mills/kWh | 0 | 0 | 0 | 0 | 0 | 0 | 0 | 0 | 0 | 0 | 0 | 0 | 0 | 0 | 0 | 0 | 0 | 0 | 0 | 0
|  |  | Block 9: 70-80 mills/kWh | 0.0020341 | 0.0065553 | 0.014109 | 0.025168 | 0.040213 | 0.059901 | 0.084665 | 0.11459 | 0.14935 | 0.18825 | 0.2303 | 0.27448 | 0.31989 | 0.36588 | 0.41205 | 0.46856 | 0.52414 | 0.57867 | 0.63228 | 0.685
|  |  | Block 10: 80-90 mills/kWh | 0 | 0 | 0 | 0 | 0 | 0 | 0 | 0 | 0 | 0 | 0 | 0 | 0 | 0 | 0 | 0 | 0 | 0 | 0 | 0
|  |  | Block 11: 90-100 mills/kWh | 0 | 0 | 0 | 0 | 0 | 0 | 0 | 0 | 0 | 0 | 0 | 0 | 0 | 0 | 0 | 0 | 0 | 0 | 0 | 0
|  |  | Block 12: 100-110 mills/kWh | 0 | 0 | 0 | 0 | 0 | 0 | 0 | 0 | 0 | 0 | 0 | 0 | 0 | 0 | 0 | 0 | 0 | 0 | 0 | 0
|  |  | Block 13: 110-120 mills/kWh | 0 | 0 | 0 | 0 | 0 | 0 | 0 | 0 | 0 | 0 | 0 | 0 | 0 | 0 | 0 | 0 | 0 | 0 | 0 | 0
|  |  | Block 14: 120-130 mills/kWh | 0 | 0 | 0 | 0 | 0 | 0 | 0 | 0 | 0 | 0 | 0 | 0 | 0 | 0 | 0 | 0 | 0 | 0 | 0 | 0
|  |  | Block 15: 130-140 mills/kWh | 0 | 0 | 0 | 0 | 0 | 0 | 0 | 0 | 0 | 0 | 0 | 0 | 0 | 0 | 0 | 0 | 0 | 0 | 0 | 0
|  |  | Block 16: 140-150 mills/kWh | 0 | 0 | 0 | 0 | 0 | 0 | 0 | 0 | 0 | 0 | 0 | 0 | 0 | 0 | 0 | 0 | 0 | 0 | 0 | 0
|  |  | Block 17: 150-160 mills/kWh | 0 | 0 | 0 | 0 | 0 | 0 | 0 | 0 | 0 | 0 | 0 | 0 | 0 | 0 | 0 | 0 | 0 | 0 | 0 | 0
|  |  | Block 18: 160-170 mills/kWh | 0 | 0 | 0 | 0 | 0 | 0 | 0 | 0 | 0 | 0 | 0 | 0 | 0 | 0 | 0 | 0 | 0 | 0 | 0 | 0
|  |  | Block 19: 170-180 mills/kWh | 0 | 0 | 0 | 0 | 0 | 0 | 0 | 0 | 0 | 0 | 0 | 0 | 0 | 0 | 0 | 0 | 0 | 0 | 0 | 0
|  |  | Block 20: 180-190 mills/kWh | 0 | 0 | 0 | 0 | 0 | 0 | 0 | 0 | 0 | 0 | 0 | 0 | 0 | 0 | 0 | 0 | 0 | 0 | 0 | 0
|  |  | Block 21: 190-200 mills/kWh | 0 | 0 | 0 | 0 | 0 | 0 | 0 | 0 | 0 | 0 | 0 | 0 | 0 | 0 | 0 | 0 | 0 | 0 | 0 | 0
|  |  | Block 22: 200-210 mills/kWh | 0 | 0 | 0 | 0 | 0 | 0 | 0 | 0 | 0 | 0 | 0 | 0 | 0 | 0 | 0 | 0 | 0 | 0 | 0 | 0
|  |  | Block 23: 210-220 mills/kWh | 0 | 0 | 0 | 0 | 0 | 0 | 0 | 0 | 0 | 0 | 0 | 0 | 0 | 0 | 0 | 0 | 0 | 0 | 0 | 0
|  |  | Block 24: 220-230 mills/kWh | 0 | 0 | 0 | 0 | 0 | 0 | 0 | 0 | 0 | 0 | 0 | 0 | 0 | 0 | 0 | 0 | 0 | 0 | 0 | 0
|  |  | Block 25: 230-240 mills/kWh | 0 | 0 | 0 | 0 | 0 | 0 | 0 | 0 | 0 | 0 | 0 | 0 | 0 | 0 | 0 | 0 | 0 | 0 | 0 | 0
|  |  | Block 26: 240-250 mills/kWh | 0 | 0 | 0 | 0 | 0 | 0 | 0 | 0 | 0 | 0 | 0 | 0 | 0 | 0 | 0 | 0 | 0 | 0 | 0 | 0
|  |  | Block 27: 250-260 mills/kWh | 0 | 0 | 0 | 0 | 0 | 0 | 0 | 0 | 0 | 0 | 0 | 0 | 0 | 0 | 0 | 0 | 0 | 0 | 0 | 0
|  |  | Block 28: 260-270 mills/kWh | 0 | 0 | 0 | 0 | 0 | 0 | 0 | 0 | 0 | 0 | 0 | 0 | 0 | 0 | 0 | 0 | 0 | 0 | 0 | 0
|  |  | Block 29: 270-280 mills/kWh | 0 | 0 | 0 | 0 | 0 | 0 | 0 | 0 | 0 | 0 | 0 | 0 | 0 | 0 | 0 | 0 | 0 | 0 | 0 | 0
|  |  | Block 30: 280-290 mills/kWh | 0 | 0 | 0 | 0 | 0 | 0 | 0 | 0 | 0 | 0 | 0 | 0 | 0 | 0 | 0 | 0 | 0 | 0 | 0 | 0
|  |  | Block 31: 290-300 mills/kWh | 0 | 0 | 0 | 0 | 0 | 0 | 0 | 0 | 0 | 0 | 0 | 0 | 0 | 0 | 0 | 0 | 0 | 0 | 0 | 0
|  |  | Block 32: > 300 mills/kWh | 0.12488 | 0.40247 | 0.8662 | 1.5452 | 2.4689 | 3.6777 | 5.198 | 7.0353 | 9.1696 | 11.5574 | 14.1393 | 16.8519 | 19.6399 | 22.4632 | 25.2979 | 28.7673 | 32.18 | 35.5275 | 38.8192 | 42.0558
|  |  | Total per Year | 0.14165 | 0.45651 | 0.98253 | 1.7527 | 2.8005 | 4.1716 | 5.8961 | 7.9801 | 10.401 | 13.1095 | 16.0382 | 19.115 | 22.2774 | 25.4799 | 28.6953 | 32.6306 | 36.5016 | 40.2986 | 44.0324 | 47.7037
Note on B37: Tina Jayaweera: Saturation accounted for by CZ/HZ in measure potential
Note on B41: Tina Jayaweera: Saturation accounted for in HVAC weighting to estimate potential by CZ/HZ
Note on B42: Tina Jayaweera: Saturation accounted for by CZ/HZ in measure potential

## SC-NR (3)
Methodology | Methodology: For the Natural Replacement case. Start with 2015 Stock decayed over time for demolition and retirement. Add the New stock not addressed by the New Building Programs. Then apply natural turnover rate based on measure life. The rate is the annual fraction of the stock that is replaced in any year. Also apply the achievable penetration rate by year and the measure applicability factor. Achievable penetration includes program ramp up. The applicability factor represents the portion of the available stock that the measure applies to which is 100percent minus the baseline fraction that is doing the measure absent program. The product is the annual available # of homes. Number of homes times savings per home for aMW potential available by year for each type. Turnover Rate, Achievable Penetration Rate and Applicability Factor are looked up from ResMaster. Savings available for the retrofit measure apply only to the non-NR residual # of homes at the 20th year.
='[7P Forecasts D1.xlsx]Res Forecast (Base Case)'!$D$5
| Vintage | NR | Existing
End Use: | Measure Bundle | DHP | Region
HVAC | Report Year | 2035 | Base
| Total Max Potential | 135.6507
# Homes FOR EXISTING STOCK |  |  |  | 2016 | 2017 | 2018 | 2019 | 2020 | 2021 | 2022 | 2023 | 2024 | 2025 | 2026 | 2027 | 2028 | 2029 | 2030 | 2031 | 2032 | 2033 | 2034 | 2035
|  |  |  | HOMES_2016 | HOMES_2017 | HOMES_2018 | HOMES_2019 | HOMES_2020 | HOMES_2021 | HOMES_2022 | HOMES_2023 | HOMES_2024 | HOMES_2025 | HOMES_2026 | HOMES_2027 | HOMES_2028 | HOMES_2029 | HOMES_2030 | HOMES_2031 | HOMES_2032 | HOMES_2033 | HOMES_2034 | HOMES_2035
|  | Single Family |  | 4203528.272 | 4193982.9786 | 4184459.3605 | 4174957.3684 | 4165476.9533 | 4156018.0661 | 4146580.658 | 4137164.6802 | 4127770.084 | 4118396.8208 | 4109044.8423 | 4099714.1001 | 4090404.546 | 4081116.1319 | 4071848.8097 | 4062602.5315 | 4053377.2496 | 4044172.9164 | 4034989.4841 | 4025826.9055
| REG_TOTAL_STOCK_# HOMES | Total Regional Stock |  | 4203528.272 | 4193982.9786 | 4184459.3605 | 4174957.3684 | 4165476.9533 | 4156018.0661 | 4146580.658 | 4137164.6802 | 4127770.084 | 4118396.8208 | 4109044.8423 | 4099714.1001 | 4090404.546 | 4081116.1319 | 4071848.8097 | 4062602.5315 | 4053377.2496 | 4044172.9164 | 4034989.4841 | 4025826.9055
# Homes NOT TREATED FROM NEW STOCK AND THUS AVAILABLE FOR NR POOL FROM SC-NEW
ONLY INCLUDE AFTER ONE EUL |  |  |  | 1 | 2 | 3 | 4 | 5 | 6 | 7 | 8 | 9 | 10 | 11 | 12 | 13 | 14 | 15 | 16 | 17 | 18 | 19 | 20
|  | Single Family |  | 0 | 0 | 0 | 0 | 0 | 0 | 0 | 0 | 0 | 0 | 0 | 0 | 0 | 0 | 0 | 60462.8712 | 55224.7386 | 49315.9227 | 44310.8204 | 39345.126
|  | New Stock into NR/Retro Pool |  | 0 | 0 | 0 | 0 | 0 | 0 | 0 | 0 | 0 | 0 | 0 | 0 | 0 | 0 | 0 | 60462.8712 | 55224.7386 | 49315.9227 | 44310.8204 | 39345.126
EXISTING STOCK AVAILABLE TO NR/RETROFIT POOL | [24 empty] | 85%
|  |  |  | 2 | 3 | 4 | 5 | 6 | 7 | 8 | 9 | 10 | 11 | 12 | 13 | 14 | 15 | 16 | 17 | 18 | 19 | 20 | 21 |  | MAX
|  | Single Family |  | 4203528.272 | 4193982.9786 | 4184459.3605 | 4174957.3684 | 4165476.9533 | 4156018.0661 | 4146580.658 | 4137164.6802 | 4127770.084 | 4118396.8208 | 4109044.8423 | 4099714.1001 | 4090404.546 | 4081116.1319 | 4071848.8097 | 4123065.4027 | 4108601.9882 | 4093488.8391 | 4079300.3045 | 4065172.0315 |  | 3352425.4192
|  |  |  | 4203528.272 | 4193982.9786 | 4184459.3605 | 4174957.3684 | 4165476.9533 | 4156018.0661 | 4146580.658 | 4137164.6802 | 4127770.084 | 4118396.8208 | 4109044.8423 | 4099714.1001 | 4090404.546 | 4081116.1319 | 4071848.8097 | 4123065.4027 | 4108601.9882 | 4093488.8391 | 4079300.3045 | 4065172.0315 |  | 3352425.4192
APPLY MEASURE APPLICABILITY, SATURATION TURNOVER RATE FOR MAX ANNUAL # UNITS
Applicability | Saturation | Turnover Rate | DHP - NR | 2016 | 2017 | 2018 | 2019 | 2020 | 2021 | 2022 | 2023 | 2024 | 2025 | 2026 | 2027 | 2028 | 2029 | 2030 | 2031 | 2032 | 2033 | 2034 | 2035
97.02% | 100% | 6.667% | Single Family | 271884.2086 | 271266.8191 | 270650.8314 | 270036.2426 | 269423.0493 | 268811.2485 | 268200.837 | 267591.8115 | 266984.169 | 266377.9064 | 265773.0204 | 265169.508 | 264567.366 | 263966.5914 | 263367.181 | 262769.1317 | 262172.4405 | 261577.1042 | 260983.1198 | 260390.4842 |  | 3319978.6741
|  |  |  | 271884.2086 | 271266.8191 | 270650.8314 | 270036.2426 | 269423.0493 | 268811.2485 | 268200.837 | 267591.8115 | 266984.169 | 266377.9064 | 265773.0204 | 265169.508 | 264567.366 | 263966.5914 | 263367.181 | 262769.1317 | 262172.4405 | 261577.1042 | 260983.1198 | 260390.4842 |  | 5321963.0708
Applicability | Saturation | Turnover Rate | DHP - New | 1 | 2 | 3 | 4 | 5 | 6 | 7 | 8 | 9 | 10 | 11 | 12 | 13 | 14 | 15 | 16 | 17 | 18 | 19 | 20
97.02% | 100% | 100% | Single Family | 0 | 0 | 0 | 0 | 0 | 0 | 0 | 0 | 0 | 0 | 0 | 0 | 0 | 0 | 0 | 58661.0776 | 53579.0414 | 47846.3082 | 42990.3579 | 38172.6413 |  | 205062.0125
Achievability =>
INCREMENTAL ACHIEVABILITY |  |  | DHP - NR | 4.3% | 9.58% | 16.04% | 23.54% | 32.1% | 42.1% | 53.07% | 64.28% | 74.84% | 83.92% | 90.95% | 95.77% | 98.65% | 100.1% | 100.8% | 101% | 101% | 101.1% | 101.1% | 101.1%
|  |  | Single Family | 9937.3678 | 22088.5982 | 36901.7752 | 54032.7898 | 73501.1761 | 96186.5912 | 120980.5956 | 146199.8093 | 169838.2394 | 190010.3899 | 205451.299 | 215852.8971 | 221851.5479 | 224662.6298 | 225571.4277 | 275910.259 | 271203.4004 | 265803.9434 | 261128.0695 | 256480.9943
|  |  |  | 9937.3678 | 22088.5982 | 36901.7752 | 54032.7898 | 73501.1761 | 96186.5912 | 120980.5956 | 146199.8093 | 169838.2394 | 190010.3899 | 205451.299 | 215852.8971 | 221851.5479 | 224662.6298 | 225571.4277 | 275910.259 | 271203.4004 | 265803.9434 | 261128.0695 | 256480.9943
SUPPLY CURVE SAVINGS BY BUNDLE |  |  | NR | 1: aMW
kWh per home | TRC Net Levelized Cost (Net of All Benefits) in mills/kWh |  | 1 | 2016 | 2017 | 2018 | 2019 | 2020 | 2021 | 2022 | 2023 | 2024 | 2025 | 2026 | 2027 | 2028 | 2029 | 2030 | 2031 | 2032 | 2033 | 2034 | 2035 | MAX
Busbar Savings | lvlcost | segment | measure | aMW_2016 | aMW_2017 | aMW_2018 | aMW_2019 | aMW_2020 | aMW_2021 | aMW_2022 | aMW_2023 | aMW_2024 | aMW_2025 | aMW_2026 | aMW_2027 | aMW_2028 | aMW_2029 | aMW_2030 | aMW_2031 | aMW_2032 | aMW_2033 | aMW_2034 | aMW_2035 | MAX |  | Total
2646.6539 | 109.5745 | Single Family | Zonal to DHP No Screen + HZ23CZ23 | 0.090188 | 0.20047 | 0.33491 | 0.49038 | 0.66707 | 0.87295 | 1.098 | 1.3269 | 1.5414 | 1.7245 | 1.8646 | 1.959 | 2.0134 | 2.039 | 2.0472 | 2.5041 | 2.4613 | 2.4123 | 2.3699 | 2.3277 | 31.9919 |  | 30.3452
2719.2632 | 112.07 | Single Family | Zonal to DHP No Screen + HZ1CZ23 | 0.089032 | 0.1979 | 0.33061 | 0.48409 | 0.65852 | 0.86176 | 1.0839 | 1.3098 | 1.5216 | 1.7024 | 1.8407 | 1.9339 | 1.9876 | 2.0128 | 2.021 | 2.472 | 2.4298 | 2.3814 | 2.3395 | 2.2979 | 31.5818 |  | 29.9561
2095.6932 | 141.1446 | Single Family | Zonal to DHP No Screen + HZ23CZ1 | 0.019861 | 0.044147 | 0.073753 | 0.10799 | 0.1469 | 0.19224 | 0.2418 | 0.2922 | 0.33944 | 0.37976 | 0.41062 | 0.43141 | 0.4434 | 0.44902 | 0.45083 | 0.55144 | 0.54204 | 0.53124 | 0.5219 | 0.51261 | 7.0453 |  | 6.6826
2379.1718 | 140.8929 | Single Family | Zonal to DHP No Screen + HZ1CZ1 | 0.20408 | 0.45363 | 0.75785 | 1.1097 | 1.5095 | 1.9754 | 2.4846 | 3.0025 | 3.4879 | 3.9022 | 4.2193 | 4.4329 | 4.5561 | 4.6139 | 4.6325 | 5.6663 | 5.5697 | 5.4588 | 5.3627 | 5.2673 | 72.3931 |  | 68.6668
| 127.5343 |  |  | 0.40316 | 0.89614 | 1.4971 | 2.1921 | 2.982 | 3.9023 | 4.9082 | 5.9314 | 6.8904 | 7.7088 | 8.3352 | 8.7572 | 9.0006 | 9.1146 | 9.1515 | 11.1938 | 11.0028 | 10.7838 | 10.5941 | 10.4055 | 143.0121 |  | 135.6507
|  |  |  | 0.40316 | 1.2993 | 2.7964 | 4.9886 | 7.9705 | 11.8728 | 16.7811 | 22.7124 | 29.6028 | 37.3116 | 45.6468 | 54.4041 | 63.4047 | 72.5193 | 81.6708 | 92.8646 | 103.8674 | 114.6512 | 125.2452 | 135.6507
RECOMBINE MEASURE BUNDLES INTO SUPPLY CURVE CUMULATIVE
|  |  |  | 2016 | 2017 | 2018 | 2019 | 2020 | 2021 | 2022 | 2023 | 2024 | 2025 | 2026 | 2027 | 2028 | 2029 | 2030 | 2031 | 2032 | 2033 | 2034 | 2035 | MAX
|  | lvlcost | lvlcost | aMW_2016 | aMW_2017 | aMW_2018 | aMW_2019 | aMW_2020 | aMW_2021 | aMW_2022 | aMW_2023 | aMW_2024 | aMW_2025 | aMW_2026 | aMW_2027 | aMW_2028 | aMW_2029 | aMW_2030 | aMW_2031 | aMW_2032 | aMW_2033 | aMW_2034 | aMW_2035 | MAX
| Block 1: <= 0 mills/kWh | >=-9999 | <=0 | 0 | 0 | 0 | 0 | 0 | 0 | 0 | 0 | 0 | 0 | 0 | 0 | 0 | 0 | 0 | 0 | 0 | 0 | 0 | 0 | 0
| Block 2: 0-10 mills/kWh | >0 | <=10 | 0 | 0 | 0 | 0 | 0 | 0 | 0 | 0 | 0 | 0 | 0 | 0 | 0 | 0 | 0 | 0 | 0 | 0 | 0 | 0 | 0
| Block 3: 10-20 mills/kWh | >10 | <=20 | 0 | 0 | 0 | 0 | 0 | 0 | 0 | 0 | 0 | 0 | 0 | 0 | 0 | 0 | 0 | 0 | 0 | 0 | 0 | 0 | 0
| Block 4: 20-30 mills/kWh | >20 | <=30 | 0 | 0 | 0 | 0 | 0 | 0 | 0 | 0 | 0 | 0 | 0 | 0 | 0 | 0 | 0 | 0 | 0 | 0 | 0 | 0 | 0
| Block 5: 30-40 mills/kWh | >30 | <=40 | 0 | 0 | 0 | 0 | 0 | 0 | 0 | 0 | 0 | 0 | 0 | 0 | 0 | 0 | 0 | 0 | 0 | 0 | 0 | 0 | 0
| Block 6: 40-50 mills/kWh | >40 | <=50 | 0 | 0 | 0 | 0 | 0 | 0 | 0 | 0 | 0 | 0 | 0 | 0 | 0 | 0 | 0 | 0 | 0 | 0 | 0 | 0 | 0
| Block 7: 50-60 mills/kWh | >50 | <=60 | 0 | 0 | 0 | 0 | 0 | 0 | 0 | 0 | 0 | 0 | 0 | 0 | 0 | 0 | 0 | 0 | 0 | 0 | 0 | 0 | 0
| Block 8: 60-70 mills/kWh | >60 | <=70 | 0 | 0 | 0 | 0 | 0 | 0 | 0 | 0 | 0 | 0 | 0 | 0 | 0 | 0 | 0 | 0 | 0 | 0 | 0 | 0 | 0
| Block 9: 70-80 mills/kWh | >70 | <=80 | 0 | 0 | 0 | 0 | 0 | 0 | 0 | 0 | 0 | 0 | 0 | 0 | 0 | 0 | 0 | 0 | 0 | 0 | 0 | 0 | 0
| Block 10: 80-90 mills/kWh | >80 | <=90 | 0 | 0 | 0 | 0 | 0 | 0 | 0 | 0 | 0 | 0 | 0 | 0 | 0 | 0 | 0 | 0 | 0 | 0 | 0 | 0 | 0
| Block 11: 90-100 mills/kWh | >90 | <=100 | 0 | 0 | 0 | 0 | 0 | 0 | 0 | 0 | 0 | 0 | 0 | 0 | 0 | 0 | 0 | 0 | 0 | 0 | 0 | 0 | 0
| Block 12: 100-110 mills/kWh | >100 | <=110 | 0.090188 | 0.20047 | 0.33491 | 0.49038 | 0.66707 | 0.87295 | 1.098 | 1.3269 | 1.5414 | 1.7245 | 1.8646 | 1.959 | 2.0134 | 2.039 | 2.0472 | 2.5041 | 2.4613 | 2.4123 | 2.3699 | 2.3277 | 31.9919
| Block 13: 110-120 mills/kWh | >110 | <=120 | 0.17922 | 0.39837 | 0.66552 | 0.97448 | 1.3256 | 1.7347 | 2.1819 | 2.6367 | 3.063 | 3.4268 | 3.7053 | 3.8929 | 4.0011 | 4.0518 | 4.0682 | 4.976 | 4.8911 | 4.7937 | 4.7094 | 4.6256 | 63.5737
| Block 14: 120-130 mills/kWh | >120 | <=130 | 0.17922 | 0.39837 | 0.66552 | 0.97448 | 1.3256 | 1.7347 | 2.1819 | 2.6367 | 3.063 | 3.4268 | 3.7053 | 3.8929 | 4.0011 | 4.0518 | 4.0682 | 4.976 | 4.8911 | 4.7937 | 4.7094 | 4.6256 | 63.5737
| Block 15: 130-140 mills/kWh | >130 | <=140 | 0.17922 | 0.39837 | 0.66552 | 0.97448 | 1.3256 | 1.7347 | 2.1819 | 2.6367 | 3.063 | 3.4268 | 3.7053 | 3.8929 | 4.0011 | 4.0518 | 4.0682 | 4.976 | 4.8911 | 4.7937 | 4.7094 | 4.6256 | 63.5737
| Block 16: 140-150 mills/kWh | >140 | <=150 | 0.40316 | 0.89614 | 1.4971 | 2.1921 | 2.982 | 3.9023 | 4.9082 | 5.9314 | 6.8904 | 7.7088 | 8.3352 | 8.7572 | 9.0006 | 9.1146 | 9.1515 | 11.1938 | 11.0028 | 10.7838 | 10.5941 | 10.4055 | 143.0121
| Block 17: 150-160 mills/kWh | >150 | <=160 | 0.40316 | 0.89614 | 1.4971 | 2.1921 | 2.982 | 3.9023 | 4.9082 | 5.9314 | 6.8904 | 7.7088 | 8.3352 | 8.7572 | 9.0006 | 9.1146 | 9.1515 | 11.1938 | 11.0028 | 10.7838 | 10.5941 | 10.4055 | 143.0121
| Block 18: 160-170 mills/kWh | >160 | <=170 | 0.40316 | 0.89614 | 1.4971 | 2.1921 | 2.982 | 3.9023 | 4.9082 | 5.9314 | 6.8904 | 7.7088 | 8.3352 | 8.7572 | 9.0006 | 9.1146 | 9.1515 | 11.1938 | 11.0028 | 10.7838 | 10.5941 | 10.4055 | 143.0121
| Block 19: 170-180 mills/kWh | >170 | <=180 | 0.40316 | 0.89614 | 1.4971 | 2.1921 | 2.982 | 3.9023 | 4.9082 | 5.9314 | 6.8904 | 7.7088 | 8.3352 | 8.7572 | 9.0006 | 9.1146 | 9.1515 | 11.1938 | 11.0028 | 10.7838 | 10.5941 | 10.4055 | 143.0121
| Block 20: 180-190 mills/kWh | >180 | <=190 | 0.40316 | 0.89614 | 1.4971 | 2.1921 | 2.982 | 3.9023 | 4.9082 | 5.9314 | 6.8904 | 7.7088 | 8.3352 | 8.7572 | 9.0006 | 9.1146 | 9.1515 | 11.1938 | 11.0028 | 10.7838 | 10.5941 | 10.4055 | 143.0121
| Block 21: 190-200 mills/kWh | >190 | <=200 | 0.40316 | 0.89614 | 1.4971 | 2.1921 | 2.982 | 3.9023 | 4.9082 | 5.9314 | 6.8904 | 7.7088 | 8.3352 | 8.7572 | 9.0006 | 9.1146 | 9.1515 | 11.1938 | 11.0028 | 10.7838 | 10.5941 | 10.4055 | 143.0121
| Block 22: 200-210 mills/kWh | >200 | <=210 | 0.40316 | 0.89614 | 1.4971 | 2.1921 | 2.982 | 3.9023 | 4.9082 | 5.9314 | 6.8904 | 7.7088 | 8.3352 | 8.7572 | 9.0006 | 9.1146 | 9.1515 | 11.1938 | 11.0028 | 10.7838 | 10.5941 | 10.4055 | 143.0121
| Block 23: 210-220 mills/kWh | >210 | <=220 | 0.40316 | 0.89614 | 1.4971 | 2.1921 | 2.982 | 3.9023 | 4.9082 | 5.9314 | 6.8904 | 7.7088 | 8.3352 | 8.7572 | 9.0006 | 9.1146 | 9.1515 | 11.1938 | 11.0028 | 10.7838 | 10.5941 | 10.4055 | 143.0121
| Block 24: 220-230 mills/kWh | >220 | <=230 | 0.40316 | 0.89614 | 1.4971 | 2.1921 | 2.982 | 3.9023 | 4.9082 | 5.9314 | 6.8904 | 7.7088 | 8.3352 | 8.7572 | 9.0006 | 9.1146 | 9.1515 | 11.1938 | 11.0028 | 10.7838 | 10.5941 | 10.4055 | 143.0121
| Block 25: 230-240 mills/kWh | >230 | <=240 | 0.40316 | 0.89614 | 1.4971 | 2.1921 | 2.982 | 3.9023 | 4.9082 | 5.9314 | 6.8904 | 7.7088 | 8.3352 | 8.7572 | 9.0006 | 9.1146 | 9.1515 | 11.1938 | 11.0028 | 10.7838 | 10.5941 | 10.4055 | 143.0121
| Block 26: 240-250 mills/kWh | >240 | <=250 | 0.40316 | 0.89614 | 1.4971 | 2.1921 | 2.982 | 3.9023 | 4.9082 | 5.9314 | 6.8904 | 7.7088 | 8.3352 | 8.7572 | 9.0006 | 9.1146 | 9.1515 | 11.1938 | 11.0028 | 10.7838 | 10.5941 | 10.4055 | 143.0121
| Block 27: 250-260 mills/kWh | >250 | <=260 | 0.40316 | 0.89614 | 1.4971 | 2.1921 | 2.982 | 3.9023 | 4.9082 | 5.9314 | 6.8904 | 7.7088 | 8.3352 | 8.7572 | 9.0006 | 9.1146 | 9.1515 | 11.1938 | 11.0028 | 10.7838 | 10.5941 | 10.4055 | 143.0121
| Block 28: 260-270 mills/kWh | >260 | <=270 | 0.40316 | 0.89614 | 1.4971 | 2.1921 | 2.982 | 3.9023 | 4.9082 | 5.9314 | 6.8904 | 7.7088 | 8.3352 | 8.7572 | 9.0006 | 9.1146 | 9.1515 | 11.1938 | 11.0028 | 10.7838 | 10.5941 | 10.4055 | 143.0121
| Block 29: 270-280 mills/kWh | >270 | <=280 | 0.40316 | 0.89614 | 1.4971 | 2.1921 | 2.982 | 3.9023 | 4.9082 | 5.9314 | 6.8904 | 7.7088 | 8.3352 | 8.7572 | 9.0006 | 9.1146 | 9.1515 | 11.1938 | 11.0028 | 10.7838 | 10.5941 | 10.4055 | 143.0121
| Block 30: 280-290 mills/kWh | >280 | <=290 | 0.40316 | 0.89614 | 1.4971 | 2.1921 | 2.982 | 3.9023 | 4.9082 | 5.9314 | 6.8904 | 7.7088 | 8.3352 | 8.7572 | 9.0006 | 9.1146 | 9.1515 | 11.1938 | 11.0028 | 10.7838 | 10.5941 | 10.4055 | 143.0121
| Block 31: 290-300 mills/kWh | >290 | <=300 | 0.40316 | 0.89614 | 1.4971 | 2.1921 | 2.982 | 3.9023 | 4.9082 | 5.9314 | 6.8904 | 7.7088 | 8.3352 | 8.7572 | 9.0006 | 9.1146 | 9.1515 | 11.1938 | 11.0028 | 10.7838 | 10.5941 | 10.4055 | 143.0121
| Block 32: > 300 mills/kWh | >300 | <=9999 | 0.40316 | 0.89614 | 1.4971 | 2.1921 | 2.982 | 3.9023 | 4.9082 | 5.9314 | 6.8904 | 7.7088 | 8.3352 | 8.7572 | 9.0006 | 9.1146 | 9.1515 | 11.1938 | 11.0028 | 10.7838 | 10.5941 | 10.4055 | 143.0121
RECOMBINE MEASURE BUNDLES INTO SUPPLY CURVE INCREMENTAL
|  |  | DHP | 2016 | 2017 | 2018 | 2019 | 2020 | 2021 | 2022 | 2023 | 2024 | 2025 | 2026 | 2027 | 2028 | 2029 | 2030 | 2031 | 2032 | 2033 | 2034 | 2035 | MAX
|  |  | DHP | aMW_2016 | aMW_2017 | aMW_2018 | aMW_2019 | aMW_2020 | aMW_2021 | aMW_2022 | aMW_2023 | aMW_2024 | aMW_2025 | aMW_2026 | aMW_2027 | aMW_2028 | aMW_2029 | aMW_2030 | aMW_2031 | aMW_2032 | aMW_2033 | aMW_2034 | aMW_2035 | MAX
|  |  | Block 1: <= 0 mills/kWh | 0 | 0 | 0 | 0 | 0 | 0 | 0 | 0 | 0 | 0 | 0 | 0 | 0 | 0 | 0 | 0 | 0 | 0 | 0 | 0 | 0
|  |  | Block 2: 0-10 mills/kWh | 0 | 0 | 0 | 0 | 0 | 0 | 0 | 0 | 0 | 0 | 0 | 0 | 0 | 0 | 0 | 0 | 0 | 0 | 0 | 0 | 0
|  |  | Block 3: 10-20 mills/kWh | 0 | 0 | 0 | 0 | 0 | 0 | 0 | 0 | 0 | 0 | 0 | 0 | 0 | 0 | 0 | 0 | 0 | 0 | 0 | 0 | 0
|  |  | Block 4: 20-30 mills/kWh | 0 | 0 | 0 | 0 | 0 | 0 | 0 | 0 | 0 | 0 | 0 | 0 | 0 | 0 | 0 | 0 | 0 | 0 | 0 | 0 | 0
|  |  | Block 5: 30-40 mills/kWh | 0 | 0 | 0 | 0 | 0 | 0 | 0 | 0 | 0 | 0 | 0 | 0 | 0 | 0 | 0 | 0 | 0 | 0 | 0 | 0 | 0
|  |  | Block 6: 40-50 mills/kWh | 0 | 0 | 0 | 0 | 0 | 0 | 0 | 0 | 0 | 0 | 0 | 0 | 0 | 0 | 0 | 0 | 0 | 0 | 0 | 0 | 0
|  |  | Block 7: 50-60 mills/kWh | 0 | 0 | 0 | 0 | 0 | 0 | 0 | 0 | 0 | 0 | 0 | 0 | 0 | 0 | 0 | 0 | 0 | 0 | 0 | 0 | 0
|  |  | Block 8: 60-70 mills/kWh | 0 | 0 | 0 | 0 | 0 | 0 | 0 | 0 | 0 | 0 | 0 | 0 | 0 | 0 | 0 | 0 | 0 | 0 | 0 | 0 | 0
|  |  | Block 9: 70-80 mills/kWh | 0 | 0 | 0 | 0 | 0 | 0 | 0 | 0 | 0 | 0 | 0 | 0 | 0 | 0 | 0 | 0 | 0 | 0 | 0 | 0 | 0
|  |  | Block 10: 80-90 mills/kWh | 0 | 0 | 0 | 0 | 0 | 0 | 0 | 0 | 0 | 0 | 0 | 0 | 0 | 0 | 0 | 0 | 0 | 0 | 0 | 0 | 0
|  |  | Block 11: 90-100 mills/kWh | 0 | 0 | 0 | 0 | 0 | 0 | 0 | 0 | 0 | 0 | 0 | 0 | 0 | 0 | 0 | 0 | 0 | 0 | 0 | 0 | 0
|  |  | Block 12: 100-110 mills/kWh | 0.090188 | 0.20047 | 0.33491 | 0.49038 | 0.66707 | 0.87295 | 1.098 | 1.3269 | 1.5414 | 1.7245 | 1.8646 | 1.959 | 2.0134 | 2.039 | 2.0472 | 2.5041 | 2.4613 | 2.4123 | 2.3699 | 2.3277 | 31.9919
|  |  | Block 13: 110-120 mills/kWh | 0.089032 | 0.1979 | 0.33061 | 0.48409 | 0.65852 | 0.86176 | 1.0839 | 1.3098 | 1.5216 | 1.7024 | 1.8407 | 1.9339 | 1.9876 | 2.0128 | 2.021 | 2.472 | 2.4298 | 2.3814 | 2.3395 | 2.2979 | 31.5818
|  |  | Block 14: 120-130 mills/kWh | 0 | 0 | 0 | 0 | 0 | 0 | 0 | 0 | 0 | 0 | 0 | 0 | 0 | 0 | 0 | 0 | 0 | 0 | 0 | 0 | 0
|  |  | Block 15: 130-140 mills/kWh | 0 | 0 | 0 | 0 | 0 | 0 | 0 | 0 | 0 | 0 | 0 | 0 | 0 | 0 | 0 | 0 | 0 | 0 | 0 | 0 | 0
|  |  | Block 16: 140-150 mills/kWh | 0.22394 | 0.49778 | 0.8316 | 1.2177 | 1.6564 | 2.1676 | 2.7264 | 3.2947 | 3.8274 | 4.282 | 4.6299 | 4.8643 | 4.9995 | 5.0629 | 5.0834 | 6.2178 | 6.1117 | 5.99 | 5.8846 | 5.7799 | 79.4384
|  |  | Block 17: 150-160 mills/kWh | 0 | 0 | 0 | 0 | 0 | 0 | 0 | 0 | 0 | 0 | 0 | 0 | 0 | 0 | 0 | 0 | 0 | 0 | 0 | 0 | 0
|  |  | Block 18: 160-170 mills/kWh | 0 | 0 | 0 | 0 | 0 | 0 | 0 | 0 | 0 | 0 | 0 | 0 | 0 | 0 | 0 | 0 | 0 | 0 | 0 | 0 | 0
|  |  | Block 19: 170-180 mills/kWh | 0 | 0 | 0 | 0 | 0 | 0 | 0 | 0 | 0 | 0 | 0 | 0 | 0 | 0 | 0 | 0 | 0 | 0 | 0 | 0 | 0
|  |  | Block 20: 180-190 mills/kWh | 0 | 0 | 0 | 0 | 0 | 0 | 0 | 0 | 0 | 0 | 0 | 0 | 0 | 0 | 0 | 0 | 0 | 0 | 0 | 0 | 0
|  |  | Block 21: 190-200 mills/kWh | 0 | 0 | 0 | 0 | 0 | 0 | 0 | 0 | 0 | 0 | 0 | 0 | 0 | 0 | 0 | 0 | 0 | 0 | 0 | 0 | 0
|  |  | Block 22: 200-210 mills/kWh | 0 | 0 | 0 | 0 | 0 | 0 | 0 | 0 | 0 | 0 | 0 | 0 | 0 | 0 | 0 | 0 | 0 | 0 | 0 | 0 | 0
|  |  | Block 23: 210-220 mills/kWh | 0 | 0 | 0 | 0 | 0 | 0 | 0 | 0 | 0 | 0 | 0 | 0 | 0 | 0 | 0 | 0 | 0 | 0 | 0 | 0 | 0
|  |  | Block 24: 220-230 mills/kWh | 0 | 0 | 0 | 0 | 0 | 0 | 0 | 0 | 0 | 0 | 0 | 0 | 0 | 0 | 0 | 0 | 0 | 0 | 0 | 0 | 0
|  |  | Block 25: 230-240 mills/kWh | 0 | 0 | 0 | 0 | 0 | 0 | 0 | 0 | 0 | 0 | 0 | 0 | 0 | 0 | 0 | 0 | 0 | 0 | 0 | 0 | 0
|  |  | Block 26: 240-250 mills/kWh | 0 | 0 | 0 | 0 | 0 | 0 | 0 | 0 | 0 | 0 | 0 | 0 | 0 | 0 | 0 | 0 | 0 | 0 | 0 | 0 | 0
|  |  | Block 27: 250-260 mills/kWh | 0 | 0 | 0 | 0 | 0 | 0 | 0 | 0 | 0 | 0 | 0 | 0 | 0 | 0 | 0 | 0 | 0 | 0 | 0 | 0 | 0
|  |  | Block 28: 260-270 mills/kWh | 0 | 0 | 0 | 0 | 0 | 0 | 0 | 0 | 0 | 0 | 0 | 0 | 0 | 0 | 0 | 0 | 0 | 0 | 0 | 0 | 0
|  |  | Block 29: 270-280 mills/kWh | 0 | 0 | 0 | 0 | 0 | 0 | 0 | 0 | 0 | 0 | 0 | 0 | 0 | 0 | 0 | 0 | 0 | 0 | 0 | 0 | 0
|  |  | Block 30: 280-290 mills/kWh | 0 | 0 | 0 | 0 | 0 | 0 | 0 | 0 | 0 | 0 | 0 | 0 | 0 | 0 | 0 | 0 | 0 | 0 | 0 | 0 | 0
|  |  | Block 31: 290-300 mills/kWh | 0 | 0 | 0 | 0 | 0 | 0 | 0 | 0 | 0 | 0 | 0 | 0 | 0 | 0 | 0 | 0 | 0 | 0 | 0 | 0 | 0
|  |  | Block 32: > 300 mills/kWh | 0 | 0 | 0 | 0 | 0 | 0 | 0 | 0 | 0 | 0 | 0 | 0 | 0 | 0 | 0 | 0 | 0 | 0 | 0 | 0 | 0
|  |  | Total per Year | 0.40316 | 0.89614 | 1.4971 | 2.1921 | 2.982 | 3.9023 | 4.9082 | 5.9314 | 6.8904 | 7.7088 | 8.3352 | 8.7572 | 9.0006 | 9.1146 | 9.1515 | 11.1938 | 11.0028 | 10.7838 | 10.5941 | 10.4055
|  |  | Total Cumulative | 0.40316 | 1.2993 | 2.7964 | 4.9886 | 7.9705 | 11.8728 | 16.7811 | 22.7124 | 29.6028 | 37.3116 | 45.6468 | 54.4041 | 63.4047 | 72.5193 | 81.6708 | 92.8646 | 103.8674 | 114.6512 | 125.2452 | 135.6507 | 143.0121
ACHIEVABLE SAVINGS - CUMULATIVE BY MILL BIN - FOR MEASURE - DHP |  |  | aMW | 2016 | 2017 | 2018 | 2019 | 2020 | 2021 | 2022 | 2023 | 2024 | 2025 | 2026 | 2027 | 2028 | 2029 | 2030 | 2031 | 2032 | 2033 | 2034 | 2035
|  |  | DHP | aMW_2016 | aMW_2017 | aMW_2018 | aMW_2019 | aMW_2020 | aMW_2021 | aMW_2022 | aMW_2023 | aMW_2024 | aMW_2025 | aMW_2026 | aMW_2027 | aMW_2028 | aMW_2029 | aMW_2030 | aMW_2031 | aMW_2032 | aMW_2033 | aMW_2034 | aMW_2035
|  |  | Block 1: <= 0 mills/kWh | 0 | 0 | 0 | 0 | 0 | 0 | 0 | 0 | 0 | 0 | 0 | 0 | 0 | 0 | 0 | 0 | 0 | 0 | 0 | 0
|  |  | Block 2: 0-10 mills/kWh | 0 | 0 | 0 | 0 | 0 | 0 | 0 | 0 | 0 | 0 | 0 | 0 | 0 | 0 | 0 | 0 | 0 | 0 | 0 | 0
|  |  | Block 3: 10-20 mills/kWh | 0 | 0 | 0 | 0 | 0 | 0 | 0 | 0 | 0 | 0 | 0 | 0 | 0 | 0 | 0 | 0 | 0 | 0 | 0 | 0
|  |  | Block 4: 20-30 mills/kWh | 0 | 0 | 0 | 0 | 0 | 0 | 0 | 0 | 0 | 0 | 0 | 0 | 0 | 0 | 0 | 0 | 0 | 0 | 0 | 0
|  |  | Block 5: 30-40 mills/kWh | 0 | 0 | 0 | 0 | 0 | 0 | 0 | 0 | 0 | 0 | 0 | 0 | 0 | 0 | 0 | 0 | 0 | 0 | 0 | 0
|  |  | Block 6: 40-50 mills/kWh | 0 | 0 | 0 | 0 | 0 | 0 | 0 | 0 | 0 | 0 | 0 | 0 | 0 | 0 | 0 | 0 | 0 | 0 | 0 | 0
|  |  | Block 7: 50-60 mills/kWh | 0 | 0 | 0 | 0 | 0 | 0 | 0 | 0 | 0 | 0 | 0 | 0 | 0 | 0 | 0 | 0 | 0 | 0 | 0 | 0
|  |  | Block 8: 60-70 mills/kWh | 0 | 0 | 0 | 0 | 0 | 0 | 0 | 0 | 0 | 0 | 0 | 0 | 0 | 0 | 0 | 0 | 0 | 0 | 0 | 0
|  |  | Block 9: 70-80 mills/kWh | 0 | 0 | 0 | 0 | 0 | 0 | 0 | 0 | 0 | 0 | 0 | 0 | 0 | 0 | 0 | 0 | 0 | 0 | 0 | 0
|  |  | Block 10: 80-90 mills/kWh | 0 | 0 | 0 | 0 | 0 | 0 | 0 | 0 | 0 | 0 | 0 | 0 | 0 | 0 | 0 | 0 | 0 | 0 | 0 | 0
|  |  | Block 11: 90-100 mills/kWh | 0 | 0 | 0 | 0 | 0 | 0 | 0 | 0 | 0 | 0 | 0 | 0 | 0 | 0 | 0 | 0 | 0 | 0 | 0 | 0
|  |  | Block 12: 100-110 mills/kWh | 0.090188 | 0.29066 | 0.62556 | 1.1159 | 1.783 | 2.656 | 3.7539 | 5.0808 | 6.6222 | 8.3466 | 10.2112 | 12.1702 | 14.1837 | 16.2226 | 18.2698 | 20.7739 | 23.2352 | 25.6476 | 28.0175 | 30.3452
|  |  | Block 13: 110-120 mills/kWh | 0.089032 | 0.28693 | 0.61754 | 1.1016 | 1.7602 | 2.6219 | 3.7058 | 5.0157 | 6.5373 | 8.2396 | 10.0803 | 12.0142 | 14.0018 | 16.0147 | 18.0356 | 20.5076 | 22.9373 | 25.3188 | 27.6583 | 29.9561
|  |  | Block 14: 120-130 mills/kWh | 0 | 0 | 0 | 0 | 0 | 0 | 0 | 0 | 0 | 0 | 0 | 0 | 0 | 0 | 0 | 0 | 0 | 0 | 0 | 0
|  |  | Block 15: 130-140 mills/kWh | 0 | 0 | 0 | 0 | 0 | 0 | 0 | 0 | 0 | 0 | 0 | 0 | 0 | 0 | 0 | 0 | 0 | 0 | 0 | 0
|  |  | Block 16: 140-150 mills/kWh | 0.22394 | 0.72172 | 1.5533 | 2.771 | 4.4274 | 6.595 | 9.3213 | 12.616 | 16.4434 | 20.7253 | 25.3553 | 30.2196 | 35.2191 | 40.282 | 45.3654 | 51.5831 | 57.6948 | 63.6848 | 69.5695 | 75.3494
|  |  | Block 17: 150-160 mills/kWh | 0 | 0 | 0 | 0 | 0 | 0 | 0 | 0 | 0 | 0 | 0 | 0 | 0 | 0 | 0 | 0 | 0 | 0 | 0 | 0
|  |  | Block 18: 160-170 mills/kWh | 0 | 0 | 0 | 0 | 0 | 0 | 0 | 0 | 0 | 0 | 0 | 0 | 0 | 0 | 0 | 0 | 0 | 0 | 0 | 0
|  |  | Block 19: 170-180 mills/kWh | 0 | 0 | 0 | 0 | 0 | 0 | 0 | 0 | 0 | 0 | 0 | 0 | 0 | 0 | 0 | 0 | 0 | 0 | 0 | 0
|  |  | Block 20: 180-190 mills/kWh | 0 | 0 | 0 | 0 | 0 | 0 | 0 | 0 | 0 | 0 | 0 | 0 | 0 | 0 | 0 | 0 | 0 | 0 | 0 | 0
|  |  | Block 21: 190-200 mills/kWh | 0 | 0 | 0 | 0 | 0 | 0 | 0 | 0 | 0 | 0 | 0 | 0 | 0 | 0 | 0 | 0 | 0 | 0 | 0 | 0
|  |  | Block 22: 200-210 mills/kWh | 0 | 0 | 0 | 0 | 0 | 0 | 0 | 0 | 0 | 0 | 0 | 0 | 0 | 0 | 0 | 0 | 0 | 0 | 0 | 0
|  |  | Block 23: 210-220 mills/kWh | 0 | 0 | 0 | 0 | 0 | 0 | 0 | 0 | 0 | 0 | 0 | 0 | 0 | 0 | 0 | 0 | 0 | 0 | 0 | 0
|  |  | Block 24: 220-230 mills/kWh | 0 | 0 | 0 | 0 | 0 | 0 | 0 | 0 | 0 | 0 | 0 | 0 | 0 | 0 | 0 | 0 | 0 | 0 | 0 | 0
|  |  | Block 25: 230-240 mills/kWh | 0 | 0 | 0 | 0 | 0 | 0 | 0 | 0 | 0 | 0 | 0 | 0 | 0 | 0 | 0 | 0 | 0 | 0 | 0 | 0
|  |  | Block 26: 240-250 mills/kWh | 0 | 0 | 0 | 0 | 0 | 0 | 0 | 0 | 0 | 0 | 0 | 0 | 0 | 0 | 0 | 0 | 0 | 0 | 0 | 0
|  |  | Block 27: 250-260 mills/kWh | 0 | 0 | 0 | 0 | 0 | 0 | 0 | 0 | 0 | 0 | 0 | 0 | 0 | 0 | 0 | 0 | 0 | 0 | 0 | 0
|  |  | Block 28: 260-270 mills/kWh | 0 | 0 | 0 | 0 | 0 | 0 | 0 | 0 | 0 | 0 | 0 | 0 | 0 | 0 | 0 | 0 | 0 | 0 | 0 | 0
|  |  | Block 29: 270-280 mills/kWh | 0 | 0 | 0 | 0 | 0 | 0 | 0 | 0 | 0 | 0 | 0 | 0 | 0 | 0 | 0 | 0 | 0 | 0 | 0 | 0
|  |  | Block 30: 280-290 mills/kWh | 0 | 0 | 0 | 0 | 0 | 0 | 0 | 0 | 0 | 0 | 0 | 0 | 0 | 0 | 0 | 0 | 0 | 0 | 0 | 0
|  |  | Block 31: 290-300 mills/kWh | 0 | 0 | 0 | 0 | 0 | 0 | 0 | 0 | 0 | 0 | 0 | 0 | 0 | 0 | 0 | 0 | 0 | 0 | 0 | 0
|  |  | Block 32: > 300 mills/kWh | 0 | 0 | 0 | 0 | 0 | 0 | 0 | 0 | 0 | 0 | 0 | 0 | 0 | 0 | 0 | 0 | 0 | 0 | 0 | 0
|  |  | Total per Year | 0.40316 | 1.2993 | 2.7964 | 4.9886 | 7.9705 | 11.8728 | 16.7811 | 22.7124 | 29.6028 | 37.3116 | 45.6468 | 54.4041 | 63.4047 | 72.5193 | 81.6708 | 92.8646 | 103.8674 | 114.6512 | 125.2452 | 135.6507
Note on B36: Tina Jayaweera: Saturation accounted for in HVAC weighting to estimate potential by CZ/HZ
Note on B41: Tina Jayaweera: Saturation accounted for in HVAC weighting to estimate potential by CZ/HZ

## HVAC weighting
From RBSA
Conversion
FAF | Single Family | Multifamily - Low Rise | Multifamily - High Rise | Manufactured
HZ1CZ1 | 3.158% | 2.967% | 2.967% | 68.31% | w/o CAC
HZ1CZ23 | 1.63% | 0% | 0% | 53.07% | w/o CAC
HZ23CZ1 | 0.4457% | 0% | 0% | 29.64% | w/o CAC
HZ23CZ23 | 0.7549% | 0% | 0% | 49.24% | w/o CAC
HZ1 | 0.715% | 0% | 0% | 10.61% | w/ CAC
HZ23 | 0% | 0% | 0% | 7.267% | w/ CAC
Upgrade (FAF + ASHP saturation)
| Single Family | Multifamily - Low Rise | Multifamily - High Rise | Manufactured
HZ1CZ1 | 9.39% | 3.077% | 3.077% | 95.22%
HZ1CZ23 | 8.503% | 5% | 5% | 88.06%
HZ23CZ1 | 0.8365% | 0% | 0% | 39.99%
HZ23CZ23 | 3.09% | 0% | 0% | 63.59%
HZ1 | 13.82% | 3.522% | 3.522% | 91.81%
HZ23 | 2.725% | 0% | 0% | 55.01%
Zonal | Single Family | Multifamily - Low Rise | Multifamily - High Rise | Manufactured
HZ1CZ1 | 7.562% | 85.38% | 85.38% | 3.002%
HZ1CZ23 | 2.886% | 73.33% | 73.33% | 2.979%
HZ23CZ1 | 0.8354% | 60% | 60% | 3.32%
HZ23CZ23 | 3.004% | 77.78% | 77.78% | 3.908%
HZ1 | 10.45% | 82.59% | 82.59% | 2.991%
HZ23 | 3.839% | 71.43% | 71.43% | 3.694%
New Const
Electric FAF - Region | 2.177%
Electric Zonal - Region | 4.118%
Heat Pump - Region | 8.937%

## accomplishments
savingsYear | BPA Sector | BPA EndUse | BPA Category | BPA TAP | SumOfkWhBusbar | SumOfaMWBusbar
2010 | Residential | HVAC | HVAC System | Air Conditioners | 23250.4855 | 0.0026542
2010 | Residential | HVAC | HVAC System | Air-Source Heat Pumps w/Duct Sealing | 4071163.3856 | 0.46474
2010 | Residential | HVAC | HVAC System | Air-Source Heat Pumps w/o Duct Sealing | 14753858.5445 | 1.6842
2010 | Residential | HVAC | HVAC System | Ductless Heat Pumps | 18112098.7674 | 2.0676
2011 | Residential | HVAC | HVAC System | Air Conditioners | 18794.397 | 0.0021455
2011 | Residential | HVAC | HVAC System | Air-Source Heat Pumps w/Duct Sealing | 5455968.1357 | 0.62283
2011 | Residential | HVAC | HVAC System | Air-Source Heat Pumps w/o Duct Sealing | 12935438.9335 | 1.4766
2011 | Residential | HVAC | HVAC System | Ductless Heat Pumps | 29545227.7902 | 3.3727
2012 | Residential | HVAC | HVAC System | Air Conditioners | 13190.8764 | 0.0015058
2012 | Residential | HVAC | HVAC System | Air-Source Heat Pumps w/Duct Sealing | 3885482.768 | 0.44355
2012 | Residential | HVAC | HVAC System | Air-Source Heat Pumps w/o Duct Sealing | 8994375.0907 | 1.0268
2012 | Residential | HVAC | HVAC System | Ductless Heat Pumps | 21161408.5175 | 2.4157
|  |  |  | Ductless Heat Pumps |  | 7.856
|  |  |  | Air-Source Heat Pumps w/Duct Sealing |  | 1.5311
|  |  |  | Air-Source Heat Pumps w/o Duct Sealing |  | 4.1876

## M_Input_Out
Shaped Savings Results; By Category and sorted by TRC BC ratio
[14 empty] | Savings Allocation by Category and Month for Segments 1 | [11 empty] | Savings Allocation by Category and Month for Segments 2
Category | Measure | Busbar Savings | First Cost | Admin Cost | First Year Program Cost | PV Cost | PV Benefits | Unit Program Cost: First Year Program Cost in $/average annual kW saved | Utility System Net Levelized Cost (Net of T&D Capacity Benefits, Act Credit & Risk-Mitigation) in mills/kWh | TRC Net Levelized Cost (Net of All Benefits) in mills/kWh | TRC B/C Ratio | Net Electric & Gas System CO2 Avoided (Lifetime Tons) | Wholesale KW | Jan | Feb | Mar | Apr | May | Jun | Jul | Aug | Sep | Oct | Nov | Dec | Jan | Feb | Mar | Apr | May | Jun | Jul | Aug | Sep | Oct | Nov | Dec
New SF HVAC Upgrade - Heat Pump Upgrade to 9.0 HSPF/14 SEER |  | 169.0298 | 80.8234 | 16.1647 | 96.9881 | 116.6189 | 152.9069 | 5026.4247 | 13.7907 | 22.458 | 1.3112 | 1.6058 | 0.04905 | 12.0065 | 8.7675 | 7.1025 | 6.369 | 3.2948 | 2.6323 | 12.2616 | 12.2799 | 5.7041 | 6.1732 | 8.689 | 15.1621 | 11.3922 | 8.0689 | 5.9585 | 5.6159 | 2.5125 | 0.94116 | 4.653 | 3.2449 | 2.6166 | 3.6214 | 6.8418 | 13.1205
Existing Single Family Home HVAC Upgrade + HZ1 |  | 124.0806 | 89.4715 | 17.8943 | 107.3658 | 129.0971 | 120.7781 | 7579.9475 | 25.8074 | 43.1767 | 0.93556 | 1.1788 | 0.043347 | 10.6106 | 7.7482 | 6.2768 | 5.4418 | 1.9968 | 1.291 | 3.7535 | 3.7436 | 2.177 | 4.9453 | 7.6788 | 13.3994 | 10.0677 | 7.1308 | 5.2657 | 4.9114 | 1.9416 | 0.5998 | 1.8476 | 1.3227 | 1.2508 | 3.0381 | 6.0464 | 11.5951
Existing Single Family Home HVAC Conversion - Convert FAF w/CAC to Heat Pump - House with "Good Insulation" + HZ1 |  | 2811.7504 | 2878.505 | 575.701 | 3454.206 | 4153.3504 | 2783.7833 | 10761.5684 | 44.9653 | 74.0842 | 0.67025 | 26.712 | 0.98227 | 240.4431 | 175.5786 | 142.2355 | 123.3151 | 45.2483 | 29.2546 | 85.0573 | 84.8334 | 49.3326 | 112.0646 | 174.0065 | 303.6389 | 228.1411 | 161.5891 | 119.3251 | 111.2958 | 43.9982 | 13.592 | 41.868 | 29.9741 | 28.3444 | 68.8461 | 137.0155 | 262.7524
Existing Single Family Home HVAC Upgrade + HZ23 |  | 86.8425 | 89.4715 | 17.8943 | 107.3658 | 129.0971 | 81.46 | 10830.2391 | 45.3788 | 78.6064 | 0.631 | 0.82501 | 0.030338 | 7.4262 | 5.4228 | 4.393 | 3.8087 | 1.3975 | 0.90355 | 2.627 | 2.6201 | 1.5237 | 3.4612 | 5.3743 | 9.3781 | 7.0463 | 4.9908 | 3.6854 | 3.4374 | 1.3589 | 0.4198 | 1.2931 | 0.92577 | 0.87543 | 2.1263 | 4.2318 | 8.1153
Existing Single Family Home HVAC Conversion - Convert FAF w/CAC to Heat Pump - House with "Good Insulation" + HZ23 |  | 2761.8075 | 2911.5329 | 582.3066 | 3493.8395 | 4201.006 | 2587.4358 | 11081.8854 | 46.894 | 81.2332 | 0.61591 | 26.2375 | 0.96482 | 236.1723 | 172.4599 | 139.7091 | 121.1248 | 44.4446 | 28.735 | 83.5465 | 83.3266 | 48.4563 | 110.0741 | 170.9158 | 298.2456 | 224.0888 | 158.719 | 117.2056 | 109.3189 | 43.2167 | 13.3505 | 41.1244 | 29.4417 | 27.8409 | 67.6232 | 134.5818 | 258.0853
Existing Single Family Home HVAC Conversion - Convert FAF w/o CAC to Heat Pump - House with "Good Insulation" + HZ1CZ23 |  | 2743.939 | 3231.0681 | 646.2136 | 3877.2817 | 4662.0583 | 2818.4638 | 12378.1862 | 54.2094 | 87.6798 | 0.60455 | 26.0677 | 0.98227 | 240.4431 | 175.5786 | 142.2355 | 122.8147 | 42.7957 | 26.4795 | 66.0722 | 65.7784 | 41.6556 | 110.6971 | 174.0065 | 303.6389 | 228.1411 | 161.5891 | 119.3251 | 111.1575 | 43.251 | 12.9702 | 35.7981 | 25.8329 | 25.4988 | 68.4113 | 137.0155 | 262.7524
New SF Zonal to DHP |  | 2940.9032 | 3764.9765 | 752.9953 | 4517.9718 | 5432.4265 | 3173.457 | 13457.5775 | 60.3974 | 94.4809 | 0.58417 | 27.9385 | 1.0689 | 311.3042 | 220.3316 | 197.3309 | 148.5413 | 89.5909 | 31.2093 | 11.9935 | 6.8507 | 14.5931 | 96.2663 | 224.386 | 277.218 | 243.779 | 177.023 | 150.6081 | 125.5766 | 87.6249 | 30.2692 | 13.09 | 6.4412 | 16.1262 | 73.7107 | 175.843 | 211.1958
Existing Single Family Home HVAC Conversion - Convert FAF w/o CAC to Heat Pump - House with "Good Insulation" + HZ23CZ23 |  | 2721.7748 | 3514.1785 | 702.8357 | 4217.0143 | 5070.5541 | 2714.9629 | 13572.4107 | 61.0539 | 101.9228 | 0.53544 | 25.8571 | 0.99095 | 242.5663 | 177.129 | 143.4915 | 123.5568 | 41.4955 | 24.8147 | 53.6666 | 53.3224 | 36.7711 | 110.7391 | 175.5431 | 306.3202 | 230.1557 | 163.0161 | 120.3788 | 112.0445 | 43.1217 | 12.6594 | 31.9613 | 23.2278 | 23.7771 | 68.7179 | 138.2254 | 265.0726
Zonal to DHP No Screen + HZ23CZ23 |  | 2646.6539 | 3479.0632 | 695.8126 | 4174.8759 | 5019.8867 | 2443.9427 | 13818.1697 | 63.8187 | 109.5745 | 0.48685 | 25.1432 | 0.9037 | 263.1195 | 186.3079 | 167.001 | 126.0606 | 77.5452 | 36.3617 | 58.1262 | 52.377 | 20.9698 | 84.0619 | 189.6957 | 234.3179 | 206.2299 | 149.7229 | 127.3123 | 106.2401 | 74.6761 | 27.9805 | 30.0143 | 20.0632 | 17.6877 | 63.3507 | 148.7344 | 178.6976
Zonal to DHP No Screen + HZ1CZ23 |  | 2719.2632 | 3612.3135 | 722.4627 | 4334.7762 | 5212.1515 | 2473.2452 | 13964.3122 | 65.6597 | 112.07 | 0.47452 | 25.8331 | 0.88246 | 256.8801 | 181.9572 | 163.2205 | 123.5011 | 77.2382 | 43.8956 | 97.109 | 90.3166 | 27.7354 | 84.3359 | 185.2319 | 228.7687 | 201.4941 | 146.2567 | 124.3067 | 103.8056 | 73.4217 | 29.3326 | 45.2408 | 31.8827 | 20.6809 | 62.7309 | 145.2991 | 174.621
Existing Single Family Home HVAC Conversion - Convert FAF w/o CAC to Heat Pump - House with "Good Insulation" + HZ1CZ1 |  | 2664.0366 | 4405.9391 | 881.1878 | 5287.1269 | 6357.2616 | 2859.3279 | 17385.3588 | 83.75 | 134.8541 | 0.44977 | 25.3086 | 0.98227 | 240.4431 | 175.5786 | 142.2355 | 122.225 | 39.9057 | 23.2096 | 43.702 | 43.3259 | 32.6099 | 109.0859 | 174.0065 | 303.6389 | 228.1411 | 161.5891 | 119.3251 | 110.9946 | 42.3705 | 12.2377 | 28.6458 | 20.9534 | 22.1459 | 67.8989 | 137.0155 | 262.7524
Zonal to DHP No Screen + HZ23CZ1 |  | 2095.6932 | 3618.3551 | 723.671 | 4342.0262 | 5220.8688 | 2282.1107 | 18149.6742 | 88.2303 | 141.1446 | 0.43711 | 19.909 | 0.77722 | 226.3695 | 160.1961 | 143.4352 | 107.878 | 64.6627 | 20.0379 | -4.0483 | -7.4148 | 8.3137 | 69.2841 | 163.1547 | 201.5809 | 177.2186 | 128.6983 | 109.5127 | 91.2881 | 63.5544 | 21.373 | 4.476 | 0.79378 | 10.6467 | 53.3206 | 127.8379 | 153.5233
Zonal to DHP No Screen + HZ1CZ1 |  | 2379.1718 | 3914.8925 | 782.9785 | 4697.871 | 5648.738 | 2320.5967 | 17297.3424 | 83.1381 | 140.8929 | 0.41082 | 22.6021 | 0.88067 | 256.5 | 181.521 | 162.533 | 122.2513 | 73.3209 | 22.9863 | -3.235 | -7.0891 | 9.6636 | 78.582 | 184.8723 | 228.4122 | 200.8122 | 145.8313 | 124.0896 | 103.4416 | 72.031 | 24.2854 | 5.6057 | 1.3113 | 12.1781 | 60.4474 | 144.8566 | 173.9631
Existing Single Family Home HVAC Conversion - Convert FAF w/o CAC to Heat Pump - House with "Good Insulation" + HZ23CZ1 |  | 2521.5432 | 4476.2076 | 895.2415 | 5371.4491 | 6458.6509 | 2577.8062 | 18660.7525 | 91.3676 | 151.4874 | 0.39912 | 23.9549 | 0.93249 | 228.258 | 166.6806 | 135.0273 | 115.9756 | 37.6126 | 21.7271 | 39.3915 | 39.0268 | 30.1098 | 103.4067 | 165.1883 | 288.2512 | 216.5794 | 153.4002 | 113.278 | 105.3543 | 40.1408 | 11.5489 | 26.524 | 19.4344 | 20.7095 | 64.4099 | 130.0719 | 249.4367
Existing Single Family Home HVAC Upgrade - Central Heat Pump Upgrade to Variable Capacity Central Heat Pump + HZ23CZ1 |  | 826.5586 | 5356.8461 | 1071.3692 | 6428.2154 | 7729.3107 | 748.2035 | 68127.2551 | 392.0243 | 659.7199 | 0.096801 | 7.8524 | 0.26492 | 64.8489 | 47.3545 | 38.3617 | 33.7622 | 14.6709 | 10.6817 | 42.0382 | 42.048 | 21.0277 | 31.6 | 46.9305 | 81.8931 | 61.5309 | 43.5815 | 32.1827 | 30.1562 | 12.6182 | 4.2912 | 17.398 | 12.2499 | 10.5071 | 19.0056 | 36.9539 | 70.8658
Existing Single Family Home HVAC Upgrade - Central Heat Pump Upgrade to Variable Capacity Central Heat Pump + HZ23CZ23 |  | 836.5766 | 5356.8461 | 1071.3692 | 6428.2154 | 7729.3107 | 716.8291 | 67311.4261 | 389.3782 | 655.0449 | 0.092742 | 7.9477 | 0.23474 | 57.4606 | 41.9594 | 33.9911 | 30.6846 | 16.7678 | 13.7285 | 66.4184 | 66.5344 | 30.4272 | 30.1008 | 41.5837 | 72.563 | 54.5207 | 38.6162 | 28.516 | 26.9329 | 12.3287 | 4.7576 | 24.7421 | 17.217 | 13.6821 | 17.5084 | 32.7437 | 62.792
Existing Single Family Home HVAC Upgrade - Central Heat Pump Upgrade to Variable Capacity Central Heat Pump + HZ1CZ23 |  | 701.4141 | 5356.8461 | 1071.3692 | 6428.2154 | 7729.3107 | 586.1741 | 80282.3439 | 469.4081 | 787.6129 | 0.075838 | 6.6636 | 0.17301 | 42.3505 | 30.9256 | 25.0527 | 23.2417 | 15.4265 | 13.5898 | 72.7016 | 72.8745 | 32.0292 | 23.8959 | 30.6487 | 53.4816 | 40.1837 | 28.4616 | 21.0174 | 20.0235 | 10.0214 | 4.2842 | 25.8289 | 17.8698 | 13.6437 | 13.4483 | 24.1333 | 46.28
New SF HVAC Upgrade - Central Heat Pump Upgrade to Variable Capacity Central Heat Pump |  | 604.0813 | 5447.815 | 1089.563 | 6537.378 | 7860.5683 | 531.2091 | 94800.8722 | 555.2826 | 931.0303 | 0.067579 | 5.7389 | 0.16547 | 40.5039 | 29.5771 | 23.9603 | 21.7356 | 12.3397 | 10.2657 | 50.8441 | 50.9407 | 23.076 | 21.508 | 29.3123 | 51.1495 | 38.4315 | 27.2205 | 20.1009 | 19.0143 | 8.8489 | 3.4854 | 18.7278 | 13.0144 | 10.2479 | 12.4338 | 23.081 | 44.262
Existing Single Family Home HVAC Upgrade - Central Heat Pump Upgrade to Variable Capacity Central Heat Pump + HZ1CZ1 |  | 563.4624 | 5356.8461 | 1071.3692 | 6428.2154 | 7729.3107 | 514.3495 | 99937.7508 | 584.3326 | 980.443 | 0.066545 | 5.353 | 0.17301 | 42.3505 | 30.9256 | 25.0527 | 22.2236 | 10.437 | 7.9443 | 34.0793 | 34.1102 | 16.4117 | 21.1141 | 30.6487 | 53.4816 | 40.1837 | 28.4616 | 21.0174 | 19.7422 | 8.5013 | 3.0194 | 13.4804 | 9.4452 | 7.8549 | 12.5637 | 24.1333 | 46.28

## M_Input
Data Set Name
Measure Index Name
Costs must be denominated in the same year as 'Input Cost Reference Year' = | 2012
1 | 2 | 3 | 4 | 5 | 6 | 7 | 8 | 9 | 10 | 11 | 12 | 13 | 14 | 15 | 16
Input Data | [7 empty] | Periodic Replacement Costs and Savings and Replacement Period | [5 empty] | Gas Inputs |  | Retro or LO | Early Retrofit Parameters
Category Name | Measure Name | Savings (kwh/yr) | Life (yrs) | Capital Cost | Annual O&M | Shape Pointer | Non-E Val ($/yr) | Cost 1 ($) | Period 1 | Cost 2 ($) | Period 2 | Cost 3 ($) | Period 3 | Savings (therms/yr) | Shape Pointer | R or L | Savings 2 (kWh) | Remaining Life (yrs) | Salvage Value ($)
Existing Single Family Home HVAC Conversion - Convert FAF w/CAC to Heat Pump - House with "Good Insulation" + HZ1 | Heating Savings | 2610.3529 | 15 | 2878.505 | 0 | R-All-HVAC-ASHP-All-All-E | 41.5349 | 0 | 0 | 0 | 0 | 0 | 0 | 0 |  | L
Existing Single Family Home HVAC Conversion - Convert FAF w/CAC to Heat Pump - House with "Good Insulation" + HZ23 | Heating Savings | 2563.9872 | 15 | 2911.5329 | 0 | R-All-HVAC-ASHP-All-All-E | 29.9879 | 0 | 0 | 0 | 0 | 0 | 0 | 0 |  | L
Existing Single Family Home HVAC Conversion - Convert FAF w/o CAC to Heat Pump - House with "Good Insulation" + HZ1CZ1 | Heating Savings | 2610.3529 | 15 | 4405.9391 | 0 | R-All-HVAC-ASHP-All-All-E | 41.5349 | 0 | 0 | 0 | 0 | 0 | 0 | 0 |  | L
Existing Single Family Home HVAC Conversion - Convert FAF w/o CAC to Heat Pump - House with "Good Insulation" + HZ1CZ23 | Heating Savings | 2610.3529 | 15 | 3231.0681 | 0 | R-All-HVAC-ASHP-All-All-E | 41.5349 | 0 | 0 | 0 | 0 | 0 | 0 | 0 |  | L
Existing Single Family Home HVAC Conversion - Convert FAF w/o CAC to Heat Pump - House with "Good Insulation" + HZ23CZ1 | Heating Savings | 2478.0659 | 15 | 4476.2076 | 0 | R-All-HVAC-ASHP-All-All-E | 29.0957 | 0 | 0 | 0 | 0 | 0 | 0 | 0 |  | L
Existing Single Family Home HVAC Conversion - Convert FAF w/o CAC to Heat Pump - House with "Good Insulation" + HZ23CZ23 | Heating Savings | 2633.4038 | 15 | 3514.1785 | 0 | R-All-HVAC-ASHP-All-All-E | 30.7086 | 0 | 0 | 0 | 0 | 0 | 0 | 0 |  | L
Existing Single Family Home HVAC Upgrade + HZ1 | Heating Savings | 115.1931 | 15 | 89.4715 | 0 | R-All-HVAC-ASHP-All-All-E | 1.6807 | 0 | 0 | 0 | 0 | 0 | 0 | 0 |  | L
Existing Single Family Home HVAC Upgrade + HZ23 | Heating Savings | 80.6222 | 15 | 89.4715 | 0 | R-All-HVAC-ASHP-All-All-E | 0.95034 | 0 | 0 | 0 | 0 | 0 | 0 | 0 |  | L
Existing Single Family Home HVAC Upgrade - Central Heat Pump Upgrade to Variable Capacity Central Heat Pump + HZ1CZ1 | Heating Savings | 459.7755 | 15 | 5356.8461 | 0 | R-All-HVAC-ASHP-All-All-E | 6.4704 | 0 | 0 | 0 | 0 | 0 | 0 | 0 |  | L
Existing Single Family Home HVAC Upgrade - Central Heat Pump Upgrade to Variable Capacity Central Heat Pump + HZ1CZ23 | Heating Savings | 459.7755 | 15 | 5356.8461 | 0 | R-All-HVAC-ASHP-All-All-E | 6.4704 | 0 | 0 | 0 | 0 | 0 | 0 | 0 |  | L
Existing Single Family Home HVAC Upgrade - Central Heat Pump Upgrade to Variable Capacity Central Heat Pump + HZ23CZ1 | Heating Savings | 704.0268 | 15 | 5356.8461 | 0 | R-All-HVAC-ASHP-All-All-E | 8.3977 | 0 | 0 | 0 | 0 | 0 | 0 | 0 |  | L
Existing Single Family Home HVAC Upgrade - Central Heat Pump Upgrade to Variable Capacity Central Heat Pump + HZ23CZ23 | Heating Savings | 623.8163 | 15 | 5356.8461 | 0 | R-All-HVAC-ASHP-All-All-E | 7.4132 | 0 | 0 | 0 | 0 | 0 | 0 | 0 |  | L
Zonal to DHP No Screen + HZ1CZ1 | Heating Savings | 2240.0589 | 15 | 3914.8925 | 0 | R-All-HVAC-ERconvertDHP-HZ1-All-N | 26.1671 | 0 | 0 | 0 | 0 | 0 | 0 | 0 |  | L
Zonal to DHP No Screen + HZ1CZ23 | Heating Savings | 2240.0589 | 15 | 3612.3135 | 0 | R-All-HVAC-ERconvertDHP-HZ1-All-N | 26.1671 | 0 | 0 | 0 | 0 | 0 | 0 | 0 |  | L
Zonal to DHP No Screen + HZ23CZ1 | Heating Savings | 1976.9633 | 15 | 3618.3551 | 0 | R-All-HVAC-ERconvertDHP-HZ1-All-N | 39.9703 | 0 | 0 | 0 | 0 | 0 | 0 | 0 |  | L
Zonal to DHP No Screen + HZ23CZ23 | Heating Savings | 2295.8354 | 15 | 3479.0632 | 0 | R-All-HVAC-ERconvertDHP-HZ1-All-N | 23.1143 | 0 | 0 | 0 | 0 | 0 | 0 | 0 |  | L
Existing Single Family Home HVAC Conversion - Convert FAF w/CAC to Heat Pump - House with "Good Insulation" + HZ1 | Cooling Savings | 1e-06 | 15 | 0 | 0 | R-All-HVAC-CAC-All-All-E | 0 | 0 | 0 | 0 | 0 | 0 | 0 | 0 |  | L
Existing Single Family Home HVAC Conversion - Convert FAF w/CAC to Heat Pump - House with "Good Insulation" + HZ23 | Cooling Savings | 1e-06 | 15 | 0 | 0 | R-All-HVAC-CAC-All-All-E | 0 | 0 | 0 | 0 | 0 | 0 | 0 | 0 |  | L
Existing Single Family Home HVAC Conversion - Convert FAF w/o CAC to Heat Pump - House with "Good Insulation" + HZ1CZ1 | Cooling Savings | -137.8246 | 15 | 0 | 0 | R-All-HVAC-CAC-All-All-E | 11.2177 | 0 | 0 | 0 | 0 | 0 | 0 | 0 |  | L
Existing Single Family Home HVAC Conversion - Convert FAF w/o CAC to Heat Pump - House with "Good Insulation" + HZ1CZ23 | Cooling Savings | -63.2715 | 15 | 0 | 0 | R-All-HVAC-CAC-All-All-E | 5.1497 | 0 | 0 | 0 | 0 | 0 | 0 | 0 |  | L
Existing Single Family Home HVAC Conversion - Convert FAF w/o CAC to Heat Pump - House with "Good Insulation" + HZ23CZ1 | Cooling Savings | -137.8246 | 15 | 0 | 0 | R-All-HVAC-CAC-All-All-E | 11.2177 | 0 | 0 | 0 | 0 | 0 | 0 | 0 |  | L
Existing Single Family Home HVAC Conversion - Convert FAF w/o CAC to Heat Pump - House with "Good Insulation" + HZ23CZ23 | Cooling Savings | -107.119 | 15 | 0 | 0 | R-All-HVAC-CAC-All-All-E | 8.7185 | 0 | 0 | 0 | 0 | 0 | 0 | 0 |  | L
Existing Single Family Home HVAC Upgrade + HZ1 | Cooling Savings | 1e-06 | 15 | 0 | 0 | R-All-HVAC-CAC-All-All-E | 0 | 0 | 0 | 0 | 0 | 0 | 0 | 0 |  | L
Existing Single Family Home HVAC Upgrade + HZ23 | Cooling Savings | 1e-06 | 15 | 0 | 0 | R-All-HVAC-CAC-All-All-E | 0 | 0 | 0 | 0 | 0 | 0 | 0 | 0 |  | L
Existing Single Family Home HVAC Upgrade - Central Heat Pump Upgrade to Variable Capacity Central Heat Pump + HZ1CZ1 | Cooling Savings | 63.6469 | 15 | 0 | 0 | R-All-HVAC-CAC-All-All-E | 0 | 0 | 0 | 0 | 0 | 0 | 0 | 0 |  | L
Existing Single Family Home HVAC Upgrade - Central Heat Pump Upgrade to Variable Capacity Central Heat Pump + HZ1CZ23 | Cooling Savings | 192.3629 | 15 | 0 | 0 | R-All-HVAC-CAC-All-All-E | 0 | 0 | 0 | 0 | 0 | 0 | 0 | 0 |  | L
Existing Single Family Home HVAC Upgrade - Central Heat Pump Upgrade to Variable Capacity Central Heat Pump + HZ23CZ1 | Cooling Savings | 63.6469 | 15 | 0 | 0 | R-All-HVAC-CAC-All-All-E | 0 | 0 | 0 | 0 | 0 | 0 | 0 | 0 |  | L
Existing Single Family Home HVAC Upgrade - Central Heat Pump Upgrade to Variable Capacity Central Heat Pump + HZ23CZ23 | Cooling Savings | 153.609 | 15 | 0 | 0 | R-All-HVAC-CAC-All-All-E | 0 | 0 | 0 | 0 | 0 | 0 | 0 | 0 |  | L
Zonal to DHP No Screen + HZ1CZ1 | Cooling Savings | -32.1244 | 15 | 0 | 0 | R-All-HVAC-DHP_cool-All-All-N | 4.2672 | 0 | 0 | 0 | 0 | 0 | 0 | 0 |  | L
Zonal to DHP No Screen + HZ1CZ23 | Cooling Savings | 285.1589 | 15 | 0 | 0 | R-All-HVAC-DHP_cool-All-All-N | 2.5016 | 0 | 0 | 0 | 0 | 0 | 0 | 0 |  | L
Zonal to DHP No Screen + HZ23CZ1 | Cooling Savings | -32.1244 | 15 | 0 | 0 | R-All-HVAC-DHP_cool-All-All-N | 4.2672 | 0 | 0 | 0 | 0 | 0 | 0 | 0 |  | L
Zonal to DHP No Screen + HZ23CZ23 | Cooling Savings | 161.3518 | 15 | 0 | 0 | R-All-HVAC-DHP_cool-All-All-N | 4.9434 | 0 | 0 | 0 | 0 | 0 | 0 | 0 |  | L
New SF HVAC Upgrade - Heat Pump Upgrade to 9.0 HSPF/14 SEER | Heating Savings | 130.3474 | 15 | 80.8234 | 0 | R-All-HVAC-ASHP-All-All-E | 2.0001 | 0 | 0 | 0 | 0 | 0 | 0 | 0 |  | L
New SF HVAC Upgrade - Central Heat Pump Upgrade to Variable Capacity Central Heat Pump | Heating Savings | 439.7272 | 15 | 5447.815 | 0 | R-All-HVAC-ASHP-All-All-E | 6.5817 | 0 | 0 | 0 | 0 | 0 | 0 | 0 |  | L
New SF Zonal to DHP | Heating Savings | 2718.1465 | 15 | 3764.9765 | 0 | R-All-HVAC-ERconvertDHP-HZ1-All-N | 56.9023 | 0 | 0 | 0 | 0 | 0 | 0 | 0 |  | L
New SF HVAC Upgrade - Heat Pump Upgrade to 9.0 HSPF/14 SEER | Cooling Savings | 26.7093 | 15 | 0 | 0 | R-All-HVAC-CAC-All-All-E | 0 | 0 | 0 | 0 | 0 | 0 | 0 | 0 |  | L
New SF HVAC Upgrade - Central Heat Pump Upgrade to Variable Capacity Central Heat Pump | Cooling Savings | 121.6957 | 15 | 0 | 0 | R-All-HVAC-CAC-All-All-E | 0 | 0 | 0 | 0 | 0 | 0 | 0 | 0 |  | L
New SF Zonal to DHP | Cooling Savings | 11.3544 | 15 | 0 | 0 | R-All-HVAC-DHP_cool-All-All-N | 4.277 | 0 | 0 | 0 | 0 | 0 | 0 | 0 |  | L
ProCost Results
Version: | ProCost 3.0 - Beta04
Run Time: | Wednesday, 25 March , 2015 at 2:55 PM
Regurgitation of ProData input parameters which were used for this run
| Run Parameters |  | Run Parameters |  |  | Marginal Cost & Conservation Load Shape Parameters | [9 empty] | Sponsor Parameters | [5 empty] | Program Parameters |  |  | Utility System Parameters
| Run Type | Electric | Run Type | Electric |  | Marginal Costs and Savings Shape File | Q:\SeventhPlan\Conservation Analysis\Global EE Inputs\MC Files\MC_AND_LOADSHAPE_v3.0_24segment-7P-D9 - NewSegValues.xlsx |  |  | 6P MidC Final (with carbon) | [6 empty] | Customer | Wholesale Elec | Retail Elec | Nat Gas |  | Program Life (yrs) | 20 |  |  | Electric | Gas
| Negative B/C Ratios | Off | Negative B/C Ratios | Off |  | Marginal Elec Avoided Cost Input Worksheet | 7P Mid |  |  | Conservation Load Shapes | [5 empty] | Real After-Tax Cost of Capital | 0.043096 | 0.043878 | 0.053289 | 0.054479 |  | Program Start Date | 2016 |  | Bulk System T&D Loss Factor | 0.0040389 | 0.01
| Admin Cost @ Category Level | On | Admin Cost @ Category Level | On |  | Elec Savings Shape Input Worksheet | GLSShapes |  |  | 6P_Gas_Final | [5 empty] | Financial Life (years) | 12 | 12 | 1 | 1 |  | Present Value Time Zero | 2016 |  | Bulk System T&D Credit ($/kw-yr)($/dailytherm-yr) | 26 | 0
| Repeat Periodic Replacement | On | Repeat Periodic Replacement | On |  | Marginal Gas Avoided Cost Input Worksheet | 7P Gas |  |  | Conservation Load Shapes | [6 empty] | Customer | Wholesale Elec | Retail Elec | Nat Gas |  | Input Cost Reference Year | 2012 |  | Bulk System T&D I2R Loss Component (%) | 0.9 | N/A
[6 empty] | Gas Savings Shape Input Worksheet | GLSShapes | [8 empty] | Sponsor Share of Initial Capital Cost | 0.35 | 0.195 | 0.455 | 0 |  | Real Discount Rate | 0.04 |  | Local System Dist Loss Factor | 0.047399 | 0
| Run Type: | Electric |  |  |  | Marginal Elec CO2 per kWh Input Worksheet | CO2 lbs per kWh .95 |  |  | CO2 lbs per therm | [5 empty] | Sponsor Share of Annual O&M | 1 | 0 | 0 | 0 |  | Capital Real Escalation Rate | 0 |  | Local System Dist Credit ($/kw-yr)($/dailytherm-yr) | 31 | 0
| Negative B/C Ratios: | False: (Converts Negative B/C Ratios) |  |  |  | Marginal Gas CO2 per therm Input Worksheet | CO2 lbs per therm |  |  | Zero Dollars per ton CO2 | [5 empty] | Sponsor Share of Periodic Replacement Cost | 1 | 0 | 0 | 0 |  | Admin Cost (as % of Initial Capital Cost) | 0.2 |  | Local System Dist I2R Loss Component (%) | 0.7 | N/A
| Admin Cost / Category Level: | True: Admin Costs added at Category Results |  |  |  | Marginal Avoided Cost CO2 Input Worksheet | Zero Dollars per ton CO2 |  |  | LineLossShapes | [5 empty] | Sponsor Share of Admin Cost |  | 0.3 | 0.7 | 0 |  | Regional Act Conservation Credit (%) | 0 |  | Risk-Mitigation Credit (mills/kWh)(mills/therm) - Retro. | 0 | 0
| Periodic O&M Treatment: | True: (Periodic O&M Repeats over measure life) |  |  |  | Line Loss Shape Input Worksheet | LineLossShapes | [8 empty] | Last Year of Non-Customer O&M & Period Replacement |  | 20 |  |  |  | Report Annual Carbon Saved for Year | 2018 |  | Risk-Mitigation Credit (mills/kWh)(mills/therm) - Lost Op. | 0 | 0
Measure Results; Sorted in same order as input
Total Results |  | Measure Input Data | [8 empty] | Savings | [5 empty] | PV Capital |  |  |  | PV Admin |  |  |  | PV O&M |  |  |  | PV Periodic Repl. |  |  |  | Total PV Capital, O&M and Periodic Repl Costs |  |  |  |  | PV Wholesale Electric Utility Costs & Benefits | [6 empty] | PV Retail Electric Utility Costs & Benefits | [6 empty] | PV Electric Utility System Costs & Benefits | [5 empty] | Electric Utility System Economics |  | Sponsor Levelized Cost (mills/kwh) |  |  |  |  | PV Regional Costs & Benefits | [15 empty] | TRC Economics |  | Physical CO2 | [5 empty] | Gas Inputs |  |  |  | PV Gas Utility System Costs & Benefits |  |  |  |  | Gas Utility System Economics
Category | Measure | Measure Life | Site Savings (kWh) | Site Savings (therms) | Capital Cost ($/unit) | Annual O&M Cost ($/unit) | PV Per. Repl. Cost ($/unit) | Load Shape (electric) | Diversified Load Factor (electric) | Wholesale Power Coincidence Factor (electric) | Wholesale Electric Energy (kWh) | Wholesale Electric Demand (kw) | Retail Electric Demand (kW) | Wholesale Gas Energy (therms/yr) | Wholesale Gas Demand (therms/day) | Retail Gas Demand (therms/day) | Wholesale Electric | Retail Electric | Natural Gas | Customer | Wholesale Electric | Retail Electric | Natural Gas | Customer | Wholesale Electric | Retail Electric | Natural Gas | Customer | Wholesale Electric | Retail Electric | Natural Gas | Customer | Wholesale Electric | Retail Electric | Natural Gas | Customer | Total | Wholesale Utility System Energy | Wholesale Utility System T&D Def. Cap. | Wholesale Utility System Act C-E Credit | Wholesale Utility System Risk Mitigation Benefit | Wholesale Utility System Total System Benefit | Wholesale Utility System Total Non-Consumer Cost | Wholesale Utility System B/C Ratio | Retail Utility System Energy | Retail Utility System T&D Def. Cap. | Retail Utility System Act C-E Credit | Retail Utility System Risk Mitigation Benefit | Retail Utility System Total System Benefit | Retail Utility System Total Non-Consumer Cost | Retail Utility System System B/C Ratio | Utility System Energy | Utility System T&D Def. Cap. | Utility System Act C-E Credit | Utility System Total Risk Mitigation Benefit | Utility System Total System Benefit | Utility System Total Non-Consumer Cost | Utility System Net Levelized Cost (Net of Elec T&D Capacity Benefits, Act Credit & Risk-Mitigation Benefit) in mills/kwh | Utility System System B/C Ratio | Wholesale Electric Levelized Cost | Retail Electric Levelized Cost | Natural Gas Levelized Cost | Customer Levelized Cost | Total Levelized Cost | PV Regional Electric Energy | PV Regional Gas Energy | PV Regional Electric T&D Def. Cap. | PV Regional Gas T&D Def. Cap. | PV Regional Electric System CO2 | PV Regional Gas System CO2 | PV Regional Electric System Risk-Mitigation Benefit | PV Regional Gas System Risk-Mitigation Benefit | PV Regional Non-E Value | PV Regional Act Credit | PV Regional Capital Cost | PV Regional Admin Cost | PV Regional Annual O&M Cost | PV Regional Periodic Replacement Cost | PV Total Regional Benefit | PV Total Regional Cost | TRC B/C Ratio | TRC Net Levelized Cost (Net of All Benefits) in mills/kWh | Electric System CO2 Avoided (Lifetime Tons) | Gas System CO2 Avoided (Lifetime Tons) | Total System CO2 Avoided (Lifetime Tons) | Electric System CO2 Avoided (Annual Tons in 2018) | Gas System CO2 Avoided (Annual Tons in 2018) | Total System CO2 Avoided (Annual Tons in 2018) | Gas Site Savings (therms) | Load Shape (gas) | Diversitfied Load Factor (gas) | Wholesale Coincidence Factor (gas) | Total Gas Utility System Energy | Gas Utility System T&D Def. Cap. | Gas Utility System Risk Mitigation Benefit | Gas Utility System Total System Benefit | Gas Utility System Total Non-Consumer Cost | Gas Utility System Net Levelized Cost (Net of Gas T&D Capacity Benefits & Risk-Mitigation Benefits) in cents/therm | Gas Utility System System B/C Ratio
Existing Single Family Home HVAC Conversion - Convert FAF w/CAC to Heat Pump - House with "Good Insulation" + HZ1 | Heating Savings | 15 | 2610.3529 | 0 | 2878.505 | 0 | 0 | R-All-HVAC-ASHP-All-All-E |  |  | 2811.7504 | 0.98227 | 0.97518 | 0 | 0 | 0 | 574.0123 | 1326.4552 | 0 | 1677.1819 | (na) | (na) | (na) | (na) | 0 | 0 | 0 | 0 | 0 | 0 | 0 | 0 | 574.0123 | 1326.4552 | 0 | 1677.1819 | 3577.6494 | 1461.3825 | 347.0842 | 0 | 0 | 1808.4666 | 574.0123 | 3.1506 | 1461.3825 | 410.8443 | 0 | 0 | 1872.2267 | 1326.4552 | 1.4115 | 1461.3825 | 757.9284 | 0 | 0 | 2219.3109 | 1900.4676 | 29.8995 | 1.1678 | 15.0215 | 34.7125 | 0 | 43.8908 | 93.6248 | 1461.3825 | 0 | 757.9284 | 0 | 0 | 0 | 0 | 0 | 564.4724 | 0 | 3577.6494 |  | 0 | 0 | 2783.7833 | 3577.6494 | 0.7781 | 59.0184 | 26.712 | 0 | 26.712 | 1.3356 | 0 | 1.3356 | 0 |  | 0 | 0 | 0 | 0 | 0 | 0 | 0 | 9999 | 9999
Existing Single Family Home HVAC Conversion - Convert FAF w/CAC to Heat Pump - House with "Good Insulation" + HZ23 | Heating Savings | 15 | 2563.9872 | 0 | 2911.5329 | 0 | 0 | R-All-HVAC-ASHP-All-All-E |  |  | 2761.8075 | 0.96482 | 0.95786 | 0 | 0 | 0 | 580.5986 | 1341.675 | 0 | 1696.4259 | (na) | (na) | (na) | (na) | 0 | 0 | 0 | 0 | 0 | 0 | 0 | 0 | 580.5986 | 1341.675 | 0 | 1696.4259 | 3618.6994 | 1435.4251 | 340.9192 | 0 | 0 | 1776.3442 | 580.5986 | 3.0595 | 1435.4251 | 403.5468 | 0 | 0 | 1838.9718 | 1341.675 | 1.3707 | 1435.4251 | 744.4659 | 0 | 0 | 2179.891 | 1922.2735 | 31.3799 | 1.134 | 15.4687 | 35.7457 | 0 | 45.1972 | 96.4116 | 1435.4251 | 0 | 744.4659 | 0 | 0 | 0 | 0 | 0 | 407.5448 | 0 | 3618.6994 |  | 0 | 0 | 2587.4358 | 3618.6994 | 0.71502 | 65.719 | 26.2375 | 0 | 26.2375 | 1.3119 | 0 | 1.3119 | 0 |  | 0 | 0 | 0 | 0 | 0 | 0 | 0 | 9999 | 9999
Existing Single Family Home HVAC Conversion - Convert FAF w/o CAC to Heat Pump - House with "Good Insulation" + HZ1CZ1 | Heating Savings | 15 | 2610.3529 | 0 | 4405.9391 | 0 | 0 | R-All-HVAC-ASHP-All-All-E |  |  | 2811.7504 | 0.98227 | 0.97518 | 0 | 0 | 0 | 878.6031 | 2030.3182 | 0 | 2567.1525 | (na) | (na) | (na) | (na) | 0 | 0 | 0 | 0 | 0 | 0 | 0 | 0 | 878.6031 | 2030.3182 | 0 | 2567.1525 | 5476.0738 | 1461.3825 | 347.0842 | 0 | 0 | 1808.4666 | 878.6031 | 2.0583 | 1461.3825 | 410.8443 | 0 | 0 | 1872.2267 | 2030.3182 | 0.92213 | 1461.3825 | 757.9284 | 0 | 0 | 2219.3109 | 2908.9213 | 56.2901 | 0.76293 | 22.9925 | 53.1322 | 0 | 67.1808 | 143.3054 | 1461.3825 | 0 | 757.9284 | 0 | 0 | 0 | 0 | 0 | 564.4724 | 0 | 5476.0738 |  | 0 | 0 | 2783.7833 | 5476.0738 | 0.50835 | 108.699 | 26.712 | 0 | 26.712 | 1.3356 | 0 | 1.3356 | 0 |  | 0 | 0 | 0 | 0 | 0 | 0 | 0 | 9999 | 9999
Existing Single Family Home HVAC Conversion - Convert FAF w/o CAC to Heat Pump - House with "Good Insulation" + HZ1CZ23 | Heating Savings | 15 | 2610.3529 | 0 | 3231.0681 | 0 | 0 | R-All-HVAC-ASHP-All-All-E |  |  | 2811.7504 | 0.98227 | 0.97518 | 0 | 0 | 0 | 644.3181 | 1488.9212 | 0 | 1882.6054 | (na) | (na) | (na) | (na) | 0 | 0 | 0 | 0 | 0 | 0 | 0 | 0 | 644.3181 | 1488.9212 | 0 | 1882.6054 | 4015.8447 | 1461.3825 | 347.0842 | 0 | 0 | 1808.4666 | 644.3181 | 2.8068 | 1461.3825 | 410.8443 | 0 | 0 | 1872.2267 | 1488.9212 | 1.2574 | 1461.3825 | 757.9284 | 0 | 0 | 2219.3109 | 2133.2393 | 35.991 | 1.0403 | 16.8614 | 38.9641 | 0 | 49.2666 | 105.0921 | 1461.3825 | 0 | 757.9284 | 0 | 0 | 0 | 0 | 0 | 564.4724 | 0 | 4015.8447 |  | 0 | 0 | 2783.7833 | 4015.8447 | 0.6932 | 70.4857 | 26.712 | 0 | 26.712 | 1.3356 | 0 | 1.3356 | 0 |  | 0 | 0 | 0 | 0 | 0 | 0 | 0 | 9999 | 9999
Existing Single Family Home HVAC Conversion - Convert FAF w/o CAC to Heat Pump - House with "Good Insulation" + HZ23CZ1 | Heating Savings | 15 | 2478.0659 | 0 | 4476.2076 | 0 | 0 | R-All-HVAC-ASHP-All-All-E |  |  | 2669.2571 | 0.93249 | 0.92576 | 0 | 0 | 0 | 892.6156 | 2062.6989 | 0 | 2608.095 | (na) | (na) | (na) | (na) | 0 | 0 | 0 | 0 | 0 | 0 | 0 | 0 | 892.6156 | 2062.6989 | 0 | 2608.095 | 5563.4094 | 1387.3228 | 329.4947 | 0 | 0 | 1716.8175 | 892.6156 | 1.9234 | 1387.3228 | 390.0236 | 0 | 0 | 1777.3464 | 2062.6989 | 0.86166 | 1387.3228 | 719.5183 | 0 | 0 | 2106.8411 | 2955.3144 | 61.6328 | 0.7129 | 24.6062 | 56.8611 | 0 | 71.8957 | 153.363 | 1387.3228 | 0 | 719.5183 | 0 | 0 | 0 | 0 | 0 | 395.4205 | 0 | 5563.4094 |  | 0 | 0 | 2502.2616 | 5563.4094 | 0.44977 | 122.6282 | 25.3583 | 0 | 25.3583 | 1.2679 | 0 | 1.2679 | 0 |  | 0 | 0 | 0 | 0 | 0 | 0 | 0 | 9999 | 9999
Existing Single Family Home HVAC Conversion - Convert FAF w/o CAC to Heat Pump - House with "Good Insulation" + HZ23CZ23 | Heating Savings | 15 | 2633.4038 | 0 | 3514.1785 | 0 | 0 | R-All-HVAC-ASHP-All-All-E |  |  | 2836.5797 | 0.99095 | 0.98379 | 0 | 0 | 0 | 700.7741 | 1619.3825 | 0 | 2047.5617 | (na) | (na) | (na) | (na) | 0 | 0 | 0 | 0 | 0 | 0 | 0 | 0 | 700.7741 | 1619.3825 | 0 | 2047.5617 | 4367.7183 | 1474.2873 | 350.1491 | 0 | 0 | 1824.4364 | 700.7741 | 2.6035 | 1474.2873 | 414.4723 | 0 | 0 | 1888.7595 | 1619.3825 | 1.1663 | 1474.2873 | 764.6214 | 0 | 0 | 2238.9086 | 2320.1566 | 40.3511 | 0.96498 | 18.1783 | 42.0073 | 0 | 53.1144 | 113.3 | 1474.2873 | 0 | 764.6214 | 0 | 0 | 0 | 0 | 0 | 417.3401 | 0 | 4367.7183 |  | 0 | 0 | 2656.2487 | 4367.7183 | 0.60815 | 82.6395 | 26.9478 | 0 | 26.9478 | 1.3474 | 0 | 1.3474 | 0 |  | 0 | 0 | 0 | 0 | 0 | 0 | 0 | 9999 | 9999
Existing Single Family Home HVAC Upgrade + HZ1 | Heating Savings | 15 | 115.1931 | 0 | 89.4715 | 0 | 0 | R-All-HVAC-ASHP-All-All-E |  |  | 124.0806 | 0.043347 | 0.043034 | 0 | 0 | 0 | 17.8418 | 41.2297 | 0 | 52.1312 | (na) | (na) | (na) | (na) | 0 | 0 | 0 | 0 | 0 | 0 | 0 | 0 | 17.8418 | 41.2297 | 0 | 52.1312 | 111.2028 | 64.4898 | 15.3166 | 0 | 0 | 79.8064 | 17.8418 | 4.473 | 64.4898 | 18.1303 | 0 | 0 | 82.6201 | 41.2297 | 2.0039 | 64.4898 | 33.4469 | 0 | 0 | 97.9367 | 59.0715 | 15.1958 | 1.6579 | 10.5805 | 24.4499 | 0 | 30.9146 | 65.945 | 64.4898 | 0 | 33.4469 | 0 | 0 | 0 | 0 | 0 | 22.8414 | 0 | 111.2028 |  | 0 | 0 | 120.7781 | 111.2028 | 1.0861 | 32.5651 | 1.1788 | 0 | 1.1788 | 0.058938 | 0 | 0.058938 | 0 |  | 0 | 0 | 0 | 0 | 0 | 0 | 0 | 9999 | 9999
Existing Single Family Home HVAC Upgrade + HZ23 | Heating Savings | 15 | 80.6222 | 0 | 89.4715 | 0 | 0 | R-All-HVAC-ASHP-All-All-E |  |  | 86.8425 | 0.030338 | 0.030119 | 0 | 0 | 0 | 17.8418 | 41.2297 | 0 | 52.1312 | (na) | (na) | (na) | (na) | 0 | 0 | 0 | 0 | 0 | 0 | 0 | 0 | 17.8418 | 41.2297 | 0 | 52.1312 | 111.2028 | 45.1356 | 10.7199 | 0 | 0 | 55.8555 | 17.8418 | 3.1306 | 45.1356 | 12.6892 | 0 | 0 | 57.8248 | 41.2297 | 1.4025 | 45.1356 | 23.409 | 0 | 0 | 68.5446 | 59.0715 | 30.2169 | 1.1604 | 15.1174 | 34.934 | 0 | 44.1709 | 94.2223 | 45.1356 | 0 | 23.409 | 0 | 0 | 0 | 0 | 0 | 12.9154 | 0 | 111.2028 |  | 0 | 0 | 81.46 | 111.2028 | 0.73254 | 63.4445 | 0.82501 | 0 | 0.82501 | 0.04125 | 0 | 0.04125 | 0 |  | 0 | 0 | 0 | 0 | 0 | 0 | 0 | 9999 | 9999
Existing Single Family Home HVAC Upgrade - Central Heat Pump Upgrade to Variable Capacity Central Heat Pump + HZ1CZ1 | Heating Savings | 15 | 459.7755 | 0 | 5356.8461 | 0 | 0 | R-All-HVAC-ASHP-All-All-E |  |  | 495.2487 | 0.17301 | 0.17176 | 0 | 0 | 0 | 1068.2267 | 2468.5094 | 0 | 3121.2054 | (na) | (na) | (na) | (na) | 0 | 0 | 0 | 0 | 0 | 0 | 0 | 0 | 1068.2267 | 2468.5094 | 0 | 3121.2054 | 6657.9415 | 257.4011 | 61.1338 | 0 | 0 | 318.5349 | 1068.2267 | 0.29819 | 257.4011 | 72.3642 | 0 | 0 | 329.7654 | 2468.5094 | 0.13359 | 257.4011 | 133.498 | 0 | 0 | 390.8992 | 3536.7361 | 505.6373 | 0.11053 | 158.7122 | 366.7596 | 0 | 463.7342 | 989.206 | 257.4011 | 0 | 133.498 | 0 | 0 | 0 | 0 | 0 | 87.9348 | 0 | 6657.9415 |  | 0 | 0 | 478.834 | 6657.9415 | 0.071919 | 956.3065 | 4.7049 | 0 | 4.7049 | 0.23524 | 0 | 0.23524 | 0 |  | 0 | 0 | 0 | 0 | 0 | 0 | 0 | 9999 | 9999
Existing Single Family Home HVAC Upgrade - Central Heat Pump Upgrade to Variable Capacity Central Heat Pump + HZ1CZ23 | Heating Savings | 15 | 459.7755 | 0 | 5356.8461 | 0 | 0 | R-All-HVAC-ASHP-All-All-E |  |  | 495.2487 | 0.17301 | 0.17176 | 0 | 0 | 0 | 1068.2267 | 2468.5094 | 0 | 3121.2054 | (na) | (na) | (na) | (na) | 0 | 0 | 0 | 0 | 0 | 0 | 0 | 0 | 1068.2267 | 2468.5094 | 0 | 3121.2054 | 6657.9415 | 257.4011 | 61.1338 | 0 | 0 | 318.5349 | 1068.2267 | 0.29819 | 257.4011 | 72.3642 | 0 | 0 | 329.7654 | 2468.5094 | 0.13359 | 257.4011 | 133.498 | 0 | 0 | 390.8992 | 3536.7361 | 505.6373 | 0.11053 | 158.7122 | 366.7596 | 0 | 463.7342 | 989.206 | 257.4011 | 0 | 133.498 | 0 | 0 | 0 | 0 | 0 | 87.9348 | 0 | 6657.9415 |  | 0 | 0 | 478.834 | 6657.9415 | 0.071919 | 956.3065 | 4.7049 | 0 | 4.7049 | 0.23524 | 0 | 0.23524 | 0 |  | 0 | 0 | 0 | 0 | 0 | 0 | 0 | 9999 | 9999
Existing Single Family Home HVAC Upgrade - Central Heat Pump Upgrade to Variable Capacity Central Heat Pump + HZ23CZ1 | Heating Savings | 15 | 704.0268 | 0 | 5356.8461 | 0 | 0 | R-All-HVAC-ASHP-All-All-E |  |  | 758.3449 | 0.26492 | 0.26301 | 0 | 0 | 0 | 1068.2267 | 2468.5094 | 0 | 3121.2054 | (na) | (na) | (na) | (na) | 0 | 0 | 0 | 0 | 0 | 0 | 0 | 0 | 1068.2267 | 2468.5094 | 0 | 3121.2054 | 6657.9415 | 394.1431 | 93.6105 | 0 | 0 | 487.7536 | 1068.2267 | 0.4566 | 394.1431 | 110.807 | 0 | 0 | 504.9501 | 2468.5094 | 0.20456 | 394.1431 | 204.4176 | 0 | 0 | 598.5606 | 3536.7361 | 323.3329 | 0.16924 | 103.6494 | 239.518 | 0 | 302.8487 | 646.0161 | 394.1431 | 0 | 204.4176 | 0 | 0 | 0 | 0 | 0 | 114.1274 | 0 | 6657.9415 |  | 0 | 0 | 712.688 | 6657.9415 | 0.10704 | 615.1079 | 7.2044 | 0 | 7.2044 | 0.36021 | 0 | 0.36021 | 0 |  | 0 | 0 | 0 | 0 | 0 | 0 | 0 | 9999 | 9999
Existing Single Family Home HVAC Upgrade - Central Heat Pump Upgrade to Variable Capacity Central Heat Pump + HZ23CZ23 | Heating Savings | 15 | 623.8163 | 0 | 5356.8461 | 0 | 0 | R-All-HVAC-ASHP-All-All-E |  |  | 671.9458 | 0.23474 | 0.23305 | 0 | 0 | 0 | 1068.2267 | 2468.5094 | 0 | 3121.2054 | (na) | (na) | (na) | (na) | 0 | 0 | 0 | 0 | 0 | 0 | 0 | 0 | 1068.2267 | 2468.5094 | 0 | 3121.2054 | 6657.9415 | 349.2379 | 82.9454 | 0 | 0 | 432.1833 | 1068.2267 | 0.40458 | 349.2379 | 98.1826 | 0 | 0 | 447.4206 | 2468.5094 | 0.18125 | 349.2379 | 181.128 | 0 | 0 | 530.366 | 3536.7361 | 367.4575 | 0.14996 | 116.9767 | 270.3153 | 0 | 341.7891 | 729.0811 | 349.2379 | 0 | 181.128 | 0 | 0 | 0 | 0 | 0 | 100.748 | 0 | 6657.9415 |  | 0 | 0 | 631.114 | 6657.9415 | 0.094791 | 698.2141 | 6.3836 | 0 | 6.3836 | 0.31917 | 0 | 0.31917 | 0 |  | 0 | 0 | 0 | 0 | 0 | 0 | 0 | 9999 | 9999
Zonal to DHP No Screen + HZ1CZ1 | Heating Savings | 15 | 2240.0589 | 0 | 3914.8925 | 0 | 0 | R-All-HVAC-ERconvertDHP-HZ1-All-N |  |  | 2413.6055 | 0.88085 | 0.8745 | 0 | 0 | 0 | 780.6819 | 1804.037 | 0 | 2281.0406 | (na) | (na) | (na) | (na) | 0 | 0 | 0 | 0 | 0 | 0 | 0 | 0 | 780.6819 | 1804.037 | 0 | 2281.0406 | 4865.7595 | 1245.1959 | 311.2486 | 0 | 0 | 1556.4445 | 780.6819 | 1.9937 | 1245.1959 | 368.4256 | 0 | 0 | 1613.6215 | 1804.037 | 0.89445 | 1245.1959 | 679.6741 | 0 | 0 | 1924.87 | 2584.7189 | 58.0776 | 0.74471 | 23.8001 | 54.9983 | 0 | 69.5403 | 148.3387 | 1245.1959 | 0 | 679.6741 | 0 | 0 | 0 | 0 | 0 | 355.6188 | 0 | 4865.7595 |  | 0 | 0 | 2280.4888 | 4865.7595 | 0.46868 | 116.7765 | 22.9292 | 0 | 22.9292 | 1.1465 | 0 | 1.1465 | 0 |  | 0 | 0 | 0 | 0 | 0 | 0 | 0 | 9999 | 9999
Zonal to DHP No Screen + HZ1CZ23 | Heating Savings | 15 | 2240.0589 | 0 | 3612.3135 | 0 | 0 | R-All-HVAC-ERconvertDHP-HZ1-All-N |  |  | 2413.6055 | 0.88085 | 0.8745 | 0 | 0 | 0 | 720.3436 | 1664.6044 | 0 | 2104.7408 | (na) | (na) | (na) | (na) | 0 | 0 | 0 | 0 | 0 | 0 | 0 | 0 | 720.3436 | 1664.6044 | 0 | 2104.7408 | 4489.6888 | 1245.1959 | 311.2486 | 0 | 0 | 1556.4445 | 720.3436 | 2.1607 | 1245.1959 | 368.4256 | 0 | 0 | 1613.6215 | 1664.6044 | 0.96937 | 1245.1959 | 679.6741 | 0 | 0 | 1924.87 | 2384.948 | 51.9874 | 0.80709 | 21.9606 | 50.7475 | 0 | 64.1656 | 136.8737 | 1245.1959 | 0 | 679.6741 | 0 | 0 | 0 | 0 | 0 | 355.6188 | 0 | 4489.6888 |  | 0 | 0 | 2280.4888 | 4489.6888 | 0.50794 | 105.3115 | 22.9292 | 0 | 22.9292 | 1.1465 | 0 | 1.1465 | 0 |  | 0 | 0 | 0 | 0 | 0 | 0 | 0 | 9999 | 9999
Zonal to DHP No Screen + HZ23CZ1 | Heating Savings | 15 | 1976.9633 | 0 | 3618.3551 | 0 | 0 | R-All-HVAC-ERconvertDHP-HZ1-All-N |  |  | 2130.1269 | 0.7774 | 0.77179 | 0 | 0 | 0 | 721.5483 | 1667.3885 | 0 | 2108.261 | (na) | (na) | (na) | (na) | 0 | 0 | 0 | 0 | 0 | 0 | 0 | 0 | 721.5483 | 1667.3885 | 0 | 2108.261 | 4497.1978 | 1098.9473 | 274.6923 | 0 | 0 | 1373.6396 | 721.5483 | 1.9037 | 1098.9473 | 325.1539 | 0 | 0 | 1424.1012 | 1667.3885 | 0.85409 | 1098.9473 | 599.8462 | 0 | 0 | 1698.7935 | 2388.9368 | 61.8012 | 0.71111 | 24.9247 | 57.5972 | 0 | 72.8264 | 155.3483 | 1098.9473 | 0 | 599.8462 | 0 | 0 | 0 | 0 | 0 | 543.2094 | 0 | 4497.1978 |  | 0 | 0 | 2242.0029 | 4497.1978 | 0.49853 | 115.8634 | 20.2362 | 0 | 20.2362 | 1.0118 | 0 | 1.0118 | 0 |  | 0 | 0 | 0 | 0 | 0 | 0 | 0 | 9999 | 9999
Zonal to DHP No Screen + HZ23CZ23 | Heating Savings | 15 | 2295.8354 | 0 | 3479.0632 | 0 | 0 | R-All-HVAC-ERconvertDHP-HZ1-All-N |  |  | 2473.7033 | 0.90279 | 0.89627 | 0 | 0 | 0 | 693.7717 | 1603.2008 | 0 | 2027.1015 | (na) | (na) | (na) | (na) | 0 | 0 | 0 | 0 | 0 | 0 | 0 | 0 | 693.7717 | 1603.2008 | 0 | 2027.1015 | 4324.0741 | 1276.2007 | 318.9985 | 0 | 0 | 1595.1993 | 693.7717 | 2.2993 | 1276.2007 | 377.5992 | 0 | 0 | 1653.8 | 1603.2008 | 1.0316 | 1276.2007 | 696.5977 | 0 | 0 | 1972.7985 | 2296.9725 | 47.6041 | 0.85887 | 20.6366 | 47.6881 | 0 | 60.2973 | 128.6221 | 1276.2007 | 0 | 696.5977 | 0 | 0 | 0 | 0 | 0 | 314.1312 | 0 | 4324.0741 |  | 0 | 0 | 2286.9297 | 4324.0741 | 0.52888 | 98.5574 | 23.5001 | 0 | 23.5001 | 1.175 | 0 | 1.175 | 0 |  | 0 | 0 | 0 | 0 | 0 | 0 | 0 | 9999 | 9999
Existing Single Family Home HVAC Conversion - Convert FAF w/CAC to Heat Pump - House with "Good Insulation" + HZ1 | Cooling Savings | 15 | 1e-06 | 0 | 0 | 0 | 0 | R-All-HVAC-CAC-All-All-E |  |  | 1.0718e-06 | 0 | 0 | 0 | 0 | 0 | 0 | 0 | 0 | 0 | (na) | (na) | (na) | (na) | 0 | 0 | 0 | 0 | 0 | 0 | 0 | 0 | 0 | 0 | 0 | 0 | 0 | 5.5801e-07 | 0 | 0 | 0 | 5.5801e-07 | 0 | 9999 | 5.5801e-07 | 0 | 0 | 0 | 5.5801e-07 | 0 | 9999 | 5.5801e-07 | 0 | 0 | 0 | 5.5801e-07 | 0 | 0 | 9999 | 0 | 0 | 0 | 0 | 0 | 5.5801e-07 | 0 | 0 | 0 | 0 | 0 | 0 | 0 | 0 | 0 | 0 |  | 0 | 0 | 5.5801e-07 | 0 | 9999 | 0 | 1.0182e-08 | 0 | 1.0182e-08 | 5.0908e-10 | 0 | 5.0908e-10 | 0 |  | 0 | 0 | 0 | 0 | 0 | 0 | 0 | 9999 | 9999
Existing Single Family Home HVAC Conversion - Convert FAF w/CAC to Heat Pump - House with "Good Insulation" + HZ23 | Cooling Savings | 15 | 1e-06 | 0 | 0 | 0 | 0 | R-All-HVAC-CAC-All-All-E |  |  | 1.0718e-06 | 0 | 0 | 0 | 0 | 0 | 0 | 0 | 0 | 0 | (na) | (na) | (na) | (na) | 0 | 0 | 0 | 0 | 0 | 0 | 0 | 0 | 0 | 0 | 0 | 0 | 0 | 5.5801e-07 | 0 | 0 | 0 | 5.5801e-07 | 0 | 9999 | 5.5801e-07 | 0 | 0 | 0 | 5.5801e-07 | 0 | 9999 | 5.5801e-07 | 0 | 0 | 0 | 5.5801e-07 | 0 | 0 | 9999 | 0 | 0 | 0 | 0 | 0 | 5.5801e-07 | 0 | 0 | 0 | 0 | 0 | 0 | 0 | 0 | 0 | 0 |  | 0 | 0 | 5.5801e-07 | 0 | 9999 | 0 | 1.0182e-08 | 0 | 1.0182e-08 | 5.0908e-10 | 0 | 5.0908e-10 | 0 |  | 0 | 0 | 0 | 0 | 0 | 0 | 0 | 9999 | 9999
Existing Single Family Home HVAC Conversion - Convert FAF w/o CAC to Heat Pump - House with "Good Insulation" + HZ1CZ1 | Cooling Savings | 15 | -137.8246 | 0 | 0 | 0 | 0 | R-All-HVAC-CAC-All-All-E |  |  | -147.7138 | 0 | 0 | 0 | 0 | 0 | 0 | 0 | 0 | 0 | (na) | (na) | (na) | (na) | 0 | 0 | 0 | 0 | 0 | 0 | 0 | 0 | 0 | 0 | 0 | 0 | 0 | -76.9073 | 0 | 0 | 0 | -76.9073 | 0 | 0 | -76.9073 | 0 | 0 | 0 | -76.9073 | 0 | 0 | -76.9073 | 0 | 0 | 0 | -76.9073 | 0 | 9999 | 0 | 9999 | 9999 | 9999 | 9999 | 9999 | -76.9073 | 0 | 0 | 0 | 0 | 0 | 0 | 0 | 152.4519 | 0 | 0 |  | 0 | 0 | 75.5446 | 0 | 1.9823 | 9999 | -1.4034 | 0 | -1.4034 | -0.070164 | 0 | -0.070164 | 0 |  | 0 | 0 | 0 | 0 | 0 | 0 | 0 | 9999 | 9999
Existing Single Family Home HVAC Conversion - Convert FAF w/o CAC to Heat Pump - House with "Good Insulation" + HZ1CZ23 | Cooling Savings | 15 | -63.2715 | 0 | 0 | 0 | 0 | R-All-HVAC-CAC-All-All-E |  |  | -67.8114 | 0 | 0 | 0 | 0 | 0 | 0 | 0 | 0 | 0 | (na) | (na) | (na) | (na) | 0 | 0 | 0 | 0 | 0 | 0 | 0 | 0 | 0 | 0 | 0 | 0 | 0 | -35.306 | 0 | 0 | 0 | -35.306 | 0 | 0 | -35.306 | 0 | 0 | 0 | -35.306 | 0 | 0 | -35.306 | 0 | 0 | 0 | -35.306 | 0 | 9999 | 0 | 9999 | 9999 | 9999 | 9999 | 9999 | -35.306 | 0 | 0 | 0 | 0 | 0 | 0 | 0 | 69.9865 | 0 | 0 |  | 0 | 0 | 34.6805 | 0 | 1.9823 | 9999 | -0.64425 | 0 | -0.64425 | -0.03221 | 0 | -0.03221 | 0 |  | 0 | 0 | 0 | 0 | 0 | 0 | 0 | 9999 | 9999
Existing Single Family Home HVAC Conversion - Convert FAF w/o CAC to Heat Pump - House with "Good Insulation" + HZ23CZ1 | Cooling Savings | 15 | -137.8246 | 0 | 0 | 0 | 0 | R-All-HVAC-CAC-All-All-E |  |  | -147.7138 | 0 | 0 | 0 | 0 | 0 | 0 | 0 | 0 | 0 | (na) | (na) | (na) | (na) | 0 | 0 | 0 | 0 | 0 | 0 | 0 | 0 | 0 | 0 | 0 | 0 | 0 | -76.9073 | 0 | 0 | 0 | -76.9073 | 0 | 0 | -76.9073 | 0 | 0 | 0 | -76.9073 | 0 | 0 | -76.9073 | 0 | 0 | 0 | -76.9073 | 0 | 9999 | 0 | 9999 | 9999 | 9999 | 9999 | 9999 | -76.9073 | 0 | 0 | 0 | 0 | 0 | 0 | 0 | 152.4519 | 0 | 0 |  | 0 | 0 | 75.5446 | 0 | 1.9823 | 9999 | -1.4034 | 0 | -1.4034 | -0.070164 | 0 | -0.070164 | 0 |  | 0 | 0 | 0 | 0 | 0 | 0 | 0 | 9999 | 9999
Existing Single Family Home HVAC Conversion - Convert FAF w/o CAC to Heat Pump - House with "Good Insulation" + HZ23CZ23 | Cooling Savings | 15 | -107.119 | 0 | 0 | 0 | 0 | R-All-HVAC-CAC-All-All-E |  |  | -114.805 | 0 | 0 | 0 | 0 | 0 | 0 | 0 | 0 | 0 | (na) | (na) | (na) | (na) | 0 | 0 | 0 | 0 | 0 | 0 | 0 | 0 | 0 | 0 | 0 | 0 | 0 | -59.7733 | 0 | 0 | 0 | -59.7733 | 0 | 0 | -59.7733 | 0 | 0 | 0 | -59.7733 | 0 | 0 | -59.7733 | 0 | 0 | 0 | -59.7733 | 0 | 9999 | 0 | 9999 | 9999 | 9999 | 9999 | 9999 | -59.7733 | 0 | 0 | 0 | 0 | 0 | 0 | 0 | 118.4875 | 0 | 0 |  | 0 | 0 | 58.7142 | 0 | 1.9823 | 9999 | -1.0907 | 0 | -1.0907 | -0.054532 | 0 | -0.054532 | 0 |  | 0 | 0 | 0 | 0 | 0 | 0 | 0 | 9999 | 9999
Existing Single Family Home HVAC Upgrade + HZ1 | Cooling Savings | 15 | 1e-06 | 0 | 0 | 0 | 0 | R-All-HVAC-CAC-All-All-E |  |  | 1.0718e-06 | 0 | 0 | 0 | 0 | 0 | 0 | 0 | 0 | 0 | (na) | (na) | (na) | (na) | 0 | 0 | 0 | 0 | 0 | 0 | 0 | 0 | 0 | 0 | 0 | 0 | 0 | 5.5801e-07 | 0 | 0 | 0 | 5.5801e-07 | 0 | 9999 | 5.5801e-07 | 0 | 0 | 0 | 5.5801e-07 | 0 | 9999 | 5.5801e-07 | 0 | 0 | 0 | 5.5801e-07 | 0 | 0 | 9999 | 0 | 0 | 0 | 0 | 0 | 5.5801e-07 | 0 | 0 | 0 | 0 | 0 | 0 | 0 | 0 | 0 | 0 |  | 0 | 0 | 5.5801e-07 | 0 | 9999 | 0 | 1.0182e-08 | 0 | 1.0182e-08 | 5.0908e-10 | 0 | 5.0908e-10 | 0 |  | 0 | 0 | 0 | 0 | 0 | 0 | 0 | 9999 | 9999
Existing Single Family Home HVAC Upgrade + HZ23 | Cooling Savings | 15 | 1e-06 | 0 | 0 | 0 | 0 | R-All-HVAC-CAC-All-All-E |  |  | 1.0718e-06 | 0 | 0 | 0 | 0 | 0 | 0 | 0 | 0 | 0 | (na) | (na) | (na) | (na) | 0 | 0 | 0 | 0 | 0 | 0 | 0 | 0 | 0 | 0 | 0 | 0 | 0 | 5.5801e-07 | 0 | 0 | 0 | 5.5801e-07 | 0 | 9999 | 5.5801e-07 | 0 | 0 | 0 | 5.5801e-07 | 0 | 9999 | 5.5801e-07 | 0 | 0 | 0 | 5.5801e-07 | 0 | 0 | 9999 | 0 | 0 | 0 | 0 | 0 | 5.5801e-07 | 0 | 0 | 0 | 0 | 0 | 0 | 0 | 0 | 0 | 0 |  | 0 | 0 | 5.5801e-07 | 0 | 9999 | 0 | 1.0182e-08 | 0 | 1.0182e-08 | 5.0908e-10 | 0 | 5.0908e-10 | 0 |  | 0 | 0 | 0 | 0 | 0 | 0 | 0 | 9999 | 9999
Existing Single Family Home HVAC Upgrade - Central Heat Pump Upgrade to Variable Capacity Central Heat Pump + HZ1CZ1 | Cooling Savings | 15 | 63.6469 | 0 | 0 | 0 | 0 | R-All-HVAC-CAC-All-All-E |  |  | 68.2137 | 0 | 0 | 0 | 0 | 0 | 0 | 0 | 0 | 0 | (na) | (na) | (na) | (na) | 0 | 0 | 0 | 0 | 0 | 0 | 0 | 0 | 0 | 0 | 0 | 0 | 0 | 35.5155 | 0 | 0 | 0 | 35.5155 | 0 | 9999 | 35.5155 | 0 | 0 | 0 | 35.5155 | 0 | 9999 | 35.5155 | 0 | 0 | 0 | 35.5155 | 0 | 0 | 9999 | 0 | 0 | 0 | 0 | 0 | 35.5155 | 0 | 0 | 0 | 0 | 0 | 0 | 0 | 0 | 0 | 0 |  | 0 | 0 | 35.5155 | 0 | 9999 | 0 | 0.64807 | 0 | 0.64807 | 0.032402 | 0 | 0.032402 | 0 |  | 0 | 0 | 0 | 0 | 0 | 0 | 0 | 9999 | 9999
Existing Single Family Home HVAC Upgrade - Central Heat Pump Upgrade to Variable Capacity Central Heat Pump + HZ1CZ23 | Cooling Savings | 15 | 192.3629 | 0 | 0 | 0 | 0 | R-All-HVAC-CAC-All-All-E |  |  | 206.1654 | 0 | 0 | 0 | 0 | 0 | 0 | 0 | 0 | 0 | (na) | (na) | (na) | (na) | 0 | 0 | 0 | 0 | 0 | 0 | 0 | 0 | 0 | 0 | 0 | 0 | 0 | 107.3401 | 0 | 0 | 0 | 107.3401 | 0 | 9999 | 107.3401 | 0 | 0 | 0 | 107.3401 | 0 | 9999 | 107.3401 | 0 | 0 | 0 | 107.3401 | 0 | 0 | 9999 | 0 | 0 | 0 | 0 | 0 | 107.3401 | 0 | 0 | 0 | 0 | 0 | 0 | 0 | 0 | 0 | 0 |  | 0 | 0 | 107.3401 | 0 | 9999 | 0 | 1.9587 | 0 | 1.9587 | 0.097929 | 0 | 0.097929 | 0 |  | 0 | 0 | 0 | 0 | 0 | 0 | 0 | 9999 | 9999
Existing Single Family Home HVAC Upgrade - Central Heat Pump Upgrade to Variable Capacity Central Heat Pump + HZ23CZ1 | Cooling Savings | 15 | 63.6469 | 0 | 0 | 0 | 0 | R-All-HVAC-CAC-All-All-E |  |  | 68.2137 | 0 | 0 | 0 | 0 | 0 | 0 | 0 | 0 | 0 | (na) | (na) | (na) | (na) | 0 | 0 | 0 | 0 | 0 | 0 | 0 | 0 | 0 | 0 | 0 | 0 | 0 | 35.5155 | 0 | 0 | 0 | 35.5155 | 0 | 9999 | 35.5155 | 0 | 0 | 0 | 35.5155 | 0 | 9999 | 35.5155 | 0 | 0 | 0 | 35.5155 | 0 | 0 | 9999 | 0 | 0 | 0 | 0 | 0 | 35.5155 | 0 | 0 | 0 | 0 | 0 | 0 | 0 | 0 | 0 | 0 |  | 0 | 0 | 35.5155 | 0 | 9999 | 0 | 0.64807 | 0 | 0.64807 | 0.032402 | 0 | 0.032402 | 0 |  | 0 | 0 | 0 | 0 | 0 | 0 | 0 | 9999 | 9999
Existing Single Family Home HVAC Upgrade - Central Heat Pump Upgrade to Variable Capacity Central Heat Pump + HZ23CZ23 | Cooling Savings | 15 | 153.609 | 0 | 0 | 0 | 0 | R-All-HVAC-CAC-All-All-E |  |  | 164.6308 | 0 | 0 | 0 | 0 | 0 | 0 | 0 | 0 | 0 | (na) | (na) | (na) | (na) | 0 | 0 | 0 | 0 | 0 | 0 | 0 | 0 | 0 | 0 | 0 | 0 | 0 | 85.7151 | 0 | 0 | 0 | 85.7151 | 0 | 9999 | 85.7151 | 0 | 0 | 0 | 85.7151 | 0 | 9999 | 85.7151 | 0 | 0 | 0 | 85.7151 | 0 | 0 | 9999 | 0 | 0 | 0 | 0 | 0 | 85.7151 | 0 | 0 | 0 | 0 | 0 | 0 | 0 | 0 | 0 | 0 |  | 0 | 0 | 85.7151 | 0 | 9999 | 0 | 1.5641 | 0 | 1.5641 | 0.0782 | 0 | 0.0782 | 0 |  | 0 | 0 | 0 | 0 | 0 | 0 | 0 | 9999 | 9999
Zonal to DHP No Screen + HZ1CZ1 | Cooling Savings | 15 | -32.1244 | 0 | 0 | 0 | 0 | R-All-HVAC-DHP_cool-All-All-N |  |  | -34.4337 | -0.00018086 | -0.00017956 | 0 | 0 | 0 | 0 | 0 | 0 | 0 | (na) | (na) | (na) | (na) | 0 | 0 | 0 | 0 | 0 | 0 | 0 | 0 | 0 | 0 | 0 | 0 | 0 | -17.7453 | -0.063907 | 0 | 0 | -17.8092 | 0 | 0 | -17.7453 | -0.075647 | 0 | 0 | -17.8209 | 0 | 0 | -17.7453 | -0.13955 | 0 | 0 | -17.8848 | 0 | 9999 | 0 | 9999 | 9999 | 9999 | 9999 | 9999 | -17.7453 | 0 | -0.13955 | 0 | 0 | 0 | 0 | 0 | 57.9927 | 0 | 0 |  | 0 | 0 | 40.1078 | 0 | 3.2426 | 9999 | -0.32714 | 0 | -0.32714 | -0.016356 | 0 | -0.016356 | 0 |  | 0 | 0 | 0 | 0 | 0 | 0 | 0 | 9999 | 9999
Zonal to DHP No Screen + HZ1CZ23 | Cooling Savings | 15 | 285.1589 | 0 | 0 | 0 | 0 | R-All-HVAC-DHP_cool-All-All-N |  |  | 305.6576 | 0.0016054 | 0.0015939 | 0 | 0 | 0 | 0 | 0 | 0 | 0 | (na) | (na) | (na) | (na) | 0 | 0 | 0 | 0 | 0 | 0 | 0 | 0 | 0 | 0 | 0 | 0 | 0 | 157.5197 | 0.56728 | 0 | 0 | 158.087 | 0 | 9999 | 157.5197 | 0.67149 | 0 | 0 | 158.1912 | 0 | 9999 | 157.5197 | 1.2388 | 0 | 0 | 158.7585 | 0 | -0.29821 | 9999 | 0 | 0 | 0 | 0 | 0 | 157.5197 | 0 | 1.2388 | 0 | 0 | 0 | 0 | 0 | 33.9979 | 0 | 0 |  | 0 | 0 | 192.7563 | 0 | 9999 | -8.4826 | 2.9039 | 0 | 2.9039 | 0.14519 | 0 | 0.14519 | 0 |  | 0 | 0 | 0 | 0 | 0 | 0 | 0 | 9999 | 9999
Zonal to DHP No Screen + HZ23CZ1 | Cooling Savings | 15 | -32.1244 | 0 | 0 | 0 | 0 | R-All-HVAC-DHP_cool-All-All-N |  |  | -34.4337 | -0.00018086 | -0.00017956 | 0 | 0 | 0 | 0 | 0 | 0 | 0 | (na) | (na) | (na) | (na) | 0 | 0 | 0 | 0 | 0 | 0 | 0 | 0 | 0 | 0 | 0 | 0 | 0 | -17.7453 | -0.063907 | 0 | 0 | -17.8092 | 0 | 0 | -17.7453 | -0.075647 | 0 | 0 | -17.8209 | 0 | 0 | -17.7453 | -0.13955 | 0 | 0 | -17.8848 | 0 | 9999 | 0 | 9999 | 9999 | 9999 | 9999 | 9999 | -17.7453 | 0 | -0.13955 | 0 | 0 | 0 | 0 | 0 | 57.9927 | 0 | 0 |  | 0 | 0 | 40.1078 | 0 | 3.2426 | 9999 | -0.32714 | 0 | -0.32714 | -0.016356 | 0 | -0.016356 | 0 |  | 0 | 0 | 0 | 0 | 0 | 0 | 0 | 9999 | 9999
Zonal to DHP No Screen + HZ23CZ23 | Cooling Savings | 15 | 161.3518 | 0 | 0 | 0 | 0 | R-All-HVAC-DHP_cool-All-All-N |  |  | 172.9507 | 0.00090841 | 0.00090186 | 0 | 0 | 0 | 0 | 0 | 0 | 0 | (na) | (na) | (na) | (na) | 0 | 0 | 0 | 0 | 0 | 0 | 0 | 0 | 0 | 0 | 0 | 0 | 0 | 89.1296 | 0.32099 | 0 | 0 | 89.4506 | 0 | 9999 | 89.1296 | 0.37995 | 0 | 0 | 89.5095 | 0 | 9999 | 89.1296 | 0.70094 | 0 | 0 | 89.8305 | 0 | -0.29821 | 9999 | 0 | 0 | 0 | 0 | 0 | 89.1296 | 0 | 0.70094 | 0 | 0 | 0 | 0 | 0 | 67.1825 | 0 | 0 |  | 0 | 0 | 157.013 | 0 | 9999 | -28.881 | 1.6431 | 0 | 1.6431 | 0.082152 | 0 | 0.082152 | 0 |  | 0 | 0 | 0 | 0 | 0 | 0 | 0 | 9999 | 9999
New SF HVAC Upgrade - Heat Pump Upgrade to 9.0 HSPF/14 SEER | Heating Savings | 15 | 130.3474 | 0 | 80.8234 | 0 | 0 | R-All-HVAC-ASHP-All-All-E |  |  | 140.4041 | 0.04905 | 0.048695 | 0 | 0 | 0 | 16.1173 | 37.2446 | 0 | 47.0923 | (na) | (na) | (na) | (na) | 0 | 0 | 0 | 0 | 0 | 0 | 0 | 0 | 16.1173 | 37.2446 | 0 | 47.0923 | 100.4542 | 72.9738 | 17.3316 | 0 | 0 | 90.3054 | 16.1173 | 5.603 | 72.9738 | 20.5154 | 0 | 0 | 93.4892 | 37.2446 | 2.5101 | 72.9738 | 37.847 | 0 | 0 | 110.8208 | 53.3618 | 8.1309 | 2.0768 | 8.4466 | 19.5188 | 0 | 24.6797 | 52.6451 | 72.9738 | 0 | 37.847 | 0 | 0 | 0 | 0 | 0 | 27.1821 | 0 | 100.4542 |  | 0 | 0 | 138.0029 | 100.4542 | 1.3738 | 18.5653 | 1.3339 | 0 | 1.3339 | 0.066692 | 0 | 0.066692 | 0 |  | 0 | 0 | 0 | 0 | 0 | 0 | 0 | 9999 | 9999
New SF HVAC Upgrade - Central Heat Pump Upgrade to Variable Capacity Central Heat Pump | Heating Savings | 15 | 439.7272 | 0 | 5447.815 | 0 | 0 | R-All-HVAC-ASHP-All-All-E |  |  | 473.6536 | 0.16547 | 0.16427 | 0 | 0 | 0 | 1086.3671 | 2510.4291 | 0 | 3174.2091 | (na) | (na) | (na) | (na) | 0 | 0 | 0 | 0 | 0 | 0 | 0 | 0 | 1086.3671 | 2510.4291 | 0 | 3174.2091 | 6771.0053 | 246.1773 | 58.4681 | 0 | 0 | 304.6454 | 1086.3671 | 0.28043 | 246.1773 | 69.2088 | 0 | 0 | 315.3861 | 2510.4291 | 0.12563 | 246.1773 | 127.6769 | 0 | 0 | 373.8542 | 3596.7962 | 538.9252 | 0.10394 | 168.7664 | 389.9934 | 0 | 493.1111 | 1051.8709 | 246.1773 | 0 | 127.6769 | 0 | 0 | 0 | 0 | 0 | 89.4477 | 0 | 6771.0053 |  | 0 | 0 | 463.3019 | 6771.0053 | 0.068424 | 1018.1407 | 4.4998 | 0 | 4.4998 | 0.22499 | 0 | 0.22499 | 0 |  | 0 | 0 | 0 | 0 | 0 | 0 | 0 | 9999 | 9999
New SF Zonal to DHP | Heating Savings | 15 | 2718.1465 | 0 | 3764.9765 | 0 | 0 | R-All-HVAC-ERconvertDHP-HZ1-All-N |  |  | 2928.7326 | 1.0689 | 1.0611 | 0 | 0 | 0 | 750.7866 | 1734.9536 | 0 | 2193.691 | (na) | (na) | (na) | (na) | 0 | 0 | 0 | 0 | 0 | 0 | 0 | 0 | 750.7866 | 1734.9536 | 0 | 2193.691 | 4679.4312 | 1510.9535 | 377.6772 | 0 | 0 | 1888.6307 | 750.7866 | 2.5155 | 1510.9535 | 447.0573 | 0 | 0 | 1958.0109 | 1734.9536 | 1.1286 | 1510.9535 | 824.7345 | 0 | 0 | 2335.6881 | 2485.7403 | 41.7313 | 0.93963 | 18.8628 | 43.5891 | 0 | 55.1145 | 117.5665 | 1510.9535 | 0 | 824.7345 | 0 | 0 | 0 | 0 | 0 | 773.3212 | 0 | 4679.4312 |  | 0 | 0 | 3109.0093 | 4679.4312 | 0.6644 | 77.4168 | 27.8229 | 0 | 27.8229 | 1.3911 | 0 | 1.3911 | 0 |  | 0 | 0 | 0 | 0 | 0 | 0 | 0 | 9999 | 9999
New SF HVAC Upgrade - Heat Pump Upgrade to 9.0 HSPF/14 SEER | Cooling Savings | 15 | 26.7093 | 0 | 0 | 0 | 0 | R-All-HVAC-CAC-All-All-E |  |  | 28.6257 | 0 | 0 | 0 | 0 | 0 | 0 | 0 | 0 | 0 | (na) | (na) | (na) | (na) | 0 | 0 | 0 | 0 | 0 | 0 | 0 | 0 | 0 | 0 | 0 | 0 | 0 | 14.904 | 0 | 0 | 0 | 14.904 | 0 | 9999 | 14.904 | 0 | 0 | 0 | 14.904 | 0 | 9999 | 14.904 | 0 | 0 | 0 | 14.904 | 0 | 0 | 9999 | 0 | 0 | 0 | 0 | 0 | 14.904 | 0 | 0 | 0 | 0 | 0 | 0 | 0 | 0 | 0 | 0 |  | 0 | 0 | 14.904 | 0 | 9999 | 0 | 0.27196 | 0 | 0.27196 | 0.013597 | 0 | 0.013597 | 0 |  | 0 | 0 | 0 | 0 | 0 | 0 | 0 | 9999 | 9999
New SF HVAC Upgrade - Central Heat Pump Upgrade to Variable Capacity Central Heat Pump | Cooling Savings | 15 | 121.6957 | 0 | 0 | 0 | 0 | R-All-HVAC-CAC-All-All-E |  |  | 130.4277 | 0 | 0 | 0 | 0 | 0 | 0 | 0 | 0 | 0 | (na) | (na) | (na) | (na) | 0 | 0 | 0 | 0 | 0 | 0 | 0 | 0 | 0 | 0 | 0 | 0 | 0 | 67.9072 | 0 | 0 | 0 | 67.9072 | 0 | 9999 | 67.9072 | 0 | 0 | 0 | 67.9072 | 0 | 9999 | 67.9072 | 0 | 0 | 0 | 67.9072 | 0 | 0 | 9999 | 0 | 0 | 0 | 0 | 0 | 67.9072 | 0 | 0 | 0 | 0 | 0 | 0 | 0 | 0 | 0 | 0 |  | 0 | 0 | 67.9072 | 0 | 9999 | 0 | 1.2391 | 0 | 1.2391 | 0.061953 | 0 | 0.061953 | 0 |  | 0 | 0 | 0 | 0 | 0 | 0 | 0 | 9999 | 9999
New SF Zonal to DHP | Cooling Savings | 15 | 11.3544 | 0 | 0 | 0 | 0 | R-All-HVAC-DHP_cool-All-All-N |  |  | 12.1706 | 6.3926e-05 | 6.3464e-05 | 0 | 0 | 0 | 0 | 0 | 0 | 0 | (na) | (na) | (na) | (na) | 0 | 0 | 0 | 0 | 0 | 0 | 0 | 0 | 0 | 0 | 0 | 0 | 0 | 6.2721 | 0.022588 | 0 | 0 | 6.2947 | 0 | 9999 | 6.2721 | 0.026737 | 0 | 0 | 6.2988 | 0 | 9999 | 6.2721 | 0.049325 | 0 | 0 | 6.3214 | 0 | -0.29821 | 9999 | 0 | 0 | 0 | 0 | 0 | 6.2721 | 0 | 0.049325 | 0 | 0 | 0 | 0 | 0 | 58.1262 | 0 | 0 |  | 0 | 0 | 64.4477 | 0 | 9999 | -351.7208 | 0.11563 | 0 | 0.11563 | 0.005781 | 0 | 0.005781 | 0 |  | 0 | 0 | 0 | 0 | 0 | 0 | 0 | 9999 | 9999
Category Results; Sorted by TRC Levelized Cost
Total Results |  | Measure Input Data | [8 empty] | Savings | [5 empty] | PV Capital |  |  |  | PV Admin |  |  |  | PV O&M |  |  |  | PV Periodic Repl. |  |  |  | Total PV Capital, O&M and Periodic Repl Costs |  |  |  |  | PV Wholesale Electric Utility Costs & Benefits | [6 empty] | PV Retail Electric Utility Costs & Benefits | [6 empty] | PV Electric Utility System Costs & Benefits | [5 empty] | Electric Utility System Economics |  | Sponsor Levelized Cost (mills/kwh) |  |  |  |  | PV Regional Costs & Benefits | [15 empty] | TRC Economics |  | Physical CO2 | [5 empty] | Gas Inputs |  |  |  | PV Gas Utility System Costs & Benefits |  |  |  |  | Gas Utility System Economics
Category | Measure | Measure Life | Site Savings (kWh) | Site Savings (therms) | Capital Cost ($/unit) | Annual O&M Cost ($/unit) | PV Per. Repl. Cost ($/unit) | Load Shape (electric) | Diversified Load Factor (electric) | Wholesale Power Coincidence Factor (electric) | Wholesale Electric Energy (kWh) | Wholesale Electric Demand (kw) | Retail Electric Demand (kW) | Wholesale Gas Energy (therms/yr) | Wholesale Gas Demand (therms/day) | Retail Gas Demand (therms/day) | Wholesale Electric | Retail Electric | Natural Gas | Customer | Wholesale Electric | Retail Electric | Natural Gas | Customer | Wholesale Electric | Retail Electric | Natural Gas | Customer | Wholesale Electric | Retail Electric | Natural Gas | Customer | Wholesale Electric | Retail Electric | Natural Gas | Customer | Total | Wholesale Utility System Energy | Wholesale Utility System T&D Def. Cap. | Wholesale Utility System Act C-E Credit | Wholesale Utility System Risk Mitigation Benefit | Wholesale Utility System Total System Benefit | Wholesale Utility System Total Non-Consumer Cost | Wholesale Utility System B/C Ratio | Retail Utility System Energy | Retail Utility System T&D Def. Cap. | Retail Utility System Act C-E Credit | Retail Utility System Risk Mitigation Benefit | Retail Utility System Total System Benefit | Retail Utility System Total Non-Consumer Cost | Retail Utility System System B/C Ratio | Utility System Energy | Utility System T&D Def. Cap. | Utility System Act C-E Credit | Utility System Total Risk Mitigation Benefit | Utility System Total System Benefit | Utility System Total Non-Consumer Cost | Utility System Net Levelized Cost (Net of Elec T&D Capacity Benefits, Act Credit & Risk-Mitigation Benefit) in mills/kwh | Utility System System B/C Ratio | Wholesale Electric Levelized Cost | Retail Electric Levelized Cost | Natural Gas Levelized Cost | Customer Levelized Cost | Total Levelized Cost | PV Regional Electric Energy | PV Regional Gas Energy | PV Regional Electric T&D Def. Cap. | PV Regional Gas T&D Def. Cap. | PV Regional Electric System CO2 | PV Regional Gas System CO2 | PV Regional Electric System Risk-Mitigation Benefit | PV Regional Gas System Risk-Mitigation Benefit | PV Regional Non-E Value | PV Regional Act Credit | PV Regional Capital Cost | PV Regional Admin Cost | PV Regional Annual O&M Cost | PV Regional Periodic Replacement Cost | PV Total Regional Benefit | PV Total Regional Cost | TRC B/C Ratio | TRC Net Levelized Cost (Net of All Benefits) in mills/kWh | Electric System CO2 Avoided (Lifetime Tons) | Gas System CO2 Avoided (Lifetime Tons) | Total System CO2 Avoided (Lifetime Tons) | Electric System CO2 Avoided (Annual Tons in 2018) | Gas System CO2 Avoided (Annual Tons in 2018) | Total System CO2 Avoided (Annual Tons in 2018) | Gas Site Savings (therms) | Load Shape (gas) | Diversitfied Load Factor (gas) | Wholesale Coincidence Factor (gas) | Total Gas Utility System Energy | Gas Utility System T&D Def. Cap. | Gas Utility System Risk Mitigation Benefit | Gas Utility System Total System Benefit | Gas Utility System Total Non-Consumer Cost | Gas Utility System Net Levelized Cost (Net of Gas T&D Capacity Benefits & Risk-Mitigation Benefits) in cents/therm | Gas Utility System System B/C Ratio
New SF HVAC Upgrade - Heat Pump Upgrade to 9.0 HSPF/14 SEER |  | 15 | 157.0566 | 0 | 80.8234 | 0 | 0 |  |  |  | 169.0298 | 0.04905 | 0.048695 | 0 | 0 | 0 | 16.1173 | 37.2446 | 0 | 47.0923 | 4.8494 | 11.3153 | 0 | 0 | 0 | 0 | 0 | 0 | 0 | 0 | 0 | 0 | 20.9667 | 48.5598 | 0 | 47.0923 | 116.6189 | 87.8778 | 17.3316 | 0 | 0 | 105.2094 | 20.9667 | 5.0179 | 87.8778 | 20.5154 | 0 | 0 | 108.3932 | 48.5598 | 2.2322 | 87.8778 | 37.847 | 0 | 0 | 125.7248 | 69.5265 | 13.7907 | 1.8083 | 9.1272 | 21.139 | 0 | 20.5002 | 50.7663 | 87.8778 | 0 | 37.847 | 0 | 0 | 0 | 0 | 0 | 27.1821 | 0 | 100.4542 | 16.1647 | 0 | 0 | 152.9069 | 116.6189 | 1.3112 | 22.458 | 1.6058 | 0 | 1.6058 | 0.080289 | 0 | 0.080289 | 0 |  | 0 | 0 | 0 | 0 | 0 | 0 | 0 | 9999 | 9999
Existing Single Family Home HVAC Upgrade + HZ1 |  | 15 | 115.1931 | 0 | 89.4715 | 0 | 0 |  |  |  | 124.0806 | 0.043347 | 0.043034 | 0 | 0 | 0 | 17.8418 | 41.2297 | 0 | 52.1312 | 5.3683 | 12.526 | 0 | 0 | 0 | 0 | 0 | 0 | 0 | 0 | 0 | 0 | 23.2101 | 53.7557 | 0 | 52.1312 | 129.0971 | 64.4898 | 15.3166 | 0 | 0 | 79.8064 | 23.2101 | 3.4384 | 64.4898 | 18.1303 | 0 | 0 | 82.6201 | 53.7557 | 1.537 | 64.4898 | 33.4469 | 0 | 0 | 97.9367 | 76.9658 | 25.8074 | 1.2725 | 13.764 | 31.878 | 0 | 30.9146 | 76.5566 | 64.4898 | 0 | 33.4469 | 0 | 0 | 0 | 0 | 0 | 22.8414 | 0 | 111.2028 | 17.8943 | 0 | 0 | 120.7781 | 129.0971 | 0.93556 | 43.1767 | 1.1788 | 0 | 1.1788 | 0.058938 | 0 | 0.058938 | 0 |  | 0 | 0 | 0 | 0 | 0 | 0 | 0 | 9999 | 9999
Existing Single Family Home HVAC Conversion - Convert FAF w/CAC to Heat Pump - House with "Good Insulation" + HZ1 |  | 15 | 2610.3529 | 0 | 2878.505 | 0 | 0 |  |  |  | 2811.7504 | 0.98227 | 0.97518 | 0 | 0 | 0 | 574.0123 | 1326.4552 | 0 | 1677.1819 | 172.7103 | 402.9907 | 0 | 0 | 0 | 0 | 0 | 0 | 0 | 0 | 0 | 0 | 746.7226 | 1729.4459 | 0 | 1677.1819 | 4153.3504 | 1461.3825 | 347.0842 | 0 | 0 | 1808.4666 | 746.7226 | 2.4219 | 1461.3825 | 410.8443 | 0 | 0 | 1872.2267 | 1729.4459 | 1.0826 | 1461.3825 | 757.9284 | 0 | 0 | 2219.3109 | 2476.1685 | 44.9653 | 0.89627 | 19.5413 | 45.2585 | 0 | 43.8908 | 108.6906 | 1461.3825 | 0 | 757.9284 | 0 | 0 | 0 | 0 | 0 | 564.4724 | 0 | 3577.6494 | 575.701 | 0 | 0 | 2783.7833 | 4153.3504 | 0.67025 | 74.0842 | 26.712 | 0 | 26.712 | 1.3356 | 0 | 1.3356 | 0 |  | 0 | 0 | 0 | 0 | 0 | 0 | 0 | 9999 | 9999
Existing Single Family Home HVAC Upgrade + HZ23 |  | 15 | 80.6222 | 0 | 89.4715 | 0 | 0 |  |  |  | 86.8425 | 0.030338 | 0.030119 | 0 | 0 | 0 | 17.8418 | 41.2297 | 0 | 52.1312 | 5.3683 | 12.526 | 0 | 0 | 0 | 0 | 0 | 0 | 0 | 0 | 0 | 0 | 23.2101 | 53.7557 | 0 | 52.1312 | 129.0971 | 45.1356 | 10.7199 | 0 | 0 | 55.8555 | 23.2101 | 2.4065 | 45.1356 | 12.6892 | 0 | 0 | 57.8248 | 53.7557 | 1.0757 | 45.1356 | 23.409 | 0 | 0 | 68.5446 | 76.9658 | 45.3788 | 0.89059 | 19.666 | 45.5473 | 0 | 44.1709 | 109.3842 | 45.1356 | 0 | 23.409 | 0 | 0 | 0 | 0 | 0 | 12.9154 | 0 | 111.2028 | 17.8943 | 0 | 0 | 81.46 | 129.0971 | 0.631 | 78.6064 | 0.82501 | 0 | 0.82501 | 0.04125 | 0 | 0.04125 | 0 |  | 0 | 0 | 0 | 0 | 0 | 0 | 0 | 9999 | 9999
Existing Single Family Home HVAC Conversion - Convert FAF w/CAC to Heat Pump - House with "Good Insulation" + HZ23 |  | 15 | 2563.9872 | 0 | 2911.5329 | 0 | 0 |  |  |  | 2761.8075 | 0.96482 | 0.95786 | 0 | 0 | 0 | 580.5986 | 1341.675 | 0 | 1696.4259 | 174.692 | 407.6146 | 0 | 0 | 0 | 0 | 0 | 0 | 0 | 0 | 0 | 0 | 755.2905 | 1749.2896 | 0 | 1696.4259 | 4201.006 | 1435.4251 | 340.9192 | 0 | 0 | 1776.3442 | 755.2905 | 2.3519 | 1435.4251 | 403.5468 | 0 | 0 | 1838.9718 | 1749.2896 | 1.0513 | 1435.4251 | 744.4659 | 0 | 0 | 2179.891 | 2504.5801 | 46.894 | 0.87036 | 20.1229 | 46.6056 | 0 | 45.1972 | 111.9257 | 1435.4251 | 0 | 744.4659 | 0 | 0 | 0 | 0 | 0 | 407.5448 | 0 | 3618.6994 | 582.3066 | 0 | 0 | 2587.4358 | 4201.006 | 0.61591 | 81.2332 | 26.2375 | 0 | 26.2375 | 1.3119 | 0 | 1.3119 | 0 |  | 0 | 0 | 0 | 0 | 0 | 0 | 0 | 9999 | 9999
Existing Single Family Home HVAC Conversion - Convert FAF w/o CAC to Heat Pump - House with "Good Insulation" + HZ1CZ23 |  | 15 | 2547.0814 | 0 | 3231.0681 | 0 | 0 |  |  |  | 2743.939 | 0.98227 | 0.97518 | 0 | 0 | 0 | 644.3181 | 1488.9212 | 0 | 1882.6054 | 193.8641 | 452.3495 | 0 | 0 | 0 | 0 | 0 | 0 | 0 | 0 | 0 | 0 | 838.1822 | 1941.2707 | 0 | 1882.6054 | 4662.0583 | 1426.0764 | 347.0842 | 0 | 0 | 1773.1606 | 838.1822 | 2.1155 | 1426.0764 | 410.8443 | 0 | 0 | 1836.9207 | 1941.2707 | 0.94625 | 1426.0764 | 757.9284 | 0 | 0 | 2184.0048 | 2779.453 | 54.2094 | 0.78577 | 22.4768 | 52.0573 | 0 | 50.4841 | 125.0182 | 1426.0764 | 0 | 757.9284 | 0 | 0 | 0 | 0 | 0 | 634.459 | 0 | 4015.8447 | 646.2136 | 0 | 0 | 2818.4638 | 4662.0583 | 0.60455 | 87.6798 | 26.0677 | 0 | 26.0677 | 1.3034 | 0 | 1.3034 | 0 |  | 0 | 0 | 0 | 0 | 0 | 0 | 0 | 9999 | 9999
New SF Zonal to DHP |  | 15 | 2729.5009 | 0 | 3764.9765 | 0 | 0 |  |  |  | 2940.9032 | 1.0689 | 1.0612 | 0 | 0 | 0 | 750.7866 | 1734.9536 | 0 | 2193.691 | 225.8986 | 527.0967 | 0 | 0 | 0 | 0 | 0 | 0 | 0 | 0 | 0 | 0 | 976.6852 | 2262.0504 | 0 | 2193.691 | 5432.4265 | 1517.2256 | 377.6998 | 0 | 0 | 1894.9254 | 976.6852 | 1.9402 | 1517.2256 | 447.0841 | 0 | 0 | 1964.3097 | 2262.0504 | 0.86838 | 1517.2256 | 824.7838 | 0 | 0 | 2342.0095 | 3238.7355 | 60.3974 | 0.72312 | 24.4368 | 56.5968 | 0 | 54.8864 | 135.92 | 1517.2256 | 0 | 824.7838 | 0 | 0 | 0 | 0 | 0 | 831.4475 | 0 | 4679.4312 | 752.9953 | 0 | 0 | 3173.457 | 5432.4265 | 0.58417 | 94.4809 | 27.9385 | 0 | 27.9385 | 1.3969 | 0 | 1.3969 | 0 |  | 0 | 0 | 0 | 0 | 0 | 0 | 0 | 9999 | 9999
Existing Single Family Home HVAC Conversion - Convert FAF w/o CAC to Heat Pump - House with "Good Insulation" + HZ23CZ23 |  | 15 | 2526.2848 | 0 | 3514.1785 | 0 | 0 |  |  |  | 2721.7748 | 0.99095 | 0.98379 | 0 | 0 | 0 | 700.7741 | 1619.3825 | 0 | 2047.5617 | 210.8507 | 491.985 | 0 | 0 | 0 | 0 | 0 | 0 | 0 | 0 | 0 | 0 | 911.6249 | 2111.3675 | 0 | 2047.5617 | 5070.5541 | 1414.514 | 350.1491 | 0 | 0 | 1764.6631 | 911.6249 | 1.9357 | 1414.514 | 414.4723 | 0 | 0 | 1828.9863 | 2111.3675 | 0.86626 | 1414.514 | 764.6214 | 0 | 0 | 2179.1354 | 3022.9923 | 61.0539 | 0.72085 | 24.6453 | 57.0797 | 0 | 55.3548 | 137.0798 | 1414.514 | 0 | 764.6214 | 0 | 0 | 0 | 0 | 0 | 535.8275 | 0 | 4367.7183 | 702.8357 | 0 | 0 | 2714.9629 | 5070.5541 | 0.53544 | 101.9228 | 25.8571 | 0 | 25.8571 | 1.2928 | 0 | 1.2928 | 0 |  | 0 | 0 | 0 | 0 | 0 | 0 | 0 | 9999 | 9999
Zonal to DHP No Screen + HZ23CZ23 |  | 15 | 2457.1872 | 0 | 3479.0632 | 0 | 0 |  |  |  | 2646.6539 | 0.9037 | 0.89717 | 0 | 0 | 0 | 693.7717 | 1603.2008 | 0 | 2027.1015 | 208.7438 | 487.0689 | 0 | 0 | 0 | 0 | 0 | 0 | 0 | 0 | 0 | 0 | 902.5155 | 2090.2697 | 0 | 2027.1015 | 5019.8867 | 1365.3303 | 319.3195 | 0 | 0 | 1684.6498 | 902.5155 | 1.8666 | 1365.3303 | 377.9792 | 0 | 0 | 1743.3095 | 2090.2697 | 0.83401 | 1365.3303 | 697.2987 | 0 | 0 | 2062.629 | 2992.7852 | 63.8187 | 0.6892 | 25.0916 | 58.1133 | 0 | 56.3571 | 139.5619 | 1365.3303 | 0 | 697.2987 | 0 | 0 | 0 | 0 | 0 | 381.3137 | 0 | 4324.0741 | 695.8126 | 0 | 0 | 2443.9427 | 5019.8867 | 0.48685 | 109.5745 | 25.1432 | 0 | 25.1432 | 1.2572 | 0 | 1.2572 | 0 |  | 0 | 0 | 0 | 0 | 0 | 0 | 0 | 9999 | 9999
Zonal to DHP No Screen + HZ1CZ23 |  | 15 | 2525.2177 | 0 | 3612.3135 | 0 | 0 |  |  |  | 2719.2632 | 0.88246 | 0.87609 | 0 | 0 | 0 | 720.3436 | 1664.6044 | 0 | 2104.7408 | 216.7388 | 505.7239 | 0 | 0 | 0 | 0 | 0 | 0 | 0 | 0 | 0 | 0 | 937.0824 | 2170.3283 | 0 | 2104.7408 | 5212.1515 | 1402.7156 | 311.8158 | 0 | 0 | 1714.5314 | 937.0824 | 1.8296 | 1402.7156 | 369.0971 | 0 | 0 | 1771.8127 | 2170.3283 | 0.81638 | 1402.7156 | 680.9129 | 0 | 0 | 2083.6285 | 3107.4107 | 65.6597 | 0.67054 | 25.3569 | 58.7279 | 0 | 56.9531 | 141.0379 | 1402.7156 | 0 | 680.9129 | 0 | 0 | 0 | 0 | 0 | 389.6166 | 0 | 4489.6888 | 722.4627 | 0 | 0 | 2473.2452 | 5212.1515 | 0.47452 | 112.07 | 25.8331 | 0 | 25.8331 | 1.2917 | 0 | 1.2917 | 0 |  | 0 | 0 | 0 | 0 | 0 | 0 | 0 | 9999 | 9999
Existing Single Family Home HVAC Conversion - Convert FAF w/o CAC to Heat Pump - House with "Good Insulation" + HZ1CZ1 |  | 15 | 2472.5283 | 0 | 4405.9391 | 0 | 0 |  |  |  | 2664.0366 | 0.98227 | 0.97518 | 0 | 0 | 0 | 878.6031 | 2030.3182 | 0 | 2567.1525 | 264.3563 | 616.8315 | 0 | 0 | 0 | 0 | 0 | 0 | 0 | 0 | 0 | 0 | 1142.9595 | 2647.1496 | 0 | 2567.1525 | 6357.2616 | 1384.4752 | 347.0842 | 0 | 0 | 1731.5593 | 1142.9595 | 1.515 | 1384.4752 | 410.8443 | 0 | 0 | 1795.3194 | 2647.1496 | 0.67821 | 1384.4752 | 757.9284 | 0 | 0 | 2142.4036 | 3790.1091 | 83.75 | 0.56526 | 31.569 | 73.1153 | 0 | 70.9058 | 175.5901 | 1384.4752 | 0 | 757.9284 | 0 | 0 | 0 | 0 | 0 | 716.9243 | 0 | 5476.0738 | 881.1878 | 0 | 0 | 2859.3279 | 6357.2616 | 0.44977 | 134.8541 | 25.3086 | 0 | 25.3086 | 1.2654 | 0 | 1.2654 | 0 |  | 0 | 0 | 0 | 0 | 0 | 0 | 0 | 9999 | 9999
Zonal to DHP No Screen + HZ23CZ1 |  | 15 | 1944.8389 | 0 | 3618.3551 | 0 | 0 |  |  |  | 2095.6932 | 0.77722 | 0.77161 | 0 | 0 | 0 | 721.5483 | 1667.3885 | 0 | 2108.261 | 217.1013 | 506.5697 | 0 | 0 | 0 | 0 | 0 | 0 | 0 | 0 | 0 | 0 | 938.6497 | 2173.9582 | 0 | 2108.261 | 5220.8688 | 1081.202 | 274.6284 | 0 | 0 | 1355.8304 | 938.6497 | 1.4444 | 1081.202 | 325.0783 | 0 | 0 | 1406.2803 | 2173.9582 | 0.64688 | 1081.202 | 599.7067 | 0 | 0 | 1680.9087 | 3112.6079 | 88.2303 | 0.54003 | 32.9569 | 76.3297 | 0 | 74.023 | 183.3096 | 1081.202 | 0 | 599.7067 | 0 | 0 | 0 | 0 | 0 | 601.2021 | 0 | 4497.1978 | 723.671 | 0 | 0 | 2282.1107 | 5220.8688 | 0.43711 | 141.1446 | 19.909 | 0 | 19.909 | 0.99545 | 0 | 0.99545 | 0 |  | 0 | 0 | 0 | 0 | 0 | 0 | 0 | 9999 | 9999
Zonal to DHP No Screen + HZ1CZ1 |  | 15 | 2207.9344 | 0 | 3914.8925 | 0 | 0 |  |  |  | 2379.1718 | 0.88067 | 0.87432 | 0 | 0 | 0 | 780.6819 | 1804.037 | 0 | 2281.0406 | 234.8935 | 548.0849 | 0 | 0 | 0 | 0 | 0 | 0 | 0 | 0 | 0 | 0 | 1015.5754 | 2352.122 | 0 | 2281.0406 | 5648.738 | 1227.4506 | 311.1846 | 0 | 0 | 1538.6353 | 1015.5754 | 1.515 | 1227.4506 | 368.3499 | 0 | 0 | 1595.8005 | 2352.122 | 0.67845 | 1227.4506 | 679.5346 | 0 | 0 | 1906.9852 | 3367.6974 | 83.1381 | 0.56626 | 31.4092 | 72.7452 | 0 | 70.5468 | 174.7011 | 1227.4506 | 0 | 679.5346 | 0 | 0 | 0 | 0 | 0 | 413.6115 | 0 | 4865.7595 | 782.9785 | 0 | 0 | 2320.5967 | 5648.738 | 0.41082 | 140.8929 | 22.6021 | 0 | 22.6021 | 1.1301 | 0 | 1.1301 | 0 |  | 0 | 0 | 0 | 0 | 0 | 0 | 0 | 9999 | 9999
Existing Single Family Home HVAC Conversion - Convert FAF w/o CAC to Heat Pump - House with "Good Insulation" + HZ23CZ1 |  | 15 | 2340.2413 | 0 | 4476.2076 | 0 | 0 |  |  |  | 2521.5432 | 0.93249 | 0.92576 | 0 | 0 | 0 | 892.6156 | 2062.6989 | 0 | 2608.095 | 268.5725 | 626.6691 | 0 | 0 | 0 | 0 | 0 | 0 | 0 | 0 | 0 | 0 | 1161.188 | 2689.3679 | 0 | 2608.095 | 6458.6509 | 1310.4155 | 329.4947 | 0 | 0 | 1639.9102 | 1161.188 | 1.4123 | 1310.4155 | 390.0236 | 0 | 0 | 1700.4391 | 2689.3679 | 0.63228 | 1310.4155 | 719.5183 | 0 | 0 | 2029.9338 | 3850.556 | 91.3676 | 0.52718 | 33.8849 | 78.4791 | 0 | 76.1074 | 188.4714 | 1310.4155 | 0 | 719.5183 | 0 | 0 | 0 | 0 | 0 | 547.8724 | 0 | 5563.4094 | 895.2415 | 0 | 0 | 2577.8062 | 6458.6509 | 0.39912 | 151.4874 | 23.9549 | 0 | 23.9549 | 1.1977 | 0 | 1.1977 | 0 |  | 0 | 0 | 0 | 0 | 0 | 0 | 0 | 9999 | 9999
Existing Single Family Home HVAC Upgrade - Central Heat Pump Upgrade to Variable Capacity Central Heat Pump + HZ23CZ1 |  | 15 | 767.6737 | 0 | 5356.8461 | 0 | 0 |  |  |  | 826.5586 | 0.26492 | 0.26301 | 0 | 0 | 0 | 1068.2267 | 2468.5094 | 0 | 3121.2054 | 321.4108 | 749.9585 | 0 | 0 | 0 | 0 | 0 | 0 | 0 | 0 | 0 | 0 | 1389.6374 | 3218.4678 | 0 | 3121.2054 | 7729.3107 | 429.6586 | 93.6105 | 0 | 0 | 523.2691 | 1389.6374 | 0.37655 | 429.6586 | 110.807 | 0 | 0 | 540.4656 | 3218.4678 | 0.16793 | 429.6586 | 204.4176 | 0 | 0 | 634.0761 | 4608.1053 | 392.0243 | 0.1376 | 123.7081 | 286.5139 | 0 | 277.8554 | 688.0773 | 429.6586 | 0 | 204.4176 | 0 | 0 | 0 | 0 | 0 | 114.1274 | 0 | 6657.9415 | 1071.3692 | 0 | 0 | 748.2035 | 7729.3107 | 0.096801 | 659.7199 | 7.8524 | 0 | 7.8524 | 0.39262 | 0 | 0.39262 | 0 |  | 0 | 0 | 0 | 0 | 0 | 0 | 0 | 9999 | 9999
Existing Single Family Home HVAC Upgrade - Central Heat Pump Upgrade to Variable Capacity Central Heat Pump + HZ23CZ23 |  | 15 | 777.4253 | 0 | 5356.8461 | 0 | 0 |  |  |  | 836.5766 | 0.23474 | 0.23305 | 0 | 0 | 0 | 1068.2267 | 2468.5094 | 0 | 3121.2054 | 321.4108 | 749.9585 | 0 | 0 | 0 | 0 | 0 | 0 | 0 | 0 | 0 | 0 | 1389.6374 | 3218.4678 | 0 | 3121.2054 | 7729.3107 | 434.953 | 82.9454 | 0 | 0 | 517.8984 | 1389.6374 | 0.37269 | 434.953 | 98.1826 | 0 | 0 | 533.1357 | 3218.4678 | 0.16565 | 434.953 | 181.128 | 0 | 0 | 616.0811 | 4608.1053 | 389.3782 | 0.1337 | 122.2266 | 283.0828 | 0 | 274.5281 | 679.8375 | 434.953 | 0 | 181.128 | 0 | 0 | 0 | 0 | 0 | 100.748 | 0 | 6657.9415 | 1071.3692 | 0 | 0 | 716.8291 | 7729.3107 | 0.092742 | 655.0449 | 7.9477 | 0 | 7.9477 | 0.39737 | 0 | 0.39737 | 0 |  | 0 | 0 | 0 | 0 | 0 | 0 | 0 | 9999 | 9999
Existing Single Family Home HVAC Upgrade - Central Heat Pump Upgrade to Variable Capacity Central Heat Pump + HZ1CZ23 |  | 15 | 652.1384 | 0 | 5356.8461 | 0 | 0 |  |  |  | 701.4141 | 0.17301 | 0.17176 | 0 | 0 | 0 | 1068.2267 | 2468.5094 | 0 | 3121.2054 | 321.4108 | 749.9585 | 0 | 0 | 0 | 0 | 0 | 0 | 0 | 0 | 0 | 0 | 1389.6374 | 3218.4678 | 0 | 3121.2054 | 7729.3107 | 364.7413 | 61.1338 | 0 | 0 | 425.8751 | 1389.6374 | 0.30646 | 364.7413 | 72.3642 | 0 | 0 | 437.1055 | 3218.4678 | 0.13581 | 364.7413 | 133.498 | 0 | 0 | 498.2393 | 4608.1053 | 469.4081 | 0.10812 | 145.7797 | 337.6329 | 0 | 327.4296 | 810.8423 | 364.7413 | 0 | 133.498 | 0 | 0 | 0 | 0 | 0 | 87.9348 | 0 | 6657.9415 | 1071.3692 | 0 | 0 | 586.1741 | 7729.3107 | 0.075838 | 787.6129 | 6.6636 | 0 | 6.6636 | 0.33317 | 0 | 0.33317 | 0 |  | 0 | 0 | 0 | 0 | 0 | 0 | 0 | 9999 | 9999
New SF HVAC Upgrade - Central Heat Pump Upgrade to Variable Capacity Central Heat Pump |  | 15 | 561.4229 | 0 | 5447.815 | 0 | 0 |  |  |  | 604.0813 | 0.16547 | 0.16427 | 0 | 0 | 0 | 1086.3671 | 2510.4291 | 0 | 3174.2091 | 326.8689 | 762.6941 | 0 | 0 | 0 | 0 | 0 | 0 | 0 | 0 | 0 | 0 | 1413.236 | 3273.1232 | 0 | 3174.2091 | 7860.5683 | 314.0845 | 58.4681 | 0 | 0 | 372.5526 | 1413.236 | 0.26362 | 314.0845 | 69.2088 | 0 | 0 | 383.2933 | 3273.1232 | 0.1171 | 314.0845 | 127.6769 | 0 | 0 | 441.7614 | 4686.3592 | 555.2826 | 0.094265 | 172.143 | 398.6916 | 0 | 386.6431 | 957.4777 | 314.0845 | 0 | 127.6769 | 0 | 0 | 0 | 0 | 0 | 89.4477 | 0 | 6771.0053 | 1089.563 | 0 | 0 | 531.2091 | 7860.5683 | 0.067579 | 931.0303 | 5.7389 | 0 | 5.7389 | 0.28694 | 0 | 0.28694 | 0 |  | 0 | 0 | 0 | 0 | 0 | 0 | 0 | 9999 | 9999
Existing Single Family Home HVAC Upgrade - Central Heat Pump Upgrade to Variable Capacity Central Heat Pump + HZ1CZ1 |  | 15 | 523.4224 | 0 | 5356.8461 | 0 | 0 |  |  |  | 563.4624 | 0.17301 | 0.17176 | 0 | 0 | 0 | 1068.2267 | 2468.5094 | 0 | 3121.2054 | 321.4108 | 749.9585 | 0 | 0 | 0 | 0 | 0 | 0 | 0 | 0 | 0 | 0 | 1389.6374 | 3218.4678 | 0 | 3121.2054 | 7729.3107 | 292.9166 | 61.1338 | 0 | 0 | 354.0504 | 1389.6374 | 0.25478 | 292.9166 | 72.3642 | 0 | 0 | 365.2809 | 3218.4678 | 0.1135 | 292.9166 | 133.498 | 0 | 0 | 426.4147 | 4608.1053 | 584.3326 | 0.092536 | 181.4708 | 420.2951 | 0 | 407.5937 | 1009.3596 | 292.9166 | 0 | 133.498 | 0 | 0 | 0 | 0 | 0 | 87.9348 | 0 | 6657.9415 | 1071.3692 | 0 | 0 | 514.3495 | 7729.3107 | 0.066545 | 980.443 | 5.353 | 0 | 5.353 | 0.26764 | 0 | 0.26764 | 0 |  | 0 | 0 | 0 | 0 | 0 | 0 | 0 | 9999 | 9999
Supply Curve Results; Categories sorted by TRC Net Levelized Cost
Totals for Categories with Benefits Exceeding Costs. Levelized cost is TRC Net Levelized Cost (Net of Benefits) | [12 empty] | Savings Allocation by Cost Bin and Month for Segments 1 | [12 empty] | Savings Allocation by Cost Bin and Month for Segments 2
| Totals Basis | Busbar Electric Savings in kWh | First Cost | Admin Cost | First Year Program Cost | PV Cost | PV Benefits | Unit Program Cost: First Year Program Cost in $/average annual kW saved | Utility System Net Levelized Cost (Net of T&D Capacity Benefits, Act Credit & Risk-Mitigation) in mills/kWh | TRC Net Levelized Cost (Net of All Benefits) in mills/kWh | TRC B/C Ratio | Net Electric & Gas System CO2 Avoided (Lifetime Tons) | Jan | Feb | Mar | Apr | May | Jun | Jul | Aug | Sep | Oct | Nov | Dec |  | Jan | Feb | Mar | Apr | May | Jun | Jul | Aug | Sep | Oct | Nov | Dec
| Measures with B/C > 1.00 | 874.6292 | 170.2949 | 0 | 170.2949 | 211.6569 | 1344.595 | 1705.6183 | -6249.1471 | -6258.4103 | 13226.8149 | 8.3093 | 23.0887 | 17.0568 | 14.2323 | 14.5391 | 15.9241 | 36.3947 | 185.1854 | 181.713 | 48.3699 | 21.4752 | 16.8138 | 29.0037 |  | 22.3059 | 15.7275 | 11.4935 | 11.3043 | 7.9382 | 9.2658 | 69.9581 | 52.2409 | 21.1134 | 10.5159 | 13.4372 | 25.5318
| Categories with B/C > 1.00 | 169.0298 | 80.8234 | 16.1647 | 96.9881 | 116.6189 | 152.9069 | 5026.4247 | 13.7907 | 22.458 | 1.3112 | 1.6058 | 248.1788 | 181.2274 | 146.8116 | 127.4937 | 47.7394 | 31.3673 | 95.8082 | 95.6065 | 54.1604 | 116.2472 | 179.6048 | 313.4078 |  | 235.481 | 166.7879 | 123.1641 | 114.9348 | 45.7292 | 14.2917 | 45.7774 | 32.6866 | 30.4575 | 71.2446 | 141.4237 | 271.2058
Supply Curve Results: By TRC Net Levelized Cost - Net of Benefits
| Block 1: <= 0 mills/kWh | 0 | 0 | 0 | 0 | 0 | 0 | 0 | 0 | 0 | 0 | 0 | 0 | 0 | 0 | 0 | 0 | 0 | 0 | 0 | 0 | 0 | 0 | 0 |  | 0 | 0 | 0 | 0 | 0 | 0 | 0 | 0 | 0 | 0 | 0 | 0
| Block 2: <= 10 mills/kWh | 0 | 0 | 0 | 0 | 0 | 0 | 0 | 0 | 0 | 0 | 0 | 0 | 0 | 0 | 0 | 0 | 0 | 0 | 0 | 0 | 0 | 0 | 0 |  | 0 | 0 | 0 | 0 | 0 | 0 | 0 | 0 | 0 | 0 | 0 | 0
| Block 3: 10-20 mills/kWh | 0 | 0 | 0 | 0 | 0 | 0 | 0 | 0 | 0 | 0 | 0 | 0 | 0 | 0 | 0 | 0 | 0 | 0 | 0 | 0 | 0 | 0 | 0 |  | 0 | 0 | 0 | 0 | 0 | 0 | 0 | 0 | 0 | 0 | 0 | 0
| Block 4: 20-30 mills/kWh | 169.0298 | 80.8234 | 16.1647 | 96.9881 | 116.6189 | 152.9069 | 5026.4247 | 13.7907 | 22.458 | 1.3112 | 1.6058 | 12.0065 | 8.7675 | 7.1025 | 6.369 | 3.2948 | 2.6323 | 12.2616 | 12.2799 | 5.7041 | 6.1732 | 8.689 | 15.1621 |  | 11.3922 | 8.0689 | 5.9585 | 5.6159 | 2.5125 | 0.94116 | 4.653 | 3.2449 | 2.6166 | 3.6214 | 6.8418 | 13.1205
| Block 5: 30-40 mills/kWh | 0 | 0 | 0 | 0 | 0 | 0 | 0 | 0 | 0 | 0 | 0 | 0 | 0 | 0 | 0 | 0 | 0 | 0 | 0 | 0 | 0 | 0 | 0 |  | 0 | 0 | 0 | 0 | 0 | 0 | 0 | 0 | 0 | 0 | 0 | 0
| Block 6: 40-50 mills/kWh | 124.0806 | 89.4715 | 17.8943 | 107.3658 | 129.0971 | 120.7781 | 7579.9475 | 25.8074 | 43.1767 | 0.93556 | 1.1788 | 10.6106 | 7.7482 | 6.2768 | 5.4418 | 1.9968 | 1.291 | 3.7535 | 3.7436 | 2.177 | 4.9453 | 7.6788 | 13.3994 |  | 10.0677 | 7.1308 | 5.2657 | 4.9114 | 1.9416 | 0.5998 | 1.8476 | 1.3227 | 1.2508 | 3.0381 | 6.0464 | 11.5951
| Block 7: 50-60 mills/kWh | 0 | 0 | 0 | 0 | 0 | 0 | 0 | 0 | 0 | 0 | 0 | 0 | 0 | 0 | 0 | 0 | 0 | 0 | 0 | 0 | 0 | 0 | 0 |  | 0 | 0 | 0 | 0 | 0 | 0 | 0 | 0 | 0 | 0 | 0 | 0
| Block 8: 60-70 mills/kWh | 0 | 0 | 0 | 0 | 0 | 0 | 0 | 0 | 0 | 0 | 0 | 0 | 0 | 0 | 0 | 0 | 0 | 0 | 0 | 0 | 0 | 0 | 0 |  | 0 | 0 | 0 | 0 | 0 | 0 | 0 | 0 | 0 | 0 | 0 | 0
| Block 9: 70-80 mills/kWh | 2898.5929 | 2967.9765 | 593.5953 | 3561.5718 | 4282.4475 | 2865.2433 | 10763.6257 | 44.9777 | 74.2197 | 0.66907 | 27.537 | 247.8693 | 181.0014 | 146.6285 | 127.1238 | 46.6458 | 30.1582 | 87.6844 | 87.4535 | 50.8562 | 115.5258 | 179.3808 | 313.017 |  | 235.1874 | 166.5799 | 123.0105 | 114.7332 | 45.3571 | 14.0118 | 43.1612 | 30.8999 | 29.2198 | 70.9725 | 141.2473 | 270.8676
| Block 10: 80-90 mills/kWh | 5505.7465 | 6142.601 | 1228.5202 | 7371.1212 | 8863.0643 | 5405.8996 | 11727.9323 | 50.5398 | 84.446 | 0.61025 | 52.3052 | 476.6154 | 348.0385 | 281.9446 | 243.9394 | 87.2403 | 55.2145 | 149.6188 | 149.105 | 90.1119 | 220.7712 | 344.9223 | 601.8846 |  | 452.2299 | 320.3081 | 236.5307 | 220.4764 | 86.4677 | 26.3208 | 76.9224 | 55.2747 | 53.3397 | 136.0345 | 271.5973 | 520.8377
| Block 11: 90-100 mills/kWh | 2940.9032 | 3764.9765 | 752.9953 | 4517.9718 | 5432.4265 | 3173.457 | 13457.5775 | 60.3974 | 94.4809 | 0.58417 | 27.9385 | 311.3042 | 220.3316 | 197.3309 | 148.5413 | 89.5909 | 31.2093 | 11.9935 | 6.8507 | 14.5931 | 96.2663 | 224.386 | 277.218 |  | 243.779 | 177.023 | 150.6081 | 125.5766 | 87.6249 | 30.2692 | 13.09 | 6.4412 | 16.1262 | 73.7107 | 175.843 | 211.1958
| Block 12: 100-110 mills/kWh | 5368.4287 | 6993.2418 | 1398.6484 | 8391.8901 | 10090.4408 | 5158.9056 | 13693.5707 | 62.4169 | 105.6951 | 0.51148 | 51.0003 | 505.6858 | 363.4369 | 310.4925 | 249.6174 | 119.0407 | 61.1764 | 111.7928 | 105.6994 | 57.7409 | 194.8009 | 365.2388 | 540.6381 |  | 436.3856 | 312.739 | 247.6911 | 218.2846 | 117.7978 | 40.64 | 61.9755 | 43.2909 | 41.4648 | 132.0686 | 286.9598 | 443.7702
| Block 13: 110-120 mills/kWh | 2719.2632 | 3612.3135 | 722.4627 | 4334.7762 | 5212.1515 | 2473.2452 | 13964.3122 | 65.6597 | 112.07 | 0.47452 | 25.8331 | 256.8801 | 181.9572 | 163.2205 | 123.5011 | 77.2382 | 43.8956 | 97.109 | 90.3166 | 27.7354 | 84.3359 | 185.2319 | 228.7687 |  | 201.4941 | 146.2567 | 124.3067 | 103.8056 | 73.4217 | 29.3326 | 45.2408 | 31.8827 | 20.6809 | 62.7309 | 145.2991 | 174.621
| Block 14: 120-130 mills/kWh | 0 | 0 | 0 | 0 | 0 | 0 | 0 | 0 | 0 | 0 | 0 | 0 | 0 | 0 | 0 | 0 | 0 | 0 | 0 | 0 | 0 | 0 | 0 |  | 0 | 0 | 0 | 0 | 0 | 0 | 0 | 0 | 0 | 0 | 0 | 0
| Block 15: 130-140 mills/kWh | 2664.0366 | 4405.9391 | 881.1878 | 5287.1269 | 6357.2616 | 2859.3279 | 17385.3588 | 83.75 | 134.8541 | 0.44977 | 25.3086 | 240.4431 | 175.5786 | 142.2355 | 122.225 | 39.9057 | 23.2096 | 43.702 | 43.3259 | 32.6099 | 109.0859 | 174.0065 | 303.6389 |  | 228.1411 | 161.5891 | 119.3251 | 110.9946 | 42.3705 | 12.2377 | 28.6458 | 20.9534 | 22.1459 | 67.8989 | 137.0155 | 262.7524
| Block 16: 140-150 mills/kWh | 4474.8651 | 7533.2476 | 1506.6495 | 9039.8972 | 10869.6069 | 4602.7074 | 17696.5111 | 85.5229 | 141.0108 | 0.42313 | 42.5111 | 482.8695 | 341.7171 | 305.9682 | 230.1294 | 137.9836 | 43.0242 | -7.2834 | -14.5039 | 17.9773 | 147.8662 | 348.027 | 429.9932 |  | 378.0308 | 274.5296 | 233.6023 | 194.7297 | 135.5853 | 45.6584 | 10.0817 | 2.1051 | 22.8248 | 113.768 | 272.6944 | 327.4864
| Block 17: 150-160 mills/kWh | 2521.5432 | 4476.2076 | 895.2415 | 5371.4491 | 6458.6509 | 2577.8062 | 18660.7525 | 91.3676 | 151.4874 | 0.39912 | 23.9549 | 228.258 | 166.6806 | 135.0273 | 115.9756 | 37.6126 | 21.7271 | 39.3915 | 39.0268 | 30.1098 | 103.4067 | 165.1883 | 288.2512 |  | 216.5794 | 153.4002 | 113.278 | 105.3543 | 40.1408 | 11.5489 | 26.524 | 19.4344 | 20.7095 | 64.4099 | 130.0719 | 249.4367
| Block 18: 160-170 mills/kWh | 0 | 0 | 0 | 0 | 0 | 0 | 0 | 0 | 0 | 0 | 0 | 0 | 0 | 0 | 0 | 0 | 0 | 0 | 0 | 0 | 0 | 0 | 0 |  | 0 | 0 | 0 | 0 | 0 | 0 | 0 | 0 | 0 | 0 | 0 | 0
| Block 19: 170-180 mills/kWh | 0 | 0 | 0 | 0 | 0 | 0 | 0 | 0 | 0 | 0 | 0 | 0 | 0 | 0 | 0 | 0 | 0 | 0 | 0 | 0 | 0 | 0 | 0 |  | 0 | 0 | 0 | 0 | 0 | 0 | 0 | 0 | 0 | 0 | 0 | 0
| Block 20: 180-190 mills/kWh | 0 | 0 | 0 | 0 | 0 | 0 | 0 | 0 | 0 | 0 | 0 | 0 | 0 | 0 | 0 | 0 | 0 | 0 | 0 | 0 | 0 | 0 | 0 |  | 0 | 0 | 0 | 0 | 0 | 0 | 0 | 0 | 0 | 0 | 0 | 0
| Block 21: 190-200 mills/kWh | 0 | 0 | 0 | 0 | 0 | 0 | 0 | 0 | 0 | 0 | 0 | 0 | 0 | 0 | 0 | 0 | 0 | 0 | 0 | 0 | 0 | 0 | 0 |  | 0 | 0 | 0 | 0 | 0 | 0 | 0 | 0 | 0 | 0 | 0 | 0
| Block 22: > 200 mills/kWh | 3532.093 | 26875.1995 | 5375.0399 | 32250.2394 | 38777.8111 | 3096.7653 | 79984.332 | 465.3644 | 781.5751 | 0.081852 | 33.5556 | 247.5143 | 180.7422 | 146.4185 | 131.6477 | 69.6419 | 56.21 | 266.0815 | 266.5078 | 122.9719 | 128.2188 | 179.1239 | 312.5687 |  | 234.8506 | 166.3413 | 122.8344 | 115.8692 | 52.3186 | 19.8379 | 100.1772 | 69.7963 | 55.9356 | 74.9597 | 141.045 | 270.4797
Shaped Savings Results; By Category and sorted by TRC BC ratio
[13 empty] | Savings Allocation by Cost Bin and Month for Segments 1 Feb: Savings Allocation by Category and Month for Segments 1 |  |  | Savings Allocation by Category and Month for Segments 2
Category | Measure | Busbar Savings | First Cost | Admin Cost | First Year Program Cost | PV Cost | PV Benefits | Unit Program Cost: First Year Program Cost in $/average annual kW saved | Utility System Net Levelized Cost (Net of T&D Capacity Benefits, Act Credit & Risk-Mitigation) in mills/kWh | TRC Net Levelized Cost (Net of All Benefits) in mills/kWh | TRC B/C Ratio | Net Electric & Gas System CO2 Avoided (Lifetime Tons) | Wholesale KW | Jan | Feb | Mar | Apr | May | Jun | Jul | Aug | Sep | Oct | Nov | Dec |  | Jan | Feb | Mar | Apr | May | Jun | Jul | Aug | Sep | Oct | Nov | Dec
New SF HVAC Upgrade - Heat Pump Upgrade to 9.0 HSPF/14 SEER |  | 169.0298 | 80.8234 | 16.1647 | 96.9881 | 116.6189 | 152.9069 | 5026.4247 | 13.7907 | 22.458 | 1.3112 | 1.6058 | 0.04905 | 12.0065 | 8.7675 | 7.1025 | 6.369 | 3.2948 | 2.6323 | 12.2616 | 12.2799 | 5.7041 | 6.1732 | 8.689 | 15.1621 |  | 11.3922 | 8.0689 | 5.9585 | 5.6159 | 2.5125 | 0.94116 | 4.653 | 3.2449 | 2.6166 | 3.6214 | 6.8418 | 13.1205
Existing Single Family Home HVAC Upgrade + HZ1 |  | 124.0806 | 89.4715 | 17.8943 | 107.3658 | 129.0971 | 120.7781 | 7579.9475 | 25.8074 | 43.1767 | 0.93556 | 1.1788 | 0.043347 | 10.6106 | 7.7482 | 6.2768 | 5.4418 | 1.9968 | 1.291 | 3.7535 | 3.7436 | 2.177 | 4.9453 | 7.6788 | 13.3994 |  | 10.0677 | 7.1308 | 5.2657 | 4.9114 | 1.9416 | 0.5998 | 1.8476 | 1.3227 | 1.2508 | 3.0381 | 6.0464 | 11.5951
Existing Single Family Home HVAC Conversion - Convert FAF w/CAC to Heat Pump - House with "Good Insulation" + HZ1 |  | 2811.7504 | 2878.505 | 575.701 | 3454.206 | 4153.3504 | 2783.7833 | 10761.5684 | 44.9653 | 74.0842 | 0.67025 | 26.712 | 0.98227 | 240.4431 | 175.5786 | 142.2355 | 123.3151 | 45.2483 | 29.2546 | 85.0573 | 84.8334 | 49.3326 | 112.0646 | 174.0065 | 303.6389 |  | 228.1411 | 161.5891 | 119.3251 | 111.2958 | 43.9982 | 13.592 | 41.868 | 29.9741 | 28.3444 | 68.8461 | 137.0155 | 262.7524
Existing Single Family Home HVAC Upgrade + HZ23 |  | 86.8425 | 89.4715 | 17.8943 | 107.3658 | 129.0971 | 81.46 | 10830.2391 | 45.3788 | 78.6064 | 0.631 | 0.82501 | 0.030338 | 7.4262 | 5.4228 | 4.393 | 3.8087 | 1.3975 | 0.90355 | 2.627 | 2.6201 | 1.5237 | 3.4612 | 5.3743 | 9.3781 |  | 7.0463 | 4.9908 | 3.6854 | 3.4374 | 1.3589 | 0.4198 | 1.2931 | 0.92577 | 0.87543 | 2.1263 | 4.2318 | 8.1153
Existing Single Family Home HVAC Conversion - Convert FAF w/CAC to Heat Pump - House with "Good Insulation" + HZ23 |  | 2761.8075 | 2911.5329 | 582.3066 | 3493.8395 | 4201.006 | 2587.4358 | 11081.8854 | 46.894 | 81.2332 | 0.61591 | 26.2375 | 0.96482 | 236.1723 | 172.4599 | 139.7091 | 121.1248 | 44.4446 | 28.735 | 83.5465 | 83.3266 | 48.4563 | 110.0741 | 170.9158 | 298.2456 |  | 224.0888 | 158.719 | 117.2056 | 109.3189 | 43.2167 | 13.3505 | 41.1244 | 29.4417 | 27.8409 | 67.6232 | 134.5818 | 258.0853
Existing Single Family Home HVAC Conversion - Convert FAF w/o CAC to Heat Pump - House with "Good Insulation" + HZ1CZ23 |  | 2743.939 | 3231.0681 | 646.2136 | 3877.2817 | 4662.0583 | 2818.4638 | 12378.1862 | 54.2094 | 87.6798 | 0.60455 | 26.0677 | 0.98227 | 240.4431 | 175.5786 | 142.2355 | 122.8147 | 42.7957 | 26.4795 | 66.0722 | 65.7784 | 41.6556 | 110.6971 | 174.0065 | 303.6389 |  | 228.1411 | 161.5891 | 119.3251 | 111.1575 | 43.251 | 12.9702 | 35.7981 | 25.8329 | 25.4988 | 68.4113 | 137.0155 | 262.7524
New SF Zonal to DHP |  | 2940.9032 | 3764.9765 | 752.9953 | 4517.9718 | 5432.4265 | 3173.457 | 13457.5775 | 60.3974 | 94.4809 | 0.58417 | 27.9385 | 1.0689 | 311.3042 | 220.3316 | 197.3309 | 148.5413 | 89.5909 | 31.2093 | 11.9935 | 6.8507 | 14.5931 | 96.2663 | 224.386 | 277.218 |  | 243.779 | 177.023 | 150.6081 | 125.5766 | 87.6249 | 30.2692 | 13.09 | 6.4412 | 16.1262 | 73.7107 | 175.843 | 211.1958
Existing Single Family Home HVAC Conversion - Convert FAF w/o CAC to Heat Pump - House with "Good Insulation" + HZ23CZ23 |  | 2721.7748 | 3514.1785 | 702.8357 | 4217.0143 | 5070.5541 | 2714.9629 | 13572.4107 | 61.0539 | 101.9228 | 0.53544 | 25.8571 | 0.99095 | 242.5663 | 177.129 | 143.4915 | 123.5568 | 41.4955 | 24.8147 | 53.6666 | 53.3224 | 36.7711 | 110.7391 | 175.5431 | 306.3202 |  | 230.1557 | 163.0161 | 120.3788 | 112.0445 | 43.1217 | 12.6594 | 31.9613 | 23.2278 | 23.7771 | 68.7179 | 138.2254 | 265.0726
Zonal to DHP No Screen + HZ23CZ23 |  | 2646.6539 | 3479.0632 | 695.8126 | 4174.8759 | 5019.8867 | 2443.9427 | 13818.1697 | 63.8187 | 109.5745 | 0.48685 | 25.1432 | 0.9037 | 263.1195 | 186.3079 | 167.001 | 126.0606 | 77.5452 | 36.3617 | 58.1262 | 52.377 | 20.9698 | 84.0619 | 189.6957 | 234.3179 |  | 206.2299 | 149.7229 | 127.3123 | 106.2401 | 74.6761 | 27.9805 | 30.0143 | 20.0632 | 17.6877 | 63.3507 | 148.7344 | 178.6976
Zonal to DHP No Screen + HZ1CZ23 |  | 2719.2632 | 3612.3135 | 722.4627 | 4334.7762 | 5212.1515 | 2473.2452 | 13964.3122 | 65.6597 | 112.07 | 0.47452 | 25.8331 | 0.88246 | 256.8801 | 181.9572 | 163.2205 | 123.5011 | 77.2382 | 43.8956 | 97.109 | 90.3166 | 27.7354 | 84.3359 | 185.2319 | 228.7687 |  | 201.4941 | 146.2567 | 124.3067 | 103.8056 | 73.4217 | 29.3326 | 45.2408 | 31.8827 | 20.6809 | 62.7309 | 145.2991 | 174.621
Existing Single Family Home HVAC Conversion - Convert FAF w/o CAC to Heat Pump - House with "Good Insulation" + HZ1CZ1 |  | 2664.0366 | 4405.9391 | 881.1878 | 5287.1269 | 6357.2616 | 2859.3279 | 17385.3588 | 83.75 | 134.8541 | 0.44977 | 25.3086 | 0.98227 | 240.4431 | 175.5786 | 142.2355 | 122.225 | 39.9057 | 23.2096 | 43.702 | 43.3259 | 32.6099 | 109.0859 | 174.0065 | 303.6389 |  | 228.1411 | 161.5891 | 119.3251 | 110.9946 | 42.3705 | 12.2377 | 28.6458 | 20.9534 | 22.1459 | 67.8989 | 137.0155 | 262.7524
Zonal to DHP No Screen + HZ23CZ1 |  | 2095.6932 | 3618.3551 | 723.671 | 4342.0262 | 5220.8688 | 2282.1107 | 18149.6742 | 88.2303 | 141.1446 | 0.43711 | 19.909 | 0.77722 | 226.3695 | 160.1961 | 143.4352 | 107.878 | 64.6627 | 20.0379 | -4.0483 | -7.4148 | 8.3137 | 69.2841 | 163.1547 | 201.5809 |  | 177.2186 | 128.6983 | 109.5127 | 91.2881 | 63.5544 | 21.373 | 4.476 | 0.79378 | 10.6467 | 53.3206 | 127.8379 | 153.5233
Zonal to DHP No Screen + HZ1CZ1 |  | 2379.1718 | 3914.8925 | 782.9785 | 4697.871 | 5648.738 | 2320.5967 | 17297.3424 | 83.1381 | 140.8929 | 0.41082 | 22.6021 | 0.88067 | 256.5 | 181.521 | 162.533 | 122.2513 | 73.3209 | 22.9863 | -3.235 | -7.0891 | 9.6636 | 78.582 | 184.8723 | 228.4122 |  | 200.8122 | 145.8313 | 124.0896 | 103.4416 | 72.031 | 24.2854 | 5.6057 | 1.3113 | 12.1781 | 60.4474 | 144.8566 | 173.9631
Existing Single Family Home HVAC Conversion - Convert FAF w/o CAC to Heat Pump - House with "Good Insulation" + HZ23CZ1 |  | 2521.5432 | 4476.2076 | 895.2415 | 5371.4491 | 6458.6509 | 2577.8062 | 18660.7525 | 91.3676 | 151.4874 | 0.39912 | 23.9549 | 0.93249 | 228.258 | 166.6806 | 135.0273 | 115.9756 | 37.6126 | 21.7271 | 39.3915 | 39.0268 | 30.1098 | 103.4067 | 165.1883 | 288.2512 |  | 216.5794 | 153.4002 | 113.278 | 105.3543 | 40.1408 | 11.5489 | 26.524 | 19.4344 | 20.7095 | 64.4099 | 130.0719 | 249.4367
Existing Single Family Home HVAC Upgrade - Central Heat Pump Upgrade to Variable Capacity Central Heat Pump + HZ23CZ1 |  | 826.5586 | 5356.8461 | 1071.3692 | 6428.2154 | 7729.3107 | 748.2035 | 68127.2551 | 392.0243 | 659.7199 | 0.096801 | 7.8524 | 0.26492 | 64.8489 | 47.3545 | 38.3617 | 33.7622 | 14.6709 | 10.6817 | 42.0382 | 42.048 | 21.0277 | 31.6 | 46.9305 | 81.8931 |  | 61.5309 | 43.5815 | 32.1827 | 30.1562 | 12.6182 | 4.2912 | 17.398 | 12.2499 | 10.5071 | 19.0056 | 36.9539 | 70.8658
Existing Single Family Home HVAC Upgrade - Central Heat Pump Upgrade to Variable Capacity Central Heat Pump + HZ23CZ23 |  | 836.5766 | 5356.8461 | 1071.3692 | 6428.2154 | 7729.3107 | 716.8291 | 67311.4261 | 389.3782 | 655.0449 | 0.092742 | 7.9477 | 0.23474 | 57.4606 | 41.9594 | 33.9911 | 30.6846 | 16.7678 | 13.7285 | 66.4184 | 66.5344 | 30.4272 | 30.1008 | 41.5837 | 72.563 |  | 54.5207 | 38.6162 | 28.516 | 26.9329 | 12.3287 | 4.7576 | 24.7421 | 17.217 | 13.6821 | 17.5084 | 32.7437 | 62.792
Existing Single Family Home HVAC Upgrade - Central Heat Pump Upgrade to Variable Capacity Central Heat Pump + HZ1CZ23 |  | 701.4141 | 5356.8461 | 1071.3692 | 6428.2154 | 7729.3107 | 586.1741 | 80282.3439 | 469.4081 | 787.6129 | 0.075838 | 6.6636 | 0.17301 | 42.3505 | 30.9256 | 25.0527 | 23.2417 | 15.4265 | 13.5898 | 72.7016 | 72.8745 | 32.0292 | 23.8959 | 30.6487 | 53.4816 |  | 40.1837 | 28.4616 | 21.0174 | 20.0235 | 10.0214 | 4.2842 | 25.8289 | 17.8698 | 13.6437 | 13.4483 | 24.1333 | 46.28
New SF HVAC Upgrade - Central Heat Pump Upgrade to Variable Capacity Central Heat Pump |  | 604.0813 | 5447.815 | 1089.563 | 6537.378 | 7860.5683 | 531.2091 | 94800.8722 | 555.2826 | 931.0303 | 0.067579 | 5.7389 | 0.16547 | 40.5039 | 29.5771 | 23.9603 | 21.7356 | 12.3397 | 10.2657 | 50.8441 | 50.9407 | 23.076 | 21.508 | 29.3123 | 51.1495 |  | 38.4315 | 27.2205 | 20.1009 | 19.0143 | 8.8489 | 3.4854 | 18.7278 | 13.0144 | 10.2479 | 12.4338 | 23.081 | 44.262
Existing Single Family Home HVAC Upgrade - Central Heat Pump Upgrade to Variable Capacity Central Heat Pump + HZ1CZ1 |  | 563.4624 | 5356.8461 | 1071.3692 | 6428.2154 | 7729.3107 | 514.3495 | 99937.7508 | 584.3326 | 980.443 | 0.066545 | 5.353 | 0.17301 | 42.3505 | 30.9256 | 25.0527 | 22.2236 | 10.437 | 7.9443 | 34.0793 | 34.1102 | 16.4117 | 21.1141 | 30.6487 | 53.4816 |  | 40.1837 | 28.4616 | 21.0174 | 19.7422 | 8.5013 | 3.0194 | 13.4804 | 9.4452 | 7.8549 | 12.5637 | 24.1333 | 46.28
Note on I6: :ProCost Periodic replacement costs and savings of the measure. These are costs and savings that occur periodically, but at different periods than annually. Can be positive or negative. Periodic replacement costs for both the measure and the baseline measure should be included if applicable. ProCost can analyze these costs in two ways dependent on the 'Repeat Periodic Replacement' switch in the ProData page. When set to 'On', ProCost repeats replacement costs for multiple times over the life of a measure depending on the input period and measure life. For example fluorescent lamps may have a 4-year replacement cycle that repeats 3 times in a 15-year measure life. When set to 'Off', ProCost reads the period as the year after installation that the replacement cost occurs and does not subsequently reinstall or repeat the replacement costs. For example a compressor may be replaced only once in the life of a heat-pump system. Example: A new fluorescent lighting systems may have a measure life of 15 years, and a lamp life of five years. Two lamps per fixture must be replaced at years 6 and 11. Lamp and labor costs, expressed as positive costs, are entered as a cost and the period would be entered as 5. The baseline measure may have a four year lamp life and would have required a three-lamp replacement at years 5, 9 and 13. Lamp and labor replacement costs would be entered as annual savings in dollars with a 4-year period. ProCost determines the net present value of the two cost streams.
Note on O6: :ProCost If the measure has gas savings for increases, enter the annual savings and shape of the savings here. Example: Clothes washer saves electric motor and dryer energy and gas water heat.
Note on A7: :ProCost Category for the measure. Individual measures can be grouped into categories. ProCost output is reported by measure and by category. All measures must belong to at least one category. Category name can be the same as measure name. Example: Measures can be combined into one category if they have components with different load shapes or measure lives. On wash machines there may be one load shape for the electric motor savings component, a second load shape for the electric water heat savings component and a third shape for electric dryer savings component.
Note on B7: :ProCost Name of Measure. User-defined. For PTR measures, defined naming conventions apply.
Note on C7: :ProCost Annual electric savings for the measure in kWh at the site. May be positive, negative or zero. Savings are incremental to the baseline alternative.
Note on D7: :ProCost Physical life of the measure in years. Must be >=1.
Note on E7: :ProCost Initial cost to install the measure in dollars. Costs are incremental to the baseline alternative. Dollars must be denominated in the same year as 'Input Cost Reference Year' input on the ProData page.
Note on F7: :ProCost Annual operations and maintenance cost for the measure in dollars. Must be incremental cost over the baseline alternative. May be positive, negative or zero. Dollars must be denominated in the same year as 'Input Cost Reference Year' input on the ProData page. O&M costs are entered as positive values. Negative values represent O&M savings compared to the baseline alternative. Example: Annualized maintenance cost for a heat pump heating system compared to a baseline electric resistance heating system.
Note on G7: :ProCost Name of the pointer to the shape of the savings. The shapes represent the daily and monthly shape of the savings in four time segments for each month of the year. Shape of the savings is relative to the baseline alternative. These shapes are in the MC_AND_Loadshape file.
Note on H7: :ProCost Annual value of any non-energy benefits of the measure, relative to the baseline alternative. Expressed in dollars per year and denominated in dollars of the 'Cost Reference Year'. Positive value represents dollar savings. Negative value represents dollar cost. Example: Water, detergent and sewer savings from efficient clothes washer.
Note on I7: : Cost in dollars that is incurred for Period 1. Positive value if cost. Negative value if savings. Dollars must be denominated in the same year as 'Input Cost Reference Year' input on the ProData page.
Note on J7: :ProCost Duration of Period1. The time at which Period 1 costs, or savings, occur. In years.
Note on K7: : Cost in dollars that is incurred for Period 2 Positive value if cost. Negative value if savings. Dollars must be denominated in the same year as 'Input Cost Reference Year' input on the ProData page.
Note on L7: :ProCost Duration of Period 2. The time at which Period 2 costs, or savings, occur. In years.
Note on M7: : Cost in dollars that is incurred for Period 3. Positive value if cost. Negative value if savings. Dollars must be denominated in the same year as 'Input Cost Reference Year' input on the ProData page.
Note on N7: :ProCost Duration of Period 3. The time at which Period 3 costs, or savings, occur. In years.
Note on O7: : Annual gas savings, or increases, in therms.
Note on P7: :ProCost Name of the pointer to the shape of the savings. The shapes represent the daily and monthly shape of the savings in four time segments for each month of the year. Shape of the savings is relative to the baseline alternative. These shapes are in the MC_AND_Loadshape file.
Note on BH72: Direct and program administrative costs incurred by the utility system minus benefits that accrue to the utility system.There are separate Utility System Net Levelized Costs for the electric and the gas system. Utility system benefits include deferred transmission and distribution system capacity, risk-mitigation and Regional Act credit all of which are user-determined inputs.Utility System benefits do not include any non-energy benefits such as, other-fuel benefits, O&M benefits or periodic replacement benefits which generally accrue to the customer or to non-utility sponsors. Utility System Net Levelized Costs correspond to Utility System B/C ratio with regard to the costs and benefits included. Benefits are subtracted from costs, then levelized over the life of the measure The Risk-Mitigation credit is used to determine program cost-effectiveness and impacts both the Utility System B/C ratio and the Utility System Net Levelized Cost. If the Risk-Mitigation credit is non-zero, the Utility System Net Levelized Cost will be reduced by the Risk-Mitigation benefit. When using ProCost to build conservation supply curves, the user should set the Risk-Mitigation Credit to zero so the credit is not reflected in the supply curves.
Note on BM72: Direct and program administrative costs of the measure to sponsor. Separate costs for each sponsor. Depends on share of costs incurred by sponsor, sponsor cost of capital, and financing term which are user-defined inputs. Includes applicable Capital, O&M, Periodic Replacement and Program Administrative costs. Sponsor costs are levelized over program life. Does not include any adjustments for benefit. NOTE: Units are per kWh for 'Electric' runs and per therm for 'Gas' runs for all sponsors.
Note on CE72: All costs minus all benefits regardless of which sponsor incurs the cost or accrues the benefits. TRC Net Levelized Cost includes all applicable costs and all benefits. In addition to energy system costs and benefits, TRC Net Levelized Cost includes non-energy, other-fuel, O&M, periodic-replacement and risk-mitigation benefits and costs. TRC Net Levelized Cost corresponds to TRC B/C ratios with regard to the costs and benefits included. Benefits are subtracted from costs, then levelized over the life of the measure. The Risk-Mitigation credit is used to determine program cost-effectiveness and impacts both the TRC B/C ratio and the TRC Net Levelized Cost. If Risk-Mitigation credit is non-zero, TRC Levelized Cost will be reduced by the risk-mitigation benefit. When using ProCost to build conservation supply curves, the user should set the Risk-Mitigation Credit to zero so the credit is not reflected in the supply curves.
Note on CW72: Direct and program administrative costs incurred by the utility system minus benefits that accrue to the utility system.There are separate Utility System Net Levelized Costs for the electric and the gas system. Utility system benefits include deferred transmission and distribution system capacity, risk-mitigation and Regional Act credit all of which are user-determined inputs.Utility System benefits do not include any non-energy benefits such as, other-fuel benefits, O&M benefits or periodic replacement benefits which generally accrue to the customer or to non-utility sponsors. Utility System Net Levelized Costs correspond to Utility System B/C ratio with regard to the costs and benefits included. Benefits are subtracted from costs, then levelized over the life of the measure The Risk-Mitigation credit is used to determine program cost-effectiveness and impacts both the Utility System B/C ratio and the Utility System Net Levelized Cost. If the Risk-Mitigation credit is non-zero, the Utility System Net Levelized Cost will be reduced by the Risk-Mitigation benefit. When using ProCost to build conservation supply curves, the user should set the Risk-Mitigation Credit to zero so the credit is not reflected in the supply curves.
Note on BH115: Direct and program administrative costs incurred by the utility system minus benefits that accrue to the utility system.There are separate Utility System Net Levelized Costs for the electric and the gas system. Utility system benefits include deferred transmission and distribution system capacity, risk-mitigation and Regional Act credit all of which are user-determined inputs.Utility System benefits do not include any non-energy benefits such as, other-fuel benefits, O&M benefits or periodic replacement benefits which generally accrue to the customer or to non-utility sponsors. Utility System Net Levelized Costs correspond to Utility System B/C ratio with regard to the costs and benefits included. Benefits are subtracted from costs, then levelized over the life of the measure The Risk-Mitigation credit is used to determine program cost-effectiveness and impacts both the Utility System B/C ratio and the Utility System Net Levelized Cost. If the Risk-Mitigation credit is non-zero, the Utility System Net Levelized Cost will be reduced by the Risk-Mitigation benefit. When using ProCost to build conservation supply curves, the user should set the Risk-Mitigation Credit to zero so the credit is not reflected in the supply curves.
Note on BM115: Direct and program administrative costs of the measure to sponsor. Separate costs for each sponsor. Depends on share of costs incurred by sponsor, sponsor cost of capital, and financing term which are user-defined inputs. Includes applicable Capital, O&M, Periodic Replacement and Program Administrative costs. Sponsor costs are levelized over program life. Does not include any adjustments for benefit. NOTE: Units are per kWh for 'Electric' runs and per therm for 'Gas' runs for all sponsors.
Note on CE115: All costs minus all benefits regardless of which sponsor incurs the cost or accrues the benefits. TRC Net Levelized Cost includes all applicable costs and all benefits. In addition to energy system costs and benefits, TRC Net Levelized Cost includes non-energy, other-fuel, O&M, periodic-replacement and risk-mitigation benefits and costs. TRC Net Levelized Cost corresponds to TRC B/C ratios with regard to the costs and benefits included. Benefits are subtracted from costs, then levelized over the life of the measure. The Risk-Mitigation credit is used to determine program cost-effectiveness and impacts both the TRC B/C ratio and the TRC Net Levelized Cost. If Risk-Mitigation credit is non-zero, TRC Levelized Cost will be reduced by the risk-mitigation benefit. When using ProCost to build conservation supply curves, the user should set the Risk-Mitigation Credit to zero so the credit is not reflected in the supply curves.
Note on CW115: Direct and program administrative costs incurred by the utility system minus benefits that accrue to the utility system.There are separate Utility System Net Levelized Costs for the electric and the gas system. Utility system benefits include deferred transmission and distribution system capacity, risk-mitigation and Regional Act credit all of which are user-determined inputs.Utility System benefits do not include any non-energy benefits such as, other-fuel benefits, O&M benefits or periodic replacement benefits which generally accrue to the customer or to non-utility sponsors. Utility System Net Levelized Costs correspond to Utility System B/C ratio with regard to the costs and benefits included. Benefits are subtracted from costs, then levelized over the life of the measure The Risk-Mitigation credit is used to determine program cost-effectiveness and impacts both the Utility System B/C ratio and the Utility System Net Levelized Cost. If the Risk-Mitigation credit is non-zero, the Utility System Net Levelized Cost will be reduced by the Risk-Mitigation benefit. When using ProCost to build conservation supply curves, the user should set the Risk-Mitigation Credit to zero so the credit is not reflected in the supply curves.

## Segmented
Measure Index
Collapse HZ2 & HZ3 and CZ2 & CZ3 |  |  |  | 4 | 5 | 6 | 7 | 8 | 9 | 10 | 11 | 12 | 13 | 14 | 15 | 16 | 17
|  | Input Data |  | 10: Periodic Replacement Costs and Savings and Replacement Period; 16: Gas Inputs
|  | Category Name | Measure Name | Savings (kwh/yr) | Life (yrs) | Capital Cost | Annual O&M | Shape Pointer | Non-E Val ($/yr) | Cost 1 ($) | Period 1 | Cost 2 ($) | Period 2 | Cost 3 ($) | Period 3 | Savings (therms/yr) | Shape Pointer
Heating Zone 1 |  | Existing Single Family Home HVAC Conversion - Convert FAF w/CAC to Heat Pump - House with "Good Insulation" | Heating Savings | 2610.3529 | 15 | 2878.505 | 0 | ResSpHtHPZ1 | 41.5349 | 0 | 0 | 0 | 0 | 0 | 0 | 0 | 0
Heating Zone 2 |  | Existing Single Family Home HVAC Conversion - Convert FAF w/CAC to Heat Pump - House with "Good Insulation" | Heating Savings | 1781.688 | 15 | 1922.8589 | 0 | ResSpHtHPZ2 | 20.7297 | 0 | 0 | 0 | 0 | 0 | 0 | 0 | 0
Heating Zone 3 |  | Existing Single Family Home HVAC Conversion - Convert FAF w/CAC to Heat Pump - House with "Good Insulation" | Heating Savings | 782.2992 | 15 | 988.674 | 0 | ResSpHtHPZ3 | 9.2581 | 0 | 0 | 0 | 0 | 0 | 0 | 0 | 0
Heating Zone 1 - Cooling Zone 1 |  | Existing Single Family Home HVAC Conversion - Convert FAF w/o CAC to Heat Pump - House with "Good Insulation" | Heating Savings | 2610.3529 | 15 | 4405.9391 | 0 | ResSpHtHPZ1 | 41.5349 | 0 | 0 | 0 | 0 | 0 | 0 | 0 | 0
Heating Zone 1 - Cooling Zone 2 |  | Existing Single Family Home HVAC Conversion - Convert FAF w/o CAC to Heat Pump - House with "Good Insulation" | Heating Savings | 1457.6139 | 15 | 1959.9124 | 0 | ResSpHtHPZ1 | 23.193 | 0 | 0 | 0 | 0 | 0 | 0 | 0 | 0
Heating Zone 1 - Cooling Zone 3 |  | Existing Single Family Home HVAC Conversion - Convert FAF w/o CAC to Heat Pump - House with "Good Insulation" | Heating Savings | 1152.739 | 15 | 1271.1557 | 0 | ResSpHtHPZ1 | 18.3419 | 0 | 0 | 0 | 0 | 0 | 0 | 0 | 0
Heating Zone 2 - Cooling Zone 1 |  | Existing Single Family Home HVAC Conversion - Convert FAF w/o CAC to Heat Pump - House with "Good Insulation" | Heating Savings | 1157.0195 | 15 | 1913.6786 | 0 | ResSpHtHPZ2 | 13.4618 | 0 | 0 | 0 | 0 | 0 | 0 | 0 | 0
Heating Zone 2 - Cooling Zone 2 |  | Existing Single Family Home HVAC Conversion - Convert FAF w/o CAC to Heat Pump - House with "Good Insulation" | Heating Savings | 2139.4729 | 15 | 2819.2551 | 0 | ResSpHtHPZ2 | 24.8925 | 0 | 0 | 0 | 0 | 0 | 0 | 0 | 0
Heating Zone 2 - Cooling Zone 3 |  | Existing Single Family Home HVAC Conversion - Convert FAF w/o CAC to Heat Pump - House with "Good Insulation" | Heating Savings | 146.8901 | 15 | 158.5288 | 0 | ResSpHtHPZ2 | 1.709 | 0 | 0 | 0 | 0 | 0 | 0 | 0 | 0
Heating Zone 3 - Cooling Zone 1 |  | Existing Single Family Home HVAC Conversion - Convert FAF w/o CAC to Heat Pump - House with "Good Insulation" | Heating Savings | 1321.0464 | 15 | 2562.5289 | 0 | ResSpHtHPZ3 | 15.634 | 0 | 0 | 0 | 0 | 0 | 0 | 0 | 0
Heating Zone 3 - Cooling Zone 2 |  | Existing Single Family Home HVAC Conversion - Convert FAF w/o CAC to Heat Pump - House with "Good Insulation" | Heating Savings | 347.0408 | 15 | 536.3946 | 0 | ResSpHtHPZ3 | 4.1071 | 0 | 0 | 0 | 0 | 0 | 0 | 0 | 0
Heating Zone 3 - Cooling Zone 3 |  | Existing Single Family Home HVAC Conversion - Convert FAF w/o CAC to Heat Pump - House with "Good Insulation" | Heating Savings | 0 | 15 | 0 | 0 | ResSpHtHPZ3 | 0 | 0 | 0 | 0 | 0 | 0 | 0 | 0 | 0
Heating Zone 1 |  | Existing Single Family Home HVAC Upgrade | Heating Savings | 115.1931 | 15 | 89.4715 | 0 | ResSpHtHPZ1 | 1.6807 | 0 | 0 | 0 | 0 | 0 | 0 | 0 | 0
Heating Zone 2 |  | Existing Single Family Home HVAC Upgrade | Heating Savings | 57.4153 | 15 | 59.2879 | 0 | ResSpHtHPZ2 | 0.68572 | 0 | 0 | 0 | 0 | 0 | 0 | 0 | 0
Heating Zone 3 |  | Existing Single Family Home HVAC Upgrade | Heating Savings | 23.2069 | 15 | 30.1836 | 0 | ResSpHtHPZ3 | 0.26462 | 0 | 0 | 0 | 0 | 0 | 0 | 0 | 0
Heating Zone 1 - Cooling Zone 1 |  | Existing Single Family Home HVAC Upgrade - Central Heat Pump Upgrade to Variable Capacity Central Heat Pump | Heating Savings | 459.7755 | 15 | 5356.8461 | 0 | ResSpHtHPZ1 | 6.4704 | 0 | 0 | 0 | 0 | 0 | 0 | 0 | 0
Heating Zone 1 - Cooling Zone 2 |  | Existing Single Family Home HVAC Upgrade - Central Heat Pump Upgrade to Variable Capacity Central Heat Pump | Heating Savings | 256.7374 | 15 | 2991.2481 | 0 | ResSpHtHPZ1 | 3.6131 | 0 | 0 | 0 | 0 | 0 | 0 | 0 | 0
Heating Zone 1 - Cooling Zone 3 |  | Existing Single Family Home HVAC Upgrade - Central Heat Pump Upgrade to Variable Capacity Central Heat Pump | Heating Savings | 203.0381 | 15 | 2365.598 | 0 | ResSpHtHPZ1 | 2.8573 | 0 | 0 | 0 | 0 | 0 | 0 | 0 | 0
Heating Zone 2 - Cooling Zone 1 |  | Existing Single Family Home HVAC Upgrade - Central Heat Pump Upgrade to Variable Capacity Central Heat Pump | Heating Savings | 256.1416 | 15 | 2305.1504 | 0 | ResSpHtHPZ2 | 3.0391 | 0 | 0 | 0 | 0 | 0 | 0 | 0 | 0
Heating Zone 2 - Cooling Zone 2 |  | Existing Single Family Home HVAC Upgrade - Central Heat Pump Upgrade to Variable Capacity Central Heat Pump | Heating Savings | 473.6376 | 15 | 4262.5095 | 0 | ResSpHtHPZ2 | 5.6197 | 0 | 0 | 0 | 0 | 0 | 0 | 0 | 0
Heating Zone 2 - Cooling Zone 3 |  | Existing Single Family Home HVAC Upgrade - Central Heat Pump Upgrade to Variable Capacity Central Heat Pump | Heating Savings | 32.5186 | 15 | 292.6517 | 0 | ResSpHtHPZ2 | 0.38583 | 0 | 0 | 0 | 0 | 0 | 0 | 0 | 0
Heating Zone 3 - Cooling Zone 1 |  | Existing Single Family Home HVAC Upgrade - Central Heat Pump Upgrade to Variable Capacity Central Heat Pump | Heating Savings | 447.8853 | 15 | 3051.6958 | 0 | ResSpHtHPZ3 | 5.3586 | 0 | 0 | 0 | 0 | 0 | 0 | 0 | 0
Heating Zone 3 - Cooling Zone 2 |  | Existing Single Family Home HVAC Upgrade - Central Heat Pump Upgrade to Variable Capacity Central Heat Pump | Heating Savings | 117.6601 | 15 | 801.6849 | 0 | ResSpHtHPZ3 | 1.4077 | 0 | 0 | 0 | 0 | 0 | 0 | 0 | 0
Heating Zone 3 - Cooling Zone 3 |  | Existing Single Family Home HVAC Upgrade - Central Heat Pump Upgrade to Variable Capacity Central Heat Pump | Heating Savings | 0 | 15 | 0 | 0 | ResSpHtHPZ3 | 0 | 0 | 0 | 0 | 0 | 0 | 0 | 0 | 0
HZ1CZ1 |  | Zonal to DHP No Screen | Heating Savings | 2240.0589 | 15 | 3914.8925 | 0 | R-All-HVAC-ERconvertDHP-HZ1-All-N | 26.1671 | 0 | 0 | 0 | 0 | 0 | 0 | 0 | 0
HZ2CZ1 |  | Zonal to DHP No Screen | Heating Savings | 1307.1257 | 15 | 2074.5486 | 0 | R-All-HVAC-ERconvertDHP-HZ2-All-N | 11.5782 | 0 | 0 | 0 | 0 | 0 | 0 | 0 | 0
HZ3CZ1 |  | Zonal to DHP No Screen | Heating Savings | 669.8377 | 15 | 1543.8065 | 0 | R-All-HVAC-ERconvertDHP-HZ3-All-N | 28.3921 | 0 | 0 | 0 | 0 | 0 | 0 | 0 | 0
HZ1CZ2 |  | Zonal to DHP No Screen | Heating Savings | 963.9389 | 15 | 1600.2247 | 0 | R-All-HVAC-ERconvertDHP-HZ1-All-N | 11.2602 | 0 | 0 | 0 | 0 | 0 | 0 | 0 | 0
HZ2CZ2 |  | Zonal to DHP No Screen | Heating Savings | 1862.6457 | 15 | 2800.1039 | 0 | R-All-HVAC-ERconvertDHP-HZ2-All-N | 16.4988 | 0 | 0 | 0 | 0 | 0 | 0 | 0 | 0
HZ3CZ2 |  | Zonal to DHP No Screen | Heating Savings | 82.8666 | 15 | 180.2683 | 0 | R-All-HVAC-ERconvertDHP-HZ3-All-N | 3.5124 | 0 | 0 | 0 | 0 | 0 | 0 | 0 | 0
HZ1CZ3 |  | Zonal to DHP No Screen | Heating Savings | 1276.1199 | 15 | 2012.0889 | 0 | R-All-HVAC-ERconvertDHP-HZ1-All-N | 14.9069 | 0 | 0 | 0 | 0 | 0 | 0 | 0 | 0
HZ2CZ3 |  | Zonal to DHP No Screen | Heating Savings | 350.323 | 15 | 498.6911 | 0 | R-All-HVAC-ERconvertDHP-HZ2-All-N | 3.1031 | 0 | 0 | 0 | 0 | 0 | 0 | 0 | 0
HZ3CZ3 |  | Zonal to DHP No Screen | Heating Savings | 0 | 15 | 0 | 0 | R-All-HVAC-ERconvertDHP-HZ3-All-N | 0 | 0 | 0 | 0 | 0 | 0 | 0 | 0 | 0
Heating Zone 1 |  | Existing Single Family Home HVAC Conversion - Convert FAF w/CAC to Heat Pump - House with "Good Insulation" | Cooling Savings | 0 | 15 | 0 | 0 | ResCACZ1 | 0 | 0 | 0 | 0 | 0 | 0 | 0 | 0 | 0
Heating Zone 2 |  | Existing Single Family Home HVAC Conversion - Convert FAF w/CAC to Heat Pump - House with "Good Insulation" | Cooling Savings | 0 | 15 | 0 | 0 | ResCACZ2 | 0 | 0 | 0 | 0 | 0 | 0 | 0 | 0 | 0
Heating Zone 3 |  | Existing Single Family Home HVAC Conversion - Convert FAF w/CAC to Heat Pump - House with "Good Insulation" | Cooling Savings | 0 | 15 | 0 | 0 | ResCACZ3 | 0 | 0 | 0 | 0 | 0 | 0 | 0 | 0 | 0
Heating Zone 1 - Cooling Zone 1 |  | Existing Single Family Home HVAC Conversion - Convert FAF w/o CAC to Heat Pump - House with "Good Insulation" | Cooling Savings | -137.8246 | 15 | 0 | 0 | ResCACZ1 | 11.2177 | 0 | 0 | 0 | 0 | 0 | 0 | 0 | 0
Heating Zone 1 - Cooling Zone 2 |  | Existing Single Family Home HVAC Conversion - Convert FAF w/o CAC to Heat Pump - House with "Good Insulation" | Cooling Savings | -63.2715 | 15 | 0 | 0 | ResCACZ2 | 5.1497 | 0 | 0 | 0 | 0 | 0 | 0 | 0 | 0
Heating Zone 1 - Cooling Zone 3 |  | Existing Single Family Home HVAC Conversion - Convert FAF w/o CAC to Heat Pump - House with "Good Insulation" | Cooling Savings | 0 | 15 | 0 | 0 | ResCACZ3 | 0 | 0 | 0 | 0 | 0 | 0 | 0 | 0 | 0
Heating Zone 2 - Cooling Zone 1 |  | Existing Single Family Home HVAC Conversion - Convert FAF w/o CAC to Heat Pump - House with "Good Insulation" | Cooling Savings | -59.3085 | 15 | 0 | 0 | ResCACZ1 | 4.8272 | 0 | 0 | 0 | 0 | 0 | 0 | 0 | 0
Heating Zone 2 - Cooling Zone 2 |  | Existing Single Family Home HVAC Conversion - Convert FAF w/o CAC to Heat Pump - House with "Good Insulation" | Cooling Savings | -90.1616 | 15 | 0 | 0 | ResCACZ2 | 7.3383 | 0 | 0 | 0 | 0 | 0 | 0 | 0 | 0
Heating Zone 2 - Cooling Zone 3 |  | Existing Single Family Home HVAC Conversion - Convert FAF w/o CAC to Heat Pump - House with "Good Insulation" | Cooling Savings | 0 | 15 | 0 | 0 | ResCACZ3 | 0 | 0 | 0 | 0 | 0 | 0 | 0 | 0 | 0
Heating Zone 3 - Cooling Zone 1 |  | Existing Single Family Home HVAC Conversion - Convert FAF w/o CAC to Heat Pump - House with "Good Insulation" | Cooling Savings | -78.5161 | 15 | 0 | 0 | ResCACZ1 | 6.3905 | 0 | 0 | 0 | 0 | 0 | 0 | 0 | 0
Heating Zone 3 - Cooling Zone 2 |  | Existing Single Family Home HVAC Conversion - Convert FAF w/o CAC to Heat Pump - House with "Good Insulation" | Cooling Savings | -16.9574 | 15 | 0 | 0 | ResCACZ2 | 1.3802 | 0 | 0 | 0 | 0 | 0 | 0 | 0 | 0
Heating Zone 3 - Cooling Zone 3 |  | Existing Single Family Home HVAC Conversion - Convert FAF w/o CAC to Heat Pump - House with "Good Insulation" | Cooling Savings | 0 | 15 | 0 | 0 | ResCACZ3 | 0 | 0 | 0 | 0 | 0 | 0 | 0 | 0 | 0
Heating Zone 1 |  | Existing Single Family Home HVAC Upgrade | Cooling Savings | 0 | 15 | 0 | 0 | ResCACZ1 | 0 | 0 | 0 | 0 | 0 | 0 | 0 | 0 | 0
Heating Zone 2 |  | Existing Single Family Home HVAC Upgrade | Cooling Savings | 0 | 15 | 0 | 0 | ResCACZ2 | 0 | 0 | 0 | 0 | 0 | 0 | 0 | 0 | 0
Heating Zone 3 |  | Existing Single Family Home HVAC Upgrade | Cooling Savings | 0 | 15 | 0 | 0 | ResCACZ3 | 0 | 0 | 0 | 0 | 0 | 0 | 0 | 0 | 0
Heating Zone 1 - Cooling Zone 1 |  | Existing Single Family Home HVAC Upgrade - Central Heat Pump Upgrade to Variable Capacity Central Heat Pump | Cooling Savings | 63.6469 | 15 | 0 | 0 | ResCACZ1 | 0 | 0 | 0 | 0 | 0 | 0 | 0 | 0 | 0
Heating Zone 1 - Cooling Zone 2 |  | Existing Single Family Home HVAC Upgrade - Central Heat Pump Upgrade to Variable Capacity Central Heat Pump | Cooling Savings | 82.7198 | 15 | 0 | 0 | ResCACZ2 | 0 | 0 | 0 | 0 | 0 | 0 | 0 | 0 | 0
Heating Zone 1 - Cooling Zone 3 |  | Existing Single Family Home HVAC Upgrade - Central Heat Pump Upgrade to Variable Capacity Central Heat Pump | Cooling Savings | 109.6431 | 15 | 0 | 0 | ResCACZ3 | 0 | 0 | 0 | 0 | 0 | 0 | 0 | 0 | 0
Heating Zone 2 - Cooling Zone 1 |  | Existing Single Family Home HVAC Upgrade - Central Heat Pump Upgrade to Variable Capacity Central Heat Pump | Cooling Savings | 27.3884 | 15 | 0 | 0 | ResCACZ1 | 0 | 0 | 0 | 0 | 0 | 0 | 0 | 0 | 0
Heating Zone 2 - Cooling Zone 2 |  | Existing Single Family Home HVAC Upgrade - Central Heat Pump Upgrade to Variable Capacity Central Heat Pump | Cooling Savings | 117.8752 | 15 | 0 | 0 | ResCACZ2 | 0 | 0 | 0 | 0 | 0 | 0 | 0 | 0 | 0
Heating Zone 2 - Cooling Zone 3 |  | Existing Single Family Home HVAC Upgrade - Central Heat Pump Upgrade to Variable Capacity Central Heat Pump | Cooling Savings | 13.5641 | 15 | 0 | 0 | ResCACZ3 | 0 | 0 | 0 | 0 | 0 | 0 | 0 | 0 | 0
Heating Zone 3 - Cooling Zone 1 |  | Existing Single Family Home HVAC Upgrade - Central Heat Pump Upgrade to Variable Capacity Central Heat Pump | Cooling Savings | 36.2585 | 15 | 0 | 0 | ResCACZ1 | 0 | 0 | 0 | 0 | 0 | 0 | 0 | 0 | 0
Heating Zone 3 - Cooling Zone 2 |  | Existing Single Family Home HVAC Upgrade - Central Heat Pump Upgrade to Variable Capacity Central Heat Pump | Cooling Savings | 22.1697 | 15 | 0 | 0 | ResCACZ2 | 0 | 0 | 0 | 0 | 0 | 0 | 0 | 0 | 0
Heating Zone 3 - Cooling Zone 3 |  | Existing Single Family Home HVAC Upgrade - Central Heat Pump Upgrade to Variable Capacity Central Heat Pump | Cooling Savings | 0 | 15 | 0 | 0 | R-All-HVAC-DHP_cool-All-All-N | 0 | 0 | 0 | 0 | 0 | 0 | 0 | 0 | 0
HZ1CZ1 |  | Zonal to DHP No Screen | Cooling Savings | -32.1244 | 15 | 0 | 0 | R-All-HVAC-DHP_cool-All-All-N | 4.2672 | 0 | 0 | 0 | 0 | 0 | 0 | 0 | 0
HZ2CZ1 |  | Zonal to DHP No Screen | Cooling Savings | -17.9382 | 15 | 0 | 0 | R-All-HVAC-DHP_cool-All-All-N | 2.3828 | 0 | 0 | 0 | 0 | 0 | 0 | 0 | 0
HZ3CZ1 |  | Zonal to DHP No Screen | Cooling Savings | -14.1862 | 15 | 0 | 0 | R-All-HVAC-DHP_cool-All-All-N | 1.8844 | 0 | 0 | 0 | 0 | 0 | 0 | 0 | 0
HZ1CZ2 |  | Zonal to DHP No Screen | Cooling Savings | 50.4501 | 15 | 0 | 0 | R-All-HVAC-DHP_cool-All-All-N | 2.5016 | 0 | 0 | 0 | 0 | 0 | 0 | 0 | 0
HZ2CZ2 |  | Zonal to DHP No Screen | Cooling Savings | 93.2886 | 15 | 0 | 0 | R-All-HVAC-DHP_cool-All-All-N | 4.6258 | 0 | 0 | 0 | 0 | 0 | 0 | 0 | 0
HZ3CZ2 |  | Zonal to DHP No Screen | Cooling Savings | 6.4049 | 15 | 0 | 0 | R-All-HVAC-DHP_cool-All-All-N | 0.31759 | 0 | 0 | 0 | 0 | 0 | 0 | 0 | 0
HZ1CZ3 |  | Zonal to DHP No Screen | Cooling Savings | 234.7087 | 15 | 0 | 0 | R-All-HVAC-DHP_cool-All-All-N | 0 | 0 | 0 | 0 | 0 | 0 | 0 | 0 | 0
HZ2CZ3 |  | Zonal to DHP No Screen | Cooling Savings | 61.6583 | 15 | 0 | 0 | R-All-HVAC-DHP_cool-All-All-N | 0 | 0 | 0 | 0 | 0 | 0 | 0 | 0 | 0
HZ3CZ3 |  | Zonal to DHP No Screen | Cooling Savings | 0 | 15 | 0 | 0 | R-All-HVAC-DHP_cool-All-All-N | 0 | 0 | 0 | 0 | 0 | 0 | 0 | 0 | 0
HZ1CZ1 | New SF HVAC Upgrade - Heat Pump Upgrade to 9.0 HSPF/14 SEERHeating Savings | New SF HVAC Upgrade - Heat Pump Upgrade to 9.0 HSPF/14 SEER | Heating Savings | 134.5653 | 15 | 80.8234 | 0 | ResSpHtHPZ1 | 2.1503 | 0 | 0 | 0 | 0 | 0 | 0 | 0
HZ1CZ2 | New SF HVAC Upgrade - Heat Pump Upgrade to 9.0 HSPF/14 SEERHeating Savings | New SF HVAC Upgrade - Heat Pump Upgrade to 9.0 HSPF/14 SEER | Heating Savings | 134.5653 | 15 | 80.8234 | 0 | ResSpHtHPZ2 | 2.1503 | 0 | 0 | 0 | 0 | 0 | 0 | 0
HZ1CZ3 | New SF HVAC Upgrade - Heat Pump Upgrade to 9.0 HSPF/14 SEERHeating Savings | New SF HVAC Upgrade - Heat Pump Upgrade to 9.0 HSPF/14 SEER | Heating Savings | 134.5653 | 15 | 80.8234 | 0 | ResSpHtHPZ3 | 2.1503 | 0 | 0 | 0 | 0 | 0 | 0 | 0
HZ2CZ1 | New SF HVAC Upgrade - Heat Pump Upgrade to 9.0 HSPF/14 SEERHeating Savings | New SF HVAC Upgrade - Heat Pump Upgrade to 9.0 HSPF/14 SEER | Heating Savings | 117.9445 | 15 | 80.8234 | 0 | ResSpHtHPZ1 | 1.4361 | 0 | 0 | 0 | 0 | 0 | 0 | 0
HZ2CZ2 | New SF HVAC Upgrade - Heat Pump Upgrade to 9.0 HSPF/14 SEERHeating Savings | New SF HVAC Upgrade - Heat Pump Upgrade to 9.0 HSPF/14 SEER | Heating Savings | 117.9445 | 15 | 80.8234 | 0 | ResSpHtHPZ1 | 1.4361 | 0 | 0 | 0 | 0 | 0 | 0 | 0
HZ2CZ3 | New SF HVAC Upgrade - Heat Pump Upgrade to 9.0 HSPF/14 SEERHeating Savings | New SF HVAC Upgrade - Heat Pump Upgrade to 9.0 HSPF/14 SEER | Heating Savings | 117.9445 | 15 | 80.8234 | 0 | ResSpHtHPZ1 | 1.4361 | 0 | 0 | 0 | 0 | 0 | 0 | 0
HZ3CZ1 | New SF HVAC Upgrade - Heat Pump Upgrade to 9.0 HSPF/14 SEERHeating Savings | New SF HVAC Upgrade - Heat Pump Upgrade to 9.0 HSPF/14 SEER | Heating Savings | 97.6336 | 15 | 80.8234 | 0 | ResSpHtHPZ2 | 1.1888 | 0 | 0 | 0 | 0 | 0 | 0 | 0
HZ3CZ2 | New SF HVAC Upgrade - Heat Pump Upgrade to 9.0 HSPF/14 SEERHeating Savings | New SF HVAC Upgrade - Heat Pump Upgrade to 9.0 HSPF/14 SEER | Heating Savings | 97.6336 | 15 | 80.8234 | 0 | ResSpHtHPZ2 | 1.1888 | 0 | 0 | 0 | 0 | 0 | 0 | 0
HZ3CZ3 | New SF HVAC Upgrade - Heat Pump Upgrade to 9.0 HSPF/14 SEERHeating Savings | New SF HVAC Upgrade - Heat Pump Upgrade to 9.0 HSPF/14 SEER | Heating Savings | 97.6336 | 15 | 80.8234 | 0 | ResSpHtHPZ2 | 1.1888 | 0 | 0 | 0 | 0 | 0 | 0 | 0
HZ1CZ1 | New SF HVAC Upgrade - Central Heat Pump Upgrade to Variable Capacity Central Heat PumpHeating Savings | New SF HVAC Upgrade - Central Heat Pump Upgrade to Variable Capacity Central Heat Pump | Heating Savings | 399.9792 | 15 | 5447.815 | 0 | ResSpHtHPZ3 | 6.3914 | 0 | 0 | 0 | 0 | 0 | 0 | 0
HZ1CZ2 | New SF HVAC Upgrade - Central Heat Pump Upgrade to Variable Capacity Central Heat PumpHeating Savings | New SF HVAC Upgrade - Central Heat Pump Upgrade to Variable Capacity Central Heat Pump | Heating Savings | 399.9792 | 15 | 5447.815 | 0 | ResSpHtHPZ3 | 6.3914 | 0 | 0 | 0 | 0 | 0 | 0 | 0
HZ1CZ3 | New SF HVAC Upgrade - Central Heat Pump Upgrade to Variable Capacity Central Heat PumpHeating Savings | New SF HVAC Upgrade - Central Heat Pump Upgrade to Variable Capacity Central Heat Pump | Heating Savings | 399.9792 | 15 | 5447.815 | 0 | ResSpHtHPZ3 | 6.3914 | 0 | 0 | 0 | 0 | 0 | 0 | 0
HZ2CZ1 | New SF HVAC Upgrade - Central Heat Pump Upgrade to Variable Capacity Central Heat PumpHeating Savings | New SF HVAC Upgrade - Central Heat Pump Upgrade to Variable Capacity Central Heat Pump | Heating Savings | 582.3123 | 15 | 5447.815 | 0 | ResSpHtHPZ1 | 7.0904 | 0 | 0 | 0 | 0 | 0 | 0 | 0
HZ2CZ2 | New SF HVAC Upgrade - Central Heat Pump Upgrade to Variable Capacity Central Heat PumpHeating Savings | New SF HVAC Upgrade - Central Heat Pump Upgrade to Variable Capacity Central Heat Pump | Heating Savings | 582.3123 | 15 | 5447.815 | 0 | ResSpHtHPZ2 | 7.0904 | 0 | 0 | 0 | 0 | 0 | 0 | 0
HZ2CZ3 | New SF HVAC Upgrade - Central Heat Pump Upgrade to Variable Capacity Central Heat PumpHeating Savings | New SF HVAC Upgrade - Central Heat Pump Upgrade to Variable Capacity Central Heat Pump | Heating Savings | 582.3123 | 15 | 5447.815 | 0 | ResSpHtHPZ3 | 7.0904 | 0 | 0 | 0 | 0 | 0 | 0 | 0
HZ3CZ1 | New SF HVAC Upgrade - Central Heat Pump Upgrade to Variable Capacity Central Heat PumpHeating Savings | New SF HVAC Upgrade - Central Heat Pump Upgrade to Variable Capacity Central Heat Pump | Heating Savings | 673.775 | 15 | 5447.815 | 0 | ResSpHtHPZ1 | 8.2041 | 0 | 0 | 0 | 0 | 0 | 0 | 0
HZ3CZ2 | New SF HVAC Upgrade - Central Heat Pump Upgrade to Variable Capacity Central Heat PumpHeating Savings | New SF HVAC Upgrade - Central Heat Pump Upgrade to Variable Capacity Central Heat Pump | Heating Savings | 673.775 | 15 | 5447.815 | 0 | ResSpHtHPZ1 | 8.2041 | 0 | 0 | 0 | 0 | 0 | 0 | 0
HZ3CZ3 | New SF HVAC Upgrade - Central Heat Pump Upgrade to Variable Capacity Central Heat PumpHeating Savings | New SF HVAC Upgrade - Central Heat Pump Upgrade to Variable Capacity Central Heat Pump | Heating Savings | 673.775 | 15 | 5447.815 | 0 | ResSpHtHPZ1 | 8.2041 | 0 | 0 | 0 | 0 | 0 | 0 | 0
HZ1CZ1 | New SF Zonal to DHPHeating Savings | New SF Zonal to DHP | Heating Savings | 2738.5166 | 15 | 3947.5062 | 0 | R-All-HVAC-ERconvertDHP-HZ1-All-N | 54.7776 | 0 | 0 | 0 | 0 | 0 | 0 | 0
HZ1CZ2 | New SF Zonal to DHPHeating Savings | New SF Zonal to DHP | Heating Savings | 2738.5166 | 15 | 3746.1342 | 0 | R-All-HVAC-ERconvertDHP-HZ2-All-N | 54.7776 | 0 | 0 | 0 | 0 | 0 | 0 | 0
HZ1CZ3 | New SF Zonal to DHPHeating Savings | New SF Zonal to DHP | Heating Savings | 2738.5166 | 15 | 3525.0402 | 0 | R-All-HVAC-ERconvertDHP-HZ3-All-N | 54.7776 | 0 | 0 | 0 | 0 | 0 | 0 | 0
HZ2CZ1 | New SF Zonal to DHPHeating Savings | New SF Zonal to DHP | Heating Savings | 2976.9281 | 15 | 3749.6769 | 0 | R-All-HVAC-ERconvertDHP-HZ1-All-N | 44.3116 | 0 | 0 | 0 | 0 | 0 | 0 | 0
HZ2CZ2 | New SF Zonal to DHPHeating Savings | New SF Zonal to DHP | Heating Savings | 2976.9281 | 15 | 3548.3049 | 0 | R-All-HVAC-ERconvertDHP-HZ2-All-N | 44.3116 | 0 | 0 | 0 | 0 | 0 | 0 | 0
HZ2CZ3 | New SF Zonal to DHPHeating Savings | New SF Zonal to DHP | Heating Savings | 2976.9281 | 15 | 3327.2109 | 0 | R-All-HVAC-ERconvertDHP-HZ3-All-N | 44.3116 | 0 | 0 | 0 | 0 | 0 | 0 | 0
HZ3CZ1 | New SF Zonal to DHPHeating Savings | New SF Zonal to DHP | Heating Savings | 1639.8901 | 15 | 3561.378 | 0 | R-All-HVAC-ERconvertDHP-HZ1-All-N | 127.7825 | 0 | 0 | 0 | 0 | 0 | 0 | 0
HZ3CZ2 | New SF Zonal to DHPHeating Savings | New SF Zonal to DHP | Heating Savings | 1639.8901 | 15 | 3360.006 | 0 | R-All-HVAC-ERconvertDHP-HZ2-All-N | 127.7825 | 0 | 0 | 0 | 0 | 0 | 0 | 0
HZ3CZ3 | New SF Zonal to DHPHeating Savings | New SF Zonal to DHP | Heating Savings | 1639.8901 | 15 | 3138.912 | 0 | R-All-HVAC-ERconvertDHP-HZ3-All-N | 127.7825 | 0 | 0 | 0 | 0 | 0 | 0 | 0
HZ1CZ1 | New SF HVAC Upgrade - Heat Pump Upgrade to 9.0 HSPF/14 SEERCooling Savings | New SF HVAC Upgrade - Heat Pump Upgrade to 9.0 HSPF/14 SEER | Cooling Savings | 15.8697 | 15 | 0 | 0 | ResCACZ1 | 0 | 0 | 0 | 0 | 0 | 0 | 0 | 0
HZ1CZ2 | New SF HVAC Upgrade - Heat Pump Upgrade to 9.0 HSPF/14 SEERCooling Savings | New SF HVAC Upgrade - Heat Pump Upgrade to 9.0 HSPF/14 SEER | Cooling Savings | 31.2753 | 15 | 0 | 0 | ResCACZ2 | 0 | 0 | 0 | 0 | 0 | 0 | 0 | 0
HZ1CZ3 | New SF HVAC Upgrade - Heat Pump Upgrade to 9.0 HSPF/14 SEERCooling Savings | New SF HVAC Upgrade - Heat Pump Upgrade to 9.0 HSPF/14 SEER | Cooling Savings | 50.6698 | 15 | 0 | 0 | ResCACZ3 | 0 | 0 | 0 | 0 | 0 | 0 | 0 | 0
HZ2CZ1 | New SF HVAC Upgrade - Heat Pump Upgrade to 9.0 HSPF/14 SEERCooling Savings | New SF HVAC Upgrade - Heat Pump Upgrade to 9.0 HSPF/14 SEER | Cooling Savings | 15.8605 | 15 | 0 | 0 | ResCACZ1 | 0 | 0 | 0 | 0 | 0 | 0 | 0 | 0
HZ2CZ2 | New SF HVAC Upgrade - Heat Pump Upgrade to 9.0 HSPF/14 SEERCooling Savings | New SF HVAC Upgrade - Heat Pump Upgrade to 9.0 HSPF/14 SEER | Cooling Savings | 31.3458 | 15 | 0 | 0 | ResCACZ2 | 0 | 0 | 0 | 0 | 0 | 0 | 0 | 0
HZ2CZ3 | New SF HVAC Upgrade - Heat Pump Upgrade to 9.0 HSPF/14 SEERCooling Savings | New SF HVAC Upgrade - Heat Pump Upgrade to 9.0 HSPF/14 SEER | Cooling Savings | 51.0861 | 15 | 0 | 0 | ResCACZ3 | 0 | 0 | 0 | 0 | 0 | 0 | 0 | 0
HZ3CZ1 | New SF HVAC Upgrade - Heat Pump Upgrade to 9.0 HSPF/14 SEERCooling Savings | New SF HVAC Upgrade - Heat Pump Upgrade to 9.0 HSPF/14 SEER | Cooling Savings | 16.1014 | 15 | 0 | 0 | ResCACZ1 | 0 | 0 | 0 | 0 | 0 | 0 | 0 | 0
HZ3CZ2 | New SF HVAC Upgrade - Heat Pump Upgrade to 9.0 HSPF/14 SEERCooling Savings | New SF HVAC Upgrade - Heat Pump Upgrade to 9.0 HSPF/14 SEER | Cooling Savings | 31.5581 | 15 | 0 | 0 | ResCACZ2 | 0 | 0 | 0 | 0 | 0 | 0 | 0 | 0
HZ3CZ3 | New SF HVAC Upgrade - Heat Pump Upgrade to 9.0 HSPF/14 SEERCooling Savings | New SF HVAC Upgrade - Heat Pump Upgrade to 9.0 HSPF/14 SEER | Cooling Savings | 51.227 | 15 | 0 | 0 | ResCACZ3 | 0 | 0 | 0 | 0 | 0 | 0 | 0 | 0
HZ1CZ1 | New SF HVAC Upgrade - Central Heat Pump Upgrade to Variable Capacity Central Heat PumpCooling Savings | New SF HVAC Upgrade - Central Heat Pump Upgrade to Variable Capacity Central Heat Pump | Cooling Savings | 63.6469 | 15 | 0 | 0 | ResCACZ1 | 0 | 0 | 0 | 0 | 0 | 0 | 0 | 0
HZ1CZ2 | New SF HVAC Upgrade - Central Heat Pump Upgrade to Variable Capacity Central Heat PumpCooling Savings | New SF HVAC Upgrade - Central Heat Pump Upgrade to Variable Capacity Central Heat Pump | Cooling Savings | 148.1379 | 15 | 0 | 0 | ResCACZ2 | 0 | 0 | 0 | 0 | 0 | 0 | 0 | 0
HZ1CZ3 | New SF HVAC Upgrade - Central Heat Pump Upgrade to Variable Capacity Central Heat PumpCooling Savings | New SF HVAC Upgrade - Central Heat Pump Upgrade to Variable Capacity Central Heat Pump | Cooling Savings | 248.2845 | 15 | 0 | 0 | ResCACZ3 | 0 | 0 | 0 | 0 | 0 | 0 | 0 | 0
HZ2CZ1 | New SF HVAC Upgrade - Central Heat Pump Upgrade to Variable Capacity Central Heat PumpCooling Savings | New SF HVAC Upgrade - Central Heat Pump Upgrade to Variable Capacity Central Heat Pump | Cooling Savings | 63.6469 | 15 | 0 | 0 | ResCACZ1 | 0 | 0 | 0 | 0 | 0 | 0 | 0 | 0
HZ2CZ2 | New SF HVAC Upgrade - Central Heat Pump Upgrade to Variable Capacity Central Heat PumpCooling Savings | New SF HVAC Upgrade - Central Heat Pump Upgrade to Variable Capacity Central Heat Pump | Cooling Savings | 148.1379 | 15 | 0 | 0 | ResCACZ2 | 0 | 0 | 0 | 0 | 0 | 0 | 0 | 0
HZ2CZ3 | New SF HVAC Upgrade - Central Heat Pump Upgrade to Variable Capacity Central Heat PumpCooling Savings | New SF HVAC Upgrade - Central Heat Pump Upgrade to Variable Capacity Central Heat Pump | Cooling Savings | 248.2845 | 15 | 0 | 0 | ResCACZ3 | 0 | 0 | 0 | 0 | 0 | 0 | 0 | 0
HZ3CZ1 | New SF HVAC Upgrade - Central Heat Pump Upgrade to Variable Capacity Central Heat PumpCooling Savings | New SF HVAC Upgrade - Central Heat Pump Upgrade to Variable Capacity Central Heat Pump | Cooling Savings | 63.6469 | 15 | 0 | 0 | ResCACZ1 | 0 | 0 | 0 | 0 | 0 | 0 | 0 | 0
HZ3CZ2 | New SF HVAC Upgrade - Central Heat Pump Upgrade to Variable Capacity Central Heat PumpCooling Savings | New SF HVAC Upgrade - Central Heat Pump Upgrade to Variable Capacity Central Heat Pump | Cooling Savings | 148.1379 | 15 | 0 | 0 | ResCACZ2 | 0 | 0 | 0 | 0 | 0 | 0 | 0 | 0
HZ3CZ3 | New SF HVAC Upgrade - Central Heat Pump Upgrade to Variable Capacity Central Heat PumpCooling Savings | New SF HVAC Upgrade - Central Heat Pump Upgrade to Variable Capacity Central Heat Pump | Cooling Savings | 248.2845 | 15 | 0 | 0 | ResCACZ3 | 0 | 0 | 0 | 0 | 0 | 0 | 0 | 0
HZ1CZ1 | New SF Zonal to DHPCooling Savings | New SF Zonal to DHP | Cooling Savings | -32.1244 | 15 | 0 | 0 | R-All-HVAC-DHP_cool-All-All-N | 4.2672 | 0 | 0 | 0 | 0 | 0 | 0 | 0
HZ1CZ2 | New SF Zonal to DHPCooling Savings | New SF Zonal to DHP | Cooling Savings | -32.1244 | 15 | 0 | 0 | R-All-HVAC-DHP_cool-All-All-N | 4.2672 | 0 | 0 | 0 | 0 | 0 | 0 | 0
HZ1CZ3 | New SF Zonal to DHPCooling Savings | New SF Zonal to DHP | Cooling Savings | -32.1244 | 15 | 0 | 0 | R-All-HVAC-DHP_cool-All-All-N | 4.2672 | 0 | 0 | 0 | 0 | 0 | 0 | 0
HZ2CZ1 | New SF Zonal to DHPCooling Savings | New SF Zonal to DHP | Cooling Savings | 117.239 | 15 | 0 | 0 | R-All-HVAC-DHP_cool-All-All-N | 5.8134 | 0 | 0 | 0 | 0 | 0 | 0 | 0
HZ2CZ2 | New SF Zonal to DHPCooling Savings | New SF Zonal to DHP | Cooling Savings | 117.239 | 15 | 0 | 0 | R-All-HVAC-DHP_cool-All-All-N | 5.8134 | 0 | 0 | 0 | 0 | 0 | 0 | 0
HZ2CZ3 | New SF Zonal to DHPCooling Savings | New SF Zonal to DHP | Cooling Savings | 117.239 | 15 | 0 | 0 | R-All-HVAC-DHP_cool-All-All-N | 5.8134 | 0 | 0 | 0 | 0 | 0 | 0 | 0
HZ3CZ1 | New SF Zonal to DHPCooling Savings | New SF Zonal to DHP | Cooling Savings | 412 | 15 | 0 | 0 | R-All-HVAC-DHP_cool-All-All-N | 0 | 0 | 0 | 0 | 0 | 0 | 0 | 0
HZ3CZ2 | New SF Zonal to DHPCooling Savings | New SF Zonal to DHP | Cooling Savings | 412 | 15 | 0 | 0 | R-All-HVAC-DHP_cool-All-All-N | 0 | 0 | 0 | 0 | 0 | 0 | 0 | 0
HZ3CZ3 | New SF Zonal to DHPCooling Savings | New SF Zonal to DHP | Cooling Savings | 412 | 15 | 0 | 0 | R-All-HVAC-DHP_cool-All-All-N | 0 | 0 | 0 | 0 | 0 | 0 | 0 | 0
|  |  |  | 4 | 5 | 6 | 7 | 8 | 9 | 10 | 11 | 12 | 13 | 14 | 15 | 16 | 17
|  | Input Data |  | 10: Periodic Replacement Costs and Savings and Replacement Period; 16: Gas Inputs
|  | Category Name | Measure Name | Savings (kwh/yr) | Life (yrs) | Capital Cost | Annual O&M | Shape Pointer | Non-E Val ($/yr) | Cost 1 ($) | Period 1 | Cost 2 ($) | Period 2 | Cost 3 ($) | Period 3 | Savings (therms/yr) | Shape Pointer
HZ1 |  | Existing Single Family Home HVAC Conversion - Convert FAF w/CAC to Heat Pump - House with "Good Insulation" | Heating Savings | 2610.3529 | 15 | 2878.505 | 0 | ResSpHtHPZ1 | 41.5349 | 0 | 0 | 0 | 0 | 0 | 0 | 0 | 0
HZ23 |  | Existing Single Family Home HVAC Conversion - Convert FAF w/CAC to Heat Pump - House with "Good Insulation" | Heating Savings | 2563.9872 | 15 | 2911.5329 | 0 | ResSpHtHPZ2 | 29.9879 | 0 | 0 | 0 | 0 | 0 | 0 | 0 | 0
HZ1CZ1 |  | Existing Single Family Home HVAC Conversion - Convert FAF w/o CAC to Heat Pump - House with "Good Insulation" | Heating Savings | 2610.3529 | 15 | 4405.9391 | 0 | ResSpHtHPZ3 | 41.5349 | 0 | 0 | 0 | 0 | 0 | 0 | 0 | 0
HZ1CZ23 |  | Existing Single Family Home HVAC Conversion - Convert FAF w/o CAC to Heat Pump - House with "Good Insulation" | Heating Savings | 2610.3529 | 15 | 3231.0681 | 0 | ResSpHtHPZ1 | 41.5349 | 0 | 0 | 0 | 0 | 0 | 0 | 0 | 0
HZ23CZ1 |  | Existing Single Family Home HVAC Conversion - Convert FAF w/o CAC to Heat Pump - House with "Good Insulation" | Heating Savings | 2478.0659 | 15 | 4476.2076 | 0 | ResSpHtHPZ1 | 29.0957 | 0 | 0 | 0 | 0 | 0 | 0 | 0 | 0
HZ23CZ23 |  | Existing Single Family Home HVAC Conversion - Convert FAF w/o CAC to Heat Pump - House with "Good Insulation" | Heating Savings | 2633.4038 | 15 | 3514.1785 | 0 | ResSpHtHPZ1 | 30.7086 | 0 | 0 | 0 | 0 | 0 | 0 | 0 | 0
HZ1 |  | Existing Single Family Home HVAC Upgrade | Heating Savings | 115.1931 | 15 | 89.4715 | 0 | ResSpHtHPZ1 | 1.6807 | 0 | 0 | 0 | 0 | 0 | 0 | 0 | 0
HZ23 |  | Existing Single Family Home HVAC Upgrade | Heating Savings | 80.6222 | 15 | 89.4715 | 0 | ResSpHtHPZ2 | 0.95034 | 0 | 0 | 0 | 0 | 0 | 0 | 0 | 0
HZ1CZ1 |  | Existing Single Family Home HVAC Upgrade - Central Heat Pump Upgrade to Variable Capacity Central Heat Pump | Heating Savings | 459.7755 | 15 | 5356.8461 | 0 | ResSpHtHPZ1 | 6.4704 | 0 | 0 | 0 | 0 | 0 | 0 | 0 | 0
HZ1CZ23 |  | Existing Single Family Home HVAC Upgrade - Central Heat Pump Upgrade to Variable Capacity Central Heat Pump | Heating Savings | 459.7755 | 15 | 5356.8461 | 0 | ResSpHtHPZ1 | 6.4704 | 0 | 0 | 0 | 0 | 0 | 0 | 0 | 0
HZ23CZ1 |  | Existing Single Family Home HVAC Upgrade - Central Heat Pump Upgrade to Variable Capacity Central Heat Pump | Heating Savings | 704.0268 | 15 | 5356.8461 | 0 | ResSpHtHPZ1 | 8.3977 | 0 | 0 | 0 | 0 | 0 | 0 | 0 | 0
HZ23CZ23 |  | Existing Single Family Home HVAC Upgrade - Central Heat Pump Upgrade to Variable Capacity Central Heat Pump | Heating Savings | 623.8163 | 15 | 5356.8461 | 0 | ResSpHtHPZ1 | 7.4132 | 0 | 0 | 0 | 0 | 0 | 0 | 0 | 0
HZ1CZ1 |  | Zonal to DHP No Screen | Heating Savings | 2240.0589 | 15 | 3914.8925 | 0 | R-All-HVAC-ERconvertDHP-HZ1-All-N | 26.1671 | 0 | 0 | 0 | 0 | 0 | 0 | 0 | 0
HZ1CZ23 |  | Zonal to DHP No Screen | Heating Savings | 2240.0589 | 15 | 3612.3135 | 0 | R-All-HVAC-ERconvertDHP-HZ1-All-N | 26.1671 | 0 | 0 | 0 | 0 | 0 | 0 | 0 | 0
HZ23CZ1 |  | Zonal to DHP No Screen | Heating Savings | 1976.9633 | 15 | 3618.3551 | 0 | R-All-HVAC-ERconvertDHP-HZ2-All-N | 39.9703 | 0 | 0 | 0 | 0 | 0 | 0 | 0 | 0
HZ23CZ23 |  | Zonal to DHP No Screen | Heating Savings | 2295.8354 | 15 | 3479.0632 | 0 | R-All-HVAC-ERconvertDHP-HZ2-All-N | 23.1143 | 0 | 0 | 0 | 0 | 0 | 0 | 0 | 0
HZ1 |  | Existing Single Family Home HVAC Conversion - Convert FAF w/CAC to Heat Pump - House with "Good Insulation" | Cooling Savings | 0 | 15 | 0 | 0 | ResCACZ1 | 0 | 0 | 0 | 0 | 0 | 0 | 0 | 0 | 0
HZ23 |  | Existing Single Family Home HVAC Conversion - Convert FAF w/CAC to Heat Pump - House with "Good Insulation" | Cooling Savings | 0 | 15 | 0 | 0 | ResCACZ2 | 0 | 0 | 0 | 0 | 0 | 0 | 0 | 0 | 0
HZ1CZ1 |  | Existing Single Family Home HVAC Conversion - Convert FAF w/o CAC to Heat Pump - House with "Good Insulation" | Cooling Savings | -137.8246 | 15 | 0 | 0 | ResCACZ1 | 11.2177 | 0 | 0 | 0 | 0 | 0 | 0 | 0 | 0
HZ1CZ23 |  | Existing Single Family Home HVAC Conversion - Convert FAF w/o CAC to Heat Pump - House with "Good Insulation" | Cooling Savings | -63.2715 | 15 | 0 | 0 | ResCACZ2 | 5.1497 | 0 | 0 | 0 | 0 | 0 | 0 | 0 | 0
HZ23CZ1 |  | Existing Single Family Home HVAC Conversion - Convert FAF w/o CAC to Heat Pump - House with "Good Insulation" | Cooling Savings | -137.8246 | 15 | 0 | 0 | ResCACZ2 | 11.2177 | 0 | 0 | 0 | 0 | 0 | 0 | 0 | 0
HZ23CZ23 |  | Existing Single Family Home HVAC Conversion - Convert FAF w/o CAC to Heat Pump - House with "Good Insulation" | Cooling Savings | -107.119 | 15 | 0 | 0 | ResCACZ3 | 8.7185 | 0 | 0 | 0 | 0 | 0 | 0 | 0 | 0
HZ1 |  | Existing Single Family Home HVAC Upgrade | Cooling Savings | 0 | 15 | 0 | 0 | ResCACZ1 | 0 | 0 | 0 | 0 | 0 | 0 | 0 | 0 | 0
HZ23 |  | Existing Single Family Home HVAC Upgrade | Cooling Savings | 0 | 15 | 0 | 0 | ResCACZ2 | 0 | 0 | 0 | 0 | 0 | 0 | 0 | 0 | 0
HZ1CZ1 |  | Existing Single Family Home HVAC Upgrade - Central Heat Pump Upgrade to Variable Capacity Central Heat Pump | Cooling Savings | 63.6469 | 15 | 0 | 0 | ResCACZ1 | 0 | 0 | 0 | 0 | 0 | 0 | 0 | 0 | 0
HZ1CZ23 |  | Existing Single Family Home HVAC Upgrade - Central Heat Pump Upgrade to Variable Capacity Central Heat Pump | Cooling Savings | 192.3629 | 15 | 0 | 0 | ResCACZ2 | 0 | 0 | 0 | 0 | 0 | 0 | 0 | 0 | 0
HZ23CZ1 |  | Existing Single Family Home HVAC Upgrade - Central Heat Pump Upgrade to Variable Capacity Central Heat Pump | Cooling Savings | 63.6469 | 15 | 0 | 0 | ResCACZ2 | 0 | 0 | 0 | 0 | 0 | 0 | 0 | 0 | 0
HZ23CZ23 |  | Existing Single Family Home HVAC Upgrade - Central Heat Pump Upgrade to Variable Capacity Central Heat Pump | Cooling Savings | 153.609 | 15 | 0 | 0 | ResCACZ3 | 0 | 0 | 0 | 0 | 0 | 0 | 0 | 0 | 0
HZ1CZ1 |  | Zonal to DHP No Screen | Cooling Savings | -32.1244 | 15 | 0 | 0 | R-All-HVAC-DHP_cool-All-All-N | 4.2672 | 0 | 0 | 0 | 0 | 0 | 0 | 0 | 0
HZ1CZ23 |  | Zonal to DHP No Screen | Cooling Savings | 285.1589 | 15 | 0 | 0 | R-All-HVAC-DHP_cool-All-All-N | 2.5016 | 0 | 0 | 0 | 0 | 0 | 0 | 0 | 0
HZ23CZ1 |  | Zonal to DHP No Screen | Cooling Savings | -32.1244 | 15 | 0 | 0 | R-All-HVAC-DHP_cool-All-All-N | 4.2672 | 0 | 0 | 0 | 0 | 0 | 0 | 0 | 0
HZ23CZ23 |  | Zonal to DHP No Screen | Cooling Savings | 161.3518 | 15 | 0 | 0 | R-All-HVAC-DHP_cool-All-All-N | 4.9434 | 0 | 0 | 0 | 0 | 0 | 0 | 0 | 0
|  | New SF HVAC Upgrade - Heat Pump Upgrade to 9.0 HSPF/14 SEER | Heating Savings | 130.3474 | 15 | 80.8234 | 0 | ResSpHtHPZ1 | 2.0001 | 0 | 0 | 0 | 0 | 0 | 0 | 0
|  | New SF HVAC Upgrade - Central Heat Pump Upgrade to Variable Capacity Central Heat Pump | Heating Savings | 439.7272 | 15 | 5447.815 | 0 | ResSpHtHPZ3 | 6.5817 | 0 | 0 | 0 | 0 | 0 | 0 | 0
|  | New SF Zonal to DHP | Heating Savings | 2718.1465 | 15 | 3764.9765 | 0 | R-All-HVAC-ERconvertDHP-HZ1-All-N | 56.9023 | 0 | 0 | 0 | 0 | 0 | 0 | 0
|  | New SF HVAC Upgrade - Heat Pump Upgrade to 9.0 HSPF/14 SEER | Cooling Savings | 26.7093 | 15 | 0 | 0 | ResCACZ1 | 0 | 0 | 0 | 0 | 0 | 0 | 0 | 0
|  | New SF HVAC Upgrade - Central Heat Pump Upgrade to Variable Capacity Central Heat Pump | Cooling Savings | 121.6957 | 15 | 0 | 0 | ResCACZ1 | 0 | 0 | 0 | 0 | 0 | 0 | 0 | 0
|  | New SF Zonal to DHP | Cooling Savings | 11.3544 | 15 | 0 | 0 | R-All-HVAC-DHP_cool-All-All-N | 4.277 | 0 | 0 | 0 | 0 | 0 | 0 | 0
Note on K4: :ProCost Periodic replacement costs and savings of the measure. These are costs and savings that occur periodically, but at different periods than annually. Can be positive or negative. Periodic replacement costs for both the measure and the baseline measure should be included if applicable. ProCost can analyze these costs in two ways dependent on the 'Repeat Periodic Replacement' switch in the ProData page. When set to 'On', ProCost repeats replacement costs for multiple times over the life of a measure depending on the input period and measure life. For example fluorescent lamps may have a 4-year replacement cycle that repeats 3 times in a 15-year measure life. When set to 'Off', ProCost reads the period as the year after installation that the replacement cost occurs and does not subsequently reinstall or repeat the replacement costs. For example a compressor may be replaced only once in the life of a heat-pump system. Example: A new fluorescent lighting systems may have a measure life of 15 years, and a lamp life of five years. Two lamps per fixture must be replaced at years 6 and 11. Lamp and labor costs, expressed as positive costs, are entered as a cost and the period would be entered as 5. The baseline measure may have a four year lamp life and would have required a three-lamp replacement at years 5, 9 and 13. Lamp and labor replacement costs would be entered as annual savings in dollars with a 4-year period. ProCost determines the net present value of the two cost streams.
Note on Q4: :ProCost If the measure has gas savings for increases, enter the annual savings and shape of the savings here. Example: Clothes washer saves electric motor and dryer energy and gas water heat.
Note on C5: :ProCost Category for the measure. Individual measures can be grouped into categories. ProCost output is reported by measure and by category. All measures must belong to at least one category. Category name can be the same as measure name. Example: Measures can be combined into one category if they have components with different load shapes or measure lives. On wash machines there may be one load shape for the electric motor savings component, a second load shape for the electric water heat savings component and a third shape for electric dryer savings component.
Note on D5: :ProCost Name of Measure. User-defined. For PTR measures, defined naming conventions apply.
Note on E5: :ProCost Annual electric savings for the measure in kWh at the site. May be positive, negative or zero. Savings are incremental to the baseline alternative.
Note on F5: :ProCost Physical life of the measure in years. Must be >=1.
Note on G5: :ProCost Initial cost to install the measure in dollars. Costs are incremental to the baseline alternative. Dollars must be denominated in the same year as 'Input Cost Reference Year' input on the ProData page.
Note on H5: :ProCost Annual operations and maintenance cost for the measure in dollars. Must be incremental cost over the baseline alternative. May be positive, negative or zero. Dollars must be denominated in the same year as 'Input Cost Reference Year' input on the ProData page. O&M costs are entered as positive values. Negative values represent O&M savings compared to the baseline alternative. Example: Annualized maintenance cost for a heat pump heating system compared to a baseline electric resistance heating system.
Note on I5: :ProCost Name of the pointer to the shape of the savings. The shapes represent the daily and monthly shape of the savings in four time segments for each month of the year. Shape of the savings is relative to the baseline alternative. These shapes are in the MC_AND_Loadshape file.
Note on J5: :ProCost Annual value of any non-energy benefits of the measure, relative to the baseline alternative. Expressed in dollars per year and denominated in dollars of the 'Cost Reference Year'. Positive value represents dollar savings. Negative value represents dollar cost. Example: Water, detergent and sewer savings from efficient clothes washer.
Note on K5: : Cost in dollars that is incurred for Period 1. Positive value if cost. Negative value if savings. Dollars must be denominated in the same year as 'Input Cost Reference Year' input on the ProData page.
Note on L5: :ProCost Duration of Period1. The time at which Period 1 costs, or savings, occur. In years.
Note on M5: : Cost in dollars that is incurred for Period 2 Positive value if cost. Negative value if savings. Dollars must be denominated in the same year as 'Input Cost Reference Year' input on the ProData page.
Note on N5: :ProCost Duration of Period 2. The time at which Period 2 costs, or savings, occur. In years.
Note on O5: : Cost in dollars that is incurred for Period 3. Positive value if cost. Negative value if savings. Dollars must be denominated in the same year as 'Input Cost Reference Year' input on the ProData page.
Note on P5: :ProCost Duration of Period 3. The time at which Period 3 costs, or savings, occur. In years.
Note on Q5: : Annual gas savings, or increases, in therms.
Note on R5: :ProCost Name of the pointer to the shape of the savings. The shapes represent the daily and monthly shape of the savings in four time segments for each month of the year. Shape of the savings is relative to the baseline alternative. These shapes are in the MC_AND_Loadshape file.
Note on K145: :ProCost Periodic replacement costs and savings of the measure. These are costs and savings that occur periodically, but at different periods than annually. Can be positive or negative. Periodic replacement costs for both the measure and the baseline measure should be included if applicable. ProCost can analyze these costs in two ways dependent on the 'Repeat Periodic Replacement' switch in the ProData page. When set to 'On', ProCost repeats replacement costs for multiple times over the life of a measure depending on the input period and measure life. For example fluorescent lamps may have a 4-year replacement cycle that repeats 3 times in a 15-year measure life. When set to 'Off', ProCost reads the period as the year after installation that the replacement cost occurs and does not subsequently reinstall or repeat the replacement costs. For example a compressor may be replaced only once in the life of a heat-pump system. Example: A new fluorescent lighting systems may have a measure life of 15 years, and a lamp life of five years. Two lamps per fixture must be replaced at years 6 and 11. Lamp and labor costs, expressed as positive costs, are entered as a cost and the period would be entered as 5. The baseline measure may have a four year lamp life and would have required a three-lamp replacement at years 5, 9 and 13. Lamp and labor replacement costs would be entered as annual savings in dollars with a 4-year period. ProCost determines the net present value of the two cost streams.
Note on Q145: :ProCost If the measure has gas savings for increases, enter the annual savings and shape of the savings here. Example: Clothes washer saves electric motor and dryer energy and gas water heat.
Note on C146: :ProCost Category for the measure. Individual measures can be grouped into categories. ProCost output is reported by measure and by category. All measures must belong to at least one category. Category name can be the same as measure name. Example: Measures can be combined into one category if they have components with different load shapes or measure lives. On wash machines there may be one load shape for the electric motor savings component, a second load shape for the electric water heat savings component and a third shape for electric dryer savings component.
Note on D146: :ProCost Name of Measure. User-defined. For PTR measures, defined naming conventions apply.
Note on E146: :ProCost Annual electric savings for the measure in kWh at the site. May be positive, negative or zero. Savings are incremental to the baseline alternative.
Note on F146: :ProCost Physical life of the measure in years. Must be >=1.
Note on G146: :ProCost Initial cost to install the measure in dollars. Costs are incremental to the baseline alternative. Dollars must be denominated in the same year as 'Input Cost Reference Year' input on the ProData page.
Note on H146: :ProCost Annual operations and maintenance cost for the measure in dollars. Must be incremental cost over the baseline alternative. May be positive, negative or zero. Dollars must be denominated in the same year as 'Input Cost Reference Year' input on the ProData page. O&M costs are entered as positive values. Negative values represent O&M savings compared to the baseline alternative. Example: Annualized maintenance cost for a heat pump heating system compared to a baseline electric resistance heating system.
Note on I146: :ProCost Name of the pointer to the shape of the savings. The shapes represent the daily and monthly shape of the savings in four time segments for each month of the year. Shape of the savings is relative to the baseline alternative. These shapes are in the MC_AND_Loadshape file.
Note on J146: :ProCost Annual value of any non-energy benefits of the measure, relative to the baseline alternative. Expressed in dollars per year and denominated in dollars of the 'Cost Reference Year'. Positive value represents dollar savings. Negative value represents dollar cost. Example: Water, detergent and sewer savings from efficient clothes washer.
Note on K146: : Cost in dollars that is incurred for Period 1. Positive value if cost. Negative value if savings. Dollars must be denominated in the same year as 'Input Cost Reference Year' input on the ProData page.
Note on L146: :ProCost Duration of Period1. The time at which Period 1 costs, or savings, occur. In years.
Note on M146: : Cost in dollars that is incurred for Period 2 Positive value if cost. Negative value if savings. Dollars must be denominated in the same year as 'Input Cost Reference Year' input on the ProData page.
Note on N146: :ProCost Duration of Period 2. The time at which Period 2 costs, or savings, occur. In years.
Note on O146: : Cost in dollars that is incurred for Period 3. Positive value if cost. Negative value if savings. Dollars must be denominated in the same year as 'Input Cost Reference Year' input on the ProData page.
Note on P146: :ProCost Duration of Period 3. The time at which Period 3 costs, or savings, occur. In years.
Note on Q146: : Annual gas savings, or increases, in therms.
Note on R146: :ProCost Name of the pointer to the shape of the savings. The shapes represent the daily and monthly shape of the savings in four time segments for each month of the year. Shape of the savings is relative to the baseline alternative. These shapes are in the MC_AND_Loadshape file.
Note on K249: :ProCost Periodic replacement costs and savings of the measure. These are costs and savings that occur periodically, but at different periods than annually. Can be positive or negative. Periodic replacement costs for both the measure and the baseline measure should be included if applicable. ProCost can analyze these costs in two ways dependent on the 'Repeat Periodic Replacement' switch in the ProData page. When set to 'On', ProCost repeats replacement costs for multiple times over the life of a measure depending on the input period and measure life. For example fluorescent lamps may have a 4-year replacement cycle that repeats 3 times in a 15-year measure life. When set to 'Off', ProCost reads the period as the year after installation that the replacement cost occurs and does not subsequently reinstall or repeat the replacement costs. For example a compressor may be replaced only once in the life of a heat-pump system. Example: A new fluorescent lighting systems may have a measure life of 15 years, and a lamp life of five years. Two lamps per fixture must be replaced at years 6 and 11. Lamp and labor costs, expressed as positive costs, are entered as a cost and the period would be entered as 5. The baseline measure may have a four year lamp life and would have required a three-lamp replacement at years 5, 9 and 13. Lamp and labor replacement costs would be entered as annual savings in dollars with a 4-year period. ProCost determines the net present value of the two cost streams.
Note on Q249: :ProCost If the measure has gas savings for increases, enter the annual savings and shape of the savings here. Example: Clothes washer saves electric motor and dryer energy and gas water heat.
Note on C250: :ProCost Category for the measure. Individual measures can be grouped into categories. ProCost output is reported by measure and by category. All measures must belong to at least one category. Category name can be the same as measure name. Example: Measures can be combined into one category if they have components with different load shapes or measure lives. On wash machines there may be one load shape for the electric motor savings component, a second load shape for the electric water heat savings component and a third shape for electric dryer savings component.
Note on D250: :ProCost Name of Measure. User-defined. For PTR measures, defined naming conventions apply.
Note on E250: :ProCost Annual electric savings for the measure in kWh at the site. May be positive, negative or zero. Savings are incremental to the baseline alternative.
Note on F250: :ProCost Physical life of the measure in years. Must be >=1.
Note on G250: :ProCost Initial cost to install the measure in dollars. Costs are incremental to the baseline alternative. Dollars must be denominated in the same year as 'Input Cost Reference Year' input on the ProData page.
Note on H250: :ProCost Annual operations and maintenance cost for the measure in dollars. Must be incremental cost over the baseline alternative. May be positive, negative or zero. Dollars must be denominated in the same year as 'Input Cost Reference Year' input on the ProData page. O&M costs are entered as positive values. Negative values represent O&M savings compared to the baseline alternative. Example: Annualized maintenance cost for a heat pump heating system compared to a baseline electric resistance heating system.
Note on I250: :ProCost Name of the pointer to the shape of the savings. The shapes represent the daily and monthly shape of the savings in four time segments for each month of the year. Shape of the savings is relative to the baseline alternative. These shapes are in the MC_AND_Loadshape file.
Note on J250: :ProCost Annual value of any non-energy benefits of the measure, relative to the baseline alternative. Expressed in dollars per year and denominated in dollars of the 'Cost Reference Year'. Positive value represents dollar savings. Negative value represents dollar cost. Example: Water, detergent and sewer savings from efficient clothes washer.
Note on K250: : Cost in dollars that is incurred for Period 1. Positive value if cost. Negative value if savings. Dollars must be denominated in the same year as 'Input Cost Reference Year' input on the ProData page.
Note on L250: :ProCost Duration of Period1. The time at which Period 1 costs, or savings, occur. In years.
Note on M250: : Cost in dollars that is incurred for Period 2 Positive value if cost. Negative value if savings. Dollars must be denominated in the same year as 'Input Cost Reference Year' input on the ProData page.
Note on N250: :ProCost Duration of Period 2. The time at which Period 2 costs, or savings, occur. In years.
Note on O250: : Cost in dollars that is incurred for Period 3. Positive value if cost. Negative value if savings. Dollars must be denominated in the same year as 'Input Cost Reference Year' input on the ProData page.
Note on P250: :ProCost Duration of Period 3. The time at which Period 3 costs, or savings, occur. In years.
Note on Q250: : Annual gas savings, or increases, in therms.
Note on R250: :ProCost Name of the pointer to the shape of the savings. The shapes represent the daily and monthly shape of the savings in four time segments for each month of the year. Shape of the savings is relative to the baseline alternative. These shapes are in the MC_AND_Loadshape file.

## weighting
Since we don't have statistically significant distribution of FAF and Zonal heating by CZ2/3 and HZ2/3, use overal # homes distribution
Climate Zone Combination | All | Only HZ2&3 and CZ2&3
Heating Zone 1 - Cooling Zone 1 | 53.14% | 100%
Heating Zone 1 - Cooling Zone 2 | 12.26% | 55.84%
Heating Zone 1 - Cooling Zone 3 | 9.695% | 44.16%
Heating Zone 2 - Cooling Zone 1 | 4.79% | 43.03%
Heating Zone 2 - Cooling Zone 2 | 10.96% | 79.57%
Heating Zone 2 - Cooling Zone 3 | 0.7526% | 5.463%
Heating Zone 3 - Cooling Zone 1 | 6.341% | 56.97%
Heating Zone 3 - Cooling Zone 2 | 2.062% | 14.97%
Heating Zone 3 - Cooling Zone 3 | 0% | 0%
Heating Zone 1 | 75.09% | 100%
Heating Zone 2 | 16.5% | 66.26%
Heating Zone 3 | 8.403% | 33.74%
HZ1CZ1 |  | 100%
HZ2CZ1 |  | 55.84%
HZ3CZ1 |  | 44.16%
HZ1CZ2 |  | 43.03%
HZ2CZ2 |  | 79.57%
HZ3CZ2 |  | 5.463%
HZ1CZ3 |  | 56.97%
HZ2CZ3 |  | 14.97%
HZ3CZ3 |  | 0%
New Homes
Since we don't have statistically significant distribution of new homes by climate zone, weight by population distribution
Heating Zone 1 - Cooling Zone 1 | HZ1CZ1 | 49.27%
Heating Zone 1 - Cooling Zone 2 | HZ1CZ2 | 17.17%
Heating Zone 1 - Cooling Zone 3 | HZ1CZ3 | 14.26%
Heating Zone 2 - Cooling Zone 1 | HZ2CZ1 | 2.753%
Heating Zone 2 - Cooling Zone 2 | HZ2CZ2 | 6.683%
Heating Zone 2 - Cooling Zone 3 | HZ2CZ3 | 4.906%
Heating Zone 3 - Cooling Zone 1 | HZ3CZ1 | 1.984%
Heating Zone 3 - Cooling Zone 2 | HZ3CZ2 | 2.982%
Heating Zone 3 - Cooling Zone 3 | HZ3CZ3 | 0%

## Composite
Only include "good" insulation permutation, Adjust cost to 2012$ | 1.107 | GDP Deflator
| Input Data | [7 empty] | Periodic Replacement Costs and Savings and Replacement Period | [5 empty] | Gas Inputs
Concatenate | Category Name | Measure Name | Savings (kwh/yr) | Life (yrs) | Capital Cost | Annual O&M | Shape Pointer | Non-E Val ($/yr) | Cost 1 ($) | Period 1 | Cost 2 ($) | Period 2 | Cost 3 ($) | Period 3 | Savings (therms/yr) | Shape Pointer
Existing Single Family Home HVAC Conversion - Convert FAF w/CAC to Heat Pump - House with "Good Insulation" - Heating Zone 1Heating Savings | Existing Single Family Home HVAC Conversion - Convert FAF w/CAC to Heat Pump - House with "Good Insulation" - Heating Zone 1 | Heating Savings | 2610.3529 | 15 | 2878.505 | 0 | ResSpHtHPZ1 | 41.5349 | 0 | 0 | 0 | 0 | 0 | 0 | 0 | 0
Existing Single Family Home HVAC Conversion - Convert FAF w/CAC to Heat Pump - House with "Good Insulation" - Heating Zone 2Heating Savings | Existing Single Family Home HVAC Conversion - Convert FAF w/CAC to Heat Pump - House with "Good Insulation" - Heating Zone 2 | Heating Savings | 2688.7511 | 15 | 2901.7926 | 0 | ResSpHtHPZ2 | 31.2833 | 0 | 0 | 0 | 0 | 0 | 0 | 0 | 0
Existing Single Family Home HVAC Conversion - Convert FAF w/CAC to Heat Pump - House with "Good Insulation" - Heating Zone 3Heating Savings | Existing Single Family Home HVAC Conversion - Convert FAF w/CAC to Heat Pump - House with "Good Insulation" - Heating Zone 3 | Heating Savings | 2318.9213 | 15 | 2930.6652 | 0 | ResSpHtHPZ3 | 27.4433 | 0 | 0 | 0 | 0 | 0 | 0 | 0 | 0
Existing Single Family Home HVAC Conversion - Convert FAF w/o CAC to Heat Pump - House with "Good Insulation" - Heating Zone 1 - Cooling Zone 1Heating Savings | Existing Single Family Home HVAC Conversion - Convert FAF w/o CAC to Heat Pump - House with "Good Insulation" - Heating Zone 1 - Cooling Zone 1 | Heating Savings | 2610.3529 | 15 | 4405.9391 | 0 | ResSpHtHPZ1 | 41.5349 | 0 | 0 | 0 | 0 | 0 | 0 | 0 | 0
Existing Single Family Home HVAC Conversion - Convert FAF w/o CAC to Heat Pump - House with "Good Insulation" - Heating Zone 1 - Cooling Zone 2Heating Savings | Existing Single Family Home HVAC Conversion - Convert FAF w/o CAC to Heat Pump - House with "Good Insulation" - Heating Zone 1 - Cooling Zone 2 | Heating Savings | 2610.3529 | 15 | 3509.889 | 0 | ResSpHtHPZ1 | 41.5349 | 0 | 0 | 0 | 0 | 0 | 0 | 0 | 0
Existing Single Family Home HVAC Conversion - Convert FAF w/o CAC to Heat Pump - House with "Good Insulation" - Heating Zone 1 - Cooling Zone 3Heating Savings | Existing Single Family Home HVAC Conversion - Convert FAF w/o CAC to Heat Pump - House with "Good Insulation" - Heating Zone 1 - Cooling Zone 3 | Heating Savings | 2610.3529 | 15 | 2878.505 | 0 | ResSpHtHPZ1 | 41.5349 | 0 | 0 | 0 | 0 | 0 | 0 | 0 | 0
Existing Single Family Home HVAC Conversion - Convert FAF w/o CAC to Heat Pump - House with "Good Insulation" - Heating Zone 2 - Cooling Zone 1Heating Savings | Existing Single Family Home HVAC Conversion - Convert FAF w/o CAC to Heat Pump - House with "Good Insulation" - Heating Zone 2 - Cooling Zone 1 | Heating Savings | 2688.7511 | 15 | 4447.1208 | 0 | ResSpHtHPZ2 | 31.2833 | 0 | 0 | 0 | 0 | 0 | 0 | 0 | 0
Existing Single Family Home HVAC Conversion - Convert FAF w/o CAC to Heat Pump - House with "Good Insulation" - Heating Zone 2 - Cooling Zone 2Heating Savings | Existing Single Family Home HVAC Conversion - Convert FAF w/o CAC to Heat Pump - House with "Good Insulation" - Heating Zone 2 - Cooling Zone 2 | Heating Savings | 2688.7511 | 15 | 3543.0574 | 0 | ResSpHtHPZ2 | 31.2833 | 0 | 0 | 0 | 0 | 0 | 0 | 0 | 0
Existing Single Family Home HVAC Conversion - Convert FAF w/o CAC to Heat Pump - House with "Good Insulation" - Heating Zone 2 - Cooling Zone 3Heating Savings | Existing Single Family Home HVAC Conversion - Convert FAF w/o CAC to Heat Pump - House with "Good Insulation" - Heating Zone 2 - Cooling Zone 3 | Heating Savings | 2688.7511 | 15 | 2901.7926 | 0 | ResSpHtHPZ2 | 31.2833 | 0 | 0 | 0 | 0 | 0 | 0 | 0 | 0
Existing Single Family Home HVAC Conversion - Convert FAF w/o CAC to Heat Pump - House with "Good Insulation" - Heating Zone 3 - Cooling Zone 1Heating Savings | Existing Single Family Home HVAC Conversion - Convert FAF w/o CAC to Heat Pump - House with "Good Insulation" - Heating Zone 3 - Cooling Zone 1 | Heating Savings | 2318.9213 | 15 | 4498.1788 | 0 | ResSpHtHPZ3 | 27.4433 | 0 | 0 | 0 | 0 | 0 | 0 | 0 | 0
Existing Single Family Home HVAC Conversion - Convert FAF w/o CAC to Heat Pump - House with "Good Insulation" - Heating Zone 3 - Cooling Zone 2Heating Savings | Existing Single Family Home HVAC Conversion - Convert FAF w/o CAC to Heat Pump - House with "Good Insulation" - Heating Zone 3 - Cooling Zone 2 | Heating Savings | 2318.9213 | 15 | 3584.1804 | 0 | ResSpHtHPZ3 | 27.4433 | 0 | 0 | 0 | 0 | 0 | 0 | 0 | 0
Existing Single Family Home HVAC Conversion - Convert FAF w/o CAC to Heat Pump - House with "Good Insulation" - Heating Zone 3 - Cooling Zone 3Heating Savings | Existing Single Family Home HVAC Conversion - Convert FAF w/o CAC to Heat Pump - House with "Good Insulation" - Heating Zone 3 - Cooling Zone 3 | Heating Savings | 2318.9213 | 15 | 2930.6652 | 0 | ResSpHtHPZ3 | 27.4433 | 0 | 0 | 0 | 0 | 0 | 0 | 0 | 0
Existing Single Family Home HVAC Upgrade - Heat Pump Upgrade to 9.0 HSPF/14 SEER - Heating Zone 1Heating Savings | Existing Single Family Home HVAC Upgrade - Heat Pump Upgrade to 9.0 HSPF/14 SEER - Heating Zone 1 | Heating Savings | 115.1931 | 15 | 89.4715 | 0 | ResSpHtHPZ1 | 1.6807 | 0 | 0 | 0 | 0 | 0 | 0 | 0 | 0
Existing Single Family Home HVAC Upgrade - Heat Pump Upgrade to 9.0 HSPF/14 SEER - Heating Zone 2Heating Savings | Existing Single Family Home HVAC Upgrade - Heat Pump Upgrade to 9.0 HSPF/14 SEER - Heating Zone 2 | Heating Savings | 86.6456 | 15 | 89.4715 | 0 | ResSpHtHPZ2 | 1.0348 | 0 | 0 | 0 | 0 | 0 | 0 | 0 | 0
Existing Single Family Home HVAC Upgrade - Heat Pump Upgrade to 9.0 HSPF/14 SEER - Heating Zone 3Heating Savings | Existing Single Family Home HVAC Upgrade - Heat Pump Upgrade to 9.0 HSPF/14 SEER - Heating Zone 3 | Heating Savings | 68.7907 | 15 | 89.4715 | 0 | ResSpHtHPZ3 | 0.78439 | 0 | 0 | 0 | 0 | 0 | 0 | 0 | 0
Existing Single Family Home HVAC Upgrade - Central Heat Pump Upgrade to Variable Capacity Central Heat Pump - Heating Zone 1 - Cooling Zone 1Heating Savings | Existing Single Family Home HVAC Upgrade - Central Heat Pump Upgrade to Variable Capacity Central Heat Pump - Heating Zone 1 - Cooling Zone 1 | Heating Savings | 574.9686 | 15 | 5446.3176 | 0 | ResSpHtHPZ1 | 8.1511 | 0 | 0 | 0 | 0 | 0 | 0 | 0 | 0
Existing Single Family Home HVAC Upgrade - Central Heat Pump Upgrade to Variable Capacity Central Heat Pump - Heating Zone 1 - Cooling Zone 2Heating Savings | Existing Single Family Home HVAC Upgrade - Central Heat Pump Upgrade to Variable Capacity Central Heat Pump - Heating Zone 1 - Cooling Zone 2 | Heating Savings | 574.9686 | 15 | 5446.3176 | 0 | ResSpHtHPZ1 | 8.1511 | 0 | 0 | 0 | 0 | 0 | 0 | 0 | 0
Existing Single Family Home HVAC Upgrade - Central Heat Pump Upgrade to Variable Capacity Central Heat Pump - Heating Zone 1 - Cooling Zone 3Heating Savings | Existing Single Family Home HVAC Upgrade - Central Heat Pump Upgrade to Variable Capacity Central Heat Pump - Heating Zone 1 - Cooling Zone 3 | Heating Savings | 574.9686 | 15 | 5446.3176 | 0 | ResSpHtHPZ1 | 8.1511 | 0 | 0 | 0 | 0 | 0 | 0 | 0 | 0
Existing Single Family Home HVAC Upgrade - Central Heat Pump Upgrade to Variable Capacity Central Heat Pump - Heating Zone 2 - Cooling Zone 1Heating Savings | Existing Single Family Home HVAC Upgrade - Central Heat Pump Upgrade to Variable Capacity Central Heat Pump - Heating Zone 2 - Cooling Zone 1 | Heating Savings | 681.8827 | 15 | 5446.3176 | 0 | ResSpHtHPZ2 | 8.0973 | 0 | 0 | 0 | 0 | 0 | 0 | 0 | 0
Existing Single Family Home HVAC Upgrade - Central Heat Pump Upgrade to Variable Capacity Central Heat Pump - Heating Zone 2 - Cooling Zone 2Heating Savings | Existing Single Family Home HVAC Upgrade - Central Heat Pump Upgrade to Variable Capacity Central Heat Pump - Heating Zone 2 - Cooling Zone 2 | Heating Savings | 681.8827 | 15 | 5446.3176 | 0 | ResSpHtHPZ2 | 8.0973 | 0 | 0 | 0 | 0 | 0 | 0 | 0 | 0
Existing Single Family Home HVAC Upgrade - Central Heat Pump Upgrade to Variable Capacity Central Heat Pump - Heating Zone 2 - Cooling Zone 3Heating Savings | Existing Single Family Home HVAC Upgrade - Central Heat Pump Upgrade to Variable Capacity Central Heat Pump - Heating Zone 2 - Cooling Zone 3 | Heating Savings | 681.8827 | 15 | 5446.3176 | 0 | ResSpHtHPZ2 | 8.0973 | 0 | 0 | 0 | 0 | 0 | 0 | 0 | 0
Existing Single Family Home HVAC Upgrade - Central Heat Pump Upgrade to Variable Capacity Central Heat Pump - Heating Zone 3 - Cooling Zone 1Heating Savings | Existing Single Family Home HVAC Upgrade - Central Heat Pump Upgrade to Variable Capacity Central Heat Pump - Heating Zone 3 - Cooling Zone 1 | Heating Savings | 854.9937 | 15 | 5446.3176 | 0 | ResSpHtHPZ3 | 10.1907 | 0 | 0 | 0 | 0 | 0 | 0 | 0 | 0
Existing Single Family Home HVAC Upgrade - Central Heat Pump Upgrade to Variable Capacity Central Heat Pump - Heating Zone 3 - Cooling Zone 2Heating Savings | Existing Single Family Home HVAC Upgrade - Central Heat Pump Upgrade to Variable Capacity Central Heat Pump - Heating Zone 3 - Cooling Zone 2 | Heating Savings | 854.9937 | 15 | 5446.3176 | 0 | ResSpHtHPZ3 | 10.1907 | 0 | 0 | 0 | 0 | 0 | 0 | 0 | 0
Existing Single Family Home HVAC Upgrade - Central Heat Pump Upgrade to Variable Capacity Central Heat Pump - Heating Zone 3 - Cooling Zone 3Heating Savings | Existing Single Family Home HVAC Upgrade - Central Heat Pump Upgrade to Variable Capacity Central Heat Pump - Heating Zone 3 - Cooling Zone 3 | Heating Savings | 854.9937 | 15 | 5446.3176 | 0 | ResSpHtHPZ3 | 10.1907 | 0 | 0 | 0 | 0 | 0 | 0 | 0 | 0
Zonal to DHP No Screen HZ1CZ1Heating Savings | Zonal to DHP No Screen HZ1CZ1 | Heating Savings | 2240.0589 | 15 | 3914.8925 | 0 | R-All-HVAC-ERconvertDHP-HZ1-All-N | 26.1671 | 0 | 0 | 0 | 0 | 0 | 0 | 0 | 0
Zonal to DHP No Screen HZ2CZ1Heating Savings | Zonal to DHP No Screen HZ2CZ1 | Heating Savings | 2340.8527 | 15 | 3715.1842 | 0 | R-All-HVAC-ERconvertDHP-HZ2-All-N | 20.7347 | 0 | 0 | 0 | 0 | 0 | 0 | 0 | 0
Zonal to DHP No Screen HZ3CZ1Heating Savings | Zonal to DHP No Screen HZ3CZ1 | Heating Savings | 1516.8331 | 15 | 3495.9168 | 0 | R-All-HVAC-ERconvertDHP-HZ3-All-N | 64.2934 | 0 | 0 | 0 | 0 | 0 | 0 | 0 | 0
Zonal to DHP No Screen HZ1CZ2Heating Savings | Zonal to DHP No Screen HZ1CZ2 | Heating Savings | 2240.0589 | 15 | 3718.6977 | 0 | R-All-HVAC-ERconvertDHP-HZ1-All-N | 26.1671 | 0 | 0 | 0 | 0 | 0 | 0 | 0 | 0
Zonal to DHP No Screen HZ2CZ2Heating Savings | Zonal to DHP No Screen HZ2CZ2 | Heating Savings | 2340.8527 | 15 | 3518.9894 | 0 | R-All-HVAC-ERconvertDHP-HZ2-All-N | 20.7347 | 0 | 0 | 0 | 0 | 0 | 0 | 0 | 0
Zonal to DHP No Screen HZ3CZ2Heating Savings | Zonal to DHP No Screen HZ3CZ2 | Heating Savings | 1516.8331 | 15 | 3299.722 | 0 | R-All-HVAC-ERconvertDHP-HZ3-All-N | 64.2934 | 0 | 0 | 0 | 0 | 0 | 0 | 0 | 0
Zonal to DHP No Screen HZ1CZ3Heating Savings | Zonal to DHP No Screen HZ1CZ3 | Heating Savings | 2240.0589 | 15 | 3531.9544 | 0 | R-All-HVAC-ERconvertDHP-HZ1-All-N | 26.1671 | 0 | 0 | 0 | 0 | 0 | 0 | 0 | 0
Zonal to DHP No Screen HZ2CZ3Heating Savings | Zonal to DHP No Screen HZ2CZ3 | Heating Savings | 2340.8527 | 15 | 3332.2462 | 0 | R-All-HVAC-ERconvertDHP-HZ2-All-N | 20.7347 | 0 | 0 | 0 | 0 | 0 | 0 | 0 | 0
Zonal to DHP No Screen HZ3CZ3Heating Savings | Zonal to DHP No Screen HZ3CZ3 | Heating Savings | 1516.8331 | 15 | 3112.9788 | 0 | R-All-HVAC-ERconvertDHP-HZ3-All-N | 64.2934 | 0 | 0 | 0 | 0 | 0 | 0 | 0 | 0
Existing Single Family Home HVAC Conversion - Convert FAF w/CAC to Heat Pump - House with "Good Insulation" - Heating Zone 1Cooling Savings | Existing Single Family Home HVAC Conversion - Convert FAF w/CAC to Heat Pump - House with "Good Insulation" - Heating Zone 1 | Cooling Savings | 0 | 15 | 0 | 0 | ResCACZ1 | 0 | 0 | 0 | 0 | 0 | 0 | 0 | 0 | 0
Existing Single Family Home HVAC Conversion - Convert FAF w/CAC to Heat Pump - House with "Good Insulation" - Heating Zone 2Cooling Savings | Existing Single Family Home HVAC Conversion - Convert FAF w/CAC to Heat Pump - House with "Good Insulation" - Heating Zone 2 | Cooling Savings | 0 | 15 | 0 | 0 | ResCACZ2 | 0 | 0 | 0 | 0 | 0 | 0 | 0 | 0 | 0
Existing Single Family Home HVAC Conversion - Convert FAF w/CAC to Heat Pump - House with "Good Insulation" - Heating Zone 3Cooling Savings | Existing Single Family Home HVAC Conversion - Convert FAF w/CAC to Heat Pump - House with "Good Insulation" - Heating Zone 3 | Cooling Savings | 0 | 15 | 0 | 0 | ResCACZ3 | 0 | 0 | 0 | 0 | 0 | 0 | 0 | 0 | 0
Existing Single Family Home HVAC Conversion - Convert FAF w/o CAC to Heat Pump - House with "Good Insulation" - Heating Zone 1 - Cooling Zone 1Cooling Savings | Existing Single Family Home HVAC Conversion - Convert FAF w/o CAC to Heat Pump - House with "Good Insulation" - Heating Zone 1 - Cooling Zone 1 | Cooling Savings | -137.8246 | 15 | 0 | 0 | ResCACZ1 | 11.2177 | 0 | 0 | 0 | 0 | 0 | 0 | 0 | 0
Existing Single Family Home HVAC Conversion - Convert FAF w/o CAC to Heat Pump - House with "Good Insulation" - Heating Zone 1 - Cooling Zone 2Cooling Savings | Existing Single Family Home HVAC Conversion - Convert FAF w/o CAC to Heat Pump - House with "Good Insulation" - Heating Zone 1 - Cooling Zone 2 | Cooling Savings | -113.3092 | 15 | 0 | 0 | ResCACZ2 | 9.2223 | 0 | 0 | 0 | 0 | 0 | 0 | 0 | 0
Existing Single Family Home HVAC Conversion - Convert FAF w/o CAC to Heat Pump - House with "Good Insulation" - Heating Zone 1 - Cooling Zone 3Cooling Savings | Existing Single Family Home HVAC Conversion - Convert FAF w/o CAC to Heat Pump - House with "Good Insulation" - Heating Zone 1 - Cooling Zone 3 | Cooling Savings | 0 | 15 | 0 | 0 | ResCACZ3 | 0 | 0 | 0 | 0 | 0 | 0 | 0 | 0 | 0
Existing Single Family Home HVAC Conversion - Convert FAF w/o CAC to Heat Pump - House with "Good Insulation" - Heating Zone 2 - Cooling Zone 1Cooling Savings | Existing Single Family Home HVAC Conversion - Convert FAF w/o CAC to Heat Pump - House with "Good Insulation" - Heating Zone 2 - Cooling Zone 1 | Cooling Savings | -137.8246 | 15 | 0 | 0 | ResCACZ1 | 11.2177 | 0 | 0 | 0 | 0 | 0 | 0 | 0 | 0
Existing Single Family Home HVAC Conversion - Convert FAF w/o CAC to Heat Pump - House with "Good Insulation" - Heating Zone 2 - Cooling Zone 2Cooling Savings | Existing Single Family Home HVAC Conversion - Convert FAF w/o CAC to Heat Pump - House with "Good Insulation" - Heating Zone 2 - Cooling Zone 2 | Cooling Savings | -113.3092 | 15 | 0 | 0 | ResCACZ2 | 9.2223 | 0 | 0 | 0 | 0 | 0 | 0 | 0 | 0
Existing Single Family Home HVAC Conversion - Convert FAF w/o CAC to Heat Pump - House with "Good Insulation" - Heating Zone 2 - Cooling Zone 3Cooling Savings | Existing Single Family Home HVAC Conversion - Convert FAF w/o CAC to Heat Pump - House with "Good Insulation" - Heating Zone 2 - Cooling Zone 3 | Cooling Savings | 0 | 15 | 0 | 0 | ResCACZ3 | 0 | 0 | 0 | 0 | 0 | 0 | 0 | 0 | 0
Existing Single Family Home HVAC Conversion - Convert FAF w/o CAC to Heat Pump - House with "Good Insulation" - Heating Zone 3 - Cooling Zone 1Cooling Savings | Existing Single Family Home HVAC Conversion - Convert FAF w/o CAC to Heat Pump - House with "Good Insulation" - Heating Zone 3 - Cooling Zone 1 | Cooling Savings | -137.8246 | 15 | 0 | 0 | ResCACZ1 | 11.2177 | 0 | 0 | 0 | 0 | 0 | 0 | 0 | 0
Existing Single Family Home HVAC Conversion - Convert FAF w/o CAC to Heat Pump - House with "Good Insulation" - Heating Zone 3 - Cooling Zone 2Cooling Savings | Existing Single Family Home HVAC Conversion - Convert FAF w/o CAC to Heat Pump - House with "Good Insulation" - Heating Zone 3 - Cooling Zone 2 | Cooling Savings | -113.3092 | 15 | 0 | 0 | ResCACZ2 | 9.2223 | 0 | 0 | 0 | 0 | 0 | 0 | 0 | 0
Existing Single Family Home HVAC Conversion - Convert FAF w/o CAC to Heat Pump - House with "Good Insulation" - Heating Zone 3 - Cooling Zone 3Cooling Savings | Existing Single Family Home HVAC Conversion - Convert FAF w/o CAC to Heat Pump - House with "Good Insulation" - Heating Zone 3 - Cooling Zone 3 | Cooling Savings | 0 | 15 | 0 | 0 | ResCACZ3 | 0 | 0 | 0 | 0 | 0 | 0 | 0 | 0 | 0
Existing Single Family Home HVAC Upgrade - Heat Pump Upgrade to 9.0 HSPF/14 SEER - Heating Zone 1Cooling Savings | Existing Single Family Home HVAC Upgrade - Heat Pump Upgrade to 9.0 HSPF/14 SEER - Heating Zone 1 | Cooling Savings | 0 | 15 | 0 | 0 | ResCACZ1 | 0 | 0 | 0 | 0 | 0 | 0 | 0 | 0 | 0
Existing Single Family Home HVAC Upgrade - Heat Pump Upgrade to 9.0 HSPF/14 SEER - Heating Zone 2Cooling Savings | Existing Single Family Home HVAC Upgrade - Heat Pump Upgrade to 9.0 HSPF/14 SEER - Heating Zone 2 | Cooling Savings | 0 | 15 | 0 | 0 | ResCACZ2 | 0 | 0 | 0 | 0 | 0 | 0 | 0 | 0 | 0
Existing Single Family Home HVAC Upgrade - Heat Pump Upgrade to 9.0 HSPF/14 SEER - Heating Zone 3Cooling Savings | Existing Single Family Home HVAC Upgrade - Heat Pump Upgrade to 9.0 HSPF/14 SEER - Heating Zone 3 | Cooling Savings | 0 | 15 | 0 | 0 | ResCACZ3 | 0 | 0 | 0 | 0 | 0 | 0 | 0 | 0 | 0
Existing Single Family Home HVAC Upgrade - Central Heat Pump Upgrade to Variable Capacity Central Heat Pump - Heating Zone 1 - Cooling Zone 1Cooling Savings | Existing Single Family Home HVAC Upgrade - Central Heat Pump Upgrade to Variable Capacity Central Heat Pump - Heating Zone 1 - Cooling Zone 1 | Cooling Savings | 63.6469 | 15 | 0 | 0 | ResCACZ1 | 0 | 0 | 0 | 0 | 0 | 0 | 0 | 0 | 0
Existing Single Family Home HVAC Upgrade - Central Heat Pump Upgrade to Variable Capacity Central Heat Pump - Heating Zone 1 - Cooling Zone 2Cooling Savings | Existing Single Family Home HVAC Upgrade - Central Heat Pump Upgrade to Variable Capacity Central Heat Pump - Heating Zone 1 - Cooling Zone 2 | Cooling Savings | 148.1379 | 15 | 0 | 0 | ResCACZ2 | 0 | 0 | 0 | 0 | 0 | 0 | 0 | 0 | 0
Existing Single Family Home HVAC Upgrade - Central Heat Pump Upgrade to Variable Capacity Central Heat Pump - Heating Zone 1 - Cooling Zone 3Cooling Savings | Existing Single Family Home HVAC Upgrade - Central Heat Pump Upgrade to Variable Capacity Central Heat Pump - Heating Zone 1 - Cooling Zone 3 | Cooling Savings | 248.2845 | 15 | 0 | 0 | ResCACZ3 | 0 | 0 | 0 | 0 | 0 | 0 | 0 | 0 | 0
Existing Single Family Home HVAC Upgrade - Central Heat Pump Upgrade to Variable Capacity Central Heat Pump - Heating Zone 2 - Cooling Zone 1Cooling Savings | Existing Single Family Home HVAC Upgrade - Central Heat Pump Upgrade to Variable Capacity Central Heat Pump - Heating Zone 2 - Cooling Zone 1 | Cooling Savings | 63.6469 | 15 | 0 | 0 | ResCACZ1 | 0 | 0 | 0 | 0 | 0 | 0 | 0 | 0 | 0
Existing Single Family Home HVAC Upgrade - Central Heat Pump Upgrade to Variable Capacity Central Heat Pump - Heating Zone 2 - Cooling Zone 2Cooling Savings | Existing Single Family Home HVAC Upgrade - Central Heat Pump Upgrade to Variable Capacity Central Heat Pump - Heating Zone 2 - Cooling Zone 2 | Cooling Savings | 148.1379 | 15 | 0 | 0 | ResCACZ2 | 0 | 0 | 0 | 0 | 0 | 0 | 0 | 0 | 0
Existing Single Family Home HVAC Upgrade - Central Heat Pump Upgrade to Variable Capacity Central Heat Pump - Heating Zone 2 - Cooling Zone 3Cooling Savings | Existing Single Family Home HVAC Upgrade - Central Heat Pump Upgrade to Variable Capacity Central Heat Pump - Heating Zone 2 - Cooling Zone 3 | Cooling Savings | 248.2845 | 15 | 0 | 0 | ResCACZ3 | 0 | 0 | 0 | 0 | 0 | 0 | 0 | 0 | 0
Existing Single Family Home HVAC Upgrade - Central Heat Pump Upgrade to Variable Capacity Central Heat Pump - Heating Zone 3 - Cooling Zone 1Cooling Savings | Existing Single Family Home HVAC Upgrade - Central Heat Pump Upgrade to Variable Capacity Central Heat Pump - Heating Zone 3 - Cooling Zone 1 | Cooling Savings | 63.6469 | 15 | 0 | 0 | ResCACZ1 | 0 | 0 | 0 | 0 | 0 | 0 | 0 | 0 | 0
Existing Single Family Home HVAC Upgrade - Central Heat Pump Upgrade to Variable Capacity Central Heat Pump - Heating Zone 3 - Cooling Zone 2Cooling Savings | Existing Single Family Home HVAC Upgrade - Central Heat Pump Upgrade to Variable Capacity Central Heat Pump - Heating Zone 3 - Cooling Zone 2 | Cooling Savings | 148.1379 | 15 | 0 | 0 | ResCACZ2 | 0 | 0 | 0 | 0 | 0 | 0 | 0 | 0 | 0
Existing Single Family Home HVAC Upgrade - Central Heat Pump Upgrade to Variable Capacity Central Heat Pump - Heating Zone 3 - Cooling Zone 3Cooling Savings | Existing Single Family Home HVAC Upgrade - Central Heat Pump Upgrade to Variable Capacity Central Heat Pump - Heating Zone 3 - Cooling Zone 3 | Cooling Savings | 248.2845 | 15 | 0 | 0 | R-All-HVAC-DHP_cool-All-All-N | 0 | 0 | 0 | 0 | 0 | 0 | 0 | 0 | 0
Zonal to DHP No Screen HZ1CZ1Cooling Savings | Zonal to DHP No Screen HZ1CZ1 | Cooling Savings | -32.1244 | 15 | 0 | 0 | R-All-HVAC-DHP_cool-All-All-N | 4.2672 | 0 | 0 | 0 | 0 | 0 | 0 | 0 | 0
Zonal to DHP No Screen HZ2CZ1Cooling Savings | Zonal to DHP No Screen HZ2CZ1 | Cooling Savings | -32.1244 | 15 | 0 | 0 | R-All-HVAC-DHP_cool-All-All-N | 4.2672 | 0 | 0 | 0 | 0 | 0 | 0 | 0 | 0
Zonal to DHP No Screen HZ3CZ1Cooling Savings | Zonal to DHP No Screen HZ3CZ1 | Cooling Savings | -32.1244 | 15 | 0 | 0 | R-All-HVAC-DHP_cool-All-All-N | 4.2672 | 0 | 0 | 0 | 0 | 0 | 0 | 0 | 0
Zonal to DHP No Screen HZ1CZ2Cooling Savings | Zonal to DHP No Screen HZ1CZ2 | Cooling Savings | 117.239 | 15 | 0 | 0 | R-All-HVAC-DHP_cool-All-All-N | 5.8134 | 0 | 0 | 0 | 0 | 0 | 0 | 0 | 0
Zonal to DHP No Screen HZ2CZ2Cooling Savings | Zonal to DHP No Screen HZ2CZ2 | Cooling Savings | 117.239 | 15 | 0 | 0 | R-All-HVAC-DHP_cool-All-All-N | 5.8134 | 0 | 0 | 0 | 0 | 0 | 0 | 0 | 0
Zonal to DHP No Screen HZ3CZ2Cooling Savings | Zonal to DHP No Screen HZ3CZ2 | Cooling Savings | 117.239 | 15 | 0 | 0 | R-All-HVAC-DHP_cool-All-All-N | 5.8134 | 0 | 0 | 0 | 0 | 0 | 0 | 0 | 0
Zonal to DHP No Screen HZ1CZ3Cooling Savings | Zonal to DHP No Screen HZ1CZ3 | Cooling Savings | 412 | 15 | 0 | 0 | R-All-HVAC-DHP_cool-All-All-N | 0 | 0 | 0 | 0 | 0 | 0 | 0 | 0 | 0
Zonal to DHP No Screen HZ2CZ3Cooling Savings | Zonal to DHP No Screen HZ2CZ3 | Cooling Savings | 412 | 15 | 0 | 0 | R-All-HVAC-DHP_cool-All-All-N | 0 | 0 | 0 | 0 | 0 | 0 | 0 | 0 | 0
Zonal to DHP No Screen HZ3CZ3Cooling Savings | Zonal to DHP No Screen HZ3CZ3 | Cooling Savings | 412 | 15 | 0 | 0 | R-All-HVAC-DHP_cool-All-All-N | 0 | 0 | 0 | 0 | 0 | 0 | 0 | 0 | 0
Make Incremental HP upgrade HSPF 9.0 -> VSHP 10.0
| Input Data | [7 empty] | Periodic Replacement Costs and Savings and Replacement Period | [5 empty] | Gas Inputs
ID climate zone | Category Name | Measure Name | Savings (kwh/yr) | Life (yrs) | Capital Cost | Annual O&M | Shape Pointer | Non-E Val ($/yr) | Cost 1 ($) | Period 1 | Cost 2 ($) | Period 2 | Cost 3 ($) | Period 3 | Savings (therms/yr) | Shape Pointer
Heating Zone 1 | Existing Single Family Home HVAC Conversion - Convert FAF w/CAC to Heat Pump - House with "Good Insulation" - Heating Zone 1 | Heating Savings | 2610.3529 | 15 | 2878.505 | 0 | ResSpHtHPZ1 | 41.5349 | 0 | 0 | 0 | 0 | 0 | 0 | 0 | 0
Heating Zone 2 | Existing Single Family Home HVAC Conversion - Convert FAF w/CAC to Heat Pump - House with "Good Insulation" - Heating Zone 2 | Heating Savings | 2688.7511 | 15 | 2901.7926 | 0 | ResSpHtHPZ2 | 31.2833 | 0 | 0 | 0 | 0 | 0 | 0 | 0 | 0
Heating Zone 3 | Existing Single Family Home HVAC Conversion - Convert FAF w/CAC to Heat Pump - House with "Good Insulation" - Heating Zone 3 | Heating Savings | 2318.9213 | 15 | 2930.6652 | 0 | ResSpHtHPZ3 | 27.4433 | 0 | 0 | 0 | 0 | 0 | 0 | 0 | 0
Heating Zone 1 - Cooling Zone 1 | Existing Single Family Home HVAC Conversion - Convert FAF w/o CAC to Heat Pump - House with "Good Insulation" - Heating Zone 1 - Cooling Zone 1 | Heating Savings | 2610.3529 | 15 | 4405.9391 | 0 | ResSpHtHPZ1 | 41.5349 | 0 | 0 | 0 | 0 | 0 | 0 | 0 | 0
Heating Zone 1 - Cooling Zone 2 | Existing Single Family Home HVAC Conversion - Convert FAF w/o CAC to Heat Pump - House with "Good Insulation" - Heating Zone 1 - Cooling Zone 2 | Heating Savings | 2610.3529 | 15 | 3509.889 | 0 | ResSpHtHPZ1 | 41.5349 | 0 | 0 | 0 | 0 | 0 | 0 | 0 | 0
Heating Zone 1 - Cooling Zone 3 | Existing Single Family Home HVAC Conversion - Convert FAF w/o CAC to Heat Pump - House with "Good Insulation" - Heating Zone 1 - Cooling Zone 3 | Heating Savings | 2610.3529 | 15 | 2878.505 | 0 | ResSpHtHPZ1 | 41.5349 | 0 | 0 | 0 | 0 | 0 | 0 | 0 | 0
Heating Zone 2 - Cooling Zone 1 | Existing Single Family Home HVAC Conversion - Convert FAF w/o CAC to Heat Pump - House with "Good Insulation" - Heating Zone 2 - Cooling Zone 1 | Heating Savings | 2688.7511 | 15 | 4447.1208 | 0 | ResSpHtHPZ2 | 31.2833 | 0 | 0 | 0 | 0 | 0 | 0 | 0 | 0
Heating Zone 2 - Cooling Zone 2 | Existing Single Family Home HVAC Conversion - Convert FAF w/o CAC to Heat Pump - House with "Good Insulation" - Heating Zone 2 - Cooling Zone 2 | Heating Savings | 2688.7511 | 15 | 3543.0574 | 0 | ResSpHtHPZ2 | 31.2833 | 0 | 0 | 0 | 0 | 0 | 0 | 0 | 0
Heating Zone 2 - Cooling Zone 3 | Existing Single Family Home HVAC Conversion - Convert FAF w/o CAC to Heat Pump - House with "Good Insulation" - Heating Zone 2 - Cooling Zone 3 | Heating Savings | 2688.7511 | 15 | 2901.7926 | 0 | ResSpHtHPZ2 | 31.2833 | 0 | 0 | 0 | 0 | 0 | 0 | 0 | 0
Heating Zone 3 - Cooling Zone 1 | Existing Single Family Home HVAC Conversion - Convert FAF w/o CAC to Heat Pump - House with "Good Insulation" - Heating Zone 3 - Cooling Zone 1 | Heating Savings | 2318.9213 | 15 | 4498.1788 | 0 | ResSpHtHPZ3 | 27.4433 | 0 | 0 | 0 | 0 | 0 | 0 | 0 | 0
Heating Zone 3 - Cooling Zone 2 | Existing Single Family Home HVAC Conversion - Convert FAF w/o CAC to Heat Pump - House with "Good Insulation" - Heating Zone 3 - Cooling Zone 2 | Heating Savings | 2318.9213 | 15 | 3584.1804 | 0 | ResSpHtHPZ3 | 27.4433 | 0 | 0 | 0 | 0 | 0 | 0 | 0 | 0
Heating Zone 3 - Cooling Zone 3 | Existing Single Family Home HVAC Conversion - Convert FAF w/o CAC to Heat Pump - House with "Good Insulation" - Heating Zone 3 - Cooling Zone 3 | Heating Savings | 2318.9213 | 15 | 2930.6652 | 0 | ResSpHtHPZ3 | 27.4433 | 0 | 0 | 0 | 0 | 0 | 0 | 0 | 0
Heating Zone 1 | Existing Single Family Home HVAC Upgrade - Heat Pump Upgrade to 9.0 HSPF/14 SEER - Heating Zone 1 | Heating Savings | 115.1931 | 15 | 89.4715 | 0 | ResSpHtHPZ1 | 1.6807 | 0 | 0 | 0 | 0 | 0 | 0 | 0 | 0
Heating Zone 2 | Existing Single Family Home HVAC Upgrade - Heat Pump Upgrade to 9.0 HSPF/14 SEER - Heating Zone 2 | Heating Savings | 86.6456 | 15 | 89.4715 | 0 | ResSpHtHPZ2 | 1.0348 | 0 | 0 | 0 | 0 | 0 | 0 | 0 | 0
Heating Zone 3 | Existing Single Family Home HVAC Upgrade - Heat Pump Upgrade to 9.0 HSPF/14 SEER - Heating Zone 3 | Heating Savings | 68.7907 | 15 | 89.4715 | 0 | ResSpHtHPZ3 | 0.78439 | 0 | 0 | 0 | 0 | 0 | 0 | 0 | 0
Heating Zone 1 - Cooling Zone 1 | Existing Single Family Home HVAC Upgrade - Central Heat Pump Upgrade to Variable Capacity Central Heat Pump - Heating Zone 1 - Cooling Zone 1 | Heating Savings | 459.7755 | 15 | 5356.8461 | 0 | ResSpHtHPZ1 | 6.4704 | 0 | 0 | 0 | 0 | 0 | 0 | 0 | 0
Heating Zone 1 - Cooling Zone 2 | Existing Single Family Home HVAC Upgrade - Central Heat Pump Upgrade to Variable Capacity Central Heat Pump - Heating Zone 1 - Cooling Zone 2 | Heating Savings | 459.7755 | 15 | 5356.8461 | 0 | ResSpHtHPZ1 | 6.4704 | 0 | 0 | 0 | 0 | 0 | 0 | 0 | 0
Heating Zone 1 - Cooling Zone 3 | Existing Single Family Home HVAC Upgrade - Central Heat Pump Upgrade to Variable Capacity Central Heat Pump - Heating Zone 1 - Cooling Zone 3 | Heating Savings | 459.7755 | 15 | 5356.8461 | 0 | ResSpHtHPZ1 | 6.4704 | 0 | 0 | 0 | 0 | 0 | 0 | 0 | 0
Heating Zone 2 - Cooling Zone 1 | Existing Single Family Home HVAC Upgrade - Central Heat Pump Upgrade to Variable Capacity Central Heat Pump - Heating Zone 2 - Cooling Zone 1 | Heating Savings | 595.2371 | 15 | 5356.8461 | 0 | ResSpHtHPZ2 | 7.0624 | 0 | 0 | 0 | 0 | 0 | 0 | 0 | 0
Heating Zone 2 - Cooling Zone 2 | Existing Single Family Home HVAC Upgrade - Central Heat Pump Upgrade to Variable Capacity Central Heat Pump - Heating Zone 2 - Cooling Zone 2 | Heating Savings | 595.2371 | 15 | 5356.8461 | 0 | ResSpHtHPZ2 | 7.0624 | 0 | 0 | 0 | 0 | 0 | 0 | 0 | 0
Heating Zone 2 - Cooling Zone 3 | Existing Single Family Home HVAC Upgrade - Central Heat Pump Upgrade to Variable Capacity Central Heat Pump - Heating Zone 2 - Cooling Zone 3 | Heating Savings | 595.2371 | 15 | 5356.8461 | 0 | ResSpHtHPZ2 | 7.0624 | 0 | 0 | 0 | 0 | 0 | 0 | 0 | 0
Heating Zone 3 - Cooling Zone 1 | Existing Single Family Home HVAC Upgrade - Central Heat Pump Upgrade to Variable Capacity Central Heat Pump - Heating Zone 3 - Cooling Zone 1 | Heating Savings | 786.203 | 15 | 5356.8461 | 0 | ResSpHtHPZ3 | 9.4063 | 0 | 0 | 0 | 0 | 0 | 0 | 0 | 0
Heating Zone 3 - Cooling Zone 2 | Existing Single Family Home HVAC Upgrade - Central Heat Pump Upgrade to Variable Capacity Central Heat Pump - Heating Zone 3 - Cooling Zone 2 | Heating Savings | 786.203 | 15 | 5356.8461 | 0 | ResSpHtHPZ3 | 9.4063 | 0 | 0 | 0 | 0 | 0 | 0 | 0 | 0
Heating Zone 3 - Cooling Zone 3 | Existing Single Family Home HVAC Upgrade - Central Heat Pump Upgrade to Variable Capacity Central Heat Pump - Heating Zone 3 - Cooling Zone 3 | Heating Savings | 786.203 | 15 | 5356.8461 | 0 | ResSpHtHPZ3 | 9.4063 | 0 | 0 | 0 | 0 | 0 | 0 | 0 | 0
HZ1CZ1 | Zonal to DHP No Screen HZ1CZ1 | Heating Savings | 2240.0589 | 15 | 3914.8925 | 0 | R-All-HVAC-ERconvertDHP-HZ1-All-N | 26.1671 | 0 | 0 | 0 | 0 | 0 | 0 | 0 | 0
HZ2CZ1 | Zonal to DHP No Screen HZ2CZ1 | Heating Savings | 2340.8527 | 15 | 3715.1842 | 0 | R-All-HVAC-ERconvertDHP-HZ2-All-N | 20.7347 | 0 | 0 | 0 | 0 | 0 | 0 | 0 | 0
HZ3CZ1 | Zonal to DHP No Screen HZ3CZ1 | Heating Savings | 1516.8331 | 15 | 3495.9168 | 0 | R-All-HVAC-ERconvertDHP-HZ3-All-N | 64.2934 | 0 | 0 | 0 | 0 | 0 | 0 | 0 | 0
HZ1CZ2 | Zonal to DHP No Screen HZ1CZ2 | Heating Savings | 2240.0589 | 15 | 3718.6977 | 0 | R-All-HVAC-ERconvertDHP-HZ1-All-N | 26.1671 | 0 | 0 | 0 | 0 | 0 | 0 | 0 | 0
HZ2CZ2 | Zonal to DHP No Screen HZ2CZ2 | Heating Savings | 2340.8527 | 15 | 3518.9894 | 0 | R-All-HVAC-ERconvertDHP-HZ2-All-N | 20.7347 | 0 | 0 | 0 | 0 | 0 | 0 | 0 | 0
HZ3CZ2 | Zonal to DHP No Screen HZ3CZ2 | Heating Savings | 1516.8331 | 15 | 3299.722 | 0 | R-All-HVAC-ERconvertDHP-HZ3-All-N | 64.2934 | 0 | 0 | 0 | 0 | 0 | 0 | 0 | 0
HZ1CZ3 | Zonal to DHP No Screen HZ1CZ3 | Heating Savings | 2240.0589 | 15 | 3531.9544 | 0 | R-All-HVAC-ERconvertDHP-HZ1-All-N | 26.1671 | 0 | 0 | 0 | 0 | 0 | 0 | 0 | 0
HZ2CZ3 | Zonal to DHP No Screen HZ2CZ3 | Heating Savings | 2340.8527 | 15 | 3332.2462 | 0 | R-All-HVAC-ERconvertDHP-HZ2-All-N | 20.7347 | 0 | 0 | 0 | 0 | 0 | 0 | 0 | 0
HZ3CZ3 | Zonal to DHP No Screen HZ3CZ3 | Heating Savings | 1516.8331 | 15 | 3112.9788 | 0 | R-All-HVAC-ERconvertDHP-HZ3-All-N | 64.2934 | 0 | 0 | 0 | 0 | 0 | 0 | 0 | 0
Heating Zone 1 | Existing Single Family Home HVAC Conversion - Convert FAF w/CAC to Heat Pump - House with "Good Insulation" - Heating Zone 1 | Cooling Savings | 0 | 15 | 0 | 0 | ResCACZ1 | 0 | 0 | 0 | 0 | 0 | 0 | 0 | 0 | 0
Heating Zone 2 | Existing Single Family Home HVAC Conversion - Convert FAF w/CAC to Heat Pump - House with "Good Insulation" - Heating Zone 2 | Cooling Savings | 0 | 15 | 0 | 0 | ResCACZ2 | 0 | 0 | 0 | 0 | 0 | 0 | 0 | 0 | 0
Heating Zone 3 | Existing Single Family Home HVAC Conversion - Convert FAF w/CAC to Heat Pump - House with "Good Insulation" - Heating Zone 3 | Cooling Savings | 0 | 15 | 0 | 0 | ResCACZ3 | 0 | 0 | 0 | 0 | 0 | 0 | 0 | 0 | 0
Heating Zone 1 - Cooling Zone 1 | Existing Single Family Home HVAC Conversion - Convert FAF w/o CAC to Heat Pump - House with "Good Insulation" - Heating Zone 1 - Cooling Zone 1 | Cooling Savings | -137.8246 | 15 | 0 | 0 | ResCACZ1 | 11.2177 | 0 | 0 | 0 | 0 | 0 | 0 | 0 | 0
Heating Zone 1 - Cooling Zone 2 | Existing Single Family Home HVAC Conversion - Convert FAF w/o CAC to Heat Pump - House with "Good Insulation" - Heating Zone 1 - Cooling Zone 2 | Cooling Savings | -113.3092 | 15 | 0 | 0 | ResCACZ2 | 9.2223 | 0 | 0 | 0 | 0 | 0 | 0 | 0 | 0
Heating Zone 1 - Cooling Zone 3 | Existing Single Family Home HVAC Conversion - Convert FAF w/o CAC to Heat Pump - House with "Good Insulation" - Heating Zone 1 - Cooling Zone 3 | Cooling Savings | 0 | 15 | 0 | 0 | ResCACZ3 | 0 | 0 | 0 | 0 | 0 | 0 | 0 | 0 | 0
Heating Zone 2 - Cooling Zone 1 | Existing Single Family Home HVAC Conversion - Convert FAF w/o CAC to Heat Pump - House with "Good Insulation" - Heating Zone 2 - Cooling Zone 1 | Cooling Savings | -137.8246 | 15 | 0 | 0 | ResCACZ1 | 11.2177 | 0 | 0 | 0 | 0 | 0 | 0 | 0 | 0
Heating Zone 2 - Cooling Zone 2 | Existing Single Family Home HVAC Conversion - Convert FAF w/o CAC to Heat Pump - House with "Good Insulation" - Heating Zone 2 - Cooling Zone 2 | Cooling Savings | -113.3092 | 15 | 0 | 0 | ResCACZ2 | 9.2223 | 0 | 0 | 0 | 0 | 0 | 0 | 0 | 0
Heating Zone 2 - Cooling Zone 3 | Existing Single Family Home HVAC Conversion - Convert FAF w/o CAC to Heat Pump - House with "Good Insulation" - Heating Zone 2 - Cooling Zone 3 | Cooling Savings | 0 | 15 | 0 | 0 | ResCACZ3 | 0 | 0 | 0 | 0 | 0 | 0 | 0 | 0 | 0
Heating Zone 3 - Cooling Zone 1 | Existing Single Family Home HVAC Conversion - Convert FAF w/o CAC to Heat Pump - House with "Good Insulation" - Heating Zone 3 - Cooling Zone 1 | Cooling Savings | -137.8246 | 15 | 0 | 0 | ResCACZ1 | 11.2177 | 0 | 0 | 0 | 0 | 0 | 0 | 0 | 0
Heating Zone 3 - Cooling Zone 2 | Existing Single Family Home HVAC Conversion - Convert FAF w/o CAC to Heat Pump - House with "Good Insulation" - Heating Zone 3 - Cooling Zone 2 | Cooling Savings | -113.3092 | 15 | 0 | 0 | ResCACZ2 | 9.2223 | 0 | 0 | 0 | 0 | 0 | 0 | 0 | 0
Heating Zone 3 - Cooling Zone 3 | Existing Single Family Home HVAC Conversion - Convert FAF w/o CAC to Heat Pump - House with "Good Insulation" - Heating Zone 3 - Cooling Zone 3 | Cooling Savings | 0 | 15 | 0 | 0 | ResCACZ3 | 0 | 0 | 0 | 0 | 0 | 0 | 0 | 0 | 0
Heating Zone 1 | Existing Single Family Home HVAC Upgrade - Heat Pump Upgrade to 9.0 HSPF/14 SEER - Heating Zone 1 | Cooling Savings | 0 | 15 | 0 | 0 | ResCACZ1 | 0 | 0 | 0 | 0 | 0 | 0 | 0 | 0 | 0
Heating Zone 2 | Existing Single Family Home HVAC Upgrade - Heat Pump Upgrade to 9.0 HSPF/14 SEER - Heating Zone 2 | Cooling Savings | 0 | 15 | 0 | 0 | ResCACZ2 | 0 | 0 | 0 | 0 | 0 | 0 | 0 | 0 | 0
Heating Zone 3 | Existing Single Family Home HVAC Upgrade - Heat Pump Upgrade to 9.0 HSPF/14 SEER - Heating Zone 3 | Cooling Savings | 0 | 15 | 0 | 0 | ResCACZ3 | 0 | 0 | 0 | 0 | 0 | 0 | 0 | 0 | 0
Heating Zone 1 - Cooling Zone 1 | Existing Single Family Home HVAC Upgrade - Central Heat Pump Upgrade to Variable Capacity Central Heat Pump - Heating Zone 1 - Cooling Zone 1 | Cooling Savings | 63.6469 | 15 | 0 | 0 | ResCACZ1 | 0 | 0 | 0 | 0 | 0 | 0 | 0 | 0 | 0
Heating Zone 1 - Cooling Zone 2 | Existing Single Family Home HVAC Upgrade - Central Heat Pump Upgrade to Variable Capacity Central Heat Pump - Heating Zone 1 - Cooling Zone 2 | Cooling Savings | 148.1379 | 15 | 0 | 0 | ResCACZ2 | 0 | 0 | 0 | 0 | 0 | 0 | 0 | 0 | 0
Heating Zone 1 - Cooling Zone 3 | Existing Single Family Home HVAC Upgrade - Central Heat Pump Upgrade to Variable Capacity Central Heat Pump - Heating Zone 1 - Cooling Zone 3 | Cooling Savings | 248.2845 | 15 | 0 | 0 | ResCACZ3 | 0 | 0 | 0 | 0 | 0 | 0 | 0 | 0 | 0
Heating Zone 2 - Cooling Zone 1 | Existing Single Family Home HVAC Upgrade - Central Heat Pump Upgrade to Variable Capacity Central Heat Pump - Heating Zone 2 - Cooling Zone 1 | Cooling Savings | 63.6469 | 15 | 0 | 0 | ResCACZ1 | 0 | 0 | 0 | 0 | 0 | 0 | 0 | 0 | 0
Heating Zone 2 - Cooling Zone 2 | Existing Single Family Home HVAC Upgrade - Central Heat Pump Upgrade to Variable Capacity Central Heat Pump - Heating Zone 2 - Cooling Zone 2 | Cooling Savings | 148.1379 | 15 | 0 | 0 | ResCACZ2 | 0 | 0 | 0 | 0 | 0 | 0 | 0 | 0 | 0
Heating Zone 2 - Cooling Zone 3 | Existing Single Family Home HVAC Upgrade - Central Heat Pump Upgrade to Variable Capacity Central Heat Pump - Heating Zone 2 - Cooling Zone 3 | Cooling Savings | 248.2845 | 15 | 0 | 0 | ResCACZ3 | 0 | 0 | 0 | 0 | 0 | 0 | 0 | 0 | 0
Heating Zone 3 - Cooling Zone 1 | Existing Single Family Home HVAC Upgrade - Central Heat Pump Upgrade to Variable Capacity Central Heat Pump - Heating Zone 3 - Cooling Zone 1 | Cooling Savings | 63.6469 | 15 | 0 | 0 | ResCACZ1 | 0 | 0 | 0 | 0 | 0 | 0 | 0 | 0 | 0
Heating Zone 3 - Cooling Zone 2 | Existing Single Family Home HVAC Upgrade - Central Heat Pump Upgrade to Variable Capacity Central Heat Pump - Heating Zone 3 - Cooling Zone 2 | Cooling Savings | 148.1379 | 15 | 0 | 0 | ResCACZ2 | 0 | 0 | 0 | 0 | 0 | 0 | 0 | 0 | 0
Heating Zone 3 - Cooling Zone 3 | Existing Single Family Home HVAC Upgrade - Central Heat Pump Upgrade to Variable Capacity Central Heat Pump - Heating Zone 3 - Cooling Zone 3 | Cooling Savings | 248.2845 | 15 | 0 | 0 | R-All-HVAC-DHP_cool-All-All-N | 0 | 0 | 0 | 0 | 0 | 0 | 0 | 0 | 0
HZ1CZ1 | Zonal to DHP No Screen HZ1CZ1 | Cooling Savings | -32.1244 | 15 | 0 | 0 | R-All-HVAC-DHP_cool-All-All-N | 4.2672 | 0 | 0 | 0 | 0 | 0 | 0 | 0 | 0
HZ2CZ1 | Zonal to DHP No Screen HZ2CZ1 | Cooling Savings | -32.1244 | 15 | 0 | 0 | R-All-HVAC-DHP_cool-All-All-N | 4.2672 | 0 | 0 | 0 | 0 | 0 | 0 | 0 | 0
HZ3CZ1 | Zonal to DHP No Screen HZ3CZ1 | Cooling Savings | -32.1244 | 15 | 0 | 0 | R-All-HVAC-DHP_cool-All-All-N | 4.2672 | 0 | 0 | 0 | 0 | 0 | 0 | 0 | 0
HZ1CZ2 | Zonal to DHP No Screen HZ1CZ2 | Cooling Savings | 117.239 | 15 | 0 | 0 | R-All-HVAC-DHP_cool-All-All-N | 5.8134 | 0 | 0 | 0 | 0 | 0 | 0 | 0 | 0
HZ2CZ2 | Zonal to DHP No Screen HZ2CZ2 | Cooling Savings | 117.239 | 15 | 0 | 0 | R-All-HVAC-DHP_cool-All-All-N | 5.8134 | 0 | 0 | 0 | 0 | 0 | 0 | 0 | 0
HZ3CZ2 | Zonal to DHP No Screen HZ3CZ2 | Cooling Savings | 117.239 | 15 | 0 | 0 | R-All-HVAC-DHP_cool-All-All-N | 5.8134 | 0 | 0 | 0 | 0 | 0 | 0 | 0 | 0
HZ1CZ3 | Zonal to DHP No Screen HZ1CZ3 | Cooling Savings | 412 | 15 | 0 | 0 | R-All-HVAC-DHP_cool-All-All-N | 0 | 0 | 0 | 0 | 0 | 0 | 0 | 0 | 0
HZ2CZ3 | Zonal to DHP No Screen HZ2CZ3 | Cooling Savings | 412 | 15 | 0 | 0 | R-All-HVAC-DHP_cool-All-All-N | 0 | 0 | 0 | 0 | 0 | 0 | 0 | 0 | 0
HZ3CZ3 | Zonal to DHP No Screen HZ3CZ3 | Cooling Savings | 412 | 15 | 0 | 0 | R-All-HVAC-DHP_cool-All-All-N | 0 | 0 | 0 | 0 | 0 | 0 | 0 | 0 | 0
Note on J5: :ProCost Periodic replacement costs and savings of the measure. These are costs and savings that occur periodically, but at different periods than annually. Can be positive or negative. Periodic replacement costs for both the measure and the baseline measure should be included if applicable. ProCost can analyze these costs in two ways dependent on the 'Repeat Periodic Replacement' switch in the ProData page. When set to 'On', ProCost repeats replacement costs for multiple times over the life of a measure depending on the input period and measure life. For example fluorescent lamps may have a 4-year replacement cycle that repeats 3 times in a 15-year measure life. When set to 'Off', ProCost reads the period as the year after installation that the replacement cost occurs and does not subsequently reinstall or repeat the replacement costs. For example a compressor may be replaced only once in the life of a heat-pump system. Example: A new fluorescent lighting systems may have a measure life of 15 years, and a lamp life of five years. Two lamps per fixture must be replaced at years 6 and 11. Lamp and labor costs, expressed as positive costs, are entered as a cost and the period would be entered as 5. The baseline measure may have a four year lamp life and would have required a three-lamp replacement at years 5, 9 and 13. Lamp and labor replacement costs would be entered as annual savings in dollars with a 4-year period. ProCost determines the net present value of the two cost streams.
Note on P5: :ProCost If the measure has gas savings for increases, enter the annual savings and shape of the savings here. Example: Clothes washer saves electric motor and dryer energy and gas water heat.
Note on B6: :ProCost Category for the measure. Individual measures can be grouped into categories. ProCost output is reported by measure and by category. All measures must belong to at least one category. Category name can be the same as measure name. Example: Measures can be combined into one category if they have components with different load shapes or measure lives. On wash machines there may be one load shape for the electric motor savings component, a second load shape for the electric water heat savings component and a third shape for electric dryer savings component.
Note on C6: :ProCost Name of Measure. User-defined. For PTR measures, defined naming conventions apply.
Note on D6: :ProCost Annual electric savings for the measure in kWh at the site. May be positive, negative or zero. Savings are incremental to the baseline alternative.
Note on E6: :ProCost Physical life of the measure in years. Must be >=1.
Note on F6: :ProCost Initial cost to install the measure in dollars. Costs are incremental to the baseline alternative. Dollars must be denominated in the same year as 'Input Cost Reference Year' input on the ProData page.
Note on G6: :ProCost Annual operations and maintenance cost for the measure in dollars. Must be incremental cost over the baseline alternative. May be positive, negative or zero. Dollars must be denominated in the same year as 'Input Cost Reference Year' input on the ProData page. O&M costs are entered as positive values. Negative values represent O&M savings compared to the baseline alternative. Example: Annualized maintenance cost for a heat pump heating system compared to a baseline electric resistance heating system.
Note on H6: :ProCost Name of the pointer to the shape of the savings. The shapes represent the daily and monthly shape of the savings in four time segments for each month of the year. Shape of the savings is relative to the baseline alternative. These shapes are in the MC_AND_Loadshape file.
Note on I6: :ProCost Annual value of any non-energy benefits of the measure, relative to the baseline alternative. Expressed in dollars per year and denominated in dollars of the 'Cost Reference Year'. Positive value represents dollar savings. Negative value represents dollar cost. Example: Water, detergent and sewer savings from efficient clothes washer.
Note on J6: : Cost in dollars that is incurred for Period 1. Positive value if cost. Negative value if savings. Dollars must be denominated in the same year as 'Input Cost Reference Year' input on the ProData page.
Note on K6: :ProCost Duration of Period1. The time at which Period 1 costs, or savings, occur. In years.
Note on L6: : Cost in dollars that is incurred for Period 2 Positive value if cost. Negative value if savings. Dollars must be denominated in the same year as 'Input Cost Reference Year' input on the ProData page.
Note on M6: :ProCost Duration of Period 2. The time at which Period 2 costs, or savings, occur. In years.
Note on N6: : Cost in dollars that is incurred for Period 3. Positive value if cost. Negative value if savings. Dollars must be denominated in the same year as 'Input Cost Reference Year' input on the ProData page.
Note on O6: :ProCost Duration of Period 3. The time at which Period 3 costs, or savings, occur. In years.
Note on P6: : Annual gas savings, or increases, in therms.
Note on Q6: :ProCost Name of the pointer to the shape of the savings. The shapes represent the daily and monthly shape of the savings in four time segments for each month of the year. Shape of the savings is relative to the baseline alternative. These shapes are in the MC_AND_Loadshape file.
Note on J88: :ProCost Periodic replacement costs and savings of the measure. These are costs and savings that occur periodically, but at different periods than annually. Can be positive or negative. Periodic replacement costs for both the measure and the baseline measure should be included if applicable. ProCost can analyze these costs in two ways dependent on the 'Repeat Periodic Replacement' switch in the ProData page. When set to 'On', ProCost repeats replacement costs for multiple times over the life of a measure depending on the input period and measure life. For example fluorescent lamps may have a 4-year replacement cycle that repeats 3 times in a 15-year measure life. When set to 'Off', ProCost reads the period as the year after installation that the replacement cost occurs and does not subsequently reinstall or repeat the replacement costs. For example a compressor may be replaced only once in the life of a heat-pump system. Example: A new fluorescent lighting systems may have a measure life of 15 years, and a lamp life of five years. Two lamps per fixture must be replaced at years 6 and 11. Lamp and labor costs, expressed as positive costs, are entered as a cost and the period would be entered as 5. The baseline measure may have a four year lamp life and would have required a three-lamp replacement at years 5, 9 and 13. Lamp and labor replacement costs would be entered as annual savings in dollars with a 4-year period. ProCost determines the net present value of the two cost streams.
Note on P88: :ProCost If the measure has gas savings for increases, enter the annual savings and shape of the savings here. Example: Clothes washer saves electric motor and dryer energy and gas water heat.
Note on B89: :ProCost Category for the measure. Individual measures can be grouped into categories. ProCost output is reported by measure and by category. All measures must belong to at least one category. Category name can be the same as measure name. Example: Measures can be combined into one category if they have components with different load shapes or measure lives. On wash machines there may be one load shape for the electric motor savings component, a second load shape for the electric water heat savings component and a third shape for electric dryer savings component.
Note on C89: :ProCost Name of Measure. User-defined. For PTR measures, defined naming conventions apply.
Note on D89: :ProCost Annual electric savings for the measure in kWh at the site. May be positive, negative or zero. Savings are incremental to the baseline alternative.
Note on E89: :ProCost Physical life of the measure in years. Must be >=1.
Note on F89: :ProCost Initial cost to install the measure in dollars. Costs are incremental to the baseline alternative. Dollars must be denominated in the same year as 'Input Cost Reference Year' input on the ProData page.
Note on G89: :ProCost Annual operations and maintenance cost for the measure in dollars. Must be incremental cost over the baseline alternative. May be positive, negative or zero. Dollars must be denominated in the same year as 'Input Cost Reference Year' input on the ProData page. O&M costs are entered as positive values. Negative values represent O&M savings compared to the baseline alternative. Example: Annualized maintenance cost for a heat pump heating system compared to a baseline electric resistance heating system.
Note on H89: :ProCost Name of the pointer to the shape of the savings. The shapes represent the daily and monthly shape of the savings in four time segments for each month of the year. Shape of the savings is relative to the baseline alternative. These shapes are in the MC_AND_Loadshape file.
Note on I89: :ProCost Annual value of any non-energy benefits of the measure, relative to the baseline alternative. Expressed in dollars per year and denominated in dollars of the 'Cost Reference Year'. Positive value represents dollar savings. Negative value represents dollar cost. Example: Water, detergent and sewer savings from efficient clothes washer.
Note on J89: : Cost in dollars that is incurred for Period 1. Positive value if cost. Negative value if savings. Dollars must be denominated in the same year as 'Input Cost Reference Year' input on the ProData page.
Note on K89: :ProCost Duration of Period1. The time at which Period 1 costs, or savings, occur. In years.
Note on L89: : Cost in dollars that is incurred for Period 2 Positive value if cost. Negative value if savings. Dollars must be denominated in the same year as 'Input Cost Reference Year' input on the ProData page.
Note on M89: :ProCost Duration of Period 2. The time at which Period 2 costs, or savings, occur. In years.
Note on N89: : Cost in dollars that is incurred for Period 3. Positive value if cost. Negative value if savings. Dollars must be denominated in the same year as 'Input Cost Reference Year' input on the ProData page.
Note on O89: :ProCost Duration of Period 3. The time at which Period 3 costs, or savings, occur. In years.
Note on P89: : Annual gas savings, or increases, in therms.
Note on Q89: :ProCost Name of the pointer to the shape of the savings. The shapes represent the daily and monthly shape of the savings in four time segments for each month of the year. Shape of the savings is relative to the baseline alternative. These shapes are in the MC_AND_Loadshape file.

## Raw
Data Set Name | ResSFHVAC_v1_Proposed5
Measure Index Name
Costs must be denominated in the same year as 'Input Cost Reference Year' = |  | 2012
1 | 2 | 3 | 4 | 5 | 6 | 7 | 8 | 9 | 10 | 11 | 12 | 13 | 14 | 15 | 16 | 17 | 18 | 51 | 52 | 53 | 54 | 55 | 56 | 57 | 58 | 59 | 60 | 61 | 62 | 63 | 64 | 65 | 66 | 67 | 68 | 69 | 70 | 71 | 72 | 73 | 74 | 75 | 76 | 77 | 78 | 79 | 80 | 81 | 82 | 83 | 84 | 85 | 86 | 87 | 88 | 89 | 90 | 91 | 92 | 93 | 94 | 95 | 96 | 97 | 98 | 99 | 100 | 101 | 102 | 103 | 104 | 105
Input Data | [7 empty] | Periodic Replacement Costs and Savings and Replacement Period | [5 empty] | Gas Inputs
Category Name | Measure Name | Savings (kwh/yr) | Life (yrs) | Capital Cost | Annual O&M | Shape Pointer | Non-E Val ($/yr) | Cost 1 ($) | Period 1 | Cost 2 ($) | Period 2 | Cost 3 ($) | Period 3 | Savings (therms/yr) | Shape Pointer
Existing Single Family Home HVAC Conversion - Convert FAF w/CAC to Heat Pump - House with "Good Insulation" - Heating Zone 1 | Heating Savings | 2610.3529 | 15 | 2600.2755 |  | ResSpHtHPZ1 | 41.5349
Existing Single Family Home HVAC Conversion - Convert FAF w/CAC to Heat Pump - House with "Good Insulation" - Heating Zone 2 | Heating Savings | 2688.7511 | 15 | 2621.3122 |  | ResSpHtHPZ2 | 31.2833
Existing Single Family Home HVAC Conversion - Convert FAF w/CAC to Heat Pump - House with "Good Insulation" - Heating Zone 3 | Heating Savings | 2318.9213 | 15 | 2647.394 |  | ResSpHtHPZ3 | 27.4433
Existing Single Family Home HVAC Conversion - Convert FAF w/CAC to Heat Pump - House with "Fair Insulation" - Heating Zone 1 | Heating Savings | 4815.1876 | 15 | 2832.9307 |  | ResSpHtHPZ1 | 74.8691
Existing Single Family Home HVAC Conversion - Convert FAF w/CAC to Heat Pump - House with "Fair Insulation" - Heating Zone 2 | Heating Savings | 5224.7894 | 15 | 2808.7501 |  | ResSpHtHPZ2 | 61.5886
Existing Single Family Home HVAC Conversion - Convert FAF w/CAC to Heat Pump - House with "Fair Insulation" - Heating Zone 3 | Heating Savings | 4894.3169 | 15 | 2831.5586 |  | ResSpHtHPZ3 | 55.6719
Existing Single Family Home HVAC Conversion - Convert FAF w/CAC to Heat Pump - House with "Poor Insulation" - Heating Zone 1 | Heating Savings | 7020.0222 | 15 | 3138.5457 |  | ResSpHtHPZ1 | 110.9906
Existing Single Family Home HVAC Conversion - Convert FAF w/CAC to Heat Pump - House with "Poor Insulation" - Heating Zone 2 | Heating Savings | 7760.8278 | 15 | 3164.4823 |  | ResSpHtHPZ2 | 93.8951
Existing Single Family Home HVAC Conversion - Convert FAF w/CAC to Heat Pump - House with "Poor Insulation" - Heating Zone 3 | Heating Savings | 7469.7124 | 15 | 3166.7608 |  | ResSpHtHPZ3 | 90.6733
Existing Single Family Home HVAC Conversion - Convert FAF w/o CAC to Heat Pump - House with "Good Insulation" - Heating Zone 1 - Cooling Zone 1 | Heating Savings | 2610.3529 | 15 | 3980.0715 |  | ResSpHtHPZ1 | 41.5349
Existing Single Family Home HVAC Conversion - Convert FAF w/o CAC to Heat Pump - House with "Good Insulation" - Heating Zone 1 - Cooling Zone 2 | Heating Savings | 2610.3529 | 15 | 3170.6314 |  | ResSpHtHPZ1 | 41.5349
Existing Single Family Home HVAC Conversion - Convert FAF w/o CAC to Heat Pump - House with "Good Insulation" - Heating Zone 1 - Cooling Zone 3 | Heating Savings | 2610.3529 | 15 | 2600.2755 |  | ResSpHtHPZ1 | 41.5349
Existing Single Family Home HVAC Conversion - Convert FAF w/o CAC to Heat Pump - House with "Good Insulation" - Heating Zone 2 - Cooling Zone 1 | Heating Savings | 2688.7511 | 15 | 4017.2726 |  | ResSpHtHPZ2 | 31.2833
Existing Single Family Home HVAC Conversion - Convert FAF w/o CAC to Heat Pump - House with "Good Insulation" - Heating Zone 2 - Cooling Zone 2 | Heating Savings | 2688.7511 | 15 | 3200.5939 |  | ResSpHtHPZ2 | 31.2833
Existing Single Family Home HVAC Conversion - Convert FAF w/o CAC to Heat Pump - House with "Good Insulation" - Heating Zone 2 - Cooling Zone 3 | Heating Savings | 2688.7511 | 15 | 2621.3122 |  | ResSpHtHPZ2 | 31.2833
Existing Single Family Home HVAC Conversion - Convert FAF w/o CAC to Heat Pump - House with "Good Insulation" - Heating Zone 3 - Cooling Zone 1 | Heating Savings | 2318.9213 | 15 | 4063.3955 |  | ResSpHtHPZ3 | 27.4433
Existing Single Family Home HVAC Conversion - Convert FAF w/o CAC to Heat Pump - House with "Good Insulation" - Heating Zone 3 - Cooling Zone 2 | Heating Savings | 2318.9213 | 15 | 3237.742 |  | ResSpHtHPZ3 | 27.4433
Existing Single Family Home HVAC Conversion - Convert FAF w/o CAC to Heat Pump - House with "Good Insulation" - Heating Zone 3 - Cooling Zone 3 | Heating Savings | 2318.9213 | 15 | 2647.394 |  | ResSpHtHPZ3 | 27.4433
Existing Single Family Home HVAC Conversion - Convert FAF w/o CAC to Heat Pump - House with "Fair Insulation" - Heating Zone 1 - Cooling Zone 1 | Heating Savings | 4815.1876 | 15 | 4437.2942 |  | ResSpHtHPZ1 | 74.8691
Existing Single Family Home HVAC Conversion - Convert FAF w/o CAC to Heat Pump - House with "Fair Insulation" - Heating Zone 1 - Cooling Zone 2 | Heating Savings | 4815.1876 | 15 | 3527.2886 |  | ResSpHtHPZ1 | 74.8691
Existing Single Family Home HVAC Conversion - Convert FAF w/o CAC to Heat Pump - House with "Fair Insulation" - Heating Zone 1 - Cooling Zone 3 | Heating Savings | 4815.1876 | 15 | 2832.9307 |  | ResSpHtHPZ1 | 74.8691
Existing Single Family Home HVAC Conversion - Convert FAF w/o CAC to Heat Pump - House with "Fair Insulation" - Heating Zone 2 - Cooling Zone 1 | Heating Savings | 5224.7894 | 15 | 4553.4366 |  | ResSpHtHPZ2 | 61.5886
Existing Single Family Home HVAC Conversion - Convert FAF w/o CAC to Heat Pump - House with "Fair Insulation" - Heating Zone 2 - Cooling Zone 2 | Heating Savings | 5224.7894 | 15 | 3580.5918 |  | ResSpHtHPZ2 | 61.5886
Existing Single Family Home HVAC Conversion - Convert FAF w/o CAC to Heat Pump - House with "Fair Insulation" - Heating Zone 2 - Cooling Zone 3 | Heating Savings | 5224.7894 | 15 | 2808.7501 |  | ResSpHtHPZ2 | 61.5886
Existing Single Family Home HVAC Conversion - Convert FAF w/o CAC to Heat Pump - House with "Fair Insulation" - Heating Zone 3 - Cooling Zone 1 | Heating Savings | 4894.3169 | 15 | 4593.7709 |  | ResSpHtHPZ3 | 55.6719
Existing Single Family Home HVAC Conversion - Convert FAF w/o CAC to Heat Pump - House with "Fair Insulation" - Heating Zone 3 - Cooling Zone 2 | Heating Savings | 4894.3169 | 15 | 3613.0777 |  | ResSpHtHPZ3 | 55.6719
Existing Single Family Home HVAC Conversion - Convert FAF w/o CAC to Heat Pump - House with "Fair Insulation" - Heating Zone 3 - Cooling Zone 3 | Heating Savings | 4894.3169 | 15 | 2831.5586 |  | ResSpHtHPZ3 | 55.6719
Existing Single Family Home HVAC Conversion - Convert FAF w/o CAC to Heat Pump - House with "Poor Insulation" - Heating Zone 1 - Cooling Zone 1 | Heating Savings | 7020.0222 | 15 | 5218.5243 |  | ResSpHtHPZ1 | 110.9906
Existing Single Family Home HVAC Conversion - Convert FAF w/o CAC to Heat Pump - House with "Poor Insulation" - Heating Zone 1 - Cooling Zone 2 | Heating Savings | 7020.0222 | 15 | 4095.5295 |  | ResSpHtHPZ1 | 110.9906
Existing Single Family Home HVAC Conversion - Convert FAF w/o CAC to Heat Pump - House with "Poor Insulation" - Heating Zone 1 - Cooling Zone 3 | Heating Savings | 7020.0222 | 15 | 3138.5457 |  | ResSpHtHPZ1 | 110.9906
Existing Single Family Home HVAC Conversion - Convert FAF w/o CAC to Heat Pump - House with "Poor Insulation" - Heating Zone 2 - Cooling Zone 1 | Heating Savings | 7760.8278 | 15 | 5264.3904 |  | ResSpHtHPZ2 | 93.8951
Existing Single Family Home HVAC Conversion - Convert FAF w/o CAC to Heat Pump - House with "Poor Insulation" - Heating Zone 2 - Cooling Zone 2 | Heating Savings | 7760.8278 | 15 | 4132.4708 |  | ResSpHtHPZ2 | 93.8951
Existing Single Family Home HVAC Conversion - Convert FAF w/o CAC to Heat Pump - House with "Poor Insulation" - Heating Zone 2 - Cooling Zone 3 | Heating Savings | 7760.8278 | 15 | 3164.4823 |  | ResSpHtHPZ2 | 93.8951
Existing Single Family Home HVAC Conversion - Convert FAF w/o CAC to Heat Pump - House with "Poor Insulation" - Heating Zone 3 - Cooling Zone 1 | Heating Savings | 7469.7124 | 15 | 5268.4196 |  | ResSpHtHPZ3 | 90.6733
Existing Single Family Home HVAC Conversion - Convert FAF w/o CAC to Heat Pump - House with "Poor Insulation" - Heating Zone 3 - Cooling Zone 2 | Heating Savings | 7469.7124 | 15 | 4135.7159 |  | ResSpHtHPZ3 | 90.6733
Existing Single Family Home HVAC Conversion - Convert FAF w/o CAC to Heat Pump - House with "Poor Insulation" - Heating Zone 3 - Cooling Zone 3 | Heating Savings | 7469.7124 | 15 | 3166.7608 |  | ResSpHtHPZ3 | 90.6733
Existing Single Family Home HVAC Upgrade - Heat Pump Upgrade to 9.0 HSPF/14 SEER - Heating Zone 1 | Heating Savings | 115.1931 | 15 | 80.8234 |  | ResSpHtHPZ1 | 1.6807
Existing Single Family Home HVAC Upgrade - Heat Pump Upgrade to 9.0 HSPF/14 SEER - Heating Zone 2 | Heating Savings | 86.6456 | 15 | 80.8234 |  | ResSpHtHPZ2 | 1.0348
Existing Single Family Home HVAC Upgrade - Heat Pump Upgrade to 9.0 HSPF/14 SEER - Heating Zone 3 | Heating Savings | 68.7907 | 15 | 80.8234 |  | ResSpHtHPZ3 | 0.78439
Existing Single Family Home HVAC Upgrade - Central Heat Pump Upgrade to Variable Capacity Central Heat Pump - Heating Zone 1 - Cooling Zone 1 | Heating Savings | 574.9686 | 15 | 4919.8895 |  | ResSpHtHPZ1 | 8.1511
Existing Single Family Home HVAC Upgrade - Central Heat Pump Upgrade to Variable Capacity Central Heat Pump - Heating Zone 1 - Cooling Zone 2 | Heating Savings | 574.9686 | 15 | 4919.8895 |  | ResSpHtHPZ1 | 8.1511
Existing Single Family Home HVAC Upgrade - Central Heat Pump Upgrade to Variable Capacity Central Heat Pump - Heating Zone 1 - Cooling Zone 3 | Heating Savings | 574.9686 | 15 | 4919.8895 |  | ResSpHtHPZ1 | 8.1511
Existing Single Family Home HVAC Upgrade - Central Heat Pump Upgrade to Variable Capacity Central Heat Pump - Heating Zone 2 - Cooling Zone 1 | Heating Savings | 681.8827 | 15 | 4919.8895 |  | ResSpHtHPZ2 | 8.0973
Existing Single Family Home HVAC Upgrade - Central Heat Pump Upgrade to Variable Capacity Central Heat Pump - Heating Zone 2 - Cooling Zone 2 | Heating Savings | 681.8827 | 15 | 4919.8895 |  | ResSpHtHPZ2 | 8.0973
Existing Single Family Home HVAC Upgrade - Central Heat Pump Upgrade to Variable Capacity Central Heat Pump - Heating Zone 2 - Cooling Zone 3 | Heating Savings | 681.8827 | 15 | 4919.8895 |  | ResSpHtHPZ2 | 8.0973
Existing Single Family Home HVAC Upgrade - Central Heat Pump Upgrade to Variable Capacity Central Heat Pump - Heating Zone 3 - Cooling Zone 1 | Heating Savings | 854.9937 | 15 | 4919.8895 |  | ResSpHtHPZ3 | 10.1907
Existing Single Family Home HVAC Upgrade - Central Heat Pump Upgrade to Variable Capacity Central Heat Pump - Heating Zone 3 - Cooling Zone 2 | Heating Savings | 854.9937 | 15 | 4919.8895 |  | ResSpHtHPZ3 | 10.1907
Existing Single Family Home HVAC Upgrade - Central Heat Pump Upgrade to Variable Capacity Central Heat Pump - Heating Zone 3 - Cooling Zone 3 | Heating Savings | 854.9937 | 15 | 4919.8895 |  | ResSpHtHPZ3 | 10.1907
Zonal to DHP No Screen HZ1CZ1 | Heating Savings | 2240.0589 | 15 | 3536.4883 |  | R-All-HVAC-ERconvertDHP-HZ1-All-N | 26.1671
Zonal to DHP No Screen HZ2CZ1 | Heating Savings | 2340.8527 | 15 | 3356.0833 |  | R-All-HVAC-ERconvertDHP-HZ2-All-N | 20.7347
Zonal to DHP No Screen HZ3CZ1 | Heating Savings | 1516.8331 | 15 | 3158.0098 |  | R-All-HVAC-ERconvertDHP-HZ3-All-N | 64.2934
Zonal to DHP No Screen HZ1CZ2 | Heating Savings | 2240.0589 | 15 | 3359.2572 |  | R-All-HVAC-ERconvertDHP-HZ1-All-N | 26.1671
Zonal to DHP No Screen HZ2CZ2 | Heating Savings | 2340.8527 | 15 | 3178.8522 |  | R-All-HVAC-ERconvertDHP-HZ2-All-N | 20.7347
Zonal to DHP No Screen HZ3CZ2 | Heating Savings | 1516.8331 | 15 | 2980.7787 |  | R-All-HVAC-ERconvertDHP-HZ3-All-N | 64.2934
Zonal to DHP No Screen HZ1CZ3 | Heating Savings | 2240.0589 | 15 | 3190.5641 |  | R-All-HVAC-ERconvertDHP-HZ1-All-N | 26.1671
Zonal to DHP No Screen HZ2CZ3 | Heating Savings | 2340.8527 | 15 | 3010.1591 |  | R-All-HVAC-ERconvertDHP-HZ2-All-N | 20.7347
Zonal to DHP No Screen HZ3CZ3 | Heating Savings | 1516.8331 | 15 | 2812.0856 |  | R-All-HVAC-ERconvertDHP-HZ3-All-N | 64.2934
Existing Single Family Home HVAC Conversion - Convert FAF w/CAC to Heat Pump - House with "Good Insulation" - Heating Zone 1 | Cooling Savings | 0 | 15 | 0 |  | ResCACZ1 | 0
Existing Single Family Home HVAC Conversion - Convert FAF w/CAC to Heat Pump - House with "Good Insulation" - Heating Zone 2 | Cooling Savings | 0 | 15 | 0 |  | ResCACZ2 | 0
Existing Single Family Home HVAC Conversion - Convert FAF w/CAC to Heat Pump - House with "Good Insulation" - Heating Zone 3 | Cooling Savings | 0 | 15 | 0 |  | ResCACZ3 | 0
Existing Single Family Home HVAC Conversion - Convert FAF w/CAC to Heat Pump - House with "Fair Insulation" - Heating Zone 1 | Cooling Savings | 0 | 15 | 0 |  | ResCACZ1 | 0
Existing Single Family Home HVAC Conversion - Convert FAF w/CAC to Heat Pump - House with "Fair Insulation" - Heating Zone 2 | Cooling Savings | 0 | 15 | 0 |  | ResCACZ2 | 0
Existing Single Family Home HVAC Conversion - Convert FAF w/CAC to Heat Pump - House with "Fair Insulation" - Heating Zone 3 | Cooling Savings | 0 | 15 | 0 |  | ResCACZ3 | 0
Existing Single Family Home HVAC Conversion - Convert FAF w/CAC to Heat Pump - House with "Poor Insulation" - Heating Zone 1 | Cooling Savings | 0 | 15 | 0 |  | ResCACZ1 | 0
Existing Single Family Home HVAC Conversion - Convert FAF w/CAC to Heat Pump - House with "Poor Insulation" - Heating Zone 2 | Cooling Savings | 0 | 15 | 0 |  | ResCACZ2 | 0
Existing Single Family Home HVAC Conversion - Convert FAF w/CAC to Heat Pump - House with "Poor Insulation" - Heating Zone 3 | Cooling Savings | 0 | 15 | 0 |  | ResCACZ3 | 0
Existing Single Family Home HVAC Conversion - Convert FAF w/o CAC to Heat Pump - House with "Good Insulation" - Heating Zone 1 - Cooling Zone 1 | Cooling Savings | -137.8246 | 15 | 0 |  | ResCACZ1 | 11.2177
Existing Single Family Home HVAC Conversion - Convert FAF w/o CAC to Heat Pump - House with "Good Insulation" - Heating Zone 1 - Cooling Zone 2 | Cooling Savings | -113.3092 | 15 | 0 |  | ResCACZ2 | 9.2223
Existing Single Family Home HVAC Conversion - Convert FAF w/o CAC to Heat Pump - House with "Good Insulation" - Heating Zone 1 - Cooling Zone 3 | Cooling Savings | 0 | 15 | 0 |  | ResCACZ3 | 0
Existing Single Family Home HVAC Conversion - Convert FAF w/o CAC to Heat Pump - House with "Good Insulation" - Heating Zone 2 - Cooling Zone 1 | Cooling Savings | -137.8246 | 15 | 0 |  | ResCACZ1 | 11.2177
Existing Single Family Home HVAC Conversion - Convert FAF w/o CAC to Heat Pump - House with "Good Insulation" - Heating Zone 2 - Cooling Zone 2 | Cooling Savings | -113.3092 | 15 | 0 |  | ResCACZ2 | 9.2223
Existing Single Family Home HVAC Conversion - Convert FAF w/o CAC to Heat Pump - House with "Good Insulation" - Heating Zone 2 - Cooling Zone 3 | Cooling Savings | 0 | 15 | 0 |  | ResCACZ3 | 0
Existing Single Family Home HVAC Conversion - Convert FAF w/o CAC to Heat Pump - House with "Good Insulation" - Heating Zone 3 - Cooling Zone 1 | Cooling Savings | -137.8246 | 15 | 0 |  | ResCACZ1 | 11.2177
Existing Single Family Home HVAC Conversion - Convert FAF w/o CAC to Heat Pump - House with "Good Insulation" - Heating Zone 3 - Cooling Zone 2 | Cooling Savings | -113.3092 | 15 | 0 |  | ResCACZ2 | 9.2223
Existing Single Family Home HVAC Conversion - Convert FAF w/o CAC to Heat Pump - House with "Good Insulation" - Heating Zone 3 - Cooling Zone 3 | Cooling Savings | 0 | 15 | 0 |  | ResCACZ3 | 0
Existing Single Family Home HVAC Conversion - Convert FAF w/o CAC to Heat Pump - House with "Fair Insulation" - Heating Zone 1 - Cooling Zone 1 | Cooling Savings | -137.8246 | 15 | 0 |  | ResCACZ1 | 11.2177
Existing Single Family Home HVAC Conversion - Convert FAF w/o CAC to Heat Pump - House with "Fair Insulation" - Heating Zone 1 - Cooling Zone 2 | Cooling Savings | -113.3092 | 15 | 0 |  | ResCACZ2 | 9.2223
Existing Single Family Home HVAC Conversion - Convert FAF w/o CAC to Heat Pump - House with "Fair Insulation" - Heating Zone 1 - Cooling Zone 3 | Cooling Savings | 0 | 15 | 0 |  | ResCACZ3 | 0
Existing Single Family Home HVAC Conversion - Convert FAF w/o CAC to Heat Pump - House with "Fair Insulation" - Heating Zone 2 - Cooling Zone 1 | Cooling Savings | -137.8246 | 15 | 0 |  | ResCACZ1 | 11.2177
Existing Single Family Home HVAC Conversion - Convert FAF w/o CAC to Heat Pump - House with "Fair Insulation" - Heating Zone 2 - Cooling Zone 2 | Cooling Savings | -113.3092 | 15 | 0 |  | ResCACZ2 | 9.2223
Existing Single Family Home HVAC Conversion - Convert FAF w/o CAC to Heat Pump - House with "Fair Insulation" - Heating Zone 2 - Cooling Zone 3 | Cooling Savings | 0 | 15 | 0 |  | ResCACZ3 | 0
Existing Single Family Home HVAC Conversion - Convert FAF w/o CAC to Heat Pump - House with "Fair Insulation" - Heating Zone 3 - Cooling Zone 1 | Cooling Savings | -137.8246 | 15 | 0 |  | ResCACZ1 | 11.2177
Existing Single Family Home HVAC Conversion - Convert FAF w/o CAC to Heat Pump - House with "Fair Insulation" - Heating Zone 3 - Cooling Zone 2 | Cooling Savings | -113.3092 | 15 | 0 |  | ResCACZ2 | 9.2223
Existing Single Family Home HVAC Conversion - Convert FAF w/o CAC to Heat Pump - House with "Fair Insulation" - Heating Zone 3 - Cooling Zone 3 | Cooling Savings | 0 | 15 | 0 |  | ResCACZ3 | 0
Existing Single Family Home HVAC Conversion - Convert FAF w/o CAC to Heat Pump - House with "Poor Insulation" - Heating Zone 1 - Cooling Zone 1 | Cooling Savings | -137.8246 | 15 | 0 |  | ResCACZ1 | 11.2177
Existing Single Family Home HVAC Conversion - Convert FAF w/o CAC to Heat Pump - House with "Poor Insulation" - Heating Zone 1 - Cooling Zone 2 | Cooling Savings | -113.3092 | 15 | 0 |  | ResCACZ2 | 9.2223
Existing Single Family Home HVAC Conversion - Convert FAF w/o CAC to Heat Pump - House with "Poor Insulation" - Heating Zone 1 - Cooling Zone 3 | Cooling Savings | 0 | 15 | 0 |  | ResCACZ3 | 0
Existing Single Family Home HVAC Conversion - Convert FAF w/o CAC to Heat Pump - House with "Poor Insulation" - Heating Zone 2 - Cooling Zone 1 | Cooling Savings | -137.8246 | 15 | 0 |  | ResCACZ1 | 11.2177
Existing Single Family Home HVAC Conversion - Convert FAF w/o CAC to Heat Pump - House with "Poor Insulation" - Heating Zone 2 - Cooling Zone 2 | Cooling Savings | -113.3092 | 15 | 0 |  | ResCACZ2 | 9.2223
Existing Single Family Home HVAC Conversion - Convert FAF w/o CAC to Heat Pump - House with "Poor Insulation" - Heating Zone 2 - Cooling Zone 3 | Cooling Savings | 0 | 15 | 0 |  | ResCACZ3 | 0
Existing Single Family Home HVAC Conversion - Convert FAF w/o CAC to Heat Pump - House with "Poor Insulation" - Heating Zone 3 - Cooling Zone 1 | Cooling Savings | -137.8246 | 15 | 0 |  | ResCACZ1 | 11.2177
Existing Single Family Home HVAC Conversion - Convert FAF w/o CAC to Heat Pump - House with "Poor Insulation" - Heating Zone 3 - Cooling Zone 2 | Cooling Savings | -113.3092 | 15 | 0 |  | ResCACZ2 | 9.2223
Existing Single Family Home HVAC Conversion - Convert FAF w/o CAC to Heat Pump - House with "Poor Insulation" - Heating Zone 3 - Cooling Zone 3 | Cooling Savings | 0 | 15 | 0 |  | ResCACZ3 | 0
Existing Single Family Home HVAC Upgrade - Heat Pump Upgrade to 9.0 HSPF/14 SEER - Heating Zone 1 | Cooling Savings | 0 | 15 | 0 |  | ResCACZ1 | 0
Existing Single Family Home HVAC Upgrade - Heat Pump Upgrade to 9.0 HSPF/14 SEER - Heating Zone 2 | Cooling Savings | 0 | 15 | 0 |  | ResCACZ2 | 0
Existing Single Family Home HVAC Upgrade - Heat Pump Upgrade to 9.0 HSPF/14 SEER - Heating Zone 3 | Cooling Savings | 0 | 15 | 0 |  | ResCACZ3 | 0
Existing Single Family Home HVAC Upgrade - Central Heat Pump Upgrade to Variable Capacity Central Heat Pump - Heating Zone 1 - Cooling Zone 1 | Cooling Savings | 63.6469 | 15 | 0 |  | ResCACZ1 | 0
Existing Single Family Home HVAC Upgrade - Central Heat Pump Upgrade to Variable Capacity Central Heat Pump - Heating Zone 1 - Cooling Zone 2 | Cooling Savings | 148.1379 | 15 | 0 |  | ResCACZ2 | 0
Existing Single Family Home HVAC Upgrade - Central Heat Pump Upgrade to Variable Capacity Central Heat Pump - Heating Zone 1 - Cooling Zone 3 | Cooling Savings | 248.2845 | 15 | 0 |  | ResCACZ3 | 0
Existing Single Family Home HVAC Upgrade - Central Heat Pump Upgrade to Variable Capacity Central Heat Pump - Heating Zone 2 - Cooling Zone 1 | Cooling Savings | 63.6469 | 15 | 0 |  | ResCACZ1 | 0
Existing Single Family Home HVAC Upgrade - Central Heat Pump Upgrade to Variable Capacity Central Heat Pump - Heating Zone 2 - Cooling Zone 2 | Cooling Savings | 148.1379 | 15 | 0 |  | ResCACZ2 | 0
Existing Single Family Home HVAC Upgrade - Central Heat Pump Upgrade to Variable Capacity Central Heat Pump - Heating Zone 2 - Cooling Zone 3 | Cooling Savings | 248.2845 | 15 | 0 |  | ResCACZ3 | 0
Existing Single Family Home HVAC Upgrade - Central Heat Pump Upgrade to Variable Capacity Central Heat Pump - Heating Zone 3 - Cooling Zone 1 | Cooling Savings | 63.6469 | 15 | 0 |  | ResCACZ1 | 0
Existing Single Family Home HVAC Upgrade - Central Heat Pump Upgrade to Variable Capacity Central Heat Pump - Heating Zone 3 - Cooling Zone 2 | Cooling Savings | 148.1379 | 15 | 0 |  | ResCACZ2 | 0
Existing Single Family Home HVAC Upgrade - Central Heat Pump Upgrade to Variable Capacity Central Heat Pump - Heating Zone 3 - Cooling Zone 3 | Cooling Savings | 248.2845 | 15 | 0 |  | R-All-HVAC-DHP_cool-All-All-N | 0
Zonal to DHP No Screen HZ1CZ1 | Cooling Savings | -32.1244 | 15 | 0 |  | R-All-HVAC-DHP_cool-All-All-N | 4.2672
Zonal to DHP No Screen HZ2CZ1 | Cooling Savings | -32.1244 | 15 | 0 |  | R-All-HVAC-DHP_cool-All-All-N | 4.2672
Zonal to DHP No Screen HZ3CZ1 | Cooling Savings | -32.1244 | 15 | 0 |  | R-All-HVAC-DHP_cool-All-All-N | 4.2672
Zonal to DHP No Screen HZ1CZ2 | Cooling Savings | 117.239 | 15 | 0 |  | R-All-HVAC-DHP_cool-All-All-N | 5.8134
Zonal to DHP No Screen HZ2CZ2 | Cooling Savings | 117.239 | 15 | 0 |  | R-All-HVAC-DHP_cool-All-All-N | 5.8134
Zonal to DHP No Screen HZ3CZ2 | Cooling Savings | 117.239 | 15 | 0 |  | R-All-HVAC-DHP_cool-All-All-N | 5.8134
Zonal to DHP No Screen HZ1CZ3 | Cooling Savings | 412 | 15 | 0 |  | R-All-HVAC-DHP_cool-All-All-N | 0
Zonal to DHP No Screen HZ2CZ3 | Cooling Savings | 412 | 15 | 0 |  | R-All-HVAC-DHP_cool-All-All-N | 0
Zonal to DHP No Screen HZ3CZ3 | Cooling Savings | 412 | 15 | 0 |  | R-All-HVAC-DHP_cool-All-All-N | 0
New SF HVAC Upgrade - Heat Pump Upgrade to 9.0 HSPF/14 SEER - HZ1CZ1 | Heating Savings | 134.5653 | 15 | 80.8234 |  | ResSpHtHPZ1 | 2.1503
New SF HVAC Upgrade - Heat Pump Upgrade to 9.0 HSPF/14 SEER - HZ1CZ2 | Heating Savings | 134.5653 | 15 | 80.8234 |  | ResSpHtHPZ2 | 2.1503
New SF HVAC Upgrade - Heat Pump Upgrade to 9.0 HSPF/14 SEER - HZ1CZ3 | Heating Savings | 134.5653 | 15 | 80.8234 |  | ResSpHtHPZ3 | 2.1503
New SF HVAC Upgrade - Heat Pump Upgrade to 9.0 HSPF/14 SEER - HZ2CZ1 | Heating Savings | 117.9445 | 15 | 80.8234 |  | ResSpHtHPZ1 | 1.4361
New SF HVAC Upgrade - Heat Pump Upgrade to 9.0 HSPF/14 SEER - HZ2CZ2 | Heating Savings | 117.9445 | 15 | 80.8234 |  | ResSpHtHPZ1 | 1.4361
New SF HVAC Upgrade - Heat Pump Upgrade to 9.0 HSPF/14 SEER - HZ2CZ3 | Heating Savings | 117.9445 | 15 | 80.8234 |  | ResSpHtHPZ1 | 1.4361
New SF HVAC Upgrade - Heat Pump Upgrade to 9.0 HSPF/14 SEER - HZ3CZ1 | Heating Savings | 97.6336 | 15 | 80.8234 |  | ResSpHtHPZ2 | 1.1888
New SF HVAC Upgrade - Heat Pump Upgrade to 9.0 HSPF/14 SEER - HZ3CZ2 | Heating Savings | 97.6336 | 15 | 80.8234 |  | ResSpHtHPZ2 | 1.1888
New SF HVAC Upgrade - Heat Pump Upgrade to 9.0 HSPF/14 SEER - HZ3CZ3 | Heating Savings | 97.6336 | 15 | 80.8234 |  | ResSpHtHPZ2 | 1.1888
New SF HVAC Upgrade - Central Heat Pump Upgrade to Variable Capacity Central Heat Pump - HZ1CZ1 | Heating Savings | 399.9792 | 15 | 5447.815 |  | ResSpHtHPZ3 | 6.3914
New SF HVAC Upgrade - Central Heat Pump Upgrade to Variable Capacity Central Heat Pump - HZ1CZ2 | Heating Savings | 399.9792 | 15 | 5447.815 |  | ResSpHtHPZ3 | 6.3914
New SF HVAC Upgrade - Central Heat Pump Upgrade to Variable Capacity Central Heat Pump - HZ1CZ3 | Heating Savings | 399.9792 | 15 | 5447.815 |  | ResSpHtHPZ3 | 6.3914
New SF HVAC Upgrade - Central Heat Pump Upgrade to Variable Capacity Central Heat Pump - HZ2CZ1 | Heating Savings | 582.3123 | 15 | 5447.815 |  | ResSpHtHPZ1 | 7.0904
New SF HVAC Upgrade - Central Heat Pump Upgrade to Variable Capacity Central Heat Pump - HZ2CZ2 | Heating Savings | 582.3123 | 15 | 5447.815 |  | ResSpHtHPZ2 | 7.0904
New SF HVAC Upgrade - Central Heat Pump Upgrade to Variable Capacity Central Heat Pump - HZ2CZ3 | Heating Savings | 582.3123 | 15 | 5447.815 |  | ResSpHtHPZ3 | 7.0904
New SF HVAC Upgrade - Central Heat Pump Upgrade to Variable Capacity Central Heat Pump - HZ3CZ1 | Heating Savings | 673.775 | 15 | 5447.815 |  | ResSpHtHPZ1 | 8.2041
New SF HVAC Upgrade - Central Heat Pump Upgrade to Variable Capacity Central Heat Pump - HZ3CZ2 | Heating Savings | 673.775 | 15 | 5447.815 |  | ResSpHtHPZ1 | 8.2041
New SF HVAC Upgrade - Central Heat Pump Upgrade to Variable Capacity Central Heat Pump - HZ3CZ3 | Heating Savings | 673.775 | 15 | 5447.815 |  | ResSpHtHPZ1 | 8.2041
New SF Zonal to DHP HZ1CZ1 | Heating Savings | 2738.5166 | 15 | 3947.5062 |  | R-All-HVAC-ERconvertDHP-HZ1-All-N | 54.7776
New SF Zonal to DHP HZ1CZ2 | Heating Savings | 2738.5166 | 15 | 3746.1342 |  | R-All-HVAC-ERconvertDHP-HZ2-All-N | 54.7776
New SF Zonal to DHP HZ1CZ3 | Heating Savings | 2738.5166 | 15 | 3525.0402 |  | R-All-HVAC-ERconvertDHP-HZ3-All-N | 54.7776
New SF Zonal to DHP HZ2CZ1 | Heating Savings | 2976.9281 | 15 | 3749.6769 |  | R-All-HVAC-ERconvertDHP-HZ1-All-N | 44.3116
New SF Zonal to DHP HZ2CZ2 | Heating Savings | 2976.9281 | 15 | 3548.3049 |  | R-All-HVAC-ERconvertDHP-HZ2-All-N | 44.3116
New SF Zonal to DHP HZ2CZ3 | Heating Savings | 2976.9281 | 15 | 3327.2109 |  | R-All-HVAC-ERconvertDHP-HZ3-All-N | 44.3116
New SF Zonal to DHP HZ3CZ1 | Heating Savings | 1639.8901 | 15 | 3561.378 |  | R-All-HVAC-ERconvertDHP-HZ1-All-N | 127.7825
New SF Zonal to DHP HZ3CZ2 | Heating Savings | 1639.8901 | 15 | 3360.006 |  | R-All-HVAC-ERconvertDHP-HZ2-All-N | 127.7825
New SF Zonal to DHP HZ3CZ3 | Heating Savings | 1639.8901 | 15 | 3138.912 |  | R-All-HVAC-ERconvertDHP-HZ3-All-N | 127.7825 | [10 empty] | 53: PV Electric Utility System Costs & Benefits; 59: Electric Utility System Economics; 61: Sponsor Levelized Cost (mills/kwh); 66: PV Regional Costs & Benefits; 82: TRC Economics; 84: Physical CO2; 91: Gas Inputs; 95: PV Gas Utility System Costs & Benefits; 100: Gas Utility System Economics
New SF HVAC Upgrade - Heat Pump Upgrade to 9.0 HSPF/14 SEER - HZ1CZ1 | Cooling Savings | 15.8697 | 15 | 0 |  | ResCACZ1 | 0 | [10 empty] | Retail Utility System Total Non-Consumer Cost | Retail Utility System System B/C Ratio | Utility System Energy | Utility System T&D Def. Cap. | Utility System Act C-E Credit | Utility System Total Risk Mitigation Benefit | Utility System Total System Benefit | Utility System Total Non-Consumer Cost | Utility System Net Levelized Cost (Net of Elec T&D Capacity Benefits, Act Credit & Risk-Mitigation Benefit) in mills/kwh | Utility System System B/C Ratio | Wholesale Electric Levelized Cost | Retail Electric Levelized Cost | Natural Gas Levelized Cost | Customer Levelized Cost | Total Levelized Cost | PV Regional Electric Energy | PV Regional Gas Energy | PV Regional Electric T&D Def. Cap. | PV Regional Gas T&D Def. Cap. | PV Regional Electric System CO2 | PV Regional Gas System CO2 | PV Regional Electric System Risk-Mitigation Benefit | PV Regional Gas System Risk-Mitigation Benefit | PV Regional Non-E Value | PV Regional Act Credit | PV Regional Capital Cost | PV Regional Admin Cost | PV Regional Annual O&M Cost | PV Regional Periodic Replacement Cost | PV Total Regional Benefit | PV Total Regional Cost | TRC B/C Ratio | TRC Net Levelized Cost (Net of All Benefits) in mills/kWh | Electric System CO2 Avoided (Lifetime Tons) | Gas System CO2 Avoided (Lifetime Tons) | Total System CO2 Avoided (Lifetime Tons) | Electric System CO2 Avoided (Annual Tons in 2020) | Gas System CO2 Avoided (Annual Tons in 2020) | Total System CO2 Avoided (Annual Tons in 2020) |  | Gas Site Savings (therms) | Load Shape (gas) | Diversitfied Load Factor (gas) | Wholesale Coincidence Factor (gas) | Total Gas Utility System Energy | Gas Utility System T&D Def. Cap. | Gas Utility System Risk Mitigation Benefit | Gas Utility System Total System Benefit | Gas Utility System Total Non-Consumer Cost | Gas Utility System Net Levelized Cost (Net of Gas T&D Capacity Benefits & Risk-Mitigation Benefits) in cents/therm | Gas Utility System System B/C Ratio
New SF HVAC Upgrade - Heat Pump Upgrade to 9.0 HSPF/14 SEER - HZ1CZ2 | Cooling Savings | 31.2753 | 15 | 0 |  | ResCACZ2 | 0 | [10 empty] | 1169.0095 | 4.2372 | 2388.3478 | 589.4467 | 450.3063 | 1525.2686 | 4953.3691 | 1686.0929 | -24.7785 | 2.9378 | 14.5775 | 32.9564 | 0 | 37.4203 | 84.9542 | 2388.3478 | 0 | 589.4467 | 0 | 0 | 0 | 1525.2686 | 0 | 517.6169 | 450.3063 | 3013.4417 |  | 0 | 0 | 5470.9863 | 3013.4417 | 1.8155 | -1.9508 | 18.0113 | 0 | 18.0113 | 1.0637 | 0 | 1.0637 |  | 0 |  | 0 | 0 | 0 | 0 | 0 | 0 | 0 | 9999 | 9999
New SF HVAC Upgrade - Heat Pump Upgrade to 9.0 HSPF/14 SEER - HZ1CZ3 | Cooling Savings | 50.6698 | 15 | 0 |  | ResCACZ3 | 0 | [10 empty] | 1178.467 | 4.2996 | 2427.7301 | 607.2601 | 460.6353 | 1571.3633 | 5066.9888 | 1699.7336 | -25.7099 | 2.981 | 14.2643 | 32.2485 | 0 | 36.6165 | 83.1293 | 2427.7301 | 0 | 607.2601 | 0 | 0 | 0 | 1571.3633 | 0 | 389.8592 | 460.6353 | 3037.8208 |  | 0 | 0 | 5456.8481 | 3037.8208 | 1.7963 | 0.23815 | 18.6224 | 0 | 18.6224 | 1.0995 | 0 | 1.0995 |  | 0 |  | 0 | 0 | 0 | 0 | 0 | 0 | 0 | 9999 | 9999
New SF HVAC Upgrade - Heat Pump Upgrade to 9.0 HSPF/14 SEER - HZ2CZ1 | Cooling Savings | 15.8605 | 15 | 0 |  | ResCACZ1 | 0 | [10 empty] | 1190.1927 | 3.695 | 2119.1629 | 523.6747 | 399.7913 | 1355.0754 | 4397.7046 | 1716.646 | -17.8304 | 2.5618 | 16.7057 | 37.7679 | 0 | 42.8834 | 97.357 | 2119.1629 | 0 | 523.6747 | 0 | 0 | 0 | 1355.0754 | 0 | 342.0043 | 399.7913 | 3068.0469 |  | 0 | 0 | 4739.7085 | 3068.0469 | 1.5449 | 14.2004 | 16.0111 | 0 | 16.0111 | 0.94556 | 0 | 0.94556 |  | 0 |  | 0 | 0 | 0 | 0 | 0 | 0 | 0 | 9999 | 9999
New SF HVAC Upgrade - Heat Pump Upgrade to 9.0 HSPF/14 SEER - HZ2CZ2 | Cooling Savings | 31.3458 | 15 | 0 |  | ResCACZ2 | 0 | [10 empty] | 1273.6047 | 7.1743 | 4405.6659 | 1087.3228 | 830.6576 | 2813.5874 | 9137.2334 | 1836.9532 | -44.2384 | 4.9741 | 8.6096 | 19.4645 | 0 | 22.1009 | 50.175 | 4405.6659 | 0 | 1087.3228 | 0 | 0 | 0 | 2813.5874 | 0 | 933.0349 | 830.6576 | 3283.0642 |  | 0 | 0 | 10070.2686 | 3283.0642 | 3.0673 | -36.397 | 33.2246 | 0 | 33.2246 | 1.9622 | 0 | 1.9622 |  | 0 |  | 0 | 0 | 0 | 0 | 0 | 0 | 0 | 9999 | 9999
New SF HVAC Upgrade - Heat Pump Upgrade to 9.0 HSPF/14 SEER - HZ2CZ3 | Cooling Savings | 51.0861 | 15 | 0 |  | ResCACZ3 | 0 | [10 empty] | 1262.7338 | 7.7975 | 4717.5728 | 1180.0297 | 895.1081 | 3053.4783 | 9846.1885 | 1821.2738 | -46.575 | 5.4062 | 7.8655 | 17.7822 | 0 | 20.1908 | 45.8385 | 4717.5728 | 0 | 1180.0297 | 0 | 0 | 0 | 3053.4783 | 0 | 767.5304 | 895.1081 | 3255.0415 |  | 0 | 0 | 10613.7188 | 3255.0415 | 3.2607 | -37.1929 | 36.1871 | 0 | 36.1871 | 2.1366 | 0 | 2.1366 |  | 0 |  | 0 | 0 | 0 | 0 | 0 | 0 | 0 | 9999 | 9999
New SF HVAC Upgrade - Heat Pump Upgrade to 9.0 HSPF/14 SEER - HZ3CZ1 | Cooling Savings | 16.1014 | 15 | 0 |  | ResCACZ1 | 0 | [10 empty] | 1272.9878 | 7.2913 | 4472.7065 | 1105.2684 | 843.7998 | 2860.0232 | 9281.7979 | 1836.0635 | -44.699 | 5.0553 | 8.4658 | 19.1392 | 0 | 21.7315 | 49.3365 | 4472.7065 | 0 | 1105.2684 | 0 | 0 | 0 | 2860.0232 | 0 | 693.7953 | 843.7998 | 3281.4741 |  | 0 | 0 | 9975.5928 | 3281.4741 | 3.04 | -33.3986 | 33.793 | 0 | 33.793 | 1.9957 | 0 | 1.9957 |  | 0 |  | 0 | 0 | 0 | 0 | 0 | 0 | 0 | 9999 | 9999
New SF HVAC Upgrade - Heat Pump Upgrade to 9.0 HSPF/14 SEER - HZ3CZ2 | Cooling Savings | 31.5581 | 15 | 0 |  | ResCACZ2 | 0 | [10 empty] | 1411.0005 | 9.4409 | 6422.984 | 1585.199 | 1211.0089 | 4101.9058 | 13321.0977 | 2035.1228 | -50.9784 | 6.5456 | 6.5426 | 14.7914 | 0 | 16.7949 | 38.129 | 6422.984 | 0 | 1585.199 | 0 | 0 | 0 | 4101.9058 | 0 | 1383.1887 | 1211.0089 | 3637.2393 |  | 0 | 0 | 14704.2861 | 3637.2393 | 4.0427 | -48.6834 | 48.4379 | 0 | 48.4379 | 2.8606 | 0 | 2.8606 |  | 0 |  | 0 | 0 | 0 | 0 | 0 | 0 | 0 | 9999 | 9999
New SF HVAC Upgrade - Heat Pump Upgrade to 9.0 HSPF/14 SEER - HZ3CZ3 | Cooling Savings | 51.227 | 15 | 0 |  | ResCACZ3 | 0 | [10 empty] | 1422.6608 | 10.2803 | 7007.4154 | 1752.7991 | 1329.5807 | 4535.5928 | 14625.3877 | 2051.9407 | -52.7692 | 7.1276 | 5.9659 | 13.4876 | 0 | 15.3145 | 34.7681 | 7007.4154 | 0 | 1752.7991 | 0 | 0 | 0 | 4535.5928 | 0 | 1170.141 | 1329.5807 | 3667.2969 |  | 0 | 0 | 15795.5293 | 3667.2969 | 4.3071 | -48.5483 | 53.7518 | 0 | 53.7518 | 3.1737 | 0 | 3.1737 |  | 0 |  | 0 | 0 | 0 | 0 | 0 | 0 | 0 | 9999 | 9999
New SF HVAC Upgrade - Central Heat Pump Upgrade to Variable Capacity Central Heat Pump - HZ1CZ1 | Cooling Savings | 63.6469 | 15 | 0 |  | ResCACZ1 | 0 | [10 empty] | 1423.6852 | 9.9502 | 6826.2502 | 1686.8621 | 1287.8083 | 4364.9712 | 14165.8916 | 2053.4182 | -52.0754 | 6.8987 | 6.2036 | 14.0249 | 0 | 15.9246 | 36.1531 | 6826.2502 | 0 | 1686.8621 | 0 | 0 | 0 | 4364.9712 | 0 | 1129.9902 | 1287.8083 | 3669.9375 |  | 0 | 0 | 15295.8818 | 3669.9375 | 4.1679 | -47.2825 | 51.5749 | 0 | 51.5749 | 3.0458 | 0 | 3.0458 |  | 0 |  | 0 | 0 | 0 | 0 | 0 | 0 | 0 | 9999 | 9999
New SF HVAC Upgrade - Central Heat Pump Upgrade to Variable Capacity Central Heat Pump - HZ1CZ2 | Cooling Savings | 148.1379 | 15 | 0 |  | ResCACZ2 | 0 | [10 empty] | 1789.3264 | 2.7683 | 2388.3478 | 589.4467 | 450.3063 | 1525.2686 | 4953.3691 | 2580.792 | 0.4446 | 1.9193 | 22.3128 | 50.4443 | 0 | 57.2768 | 130.0339 | 2388.3478 | 0 | 589.4467 | 0 | 0 | 0 | 1525.2686 | 0 | 517.6169 | 450.3063 | 4612.4775 |  | 0 | 0 | 5470.9863 | 4612.4775 | 1.1861 | 43.1289 | 18.0113 | 0 | 18.0113 | 1.0637 | 0 | 1.0637 |  | 0 |  | 0 | 0 | 0 | 0 | 0 | 0 | 0 | 9999 | 9999
New SF HVAC Upgrade - Central Heat Pump Upgrade to Variable Capacity Central Heat Pump - HZ1CZ3 | Cooling Savings | 248.2845 | 15 | 0 |  | ResCACZ3 | 0 | [10 empty] | 1425.4253 | 3.475 | 2388.3478 | 589.4467 | 450.3063 | 1525.2686 | 4953.3691 | 2055.928 | -14.3522 | 2.4093 | 17.775 | 40.1853 | 0 | 45.6282 | 103.5885 | 2388.3478 | 0 | 589.4467 | 0 | 0 | 0 | 1525.2686 | 0 | 517.6169 | 450.3063 | 3674.4231 |  | 0 | 0 | 5470.9863 | 3674.4231 | 1.4889 | 16.6835 | 18.0113 | 0 | 18.0113 | 1.0637 | 0 | 1.0637 |  | 0 |  | 0 | 0 | 0 | 0 | 0 | 0 | 0 | 9999 | 9999
New SF HVAC Upgrade - Central Heat Pump Upgrade to Variable Capacity Central Heat Pump - HZ2CZ1 | Cooling Savings | 63.6469 | 15 | 0 |  | ResCACZ1 | 0 | [10 empty] | 1169.0095 | 4.2372 | 2388.3478 | 589.4467 | 450.3063 | 1525.2686 | 4953.3691 | 1686.0929 | -24.7785 | 2.9378 | 14.5775 | 32.9564 | 0 | 37.4203 | 84.9542 | 2388.3478 | 0 | 589.4467 | 0 | 0 | 0 | 1525.2686 | 0 | 517.6169 | 450.3063 | 3013.4417 |  | 0 | 0 | 5470.9863 | 3013.4417 | 1.8155 | -1.9508 | 18.0113 | 0 | 18.0113 | 1.0637 | 0 | 1.0637 |  | 0 |  | 0 | 0 | 0 | 0 | 0 | 0 | 0 | 9999 | 9999
New SF HVAC Upgrade - Central Heat Pump Upgrade to Variable Capacity Central Heat Pump - HZ2CZ2 | Cooling Savings | 148.1379 | 15 | 0 |  | ResCACZ2 | 0 | [10 empty] | 1806.051 | 2.8056 | 2427.7301 | 607.2601 | 460.6353 | 1571.3633 | 5066.9888 | 2604.9146 | -0.93982 | 1.9452 | 21.8607 | 49.4222 | 0 | 56.1163 | 127.3992 | 2427.7301 | 0 | 607.2601 | 0 | 0 | 0 | 1571.3633 | 0 | 389.8592 | 460.6353 | 4655.5898 |  | 0 | 0 | 5456.8481 | 4655.5898 | 1.1721 | 44.5081 | 18.6224 | 0 | 18.6224 | 1.0995 | 0 | 1.0995 |  | 0 |  | 0 | 0 | 0 | 0 | 0 | 0 | 0 | 9999 | 9999
New SF HVAC Upgrade - Central Heat Pump Upgrade to Variable Capacity Central Heat Pump - HZ2CZ3 | Cooling Savings | 248.2845 | 15 | 0 |  | ResCACZ3 | 0 | [10 empty] | 1438.8955 | 3.5214 | 2427.7301 | 607.2601 | 460.6353 | 1571.3633 | 5066.9888 | 2075.3564 | -15.4311 | 2.4415 | 17.4166 | 39.3751 | 0 | 44.7083 | 101.5 | 2427.7301 | 0 | 607.2601 | 0 | 0 | 0 | 1571.3633 | 0 | 389.8592 | 460.6353 | 3709.1465 |  | 0 | 0 | 5456.8481 | 3709.1465 | 1.4712 | 18.6088 | 18.6224 | 0 | 18.6224 | 1.0995 | 0 | 1.0995 |  | 0 |  | 0 | 0 | 0 | 0 | 0 | 0 | 0 | 9999 | 9999
New SF HVAC Upgrade - Central Heat Pump Upgrade to Variable Capacity Central Heat Pump - HZ3CZ1 | Cooling Savings | 63.6469 | 15 | 0 |  | ResCACZ1 | 0 | [10 empty] | 1178.467 | 4.2996 | 2427.7301 | 607.2601 | 460.6353 | 1571.3633 | 5066.9888 | 1699.7336 | -25.7099 | 2.981 | 14.2643 | 32.2485 | 0 | 36.6165 | 83.1293 | 2427.7301 | 0 | 607.2601 | 0 | 0 | 0 | 1571.3633 | 0 | 389.8592 | 460.6353 | 3037.8208 |  | 0 | 0 | 5456.8481 | 3037.8208 | 1.7963 | 0.23815 | 18.6224 | 0 | 18.6224 | 1.0995 | 0 | 1.0995 |  | 0 |  | 0 | 0 | 0 | 0 | 0 | 0 | 0 | 9999 | 9999
New SF HVAC Upgrade - Central Heat Pump Upgrade to Variable Capacity Central Heat Pump - HZ3CZ2 | Cooling Savings | 148.1379 | 15 | 0 |  | ResCACZ2 | 0 | [10 empty] | 1826.7865 | 2.4073 | 2119.1629 | 523.6747 | 399.7913 | 1355.0754 | 4397.7046 | 2634.8218 | 11.3057 | 1.6691 | 25.641 | 57.9686 | 0 | 65.8203 | 149.4299 | 2119.1629 | 0 | 523.6747 | 0 | 0 | 0 | 1355.0754 | 0 | 342.0043 | 399.7913 | 4709.0415 |  | 0 | 0 | 4739.7085 | 4709.0415 | 1.0065 | 66.2733 | 16.0111 | 0 | 16.0111 | 0.94556 | 0 | 0.94556 |  | 0 |  | 0 | 0 | 0 | 0 | 0 | 0 | 0 | 9999 | 9999
New SF HVAC Upgrade - Central Heat Pump Upgrade to Variable Capacity Central Heat Pump - HZ3CZ3 | Cooling Savings | 248.2845 | 15 | 0 |  | ResCACZ3 | 0 | [10 empty] | 1455.5963 | 3.0212 | 2119.1629 | 523.6747 | 399.7913 | 1355.0754 | 4397.7046 | 2099.4443 | -5.6832 | 2.0947 | 20.431 | 46.1898 | 0 | 52.4461 | 119.0668 | 2119.1629 | 0 | 523.6747 | 0 | 0 | 0 | 1355.0754 | 0 | 342.0043 | 399.7913 | 3752.197 |  | 0 | 0 | 4739.7085 | 3752.197 | 1.2632 | 35.9102 | 16.0111 | 0 | 16.0111 | 0.94556 | 0 | 0.94556 |  | 0 |  | 0 | 0 | 0 | 0 | 0 | 0 | 0 | 9999 | 9999
New SF Zonal to DHP HZ1CZ1 | Cooling Savings | -32.1244 | 15 | 0 |  | R-All-HVAC-DHP_cool-All-All-N | 4.2672 | [10 empty] | 1190.1927 | 3.695 | 2119.1629 | 523.6747 | 399.7913 | 1355.0754 | 4397.7046 | 1716.646 | -17.8304 | 2.5618 | 16.7057 | 37.7679 | 0 | 42.8834 | 97.357 | 2119.1629 | 0 | 523.6747 | 0 | 0 | 0 | 1355.0754 | 0 | 342.0043 | 399.7913 | 3068.0469 |  | 0 | 0 | 4739.7085 | 3068.0469 | 1.5449 | 14.2004 | 16.0111 | 0 | 16.0111 | 0.94556 | 0 | 0.94556 |  | 0 |  | 0 | 0 | 0 | 0 | 0 | 0 | 0 | 9999 | 9999
New SF Zonal to DHP HZ1CZ2 | Cooling Savings | -32.1244 | 15 | 0 |  | R-All-HVAC-DHP_cool-All-All-N | 4.2672 | [10 empty] | 1994.8807 | 4.5803 | 4405.6659 | 1087.3228 | 830.6576 | 2813.5874 | 9137.2334 | 2877.2686 | -28.3392 | 3.1757 | 13.4855 | 30.4877 | 0 | 34.6172 | 78.5905 | 4405.6659 | 0 | 1087.3228 | 0 | 0 | 0 | 2813.5874 | 0 | 933.0349 | 830.6576 | 5142.3506 |  | 0 | 0 | 10070.2686 | 5142.3506 | 1.9583 | -7.9816 | 33.2246 | 0 | 33.2246 | 1.9622 | 0 | 1.9622 |  | 0 |  | 0 | 0 | 0 | 0 | 0 | 0 | 0 | 9999 | 9999
New SF Zonal to DHP HZ1CZ3 | Cooling Savings | -32.1244 | 15 | 0 |  | R-All-HVAC-DHP_cool-All-All-N | 4.2672 | [10 empty] | 1585.7682 | 5.762 | 4405.6659 | 1087.3228 | 830.6576 | 2813.5874 | 9137.2334 | 2287.1948 | -37.3573 | 3.995 | 10.7199 | 24.2353 | 0 | 27.5179 | 62.4731 | 4405.6659 | 0 | 1087.3228 | 0 | 0 | 0 | 2813.5874 | 0 | 933.0349 | 830.6576 | 4087.751 |  | 0 | 0 | 10070.2686 | 4087.751 | 2.4635 | -24.099 | 33.2246 | 0 | 33.2246 | 1.9622 | 0 | 1.9622 |  | 0 |  | 0 | 0 | 0 | 0 | 0 | 0 | 0 | 9999 | 9999
New SF Zonal to DHP HZ2CZ1 | Cooling Savings | 117.239 | 15 | 0 |  | R-All-HVAC-DHP_cool-All-All-N | 5.8134 | [10 empty] | 1273.6047 | 7.1743 | 4405.6659 | 1087.3228 | 830.6576 | 2813.5874 | 9137.2334 | 1836.9532 | -44.2384 | 4.9741 | 8.6096 | 19.4645 | 0 | 22.1009 | 50.175 | 4405.6659 | 0 | 1087.3228 | 0 | 0 | 0 | 2813.5874 | 0 | 933.0349 | 830.6576 | 3283.0642 |  | 0 | 0 | 10070.2686 | 3283.0642 | 3.0673 | -36.397 | 33.2246 | 0 | 33.2246 | 1.9622 | 0 | 1.9622 |  | 0 |  | 0 | 0 | 0 | 0 | 0 | 0 | 0 | 9999 | 9999
New SF Zonal to DHP HZ2CZ2 | Cooling Savings | 117.239 | 15 | 0 |  | R-All-HVAC-DHP_cool-All-All-N | 5.8134 | [10 empty] | 2047.095 | 4.8098 | 4717.5728 | 1180.0297 | 895.1081 | 3053.4783 | 9846.1885 | 2952.5784 | -30.6436 | 3.3348 | 12.7513 | 28.8278 | 0 | 32.7325 | 74.3116 | 4717.5728 | 0 | 1180.0297 | 0 | 0 | 0 | 3053.4783 | 0 | 767.5304 | 895.1081 | 5276.9468 |  | 0 | 0 | 10613.7188 | 5276.9468 | 2.0113 | -8.7198 | 36.1871 | 0 | 36.1871 | 2.1366 | 0 | 2.1366 |  | 0 |  | 0 | 0 | 0 | 0 | 0 | 0 | 0 | 9999 | 9999
New SF Zonal to DHP HZ2CZ3 | Cooling Savings | 117.239 | 15 | 0 |  | R-All-HVAC-DHP_cool-All-All-N | 5.8134 | [10 empty] | 1609.7318 | 6.1167 | 4717.5728 | 1180.0297 | 895.1081 | 3053.4783 | 9846.1885 | 2321.7581 | -39.527 | 4.2408 | 10.027 | 22.6687 | 0 | 25.7392 | 58.4349 | 4717.5728 | 0 | 1180.0297 | 0 | 0 | 0 | 3053.4783 | 0 | 767.5304 | 895.1081 | 4149.5234 |  | 0 | 0 | 10613.7188 | 4149.5234 | 2.5578 | -24.5965 | 36.1871 | 0 | 36.1871 | 2.1366 | 0 | 2.1366 |  | 0 |  | 0 | 0 | 0 | 0 | 0 | 0 | 0 | 9999 | 9999
New SF Zonal to DHP HZ3CZ1 | Cooling Savings | 412 | 15 | 0 |  | R-All-HVAC-DHP_cool-All-All-N | 0 | [10 empty] | 1262.7338 | 7.7975 | 4717.5728 | 1180.0297 | 895.1081 | 3053.4783 | 9846.1885 | 1821.2738 | -46.575 | 5.4062 | 7.8655 | 17.7822 | 0 | 20.1908 | 45.8385 | 4717.5728 | 0 | 1180.0297 | 0 | 0 | 0 | 3053.4783 | 0 | 767.5304 | 895.1081 | 3255.0415 |  | 0 | 0 | 10613.7188 | 3255.0415 | 3.2607 | -37.1929 | 36.1871 | 0 | 36.1871 | 2.1366 | 0 | 2.1366 |  | 0 |  | 0 | 0 | 0 | 0 | 0 | 0 | 0 | 9999 | 9999
New SF Zonal to DHP HZ3CZ2 | Cooling Savings | 412 | 15 | 0 |  | R-All-HVAC-DHP_cool-All-All-N | 0 | [10 empty] | 2065.228 | 4.4943 | 4472.7065 | 1105.2684 | 843.7998 | 2860.0232 | 9281.7979 | 2978.7322 | -27.5192 | 3.116 | 13.7344 | 31.0504 | 0 | 35.2561 | 80.0409 | 4472.7065 | 0 | 1105.2684 | 0 | 0 | 0 | 2860.0232 | 0 | 693.7953 | 843.7998 | 5323.6895 |  | 0 | 0 | 9975.5928 | 5323.6895 | 1.8738 | -2.6942 | 33.793 | 0 | 33.793 | 1.9957 | 0 | 1.9957 |  | 0 |  | 0 | 0 | 0 | 0 | 0 | 0 | 0 | 9999 | 9999
New SF Zonal to DHP HZ3CZ3 | Cooling Savings | 412 | 15 | 0 |  | R-All-HVAC-DHP_cool-All-All-N | 0 | [10 empty] | 1624.3365 | 5.7142 | 4472.7065 | 1105.2684 | 843.7998 | 2860.0232 | 9281.7979 | 2342.8228 | -37.08 | 3.9618 | 10.8023 | 24.4217 | 0 | 27.7295 | 62.9535 | 4472.7065 | 0 | 1105.2684 | 0 | 0 | 0 | 2860.0232 | 0 | 693.7953 | 843.7998 | 4187.1709 |  | 0 | 0 | 9975.5928 | 4187.1709 | 2.3824 | -19.7816 | 33.793 | 0 | 33.793 | 1.9957 | 0 | 1.9957 |  | 0 |  | 0 | 0 | 0 | 0 | 0 | 0 | 0 | 9999 | 9999
Note on I6: :ProCost Periodic replacement costs and savings of the measure. These are costs and savings that occur periodically, but at different periods than annually. Can be positive or negative. Periodic replacement costs for both the measure and the baseline measure should be included if applicable. ProCost can analyze these costs in two ways dependent on the 'Repeat Periodic Replacement' switch in the ProData page. When set to 'On', ProCost repeats replacement costs for multiple times over the life of a measure depending on the input period and measure life. For example fluorescent lamps may have a 4-year replacement cycle that repeats 3 times in a 15-year measure life. When set to 'Off', ProCost reads the period as the year after installation that the replacement cost occurs and does not subsequently reinstall or repeat the replacement costs. For example a compressor may be replaced only once in the life of a heat-pump system. Example: A new fluorescent lighting systems may have a measure life of 15 years, and a lamp life of five years. Two lamps per fixture must be replaced at years 6 and 11. Lamp and labor costs, expressed as positive costs, are entered as a cost and the period would be entered as 5. The baseline measure may have a four year lamp life and would have required a three-lamp replacement at years 5, 9 and 13. Lamp and labor replacement costs would be entered as annual savings in dollars with a 4-year period. ProCost determines the net present value of the two cost streams.
Note on O6: :ProCost If the measure has gas savings for increases, enter the annual savings and shape of the savings here. Example: Clothes washer saves electric motor and dryer energy and gas water heat.
Note on A7: :ProCost Category for the measure. Individual measures can be grouped into categories. ProCost output is reported by measure and by category. All measures must belong to at least one category. Category name can be the same as measure name. Example: Measures can be combined into one category if they have components with different load shapes or measure lives. On wash machines there may be one load shape for the electric motor savings component, a second load shape for the electric water heat savings component and a third shape for electric dryer savings component.
Note on B7: :ProCost Name of Measure. User-defined. For PTR measures, defined naming conventions apply.
Note on C7: :ProCost Annual electric savings for the measure in kWh at the site. May be positive, negative or zero. Savings are incremental to the baseline alternative.
Note on D7: :ProCost Physical life of the measure in years. Must be >=1.
Note on E7: :ProCost Initial cost to install the measure in dollars. Costs are incremental to the baseline alternative. Dollars must be denominated in the same year as 'Input Cost Reference Year' input on the ProData page.
Note on F7: :ProCost Annual operations and maintenance cost for the measure in dollars. Must be incremental cost over the baseline alternative. May be positive, negative or zero. Dollars must be denominated in the same year as 'Input Cost Reference Year' input on the ProData page. O&M costs are entered as positive values. Negative values represent O&M savings compared to the baseline alternative. Example: Annualized maintenance cost for a heat pump heating system compared to a baseline electric resistance heating system.
Note on G7: :ProCost Name of the pointer to the shape of the savings. The shapes represent the daily and monthly shape of the savings in four time segments for each month of the year. Shape of the savings is relative to the baseline alternative. These shapes are in the MC_AND_Loadshape file.
Note on H7: :ProCost Annual value of any non-energy benefits of the measure, relative to the baseline alternative. Expressed in dollars per year and denominated in dollars of the 'Cost Reference Year'. Positive value represents dollar savings. Negative value represents dollar cost. Example: Water, detergent and sewer savings from efficient clothes washer.
Note on I7: : Cost in dollars that is incurred for Period 1. Positive value if cost. Negative value if savings. Dollars must be denominated in the same year as 'Input Cost Reference Year' input on the ProData page.
Note on J7: :ProCost Duration of Period1. The time at which Period 1 costs, or savings, occur. In years.
Note on K7: : Cost in dollars that is incurred for Period 2 Positive value if cost. Negative value if savings. Dollars must be denominated in the same year as 'Input Cost Reference Year' input on the ProData page.
Note on L7: :ProCost Duration of Period 2. The time at which Period 2 costs, or savings, occur. In years.
Note on M7: : Cost in dollars that is incurred for Period 3. Positive value if cost. Negative value if savings. Dollars must be denominated in the same year as 'Input Cost Reference Year' input on the ProData page.
Note on N7: :ProCost Duration of Period 3. The time at which Period 3 costs, or savings, occur. In years.
Note on O7: : Annual gas savings, or increases, in therms.
Note on P7: :ProCost Name of the pointer to the shape of the savings. The shapes represent the daily and monthly shape of the savings in four time segments for each month of the year. Shape of the savings is relative to the baseline alternative. These shapes are in the MC_AND_Loadshape file.
Note on BH148: Direct and program administrative costs incurred by the utility system minus benefits that accrue to the utility system.There are separate Utility System Net Levelized Costs for the electric and the gas system. Utility system benefits include deferred transmission and distribution system capacity, risk-mitigation and Regional Act credit all of which are user-determined inputs.Utility System benefits do not include any non-energy benefits such as, other-fuel benefits, O&M benefits or periodic replacement benefits which generally accrue to the customer or to non-utility sponsors. Utility System Net Levelized Costs correspond to Utility System B/C ratio with regard to the costs and benefits included. Benefits are subtracted from costs, then levelized over the life of the measure The Risk-Mitigation credit is used to determine program cost-effectiveness and impacts both the Utility System B/C ratio and the Utility System Net Levelized Cost. If the Risk-Mitigation credit is non-zero, the Utility System Net Levelized Cost will be reduced by the Risk-Mitigation benefit. When using ProCost to build conservation supply curves, the user should set the Risk-Mitigation Credit to zero so the credit is not reflected in the supply curves.
Note on BM148: Direct and program administrative costs of the measure to sponsor. Separate costs for each sponsor. Depends on share of costs incurred by sponsor, sponsor cost of capital, and financing term which are user-defined inputs. Includes applicable Capital, O&M, Periodic Replacement and Program Administrative costs. Sponsor costs are levelized over program life. Does not include any adjustments for benefit. NOTE: Units are per kWh for 'Electric' runs and per therm for 'Gas' runs for all sponsors.
Note on CE148: All costs minus all benefits regardless of which sponsor incurs the cost or accrues the benefits. TRC Net Levelized Cost includes all applicable costs and all benefits. In addition to energy system costs and benefits, TRC Net Levelized Cost includes non-energy, other-fuel, O&M, periodic-replacement and risk-mitigation benefits and costs. TRC Net Levelized Cost corresponds to TRC B/C ratios with regard to the costs and benefits included. Benefits are subtracted from costs, then levelized over the life of the measure. The Risk-Mitigation credit is used to determine program cost-effectiveness and impacts both the TRC B/C ratio and the TRC Net Levelized Cost. If Risk-Mitigation credit is non-zero, TRC Levelized Cost will be reduced by the risk-mitigation benefit. When using ProCost to build conservation supply curves, the user should set the Risk-Mitigation Credit to zero so the credit is not reflected in the supply curves.
Note on CW148: Direct and program administrative costs incurred by the utility system minus benefits that accrue to the utility system.There are separate Utility System Net Levelized Costs for the electric and the gas system. Utility system benefits include deferred transmission and distribution system capacity, risk-mitigation and Regional Act credit all of which are user-determined inputs.Utility System benefits do not include any non-energy benefits such as, other-fuel benefits, O&M benefits or periodic replacement benefits which generally accrue to the customer or to non-utility sponsors. Utility System Net Levelized Costs correspond to Utility System B/C ratio with regard to the costs and benefits included. Benefits are subtracted from costs, then levelized over the life of the measure The Risk-Mitigation credit is used to determine program cost-effectiveness and impacts both the Utility System B/C ratio and the Utility System Net Levelized Cost. If the Risk-Mitigation credit is non-zero, the Utility System Net Levelized Cost will be reduced by the Risk-Mitigation benefit. When using ProCost to build conservation supply curves, the user should set the Risk-Mitigation Credit to zero so the credit is not reflected in the supply curves.
Fix this categories row so there is output in it.
Fix this categories row so there is output in it.
Fix this categories row so there is output in it.
Fix this categories row so there is output in it.
Fix this categories row so there is output in it.
Fix this categories row so there is output in it.
Fix this categories row so there is output in it.
Fix this categories row so there is output in it.
Fix this categories row so there is output in it.
Fix this categories row so there is output in it.
Fix this categories row so there is output in it.
Fix this categories row so there is output in it.
Fix this categories row so there is output in it.
Fix this categories row so there is output in it.
Fix this categories row so there is output in it.
Fix this categories row so there is output in it.
Fix this categories row so there is output in it.
Fix this categories row so there is output in it.
Fix this categories row so there is output in it.
Fix this categories row so there is output in it.
Fix this categories row so there is output in it.
Fix this categories row so there is output in it.
Fix this categories row so there is output in it.
Fix this categories row so there is output in it.
Fix this categories row so there is output in it.
Fix this categories row so there is output in it.
Fix this categories row so there is output in it.
Fix this categories row so there is output in it.
Fix this categories row so there is output in it.
Fix this categories row so there is output in it.
Fix this categories row so there is output in it.
Fix this categories row so there is output in it.
Fix this categories row so there is output in it.
Fix this categories row so there is output in it.
Fix this categories row so there is output in it.
Fix this categories row so there is output in it.
Fix this categories row so there is output in it.
Fix this categories row so there is output in it.
Fix this categories row so there is output in it.
Fix this categories row so there is output in it.
Fix this categories row so there is output in it.
Fix this categories row so there is output in it.
Fix this categories row so there is output in it.
Fix this categories row so there is output in it.
Fix this categories row so there is output in it.
Fix this categories row so there is output in it.
Fix this categories row so there is output in it.
Fix this categories row so there is output in it.
Fix this categories row so there is output in it.
Fix this categories row so there is output in it.
Fix this categories row so there is output in it.
Fix this categories row so there is output in it.
Fix this categories row so there is output in it.
Fix this categories row so there is output in it.

## Savings Analysis
For New Construction Only. Existing SF based on RTF workbook (ResSFHVAC_v1_Proposed5)
Measure Name | Heat Savings (kWh) | Cool Savings (kWh) | Heat Shape | Cool Shape | Non Electric Savings (kWh/yr) | Non Electric Savings ($/year) | Cooling NEB
HVAC Upgrade - Heat Pump Upgrade to 9.0 HSPF/14 SEER - HZ1CZ1 | 134.5653 | 15.8697 |  |  | 25.3981 | 2.1503
HVAC Upgrade - Heat Pump Upgrade to 9.0 HSPF/14 SEER - HZ1CZ2 | 134.5653 | 31.2753 |  |  | 25.3981 | 2.1503
HVAC Upgrade - Heat Pump Upgrade to 9.0 HSPF/14 SEER - HZ1CZ3 | 134.5653 | 50.6698 |  |  | 25.3981 | 2.1503
HVAC Upgrade - Heat Pump Upgrade to 9.0 HSPF/14 SEER - HZ2CZ1 | 117.9445 | 15.8605 |  |  | 16.9629 | 1.4361
HVAC Upgrade - Heat Pump Upgrade to 9.0 HSPF/14 SEER - HZ2CZ2 | 117.9445 | 31.3458 |  |  | 16.9629 | 1.4361
HVAC Upgrade - Heat Pump Upgrade to 9.0 HSPF/14 SEER - HZ2CZ3 | 117.9445 | 51.0861 |  |  | 16.9629 | 1.4361
HVAC Upgrade - Heat Pump Upgrade to 9.0 HSPF/14 SEER - HZ3CZ1 | 97.6336 | 16.1014 |  |  | 14.0418 | 1.1888
HVAC Upgrade - Heat Pump Upgrade to 9.0 HSPF/14 SEER - HZ3CZ2 | 97.6336 | 31.5581 |  |  | 14.0418 | 1.1888
HVAC Upgrade - Heat Pump Upgrade to 9.0 HSPF/14 SEER - HZ3CZ3 | 97.6336 | 51.227 |  |  | 14.0418 | 1.1888
HVAC Upgrade - Central Heat Pump Upgrade to Variable Capacity Central Heat Pump - HZ1CZ1 | 399.9792 | 63.6469 |  |  | 75.4927 | 6.3914
HVAC Upgrade - Central Heat Pump Upgrade to Variable Capacity Central Heat Pump - HZ1CZ2 | 399.9792 | 148.1379 |  |  | 75.4927 | 6.3914
HVAC Upgrade - Central Heat Pump Upgrade to Variable Capacity Central Heat Pump - HZ1CZ3 | 399.9792 | 248.2845 |  |  | 75.4927 | 6.3914
HVAC Upgrade - Central Heat Pump Upgrade to Variable Capacity Central Heat Pump - HZ2CZ1 | 582.3123 | 63.6469 |  |  | 83.7488 | 7.0904
HVAC Upgrade - Central Heat Pump Upgrade to Variable Capacity Central Heat Pump - HZ2CZ2 | 582.3123 | 148.1379 |  |  | 83.7488 | 7.0904
HVAC Upgrade - Central Heat Pump Upgrade to Variable Capacity Central Heat Pump - HZ2CZ3 | 582.3123 | 248.2845 |  |  | 83.7488 | 7.0904
HVAC Upgrade - Central Heat Pump Upgrade to Variable Capacity Central Heat Pump - HZ3CZ1 | 673.775 | 63.6469 |  |  | 96.9031 | 8.2041
HVAC Upgrade - Central Heat Pump Upgrade to Variable Capacity Central Heat Pump - HZ3CZ2 | 673.775 | 148.1379 |  |  | 96.9031 | 8.2041
HVAC Upgrade - Central Heat Pump Upgrade to Variable Capacity Central Heat Pump - HZ3CZ3 | 673.775 | 248.2845 |  |  | 96.9031 | 8.2041
Zonal to DHP HZ1CZ1 | 2738.5166 | -32.1244 |  |  | 647.0066 | 54.7776 | 4.2672
Zonal to DHP HZ1CZ2 | 2738.5166 | -32.1244 |  |  | 647.0066 | 54.7776 | 4.2672
Zonal to DHP HZ1CZ3 | 2738.5166 | -32.1244 |  |  | 647.0066 | 54.7776 | 4.2672
Zonal to DHP HZ2CZ1 | 2976.9281 | 117.239 |  |  | 523.3879 | 44.3116 | 5.8134
Zonal to DHP HZ2CZ2 | 2976.9281 | 117.239 |  |  | 523.3879 | 44.3116 | 5.8134
Zonal to DHP HZ2CZ3 | 2976.9281 | 117.239 |  |  | 523.3879 | 44.3116 | 5.8134
Zonal to DHP HZ3CZ1 | 1639.8901 | 412 |  |  | 1509.3064 | 127.7825 | 0
Zonal to DHP HZ3CZ2 | 1639.8901 | 412 |  |  | 1509.3064 | 127.7825 | 0
Zonal to DHP HZ3CZ3 | 1639.8901 | 412 |  |  | 1509.3064 | 127.7825 | 0

## Cost Analysis
Cost Equations (2012$'s) | Heat Pump | CAC
Slope | 596 | 265
Intercept | 4340.8 | 1184
GDP Deflator 2012$'s to 2012$'s | 1
GDP Deflator 2014$'s to 2012$'s | 0.974
|  |  | Convert existing system to 8.5 HSPF Heat Pump | Weighted avg cost of a central air conditioner | The weighted average cost of a FAF
|  |  | Standard Info. Workbook | Standard Info. Workbook | Standard Info. Workbook
Insulation Level | Heating Zone | Average Tons | HP Cost (2012$'s) | CAC Cost (2012$'s) | FAF Cost (2012$'s)
Good | 1 | 2.0201 | 5544.7715 | 1719.3229 | 862
Good | 2 | 2.0648 | 5571.3957 | 1731.1608 | 862
Good | 3 | 2.0349 | 5553.6288 | 1723.2611 | 862
HSPF | Tons | Cost [2012$'s (8.5), 2014$'s (VCHP)] | Cost 2012$'s
8.5 | 1.5 | 5343 | 5343
8.5 | 2 | 5480 | 5480
8.5 | 2.5 | 5700 | 5700
8.5 | 3 | 6116 | 6116
8.5 | 3.5 | 6515 | 6515
VCHP | 2.5 | 9893.75 | 9636.5125
VCHP | 3 | 11872.5 | 11563.815
VCHP | 3.5 | 13851.25 | 13491.1175
VCHP | 4 | 15830 | 15418.42
Technology, Measure or Practice | Cost (2012 $) | Notes | Source
Upgrade to 9.0 HSPF heat pump | 80.8234 | Upgrade 8.5 HSPF to 9 HSPF Heat Pump | Standard Info. Workbook
Upgrade to 10.0 HSPF inverter driven heat pump | 5447.815 | Upgrade 8.5 HSPF to VCHP | Standard Info. Workbook, Installer Interviews, invoices. Assumes 3.0 Ton HP.
Install Ductless Heat Pump to displace zonal resistance heat | Varies | Install DHP | Calculated
Install Ductless Heat Pump to displace Electric FAF heat | Varies | Install DHP | Calculated
Measure | Climate Zone | Heat Pump Cost | CAC Replacement Cost | Houses Forecasted to have CAC (without measure) | CAC Cost "Credit" | RAC Replacement Cost | Houses Forecasted to have RAC | RAC Cost "Credit" | Net Incremental Cost | Baseline Cooling Consumption | Houses with Cooling in Baseline | Avg Baseline Cooling Consumption | Efficient-Case Cooling Consumption | Houses with Cooling in Efficient-Case | Avg Efficient-Case Cooling Consumption | Cooling Savings (kWh/yr) | Added AC Use (kWh/yr) | Houses with Added AC Use | Cooling NEB (kWh/yr) | Annual Cooling NEB
HVAC Upgrade - Heat Pump Upgrade to 9.0 HSPF/14 SEER - Heating Zone 1 Cooling Zone 1 |  | 80.8234 | [6 empty] | 80.8234 | 0 | 100% |  |  | 100% | 0 | 0 |  | 0% | 0 | 0
HVAC Upgrade - Heat Pump Upgrade to 9.0 HSPF/14 SEER - Heating Zone 1 Cooling Zone 2 |  | 80.8234 | [6 empty] | 80.8234 | 0 | 100% |  |  | 100% | 0 | 0 |  | 0% | 0 | 0
HVAC Upgrade - Heat Pump Upgrade to 9.0 HSPF/14 SEER - Heating Zone 1 Cooling Zone 3 |  | 80.8234 | [6 empty] | 80.8234 | 0 | 100% |  |  | 100% | 0 | 0 |  | 0% | 0 | 0
HVAC Upgrade - Heat Pump Upgrade to 9.0 HSPF/14 SEER - Heating Zone 2 Cooling Zone 1 |  | 80.8234 | [6 empty] | 80.8234 | 0 | 100% |  |  | 100% | 0 | 0 |  | 0% | 0 | 0
HVAC Upgrade - Heat Pump Upgrade to 9.0 HSPF/14 SEER - Heating Zone 2 Cooling Zone 2 |  | 80.8234 | [6 empty] | 80.8234 | 0 | 100% |  |  | 100% | 0 | 0 |  | 0% | 0 | 0
HVAC Upgrade - Heat Pump Upgrade to 9.0 HSPF/14 SEER - Heating Zone 2 Cooling Zone 3 |  | 80.8234 | [6 empty] | 80.8234 | 0 | 100% |  |  | 100% | 0 | 0 |  | 0% | 0 | 0
HVAC Upgrade - Heat Pump Upgrade to 9.0 HSPF/14 SEER - Heating Zone 3 Cooling Zone 1 |  | 80.8234 | [6 empty] | 80.8234 | 0 | 100% |  |  | 100% | 0 | 0 |  | 0% | 0 | 0
HVAC Upgrade - Heat Pump Upgrade to 9.0 HSPF/14 SEER - Heating Zone 3 Cooling Zone 2 |  | 80.8234 | [6 empty] | 80.8234 | 0 | 100% |  |  | 100% | 0 | 0 |  | 0% | 0 | 0
HVAC Upgrade - Heat Pump Upgrade to 9.0 HSPF/14 SEER - Heating Zone 3 Cooling Zone 3 |  | 80.8234 | [6 empty] | 80.8234 | 0 | 100% |  |  | 100% | 0 | 0 |  | 0% | 0 | 0
HVAC Upgrade - Central Heat Pump Upgrade to Variable Capacity Central Heat Pump - Heating Zone 1 - Cooling Zone 1 |  | 5447.815 | [6 empty] | 5447.815 |  | 100% |  |  | 100% | 0 | 0 |  | 0% | 0 | 0
HVAC Upgrade - Central Heat Pump Upgrade to Variable Capacity Central Heat Pump - Heating Zone 1 - Cooling Zone 2 |  | 5447.815 | [6 empty] | 5447.815 |  | 100% |  |  | 100% | 0 | 0 |  | 0% | 0 | 0
HVAC Upgrade - Central Heat Pump Upgrade to Variable Capacity Central Heat Pump - Heating Zone 1 - Cooling Zone 3 |  | 5447.815 | [6 empty] | 5447.815 |  | 100% |  |  | 100% | 0 | 0 |  | 0% | 0 | 0
HVAC Upgrade - Central Heat Pump Upgrade to Variable Capacity Central Heat Pump - Heating Zone 2 - Cooling Zone 1 |  | 5447.815 | [6 empty] | 5447.815 |  | 100% |  |  | 100% | 0 | 0 |  | 0% | 0 | 0
HVAC Upgrade - Central Heat Pump Upgrade to Variable Capacity Central Heat Pump - Heating Zone 2 - Cooling Zone 2 |  | 5447.815 | [6 empty] | 5447.815 |  | 100% |  |  | 100% | 0 | 0 |  | 0% | 0 | 0
HVAC Upgrade - Central Heat Pump Upgrade to Variable Capacity Central Heat Pump - Heating Zone 2 - Cooling Zone 3 |  | 5447.815 | [6 empty] | 5447.815 |  | 100% |  |  | 100% | 0 | 0 |  | 0% | 0 | 0
HVAC Upgrade - Central Heat Pump Upgrade to Variable Capacity Central Heat Pump - Heating Zone 3 - Cooling Zone 1 |  | 5447.815 | [6 empty] | 5447.815 |  | 100% |  |  | 100% | 0 | 0 |  | 0% | 0 | 0
HVAC Upgrade - Central Heat Pump Upgrade to Variable Capacity Central Heat Pump - Heating Zone 3 - Cooling Zone 2 |  | 5447.815 | [6 empty] | 5447.815 |  | 100% |  |  | 100% | 0 | 0 |  | 0% | 0 | 0
HVAC Upgrade - Central Heat Pump Upgrade to Variable Capacity Central Heat Pump - Heating Zone 3 - Cooling Zone 3 |  | 5447.815 | [6 empty] | 5447.815 |  | 100% |  |  | 100% | 0 | 0 |  | 0% | 0 | 0
Zonal to DHP | HZ1, CZ1 | 4025.364 | 1719.3229 | 0% | 0 | 463.986 | 16.78% | 77.8578 | 3947.5062 | 242 | 16.78% | 40.6081 | 72.7325 | 100% | 72.7325 | -32.1244 | 63 | 83.22% | 52.4285 | 4.2672
Zonal to DHP | HZ2, CZ1 | 3823.992 | 1731.1608 | 0% | 0 | 463.986 | 16.78% | 77.8578 | 3746.1342 | 242 | 16.78% | 40.6081 | 72.7325 | 100% | 72.7325 | -32.1244 | 63 | 83.22% | 52.4285 | 4.2672
Zonal to DHP | HZ3, CZ1 | 3602.898 | 1723.2611 | 0% | 0 | 463.986 | 16.78% | 77.8578 | 3525.0402 | 242 | 16.78% | 40.6081 | 72.7325 | 100% | 72.7325 | -32.1244 | 63 | 83.22% | 52.4285 | 4.2672
Zonal to DHP | HZ1, CZ2 | 4025.364 | 1719.3229 | 0% | 0 | 463.986 | 59.42% | 275.6871 | 3749.6769 | 526 | 59.42% | 312.534 | 195.295 | 100% | 195.295 | 117.239 | 176 | 40.58% | 71.4259 | 5.8134
Zonal to DHP | HZ2, CZ2 | 3823.992 | 1731.1608 | 0% | 0 | 463.986 | 59.42% | 275.6871 | 3548.3049 | 526 | 59.42% | 312.534 | 195.295 | 100% | 195.295 | 117.239 | 176 | 40.58% | 71.4259 | 5.8134
Zonal to DHP | HZ3, CZ2 | 3602.898 | 1723.2611 | 0% | 0 | 463.986 | 59.42% | 275.6871 | 3327.2109 | 526 | 59.42% | 312.534 | 195.295 | 100% | 195.295 | 117.239 | 176 | 40.58% | 71.4259 | 5.8134
Zonal to DHP | HZ1, CZ3 | 4025.364 | 1719.3229 | 0% | 0 | 463.986 | 100% | 463.986 | 3561.378 | 824 | 100% | 824 | 412 | 100% | 412 | 412 | 272 | 0% | 0 | 0
Zonal to DHP | HZ2, CZ3 | 3823.992 | 1731.1608 | 0% | 0 | 463.986 | 100% | 463.986 | 3360.006 | 824 | 100% | 824 | 412 | 100% | 412 | 412 | 272 | 0% | 0 | 0
Zonal to DHP | HZ3, CZ3 | 3602.898 | 1723.2611 | 0% | 0 | 463.986 | 100% | 463.986 | 3138.912 | 824 | 100% | 824 | 412 | 100% | 412 | 412 | 272 | 0% | 0 | 0
[11 empty] | RBSA: | From | PROPOSED_SEEMruns_SingleFamilyExistingASHPConversions_December2014 |  |  |  | From Ductless Heat Pump Impact & Process Evaluation: Field Metering Report, May 1, 2012. Prepared by Ecotope for NEEA
[11 empty] | Cooling Zone | Heating System | Weighting |  |  |  | http://neea.org/docs/default-source/reports/ductless-heat-pump-impact-process-evaluation-field-metering-report.pdf?sfvrsn=29
[13 empty] | CAC | RAC | None
[17 empty] | Table 18. | DHP Cooling Use
[11 empty] | 1 | Electric Zonal | 0.3712% | 10.15% | 89.48% |  | Cluster | DHP Cooling Use (kWh/yr) |  | N
[12 empty] | Electric FAF | 6.328% | 7.354% | 86.32% |  |  | Mean (kWh/yr) | SD
[12 empty] | Heat Pump | 100% | 0% | 0% |  | Willamette | 156 | 134 | 26
[11 empty] | 2 | Electric Zonal | 2.629% | 34.61% | 62.76% |  | Puget Sound | 72 | 76 | 25
[12 empty] | Electric FAF | 44.11% | 27.84% | 28.05% |  | Inland Empire | 408 | 260 | 16
[12 empty] | Heat Pump | 100% | 0% | 0% |  | Boise/Twin | 306 | 184 | 15
[11 empty] | 3 | Electric Zonal | 9.154% | 65.75% | 25.09% |  | Eastern Idaho | 211 | 208 | 10
[12 empty] | Electric FAF | 66.71% | 0% | 33.29% |  | Average/Total | 208 | 204 | 92
[12 empty] | Heat Pump | 100% | 0% | 0%
[11 empty] | RBSA, Average of a 20-year period with an assumed 4% growth rate (4% based on Council forecast): | [5 empty] | Cooling Use by Cooling Zone if Prior Cooling
[11 empty] | Cooling Zone | Heating System | Weighting |  |  |  | Source: same metered dataset as Table 18
[13 empty] | CAC | RAC | None |  | Cooling Zone | DHP Cooling Use (kWh/yr) |  | N
[18 empty] | Mean (kWh/yr) | SD
[11 empty] | 1 | Electric Zonal | 0.5923% | 16.19% | 83.22% |  | 1 | 121 | 140 | 4
[12 empty] | Electric FAF | 10.1% | 11.73% | 78.17% |  | 2 | 263 | 184 | 22
[12 empty] | Heat Pump | 100% | 0% | 0% |  | 3 | 412 | 266 | 14
[11 empty] | 2 | Electric Zonal | 4.195% | 55.22% | 40.58% |  | Average/Total | 301 | 228 | 40
[12 empty] | Electric FAF | 70.38% | 29.62% | 0%
[12 empty] | Heat Pump | 100% | 0% | 0% |  | Cooling Use by Cooling Zone if NO Prior Cooling
[11 empty] | 3 | Electric Zonal | 14.61% | 85.39% | 0% |  | Source: same metered dataset as Table 18
[12 empty] | Electric FAF | 100% | 0% | 0% |  | Cooling Zone | DHP Cooling Use (kWh/yr) |  | N
[12 empty] | Heat Pump | 100% | 0% | 0% |  |  | Mean (kWh/yr) | SD
[17 empty] | 1 | 63 | 58 | 21
[11 empty] | Change | [5 empty] | 2 | 176 | 175 | 28
[11 empty] | Cooling Zone | Heating System | Weighting |  |  |  | 3 | 272 | 107 | 3
[17 empty] | Average/Total | 135 | 149 | 52
[11 empty] | 0 | 0 | CAC | RAC | None
[11 empty] | 1 | Electric Zonal | 0.2211% | 6.042% | -6.263%
[12 empty] | Electric FAF | 3.769% | 4.38% | -8.149%
[12 empty] | Heat Pump | 0% | 0% | 0%
[11 empty] | 2 | Electric Zonal | 1.566% | 20.61% | -22.18%
[12 empty] | Electric FAF | 26.27% | 1.776% | -28.05%
[12 empty] | Heat Pump | 0% | 0% | 0%
[11 empty] | 3 | Electric Zonal | 5.452% | 19.64% | -25.09%
[12 empty] | Electric FAF | 33.29% | 0% | -33.29%
[12 empty] | Heat Pump | 0% | 0% | 0%
VARIALBLE CAPACITY HEAT PUMPS INSTALLED COSTS (Source: Ecotope. Email from Ben Larson 12/5/2014.)
SYSTEMS INCENTED BY THE CEC/BPA/PTCS PROGRAM
[19 empty] | Duct | Extra |  | Tons
COMPLETION DATE | HP BRAND | TONS | INVOICED AMOUNT | DUCT REPAIR INCLUDED IN INVOICE? | "EXTRA" WORK INVOLVED? | [10 empty] | Cost | Tons | Cost/Ton | Repair? | Work? |  | 3 | 4
2014-04-14 | BRYANT | 4 | 21741 | YES | YES | [10 empty] | 21741 | 4 | 5435.25 | TRUE | TRUE |  |  | 5435.25
2013-12-13 | BRYANT | 4 + 2 | 54938 | YES | YES | [10 empty] | 54938 | 6 | 9156.3333 | TRUE | TRUE
2014-05-14 | BRYANT | 4 | 22417 | YES | YES | [10 empty] | 22417 | 4 | 5604.25 | TRUE | TRUE |  |  | 5604.25
2014-10-14 | AMERICAN STANDARD | 3 | 9677 | NO | NO | [10 empty] | 9677 | 3 | 3225.6667 | FALSE | FALSE |  | 3225.6667
[16 empty] | 17079 | 3 | 5693 | TRUE |  |  | 5693
VARIALBLE CAPACITY HEAT PUMPS BID PROPOSAL COSTS IN CEC'S BPA/PTCS HEAT PUMP PROGRAM | [15 empty] | 23269 | 4 | 5817.25 | TRUE |  |  |  | 5817.25
[16 empty] | 12351 | 3 | 4117 | TRUE |  |  | 4117
BID PROPOSAL DATE | HP BRAND | TONS | BID AMOUNT | DUCT REPAIR INCLUDED IN BID? | [11 empty] | 17455 | 3 | 5818.3333 | TRUE |  |  | 5818.3333
2014-02-14 | TRANE | 3 | 17079 | YES | [11 empty] | 15213 | 3 | 5071 | TRUE |  |  | 5071
2014-08-14 | TRANE | 4 | 23269 | YES | [11 empty] | 15395 | 3 | 5131.6667 | TRUE |  |  | 5131.6667
2014-08-14 | TRANE | 3 | 12351 | YES | [11 empty] | 17153 | 4 | 4288.25 | TRUE |  |  |  | 4288.25
2014-09-14 | TRANE | 3 | 17455 | YES | [11 empty] | 15830 | 4 | 3957.5 | TRUE |  |  |  | 3957.5
2014-09-14 | TRANE | 3 | 15213 | YES | [11 empty] | 13545 | 4 | 3386.25 | TRUE |  |  |  | 3386.25
2014-04-14 | AMERICAN STANDARD | 3 | 15395 | YES | [11 empty] | 10400 | 3 | 3466.6667 | FALSE | FALSE |  | 3466.6667
2014-04-14 | AMERICAN STANDARD | 4 | 17153 | YES | [11 empty] | 12000 | 3 | 4000 | FALSE | FALSE |  | 4000
2014-03-14 | AMERICAN STANDARD | 4 | 15830 | YES | [11 empty] | 13000 | 4 | 3250 | FALSE | FALSE |  |  | 3250
2014-07-14 | AMERICAN STANDARD | 4 | 13545 | YES | [11 empty] | 14500 | 3 | 4833.3333 | FALSE | TRUE |  | 4833.3333
[17 empty] | Percentile | All |  |  | Percentile | 3 Ton | 4 Ton | All
[17 empty] | 0% | 3225.6667 |  |  | 0% | 3225.6667 | 3250 | 3225.6667
[17 empty] | 25% | 3957.5 |  |  | 25% | 4000 | 3671.875 | 3957.5
We installed an Carrier Greenspeed heat pump system last week (3 ton) and the proposal was $10,400.00 – this was an equipment only job. | [16 empty] | 50% | 4833.3333 |  |  | 50% | 4833.3333 | 4288.25 | 4833.3333
[17 empty] | 75% | 5604.25 |  |  | 75% | 5131.6667 | 5519.75 | 5604.25
[17 empty] | 100% | 9156.3333 |  |  | 100% | 5818.3333 | 5817.25 | 9156.3333
[17 empty] | mean | 4838.3382
I talked with XXX at XXX and got some more rough numbers. For the Vancouver area they’re usually installing about 2.5 or 3 ton systems.
A GreenSpeed with electric furnace backup and tstat and anything to get the system installed (testing, electrician, sheet metal transitions), but
no major duct work, is going for about $12,000. He estimated closer to $13,000 for a 4 ton, but they haven’t installed any of those yet. They just
did a GreenSpeed hybrid with modulating gas furnace backup and high end filtration system for $15,500. It would have been about $14,500
without the filtration system.
I think XXX's system (5 ton with zoning) was about $25k all in down in Eugene.
Note on A30: Tom Eckman: Description of conservation or renewable resource technology, measure or practice.

## SEEMsavings
SEEM results from: | \\nas2\Q\SeventhPlan\Conservation Analysis\Res\Res New Const\SF RNC equip_SEEM.xlsm | [8 empty] | 0.090128 | $/kWh calib heating benefit
ASHP Upgrade | Phase II Weighted Savings | [7 empty] | Calibration Heating Credit
| kWh | therms | kWh | kWh | kWh | kWh | kWh | therms
Output Label 2 | heat | heat | fanheat | cool | vent | lights | dhw | dhw | kWh | $
IECC09_hp90_HZ1_CZ1 | 134.5653 | 0 | 185.0621 | 15.8697 | 0 | 0 | 0 | 0 | 25.3981 | 2.1503
IECC09_hp90_HZ1_CZ2 | 134.5653 | 0 | 185.0621 | 31.2753 | 0 | 0 | 0 | 0 | 25.3981 | 2.1503
IECC09_hp90_HZ1_CZ3 | 134.5653 | 0 | 185.0621 | 50.6698 | 0 | 0 | 0 | 0 | 25.3981 | 2.1503
IECC09_hp90_HZ2_CZ1 | 117.9445 | 0 | 243.2233 | 15.8605 | 0 | 0 | 0 | 0 | 16.9629 | 1.4361
IECC09_hp90_HZ2_CZ2 | 117.9445 | 0 | 243.2233 | 31.3458 | 0 | 0 | 0 | 0 | 16.9629 | 1.4361
IECC09_hp90_HZ2_CZ3 | 117.9445 | 0 | 243.2233 | 51.0861 | 0 | 0 | 0 | 0 | 16.9629 | 1.4361
IECC09_hp90_HZ3_CZ1 | 97.6336 | 0 | 248.3594 | 16.1014 | 0 | 0 | 0 | 0 | 14.0418 | 1.1888
IECC09_hp90_HZ3_CZ2 | 97.6336 | 0 | 248.3594 | 31.5581 | 0 | 0 | 0 | 0 | 14.0418 | 1.1888
IECC09_hp90_HZ3_CZ3 | 97.6336 | 0 | 248.3594 | 51.227 | 0 | 0 | 0 | 0 | 14.0418 | 1.1888
| Phase II Weighted Savings | [7 empty] | Calibration Heating Credit
| kWh | therms | kWh | kWh | kWh | kWh | kWh | therms |  |  |  | SEEM96 does not have cooling output for a VCHP
Output Label 2 | heat | heat | fanheat | cool | vent | lights | dhw | dhw | kWh | $ |  | Use same kWh savings as existing home which used SEEM97
IECC09_VCHP_HZ1_CZ1 | 399.9792 | 0 | -21.9984 | 63.6469 | 0 | 0 | 0 | 0 | 75.4927 | 6.3914
IECC09_VCHP_HZ1_CZ2 | 399.9792 | 0 | -21.9984 | 148.1379 | 0 | 0 | 0 | 0 | 75.4927 | 6.3914
IECC09_VCHP_HZ1_CZ3 | 399.9792 | 0 | -21.9984 | 248.2845 | 0 | 0 | 0 | 0 | 75.4927 | 6.3914
IECC09_VCHP_HZ2_CZ1 | 582.3123 | 0 | -10.8976 | 63.6469 | 0 | 0 | 0 | 0 | 83.7488 | 7.0904
IECC09_VCHP_HZ2_CZ2 | 582.3123 | 0 | -10.8976 | 148.1379 | 0 | 0 | 0 | 0 | 83.7488 | 7.0904
IECC09_VCHP_HZ2_CZ3 | 582.3123 | 0 | -10.8976 | 248.2845 | 0 | 0 | 0 | 0 | 83.7488 | 7.0904
IECC09_VCHP_HZ3_CZ1 | 673.775 | 0 | -11.2592 | 63.6469 | 0 | 0 | 0 | 0 | 96.9031 | 8.2041
IECC09_VCHP_HZ3_CZ2 | 673.775 | 0 | -11.2592 | 148.1379 | 0 | 0 | 0 | 0 | 96.9031 | 8.2041
IECC09_VCHP_HZ3_CZ3 | 673.775 | 0 | -11.2592 | 248.2845 | 0 | 0 | 0 | 0 | 96.9031 | 8.2041
| Phase II Weighted Savings | [7 empty] | Calibration Heating Credit
| kWh | therms | kWh | kWh | kWh | kWh | kWh | therms
Output Label 2 | heat | heat | fanheat | cool | vent | lights | dhw | dhw | kWh | $
IECC09_DHP_HZ1_CZ1 | 2738.5166 | 0 | 254.7177 | -192.3968 | 0 | 0 | 0 | 0 | 647.0066 | 54.7776
IECC09_DHP_HZ1_CZ2 | 2738.5166 | 0 | 254.7177 | -393.1019 | 0 | 0 | 0 | 0 | 647.0066 | 54.7776
IECC09_DHP_HZ1_CZ3 | 2738.5166 | 0 | 254.7177 | -679.8546 | 0 | 0 | 0 | 0 | 647.0066 | 54.7776
IECC09_DHP_HZ2_CZ1 | 2976.9281 | 0 | 342.6831 | -192.3968 | 0 | 0 | 0 | 0 | 523.3879 | 44.3116
IECC09_DHP_HZ2_CZ2 | 2976.9281 | 0 | 342.6831 | -393.1019 | 0 | 0 | 0 | 0 | 523.3879 | 44.3116
IECC09_DHP_HZ2_CZ3 | 2976.9281 | 0 | 342.6831 | -679.8546 | 0 | 0 | 0 | 0 | 523.3879 | 44.3116
IECC09_DHP_HZ3_CZ1 | 1639.8901 | 0 | 367.8422 | -195.5878 | 0 | 0 | 0 | 0 | 1509.3064 | 127.7825
IECC09_DHP_HZ3_CZ2 | 1639.8901 | 0 | 367.8422 | -396.296 | 0 | 0 | 0 | 0 | 1509.3064 | 127.7825
IECC09_DHP_HZ3_CZ3 | 1639.8901 | 0 | 367.8422 | -682.8242 | 0 | 0 | 0 | 0 | 1509.3064 | 127.7825
| Phase II Weighted Savings | [7 empty] | Calibration Heating Credit
| kWh | therms | kWh | kWh | kWh | kWh | kWh | therms
Output Label 2 | heat | heat | fanheat | cool | vent | lights | dhw | dhw | kWh | $
IECC09_HP90PTCS_HZ1_CZ1 | 419.4617 | 0 | 13.7608 | 30.7058 | 0 | 0 | 0 | 0 | 79.1699 | 6.7028
IECC09_HP90PTCS_HZ1_CZ2 | 419.4617 | 0 | 13.7608 | 63.1629 | 0 | 0 | 0 | 0 | 79.1699 | 6.7028
IECC09_HP90PTCS_HZ1_CZ3 | 419.4617 | 0 | 13.7608 | 106.3857 | 0 | 0 | 0 | 0 | 79.1699 | 6.7028
IECC09_HP90PTCS_HZ2_CZ1 | 667.7772 | 0 | 14.0908 | 30.715 | 0 | 0 | 0 | 0 | 96.0405 | 8.1311
IECC09_HP90PTCS_HZ2_CZ2 | 667.7772 | 0 | 14.0908 | 63.5784 | 0 | 0 | 0 | 0 | 96.0405 | 8.1311
IECC09_HP90PTCS_HZ2_CZ3 | 667.7772 | 0 | 14.0908 | 108.2934 | 0 | 0 | 0 | 0 | 96.0405 | 8.1311
IECC09_HP90PTCS_HZ3_CZ1 | 757.4892 | 0 | 10.8198 | 31.0262 | 0 | 0 | 0 | 0 | 108.943 | 9.2234
IECC09_HP90PTCS_HZ3_CZ2 | 757.4892 | 0 | 10.8198 | 63.7628 | 0 | 0 | 0 | 0 | 108.943 | 9.2234
IECC09_HP90PTCS_HZ3_CZ3 | 757.4892 | 0 | 10.8198 | 108.0897 | 0 | 0 | 0 | 0 | 108.943 | 9.2234
| Phase II Weighted Savings | [7 empty] | Calibration Heating Credit
| kWh | therms | kWh | kWh | kWh | kWh | kWh | therms
Output Label 2 | heat | heat | fanheat | cool | vent | lights | dhw | dhw | kWh | $
IECC09_HP90HRV_HZ1_CZ1 | 671.3304 | 0 | 29.8363 | -13.6819 | 0 | 0 | 0 | 0 | 126.708 | 10.7275
IECC09_HP90HRV_HZ1_CZ2 | 671.3304 | 0 | 29.8363 | 8.463 | 0 | 0 | 0 | 0 | 126.708 | 10.7275
IECC09_HP90HRV_HZ1_CZ3 | 671.3304 | 0 | 29.8363 | 33.6056 | 0 | 0 | 0 | 0 | 126.708 | 10.7275
IECC09_HP90HRV_HZ2_CZ1 | 961.0725 | 0 | 31.3953 | -13.644 | 0 | 0 | 0 | 0 | 138.2225 | 11.7023
IECC09_HP90HRV_HZ2_CZ2 | 961.0725 | 0 | 31.3953 | 8.6229 | 0 | 0 | 0 | 0 | 138.2225 | 11.7023
IECC09_HP90HRV_HZ2_CZ3 | 961.0725 | 0 | 31.3953 | 34.2394 | 0 | 0 | 0 | 0 | 138.2225 | 11.7023
IECC09_HP90HRV_HZ3_CZ1 | 1073.2279 | 0 | 25.8485 | -14.553 | 0 | 0 | 0 | 0 | 154.3529 | 13.068
IECC09_HP90HRV_HZ3_CZ2 | 1073.2279 | 0 | 25.8485 | 7.7348 | 0 | 0 | 0 | 0 | 154.3529 | 13.068
IECC09_HP90HRV_HZ3_CZ3 | 1073.2279 | 0 | 25.8485 | 33.3416 | 0 | 0 | 0 | 0 | 154.3529 | 13.068

## DHP Raw CostData&Analysis
Cost Data and Analysis
Cost Deflator 2011 to 2012 |  |  | 1.017 |  | From RTF SIW
Cost Deflator 2010 to 2012 |  |  | 1.038
DHP Cost
Sources: | 1) http://rtf.nwcouncil.org/meetings/2013/08/DHP%20UES%20Costs-NEBs_2013-08-20_v3.pptx
August 20, 2013 presentation to RTF
2) DHP_allInstall_out.csv
|  | DHP Size | 3/4 ≤ tons ≤ 2
1 indoor unit. 1 outdoor unit
HSPF ≥ 9.5
Climate | DHP Cost (2010 $s) | DHP Cost (2012 $s)
HZ1 | 3878 | 4025.364
HZ2 | 3684 | 3823.992
HZ3 | 3471 | 3602.898
Overall | 3841 | 3986.958
AC Cost
Room A/C capital costs
Source: | http://rtf.nwcouncil.org/meetings/2013/08/DHP%20UES%20Costs-NEBs_2013-08-20_v3.pptx
August 20, 2013 presentation to RTF
ResSFHVAC_v1_Proposed5.xlsm
Climate | AC Cost (2010 $s) | AC Cost (2012 $s) | Cooling Capital Cost Offset
CZ1 | 447 | 463.986 | 49.8
CZ2 | 447 | 463.986 | 151.6065
CZ3 | 447 | 463.986 | 81.3963
Overall | 447 | 463.986 | 93.5983
Supplemental Fuel Avoided Costs
Set equal to the regional average retail residential electric rate
Source: EIA 2011
| Total Electric Sales (MWh) | Weight | Residential Retail Rate (cents/kWh) | 2011 $/kWh | 2006 $/kWh
ID | 8389866 | 0.12524 | 7.87 | 0.0787 | 0.080038
MT | 2793468 | 0.041701 | 9.75 | 0.0975 | 0.099157
OR | 19429175 | 0.29004 | 8.28 | 0.0828 | 0.084208
WA | 36376143 | 0.54302 | 9.54 | 0.0954 | 0.097022
Overall | 66988652 | 1 | 8.9742 | 0.089742 | 0.091267
SCRATCH
HZ1CZ1 | Heating Zone 1, Cooling Zone 1
HZ1CZ2 | Heating Zone 1, Cooling Zone 2
HZ1CZ3 | Heating Zone 1, Cooling Zone 3
HZ2CZ1 | Heating Zone 2, Cooling Zone 1
HZ2CZ2 | Heating Zone 2, Cooling Zone 2
HZ2CZ3 | Heating Zone 2, Cooling Zone 3
HZ3CZ1 | Heating Zone 3, Cooling Zone 1
HZ3CZ2 | Heating Zone 3, Cooling Zone 2
HZ3CZ3 | Heating Zone 3, Cooling Zone 3
Note on A26: Ben Larson: Capital cost determined with survey of major national retail chain stores so we don't expect a price variation by cooling zone
Note on A35: Ben Larson: Previous year's summary data appear to be published in late September. 2011 is the latest full year for which data are available.