## Est T&D at Market for 2021P
calcs
inputs
Year | 7P Sales as Percentage of Load | Sales as Percentage of Load Short-Term Historic | 2021P Sales as Percentage of Load Long-Term Trend & Forecast | Load as Percentage of Sales | Fixed Gen Component | Other T Component | Distribution Component | Total T Component | Total losses check | Sales | Loads | Losses | Change Losses |  | Losses as percent of sales
2015 | 0.9234 | 0.91856 | 0.91 | 1.0989 | 1.019 | 1.0126 | 1.065 | 1.0318 | 1.0989 | 19389.8973 | 21307.5794 | 1917.6821 |  | 0.91 | 9.89%
2016 | 0.9244 | 0.92359 | 0.9187 | 1.0885 | 1.019 | 1.0105 | 1.0571 | 1.0297 | 1.0885 | 19434.4178 | 21154.2591 | 1719.8413 | -197.8409 | 0.9187 | 8.849%
2017 | 0.9253 | 0.91891 | 0.9197 | 1.0873 | 1.019 | 1.0098 | 1.0567 | 1.029 | 1.0873 | 19476.9635 | 21177.5182 | 1700.5547 | -217.1274 | 0.9197 | 8.731%
2018 | 0.9262 | 0.92672 | 0.9206 | 1.0862 | 1.019 | 1.0092 | 1.0562 | 1.0284 | 1.0862 | 19429.0525 | 21104.7714 | 1675.7188 | -241.9633 | 0.9206 | 8.625%
2019 | 0.9271 |  | 0.9215 | 1.0852 | 1.019 | 1.0087 | 1.0558 | 1.0278 | 1.0852 | 19311.2557 | 20956.3274 | 1645.0717 | -272.6104 | 0.9215 | 8.519%
2020 | 0.9281 |  | 0.9224 | 1.0841 | 1.019 | 1.0082 | 1.0553 | 1.0273 | 1.0841 | 19109.3493 | 20716.9875 | 1607.6382 | -310.0439 | 0.9224 | 8.413%
2021 | 0.929 |  | 0.9233 | 1.0831 | 1.019 | 1.0077 | 1.0548 | 1.0268 | 1.0831 | 19090.879 | 20676.7887 | 1585.9097 | -331.7725 | 0.9233 | 8.307%
2022 | 0.9299 |  | 0.9243 | 1.0819 | 1.019 | 1.0072 | 1.0542 | 1.0263 | 1.0819 | 19133.4932 | 20700.5227 | 1567.0296 | -350.6526 | 0.9243 | 8.19%
2023 | 0.9309 |  | 0.9252 | 1.0808 | 1.019 | 1.0067 | 1.0536 | 1.0259 | 1.0808 | 19194.9201 | 20746.7792 | 1551.8591 | -365.8231 | 0.9252 | 8.085%
2024 | 0.9318 |  | 0.9261 | 1.0798 | 1.019 | 1.0063 | 1.053 | 1.0255 | 1.0798 | 19256.5639 | 20793.1799 | 1536.616 | -381.0662 | 0.9261 | 7.98%
2025 | 0.9327 |  | 0.927 | 1.0787 | 1.019 | 1.0059 | 1.0524 | 1.0251 | 1.0787 | 19372.1575 | 20897.6888 | 1525.5313 | -392.1509 | 0.927 | 7.875%
2026 | 0.9336 |  | 0.928 | 1.0776 | 1.019 | 1.0056 | 1.0516 | 1.0247 | 1.0776 | 19485.1256 | 20996.9026 | 1511.777 | -405.9052 | 0.928 | 7.759%
2027 | 0.9346 |  | 0.9289 | 1.0765 | 1.019 | 1.0052 | 1.051 | 1.0243 | 1.0765 | 19626.5183 | 21128.7741 | 1502.2558 | -415.4263 | 0.9289 | 7.654%
2028 | 0.9355 |  | 0.9298 | 1.0755 | 1.019 | 1.0049 | 1.0503 | 1.024 | 1.0755 | 19800.0799 | 21294.9881 | 1494.9082 | -422.774 | 0.9298 | 7.55%
2029 | 0.9365 |  | 0.9308 | 1.0743 | 1.019 | 1.0046 | 1.0495 | 1.0237 | 1.0743 | 19995.8447 | 21482.4288 | 1486.5841 | -431.0981 | 0.9308 | 7.434%
2030 | 0.9374 |  | 0.9317 | 1.0733 | 1.019 | 1.0043 | 1.0488 | 1.0234 | 1.0733 | 20348.1507 | 21839.8097 | 1491.659 | -426.0231 | 0.9317 | 7.331%
2031 | 0.9383 |  | 0.9326 | 1.0723 | 1.019 | 1.0041 | 1.048 | 1.0231 | 1.0723 | 20341.7511 | 21811.8712 | 1470.1201 | -447.562 | 0.9326 | 7.227%
2032 | 0.9393 |  | 0.9336 | 1.0711 | 1.019 | 1.0038 | 1.0472 | 1.0229 | 1.0711 | 20538.0237 | 21998.74 | 1460.7163 | -456.9658 | 0.9336 | 7.112%
2033 | 0.9402 |  | 0.9345 | 1.0701 | 1.019 | 1.0036 | 1.0464 | 1.0227 | 1.0701 | 20731.5735 | 22184.6694 | 1453.0958 | -464.5863 | 0.9345 | 7.009%
2034 | 0.9411 |  | 0.9354 | 1.0691 | 1.019 | 1.0034 | 1.0456 | 1.0224 | 1.0691 | 20925.8825 | 22371.0525 | 1445.17 | -472.5122 | 0.9354 | 6.906%
2035 | 0.9421 |  | 0.9364 | 1.0679 | 1.019 | 1.0032 | 1.0447 | 1.0222 | 1.0679 | 21112.0399 | 22545.9632 | 1433.9233 | -483.7589 | 0.9364 | 6.792%
2036 |  |  | 0.9373 | 1.0669 | 1.019 | 1.003 | 1.0439 | 1.022 | 1.0669 | 21287.4066 | 22711.4122 | 1424.0055 | -493.6766
2037 |  |  | 0.9382 | 1.0659 | 1.019 | 1.0028 | 1.0431 | 1.0219 | 1.0659 | 21453.28 | 22866.4251 | 1413.1451 | -504.5371
2038 |  |  | 0.9392 | 1.0647 | 1.019 | 1.0026 | 1.0421 | 1.0217 | 1.0647 | 21612.6496 | 23011.7649 | 1399.1153 | -518.5668
2039 |  |  | 0.9401 | 1.0637 | 1.019 | 1.0025 | 1.0413 | 1.0215 | 1.0637 | 21821.3738 | 23211.7581 | 1390.3843 | -527.2978
2040 |  |  | 0.941 | 1.0627 | 1.019 | 1.0023 | 1.0405 | 1.0214 | 1.0627 | 21996.6925 | 23375.8687 | 1379.1763 | -538.5059
2041 |  |  | 0.942 | 1.0616 | 1.019 | 1.0022 | 1.0395 | 1.0212 | 1.0616 | 22171.2369 | 23536.3449 | 1365.108 | -552.5741
2042 |  |  | 0.9429 | 1.0606 | 1.019 | 1.0021 | 1.0386 | 1.0211 | 1.0606 | 22345.8924 | 23699.1117 | 1353.2193 | -564.4629
Use average: |  |  | 0.93357 | 1.0712 | 1.019 | 1.0041 | 1.0469 | 1.0232 | 1.0712
[6 empty] | 0.4112% | 4.691% | 2.319% |  | 1.0512
Note on F8: Charlie Grist: Loses for brining generation to theoretical market hub. Estimated from BPA rate construct
Note on G8: Charlie Grist: Transmission losses from theoretical market hub to distribution
Note on H8: Charlie Grist: Use 6.5% from sales weighted aveage provided from SNL data 2005-2012 (sheet Combined)

## T&D loss Feb 24 2020
Scenario Name: Climate1_XGO_Base_Freeze ¦ Date: Thu 02/13/2020 ¦ Time: 0:02:39.97 ¦ Path: Q:\MJ\Energy2020Feb62020\2020Model ¦ Version: * ¦
1986-2016 is based on historic Loads and Sales.
2017-2050 is a forecast
Note the E2020 uses the concept of T&D efficiency. T&D losses are 1 minus T&D efficiency
Area | Building Type | Fuel/Tech | Enduse | Month | Day | Variable | Descriptor |  | 1986 | 1987 | 1988 | 1989 | 1990 | 1991 | 1992 | 1993 | 1994 | 1995 | 1996 | 1997 | 1998 | 1999 | 2000 | 2001 | 2002 | 2003 | 2004 | 2005 | 2006 | 2007 | 2008 | 2009 | 2010 | 2011 | 2012 | 2013 | 2014 | 2015 | 2016 | 2017 | 2018 | 2019 | 2020 | 2021 | 2022 | 2023 | 2024 | 2025 | 2026 | 2027 | 2028 | 2029 | 2030 | 2031 | 2032 | 2033 | 2034 | 2035 | 2036 | 2037 | 2038 | 2039 | 2040 | 2041 | 2042 | 2043 | 2044 | 2045 | 2046 | 2047 | 2048 | 2049 | 2050 | AAGR 2017-2050
Northwest | N/A | Electric | N/A | N/A | N/A | TDEF |  | T&D Efficiency | 0.8396 | 0.8417 | 0.8545 | 0.8486 | 0.8556 | 0.855 | 0.854 | 0.8552 | 0.8536 | 0.8507 | 0.8477 | 0.8644 | 0.8722 | 0.8789 | 0.8792 | 0.8657 | 0.8268 | 0.833 | 0.8379 | 0.8462 | 0.8854 | 0.8987 | 0.883 | 0.8997 | 0.9154 | 0.9066 | 0.9249 | 0.9188 | 0.9141 | 0.91 | 0.9187 | 0.9197 | 0.9206 | 0.9215 | 0.9224 | 0.9233 | 0.9243 | 0.9252 | 0.9261 | 0.927 | 0.928 | 0.9289 | 0.9298 | 0.9308 | 0.9317 | 0.9326 | 0.9336 | 0.9345 | 0.9354 | 0.9364 | 0.9373 | 0.9382 | 0.9392 | 0.9401 | 0.941 | 0.942 | 0.9429 | 0.9439 | 0.9448 | 0.9458 | 0.9467 | 0.9477 | 0.9486 | 0.9495 | 0.9505 | 0.09987%
[8 empty] | T&D losses | 0.1604 | 0.1583 | 0.1455 | 0.1514 | 0.1444 | 0.145 | 0.146 | 0.1448 | 0.1464 | 0.1493 | 0.1523 | 0.1356 | 0.1278 | 0.1211 | 0.1208 | 0.1343 | 0.1732 | 0.167 | 0.1621 | 0.1538 | 0.1146 | 0.1013 | 0.117 | 0.1003 | 0.0846 | 0.0934 | 0.0751 | 0.0812 | 0.0859 | 0.09 | 0.0813 | 0.0803 | 0.0794 | 0.0785 | 0.0776 | 0.0767 | 0.0757 | 0.0748 | 0.0739 | 0.073 | 0.072 | 0.0711 | 0.0702 | 0.0692 | 0.0683 | 0.0674 | 0.0664 | 0.0655 | 0.0646 | 0.0636 | 0.0627 | 0.0618 | 0.0608 | 0.0599 | 0.059 | 0.058 | 0.0571 | 0.0561 | 0.0552 | 0.0542 | 0.0533 | 0.0523 | 0.0514 | 0.0505 | 0.0495

## BA Sales&Loads 2015-2018
Source |  | 1995 | 1996 | 1997 | 1998 | 1999 | 2000 | 2001 | 2002 | 2003 | 2004 | 2005 | 2006 | 2007 | 2008 | 2009 | 2010 | 2011 | 2012 | 2013 | 2014 | 2015 | 2016 | 2017 | 2018
WECC 714 | Load aMW | 21120.0277 | 21816.5072 | 21566.0987 | 21885.7059 | 22359.9413 | 22426.4617 | 19286.4937 | 19475.2497 | 19986.1726 | 19162.3885 | 19773.9758 | 20507.3832 | 20666.2054 | 21350.312 | 20925.0295 | 20347.7426 | 21096.4814 | 20689.9341 | 20970.9071 | 20782.4953 | 20586.2962 | 20283.724 | 21142.2788 | 20747.6417
EIA 861 | Sales aMW | 18256 | 19189 | 19535 | 19829 | 20166 | 20162 | 17357 | 16879.2036 | 17231.9837 | 17061.782 | 17494.4787 | 18012.1192 | 18104.5289 | 18421.861 | 18143.7534 | 18299.7432 | 18909.2423 | 18655.1164 | 18831.5612 | 18617.3609 | 18332.3064 | 18141.9242 | 18928.2723 | 18574.1056
| Losses | 2864.0277 | 2627.5072 | 2031.0987 | 2056.7059 | 2193.9413 | 2264.4617 | 1929.4937 | 2596.0462 | 2754.1889 | 2100.6065 | 2279.4971 | 2495.2641 | 2561.6765 | 2928.4511 | 2781.2761 | 2047.9994 | 2187.2391 | 2034.8177 | 2139.3458 | 2165.1344 | 2253.9898 | 2141.7998 | 2214.0065 | 2173.5361
| losses as percent of load | 13.56% | 12.04% | 9.418% | 9.397% | 9.812% | 10.1% | 10% | 13.33% | 13.78% | 10.96% | 11.53% | 12.17% | 12.4% | 13.72% | 13.29% | 10.06% | 10.37% | 9.835% | 10.2% | 10.42% | 10.95% | 10.56% | 10.47% | 10.48%
| Losses as percent of sales | 15.69% | 13.69% | 10.4% | 10.37% | 10.88% | 11.23% | 11.12% | 15.38% | 15.98% | 12.31% | 13.03% | 13.85% | 14.15% | 15.9% | 15.33% | 11.19% | 11.57% | 10.91% | 11.36% | 11.63% | 12.3% | 11.81% | 11.7% | 11.7%
|  | 2005: Sales excluding Delivery; 2006: 17494.4787; 2007: 18012.1192; 2008: 18104.5289; 2009: 18421.861; 2010: 18143.7534; 2011: 18299.7432; 2012: 18909.2423; 2013: 18655.1164; 2014: 18831.5612; 2015: 18617.3609; 2016: 18332.3064; 2017: 18141.9242; 2018: 18928.2723 | 18574.1056
|  | 2005: Implied Delivery Only; 2006: 409.2535; 2007: 365.2078; 2008: 502.3416; 2009: 469.1669; 2010: 827.5022; 2011: 429.5767; 2012: 320.8436; 2013: 450.8702; 2014: 448.1934; 2015: 571.4961; 2016: 577.5428; 2017: 591.937; 2018: 499.6554 | 653.057
[13 empty] | 2005 | 2006 | 2007 | 2008 | 2009 | 2010 | 2011 | 2012 | 2013 | 2014 | 2015 | 2016 | 2017 | 2018
[12 empty] | Sales* with Delivery category included | 17903.7323 | 18377.3269 | 18606.8704 | 18891.0279 | 18971.2556 | 18729.3199 | 19230.0858 | 19105.9866 | 19279.7547 | 19188.857 | 18909.8492 | 18733.8612 | 19427.9276 | 19227.1626
[12 empty] | Loads | 19773.9758 | 20507.3832 | 20666.2054 | 21350.312 | 20925.0295 | 20347.7426 | 21096.4814 | 20689.9341 | 20970.9071 | 20782.4953 | 20586.2962 | 20283.724 | 21142.2788 | 20747.6417
[12 empty] | T&D Losses as percent of Load (sales include Delivery) | 9.458% | 10.39% | 9.965% | 11.52% | 9.337% | 7.954% | 8.847% | 7.656% | 8.064% | 7.668% | 8.144% | 7.641% | 8.109% | 7.328%
[12 empty] | Older T&D losses ( sales Excluding delivery) | 2005: 8.8%; 2006: 9.9%; 2007: 8.4%; 2008: 10.3%; 2009: 8.6%; 2010: 7.2%; 2011: 7.7%; 2012: 6%
[12 empty] | Delta between new and older T&D losses | 2005: 0.6581%; 2006: 0.4868%; 2007: 1.565%; 2008: 1.219%; 2009: 0.737%; 2010: 0.7538%; 2011: 1.147%; 2012: 1.656%
[12 empty] | T&D Losses as percent of sales (Sales include Delivery) | 10.45% | 11.59% | 11.07% | 13.02% | 10.3% | 8.641% | 9.706% | 8.29% | 8.772% | 8.305% | 8.865% | 8.273% | 8.824% | 7.908%
[12 empty] | Sales as percent of load | 90.54% | 89.61% | 90.04% | 88.48% | 90.66% | 92.05% | 91.15% | 92.34% | 91.94% | 92.33% | 91.86% | 92.36% | 91.89% | 92.67%
[29 empty] | Losses as Percent of Sales | Sales as percent of Load
[28 empty] | Average last 5 years | 8.435% | 92.22%
[28 empty] | Average last 10 years | 8.788% | 91.93%
[28 empty] | Average last 14 years | 9.572% | 91.28%
Four-Year Rolling Average
2005
2006
[27 empty] | 2007 | 2005-2008 | 11.53%
[27 empty] | 2008 | 2006-2009 | 11.49%
[27 empty] | 2009 | 2007-2010 | 10.76%
[27 empty] | 2010 | 2008-2011 | 10.42%
[27 empty] | 2011 | 2009-2012 | 9.234%
[27 empty] | 2012 | 2010-2013 | 8.852%
[27 empty] | 2013 | 2011-2014 | 8.768%
[27 empty] | 2014 | 2012-2015 | 8.558%
[27 empty] | 2015 | 2013-2016 | 8.554%
[27 empty] | 2016 | 2014-2017 | 8.567%
[27 empty] | 2017 | 2015-2018 | 8.468%
[27 empty] | 2018 |  | 8.348% | -1.413%
[27 empty] | 2019 |  | 8.23%
[27 empty] | 2020 |  | 8.114%
[27 empty] | 2021 |  | 7.999%
[27 empty] | 2022 |  | 7.886%
[27 empty] | 2023 |  | 7.775%
[27 empty] | 2024 |  | 7.665%
[27 empty] | 2025 |  | 7.557%
[27 empty] | 2026 |  | 7.45%
[27 empty] | 2027 |  | 7.345%
[27 empty] | 2028 |  | 7.241%
[27 empty] | 2029 |  | 7.139%
[27 empty] | 2030 |  | 7.038%
[27 empty] | 2031 |  | 6.939%
[27 empty] | 2032 |  | 6.841%
[27 empty] | 2033 |  | 6.744%
[27 empty] | 2034 |  | 6.649%
[27 empty] | 2035 |  | 6.555%
[27 empty] | 2036 |  | 6.462%
[27 empty] | 2037 |  | 6.371%
[27 empty] | 2038 |  | 6.281%
[27 empty] | 2039 |  | 6.192%
[27 empty] | 2040 |  | 6.105%
[27 empty] | 2041 |  | 6.018%

## Transformer
| MJ (Losses in percent of Sales) | Navigant Losses Calc (UEC*Stock) | AARG MJ 2021-2035 | AARG MJ 2021-2049 | AARG MJ 2021-2040 | AARG NV 2021-2034 | AARG NV 2005-2034
2005 |  | 1870.7217
2006 |  | 1887.9423
2007 |  | 1915.2361
2008 |  | 1940.4777
2009 |  | 1942.1727 |  |  |  |  | -1.345%
2010 |  | 1936.6847
2011 |  | 1929.6635
2012 |  | 1919.116
2013 |  | 1907.0804
2014 |  | 1893.9754
2015 |  | 1879.6162
2016 |  | 1855.5711
2017 |  | 1830.7586
2018 |  | 1805.15
2019 |  | 1778.7346
2020 |  | 1751.3732
2021 | 7.6% | 1723.6663 | -1.433% | -1.555% | -1.413% | -1.671%
2022 |  | 1695.8044
2023 |  | 1667.9198
2024 |  | 1640.0119
2025 |  | 1612.1898
2026 |  | 1584.6016
2027 |  | 1557.4106
2028 |  | 1530.775
2029 |  | 1504.7773
2030 |  | 1479.4716
2031 |  | 1454.713
2032 |  | 1430.5868
2033 |  | 1407.1709
2034 | 6.3% | 1384.5064
2035
2036
2037
2038
2039
2040 | 5.8%
2041
2042
2043
2044
2045
2046
2047
2048
2049 | 4.9%
Note on E9: Charlie Grist: From Navigant Standards models 2005. Includes federal standards efficiency requirements and stock turnover model based on vintage cohorts of transformer stock

## Combined
likely data discontinuity 2006 to 2007
| Data from xxx | [6 empty] | Data from SNL
| 2000 | 2001 | 2002 | 2003 | 2004 | 2005 | 2006 | 2007 | 2008 | 2009 | 2010 | 2011 | 2012 |  | Average SNL Data (2007-2012) | Average
Average Losses | 5.639% | 5.258% | 5.589% | 5.931% | 5.14% | 5.495% | 5.369% | 5.381% | 6.008% | 4.996% | 4.759% | 4.838% | 5.069% | Average Losses | 5.175% | 5.344%
Sales Weigted Average Losses | 4.44% | 4.891% | 5.555% | 4.715% | 4.73% | 4.9% | 4.779% | 6.595% | 6.625% | 6.27% | 6.324% | 6.304% | 6.546% | Sales Weigted Average Losses | 6.444% | 5.59%
Sales aMW | 20793.1381 | 19507.5848 | 19586.2543 | 19770.0377 | 20056.6372 | 20367.9535 | 21144.5409 | 21908.5774 | 22283.6197 | 21856.1186 | 21433.5492 | 22018.4115 | 21899.3517 | Sales aMW | 21899.938 | 20971.2134

## Big
Company Name | 1988 | 1989 | 1990 | 1991 | 1992 | 1993 | 1994 | 1995 | 1996 | 1997 | 1998 | 1999 | 2000 | 2001 | 2002 | 2003 | 2004 | 2005 | 2006 | 2007 | 2008 | 2009 | 2010 | 2011 | 2012 | Retail Volume 2000Y | Retail Volume 2001Y | Retail Volume 2002Y | Retail Volume 2003Y | Retail Volume 2004Y | Retail Volume 2005Y | Retail Volume 2006Y | Retail Volume 2007Y | Retail Volume 2008Y | Retail Volume 2009Y | Retail Volume 2010Y | Retail Volume 2011Y | Retail Volume 2012Y
Avista Corporation | 5.39% | 5.72% | 5.14% | 5.17% | 4.89% | 5.29% | 4.6% | 4.26% | 3.83% | 2.29% | 1.98% | 5.79% | 2.45% | 2.88% | 5.69% | 5.39% | 5.37% | 4.66% | 4.33% | 6.918% | 6.909% | 5.945% | 6.391% | 6.335% | 7.029% | 8251809 | 8031037 | 7598029 | 8041166 | 8376616 | 8542674 | 8787002 | 8924726 | 9029319 | 8954984 | 8856389 | 9035133 | 8873005
Clark Public Utilities | 4.14% | 4.18% | 4.24% | 4.16% | 4.23% | 4.15% | 4.22% | 0.47% | 2.92% | 2.35% | 3.52% | 3.7% | 3.75% | 3.62% | 0.14% | 0% | 0% | 3.47% | 3.32% | 3.732% | 3.734% | 3.769% | 3.73% | 3.951% | 4.878% | 4213247 | 3984998 | 4029289 | 4081653 | 4202563 | 4289629 | 4429952 | 4542445 | 4661506 | 4533034 | 4350530 | 4466548 | 4354792
Grant County Public Utility District | 5.34% | 1.34% | 1.46% | 1.42% | 0.95% | 1.71% | 1.73% | 1.19% | 1.68% | 1.75% | 2.12% | 1.79% | 0.89% | 1.55% | 2.06% | 1.71% | 2.16% | 1.68% | 1.09% | 5.619% | 4.639% | 4.757% | 3.827% | 5.014% | 4.582% | 2859861 | 2660306 | 2439741 | 2791272 | 2892344 | 3018611 | 3143916 | 3256927 | 3553474 | 3693343 | 3878190 | 4022551 | 3930023
Idaho Power Co. | 7.81% | 6.38% | 7.45% | 6.17% | 8.07% | 6.98% | 7.79% | 7.15% | 6.78% | 4.11% | 3.22% | 6.44% | 6.19% | 8.02% | 7.6% | 8.89% | 7.65% | 6.71% | 5.97% | 8.657% | 9.305% | 9.136% | 8.54% | 8.933% | 8.903% | 14598389 | 13031025 | 12894068 | 12980031 | 13239589 | 13288812 | 13939314 | 14541825 | 14543714 | 13948280 | 13512504 | 13734430 | 14085316
PacifiCorp | 8.8% | 7.9% | 8.22% | 7.88% | 7.76% | 7.34% | 7.37% | 6.45% | 5.35% | 4.01% | 5.06% | 5.72% | 5.78% | 6.18% | 5.22% | 4.5% | 5.67% | 5.92% | 6.26% | 8.41% | 8.269% | 7.951% | 8.258% | 7.808% | 8.393% | 48300473 | 47708461 | 47029924 | 48338551 | 48816147 | 49646202 | 51906001 | 53494333 | 54462591 | 52785005 | 53132237 | 54396350 | 54736144
Portland General Electric Company | 5.91% | 6% | 6.06% | 4.75% | 6.19% | 5.93% | 5.15% | 5.11% | 2.71% | 2.33% | 4.34% | 4.63% | 3.17% | 4.06% | 3.41% | 4% | 4.05% | 4.04% | 3.75% | 5.772% | 5.604% | 5.824% | 5.838% | 5.56% | 5.291% | 19872544 | 19040188 | 18771884 | 18425854 | 18540016 | 18753953 | 19431102 | 19626429 | 19993122 | 19336909 | 18732504 | 19345264 | 19191143
PUD No 1 of Cowlitz County | 1.21% | 1.18% | 1.98% | 0.76% | 1.36% | 1.14% | 0.63% | 0.89% | 0.71% | 0.99% | 1.29% | 0.58% | 0.64% | 1.71% | 0.11% | 0.55% | 0.78% | 0.51% | 0.49% | 0.2345% | 1.055% | 1.304% | 3.515% | 2.849% | 0% | 4216752 | 4382321 | 4168968 | 4217346 | 4235931 | 4384861 | 4606966 | 4896282 | 5202429 | 4893834 | 4686061 | 4964922 | 5150728
Puget Sound Energy, Inc. | 6.23% | 5.07% | 6.2% | 5.77% | 5.65% | 5.16% | 5.43% | 4.95% | 4.92% | 4.72% | 4.29% | 5.38% | 3.9% | 3.94% | 14.66% | 5.01% | 5.84% | 5.67% | 5.4% | 6.474% | 6.33% | 6.457% | 7.269% | 6.932% | 6.966% | 21710218 | 19848309 | 19253824 | 21612199 | 19876790 | 22496014 | 23183514 | 23758507 | 24060017 | 23896559 | 22859820 | 23504616 | 23119041
Seattle City Light | 4.32% | 5.65% | 5.53% | 5.43% | 4.44% | 5.6% | 5.38% | 6.22% | 5.68% | 5.1% | 4.46% | 5.28% | 4.01% | 3.71% | 3.79% | 3.94% | 3.79% | 4.23% | 3.83% | 6.56% | 6.529% | 4.697% | 5.278% | 5.937% | 6.172% | 9556892 | 8990171 | 8923130 | 8905944 | 9020525 | 9161466 | 9454505 | 9599911 | 9708457 | 9693426 | 9384736 | 9600232 | 9466642
Snohomish County Public Utility District No. 1 | 4.8% | 4.12% | 5.63% | 3.08% | 5.4% | 4.31% | 4.04% | 4% | 4.21% | 2.57% | 3.54% | 4.57% | 4.94% | 3.63% | 2.49% | 3.88% | 3.15% | 3.45% | 3.49% | 4.397% | 3.572% | 3.75% | 2.447% | 4.428% | 3.947% | 6525009 | 6184545 | 6193672 | 6064884 | 6151711 | 6305176 | 6483487 | 6774641 | 6952990 | 6872796 | 6721180 | 6881746 | 6535584
Tacoma Public Utilities | 3.05% | 2.87% | 2.5% | 0.25% | 0.34% | 3.1% | 1.08% | 2.33% | 4.55% | 2.91% | 2.81% | 2.5% | 1.52% | 4.54% | 2.45% | 8.21% | 1.29% | 2.68% | 2.96% | 3.732% | 4.025% | 3.482% | 3% | 4.376% | 5.045% | 5492020 | 4620280 | 4535202 | 4070726 | 4638234 | 4622653 | 4731907 | 5209141 | 4840457 | 4812736 | 4713766 | 4829955 | 4742065
Simple Average | [12 empty] | 3.385% | 3.985% | 4.329% | 4.189% | 3.614% | 3.911% | 3.717% | 5.5% | 5.452% | 5.188% | 5.281% | 5.648% | 5.564%
Sales-Weighted Average | [19 empty] | 6.811% | 6.748% | 6.494% | 6.722% | 6.692% | 6.856%

## Data SNL
#NAME?
#NAME? | #NAME? | #NAME? | #NAME? | State | #NAME? | #NAME? | #NAME? | #NAME? | #NAME? | #NAME? | #NAME? | #NAME? | #NAME? | #NAME? | #NAME? | #NAME? | #NAME? | #NAME? | #NAME? | #NAME? | #NAME? | #NAME? | #NAME? | #NAME? | #NAME? | #NAME? | #NAME? | #NAME? | #NAME? | #NAME? | #NAME? | #NAME?
|  | 201152 | 201146 | 201144 | 203179 | 203179 | 203179 | 203179 | 203179 | 203179 | 203179 | 203180 | 203180 | 203180 | 203180 | 203180 | 203180 | 203180 | 249928 | 249928 | 249928 | 249928 | 249928 | 249928 | 249928 | 249928 | 249928 | 249928 | 249928 | 249928 | 249928 | 249928
[5 empty] | 2013Y | 2012Y | 2011Y | 2010Y | 2009Y | 2008Y | 2007Y | 2006Y | 2005Y | 2004Y | 2003Y | 2002Y | 2001Y | 2000Y | 2013Y | 2012Y | 2011Y | 2010Y | 2009Y | 2008Y | 2007Y | 2006Y | 2005Y | 2004Y | 2003Y | 2002Y | 2001Y | 2000Y |  | 2000Y | 2001Y | 2002Y | 2003Y | 2004Y | 2005Y | 2006Y | 2007Y | 2008Y | 2009Y | 2010Y | 2011Y | 2012Y | 2013Y | 2000Y | 2001Y | 2002Y | 2003Y | 2004Y | 2005Y | 2006Y | 2007Y | 2008Y | 2009Y | 2010Y | 2011Y | 2012Y | 2013Y
Company Name | SNL Institution Key | NERC Subregion Code | Country Name | State | Energy Losses (MWh) | Energy Losses (MWh) | Energy Losses (MWh) | Energy Losses (MWh) | Energy Losses (MWh) | Energy Losses (MWh) | Energy Losses (MWh) | Energy Losses (MWh) | Energy Losses (MWh) | Energy Losses (MWh) | Energy Losses (MWh) | Energy Losses (MWh) | Energy Losses (MWh) | Energy Losses (MWh) | Total Retail Electric Volume, Total (MWh) | Total Retail Electric Volume, Total (MWh) | Total Retail Electric Volume, Total (MWh) | Total Retail Electric Volume, Total (MWh) | Total Retail Electric Volume, Total (MWh) | Total Retail Electric Volume, Total (MWh) | Total Retail Electric Volume, Total (MWh) | Total Retail Electric Volume, Total (MWh) | Total Retail Electric Volume, Total (MWh) | Total Retail Electric Volume, Total (MWh) | Total Retail Electric Volume, Total (MWh) | Total Retail Electric Volume, Total (MWh) | Total Retail Electric Volume, Total (MWh) | Total Retail Electric Volume, Total (MWh) |  | Percent Losses | Percent Losses | Percent Losses | Percent Losses | Percent Losses | Percent Losses | Percent Losses | Percent Losses | Percent Losses | Percent Losses | Percent Losses | Percent Losses | Percent Losses | Percent Losses | Retail Volume | Retail Volume | Retail Volume | Retail Volume | Retail Volume | Retail Volume | Retail Volume | Retail Volume | Retail Volume | Retail Volume | Retail Volume | Retail Volume | Retail Volume | Retail Volume
Company Name | SNL Institution Key | NERC Subregion Code | Country Name | State | Energy Losses (MWh) 2013Y | Energy Losses (MWh) 2012Y | Energy Losses (MWh) 2011Y | Energy Losses (MWh) 2010Y | Energy Losses (MWh) 2009Y | Energy Losses (MWh) 2008Y | Energy Losses (MWh) 2007Y | Energy Losses (MWh) 2006Y | Energy Losses (MWh) 2005Y | Energy Losses (MWh) 2004Y | Energy Losses (MWh) 2003Y | Energy Losses (MWh) 2002Y | Energy Losses (MWh) 2001Y | Energy Losses (MWh) 2000Y | Total Retail Electric Volume, Total (MWh) 2013Y | Total Retail Electric Volume, Total (MWh) 2012Y | Total Retail Electric Volume, Total (MWh) 2011Y | Total Retail Electric Volume, Total (MWh) 2010Y | Total Retail Electric Volume, Total (MWh) 2009Y | Total Retail Electric Volume, Total (MWh) 2008Y | Total Retail Electric Volume, Total (MWh) 2007Y | Total Retail Electric Volume, Total (MWh) 2006Y | Total Retail Electric Volume, Total (MWh) 2005Y | Total Retail Electric Volume, Total (MWh) 2004Y | Total Retail Electric Volume, Total (MWh) 2003Y | Total Retail Electric Volume, Total (MWh) 2002Y | Total Retail Electric Volume, Total (MWh) 2001Y | Total Retail Electric Volume, Total (MWh) 2000Y | In PNW Region | Percent Losses 2000Y | Percent Losses 2001Y | Percent Losses 2002Y | Percent Losses 2003Y | Percent Losses 2004Y | Percent Losses 2005Y | Percent Losses 2006Y | Percent Losses 2007Y | Percent Losses 2008Y | Percent Losses 2009Y | Percent Losses 2010Y | Percent Losses 2011Y | Percent Losses 2012Y | Percent Losses 2013Y | Retail Volume 2000Y | Retail Volume 2001Y | Retail Volume 2002Y | Retail Volume 2003Y | Retail Volume 2004Y | Retail Volume 2005Y | Retail Volume 2006Y | Retail Volume 2007Y | Retail Volume 2008Y | Retail Volume 2009Y | Retail Volume 2010Y | Retail Volume 2011Y | Retail Volume 2012Y | Retail Volume 2013Y
Alamo Power District No. 3 | 4058369 | NWPP | USA | NV | NA | NA | 1489 | 1727 | 1422 | 995 | 1017 | 13048 | 12658 | 12438 | NA | NA | NA | NA | NA | 13988 | 14003 | 13016 | 13213 | 13208 | 12976 | 12024 | 11330 | NA | NA | NA | NA | NA |  | #VALUE! | #VALUE! | #VALUE! | #VALUE! | #VALUE! | 111.7% | 108.5% | 7.838% | 7.533% | 10.76% | 13.27% | 10.63% | #VALUE! | #VALUE! | NA | NA | NA | NA | NA | 11330 | 12024 | 12976 | 13208 | 13213 | 13016 | 14003 | 13988 | NA
Albion City of | 4058386 | NWPP | USA | ID | NA | NA | 320 | 243 | 287 | 273 | 309 | 3373 | 3268 | 3286 | NA | NA | NA | NA | NA | 2749 | 3241 | 3157 | 3278 | 3324 | 3023 | 2992 | 2962 | NA | NA | NA | NA | NA | PNW | #VALUE! | #VALUE! | #VALUE! | #VALUE! | #VALUE! | 110.3% | 112.7% | 10.22% | 8.213% | 8.755% | 7.697% | 9.873% | #VALUE! | #VALUE! | NA | NA | NA | NA | NA | 2962 | 2992 | 3023 | 3324 | 3278 | 3157 | 3241 | 2749 | NA
Alder Mutual Light Co, Inc. | 4058395 | NWPP | USA | WA | NA | NA | 496 | 397 | 567 | 281 | 506 | 4076 | 3876 | 3662 | NA | NA | NA | NA | NA | 4621 | 4347 | 4220 | 4220 | 4445 | 3888 | 3798 | 3577 | NA | NA | NA | NA | NA | PNW | #VALUE! | #VALUE! | #VALUE! | #VALUE! | #VALUE! | 108.4% | 107.3% | 13.01% | 6.322% | 13.44% | 9.408% | 11.41% | #VALUE! | #VALUE! | NA | NA | NA | NA | NA | 3577 | 3798 | 3888 | 4445 | 4220 | 4220 | 4347 | 4621 | NA
Ashland City of OR | 4058533 | NWPP | USA | OR | NA | 13559 | 7272 | 1906 | 14408 | 4779 | 4997 | 178847 | 177406 | 181283 | 172466 | 169325 | 180269 | NA | NA | 172148 | 175389 | 173022 | 165688 | 180514 | 175565 | 173811 | 169156 | 169437 | 166468 | 158872 | 169410 | NA | PNW | #VALUE! | 106.4% | 106.6% | 103.6% | 107% | 104.9% | 102.9% | 2.846% | 2.647% | 8.696% | 1.102% | 4.146% | 7.876% | #VALUE! | NA | 169410 | 158872 | 166468 | 169437 | 169156 | 173811 | 175565 | 180514 | 165688 | 173022 | 175389 | 172148 | NA
Avista Corporation | 4057075 | NWPP | USA | WA | 606456 | 623656 | 572406 | 566042 | 532335 | 623811 | 617437 | 12911776 | 13317814 | 11225172 | 10700931 | 10413523 | 14723351 | 24670757 | NA | 8873005 | 9035133 | 8856389 | 8954984 | 9029319 | 8924726 | 8787002 | 8542674 | 8376616 | 8041166 | 7598029 | 8031037 | 8251809 | PNW | 299% | 183.3% | 137.1% | 133.1% | 134% | 155.9% | 146.9% | 6.918% | 6.909% | 5.945% | 6.391% | 6.335% | 7.029% | #VALUE! | 8251809 | 8031037 | 7598029 | 8041166 | 8376616 | 8542674 | 8787002 | 8924726 | 9029319 | 8954984 | 8856389 | 9035133 | 8873005 | NA
Bandon City of | 4058611 | NWPP | USA | OR | NA | 3700 | 3973 | 3165 | 2285 | 5516 | 2580 | 65129 | 61797 | 60327 | NA | NA | NA | NA | NA | 63804 | 63044 | 61957 | 64582 | 64888 | 64860 | 59581 | 58511 | NA | NA | NA | NA | NA | PNW | #VALUE! | #VALUE! | #VALUE! | #VALUE! | #VALUE! | 105.6% | 109.3% | 3.978% | 8.501% | 3.538% | 5.108% | 6.302% | 5.799% | #VALUE! | NA | NA | NA | NA | NA | 58511 | 59581 | 64860 | 64888 | 64582 | 61957 | 63044 | 63804 | NA
Basin Town of | 4058641 | NWPP | USA | WY | NA | NA | 0 | 0 | 0 | 0 | 0 | 12246 | 12075 | 11807 | NA | NA | NA | NA | NA | 10961 | 10524 | 10583 | 11078 | 10438 | 11407 | 9394 | 10759 | NA | NA | NA | NA | NA |  | #VALUE! | #VALUE! | #VALUE! | #VALUE! | #VALUE! | 112.2% | 130.4% | 0% | 0% | 0% | 0% | 0% | #VALUE! | #VALUE! | NA | NA | NA | NA | NA | 10759 | 9394 | 11407 | 10438 | 11078 | 10583 | 10524 | 10961 | NA
Beartooth Electric Cooperative, Inc. | 4058666 | NWPP | USA | MT | NA | 6689 | 3905 | 7494 | 6706 | 8283 | 8451 | 66409 | 63072 | 60417 | 61997 | 61566 | 58038 | 60488 | NA | 62108 | 67986 | 63128 | 64031 | 64228 | 62020 | 59615 | 57810 | 55048 | 56071 | 54961 | 52084 | 51564 |  | 117.3% | 111.4% | 112% | 110.6% | 109.8% | 109.1% | 111.4% | 13.63% | 12.9% | 10.47% | 11.87% | 5.744% | 10.77% | #VALUE! | 51564 | 52084 | 54961 | 56071 | 55048 | 57810 | 59615 | 62020 | 64228 | 64031 | 63128 | 67986 | 62108 | NA
Beaver City Corporation - UT | 4058670 | NWPP | USA | UT | NA | NA | 2495 | 4402 | 14210 | 11582 | 4167 | 29048 | 28269 | 29270 | NA | NA | NA | NA | NA | 29637 | 28670 | 31350 | 28324 | 28676 | 27173 | 25731 | 25216 | NA | NA | NA | NA | NA |  | #VALUE! | #VALUE! | #VALUE! | #VALUE! | #VALUE! | 112.1% | 112.9% | 15.34% | 40.39% | 50.17% | 14.04% | 8.702% | #VALUE! | #VALUE! | NA | NA | NA | NA | NA | 25216 | 25731 | 27173 | 28676 | 28324 | 31350 | 28670 | 29637 | NA
Benton Rural Electric Association | 4058703 | NWPP | USA | WA | NA | 25431 | 31491 | 27975 | 37458 | 41578 | 28483 | 527590 | 529921 | 506893 | 502684 | 479950 | 481828 | 468110 | NA | 554323 | 544304 | 530642 | 565803 | 525959 | 515522 | 491621 | 491051 | 471930 | 464977 | 449110 | 450760 | 431101 | PNW | 108.6% | 106.9% | 106.9% | 108.1% | 107.4% | 107.9% | 107.3% | 5.525% | 7.905% | 6.62% | 5.272% | 5.786% | 4.588% | #VALUE! | 431101 | 450760 | 449110 | 464977 | 471930 | 491051 | 491621 | 515522 | 525959 | 565803 | 530642 | 544304 | 554323 | NA
Big Bend Electric Cooperative, Inc. | 4058726 | NWPP | USA | WA | NA | 27802 | 25023 | 27011 | 27003 | 36080 | 22012 | 483120 | 502014 | 480162 | NA | NA | NA | NA | NA | 493656 | 483953 | 472487 | 506195 | 504036 | 484669 | 455042 | 471023 | NA | NA | NA | NA | NA | PNW | #VALUE! | #VALUE! | #VALUE! | #VALUE! | #VALUE! | 106.6% | 106.2% | 4.542% | 7.158% | 5.335% | 5.717% | 5.171% | 5.632% | #VALUE! | NA | NA | NA | NA | NA | 471023 | 455042 | 484669 | 504036 | 506195 | 472487 | 483953 | 493656 | NA
Big Flat Electric Cooperative Inc. | 4058729 | NWPP | USA | MT | NA | NA | 3340 | 3061 | 3636 | 3412 | 3364 | 30281 | 28964 | 30856 | 32117 | 30978 | 31716 | 30733 | NA | 27049 | 27595 | 27420 | 27399 | 27116 | 26537 | 27339 | 26407 | 30152 | 29969 | 29293 | 29868 | 28779 |  | 106.8% | 106.2% | 105.8% | 107.2% | 102.3% | 109.7% | 110.8% | 12.68% | 12.58% | 13.27% | 11.16% | 12.1% | #VALUE! | #VALUE! | 28779 | 29868 | 29293 | 29969 | 30152 | 26407 | 27339 | 26537 | 27116 | 27399 | 27420 | 27595 | 27049 | NA
Big Horn County Electric Cooperative Inc. | 4058730 | NWPP | USA | MT | NA | 7181 | 6406 | 6560 | 6375 | 5560 | 3913 | 65946 | 65980 | 63227 | 66088 | 67601 | 62995 | 65378 | NA | 63182 | 61118 | 59874 | 60536 | 59359 | 59214 | 60519 | 60715 | 57369 | 60382 | 61495 | 57556 | 57777 |  | 113.2% | 109.4% | 109.9% | 109.4% | 110.2% | 108.7% | 109% | 6.608% | 9.367% | 10.53% | 10.96% | 10.48% | 11.37% | #VALUE! | 57777 | 57556 | 61495 | 60382 | 57369 | 60715 | 60519 | 59214 | 59359 | 60536 | 59874 | 61118 | 63182 | NA
Blachly-Lane County Coop Electric Assn. | 4058753 | NWPP | USA | OR | NA | 6654 | 8773 | 6644 | 8031 | 9099 | 7888 | 153918 | 153250 | 154540 | 151213 | 152981 | 159871 | 167611 | NA | 158523 | 151082 | 133795 | 133740 | 140500 | 145760 | 144733 | 144471 | 147297 | NA | NA | NA | NA | PNW | #VALUE! | #VALUE! | #VALUE! | #VALUE! | 104.9% | 106.1% | 106.3% | 5.412% | 6.476% | 6.005% | 4.966% | 5.807% | 4.197% | #VALUE! | NA | NA | NA | NA | 147297 | 144471 | 144733 | 145760 | 140500 | 133740 | 133795 | 151082 | 158523 | NA
Blaine City of | 4058769 | NWPP | USA | WA | NA | 6180 | 5411 | 4591 | 4486 | 5081 | 4528 | 72133 | 69696 | 66596 | NA | NA | NA | NA | NA | 72810 | 74098 | 70121 | 69791 | 69380 | 70761 | 66917 | 63892 | NA | NA | NA | NA | NA | PNW | #VALUE! | #VALUE! | #VALUE! | #VALUE! | #VALUE! | 109.1% | 107.8% | 6.399% | 7.323% | 6.428% | 6.547% | 7.302% | 8.488% | #VALUE! | NA | NA | NA | NA | NA | 63892 | 66917 | 70761 | 69380 | 69791 | 70121 | 74098 | 72810 | NA
Blanding City of | 4058774 | NWPP | USA | UT | NA | NA | 399 | 352 | 230 | 399 | 0 | 24070 | 23079 | 21619 | NA | NA | NA | NA | NA | 25452 | 25335 | 25623 | 25087 | 24814 | 24140 | 22633 | 21779 | NA | NA | NA | NA | NA |  | #VALUE! | #VALUE! | #VALUE! | #VALUE! | #VALUE! | 106% | 106.3% | 0% | 1.608% | 0.9168% | 1.374% | 1.575% | #VALUE! | #VALUE! | NA | NA | NA | NA | NA | 21779 | 22633 | 24140 | 24814 | 25087 | 25623 | 25335 | 25452 | NA
Bonners Ferry City of | 4058807 | NWPP | USA | ID | NA | NA | 875 | 2905 | 5476 | 4253 | 3326 | 69333 | 71556 | 69062 | NA | NA | NA | NA | NA | 66046 | 66095 | 65040 | 65203 | 65842 | 65202 | 63300 | 70501 | NA | NA | NA | NA | NA | PNW | #VALUE! | #VALUE! | #VALUE! | #VALUE! | #VALUE! | 101.5% | 109.5% | 5.101% | 6.459% | 8.398% | 4.466% | 1.324% | #VALUE! | #VALUE! | NA | NA | NA | NA | NA | 70501 | 63300 | 65202 | 65842 | 65203 | 65040 | 66095 | 66046 | NA
Bonneville Power Administration | 4058810 | NWPP | USA | OR | NA | 0 | 0 | 0 | 0 | 0 | 0 | 96510617 | 87166146 | 88913553 | 90335110 | 101638679 | 69781840 | 99569457 | NA | 7745545 | 7839389 | 7103943 | 4336348 | 950047 | 859383 | 3294576 | 4253848 | 4024286 | 1990044 | 1253735 | 3510285 | 18481190 |  | 538.8% | 1988% | 8107% | 4539% | 2209% | 2049% | 2929% | 0% | 0% | 0% | 0% | 0% | 0% | #VALUE! | 18481190 | 3510285 | 1253735 | 1990044 | 4024286 | 4253848 | 3294576 | 859383 | 950047 | 4336348 | 7103943 | 7839389 | 7745545 | NA
Bountiful City City of | 4058828 | NWPP | USA | UT | NA | 12075 | 11784 | 12412 | 12520 | 17760 | 12487 | 310101 | 298612 | 299459 | 297144 | 296377 | 288177 | 292237 | NA | 293765 | 284715 | 283856 | 288877 | 298429 | 307068 | 296832 | 285630 | 284612 | 281328 | 279337 | 284033 | 292237 |  | 100% | 101.5% | 106.1% | 105.6% | 105.2% | 104.5% | 104.5% | 4.067% | 5.951% | 4.334% | 4.373% | 4.139% | 4.11% | #VALUE! | 292237 | 284033 | 279337 | 281328 | 284612 | 285630 | 296832 | 307068 | 298429 | 288877 | 283856 | 284715 | 293765 | NA
Brigham City Corporation | 4058870 | NWPP | USA | UT | NA | 7659 | 5528 | 6043 | 4872 | 5676 | 5050 | 155375 | 150857 | 150609 | NA | NA | 146088 | NA | NA | 150835 | 146713 | 143215 | 136385 | 146107 | 147994 | 142499 | 137863 | NA | NA | NA | 137440 | NA |  | #VALUE! | 106.3% | #VALUE! | #VALUE! | #VALUE! | 109.4% | 109% | 3.412% | 3.885% | 3.572% | 4.22% | 3.768% | 5.078% | #VALUE! | NA | 137440 | NA | NA | NA | 137863 | 142499 | 147994 | 146107 | 136385 | 143215 | 146713 | 150835 | NA
Burley City of | 4058927 | NWPP | USA | ID | NA | 0 | 6548 | 6532 | 6548 | 7138 | 4151 | 115400 | 111043 | 116907 | NA | NA | NA | NA | NA | 110799 | 113852 | 113536 | 113418 | 116281 | 104042 | 101768 | 97698 | NA | NA | NA | NA | NA | PNW | #VALUE! | #VALUE! | #VALUE! | #VALUE! | #VALUE! | 113.7% | 113.4% | 3.99% | 6.139% | 5.773% | 5.753% | 5.751% | 0% | #VALUE! | NA | NA | NA | NA | NA | 97698 | 101768 | 104042 | 116281 | 113418 | 113536 | 113852 | 110799 | NA
Canby City of | 4059006 | NWPP | USA | OR | NA | 7063 | 7137 | 5390 | 7218 | 6016 | 8366 | 165491 | 159548 | 156239 | NA | NA | NA | NA | NA | 168684 | 169665 | 164988 | 169421 | 169995 | 162549 | 158730 | 154206 | NA | NA | NA | NA | NA | PNW | #VALUE! | #VALUE! | #VALUE! | #VALUE! | #VALUE! | 103.5% | 104.3% | 5.147% | 3.539% | 4.26% | 3.267% | 4.207% | 4.187% | #VALUE! | NA | NA | NA | NA | NA | 154206 | 158730 | 162549 | 169995 | 169421 | 164988 | 169665 | 168684 | NA
Carbon Power & Light, Inc. | 4059024 | NWPP | USA | WY | NA | 5056 | 3027 | 2614 | 4110 | 7296 | 6363 | 93493 | 90657 | 91203 | 91150 | 97993 | 93671 | 88134 | NA | 166944 | 201011 | 124778 | 94328 | 89515 | 86541 | 85219 | 82448 | 82770 | 84114 | 89643 | 85840 | 78628 |  | 112.1% | 109.1% | 109.3% | 108.4% | 110.2% | 110% | 109.7% | 7.353% | 8.151% | 4.357% | 2.095% | 1.506% | 3.029% | #VALUE! | 78628 | 85840 | 89643 | 84114 | 82770 | 82448 | 85219 | 86541 | 89515 | 94328 | 124778 | 201011 | 166944 | NA
Cascade Locks City of | 4059050 | NWPP | USA | OR | NA | NA | 452 | 615 | 1000 | 1420 | 837 | 21961 | 21221 | 20461 | NA | NA | NA | NA | NA | 17739 | 19430 | 19010 | 20559 | 21117 | 21789 | 20856 | 20339 | NA | NA | NA | NA | NA | PNW | #VALUE! | #VALUE! | #VALUE! | #VALUE! | #VALUE! | 104.3% | 105.3% | 3.841% | 6.724% | 4.864% | 3.235% | 2.326% | #VALUE! | #VALUE! | NA | NA | NA | NA | NA | 20339 | 20856 | 21789 | 21117 | 20559 | 19010 | 19430 | 17739 | NA
Central Electric Cooperative, Inc. | 4059099 | NWPP | USA | OR | NA | 47130 | 44122 | 40616 | 45273 | 50539 | 48550 | 667515 | 622742 | 588197 | NA | NA | NA | NA | NA | 647088 | 653331 | 643955 | 678367 | 675256 | 651720 | 623050 | 571557 | NA | NA | NA | NA | NA | PNW | #VALUE! | #VALUE! | #VALUE! | #VALUE! | #VALUE! | 109% | 107.1% | 7.45% | 7.484% | 6.674% | 6.307% | 6.753% | 7.283% | #VALUE! | NA | NA | NA | NA | NA | 571557 | 623050 | 651720 | 675256 | 678367 | 643955 | 653331 | 647088 | NA
Central Lincoln People's Util Dept | 4059115 | NWPP | USA | OR | NA | 16802 | 22867 | 29801 | 37365 | 34417 | 36681 | 1351735 | 1327769 | 1307586 | 1280837 | 1284941 | 1191706 | 1267655 | NA | 1311039 | 1274347 | 1212851 | 1200311 | 1268171 | 1207402 | 1309389 | 1292369 | 1273662 | 1239578 | 1258073 | 1154607 | 1237105 | PNW | 102.5% | 103.2% | 102.1% | 103.3% | 102.7% | 102.7% | 103.2% | 3.038% | 2.714% | 3.113% | 2.457% | 1.794% | 1.282% | #VALUE! | 1237105 | 1154607 | 1258073 | 1239578 | 1273662 | 1292369 | 1309389 | 1207402 | 1268171 | 1200311 | 1212851 | 1274347 | 1311039 | NA
Central Montana Electric Power Cooperative, Inc. | 4099096 | NWPP | USA | MT | NA | NA | 0 | 0 | 0 | 0 | 0 | 565784 | 501889 | 736503 | NA | NA | 878992 | 905760 | NA | NA | NA | NA | NA | NA | NA | NA | NA | NA | NA | NA | NA | NA |  | #VALUE! | #VALUE! | #VALUE! | #VALUE! | #VALUE! | #VALUE! | #VALUE! | #VALUE! | #VALUE! | #VALUE! | #VALUE! | #VALUE! | #VALUE! | #VALUE! | NA | NA | NA | NA | NA | NA | NA | NA | NA | NA | NA | NA | NA | NA
Centralia City of WA | 4059137 | NWPP | USA | WA | NA | 11807 | 10949 | 12372 | 10907 | 14004 | 12733 | 251771 | 241025 | 235513 | 238511 | 237652 | 234642 | 245059 | NA | 260827 | 269141 | 259780 | 266731 | 267180 | 253019 | 234779 | 229336 | 226189 | 226511 | 225440 | 221999 | 230602 | PNW | 106.3% | 105.7% | 105.4% | 105.3% | 104.1% | 105.1% | 107.2% | 5.032% | 5.241% | 4.089% | 4.762% | 4.068% | 4.527% | #VALUE! | 230602 | 221999 | 225440 | 226511 | 226189 | 229336 | 234779 | 253019 | 267180 | 266731 | 259780 | 269141 | 260827 | NA
Chelan County Public Utility District No. 1 | 4064171 | NWPP | USA | WA | NA | 4737 | 17408 | 800 | 10014 | 51724 | 167386 | 10080322 | 9772686 | 10767328 | 10457954 | 10770991 | 8119707 | 11109853 | NA | 1542386 | 1571555 | 1521332 | 1635078 | 1534846 | 1498747 | 1487665 | 1423096 | 1360591 | 1334911 | 1312198 | 1332272 | 1350015 | PNW | 822.9% | 609.5% | 820.8% | 783.4% | 791.4% | 686.7% | 677.6% | 11.17% | 3.37% | 0.6124% | 0.05259% | 1.108% | 0.3071% | #VALUE! | 1350015 | 1332272 | 1312198 | 1334911 | 1360591 | 1423096 | 1487665 | 1498747 | 1534846 | 1635078 | 1521332 | 1571555 | 1542386 | NA
Cheney City of | 4059170 | NWPP | USA | WA | NA | 7108 | 5536 | 3751 | 5875 | 13486 | 7780 | 125051 | 122364 | 118375 | NA | NA | NA | NA | NA | 132226 | 132300 | 129652 | 131548 | 120098 | 121476 | 118971 | 114658 | NA | NA | NA | NA | NA | PNW | #VALUE! | #VALUE! | #VALUE! | #VALUE! | #VALUE! | 106.7% | 105.1% | 6.405% | 11.23% | 4.466% | 2.893% | 4.184% | 5.376% | #VALUE! | NA | NA | NA | NA | NA | 114658 | 118971 | 121476 | 120098 | 131548 | 129652 | 132300 | 132226 | NA
Chewelah City of | 4059188 | NWPP | USA | WA | NA | NA | 1007 | 214 | 1260 | 2114 | 1456 | 23753 | 23499 | 23077 | NA | NA | NA | NA | NA | 22800 | 21749 | 22140 | 22674 | 22206 | 21452 | 22051 | 21093 | NA | NA | NA | NA | NA | PNW | #VALUE! | #VALUE! | #VALUE! | #VALUE! | #VALUE! | 111.4% | 107.7% | 6.787% | 9.52% | 5.557% | 0.9666% | 4.63% | #VALUE! | #VALUE! | NA | NA | NA | NA | NA | 21093 | 22051 | 21452 | 22206 | 22674 | 22140 | 21749 | 22800 | NA
Clark Public Utilities | 4062463 | NWPP | USA | WA | NA | 212419 | 176466 | 162284 | 170829 | 174083 | 169506 | 4984678 | 4611205 | 4480478 | 4296967 | 4308988 | 4708516 | 4887698 | NA | 4354792 | 4466548 | 4350530 | 4533034 | 4661506 | 4542445 | 4429952 | 4289629 | 4202563 | 4081653 | 4029289 | 3984998 | 4213247 | PNW | 116% | 118.2% | 106.9% | 105.3% | 106.6% | 107.5% | 112.5% | 3.732% | 3.734% | 3.769% | 3.73% | 3.951% | 4.878% | #VALUE! | 4213247 | 3984998 | 4029289 | 4081653 | 4202563 | 4289629 | 4429952 | 4542445 | 4661506 | 4533034 | 4350530 | 4466548 | 4354792 | NA
Clatskanie People's Utility District | 4059251 | NWPP | USA | OR | NA | 42950 | 42083 | 84622 | 25742 | 48681 | 31907 | 1260678 | 1096790 | 1227989 | 1263743 | 1320400 | 891656 | 641850 | NA | 970591 | 970782 | 954008 | 972378 | 1036387 | 993079 | 1009445 | 980294 | 1000571 | 877211 | 796692 | 618247 | 639695 | PNW | 100.3% | 144.2% | 165.7% | 144.1% | 122.7% | 111.9% | 124.9% | 3.213% | 4.697% | 2.647% | 8.87% | 4.335% | 4.425% | #VALUE! | 639695 | 618247 | 796692 | 877211 | 1000571 | 980294 | 1009445 | 993079 | 1036387 | 972378 | 954008 | 970782 | 970591 | NA
Clearwater Power Company | 4059261 | NWPP | USA | ID | NA | 12958 | 13539 | 12468 | 13635 | 15754 | 14291 | 204513 | 198912 | 193246 | 187864 | 186978 | 182893 | 194325 | NA | 181038 | 184906 | 176507 | 184846 | 191484 | 192480 | 189716 | 182198 | 179774 | 173651 | 172846 | 173472 | 179086 | PNW | 108.5% | 105.4% | 108.2% | 108.2% | 107.5% | 109.2% | 107.8% | 7.425% | 8.227% | 7.376% | 7.064% | 7.322% | 7.158% | #VALUE! | 179086 | 173472 | 172846 | 173651 | 179774 | 182198 | 189716 | 192480 | 191484 | 184846 | 176507 | 184906 | 181038 | NA
Columbia Basin Electric Cooperative Inc. | 4059348 | NWPP | USA | OR | NA | 6121 | 8607 | 9577 | 5209 | 5094 | 8408 | 96935 | 101000 | 101800 | 101432 | 97918 | 94784 | 94470 | NA | 104884 | 99239 | 94136 | 102663 | 96176 | 92889 | 89124 | 92000 | 93800 | 92254 | 89141 | 86852 | 86441 | PNW | 109.3% | 109.1% | 109.8% | 109.9% | 108.5% | 109.8% | 108.8% | 9.052% | 5.297% | 5.074% | 10.17% | 8.673% | 5.836% | #VALUE! | 86441 | 86852 | 89141 | 92254 | 93800 | 92000 | 89124 | 92889 | 96176 | 102663 | 94136 | 99239 | 104884 | NA
Columbia Power Cooperative Association Inc. | 4059363 | NWPP | USA | OR | NA | 2726 | 3017 | 2807 | 2806 | 3101 | 3128 | 27559 | 26934 | 26338 | 27420 | 29174 | 28468 | 28900 | NA | 24084 | 23845 | 23941 | 26069 | 24770 | 24472 | 24198 | 23587 | 23335 | 24168 | 25799 | 25216 | 25332 | PNW | 114.1% | 112.9% | 113.1% | 113.5% | 112.9% | 114.2% | 113.9% | 12.78% | 12.52% | 10.76% | 11.72% | 12.65% | 11.32% | #VALUE! | 25332 | 25216 | 25799 | 24168 | 23335 | 23587 | 24198 | 24472 | 24770 | 26069 | 23941 | 23845 | 24084 | NA
Columbia River Peoples Utility District | 4059364 | NWPP | USA | OR | NA | 14468 | 15596 | 11378 | 15476 | 15146 | 13970 | 526636 | 505099 | 483452 | 471072 | 477200 | 455303 | 374975 | NA | 461062 | 477344 | 451997 | 471726 | 513719 | 501446 | 512677 | 488199 | 468498 | 454802 | 461209 | 441100 | 359127 | PNW | 104.4% | 103.2% | 103.5% | 103.6% | 103.2% | 103.5% | 102.7% | 2.786% | 2.948% | 3.281% | 2.517% | 3.267% | 3.138% | #VALUE! | 359127 | 441100 | 461209 | 454802 | 468498 | 488199 | 512677 | 501446 | 513719 | 471726 | 451997 | 477344 | 461062 | NA
Columbia Rural Elec Assn Inc | 4059365 | NWPP | USA | WA | NA | 12195 | 10115 | 18347 | 18476 | 13287 | 11002 | 278221 | 287498 | 275962 | 283580 | 268928 | 255150 | 263650 | NA | 298338 | 306425 | 284520 | 297558 | 290662 | 279988 | 259489 | 274072 | 261825 | 267795 | 255523 | 241258 | 249871 | PNW | 105.5% | 105.8% | 105.2% | 105.9% | 105.4% | 104.9% | 107.2% | 3.929% | 4.571% | 6.209% | 6.448% | 3.301% | 4.088% | #VALUE! | 249871 | 241258 | 255523 | 267795 | 261825 | 274072 | 259489 | 279988 | 290662 | 297558 | 284520 | 306425 | 298338 | NA
Consumers Power Inc | 4059425 | NWPP | USA | OR | NA | 29898 | 33460 | 20526 | 29138 | 32470 | 28571 | 410326 | 393609 | 384587 | 376554 | 373781 | 365633 | 376705 | NA | 392705 | 390653 | 383476 | 394669 | 395499 | 388248 | 382306 | 364925 | 360195 | NA | NA | NA | NA | PNW | #VALUE! | #VALUE! | #VALUE! | #VALUE! | 106.8% | 107.9% | 107.3% | 7.359% | 8.21% | 7.383% | 5.353% | 8.565% | 7.613% | #VALUE! | NA | NA | NA | NA | 360195 | 364925 | 382306 | 388248 | 395499 | 394669 | 383476 | 390653 | 392705 | NA
Coos-Curry Electric Coop Inc | 4059437 | NWPP | USA | OR | NA | 17168 | 17279 | 17153 | 16900 | 17627 | 17066 | 359624 | 345204 | 336558 | 336000 | 339772 | 334604 | 335573 | NA | 338679 | 340074 | 337569 | 333813 | 347366 | 342629 | 339032 | 328364 | 324979 | NA | NA | NA | NA | PNW | #VALUE! | #VALUE! | #VALUE! | #VALUE! | 103.6% | 105.1% | 106.1% | 4.981% | 5.074% | 5.063% | 5.081% | 5.081% | 5.069% | #VALUE! | NA | NA | NA | NA | 324979 | 328364 | 339032 | 342629 | 347366 | 333813 | 337569 | 340074 | 338679 | NA
Coulee Dam City of | 4059467 | NWPP | USA | WA | NA | NA | 255 | 514 | 175 | -224 | 638 | 18314 | 18665 | 19388 | NA | NA | NA | NA | NA | 16634 | 17341 | 16490 | 18904 | 18257 | 17766 | 17543 | 18044 | NA | NA | NA | NA | NA | PNW | #VALUE! | #VALUE! | #VALUE! | #VALUE! | #VALUE! | 103.4% | 104.4% | 3.591% | -1.227% | 0.9257% | 3.117% | 1.471% | #VALUE! | #VALUE! | NA | NA | NA | NA | NA | 18044 | 17543 | 17766 | 18257 | 18904 | 16490 | 17341 | 16634 | NA
Deaver City of | 4059589 | NWPP | USA | WY | NA | NA | 59 | 88 | 6 | 41 | 28 | 1035 | 977 | 934 | NA | NA | NA | NA | NA | 746 | 666 | 869 | 983 | 935 | 928 | 877 | 870 | NA | NA | NA | NA | NA |  | #VALUE! | #VALUE! | #VALUE! | #VALUE! | #VALUE! | 112.3% | 118% | 3.017% | 4.385% | 0.6104% | 10.13% | 8.859% | #VALUE! | #VALUE! | NA | NA | NA | NA | NA | 870 | 877 | 928 | 935 | 983 | 869 | 666 | 746 | NA
Declo City of | 4059594 | NWPP | USA | ID | NA | NA | 212 | 0 | 74 | 361 | 328 | 3032 | 2377 | 3115 | NA | NA | NA | NA | NA | 3002 | 2672 | 4679 | 2499 | 2534 | 2450 | 2397 | 2119 | NA | NA | NA | NA | NA | PNW | #VALUE! | #VALUE! | #VALUE! | #VALUE! | #VALUE! | 112.2% | 126.5% | 13.39% | 14.25% | 2.961% | 0% | 7.934% | #VALUE! | #VALUE! | NA | NA | NA | NA | NA | 2119 | 2397 | 2450 | 2534 | 2499 | 4679 | 2672 | 3002 | NA
Deseret Generation & Transmission Cooperative | 4059624 | NWPP | USA | UT | 83935 | 186643 | 212502 | 151996 | 145844 | 187913 | 211630 | 5735703 | 5719876 | 5810063 | 5411362 | 5234511 | 5870845 | 4129727 | NA | 33194 | 32595 | 30322 | 31318 | 31095 | 27267 | 27941 | 29644 | 29006 | 32743 | 34379 | 31132 | 26375 |  | 15658% | 18858% | 15226% | 16527% | 20031% | 19295% | 20528% | 776.1% | 604.3% | 465.7% | 501.3% | 651.9% | 562.3% | #VALUE! | 26375 | 31132 | 34379 | 32743 | 29006 | 29644 | 27941 | 27267 | 31095 | 31318 | 30322 | 32595 | 33194 | NA
Dixie Escalante R E A Inc | 4059659 | NWPP | USA | UT | NA | 20728 | 21311 | 20207 | 20170 | 20244 | 23023 | 329596 | 286311 | 267549 | NA | NA | NA | NA | NA | 392574 | 373164 | 372649 | 370995 | 371368 | 352106 | 309344 | 269161 | 250537 | NA | NA | NA | NA |  | #VALUE! | #VALUE! | #VALUE! | #VALUE! | 106.8% | 106.4% | 106.5% | 6.539% | 5.451% | 5.437% | 5.423% | 5.711% | 5.28% | #VALUE! | NA | NA | NA | NA | 250537 | 269161 | 309344 | 352106 | 371368 | 370995 | 372649 | 373164 | 392574 | NA
Douglas Electric Cooperative, Inc. - OR | 4059682 | NWPP | USA | OR | NA | 11935 | 13179 | 9474 | 12409 | 12296 | 12293 | 163886 | 160418 | 155630 | 153480 | 156609 | 159400 | 160224 | NA | 146412 | 148362 | 145543 | 149705 | 152672 | 150923 | 151597 | 148211 | 143367 | 141392 | 144244 | 148536 | 147583 | PNW | 108.6% | 107.3% | 108.6% | 108.5% | 108.6% | 108.2% | 108.1% | 8.145% | 8.054% | 8.289% | 6.509% | 8.883% | 8.152% | #VALUE! | 147583 | 148536 | 144244 | 141392 | 143367 | 148211 | 151597 | 150923 | 152672 | 149705 | 145543 | 148362 | 146412 | NA
Drain City of | 4059694 | NWPP | USA | OR | NA | NA | 205 | 695 | 627 | 876 | 838 | 21018 | 20511 | 20465 | NA | NA | NA | NA | NA | 15758 | 16846 | 14830 | 16885 | 19992 | 20534 | 20250 | 20469 | NA | NA | NA | NA | NA | PNW | #VALUE! | #VALUE! | #VALUE! | #VALUE! | #VALUE! | 100.2% | 103.8% | 4.081% | 4.382% | 3.713% | 4.686% | 1.217% | #VALUE! | #VALUE! | NA | NA | NA | NA | NA | 20469 | 20250 | 20534 | 19992 | 16885 | 14830 | 16846 | 15758 | NA
East End Mutual Elec Co Ltd | 4059742 | NWPP | USA | ID | NA | NA | 0 | 0 | 0 | 2026 | 1845 | 20001 | 20500 | 22000 | NA | NA | NA | NA | NA | 23000 | 21000 | 20000 | 20000 | 21122 | 19900 | 20000 | 18777 | NA | NA | NA | NA | NA | PNW | #VALUE! | #VALUE! | #VALUE! | #VALUE! | #VALUE! | 109.2% | 100% | 9.271% | 9.592% | 0% | 0% | 0% | #VALUE! | #VALUE! | NA | NA | NA | NA | NA | 18777 | 20000 | 19900 | 21122 | 20000 | 20000 | 21000 | 23000 | NA
Eatonville Town of | 4059768 | NWPP | USA | WA | NA | NA | 1273 | 1260 | 1925 | 2611 | 2679 | 27805 | 26063 | 24758 | NA | NA | NA | NA | NA | 27745 | 29507 | 27138 | 27271 | 25754 | 26475 | 25659 | 24292 | NA | NA | NA | NA | NA | PNW | #VALUE! | #VALUE! | #VALUE! | #VALUE! | #VALUE! | 107.3% | 108.4% | 10.12% | 10.14% | 7.059% | 4.643% | 4.314% | #VALUE! | #VALUE! | NA | NA | NA | NA | NA | 24292 | 25659 | 26475 | 25754 | 27271 | 27138 | 29507 | 27745 | NA
Ellensburg City of | 4059838 | NWPP | USA | WA | NA | 6417 | 9612 | 7304 | 15135 | 11795 | 6918 | 201944 | 191864 | 192129 | 189577 | 186898 | 185391 | 197552 | NA | 202148 | 196030 | 194315 | 216505 | 200468 | 200255 | 199332 | 189945 | 179769 | 183899 | 174454 | 181849 | 182761 | PNW | 108.1% | 101.9% | 107.1% | 103.1% | 106.9% | 101% | 101.3% | 3.455% | 5.884% | 6.991% | 3.759% | 4.903% | 3.174% | #VALUE! | 182761 | 181849 | 174454 | 183899 | 179769 | 189945 | 199332 | 200255 | 200468 | 216505 | 194315 | 196030 | 202148 | NA
Elmhurst Mutual Power & Light Co | 4059844 | NWPP | USA | WA | NA | 10181 | 4200 | 7602 | 11665 | 14500 | 11109 | 270266 | 266959 | 261188 | NA | NA | NA | NA | NA | 260571 | 275352 | 259028 | 269749 | 268970 | 263213 | 258432 | 252664 | NA | NA | NA | NA | NA | PNW | #VALUE! | #VALUE! | #VALUE! | #VALUE! | #VALUE! | 105.7% | 104.6% | 4.221% | 5.391% | 4.324% | 2.935% | 1.525% | 3.907% | #VALUE! | NA | NA | NA | NA | NA | 252664 | 258432 | 263213 | 268970 | 269749 | 259028 | 275352 | 260571 | NA
Emerald People's Utility District | 4059851 | NWPP | USA | OR | NA | 20429 | 22486 | 25163 | 26085 | 27033 | 30361 | 480516 | 468491 | 446670 | 440310 | 434715 | 460467 | 460467 | NA | 571604 | 754422 | 741965 | 744379 | 443244 | 450853 | 455482 | 784690 | 415859 | 420017 | 411286 | 431307 | 431307 | PNW | 106.8% | 106.8% | 105.7% | 104.8% | 107.4% | 59.7% | 105.5% | 6.734% | 6.099% | 3.504% | 3.391% | 2.981% | 3.574% | #VALUE! | 431307 | 431307 | 411286 | 420017 | 415859 | 784690 | 455482 | 450853 | 443244 | 744379 | 741965 | 754422 | 571604 | NA
Energy Northwest | 4082572 | NWPP | USA | WA | NA | 0 | 0 | 0 | 0 | 0 | 0 | 9699978 | 8460593 | 9232256 | 7828668 | 9560053 | 8311719 | 8372691 | NA | NA | NA | NA | NA | NA | NA | NA | NA | NA | NA | NA | NA | NA |  | #VALUE! | #VALUE! | #VALUE! | #VALUE! | #VALUE! | #VALUE! | #VALUE! | #VALUE! | #VALUE! | #VALUE! | #VALUE! | #VALUE! | #VALUE! | #VALUE! | NA | NA | NA | NA | NA | NA | NA | NA | NA | NA | NA | NA | NA | NA
Enterprise City of UT | 4059898 | NWPP | USA | UT | NA | NA | 280 | 678 | 502 | 431 | 910 | 7611 | 7161 | 6941 | NA | NA | NA | NA | NA | 8730 | 8972 | 8584 | 8219 | 8382 | 7498 | 7282 | 6897 | NA | NA | NA | NA | NA |  | #VALUE! | #VALUE! | #VALUE! | #VALUE! | #VALUE! | 103.8% | 104.5% | 12.14% | 5.142% | 6.108% | 7.898% | 3.121% | #VALUE! | #VALUE! | NA | NA | NA | NA | NA | 6897 | 7282 | 7498 | 8382 | 8219 | 8584 | 8972 | 8730 | NA
Ephraim City of | 4059903 | NWPP | USA | UT | NA | NA | 0 | 0 | 942 | 0 | 0 | 33061 | 31232 | 31232 | NA | NA | NA | NA | NA | 34869 | 33425 | 39415 | 32244 | 32619 | 32618 | 29924 | 28841 | NA | NA | NA | NA | NA |  | #VALUE! | #VALUE! | #VALUE! | #VALUE! | #VALUE! | 108.3% | 110.5% | 0% | 0% | 2.921% | 0% | 0% | #VALUE! | #VALUE! | NA | NA | NA | NA | NA | 28841 | 29924 | 32618 | 32619 | 32244 | 39415 | 33425 | 34869 | NA
Eugene City of | 4059938 | NWPP | USA | OR | NA | 93014 | 0 | 0 | 86544 | 87180 | 55204 | 4088767 | 3381152 | 5088465 | 4974330 | 4493668 | 4019319 | 3699328 | NA | 2364611 | 2410101 | 2399801 | 2406878 | 2625659 | 2728684 | 2689923 | 2663174 | 2634133 | 2542158 | 2542729 | 2671516 | 2844528 | PNW | 130.1% | 150.5% | 176.7% | 195.7% | 193.2% | 127% | 152% | 2.023% | 3.32% | 3.596% | 0% | 0% | 3.934% | #VALUE! | 2844528 | 2671516 | 2542729 | 2542158 | 2634133 | 2663174 | 2689923 | 2728684 | 2625659 | 2406878 | 2399801 | 2410101 | 2364611 | NA
Fairview City Corp | 4059964 | NWPP | USA | UT | NA | NA | 0 | 0 | 0 | 52 | 52 | 6563 | 6926 | 7002 | NA | NA | NA | NA | NA | 7405 | 7771 | 7667 | 7446 | 8294 | 7000 | 6287 | 6650 | NA | NA | NA | NA | NA |  | #VALUE! | #VALUE! | #VALUE! | #VALUE! | #VALUE! | 104.2% | 104.4% | 0.7429% | 0.627% | 0% | 0% | 0% | #VALUE! | #VALUE! | NA | NA | NA | NA | NA | 6650 | 6287 | 7000 | 8294 | 7446 | 7667 | 7771 | 7405 | NA
Fall River Rural Elec Coop Inc | 4059970 | NWPP | USA | ID | NA | 18306 | 22538 | 19143 | 21584 | 20359 | 22885 | 269201 | 247211 | 242917 | NA | NA | NA | NA | NA | 284654 | 273304 | 274339 | 273657 | 286469 | 271426 | 243649 | 225054 | 222121 | NA | NA | NA | NA | PNW | #VALUE! | #VALUE! | #VALUE! | #VALUE! | 109.4% | 109.8% | 110.5% | 8.431% | 7.107% | 7.887% | 6.978% | 8.246% | 6.431% | #VALUE! | NA | NA | NA | NA | 222121 | 225054 | 243649 | 271426 | 286469 | 273657 | 274339 | 273304 | 284654 | NA
Fallon City of | 4059971 | NWPP | USA | NV | NA | NA | 4100 | 4250 | 4531 | 4627 | 4062 | 81455 | 74227 | 72577 | NA | NA | NA | NA | NA | 75749 | 76171 | 75012 | 72393 | 78148 | 80347 | 72804 | 71906 | NA | NA | NA | NA | NA |  | #VALUE! | #VALUE! | #VALUE! | #VALUE! | #VALUE! | 103.2% | 111.9% | 5.056% | 5.921% | 6.259% | 5.666% | 5.383% | #VALUE! | #VALUE! | NA | NA | NA | NA | NA | 71906 | 72804 | 80347 | 78148 | 72393 | 75012 | 76171 | 75749 | NA
Farmers Electric Company, Ltd | 4059979 | NWPP | USA | ID | NA | NA | 326 | 236 | 299 | 379 | 349 | 4256 | 4215 | 4180 | NA | NA | NA | NA | NA | 4034 | 4246 | 4137 | 4198 | 4234 | 3993 | 3884 | 3814 | NA | NA | NA | NA | NA | PNW | #VALUE! | #VALUE! | #VALUE! | #VALUE! | #VALUE! | 110.5% | 109.6% | 8.74% | 8.951% | 7.122% | 5.705% | 7.678% | #VALUE! | #VALUE! | NA | NA | NA | NA | NA | 3814 | 3884 | 3993 | 4234 | 4198 | 4137 | 4246 | 4034 | NA
Fergus Electric Cooperative Inc. | 4060008 | NWPP | USA | MT | NA | 11000 | 7816 | 13832 | 12783 | 8987 | 6266 | 135229 | 121177 | 84506 | 84367 | 82616 | 79284 | 87660 | NA | 198000 | 192666 | 197271 | 144906 | 125192 | 125731 | 128773 | 109006 | 76963 | 75564 | 74248 | 72532 | 73425 |  | 119.4% | 109.3% | 111.3% | 111.6% | 109.8% | 111.2% | 105% | 4.984% | 7.179% | 8.822% | 7.012% | 4.057% | 5.556% | #VALUE! | 73425 | 72532 | 74248 | 75564 | 76963 | 109006 | 128773 | 125731 | 125192 | 144906 | 197271 | 192666 | 198000 | NA
Fillmore City Corporation | 4060013 | NWPP | USA | UT | NA | NA | 943 | 614 | 981 | 1006 | 3072 | 38384 | 36107 | 34991 | NA | NA | NA | NA | NA | 33546 | 32314 | 33170 | 32719 | 33663 | 34618 | 35465 | 32806 | NA | NA | NA | NA | NA |  | #VALUE! | #VALUE! | #VALUE! | #VALUE! | #VALUE! | 110.1% | 108.2% | 8.874% | 2.988% | 2.998% | 1.851% | 2.918% | #VALUE! | #VALUE! | NA | NA | NA | NA | NA | 32806 | 35465 | 34618 | 33663 | 32719 | 33170 | 32314 | 33546 | NA
Flathead Electric Cooperative, Inc. | 4060029 | NWPP | USA | MT | NA | 61942 | 68093 | 72184 | 69626 | 70681 | 78579 | 1448148 | 1410789 | 1349236 | 1359308 | 1425389 | 1212605 | 1884242 | NA | 1347516 | 1346167 | 1308075 | 1305453 | 1369699 | 1370621 | 1380361 | 1304519 | 1274131 | NA | NA | NA | NA | PNW | #VALUE! | #VALUE! | #VALUE! | #VALUE! | 105.9% | 108.1% | 104.9% | 5.733% | 5.16% | 5.333% | 5.518% | 5.058% | 4.597% | #VALUE! | NA | NA | NA | NA | 1274131 | 1304519 | 1380361 | 1370621 | 1369699 | 1305453 | 1308075 | 1346167 | 1347516 | NA
Flowell Electric Association, Inc. | 4060054 | NWPP | USA | UT | NA | NA | 2619 | 2604 | 3021 | 3745 | 2888 | 29824 | 26576 | 26330 | NA | NA | NA | NA | NA | 31965 | 25079 | 27556 | 30458 | 28012 | 28096 | 26613 | 24172 | 23657 | NA | NA | NA | NA |  | #VALUE! | #VALUE! | #VALUE! | #VALUE! | 111.3% | 109.9% | 112.1% | 10.28% | 13.37% | 9.919% | 9.45% | 10.44% | #VALUE! | #VALUE! | NA | NA | NA | NA | 23657 | 24172 | 26613 | 28096 | 28012 | 30458 | 27556 | 25079 | 31965 | NA
Forest Grove City of | 4060068 | NWPP | USA | OR | NA | 9163 | 8582 | 3942 | 10944 | 12230 | 8900 | 257093 | 256092 | 259177 | 252169 | 248129 | 244306 | 255037 | NA | 232553 | 233750 | 230143 | 236719 | 249549 | 248270 | 247274 | 249995 | 250250 | 239219 | 239810 | 237356 | 253077 | PNW | 100.8% | 102.9% | 103.5% | 105.4% | 103.6% | 102.4% | 104% | 3.585% | 4.901% | 4.623% | 1.713% | 3.671% | 3.94% | #VALUE! | 253077 | 237356 | 239810 | 239219 | 250250 | 249995 | 247274 | 248270 | 249549 | 236719 | 230143 | 233750 | 232553 | NA
Garkane Energy Cooperative Inc. | 4082545 | NWPP | USA | UT | NA | 21849 | 23012 | 20692 | 21397 | 20270 | 19289 | 189245 | 173757 | 152172 | 136413 | 133605 | 130497 | 131884 | NA | 233314 | 237007 | 233919 | 211649 | 194056 | 182797 | 171081 | 157640 | 138136 | 124231 | 122216 | 120218 | NA |  | #VALUE! | 108.6% | 109.3% | 109.8% | 110.2% | 110.2% | 110.6% | 10.55% | 10.45% | 10.11% | 8.846% | 9.709% | 9.365% | #VALUE! | NA | 120218 | 122216 | 124231 | 138136 | 157640 | 171081 | 182797 | 194056 | 211649 | 233919 | 237007 | 233314 | NA
Glacier Electric Coop Inc | 4060230 | NWPP | USA | MT | NA | 15192 | 14779 | 18689 | 17646 | 16178 | 14884 | 170610 | 170018 | 170509 | 169930 | 171438 | 165679 | 170193 | NA | 169141 | 170953 | 161033 | 163893 | 164163 | 161612 | 155508 | 155460 | 155606 | NA | NA | NA | NA | PNW | #VALUE! | #VALUE! | #VALUE! | #VALUE! | 109.6% | 109.4% | 109.7% | 9.21% | 9.855% | 10.77% | 11.61% | 8.645% | 8.982% | #VALUE! | NA | NA | NA | NA | 155606 | 155460 | 155508 | 161612 | 164163 | 163893 | 161033 | 170953 | 169141 | NA
Grant County Public Utility District | 4062481 | NWPP | USA | WA | NA | 180076 | 201686 | 148431 | 175698 | 164847 | 183009 | 11641398 | 10371417 | 10347820 | 10176912 | 11559037 | 10924513 | 11520933 | NA | 3930023 | 4022551 | 3878190 | 3693343 | 3553474 | 3256927 | 3143916 | 3018611 | 2892344 | 2791272 | 2439741 | 2660306 | 2859861 | PNW | 402.8% | 410.6% | 473.8% | 364.6% | 357.8% | 343.6% | 370.3% | 5.619% | 4.639% | 4.757% | 3.827% | 5.014% | 4.582% | #VALUE! | 2859861 | 2660306 | 2439741 | 2791272 | 2892344 | 3018611 | 3143916 | 3256927 | 3553474 | 3693343 | 3878190 | 4022551 | 3930023 | NA
Harney Electric Cooperative Inc. | 4060411 | NWPP | USA | OR | NA | 21054 | 18864 | 16778 | 18237 | 20454 | 20219 | 173740 | 164092 | NA | NA | NA | 186929 | 173939 | NA | 199548 | 158659 | 162794 | 173395 | 181530 | 186414 | 155800 | 145530 | 164796 | 164035 | 165314 | 168501 | 155743 | PNW | 111.7% | 110.9% | #VALUE! | #VALUE! | #VALUE! | 112.8% | 111.5% | 10.85% | 11.27% | 10.52% | 10.31% | 11.89% | 10.55% | #VALUE! | 155743 | 168501 | 165314 | 164035 | 164796 | 145530 | 155800 | 186414 | 181530 | 173395 | 162794 | 158659 | 199548 | NA
Heber Light & Power Company | 4060471 | NWPP | USA | UT | NA | 2500 | 0 | 2312 | 3736 | 4151 | 4533 | 127820 | 111416 | 107957 | NA | NA | NA | NA | NA | 150081 | 145869 | 144025 | 131774 | 132293 | 129186 | 117014 | 104493 | NA | NA | NA | NA | NA |  | #VALUE! | #VALUE! | #VALUE! | #VALUE! | #VALUE! | 106.6% | 109.2% | 3.509% | 3.138% | 2.835% | 1.605% | 0% | 1.666% | #VALUE! | NA | NA | NA | NA | NA | 104493 | 117014 | 129186 | 132293 | 131774 | 144025 | 145869 | 150081 | NA
Helper City of | 4060475 | NWPP | USA | UT | NA | NA | 0 | 0 | 0 | 0 | 0 | 10300 | 11000 | 11326 | NA | NA | NA | NA | NA | 10300 | 10300 | 10300 | 10300 | 10300 | 10300 | 10300 | 10300 | NA | NA | NA | NA | NA |  | #VALUE! | #VALUE! | #VALUE! | #VALUE! | #VALUE! | 106.8% | 100% | 0% | 0% | 0% | 0% | 0% | #VALUE! | #VALUE! | NA | NA | NA | NA | NA | 10300 | 10300 | 10300 | 10300 | 10300 | 10300 | 10300 | 10300 | NA
Hermiston City of | 4075815 | NWPP | USA | OR | NA | 1806 | 2189 | 0 | 0 | 1303 | 2029 | 108773 | 107939 | 107269 | NA | NA | NA | NA | NA | 104631 | 107188 | 105641 | 113097 | 107505 | 107004 | 105150 | 105027 | NA | NA | NA | NA | NA | PNW | #VALUE! | #VALUE! | #VALUE! | #VALUE! | #VALUE! | 102.8% | 103.4% | 1.896% | 1.212% | 0% | 0% | 2.042% | 1.726% | #VALUE! | NA | NA | NA | NA | NA | 105027 | 105150 | 107004 | 107505 | 113097 | 105641 | 107188 | 104631 | NA
Hermiston Generating Company, L.P. | 4060490 | NWPP | USA | NY | 0 | 0 | 0 | 0 | 0 | 0 | 0 | 1553220 | 1857128 | 1866877 | 1762771 | 1477281 | 1940110 | 1941284 | NA | NA | NA | NA | NA | NA | NA | NA | NA | NA | NA | NA | NA | NA |  | #VALUE! | #VALUE! | #VALUE! | #VALUE! | #VALUE! | #VALUE! | #VALUE! | #VALUE! | #VALUE! | #VALUE! | #VALUE! | #VALUE! | #VALUE! | #VALUE! | NA | NA | NA | NA | NA | NA | NA | NA | NA | NA | NA | NA | NA | NA
Heyburn City of | 4060495 | NWPP | USA | ID | NA | NA | 860 | 1287 | 0 | 0 | 0 | 35026 | 28891 | 35981 | NA | NA | NA | NA | NA | 39871 | 40585 | 38567 | 35617 | 37387 | 35875 | 35026 | 28891 | NA | NA | NA | NA | NA | PNW | #VALUE! | #VALUE! | #VALUE! | #VALUE! | #VALUE! | 100% | 100% | 0% | 0% | 0% | 3.337% | 2.119% | #VALUE! | #VALUE! | NA | NA | NA | NA | NA | 28891 | 35026 | 35875 | 37387 | 35617 | 38567 | 40585 | 39871 | NA
Hill County Electric Cooperative Inc. | 4060515 | NWPP | USA | MT | NA | 7265 | 7239 | 7817 | 6939 | 7766 | 7920 | 141616 | 129646 | 107080 | 103801 | 99342 | 95483 | 88149 | NA | 125508 | 117384 | 127880 | 136712 | 130896 | 135186 | 133238 | 122132 | 99706 | 96485 | 93401 | 88389 | 80343 |  | 109.7% | 108% | 106.4% | 107.6% | 107.4% | 106.2% | 106.3% | 5.859% | 5.933% | 5.076% | 6.113% | 6.167% | 5.788% | #VALUE! | 80343 | 88389 | 93401 | 96485 | 99706 | 122132 | 133238 | 135186 | 130896 | 136712 | 127880 | 117384 | 125508 | NA
Holden Town of | 4060538 | NWPP | USA | UT | NA | NA | 0 | 0 | 0 | 0 | 0 | 1592 | 1567 | 1775 | NA | NA | NA | NA | NA | 1910 | 1855 | 1849 | 1752 | 1726 | 1663 | 1592 | 1567 | NA | NA | NA | NA | NA |  | #VALUE! | #VALUE! | #VALUE! | #VALUE! | #VALUE! | 100% | 100% | 0% | 0% | 0% | 0% | 0% | #VALUE! | #VALUE! | NA | NA | NA | NA | NA | 1567 | 1592 | 1663 | 1726 | 1752 | 1849 | 1855 | 1910 | NA
Hood River Electric Coop | 4060565 | NWPP | USA | OR | NA | 5657 | 6903 | 5169 | 6016 | 7696 | 5337 | 107872 | 101636 | 97757 | NA | NA | NA | NA | NA | 108447 | 107003 | 106373 | 107319 | 102174 | 104806 | 103258 | 95157 | NA | NA | NA | NA | NA | PNW | #VALUE! | #VALUE! | #VALUE! | #VALUE! | #VALUE! | 106.8% | 104.5% | 5.092% | 7.532% | 5.606% | 4.859% | 6.451% | 5.216% | #VALUE! | NA | NA | NA | NA | NA | 95157 | 103258 | 104806 | 102174 | 107319 | 106373 | 107003 | 108447 | NA
Hurricane Power Committee | 4060607 | NWPP | USA | UT | NA | 0 | 0 | 0 | 0 | 0 | 0 | 93815 | 80746 | 79190 | NA | NA | NA | NA | NA | 105409 | 99025 | 99801 | 99583 | 98163 | 100976 | 88905 | 71998 | NA | NA | NA | NA | NA |  | #VALUE! | #VALUE! | #VALUE! | #VALUE! | #VALUE! | 112.2% | 105.5% | 0% | 0% | 0% | 0% | 0% | 0% | #VALUE! | NA | NA | NA | NA | NA | 71998 | 88905 | 100976 | 98163 | 99583 | 99801 | 99025 | 105409 | NA
Hyrum City Corp | 4060620 | NWPP | USA | UT | NA | 1704 | 1470 | 1508 | 0 | 1803 | 1425 | 74576 | 70237 | 67136 | NA | NA | NA | NA | NA | 78404 | 75670 | 75337 | 75754 | 77955 | 74337 | 72302 | 66592 | NA | NA | NA | NA | NA |  | #VALUE! | #VALUE! | #VALUE! | #VALUE! | #VALUE! | 105.5% | 103.1% | 1.917% | 2.313% | 0% | 2.002% | 1.943% | 2.173% | #VALUE! | NA | NA | NA | NA | NA | 66592 | 72302 | 74337 | 77955 | 75754 | 75337 | 75670 | 78404 | NA
IDACORP, Inc. | 4056949 | NWPP | USA | ID | 1157469 | 1253953 | 1226910 | 1153962 | 1274302 | 1353344 | 1258845 | 21014495 | 17218467 | 17461175 | 16255252 | 16192391 | 16761962 | 20388732 | NA | 14085316 | 13734430 | 13512504 | 13948280 | 14543714 | 14541825 | 13939314 | 13288812 | 13239589 | NA | NA | NA | NA |  | #VALUE! | #VALUE! | #VALUE! | #VALUE! | 131.9% | 129.6% | 150.8% | 8.657% | 9.305% | 9.136% | 8.54% | 8.933% | 8.903% | #VALUE! | NA | NA | NA | NA | 13239589 | 13288812 | 13939314 | 14541825 | 14543714 | 13948280 | 13512504 | 13734430 | 14085316 | NA
Idaho County L&P Cooperative Association, Inc | 4060630 | NWPP | USA | ID | NA | NA | 4415 | 4280 | 842 | 4785 | 4643 | 48712 | 46494 | 45466 | NA | NA | NA | NA | NA | 48769 | 50081 | 47599 | 53635 | 48495 | 46455 | 44011 | 41770 | 41343 | NA | NA | NA | NA | PNW | #VALUE! | #VALUE! | #VALUE! | #VALUE! | 110% | 111.3% | 110.7% | 9.995% | 9.867% | 1.57% | 8.992% | 8.816% | #VALUE! | #VALUE! | NA | NA | NA | NA | 41343 | 41770 | 44011 | 46455 | 48495 | 53635 | 47599 | 50081 | 48769 | NA
Idaho Falls City of | 4060631 | NWPP | USA | ID | NA | 85198 | 35870 | 41490 | 34603 | 64269 | 37160 | 1118051 | 970080 | 980863 | 966453 | 999200 | 806563 | 897717 | NA | 627880 | 692809 | 695314 | 698154 | 666885 | 692883 | 681069 | 651095 | 619763 | 609354 | 623863 | 631894 | 606576 | PNW | 148% | 127.6% | 160.2% | 158.6% | 158.3% | 149% | 164.2% | 5.363% | 9.637% | 4.956% | 5.967% | 5.177% | 13.57% | #VALUE! | 606576 | 631894 | 623863 | 609354 | 619763 | 651095 | 681069 | 692883 | 666885 | 698154 | 695314 | 692809 | 627880 | NA
Idaho Power Co. | 4057002 | NWPP | USA | ID | 1157469 | 1253953 | 1226910 | 1153962 | 1274302 | 1353344 | 1258845 | 21014495 | 17218467 | 17461175 | 16255252 | 16192391 | 16761962 | 20388732 | NA | 14085316 | 13734430 | 13512504 | 13948280 | 14543714 | 14541825 | 13939314 | 13288812 | 13239589 | 12980031 | 12894068 | 13031025 | 14598389 | PNW | 139.7% | 128.6% | 125.6% | 125.2% | 131.9% | 129.6% | 150.8% | 8.657% | 9.305% | 9.136% | 8.54% | 8.933% | 8.903% | #VALUE! | 14598389 | 13031025 | 12894068 | 12980031 | 13239589 | 13288812 | 13939314 | 14541825 | 14543714 | 13948280 | 13512504 | 13734430 | 14085316 | NA
Inland Power & Light Company | 4060674 | NWPP | USA | WA | NA | 69159 | 79084 | 57720 | 66081 | 75335 | 66115 | 839741 | 813958 | 788180 | 764653 | 751955 | 724380 | 713003 | NA | 852814 | 858776 | 828622 | 875142 | 837211 | 806566 | 775470 | 743363 | 724627 | 710179 | 694398 | 674105 | 669964 | PNW | 106.4% | 107.5% | 108.3% | 107.7% | 108.8% | 109.5% | 108.3% | 8.197% | 8.998% | 7.551% | 6.966% | 9.209% | 8.11% | #VALUE! | 669964 | 674105 | 694398 | 710179 | 724627 | 743363 | 775470 | 806566 | 837211 | 875142 | 828622 | 858776 | 852814 | NA
Intermountain Power Agency | 4060685 | NWPP | USA | UT | NA | 0 | 0 | 0 | 0 | 0 | 0 | 14091881 | 14014127 | 15226361 | 13353104 | 13258445 | 13337229 | 13125726 | NA | NA | NA | NA | NA | NA | NA | NA | NA | NA | NA | NA | NA | NA |  | #VALUE! | #VALUE! | #VALUE! | #VALUE! | #VALUE! | #VALUE! | #VALUE! | #VALUE! | #VALUE! | #VALUE! | #VALUE! | #VALUE! | #VALUE! | #VALUE! | NA | NA | NA | NA | NA | NA | NA | NA | NA | NA | NA | NA | NA | NA
Kanosh Town Corporation | 4060822 | NWPP | USA | UT | NA | NA | 0 | 0 | 0 | 0 | 0 | 1957 | 1885 | 2122 | NA | NA | NA | NA | NA | 2022 | 1991 | 1883 | 1921 | 1868 | 1833 | 1939 | 1863 | NA | NA | NA | NA | NA |  | #VALUE! | #VALUE! | #VALUE! | #VALUE! | #VALUE! | 101.2% | 100.9% | 0% | 0% | 0% | 0% | 0% | #VALUE! | #VALUE! | NA | NA | NA | NA | NA | 1863 | 1939 | 1833 | 1868 | 1921 | 1883 | 1991 | 2022 | NA
Kaysville City Corporation | 4060844 | NWPP | USA | UT | NA | 6049 | 4117 | 4098 | 3852 | 6614 | 6447 | 124682 | 113884 | 109611 | NA | NA | NA | NA | NA | 136008 | 133466 | 130837 | 128344 | 126148 | 126416 | 118509 | 109303 | NA | NA | NA | NA | NA |  | #VALUE! | #VALUE! | #VALUE! | #VALUE! | #VALUE! | 104.2% | 105.2% | 5.1% | 5.243% | 3.001% | 3.132% | 3.085% | 4.448% | #VALUE! | NA | NA | NA | NA | NA | 109303 | 118509 | 126416 | 126148 | 128344 | 130837 | 133466 | 136008 | NA
Kootenai Electric Cooperative Inc. | 4060924 | NWPP | USA | ID | NA | 29783 | 19243 | 24112 | 24253 | 30037 | 25413 | 416969 | 388789 | 355116 | 333328 | 316321 | 303485 | 302333 | NA | 412618 | 427575 | 403874 | 422371 | 407708 | 405234 | 390792 | 361493 | 334418 | 312631 | 290901 | 281735 | 279011 | PNW | 108.4% | 107.7% | 108.7% | 106.6% | 106.2% | 107.6% | 106.7% | 6.271% | 7.367% | 5.742% | 5.97% | 4.5% | 7.218% | #VALUE! | 279011 | 281735 | 290901 | 312631 | 334418 | 361493 | 390792 | 405234 | 407708 | 422371 | 403874 | 427575 | 412618 | NA
Lakeview Light & Power | 4060992 | NWPP | USA | WA | NA | 8449 | 12756 | 8980 | 9829 | 12552 | 13613 | 284007 | 290406 | 284406 | NA | NA | NA | NA | NA | 264309 | 268787 | 266704 | 278467 | 281291 | 275252 | 271852 | 277123 | NA | NA | NA | NA | NA | PNW | #VALUE! | #VALUE! | #VALUE! | #VALUE! | #VALUE! | 104.8% | 104.5% | 4.946% | 4.462% | 3.53% | 3.367% | 4.746% | 3.197% | #VALUE! | NA | NA | NA | NA | NA | 277123 | 271852 | 275252 | 281291 | 278467 | 266704 | 268787 | 264309 | NA
Lane Electric Coop Inc | 4061008 | NWPP | USA | OR | NA | 14293 | 14626 | 14546 | 15696 | 15665 | 14161 | 242240 | 234342 | 224372 | 223452 | 227652 | 230591 | 242783 | NA | 227694 | 235525 | 227464 | 241241 | 243899 | 235416 | 227835 | 217540 | 208407 | NA | NA | NA | NA | PNW | #VALUE! | #VALUE! | #VALUE! | #VALUE! | 107.7% | 107.7% | 106.3% | 6.015% | 6.423% | 6.506% | 6.395% | 6.21% | 6.277% | #VALUE! | NA | NA | NA | NA | 208407 | 217540 | 227835 | 235416 | 243899 | 241241 | 227464 | 235525 | 227694 | NA
Lehi City City of | 4061053 | NWPP | USA | UT | NA | 11658 | 8638 | 13158 | 8942 | 3705 | 3771 | 198378 | 189797 | 164694 | NA | NA | NA | NA | NA | 235319 | 212683 | 213737 | 210940 | 188602 | 176608 | 182256 | 177128 | NA | NA | NA | NA | NA |  | #VALUE! | #VALUE! | #VALUE! | #VALUE! | #VALUE! | 107.2% | 108.8% | 2.135% | 1.964% | 4.239% | 6.156% | 4.061% | 4.954% | #VALUE! | NA | NA | NA | NA | NA | 177128 | 182256 | 176608 | 188602 | 210940 | 213737 | 212683 | 235319 | NA
Levan Town Corp | 4061064 | NWPP | USA | UT | NA | NA | 319 | 370 | 691 | 332 | 395 | 4108 | 3775 | 3499 | NA | NA | NA | NA | NA | 4877 | 4295 | 4647 | 4503 | 4152 | 4240 | 3551 | 3138 | NA | NA | NA | NA | NA |  | #VALUE! | #VALUE! | #VALUE! | #VALUE! | #VALUE! | 120.3% | 115.7% | 9.316% | 7.996% | 15.35% | 7.962% | 7.427% | #VALUE! | #VALUE! | NA | NA | NA | NA | NA | 3138 | 3551 | 4240 | 4152 | 4503 | 4647 | 4295 | 4877 | NA
Lincoln Electric Cooperative, Inc. - MT | 4061089 | NWPP | USA | MT | NA | 8887 | 7672 | 8257 | 7630 | 9339 | 9273 | 116646 | 119818 | 118944 | 118274 | 116593 | 110370 | 117820 | NA | 108300 | 112209 | 107704 | 116405 | 119509 | 114111 | 108786 | 112263 | 111261 | 111003 | 110034 | 103997 | 111636 | PNW | 105.5% | 106.1% | 106% | 106.6% | 106.9% | 106.7% | 107.2% | 8.126% | 7.814% | 6.555% | 7.666% | 6.837% | 8.206% | #VALUE! | 111636 | 103997 | 110034 | 111003 | 111261 | 112263 | 108786 | 114111 | 119509 | 116405 | 107704 | 112209 | 108300 | NA
Logan City of | 4061127 | NWPP | USA | UT | NA | 26718 | 36366 | 30760 | 29416 | 34356 | 22608 | 451311 | 437612 | 431932 | 423554 | 406155 | 404634 | 388336 | NA | 412191 | 400508 | 403099 | 397961 | 420891 | 429124 | 419300 | 399893 | 396991 | 395018 | 388401 | 373267 | 364678 |  | 106.5% | 108.4% | 104.6% | 107.2% | 108.8% | 109.4% | 107.6% | 5.268% | 8.163% | 7.392% | 7.631% | 9.08% | 6.482% | #VALUE! | 364678 | 373267 | 388401 | 395018 | 396991 | 399893 | 419300 | 429124 | 420891 | 397961 | 403099 | 400508 | 412191 | NA
Lost River Electric Cooperative Inc. | 4061155 | NWPP | USA | ID | NA | NA | 6293 | 6848 | 6154 | 8235 | 8278 | 70332 | 66161 | 76501 | 81653 | 82105 | 84781 | 85064 | NA | 77882 | 70672 | 71482 | 67449 | 79592 | 76997 | 63351 | 60673 | 70483 | 72830 | 74843 | 77158 | 73487 | PNW | 115.8% | 109.9% | 109.7% | 112.1% | 108.5% | 109% | 111% | 10.75% | 10.35% | 9.124% | 9.58% | 8.905% | #VALUE! | #VALUE! | 73487 | 77158 | 74843 | 72830 | 70483 | 60673 | 63351 | 76997 | 79592 | 67449 | 71482 | 70672 | 77882 | NA
Lower Valley Energy, Inc. | 4061176 | NWPP | USA | WY | NA | 40646 | 26465 | 36601 | 37825 | 40641 | 35547 | 692201 | 670343 | 643903 | NA | NA | NA | NA | NA | 692403 | 731145 | 699518 | 700058 | 703104 | 669005 | 652912 | 620309 | NA | NA | NA | NA | NA |  | #VALUE! | #VALUE! | #VALUE! | #VALUE! | #VALUE! | 108.1% | 106% | 5.313% | 5.78% | 5.403% | 5.232% | 3.62% | 5.87% | #VALUE! | NA | NA | NA | NA | NA | 620309 | 652912 | 669005 | 703104 | 700058 | 699518 | 731145 | 692403 | NA
Manti City of | 4061270 | NWPP | USA | UT | NA | NA | 100 | 542 | 254 | 10 | 508 | 17371 | 17371 | 16801 | NA | NA | NA | NA | NA | 18063 | 18079 | 18170 | 17193 | 17278 | 16861 | 15708 | 15900 | NA | NA | NA | NA | NA |  | #VALUE! | #VALUE! | #VALUE! | #VALUE! | #VALUE! | 109.3% | 110.6% | 3.013% | 0.05788% | 1.477% | 2.983% | 0.5531% | #VALUE! | #VALUE! | NA | NA | NA | NA | NA | 15900 | 15708 | 16861 | 17278 | 17193 | 18170 | 18079 | 18063 | NA
Marias River Electric Cooperative Inc. | 4061285 | NWPP | USA | MT | NA | 8515 | 7966 | 7930 | 7228 | 6161 | 7218 | 90250 | 87383 | 84483 | 85187 | 84945 | 83000 | 84137 | NA | 86236 | 88465 | 85950 | 87463 | 87636 | 86726 | 82878 | 81175 | 78317 | 75647 | 75950 | 74000 | 73456 |  | 114.5% | 112.2% | 111.8% | 112.6% | 107.9% | 107.6% | 108.9% | 8.323% | 7.03% | 8.264% | 9.226% | 9.005% | 9.874% | #VALUE! | 73456 | 74000 | 75950 | 75647 | 78317 | 81175 | 82878 | 86726 | 87636 | 87463 | 85950 | 88465 | 86236 | NA
McCleary City of | 4061336 | NWPP | USA | WA | NA | NA | 1558 | 58 | 1160 | 1727 | 1010 | 37870 | 41603 | 41069 | NA | NA | NA | NA | NA | 29685 | 28465 | 30833 | 33110 | 35100 | 34530 | 35970 | 40273 | NA | NA | NA | NA | NA | PNW | #VALUE! | #VALUE! | #VALUE! | #VALUE! | #VALUE! | 103.3% | 105.3% | 2.925% | 4.92% | 3.503% | 0.1881% | 5.473% | #VALUE! | #VALUE! | NA | NA | NA | NA | NA | 40273 | 35970 | 34530 | 35100 | 33110 | 30833 | 28465 | 29685 | NA
McCone Electric Cooperative Inc. | 4061337 | NWPP | USA | MT | NA | 8289 | 7008 | 6710 | 7268 | 9341 | 7088 | 66225 | 63370 | 62880 | 64998 | 63607 | 60855 | 61141 | NA | 66691 | 69958 | 68259 | 69341 | 64947 | 60362 | 59220 | 56622 | 53988 | 57930 | 57159 | 54978 | 53548 |  | 114.2% | 110.7% | 111.3% | 112.2% | 116.5% | 111.9% | 111.8% | 11.74% | 14.38% | 10.48% | 9.83% | 10.02% | 12.43% | #VALUE! | 53548 | 54978 | 57159 | 57930 | 53988 | 56622 | 59220 | 60362 | 64947 | 69341 | 68259 | 69958 | 66691 | NA
McMinnville City of OR | 4061354 | NWPP | USA | OR | NA | 13700 | 12957 | 11746 | 13184 | 8241 | 15741 | 869671 | 841907 | 847489 | 802480 | 721999 | 835065 | 802748 | NA | 717127 | 712845 | 725225 | 713095 | 925110 | 883483 | 852153 | 824917 | 830416 | 786304 | 717762 | 823146 | 800192 | PNW | 100.3% | 101.4% | 100.6% | 102.1% | 102.1% | 102.1% | 102.1% | 1.782% | 0.8908% | 1.849% | 1.62% | 1.818% | 1.91% | #VALUE! | 800192 | 823146 | 717762 | 786304 | 830416 | 824917 | 852153 | 883483 | 925110 | 713095 | 725225 | 712845 | 717127 | NA
Meadow Town Corporation | 4061364 | NWPP | USA | UT | NA | NA | 259 | 263 | 251 | 232 | 398 | 1925 | 1634 | 1677 | NA | NA | NA | NA | NA | 1751 | 1648 | 1646 | 1694 | 1685 | 1745 | 1488 | 1447 | NA | NA | NA | NA | NA |  | #VALUE! | #VALUE! | #VALUE! | #VALUE! | #VALUE! | 112.9% | 129.4% | 22.81% | 13.77% | 14.82% | 15.98% | 15.72% | #VALUE! | #VALUE! | NA | NA | NA | NA | NA | 1447 | 1488 | 1745 | 1685 | 1694 | 1646 | 1648 | 1751 | NA
Midstate Electric Cooperative, Inc. | 4061463 | NWPP | USA | OR | NA | 22416 | 0 | 0 | 0 | 0 | 0 | 389858 | 365139 | 357763 | 350932 | 356142 | 343354 | 345393 | NA | 371579 | 374674 | 369479 | 371673 | 379573 | 376881 | 364420 | 337534 | 333230 | NA | NA | NA | 318031 | PNW | 108.6% | #VALUE! | #VALUE! | #VALUE! | 107.4% | 108.2% | 107% | 0% | 0% | 0% | 0% | 0% | 6.033% | #VALUE! | 318031 | NA | NA | NA | 333230 | 337534 | 364420 | 376881 | 379573 | 371673 | 369479 | 374674 | 371579 | NA
Mid-Yellowstone Electric Cooperative Inc. | 4061442 | NWPP | USA | MT | NA | 4312 | 2727 | 3018 | 3004 | 3784 | 3000 | 28424 | 26295 | 27557 | 26550 | 28204 | 26515 | 29326 | NA | 29034 | 24260 | 24969 | 25799 | 25328 | 24342 | 24965 | 22958 | 24644 | 23287 | 25032 | 23972 | 25091 |  | 116.9% | 110.6% | 112.7% | 114% | 111.8% | 114.5% | 113.9% | 12.32% | 14.94% | 11.64% | 12.09% | 11.24% | 14.85% | #VALUE! | 25091 | 23972 | 25032 | 23287 | 24644 | 22958 | 24965 | 24342 | 25328 | 25799 | 24969 | 24260 | 29034 | NA
Milton City of | 4061500 | NWPP | USA | WA | NA | NA | 3156 | 2427 | 3600 | 5678 | 3826 | 62070 | 60659 | 59299 | NA | NA | NA | NA | NA | 58995 | 60563 | 60251 | 62183 | 59102 | 60106 | 57075 | 57670 | NA | NA | NA | NA | NA | PNW | #VALUE! | #VALUE! | #VALUE! | #VALUE! | #VALUE! | 105.2% | 108.8% | 6.365% | 9.607% | 5.789% | 4.028% | 5.211% | #VALUE! | #VALUE! | NA | NA | NA | NA | NA | 57670 | 57075 | 60106 | 59102 | 62183 | 60251 | 60563 | 58995 | NA
Milton-Freewater City of | 4061501 | NWPP | USA | OR | NA | 2645 | 5577 | 5022 | 5433 | 8425 | 2822 | 112554 | 117366 | 116084 | NA | NA | NA | NA | NA | 105209 | 104401 | 103702 | 113862 | 109583 | 110936 | 106040 | 109869 | NA | NA | NA | NA | NA | PNW | #VALUE! | #VALUE! | #VALUE! | #VALUE! | #VALUE! | 106.8% | 106.1% | 2.544% | 7.688% | 4.772% | 4.843% | 5.342% | 2.514% | #VALUE! | NA | NA | NA | NA | NA | 109869 | 106040 | 110936 | 109583 | 113862 | 103702 | 104401 | 105209 | NA
Minidoka City of | 4061508 | NWPP | USA | ID | NA | NA | 10 | 10 | 10 | 210 | 0 | 830 | 762 | 651 | NA | NA | NA | NA | NA | 868 | 778 | 796 | 800 | 746 | 692 | 625 | 566 | NA | NA | NA | NA | NA | PNW | #VALUE! | #VALUE! | #VALUE! | #VALUE! | #VALUE! | 134.6% | 132.8% | 0% | 28.15% | 1.25% | 1.256% | 1.285% | #VALUE! | #VALUE! | NA | NA | NA | NA | NA | 566 | 625 | 692 | 746 | 800 | 796 | 778 | 868 | NA
Missoula Electric Cooperative Inc. | 4061527 | NWPP | USA | MT | NA | 14193 | 14678 | 14924 | 16623 | 18471 | 26609 | 204771 | 204849 | 200829 | 197374 | 192420 | 180766 | 184539 | NA | 209860 | 214732 | 211434 | 211805 | 208353 | 203334 | 197744 | 191363 | 183759 | 179967 | 175866 | 165321 | 168248 | PNW | 109.7% | 109.3% | 109.4% | 109.7% | 109.3% | 107% | 103.6% | 13.09% | 8.865% | 7.848% | 7.058% | 6.835% | 6.763% | #VALUE! | 168248 | 165321 | 175866 | 179967 | 183759 | 191363 | 197744 | 203334 | 208353 | 211805 | 211434 | 214732 | 209860 | NA
Modern Electric Water Company | 4061538 | NWPP | USA | WA | NA | 8167 | 8057 | 9179 | 12446 | 6503 | 8692 | 223273 | 220087 | 217674 | NA | NA | NA | NA | NA | 209056 | 214853 | 210488 | 216456 | 219701 | 214003 | 209158 | 206635 | NA | NA | NA | NA | NA | PNW | #VALUE! | #VALUE! | #VALUE! | #VALUE! | #VALUE! | 106.5% | 106.7% | 4.062% | 2.96% | 5.75% | 4.361% | 3.75% | 3.907% | #VALUE! | NA | NA | NA | NA | NA | 206635 | 209158 | 214003 | 219701 | 216456 | 210488 | 214853 | 209056 | NA
Monmouth City of | 4061550 | NWPP | USA | OR | NA | 2091 | 2494 | 705 | 2826 | 3717 | 1273 | 67843 | 58302 | 64472 | NA | NA | NA | NA | NA | 69319 | 70715 | 68241 | 70149 | 68800 | 68032 | 66103 | 55718 | NA | NA | NA | NA | NA | PNW | #VALUE! | #VALUE! | #VALUE! | #VALUE! | #VALUE! | 104.6% | 102.6% | 1.871% | 5.403% | 4.029% | 1.033% | 3.527% | 3.016% | #VALUE! | NA | NA | NA | NA | NA | 55718 | 66103 | 68032 | 68800 | 70149 | 68241 | 70715 | 69319 | NA
Monroe City of UT | 4061554 | NWPP | USA | UT | NA | NA | 204 | 133 | 374 | 114 | 273 | 12015 | 10966 | 10714 | NA | NA | NA | NA | NA | 12256 | 12054 | 12387 | 12276 | 12241 | 11861 | 11176 | 10520 | NA | NA | NA | NA | NA |  | #VALUE! | #VALUE! | #VALUE! | #VALUE! | #VALUE! | 104.2% | 107.5% | 2.302% | 0.9313% | 3.047% | 1.074% | 1.692% | #VALUE! | #VALUE! | NA | NA | NA | NA | NA | 10520 | 11176 | 11861 | 12241 | 12276 | 12387 | 12054 | 12256 | NA
Moon Lake Electric Assn Inc | 4061586 | NWPP | USA | UT | NA | 36892 | 24537 | 26716 | 18285 | 27638 | 27507 | 929212 | 879662 | 823090 | 810525 | 813657 | 841146 | 800866 | NA | 1008161 | 968074 | 929794 | 911980 | 945716 | 926152 | 904234 | 856160 | 806600 | NA | NA | NA | NA |  | #VALUE! | #VALUE! | #VALUE! | #VALUE! | 102% | 102.7% | 102.8% | 2.97% | 2.922% | 2.005% | 2.873% | 2.535% | 3.659% | #VALUE! | NA | NA | NA | NA | 806600 | 856160 | 904234 | 926152 | 945716 | 911980 | 929794 | 968074 | 1008161 | NA
Morgan City City of | 4061604 | NWPP | USA | UT | NA | NA | 0 | 0 | 0 | 0 | 0 | 20040 | 18779 | 17559 | NA | NA | NA | NA | NA | 18839 | 18296 | 17798 | 17506 | 17872 | 17091 | 16040 | 15580 | NA | NA | NA | NA | NA |  | #VALUE! | #VALUE! | #VALUE! | #VALUE! | #VALUE! | 120.5% | 124.9% | 0% | 0% | 0% | 0% | 0% | #VALUE! | #VALUE! | NA | NA | NA | NA | NA | 15580 | 16040 | 17091 | 17872 | 17506 | 17798 | 18296 | 18839 | NA
Mt Pleasant City of UT | 4061643 | NWPP | USA | UT | NA | NA | 0 | 0 | 0 | 1100 | 1184 | 18840 | 18745 | 18546 | NA | NA | NA | NA | NA | 18677 | 19201 | 18434 | 18744 | 17493 | 17719 | 16303 | 16218 | NA | NA | NA | NA | NA |  | #VALUE! | #VALUE! | #VALUE! | #VALUE! | #VALUE! | 115.6% | 115.6% | 6.682% | 6.288% | 0% | 0% | 0% | #VALUE! | #VALUE! | NA | NA | NA | NA | NA | 16218 | 16303 | 17719 | 17493 | 18744 | 18434 | 19201 | 18677 | NA
Mt Wheeler Power, Inc | 4061645 | NWPP | USA | NV | NA | 18171 | 18847 | 15171 | 21239 | 19119 | 17776 | 476903 | 447258 | 266350 | 187655 | 204170 | 200428 | 198169 | NA | 528709 | 499981 | 495733 | 476592 | 490048 | 480551 | 459339 | 432849 | 252662 | NA | NA | NA | NA |  | #VALUE! | #VALUE! | #VALUE! | #VALUE! | 105.4% | 103.3% | 103.8% | 3.699% | 3.901% | 4.456% | 3.06% | 3.77% | 3.437% | #VALUE! | NA | NA | NA | NA | 252662 | 432849 | 459339 | 480551 | 490048 | 476592 | 495733 | 499981 | 528709 | NA
Murray City of UT | 4061659 | NWPP | USA | UT | NA | 12216 | 17149 | 33707 | 15476 | 15602 | 20021 | 414144 | 395041 | 396717 | 383098 | 384975 | 383042 | 370734 | NA | 425169 | 413760 | 416137 | 423943 | 437456 | 371964 | 397899 | 379738 | 377964 | 368688 | 365004 | 360051 | 353009 |  | 105% | 106.4% | 105.5% | 103.9% | 105% | 104% | 104.1% | 5.383% | 3.567% | 3.65% | 8.1% | 4.145% | 2.873% | #VALUE! | 353009 | 360051 | 365004 | 368688 | 377964 | 379738 | 397899 | 371964 | 437456 | 423943 | 416137 | 413760 | 425169 | NA
Nephi City Corporation | 4061719 | NWPP | USA | UT | NA | NA | 1102 | 3438 | 1398 | 1075 | 1568 | 48116 | 45367 | 44770 | NA | NA | NA | NA | NA | 70071 | 83784 | 57542 | 47523 | 50322 | 50180 | 44802 | 42572 | NA | NA | NA | NA | NA |  | #VALUE! | #VALUE! | #VALUE! | #VALUE! | #VALUE! | 106.6% | 107.4% | 3.125% | 2.136% | 2.942% | 5.975% | 1.315% | #VALUE! | #VALUE! | NA | NA | NA | NA | NA | 42572 | 44802 | 50180 | 50322 | 47523 | 57542 | 83784 | 70071 | NA
Nespelem Valley Electric Cooperative Inc. | 4061721 | NWPP | USA | WA | NA | NA | 3828 | 3464 | 3773 | 3802 | 3414 | 49320 | 47176 | 46423 | 45105 | 45117 | 44221 | 46812 | NA | 49509 | 46696 | 43177 | 49024 | 47174 | 46373 | 45199 | 43377 | 41934 | 42351 | 42043 | 40933 | 43486 | PNW | 107.6% | 108% | 107.3% | 106.5% | 110.7% | 108.8% | 109.1% | 7.362% | 8.06% | 7.696% | 8.023% | 8.198% | #VALUE! | #VALUE! | 43486 | 40933 | 42043 | 42351 | 41934 | 43377 | 45199 | 46373 | 47174 | 49024 | 43177 | 46696 | 49509 | NA
Northern Lights, Inc | 4061913 | NWPP | USA | ID | NA | 21109 | 19345 | 19554 | 18849 | 24150 | 19425 | 316616 | 296511 | 259012 | 247465 | 236414 | 232447 | 229583 | NA | 314876 | 329782 | 309307 | 314280 | 317318 | 314261 | 296884 | 277048 | 238515 | NA | NA | NA | NA | PNW | #VALUE! | #VALUE! | #VALUE! | #VALUE! | 108.6% | 107% | 106.6% | 6.181% | 7.611% | 5.998% | 6.322% | 5.866% | 6.704% | #VALUE! | NA | NA | NA | NA | 238515 | 277048 | 296884 | 314261 | 317318 | 314280 | 309307 | 329782 | 314876 | NA
Northern Wasco County P U D | 4061930 | NWPP | USA | OR | NA | 10055 | 8243 | 4996 | 7668 | 11476 | 6307 | 443056 | 296996 | 292922 | 308491 | 313503 | 345073 | 332714 | NA | 550475 | 564286 | 579938 | 592412 | 571189 | 532464 | 393881 | 242429 | 241988 | 258661 | 267703 | 291342 | 282112 | PNW | 117.9% | 118.4% | 117.1% | 119.3% | 121% | 122.5% | 112.5% | 1.184% | 2.009% | 1.294% | 0.8615% | 1.461% | 1.827% | #VALUE! | 282112 | 291342 | 267703 | 258661 | 241988 | 242429 | 393881 | 532464 | 571189 | 592412 | 579938 | 564286 | 550475 | NA
NorVal Electric Cooperative, Inc. | 4061905 | NWPP | USA | MT | NA | NA | 5394 | 6020 | 7269 | 3592 | 3324 | 30626 | 30735 | 30953 | 31900 | 31232 | 28314 | 27569 | NA | 52550 | 52280 | 54083 | 55003 | 27183 | 26785 | 27218 | 27329 | 27887 | 28695 | 28012 | 25066 | 24421 |  | 112.9% | 113% | 111.5% | 111.2% | 111% | 112.5% | 112.5% | 12.41% | 13.21% | 13.22% | 11.13% | 10.32% | #VALUE! | #VALUE! | 24421 | 25066 | 28012 | 28695 | 27887 | 27329 | 27218 | 26785 | 27183 | 55003 | 54083 | 52280 | 52550 | NA
Oak City Town of UT | 4061985 | NWPP | USA | UT | NA | NA | 226 | 303 | 268 | 257 | 291 | 2775 | 2922 | 2944 | NA | NA | NA | NA | NA | 2912 | 3059 | 2926 | 2880 | 2922 | 2852 | 2719 | 2626 | NA | NA | NA | NA | NA |  | #VALUE! | #VALUE! | #VALUE! | #VALUE! | #VALUE! | 111.3% | 102.1% | 10.2% | 8.795% | 9.306% | 10.36% | 7.388% | #VALUE! | #VALUE! | NA | NA | NA | NA | NA | 2626 | 2719 | 2852 | 2922 | 2880 | 2926 | 3059 | 2912 | NA
Ohop Mutual Light Company, Inc | 4062026 | NWPP | USA | WA | NA | 5574 | 3862 | 4321 | 6411 | 7216 | 7419 | 82937 | 78850 | 74905 | NA | NA | NA | NA | NA | 78082 | 84769 | 79741 | 82890 | 81374 | 77677 | 77180 | 73203 | NA | NA | NA | NA | NA | PNW | #VALUE! | #VALUE! | #VALUE! | #VALUE! | #VALUE! | 107.7% | 107.5% | 9.551% | 8.868% | 7.734% | 5.419% | 4.556% | 7.139% | #VALUE! | NA | NA | NA | NA | NA | 73203 | 77180 | 77677 | 81374 | 82890 | 79741 | 84769 | 78082 | NA
Okanogan County Elec Coop, Inc | 4062029 | NWPP | USA | WA | NA | 3677 | 3943 | 3840 | 3617 | 3894 | 2828 | 54608 | 51869 | 48994 | 48214 | 46144 | 45322 | 47568 | NA | 54241 | 56023 | 51386 | 56969 | 55986 | 55872 | 50899 | 48056 | 45087 | NA | NA | NA | NA | PNW | #VALUE! | #VALUE! | #VALUE! | #VALUE! | 108.7% | 107.9% | 107.3% | 5.062% | 6.955% | 6.349% | 7.473% | 7.038% | 6.779% | #VALUE! | NA | NA | NA | NA | 45087 | 48056 | 50899 | 55872 | 55986 | 56969 | 51386 | 56023 | 54241 | NA
Orcas Power & Light Cooperative | 4062073 | NWPP | USA | WA | NA | 19176 | 2277 | 12278 | 11535 | 16918 | 15207 | 211396 | 207979 | 192378 | 187539 | 188947 | 186060 | 189346 | NA | 195166 | 215962 | 192059 | 203257 | 205575 | 199572 | 192176 | 186658 | 180075 | 174204 | 179379 | 175551 | 175986 | PNW | 107.6% | 106% | 105.3% | 107.7% | 106.8% | 111.4% | 110% | 7.62% | 8.23% | 5.675% | 6.393% | 1.054% | 9.825% | #VALUE! | 175986 | 175551 | 179379 | 174204 | 180075 | 186658 | 192176 | 199572 | 205575 | 203257 | 192059 | 215962 | 195166 | NA
Oregon Trail El Cons Coop, Inc | 4062075 | NWPP | USA | OR | NA | 31910 | 29804 | 30750 | 33977 | 38525 | 36058 | 694653 | 673857 | 676945 | NA | NA | NA | NA | NA | 631608 | 623175 | 614022 | 639157 | 656929 | 683748 | 659510 | 642422 | NA | NA | NA | NA | NA | PNW | #VALUE! | #VALUE! | #VALUE! | #VALUE! | #VALUE! | 104.9% | 105.3% | 5.274% | 5.864% | 5.316% | 5.008% | 4.783% | 5.052% | #VALUE! | NA | NA | NA | NA | NA | 642422 | 659510 | 683748 | 656929 | 639157 | 614022 | 623175 | 631608 | NA
Pacific Northwest Generating Cooperative | 4062144 | NWPP | USA | OR | NA | 0 | 41582 | 50249 | 51834 | 58211 | 48923 | 5323776 | 4697639 | 4928038 | NA | NA | NA | NA | NA | NA | NA | NA | NA | NA | NA | NA | NA | NA | NA | NA | NA | NA |  | #VALUE! | #VALUE! | #VALUE! | #VALUE! | #VALUE! | #VALUE! | #VALUE! | #VALUE! | #VALUE! | #VALUE! | #VALUE! | #VALUE! | #VALUE! | #VALUE! | NA | NA | NA | NA | NA | NA | NA | NA | NA | NA | NA | NA | NA | NA
PacifiCorp | 4001587 | NWPP | USA | OR | 4601324 | 4593819 | 4247434 | 4387423 | 4196858 | 4503710 | 4498827 | 69948921 | 66989119 | 66034146 | 76601839 | 81942150 | 75310171 | 83164913 | NA | 54736144 | 54396350 | 53132237 | 52785005 | 54462591 | 53494333 | 51906001 | 49646202 | 48816147 | 48338551 | 47029924 | 47708461 | 48300473 | PNW | 172.2% | 157.9% | 174.2% | 158.5% | 135.3% | 134.9% | 134.8% | 8.41% | 8.269% | 7.951% | 8.258% | 7.808% | 8.393% | #VALUE! | 48300473 | 47708461 | 47029924 | 48338551 | 48816147 | 49646202 | 51906001 | 53494333 | 54462591 | 52785005 | 53132237 | 54396350 | 54736144 | NA
Paragonah Town of | 4062174 | NWPP | USA | UT | NA | NA | 284 | 301 | 139 | 109 | 142 | 1892 | 1825 | 1775 | NA | NA | NA | NA | NA | 1780 | 1687 | 1727 | 1738 | 1752 | 1707 | 1583 | 1506 | NA | NA | NA | NA | NA |  | #VALUE! | #VALUE! | #VALUE! | #VALUE! | #VALUE! | 121.2% | 119.5% | 8.319% | 6.221% | 7.998% | 17.43% | 16.83% | #VALUE! | #VALUE! | NA | NA | NA | NA | NA | 1506 | 1583 | 1707 | 1752 | 1738 | 1727 | 1687 | 1780 | NA
Park Electric Cooperative Inc. | 4062182 | NWPP | USA | MT | NA | 0 | 0 | 0 | 0 | 0 | 0 | 143731 | 135915 | 136276 | 119940 | 102997 | 90551 | 78500 | NA | 154331 | 148111 | 144800 | 146559 | 153463 | 152008 | 143731 | 135915 | 129003 | 119940 | 102943 | 84406 | 69300 | PNW | 113.3% | 107.3% | 100.1% | 100% | 105.6% | 100% | 100% | 0% | 0% | 0% | 0% | 0% | 0% | #VALUE! | 69300 | 84406 | 102943 | 119940 | 129003 | 135915 | 143731 | 152008 | 153463 | 146559 | 144800 | 148111 | 154331 | NA
Parkland Light & Water Co | 4062189 | NWPP | USA | WA | NA | 3580 | 3942 | 2345 | 4018 | 5308 | 3622 | 123501 | 121094 | 117301 | NA | NA | NA | NA | NA | 116777 | 119635 | 114051 | 118504 | 118680 | 117090 | 118136 | 114216 | NA | NA | NA | NA | NA | PNW | #VALUE! | #VALUE! | #VALUE! | #VALUE! | #VALUE! | 106% | 104.5% | 3.093% | 4.473% | 3.391% | 2.056% | 3.295% | 3.066% | #VALUE! | NA | NA | NA | NA | NA | 114216 | 118136 | 117090 | 118680 | 118504 | 114051 | 119635 | 116777 | NA
Parowan City Corporation | 4062190 | NWPP | USA | UT | NA | NA | 0 | 0 | 0 | 0 | 8310 | 17000 | 13841 | 14932 | NA | NA | NA | NA | NA | 15941 | 18549 | 17633 | 16276 | 14049 | 17832 | 15000 | 13064 | NA | NA | NA | NA | NA |  | #VALUE! | #VALUE! | #VALUE! | #VALUE! | #VALUE! | 105.9% | 113.3% | 46.6% | 0% | 0% | 0% | 0% | #VALUE! | #VALUE! | NA | NA | NA | NA | NA | 13064 | 15000 | 17832 | 14049 | 16276 | 17633 | 18549 | 15941 | NA
Payson City Corp | 4062212 | NWPP | USA | UT | NA | 6642 | 1373 | 4683 | 5315 | 1256 | 3705 | 107901 | 96638 | 92659 | NA | NA | NA | NA | NA | 109012 | 107407 | 104111 | 100420 | 105130 | 104452 | 98531 | 87675 | NA | NA | NA | NA | NA |  | #VALUE! | #VALUE! | #VALUE! | #VALUE! | #VALUE! | 110.2% | 109.5% | 3.547% | 1.195% | 5.293% | 4.498% | 1.278% | 6.093% | #VALUE! | NA | NA | NA | NA | NA | 87675 | 98531 | 104452 | 105130 | 100420 | 104111 | 107407 | 109012 | NA
Peninsula Light Company | 4062243 | NWPP | USA | WA | NA | 26275 | 30835 | 30109 | 26710 | 29306 | 37606 | 561525 | 543363 | 528636 | NA | NA | NA | NA | NA | 579675 | 588116 | 566487 | 599027 | 587659 | 550550 | 538854 | 518480 | NA | NA | NA | NA | NA | PNW | #VALUE! | #VALUE! | #VALUE! | #VALUE! | #VALUE! | 104.8% | 104.2% | 6.831% | 4.987% | 4.459% | 5.315% | 5.243% | 4.533% | #VALUE! | NA | NA | NA | NA | NA | 518480 | 538854 | 550550 | 587659 | 599027 | 566487 | 588116 | 579675 | NA
Plummer City of | 4062348 | NWPP | USA | ID | NA | NA | 1142 | 1507 | 827 | 1775 | 1972 | 33578 | 32342 | 30662 | NA | NA | NA | NA | NA | 32436 | 32035 | 31284 | 31919 | 33381 | 31291 | 32053 | 30296 | NA | NA | NA | NA | NA | PNW | #VALUE! | #VALUE! | #VALUE! | #VALUE! | #VALUE! | 106.8% | 104.8% | 6.302% | 5.317% | 2.591% | 4.817% | 3.565% | #VALUE! | #VALUE! | NA | NA | NA | NA | NA | 30296 | 32053 | 31291 | 33381 | 31919 | 31284 | 32035 | 32436 | NA
Port Angeles City of | 4062368 | NWPP | USA | WA | NA | 9743 | 9996 | 22266 | 3085 | 17996 | 20732 | 711284 | 676397 | 662139 | 663245 | 624827 | 655387 | 646327 | NA | 721701 | 747351 | 719912 | 689776 | 715872 | 698469 | 698469 | 665404 | 659174 | 648080 | 616313 | 648382 | 632798 | PNW | 102.1% | 101.1% | 101.4% | 102.3% | 100.4% | 101.7% | 101.8% | 2.968% | 2.514% | 0.4472% | 3.093% | 1.338% | 1.35% | #VALUE! | 632798 | 648382 | 616313 | 648080 | 659174 | 665404 | 698469 | 698469 | 715872 | 689776 | 719912 | 747351 | 721701 | NA
Portland General Electric Company | 4057019 | NWPP | USA | OR | 1698435 | 1015351 | 1075598 | 1093653 | 1126225 | 1120393 | 1132776 | 33418631 | 30410310 | 28276689 | 31806411 | 32554527 | 30054850 | 39708832 | NA | 19191143 | 19345264 | 18732504 | 19336909 | 19993122 | 19626429 | 19431102 | 18753953 | 18540016 | 18425854 | 18771884 | 19040188 | 19872544 | PNW | 199.8% | 157.8% | 173.4% | 172.6% | 152.5% | 162.2% | 172% | 5.772% | 5.604% | 5.824% | 5.838% | 5.56% | 5.291% | #VALUE! | 19872544 | 19040188 | 18771884 | 18425854 | 18540016 | 18753953 | 19431102 | 19626429 | 19993122 | 19336909 | 18732504 | 19345264 | 19191143 | NA
Power Resources Cooperative | 4062391 | NWPP | USA | OR | NA | 235 | 0 | 0 | 0 | 0 | 0 | 262087 | 376313 | 372325 | 452639 | 394883 | 463009 | 367276 | NA | NA | NA | NA | NA | NA | NA | NA | NA | NA | NA | NA | NA | NA |  | #VALUE! | #VALUE! | #VALUE! | #VALUE! | #VALUE! | #VALUE! | #VALUE! | #VALUE! | #VALUE! | #VALUE! | #VALUE! | #VALUE! | #VALUE! | #VALUE! | NA | NA | NA | NA | NA | NA | NA | NA | NA | NA | NA | NA | NA | NA
Price Municipal Corporation | 4062415 | NWPP | USA | UT | NA | NA | 3930 | 0 | 0 | 4250 | 6900 | 80546 | 76921 | 69919 | NA | NA | NA | NA | NA | 76515 | 73669 | 74836 | 72504 | 76147 | 75882 | 74625 | 70497 | NA | NA | NA | NA | NA |  | #VALUE! | #VALUE! | #VALUE! | #VALUE! | #VALUE! | 109.1% | 107.9% | 9.093% | 5.581% | 0% | 0% | 5.335% | #VALUE! | #VALUE! | NA | NA | NA | NA | NA | 70497 | 74625 | 75882 | 76147 | 72504 | 74836 | 73669 | 76515 | NA
Provo City Corporation | 4062440 | NWPP | USA | UT | NA | 15997 | 17452 | 13838 | 13504 | 18649 | 18637 | 785615 | 756144 | 748247 | 742730 | 733888 | 736592 | 719303 | NA | 779742 | 764284 | 767384 | 761759 | 775077 | 793540 | 759609 | 732653 | 715668 | 711158 | 706560 | 706219 | 707863 |  | 101.6% | 104.3% | 103.9% | 104.4% | 104.6% | 103.2% | 103.4% | 2.349% | 2.406% | 1.773% | 1.803% | 2.283% | 2.052% | #VALUE! | 707863 | 706219 | 706560 | 711158 | 715668 | 732653 | 759609 | 793540 | 775077 | 761759 | 767384 | 764284 | 779742 | NA
Public Utility District No. 1 of Asotin County | 4062459 | NWPP | USA | WA | NA | NA | 14 | 24 | 26 | 26 | 0 | 386 | 451 | 1 | NA | NA | NA | NA | NA | 282 | 292 | 320 | 366 | 370 | 445 | 386 | 422 | NA | NA | NA | NA | NA | PNW | #VALUE! | #VALUE! | #VALUE! | #VALUE! | #VALUE! | 106.9% | 100% | 0% | 7.027% | 7.104% | 7.5% | 4.795% | #VALUE! | #VALUE! | NA | NA | NA | NA | NA | 422 | 386 | 445 | 370 | 366 | 320 | 292 | 282 | NA
PUD No 1 of Benton County | 4062460 | NWPP | USA | WA | NA | 51829 | 54972 | 61618 | 54421 | 61486 | 56548 | 2485126 | 2258188 | 2413045 | 2502277 | 2276922 | 1845659 | 1895876 | NA | 1645276 | 1648362 | 1592802 | 1726341 | 1639856 | 1607265 | 1555710 | 1602508 | 1597054 | 1580751 | 1587678 | 1562107 | 1779257 | PNW | 106.6% | 118.2% | 143.4% | 158.3% | 151.1% | 140.9% | 159.7% | 3.518% | 3.749% | 3.152% | 3.869% | 3.335% | 3.15% | #VALUE! | 1779257 | 1562107 | 1587678 | 1580751 | 1597054 | 1602508 | 1555710 | 1607265 | 1639856 | 1726341 | 1592802 | 1648362 | 1645276 | NA
PUD No 1 of Clallam County | 4064172 | NWPP | USA | WA | NA | 33336 | 50522 | 0 | 32527 | 45494 | 54287 | 688259 | 632190 | 588631 | 589820 | 592694 | 589416 | 608070 | NA | 647502 | 657572 | 631436 | 762661 | 796816 | 791931 | 651368 | 595906 | 566573 | 557690 | 560109 | 557572 | 577007 | PNW | 105.4% | 105.7% | 105.8% | 105.8% | 103.9% | 106.1% | 105.7% | 6.855% | 5.709% | 4.265% | 0% | 7.683% | 5.148% | #VALUE! | 577007 | 557572 | 560109 | 557690 | 566573 | 595906 | 651368 | 791931 | 796816 | 762661 | 631436 | 657572 | 647502 | NA
PUD No 1 of Cowlitz County | 4062464 | NWPP | USA | WA | NA | 0 | 141458 | 164703 | 63794 | 54885 | 11483 | 4633251 | 4410931 | 4271840 | 4243350 | 4180006 | 4522623 | 4339423 | NA | 5150728 | 4964922 | 4686061 | 4893834 | 5202429 | 4896282 | 4606966 | 4384861 | 4235931 | 4217346 | 4168968 | 4382321 | 4216752 | PNW | 102.9% | 103.2% | 100.3% | 100.6% | 100.8% | 100.6% | 100.6% | 0.2345% | 1.055% | 1.304% | 3.515% | 2.849% | 0% | #VALUE! | 4216752 | 4382321 | 4168968 | 4217346 | 4235931 | 4384861 | 4606966 | 4896282 | 5202429 | 4893834 | 4686061 | 4964922 | 5150728 | NA
PUD No 1 of Douglas County | 4062466 | NWPP | USA | WA | NA | 27431 | 4444 | 32602 | 41066 | 49377 | 42970 | 3502477 | 3810468 | 4447497 | 4117488 | 4972651 | 3759230 | 4891613 | NA | 752097 | 727490 | 635037 | 667641 | 612487 | 595868 | 576160 | 550564 | 539485 | 517034 | 512145 | 504625 | 511636 | PNW | 956.1% | 745% | 970.9% | 796.4% | 824.4% | 692.1% | 607.9% | 7.211% | 8.062% | 6.151% | 5.134% | 0.6109% | 3.647% | #VALUE! | 511636 | 504625 | 512145 | 517034 | 539485 | 550564 | 576160 | 595868 | 612487 | 667641 | 635037 | 727490 | 752097 | NA
PUD No 1 of Ferry County | 4062467 | NWPP | USA | WA | NA | 2923 | 5830 | 6256 | 8141 | 15000 | 5136 | 66245 | 86946 | 89085 | 70305 | 89148 | 94185 | 115780 | NA | 103053 | 101666 | 93546 | 91148 | 61000 | 64913 | 61002 | 82677 | 82728 | 64864 | 85519 | 91222 | 104289 | PNW | 111% | 103.2% | 104.2% | 108.4% | 107.7% | 105.2% | 108.6% | 7.912% | 24.59% | 8.932% | 6.688% | 5.734% | 2.836% | #VALUE! | 104289 | 91222 | 85519 | 64864 | 82728 | 82677 | 61002 | 64913 | 61000 | 91148 | 93546 | 101666 | 103053 | NA
PUD No 1 of Franklin County | 4062468 | NWPP | USA | WA | NA | 53727 | 51571 | 50999 | 39062 | 27225 | 34230 | 1185345 | 1043268 | 1140234 | 1226483 | 984753 | 923473 | 847415 | NA | 985664 | 981311 | 950019 | 971485 | 960895 | 886305 | 835781 | 810428 | 787245 | 750536 | 756900 | 746841 | 735425 | PNW | 115.2% | 123.7% | 130.1% | 163.4% | 144.8% | 128.7% | 141.8% | 3.862% | 2.833% | 4.021% | 5.368% | 5.255% | 5.451% | #VALUE! | 735425 | 746841 | 756900 | 750536 | 787245 | 810428 | 835781 | 886305 | 960895 | 971485 | 950019 | 981311 | 985664 | NA
PUD No 1 of Grays Harbor County | 4062469 | NWPP | USA | WA | NA | 7888 | 13591 | 27875 | 29816 | 30844 | 17547 | 1783449 | 1824397 | 1641379 | 1486092 | 1457780 | 1463960 | 1183280 | NA | 975944 | 1018490 | 890681 | 979126 | 1028145 | 982602 | 992831 | 979034 | 979591 | 982673 | 1002857 | 1028016 | 1107060 | PNW | 106.9% | 142.4% | 145.4% | 151.2% | 167.6% | 186.3% | 179.6% | 1.786% | 3% | 3.045% | 3.13% | 1.334% | 0.8082% | #VALUE! | 1107060 | 1028016 | 1002857 | 982673 | 979591 | 979034 | 992831 | 982602 | 1028145 | 979126 | 890681 | 1018490 | 975944 | NA
PUD No 1 of Kittitas County | 4062471 | NWPP | USA | WA | NA | NA | 4116 | 7035 | 4003 | 8450 | 6452 | 74589 | 69547 | 68013 | 66745 | 65482 | 62940 | 66622 | NA | 92446 | 91041 | 82250 | 84026 | 72269 | 72766 | 69041 | 61843 | 63523 | NA | NA | NA | NA | PNW | #VALUE! | #VALUE! | #VALUE! | #VALUE! | 107.1% | 112.5% | 108% | 8.867% | 11.69% | 4.764% | 8.553% | 4.521% | #VALUE! | #VALUE! | NA | NA | NA | NA | 63523 | 61843 | 69041 | 72766 | 72269 | 84026 | 82250 | 91041 | 92446 | NA
PUD No 1 of Klickitat County | 4062472 | NWPP | USA | WA | NA | 16845 | 24896 | 27496 | 21506 | 29090 | 18741 | 400058 | 400519 | 356797 | 410187 | 571082 | 565964 | 467000 | NA | 315932 | 308559 | 323234 | 326729 | 310719 | 299941 | 291564 | 282250 | 268113 | 335848 | 468469 | 471934 | 397037 | PNW | 117.6% | 119.9% | 121.9% | 122.1% | 133.1% | 141.9% | 137.2% | 6.248% | 9.362% | 6.582% | 8.507% | 8.068% | 5.332% | #VALUE! | 397037 | 471934 | 468469 | 335848 | 268113 | 282250 | 291564 | 299941 | 310719 | 326729 | 323234 | 308559 | 315932 | NA
PUD No 1 of Lewis County | 4062473 | NWPP | USA | WA | NA | 31079 | 47504 | 29097 | 57357 | 49239 | 50635 | 916447 | 862326 | 832856 | 822557 | 797363 | 789819 | 823906 | NA | 924562 | 963895 | 938216 | 933661 | 964294 | 929206 | 861057 | 808281 | 792698 | 772373 | 752124 | 753407 | 775622 | PNW | 106.2% | 104.8% | 106% | 106.5% | 105.1% | 106.7% | 106.4% | 5.449% | 5.106% | 6.143% | 3.101% | 4.928% | 3.361% | #VALUE! | 775622 | 753407 | 752124 | 772373 | 792698 | 808281 | 861057 | 929206 | 964294 | 933661 | 938216 | 963895 | 924562 | NA
PUD No 1 of Mason County | 4062474 | NWPP | USA | WA | NA | NA | 7787 | 7144 | 9512 | 11721 | 8213 | 74254 | 68075 | 66016 | 65596 | 67000 | 65473 | 69345 | NA | 75261 | 72987 | 68721 | 70296 | 68736 | 69431 | 67261 | 61825 | 60098 | 58320 | 59000 | 60020 | 62618 | PNW | 110.7% | 109.1% | 113.6% | 112.5% | 109.8% | 110.1% | 110.4% | 11.83% | 17.05% | 13.53% | 10.4% | 10.67% | #VALUE! | #VALUE! | 62618 | 60020 | 59000 | 58320 | 60098 | 61825 | 67261 | 69431 | 68736 | 70296 | 68721 | 72987 | 75261 | NA
PUD No 1 of Okanogan County | 4062475 | NWPP | USA | WA | NA | 34637 | 3975 | 21541 | 41787 | 41927 | 39622 | 912871 | 845720 | 827833 | 822785 | 868357 | 633101 | 724163 | NA | 580927 | 610431 | 570097 | 637232 | 639656 | 621818 | 591488 | 574813 | 573234 | 540500 | 550732 | 582774 | 606175 | PNW | 119.5% | 108.6% | 157.7% | 152.2% | 144.4% | 147.1% | 154.3% | 6.372% | 6.555% | 6.558% | 3.778% | 0.6512% | 5.962% | #VALUE! | 606175 | 582774 | 550732 | 540500 | 573234 | 574813 | 591488 | 621818 | 639656 | 637232 | 570097 | 610431 | 580927 | NA
PUD No 1 of Pend Oreille County | 4062476 | NWPP | USA | WA | NA | 8876 | 3704 | 4031 | 6581 | 16292 | 19049 | 1215269 | 1184137 | 1183109 | 1146679 | 1103877 | 959698 | 1059672 | NA | 1002891 | 995570 | 985736 | 969588 | 986444 | 939127 | 956942 | 977091 | 967540 | 950090 | 954194 | 858193 | 927420 | PNW | 114.3% | 111.8% | 115.7% | 120.7% | 122.3% | 121.2% | 127% | 2.028% | 1.652% | 0.6787% | 0.4089% | 0.372% | 0.885% | #VALUE! | 927420 | 858193 | 954194 | 950090 | 967540 | 977091 | 956942 | 939127 | 986444 | 969588 | 985736 | 995570 | 1002891 | NA
PUD No 1 of Skamania County | 4062477 | NWPP | USA | WA | NA | 9731 | 13601 | 8964 | 130 | 13475 | 10090 | 137371 | 130276 | 129098 | NA | NA | NA | NA | NA | 123192 | 124926 | 124024 | 129666 | 123504 | 128567 | 119882 | 122959 | NA | NA | NA | NA | NA | PNW | #VALUE! | #VALUE! | #VALUE! | #VALUE! | #VALUE! | 106% | 114.6% | 7.848% | 10.91% | 0.1003% | 7.228% | 10.89% | 7.899% | #VALUE! | NA | NA | NA | NA | NA | 122959 | 119882 | 128567 | 123504 | 129666 | 124024 | 124926 | 123192 | NA
PUD No 1 of Wahkiakum County | 4062479 | NWPP | USA | WA | NA | NA | 1373 | 2851 | 2944 | 2466 | 3416 | 41819 | 39359 | 36000 | NA | NA | NA | NA | NA | 41084 | 44104 | 39390 | 41593 | 42872 | 40025 | 38306 | 36079 | NA | NA | NA | NA | NA | PNW | #VALUE! | #VALUE! | #VALUE! | #VALUE! | #VALUE! | 109.1% | 109.2% | 8.535% | 5.752% | 7.078% | 7.238% | 3.113% | #VALUE! | #VALUE! | NA | NA | NA | NA | NA | 36079 | 38306 | 40025 | 42872 | 41593 | 39390 | 44104 | 41084 | NA
PUD No 1 of Whatcom County | 4062480 | NWPP | USA | WA | NA | 0 | 0 | 0 | 0 | 0 | 0 | 222256 | 222686 | 220561 | 188451 | 182962 | 196903 | 169972 | NA | 195272 | 219958 | 213677 | 223878 | 219402 | 187634 | 207705 | 207228 | 205902 | 174110 | 182962 | 184004 | 169972 | PNW | 100% | 107% | 100% | 108.2% | 107.1% | 107.5% | 107% | 0% | 0% | 0% | 0% | 0% | 0% | #VALUE! | 169972 | 184004 | 182962 | 174110 | 205902 | 207228 | 207705 | 187634 | 219402 | 223878 | 213677 | 219958 | 195272 | NA
PUD No 2 of Pacific County | 4062482 | NWPP | USA | WA | NA | 17066 | 14484 | 10666 | 13758 | 17795 | 16722 | 309720 | 299814 | 310578 | 285541 | 280448 | 291218 | 309400 | NA | 285855 | 296628 | 285788 | 298191 | 306875 | 295363 | 293341 | 281058 | 273227 | 271502 | 272725 | 287524 | 292068 | PNW | 105.9% | 101.3% | 102.8% | 105.2% | 113.7% | 106.7% | 105.6% | 5.662% | 5.799% | 4.614% | 3.732% | 4.883% | 5.97% | #VALUE! | 292068 | 287524 | 272725 | 271502 | 273227 | 281058 | 293341 | 295363 | 306875 | 298191 | 285788 | 296628 | 285855 | NA
PUD No 3 of Mason County | 4062483 | NWPP | USA | WA | NA | 34971 | 36123 | 24245 | 38432 | 39779 | 29598 | 684734 | 657997 | 624034 | 624159 | 650417 | 606466 | 625301 | NA | 663537 | 666926 | 654567 | 660405 | 672159 | 668687 | 645819 | 618256 | 598279 | 574972 | 587255 | 568254 | 601137 | PNW | 104% | 106.7% | 110.8% | 108.6% | 104.3% | 106.4% | 106% | 4.426% | 5.918% | 5.819% | 3.704% | 5.416% | 5.27% | #VALUE! | 601137 | 568254 | 587255 | 574972 | 598279 | 618256 | 645819 | 668687 | 672159 | 660405 | 654567 | 666926 | 663537 | NA
Puget Energy, Inc. | 4026154 | NWPP | USA | WA | 1552722 | 1610537 | 1629408 | 1661657 | 1542885 | 1522899 | 1538039 | NA | 25074992 | 24035511 | 26115865 | 26674773 | 28573168 | 38479252 | NA | 23119041 | 23504616 | 22859820 | 23896559 | 24060017 | 23758507 | 23183514 | 22496014 | 19876790 | NA | NA | NA | NA |  | #VALUE! | #VALUE! | #VALUE! | #VALUE! | 120.9% | 111.5% | #VALUE! | 6.474% | 6.33% | 6.457% | 7.269% | 6.932% | 6.966% | #VALUE! | NA | NA | NA | NA | 19876790 | 22496014 | 23183514 | 23758507 | 24060017 | 23896559 | 22859820 | 23504616 | 23119041 | NA
Puget Sound Energy, Inc. | 4062485 | NWPP | USA | WA | 1552722 | 1610537 | 1629408 | 1661657 | 1542885 | 1522899 | 1538039 | 27077180 | 25071337 | 24031255 | 26108320 | 26666403 | 28573168 | 38479252 | NA | 23119041 | 23504616 | 22859820 | 23896559 | 24060017 | 23758507 | 23183514 | 22496014 | 19876790 | 21612199 | 19253824 | 19848309 | 21710218 | PNW | 177.2% | 144% | 138.5% | 120.8% | 120.9% | 111.4% | 116.8% | 6.474% | 6.33% | 6.457% | 7.269% | 6.932% | 6.966% | #VALUE! | 21710218 | 19848309 | 19253824 | 21612199 | 19876790 | 22496014 | 23183514 | 23758507 | 24060017 | 23896559 | 22859820 | 23504616 | 23119041 | NA
Raft River Rural Electric Cooperative Inc. | 4062523 | NWPP | USA | ID | NA | 16414 | 15384 | 18446 | 16522 | 18124 | 17294 | 250471 | 233503 | 263199 | 277718 | 271179 | 260529 | 221057 | NA | 308957 | 262009 | 269319 | 259801 | 288216 | 260912 | 235067 | 217394 | 244829 | 260254 | 254194 | 246205 | 214269 | PNW | 103.2% | 105.8% | 106.7% | 106.7% | 107.5% | 107.4% | 106.6% | 6.628% | 6.288% | 6.359% | 6.849% | 5.872% | 5.313% | #VALUE! | 214269 | 246205 | 254194 | 260254 | 244829 | 217394 | 235067 | 260912 | 288216 | 259801 | 269319 | 262009 | 308957 | NA
Ravalli County Electric Cooperative, Inc. | 4062537 | NWPP | USA | MT | NA | 10603 | 10105 | 8846 | 10295 | 11941 | 10380 | 145285 | 140204 | 132556 | 130507 | 126465 | 121867 | 121279 | NA | 143191 | 148287 | 145106 | 146953 | 142783 | 139437 | 134266 | 127986 | 123299 | 119809 | 117279 | 111749 | 110416 | PNW | 109.8% | 109.1% | 107.8% | 108.9% | 107.5% | 109.5% | 108.2% | 7.444% | 8.363% | 7.006% | 6.096% | 6.814% | 7.405% | #VALUE! | 110416 | 111749 | 117279 | 119809 | 123299 | 127986 | 134266 | 139437 | 142783 | 146953 | 145106 | 148287 | 143191 | NA
Richland City of WA | 4062606 | NWPP | USA | WA | NA | 27656 | 27092 | 9729 | 15513 | 46911 | 32858 | 814539 | 784477 | 754173 | 729649 | 709617 | 785774 | 740315 | NA | 847518 | 855085 | 839614 | 856294 | 819639 | 802297 | 782134 | 752781 | 728145 | 698791 | 687456 | 689957 | 693213 | PNW | 106.8% | 113.9% | 103.2% | 104.4% | 103.6% | 104.2% | 104.1% | 4.095% | 5.723% | 1.812% | 1.159% | 3.168% | 3.263% | #VALUE! | 693213 | 689957 | 687456 | 698791 | 728145 | 752781 | 782134 | 802297 | 819639 | 856294 | 839614 | 855085 | 847518 | NA
Rupert City of | 4062700 | NWPP | USA | ID | NA | 0 | 0 | 0 | 0 | 0 | 0 | 83573 | 82933 | 79936 | NA | NA | NA | NA | NA | 73074 | 72046 | 72046 | 77898 | 72411 | 69080 | 81307 | 77142 | NA | NA | NA | NA | NA | PNW | #VALUE! | #VALUE! | #VALUE! | #VALUE! | #VALUE! | 107.5% | 102.8% | 0% | 0% | 0% | 0% | 0% | 0% | #VALUE! | NA | NA | NA | NA | NA | 77142 | 81307 | 69080 | 72411 | 77898 | 72046 | 72046 | 73074 | NA
Ruston Town of WA | 4062717 | NWPP | USA | WA | NA | NA | 0 | 0 | 0 | 0 | 0 | 5311 | 5187 | 5247 | NA | NA | NA | NA | NA | 6216 | 5986 | 7290 | 7259 | 6145 | 5237 | 5311 | 5187 | NA | NA | NA | NA | NA | PNW | #VALUE! | #VALUE! | #VALUE! | #VALUE! | #VALUE! | 100% | 100% | 0% | 0% | 0% | 0% | 0% | #VALUE! | #VALUE! | NA | NA | NA | NA | NA | 5187 | 5311 | 5237 | 6145 | 7259 | 7290 | 5986 | 6216 | NA
Salem City Corp | 4062742 | NWPP | USA | UT | NA | NA | 4262 | 3063 | 1086 | 3242 | 2354 | 25417 | 23210 | 22318 | NA | NA | NA | NA | NA | 27027 | 27028 | 29127 | 29200 | 26001 | 24258 | 20955 | 20761 | NA | NA | NA | NA | NA |  | #VALUE! | #VALUE! | #VALUE! | #VALUE! | #VALUE! | 111.8% | 121.3% | 9.704% | 12.47% | 3.719% | 10.52% | 15.77% | #VALUE! | #VALUE! | NA | NA | NA | NA | NA | 20761 | 20955 | 24258 | 26001 | 29200 | 29127 | 27028 | 27027 | NA
Salem Electric Coop | 4062745 | NWPP | USA | OR | NA | 11246 | 14566 | 10980 | 13351 | 13332 | 13374 | 336021 | 333632 | 389688 | NA | NA | NA | NA | NA | 312073 | 315984 | 310223 | 322922 | 335245 | 326776 | 327033 | 322085 | NA | NA | NA | NA | NA | PNW | #VALUE! | #VALUE! | #VALUE! | #VALUE! | #VALUE! | 103.6% | 102.7% | 4.093% | 3.977% | 4.134% | 3.539% | 4.61% | 3.604% | #VALUE! | NA | NA | NA | NA | NA | 322085 | 327033 | 326776 | 335245 | 322922 | 310223 | 315984 | 312073 | NA
Salmon River Electric Cooperative Inc. | 4062752 | NWPP | USA | ID | NA | 4470 | 6312 | 3020 | 6819 | 6863 | 7744 | 192948 | 226301 | 229435 | NA | NA | NA | NA | NA | 277743 | 276680 | 272325 | 235486 | 283994 | 261411 | 188478 | 219077 | 223896 | NA | NA | NA | NA | PNW | #VALUE! | #VALUE! | #VALUE! | #VALUE! | 102.5% | 103.3% | 102.4% | 2.962% | 2.417% | 2.896% | 1.109% | 2.281% | 1.609% | #VALUE! | NA | NA | NA | NA | 223896 | 219077 | 188478 | 261411 | 283994 | 235486 | 272325 | 276680 | 277743 | NA
Santa Clara City of | 4059233 | NWPP | USA | UT | NA | NA | 2456 | 2267 | 3694 | 353 | 4522 | 34995 | 30602 | 29291 | NA | NA | NA | NA | NA | 35800 | 34085 | 35231 | 37287 | 38531 | 33968 | 32983 | 28687 | NA | NA | NA | NA | NA |  | #VALUE! | #VALUE! | #VALUE! | #VALUE! | #VALUE! | 106.7% | 106.1% | 13.31% | 0.9161% | 9.907% | 6.435% | 7.206% | #VALUE! | #VALUE! | NA | NA | NA | NA | NA | 28687 | 32983 | 33968 | 38531 | 37287 | 35231 | 34085 | 35800 | NA
Seattle City Light | 4062843 | NWPP | USA | WA | NA | 584310 | 570008 | 495293 | 455315 | 633824 | 629758 | 15148219 | 13228350 | 15323602 | 15258276 | 15159856 | 10617126 | 10061503 | NA | 9466642 | 9600232 | 9384736 | 9693426 | 9708457 | 9599911 | 9454505 | 9161466 | 9020525 | 8905944 | 8923130 | 8990171 | 9556892 | PNW | 105.3% | 118.1% | 169.9% | 171.3% | 169.9% | 144.4% | 160.2% | 6.56% | 6.529% | 4.697% | 5.278% | 5.937% | 6.172% | #VALUE! | 9556892 | 8990171 | 8923130 | 8905944 | 9020525 | 9161466 | 9454505 | 9599911 | 9708457 | 9693426 | 9384736 | 9600232 | 9466642 | NA
Sierra Pacific Power Company | 4057098 | NWPP | USA | NV | 287635 | 149917 | 235368 | 265435 | 451512 | 157379 | 601739 | 9730737 | 9940949 | 10325326 | 10818315 | 11902689 | 13590516 | 13118871 | NA | 9168606 | 8847190 | 9243907 | 9419300 | 9678231 | 9862668 | 9788827 | 9340122 | 9158159 | 8915338 | 8703901 | 8741134 | 8820665 |  | 148.7% | 155.5% | 136.8% | 121.3% | 112.7% | 106.4% | 99.41% | 6.101% | 1.626% | 4.793% | 2.871% | 2.66% | 1.635% | #VALUE! | 8820665 | 8741134 | 8703901 | 8915338 | 9158159 | 9340122 | 9788827 | 9862668 | 9678231 | 9419300 | 9243907 | 8847190 | 9168606 | NA
Snohomish County Public Utility District No. 1 | 4062478 | NWPP | USA | WA | NA | 257951 | 304749 | 164455 | 257742 | 248355 | 297880 | 9242205 | 8493847 | 8418963 | 8310700 | 8438929 | 7539925 | 7483846 | NA | 6535584 | 6881746 | 6721180 | 6872796 | 6952990 | 6774641 | 6483487 | 6305176 | 6151711 | 6064884 | 6193672 | 6184545 | 6525009 | PNW | 114.7% | 121.9% | 136.3% | 137% | 136.9% | 134.7% | 142.5% | 4.397% | 3.572% | 3.75% | 2.447% | 4.428% | 3.947% | #VALUE! | 6525009 | 6184545 | 6193672 | 6064884 | 6151711 | 6305176 | 6483487 | 6774641 | 6952990 | 6872796 | 6721180 | 6881746 | 6535584 | NA
Soda Springs City of | 4062988 | NWPP | USA | ID | NA | NA | 356 | 350 | 363 | 364 | 887 | 27309 | 27406 | 27095 | NA | NA | NA | NA | NA | 27168 | 25146 | 24580 | 25308 | 25368 | 23903 | 23022 | 23209 | NA | NA | NA | NA | NA | PNW | #VALUE! | #VALUE! | #VALUE! | #VALUE! | #VALUE! | 118.1% | 118.6% | 3.711% | 1.435% | 1.434% | 1.424% | 1.416% | #VALUE! | #VALUE! | NA | NA | NA | NA | NA | 23209 | 23022 | 23903 | 25368 | 25308 | 24580 | 25146 | 27168 | NA
South Side Electric Lines Inc | 4063034 | NWPP | USA | ID | NA | NA | 4441 | 4454 | 3808 | 0 | 0 | 55911 | 45636 | 56425 | NA | NA | NA | NA | NA | 57506 | 51341 | 51758 | 50712 | 55844 | 51054 | 50420 | 45636 | NA | NA | NA | NA | NA | PNW | #VALUE! | #VALUE! | #VALUE! | #VALUE! | #VALUE! | 100% | 110.9% | 0% | 0% | 7.509% | 8.605% | 8.65% | #VALUE! | #VALUE! | NA | NA | NA | NA | NA | 45636 | 50420 | 51054 | 55844 | 50712 | 51758 | 51341 | 57506 | NA
Southeast Electric Cooperative Inc. | 4063042 | NWPP | USA | MT | NA | NA | 4686 | 448 | 0 | 6907 | 4389 | 112870 | 56260 | 23830 | 24344 | 23033 | 21677 | 21497 | NA | 26550 | 26194 | 44259 | 86568 | 122361 | 120913 | 105110 | 48371 | 20400 | 19824 | 20163 | 19082 | 19100 |  | 112.5% | 113.6% | 114.2% | 122.8% | 116.8% | 116.3% | 107.4% | 3.63% | 5.645% | 0% | 1.012% | 17.89% | #VALUE! | #VALUE! | 19100 | 19082 | 20163 | 19824 | 20400 | 48371 | 105110 | 120913 | 122361 | 86568 | 44259 | 26194 | 26550 | NA
Spanish Fork City Corporation | 4063115 | NWPP | USA | UT | NA | 8328 | 9800 | 10165 | 12905 | 10748 | 10871 | 205248 | 191128 | 185550 | 179746 | 171181 | NA | NA | NA | 223630 | 210767 | 206400 | 200575 | 205001 | 203050 | 189428 | 175114 | 168400 | 160952 | 157426 | NA | NA |  | #VALUE! | #VALUE! | 108.7% | 111.7% | 110.2% | 109.1% | 108.4% | 5.354% | 5.243% | 6.434% | 4.925% | 4.65% | 3.724% | #VALUE! | NA | NA | 157426 | 160952 | 168400 | 175114 | 189428 | 203050 | 205001 | 200575 | 206400 | 210767 | 223630 | NA
Spring City Corporation | 4063132 | NWPP | USA | UT | NA | NA | 1 | 1 | 0 | 0 | 0 | 4419 | 3690 | 3619 | NA | NA | NA | NA | NA | 3647 | 3655 | 3695 | 3573 | 3750 | 3805 | 3728 | 2487 | NA | NA | NA | NA | NA |  | #VALUE! | #VALUE! | #VALUE! | #VALUE! | #VALUE! | 148.4% | 118.5% | 0% | 0% | 0% | 0.02706% | 0.02736% | #VALUE! | #VALUE! | NA | NA | NA | NA | NA | 2487 | 3728 | 3805 | 3750 | 3573 | 3695 | 3655 | 3647 | NA
Springfield City of OR | 4063140 | NWPP | USA | OR | NA | 28770 | 2628 | 23335 | 44291 | 38650 | 29745 | 843074 | 813516 | 768755 | 919789 | 1034396 | 762704 | 952442 | NA | 811908 | 815105 | 808082 | 816347 | 829208 | 805268 | 807908 | 783217 | 736967 | 721340 | 735086 | 704947 | 879826 | PNW | 108.3% | 108.2% | 140.7% | 127.5% | 104.3% | 103.9% | 104.4% | 3.694% | 4.661% | 5.426% | 2.888% | 0.3224% | 3.544% | #VALUE! | 879826 | 704947 | 735086 | 721340 | 736967 | 783217 | 807908 | 805268 | 829208 | 816347 | 808082 | 815105 | 811908 | NA
Springville City of | 4063144 | NWPP | USA | UT | NA | 4658 | 4952 | 8703 | 2362 | 1665 | 9781 | 243689 | 236340 | 232441 | 237850 | 225054 | 230318 | 229981 | NA | 243588 | 239376 | 241056 | 242442 | 241185 | 237306 | 228483 | 212616 | 220605 | 214738 | 206845 | 211430 | 207729 |  | 110.7% | 108.9% | 108.8% | 110.8% | 105.4% | 111.2% | 106.7% | 4.122% | 0.6903% | 0.9743% | 3.61% | 2.069% | 1.912% | #VALUE! | 207729 | 211430 | 206845 | 214738 | 220605 | 212616 | 228483 | 237306 | 241185 | 242442 | 241056 | 239376 | 243588 | NA
St George City of | 4063159 | NWPP | USA | UT | NA | 11160 | 65393 | 41862 | 0 | 29033 | 37239 | 615408 | 559546 | 562000 | 577668 | 503732 | 456447 | 470326 | NA | 613924 | 591505 | 595149 | 595622 | 609018 | 620654 | 537408 | 535240 | 523000 | 503052 | 467707 | 416346 | 450161 |  | 104.5% | 109.6% | 107.7% | 114.8% | 107.5% | 104.5% | 114.5% | 6% | 4.767% | 0% | 7.034% | 11.06% | 1.818% | #VALUE! | 450161 | 416346 | 467707 | 503052 | 523000 | 535240 | 537408 | 620654 | 609018 | 595622 | 595149 | 591505 | 613924 | NA
Steilacoom Town of | 4063214 | NWPP | USA | WA | NA | 2723 | 1884 | 2189 | 1700 | 2607 | 1259 | 40296 | 39511 | 38348 | NA | NA | NA | NA | NA | 38287 | 40225 | 37807 | 40428 | 40043 | 39721 | 38523 | 37733 | NA | NA | NA | NA | NA | PNW | #VALUE! | #VALUE! | #VALUE! | #VALUE! | #VALUE! | 104.7% | 104.6% | 3.17% | 6.511% | 4.205% | 5.79% | 4.684% | 7.112% | #VALUE! | NA | NA | NA | NA | NA | 37733 | 38523 | 39721 | 40043 | 40428 | 37807 | 40225 | 38287 | NA
Strawberry Electric Serv Dist | 4063245 | NWPP | USA | UT | NA | 5223 | 3455 | 3995 | 4118 | 3947 | 4538 | 50141 | 47420 | 43676 | NA | NA | NA | NA | NA | 45774 | 46639 | 47085 | 47104 | 48574 | 50131 | 45831 | 43966 | NA | NA | NA | NA | NA |  | #VALUE! | #VALUE! | #VALUE! | #VALUE! | #VALUE! | 107.9% | 109.4% | 9.052% | 8.126% | 8.742% | 8.485% | 7.408% | 11.41% | #VALUE! | NA | NA | NA | NA | NA | 43966 | 45831 | 50131 | 48574 | 47104 | 47085 | 46639 | 45774 | NA
Sumas City of | 4063261 | NWPP | USA | WA | NA | NA | 914 | 1048 | 428 | 1310 | 354 | 30708 | 29385 | 26453 | NA | NA | NA | NA | NA | 29499 | 29596 | 29853 | 28087 | 29745 | 30010 | 29751 | 27930 | NA | NA | NA | NA | NA | PNW | #VALUE! | #VALUE! | #VALUE! | #VALUE! | #VALUE! | 105.2% | 103.2% | 1.18% | 4.404% | 1.524% | 3.511% | 3.088% | #VALUE! | #VALUE! | NA | NA | NA | NA | NA | 27930 | 29751 | 30010 | 29745 | 28087 | 29853 | 29596 | 29499 | NA
Sun River Electric Cooperative, Inc. | 4063274 | NWPP | USA | MT | NA | 9303 | 8786 | 8878 | 10237 | 5266 | 9866 | 91350 | 91481 | 87477 | NA | NA | NA | NA | NA | 89442 | 81992 | 76798 | 83018 | 84641 | 82696 | 81686 | 82818 | 78621 | NA | NA | NA | NA |  | #VALUE! | #VALUE! | #VALUE! | #VALUE! | 111.3% | 110.5% | 111.8% | 11.93% | 6.222% | 12.33% | 11.56% | 10.72% | 10.4% | #VALUE! | NA | NA | NA | NA | 78621 | 82818 | 81686 | 82696 | 84641 | 83018 | 76798 | 81992 | 89442 | NA
Surprise Valley Electrification Corp. | 4063283 | NWPP | USA | CA | NA | 18624 | 11705 | 11183 | 15505 | 14815 | 15573 | 126951 | 116651 | 131911 | 122153 | 133951 | 146795 | 139363 | NA | 139045 | 116920 | 123635 | 127710 | 130753 | 133396 | 112279 | 105573 | 116388 | 108395 | 117946 | 132117 | 121052 |  | 115.1% | 111.1% | 113.6% | 112.7% | 113.3% | 110.5% | 113.1% | 11.67% | 11.33% | 12.14% | 9.045% | 10.01% | 13.39% | #VALUE! | 121052 | 132117 | 117946 | 108395 | 116388 | 105573 | 112279 | 133396 | 130753 | 127710 | 123635 | 116920 | 139045 | NA
Tacoma Public Utilities | 4063307 | NWPP | USA | WA | NA | 239251 | 211379 | 141398 | 167598 | 194820 | 194417 | 6909007 | 5836598 | 6168528 | NA | 6450091 | 5512701 | 6260217 | NA | 4742065 | 4829955 | 4713766 | 4812736 | 4840457 | 5209141 | 4731907 | 4622653 | 4638234 | 4070726 | 4535202 | 4620280 | 5492020 | PNW | 114% | 119.3% | 142.2% | #VALUE! | 133% | 126.3% | 146% | 3.732% | 4.025% | 3.482% | 3% | 4.376% | 5.045% | #VALUE! | 5492020 | 4620280 | 4535202 | 4070726 | 4638234 | 4622653 | 4731907 | 5209141 | 4840457 | 4812736 | 4713766 | 4829955 | 4742065 | NA
Tanner Electric Cooperative | 4063321 | NWPP | USA | WA | NA | 3650 | 3336 | 4563 | 2172 | 4422 | 5795 | 68917 | 67746 | 65443 | 64229 | 63454 | 62279 | 64936 | NA | 91728 | 93162 | 88429 | 88973 | 76324 | 67038 | 64040 | 62780 | 61261 | 58909 | 59571 | 58494 | 60704 | PNW | 107% | 106.5% | 106.5% | 109% | 106.8% | 107.9% | 107.6% | 8.644% | 5.794% | 2.441% | 5.16% | 3.581% | 3.979% | #VALUE! | 60704 | 58494 | 59571 | 58909 | 61261 | 62780 | 64040 | 67038 | 76324 | 88973 | 88429 | 93162 | 91728 | NA
Tillamook Peoples Utility Dist | 4063415 | NWPP | USA | OR | NA | 23561 | 14205 | 14299 | 13893 | 25278 | 17932 | 435999 | 420997 | 406518 | 404928 | 407607 | 419338 | 433143 | NA | 460767 | 475451 | 457084 | 449978 | 440203 | 428316 | 416658 | 402184 | 386834 | 382740 | 387062 | 392424 | 403464 | PNW | 107.4% | 106.9% | 105.3% | 105.8% | 105.1% | 104.7% | 104.6% | 4.187% | 5.742% | 3.087% | 3.128% | 2.988% | 5.113% | #VALUE! | 403464 | 392424 | 387062 | 382740 | 386834 | 402184 | 416658 | 428316 | 440203 | 449978 | 457084 | 475451 | 460767 | NA
Tongue River Electric Cooperative Inc. | 4063439 | NWPP | USA | MT | NA | 10593 | 8943 | 9315 | 10385 | 7138 | 7233 | 91143 | 88536 | 88421 | 90148 | 88720 | 85122 | 96913 | NA | 83175 | 83091 | 83135 | 85531 | 86774 | 83483 | 84495 | 81692 | 82072 | 82984 | 81200 | 77540 | 83168 |  | 116.5% | 109.8% | 109.3% | 108.6% | 107.7% | 108.4% | 107.9% | 8.664% | 8.226% | 12.14% | 11.2% | 10.76% | 12.74% | #VALUE! | 83168 | 77540 | 81200 | 82984 | 82072 | 81692 | 84495 | 83483 | 86774 | 85531 | 83135 | 83091 | 83175 | NA
Troy City of MT | 4063508 | NWPP | USA | MT | NA | NA | 967 | 835 | 1204 | 1744 | 949 | 16023 | 15812 | 14506 | NA | NA | NA | NA | NA | 18538 | 17338 | 16580 | 16619 | 15727 | 15576 | 15336 | 15259 | NA | NA | NA | NA | NA |  | #VALUE! | #VALUE! | #VALUE! | #VALUE! | #VALUE! | 103.6% | 104.5% | 6.093% | 11.09% | 7.245% | 5.036% | 5.577% | #VALUE! | #VALUE! | NA | NA | NA | NA | NA | 15259 | 15336 | 15576 | 15727 | 16619 | 16580 | 17338 | 18538 | NA
Truckee Donner Pub Util Dist | 4063509 | NWPP | USA | CA | NA | 5270 | 8604 | 6837 | 6553 | 7549 | 7251 | 153210 | 142852 | 140252 | NA | NA | NA | NA | NA | 145522 | 149515 | 147121 | 146420 | 147848 | 146400 | 143908 | 135919 | NA | NA | NA | NA | NA |  | #VALUE! | #VALUE! | #VALUE! | #VALUE! | #VALUE! | 105.1% | 106.5% | 4.953% | 5.106% | 4.475% | 4.647% | 5.755% | 3.621% | #VALUE! | NA | NA | NA | NA | NA | 135919 | 143908 | 146400 | 147848 | 146420 | 147121 | 149515 | 145522 | NA
Umatilla Electric Cooperative Association | 4063567 | NWPP | USA | OR | NA | 47529 | 46430 | 42852 | 30372 | 49583 | 42412 | 846624 | 878574 | 848221 | 852721 | 855067 | 801464 | 834792 | NA | 973381 | 922432 | 883081 | 926838 | 911485 | 874855 | 807173 | 836073 | 812599 | 812149 | 808281 | 768225 | 796081 | PNW | 104.9% | 104.3% | 105.8% | 105% | 104.4% | 105.1% | 104.9% | 4.848% | 5.44% | 3.277% | 4.853% | 5.033% | 4.883% | #VALUE! | 796081 | 768225 | 808281 | 812149 | 812599 | 836073 | 807173 | 874855 | 911485 | 926838 | 883081 | 922432 | 973381 | NA
United Electric Co-op, Inc. - ID | 4082751 | NWPP | USA | ID | NA | 14352 | 12173 | 15452 | 14103 | 12803 | 10565 | 195021 | 178891 | 193465 | NA | NA | NA | NA | NA | 258700 | 252622 | 243588 | 212431 | 222652 | 186209 | 181174 | 169965 | NA | NA | NA | NA | NA | PNW | #VALUE! | #VALUE! | #VALUE! | #VALUE! | #VALUE! | 105.3% | 107.6% | 5.674% | 5.75% | 6.639% | 6.343% | 4.819% | 5.548% | #VALUE! | NA | NA | NA | NA | NA | 169965 | 181174 | 186209 | 222652 | 212431 | 243588 | 252622 | 258700 | NA
USBIA - Mission Valley Power | 4082571 | NWPP | USA | MT | NA | 36849 | 21276 | 27765 | 29799 | 29872 | 23893 | 406074 | 381995 | 364541 | 372539 | 360668 | 345583 | 339699 | NA | 353302 | 373284 | 332052 | 358213 | 350168 | 341328 | 331596 | 322063 | 311904 | 303251 | 306112 | 327294 | 319372 | PNW | 106.4% | 105.6% | 117.8% | 122.8% | 116.9% | 118.6% | 122.5% | 7% | 8.531% | 8.319% | 8.362% | 5.7% | 10.43% | #VALUE! | 319372 | 327294 | 306112 | 303251 | 311904 | 322063 | 331596 | 341328 | 350168 | 358213 | 332052 | 373284 | 353302 | NA
Utah Associated Mun Power Sys | 4063668 | NWPP | USA | UT | NA | 0 | 0 | 0 | 0 | 0 | 0 | 4482436 | 4209477 | 3820090 | 2625916 | 3957153 | 4266198 | 2881117 | NA | NA | NA | NA | NA | NA | NA | NA | NA | NA | NA | NA | NA | NA |  | #VALUE! | #VALUE! | #VALUE! | #VALUE! | #VALUE! | #VALUE! | #VALUE! | #VALUE! | #VALUE! | #VALUE! | #VALUE! | #VALUE! | #VALUE! | #VALUE! | NA | NA | NA | NA | NA | NA | NA | NA | NA | NA | NA | NA | NA | NA
Utah Municipal Power Agency | 4063670 | NWPP | USA | UT | NA | 45458 | 56544 | 58233 | 74899 | 86862 | 59157 | 1531278 | 1416761 | 1353695 | 1356940 | 1152121 | 1260663 | 1273237 | NA | NA | NA | NA | NA | NA | NA | NA | NA | NA | NA | NA | NA | NA |  | #VALUE! | #VALUE! | #VALUE! | #VALUE! | #VALUE! | #VALUE! | #VALUE! | #VALUE! | #VALUE! | #VALUE! | #VALUE! | #VALUE! | #VALUE! | #VALUE! | NA | NA | NA | NA | NA | NA | NA | NA | NA | NA | NA | NA | NA | NA
Vera Irrigation District #15 | 4063720 | NWPP | USA | WA | NA | 9750 | 8670 | 9192 | 6305 | 10721 | 8416 | 222624 | 212600 | 208310 | 206924 | 200611 | 198621 | 206999 | NA | 220262 | 223282 | 217256 | 232821 | 225346 | 219945 | 214708 | 201038 | 202331 | 196676 | 193042 | 189945 | 200379 | PNW | 103.3% | 104.6% | 103.9% | 105.2% | 103% | 105.8% | 103.7% | 3.826% | 4.758% | 2.708% | 4.231% | 3.883% | 4.427% | #VALUE! | 200379 | 189945 | 193042 | 196676 | 202331 | 201038 | 214708 | 219945 | 225346 | 232821 | 217256 | 223282 | 220262 | NA
Vigilante Electric Cooperative Inc. | 4063744 | NWPP | USA | MT | NA | 15234 | 14310 | 15182 | 15357 | 16084 | 13937 | 150874 | 140024 | 137438 | 139958 | 134697 | 135769 | 140394 | NA | 160673 | 152997 | 141164 | 149400 | 151003 | 143371 | 137255 | 126569 | 124595 | 127609 | 122649 | 122927 | 125809 | PNW | 111.6% | 110.4% | 109.8% | 109.7% | 110.3% | 110.6% | 109.9% | 9.721% | 10.65% | 10.28% | 10.75% | 9.353% | 9.481% | #VALUE! | 125809 | 122927 | 122649 | 127609 | 124595 | 126569 | 137255 | 143371 | 151003 | 149400 | 141164 | 152997 | 160673 | NA
Wasco Electric Cooperative Inc. | 4063828 | NWPP | USA | OR | NA | 4951 | 8144 | 8080 | 10002 | 9838 | 8707 | 101633 | 99077 | 96278 | 95616 | 98672 | 90945 | 97636 | NA | 107307 | 107460 | 105993 | 107525 | 99721 | 95782 | 92541 | 88785 | 88783 | 87132 | 89900 | 86625 | 87577 | PNW | 111.5% | 105% | 109.8% | 109.7% | 108.4% | 111.6% | 109.8% | 9.09% | 9.866% | 9.302% | 7.623% | 7.579% | 4.614% | #VALUE! | 87577 | 86625 | 89900 | 87132 | 88783 | 88785 | 92541 | 95782 | 99721 | 107525 | 105993 | 107460 | 107307 | NA
Washington City of UT | 4059236 | NWPP | USA | UT | NA | 0 | 0 | 0 | 0 | 0 | 0 | 75563 | 68406 | 58035 | NA | NA | NA | NA | NA | 92323 | 89084 | 90822 | 92945 | 88489 | 85217 | 75563 | 68406 | NA | NA | NA | NA | NA |  | #VALUE! | #VALUE! | #VALUE! | #VALUE! | #VALUE! | 100% | 100% | 0% | 0% | 0% | 0% | 0% | 0% | #VALUE! | NA | NA | NA | NA | NA | 68406 | 75563 | 85217 | 88489 | 92945 | 90822 | 89084 | 92323 | NA
Weiser City of | 4063896 | NWPP | USA | ID | NA | NA | 2740 | 2095 | 3769 | 3599 | 2000 | 50339 | 55949 | 51175 | NA | NA | NA | NA | NA | 49236 | 50363 | 48281 | 47735 | 46877 | 46000 | 50339 | 55949 | NA | NA | NA | NA | NA | PNW | #VALUE! | #VALUE! | #VALUE! | #VALUE! | #VALUE! | 100% | 100% | 4.348% | 7.678% | 7.896% | 4.339% | 5.441% | #VALUE! | #VALUE! | NA | NA | NA | NA | NA | 55949 | 50339 | 46000 | 46877 | 47735 | 48281 | 50363 | 49236 | NA
Wells Rural Electric Co | 4063904 | NWPP | USA | NV | NA | 15681 | 10264 | 20151 | 18899 | 15989 | 14237 | 778165 | 746216 | 695159 | 643667 | 682935 | 658555 | 677894 | NA | 839178 | 813776 | 790658 | 819458 | 821949 | 788798 | 736157 | 706252 | 678629 | 619957 | 674809 | 653172 | 639999 |  | 105.9% | 100.8% | 101.2% | 103.8% | 102.4% | 105.7% | 105.7% | 1.805% | 1.945% | 2.306% | 2.549% | 1.261% | 1.869% | #VALUE! | 639999 | 653172 | 674809 | 619957 | 678629 | 706252 | 736157 | 788798 | 821949 | 819458 | 790658 | 813776 | 839178 | NA
West Oregon Electric Cooperative Inc. | 4063928 | NWPP | USA | OR | NA | NA | 2962 | 4293 | 7776 | 4826 | 4044 | 70740 | 75005 | 75200 | 73571 | 72376 | 73079 | 75966 | NA | 68195 | 68707 | 67396 | 67028 | 70773 | 72090 | 68296 | 68221 | 68230 | 67104 | 67291 | 66931 | 69585 | PNW | 109.2% | 109.2% | 107.6% | 109.6% | 110.2% | 109.9% | 103.6% | 5.61% | 6.819% | 11.6% | 6.37% | 4.311% | #VALUE! | #VALUE! | 69585 | 66931 | 67291 | 67104 | 68230 | 68221 | 68296 | 72090 | 70773 | 67028 | 67396 | 68707 | 68195 | NA
Yellowstone Valley Electric Cooperative Inc. | 4064146 | NWPP | USA | MT | NA | 27882 | 27557 | 21182 | 15023 | 21848 | 11830 | 237368 | 224449 | 214697 | 218208 | 204199 | 189115 | 200668 | NA | 246839 | 249239 | 232444 | 236385 | 229485 | 237988 | 219161 | 205922 | 197065 | 199996 | 191343 | 182039 | 178417 |  | 112.5% | 103.9% | 106.7% | 109.1% | 108.9% | 109% | 108.3% | 4.971% | 9.52% | 6.355% | 9.113% | 11.06% | 11.3% | #VALUE! | 178417 | 182039 | 191343 | 199996 | 197065 | 205922 | 219161 | 237988 | 229485 | 236385 | 232444 | 249239 | 246839 | NA
Mean | [33 empty] | #VALUE! | #VALUE! | #VALUE! | #VALUE! | #VALUE! | #VALUE! | #VALUE! | #VALUE! | #VALUE! | #VALUE! | #VALUE! | #VALUE! | #VALUE! | #VALUE! | 2250350.0889 | 1954085.5978 | 1903666.0543 | 1954910.7935 | 1977693.8214 | 1207278.4112 | 1246230.4315 | 1271069.6142 | 1289729.132 | 1282352.1168 | 1269710.5025 | 1302778.1726 | 1299499.4162 | #DIV/0!
Median | [33 empty] | #VALUE! | #VALUE! | #VALUE! | #VALUE! | #VALUE! | #VALUE! | #VALUE! | #VALUE! | #VALUE! | #VALUE! | #VALUE! | #VALUE! | #VALUE! | #VALUE! | 305134 | 285778.5 | 276031 | 276415 | 251599.5 | 122132 | 128773 | 133396 | 130896 | 133740 | 133795 | 146713 | 145522 | #NUM!
Mode | [33 empty] | #VALUE! | #VALUE! | #VALUE! | #VALUE! | #VALUE! | #VALUE! | #VALUE! | #VALUE! | #VALUE! | #VALUE! | #VALUE! | #VALUE! | #VALUE! | #VALUE! | #N/A | #N/A | #N/A | #N/A | 13239589 | 13288812 | 13939314 | 14541825 | 14543714 | 13948280 | 13512504 | 13734430 | 14085316 | #N/A
Subtotal Mean | [33 empty] | #VALUE! | #VALUE! | #VALUE! | #VALUE! | #VALUE! | 122.2% | #VALUE! | 5.572% | 6.408% | 5.134% | 4.84% | 4.898% | #VALUE! | #VALUE! | 2594527.7727 | 2473577.0455 | 2436016.8333 | 2492957.6212 | 2498412.4198 | 1698877.4724 | 1759197.874 | 1812751.7323 | 1841009.7638 | 1805546.7559 | 1764804.8425 | 1811971.1102 | 1803485.6535 | #DIV/0!

## PNW Clean SNL 20072012
Company Name | SNL Institution Key | NERC Subregion Code | Country Name | State | Energy Losses (MWh) 2013Y | Energy Losses (MWh) 2012Y | Energy Losses (MWh) 2011Y | Energy Losses (MWh) 2010Y | Energy Losses (MWh) 2009Y | Energy Losses (MWh) 2008Y | Energy Losses (MWh) 2007Y | Energy Losses (MWh) 2006Y | Energy Losses (MWh) 2005Y | Energy Losses (MWh) 2004Y | Energy Losses (MWh) 2003Y | Energy Losses (MWh) 2002Y | Energy Losses (MWh) 2001Y | Energy Losses (MWh) 2000Y | Total Retail Electric Volume, Total (MWh) 2013Y | Total Retail Electric Volume, Total (MWh) 2012Y | Total Retail Electric Volume, Total (MWh) 2011Y | Total Retail Electric Volume, Total (MWh) 2010Y | Total Retail Electric Volume, Total (MWh) 2009Y | Total Retail Electric Volume, Total (MWh) 2008Y | Total Retail Electric Volume, Total (MWh) 2007Y | Total Retail Electric Volume, Total (MWh) 2006Y | Total Retail Electric Volume, Total (MWh) 2005Y | Total Retail Electric Volume, Total (MWh) 2004Y | Total Retail Electric Volume, Total (MWh) 2003Y | Total Retail Electric Volume, Total (MWh) 2002Y | Total Retail Electric Volume, Total (MWh) 2001Y | Total Retail Electric Volume, Total (MWh) 2000Y | In PNW Region | Percent Losses 2000Y | Percent Losses 2001Y | Percent Losses 2002Y | Percent Losses 2003Y | Percent Losses 2004Y | Percent Losses 2005Y | Percent Losses 2006Y | Percent Losses 2007Y | Percent Losses 2008Y | Percent Losses 2009Y | Percent Losses 2010Y | Percent Losses 2011Y | Percent Losses 2012Y | Percent Losses 2013Y |  | Retail Volume 2000Y | Retail Volume 2001Y | Retail Volume 2002Y | Retail Volume 2003Y | Retail Volume 2004Y | Retail Volume 2005Y | Retail Volume 2006Y | Retail Volume 2007Y | Retail Volume 2008Y | Retail Volume 2009Y | Retail Volume 2010Y | Retail Volume 2011Y | Retail Volume 2012Y | Retail Volume 2013Y
Albion City of | 4058386 | NWPP | USA | ID | NA | NA | 320 | 243 | 287 | 273 | 309 | 3373 | 3268 | 3286 | NA | NA | NA | NA | NA | 2749 | 3241 | 3157 | 3278 | 3324 | 3023 | 2992 | 2962 | NA | NA | NA | NA | NA | PNW | #VALUE! | #VALUE! | #VALUE! | #VALUE! | #VALUE! | 110.3% | 112.7% | 10.22% | 8.213% | 8.755% | 7.697% | 9.873% | #VALUE! | #VALUE! |  | NA | NA | NA | NA | NA | 2962 | 2992 | 3023 | 3324 | 3278 | 3157 | 3241 | 2749 | NA
Alder Mutual Light Co, Inc. | 4058395 | NWPP | USA | WA | NA | NA | 496 | 397 | 567 | 281 | 506 | 4076 | 3876 | 3662 | NA | NA | NA | NA | NA | 4621 | 4347 | 4220 | 4220 | 4445 | 3888 | 3798 | 3577 | NA | NA | NA | NA | NA | PNW | #VALUE! | #VALUE! | #VALUE! | #VALUE! | #VALUE! | 108.4% | 107.3% | 13.01% | 6.322% | 13.44% | 9.408% | 11.41% | #VALUE! | #VALUE! |  | NA | NA | NA | NA | NA | 3577 | 3798 | 3888 | 4445 | 4220 | 4220 | 4347 | 4621 | NA
Ashland City of OR | 4058533 | NWPP | USA | OR | NA | 13559 | 7272 | 1906 | 14408 | 4779 | 4997 | 178847 | 177406 | 181283 | 172466 | 169325 | 180269 | NA | NA | 172148 | 175389 | 173022 | 165688 | 180514 | 175565 | 173811 | 169156 | 169437 | 166468 | 158872 | 169410 | NA | PNW | #VALUE! | 106.4% | 106.6% | 103.6% | 107% | 104.9% | 102.9% | 2.846% | 2.647% | 8.696% | 1.102% | 4.146% | 7.876% | #VALUE! |  | NA | 169410 | 158872 | 166468 | 169437 | 169156 | 173811 | 175565 | 180514 | 165688 | 173022 | 175389 | 172148 | NA
Avista Corporation | 4057075 | NWPP | USA | WA | 606456 | 623656 | 572406 | 566042 | 532335 | 623811 | 617437 | 12911776 | 13317814 | 11225172 | 10700931 | 10413523 | 14723351 | 24670757 | NA | 8873005 | 9035133 | 8856389 | 8954984 | 9029319 | 8924726 | 8787002 | 8542674 | 8376616 | 8041166 | 7598029 | 8031037 | 8251809 | PNW | 299% | 183.3% | 137.1% | 133.1% | 134% | 155.9% | 146.9% | 6.918% | 6.909% | 5.945% | 6.391% | 6.335% | 7.029% | #VALUE! |  | 8251809 | 8031037 | 7598029 | 8041166 | 8376616 | 8542674 | 8787002 | 8924726 | 9029319 | 8954984 | 8856389 | 9035133 | 8873005 | NA
Bandon City of | 4058611 | NWPP | USA | OR | NA | 3700 | 3973 | 3165 | 2285 | 5516 | 2580 | 65129 | 61797 | 60327 | NA | NA | NA | NA | NA | 63804 | 63044 | 61957 | 64582 | 64888 | 64860 | 59581 | 58511 | NA | NA | NA | NA | NA | PNW | #VALUE! | #VALUE! | #VALUE! | #VALUE! | #VALUE! | 105.6% | 109.3% | 3.978% | 8.501% | 3.538% | 5.108% | 6.302% | 5.799% | #VALUE! |  | NA | NA | NA | NA | NA | 58511 | 59581 | 64860 | 64888 | 64582 | 61957 | 63044 | 63804 | NA
Benton Rural Electric Association | 4058703 | NWPP | USA | WA | NA | 25431 | 31491 | 27975 | 37458 | 41578 | 28483 | 527590 | 529921 | 506893 | 502684 | 479950 | 481828 | 468110 | NA | 554323 | 544304 | 530642 | 565803 | 525959 | 515522 | 491621 | 491051 | 471930 | 464977 | 449110 | 450760 | 431101 | PNW | 108.6% | 106.9% | 106.9% | 108.1% | 107.4% | 107.9% | 107.3% | 5.525% | 7.905% | 6.62% | 5.272% | 5.786% | 4.588% | #VALUE! |  | 431101 | 450760 | 449110 | 464977 | 471930 | 491051 | 491621 | 515522 | 525959 | 565803 | 530642 | 544304 | 554323 | NA
Big Bend Electric Cooperative, Inc. | 4058726 | NWPP | USA | WA | NA | 27802 | 25023 | 27011 | 27003 | 36080 | 22012 | 483120 | 502014 | 480162 | NA | NA | NA | NA | NA | 493656 | 483953 | 472487 | 506195 | 504036 | 484669 | 455042 | 471023 | NA | NA | NA | NA | NA | PNW | #VALUE! | #VALUE! | #VALUE! | #VALUE! | #VALUE! | 106.6% | 106.2% | 4.542% | 7.158% | 5.335% | 5.717% | 5.171% | 5.632% | #VALUE! |  | NA | NA | NA | NA | NA | 471023 | 455042 | 484669 | 504036 | 506195 | 472487 | 483953 | 493656 | NA
Blachly-Lane County Coop Electric Assn. | 4058753 | NWPP | USA | OR | NA | 6654 | 8773 | 6644 | 8031 | 9099 | 7888 | 153918 | 153250 | 154540 | 151213 | 152981 | 159871 | 167611 | NA | 158523 | 151082 | 133795 | 133740 | 140500 | 145760 | 144733 | 144471 | 147297 | NA | NA | NA | NA | PNW | #VALUE! | #VALUE! | #VALUE! | #VALUE! | 104.9% | 106.1% | 106.3% | 5.412% | 6.476% | 6.005% | 4.966% | 5.807% | 4.197% | #VALUE! |  | NA | NA | NA | NA | 147297 | 144471 | 144733 | 145760 | 140500 | 133740 | 133795 | 151082 | 158523 | NA
Blaine City of | 4058769 | NWPP | USA | WA | NA | 6180 | 5411 | 4591 | 4486 | 5081 | 4528 | 72133 | 69696 | 66596 | NA | NA | NA | NA | NA | 72810 | 74098 | 70121 | 69791 | 69380 | 70761 | 66917 | 63892 | NA | NA | NA | NA | NA | PNW | #VALUE! | #VALUE! | #VALUE! | #VALUE! | #VALUE! | 109.1% | 107.8% | 6.399% | 7.323% | 6.428% | 6.547% | 7.302% | 8.488% | #VALUE! |  | NA | NA | NA | NA | NA | 63892 | 66917 | 70761 | 69380 | 69791 | 70121 | 74098 | 72810 | NA
Bonners Ferry City of | 4058807 | NWPP | USA | ID | NA | NA | 875 | 2905 | 5476 | 4253 | 3326 | 69333 | 71556 | 69062 | NA | NA | NA | NA | NA | 66046 | 66095 | 65040 | 65203 | 65842 | 65202 | 63300 | 70501 | NA | NA | NA | NA | NA | PNW | #VALUE! | #VALUE! | #VALUE! | #VALUE! | #VALUE! | 101.5% | 109.5% | 5.101% | 6.459% | 8.398% | 4.466% | 1.324% | #VALUE! | #VALUE! |  | NA | NA | NA | NA | NA | 70501 | 63300 | 65202 | 65842 | 65203 | 65040 | 66095 | 66046 | NA
Burley City of | 4058927 | NWPP | USA | ID | NA | 0 | 6548 | 6532 | 6548 | 7138 | 4151 | 115400 | 111043 | 116907 | NA | NA | NA | NA | NA | 110799 | 113852 | 113536 | 113418 | 116281 | 104042 | 101768 | 97698 | NA | NA | NA | NA | NA | PNW | #VALUE! | #VALUE! | #VALUE! | #VALUE! | #VALUE! | 113.7% | 113.4% | 3.99% | 6.139% | 5.773% | 5.753% | 5.751% | 0% | #VALUE! |  | NA | NA | NA | NA | NA | 97698 | 101768 | 104042 | 116281 | 113418 | 113536 | 113852 | 110799 | NA
Canby City of | 4059006 | NWPP | USA | OR | NA | 7063 | 7137 | 5390 | 7218 | 6016 | 8366 | 165491 | 159548 | 156239 | NA | NA | NA | NA | NA | 168684 | 169665 | 164988 | 169421 | 169995 | 162549 | 158730 | 154206 | NA | NA | NA | NA | NA | PNW | #VALUE! | #VALUE! | #VALUE! | #VALUE! | #VALUE! | 103.5% | 104.3% | 5.147% | 3.539% | 4.26% | 3.267% | 4.207% | 4.187% | #VALUE! |  | NA | NA | NA | NA | NA | 154206 | 158730 | 162549 | 169995 | 169421 | 164988 | 169665 | 168684 | NA
Cascade Locks City of | 4059050 | NWPP | USA | OR | NA | NA | 452 | 615 | 1000 | 1420 | 837 | 21961 | 21221 | 20461 | NA | NA | NA | NA | NA | 17739 | 19430 | 19010 | 20559 | 21117 | 21789 | 20856 | 20339 | NA | NA | NA | NA | NA | PNW | #VALUE! | #VALUE! | #VALUE! | #VALUE! | #VALUE! | 104.3% | 105.3% | 3.841% | 6.724% | 4.864% | 3.235% | 2.326% | #VALUE! | #VALUE! |  | NA | NA | NA | NA | NA | 20339 | 20856 | 21789 | 21117 | 20559 | 19010 | 19430 | 17739 | NA
Central Electric Cooperative, Inc. | 4059099 | NWPP | USA | OR | NA | 47130 | 44122 | 40616 | 45273 | 50539 | 48550 | 667515 | 622742 | 588197 | NA | NA | NA | NA | NA | 647088 | 653331 | 643955 | 678367 | 675256 | 651720 | 623050 | 571557 | NA | NA | NA | NA | NA | PNW | #VALUE! | #VALUE! | #VALUE! | #VALUE! | #VALUE! | 109% | 107.1% | 7.45% | 7.484% | 6.674% | 6.307% | 6.753% | 7.283% | #VALUE! |  | NA | NA | NA | NA | NA | 571557 | 623050 | 651720 | 675256 | 678367 | 643955 | 653331 | 647088 | NA
Central Lincoln People's Util Dept | 4059115 | NWPP | USA | OR | NA | 16802 | 22867 | 29801 | 37365 | 34417 | 36681 | 1351735 | 1327769 | 1307586 | 1280837 | 1284941 | 1191706 | 1267655 | NA | 1311039 | 1274347 | 1212851 | 1200311 | 1268171 | 1207402 | 1309389 | 1292369 | 1273662 | 1239578 | 1258073 | 1154607 | 1237105 | PNW | 102.5% | 103.2% | 102.1% | 103.3% | 102.7% | 102.7% | 103.2% | 3.038% | 2.714% | 3.113% | 2.457% | 1.794% | 1.282% | #VALUE! |  | 1237105 | 1154607 | 1258073 | 1239578 | 1273662 | 1292369 | 1309389 | 1207402 | 1268171 | 1200311 | 1212851 | 1274347 | 1311039 | NA
Centralia City of WA | 4059137 | NWPP | USA | WA | NA | 11807 | 10949 | 12372 | 10907 | 14004 | 12733 | 251771 | 241025 | 235513 | 238511 | 237652 | 234642 | 245059 | NA | 260827 | 269141 | 259780 | 266731 | 267180 | 253019 | 234779 | 229336 | 226189 | 226511 | 225440 | 221999 | 230602 | PNW | 106.3% | 105.7% | 105.4% | 105.3% | 104.1% | 105.1% | 107.2% | 5.032% | 5.241% | 4.089% | 4.762% | 4.068% | 4.527% | #VALUE! |  | 230602 | 221999 | 225440 | 226511 | 226189 | 229336 | 234779 | 253019 | 267180 | 266731 | 259780 | 269141 | 260827 | NA
Chelan County Public Utility District No. 1 | 4064171 | NWPP | USA | WA | NA | 4737 | 17408 | 800 | 10014 | 51724 | 167386 | 10080322 | 9772686 | 10767328 | 10457954 | 10770991 | 8119707 | 11109853 | NA | 1542386 | 1571555 | 1521332 | 1635078 | 1534846 | 1498747 | 1487665 | 1423096 | 1360591 | 1334911 | 1312198 | 1332272 | 1350015 | PNW | 822.9% | 609.5% | 820.8% | 783.4% | 791.4% | 686.7% | 677.6% | 11.17% | 3.37% | 0.6124% | 0.05259% | 1.108% | 0.3071% | #VALUE! |  | 1350015 | 1332272 | 1312198 | 1334911 | 1360591 | 1423096 | 1487665 | 1498747 | 1534846 | 1635078 | 1521332 | 1571555 | 1542386 | NA
Cheney City of | 4059170 | NWPP | USA | WA | NA | 7108 | 5536 | 3751 | 5875 | 13486 | 7780 | 125051 | 122364 | 118375 | NA | NA | NA | NA | NA | 132226 | 132300 | 129652 | 131548 | 120098 | 121476 | 118971 | 114658 | NA | NA | NA | NA | NA | PNW | #VALUE! | #VALUE! | #VALUE! | #VALUE! | #VALUE! | 106.7% | 105.1% | 6.405% | 11.23% | 4.466% | 2.893% | 4.184% | 5.376% | #VALUE! |  | NA | NA | NA | NA | NA | 114658 | 118971 | 121476 | 120098 | 131548 | 129652 | 132300 | 132226 | NA
Chewelah City of | 4059188 | NWPP | USA | WA | NA | NA | 1007 | 214 | 1260 | 2114 | 1456 | 23753 | 23499 | 23077 | NA | NA | NA | NA | NA | 22800 | 21749 | 22140 | 22674 | 22206 | 21452 | 22051 | 21093 | NA | NA | NA | NA | NA | PNW | #VALUE! | #VALUE! | #VALUE! | #VALUE! | #VALUE! | 111.4% | 107.7% | 6.787% | 9.52% | 5.557% | 0.9666% | 4.63% | #VALUE! | #VALUE! |  | NA | NA | NA | NA | NA | 21093 | 22051 | 21452 | 22206 | 22674 | 22140 | 21749 | 22800 | NA
Clark Public Utilities | 4062463 | NWPP | USA | WA | NA | 212419 | 176466 | 162284 | 170829 | 174083 | 169506 | 4984678 | 4611205 | 4480478 | 4296967 | 4308988 | 4708516 | 4887698 | NA | 4354792 | 4466548 | 4350530 | 4533034 | 4661506 | 4542445 | 4429952 | 4289629 | 4202563 | 4081653 | 4029289 | 3984998 | 4213247 | PNW | 116% | 118.2% | 106.9% | 105.3% | 106.6% | 107.5% | 112.5% | 3.732% | 3.734% | 3.769% | 3.73% | 3.951% | 4.878% | #VALUE! |  | 4213247 | 3984998 | 4029289 | 4081653 | 4202563 | 4289629 | 4429952 | 4542445 | 4661506 | 4533034 | 4350530 | 4466548 | 4354792 | NA
Clatskanie People's Utility District | 4059251 | NWPP | USA | OR | NA | 42950 | 42083 | 84622 | 25742 | 48681 | 31907 | 1260678 | 1096790 | 1227989 | 1263743 | 1320400 | 891656 | 641850 | NA | 970591 | 970782 | 954008 | 972378 | 1036387 | 993079 | 1009445 | 980294 | 1000571 | 877211 | 796692 | 618247 | 639695 | PNW | 100.3% | 144.2% | 165.7% | 144.1% | 122.7% | 111.9% | 124.9% | 3.213% | 4.697% | 2.647% | 8.87% | 4.335% | 4.425% | #VALUE! |  | 639695 | 618247 | 796692 | 877211 | 1000571 | 980294 | 1009445 | 993079 | 1036387 | 972378 | 954008 | 970782 | 970591 | NA
Clearwater Power Company | 4059261 | NWPP | USA | ID | NA | 12958 | 13539 | 12468 | 13635 | 15754 | 14291 | 204513 | 198912 | 193246 | 187864 | 186978 | 182893 | 194325 | NA | 181038 | 184906 | 176507 | 184846 | 191484 | 192480 | 189716 | 182198 | 179774 | 173651 | 172846 | 173472 | 179086 | PNW | 108.5% | 105.4% | 108.2% | 108.2% | 107.5% | 109.2% | 107.8% | 7.425% | 8.227% | 7.376% | 7.064% | 7.322% | 7.158% | #VALUE! |  | 179086 | 173472 | 172846 | 173651 | 179774 | 182198 | 189716 | 192480 | 191484 | 184846 | 176507 | 184906 | 181038 | NA
Columbia Basin Electric Cooperative Inc. | 4059348 | NWPP | USA | OR | NA | 6121 | 8607 | 9577 | 5209 | 5094 | 8408 | 96935 | 101000 | 101800 | 101432 | 97918 | 94784 | 94470 | NA | 104884 | 99239 | 94136 | 102663 | 96176 | 92889 | 89124 | 92000 | 93800 | 92254 | 89141 | 86852 | 86441 | PNW | 109.3% | 109.1% | 109.8% | 109.9% | 108.5% | 109.8% | 108.8% | 9.052% | 5.297% | 5.074% | 10.17% | 8.673% | 5.836% | #VALUE! |  | 86441 | 86852 | 89141 | 92254 | 93800 | 92000 | 89124 | 92889 | 96176 | 102663 | 94136 | 99239 | 104884 | NA
Columbia Power Cooperative Association Inc. | 4059363 | NWPP | USA | OR | NA | 2726 | 3017 | 2807 | 2806 | 3101 | 3128 | 27559 | 26934 | 26338 | 27420 | 29174 | 28468 | 28900 | NA | 24084 | 23845 | 23941 | 26069 | 24770 | 24472 | 24198 | 23587 | 23335 | 24168 | 25799 | 25216 | 25332 | PNW | 114.1% | 112.9% | 113.1% | 113.5% | 112.9% | 114.2% | 113.9% | 12.78% | 12.52% | 10.76% | 11.72% | 12.65% | 11.32% | #VALUE! |  | 25332 | 25216 | 25799 | 24168 | 23335 | 23587 | 24198 | 24472 | 24770 | 26069 | 23941 | 23845 | 24084 | NA
Columbia River Peoples Utility District | 4059364 | NWPP | USA | OR | NA | 14468 | 15596 | 11378 | 15476 | 15146 | 13970 | 526636 | 505099 | 483452 | 471072 | 477200 | 455303 | 374975 | NA | 461062 | 477344 | 451997 | 471726 | 513719 | 501446 | 512677 | 488199 | 468498 | 454802 | 461209 | 441100 | 359127 | PNW | 104.4% | 103.2% | 103.5% | 103.6% | 103.2% | 103.5% | 102.7% | 2.786% | 2.948% | 3.281% | 2.517% | 3.267% | 3.138% | #VALUE! |  | 359127 | 441100 | 461209 | 454802 | 468498 | 488199 | 512677 | 501446 | 513719 | 471726 | 451997 | 477344 | 461062 | NA
Columbia Rural Elec Assn Inc | 4059365 | NWPP | USA | WA | NA | 12195 | 10115 | 18347 | 18476 | 13287 | 11002 | 278221 | 287498 | 275962 | 283580 | 268928 | 255150 | 263650 | NA | 298338 | 306425 | 284520 | 297558 | 290662 | 279988 | 259489 | 274072 | 261825 | 267795 | 255523 | 241258 | 249871 | PNW | 105.5% | 105.8% | 105.2% | 105.9% | 105.4% | 104.9% | 107.2% | 3.929% | 4.571% | 6.209% | 6.448% | 3.301% | 4.088% | #VALUE! |  | 249871 | 241258 | 255523 | 267795 | 261825 | 274072 | 259489 | 279988 | 290662 | 297558 | 284520 | 306425 | 298338 | NA
Consumers Power Inc | 4059425 | NWPP | USA | OR | NA | 29898 | 33460 | 20526 | 29138 | 32470 | 28571 | 410326 | 393609 | 384587 | 376554 | 373781 | 365633 | 376705 | NA | 392705 | 390653 | 383476 | 394669 | 395499 | 388248 | 382306 | 364925 | 360195 | NA | NA | NA | NA | PNW | #VALUE! | #VALUE! | #VALUE! | #VALUE! | 106.8% | 107.9% | 107.3% | 7.359% | 8.21% | 7.383% | 5.353% | 8.565% | 7.613% | #VALUE! |  | NA | NA | NA | NA | 360195 | 364925 | 382306 | 388248 | 395499 | 394669 | 383476 | 390653 | 392705 | NA
Coos-Curry Electric Coop Inc | 4059437 | NWPP | USA | OR | NA | 17168 | 17279 | 17153 | 16900 | 17627 | 17066 | 359624 | 345204 | 336558 | 336000 | 339772 | 334604 | 335573 | NA | 338679 | 340074 | 337569 | 333813 | 347366 | 342629 | 339032 | 328364 | 324979 | NA | NA | NA | NA | PNW | #VALUE! | #VALUE! | #VALUE! | #VALUE! | 103.6% | 105.1% | 106.1% | 4.981% | 5.074% | 5.063% | 5.081% | 5.081% | 5.069% | #VALUE! |  | NA | NA | NA | NA | 324979 | 328364 | 339032 | 342629 | 347366 | 333813 | 337569 | 340074 | 338679 | NA
Coulee Dam City of | 4059467 | NWPP | USA | WA | NA | NA | 255 | 514 | 175 | -224 | 638 | 18314 | 18665 | 19388 | NA | NA | NA | NA | NA | 16634 | 17341 | 16490 | 18904 | 18257 | 17766 | 17543 | 18044 | NA | NA | NA | NA | NA | PNW | #VALUE! | #VALUE! | #VALUE! | #VALUE! | #VALUE! | 103.4% | 104.4% | 3.591% | -1.227% | 0.9257% | 3.117% | 1.471% | #VALUE! | #VALUE! |  | NA | NA | NA | NA | NA | 18044 | 17543 | 17766 | 18257 | 18904 | 16490 | 17341 | 16634 | NA
Declo City of | 4059594 | NWPP | USA | ID | NA | NA | 212 | 0 | 74 | 361 | 328 | 3032 | 2377 | 3115 | NA | NA | NA | NA | NA | 3002 | 2672 | 4679 | 2499 | 2534 | 2450 | 2397 | 2119 | NA | NA | NA | NA | NA | PNW | #VALUE! | #VALUE! | #VALUE! | #VALUE! | #VALUE! | 112.2% | 126.5% | 13.39% | 14.25% | 2.961% | 0% | 7.934% | #VALUE! | #VALUE! |  | NA | NA | NA | NA | NA | 2119 | 2397 | 2450 | 2534 | 2499 | 4679 | 2672 | 3002 | NA
Douglas Electric Cooperative, Inc. - OR | 4059682 | NWPP | USA | OR | NA | 11935 | 13179 | 9474 | 12409 | 12296 | 12293 | 163886 | 160418 | 155630 | 153480 | 156609 | 159400 | 160224 | NA | 146412 | 148362 | 145543 | 149705 | 152672 | 150923 | 151597 | 148211 | 143367 | 141392 | 144244 | 148536 | 147583 | PNW | 108.6% | 107.3% | 108.6% | 108.5% | 108.6% | 108.2% | 108.1% | 8.145% | 8.054% | 8.289% | 6.509% | 8.883% | 8.152% | #VALUE! |  | 147583 | 148536 | 144244 | 141392 | 143367 | 148211 | 151597 | 150923 | 152672 | 149705 | 145543 | 148362 | 146412 | NA
Drain City of | 4059694 | NWPP | USA | OR | NA | NA | 205 | 695 | 627 | 876 | 838 | 21018 | 20511 | 20465 | NA | NA | NA | NA | NA | 15758 | 16846 | 14830 | 16885 | 19992 | 20534 | 20250 | 20469 | NA | NA | NA | NA | NA | PNW | #VALUE! | #VALUE! | #VALUE! | #VALUE! | #VALUE! | 100.2% | 103.8% | 4.081% | 4.382% | 3.713% | 4.686% | 1.217% | #VALUE! | #VALUE! |  | NA | NA | NA | NA | NA | 20469 | 20250 | 20534 | 19992 | 16885 | 14830 | 16846 | 15758 | NA
East End Mutual Elec Co Ltd | 4059742 | NWPP | USA | ID | NA | NA | 0 | 0 | 0 | 2026 | 1845 | 20001 | 20500 | 22000 | NA | NA | NA | NA | NA | 23000 | 21000 | 20000 | 20000 | 21122 | 19900 | 20000 | 18777 | NA | NA | NA | NA | NA | PNW | #VALUE! | #VALUE! | #VALUE! | #VALUE! | #VALUE! | 109.2% | 100% | 9.271% | 9.592% | 0% | 0% | 0% | #VALUE! | #VALUE! |  | NA | NA | NA | NA | NA | 18777 | 20000 | 19900 | 21122 | 20000 | 20000 | 21000 | 23000 | NA
Eatonville Town of | 4059768 | NWPP | USA | WA | NA | NA | 1273 | 1260 | 1925 | 2611 | 2679 | 27805 | 26063 | 24758 | NA | NA | NA | NA | NA | 27745 | 29507 | 27138 | 27271 | 25754 | 26475 | 25659 | 24292 | NA | NA | NA | NA | NA | PNW | #VALUE! | #VALUE! | #VALUE! | #VALUE! | #VALUE! | 107.3% | 108.4% | 10.12% | 10.14% | 7.059% | 4.643% | 4.314% | #VALUE! | #VALUE! |  | NA | NA | NA | NA | NA | 24292 | 25659 | 26475 | 25754 | 27271 | 27138 | 29507 | 27745 | NA
Ellensburg City of | 4059838 | NWPP | USA | WA | NA | 6417 | 9612 | 7304 | 15135 | 11795 | 6918 | 201944 | 191864 | 192129 | 189577 | 186898 | 185391 | 197552 | NA | 202148 | 196030 | 194315 | 216505 | 200468 | 200255 | 199332 | 189945 | 179769 | 183899 | 174454 | 181849 | 182761 | PNW | 108.1% | 101.9% | 107.1% | 103.1% | 106.9% | 101% | 101.3% | 3.455% | 5.884% | 6.991% | 3.759% | 4.903% | 3.174% | #VALUE! |  | 182761 | 181849 | 174454 | 183899 | 179769 | 189945 | 199332 | 200255 | 200468 | 216505 | 194315 | 196030 | 202148 | NA
Elmhurst Mutual Power & Light Co | 4059844 | NWPP | USA | WA | NA | 10181 | 4200 | 7602 | 11665 | 14500 | 11109 | 270266 | 266959 | 261188 | NA | NA | NA | NA | NA | 260571 | 275352 | 259028 | 269749 | 268970 | 263213 | 258432 | 252664 | NA | NA | NA | NA | NA | PNW | #VALUE! | #VALUE! | #VALUE! | #VALUE! | #VALUE! | 105.7% | 104.6% | 4.221% | 5.391% | 4.324% | 2.935% | 1.525% | 3.907% | #VALUE! |  | NA | NA | NA | NA | NA | 252664 | 258432 | 263213 | 268970 | 269749 | 259028 | 275352 | 260571 | NA
Emerald People's Utility District | 4059851 | NWPP | USA | OR | NA | 20429 | 22486 | 25163 | 26085 | 27033 | 30361 | 480516 | 468491 | 446670 | 440310 | 434715 | 460467 | 460467 | NA | 571604 | 754422 | 741965 | 744379 | 443244 | 450853 | 455482 | 784690 | 415859 | 420017 | 411286 | 431307 | 431307 | PNW | 106.8% | 106.8% | 105.7% | 104.8% | 107.4% | 59.7% | 105.5% | 6.734% | 6.099% | 3.504% | 3.391% | 2.981% | 3.574% | #VALUE! |  | 431307 | 431307 | 411286 | 420017 | 415859 | 784690 | 455482 | 450853 | 443244 | 744379 | 741965 | 754422 | 571604 | NA
Eugene City of | 4059938 | NWPP | USA | OR | NA | 93014 | 0 | 0 | 86544 | 87180 | 55204 | 4088767 | 3381152 | 5088465 | 4974330 | 4493668 | 4019319 | 3699328 | NA | 2364611 | 2410101 | 2399801 | 2406878 | 2625659 | 2728684 | 2689923 | 2663174 | 2634133 | 2542158 | 2542729 | 2671516 | 2844528 | PNW | 130.1% | 150.5% | 176.7% | 195.7% | 193.2% | 127% | 152% | 2.023% | 3.32% | 3.596% | 0% | 0% | 3.934% | #VALUE! |  | 2844528 | 2671516 | 2542729 | 2542158 | 2634133 | 2663174 | 2689923 | 2728684 | 2625659 | 2406878 | 2399801 | 2410101 | 2364611 | NA
Fall River Rural Elec Coop Inc | 4059970 | NWPP | USA | ID | NA | 18306 | 22538 | 19143 | 21584 | 20359 | 22885 | 269201 | 247211 | 242917 | NA | NA | NA | NA | NA | 284654 | 273304 | 274339 | 273657 | 286469 | 271426 | 243649 | 225054 | 222121 | NA | NA | NA | NA | PNW | #VALUE! | #VALUE! | #VALUE! | #VALUE! | 109.4% | 109.8% | 110.5% | 8.431% | 7.107% | 7.887% | 6.978% | 8.246% | 6.431% | #VALUE! |  | NA | NA | NA | NA | 222121 | 225054 | 243649 | 271426 | 286469 | 273657 | 274339 | 273304 | 284654 | NA
Farmers Electric Company, Ltd | 4059979 | NWPP | USA | ID | NA | NA | 326 | 236 | 299 | 379 | 349 | 4256 | 4215 | 4180 | NA | NA | NA | NA | NA | 4034 | 4246 | 4137 | 4198 | 4234 | 3993 | 3884 | 3814 | NA | NA | NA | NA | NA | PNW | #VALUE! | #VALUE! | #VALUE! | #VALUE! | #VALUE! | 110.5% | 109.6% | 8.74% | 8.951% | 7.122% | 5.705% | 7.678% | #VALUE! | #VALUE! |  | NA | NA | NA | NA | NA | 3814 | 3884 | 3993 | 4234 | 4198 | 4137 | 4246 | 4034 | NA
Flathead Electric Cooperative, Inc. | 4060029 | NWPP | USA | MT | NA | 61942 | 68093 | 72184 | 69626 | 70681 | 78579 | 1448148 | 1410789 | 1349236 | 1359308 | 1425389 | 1212605 | 1884242 | NA | 1347516 | 1346167 | 1308075 | 1305453 | 1369699 | 1370621 | 1380361 | 1304519 | 1274131 | NA | NA | NA | NA | PNW | #VALUE! | #VALUE! | #VALUE! | #VALUE! | 105.9% | 108.1% | 104.9% | 5.733% | 5.16% | 5.333% | 5.518% | 5.058% | 4.597% | #VALUE! |  | NA | NA | NA | NA | 1274131 | 1304519 | 1380361 | 1370621 | 1369699 | 1305453 | 1308075 | 1346167 | 1347516 | NA
Forest Grove City of | 4060068 | NWPP | USA | OR | NA | 9163 | 8582 | 3942 | 10944 | 12230 | 8900 | 257093 | 256092 | 259177 | 252169 | 248129 | 244306 | 255037 | NA | 232553 | 233750 | 230143 | 236719 | 249549 | 248270 | 247274 | 249995 | 250250 | 239219 | 239810 | 237356 | 253077 | PNW | 100.8% | 102.9% | 103.5% | 105.4% | 103.6% | 102.4% | 104% | 3.585% | 4.901% | 4.623% | 1.713% | 3.671% | 3.94% | #VALUE! |  | 253077 | 237356 | 239810 | 239219 | 250250 | 249995 | 247274 | 248270 | 249549 | 236719 | 230143 | 233750 | 232553 | NA
Glacier Electric Coop Inc | 4060230 | NWPP | USA | MT | NA | 15192 | 14779 | 18689 | 17646 | 16178 | 14884 | 170610 | 170018 | 170509 | 169930 | 171438 | 165679 | 170193 | NA | 169141 | 170953 | 161033 | 163893 | 164163 | 161612 | 155508 | 155460 | 155606 | NA | NA | NA | NA | PNW | #VALUE! | #VALUE! | #VALUE! | #VALUE! | 109.6% | 109.4% | 109.7% | 9.21% | 9.855% | 10.77% | 11.61% | 8.645% | 8.982% | #VALUE! |  | NA | NA | NA | NA | 155606 | 155460 | 155508 | 161612 | 164163 | 163893 | 161033 | 170953 | 169141 | NA
Grant County Public Utility District | 4062481 | NWPP | USA | WA | NA | 180076 | 201686 | 148431 | 175698 | 164847 | 183009 | 11641398 | 10371417 | 10347820 | 10176912 | 11559037 | 10924513 | 11520933 | NA | 3930023 | 4022551 | 3878190 | 3693343 | 3553474 | 3256927 | 3143916 | 3018611 | 2892344 | 2791272 | 2439741 | 2660306 | 2859861 | PNW | 402.8% | 410.6% | 473.8% | 364.6% | 357.8% | 343.6% | 370.3% | 5.619% | 4.639% | 4.757% | 3.827% | 5.014% | 4.582% | #VALUE! |  | 2859861 | 2660306 | 2439741 | 2791272 | 2892344 | 3018611 | 3143916 | 3256927 | 3553474 | 3693343 | 3878190 | 4022551 | 3930023 | NA
Harney Electric Cooperative Inc. | 4060411 | NWPP | USA | OR | NA | 21054 | 18864 | 16778 | 18237 | 20454 | 20219 | 173740 | 164092 | NA | NA | NA | 186929 | 173939 | NA | 199548 | 158659 | 162794 | 173395 | 181530 | 186414 | 155800 | 145530 | 164796 | 164035 | 165314 | 168501 | 155743 | PNW | 111.7% | 110.9% | #VALUE! | #VALUE! | #VALUE! | 112.8% | 111.5% | 10.85% | 11.27% | 10.52% | 10.31% | 11.89% | 10.55% | #VALUE! |  | 155743 | 168501 | 165314 | 164035 | 164796 | 145530 | 155800 | 186414 | 181530 | 173395 | 162794 | 158659 | 199548 | NA
Hermiston City of | 4075815 | NWPP | USA | OR | NA | 1806 | 2189 | 0 | 0 | 1303 | 2029 | 108773 | 107939 | 107269 | NA | NA | NA | NA | NA | 104631 | 107188 | 105641 | 113097 | 107505 | 107004 | 105150 | 105027 | NA | NA | NA | NA | NA | PNW | #VALUE! | #VALUE! | #VALUE! | #VALUE! | #VALUE! | 102.8% | 103.4% | 1.896% | 1.212% | 0% | 0% | 2.042% | 1.726% | #VALUE! |  | NA | NA | NA | NA | NA | 105027 | 105150 | 107004 | 107505 | 113097 | 105641 | 107188 | 104631 | NA
Heyburn City of | 4060495 | NWPP | USA | ID | NA | NA | 860 | 1287 | 0 | 0 | 0 | 35026 | 28891 | 35981 | NA | NA | NA | NA | NA | 39871 | 40585 | 38567 | 35617 | 37387 | 35875 | 35026 | 28891 | NA | NA | NA | NA | NA | PNW | #VALUE! | #VALUE! | #VALUE! | #VALUE! | #VALUE! | 100% | 100% | 0% | 0% | 0% | 3.337% | 2.119% | #VALUE! | #VALUE! |  | NA | NA | NA | NA | NA | 28891 | 35026 | 35875 | 37387 | 35617 | 38567 | 40585 | 39871 | NA
Hood River Electric Coop | 4060565 | NWPP | USA | OR | NA | 5657 | 6903 | 5169 | 6016 | 7696 | 5337 | 107872 | 101636 | 97757 | NA | NA | NA | NA | NA | 108447 | 107003 | 106373 | 107319 | 102174 | 104806 | 103258 | 95157 | NA | NA | NA | NA | NA | PNW | #VALUE! | #VALUE! | #VALUE! | #VALUE! | #VALUE! | 106.8% | 104.5% | 5.092% | 7.532% | 5.606% | 4.859% | 6.451% | 5.216% | #VALUE! |  | NA | NA | NA | NA | NA | 95157 | 103258 | 104806 | 102174 | 107319 | 106373 | 107003 | 108447 | NA
Idaho County L&P Cooperative Association, Inc | 4060630 | NWPP | USA | ID | NA | NA | 4415 | 4280 | 842 | 4785 | 4643 | 48712 | 46494 | 45466 | NA | NA | NA | NA | NA | 48769 | 50081 | 47599 | 53635 | 48495 | 46455 | 44011 | 41770 | 41343 | NA | NA | NA | NA | PNW | #VALUE! | #VALUE! | #VALUE! | #VALUE! | 110% | 111.3% | 110.7% | 9.995% | 9.867% | 1.57% | 8.992% | 8.816% | #VALUE! | #VALUE! |  | NA | NA | NA | NA | 41343 | 41770 | 44011 | 46455 | 48495 | 53635 | 47599 | 50081 | 48769 | NA
Idaho Falls City of | 4060631 | NWPP | USA | ID | NA | 85198 | 35870 | 41490 | 34603 | 64269 | 37160 | 1118051 | 970080 | 980863 | 966453 | 999200 | 806563 | 897717 | NA | 627880 | 692809 | 695314 | 698154 | 666885 | 692883 | 681069 | 651095 | 619763 | 609354 | 623863 | 631894 | 606576 | PNW | 148% | 127.6% | 160.2% | 158.6% | 158.3% | 149% | 164.2% | 5.363% | 9.637% | 4.956% | 5.967% | 5.177% | 13.57% | #VALUE! |  | 606576 | 631894 | 623863 | 609354 | 619763 | 651095 | 681069 | 692883 | 666885 | 698154 | 695314 | 692809 | 627880 | NA
Idaho Power Co. | 4057002 | NWPP | USA | ID | 1157469 | 1253953 | 1226910 | 1153962 | 1274302 | 1353344 | 1258845 | 21014495 | 17218467 | 17461175 | 16255252 | 16192391 | 16761962 | 20388732 | NA | 14085316 | 13734430 | 13512504 | 13948280 | 14543714 | 14541825 | 13939314 | 13288812 | 13239589 | 12980031 | 12894068 | 13031025 | 14598389 | PNW | 139.7% | 128.6% | 125.6% | 125.2% | 131.9% | 129.6% | 150.8% | 8.657% | 9.305% | 9.136% | 8.54% | 8.933% | 8.903% | #VALUE! |  | 14598389 | 13031025 | 12894068 | 12980031 | 13239589 | 13288812 | 13939314 | 14541825 | 14543714 | 13948280 | 13512504 | 13734430 | 14085316 | NA
Inland Power & Light Company | 4060674 | NWPP | USA | WA | NA | 69159 | 79084 | 57720 | 66081 | 75335 | 66115 | 839741 | 813958 | 788180 | 764653 | 751955 | 724380 | 713003 | NA | 852814 | 858776 | 828622 | 875142 | 837211 | 806566 | 775470 | 743363 | 724627 | 710179 | 694398 | 674105 | 669964 | PNW | 106.4% | 107.5% | 108.3% | 107.7% | 108.8% | 109.5% | 108.3% | 8.197% | 8.998% | 7.551% | 6.966% | 9.209% | 8.11% | #VALUE! |  | 669964 | 674105 | 694398 | 710179 | 724627 | 743363 | 775470 | 806566 | 837211 | 875142 | 828622 | 858776 | 852814 | NA
Kootenai Electric Cooperative Inc. | 4060924 | NWPP | USA | ID | NA | 29783 | 19243 | 24112 | 24253 | 30037 | 25413 | 416969 | 388789 | 355116 | 333328 | 316321 | 303485 | 302333 | NA | 412618 | 427575 | 403874 | 422371 | 407708 | 405234 | 390792 | 361493 | 334418 | 312631 | 290901 | 281735 | 279011 | PNW | 108.4% | 107.7% | 108.7% | 106.6% | 106.2% | 107.6% | 106.7% | 6.271% | 7.367% | 5.742% | 5.97% | 4.5% | 7.218% | #VALUE! |  | 279011 | 281735 | 290901 | 312631 | 334418 | 361493 | 390792 | 405234 | 407708 | 422371 | 403874 | 427575 | 412618 | NA
Lakeview Light & Power | 4060992 | NWPP | USA | WA | NA | 8449 | 12756 | 8980 | 9829 | 12552 | 13613 | 284007 | 290406 | 284406 | NA | NA | NA | NA | NA | 264309 | 268787 | 266704 | 278467 | 281291 | 275252 | 271852 | 277123 | NA | NA | NA | NA | NA | PNW | #VALUE! | #VALUE! | #VALUE! | #VALUE! | #VALUE! | 104.8% | 104.5% | 4.946% | 4.462% | 3.53% | 3.367% | 4.746% | 3.197% | #VALUE! |  | NA | NA | NA | NA | NA | 277123 | 271852 | 275252 | 281291 | 278467 | 266704 | 268787 | 264309 | NA
Lane Electric Coop Inc | 4061008 | NWPP | USA | OR | NA | 14293 | 14626 | 14546 | 15696 | 15665 | 14161 | 242240 | 234342 | 224372 | 223452 | 227652 | 230591 | 242783 | NA | 227694 | 235525 | 227464 | 241241 | 243899 | 235416 | 227835 | 217540 | 208407 | NA | NA | NA | NA | PNW | #VALUE! | #VALUE! | #VALUE! | #VALUE! | 107.7% | 107.7% | 106.3% | 6.015% | 6.423% | 6.506% | 6.395% | 6.21% | 6.277% | #VALUE! |  | NA | NA | NA | NA | 208407 | 217540 | 227835 | 235416 | 243899 | 241241 | 227464 | 235525 | 227694 | NA
Lincoln Electric Cooperative, Inc. - MT | 4061089 | NWPP | USA | MT | NA | 8887 | 7672 | 8257 | 7630 | 9339 | 9273 | 116646 | 119818 | 118944 | 118274 | 116593 | 110370 | 117820 | NA | 108300 | 112209 | 107704 | 116405 | 119509 | 114111 | 108786 | 112263 | 111261 | 111003 | 110034 | 103997 | 111636 | PNW | 105.5% | 106.1% | 106% | 106.6% | 106.9% | 106.7% | 107.2% | 8.126% | 7.814% | 6.555% | 7.666% | 6.837% | 8.206% | #VALUE! |  | 111636 | 103997 | 110034 | 111003 | 111261 | 112263 | 108786 | 114111 | 119509 | 116405 | 107704 | 112209 | 108300 | NA
Lost River Electric Cooperative Inc. | 4061155 | NWPP | USA | ID | NA | NA | 6293 | 6848 | 6154 | 8235 | 8278 | 70332 | 66161 | 76501 | 81653 | 82105 | 84781 | 85064 | NA | 77882 | 70672 | 71482 | 67449 | 79592 | 76997 | 63351 | 60673 | 70483 | 72830 | 74843 | 77158 | 73487 | PNW | 115.8% | 109.9% | 109.7% | 112.1% | 108.5% | 109% | 111% | 10.75% | 10.35% | 9.124% | 9.58% | 8.905% | #VALUE! | #VALUE! |  | 73487 | 77158 | 74843 | 72830 | 70483 | 60673 | 63351 | 76997 | 79592 | 67449 | 71482 | 70672 | 77882 | NA
McCleary City of | 4061336 | NWPP | USA | WA | NA | NA | 1558 | 58 | 1160 | 1727 | 1010 | 37870 | 41603 | 41069 | NA | NA | NA | NA | NA | 29685 | 28465 | 30833 | 33110 | 35100 | 34530 | 35970 | 40273 | NA | NA | NA | NA | NA | PNW | #VALUE! | #VALUE! | #VALUE! | #VALUE! | #VALUE! | 103.3% | 105.3% | 2.925% | 4.92% | 3.503% | 0.1881% | 5.473% | #VALUE! | #VALUE! |  | NA | NA | NA | NA | NA | 40273 | 35970 | 34530 | 35100 | 33110 | 30833 | 28465 | 29685 | NA
McMinnville City of OR | 4061354 | NWPP | USA | OR | NA | 13700 | 12957 | 11746 | 13184 | 8241 | 15741 | 869671 | 841907 | 847489 | 802480 | 721999 | 835065 | 802748 | NA | 717127 | 712845 | 725225 | 713095 | 925110 | 883483 | 852153 | 824917 | 830416 | 786304 | 717762 | 823146 | 800192 | PNW | 100.3% | 101.4% | 100.6% | 102.1% | 102.1% | 102.1% | 102.1% | 1.782% | 0.8908% | 1.849% | 1.62% | 1.818% | 1.91% | #VALUE! |  | 800192 | 823146 | 717762 | 786304 | 830416 | 824917 | 852153 | 883483 | 925110 | 713095 | 725225 | 712845 | 717127 | NA
Midstate Electric Cooperative, Inc. | 4061463 | NWPP | USA | OR | NA | 22416 | 0 | 0 | 0 | 0 | 0 | 389858 | 365139 | 357763 | 350932 | 356142 | 343354 | 345393 | NA | 371579 | 374674 | 369479 | 371673 | 379573 | 376881 | 364420 | 337534 | 333230 | NA | NA | NA | 318031 | PNW | 108.6% | #VALUE! | #VALUE! | #VALUE! | 107.4% | 108.2% | 107% | 0% | 0% | 0% | 0% | 0% | 6.033% | #VALUE! |  | 318031 | NA | NA | NA | 333230 | 337534 | 364420 | 376881 | 379573 | 371673 | 369479 | 374674 | 371579 | NA
Milton City of | 4061500 | NWPP | USA | WA | NA | NA | 3156 | 2427 | 3600 | 5678 | 3826 | 62070 | 60659 | 59299 | NA | NA | NA | NA | NA | 58995 | 60563 | 60251 | 62183 | 59102 | 60106 | 57075 | 57670 | NA | NA | NA | NA | NA | PNW | #VALUE! | #VALUE! | #VALUE! | #VALUE! | #VALUE! | 105.2% | 108.8% | 6.365% | 9.607% | 5.789% | 4.028% | 5.211% | #VALUE! | #VALUE! |  | NA | NA | NA | NA | NA | 57670 | 57075 | 60106 | 59102 | 62183 | 60251 | 60563 | 58995 | NA
Milton-Freewater City of | 4061501 | NWPP | USA | OR | NA | 2645 | 5577 | 5022 | 5433 | 8425 | 2822 | 112554 | 117366 | 116084 | NA | NA | NA | NA | NA | 105209 | 104401 | 103702 | 113862 | 109583 | 110936 | 106040 | 109869 | NA | NA | NA | NA | NA | PNW | #VALUE! | #VALUE! | #VALUE! | #VALUE! | #VALUE! | 106.8% | 106.1% | 2.544% | 7.688% | 4.772% | 4.843% | 5.342% | 2.514% | #VALUE! |  | NA | NA | NA | NA | NA | 109869 | 106040 | 110936 | 109583 | 113862 | 103702 | 104401 | 105209 | NA
Minidoka City of | 4061508 | NWPP | USA | ID | NA | NA | 10 | 10 | 10 | 210 | 0 | 830 | 762 | 651 | NA | NA | NA | NA | NA | 868 | 778 | 796 | 800 | 746 | 692 | 625 | 566 | NA | NA | NA | NA | NA | PNW | #VALUE! | #VALUE! | #VALUE! | #VALUE! | #VALUE! | 134.6% | 132.8% | 0% | 28.15% | 1.25% | 1.256% | 1.285% | #VALUE! | #VALUE! |  | NA | NA | NA | NA | NA | 566 | 625 | 692 | 746 | 800 | 796 | 778 | 868 | NA
Missoula Electric Cooperative Inc. | 4061527 | NWPP | USA | MT | NA | 14193 | 14678 | 14924 | 16623 | 18471 | 26609 | 204771 | 204849 | 200829 | 197374 | 192420 | 180766 | 184539 | NA | 209860 | 214732 | 211434 | 211805 | 208353 | 203334 | 197744 | 191363 | 183759 | 179967 | 175866 | 165321 | 168248 | PNW | 109.7% | 109.3% | 109.4% | 109.7% | 109.3% | 107% | 103.6% | 13.09% | 8.865% | 7.848% | 7.058% | 6.835% | 6.763% | #VALUE! |  | 168248 | 165321 | 175866 | 179967 | 183759 | 191363 | 197744 | 203334 | 208353 | 211805 | 211434 | 214732 | 209860 | NA
Modern Electric Water Company | 4061538 | NWPP | USA | WA | NA | 8167 | 8057 | 9179 | 12446 | 6503 | 8692 | 223273 | 220087 | 217674 | NA | NA | NA | NA | NA | 209056 | 214853 | 210488 | 216456 | 219701 | 214003 | 209158 | 206635 | NA | NA | NA | NA | NA | PNW | #VALUE! | #VALUE! | #VALUE! | #VALUE! | #VALUE! | 106.5% | 106.7% | 4.062% | 2.96% | 5.75% | 4.361% | 3.75% | 3.907% | #VALUE! |  | NA | NA | NA | NA | NA | 206635 | 209158 | 214003 | 219701 | 216456 | 210488 | 214853 | 209056 | NA
Monmouth City of | 4061550 | NWPP | USA | OR | NA | 2091 | 2494 | 705 | 2826 | 3717 | 1273 | 67843 | 58302 | 64472 | NA | NA | NA | NA | NA | 69319 | 70715 | 68241 | 70149 | 68800 | 68032 | 66103 | 55718 | NA | NA | NA | NA | NA | PNW | #VALUE! | #VALUE! | #VALUE! | #VALUE! | #VALUE! | 104.6% | 102.6% | 1.871% | 5.403% | 4.029% | 1.033% | 3.527% | 3.016% | #VALUE! |  | NA | NA | NA | NA | NA | 55718 | 66103 | 68032 | 68800 | 70149 | 68241 | 70715 | 69319 | NA
Nespelem Valley Electric Cooperative Inc. | 4061721 | NWPP | USA | WA | NA | NA | 3828 | 3464 | 3773 | 3802 | 3414 | 49320 | 47176 | 46423 | 45105 | 45117 | 44221 | 46812 | NA | 49509 | 46696 | 43177 | 49024 | 47174 | 46373 | 45199 | 43377 | 41934 | 42351 | 42043 | 40933 | 43486 | PNW | 107.6% | 108% | 107.3% | 106.5% | 110.7% | 108.8% | 109.1% | 7.362% | 8.06% | 7.696% | 8.023% | 8.198% | #VALUE! | #VALUE! |  | 43486 | 40933 | 42043 | 42351 | 41934 | 43377 | 45199 | 46373 | 47174 | 49024 | 43177 | 46696 | 49509 | NA
Northern Lights, Inc | 4061913 | NWPP | USA | ID | NA | 21109 | 19345 | 19554 | 18849 | 24150 | 19425 | 316616 | 296511 | 259012 | 247465 | 236414 | 232447 | 229583 | NA | 314876 | 329782 | 309307 | 314280 | 317318 | 314261 | 296884 | 277048 | 238515 | NA | NA | NA | NA | PNW | #VALUE! | #VALUE! | #VALUE! | #VALUE! | 108.6% | 107% | 106.6% | 6.181% | 7.611% | 5.998% | 6.322% | 5.866% | 6.704% | #VALUE! |  | NA | NA | NA | NA | 238515 | 277048 | 296884 | 314261 | 317318 | 314280 | 309307 | 329782 | 314876 | NA
Northern Wasco County P U D | 4061930 | NWPP | USA | OR | NA | 10055 | 8243 | 4996 | 7668 | 11476 | 6307 | 443056 | 296996 | 292922 | 308491 | 313503 | 345073 | 332714 | NA | 550475 | 564286 | 579938 | 592412 | 571189 | 532464 | 393881 | 242429 | 241988 | 258661 | 267703 | 291342 | 282112 | PNW | 117.9% | 118.4% | 117.1% | 119.3% | 121% | 122.5% | 112.5% | 1.184% | 2.009% | 1.294% | 0.8615% | 1.461% | 1.827% | #VALUE! |  | 282112 | 291342 | 267703 | 258661 | 241988 | 242429 | 393881 | 532464 | 571189 | 592412 | 579938 | 564286 | 550475 | NA
Ohop Mutual Light Company, Inc | 4062026 | NWPP | USA | WA | NA | 5574 | 3862 | 4321 | 6411 | 7216 | 7419 | 82937 | 78850 | 74905 | NA | NA | NA | NA | NA | 78082 | 84769 | 79741 | 82890 | 81374 | 77677 | 77180 | 73203 | NA | NA | NA | NA | NA | PNW | #VALUE! | #VALUE! | #VALUE! | #VALUE! | #VALUE! | 107.7% | 107.5% | 9.551% | 8.868% | 7.734% | 5.419% | 4.556% | 7.139% | #VALUE! |  | NA | NA | NA | NA | NA | 73203 | 77180 | 77677 | 81374 | 82890 | 79741 | 84769 | 78082 | NA
Okanogan County Elec Coop, Inc | 4062029 | NWPP | USA | WA | NA | 3677 | 3943 | 3840 | 3617 | 3894 | 2828 | 54608 | 51869 | 48994 | 48214 | 46144 | 45322 | 47568 | NA | 54241 | 56023 | 51386 | 56969 | 55986 | 55872 | 50899 | 48056 | 45087 | NA | NA | NA | NA | PNW | #VALUE! | #VALUE! | #VALUE! | #VALUE! | 108.7% | 107.9% | 107.3% | 5.062% | 6.955% | 6.349% | 7.473% | 7.038% | 6.779% | #VALUE! |  | NA | NA | NA | NA | 45087 | 48056 | 50899 | 55872 | 55986 | 56969 | 51386 | 56023 | 54241 | NA
Orcas Power & Light Cooperative | 4062073 | NWPP | USA | WA | NA | 19176 | 2277 | 12278 | 11535 | 16918 | 15207 | 211396 | 207979 | 192378 | 187539 | 188947 | 186060 | 189346 | NA | 195166 | 215962 | 192059 | 203257 | 205575 | 199572 | 192176 | 186658 | 180075 | 174204 | 179379 | 175551 | 175986 | PNW | 107.6% | 106% | 105.3% | 107.7% | 106.8% | 111.4% | 110% | 7.62% | 8.23% | 5.675% | 6.393% | 1.054% | 9.825% | #VALUE! |  | 175986 | 175551 | 179379 | 174204 | 180075 | 186658 | 192176 | 199572 | 205575 | 203257 | 192059 | 215962 | 195166 | NA
Oregon Trail El Cons Coop, Inc | 4062075 | NWPP | USA | OR | NA | 31910 | 29804 | 30750 | 33977 | 38525 | 36058 | 694653 | 673857 | 676945 | NA | NA | NA | NA | NA | 631608 | 623175 | 614022 | 639157 | 656929 | 683748 | 659510 | 642422 | NA | NA | NA | NA | NA | PNW | #VALUE! | #VALUE! | #VALUE! | #VALUE! | #VALUE! | 104.9% | 105.3% | 5.274% | 5.864% | 5.316% | 5.008% | 4.783% | 5.052% | #VALUE! |  | NA | NA | NA | NA | NA | 642422 | 659510 | 683748 | 656929 | 639157 | 614022 | 623175 | 631608 | NA
PacifiCorp | 4001587 | NWPP | USA | OR | 4601324 | 4593819 | 4247434 | 4387423 | 4196858 | 4503710 | 4498827 | 69948921 | 66989119 | 66034146 | 76601839 | 81942150 | 75310171 | 83164913 | NA | 54736144 | 54396350 | 53132237 | 52785005 | 54462591 | 53494333 | 51906001 | 49646202 | 48816147 | 48338551 | 47029924 | 47708461 | 48300473 | PNW | 172.2% | 157.9% | 174.2% | 158.5% | 135.3% | 134.9% | 134.8% | 8.41% | 8.269% | 7.951% | 8.258% | 7.808% | 8.393% | #VALUE! |  | 48300473 | 47708461 | 47029924 | 48338551 | 48816147 | 49646202 | 51906001 | 53494333 | 54462591 | 52785005 | 53132237 | 54396350 | 54736144 | NA
Park Electric Cooperative Inc. | 4062182 | NWPP | USA | MT | NA | 0 | 0 | 0 | 0 | 0 | 0 | 143731 | 135915 | 136276 | 119940 | 102997 | 90551 | 78500 | NA | 154331 | 148111 | 144800 | 146559 | 153463 | 152008 | 143731 | 135915 | 129003 | 119940 | 102943 | 84406 | 69300 | PNW | 113.3% | 107.3% | 100.1% | 100% | 105.6% | 100% | 100% | 0% | 0% | 0% | 0% | 0% | 0% | #VALUE! |  | 69300 | 84406 | 102943 | 119940 | 129003 | 135915 | 143731 | 152008 | 153463 | 146559 | 144800 | 148111 | 154331 | NA
Parkland Light & Water Co | 4062189 | NWPP | USA | WA | NA | 3580 | 3942 | 2345 | 4018 | 5308 | 3622 | 123501 | 121094 | 117301 | NA | NA | NA | NA | NA | 116777 | 119635 | 114051 | 118504 | 118680 | 117090 | 118136 | 114216 | NA | NA | NA | NA | NA | PNW | #VALUE! | #VALUE! | #VALUE! | #VALUE! | #VALUE! | 106% | 104.5% | 3.093% | 4.473% | 3.391% | 2.056% | 3.295% | 3.066% | #VALUE! |  | NA | NA | NA | NA | NA | 114216 | 118136 | 117090 | 118680 | 118504 | 114051 | 119635 | 116777 | NA
Peninsula Light Company | 4062243 | NWPP | USA | WA | NA | 26275 | 30835 | 30109 | 26710 | 29306 | 37606 | 561525 | 543363 | 528636 | NA | NA | NA | NA | NA | 579675 | 588116 | 566487 | 599027 | 587659 | 550550 | 538854 | 518480 | NA | NA | NA | NA | NA | PNW | #VALUE! | #VALUE! | #VALUE! | #VALUE! | #VALUE! | 104.8% | 104.2% | 6.831% | 4.987% | 4.459% | 5.315% | 5.243% | 4.533% | #VALUE! |  | NA | NA | NA | NA | NA | 518480 | 538854 | 550550 | 587659 | 599027 | 566487 | 588116 | 579675 | NA
Plummer City of | 4062348 | NWPP | USA | ID | NA | NA | 1142 | 1507 | 827 | 1775 | 1972 | 33578 | 32342 | 30662 | NA | NA | NA | NA | NA | 32436 | 32035 | 31284 | 31919 | 33381 | 31291 | 32053 | 30296 | NA | NA | NA | NA | NA | PNW | #VALUE! | #VALUE! | #VALUE! | #VALUE! | #VALUE! | 106.8% | 104.8% | 6.302% | 5.317% | 2.591% | 4.817% | 3.565% | #VALUE! | #VALUE! |  | NA | NA | NA | NA | NA | 30296 | 32053 | 31291 | 33381 | 31919 | 31284 | 32035 | 32436 | NA
Port Angeles City of | 4062368 | NWPP | USA | WA | NA | 9743 | 9996 | 22266 | 3085 | 17996 | 20732 | 711284 | 676397 | 662139 | 663245 | 624827 | 655387 | 646327 | NA | 721701 | 747351 | 719912 | 689776 | 715872 | 698469 | 698469 | 665404 | 659174 | 648080 | 616313 | 648382 | 632798 | PNW | 102.1% | 101.1% | 101.4% | 102.3% | 100.4% | 101.7% | 101.8% | 2.968% | 2.514% | 0.4472% | 3.093% | 1.338% | 1.35% | #VALUE! |  | 632798 | 648382 | 616313 | 648080 | 659174 | 665404 | 698469 | 698469 | 715872 | 689776 | 719912 | 747351 | 721701 | NA
Portland General Electric Company | 4057019 | NWPP | USA | OR | 1698435 | 1015351 | 1075598 | 1093653 | 1126225 | 1120393 | 1132776 | 33418631 | 30410310 | 28276689 | 31806411 | 32554527 | 30054850 | 39708832 | NA | 19191143 | 19345264 | 18732504 | 19336909 | 19993122 | 19626429 | 19431102 | 18753953 | 18540016 | 18425854 | 18771884 | 19040188 | 19872544 | PNW | 199.8% | 157.8% | 173.4% | 172.6% | 152.5% | 162.2% | 172% | 5.772% | 5.604% | 5.824% | 5.838% | 5.56% | 5.291% | #VALUE! |  | 19872544 | 19040188 | 18771884 | 18425854 | 18540016 | 18753953 | 19431102 | 19626429 | 19993122 | 19336909 | 18732504 | 19345264 | 19191143 | NA
Public Utility District No. 1 of Asotin County | 4062459 | NWPP | USA | WA | NA | NA | 14 | 24 | 26 | 26 | 0 | 386 | 451 | 1 | NA | NA | NA | NA | NA | 282 | 292 | 320 | 366 | 370 | 445 | 386 | 422 | NA | NA | NA | NA | NA | PNW | #VALUE! | #VALUE! | #VALUE! | #VALUE! | #VALUE! | 106.9% | 100% | 0% | 7.027% | 7.104% | 7.5% | 4.795% | #VALUE! | #VALUE! |  | NA | NA | NA | NA | NA | 422 | 386 | 445 | 370 | 366 | 320 | 292 | 282 | NA
PUD No 1 of Benton County | 4062460 | NWPP | USA | WA | NA | 51829 | 54972 | 61618 | 54421 | 61486 | 56548 | 2485126 | 2258188 | 2413045 | 2502277 | 2276922 | 1845659 | 1895876 | NA | 1645276 | 1648362 | 1592802 | 1726341 | 1639856 | 1607265 | 1555710 | 1602508 | 1597054 | 1580751 | 1587678 | 1562107 | 1779257 | PNW | 106.6% | 118.2% | 143.4% | 158.3% | 151.1% | 140.9% | 159.7% | 3.518% | 3.749% | 3.152% | 3.869% | 3.335% | 3.15% | #VALUE! |  | 1779257 | 1562107 | 1587678 | 1580751 | 1597054 | 1602508 | 1555710 | 1607265 | 1639856 | 1726341 | 1592802 | 1648362 | 1645276 | NA
PUD No 1 of Clallam County | 4064172 | NWPP | USA | WA | NA | 33336 | 50522 | 0 | 32527 | 45494 | 54287 | 688259 | 632190 | 588631 | 589820 | 592694 | 589416 | 608070 | NA | 647502 | 657572 | 631436 | 762661 | 796816 | 791931 | 651368 | 595906 | 566573 | 557690 | 560109 | 557572 | 577007 | PNW | 105.4% | 105.7% | 105.8% | 105.8% | 103.9% | 106.1% | 105.7% | 6.855% | 5.709% | 4.265% | 0% | 7.683% | 5.148% | #VALUE! |  | 577007 | 557572 | 560109 | 557690 | 566573 | 595906 | 651368 | 791931 | 796816 | 762661 | 631436 | 657572 | 647502 | NA
PUD No 1 of Cowlitz County | 4062464 | NWPP | USA | WA | NA | 0 | 141458 | 164703 | 63794 | 54885 | 11483 | 4633251 | 4410931 | 4271840 | 4243350 | 4180006 | 4522623 | 4339423 | NA | 5150728 | 4964922 | 4686061 | 4893834 | 5202429 | 4896282 | 4606966 | 4384861 | 4235931 | 4217346 | 4168968 | 4382321 | 4216752 | PNW | 102.9% | 103.2% | 100.3% | 100.6% | 100.8% | 100.6% | 100.6% | 0.2345% | 1.055% | 1.304% | 3.515% | 2.849% | 0% | #VALUE! |  | 4216752 | 4382321 | 4168968 | 4217346 | 4235931 | 4384861 | 4606966 | 4896282 | 5202429 | 4893834 | 4686061 | 4964922 | 5150728 | NA
PUD No 1 of Douglas County | 4062466 | NWPP | USA | WA | NA | 27431 | 4444 | 32602 | 41066 | 49377 | 42970 | 3502477 | 3810468 | 4447497 | 4117488 | 4972651 | 3759230 | 4891613 | NA | 752097 | 727490 | 635037 | 667641 | 612487 | 595868 | 576160 | 550564 | 539485 | 517034 | 512145 | 504625 | 511636 | PNW | 956.1% | 745% | 970.9% | 796.4% | 824.4% | 692.1% | 607.9% | 7.211% | 8.062% | 6.151% | 5.134% | 0.6109% | 3.647% | #VALUE! |  | 511636 | 504625 | 512145 | 517034 | 539485 | 550564 | 576160 | 595868 | 612487 | 667641 | 635037 | 727490 | 752097 | NA
PUD No 1 of Ferry County | 4062467 | NWPP | USA | WA | NA | 2923 | 5830 | 6256 | 8141 | 15000 | 5136 | 66245 | 86946 | 89085 | 70305 | 89148 | 94185 | 115780 | NA | 103053 | 101666 | 93546 | 91148 | 61000 | 64913 | 61002 | 82677 | 82728 | 64864 | 85519 | 91222 | 104289 | PNW | 111% | 103.2% | 104.2% | 108.4% | 107.7% | 105.2% | 108.6% | 7.912% | 24.59% | 8.932% | 6.688% | 5.734% | 2.836% | #VALUE! |  | 104289 | 91222 | 85519 | 64864 | 82728 | 82677 | 61002 | 64913 | 61000 | 91148 | 93546 | 101666 | 103053 | NA
PUD No 1 of Franklin County | 4062468 | NWPP | USA | WA | NA | 53727 | 51571 | 50999 | 39062 | 27225 | 34230 | 1185345 | 1043268 | 1140234 | 1226483 | 984753 | 923473 | 847415 | NA | 985664 | 981311 | 950019 | 971485 | 960895 | 886305 | 835781 | 810428 | 787245 | 750536 | 756900 | 746841 | 735425 | PNW | 115.2% | 123.7% | 130.1% | 163.4% | 144.8% | 128.7% | 141.8% | 3.862% | 2.833% | 4.021% | 5.368% | 5.255% | 5.451% | #VALUE! |  | 735425 | 746841 | 756900 | 750536 | 787245 | 810428 | 835781 | 886305 | 960895 | 971485 | 950019 | 981311 | 985664 | NA
PUD No 1 of Grays Harbor County | 4062469 | NWPP | USA | WA | NA | 7888 | 13591 | 27875 | 29816 | 30844 | 17547 | 1783449 | 1824397 | 1641379 | 1486092 | 1457780 | 1463960 | 1183280 | NA | 975944 | 1018490 | 890681 | 979126 | 1028145 | 982602 | 992831 | 979034 | 979591 | 982673 | 1002857 | 1028016 | 1107060 | PNW | 106.9% | 142.4% | 145.4% | 151.2% | 167.6% | 186.3% | 179.6% | 1.786% | 3% | 3.045% | 3.13% | 1.334% | 0.8082% | #VALUE! |  | 1107060 | 1028016 | 1002857 | 982673 | 979591 | 979034 | 992831 | 982602 | 1028145 | 979126 | 890681 | 1018490 | 975944 | NA
PUD No 1 of Kittitas County | 4062471 | NWPP | USA | WA | NA | NA | 4116 | 7035 | 4003 | 8450 | 6452 | 74589 | 69547 | 68013 | 66745 | 65482 | 62940 | 66622 | NA | 92446 | 91041 | 82250 | 84026 | 72269 | 72766 | 69041 | 61843 | 63523 | NA | NA | NA | NA | PNW | #VALUE! | #VALUE! | #VALUE! | #VALUE! | 107.1% | 112.5% | 108% | 8.867% | 11.69% | 4.764% | 8.553% | 4.521% | #VALUE! | #VALUE! |  | NA | NA | NA | NA | 63523 | 61843 | 69041 | 72766 | 72269 | 84026 | 82250 | 91041 | 92446 | NA
PUD No 1 of Klickitat County | 4062472 | NWPP | USA | WA | NA | 16845 | 24896 | 27496 | 21506 | 29090 | 18741 | 400058 | 400519 | 356797 | 410187 | 571082 | 565964 | 467000 | NA | 315932 | 308559 | 323234 | 326729 | 310719 | 299941 | 291564 | 282250 | 268113 | 335848 | 468469 | 471934 | 397037 | PNW | 117.6% | 119.9% | 121.9% | 122.1% | 133.1% | 141.9% | 137.2% | 6.248% | 9.362% | 6.582% | 8.507% | 8.068% | 5.332% | #VALUE! |  | 397037 | 471934 | 468469 | 335848 | 268113 | 282250 | 291564 | 299941 | 310719 | 326729 | 323234 | 308559 | 315932 | NA
PUD No 1 of Lewis County | 4062473 | NWPP | USA | WA | NA | 31079 | 47504 | 29097 | 57357 | 49239 | 50635 | 916447 | 862326 | 832856 | 822557 | 797363 | 789819 | 823906 | NA | 924562 | 963895 | 938216 | 933661 | 964294 | 929206 | 861057 | 808281 | 792698 | 772373 | 752124 | 753407 | 775622 | PNW | 106.2% | 104.8% | 106% | 106.5% | 105.1% | 106.7% | 106.4% | 5.449% | 5.106% | 6.143% | 3.101% | 4.928% | 3.361% | #VALUE! |  | 775622 | 753407 | 752124 | 772373 | 792698 | 808281 | 861057 | 929206 | 964294 | 933661 | 938216 | 963895 | 924562 | NA
PUD No 1 of Mason County | 4062474 | NWPP | USA | WA | NA | NA | 7787 | 7144 | 9512 | 11721 | 8213 | 74254 | 68075 | 66016 | 65596 | 67000 | 65473 | 69345 | NA | 75261 | 72987 | 68721 | 70296 | 68736 | 69431 | 67261 | 61825 | 60098 | 58320 | 59000 | 60020 | 62618 | PNW | 110.7% | 109.1% | 113.6% | 112.5% | 109.8% | 110.1% | 110.4% | 11.83% | 17.05% | 13.53% | 10.4% | 10.67% | #VALUE! | #VALUE! |  | 62618 | 60020 | 59000 | 58320 | 60098 | 61825 | 67261 | 69431 | 68736 | 70296 | 68721 | 72987 | 75261 | NA
PUD No 1 of Okanogan County | 4062475 | NWPP | USA | WA | NA | 34637 | 3975 | 21541 | 41787 | 41927 | 39622 | 912871 | 845720 | 827833 | 822785 | 868357 | 633101 | 724163 | NA | 580927 | 610431 | 570097 | 637232 | 639656 | 621818 | 591488 | 574813 | 573234 | 540500 | 550732 | 582774 | 606175 | PNW | 119.5% | 108.6% | 157.7% | 152.2% | 144.4% | 147.1% | 154.3% | 6.372% | 6.555% | 6.558% | 3.778% | 0.6512% | 5.962% | #VALUE! |  | 606175 | 582774 | 550732 | 540500 | 573234 | 574813 | 591488 | 621818 | 639656 | 637232 | 570097 | 610431 | 580927 | NA
PUD No 1 of Pend Oreille County | 4062476 | NWPP | USA | WA | NA | 8876 | 3704 | 4031 | 6581 | 16292 | 19049 | 1215269 | 1184137 | 1183109 | 1146679 | 1103877 | 959698 | 1059672 | NA | 1002891 | 995570 | 985736 | 969588 | 986444 | 939127 | 956942 | 977091 | 967540 | 950090 | 954194 | 858193 | 927420 | PNW | 114.3% | 111.8% | 115.7% | 120.7% | 122.3% | 121.2% | 127% | 2.028% | 1.652% | 0.6787% | 0.4089% | 0.372% | 0.885% | #VALUE! |  | 927420 | 858193 | 954194 | 950090 | 967540 | 977091 | 956942 | 939127 | 986444 | 969588 | 985736 | 995570 | 1002891 | NA
PUD No 1 of Skamania County | 4062477 | NWPP | USA | WA | NA | 9731 | 13601 | 8964 | 130 | 13475 | 10090 | 137371 | 130276 | 129098 | NA | NA | NA | NA | NA | 123192 | 124926 | 124024 | 129666 | 123504 | 128567 | 119882 | 122959 | NA | NA | NA | NA | NA | PNW | #VALUE! | #VALUE! | #VALUE! | #VALUE! | #VALUE! | 106% | 114.6% | 7.848% | 10.91% | 0.1003% | 7.228% | 10.89% | 7.899% | #VALUE! |  | NA | NA | NA | NA | NA | 122959 | 119882 | 128567 | 123504 | 129666 | 124024 | 124926 | 123192 | NA
PUD No 1 of Wahkiakum County | 4062479 | NWPP | USA | WA | NA | NA | 1373 | 2851 | 2944 | 2466 | 3416 | 41819 | 39359 | 36000 | NA | NA | NA | NA | NA | 41084 | 44104 | 39390 | 41593 | 42872 | 40025 | 38306 | 36079 | NA | NA | NA | NA | NA | PNW | #VALUE! | #VALUE! | #VALUE! | #VALUE! | #VALUE! | 109.1% | 109.2% | 8.535% | 5.752% | 7.078% | 7.238% | 3.113% | #VALUE! | #VALUE! |  | NA | NA | NA | NA | NA | 36079 | 38306 | 40025 | 42872 | 41593 | 39390 | 44104 | 41084 | NA
PUD No 1 of Whatcom County | 4062480 | NWPP | USA | WA | NA | 0 | 0 | 0 | 0 | 0 | 0 | 222256 | 222686 | 220561 | 188451 | 182962 | 196903 | 169972 | NA | 195272 | 219958 | 213677 | 223878 | 219402 | 187634 | 207705 | 207228 | 205902 | 174110 | 182962 | 184004 | 169972 | PNW | 100% | 107% | 100% | 108.2% | 107.1% | 107.5% | 107% | 0% | 0% | 0% | 0% | 0% | 0% | #VALUE! |  | 169972 | 184004 | 182962 | 174110 | 205902 | 207228 | 207705 | 187634 | 219402 | 223878 | 213677 | 219958 | 195272 | NA
PUD No 2 of Pacific County | 4062482 | NWPP | USA | WA | NA | 17066 | 14484 | 10666 | 13758 | 17795 | 16722 | 309720 | 299814 | 310578 | 285541 | 280448 | 291218 | 309400 | NA | 285855 | 296628 | 285788 | 298191 | 306875 | 295363 | 293341 | 281058 | 273227 | 271502 | 272725 | 287524 | 292068 | PNW | 105.9% | 101.3% | 102.8% | 105.2% | 113.7% | 106.7% | 105.6% | 5.662% | 5.799% | 4.614% | 3.732% | 4.883% | 5.97% | #VALUE! |  | 292068 | 287524 | 272725 | 271502 | 273227 | 281058 | 293341 | 295363 | 306875 | 298191 | 285788 | 296628 | 285855 | NA
PUD No 3 of Mason County | 4062483 | NWPP | USA | WA | NA | 34971 | 36123 | 24245 | 38432 | 39779 | 29598 | 684734 | 657997 | 624034 | 624159 | 650417 | 606466 | 625301 | NA | 663537 | 666926 | 654567 | 660405 | 672159 | 668687 | 645819 | 618256 | 598279 | 574972 | 587255 | 568254 | 601137 | PNW | 104% | 106.7% | 110.8% | 108.6% | 104.3% | 106.4% | 106% | 4.426% | 5.918% | 5.819% | 3.704% | 5.416% | 5.27% | #VALUE! |  | 601137 | 568254 | 587255 | 574972 | 598279 | 618256 | 645819 | 668687 | 672159 | 660405 | 654567 | 666926 | 663537 | NA
Puget Sound Energy, Inc. | 4062485 | NWPP | USA | WA | 1552722 | 1610537 | 1629408 | 1661657 | 1542885 | 1522899 | 1538039 | 27077180 | 25071337 | 24031255 | 26108320 | 26666403 | 28573168 | 38479252 | NA | 23119041 | 23504616 | 22859820 | 23896559 | 24060017 | 23758507 | 23183514 | 22496014 | 19876790 | 21612199 | 19253824 | 19848309 | 21710218 | PNW | 177.2% | 144% | 138.5% | 120.8% | 120.9% | 111.4% | 116.8% | 6.474% | 6.33% | 6.457% | 7.269% | 6.932% | 6.966% | #VALUE! |  | 21710218 | 19848309 | 19253824 | 21612199 | 19876790 | 22496014 | 23183514 | 23758507 | 24060017 | 23896559 | 22859820 | 23504616 | 23119041 | NA
Raft River Rural Electric Cooperative Inc. | 4062523 | NWPP | USA | ID | NA | 16414 | 15384 | 18446 | 16522 | 18124 | 17294 | 250471 | 233503 | 263199 | 277718 | 271179 | 260529 | 221057 | NA | 308957 | 262009 | 269319 | 259801 | 288216 | 260912 | 235067 | 217394 | 244829 | 260254 | 254194 | 246205 | 214269 | PNW | 103.2% | 105.8% | 106.7% | 106.7% | 107.5% | 107.4% | 106.6% | 6.628% | 6.288% | 6.359% | 6.849% | 5.872% | 5.313% | #VALUE! |  | 214269 | 246205 | 254194 | 260254 | 244829 | 217394 | 235067 | 260912 | 288216 | 259801 | 269319 | 262009 | 308957 | NA
Ravalli County Electric Cooperative, Inc. | 4062537 | NWPP | USA | MT | NA | 10603 | 10105 | 8846 | 10295 | 11941 | 10380 | 145285 | 140204 | 132556 | 130507 | 126465 | 121867 | 121279 | NA | 143191 | 148287 | 145106 | 146953 | 142783 | 139437 | 134266 | 127986 | 123299 | 119809 | 117279 | 111749 | 110416 | PNW | 109.8% | 109.1% | 107.8% | 108.9% | 107.5% | 109.5% | 108.2% | 7.444% | 8.363% | 7.006% | 6.096% | 6.814% | 7.405% | #VALUE! |  | 110416 | 111749 | 117279 | 119809 | 123299 | 127986 | 134266 | 139437 | 142783 | 146953 | 145106 | 148287 | 143191 | NA
Richland City of WA | 4062606 | NWPP | USA | WA | NA | 27656 | 27092 | 9729 | 15513 | 46911 | 32858 | 814539 | 784477 | 754173 | 729649 | 709617 | 785774 | 740315 | NA | 847518 | 855085 | 839614 | 856294 | 819639 | 802297 | 782134 | 752781 | 728145 | 698791 | 687456 | 689957 | 693213 | PNW | 106.8% | 113.9% | 103.2% | 104.4% | 103.6% | 104.2% | 104.1% | 4.095% | 5.723% | 1.812% | 1.159% | 3.168% | 3.263% | #VALUE! |  | 693213 | 689957 | 687456 | 698791 | 728145 | 752781 | 782134 | 802297 | 819639 | 856294 | 839614 | 855085 | 847518 | NA
Rupert City of | 4062700 | NWPP | USA | ID | NA | 0 | 0 | 0 | 0 | 0 | 0 | 83573 | 82933 | 79936 | NA | NA | NA | NA | NA | 73074 | 72046 | 72046 | 77898 | 72411 | 69080 | 81307 | 77142 | NA | NA | NA | NA | NA | PNW | #VALUE! | #VALUE! | #VALUE! | #VALUE! | #VALUE! | 107.5% | 102.8% | 0% | 0% | 0% | 0% | 0% | 0% | #VALUE! |  | NA | NA | NA | NA | NA | 77142 | 81307 | 69080 | 72411 | 77898 | 72046 | 72046 | 73074 | NA
Ruston Town of WA | 4062717 | NWPP | USA | WA | NA | NA | 0 | 0 | 0 | 0 | 0 | 5311 | 5187 | 5247 | NA | NA | NA | NA | NA | 6216 | 5986 | 7290 | 7259 | 6145 | 5237 | 5311 | 5187 | NA | NA | NA | NA | NA | PNW | #VALUE! | #VALUE! | #VALUE! | #VALUE! | #VALUE! | 100% | 100% | 0% | 0% | 0% | 0% | 0% | #VALUE! | #VALUE! |  | NA | NA | NA | NA | NA | 5187 | 5311 | 5237 | 6145 | 7259 | 7290 | 5986 | 6216 | NA
Salem Electric Coop | 4062745 | NWPP | USA | OR | NA | 11246 | 14566 | 10980 | 13351 | 13332 | 13374 | 336021 | 333632 | 389688 | NA | NA | NA | NA | NA | 312073 | 315984 | 310223 | 322922 | 335245 | 326776 | 327033 | 322085 | NA | NA | NA | NA | NA | PNW | #VALUE! | #VALUE! | #VALUE! | #VALUE! | #VALUE! | 103.6% | 102.7% | 4.093% | 3.977% | 4.134% | 3.539% | 4.61% | 3.604% | #VALUE! |  | NA | NA | NA | NA | NA | 322085 | 327033 | 326776 | 335245 | 322922 | 310223 | 315984 | 312073 | NA
Salmon River Electric Cooperative Inc. | 4062752 | NWPP | USA | ID | NA | 4470 | 6312 | 3020 | 6819 | 6863 | 7744 | 192948 | 226301 | 229435 | NA | NA | NA | NA | NA | 277743 | 276680 | 272325 | 235486 | 283994 | 261411 | 188478 | 219077 | 223896 | NA | NA | NA | NA | PNW | #VALUE! | #VALUE! | #VALUE! | #VALUE! | 102.5% | 103.3% | 102.4% | 2.962% | 2.417% | 2.896% | 1.109% | 2.281% | 1.609% | #VALUE! |  | NA | NA | NA | NA | 223896 | 219077 | 188478 | 261411 | 283994 | 235486 | 272325 | 276680 | 277743 | NA
Seattle City Light | 4062843 | NWPP | USA | WA | NA | 584310 | 570008 | 495293 | 455315 | 633824 | 629758 | 15148219 | 13228350 | 15323602 | 15258276 | 15159856 | 10617126 | 10061503 | NA | 9466642 | 9600232 | 9384736 | 9693426 | 9708457 | 9599911 | 9454505 | 9161466 | 9020525 | 8905944 | 8923130 | 8990171 | 9556892 | PNW | 105.3% | 118.1% | 169.9% | 171.3% | 169.9% | 144.4% | 160.2% | 6.56% | 6.529% | 4.697% | 5.278% | 5.937% | 6.172% | #VALUE! |  | 9556892 | 8990171 | 8923130 | 8905944 | 9020525 | 9161466 | 9454505 | 9599911 | 9708457 | 9693426 | 9384736 | 9600232 | 9466642 | NA
Snohomish County Public Utility District No. 1 | 4062478 | NWPP | USA | WA | NA | 257951 | 304749 | 164455 | 257742 | 248355 | 297880 | 9242205 | 8493847 | 8418963 | 8310700 | 8438929 | 7539925 | 7483846 | NA | 6535584 | 6881746 | 6721180 | 6872796 | 6952990 | 6774641 | 6483487 | 6305176 | 6151711 | 6064884 | 6193672 | 6184545 | 6525009 | PNW | 114.7% | 121.9% | 136.3% | 137% | 136.9% | 134.7% | 142.5% | 4.397% | 3.572% | 3.75% | 2.447% | 4.428% | 3.947% | #VALUE! |  | 6525009 | 6184545 | 6193672 | 6064884 | 6151711 | 6305176 | 6483487 | 6774641 | 6952990 | 6872796 | 6721180 | 6881746 | 6535584 | NA
Soda Springs City of | 4062988 | NWPP | USA | ID | NA | NA | 356 | 350 | 363 | 364 | 887 | 27309 | 27406 | 27095 | NA | NA | NA | NA | NA | 27168 | 25146 | 24580 | 25308 | 25368 | 23903 | 23022 | 23209 | NA | NA | NA | NA | NA | PNW | #VALUE! | #VALUE! | #VALUE! | #VALUE! | #VALUE! | 118.1% | 118.6% | 3.711% | 1.435% | 1.434% | 1.424% | 1.416% | #VALUE! | #VALUE! |  | NA | NA | NA | NA | NA | 23209 | 23022 | 23903 | 25368 | 25308 | 24580 | 25146 | 27168 | NA
South Side Electric Lines Inc | 4063034 | NWPP | USA | ID | NA | NA | 4441 | 4454 | 3808 | 0 | 0 | 55911 | 45636 | 56425 | NA | NA | NA | NA | NA | 57506 | 51341 | 51758 | 50712 | 55844 | 51054 | 50420 | 45636 | NA | NA | NA | NA | NA | PNW | #VALUE! | #VALUE! | #VALUE! | #VALUE! | #VALUE! | 100% | 110.9% | 0% | 0% | 7.509% | 8.605% | 8.65% | #VALUE! | #VALUE! |  | NA | NA | NA | NA | NA | 45636 | 50420 | 51054 | 55844 | 50712 | 51758 | 51341 | 57506 | NA
Springfield City of OR | 4063140 | NWPP | USA | OR | NA | 28770 | 2628 | 23335 | 44291 | 38650 | 29745 | 843074 | 813516 | 768755 | 919789 | 1034396 | 762704 | 952442 | NA | 811908 | 815105 | 808082 | 816347 | 829208 | 805268 | 807908 | 783217 | 736967 | 721340 | 735086 | 704947 | 879826 | PNW | 108.3% | 108.2% | 140.7% | 127.5% | 104.3% | 103.9% | 104.4% | 3.694% | 4.661% | 5.426% | 2.888% | 0.3224% | 3.544% | #VALUE! |  | 879826 | 704947 | 735086 | 721340 | 736967 | 783217 | 807908 | 805268 | 829208 | 816347 | 808082 | 815105 | 811908 | NA
Steilacoom Town of | 4063214 | NWPP | USA | WA | NA | 2723 | 1884 | 2189 | 1700 | 2607 | 1259 | 40296 | 39511 | 38348 | NA | NA | NA | NA | NA | 38287 | 40225 | 37807 | 40428 | 40043 | 39721 | 38523 | 37733 | NA | NA | NA | NA | NA | PNW | #VALUE! | #VALUE! | #VALUE! | #VALUE! | #VALUE! | 104.7% | 104.6% | 3.17% | 6.511% | 4.205% | 5.79% | 4.684% | 7.112% | #VALUE! |  | NA | NA | NA | NA | NA | 37733 | 38523 | 39721 | 40043 | 40428 | 37807 | 40225 | 38287 | NA
Sumas City of | 4063261 | NWPP | USA | WA | NA | NA | 914 | 1048 | 428 | 1310 | 354 | 30708 | 29385 | 26453 | NA | NA | NA | NA | NA | 29499 | 29596 | 29853 | 28087 | 29745 | 30010 | 29751 | 27930 | NA | NA | NA | NA | NA | PNW | #VALUE! | #VALUE! | #VALUE! | #VALUE! | #VALUE! | 105.2% | 103.2% | 1.18% | 4.404% | 1.524% | 3.511% | 3.088% | #VALUE! | #VALUE! |  | NA | NA | NA | NA | NA | 27930 | 29751 | 30010 | 29745 | 28087 | 29853 | 29596 | 29499 | NA
Tacoma Public Utilities | 4063307 | NWPP | USA | WA | NA | 239251 | 211379 | 141398 | 167598 | 194820 | 194417 | 6909007 | 5836598 | 6168528 | NA | 6450091 | 5512701 | 6260217 | NA | 4742065 | 4829955 | 4713766 | 4812736 | 4840457 | 5209141 | 4731907 | 4622653 | 4638234 | 4070726 | 4535202 | 4620280 | 5492020 | PNW | 114% | 119.3% | 142.2% | #VALUE! | 133% | 126.3% | 146% | 3.732% | 4.025% | 3.482% | 3% | 4.376% | 5.045% | #VALUE! |  | 5492020 | 4620280 | 4535202 | 4070726 | 4638234 | 4622653 | 4731907 | 5209141 | 4840457 | 4812736 | 4713766 | 4829955 | 4742065 | NA
Tanner Electric Cooperative | 4063321 | NWPP | USA | WA | NA | 3650 | 3336 | 4563 | 2172 | 4422 | 5795 | 68917 | 67746 | 65443 | 64229 | 63454 | 62279 | 64936 | NA | 91728 | 93162 | 88429 | 88973 | 76324 | 67038 | 64040 | 62780 | 61261 | 58909 | 59571 | 58494 | 60704 | PNW | 107% | 106.5% | 106.5% | 109% | 106.8% | 107.9% | 107.6% | 8.644% | 5.794% | 2.441% | 5.16% | 3.581% | 3.979% | #VALUE! |  | 60704 | 58494 | 59571 | 58909 | 61261 | 62780 | 64040 | 67038 | 76324 | 88973 | 88429 | 93162 | 91728 | NA
Tillamook Peoples Utility Dist | 4063415 | NWPP | USA | OR | NA | 23561 | 14205 | 14299 | 13893 | 25278 | 17932 | 435999 | 420997 | 406518 | 404928 | 407607 | 419338 | 433143 | NA | 460767 | 475451 | 457084 | 449978 | 440203 | 428316 | 416658 | 402184 | 386834 | 382740 | 387062 | 392424 | 403464 | PNW | 107.4% | 106.9% | 105.3% | 105.8% | 105.1% | 104.7% | 104.6% | 4.187% | 5.742% | 3.087% | 3.128% | 2.988% | 5.113% | #VALUE! |  | 403464 | 392424 | 387062 | 382740 | 386834 | 402184 | 416658 | 428316 | 440203 | 449978 | 457084 | 475451 | 460767 | NA
Umatilla Electric Cooperative Association | 4063567 | NWPP | USA | OR | NA | 47529 | 46430 | 42852 | 30372 | 49583 | 42412 | 846624 | 878574 | 848221 | 852721 | 855067 | 801464 | 834792 | NA | 973381 | 922432 | 883081 | 926838 | 911485 | 874855 | 807173 | 836073 | 812599 | 812149 | 808281 | 768225 | 796081 | PNW | 104.9% | 104.3% | 105.8% | 105% | 104.4% | 105.1% | 104.9% | 4.848% | 5.44% | 3.277% | 4.853% | 5.033% | 4.883% | #VALUE! |  | 796081 | 768225 | 808281 | 812149 | 812599 | 836073 | 807173 | 874855 | 911485 | 926838 | 883081 | 922432 | 973381 | NA
United Electric Co-op, Inc. - ID | 4082751 | NWPP | USA | ID | NA | 14352 | 12173 | 15452 | 14103 | 12803 | 10565 | 195021 | 178891 | 193465 | NA | NA | NA | NA | NA | 258700 | 252622 | 243588 | 212431 | 222652 | 186209 | 181174 | 169965 | NA | NA | NA | NA | NA | PNW | #VALUE! | #VALUE! | #VALUE! | #VALUE! | #VALUE! | 105.3% | 107.6% | 5.674% | 5.75% | 6.639% | 6.343% | 4.819% | 5.548% | #VALUE! |  | NA | NA | NA | NA | NA | 169965 | 181174 | 186209 | 222652 | 212431 | 243588 | 252622 | 258700 | NA
USBIA - Mission Valley Power | 4082571 | NWPP | USA | MT | NA | 36849 | 21276 | 27765 | 29799 | 29872 | 23893 | 406074 | 381995 | 364541 | 372539 | 360668 | 345583 | 339699 | NA | 353302 | 373284 | 332052 | 358213 | 350168 | 341328 | 331596 | 322063 | 311904 | 303251 | 306112 | 327294 | 319372 | PNW | 106.4% | 105.6% | 117.8% | 122.8% | 116.9% | 118.6% | 122.5% | 7% | 8.531% | 8.319% | 8.362% | 5.7% | 10.43% | #VALUE! |  | 319372 | 327294 | 306112 | 303251 | 311904 | 322063 | 331596 | 341328 | 350168 | 358213 | 332052 | 373284 | 353302 | NA
Vera Irrigation District #15 | 4063720 | NWPP | USA | WA | NA | 9750 | 8670 | 9192 | 6305 | 10721 | 8416 | 222624 | 212600 | 208310 | 206924 | 200611 | 198621 | 206999 | NA | 220262 | 223282 | 217256 | 232821 | 225346 | 219945 | 214708 | 201038 | 202331 | 196676 | 193042 | 189945 | 200379 | PNW | 103.3% | 104.6% | 103.9% | 105.2% | 103% | 105.8% | 103.7% | 3.826% | 4.758% | 2.708% | 4.231% | 3.883% | 4.427% | #VALUE! |  | 200379 | 189945 | 193042 | 196676 | 202331 | 201038 | 214708 | 219945 | 225346 | 232821 | 217256 | 223282 | 220262 | NA
Vigilante Electric Cooperative Inc. | 4063744 | NWPP | USA | MT | NA | 15234 | 14310 | 15182 | 15357 | 16084 | 13937 | 150874 | 140024 | 137438 | 139958 | 134697 | 135769 | 140394 | NA | 160673 | 152997 | 141164 | 149400 | 151003 | 143371 | 137255 | 126569 | 124595 | 127609 | 122649 | 122927 | 125809 | PNW | 111.6% | 110.4% | 109.8% | 109.7% | 110.3% | 110.6% | 109.9% | 9.721% | 10.65% | 10.28% | 10.75% | 9.353% | 9.481% | #VALUE! |  | 125809 | 122927 | 122649 | 127609 | 124595 | 126569 | 137255 | 143371 | 151003 | 149400 | 141164 | 152997 | 160673 | NA
Wasco Electric Cooperative Inc. | 4063828 | NWPP | USA | OR | NA | 4951 | 8144 | 8080 | 10002 | 9838 | 8707 | 101633 | 99077 | 96278 | 95616 | 98672 | 90945 | 97636 | NA | 107307 | 107460 | 105993 | 107525 | 99721 | 95782 | 92541 | 88785 | 88783 | 87132 | 89900 | 86625 | 87577 | PNW | 111.5% | 105% | 109.8% | 109.7% | 108.4% | 111.6% | 109.8% | 9.09% | 9.866% | 9.302% | 7.623% | 7.579% | 4.614% | #VALUE! |  | 87577 | 86625 | 89900 | 87132 | 88783 | 88785 | 92541 | 95782 | 99721 | 107525 | 105993 | 107460 | 107307 | NA
Weiser City of | 4063896 | NWPP | USA | ID | NA | NA | 2740 | 2095 | 3769 | 3599 | 2000 | 50339 | 55949 | 51175 | NA | NA | NA | NA | NA | 49236 | 50363 | 48281 | 47735 | 46877 | 46000 | 50339 | 55949 | NA | NA | NA | NA | NA | PNW | #VALUE! | #VALUE! | #VALUE! | #VALUE! | #VALUE! | 100% | 100% | 4.348% | 7.678% | 7.896% | 4.339% | 5.441% | #VALUE! | #VALUE! |  | NA | NA | NA | NA | NA | 55949 | 50339 | 46000 | 46877 | 47735 | 48281 | 50363 | 49236 | NA
West Oregon Electric Cooperative Inc. | 4063928 | NWPP | USA | OR | NA | NA | 2962 | 4293 | 7776 | 4826 | 4044 | 70740 | 75005 | 75200 | 73571 | 72376 | 73079 | 75966 | NA | 68195 | 68707 | 67396 | 67028 | 70773 | 72090 | 68296 | 68221 | 68230 | 67104 | 67291 | 66931 | 69585 | PNW | 109.2% | 109.2% | 107.6% | 109.6% | 110.2% | 109.9% | 103.6% | 5.61% | 6.819% | 11.6% | 6.37% | 4.311% | #VALUE! | #VALUE! |  | 69585 | 66931 | 67291 | 67104 | 68230 | 68221 | 68296 | 72090 | 70773 | 67028 | 67396 | 68707 | 68195 | NA
Sum | [55 empty] | 191919138 | 195204509 | 191459599 | 187757891 | 192881285 | 191838321
[56 empty] | 21908.5774 | 22283.6197 | 21856.1186 | 21433.5492 | 22018.4115 | 21899.3517
Mean | [40 empty] | 5.54% | 6.386% | 5.091% | 4.791% | 4.849% | #VALUE!
SD | [40 empty] | 0.03107 | 0.040657 | 0.02914 | 0.028546 | 0.028515 | #VALUE!
Subtotal Mean | [40 empty] | 5.449% | 6.357% | 4.915% | 4.72% | 4.753% | #VALUE!
Median | [40 empty] | 5.412% | 6.099% | 5.074% | 4.859% | 4.795% | #VALUE!
Sales Weighted Mean | [40 empty] | 6.438% | 6.425% | 6.061% | 6.165% | 6.116% | 6.546%
Sales Weighted Mean (with 2012) | [40 empty] | 6.595% | 6.62% | 6.269% | 6.326% | 6.309% | 6.546%
[41 empty] | 2007 | 2008 | 2009 | 2010 | 2011 | 2012
[40 empty] | Mean | 5.381% | 6.008% | 4.996% | 4.759% | 4.838% | 5.069%
[40 empty] | Sales-Weighted Mean | 6.595% | 6.625% | 6.27% | 6.324% | 6.304% | 6.546%
2011
[41 empty] | 2.846% | 2.647% | 8.696% | 1.102% | 4.146% | 7.876% |  | 0% | [7 empty] | 175565 | 180514 | 165688 | 173022 | 175389 | 172148
[41 empty] | 6.918% | 6.909% | 5.945% | 6.391% | 6.335% | 7.029% |  | 0% | [7 empty] | 8924726 | 9029319 | 8954984 | 8856389 | 9035133 | 8873005
[41 empty] | 3.978% | 8.501% | 3.538% | 5.108% | 6.302% | 5.799% |  | 0% | [7 empty] | 64860 | 64888 | 64582 | 61957 | 63044 | 63804
[41 empty] | 5.525% | 7.905% | 6.62% | 5.272% | 5.786% | 4.588% |  | 0% | [7 empty] | 515522 | 525959 | 565803 | 530642 | 544304 | 554323
[41 empty] | 4.542% | 7.158% | 5.335% | 5.717% | 5.171% | 5.632% |  | 0% | [7 empty] | 484669 | 504036 | 506195 | 472487 | 483953 | 493656
[41 empty] | 5.412% | 6.476% | 6.005% | 4.966% | 5.807% | 4.197% |  | 0.3224% | [7 empty] | 145760 | 140500 | 133740 | 133795 | 151082 | 158523
[41 empty] | 6.399% | 7.323% | 6.428% | 6.547% | 7.302% | 8.488% |  | 0.372% | [7 empty] | 70761 | 69380 | 69791 | 70121 | 74098 | 72810
[41 empty] | 3.99% | 6.139% | 5.773% | 5.753% | 5.751% | 0% |  | 0.6109% | [7 empty] | 104042 | 116281 | 113418 | 113536 | 113852 | 110799
[41 empty] | 5.147% | 3.539% | 4.26% | 3.267% | 4.207% | 4.187% |  | 0.6512% | [7 empty] | 162549 | 169995 | 169421 | 164988 | 169665 | 168684
[41 empty] | 7.45% | 7.484% | 6.674% | 6.307% | 6.753% | 7.283% |  | 1.054% | [7 empty] | 651720 | 675256 | 678367 | 643955 | 653331 | 647088
[41 empty] | 3.038% | 2.714% | 3.113% | 2.457% | 1.794% | 1.282% |  | 1.108% | [7 empty] | 1207402 | 1268171 | 1200311 | 1212851 | 1274347 | 1311039
[41 empty] | 5.032% | 5.241% | 4.089% | 4.762% | 4.068% | 4.527% |  | 1.334% | [7 empty] | 253019 | 267180 | 266731 | 259780 | 269141 | 260827
[41 empty] | 11.17% | 3.37% | 0.6124% | 0.05259% | 1.108% | 0.3071% |  | 1.338% | [7 empty] | 1498747 | 1534846 | 1635078 | 1521332 | 1571555 | 1542386
[41 empty] | 6.405% | 11.23% | 4.466% | 2.893% | 4.184% | 5.376% |  | 1.461% | [7 empty] | 121476 | 120098 | 131548 | 129652 | 132300 | 132226
[41 empty] | 3.732% | 3.734% | 3.769% | 3.73% | 3.951% | 4.878% |  | 1.525% | [7 empty] | 4542445 | 4661506 | 4533034 | 4350530 | 4466548 | 4354792
[41 empty] | 3.213% | 4.697% | 2.647% | 8.87% | 4.335% | 4.425% |  | 1.794% | [7 empty] | 993079 | 1036387 | 972378 | 954008 | 970782 | 970591
[41 empty] | 7.425% | 8.227% | 7.376% | 7.064% | 7.322% | 7.158% |  | 1.818% | [7 empty] | 192480 | 191484 | 184846 | 176507 | 184906 | 181038
[41 empty] | 9.052% | 5.297% | 5.074% | 10.17% | 8.673% | 5.836% |  | 2.042% | [7 empty] | 92889 | 96176 | 102663 | 94136 | 99239 | 104884
[41 empty] | 12.78% | 12.52% | 10.76% | 11.72% | 12.65% | 11.32% |  | 2.281% | [7 empty] | 24472 | 24770 | 26069 | 23941 | 23845 | 24084
[41 empty] | 2.786% | 2.948% | 3.281% | 2.517% | 3.267% | 3.138% |  | 2.849% | [7 empty] | 501446 | 513719 | 471726 | 451997 | 477344 | 461062
[41 empty] | 3.929% | 4.571% | 6.209% | 6.448% | 3.301% | 4.088% |  | 2.981% | [7 empty] | 279988 | 290662 | 297558 | 284520 | 306425 | 298338
[41 empty] | 7.359% | 8.21% | 7.383% | 5.353% | 8.565% | 7.613% |  | 2.988% | [7 empty] | 388248 | 395499 | 394669 | 383476 | 390653 | 392705
[41 empty] | 4.981% | 5.074% | 5.063% | 5.081% | 5.081% | 5.069% |  | 3.168% | [7 empty] | 342629 | 347366 | 333813 | 337569 | 340074 | 338679
[41 empty] | 8.145% | 8.054% | 8.289% | 6.509% | 8.883% | 8.152% |  | 3.267% | [7 empty] | 150923 | 152672 | 149705 | 145543 | 148362 | 146412
[41 empty] | 3.455% | 5.884% | 6.991% | 3.759% | 4.903% | 3.174% |  | 3.295% | [7 empty] | 200255 | 200468 | 216505 | 194315 | 196030 | 202148
[41 empty] | 4.221% | 5.391% | 4.324% | 2.935% | 1.525% | 3.907% |  | 3.301% | [7 empty] | 263213 | 268970 | 269749 | 259028 | 275352 | 260571
[41 empty] | 6.734% | 6.099% | 3.504% | 3.391% | 2.981% | 3.574% |  | 3.335% | [7 empty] | 450853 | 443244 | 744379 | 741965 | 754422 | 571604
[41 empty] | 2.023% | 3.32% | 3.596% | 0% | 0% | 3.934% |  | 3.527% | [7 empty] | 2728684 | 2625659 | 2406878 | 2399801 | 2410101 | 2364611
[41 empty] | 8.431% | 7.107% | 7.887% | 6.978% | 8.246% | 6.431% |  | 3.581% | [7 empty] | 271426 | 286469 | 273657 | 274339 | 273304 | 284654
[41 empty] | 5.733% | 5.16% | 5.333% | 5.518% | 5.058% | 4.597% |  | 3.671% | [7 empty] | 1370621 | 1369699 | 1305453 | 1308075 | 1346167 | 1347516
[41 empty] | 3.585% | 4.901% | 4.623% | 1.713% | 3.671% | 3.94% |  | 3.75% | [7 empty] | 248270 | 249549 | 236719 | 230143 | 233750 | 232553
[41 empty] | 9.21% | 9.855% | 10.77% | 11.61% | 8.645% | 8.982% |  | 3.883% | [7 empty] | 161612 | 164163 | 163893 | 161033 | 170953 | 169141
[41 empty] | 5.619% | 4.639% | 4.757% | 3.827% | 5.014% | 4.582% |  | 3.951% | [7 empty] | 3256927 | 3553474 | 3693343 | 3878190 | 4022551 | 3930023
[41 empty] | 10.85% | 11.27% | 10.52% | 10.31% | 11.89% | 10.55% |  | 4.068% | [7 empty] | 186414 | 181530 | 173395 | 162794 | 158659 | 199548
[41 empty] | 1.896% | 1.212% | 0% | 0% | 2.042% | 1.726% |  | 4.146% | [7 empty] | 107004 | 107505 | 113097 | 105641 | 107188 | 104631
[41 empty] | 5.092% | 7.532% | 5.606% | 4.859% | 6.451% | 5.216% |  | 4.184% | [7 empty] | 104806 | 102174 | 107319 | 106373 | 107003 | 108447
[41 empty] | 8.657% | 9.305% | 9.136% | 8.54% | 8.933% | 8.903% |  | 4.207% | [7 empty] | 14541825 | 14543714 | 13948280 | 13512504 | 13734430 | 14085316
[41 empty] | 5.363% | 9.637% | 4.956% | 5.967% | 5.177% | 13.57% |  | 4.335% | [7 empty] | 692883 | 666885 | 698154 | 695314 | 692809 | 627880
[41 empty] | 8.657% | 9.305% | 9.136% | 8.54% | 8.933% | 8.903% |  | 4.376% | [7 empty] | 14541825 | 14543714 | 13948280 | 13512504 | 13734430 | 14085316
[41 empty] | 8.197% | 8.998% | 7.551% | 6.966% | 9.209% | 8.11% |  | 4.428% | [7 empty] | 806566 | 837211 | 875142 | 828622 | 858776 | 852814
[41 empty] | 6.271% | 7.367% | 5.742% | 5.97% | 4.5% | 7.218% |  | 4.5% | [7 empty] | 405234 | 407708 | 422371 | 403874 | 427575 | 412618
[41 empty] | 4.946% | 4.462% | 3.53% | 3.367% | 4.746% | 3.197% |  | 4.556% | [7 empty] | 275252 | 281291 | 278467 | 266704 | 268787 | 264309
[41 empty] | 6.015% | 6.423% | 6.506% | 6.395% | 6.21% | 6.277% |  | 4.61% | [7 empty] | 235416 | 243899 | 241241 | 227464 | 235525 | 227694
[41 empty] | 8.126% | 7.814% | 6.555% | 7.666% | 6.837% | 8.206% |  | 4.684% | [7 empty] | 114111 | 119509 | 116405 | 107704 | 112209 | 108300
[41 empty] | 1.782% | 0.8908% | 1.849% | 1.62% | 1.818% | 1.91% |  | 4.746% | [7 empty] | 883483 | 925110 | 713095 | 725225 | 712845 | 717127
[41 empty] | 0% | 0% | 0% | 0% | 0% | 6.033% |  | 4.783% | [7 empty] | 376881 | 379573 | 371673 | 369479 | 374674 | 371579
[41 empty] | 2.544% | 7.688% | 4.772% | 4.843% | 5.342% | 2.514% |  | 4.819% | [7 empty] | 110936 | 109583 | 113862 | 103702 | 104401 | 105209
[41 empty] | 13.09% | 8.865% | 7.848% | 7.058% | 6.835% | 6.763% |  | 4.883% | [7 empty] | 203334 | 208353 | 211805 | 211434 | 214732 | 209860
[41 empty] | 4.062% | 2.96% | 5.75% | 4.361% | 3.75% | 3.907% |  | 4.903% | [7 empty] | 214003 | 219701 | 216456 | 210488 | 214853 | 209056
[41 empty] | 1.871% | 5.403% | 4.029% | 1.033% | 3.527% | 3.016% |  | 4.928% | [7 empty] | 68032 | 68800 | 70149 | 68241 | 70715 | 69319
[41 empty] | 6.181% | 7.611% | 5.998% | 6.322% | 5.866% | 6.704% |  | 5.014% | [7 empty] | 314261 | 317318 | 314280 | 309307 | 329782 | 314876
[41 empty] | 1.184% | 2.009% | 1.294% | 0.8615% | 1.461% | 1.827% |  | 5.033% | [7 empty] | 532464 | 571189 | 592412 | 579938 | 564286 | 550475
[41 empty] | 9.551% | 8.868% | 7.734% | 5.419% | 4.556% | 7.139% |  | 5.058% | [7 empty] | 77677 | 81374 | 82890 | 79741 | 84769 | 78082
[41 empty] | 5.062% | 6.955% | 6.349% | 7.473% | 7.038% | 6.779% |  | 5.081% | [7 empty] | 55872 | 55986 | 56969 | 51386 | 56023 | 54241
[41 empty] | 7.62% | 8.23% | 5.675% | 6.393% | 1.054% | 9.825% |  | 5.171% | [7 empty] | 199572 | 205575 | 203257 | 192059 | 215962 | 195166
[41 empty] | 5.274% | 5.864% | 5.316% | 5.008% | 4.783% | 5.052% |  | 5.177% | [7 empty] | 683748 | 656929 | 639157 | 614022 | 623175 | 631608
[41 empty] | 8.41% | 8.269% | 7.951% | 8.258% | 7.808% | 8.393% |  | 5.243% | [7 empty] | 53494333 | 54462591 | 52785005 | 53132237 | 54396350 | 54736144
[41 empty] | 0% | 0% | 0% | 0% | 0% | 0% |  | 5.255% | [7 empty] | 152008 | 153463 | 146559 | 144800 | 148111 | 154331
[41 empty] | 3.093% | 4.473% | 3.391% | 2.056% | 3.295% | 3.066% |  | 5.342% | [7 empty] | 117090 | 118680 | 118504 | 114051 | 119635 | 116777
[41 empty] | 6.831% | 4.987% | 4.459% | 5.315% | 5.243% | 4.533% |  | 5.416% | [7 empty] | 550550 | 587659 | 599027 | 566487 | 588116 | 579675
[41 empty] | 2.968% | 2.514% | 0.4472% | 3.093% | 1.338% | 1.35% |  | 5.56% | [7 empty] | 698469 | 715872 | 689776 | 719912 | 747351 | 721701
[41 empty] | 5.772% | 5.604% | 5.824% | 5.838% | 5.56% | 5.291% |  | 5.7% | [7 empty] | 19626429 | 19993122 | 19336909 | 18732504 | 19345264 | 19191143
[41 empty] | 3.518% | 3.749% | 3.152% | 3.869% | 3.335% | 3.15% |  | 5.734% | [7 empty] | 1607265 | 1639856 | 1726341 | 1592802 | 1648362 | 1645276
[41 empty] | 6.855% | 5.709% | 4.265% | 0% | 7.683% | 5.148% |  | 5.751% | [7 empty] | 791931 | 796816 | 762661 | 631436 | 657572 | 647502
[41 empty] | 0.2345% | 1.055% | 1.304% | 3.515% | 2.849% | 0% |  | 5.786% | [7 empty] | 4896282 | 5202429 | 4893834 | 4686061 | 4964922 | 5150728
[41 empty] | 7.211% | 8.062% | 6.151% | 5.134% | 0.6109% | 3.647% |  | 5.807% | [7 empty] | 595868 | 612487 | 667641 | 635037 | 727490 | 752097
[41 empty] | 7.912% | 24.59% | 8.932% | 6.688% | 5.734% | 2.836% |  | 5.866% | [7 empty] | 64913 | 61000 | 91148 | 93546 | 101666 | 103053
[41 empty] | 3.862% | 2.833% | 4.021% | 5.368% | 5.255% | 5.451% |  | 5.872% | [7 empty] | 886305 | 960895 | 971485 | 950019 | 981311 | 985664
[41 empty] | 1.786% | 3% | 3.045% | 3.13% | 1.334% | 0.8082% |  | 5.937% | [7 empty] | 982602 | 1028145 | 979126 | 890681 | 1018490 | 975944
[41 empty] | 6.248% | 9.362% | 6.582% | 8.507% | 8.068% | 5.332% |  | 6.21% | [7 empty] | 299941 | 310719 | 326729 | 323234 | 308559 | 315932
[41 empty] | 5.449% | 5.106% | 6.143% | 3.101% | 4.928% | 3.361% |  | 6.302% | [7 empty] | 929206 | 964294 | 933661 | 938216 | 963895 | 924562
[41 empty] | 6.372% | 6.555% | 6.558% | 3.778% | 0.6512% | 5.962% |  | 6.335% | [7 empty] | 621818 | 639656 | 637232 | 570097 | 610431 | 580927
[41 empty] | 2.028% | 1.652% | 0.6787% | 0.4089% | 0.372% | 0.885% |  | 6.451% | [7 empty] | 939127 | 986444 | 969588 | 985736 | 995570 | 1002891
[41 empty] | 7.848% | 10.91% | 0.1003% | 7.228% | 10.89% | 7.899% |  | 6.753% | [7 empty] | 128567 | 123504 | 129666 | 124024 | 124926 | 123192
[41 empty] | 0% | 0% | 0% | 0% | 0% | 0% |  | 6.814% | [7 empty] | 187634 | 219402 | 223878 | 213677 | 219958 | 195272
[41 empty] | 5.662% | 5.799% | 4.614% | 3.732% | 4.883% | 5.97% |  | 6.835% | [7 empty] | 295363 | 306875 | 298191 | 285788 | 296628 | 285855
[41 empty] | 4.426% | 5.918% | 5.819% | 3.704% | 5.416% | 5.27% |  | 6.837% | [7 empty] | 668687 | 672159 | 660405 | 654567 | 666926 | 663537
[41 empty] | 6.474% | 6.33% | 6.457% | 7.269% | 6.932% | 6.966% |  | 6.932% | [7 empty] | 23758507 | 24060017 | 23896559 | 22859820 | 23504616 | 23119041
[41 empty] | 6.628% | 6.288% | 6.359% | 6.849% | 5.872% | 5.313% |  | 7.038% | [7 empty] | 260912 | 288216 | 259801 | 269319 | 262009 | 308957
[41 empty] | 7.444% | 8.363% | 7.006% | 6.096% | 6.814% | 7.405% |  | 7.302% | [7 empty] | 139437 | 142783 | 146953 | 145106 | 148287 | 143191
[41 empty] | 4.095% | 5.723% | 1.812% | 1.159% | 3.168% | 3.263% |  | 7.322% | [7 empty] | 802297 | 819639 | 856294 | 839614 | 855085 | 847518
[41 empty] | 0% | 0% | 0% | 0% | 0% | 0% |  | 7.579% | [7 empty] | 69080 | 72411 | 77898 | 72046 | 72046 | 73074
[41 empty] | 4.093% | 3.977% | 4.134% | 3.539% | 4.61% | 3.604% |  | 7.683% | [7 empty] | 326776 | 335245 | 322922 | 310223 | 315984 | 312073
[41 empty] | 2.962% | 2.417% | 2.896% | 1.109% | 2.281% | 1.609% |  | 7.808% | [7 empty] | 261411 | 283994 | 235486 | 272325 | 276680 | 277743
[41 empty] | 6.56% | 6.529% | 4.697% | 5.278% | 5.937% | 6.172% |  | 8.068% | [7 empty] | 9599911 | 9708457 | 9693426 | 9384736 | 9600232 | 9466642
[41 empty] | 4.397% | 3.572% | 3.75% | 2.447% | 4.428% | 3.947% |  | 8.246% | [7 empty] | 6774641 | 6952990 | 6872796 | 6721180 | 6881746 | 6535584
[41 empty] | 3.694% | 4.661% | 5.426% | 2.888% | 0.3224% | 3.544% |  | 8.565% | [7 empty] | 805268 | 829208 | 816347 | 808082 | 815105 | 811908
[41 empty] | 3.17% | 6.511% | 4.205% | 5.79% | 4.684% | 7.112% |  | 8.645% | [7 empty] | 39721 | 40043 | 40428 | 37807 | 40225 | 38287
[41 empty] | 3.732% | 4.025% | 3.482% | 3% | 4.376% | 5.045% |  | 8.673% | [7 empty] | 5209141 | 4840457 | 4812736 | 4713766 | 4829955 | 4742065
[41 empty] | 8.644% | 5.794% | 2.441% | 5.16% | 3.581% | 3.979% |  | 8.883% | [7 empty] | 67038 | 76324 | 88973 | 88429 | 93162 | 91728
[41 empty] | 4.187% | 5.742% | 3.087% | 3.128% | 2.988% | 5.113% |  | 8.933% | [7 empty] | 428316 | 440203 | 449978 | 457084 | 475451 | 460767
[41 empty] | 4.848% | 5.44% | 3.277% | 4.853% | 5.033% | 4.883% |  | 8.933% | [7 empty] | 874855 | 911485 | 926838 | 883081 | 922432 | 973381
[41 empty] | 5.674% | 5.75% | 6.639% | 6.343% | 4.819% | 5.548% |  | 9.209% | [7 empty] | 186209 | 222652 | 212431 | 243588 | 252622 | 258700
[41 empty] | 7% | 8.531% | 8.319% | 8.362% | 5.7% | 10.43% |  | 9.353% | [7 empty] | 341328 | 350168 | 358213 | 332052 | 373284 | 353302
[41 empty] | 3.826% | 4.758% | 2.708% | 4.231% | 3.883% | 4.427% |  | 10.89% | [7 empty] | 219945 | 225346 | 232821 | 217256 | 223282 | 220262
[41 empty] | 9.721% | 10.65% | 10.28% | 10.75% | 9.353% | 9.481% |  | 11.89% | [7 empty] | 143371 | 151003 | 149400 | 141164 | 152997 | 160673
[41 empty] | 9.09% | 9.866% | 9.302% | 7.623% | 7.579% | 4.614% |  | 12.65% | [7 empty] | 95782 | 99721 | 107525 | 105993 | 107460 | 107307

## BA Loss 2005-2012
2005 | 2006 | 2007 | 2008 | 2009 | 2010 | 2011 | 2012 | Average
8.835% | 9.94% | 8.414% | 10.25% | 8.574% | 7.215% | 7.66% | 6.026% | 8.364%
Balanacing Area Losses estimate:
Includes transmission and distribution. Measured as the difference between BA loads at the generator and BA sum of sales. Source: Source data is FERC form 714 for all PNW Balancing Authorities. Analysis at Q:\MJ\ex\Load and Lamda\Hourly Northwest_loads 1993-2013 Ver August 2014.xlsx

## PNW Weighted Losses 19882006
Distribution Losses for All Utilities w/2006 loss and sales data |  |  | 2000 | 2000 | 2001 | 2001 | 2002 | 2002 | 2003 | 2003 | 2004 | 2004 | 2005 | 2005 | 2006 | 2006
SEDS Name | EIA Name | State | Losses | Sales (MWH) | Losses | Sales (MWH) | Losses | Sales (MWH) | Losses | Sales (MWH) | Losses | Sales (MWH) | Losses | Sales (MWH) | Losses | Sales (MWH)
|  |  | Losses 2000 |  | Losses 2001 |  | Losses 2002 |  | Losses 2003 |  | Losses 2004 |  | Losses 2005 |  | Losses 2006
Albion Light & Water Plant | City of Albion | ID | 3.96% | 2743 | 3.84% | 3005 | 2.53% | 3076 | 8.35% | 2875 | 8.55% | 3005 | 9.36% | 2962 | 11.3% | 2992
Alder Mutual Light Co., Inc. | Alder Mutual Light Co, Inc | WA | 7.18% | 3518 | 8.57% | 3276 | 15.91% | 3070 | 8.3% | 3359 | 8.33% | 3357 | 7.71% | 3577 | 6.82% | 3798
Ashland Dept. of Electric Utilities | City of Ashland | OR | 4.03% | 164176 | 6.02% | 169410 | 4.7% | 158872 | 1.99% | 166468 | 4.9% | 169437 | 4.65% | 169156 | 2.82% | 173811
Avista Corp. | Avista Corp | ID | 2.45% | 8251809 | 2.88% | 8031037 | 5.69% | 7598029 | 5.39% | 8041166 | 5.37% | 8376616 | 4.66% | 8542674 | 4.33% | 8787002
Bandon Electric Dept. | City of Bandon | OR | 2.49% | 57468 | 0.17% | 55501 | 5.15% | 56615 | 4.66% | 55844 | 6.52% | 55957 | 4.83% | 58511 | 7.82% | 59581
Benton Rural Electric Association | Benton Rural Electric Assn | WA | 7.43% | 431101 | 6.29% | 450760 | 6.07% | 449110 | 7.13% | 464977 | 6.57% | 471930 | 6.95% | 491051 | 6.26% | 491621
Big Bend Electric Coop, Inc. | Big Bend Electric Coop, Inc | WA | 7.4% | 433294 | 6.81% | 418622 | 6.13% | 437773 | 6.67% | 452096 | 6.22% | 450034 | 6.17% | 471023 | 5.74% | 455042
Blachly-Lane County Coop Electric Association | Blachly-Lane Cnty Coop El Assn | OR | 5.47% | 158193 | 3.62% | 153854 | 4.21% | 146279 | 5.91% | 142040 | 4.52% | 147297 | 5.57% | 144471 | 5.8% | 144733
Blaine City Light Dept. | City of Blaine | WA | 8.98% | 61472 | 6.84% | 60814 | 7.17% | 60010 | 7.21% | 60353 | 7.12% | 61855 | 8.33% | 63892 | 7.23% | 66917
Bonners Ferry, City of | City of Bonners Ferry | ID | 6.3% | 75794 | 6.8% | 70396 | 4.06% | 74557 | 6.99% | 67883 | 2.47% | 67356 | 1.47% | 70501 | 8.7% | 63300
Burley Municipal Distribution System | City of Burley | ID | 3.68% | 117505 | 5.29% | 107344 | 6.62% | 105208 | 6.24% | 104605 | 14.19% | 99586 | 6.08% | 97698 | 6.18% | 101768
Canby Electric Board | Canby Utility Board | OR | 4.85% | 147243 | 3.73% | 142897 | 1.13% | 152254 | 4.96% | 148486 | 4.56% | 149119 | 3.35% | 154206 | 4.09% | 158730
Cascade Locks Light Dept. | City of Cascade Locks | OR | 7.98% | 20028 | 3.19% | 18774 | 6.5% | 18672 | 7.12% | 18167 | 6.5% | 19132 | 4.16% | 20339 | 5.03% | 20856
Cashmere Light Dept. | City of Cashmere | WA | 12.21% | 50372 | 3.69% | 51427 | 8.64% | 54088 | 10.18% | 52275 | 4.97% | 53790 | 6.46% | 55683 | 7.02% | 55874
Central Electric Coop, Inc. | Central Electric Coop Inc | OR | 7.19% | 522132 | 7.16% | 513707 | 7.43% | 526118 | 6.97% | 529889 | 7.08% | 545383 | 8.03% | 571557 | 5.96% | 623050
Central Lincoln Peoples Utility District | Central Lincoln People's Ut Dt | OR | 2.19% | 1237105 | 2.9% | 1154607 | 1.89% | 1258073 | 3.03% | 1239578 | 2.4% | 1273662 | 2.48% | 1292369 | 2.93% | 1309389
Centralia Light Dept. | City of Centralia | WA | 5.76% | 230602 | 5.25% | 221999 | 5.01% | 225440 | 5.03% | 226511 | 3.84% | 226189 | 4.72% | 229336 | 6.58% | 234779
Cheney Light Dept. | City of Cheney | WA | 4.8% | 112092 | 5.9% | 106280 | 5.31% | 109836 | 7.38% | 108577 | 5.81% | 111494 | 6.3% | 114658 | 4.86% | 118971
Chewelah Light Dept. | City of Chewelah | WA | 1.77% | 20724 | 2.06% | 21226 | 6.71% | 20109 | 6.51% | 20734 | 7.12% | 19981 | 7.63% | 21093 | 4.53% | 22051
Clark Public Utility District | PUD No 1 of Clark County | WA | 3.75% | 4125407 | 3.62% | 3984998 | 0.14% | 4029289 | 0% | 4081653 | 0% | 4202563 | 3.47% | 4289629 | 3.32% | 4429952
Clatskanie Peoples Utility District | Clatskanie Peoples Util Dist | OR | 0.31% | 639695 | 0.02% | 618247 | 1.14% | 796692 | 2.43% | 877211 | 2.61% | 1000571 | 2.53% | 980294 | 5.04% | 1009445
Clearwater Power Co. | Clearwater Power Company | ID | 7.44% | 179086 | 4.75% | 173472 | 7.14% | 172846 | 7.15% | 173651 | 6.59% | 179774 | 8.01% | 182198 | 6.87% | 189716
Columbia Basin Electric Coop, Inc. | Columbia Basin Elec Cooperative, Inc | OR | 8.2% | 86441 | 8.09% | 86852 | 8.7% | 89141 | 8.8% | 92254 | 7.56% | 93800 | 7.92% | 92000 | 7.81% | 89124
Columbia Power Coop Association | Columbia Power Coop Assn Inc | OR | 11.99% | 25332 | 11.06% | 25216 | 11.19% | 25799 | 11.44% | 24168 | 10.95% | 23335 | 11.98% | 23587 | 11.81% | 24198
Columbia River Peoples Utility District | Columbia River Peoples Ut Dist | OR | 4.12% | 359127 | 3.04% | 441100 | 3.27% | 461209 | 3.37% | 454802 | 2.98% | 468498 | 3.26% | 488199 | 2.57% | 512677
Columbia Rural Electric Association, Inc. | Columbia Rural Elec Assn, Inc | OR | 5.19% | 249871 | 5.41% | 241258 | 4.78% | 255523 | 5.34% | 267795 | 4.89% | 261825 | 4.39% | 274072 | 5.72% | 259489
Consumers Power, Inc. | Consumers Power, Inc | OR | 4.1% | 361248 | 4.94% | 347559 | 6.43% | 348330 | 7.13% | 348931 | 6.34% | 360195 | 0% | 364925 | 6.83% | 382306
Coos-Curry Electric Coop, Inc. | Coos-Curry Electric Coop, Inc | OR | 5.82% | 315141 | 5.45% | 316359 | 4.79% | 322634 | 4.46% | 320000 | 3.19% | 324979 | 4.62% | 328364 | 5.48% | 339032
Coulee Dam Light Dept. | City of Coulee Dam | WA | 7.41% | 18120 | 2.82% | 18777 | 8.31% | 17252 | 9.91% | 17985 | 7.18% | 17995 | 3.33% | 18044 | 4.21% | 17543
Declo Municipal Electric Dept. | City of Declo | ID | 4.3% | 3253 | 0% | 3703 | 0% | 3232 | 0% | 2867 | 0% | 2903 | 0% | 2119 | 11.71% | 2397
Douglas Electric Coop, Inc. | Douglas Electric Coop, Inc | OR | 7.84% | 147583 | 6.77% | 148536 | 7.85% | 144244 | 7.82% | 141392 | 7.82% | 143367 | 7.56% | 148211 | 7.44% | 151597
Drain Electric Dept. | City of Drain | OR | 5.03% | 23280 | 3.52% | 20818 | 1.84% | 21019 | 3.8% | 19945 | 3.57% | 19734 | 0.2% | 20469 | 3.65% | 20250
East End Mutual Electric Co., Ltd. | East End Mutual Elec Co Ltd | ID | 9.52% | 19000 | 0% | 21000 | 4.76% | 20000 | 9.09% | 20000 | 8.64% | 20100 | 8.4% | 18777 | 0% | 20000
Eatonville Power & Light Dept. | Town of Eatonville | WA | 5.22% | 23412 | 1.66% | 19550 | 7.63% | 22867 | 9.15% | 22492 | 8.55% | 22642 | 6.8% | 24292 | 7.72% | 25659
Ellensburg Light & Gas Dept. | City of Ellensburg | WA | 6.94% | 182761 | 1.91% | 181849 | 6.66% | 174454 | 3% | 183899 | 6.43% | 179769 | 1% | 189945 | 1.29% | 199332
Elmhurst Mutual Power & Light Co. | Elmhurst Mutual Power & Light Co | WA | 5.96% | 246286 | 3.62% | 243555 | 3.59% | 248410 | 3.7% | 248011 | 4.18% | 248226 | 4.52% | 252664 | 3.54% | 258432
Emerald Peoples Utility District | Emerald People's Utility Dist | OR | 6.33% | 431307 | 6.33% | 431307 | 5.24% | 411286 | 4.46% | 420017 | 6.23% | 415859 | 5.03% | 443992 | 5.07% | 455482
Eugene Water & Electric Board | Eugene City of | OR | 3.04% | 2844528 | 7.21% | 0 | 2.02% | 2542729 | 2.02% | 2542158 | 0.78% | 2634133 | 0.32% | 2663174 | 2.46% | 2689923
Fall River Rural Electric Coop, Inc. | Fall River Rural Elec Coop Inc | ID | 6.89% | 210042 | 7.54% | 219248 | 7.62% | 215484 | 6.46% | 230734 | 7.78% | 222121 | 8.96% | 225054 | 9.49% | 243649
Farmers Electric Co., Ltd. | Farmers Electric Company, Ltd | ID | 7.01% | 3937 | 7.5% | 3921 | 9.2% | 4046 | 5.12% | 3908 | 6.96% | 3889 | 9.51% | 3814 | 8.74% | 3884
Flathead Electric Coop, Inc. | Flathead Electric Coop Inc | MT | 3.45% | 1819217 | 6.74% | 1130851 | 5.14% | 1352177 | 5.26% | 1287770 | 5.57% | 1274131 | 7.53% | 1304519 | 4.68% | 1380361
Forest Grove Light & Power Dept. | City of Forest Grove | OR | 3.61% | 253077 | 2.84% | 237356 | 3.35% | 239810 | 5.14% | 239219 | 3.44% | 250250 | 2.38% | 249995 | 3.82% | 247274
Glacier Electric Coop, Inc. | Glacier Electric Coop, Inc | MT | 8.35% | 155335 | 8.84% | 150390 | 9.12% | 155032 | 7.58% | 156284 | 8.3% | 155606 | 8.13% | 155460 | 8.49% | 155508
Harney Electric Coop, Inc. | Harney Electric Coop, Inc | NV | 10.18% | 155743 | 9.59% | 168501 | 9.06% | 165314 | 9.85% | 164035 | 9.49% | 164796 | 11.01% | 145530 | 10.04% | 155800
Hermiston Energy Services | City of Hermiston | OR | 0% | 0 | 25.65% | 0 | 0.93% | 103266 | 2.36% | 103035 | 3.44% | 103576 | 2.7% | 105027 | 3.33% | 105150
Hood River Electric Coop | Hood River Electric Coop | OR | 6.14% | 97739 | 4.92% | 87887 | 5.84% | 86076 | 6.64% | 85020 | 5.46% | 92356 | 6.31% | 95157 | 4.22% | 103258
Idaho County Light & Power Coop Association, Inc. | Idaho Cnty L&P Coop Assn, Inc | ID | 9.58% | 40333 | 8.41% | 40567 | 9.25% | 40889 | 9.24% | 40647 | 8.69% | 41343 | 9.76% | 41770 | 9.29% | 44011
Idaho Falls Electric Light Division | Idaho Falls City of | ID | 9.23% | 606576 | 4.8% | 631894 | 4.39% | 623863 | 3.74% | 609354 | 2.61% | 619763 | 3.4% | 651095 | 4.29% | 681069
Idaho Power Co. | Idaho Power Co | ID | 6.19% | 14598389 | 8.02% | 13031025 | 7.6% | 12894068 | 8.89% | 12980031 | 7.65% | 13239589 | 6.71% | 13288812 | 5.97% | 13939314
Inland Power & Light Co. | Inland Power & Light Company | WA | 5.83% | 669964 | 6.75% | 674105 | 7.45% | 694398 | 6.94% | 710179 | 7.87% | 724627 | 8.56% | 743363 | 7.38% | 775470
Kootenai Electric Coop, Inc. | Kootenai Electric Coop Inc | ID | 7.47% | 279011 | 5.13% | 281735 | 7.79% | 290901 | 5.97% | 312631 | 5.56% | 334418 | 6.79% | 361493 | 6.06% | 390792
Lakeview Light & Power Co. | Lakeview Light & Power | WA | 3.59% | 285320 | 3.65% | 275770 | 3.96% | 279369 | 4.4% | 275676 | 3.92% | 272856 | 4.44% | 277123 | 4.22% | 271852
Lane Electric Coop, Inc. | Lane Electric Coop Inc | OR | 6.92% | 225972 | 7.64% | 212982 | 7.92% | 209633 | 5.96% | 210138 | 7.12% | 208407 | 7.17% | 217540 | 5.95% | 227835
Lincoln Electric Coop, Inc. | Lincoln Electric Coop, Inc | MT | 4.95% | 111636 | 5.5% | 103997 | 5.35% | 110034 | 5.86% | 111003 | 6.21% | 111261 | 6.08% | 112263 | 6.52% | 108786
Lost River Electric Coop, Inc. | Lost River Electric Coop Inc | ID | 13.37% | 73487 | 8.78% | 77158 | 8.6% | 74843 | 10.6% | 72830 | 7.65% | 70483 | 8.04% | 60673 | 9.63% | 63351
Lower Valley Energy, Inc. | Lower Valley Energy Inc | ID | 7.42% | 543747 | 6.58% | 551660 | 4.9% | 594228 | 6.87% | 581497 | 4.91% | 610810 | 7.26% | 620309 | 5.48% | 652912
Lower Valley Energy, Inc. | Lower Valley Energy Inc | WY | 7.42% | 543747 | 6.58% | 551660 | 4.9% | 594228 | 6.87% | 581497 | 4.91% | 610810 | 7.26% | 620309 | 5.48% | 652912
McCleary Light & Power Dept. | City of McCleary | WA | 1.87% | 39719 | 4.35% | 36824 | 0.96% | 38540 | 2.1% | 38726 | 1.97% | 40259 | 3.2% | 40273 | 5.02% | 35970
McMinnville Water & Light | McMinnville City of | OR | 0.23% | 800192 | 1.28% | 823146 | 0.47% | 717762 | 1.96% | 786304 | 1.96% | 830416 | 1.96% | 824917 | 1.96% | 852153
Midstate Electric Coop, Inc. | Midstate Electric Coop, Inc | OR | 7.73% | 318031 | 6.39% | 320832 | 5.9% | 334394 | 6.67% | 326826 | 0% | 333230 | 0% | 337534 | 0% | 364420
Milton Electric Dept. | City of Milton | WA | 0.64% | 57318 | 0% | 52807 | 29.1% | 40384 | 5% | 55550 | 6.69% | 55332 | 4.93% | 57670 | 8.05% | 57075
Milton-Freewater Light & Power Dept. | City of Milton-Freewater | OR | 5.33% | 115095 | 1.54% | 117320 | 4.78% | 113779 | 5.8% | 109918 | 5.25% | 109995 | 6.39% | 109869 | 5.79% | 106040
Minidoka Electric Dept. | City of Minidoka | ID | 18.07% | 653 | 18.27% | 635 | 20.3% | 622 | 21.7% | 599 | 0% | 607 | 24.02% | 566 | 23.49% | 625
Missoula Electric Coop, Inc. | Missoula Electric Coop, Inc | ID | 8.74% | 168248 | 8.45% | 165321 | 8.49% | 175866 | 8.74% | 179967 | 8.46% | 183759 | 6.56% | 191363 | 3.41% | 197744
Modern Electric Water Co. | Modern Electric Water Company | WA | 4.53% | 210377 | 3.39% | 205020 | 4.65% | 207182 | 5.41% | 206896 | 3.44% | 206777 | 4.61% | 206635 | 4.73% | 209158
Monmouth Electric Dept. | City of Monmouth | OR | 7.03% | 67549 | 4.67% | 61360 | 2.31% | 61671 | 2.43% | 61520 | 2.74% | 62708 | 4.43% | 55718 | 2.56% | 66103
Nespelem Valley Electric Coop, Inc. | Nespelem Valley Elec Coop, Inc | WA | 6.91% | 43486 | 7.23% | 40933 | 6.7% | 42043 | 5.94% | 42351 | 9.43% | 41934 | 8.05% | 43377 | 8.36% | 45199
Northern Electric Coop, Inc. | Northern Electric Coop, Inc | MT | 10.64% | 24421 | 10.76% | 25066 | 9.61% | 28012 | 9.38% | 28695 | 9.25% | 27887 | 10.65% | 27329 | 10.65% | 27218
Northern Lights, Inc. | Northern Lights, Inc | ID | 1.5% | 224436 | 2.83% | 224484 | 3.05% | 229015 | 4.96% | 233948 | 7.55% | 238515 | 6.18% | 277048 | 5.86% | 296884
Northern Wasco County Public Utility District | Northern Wasco County PUD | OR | 2.77% | 282112 | 2.67% | 291342 | 3.01% | 267703 | 4.03% | 258661 | 3.76% | 241988 | 4.1% | 242429 | 2.66% | 393881
Ohop Mutual Light Co. | Ohop Mutual Light Company, Inc | WA | 6.16% | 65678 | 7.34% | 63196 | 6.82% | 66637 | 9.25% | 66737 | 6.48% | 69895 | 6.9% | 73203 | 6.68% | 77180
Okanogan County Electric Coop, Inc. | Okanogan County Elec Coop, Inc | WA | 7.4% | 43985 | 6.62% | 42263 | 5.61% | 43554 | 7.05% | 44744 | 7.83% | 45087 | 7.22% | 48056 | 6.68% | 50899
Orcas Power & Light Co. | Orcas Power & Light Coop | WA | 6.57% | 175986 | 5.21% | 175551 | 4.64% | 179379 | 6.7% | 174204 | 5.98% | 180075 | 9.92% | 186658 | 8.72% | 192176
Oregon Trail Electric Consumers Coop, Inc. | Oregon Trail El Cons Coop, Inc | OR | 4.95% | 677508 | 4.7% | 659073 | 5.19% | 652130 | 5.16% | 634974 | 4.96% | 642284 | 4.5% | 642422 | 4.91% | 659510
PacifiCorp. | PacifiCorp | CA | 5.78% | 48300473 | 6.18% | 47708461 | 5.22% | 47029924 | 4.5% | 48338551 | 5.67% | 48816147 | 5.92% | 49646202 | 6.26% | 51797336
Parkland Light & Water Co. | Parkland Light & Water Company | WA | 4.33% | 112289 | 3.32% | 111514 | 2.9% | 114993 | 5.28% | 112037 | 2.06% | 113096 | 4.23% | 114216 | 2.86% | 118136
Peninsula Light Co. | Peninsula Light Company | WA | 3.12% | 502814 | 3.56% | 475558 | 4.27% | 488389 | 4.9% | 491906 | 4.68% | 502978 | 4.41% | 518480 | 3.85% | 538854
Plummer Electric Dept. | City of Plummer | ID | 8.78% | 17623 | 5.53% | 23186 | 7.14% | 26541 | 7.32% | 28074 | 4.69% | 29070 | 5.84% | 30296 | 4.06% | 32053
Port Angeles Light Dept. | Port Angeles City of | WA | 1.93% | 632798 | 0.9% | 648382 | 1.19% | 616313 | 2.07% | 648080 | 0.28% | 659174 | 1.63% | 665404 | 1.8% | 698469
Portland General Electric Co. | Portland General Electric Company | OR | 3.17% | 19872544 | 4.06% | 19040188 | 3.41% | 18771884 | 4% | 18425854 | 4.05% | 17764138 | 4.04% | 17540047 | 3.75% | 18432528
PUD No. 1 of Benton County | PUD No 1 of Benton County | WA | 3.37% | 1779257 | 4.37% | 1562107 | 3.13% | 1587678 | 4% | 1580751 | 3.74% | 1597054 | 4.01% | 1602508 | 3.28% | 1555710
PUD No. 1 of Chelan County | PUD No 1 of Chelan County | WA | 4.95% | 1350015 | 5.3% | 1332272 | 6.81% | 1312198 | 3.22% | 1334911 | 2.98% | 1360591 | 2.2% | 1423096 | 1.94% | 1487665
PUD No. 1 of Clallam County | PUD No 1 of Clallam County | WA | 4.7% | 577007 | 4.21% | 557572 | 5.23% | 560109 | 5.21% | 557690 | 3.51% | 566573 | 5.5% | 595906 | 5.13% | 651368
PUD No. 1 of Cowlitz County | PUD No 1 of Cowlitz County | WA | 0.64% | 4216752 | 1.71% | 4382321 | 0.11% | 4168968 | 0.55% | 4217346 | 0.78% | 4235931 | 0.51% | 4384861 | 0.49% | 4606966
PUD No. 1 of Douglas County | PUD No 1 of Douglas County | WA | 3.84% | 511636 | 5.45% | 504625 | 12.63% | 512145 | 4.56% | 517034 | 0% | 539485 | 1.06% | 550564 | 1.07% | 576160
PUD No. 1 of Ferry County | PUD No 1 of Ferry County | WA | 9.75% | 104289 | 2.93% | 91222 | 3.81% | 85519 | 7.41% | 64864 | 6.9% | 82728 | 4.71% | 82677 | 7.69% | 61002
PUD No. 1 of Franklin County | PUD No 1 of Franklin County | WA | 7.5% | 735425 | 8.32% | 746841 | 2.1% | 756900 | 11.39% | 750536 | 8.81% | 787245 | 6.43% | 810428 | 5.04% | 835781
PUD No. 1 of Grays Harbor County | PUD No 1 of Grays Harbor Cnty | WA | 5.66% | 1107060 | 10.64% | 1028016 | 0.5% | 1002857 | 0.92% | 982673 | 1.84% | 979591 | 4.94% | 979034 | 0.36% | 992831
PUD No. 1 of Kittitas County | PUD No 1 of Kittitas County | WA | 10.18% | 59838 | 6.13% | 59083 | 8.68% | 59797 | 10.57% | 59688 | 6.6% | 63523 | 11.08% | 61843 | 7.44% | 69041
PUD No. 1 of Klickitat County | PUD No 1 of Klickitat County | WA | 4.56% | 397037 | 3.59% | 471934 | 5.12% | 468469 | 0.75% | 335848 | 2.11% | 268113 | 7.4% | 282250 | 5.46% | 291564
PUD No. 1 of Lewis County | PUD No 1 of Lewis County | WA | 5.74% | 775622 | 4.5% | 753407 | 5.57% | 752124 | 6.01% | 772373 | 4.72% | 792698 | 6.14% | 808281 | 5.94% | 861057
PUD No. 1 of Mason County | PUD No 1 of Mason County | WA | 9.55% | 62618 | 7.98% | 60020 | 10.45% | 59000 | 10.74% | 58320 | 8.76% | 60098 | 9.18% | 61825 | 9.42% | 67261
PUD No. 1 of Okanogan County | PUD No 1 of Okanogan County | WA | 7.55% | 606175 | 3.48% | 582774 | 4.13% | 550732 | 6.15% | 540500 | 3.76% | 573234 | 6.23% | 574813 | 4.47% | 591488
PUD No. 1 of Pend Oreille County | PUD No 1 of Pend Oreille Cnty | WA | 1.42% | 927420 | 1.4% | 858193 | 0.8% | 954194 | 1.7% | 950090 | 0.83% | 967540 | 1.63% | 977091 | 0.78% | 956942
PUD No. 1 of Skamania County | PUD No 1 of Skamania Co | WA | 5.83% | 118527 | 8.61% | 108117 | 7.1% | 111466 | 7.06% | 114762 | 6.24% | 120729 | 5.37% | 122959 | 12.49% | 119882
PUD No. 1 of Snohomish County | Snohomish County PUD No 1 | WA | 4.94% | 6525009 | 3.63% | 6184545 | 2.49% | 6193672 | 3.88% | 6064884 | 3.15% | 6151711 | 3.45% | 6305176 | 3.49% | 6483487
PUD No. 1 of Wahkiakum County |  | WA | 4.5% | 37398 | 5.99% | 34916 | 5.91% | 34391 | 7.13% | 34066 | 2.78% | 35000 | 8.17% | 36079 | 8.24% | 38306
PUD No. 1 of Whatcom County | PUD No 1 of Whatcom County | WA | 0% | 169972 | 6.55% | 184004 | 0% | 182962 | 0% | 174110 | 0% | 205902 | 0% | 207228 | 0% | 207705
PUD No. 2 of Grant County | PUD No 2 of Grant County | WA | 0.89% | 2859861 | 1.55% | 2660306 | 2.06% | 2439741 | 1.71% | 2791272 | 2.16% | 2892344 | 1.68% | 3018611 | 1.09% | 3143916
PUD No. 2 of Pacific County | Public Utility District No 2 of Pacific County | WA | 5.31% | 292068 | 1.02% | 287524 | 2.48% | 272725 | 4.63% | 271502 | 11.75% | 273227 | 5.96% | 281058 | 4.97% | 293341
PUD No. 3 of Mason County | PUD No 3 of Mason County | WA | 2.95% | 601137 | 4.92% | 568254 | 3.27% | 587255 | 4.01% | 574972 | 3.95% | 598279 | 5.87% | 618256 | 5.51% | 645819
Puget Sound Energy, Inc. | Puget Sound Energy Inc | WA | 3.9% | 21710218 | 3.94% | 19848309 | 14.66% | 19253824 | 5.01% | 19591637 | 5.84% | 19876790 | 5.67% | 20465557 | 5.4% | 21091533
Raft River Rural Electric Coop, Inc. | Raft River Rural Elec Coop Inc | ID | 2.94% | 214269 | 5.12% | 246205 | 6.15% | 254194 | 6.19% | 260254 | 6.87% | 244829 | 6.77% | 217394 | 6.03% | 235067
Ravalli County Electric Coop, Inc. | Raft River Rural Elec Coop Inc | NV | 8.67% | 110416 | 8.03% | 111749 | 6.98% | 117279 | 7.93% | 119809 | 6.77% | 123299 | 8.5% | 127986 | 7.39% | 134266
Richland Energy Services Dept. | City of Richland | WA | 3.4% | 693213 | 3.31% | 689957 | 3.12% | 687456 | 4.23% | 698791 | 3.45% | 728145 | 4.04% | 752781 | 3.98% | 782134
Rupert Electrical Dept. | Rupert City of | ID | 5.93% | 77776 | 8.4% | 77225 | 7.68% | 71774 | 10.35% | 66787 | 5.07% | 73681 | 6.98% | 77142 | 2.71% | 81307
Ruston Electric Utility | Town of Ruston | WA | 0% | 6627 | 0% | 5592 | 0% | 5861 | 0% | 5377 | 0% | 5247 | 0% | 5187 | 0% | 5311
Salem City Power Dept. | Salem City of | OR | 1.52% | 18480 | 6.06% | 19100 | 4.58% | 18509 | 4.45% | 19486 | 0.14% | 20088 | 3.83% | 20761 | 0% | 20955
Salem Electric Coop Association | Salem Electric Coop Association | OR | 3.17% | 419836 | 2.65% | 381568 | 2.96% | 390673 | 3.36% | 379062 | 2.37% | 380436 | 3.46% | 322085 | 2.67% | 327033
Salmon River Electric Coop, Inc. | Salmon River Electric Coop Inc | ID | 3.19% | 192287 | 9.27% | 129304 | 2.46% | 161480 | 0% | 187509 | 0% | 223896 | 0% | 219077 | 2.12% | 188478
Seattle City Light | Seattle City of | WA | 4.01% | 9460493 | 3.71% | 8990171 | 3.79% | 8923130 | 3.94% | 8905944 | 3.79% | 9020525 | 4.23% | 9161466 | 3.83% | 9454505
Soda Springs Electric Light & Power | City of Soda Springs | ID | 8.76% | 22960 | 0.38% | 23378 | 7.72% | 23131 | 6.49% | 23113 | 6.33% | 23600 | 2.13% | 23209 | 2.94% | 23022
South Side Electric Lines, Inc. | South Side Electric, Inc | ID | 8.97% | 48548 | 9.41% | 47103 | 9.31% | 47373 | 10.27% | 46505 | 9.7% | 50953 | 0% | 45636 | 9.82% | 50420
Springfield Utility Board | City of Springfield | OR | 3.08% | 879826 | 3.69% | 704947 | 1.62% | 735086 | 3.68% | 721340 | 4.13% | 736967 | 3.72% | 783217 | 4.17% | 807908
Steilacoom Electric Dept. | Town of Steilacoom | WA | 5.4% | 39009 | 5.79% | 37160 | 4.84% | 37206 | 6.74% | 35965 | 2.54% | 37138 | 3.91% | 37733 | 3.66% | 38523
Sumas Electric Dept. | City of Sumas | WA | 0% | 22502 | 2.61% | 19300 | 0% | 18300 | 7.95% | 22587 | 2.85% | 25700 | 4.95% | 27930 | 3.12% | 29751
Tacoma Public Utilities Light Division | Tacoma City of | WA | 1.52% | 5492020 | 4.54% | 4620280 | 2.45% | 4535202 | 8.21% | 4070726 | 1.29% | 4638234 | 2.68% | 4622653 | 2.96% | 4731907
Tanner Electric Coop | Tanner Electric Coop | WA | 6.38% | 60704 | 5.93% | 58494 | 5.96% | 59571 | 8.14% | 58909 | 6.27% | 61261 | 7.22% | 62780 | 7.08% | 64040
Tillamook Peoples Utility District | Tillamook Peoples Utility Dist | OR | 4.63% | 403464 | 3.88% | 392424 | 4.81% | 387062 | 5.27% | 382740 | 4.64% | 386834 | 4.27% | 402184 | 4.25% | 416658
Troy Power & Light | City of Troy | MT | 0.38% | 15093 | 6.02% | 13898 | 5.78% | 14284 | 5.91% | 14089 | 0% | 14099 | 3.5% | 15259 | 4.29% | 15336
Umatilla Electric Coop Association | Umatilla Electric Coop Assn | OR | 4.51% | 796081 | 3.96% | 768225 | 5.31% | 808281 | 4.61% | 812149 | 4.05% | 812599 | 4.69% | 836073 | 4.5% | 807173
USBIA-Mission Valley Power | USBIA-Mission Valley Power | MT | 5.73% | 319372 | 5.06% | 327294 | 14.8% | 306112 | 18.04% | 303251 | 14.09% | 311904 | 15.37% | 322063 | 5.72% | 331596
Vera Irrigation District No. 15 | Vera Irrigation District #15 | WA | 3.2% | 200379 | 4.37% | 189945 | 3.77% | 193042 | 4.95% | 196676 | 2.87% | 202331 | 5.44% | 201038 | 3.56% | 214708
Vigilante Electric Coop, Inc. | Vigilante Electric Coop, Inc | ID | 10.33% | 125809 | 9.4% | 122927 | 8.89% | 122649 | 8.77% | 127609 | 9.29% | 124595 | 9.55% | 126569 | 8.97% | 137255
Vigilante Electric Coop, Inc. | Vigilante Electric Coop, Inc | MT | 10.33% | 125809 | 9.4% | 122927 | 8.89% | 122649 | 8.77% | 127609 | 9.29% | 124595 | 9.55% | 126569 | 8.97% | 137255
Wasco Electric Coop, Inc. | Wasco Electric Coop, Inc | OR | 10.19% | 87577 | 4.64% | 86625 | 8.79% | 89900 | 8.71% | 87132 | 7.62% | 88783 | 10.24% | 88785 | 8.8% | 92541
Weiser Water & Light Dept. | City of Weiser | ID | 11.94% | 45237 | 0% | 51717 | 0% | 49386 | 0% | 49681 | 0% | 51175 | 0% | 55949 | 0% | 50339
Wells Rural Electric Co. | Wells Rural Electric Co | NV | 5.48% | 639999 | 0.75% | 653172 | 0% | 674809 | 3.62% | 619957 | 2.32% | 678629 | 5.3% | 706252 | 5.34% | 736157
West Oregon Electric Coop, Inc. | West Oregon Electric Coop Inc | OR | 8.07% | 69585 | 8.06% | 66931 | 6.68% | 67291 | 8.46% | 67104 | 8.92% | 68230 | 8.66% | 68221 | 3.03% | 68296
Heyburn Electric Dept. | Heyburn City of | ID | 0% | 100340 | 2.72% | 107167 | 2.72% | 69469 | 3.29% | 77070 | 6.3% | 33713 | 0% | 28891 | 0% | 35026
Ravalli County Electric Coop, Inc. | Ravalli County Elec Coop, Inc | MT | 8.67% | 110416 | 8.03% | 111749 | 6.98% | 117279 | 7.93% | 119809 | 6.77% | 123299 | 8.5% | 127986 | 7.39% | 134266
Valley Electric Coop, Inc. | Valley Electric Assn, Inc | NV | 11.77% | 20566 | 6.73% | 21286 | 9.29% | 21903 | 8.77% | 22937 | 9.3% | 21080 | 6.66% | 21566 | 10% | 22502
Sum |  |  |  | 182147890 |  | 170886443 |  | 171575588 |  | 173185530 |  | 175696142 |  | 178423273 |  | 185226178
|  |  |  | 20793.1381 |  | 19507.5848 |  | 19586.2543 |  | 19770.0377 |  | 20056.6372 |  | 20367.9535 |  | 21144.5409
|  |  | Losses 2000 |  | Losses 2001 |  | Losses 2002 |  | Losses 2003 |  | Losses 2004 |  | Losses 2005 |  | Losses 2006
| Average Losses |  | 5.639% |  | 5.258% |  | 5.589% |  | 5.931% |  | 5.14% |  | 5.495% |  | 5.369%
| Median Losses |  | 5.475% |  | 5% |  | 5.205% |  | 5.91% |  | 5.02% |  | 5.405% |  | 5.055%
| Sales Weighted Average Losses |  | 4.44% |  | 4.891% |  | 5.555% |  | 4.715% |  | 4.73% |  | 4.9% |  | 4.779%
|  | Losses 2000 | Losses 2001 | Losses 2002 | Losses 2003 | Losses 2004 | Losses 2005 | Losses 2006
| Average Losses | 5.639% | 5.258% | 5.589% | 5.931% | 5.14% | 5.495% | 5.369%
| Median Losses | 5.475% | 5% | 5.205% | 5.91% | 5.02% | 5.405% | 5.055%
| Sales Weighted Average Losses | 4.44% | 4.891% | 5.555% | 4.715% | 4.73% | 4.9% | 4.779%
| Sales | 20793.1381 | 19507.5848 | 19586.2543 | 19770.0377 | 20056.6372 | 20367.9535 | 21144.5409

## 2006 PNW Sales
Table 10. Class of Ownership, Number of Consumers, Revenue, Sales, and
Average Retail Price by State and Utility: All Sectors, 2006
| Entity | State | Class of Ownership | Number of Consumers | Revenue ($000) | Sales (MWH) | Average Revenue/kWh (cents)
Alder Mutual Light Co, IncWA | Alder Mutual Light Co, Inc | WA | Cooperative | 271 | 257 | 3798 | 6.7667
Avista CorpID | Avista Corp | ID | Investor Owned | 116052 | 191841 | 3375278 | 5.6837
Avista CorpMT | Avista Corp | MT | Investor Owned | 19 | 17 | 307 | 5.5375
Avista CorpWA | Avista Corp | WA | Investor Owned | 224661 | 363128 | 5411417 | 6.7104
Benton Rural Electric AssnWA | Benton Rural Electric Assn | WA | Cooperative | 14040 | 32150 | 491621 | 6.5396
Big Bend Electric Coop, IncWA | Big Bend Electric Coop, Inc | WA | Cooperative | 8005 | 21472 | 455042 | 4.7187
Blachly-Lane Cnty Coop El AssnOR | Blachly-Lane Cnty Coop El Assn | OR | Cooperative | 3487 | 9816 | 144733 | 6.7821
Bonneville Power AdminMT | Bonneville Power Admin | MT | Federal | 1 | 13770 | 424255 | 3.2457
Bonneville Power AdminOR | Bonneville Power Admin | OR | Federal | 1 | 218 | 3811 | 5.7203
Bonneville Power AdminWA | Bonneville Power Admin | WA | Federal | 11 | 76047 | 2708797 | 2.8074
Canby Utility BoardOR | Canby Utility Board | OR | Public | 6531 | 8633 | 158730 | 5.4388
Central Electric Coop IncOR | Central Electric Coop Inc | OR | Cooperative | 29513 | 39169 | 623050 | 6.2867
Central Lincoln People's Ut DtOR | Central Lincoln People's Ut Dt | OR | Public | 37462 | 65851 | 1309389 | 5.0291
City of AlbionID | City of Albion | ID | Public | 154 | 165 | 2992 | 5.5147
City of AshlandOR | City of Ashland | OR | Public | 11503 | 13874 | 173811 | 7.9822
City of BandonOR | City of Bandon | OR | Public | 3670 | 4161 | 59581 | 6.9838
City of BlaineWA | City of Blaine | WA | Public | 2867 | 4780 | 66917 | 7.1432
City of Bonners FerryID | City of Bonners Ferry | ID | Public | 2416 | 3952 | 63300 | 6.2433
City of BurleyID | City of Burley | ID | Public | 4283 | 5766 | 101768 | 5.6658
City of Cascade LocksOR | City of Cascade Locks | OR | Public | 578 | 1538 | 20856 | 7.3744
City of CashmereWA | City of Cashmere | WA | Public | 1167 | 1431 | 55874 | 2.5611
City of CentraliaWA | City of Centralia | WA | Public | 9711 | 14927 | 234779 | 6.3579
City of CheneyWA | City of Cheney | WA | Public | 4185 | 6412 | 118971 | 5.3895
City of ChewelahWA | City of Chewelah | WA | Public | 1256 | 1559 | 22051 | 7.07
City of Coulee DamWA | City of Coulee Dam | WA | Public | 598 | 970 | 17543 | 5.5293
City of DecloID | City of Declo | ID | Public | 126 | 131 | 2397 | 5.4652
City of DrainOR | City of Drain | OR | Public | 678 | 1355 | 20250 | 6.6914
City of EllensburgWA | City of Ellensburg | WA | Public | 8329 | 12180 | 199332 | 6.1104
City of Forest GroveOR | City of Forest Grove | OR | Public | 8629 | 12547 | 247274 | 5.0741
City of HermistonOR | City of Hermiston | OR | Public | 5179 | 7024 | 105150 | 6.68
City of McClearyWA | City of McCleary | WA | Public | 1026 | 2223 | 35970 | 6.1802
City of MiltonWA | City of Milton | WA | Public | 3396 | 3614 | 57075 | 6.332
City of Milton-FreewaterOR | City of Milton-Freewater | OR | Public | 4894 | 5367 | 106040 | 5.0613
City of MinidokaID | City of Minidoka | ID | Public | 42 | 41 | 625 | 6.56
City of MonmouthOR | City of Monmouth | OR | Public | 3807 | 4425 | 66103 | 6.6941
City of PlummerID | City of Plummer | ID | Public | 795 | 1617 | 32053 | 5.0448
City of RichlandWA | City of Richland | WA | Public | 22217 | 42863 | 782134 | 5.4803
City of Soda SpringsID | City of Soda Springs | ID | Public | 1741 | 1607 | 23022 | 6.9803
City of SpringfieldOR | City of Springfield | OR | Public | 31056 | 43742 | 807908 | 5.4142
City of SumasWA | City of Sumas | WA | Public | 637 | 1837 | 29751 | 6.1746
City of TroyMT | City of Troy | MT | Public | 950 | 847 | 15336 | 5.523
City of WeiserID | City of Weiser | ID | Public | 2855 | 2203 | 50339 | 4.3763
Clatskanie Peoples Util DistOR | Clatskanie Peoples Util Dist | OR | Public | 4456 | 41002 | 1009445 | 4.0618
Clearwater Power CompanyID | Clearwater Power Company | ID | Cooperative | 8985 | 13277 | 163020 | 8.1444
Clearwater Power CompanyOR | Clearwater Power Company | OR | Cooperative | 162 | 173 | 1901 | 9.1005
Clearwater Power CompanyWA | Clearwater Power Company | WA | Cooperative | 912 | 1581 | 24795 | 6.3763
Columbia Basin Elec Cooperative, IncOR | Columbia Basin Elec Cooperative, Inc | OR | Cooperative | 3722 | 5850 | 89124 | 6.5639
Columbia Power Coop Assn IncOR | Columbia Power Coop Assn Inc | OR | Cooperative | 1769 | 1855 | 24198 | 7.6659
Columbia River Peoples Ut DistOR | Columbia River Peoples Ut Dist | OR | Public | 18031 | 28635 | 512677 | 5.5854
Columbia Rural Elec Assn, IncOR | Columbia Rural Elec Assn, Inc | OR | Cooperative | 138 | 275 | 5167 | 5.3222
Columbia Rural Elec Assn, IncWA | Columbia Rural Elec Assn, Inc | WA | Cooperative | 4064 | 11596 | 254322 | 4.5596
Consumers Power, IncOR | Consumers Power, Inc | OR | Cooperative | 20971 | 29514 | 382306 | 7.72
Coos-Curry Electric Coop, IncOR | Coos-Curry Electric Coop, Inc | OR | Cooperative | 16920 | 28222 | 339032 | 8.3243
Douglas Electric Coop, IncOR | Douglas Electric Coop, Inc | OR | Cooperative | 9625 | 13454 | 151597 | 8.8748
East End Mutual Elec Co LtdID | East End Mutual Elec Co Ltd | ID | Cooperative | 773 | 938 | 20000 | 4.69
Elmhurst Mutual Power & Light CoWA | Elmhurst Mutual Power & Light Co | WA | Cooperative | 13280 | 13255 | 258432 | 5.129
Emerald People's Utility DistOR | Emerald People's Utility Dist | OR | Public | 19005 | 31016 | 455482 | 6.8095
Eugene City ofOR | Eugene City of | OR | Public | 85409 | 173277 | 2689923 | 6.4417
Fall River Rural Elec Coop IncID | Fall River Rural Elec Coop Inc | ID | Cooperative | 11850 | 16022 | 191888 | 8.3497
Fall River Rural Elec Coop IncMT | Fall River Rural Elec Coop Inc | MT | Cooperative | 1795 | 3473 | 43484 | 7.9868
Farmers Electric Company, LtdID | Farmers Electric Company, Ltd | ID | Cooperative | 123 | 192 | 3884 | 4.9434
Flathead Electric Coop IncMT | Flathead Electric Coop Inc | MT | Cooperative | 63078 | 92089 | 1380361 | 6.6714
Glacier Electric Coop, IncMT | Glacier Electric Coop, Inc | MT | Cooperative | 7060 | 11205 | 155508 | 7.2054
Harney Electric Coop, IncNV | Harney Electric Coop, Inc | NV | Cooperative | 1508 | 4510 | 94944 | 4.7502
Harney Electric Coop, IncOR | Harney Electric Coop, Inc | OR | Cooperative | 2196 | 3235 | 60856 | 5.3158
Heyburn City ofID | Heyburn City of | ID | Public | 1189 | 1623 | 35026 | 4.6337
Hood River Electric CoopOR | Hood River Electric Coop | OR | Cooperative | 3538 | 6107 | 103258 | 5.9143
Idaho Cnty L&P Coop Assn, IncID | Idaho Cnty L&P Coop Assn, Inc | ID | Cooperative | 3411 | 3969 | 44011 | 9.0182
Idaho Falls City ofID | Idaho Falls City of | ID | Public | 24447 | 45474 | 681069 | 6.6769
Idaho Power CoID | Idaho Power Co | ID | Investor Owned | 446889 | 606707 | 13235964 | 4.5838
Idaho Power CoOR | Idaho Power Co | OR | Investor Owned | 18080 | 29668 | 703350 | 4.2181
Inland Power & Light CompanyID | Inland Power & Light Company | ID | Cooperative | 1496 | 1547 | 25845 | 5.9857
Inland Power & Light CompanyWA | Inland Power & Light Company | WA | Cooperative | 34232 | 41788 | 749625 | 5.5745
Kootenai Electric Coop IncID | Kootenai Electric Coop Inc | ID | Cooperative | 21286 | 24998 | 389236 | 6.4223
Kootenai Electric Coop IncWA | Kootenai Electric Coop Inc | WA | Cooperative | 76 | 97 | 1556 | 6.2339
Lakeview Light & PowerWA | Lakeview Light & Power | WA | Cooperative | 11718 | 15943 | 271852 | 5.8646
Lane Electric Coop IncOR | Lane Electric Coop Inc | OR | Cooperative | 12467 | 18289 | 227835 | 8.0273
Lincoln County Power Dist No 1NV | Lincoln County Power Dist No 1 | NV | Public | 955 | 1789 | 35723 | 5.008
Lincoln Electric Coop, IncMT | Lincoln Electric Coop, Inc | MT | Cooperative | 4763 | 6187 | 108786 | 5.6873
Lost River Electric Coop IncID | Lost River Electric Coop Inc | ID | Cooperative | 2493 | 4239 | 63351 | 6.6913
Lower Valley Energy IncID | Lower Valley Energy Inc | ID | Cooperative | 1410 | 2516 | 60665 | 4.1474
Lower Valley Energy IncWY | Lower Valley Energy Inc | WY | Cooperative | 22103 | 31664 | 592247 | 5.3464
McMinnville City ofOR | McMinnville City of | OR | Public | 15685 | 35076 | 852153 | 4.1162
Midstate Electric Coop, IncOR | Midstate Electric Coop, Inc | OR | Cooperative | 17569 | 23580 | 364420 | 6.4706
Missoula Electric Coop, IncID | Missoula Electric Coop, Inc | ID | Cooperative | 58 | 115 | 1438 | 7.9972
Missoula Electric Coop, IncMT | Missoula Electric Coop, Inc | MT | Cooperative | 13344 | 15046 | 196306 | 7.6646
Modern Electric Water CompanyWA | Modern Electric Water Company | WA | Cooperative | 10183 | 11062 | 209158 | 5.2888
Nespelem Valley Elec Coop, IncWA | Nespelem Valley Elec Coop, Inc | WA | Cooperative | 1497 | 2897 | 45199 | 6.4094
Northern Electric Coop, IncMT | Northern Electric Coop, Inc | MT | Cooperative | 1259 | 2639 | 27218 | 9.6958
Northern Lights, IncID | Northern Lights, Inc | ID | Cooperative | 12839 | 16975 | 214018 | 7.9316
Northern Lights, IncMT | Northern Lights, Inc | MT | Cooperative | 3482 | 5390 | 82714 | 6.5164
Northern Lights, IncWA | Northern Lights, Inc | WA | Cooperative | 19 | 15 | 152 | 9.8684
Northern Wasco County PUDOR | Northern Wasco County PUD | OR | Public | 9641 | 19559 | 393881 | 4.9657
NorthWestern Energy LLCMT | NorthWestern Energy LLC | MT | Investor Owned | 319512 | 480594 | 5724620 | 8.3952
Ohop Mutual Light Company, IncWA | Ohop Mutual Light Company, Inc | WA | Cooperative | 4035 | 4496 | 77180 | 5.8253
Okanogan County Elec Coop, IncWA | Okanogan County Elec Coop, Inc | WA | Cooperative | 3217 | 3685 | 50899 | 7.2398
Orcas Power & Light CoopWA | Orcas Power & Light Coop | WA | Cooperative | 13461 | 16591 | 192176 | 8.6332
Oregon Trail El Cons Coop, IncOR | Oregon Trail El Cons Coop, Inc | OR | Cooperative | 29338 | 44024 | 659510 | 6.6753
PacifiCorpCA | PacifiCorp | CA | Investor Owned | 44348 | 67328 | 851205 | 7.9097
PacifiCorpID | PacifiCorp | ID | Investor Owned | 66309 | 142931 | 3331578 | 4.2902
PacifiCorpOR | PacifiCorp | OR | Investor Owned | 540150 | 812273 | 13912004 | 5.8386
PacifiCorpWA | PacifiCorp | WA | Investor Owned | 123228 | 214740 | 4166047 | 5.1545
Parkland Light & Water CompanyWA | Parkland Light & Water Company | WA | Cooperative | 4347 | 5306 | 118136 | 4.4914
Peninsula Light CompanyWA | Peninsula Light Company | WA | Cooperative | 29611 | 38746 | 538854 | 7.1904
Port Angeles City ofWA | Port Angeles City of | WA | Public | 10623 | 29340 | 698469 | 4.2006
Portland General Electric CompanyOR | Portland General Electric Company | OR | Investor Owned | 788831 | 1381469 | 18432528 | 7.4947
Public Utility District No 1WA | Public Utility District No 1 | WA | Public | 2338 | 2926 | 38306 | 7.6385
Public Utility District No 2WA | Public Utility District No 2 | WA | Public | 16723 | 19739 | 293341 | 6.729
PUD No 1 of Benton CountyWA | PUD No 1 of Benton County | WA | Public | 44855 | 91790 | 1555710 | 5.9002
PUD No 1 of Chelan CountyWA | PUD No 1 of Chelan County | WA | Public | 44431 | 42113 | 1487665 | 2.8308
PUD No 1 of Clallam CountyWA | PUD No 1 of Clallam County | WA | Public | 29014 | 41474 | 651368 | 6.3672
PUD No 1 of Clark CountyWA | PUD No 1 of Clark County | WA | Public | 177113 | 311202 | 4429952 | 7.025
PUD No 1 of Cowlitz CountyWA | PUD No 1 of Cowlitz County | WA | Public | 47423 | 191730 | 4606966 | 4.1617
PUD No 1 of Douglas CountyWA | PUD No 1 of Douglas County | WA | Public | 17366 | 12982 | 576160 | 2.2532
PUD No 1 of Ferry CountyWA | PUD No 1 of Ferry County | WA | Public | 3272 | 4317 | 61002 | 7.0768
PUD No 1 of Franklin CountyWA | PUD No 1 of Franklin County | WA | Public | 21569 | 57485 | 835781 | 6.878
PUD No 1 of Grays Harbor CntyWA | PUD No 1 of Grays Harbor Cnty | WA | Public | 41414 | 66332 | 992831 | 6.6811
PUD No 1 of Kittitas CountyWA | PUD No 1 of Kittitas County | WA | Public | 3921 | 5102 | 69041 | 7.3898
PUD No 1 of Klickitat CountyWA | PUD No 1 of Klickitat County | WA | Public | 11398 | 19069 | 291564 | 6.5402
PUD No 1 of Lewis CountyWA | PUD No 1 of Lewis County | WA | Public | 29586 | 42441 | 861057 | 4.9289
PUD No 1 of Mason CountyWA | PUD No 1 of Mason County | WA | Public | 5033 | 5302 | 67261 | 7.8827
PUD No 1 of Okanogan CountyWA | PUD No 1 of Okanogan County | WA | Public | 19637 | 29679 | 591488 | 5.0177
PUD No 1 of Pend Oreille CntyWA | PUD No 1 of Pend Oreille Cnty | WA | Public | 8408 | 26497 | 956942 | 2.7689
PUD No 1 of Skamania CoWA | PUD No 1 of Skamania Co | WA | Public | 5671 | 7921 | 119882 | 6.6073
PUD No 1 of Whatcom CountyWA | PUD No 1 of Whatcom County | WA | Public | 1 | 8313 | 207705 | 4.0023
PUD No 2 of Grant CountyWA | PUD No 2 of Grant County | WA | Public | 42673 | 98078 | 3143916 | 3.1196
PUD No 3 of Mason CountyWA | PUD No 3 of Mason County | WA | Public | 31242 | 40636 | 645819 | 6.2922
Puget Sound Energy IncWA | Puget Sound Energy Inc | WA | Investor Owned | 1027872 | 1629072 | 21091533 | 7.7238
Raft River Rural Elec Coop IncID | Raft River Rural Elec Coop Inc | ID | Cooperative | 2344 | 7042 | 147500 | 4.7742
Raft River Rural Elec Coop IncNV | Raft River Rural Elec Coop Inc | NV | Cooperative | 1829 | 2881 | 57798 | 4.9846
Ravalli County Elec Coop, IncMT | Ravalli County Elec Coop, Inc | MT | Cooperative | 9346 | 9138 | 134266 | 6.8059
Rupert City ofID | Rupert City of | ID | Public | 2699 | 4910 | 81307 | 6.0388
Salem City ofOR | Salem City of | OR | Cooperative | 18492 | 21623 | 327033 | 6.6119
Salmon River Electric Coop IncID | Salmon River Electric Coop Inc | ID | Cooperative | 2607 | 8165 | 188478 | 4.3321
Seattle City ofWA | Seattle City of | WA | Public | 379231 | 583114 | 9454505 | 6.1676
Snohomish County PUD No 1WA | Snohomish County PUD No 1 | WA | Public | 309985 | 475139 | 6483487 | 7.3284
South Side Electric, IncID | South Side Electric, Inc | ID | Cooperative | 1101 | 2148 | 50420 | 4.2602
Surprise Valley Electrification Corp.CA | Surprise Valley Electrification Corp. | CA | Cooperative | 4251 | 5272 | 79201 | 6.6565
Surprise Valley Electrification Corp.NV | Surprise Valley Electrification Corp. | NV | Cooperative | 5 | 5 | 86 | 5.814
Surprise Valley Electrification Corp.OR | Surprise Valley Electrification Corp. | OR | Cooperative | 1644 | 2153 | 32992 | 6.5258
Tacoma City ofWA | Tacoma City of | WA | Public | 162588 | 262545 | 4731907 | 5.5484
Tanner Electric CoopWA | Tanner Electric Coop | WA | Cooperative | 4295 | 4920 | 64040 | 7.6827
Tillamook Peoples Utility DistOR | Tillamook Peoples Utility Dist | OR | Public | 19831 | 28485 | 416658 | 6.8365
Town of EatonvilleWA | Town of Eatonville | WA | Public | 1245 | 1726 | 25659 | 6.7267
Town of RustonWA | Town of Ruston | WA | Public | 420 | 389 | 5311 | 7.3244
Town of SteilacoomWA | Town of Steilacoom | WA | Public | 2909 | 2627 | 38523 | 6.8193
Umatilla Electric Coop AssnOR | Umatilla Electric Coop Assn | OR | Cooperative | 13530 | 40671 | 807173 | 5.0387
United Electric Co-op, IncID | United Electric Co-op, Inc | ID | Cooperative | 5655 | 9438 | 181174 | 5.2094
USBIA-Mission Valley PowerMT | USBIA-Mission Valley Power | MT | Federal | 19827 | 18185 | 331596 | 5.4841
Valley Electric Assn, IncNV | Valley Electric Assn, Inc | NV | Cooperative | 20049 | 45956 | 438830 | 10.4724
Vera Irrigation District #15WA | Vera Irrigation District #15 | WA | Public | 9402 | 11744 | 214708 | 5.4698
Vigilante Electric Coop, IncID | Vigilante Electric Coop, Inc | ID | Cooperative | 33 | 10 | 103 | 9.7087
Vigilante Electric Coop, IncMT | Vigilante Electric Coop, Inc | MT | Cooperative | 8488 | 8289 | 137152 | 6.0437
Wasco Electric Coop, IncOR | Wasco Electric Coop, Inc | OR | Cooperative | 4547 | 6100 | 92541 | 6.5917
Wells Rural Electric CoNV | Wells Rural Electric Co | NV | Cooperative | 4987 | 30661 | 710881 | 4.3131
West Oregon Electric Coop IncOR | West Oregon Electric Coop Inc | OR | Cooperative | 4284 | 7226 | 68296 | 10.5804

## PNW Weighted Losses 2006
Distribution Losses for All Utilities w/2006 loss and sales data | [5 empty] | Distribution losses for all utilities w/2006 sales data and losses of 1% or higher
SEDS Name | EIA Name | State | Losses | Sales (MWH) | Share of Sales | SEDS Name | EIA Name | State | Losses | Sales (MWH) | Share of Sales
Albion Light & Water Plant | City of Albion | ID | 11.3% | 2992 | 0.001925% | PUD No. 1 of Douglas County | PUD No 1 of Douglas County | WA | 1.07% | 576160 | 0.3897%
Alder Mutual Light Co., Inc. | Alder Mutual Light Co, Inc | WA | 6.82% | 3798 | 0.002444% | PUD No. 2 of Grant County | PUD No 2 of Grant County | WA | 1.09% | 3143916 | 2.126%
Ashland Dept. of Electric Utilities | City of Ashland | OR | 2.82% | 173811 | 0.1118% | Ellensburg Light & Gas Dept. | City of Ellensburg | WA | 1.29% | 199332 | 0.1348%
Avista Corp. | Avista Corp | ID | 4.33% | 3375278 | 2.172% | Port Angeles Light Dept. | Port Angeles City of | WA | 1.8% | 698469 | 0.4724%
Avista Corp. | Avista Corp | MT | 4.33% | 307 | 0.0001975% | PUD No. 1 of Chelan County | PUD No 1 of Chelan County | WA | 1.94% | 1487665 | 1.006%
Avista Corp. | Avista Corp | WA | 4.33% | 5411417 | 3.482% | McMinnville Water & Light | McMinnville City of | OR | 1.96% | 852153 | 0.5763%
Bandon Electric Dept. | City of Bandon | OR | 7.82% | 59581 | 0.03833% | Salmon River Electric Coop, Inc. | Salmon River Electric Coop Inc | ID | 2.12% | 188478 | 0.1275%
Benton Rural Electric Association | Benton Rural Electric Assn | WA | 6.26% | 491621 | 0.3163% | Eugene Water & Electric Board | Eugene City of | OR | 2.46% | 2689923 | 1.819%
Big Bend Electric Coop, Inc. | Big Bend Electric Coop, Inc | WA | 5.74% | 455042 | 0.2928% | Monmouth Electric Dept. | City of Monmouth | OR | 2.56% | 66103 | 0.04471%
Blachly-Lane County Coop Electric Association | Blachly-Lane Cnty Coop El Assn | OR | 5.8% | 144733 | 0.09312% | Columbia River Peoples Utility District | Columbia River Peoples Ut Dist | OR | 2.57% | 512677 | 0.3467%
Blaine City Light Dept. | City of Blaine | WA | 7.23% | 66917 | 0.04305% | Northern Wasco County Public Utility District | Northern Wasco County PUD | OR | 2.66% | 393881 | 0.2664%
Bonners Ferry, City of | City of Bonners Ferry | ID | 8.7% | 63300 | 0.04073% | Salem Electric Coop Association | Salem Electric Coop Association | OR | 2.67% | 327033 | 0.2212%
Burley Municipal Distribution System | City of Burley | ID | 6.18% | 101768 | 0.06548% | Rupert Electrical Dept. | Rupert City of | ID | 2.71% | 81307 | 0.05499%
Canby Electric Board | Canby Utility Board | OR | 4.09% | 158730 | 0.1021% | Ashland Dept. of Electric Utilities | City of Ashland | OR | 2.82% | 173811 | 0.1176%
Cascade Locks Light Dept. | City of Cascade Locks | OR | 5.03% | 20856 | 0.01342% | Parkland Light & Water Co. | Parkland Light & Water Company | WA | 2.86% | 118136 | 0.0799%
Cashmere Light Dept. | City of Cashmere | WA | 7.02% | 55874 | 0.03595% | Central Lincoln Peoples Utility District | Central Lincoln People's Ut Dt | OR | 2.93% | 1309389 | 0.8856%
Central Electric Coop, Inc. | Central Electric Coop Inc | OR | 5.96% | 623050 | 0.4009% | Soda Springs Electric Light & Power | City of Soda Springs | ID | 2.94% | 23022 | 0.01557%
Central Lincoln Peoples Utility District | Central Lincoln People's Ut Dt | OR | 2.93% | 1309389 | 0.8425% | Tacoma Public Utilities Light Division | Tacoma City of | WA | 2.96% | 4731907 | 3.2%
Centralia Light Dept. | City of Centralia | WA | 6.58% | 234779 | 0.1511% | West Oregon Electric Coop, Inc. | West Oregon Electric Coop Inc | OR | 3.03% | 68296 | 0.04619%
Cheney Light Dept. | City of Cheney | WA | 4.86% | 118971 | 0.07655% | Sumas Electric Dept. | City of Sumas | WA | 3.12% | 29751 | 0.02012%
Chewelah Light Dept. | City of Chewelah | WA | 4.53% | 22051 | 0.01419% | PUD No. 1 of Benton County | PUD No 1 of Benton County | WA | 3.28% | 1555710 | 1.052%
Clark Public Utility District | PUD No 1 of Clark County | WA | 3.32% | 4429952 | 2.85% | Clark Public Utility District | PUD No 1 of Clark County | WA | 3.32% | 4429952 | 2.996%
Clatskanie Peoples Utility District | Clatskanie Peoples Util Dist | OR | 5.04% | 1009445 | 0.6495% | Hermiston Energy Services | City of Hermiston | OR | 3.33% | 105150 | 0.07112%
Clearwater Power Co. | Clearwater Power Company | ID | 6.87% | 163020 | 0.1049% | Missoula Electric Coop, Inc. | Missoula Electric Coop, Inc | ID | 3.41% | 1438 | 0.0009726%
Clearwater Power Co. | Clearwater Power Company | OR | 6.87% | 1901 | 0.001223% |  | Missoula Electric Coop, Inc | MT | 3.41% | 196306 | 0.1328%
Clearwater Power Co. | Clearwater Power Company | WA | 6.87% | 24795 | 0.01595% | PUD No. 1 of Snohomish County | Snohomish County PUD No 1 | WA | 3.49% | 6483487 | 4.385%
Columbia Basin Electric Coop, Inc. | Columbia Basin Elec Cooperative, Inc | OR | 7.81% | 89124 | 0.05734% | Elmhurst Mutual Power & Light Co. | Elmhurst Mutual Power & Light Co | WA | 3.54% | 258432 | 0.1748%
Columbia Power Coop Association | Columbia Power Coop Assn Inc | OR | 11.81% | 24198 | 0.01557% | Vera Irrigation District No. 15 | Vera Irrigation District #15 | WA | 3.56% | 214708 | 0.1452%
Columbia River Peoples Utility District | Columbia River Peoples Ut Dist | OR | 2.57% | 512677 | 0.3299% | Drain Electric Dept. | City of Drain | OR | 3.65% | 20250 | 0.0137%
Columbia Rural Electric Association, Inc. | Columbia Rural Elec Assn, Inc | OR | 5.72% | 5167 | 0.003324% | Steilacoom Electric Dept. | Town of Steilacoom | WA | 3.66% | 38523 | 0.02605%
Columbia Rural Electric Association, Inc. | Columbia Rural Elec Assn, Inc | WA | 5.72% | 254322 | 0.1636% | Portland General Electric Co. | Portland General Electric Company | OR | 3.75% | 18432528 | 12.47%
Consumers Power, Inc. | Consumers Power, Inc | OR | 6.83% | 382306 | 0.246% | Forest Grove Light & Power Dept. | City of Forest Grove | OR | 3.82% | 247274 | 0.1672%
Coos-Curry Electric Coop, Inc. | Coos-Curry Electric Coop, Inc | OR | 5.48% | 339032 | 0.2181% | Seattle City Light | Seattle City of | WA | 3.83% | 9454505 | 6.394%
Coulee Dam Light Dept. | City of Coulee Dam | WA | 4.21% | 17543 | 0.01129% | Peninsula Light Co. | Peninsula Light Company | WA | 3.85% | 538854 | 0.3644%
Declo Municipal Electric Dept. | City of Declo | ID | 11.71% | 2397 | 0.001542% | Richland Energy Services Dept. | City of Richland | WA | 3.98% | 782134 | 0.529%
Douglas Electric Coop, Inc. | Douglas Electric Coop, Inc | OR | 7.44% | 151597 | 0.09754% | Plummer Electric Dept. | City of Plummer | ID | 4.06% | 32053 | 0.02168%
Drain Electric Dept. | City of Drain | OR | 3.65% | 20250 | 0.01303% | Canby Electric Board | Canby Utility Board | OR | 4.09% | 158730 | 0.1074%
East End Mutual Electric Co., Ltd. | East End Mutual Elec Co Ltd | ID | 0% | 20000 | 0.01287% | Springfield Utility Board | City of Springfield | OR | 4.17% | 807908 | 0.5464%
Eatonville Power & Light Dept. | Town of Eatonville | WA | 7.72% | 25659 | 0.01651% | Coulee Dam Light Dept. | City of Coulee Dam | WA | 4.21% | 17543 | 0.01186%
Ellensburg Light & Gas Dept. | City of Ellensburg | WA | 1.29% | 199332 | 0.1283% | Hood River Electric Coop | Hood River Electric Coop | OR | 4.22% | 103258 | 0.06984%
Elmhurst Mutual Power & Light Co. | Elmhurst Mutual Power & Light Co | WA | 3.54% | 258432 | 0.1663% | Lakeview Light & Power Co. | Lakeview Light & Power | WA | 4.22% | 271852 | 0.1839%
Emerald Peoples Utility District | Emerald People's Utility Dist | OR | 5.07% | 455482 | 0.2931% | Tillamook Peoples Utility District | Tillamook Peoples Utility Dist | OR | 4.25% | 416658 | 0.2818%
Eugene Water & Electric Board | Eugene City of | OR | 2.46% | 2689923 | 1.731% | Idaho Falls Electric Light Division | Idaho Falls City of | ID | 4.29% | 681069 | 0.4606%
Fall River Rural Electric Coop, Inc. | Fall River Rural Elec Coop Inc | ID | 9.49% | 191888 | 0.1235% | Troy Power & Light | City of Troy | MT | 4.29% | 15336 | 0.01037%
Fall River Rural Electric Coop, Inc. | Fall River Rural Elec Coop Inc | MT | 9.49% | 43484 | 0.02798% | Avista Corp. | Avista Corp | ID | 4.33% | 3375278 | 2.283%
Farmers Electric Co., Ltd. | Farmers Electric Company, Ltd | ID | 8.74% | 3884 | 0.002499% | Avista Corp. | Avista Corp | MT | 4.33% | 307 | 0.0002076%
Flathead Electric Coop, Inc. | Flathead Electric Coop Inc | MT | 4.68% | 1380361 | 0.8881% | Avista Corp. | Avista Corp | WA | 4.33% | 5411417 | 3.66%
Forest Grove Light & Power Dept. | City of Forest Grove | OR | 3.82% | 247274 | 0.1591% | PUD No. 1 of Okanogan County | PUD No 1 of Okanogan County | WA | 4.47% | 591488 | 0.4%
Glacier Electric Coop, Inc. | Glacier Electric Coop, Inc | MT | 8.49% | 155508 | 0.1001% | Umatilla Electric Coop Association | Umatilla Electric Coop Assn | OR | 4.5% | 807173 | 0.5459%
Harney Electric Coop, Inc. | Harney Electric Coop, Inc | NV | 10.04% | 94944 | 0.06109% | Chewelah Light Dept. | City of Chewelah | WA | 4.53% | 22051 | 0.01491%
Harney Electric Coop, Inc. | Harney Electric Coop, Inc | OR | 10.04% | 60856 | 0.03915% | Flathead Electric Coop, Inc. | Flathead Electric Coop Inc | MT | 4.68% | 1380361 | 0.9336%
Hermiston Energy Services | City of Hermiston | OR | 3.33% | 105150 | 0.06765% | Modern Electric Water Co. | Modern Electric Water Company | WA | 4.73% | 209158 | 0.1415%
Hood River Electric Coop | Hood River Electric Coop | OR | 4.22% | 103258 | 0.06644% | Cheney Light Dept. | City of Cheney | WA | 4.86% | 118971 | 0.08046%
Idaho County Light & Power Coop Association, Inc. | Idaho Cnty L&P Coop Assn, Inc | ID | 9.29% | 44011 | 0.02832% | Oregon Trail Electric Consumers Coop, Inc. | Oregon Trail El Cons Coop, Inc | OR | 4.91% | 659510 | 0.446%
Idaho Falls Electric Light Division | Idaho Falls City of | ID | 4.29% | 681069 | 0.4382% | PUD No. 2 of Pacific County | Public Utility District No 2 of Pacific County | WA | 4.97% | 293341 | 0.1984%
Idaho Power Co. | Idaho Power Co | ID | 5.97% | 13235964 | 8.516% | McCleary Light & Power Dept. | City of McCleary | WA | 5.02% | 35970 | 0.02433%
| Idaho Power Co | OR | 5.97% | 703350 | 0.4525% | Cascade Locks Light Dept. | City of Cascade Locks | OR | 5.03% | 20856 | 0.01411%
Inland Power & Light Co. | Inland Power & Light Company | ID | 7.38% | 25845 | 0.01663% | Clatskanie Peoples Utility District | Clatskanie Peoples Util Dist | OR | 5.04% | 1009445 | 0.6827%
Inland Power & Light Co. | Inland Power & Light Company | WA | 7.38% | 749625 | 0.4823% | PUD No. 1 of Franklin County | PUD No 1 of Franklin County | WA | 5.04% | 835781 | 0.5653%
Kootenai Electric Coop, Inc. | Kootenai Electric Coop Inc | ID | 6.06% | 389236 | 0.2504% | Emerald Peoples Utility District | Emerald People's Utility Dist | OR | 5.07% | 455482 | 0.3081%
Kootenai Electric Coop, Inc. | Kootenai Electric Coop Inc | WA | 6.06% | 1556 | 0.001001% | PUD No. 1 of Clallam County | PUD No 1 of Clallam County | WA | 5.13% | 651368 | 0.4405%
Lakeview Light & Power Co. | Lakeview Light & Power | WA | 4.22% | 271852 | 0.1749% | Wells Rural Electric Co. | Wells Rural Electric Co | NV | 5.34% | 710881 | 0.4808%
Lane Electric Coop, Inc. | Lane Electric Coop Inc | OR | 5.95% | 227835 | 0.1466% | Puget Sound Energy, Inc. | Puget Sound Energy Inc | WA | 5.4% | 21091533 | 14.26%
Lincoln Electric Coop, Inc. | Lincoln Electric Coop, Inc | MT | 6.52% | 108786 | 0.06999% | PUD No. 1 of Klickitat County | PUD No 1 of Klickitat County | WA | 5.46% | 291564 | 0.1972%
Lost River Electric Coop, Inc. | Lost River Electric Coop Inc | ID | 9.63% | 63351 | 0.04076% | Coos-Curry Electric Coop, Inc. | Coos-Curry Electric Coop, Inc | OR | 5.48% | 339032 | 0.2293%
Lower Valley Energy, Inc. | Lower Valley Energy Inc | ID | 5.48% | 60665 | 0.03903% | Lower Valley Energy, Inc. | Lower Valley Energy Inc | ID | 5.48% | 60665 | 0.04103%
Lower Valley Energy, Inc. | Lower Valley Energy Inc | WY | 5.48% | 592247 | 0.3811% | Lower Valley Energy, Inc. | Lower Valley Energy Inc | WY | 5.48% | 592247 | 0.4006%
McCleary Light & Power Dept. | City of McCleary | WA | 5.02% | 35970 | 0.02314% | PUD No. 3 of Mason County | PUD No 3 of Mason County | WA | 5.51% | 645819 | 0.4368%
McMinnville Water & Light | McMinnville City of | OR | 1.96% | 852153 | 0.5483% | Columbia Rural Electric Association, Inc. | Columbia Rural Elec Assn, Inc | OR | 5.72% | 5167 | 0.003495%
Midstate Electric Coop, Inc. | Midstate Electric Coop, Inc | OR | 0% | 364420 | 0.2345% | Columbia Rural Electric Association, Inc. | Columbia Rural Elec Assn, Inc | WA | 5.72% | 254322 | 0.172%
Milton Electric Dept. | City of Milton | WA | 8.05% | 57075 | 0.03672% | USBIA-Mission Valley Power | USBIA-Mission Valley Power | MT | 5.72% | 331596 | 0.2243%
Milton-Freewater Light & Power Dept. | City of Milton-Freewater | OR | 5.79% | 106040 | 0.06823% | Big Bend Electric Coop, Inc. | Big Bend Electric Coop, Inc | WA | 5.74% | 455042 | 0.3078%
Minidoka Electric Dept. | City of Minidoka | ID | 23.49% | 625 | 0.0004021% | Milton-Freewater Light & Power Dept. | City of Milton-Freewater | OR | 5.79% | 106040 | 0.07172%
Missoula Electric Coop, Inc. | Missoula Electric Coop, Inc | ID | 3.41% | 1438 | 0.0009252% | Blachly-Lane County Coop Electric Association | Blachly-Lane Cnty Coop El Assn | OR | 5.8% | 144733 | 0.09789%
Missoula Electric Coop, Inc. | Missoula Electric Coop, Inc | MT | 3.41% | 196306 | 0.1263% | Northern Lights, Inc. | Northern Lights, Inc | ID | 5.86% | 214018 | 0.1447%
Modern Electric Water Co. | Modern Electric Water Company | WA | 4.73% | 209158 | 0.1346% | Northern Lights, Inc. | Northern Lights, Inc | MT | 5.86% | 82714 | 0.05594%
Monmouth Electric Dept. | City of Monmouth | OR | 2.56% | 66103 | 0.04253% | Northern Lights, Inc. | Northern Lights, Inc | WA | 5.86% | 152 | 0.0001028%
Nespelem Valley Electric Coop, Inc. | Nespelem Valley Elec Coop, Inc | WA | 8.36% | 45199 | 0.02908% | PUD No. 1 of Lewis County | PUD No 1 of Lewis County | WA | 5.94% | 861057 | 0.5824%
Northern Electric Coop, Inc. | Northern Electric Coop, Inc | MT | 10.65% | 27218 | 0.01751% | Lane Electric Coop, Inc. | Lane Electric Coop Inc | OR | 5.95% | 227835 | 0.1541%
Northern Lights, Inc. | Northern Lights, Inc | ID | 5.86% | 214018 | 0.1377% | Central Electric Coop, Inc. | Central Electric Coop Inc | OR | 5.96% | 623050 | 0.4214%
Northern Lights, Inc. | Northern Lights, Inc | MT | 5.86% | 82714 | 0.05322% | Idaho Power Co. | Idaho Power Co | ID | 5.97% | 13235964 | 8.952%
Northern Lights, Inc. | Northern Lights, Inc | WA | 5.86% | 152 | 9.78e-05% | Idaho Power Co. | Idaho Power Co | OR | 5.97% | 703350 | 0.4757%
Northern Wasco County Public Utility District | Northern Wasco County PUD | OR | 2.66% | 393881 | 0.2534% | Raft River Rural Electric Coop, Inc. | Raft River Rural Elec Coop Inc | ID | 6.03% | 147500 | 0.09976%
Ohop Mutual Light Co. | Ohop Mutual Light Company, Inc | WA | 6.68% | 77180 | 0.04966% | Kootenai Electric Coop, Inc. | Kootenai Electric Coop Inc | ID | 6.06% | 389236 | 0.2633%
Okanogan County Electric Coop, Inc. | Okanogan County Elec Coop, Inc | WA | 6.68% | 50899 | 0.03275% | Kootenai Electric Coop, Inc. | Kootenai Electric Coop Inc | WA | 6.06% | 1556 | 0.001052%
Orcas Power & Light Co. | Orcas Power & Light Coop | WA | 8.72% | 192176 | 0.1236% | Burley Municipal Distribution System | City of Burley | ID | 6.18% | 101768 | 0.06883%
Oregon Trail Electric Consumers Coop, Inc. | Oregon Trail El Cons Coop, Inc | OR | 4.91% | 659510 | 0.4243% | Benton Rural Electric Association | Benton Rural Electric Assn | WA | 6.26% | 491621 | 0.3325%
PacifiCorp. | PacifiCorp | CA | 6.26% | 851205 | 0.5477% | PacifiCorp. | PacifiCorp | CA | 6.26% | 851205 | 0.5757%
PacifiCorp. | PacifiCorp | ID | 6.26% | 3331578 | 2.144% | PacifiCorp. | PacifiCorp | ID | 6.26% | 3331578 | 2.253%
PacifiCorp. | PacifiCorp | OR | 6.26% | 13912004 | 8.951% | PacifiCorp. | PacifiCorp | OR | 6.26% | 13912004 | 9.409%
PacifiCorp. | PacifiCorp | WA | 6.26% | 4166047 | 2.68% | PacifiCorp. | PacifiCorp | WA | 6.26% | 4166047 | 2.818%
Parkland Light & Water Co. | Parkland Light & Water Company | WA | 2.86% | 118136 | 0.07601% | Lincoln Electric Coop, Inc. | Lincoln Electric Coop, Inc | MT | 6.52% | 108786 | 0.07357%
Peninsula Light Co. | Peninsula Light Company | WA | 3.85% | 538854 | 0.3467% | Centralia Light Dept. | City of Centralia | WA | 6.58% | 234779 | 0.1588%
Plummer Electric Dept. | City of Plummer | ID | 4.06% | 32053 | 0.02062% | Ohop Mutual Light Co. | Ohop Mutual Light Company, Inc | WA | 6.68% | 77180 | 0.0522%
Port Angeles Light Dept. | Port Angeles City of | WA | 1.8% | 698469 | 0.4494% | Okanogan County Electric Coop, Inc. | Okanogan County Elec Coop, Inc | WA | 6.68% | 50899 | 0.03442%
Portland General Electric Co. | Portland General Electric Company | OR | 3.75% | 18432528 | 11.86% | Alder Mutual Light Co., Inc. | Alder Mutual Light Co, Inc | WA | 6.82% | 3798 | 0.002569%
PUD No. 1 of Benton County | PUD No 1 of Benton County | WA | 3.28% | 1555710 | 1.001% | Consumers Power, Inc. | Consumers Power, Inc | OR | 6.83% | 382306 | 0.2586%
PUD No. 1 of Chelan County | PUD No 1 of Chelan County | WA | 1.94% | 1487665 | 0.9572% | Clearwater Power Co. | Clearwater Power Company | ID | 6.87% | 163020 | 0.1103%
PUD No. 1 of Clallam County | PUD No 1 of Clallam County | WA | 5.13% | 651368 | 0.4191% | Clearwater Power Co. | Clearwater Power Company | OR | 6.87% | 1901 | 0.001286%
PUD No. 1 of Cowlitz County | PUD No 1 of Cowlitz County | WA | 0.49% | 4606966 | 2.964% | Clearwater Power Co. | Clearwater Power Company | WA | 6.87% | 24795 | 0.01677%
PUD No. 1 of Douglas County | PUD No 1 of Douglas County | WA | 1.07% | 576160 | 0.3707% | Cashmere Light Dept. | City of Cashmere | WA | 7.02% | 55874 | 0.03779%
PUD No. 1 of Ferry County | PUD No 1 of Ferry County | WA | 7.69% | 61002 | 0.03925% | Tanner Electric Coop | Tanner Electric Coop | WA | 7.08% | 64040 | 0.04331%
PUD No. 1 of Franklin County | PUD No 1 of Franklin County | WA | 5.04% | 835781 | 0.5377% | Blaine City Light Dept. | City of Blaine | WA | 7.23% | 66917 | 0.04526%
PUD No. 1 of Grays Harbor County | PUD No 1 of Grays Harbor Cnty | WA | 0.36% | 992831 | 0.6388% | Inland Power & Light Co. | Inland Power & Light Company | ID | 7.38% | 25845 | 0.01748%
PUD No. 1 of Kittitas County | PUD No 1 of Kittitas County | WA | 7.44% | 69041 | 0.04442% | Inland Power & Light Co. | Inland Power & Light Company | WA | 7.38% | 749625 | 0.507%
PUD No. 1 of Klickitat County | PUD No 1 of Klickitat County | WA | 5.46% | 291564 | 0.1876% | Ravalli County Electric Coop, Inc. | Raft River Rural Elec Coop Inc | NV | 7.39% | 57798 | 0.03909%
PUD No. 1 of Lewis County | PUD No 1 of Lewis County | WA | 5.94% | 861057 | 0.554% | Ravalli County Electric Coop, Inc. | Ravalli County Elec Coop, Inc | MT | 7.39% | 134266 | 0.09081%
PUD No. 1 of Mason County | PUD No 1 of Mason County | WA | 9.42% | 67261 | 0.04328% | Douglas Electric Coop, Inc. | Douglas Electric Coop, Inc | OR | 7.44% | 151597 | 0.1025%
PUD No. 1 of Okanogan County | PUD No 1 of Okanogan County | WA | 4.47% | 591488 | 0.3806% | PUD No. 1 of Kittitas County | PUD No 1 of Kittitas County | WA | 7.44% | 69041 | 0.04669%
PUD No. 1 of Pend Oreille County | PUD No 1 of Pend Oreille Cnty | WA | 0.78% | 956942 | 0.6157% | PUD No. 1 of Ferry County | PUD No 1 of Ferry County | WA | 7.69% | 61002 | 0.04126%
PUD No. 1 of Skamania County | PUD No 1 of Skamania Co | WA | 12.49% | 119882 | 0.07713% | Eatonville Power & Light Dept. | Town of Eatonville | WA | 7.72% | 25659 | 0.01735%
PUD No. 1 of Snohomish County | Snohomish County PUD No 1 | WA | 3.49% | 6483487 | 4.171% | Columbia Basin Electric Coop, Inc. | Columbia Basin Elec Cooperative, Inc | OR | 7.81% | 89124 | 0.06028%
PUD No. 1 of Wahkiakum County |  | WA | 8.24% | 38306 | 0.02465% | Bandon Electric Dept. | City of Bandon | OR | 7.82% | 59581 | 0.0403%
PUD No. 1 of Whatcom County | PUD No 1 of Whatcom County | WA | 0% | 207705 | 0.1336% | Milton Electric Dept. | City of Milton | WA | 8.05% | 57075 | 0.0386%
PUD No. 2 of Grant County | PUD No 2 of Grant County | WA | 1.09% | 3143916 | 2.023% | PUD No. 1 of Wahkiakum County | PUD No. 1 of Wahkiakum County | WA | 8.24% | 38306 | 0.02591%
PUD No. 2 of Pacific County | Public Utility District No 2 of Pacific County | WA | 4.97% | 293341 | 0.1887% | Nespelem Valley Electric Coop, Inc. | Nespelem Valley Elec Coop, Inc | WA | 8.36% | 45199 | 0.03057%
PUD No. 3 of Mason County | PUD No 3 of Mason County | WA | 5.51% | 645819 | 0.4155% | Glacier Electric Coop, Inc. | Glacier Electric Coop, Inc | MT | 8.49% | 155508 | 0.1052%
Puget Sound Energy, Inc. | Puget Sound Energy Inc | WA | 5.4% | 21091533 | 13.57% | Bonners Ferry, City of | City of Bonners Ferry | ID | 8.7% | 63300 | 0.04281%
Raft River Rural Electric Coop, Inc. | Raft River Rural Elec Coop Inc | ID | 6.03% | 147500 | 0.0949% | Orcas Power & Light Co. | Orcas Power & Light Coop | WA | 8.72% | 192176 | 0.13%
Ravalli County Electric Coop, Inc. | Raft River Rural Elec Coop Inc | NV | 7.39% | 57798 | 0.03719% | Farmers Electric Co., Ltd. | Farmers Electric Company, Ltd | ID | 8.74% | 3884 | 0.002627%
Richland Energy Services Dept. | City of Richland | WA | 3.98% | 782134 | 0.5032% | Wasco Electric Coop, Inc. | Wasco Electric Coop, Inc | OR | 8.8% | 92541 | 0.06259%
Rupert Electrical Dept. | Rupert City of | ID | 2.71% | 81307 | 0.05231% | Vigilante Electric Coop, Inc. | Vigilante Electric Coop, Inc | ID | 8.97% | 103 | 6.966e-05%
Ruston Electric Utility | Town of Ruston | WA | 0% | 5311 | 0.003417% | Vigilante Electric Coop, Inc. | Vigilante Electric Coop, Inc | MT | 8.97% | 137152 | 0.09276%
Salem City Power Dept. | Salem City of | OR | 0% | 327033 | 0.2104% | Idaho County Light & Power Coop Association, Inc. | Idaho Cnty L&P Coop Assn, Inc | ID | 9.29% | 44011 | 0.02977%
Salem Electric Coop Association | Salem Electric Coop Association | OR | 2.67% | 327033 | 0.2104% | PUD No. 1 of Mason County | PUD No 1 of Mason County | WA | 9.42% | 67261 | 0.04549%
Salmon River Electric Coop, Inc. | Salmon River Electric Coop Inc | ID | 2.12% | 188478 | 0.1213% | Fall River Rural Electric Coop, Inc. | Fall River Rural Elec Coop Inc | ID | 9.49% | 191888 | 0.1298%
Seattle City Light | Seattle City of | WA | 3.83% | 9454505 | 6.083% | Fall River Rural Electric Coop, Inc. | Fall River Rural Elec Coop Inc | MT | 9.49% | 43484 | 0.02941%
Soda Springs Electric Light & Power | City of Soda Springs | ID | 2.94% | 23022 | 0.01481% | Lost River Electric Coop, Inc. | Lost River Electric Coop Inc | ID | 9.63% | 63351 | 0.04285%
South Side Electric Lines, Inc. | South Side Electric, Inc | ID | 9.82% | 50420 | 0.03244% | South Side Electric Lines, Inc. | South Side Electric, Inc | ID | 9.82% | 50420 | 0.0341%
Springfield Utility Board | City of Springfield | OR | 4.17% | 807908 | 0.5198% | Valley Electric Coop, Inc. | Valley Electric Assn, Inc | NV | 10% | 438830 | 0.2968%
Steilacoom Electric Dept. | Town of Steilacoom | WA | 3.66% | 38523 | 0.02479% | Harney Electric Coop, Inc. | Harney Electric Coop, Inc | NV | 10.04% | 94944 | 0.06421%
Sumas Electric Dept. | City of Sumas | WA | 3.12% | 29751 | 0.01914% | Harney Electric Coop, Inc. | Harney Electric Coop, Inc | OR | 10.04% | 60856 | 0.04116%
Tacoma Public Utilities Light Division | Tacoma City of | WA | 2.96% | 4731907 | 3.045% | Northern Electric Coop, Inc. | Northern Electric Coop, Inc | MT | 10.65% | 27218 | 0.01841%
Tanner Electric Coop | Tanner Electric Coop | WA | 7.08% | 64040 | 0.0412% | Albion Light & Water Plant | City of Albion | ID | 11.3% | 2992 | 0.002024%
Tillamook Peoples Utility District | Tillamook Peoples Utility Dist | OR | 4.25% | 416658 | 0.2681% | Declo Municipal Electric Dept. | City of Declo | ID | 11.71% | 2397 | 0.001621%
Troy Power & Light | City of Troy | MT | 4.29% | 15336 | 0.009867% | Columbia Power Coop Association | Columbia Power Coop Assn Inc | OR | 11.81% | 24198 | 0.01637%
Umatilla Electric Coop Association | Umatilla Electric Coop Assn | OR | 4.5% | 807173 | 0.5193% | PUD No. 1 of Skamania County | PUD No 1 of Skamania Co | WA | 12.49% | 119882 | 0.08108%
USBIA-Mission Valley Power | USBIA-Mission Valley Power | MT | 5.72% | 331596 | 0.2133% | Minidoka Electric Dept. | City of Minidoka | ID | 23.49% | 625 | 0.0004227%
Vera Irrigation District No. 15 | Vera Irrigation District #15 | WA | 3.56% | 214708 | 0.1381% |  |  |  | MWH | 147857754 | 100%
Vigilante Electric Coop, Inc. | Vigilante Electric Coop, Inc | ID | 8.97% | 103 | 6.627e-05% |  |  |  | aMW | 16878.739
Vigilante Electric Coop, Inc. | Vigilante Electric Coop, Inc | MT | 8.97% | 137152 | 0.08824%
Wasco Electric Coop, Inc. | Wasco Electric Coop, Inc | OR | 8.8% | 92541 | 0.05954% |  | Average Losses |  | 5.856%
Weiser Water & Light Dept. | City of Weiser | ID | 0% | 50339 | 0.03239% |  | Median Losses |  | 5.72%
Wells Rural Electric Co. | Wells Rural Electric Co | NV | 5.34% | 710881 | 0.4574% |  | Sales Weighted Average Losses |  | 4.7%
West Oregon Electric Coop, Inc. | West Oregon Electric Coop Inc | OR | 3.03% | 68296 | 0.04394% |  | Geometric Mean |  | 5.24%
Heyburn Electric Dept. | Heyburn City of | ID | 0% | 35026 | 0.02254%
Ravalli County Electric Coop, Inc. | Ravalli County Elec Coop, Inc | MT | 7.39% | 134266 | 0.08639%
Valley Electric Coop, Inc. | Valley Electric Assn, Inc | NV | 10% | 438830 | 0.2823%
|  |  | MWH | 155424327 | 100%
|  |  | aMW | 17742.5031
| Average Losses |  | 5.471%
| Median Losses |  | 5.47%
| Sales Weighted Average Losses |  | 4.493%

## Losses by Year 19882006
Average of Losses % (of Total Uses) | Year
Company Name | 1988 | 1989 | 1990 | 1991 | 1992 | 1993 | 1994 | 1995 | 1996 | 1997 | 1998 | 1999 | 2000 | 2001 | 2002 | 2003 | 2004 | 2005 | 2006 | Grand Total
Albion Light & Water Plant | 0 | 0 | 0 | 8.24 | 8.24 | 8.24 | 3.67 | 0 | 0 | 4.06 | 0.83 | 0.83 | 3.96 | 3.84 | 2.53 | 8.35 | 8.55 | 9.36 | 11.3 | 4.3158
Alder Mutual Light Co., Inc. | 15.57 | 8.26 | 0 | 7.39 | 0 | 9.19 | 8.38 | 7.98 | 8.75 | 10.59 | 6.55 | 10.86 | 7.18 | 8.57 | 15.91 | 8.3 | 8.33 | 7.71 | 6.82 | 8.2284
Ashland Dept. of Electric Utilities | 4.1 | 4.39 | 6.09 | 6.17 | 3.59 | 3.39 | 0.91 | 3.18 | 3.97 | 4.87 | 11.76 | 3.52 | 4.03 | 6.02 | 4.7 | 1.99 | 4.9 | 4.65 | 2.82 | 4.4763
Atlanta Power Co., Inc. | 0 | 0 | 0 | 0 | 0 | 0 | 0 | 0 | 0 | 0 | 0 | 0 | 0 | 0 | 0 | 0 |  |  |  | 0
Avista Corp. | 5.39 | 5.72 | 5.14 | 5.17 | 4.89 | 5.29 | 4.6 | 4.26 | 3.83 | 2.29 | 1.98 | 5.79 | 2.45 | 2.88 | 5.69 | 5.39 | 5.37 | 4.66 | 4.33 | 4.48
Bandon Electric Dept. | 5.36 | 5.78 | 5.41 | 3.67 | 6.12 | 5.89 | 2.94 | 6.91 | 9.87 | 2.51 | 1.4 | 4.79 | 2.49 | 0.17 | 5.15 | 4.66 | 6.52 | 4.83 | 7.82 | 4.8574
Basin Electric Power Coop | 4.25 | 3.5 | 3.93 | 3.95 | 3.18 | 4.47 | 6.08 | 3.29 | 2.21 | 3.87 | 3.58 | 4.58 | 3.89 | 3.74 | 4.62 | 3.12 | 3.42 | 3.28 | 3.5 | 3.8137
Basin Municipal Light & Water Plant | 5.75 | 7.37 | 16.94 | 9 | 6.89 | 4.56 | 4.1 | 2.86 | 8.03 | 9.27 | 1.82 | 5.85 | 6.69 | 3.41 | 14.13 | 4 | 4.01 | 0.43 | 11.94 | 6.6868
Beartooth Electric Coop, Inc. | 9.44 | 9.72 | 11.94 | 11.11 | 10.02 | 11.69 | 11.21 | 10.15 | 11.55 | 11.45 | 10.31 | 11.68 | 14.55 | 10.06 | 10.51 | 9.34 | 8.66 | 8.34 | 10.23 | 10.6295
Beaver City Electric Light & Water | 15.5 | 10.92 | 13.62 | 12.78 | 10.98 | 11.97 | 13.86 | 10.03 | 7.96 | 12.52 | 13.4 | 12.09 | 13 | 13.38 | 15.48 | 14.63 | 10.24 | 10.8 | 11.42 | 12.3463
Benton Rural Electric Association | 10.87 | 8.85 | 8.7 | 9.32 | 9.72 | 8.73 | 5.77 | 7.6 | 10.94 | 7.76 | 8.1 | 6.9 | 7.43 | 6.29 | 6.07 | 7.13 | 6.57 | 6.95 | 6.26 | 7.8926
Big Bend Electric Coop, Inc. | 8.76 | 7.22 | 7.43 | 6.2 | 7.28 | 8.63 | 7.82 | 7.83 | 7.76 | 7.74 | 7.82 | 7.7 | 7.4 | 6.81 | 6.13 | 6.67 | 6.22 | 6.17 | 5.74 | 7.2279
Big Flat Electric Coop, Inc. | 10.65 | 9.13 | 10.34 | 9.31 | 7.58 | 9.16 | 10.18 | 8.49 | 7.34 | 3.07 | 4.74 | 4.25 | 6.36 | 5.83 | 5.44 | 6.69 | 0 | 8.83 | 0 | 6.7047
Big Horn County Electric Coop, Inc. | 9.98 | 9.93 | 9.24 | 16.05 | 11.16 | 10.72 | 10.76 | 10.21 | 11.2 | 10.44 | 10.8 | 10.66 | 11.34 | 8.25 | 8.47 | 8.09 | 8.75 | 7.44 | 7.71 | 10.0632
Big Horn Rural Electric Co. | 7.66 | 6.49 | 11.53 | 7.54 | 8.32 | 6.7 | 8.06 | 8.12 | 6.02 | 7.21 | 5.54 | 5.53 | 4.41 | 2.75 | 2.3 | 2.37 | 2.5 | 1.93 | 2.93 | 5.6795
Blachly-Lane County Coop Electric Association | 4.98 | 5.92 | 4.96 | 5.12 | 4.97 | 4.95 | 5.25 | 4.26 | 7.35 | 5.81 | 5.88 | 5.21 | 5.47 | 3.62 | 4.21 | 5.91 | 4.52 | 5.57 | 5.8 | 5.2505
Blaine City Light Dept. | 6.77 | 4.14 | 2.32 | 3.47 | 3.47 | 6.21 | 3.79 | 6.12 | 6.2 | 6.24 | 6.97 | 6.5 | 8.98 | 6.84 | 7.17 | 7.21 | 7.12 | 8.33 | 7.23 | 6.0568
Blanding Electric Dept. | 8.1 | 4.55 | 5 | 4.55 | 4.76 | 0 | 0 | 4.31 | 3.88 | 2.54 | 0 | 0 | 5.69 | 5.18 | 5.43 | 0.68 | 3.28 | 1.3 | 0.98 | 3.17
Bonners Ferry, City of | 11.91 | 14.11 | 14.53 | 11.61 | 11.72 | 11.56 | 5.92 | 4.78 | 6.35 | 3.91 | 4.77 | 8.09 | 6.3 | 6.8 | 4.06 | 6.99 | 2.47 | 1.47 | 8.7 | 7.6868
Bonneville Power Administration | 4.52 | 4.94 | 4.36 | 4.21 | 5.05 | 4.43 | 4.26 | 4.08 | 7.25 | 3.87 | 2.34 | 11.62 | 11.79 | 5.81 | 2.43 | 2.28 | 0 | 1.11 | 0 | 4.4395
Bountiful City Light & Power | 3.95 | 7.58 | 6.11 | 4.68 | 4.6 | 4.84 | 3.24 | 3.81 | 4.33 | 6.41 | 4.03 | 5.27 | 2.34 | 1.44 | 4.12 | 4.09 | 3.68 | 2.82 | 2.26 | 4.1895
Bridger Valley Electric Association, Inc. | 10.51 | 10.52 | 11.05 | 9.96 | 9.67 | 10.33 | 9.27 | 10.7 | 9.56 | 9.94 | 10.19 | 9.59 | 7.56 | 8.68 | 8.56 | 9.47 | 8.31 | 7.6 | 8.31 | 9.4621
Brigham City Light & Power | 5.46 | 5.98 | 5.36 | 5.2 | 2.88 | 5.29 | 2.32 | 3.73 | 3.69 | 3.7 | 5.31 | 3.59 | 4.58 | 1.84 | 2.96 | 10.23 | 4.5 | 4.84 | 3.87 | 4.4911
Burley Municipal Distribution System | 3.57 | 1.92 | 3.92 | 1.85 | 4.17 | 4.49 | 2.99 | 2.64 | 4.46 | 3.43 | 4.83 | 4.77 | 3.68 | 5.29 | 6.62 | 6.24 | 14.19 | 6.08 | 6.18 | 4.8063
Canby Electric Board | 2.57 | 3.84 | 4.65 | 1.46 | 3.44 | 3.28 | 3.65 | 2.77 | 0 | 3.91 | 5.61 | 2.81 | 4.85 | 3.73 | 1.13 | 4.96 | 4.56 | 3.35 | 4.09 | 3.4032
Cascade Locks Light Dept. | 6.01 | 5.81 | 5.53 | 8.98 | 5.63 | 4.46 | 6.87 | 5.36 | 6.39 | 5.89 | 3.07 | 7.4 | 7.98 | 3.19 | 6.5 | 7.12 | 6.5 | 4.16 | 5.03 | 5.8884
Cashmere Light Dept. | 6.12 | 5.05 | 0.64 | 13.45 | 1.81 | 4.78 | 8.42 | 8.15 | 8.16 | 5.55 | 6.3 | 7.15 | 12.21 | 3.69 | 8.64 | 10.18 | 4.97 | 6.46 | 7.02 | 6.7763
Central Electric Coop, Inc. | 8.66 | 8.72 | 8.19 | 7.52 | 7.78 | 7.16 | 7.61 | 6.45 | 9.39 | 7.44 | 8.73 | 6.7 | 7.19 | 7.16 | 7.43 | 6.97 | 7.08 | 8.03 | 5.96 | 7.5879
Central Lincoln Peoples Utility District | 2.68 | 3.88 | 4.16 | 4.96 | 2.92 | 3.12 | 2.86 | 3.07 | 3.23 | 2.43 | 3.49 | 2.32 | 2.19 | 2.9 | 1.89 | 3.03 | 2.4 | 2.48 | 2.93 | 2.9968
Central Montana Electric Power Coop | 0 | 0 | 0 | 0 | 0 | 0 | 0 | 0 | 0 | 0 | 0 | 0 | 0 | 0 | 1.05 | 1.92 | 2.61 | 0 | 0 | 0.29368
Centralia Light Dept. | 5.04 | 5.03 | 7.6 | 5.64 | 6.44 | 5.3 | 5.05 | 5.63 | 3.24 | 0 | 9.01 | 4.39 | 5.76 | 5.25 | 5.01 | 5.03 | 3.84 | 4.72 | 6.58 | 5.1874
Cheney Light Dept. | 4.02 | 7.8 | 7.77 | 3.23 | 3.32 | 0.97 | 4.28 | 2.53 | 6.08 | 4.97 | 8.14 | 5.98 | 4.8 | 5.9 | 5.31 | 7.38 | 5.81 | 6.3 | 4.86 | 5.2342
Chewelah Light Dept. | 6.4 | 8.7 | 6.06 | 5.19 | 3.35 | 9.92 | 6.96 | 3.01 | 4.28 | 3.42 | 2.62 | 0.47 | 1.77 | 2.06 | 6.71 | 6.51 | 7.12 | 7.63 | 4.53 | 5.09
Clark Fork & Blackfoot, LLC | 8.74 | 8.25 | 10.1 | 7.09 | 7.79 | 7.44 | 6.92 | 6.35 | 4.47 | 10.52 | 9.19 | 10.13 | 5.59 | 10.35 | 10.14 | 5.27 | 7.65 | 7.65 | 6.72 | 7.9137
Clark Public Utility District | 4.14 | 4.18 | 4.24 | 4.16 | 4.23 | 4.15 | 4.22 | 0.47 | 2.92 | 2.35 | 3.52 | 3.7 | 3.75 | 3.62 | 0.14 | 0 | 0 | 3.47 | 3.32 | 2.9779
Clatskanie Peoples Utility District | 0.49 | 0.55 | 0.55 | 0.28 | 0.47 | 0.46 | 7.42 | 0.37 | 0.47 | 0.47 | 0.31 | 0.37 | 0.31 | 0.02 | 1.14 | 2.43 | 2.61 | 2.53 | 5.04 | 1.3837
Clearwater Power Co. | 7.83 | 8.02 | 8.7 | 8.54 | 8.64 | 7.66 | 7.91 | 7.65 | 7.61 | 6.99 | 8.61 | 6.51 | 7.44 | 4.75 | 7.14 | 7.15 | 6.59 | 8.01 | 6.87 | 7.5063
Colockum Transmission Co., Inc. | 0.99 | 0.99 | 0.99 | 0.99 | 0.99 | 0.99 | [13 empty] | 0.99
Columbia Basin Electric Coop, Inc. | 8.05 | 7.09 | 7.79 | 7.16 | 7.41 | 7.79 | 8.38 | 7.27 | 8.18 | 6.58 | 6.77 | 7.43 | 8.2 | 8.09 | 8.7 | 8.8 | 7.56 | 7.92 | 7.81 | 7.7358
Columbia Power Coop Association | 12 | 9.11 | 9.26 | 9.19 | 12.09 | 13.01 | 12.32 | 9.77 | 11.6 | 9.92 | 10.68 | 11.64 | 11.99 | 11.06 | 11.19 | 11.44 | 10.95 | 11.98 | 11.81 | 11.1058
Columbia River Peoples Utility District | 2.66 | 3.04 | 2.49 | 3.39 | 2.98 | 2.91 | 3.85 | 2.57 | 3.16 | 3.37 | 3.23 | 1.34 | 4.12 | 3.04 | 3.27 | 3.37 | 2.98 | 3.26 | 2.57 | 3.0316
Columbia Rural Electric Association, Inc. | 5.56 | 5.05 | 5.87 | 5.31 | 4.78 | 5.71 | 4.92 | 5.65 | 5.39 | 5.22 | 4.81 | 4.74 | 5.19 | 5.41 | 4.78 | 5.34 | 4.89 | 4.39 | 5.72 | 5.1963
Consumers Power, Inc. | 7.03 | 7.21 | 7.05 | 7.45 | 7.68 | 6.71 | 6.81 | 3.08 | 6.17 | 11.86 | 9.01 | 5.33 | 4.1 | 4.94 | 6.43 | 7.13 | 6.34 | 0 | 6.83 | 6.3768
Coos-Curry Electric Coop, Inc. | 6.54 | 7.01 | 6.17 | 6.3 | 6.99 | 5.81 | 5.69 | 4.67 | 4.66 | 5.25 | 6.04 | 5.29 | 5.82 | 5.45 | 4.79 | 4.46 | 3.19 | 4.62 | 5.48 | 5.4858
Coulee Dam Light Dept. | 18.51 | 16.87 | 9.73 | 9.4 | 8.76 | 11.93 | 9.64 | 12.87 | 15.79 | 9.55 | 8.53 | 7.67 | 7.41 | 2.82 | 8.31 | 9.91 | 7.18 | 3.33 | 4.21 | 9.6011
Deaver Utilities | 15.62 | 19.2 | 13.7 | 2.05 | 2.07 | 1.44 | 13.39 | 9.29 | 8.62 | 7.5 | 9.26 | 14.11 | 2.28 | 5.54 | 4.37 | 2.41 | 1.5 | 2.87 | 7.54 | 7.5137
Declo Municipal Electric Dept. | 0 | 0 | 4.05 | 1.55 | 1.55 | 6.58 | 4.14 | 6.26 | 5.12 | 5.27 | 5.26 | 5.16 | 4.3 | 0 | 0 | 0 | 0 | 0 | 11.71 | 3.2079
Deseret Generation & Transmission Coop | 0.1 | 1.16 | 1.38 | 1.53 | 0.81 | 2.92 | 0.16 | 1.29 | -2.56 | 1.02 | 1.04 | 11.81 | 3.42 | 2.53 | 10.07 | 3.12 | 3.25 | 4.81 | 2.79 | 2.6658
Dixie Escalante Rural Electric Association, Inc. | 7.14 | 6.62 | 9.2 | 7.98 | 9.73 | 8.64 | 6.4 | 7.29 | 9.27 | 8.59 | 7.68 | 6.85 | 8.26 | 8.02 | 7.01 | 7.42 | 6.21 | 5.86 | 6.02 | 7.5889
Douglas Electric Coop, Inc. | 10.58 | 11.19 | 8.24 | 10.81 | 10.54 | 11.03 | 10.46 | 8.45 | 13.19 | 10.51 | 7.98 | 7.06 | 7.84 | 6.77 | 7.85 | 7.82 | 7.82 | 7.56 | 7.44 | 9.1126
Drain Electric Dept. | 2.96 | 3.24 | 2.83 | 3.94 | 5.72 | 5.31 | 3.96 | 3.44 | 2.12 | 2.98 | 2.46 | 4.19 | 5.03 | 3.52 | 1.84 | 3.8 | 3.57 | 0.2 | 3.65 | 3.4084
East End Mutual Electric Co., Ltd. | 10.04 | 9.88 | 8.71 | 6.04 | 5.02 | 6.82 | 7.1 | 7.1 | 6.83 | 5.26 | 5.56 | 5.26 | 9.52 | 0 | 4.76 | 9.09 | 8.64 | 8.4 | 0 | 6.5279
Eatonville Power & Light Dept. | 8.01 | 6.1 | 8.84 | 3.16 | 7.49 | 7.68 | 5.16 | 6.01 | 26.58 | 35.63 | 23.72 | 0 | 5.22 | 1.66 | 7.63 | 9.15 | 8.55 | 6.8 | 7.72 | 9.7426
Ellensburg Light & Gas Dept. | 3.42 | 2.67 | 4.23 | 4.03 | 3.83 | 2.58 | 3.55 | 2.74 | 1.96 | 88.3 | 5.4 | 2.43 | 6.94 | 1.91 | 6.66 | 3 | 6.43 | 1 | 1.29 | 8.0195
Elmhurst Mutual Power & Light Co. | 2.89 | 3.41 | 6.75 | 0.74 | 4.74 | 4.14 | 3.45 | 1.92 | 4.26 | 3.41 | 3.48 | 7.84 | 5.96 | 3.62 | 3.59 | 3.7 | 4.18 | 4.52 | 3.54 | 4.0074
Emerald Peoples Utility District | 6.13 | 5.38 | 5.66 | 5.95 | 4.64 | 6.72 | 6.32 | 6.39 | 5.15 | 5.36 | 5.28 | 5.44 | 6.33 | 6.33 | 5.24 | 4.46 | 6.23 | 5.03 | 5.07 | 5.6374
Energy Northwest | 0.11 | 0.14 | 0.18 | 0.26 | 0.1 | 0.09 | 0.08 | 0.09 | 0.13 | 0.07 | 0.03 | 0 | 0 | 0.01 | 0 | 0 | 0 | 0 | 0 | 0.067895
Enterprise Electric Dept. | 9.91 | 9.93 | 0 | 3.91 | 7.31 | 6.93 | 6.93 | 10.57 | 5.38 | 6.91 | 4.91 | 4.53 | 3.67 | 5.11 | 7.27 | 2.48 | 3.3 | 3.69 | 4.32 | 5.6347
Ephraim Light & Power Dept. | 4.15 | 5.97 | 9.3 | 4.99 | 3.52 | 0 | 0 | 0 | 0.15 | 1.08 | 0 | 10.5 | 2.27 | 0.18 | 7.88 | 4.59 | 7.65 | 0 | 0 | 3.2753
Eugene Water & Electric Board | 4.09 | 4.85 | 4.53 | 3.58 | 3.79 | 3.79 | 3.37 | 4.07 | 4.03 | 4.06 | 5.56 | 3.36 | 3.04 | 7.21 | 2.02 | 2.02 | 0.78 | 0.32 | 2.46 | 3.5226
Fairview Municipal Light & Power Plant | 8.35 | 2.87 | 2.67 | 2.84 | 2.43 | 2.34 | 2.2 | 2.13 | 1.05 | 0.84 | 0.83 | 0.75 | 0.74 | 0 | 0.73 | 0.8 | 0.81 | 0.75 | 0.79 | 1.7853
Fale-Safe, Inc. |  | 0.5 | 0 | 0 | 0 | 0 | 0 | 0 | 0 | 0 | 0 | 0 | 0 | 0 | 0 | 0 | 0 | 0 | 0 | 0.027778
Fall River Rural Electric Coop, Inc. | 10.87 | 13.07 | 13.74 | 11.96 | 11.33 | 9.56 | 8.89 | 8.59 | 8.42 | 9.19 | 8.62 | 7.5 | 6.89 | 7.54 | 7.62 | 6.46 | 7.78 | 8.96 | 9.49 | 9.2884
Fallon Municipal Electric System | 5.81 | 10 | 12 | 11.65 | 9.17 | 9.61 | 1.1 | 7.42 | 9.88 | 5.36 | 7.17 | 3.64 | 6.05 | 7.21 | 7.43 | 4.86 | 4.54 | 3.13 | 10.62 | 7.1921
Farmers Electric Co., Ltd. | 4.41 | 4.41 | 4.41 | 4.41 | 4.41 | 4.76 | 4.78 | 6 | 3.67 | 7.17 | 4.78 | 8.49 | 7.01 | 7.5 | 9.2 | 5.12 | 6.96 | 9.51 | 8.74 | 6.0916
Farmers Mutual Power Association | 11.41 | 7.99 | 6.91 | 7.48 | 4.5 | 5.4 | 4.84 | 8.93 | 0 | 0 | 0 | 9.01 | 5.35 | 9.06 | 14.14 |  |  |  |  | 6.3347
Fergus Electric Coop, Inc. | 9.88 | 16.29 | 9.52 | 9.53 | 9.53 | 9.19 | 9.98 | 9.56 | 7.66 | 8.9 | 8.29 | 9.54 | 15.63 | 7.89 | 9.47 | 9.77 | 8.24 | 9.57 | 4.39 | 9.6226
Fillmore City Electric Dept. | 12.53 | 3.49 | 7.44 | 4.24 | 5.11 | 18.67 | 1.68 | 3.9 | 1.18 | 3.23 | 4.4 | 2.06 | 2.08 | 7.58 | 5.25 | 4.58 | 4.58 | 9.14 | 7.6 | 5.7232
Fircrest Public Light Utility | 4.4 | 5.1 | 3.54 | 2.84 | 0 | 0 | 0 | 0 | 0 | 0 | 0 | 0 | 6.61 | 0 | [5 empty] | 1.6064
Flathead Electric Coop, Inc. | 9.01 | 9.13 | 8.61 | 7.77 | 8.9 | 8.8 | 8.42 | 5.33 | 1.61 | 0.65 | 1.73 | 2.5 | 3.45 | 6.74 | 5.14 | 5.26 | 5.57 | 7.53 | 4.68 | 5.8332
Flowell Electric Association, Inc. | 11.35 | 7.75 | 9.2 | 8.86 | 9.04 | 9.1 | 8.35 | 8.37 | 7.9 | 6.59 | 11.96 | 10.03 | 11.8 | 12.11 | 8.59 | 10.17 | 10.12 | 8.91 | 10.69 | 9.5205
Forest Grove Light & Power Dept. | 2.7 | 4.23 | 4.6 | 2.02 | 4.95 | 2.52 | 4.08 | 3.94 | 9.64 | 3.79 | 3.54 | 2.97 | 3.61 | 2.84 | 3.35 | 5.14 | 3.44 | 2.38 | 3.82 | 3.8716
Garkane Energy Cooperative, Inc. | 10.71 | 11.75 | 11.37 | 8.58 | 10.64 | 8.36 | 7.63 | 9.35 | 9.23 | 8.15 | 7.68 | 7.55 | 8.05 | 7.47 | 8.11 | 8.46 | 8.81 | 8.9 | 9.23 | 8.9489
Glacier Electric Coop, Inc. | 10.25 | 9.68 | 9.12 | 8.5 | 10.27 | 9.55 | 9.03 | 8.53 | 12.16 | 8.25 | 9.24 | 5.44 | 8.35 | 8.84 | 9.12 | 7.58 | 8.3 | 8.13 | 8.49 | 8.8858
Goldenwest Electric Coop, Inc. | 6.31 | 10.72 | 10.11 | 10.52 | 11.01 | 10.89 | 11.41 | 11.79 | 16.97 | 9.36 | 13.17 | 7.81 | 11.1 | 8.53 | 7.13 | 12.91 | 12.31 | 12.83 | 12.96 | 10.9389
Harney Electric Coop, Inc. | 11.1 | 11.68 | 11.67 | 9.23 | 9.47 | 9.35 | 8.53 | 8.31 | 6.82 | 8.6 | 10.58 | 11.45 | 10.18 | 9.59 | 9.06 | 9.85 | 9.49 | 11.01 | 10.04 | 9.79
Hayfork Valley Public Utility District | 7 | 7.92 | 6.62 | 8.95 | 8.98 | 7.17 | [13 empty] | 7.7733
Heber Light & Power Dept. | 4 | 7.48 | 4.95 | 11.99 | 12.44 | 5.65 | 9.9 | 9.24 | 10.91 | 13.63 | 12.25 | 4 | 8.91 | 6.48 | 2.67 | 4.44 | 0.89 | 0.95 | 1.79 | 6.9774
Helper City Light & Power Dept. | 14.98 | 7 | 7 | 6.54 | 10 | 15.38 | 11.35 | 11.35 | 9.48 | 4.31 | 4.46 | 4.46 | 3.07 | 0 | 0 | 0 | 0 | 6.36 | 0 | 6.0916
Hermiston Energy Services | [13 empty] | 25.65 | 0.93 | 2.36 | 3.44 | 2.7 | 3.33 | 6.4017
Heyburn Electric Dept. | 1.2 | 0.39 | 1.14 | 1.07 | 1.1 | 1.01 | 1.33 | 1.22 | 0.94 | 1.37 | 1.45 | 0.81 | 0 | 2.72 | 2.72 | 3.29 | 6.3 | 0 | 0 | 1.4768
High Plains Power, Inc. | [10 empty] | 5.04 | 5.01 | 4.06 | 3.64 | 4.07 | 3.62 | 3.64 | 3.53 | 3.62 | 4.0256
Hill County Electric Coop, Inc. | 11.3 | 7.91 | 9.36 | 11.93 | 9.07 | 12.05 | 13.31 | 10.1 | 9.2 | 8.68 | 8.87 | 8.72 | 8.86 | 7.43 | 5.98 | 7.05 | 6.89 | 5.8 | 5.92 | 8.8647
Holden Electric Light System | 0 | 0 | 0 | 1.15 | 5.81 | 2.98 | 3.15 | 0 | 6.02 | 6.03 | 5.09 | 5.64 | 5.67 | 0 | 0 | 0 | 7.38 | 0 | 0 | 2.5747
Hood River Electric Coop | 5.94 | 5.76 | 5.15 | 5.53 | 4.76 | 4.59 | 5.81 | 5.5 | 5.67 | 5.3 | 5.59 | 7.19 | 6.14 | 4.92 | 5.84 | 6.64 | 5.46 | 6.31 | 4.22 | 5.5958
Hurricane City Power | 0 | 0 | 0 | 0 | 6 | 1.06 | 0 | 0 | 4.93 | 4.93 | 3.83 | 3.7 | 3.24 | 0.53 | 5.56 | 8.05 | 7.19 | 10.83 | 5.23 | 3.4253
Hyrum City Corp. | 0 | 0 | 0 | 0 | 0 | 0 | 0 | 5.21 | 3.93 | 0 | 3.55 | 2.93 | 4.31 | 0 | 0 | 0 | 0 | 5.19 | 3.05 | 1.4826
Idaho County Light & Power Coop Association, Inc. | 9.9 | 9.79 | 9.57 | 9.79 | 8.9 | 8.31 | 9.38 | 8.72 | 13.66 | 7.95 | 9.69 | 7.54 | 9.58 | 8.41 | 9.25 | 9.24 | 8.69 | 9.76 | 9.29 | 9.3379
Idaho Falls Electric Light Division | 4.67 | 5.74 | 8.17 | 5.4 | 4.96 | 5.76 | 3.97 | 4.09 | 4.5 | 5.14 | 4.46 | 3.8 | 9.23 | 4.8 | 4.39 | 3.74 | 2.61 | 3.4 | 4.29 | 4.9011
Idaho Power Co. | 7.81 | 6.38 | 7.45 | 6.17 | 8.07 | 6.98 | 7.79 | 7.15 | 6.78 | 4.11 | 3.22 | 6.44 | 6.19 | 8.02 | 7.6 | 8.89 | 7.65 | 6.71 | 5.97 | 6.8095
Inland Power & Light Co. | 7.51 | 8.77 | 8.64 | 7.08 | 8.03 | 7.68 | 6.71 | 7.51 | 7.26 | 7.5 | 8.75 | 7.85 | 5.83 | 6.75 | 7.45 | 6.94 | 7.87 | 8.56 | 7.38 | 7.5826
Intermountain Power Agency | 0 | 0 | 0 | 0 | 0 | 0 | 0 | 0 | 0 | 0 | 0 | 0 | 0 | 0 | 0 | 0 | 0 | 0 | 0 | 0
Kanab City Power Dept. | [5 empty] | 13.01 | 20.65 | 1.15 | 5.73 | 0 | 19.99 | 14.68 | 8.09 | 8.66 | 2.64 | 6.07 | 0 |  |  | 8.3892
Kanosh Electric Dept. | 1.09 | 1.22 | 2.3 | 0 | 0 | 0 | 0 | 0 | 0 | 0 | 0 | 0 | 1.43 | 1.38 | 1.35 | 0 | 0 | 0 | 0 | 0.46158
Kaysville City Corp. | 14.3 | 10.19 | 10.87 | 5.07 | 6.35 | 5.58 | 6.25 | 8.85 | 9.22 | 8.91 | 9.38 | 7.53 | 8.58 | 7.81 | 5.76 | 0.13 | 3.74 | 2.88 | 3.86 | 7.1189
Kootenai Electric Coop, Inc. | 0 | 9.2 | 8.46 | 6.39 | 6.77 | 7.59 | 8.43 | 6.78 | 12.14 | 5.61 | 7.89 | 6.4 | 7.47 | 5.13 | 7.79 | 5.97 | 5.56 | 6.79 | 6.06 | 6.8647
Lakeview Light & Power Co. | 2.91 | 3.74 | 3.24 | 3.06 | 3.93 | 5.42 | 4.63 | 4.01 | 4.67 | 3.96 | 4.68 | 3.82 | 3.59 | 3.65 | 3.96 | 4.4 | 3.92 | 4.44 | 4.22 | 4.0132
Lane Electric Coop, Inc. | 6.87 | 7.55 | 6.99 | 7.81 | 8.43 | 7.07 | 7.69 | 7.42 | 6.82 | 7.29 | 6.31 | 6.62 | 6.92 | 7.64 | 7.92 | 5.96 | 7.12 | 7.17 | 5.95 | 7.1342
Lehi City Power Dept. | 0 | 0 | 0 | 6.54 | 14.48 | 12.22 | 10.03 | 25.72 | 1.24 | 1.24 | 6.94 | 1.85 | 4 | 0 | 6.04 | 4.99 | 0 | 4.06 | 6.17 | 5.5537
Levan Municipal Electric Light System | 4.95 | 5.11 | 4.79 | 12.14 | 0 | 8.11 | 9.01 | 10.54 | 1.78 | 2.11 | 0 | 2.09 | 3.14 | 4.25 | 2.36 | 2.18 | 0 | 13.3 | 10.47 | 5.07
Lincoln Electric Coop, Inc. | 7.3 | 5.2 | 6.61 | 6.57 | 8.32 | 6.85 | 7.9 | 6.79 | 9.06 | 5.6 | 6.66 | 3.15 | 4.95 | 5.5 | 5.35 | 5.86 | 6.21 | 6.08 | 6.52 | 6.3411
Logan Light & Power | 3.76 | 4.84 | 5.16 | 5 | 6.21 | 3.43 | 4.17 | 4.17 | 6.88 | 5.47 | 3.2 | 5.55 | 6.77 | 6.97 | 4.27 | 6.74 | 8.09 | 8.62 | 7.09 | 5.5995
Lost River Electric Coop, Inc. | 10.07 | 9.85 | 11.41 | 9.47 | 9.72 | 8.51 | 6.9 | 5.26 | 8.67 | 9.48 | 8.59 | 7.56 | 13.37 | 8.78 | 8.6 | 10.6 | 7.65 | 8.04 | 9.63 | 9.0611
Lower Valley Energy, Inc. | 6.96 | 6.84 | 8.77 | 6.28 | 7.77 | 7.24 | 7.61 | 5.6 | 8.13 | 6.55 | 7.87 | 6.65 | 7.42 | 6.58 | 4.9 | 6.87 | 4.91 | 7.26 | 5.48 | 6.8258
Manti Light & Power Co. | 45.64 | 0 | 0 | 4.5 | 4.53 | 0.29 | 6.38 | 7.62 | 11.25 | 11.24 | 9 | 3.26 | 0.46 | 13.63 | 0 | 0 | 0 | 2 | 0 | 6.3053
Marias River Electric Coop, Inc. | 8.54 | 9.08 | 8.53 | 9.38 | 8.25 | 8.12 | 8.45 | 8.28 | 6.68 | 6.76 | 8.31 | 6.66 | 8.88 | 7.23 | 6.72 | 7.57 | 4.47 | 6.78 | 7.88 | 7.7142
McCleary Light & Power Dept. | 0 | 0 | 0 | 3.71 | 0 | 0 | 0 | 0 | 3.51 | 2.8 | 4.02 | 2.88 | 1.87 | 4.35 | 0.96 | 2.1 | 1.97 | 3.2 | 5.02 | 1.9153
McMinnville Water & Light | 2.37 | 2.39 | 1.75 | 2.25 | 1.88 | 2.21 | 1.79 | 1.95 | 1.57 | 0.46 | 1.42 | 1.63 | 0.23 | 1.28 | 0.47 | 1.96 | 1.96 | 1.96 | 1.96 | 1.6574
Meadow Town Corp. | 3.42 | 2.96 | 3.25 | 27.89 | 23.63 | 20.64 | 18.71 | 19.51 | 13.98 | 15.26 | 13.41 | 13.65 | 11.87 | 0 | 0 | 0 | 13.54 | 11.44 | 22.7 | 12.4137
Midstate Electric Coop, Inc. | 8.2 | 9.31 | 5.33 | 4.14 | 7.7 | 7.36 | 8.1 | 7.99 | 7.1 | 8.03 | 6.32 | 7.37 | 7.73 | 6.39 | 5.9 | 6.67 | 0 | 0 | 0 | 5.9811
Mid-Yellowstone Electric Coop, Inc. | 11.14 | 9.38 | 11.1 | 10.78 | 10.45 | 10.31 | 11.03 | 10.69 | 10.75 | 10.07 | 11.12 | 10.62 | 13.87 | 9.06 | 10.75 | 11.82 | 10.03 | 12.2 | 11.74 | 10.89
Milton Electric Dept. | 6.77 | 1.98 | 3.2 | 3.67 | 7.41 | 0 | 1.65 | 1.9 | 6.51 | 6.79 | 0.6 | 8.83 | 0.64 | 0 | 29.1 | 5 | 6.69 | 4.93 | 8.05 | 5.4589
Milton-Freewater Light & Power Dept. | 4.8 | 4.44 | 1.74 | 4.57 | 5.45 | 4.4 | 4.26 | 3.76 | 6.11 | 0 | 1.05 | 5.95 | 5.33 | 1.54 | 4.78 | 5.8 | 5.25 | 6.39 | 5.79 | 4.2847
Minidoka Electric Dept. | 23.2 | 23.23 | 23.23 | 23.23 | 23.23 | 23.23 | 24.45 | 25 | 8.99 | 26.49 | 23.73 | 20.05 | 18.07 | 18.27 | 20.3 | 21.7 | 0 | 24.02 | 23.49 | 20.7321
Missoula Electric Coop, Inc. | 9.82 | 8.87 | 9.69 | 10.15 | 10.5 | 9.64 | 9.05 | 10.6 | 10.87 | 8.95 | 9.23 | 12.3 | 8.74 | 8.45 | 8.49 | 8.74 | 8.46 | 6.56 | 3.41 | 9.08
Modern Electric Water Co. | 3.76 | 2.79 | 2.79 | 1.84 | 1.86 | 4.96 | 3.24 | 3.58 | 3.63 | 4.09 | 3.44 | 4.07 | 4.53 | 3.39 | 4.65 | 5.41 | 3.44 | 4.61 | 4.73 | 3.7268
Monmouth Electric Dept. | 4.01 | 3.06 | 4.22 | 3.96 | 3.58 | 3.57 | 3.82 | 3.48 | 8.93 | 0 | 3.45 | 1.77 | 7.03 | 4.67 | 2.31 | 2.43 | 2.74 | 4.43 | 2.56 | 3.6853
Monroe City Electric Light Dept. | 14.11 | 14.12 | 0.54 | 3.34 | 8.87 | 8.87 | 12.76 | 3.06 | -4.88 | 0.31 | 2.37 | 2.41 | 3.92 | 0 | 0 | 7.76 | 3.2 | 0.47 | 2.21 | 4.3916
Moon Lake Electric Association, Inc. | 3.75 | 3.23 | 3.07 | 3.01 | 3.32 | 3.13 | 3.27 | 3.34 | 4.47 | 4.19 | 2.48 | 3.55 | 4.18 | 3 | 4.21 | 3.84 | 1.83 | 2.54 | 2.56 | 3.3142
Morgan City Corp. Electric Dept. | 11.95 | 13.44 | 14.2 | 30.34 | 9.51 | 11.14 | 13.64 | 14.68 | 10.1 | 18.5 | 9.21 | 7.92 | 0 | 0.24 | 15.62 | 15.68 | 16.83 | 17.03 | 19.96 | 13.1574
Mount Pleasant Electric Light & Power Dept. | 8.36 | 8.14 | 3.65 | 7.72 | 8.39 | 12.18 | 16.06 | 5.96 | 7.86 | 8.06 | 9.93 | 7.11 | 0.47 | 8.55 | 10.02 | 7.81 | 8.3 | 11.13 | 6.28 | 8.2095
Mount Wheeler Power, Inc. | 8.43 | 8.34 | 8.24 | 7.88 | 7.8 | 7.31 | 8 | 7.1 | 2.41 | 3.09 | 2.51 | 3.43 | 6.67 | 8.04 | 6.86 | 7.27 | 4.85 | 3.05 | 3.52 | 6.0421
Murray City Power Dept. | 7.47 | 8.8 | 8.41 | 6.65 | 8.59 | 5.31 | 5.53 | 4.42 | 5.98 | 2.67 | 4.54 | 4.45 | 4.38 | 5.61 | 4.82 | 3.39 | 4.34 | 3.49 | 3.54 | 5.3889
Nephi Municipal Electric Dept. | 4.34 | 3.69 | 3.7 | 2.09 | 3.03 | 4.59 | 5.35 | 1.91 | 1.09 | 4.5 | 1.33 | 2.07 | 9.23 | 1.78 | 1.74 | 6.09 | 4.83 | 5.52 | 0 | 3.52
Nespelem Valley Electric Coop, Inc. | 7.04 | 8.07 | 7.07 | 8.23 | 7.99 | 7.32 | 4.19 | 7.23 | 7.38 | 3.32 | 6.87 | 9.54 | 6.91 | 7.23 | 6.7 | 5.94 | 9.43 | 8.05 | 8.36 | 7.2037
Northern Electric Coop, Inc. | 12.43 | 11.5 | 11.26 | 14.17 | 11.32 | 12.35 | 12.37 | 12.33 | 10.38 | 9.06 | 12.47 | 12.06 | 10.64 | 10.76 | 9.61 | 9.38 | 9.25 | 10.65 | 10.65 | 11.1916
Northern Lights, Inc. | 6.71 | 6.08 | 5.59 | 5.83 | 6.4 | 6.5 | 8.06 | 6.86 | 11.93 | 4.39 | 7.75 | -2.31 | 1.5 | 2.83 | 3.05 | 4.96 | 7.55 | 6.18 | 5.86 | 5.5642
Northern Wasco County Public Utility District | 3.51 | 3.46 | 2.9 | 3.64 | 2.49 | 2.17 | 3.28 | 1.48 | 2.85 | 3.04 | 3.83 | 3.94 | 2.77 | 2.67 | 3.01 | 4.03 | 3.76 | 4.1 | 2.66 | 3.1363
Oak City Electric Dept. | 6.94 | 19.74 | 26.52 | 42.39 | 7.64 | 9.34 | 5.72 | 9.32 | 9.51 | 23.06 | 7.78 | 8.78 | 0 | 8.88 | 9.43 | 8.98 | 10.09 | 10.13 | 2.02 | 11.9089
Ohop Mutual Light Co. | 1.5 | 1.5 | 9.07 | 1.5 | 10.58 | 7.87 | 8.16 | 4.23 | 8.41 | 9.29 | 7.29 | 7.33 | 6.16 | 7.34 | 6.82 | 9.25 | 6.48 | 6.9 | 6.68 | 6.6505
Okanogan County Electric Coop, Inc. | 8.68 | 6.8 | 10.52 | 4.27 | 8.05 | 7.05 | 0.07 | 7.01 | 8.46 | 5.45 | 4.92 | 4.96 | 7.4 | 6.62 | 5.61 | 7.05 | 7.83 | 7.22 | 6.68 | 6.5605
Orcas Power & Light Co. | 8.29 | 8.86 | 7.42 | 8.58 | 8.32 | 8.5 | 6.02 | 8.39 | 7.36 | 8.03 | 7.04 | 6.81 | 6.57 | 5.21 | 4.64 | 6.7 | 5.98 | 9.92 | 8.72 | 7.44
Oregon Trail Electric Consumers Coop, Inc. |  | 4.95 | 7.47 | 5.01 | 7.77 | 5.58 | 5.48 | 5.95 | 6.13 | 5.62 | 5.37 | 4.52 | 4.95 | 4.7 | 5.19 | 5.16 | 4.96 | 4.5 | 4.91 | 5.4567
PacifiCorp. | 8.8 | 7.9 | 8.22 | 7.88 | 7.76 | 7.34 | 7.37 | 6.45 | 5.35 | 4.01 | 5.06 | 5.72 | 5.78 | 6.18 | 5.22 | 4.5 | 5.67 | 5.92 | 6.26 | 6.3889
Paragonah, Town of | 10.01 | 33.73 | 5.66 | 5.66 | 5.66 | 5.76 | 6.52 | 6.52 | 6.77 | 7.98 | 5.79 | 8.12 | 6.39 | 2.14 | 4.21 | 8 | 6.54 | 8 | 7.19 | 7.9289
Park Electric Coop, Inc. | 8.27 | 9.25 | 9.35 | 9.25 | 8.62 | 10.12 | 9.17 | 8.85 | 9.94 | 9.91 | 8.07 | 7.96 | 11.72 | 6.71 | 0 | 0 | 5.3 | 0 | 0 | 6.9732
Parkland Light & Water Co. | 2.69 | 5.35 | 8.02 | 0.43 | 2.85 | 4.59 | 4.49 | 3.81 | 4.95 | 7.93 | 4.9 | 3.21 | 4.33 | 3.32 | 2.9 | 5.28 | 2.06 | 4.23 | 2.86 | 4.1158
Parowan City Electrical Dept. | 5.35 | 8.05 | 9.18 | 10.47 | 12.72 | 13.88 | 6.81 | 10.42 | 5.32 | 7.04 | 0 | 0 | 12.64 | 7.71 | 10.61 | 21.93 | 6.44 | 5.08 | 11.76 | 8.7058
Payson City Corp. | 9.76 | 8.86 | 10.79 | 4.91 | 1.5 | 3.74 | 2.12 | 5.21 | 4.25 | 5.96 | 6.65 | 6.08 | 4.68 | 6 | 0.68 | 0.12 | 8.55 | 8.69 | 6.84 | 5.5468
Peninsula Light Co. | 5.84 | 5.34 | 7.32 | 4.02 | 6.77 | 4.05 | 5.23 | 4.71 | 5.44 | 3.71 | 4.41 | 6.75 | 3.12 | 3.56 | 4.27 | 4.9 | 4.68 | 4.41 | 3.85 | 4.8621
Plummer Electric Dept. | 0 | 0 | 0 | 0 | 0 | 0 | 0 | 0 | 0 | 0.48 | 0.57 | 4.26 | 8.78 | 5.53 | 7.14 | 7.32 | 4.69 | 5.84 | 4.06 | 2.5616
Port Angeles Light Dept. | 1.34 | 1.22 | 1.42 | 0.46 | 0.54 | 1.36 | 3.21 | 0.49 | 0.22 | 4.09 | 1.71 | 1.41 | 1.93 | 0.9 | 1.19 | 2.07 | 0.28 | 1.63 | 1.8 | 1.4353
Portland General Electric Co. | 5.91 | 6 | 6.06 | 4.75 | 6.19 | 5.93 | 5.15 | 5.11 | 2.71 | 2.33 | 4.34 | 4.63 | 3.17 | 4.06 | 3.41 | 4 | 4.05 | 4.04 | 3.75 | 4.5047
Power Resources Coop. | 0 | 5 | 5 | 0.47 | 0.22 | 0.21 | 0 | 0 | 0 | 0 | 0 | 0.13 | 0 | 0 | 0 | -0.29 | 0 | 0 | 0 | 0.56526
Prairie Power Coop, Inc. | 16.29 | 11.91 | 15.31 | 12.44 | [15 empty] | 13.9875
Price City Utilities | 2.55 | 4.74 | 6.36 | 1.55 | 3.9 | 4.43 | 1.12 | 0.95 | 1.03 | 3.88 | 3.23 | 3.7 | 3.41 | 4.47 | 3.66 | 2.4 | 7.71 | 6.18 | 5.78 | 3.7395
Provo City Power | 5.64 | 5.19 | 4.08 | 2.78 | 3.2 | 2.32 | 2.9 | 1.86 | 4.24 | 1.76 | 4.59 | 4.05 | 3.67 | 3.38 | 3.1 | 3.64 | 3.75 | 2.5 | 2.73 | 3.4411
PUD No. 1 of Asotin County | [7 empty] | 4.4 | 0 | 0 | 0 | 0 | 7.38 | 6.14 | 6.04 | 5.94 | 0 | 6.43 | 0 | 3.0275
PUD No. 1 of Benton County | 3.48 | 3.72 | 3.58 | 3.83 | 4.2 | 3.58 | 4.41 | 3.81 | 5.61 | 4.12 | 4.1 | 3.38 | 3.37 | 4.37 | 3.13 | 4 | 3.74 | 4.01 | 3.28 | 3.88
PUD No. 1 of Chelan County | 1.53 | 1.49 | -0.54 | 0.8 | 0.41 | 5.82 | 0.9 | 0.08 | 0.92 | 0.08 | 0.32 | 3.49 | 4.95 | 5.3 | 6.81 | 3.22 | 2.98 | 2.2 | 1.94 | 2.2474
PUD No. 1 of Clallam County | 5.54 | 6.59 | 8.03 | 5.07 | 7.36 | 5.5 | 5.43 | 6.32 | 6.74 | 1.28 | 6.84 | 4 | 4.7 | 4.21 | 5.23 | 5.21 | 3.51 | 5.5 | 5.13 | 5.3784
PUD No. 1 of Cowlitz County | 1.21 | 1.18 | 1.98 | 0.76 | 1.36 | 1.14 | 0.63 | 0.89 | 0.71 | 0.99 | 1.29 | 0.58 | 0.64 | 1.71 | 0.11 | 0.55 | 0.78 | 0.51 | 0.49 | 0.92158
PUD No. 1 of Douglas County | 0.21 | 0.28 | 2.09 | 1.64 | 2.23 | 1.81 | 1.87 | 1.95 | 2.26 | 1.69 | 2.8 | 2.29 | 3.84 | 5.45 | 12.63 | 4.56 | 0 | 1.06 | 1.07 | 2.6174
PUD No. 1 of Ferry County | 6.8 | 6.56 | 4.52 | 3.59 | 4.16 | 4.16 | 4.36 | 4.76 | 4.76 | 4.18 | 3.14 | 4.6 | 9.75 | 2.93 | 3.81 | 7.41 | 6.9 | 4.71 | 7.69 | 5.1995
PUD No. 1 of Franklin County | 6.78 | 5.84 | 5.69 | 6.27 | 6.37 | 5.29 | 5.59 | 6.67 | 4.99 | 5.69 | 6.34 | 4.76 | 7.5 | 8.32 | 2.1 | 11.39 | 8.81 | 6.43 | 5.04 | 6.3089
PUD No. 1 of Grays Harbor County | 3.49 | 3.47 | 5.14 | 2.34 | 1.77 | 4.53 | 2.93 | 1.55 | 5.74 | -4.86 | 7.05 | 5.93 | 5.66 | 10.64 | 0.5 | 0.92 | 1.84 | 4.94 | 0.36 | 3.3653
PUD No. 1 of Kittitas County | 10.68 | 10.23 | 12.22 | 9.01 | 11.62 | 8.02 | 0 | 0 | 10.29 | 7.43 | 8.94 | 7.8 | 10.18 | 6.13 | 8.68 | 10.57 | 6.6 | 11.08 | 7.44 | 8.2589
PUD No. 1 of Klickitat County | 6.41 | 6.08 | 5.63 | 6.31 | 7.05 | 6.41 | 5.88 | 6.87 | 5.31 | 3.25 | 1.36 | 0.52 | 4.56 | 3.59 | 5.12 | 0.75 | 2.11 | 7.4 | 5.46 | 4.7405
PUD No. 1 of Lewis County | 5.87 | 3.52 | 5.67 | 4.51 | 6.03 | 6.08 | 5.52 | 5.05 | 6.71 | 6.79 | 6.41 | 5.8 | 5.74 | 4.5 | 5.57 | 6.01 | 4.72 | 6.14 | 5.94 | 5.6095
PUD No. 1 of Mason County | 9.07 | 7.14 | 7.38 | 8.09 | 8.9 | 6.78 | 7.65 | 7.25 | 11.67 | 8.1 | 7.91 | 8.05 | 9.55 | 7.98 | 10.45 | 10.74 | 8.76 | 9.18 | 9.42 | 8.6353
PUD No. 1 of Okanogan County | 2.7 | 4.73 | 6.79 | 3.35 | 7.87 | 5.21 | 6.51 | 5.55 | 9.99 | 4.97 | 5.83 | 5.06 | 7.55 | 3.48 | 4.13 | 6.15 | 3.76 | 6.23 | 4.47 | 5.4911
PUD No. 1 of Pend Oreille County | 2.63 | 1.6 | 1.5 | 2.16 | 1.67 | 2.87 | 1.33 | 1.13 | 1.61 | 1.41 | 1.82 | 0.81 | 1.42 | 1.4 | 0.8 | 1.7 | 0.83 | 1.63 | 0.78 | 1.5316
PUD No. 1 of Skamania County | 6.04 | 5.61 | 4.36 | 7.17 | 6.61 | 6.51 | 7.17 | 6.67 | 10.24 | 6.99 | 7.43 | 5.54 | 5.83 | 8.61 | 7.1 | 7.06 | 6.24 | 5.37 | 12.49 | 7.0021
PUD No. 1 of Snohomish County | 4.8 | 4.12 | 5.63 | 3.08 | 5.4 | 4.31 | 4.04 | 4 | 4.21 | 2.57 | 3.54 | 4.57 | 4.94 | 3.63 | 2.49 | 3.88 | 3.15 | 3.45 | 3.49 | 3.9632
PUD No. 1 of Wahkiakum County | 7.35 | 9.22 | 8.87 | 7.45 | 4.22 | 6.66 | 3.81 | 3.54 | 5.78 | 6.05 | 8.43 | 6.11 | 4.5 | 5.99 | 5.91 | 7.13 | 2.78 | 8.17 | 8.24 | 6.3268
PUD No. 1 of Whatcom County | 0 | 0 | 0 | 0 | 0 | 0 | 0 | 0 | 0 | 0 | 0 | 7.93 | 0 | 6.55 | 0 | 0 | 0 | 0 | 0 | 0.76211
PUD No. 2 of Grant County | 5.34 | 1.34 | 1.46 | 1.42 | 0.95 | 1.71 | 1.73 | 1.19 | 1.68 | 1.75 | 2.12 | 1.79 | 0.89 | 1.55 | 2.06 | 1.71 | 2.16 | 1.68 | 1.09 | 1.7695
PUD No. 2 of Pacific County | 6.45 | 5.72 | 7.46 | 2.16 | 9.44 | 1.11 | 5.92 | 4.21 | 1.32 | 2.18 | 6.38 | 5.09 | 5.31 | 1.02 | 2.48 | 4.63 | 11.75 | 5.96 | 4.97 | 4.9242
PUD No. 3 of Mason County | 6.65 | 6.42 | 4.99 | 4.81 | 5.62 | 4.77 | 5.19 | 3.01 | 9.3 | 4.6 | 4.94 | 4.44 | 2.95 | 4.92 | 3.27 | 4.01 | 3.95 | 5.87 | 5.51 | 5.0116
Puget Sound Energy, Inc. | 6.23 | 5.07 | 6.2 | 5.77 | 5.65 | 5.16 | 5.43 | 4.95 | 4.92 | 4.72 | 4.29 | 5.38 | 3.9 | 3.94 | 14.66 | 5.01 | 5.84 | 5.67 | 5.4 | 5.6942
Raft River Rural Electric Coop, Inc. | 7.71 | 8.75 | 6.91 | 7.22 | 6.55 | 6.58 | 6.95 | 6.5 | 5.65 | 6.05 | 6.15 | 6.19 | 2.94 | 5.12 | 6.15 | 6.19 | 6.87 | 6.77 | 6.03 | 6.3832
Ravalli County Electric Coop, Inc. | 9.5 | 8.4 | 9.92 | 9.53 | 9.61 | 8.77 | 8.38 | 6.74 | 8.15 | 9.09 | 7.71 | 7.6 | 8.67 | 8.03 | 6.98 | 7.93 | 6.77 | 8.5 | 7.39 | 8.2984
Richland Energy Services Dept. | 3.15 | 3.24 | 3.47 | 2.19 | 3.48 | 3.48 | 2.72 | 1.62 | 7.31 | 2.15 | 3.34 | 2.21 | 3.4 | 3.31 | 3.12 | 4.23 | 3.45 | 4.04 | 3.98 | 3.3626
Rupert Electrical Dept. | 5.61 | 6.29 | 9.46 | 4.55 | 4.55 | 4.84 | 6.65 | 4.33 | 5.95 | 5.4 | 2.43 | 1.96 | 5.93 | 8.4 | 7.68 | 10.35 | 5.07 | 6.98 | 2.71 | 5.7442
Rupert Rural Electric Co. | 6.28 | 5.48 | 5.93 | 6.46 | 5.12 | 5.84 | 2.75 | 4.33 | 5.69 | 5.71 | [9 empty] | 5.359
Ruston Electric Utility | 1.94 | 1.94 | 1.94 | 4.77 | 0 | 0 | 0 | 0 | 0 | 0 | 0 | 0 | 0 | 0 | 0 | 0 | 0 | 0 | 0 | 0.55737
Salem City Power Dept. | 1.46 | 1.45 | 1.46 | 1.45 | 1.46 | 1.56 | 1.57 | 1.6 | 1.43 | 1.59 | 1.53 | 1.52 | 1.52 | 6.06 | 4.58 | 4.45 | 0.14 | 3.83 | 0 | 2.0347
Salem Electric Coop Association | 2.75 | 3.42 | 4 | 2.12 | 3.13 | 2.8 | 2.65 | 2.57 | 2.71 | 2.45 | 2.55 | 1.9 | 3.17 | 2.65 | 2.96 | 3.36 | 2.37 | 3.46 | 2.67 | 2.8258
Salmon River Electric Coop, Inc. | 2.13 | 1.04 | 2.4 | 2.64 | 3.95 | 12.75 | 4.36 | 3.06 | 3.25 | 3.24 | 3.1 | 2.9 | 3.19 | 9.27 | 2.46 | 0 | 0 | 0 | 2.12 | 3.2558
Santa Clara, City of | [5 empty] | 4.11 | 0.72 | 4.84 | 3.8 | 4.68 | 6.81 | 7.04 | 6.46 | 4.66 | 4.68 | 5.84 | 4.47 | 6.26 | 5.75 | 5.0086
Seattle City Light | 4.32 | 5.65 | 5.53 | 5.43 | 4.44 | 5.6 | 5.38 | 6.22 | 5.68 | 5.1 | 4.46 | 5.28 | 4.01 | 3.71 | 3.79 | 3.94 | 3.79 | 4.23 | 3.83 | 4.7574
Sierra Pacific Power Co. | 8.83 | 7.29 | 7.17 | 7.26 | 7.36 | 6.29 | 7.36 | 5.67 | 5.79 | 5.97 | 5.66 | 5.41 | 5.08 | 5.15 | 4.82 | 4.79 | 5.9 | 4.3 | 5.39 | 6.0784
Soda Springs Electric Light & Power | 5.68 | 5.85 | 7.44 | 10.21 | 8.72 | 6.86 | 4.73 | 3.47 | 3.96 | 0.92 | 1.01 | 6.3 | 8.76 | 0.38 | 7.72 | 6.49 | 6.33 | 2.13 | 2.94 | 5.2579
South Side Electric Lines, Inc. | 11.42 | 6.87 | 9.48 | 6.75 | 8.22 | 2.43 | 8.67 | 7.75 | 9.2 | 8.17 | 6.79 | 9.36 | 8.97 | 9.41 | 9.31 | 10.27 | 9.7 | 0 | 9.82 | 8.0311
Spanish Fork Power & Light | 0 | 0 | 0 | 3.07 | 4.14 | 2.53 | 3.11 | 3.66 | 1.2 | 4.63 | 3.32 | 4.72 | 3.31 | 3.96 | 4.06 | 6.5 | 5.33 | 4.55 | 0 | 3.0574
Spring City Light & Power Plant | 26.57 | 10.2 | 10.2 | 8.92 | 10.92 | 1.17 | 12.59 | 12.88 | 23.11 | 11.24 | 3.07 | 3.24 | 11.76 | 5.67 | 1.95 | 13.02 | 3.01 | 0 | 0 | 8.9221
Springfield Utility Board | 3.41 | 4.41 | 3.72 | 1.39 | 3.42 | 3.01 | 0.33 | 1.55 | 5.73 | 2.87 | 4.33 | 1.22 | 3.08 | 3.69 | 1.62 | 3.68 | 4.13 | 3.72 | 4.17 | 3.1305
Springville Municipal Power & Light Dept. | 5.66 | 2.16 | 4 | 4 | 4.12 | 1.87 | 2.05 | 3.61 | 1.4 | 3.23 | 2.27 | 3.22 | 2.43 | 3.61 | 2.66 | 3.78 | 0.14 | 4.21 | 4.24 | 3.0874
St. George City Water & Power Dept. | 13.45 | 13.15 | 11.38 | 7.13 | 6.18 | 3.15 | 9.51 | 6.74 | 3.83 | 2.76 | 4.08 | 4.4 | 2.52 | 4.4 | 3.58 | 8.24 | 4.63 | 4.34 | 5.2 | 6.2458
Steilacoom Electric Dept. | 5 | 1.96 | 6.6 | 6.06 | 2.11 | 7.73 | 0.96 | 5.73 | 5.52 | 7.5 | 5.13 | 4.41 | 5.4 | 5.79 | 4.84 | 6.74 | 2.54 | 3.91 | 3.66 | 4.8205
Strawberry Electric Service District | 14.56 | 17.61 | 11.6 | 12.98 | 9.75 | 11.14 | 9.56 | 13.47 | 9.16 | 8.86 | 12.86 | 10.73 | 10.34 | 9.43 | 7.36 | 8.78 | 0 | 7.28 | 8.6 | 10.2142
Strawberry Water Users Association | 0.53 | 0 | 0.5 | 11 | 0.5 | 4.19 | 0.13 | 3.89 | 1.01 | 1.37 | 2.26 | 1.3 | 2.13 | 2.37 | 2.03 | 0 | 1.28 | 0.07 | 0.04 | 1.8211
Sumas Electric Dept. | 6.85 | 3.02 | 9.83 | 8.49 | 10.59 | 9.59 | 9.02 | 8.18 | 0 | 0 | 0 | 3.38 | 0 | 2.61 | 0 | 7.95 | 2.85 | 4.95 | 3.12 | 4.7595
Sun River Electric Coop, Inc. | 10.25 | 10.43 | 9.97 | 10.37 | 8.96 | 8.73 | 9.62 | 9.77 | 9.74 | 7.33 | 9.59 | 8.7 | 9.04 | 9.79 | 9.91 | 9.86 | 10.12 | 9.47 | 10.58 | 9.5911
Tacoma Public Utilities Light Division | 3.05 | 2.87 | 2.5 | 0.25 | 0.34 | 3.1 | 1.08 | 2.33 | 4.55 | 2.91 | 2.81 | 2.5 | 1.52 | 4.54 | 2.45 | 8.21 | 1.29 | 2.68 | 2.96 | 2.7337
Tanner Electric Coop | 6.82 | 7.81 | 7.69 | 3.91 | 6.42 | 6.41 | 7.13 | 5.8 | 5.98 | 6.13 | 3.64 | 3.22 | 6.38 | 5.93 | 5.96 | 8.14 | 6.27 | 7.22 | 7.08 | 6.2074
Tillamook Peoples Utility District | 5.91 | 5.89 | 6.35 | 5.44 | 5.28 | 5.02 | 5.01 | 5.16 | 6.98 | 5.15 | 5.73 | 3.43 | 4.63 | 3.88 | 4.81 | 5.27 | 4.64 | 4.27 | 4.25 | 5.1105
Troy Power & Light |  | 8.18 | 7.47 | 6.26 | 6.49 | 7.32 | 8.88 | 6.59 | 5.48 | 5.66 | 5.66 | 5.45 | 0.38 | 6.02 | 5.78 | 5.91 | 0 | 3.5 | 4.29 | 5.5178
Umatilla Electric Coop Association | 5.51 | 5.95 | 6.25 | 5.66 | 5.97 | 5.39 | 5.44 | 5.46 | 5.78 | 4.58 | 4.57 | 4.21 | 4.51 | 3.96 | 5.31 | 4.61 | 4.05 | 4.69 | 4.5 | 5.0737
Unity Light & Power Co. | 7.38 | 5.53 | 7.39 | 6.36 | 7.44 | 6.62 | 6.51 | 2.75 | 5.47 | 7.74 | 7.08 | 6.23 | 7.16 | [6 empty] | 6.4354
USBIA-Mission Valley Power | 4.22 | 8.17 | 10.12 | 12.55 | 17.11 | 9.27 | 11.68 | 12.8 | 17.83 | 4.26 | 6.46 | 4.69 | 5.73 | 5.06 | 14.8 | 18.04 | 14.09 | 15.37 | 5.72 | 10.4195
Utah Associated Municipal Power Systems | 6.56 | 0 | 0 | 0 | 0.69 | 0 | 0 | 0 | 0 | 0 | 0 | 0 | 0 | 0 | 0 | 0 | 0 | 0 | 0 | 0.38158
Utah Municipal Power Agency | 5.62 | 4.3 | 2.05 | 2.27 | 2.23 | 2.71 | 2.16 | 2.51 | 2.09 | 3.25 | 2.79 | 2.84 | 2.02 | 2.7 | 2.88 | 2.85 | 3.29 | 5.8 | 3.4 | 3.04
Utah Power & Light Co. | 6.31 | [18 empty] | 6.31
Valley Electric Coop, Inc. | 10.42 | 10.56 | 9.5 | 10.62 | 9.08 | 10.35 | 10.33 | 9.57 | 11.12 | 7.75 | 10.97 | 10.52 | 11.77 | 6.73 | 9.29 | 8.77 | 9.3 | 6.66 | 10 | 9.6479
Vera Irrigation District No. 15 | 3.06 | 3.48 | 4.22 | 3.72 | 2.16 | 2.8 | 3.29 | 2.61 | 5.12 | 3.45 | 5.01 | 3.18 | 3.2 | 4.37 | 3.77 | 4.95 | 2.87 | 5.44 | 3.56 | 3.6979
Vigilante Electric Coop, Inc. | 10.92 | 9.4 | 9.69 | 10.04 | 10.78 | 9.96 | 8.22 | 9.11 | 8.61 | 9.07 | 8.33 | 9.92 | 10.33 | 9.4 | 8.89 | 8.77 | 9.29 | 9.55 | 8.97 | 9.4342
Warm Springs Power Enterprises | 1.03 | 0.9 | 1.48 | 0.98 | [15 empty] | 1.0975
Wasco Electric Coop, Inc. | 9.68 | 9.58 | 7.69 | 8.26 | 10.44 | 9.22 | 6.36 | 9.02 | 8.18 | 5.87 | 8.23 | 7.36 | 10.19 | 4.64 | 8.79 | 8.71 | 7.62 | 10.24 | 8.8 | 8.3621
Washington City Power | [5 empty] | 8.39 | 6.77 | 0 | 0 | 0 | 0 | 0 | 0 | 0 | 0 | 0 | 0 | 0 | 0 | 1.0829
Waterville Light Utility | 8.72 | 7.76 | 6.25 | 1.79 | 0.92 | 4.92 | 4.16 | 8.73 | 6.96 | 15.93 | [9 empty] | 6.614
Weber Basin Water Conservation District | 3 | 3 | 3 | 4.13 | 3 | [14 empty] | 3.226
Weiser Water & Light Dept. | 0 | 0 | 0 | 0 | 0 | 0 | 0 | 5.62 | 0 | 0 | 10.6 | 6.37 | 11.94 | 0 | 0 | 0 | 0 | 0 | 0 | 1.8174
Wells Rural Electric Co. | 4.42 | 3.49 | 3.11 | 4.48 | 3.43 | 0 | 0.6 | 2.36 | 1.08 | 0.69 | 0.99 | 3.41 | 5.48 | 0.75 | 0 | 3.62 | 2.32 | 5.3 | 5.34 | 2.6774
West Oregon Electric Coop, Inc. | 7.69 | 7.69 | 8.71 | 9.22 | 8 | 9.33 | 8.59 | 9.07 | 9.42 | 8.73 | 8.51 | 7.96 | 8.07 | 8.06 | 6.68 | 8.46 | 8.92 | 8.66 | 3.03 | 8.1474
Yellowstone Valley Electric Coop, Inc. | 8.95 | 8.62 | 10.59 | 7.26 | 10.46 | 8.31 | 9 | 8.68 | 8.86 | 8.13 | 8.39 | 7.11 | 10.84 | 3.44 | 5.93 | 8.03 | 7.89 | 7.93 | 7.39 | 8.2005
Grand Total | 6.5559 | 6.1956 | 6.2271 | 6.0655 | 5.9583 | 5.9328 | 5.6753 | 5.5225 | 5.8404 | 5.7528 | 5.4473 | 5.2814 | 5.604 | 5.0093 | 5.3357 | 5.6094 | 4.9065 | 5.2965 | 5.1636 | 5.6541
| 1988 | 1989 | 1990 | 1991 | 1992 | 1993 | 1994 | 1995 | 1996 | 1997 | 1998 | 1999 | 2000 | 2001 | 2002 | 2003 | 2004 | 2005 | 2006
Distribution Losses (%) | 6.5559 | 6.1956 | 6.2271 | 6.0655 | 5.9583 | 5.9328 | 5.6753 | 5.5225 | 5.8404 | 5.7528 | 5.4473 | 5.2814 | 5.604 | 5.0093 | 5.3357 | 5.6094 | 4.9065 | 5.2965 | 5.1636
Population (thousands) | 9188.519 | 9366.185 | 9603.178 | 9836.249 | 10079.717 | 10316.584 | 10529.964 | 10740.509 | 10930.106 | 11117.008 | 11282.819 | 11426.279 | 11561.182 | 11697.609 | 11831.009 | 11952.474 | 12092.948 | 12270.026 | 12484.501
Losses per 1M Population (Index) | 0.71349 | 0.66149 | 0.64844 | 0.61665 | 0.59111 | 0.57507 | 0.53896 | 0.51417 | 0.53434 | 0.51748 | 0.4828 | 0.46222 | 0.48473 | 0.42823 | 0.45099 | 0.46931 | 0.40573 | 0.43166 | 0.4136
Sales-Weighted Loses | 5.8701 | 5.7677 | 6.0045 | 5.2984 | 5.7627 | 5.5144 | 5.469 | 4.9798 | 4.9921 | 3.9888 | 4.3101 | 5.6057 | 5.1206 | 5.0451 | 5.5794 | 4.7128 | 4.761 | 4.8415 | 4.7587

## Sales by Year 19882006
Sum of Total Utility Retail Sales MWh | Year
Company Name | 1988 | 1989 | 1990 | 1991 | 1992 | 1993 | 1994 | 1995 | 1996 | 1997 | 1998 | 1999 | 2000 | 2001 | 2002 | 2003 | 2004 | 2005 | 2006 | Grand Total
Albion Light & Water Plant | 3134 | 3134 | 3134 | 2138 | 2138 | 2138 | 2962 | 2994 | 3491 | 3000 | 3000 | 3000 | 2743 | 3005 | 3076 | 2875 | 3005 | 2962 | 2992 | 54921
Alder Mutual Light Co., Inc. | 1996 | 2110 | 2325 | 2445 | 2448 | 2706 | 2744 | 2813 | 3015 | 2979 | 3179 | 3317 | 3518 | 3276 | 3070 | 3359 | 3357 | 3577 | 3798 | 56032
Ashland Dept. of Electric Utilities | 136591 | 140495 | 140981 | 149604 | 151186 | 163439 | 160675 | 160776 | 148742 | 150699 | 143303 | 164994 | 164176 | 169410 | 158872 | 166468 | 169437 | 169156 | 173811 | 2982815
Atlanta Power Co., Inc. | 208 | 208 | 181 | 181 | 175 | 152 | 190 | 165 | 185 | 168 | 177 | 192 | 218 | 209 | 235 | 203 |  |  |  | 3047
Avista Corp. | 6136831 | 6336487 | 6510715 | 6488346 | 6920831 | 7187382 | 7253800 | 7582295 | 7741976 | 7782847 | 7944343 | 8156926 | 8251809 | 8031037 | 7598029 | 8041166 | 8376616 | 8542674 | 8787002 | 143671112
Bandon Electric Dept. | 50043 | 53038 | 52640 | 56669 | 51997 | 54641 | 56085 | 50501 | 52596 | 51576 | 54319 | 60466 | 57468 | 55501 | 56615 | 55844 | 55957 | 58511 | 59581 | 1044048
Basin Electric Power Coop | 0 | 0 | 0 | 0 | 0 | 0 | 0 | 0 | 0 | 0 | 0 | 761492 | 780496 | 904831 | 917718 | 922406 | 865869 | 923832 | 973160 | 7049804
Basin Municipal Light & Water Plant | 6706 | 7011 | 6638 | 6965 | 7408 | 7953 | 7941 | 8091 | 7873 | 7629 | 8906 | 8330 | 8978 | 9560 | 9896 | 10278 | 10160 | 10759 | 9394 | 160476
Beartooth Electric Coop, Inc. | 36910 | 39222 | 37383 | 40000 | 38469 | 43102 | 43539 | 45185 | 49231 | 48272 | 47717 | 48814 | 51564 | 52084 | 54961 | 56071 | 55048 | 57810 | 59615 | 904997
Beaver City Electric Light & Water | 18005 | 20705 | 18834 | 20790 | 21219 | 22927 | 22937 | 22416 | 24624 | 23631 | 22412 | 23016 | 23714 | 24624 | 24576 | 26220 | 26273 | 25216 | 25731 | 437870
Benton Rural Electric Association | 246431 | 254130 | 259685 | 279100 | 286000 | 322000 | 340000 | 328537 | 368539 | 376597 | 382218 | 421005 | 431101 | 450760 | 449110 | 464977 | 471930 | 491051 | 491621 | 7114792
Big Bend Electric Coop, Inc. | 341693 | 346136 | 360582 | 368532 | 372319 | 347562 | 403284 | 361826 | 391656 | 383554 | 419474 | 432988 | 433294 | 418622 | 437773 | 452096 | 450034 | 471023 | 455042 | 7647490
Big Flat Electric Coop, Inc. | 42636 | 43930 | 50279 | 52534 | 50542 | 56178 | 61975 | 56500 | 56326 | 51960 | 45614 | 32754 | 28779 | 29868 | 29293 | 29969 | 30152 | 26407 | 27339 | 803035
Big Horn County Electric Coop, Inc. | 44048 | 45750 | 44950 | 44831 | 41853 | 46445 | 47663 | 48886 | 53206 | 50994 | 51942 | 55049 | 57777 | 57556 | 61495 | 60382 | 57369 | 60715 | 60519 | 991430
Big Horn Rural Electric Co. | 61065 | 58009 | 59213 | 60930 | 61386 | 68565 | 63139 | 66860 | 74646 | 81017 | 83995 | 87608 | 109766 | 115442 | 116430 | 120887 | 124635 | 142055 | 139120 | 1694768
Blachly-Lane County Coop Electric Association | 123196 | 127015 | 124147 | 124979 | 122224 | 129418 | 131102 | 129999 | 136112 | 135267 | 141326 | 150063 | 158193 | 153854 | 146279 | 142040 | 147297 | 144471 | 144733 | 2611715
Blaine City Light Dept. | 45613 | 50172 | 51237 | 56446 | 56446 | 60057 | 60388 | 58879 | 61091 | 59045 | 57479 | 60720 | 61472 | 60814 | 60010 | 60353 | 61855 | 63892 | 66917 | 1112886
Blanding Electric Dept. | 15011 | 17000 | 17000 | 19000 | 17000 | 19000 | 20870 | 19645 | 19156 | 21683 | 23097 | 21713 | 21225 | 20614 | 20952 | 20191 | 20909 | 21779 | 22633 | 378478
Bonners Ferry, City of | 51504 | 57239 | 56927 | 59329 | 60231 | 64110 | 63370 | 62306 | 67027 | 67744 | 65233 | 79189 | 75794 | 70396 | 74557 | 67883 | 67356 | 70501 | 63300 | 1243996
Bonneville Power Administration | 27204872 | 26660288 | 28299596 | 28172858 | 24684752 | 21742765 | 19741607 | 21521834 | 17171222 | 15101213 | 16615799 | 17900892 | 18481190 | 3510285 | 1253735 | 1636945 | 3393767 | 3898349 | 3136863 | 300128832
Bountiful City Light & Power | 208244 | 202049 | 217735 | 219698 | 225402 | 229816 | 249031 | 243712 | 256695 | 253572 | 264626 | 265201 | 292237 | 284033 | 279337 | 281328 | 284612 | 285630 | 296832 | 4839790
Bridger Valley Electric Association, Inc. | 66067 | 64530 | 65323 | 72049 | 72246 | 75910 | 76157 | 76300 | 81330 | 83857 | 82255 | 85423 | 90566 | 85594 | 81758 | 83169 | 91611 | 102246 | 109803 | 1546194
Brigham City Light & Power | 75424 | 74875 | 78665 | 83388 | 89566 | 98689 | 115178 | 121472 | 134062 | 136149 | 130270 | 133738 | 136614 | 137440 | 138947 | 133090 | 137839 | 137863 | 142499 | 2235768
Burley Municipal Distribution System | 132228 | 102000 | 98000 | 102000 | 102190 | 111327 | 111798 | 113810 | 142527 | 142360 | 112014 | 115560 | 117505 | 107344 | 105208 | 104605 | 99586 | 97698 | 101768 | 2119528
Canby Electric Board | 106872 | 106740 | 110624 | 115971 | 110809 | 118340 | 119597 | 117568 | 129687 | 129758 | 131126 | 142902 | 147243 | 142897 | 152254 | 148486 | 149119 | 154206 | 158730 | 2492929
Cascade Locks Light Dept. | 24037 | 19495 | 17260 | 17560 | 17464 | 18780 | 17585 | 18226 | 19238 | 19452 | 19468 | 19581 | 20028 | 18774 | 18672 | 18167 | 19132 | 20339 | 20856 | 364114
Cashmere Light Dept. | 45935 | 56970 | 50747 | 44575 | 52816 | 51514 | 50705 | 53000 | 55793 | 55752 | 53168 | 53180 | 50372 | 51427 | 54088 | 52275 | 53790 | 55683 | 55874 | 997664
Central Electric Coop, Inc. | 285363 | 303556 | 318828 | 354433 | 346714 | 391256 | 398735 | 404589 | 431842 | 434279 | 449931 | 491948 | 522132 | 513707 | 526118 | 529889 | 545383 | 571557 | 623050 | 8443310
Central Lincoln Peoples Utility District | 1322727 | 1340337 | 1355854 | 1367872 | 1329302 | 1314113 | 1343362 | 1265287 | 1254698 | 1403647 | 1360680 | 1272554 | 1237105 | 1154607 | 1258073 | 1239578 | 1273662 | 1292369 | 1309389 | 24695216
Central Montana Electric Power Coop | 0 | 0 | 0 | 0 | 0 | 0 | 0 | 0 | 0 | 0 | 0 | 0 | 0 | 0 | 0 | 0 | 0 | 0 | 0 | 0
Centralia Light Dept. | 193843 | 199886 | 200671 | 211342 | 199569 | 218155 | 220459 | 217252 | 227302 | 222532 | 217884 | 235128 | 230602 | 221999 | 225440 | 226511 | 226189 | 229336 | 234779 | 4158879
Cheney Light Dept. | 95299 | 94224 | 93867 | 102007 | 98520 | 106840 | 99731 | 97406 | 102442 | 99747 | 103782 | 106787 | 112092 | 106280 | 109836 | 108577 | 111494 | 114658 | 118971 | 1982560
Chewelah Light Dept. | 19918 | 20000 | 19183 | 20453 | 21292 | 22290 | 21685 | 22160 | 22629 | 22380 | 22000 | 21088 | 20724 | 21226 | 20109 | 20734 | 19981 | 21093 | 22051 | 400996
Clark Fork & Blackfoot, LLC | 6573739 | 6775397 | 6797609 | 6941829 | 6973801 | 7145711 | 7351467 | 7302776 | 7108563 | 7038325 | 7107820 | 5326478 | 5719313 | 5467542 | 4899970 | 5177892 | 5344188 | 5618150 | 5749688 | 120420258
Clark Public Utility District | 2766535 | 2928765 | 3091269 | 3122251 | 3097698 | 3430257 | 3481167 | 3662771 | 3750483 | 3769962 | 3894749 | 4077463 | 4125407 | 3984998 | 4029289 | 4081653 | 4202563 | 4289629 | 4429952 | 70216861
Clatskanie Peoples Utility District | 756849 | 847991 | 888515 | 881202 | 879450 | 897086 | 818214 | 887159 | 875736 | 910087 | 918179 | 913784 | 639695 | 618247 | 796692 | 877211 | 1000571 | 980294 | 1009445 | 16396407
Clearwater Power Co. | 123209 | 128778 | 129750 | 137534 | 132059 | 146500 | 152133 | 157160 | 164721 | 167905 | 166738 | 179000 | 179086 | 173472 | 172846 | 173651 | 179774 | 182198 | 189716 | 3036230
Colockum Transmission Co., Inc. | 1689514 | 1691305 | 1699728 | 1699728 | 1699728 | 1699728 | [13 empty] | 10179731
Columbia Basin Electric Coop, Inc. | 98789 | 100474 | 104102 | 105976 | 102733 | 100211 | 96000 | 93357 | 96932 | 98057 | 102180 | 92192 | 86441 | 86852 | 89141 | 92254 | 93800 | 92000 | 89124 | 1820615
Columbia Power Coop Association | 20924 | 22134 | 24500 | 23493 | 24517 | 23356 | 24683 | 23706 | 24865 | 24026 | 24506 | 25313 | 25332 | 25216 | 25799 | 24168 | 23335 | 23587 | 24198 | 457658
Columbia River Peoples Utility District | 234353 | 245337 | 264717 | 275697 | 265943 | 272346 | 273831 | 270553 | 286447 | 291102 | 300647 | 306987 | 359127 | 441100 | 461209 | 454802 | 468498 | 488199 | 512677 | 6473572
Columbia Rural Electric Association, Inc. | 182077 | 189963 | 195679 | 195022 | 199771 | 180346 | 218445 | 190563 | 208159 | 219926 | 242809 | 257574 | 249871 | 241258 | 255523 | 267795 | 261825 | 274072 | 259489 | 4290167
Consumers Power, Inc. | 287544 | 298467 | 300566 | 304206 | 291029 | 311678 | 321679 | 327177 | 346779 | 346162 | 348617 | 364321 | 361248 | 347559 | 348330 | 348931 | 360195 | 364925 | 382306 | 6361719
Coos-Curry Electric Coop, Inc. | 254938 | 260766 | 255270 | 268390 | 252531 | 278047 | 284620 | 282325 | 308571 | 291994 | 303367 | 320932 | 315141 | 316359 | 322634 | 320000 | 324979 | 328364 | 339032 | 5628260
Coulee Dam Light Dept. | 14890 | 15350 | 15292 | 17432 | 16095 | 16654 | 15838 | 15905 | 17352 | 17062 | 16489 | 17155 | 18120 | 18777 | 17252 | 17985 | 17995 | 18044 | 17543 | 321230
Deaver Utilities | 577 | 558 | 553 | 594 | 612 | 638 | 621 | 653 | 663 | 801 | 741 | 675 | 788 | 787 | 833 | 828 | 861 | 870 | 877 | 13530
Declo Municipal Electric Dept. | 3045 | 2852 | 3057 | 3057 | 3057 | 3452 | 3245 | 2650 | 3094 | 3055 | 3151 | 3362 | 3253 | 3703 | 3232 | 2867 | 2903 | 2119 | 2397 | 57551
Deseret Generation & Transmission Coop | 0 | 0 | 0 | 0 | 0 | 0 | 0 | 0 | 0 | 0 | 26103 | 22439 | 26375 | 31132 | 34379 | 32743 | 29006 | 29644 | 27941 | 259762
Dixie Escalante Rural Electric Association, Inc. | 125963 | 114311 | 109064 | 101864 | 99750 | 108540 | 124648 | 117569 | 136008 | 137591 | 138415 | 147790 | 168198 | 175142 | 195430 | 216223 | 250537 | 269161 | 309344 | 3045548
Douglas Electric Coop, Inc. | 108667 | 111021 | 112384 | 116718 | 110775 | 118576 | 119559 | 118948 | 125850 | 123909 | 132596 | 151473 | 147583 | 148536 | 144244 | 141392 | 143367 | 148211 | 151597 | 2475406
Drain Electric Dept. | 27497 | 28901 | 28299 | 24453 | 15317 | 19350 | 21386 | 21677 | 23345 | 23696 | 23112 | 23574 | 23280 | 20818 | 21019 | 19945 | 19734 | 20469 | 20250 | 426122
East End Mutual Electric Co., Ltd. | 14951 | 15036 | 15743 | 17071 | 17638 | 17131 | 18089 | 18089 | 18700 | 18000 | 17000 | 18000 | 19000 | 21000 | 20000 | 20000 | 20100 | 18777 | 20000 | 344325
Eatonville Power & Light Dept. | 16043 | 16932 | 17632 | 19110 | 17479 | 18980 | 19240 | 18717 | 15841 | 14357 | 17648 | 22758 | 23412 | 19550 | 22867 | 22492 | 22642 | 24292 | 25659 | 375651
Ellensburg Light & Gas Dept. | 145985 | 150672 | 149755 | 150670 | 152981 | 164837 | 161512 | 169138 | 180656 | 0 | 175226 | 178446 | 182761 | 181849 | 174454 | 183899 | 179769 | 189945 | 199332 | 3071887
Elmhurst Mutual Power & Light Co. | 209692 | 218242 | 218361 | 232414 | 217871 | 234408 | 229610 | 226734 | 239579 | 235828 | 235675 | 237456 | 246286 | 243555 | 248410 | 248011 | 248226 | 252664 | 258432 | 4481454
Emerald Peoples Utility District | 358329 | 364476 | 365419 | 360384 | 370897 | 374627 | 382201 | 379715 | 402316 | 409015 | 412270 | 427807 | 431307 | 431307 | 411286 | 420017 | 415859 | 443992 | 455482 | 7616706
Energy Northwest | 0 | 0 | 0 | 0 | 0 | 0 | 0 | 0 | 0 | 0 | 0 | 0 | 0 | 0 | 0 | 0 | 0 | 0 | 0 | 0
Enterprise Electric Dept. | 5414 | 5414 | 6840 | 6840 | 6412 | 5680 | 5750 | 5282 | 5993 | 6032 | 6394 | 6199 | 6251 | 6271 | 6055 | 6534 | 6712 | 6897 | 7282 | 118252
Ephraim Light & Power Dept. | 20430 | 16486 | 17462 | 15191 | 16630 | 16684 | 21288 | 19015 | 20660 | 21918 | 22624 | 22624 | 25941 | 29763 | 27423 | 27686 | 28841 | 28841 | 29924 | 429431
Eugene Water & Electric Board | 2132312 | 2208936 | 2252399 | 2216263 | 2290695 | 2480025 | 2457870 | 2331705 | 2468844 | 2514906 | 2574621 | 2790533 | 2844528 | 0 | 2542729 | 2542158 | 2634133 | 2663174 | 2689923 | 44635754
Fairview Municipal Light & Power Plant | 4625 | 4912 | 4762 | 4875 | 4859 | 4848 | 5171 | 5354 | 5735 | 5713 | 5756 | 6555 | 6383 | 6880 | 6957 | 6577 | 6715 | 6650 | 6287 | 109614
Fale-Safe, Inc. |  | 0 | 0 | 0 | 0 | 0 | 0 | 0 | 0 | 0 | 0 | 0 | 0 | 0 | 0 | 0 | 0 | 0 | 0 | 0
Fall River Rural Electric Coop, Inc. | 132052 | 125000 | 127000 | 133506 | 144270 | 137293 | 164361 | 158212 | 178097 | 169678 | 174172 | 192665 | 210042 | 219248 | 215484 | 230734 | 222121 | 225054 | 243649 | 3402638
Fallon Municipal Electric System | 43821 | 43184 | 44864 | 45500 | 47067 | 47638 | 49620 | 50720 | 56802 | 60833 | 61987 | 65524 | 65069 | 63954 | 63178 | 65490 | 69285 | 71906 | 72804 | 1089246
Farmers Electric Co., Ltd. | 3510 | 3511 | 3511 | 3511 | 3511 | 3984 | 3645 | 3526 | 3966 | 3869 | 4086 | 3967 | 3937 | 3921 | 4046 | 3908 | 3889 | 3814 | 3884 | 71996
Farmers Mutual Power Association | 784 | 962 | 1059 | 1110 | 1045 | 1070 | 1183 | 1035 | 1101 | 1173 | 1167 | 1058 | 1243 | 241 | 261 |  |  |  |  | 14492
Fergus Electric Coop, Inc. | 71444 | 69208 | 72512 | 75735 | 75555 | 79961 | 78509 | 75770 | 84304 | 79583 | 75313 | 73683 | 73425 | 72532 | 74248 | 75564 | 76963 | 109006 | 128773 | 1522088
Fillmore City Electric Dept. | 19919 | 22198 | 21235 | 22001 | 21292 | 17658 | 21662 | 20298 | 21399 | 21299 | 21349 | 22211 | 24007 | 22889 | 30092 | 33040 | 33390 | 32806 | 35465 | 464210
Fircrest Public Light Utility | 40380 | 40570 | 41956 | 43066 | 39724 | 41058 | 39465 | 39378 | 38741 | 37792 | 37003 | 35077 | 37858 | 28254 | [5 empty] | 540322
Flathead Electric Coop, Inc. | 131358 | 141300 | 139514 | 152986 | 150161 | 166200 | 175258 | 268257 | 1534574 | 1415769 | 1400710 | 2491808 | 1819217 | 1130851 | 1352177 | 1287770 | 1274131 | 1304519 | 1380361 | 17716921
Flowell Electric Association, Inc. | 11831 | 16200 | 18831 | 17025 | 19810 | 18606 | 20574 | 17436 | 19318 | 17135 | 16500 | 17712 | 20986 | 22645 | 26397 | 23383 | 23657 | 24172 | 26613 | 378831
Forest Grove Light & Power Dept. | 191118 | 192020 | 194637 | 203765 | 195806 | 215797 | 215933 | 212970 | 224836 | 223932 | 227691 | 244397 | 253077 | 237356 | 239810 | 239219 | 250250 | 249995 | 247274 | 4259883
Garkane Energy Cooperative, Inc. | 122387 | 121933 | 120262 | 122072 | 115143 | 117700 | 113570 | 102466 | 105241 | 109221 | 111513 | 116090 | 120767 | 120218 | 122216 | 124231 | 138136 | 157640 | 171081 | 2331887
Glacier Electric Coop, Inc. | 139645 | 141062 | 142424 | 142871 | 132846 | 142850 | 142051 | 144796 | 161117 | 156344 | 151696 | 154461 | 155335 | 150390 | 155032 | 156284 | 155606 | 155460 | 155508 | 2835778
Goldenwest Electric Coop, Inc. | 18359 | 15043 | 14007 | 13373 | 11886 | 12415 | 12096 | 12115 | 12721 | 12464 | 11868 | 11811 | 12185 | 14294 | 16525 | 16410 | 16712 | 18673 | 21246 | 274203
Harney Electric Coop, Inc. | 147687 | 162837 | 186615 | 187618 | 219449 | 202171 | 222345 | 197973 | 194665 | 159439 | 119024 | 143392 | 155743 | 168501 | 165314 | 164035 | 164796 | 145530 | 155800 | 3262934
Hayfork Valley Public Utility District | 8181 | 5836 | 6195 | 6086 | 6113 | 3082 | [13 empty] | 35493
Heber Light & Power Dept. | 41731 | 39527 | 41314 | 44575 | 45179 | 49000 | 49256 | 51391 | 56076 | 60186 | 64796 | 78161 | 81218 | 86826 | 94019 | 96946 | 100010 | 104493 | 117014 | 1301718
Helper City Light & Power Dept. | 2271 | 8500 | 10700 | 14160 | 3000 | 9000 | 15620 | 15620 | 19098 | 22226 | 21434 | 21432 | 31565 | 8275 | 11075 | 11242 | 11326 | 10300 | 10300 | 257144
Hermiston Energy Services | [13 empty] | 0 | 103266 | 103035 | 103576 | 105027 | 105150 | 520054
Heyburn Electric Dept. | 85768 | 89792 | 89005 | 99506 | 99513 | 103541 | 104061 | 108167 | 106422 | 99624 | 99802 | 107112 | 100340 | 107167 | 69469 | 77070 | 33713 | 28891 | 35026 | 1643989
High Plains Power, Inc. | [10 empty] | 469771 | 484214 | 586909 | 660541 | 704803 | 732903 | 792802 | 837637 | 857520 | 6127100
Hill County Electric Coop, Inc. | 45712 | 46960 | 45698 | 46048 | 47068 | 46979 | 46039 | 46604 | 50727 | 60359 | 63986 | 67605 | 80343 | 88389 | 93401 | 96485 | 99706 | 122132 | 133238 | 1327479
Holden Electric Light System | 2363 | 2755 | 2604 | 2322 | 3242 | 1923 | 1847 | 1789 | 1717 | 1731 | 1733 | 1806 | 1764 | 1915 | 1926 | 1621 | 1644 | 1567 | 1592 | 37861
Hood River Electric Coop | 82374 | 84827 | 86415 | 88016 | 90208 | 93648 | 94238 | 90086 | 88956 | 93401 | 94270 | 100101 | 97739 | 87887 | 86076 | 85020 | 92356 | 95157 | 103258 | 1734033
Hurricane City Power | 27741 | 24966 | 24343 | 29240 | 25288 | 28000 | 30783 | 31504 | 38100 | 38100 | 49698 | 50866 | 58454 | 60710 | 61330 | 62040 | 66380 | 71998 | 88905 | 868446
Hyrum City Corp. | 48253 | 48694 | 50444 | 52255 | 55070 | 55848 | 57238 | 57616 | 51403 | 53479 | 55146 | 57602 | 62504 | 65270 | 64748 | 66657 | 65955 | 66592 | 72302 | 1107076
Idaho County Light & Power Coop Association, Inc. | 31635 | 32380 | 31791 | 33740 | 32712 | 35608 | 35802 | 36519 | 39445 | 40011 | 39388 | 40169 | 40333 | 40567 | 40889 | 40647 | 41343 | 41770 | 44011 | 718760
Idaho Falls Electric Light Division | 505961 | 524304 | 518808 | 564675 | 575836 | 612626 | 607618 | 596301 | 604637 | 606262 | 606552 | 615219 | 606576 | 631894 | 623863 | 609354 | 619763 | 651095 | 681069 | 11362413
Idaho Power Co. | 10562646 | 11069081 | 11085609 | 11265618 | 11606255 | 11406093 | 12194302 | 11982514 | 13035466 | 13240421 | 13334488 | 13765885 | 14598389 | 13031025 | 12894068 | 12980031 | 13239589 | 13288812 | 13939314 | 238519606
Inland Power & Light Co. | 433866 | 451086 | 450149 | 456802 | 436194 | 473097 | 473373 | 567885 | 619767 | 607119 | 622281 | 651517 | 669964 | 674105 | 694398 | 710179 | 724627 | 743363 | 775470 | 11235242
Intermountain Power Agency | 0 | 0 | 0 | 0 | 0 | 0 | 0 | 0 | 0 | 0 | 0 | 0 | 0 | 0 | 0 | 0 | 0 | 0 | 0 | 0
Kanab City Power Dept. | [5 empty] | 21400 | 19983 | 20438 | 20900 | 21019 | 20694 | 20984 | 23244 | 22301 | 22222 | 22624 | 23121 |  |  | 258930
Kanosh Electric Dept. | 2083 | 2095 | 2072 | 1882 | 1892 | 1729 | 1721 | 1682 | 1786 | 1783 | 1806 | 1922 | 2176 | 1970 | 2017 | 2059 | 2104 | 1863 | 1939 | 36581
Kaysville City Corp. | 44322 | 45965 | 47433 | 51105 | 52820 | 55800 | 60423 | 65306 | 71106 | 77414 | 81883 | 86573 | 91635 | 92961 | 94228 | 106307 | 104256 | 109303 | 118509 | 1457349
Kootenai Electric Coop, Inc. | 166279 | 174693 | 176748 | 191969 | 197161 | 212851 | 228929 | 233092 | 257476 | 251987 | 250916 | 270205 | 279011 | 281735 | 290901 | 312631 | 334418 | 361493 | 390792 | 4863287
Lakeview Light & Power Co. | 239944 | 241000 | 249704 | 259235 | 253594 | 266380 | 271053 | 272889 | 273993 | 275342 | 265512 | 277519 | 285320 | 275770 | 279369 | 275676 | 272856 | 277123 | 271852 | 5084131
Lane Electric Coop, Inc. | 220386 | 228982 | 216251 | 197819 | 185431 | 204755 | 202821 | 197286 | 214001 | 212552 | 219991 | 225784 | 225972 | 212982 | 209633 | 210138 | 208407 | 217540 | 227835 | 4038566
Lehi City Power Dept. | 21810 | 21810 | 24066 | 24105 | 24354 | 25769 | 25782 | 31536 | 45744 | 45744 | 54776 | 61410 | 63861 | 169964 | 163552 | 159835 | 163350 | 177128 | 182256 | 1486852
Levan Municipal Electric Light System | 3057 | 2896 | 2815 | 2631 | 2837 | 2652 | 3287 | 2593 | 3489 | 2876 | 3121 | 3145 | 3202 | 3221 | 3563 | 3396 | 3501 | 3138 | 3551 | 58971
Lincoln Electric Coop, Inc. | 171736 | 173995 | 183367 | 178419 | 184438 | 179382 | 197944 | 103119 | 109526 | 108239 | 107567 | 116365 | 111636 | 103997 | 110034 | 111003 | 111261 | 112263 | 108786 | 2583077
Logan Light & Power | 214939 | 238958 | 243036 | 255508 | 265339 | 281241 | 280001 | 280001 | 318053 | 318053 | 330638 | 347264 | 364678 | 373267 | 388401 | 395018 | 396991 | 399893 | 419300 | 6110579
Lost River Electric Coop, Inc. | 55312 | 57724 | 56589 | 58531 | 64500 | 53893 | 73081 | 50794 | 63367 | 59456 | 55279 | 60240 | 73487 | 77158 | 74843 | 72830 | 70483 | 60673 | 63351 | 1201591
Lower Valley Energy, Inc. | 352428 | 369239 | 383101 | 418909 | 407809 | 445253 | 444962 | 467262 | 476625 | 488410 | 495772 | 525243 | 543747 | 551660 | 594228 | 581497 | 610810 | 620309 | 652912 | 9430176
Manti Light & Power Co. | 13325 | 13396 | 10134 | 12220 | 12725 | 12907 | 12803 | 12161 | 12253 | 12840 | 13141 | 13428 | 13751 | 13500 | 14862 | 16304 | 16660 | 15900 | 15708 | 258018
Marias River Electric Coop, Inc. | 79723 | 79510 | 76218 | 76455 | 72647 | 76092 | 74573 | 72055 | 75746 | 73195 | 69948 | 70042 | 73456 | 74000 | 75950 | 75647 | 78317 | 81175 | 82878 | 1437627
McCleary Light & Power Dept. | 31856 | 34685 | 37308 | 34287 | 34784 | 35988 | 36310 | 34778 | 34570 | 33876 | 35320 | 39562 | 39719 | 36824 | 38540 | 38726 | 40259 | 40273 | 35970 | 693635
McMinnville Water & Light | 425883 | 431330 | 445638 | 455095 | 502386 | 612789 | 653460 | 663309 | 674371 | 744280 | 772969 | 785737 | 800192 | 823146 | 717762 | 786304 | 830416 | 824917 | 852153 | 12802137
Meadow Town Corp. | 1550 | 1579 | 1545 | 1743 | 1643 | 1393 | 1300 | 1186 | 1413 | 1341 | 1301 | 1324 | 1458 | 1349 | 1320 | 1283 | 1450 | 1447 | 1488 | 27113
Midstate Electric Coop, Inc. | 189472 | 210602 | 230063 | 246780 | 236787 | 249785 | 258009 | 259482 | 274175 | 280404 | 283060 | 306625 | 318031 | 320832 | 334394 | 326826 | 333230 | 337534 | 364420 | 5360511
Mid-Yellowstone Electric Coop, Inc. | 25106 | 24267 | 24039 | 22899 | 22222 | 22991 | 25674 | 24884 | 26649 | 24815 | 24693 | 24498 | 25091 | 23972 | 25032 | 23287 | 24644 | 22958 | 24965 | 462686
Milton Electric Dept. | 40014 | 45303 | 46933 | 47004 | 44906 | 56844 | 53606 | 51633 | 60068 | 50499 | 53618 | 51314 | 57318 | 52807 | 40384 | 55550 | 55332 | 57670 | 57075 | 977878
Milton-Freewater Light & Power Dept. | 111769 | 111800 | 113000 | 110700 | 104000 | 111060 | 110769 | 105948 | 113067 | 118133 | 111398 | 112535 | 115095 | 117320 | 113779 | 109918 | 109995 | 109869 | 106040 | 2116195
Minidoka Electric Dept. | 705 | 704 | 704 | 704 | 704 | 704 | 717 | 669 | 580 | 680 | 615 | 632 | 653 | 635 | 622 | 599 | 607 | 566 | 625 | 12425
Missoula Electric Coop, Inc. | 113915 | 119277 | 116151 | 125721 | 124696 | 133720 | 137704 | 142856 | 151152 | 150084 | 148693 | 159615 | 168248 | 165321 | 175866 | 179967 | 183759 | 191363 | 197744 | 2885852
Modern Electric Water Co. | 172415 | 178161 | 178161 | 187147 | 186275 | 193064 | 194664 | 193538 | 205387 | 204070 | 208698 | 206915 | 210377 | 205020 | 207182 | 206896 | 206777 | 206635 | 209158 | 3760540
Monmouth Electric Dept. | 51217 | 53379 | 53727 | 56052 | 52849 | 58322 | 57946 | 56694 | 60589 | 60641 | 62414 | 64149 | 67549 | 61360 | 61671 | 61520 | 62708 | 55718 | 66103 | 1124608
Monroe City Electric Light Dept. | 8517 | 8516 | 7535 | 7550 | 7739 | 7739 | 8069 | 8482 | 9598 | 9355 | 8788 | 9114 | 9314 | 10665 | 9971 | 9006 | 9976 | 10520 | 11176 | 171630
Moon Lake Electric Association, Inc. | 992332 | 1022524 | 1019502 | 1020361 | 990688 | 942679 | 907868 | 836163 | 819277 | 806919 | 785442 | 691419 | 766199 | 814762 | 778214 | 778260 | 806600 | 856160 | 904234 | 16539603
Morgan City Corp. Electric Dept. | 9535 | 9829 | 9669 | 10010 | 10596 | 10533 | 10883 | 10821 | 12249 | 12406 | 12663 | 12988 | 16683 | 16701 | 14018 | 13960 | 14567 | 15580 | 16040 | 239731
Mount Pleasant Electric Light & Power Dept. | 13354 | 11240 | 10731 | 11621 | 11649 | 11756 | 12291 | 12739 | 14436 | 14570 | 14569 | 15072 | 16930 | 16006 | 16311 | 16203 | 16500 | 16218 | 16303 | 268499
Mount Wheeler Power, Inc. | 146149 | 168503 | 179577 | 166912 | 164310 | 167828 | 160658 | 151413 | 414431 | 432861 | 431626 | 328222 | 184179 | 183525 | 189355 | 173235 | 252662 | 432849 | 459339 | 4787634
Murray City Power Dept. | 238394 | 245709 | 255909 | 276967 | 279565 | 286852 | 294844 | 310643 | 317328 | 330842 | 325206 | 341891 | 353009 | 360051 | 365004 | 368688 | 377964 | 379738 | 397899 | 6106503
Nephi Municipal Electric Dept. | 32736 | 33007 | 31262 | 33806 | 33139 | 31974 | 30855 | 33024 | 33130 | 34247 | 35800 | 35599 | 34243 | 40647 | 40372 | 39614 | 41290 | 42572 | 44802 | 682119
Nespelem Valley Electric Coop, Inc. | 34921 | 35300 | 34945 | 37003 | 35934 | 37499 | 38772 | 38189 | 40533 | 39388 | 39979 | 40022 | 43486 | 40933 | 42043 | 42351 | 41934 | 43377 | 45199 | 751808
Northern Electric Coop, Inc. | 30959 | 31580 | 30356 | 28532 | 27315 | 28752 | 27862 | 26366 | 27911 | 26935 | 25028 | 23580 | 24421 | 25066 | 28012 | 28695 | 27887 | 27329 | 27218 | 523804
Northern Lights, Inc. | 212729 | 228478 | 230166 | 241099 | 233589 | 208081 | 187172 | 197573 | 212495 | 216431 | 209893 | 222152 | 224436 | 224484 | 229015 | 233948 | 238515 | 277048 | 296884 | 4324188
Northern Wasco County Public Utility District | 190713 | 197820 | 198520 | 221075 | 232074 | 252961 | 248367 | 253228 | 257917 | 254461 | 258979 | 253948 | 282112 | 291342 | 267703 | 258661 | 241988 | 242429 | 393881 | 4798179
Oak City Electric Dept. | 2602 | 2521 | 2707 | 2613 | 2719 | 2718 | 2969 | 2762 | 2882 | 3013 | 3033 | 2980 | 2812 | 2698 | 2690 | 2695 | 2647 | 2626 | 2719 | 52406
Ohop Mutual Light Co. | 38112 | 41248 | 39453 | 44980 | 41688 | 48470 | 49170 | 52991 | 55427 | 55973 | 58322 | 62734 | 65678 | 63196 | 66637 | 66737 | 69895 | 73203 | 77180 | 1071094
Okanogan County Electric Coop, Inc. | 26071 | 26920 | 27672 | 32175 | 32164 | 35025 | 38108 | 37101 | 38827 | 40099 | 39833 | 41337 | 43985 | 42263 | 43554 | 44744 | 45087 | 48056 | 50899 | 733920
Orcas Power & Light Co. | 110042 | 118503 | 125341 | 133619 | 126014 | 142343 | 140993 | 138731 | 154253 | 155823 | 156698 | 173534 | 175986 | 175551 | 179379 | 174204 | 180075 | 186658 | 192176 | 2939923
Oregon Trail Electric Consumers Coop, Inc. |  | 594000 | 599915 | 623591 | 608288 | 638243 | 653918 | 638300 | 655702 | 654859 | 663358 | 678537 | 677508 | 659073 | 652130 | 634974 | 642284 | 642422 | 659510 | 11576612
PacifiCorp. | 21627711 | 39195938 | 40287822 | 40783796 | 41511308 | 42413098 | 43700913 | 43167562 | 45288066 | 46148733 | 46884801 | 46605155 | 48300473 | 47708461 | 47029924 | 48338551 | 48816147 | 49646202 | 51797336 | 839251997
Paragonah, Town of | 1291 | 1331 | 1484 | 1484 | 1484 | 1472 | 1119 | 1026 | 1222 | 1290 | 1337 | 1286 | 1385 | 1503 | 1642 | 1448 | 1451 | 1506 | 1583 | 26344
Park Electric Coop, Inc. | 39521 | 41487 | 42097 | 43965 | 41078 | 43204 | 46647 | 48273 | 51976 | 49918 | 53799 | 64384 | 69300 | 84406 | 102943 | 119940 | 129003 | 135915 | 143731 | 1351587
Parkland Light & Water Co. | 90962 | 92855 | 93450 | 98818 | 94418 | 98879 | 96050 | 95433 | 99453 | 96261 | 101144 | 109278 | 112289 | 111514 | 114993 | 112037 | 113096 | 114216 | 118136 | 1963282
Parowan City Electrical Dept. | 11280 | 11974 | 11107 | 11966 | 11979 | 12702 | 12880 | 12813 | 13233 | 12812 | 13501 | 13072 | 13487 | 13804 | 13877 | 11581 | 13971 | 13064 | 15000 | 244103
Payson City Corp. | 36851 | 37075 | 39483 | 43721 | 43663 | 43529 | 49332 | 49085 | 53030 | 54480 | 59871 | 63000 | 71645 | 71444 | 80047 | 82000 | 84234 | 87675 | 98531 | 1148696
Peninsula Light Co. | 326715 | 349825 | 359985 | 387512 | 374660 | 417233 | 417657 | 426427 | 454445 | 458347 | 468018 | 479407 | 502814 | 475558 | 488389 | 491906 | 502978 | 518480 | 538854 | 8439210
Plummer Electric Dept. | 25629 | 27016 | 27785 | 27016 | 29502 | 31802 | 30081 | 31447 | 32050 | 30615 | 26366 | 18043 | 17623 | 23186 | 26541 | 28074 | 29070 | 30296 | 32053 | 524195
Port Angeles Light Dept. | 650928 | 675836 | 661453 | 709721 | 675463 | 644322 | 630681 | 638573 | 646690 | 483709 | 484673 | 429603 | 632798 | 648382 | 616313 | 648080 | 659174 | 665404 | 698469 | 11900272
Portland General Electric Co. | 14209765 | 14901168 | 15431553 | 15860175 | 15643858 | 16557830 | 16829879 | 17067008 | 17509158 | 18254801 | 17443473 | 19258992 | 19872544 | 19040188 | 18771884 | 18425854 | 17764138 | 17540047 | 18432528 | 328814843
Power Resources Coop. | 0 | 0 | 0 | 0 | 0 | 0 | 0 | 0 | 0 | 0 | 0 | 0 | 0 | 0 | 0 | 0 | 0 | 0 | 0 | 0
Prairie Power Coop, Inc. | 7293 | 8007 | 8282 | 9609 | [15 empty] | 33191
Price City Utilities | 52079 | 51168 | 50735 | 56160 | 54434 | 55238 | 58905 | 58112 | 60029 | 60147 | 63080 | 63257 | 65369 | 67183 | 67801 | 64162 | 64528 | 70497 | 74625 | 1157509
Provo City Power | 437768 | 470483 | 481152 | 497045 | 505319 | 527255 | 535472 | 573837 | 569917 | 613608 | 614194 | 673506 | 707863 | 706219 | 706560 | 711158 | 715668 | 732653 | 759609 | 11539286
PUD No. 1 of Asotin County | [7 empty] | 239 | 292 | 230 | 252 | 411 | 339 | 413 | 467 | 475 | 0 | 0 | 0 | 3118
PUD No. 1 of Benton County | 1277434 | 1329341 | 1344938 | 1383117 | 1295685 | 1360014 | 1385299 | 1372157 | 1613799 | 1594476 | 1662540 | 1722405 | 1779257 | 1562107 | 1587678 | 1580751 | 1597054 | 1602508 | 1555710 | 28606270
PUD No. 1 of Chelan County | 1082366 | 1110652 | 1120434 | 1185057 | 1157870 | 1263860 | 901818 | 1281607 | 1315295 | 1343310 | 1306316 | 1334435 | 1350015 | 1332272 | 1312198 | 1334911 | 1360591 | 1423096 | 1487665 | 24003768
PUD No. 1 of Clallam County | 400818 | 419043 | 430346 | 451292 | 437943 | 481046 | 472160 | 475080 | 521719 | 516438 | 516609 | 566077 | 577007 | 557572 | 560109 | 557690 | 566573 | 595906 | 651368 | 9754796
PUD No. 1 of Cowlitz County | 2736284 | 2812309 | 4147027 | 4217150 | 4404204 | 4562301 | 4707352 | 4554972 | 4033060 | 4271165 | 4128106 | 3954759 | 4216752 | 4382321 | 4168968 | 4217346 | 4235931 | 4384861 | 4606966 | 78741834
PUD No. 1 of Douglas County | 601412 | 602500 | 588555 | 592413 | 553444 | 650313 | 683342 | 689777 | 726107 | 738341 | 660104 | 586289 | 511636 | 504625 | 512145 | 517034 | 539485 | 550564 | 576160 | 11384246
PUD No. 1 of Ferry County | 65642 | 68832 | 103946 | 117798 | 118556 | 115833 | 113348 | 105609 | 110907 | 115004 | 112093 | 110286 | 104289 | 91222 | 85519 | 64864 | 82728 | 82677 | 61002 | 1830155
PUD No. 1 of Franklin County | 561851 | 569978 | 572295 | 595237 | 595492 | 625542 | 631742 | 629531 | 670215 | 677242 | 707454 | 739734 | 735425 | 746841 | 756900 | 750536 | 787245 | 810428 | 835781 | 12999469
PUD No. 1 of Grays Harbor County | 1093116 | 1122779 | 1116832 | 1136465 | 1084146 | 963151 | 1031237 | 1041594 | 1006535 | 994271 | 1006610 | 1100695 | 1107060 | 1028016 | 1002857 | 982673 | 979591 | 979034 | 992831 | 19769493
PUD No. 1 of Kittitas County | 35851 | 38500 | 39500 | 44310 | 44190 | 50024 | 49473 | 51851 | 56327 | 56095 | 53844 | 56480 | 59838 | 59083 | 59797 | 59688 | 63523 | 61843 | 69041 | 1009258
PUD No. 1 of Klickitat County | 218000 | 246000 | 239150 | 263380 | 257965 | 276286 | 280568 | 281129 | 284951 | 286906 | 296106 | 314159 | 397037 | 471934 | 468469 | 335848 | 268113 | 282250 | 291564 | 5759815
PUD No. 1 of Lewis County | 591611 | 641200 | 643200 | 645000 | 602900 | 651304 | 671391 | 674855 | 725955 | 720349 | 726195 | 761786 | 775622 | 753407 | 752124 | 772373 | 792698 | 808281 | 861057 | 13571308
PUD No. 1 of Mason County | 48020 | 52000 | 51724 | 55537 | 52132 | 58700 | 58900 | 58411 | 62667 | 59774 | 59561 | 64405 | 62618 | 60020 | 59000 | 58320 | 60098 | 61825 | 67261 | 1110973
PUD No. 1 of Okanogan County | 509454 | 515130 | 503053 | 530409 | 531036 | 584066 | 566664 | 570535 | 597493 | 604370 | 587346 | 602888 | 606175 | 582774 | 550732 | 540500 | 573234 | 574813 | 591488 | 10722160
PUD No. 1 of Pend Oreille County | 123964 | 204209 | 711761 | 802199 | 839065 | 873832 | 900701 | 903391 | 887890 | 877259 | 909319 | 929468 | 927420 | 858193 | 954194 | 950090 | 967540 | 977091 | 956942 | 15554528
PUD No. 1 of Skamania County | 103655 | 109560 | 110653 | 108898 | 91737 | 104141 | 100570 | 102316 | 110372 | 108239 | 110579 | 115405 | 118527 | 108117 | 111466 | 114762 | 120729 | 122959 | 119882 | 2092567
PUD No. 1 of Snohomish County | 4955320 | 5312480 | 5429691 | 5631998 | 5421469 | 5838889 | 5771544 | 5682564 | 6047811 | 6172086 | 6236605 | 6532893 | 6525009 | 6184545 | 6193672 | 6064884 | 6151711 | 6305176 | 6483487 | 112941834
PUD No. 1 of Wahkiakum County | 30027 | 30672 | 30753 | 32477 | 32050 | 33390 | 34792 | 32780 | 36596 | 35589 | 35559 | 37827 | 37398 | 34916 | 34391 | 34066 | 35000 | 36079 | 38306 | 652668
PUD No. 1 of Whatcom County | 147361 | 147900 | 131886 | 149043 | 141788 | 139229 | 171659 | 157399 | 177465 | 162556 | 178725 | 178805 | 169972 | 184004 | 182962 | 174110 | 205902 | 207228 | 207705 | 3215699
PUD No. 2 of Grant County | 2113143 | 2165012 | 2158360 | 2577017 | 2564840 | 2666988 | 2843260 | 2751453 | 2787479 | 2744579 | 2724325 | 2655838 | 2859861 | 2660306 | 2439741 | 2791272 | 2892344 | 3018611 | 3143916 | 50558345
PUD No. 2 of Pacific County | 226340 | 238049 | 239833 | 254696 | 230682 | 272110 | 259992 | 264525 | 277647 | 276209 | 274911 | 293509 | 292068 | 287524 | 272725 | 271502 | 273227 | 281058 | 293341 | 5079948
PUD No. 3 of Mason County | 385403 | 420867 | 431652 | 459794 | 447262 | 489979 | 497082 | 511592 | 542902 | 543440 | 547375 | 587127 | 601137 | 568254 | 587255 | 574972 | 598279 | 618256 | 645819 | 10058447
Puget Sound Energy, Inc. | 16354625 | 17400717 | 17899607 | 18194148 | 18224495 | 19048904 | 18938140 | 19144638 | 20248707 | 20363370 | 20768030 | 21292035 | 21710218 | 19848309 | 19253824 | 19591637 | 19876790 | 20465557 | 21091533 | 369715284
Raft River Rural Electric Coop, Inc. | 169888 | 171932 | 194366 | 165643 | 218514 | 167117 | 199177 | 166593 | 194494 | 179505 | 170947 | 180369 | 214269 | 246205 | 254194 | 260254 | 244829 | 217394 | 235067 | 3850757
Ravalli County Electric Coop, Inc. | 74100 | 77815 | 75974 | 81413 | 81576 | 89326 | 91208 | 96604 | 103818 | 103825 | 103885 | 104584 | 110416 | 111749 | 117279 | 119809 | 123299 | 127986 | 134266 | 1928932
Richland Energy Services Dept. | 533692 | 548204 | 547988 | 596113 | 580580 | 634082 | 629719 | 633976 | 649732 | 656835 | 664283 | 668096 | 693213 | 689957 | 687456 | 698791 | 728145 | 752781 | 782134 | 12375777
Rupert Electrical Dept. | 61644 | 65062 | 67367 | 75597 | 75597 | 78911 | 75373 | 74505 | 74765 | 77354 | 79644 | 80943 | 77776 | 77225 | 71774 | 66787 | 73681 | 77142 | 81307 | 1412454
Rupert Rural Electric Co. | 73583 | 77262 | 76421 | 78373 | 80087 | 83099 | 86697 | 84049 | 88078 | 88434 | [9 empty] | 816083
Ruston Electric Utility | 4687 | 4687 | 4687 | 10452 | 5020 | 6337 | 6239 | 6936 | 6281 | 6472 | 6157 | 6359 | 6627 | 5592 | 5861 | 5377 | 5247 | 5187 | 5311 | 113516
Salem City Power Dept. | 8427 | 8353 | 8436 | 8233 | 8969 | 9570 | 10279 | 10328 | 12191 | 13978 | 16307 | 18092 | 18480 | 19100 | 18509 | 19486 | 20088 | 20761 | 20955 | 270542
Salem Electric Coop Association | 298435 | 310541 | 325256 | 331582 | 327405 | 341563 | 346850 | 361902 | 387260 | 392604 | 398764 | 419886 | 419836 | 381568 | 390673 | 379062 | 380436 | 322085 | 327033 | 6842741
Salmon River Electric Coop, Inc. | 198748 | 211736 | 234380 | 149849 | 205637 | 58920 | 160385 | 272874 | 270547 | 250360 | 232875 | 183917 | 192287 | 129304 | 161480 | 187509 | 223896 | 219077 | 188478 | 3732259
Santa Clara, City of | [5 empty] | 12074 | 14696 | 13968 | 16159 | 16330 | 16984 | 18380 | 20008 | 21827 | 24286 | 26748 | 27983 | 28687 | 32983 | 291113
Seattle City Light | 8455919 | 8708157 | 8997016 | 8832638 | 8762380 | 8914888 | 8874039 | 8788829 | 9188000 | 9247887 | 9299175 | 9397893 | 9460493 | 8990171 | 8923130 | 8905944 | 9020525 | 9161466 | 9454505 | 171383055
Sierra Pacific Power Co. | 4524856 | 5121039 | 5522412 | 5644257 | 6055518 | 6315612 | 6578695 | 6797527 | 7149114 | 7755792 | 8226116 | 8432466 | 8820665 | 8741134 | 8703901 | 8915338 | 9158159 | 9249188 | 8726238 | 140438027
Soda Springs Electric Light & Power | 21999 | 22247 | 21285 | 20834 | 21191 | 22388 | 22690 | 23299 | 23461 | 25356 | 23400 | 22171 | 22960 | 23378 | 23131 | 23113 | 23600 | 23209 | 23022 | 432734
South Side Electric Lines, Inc. | 34068 | 36114 | 34738 | 35578 | 38769 | 35509 | 40135 | 36574 | 41146 | 40109 | 38225 | 41460 | 48548 | 47103 | 47373 | 46505 | 50953 | 45636 | 50420 | 788963
Spanish Fork Power & Light | 47431 | 60300 | 55000 | 63880 | 66600 | 75300 | 85800 | 100013 | 108268 | 119416 | 131725 | 136257 | 150859 | 151475 | 157426 | 160952 | 168400 | 175114 | 189428 | 2203644
Spring City Light & Power Plant | 2626 | 2200 | 2200 | 2476 | 2356 | 2457 | 2608 | 2565 | 2695 | 3001 | 3890 | 3100 | 3000 | 2979 | 3267 | 2639 | 3170 | 2487 | 3728 | 53444
Springfield Utility Board | 580471 | 689042 | 736254 | 765184 | 750570 | 803012 | 818123 | 845575 | 860729 | 861014 | 869281 | 885296 | 879826 | 704947 | 735086 | 721340 | 736967 | 783217 | 807908 | 14833842
Springville Municipal Power & Light Dept. | 78571 | 88112 | 91157 | 96664 | 107832 | 113514 | 127502 | 146106 | 159022 | 166373 | 179280 | 189762 | 207729 | 211430 | 206845 | 214738 | 220605 | 212616 | 228483 | 3046341
St. George City Water & Power Dept. | 219720 | 242418 | 263389 | 281451 | 280152 | 304843 | 313750 | 340142 | 375434 | 388387 | 389070 | 416346 | 450161 | 416346 | 467707 | 503052 | 523000 | 535240 | 537408 | 7248016
Steilacoom Electric Dept. | 37402 | 39313 | 38361 | 46201 | 37731 | 37787 | 38570 | 35539 | 38201 | 37000 | 37000 | 39454 | 39009 | 37160 | 37206 | 35965 | 37138 | 37733 | 38523 | 725293
Strawberry Electric Service District | 29928 | 30850 | 30034 | 31622 | 32524 | 33280 | 35301 | 34827 | 38058 | 39950 | 39970 | 39399 | 42626 | 43537 | 44028 | 43222 | 43676 | 43966 | 45831 | 722629
Strawberry Water Users Association | 0 | 0 | 0 | 0 | 0 | 0 | 0 | 0 | 0 | 0 | 0 | 0 | 0 | 0 | 0 | 0 | 9950 | 0 | 0 | 9950
Sumas Electric Dept. | 10068 | 11070 | 12560 | 13309 | 13644 | 15596 | 16397 | 16718 | 15998 | 14503 | 17170 | 17571 | 22502 | 19300 | 18300 | 22587 | 25700 | 27930 | 29751 | 340674
Sun River Electric Coop, Inc. | 78168 | 72793 | 75968 | 71729 | 73011 | 66955 | 76050 | 66084 | 77041 | 79392 | 80475 | 82724 | 84180 | 73322 | 75278 | 79660 | 78621 | 82818 | 81686 | 1455955
Tacoma Public Utilities Light Division | 5442057 | 5541518 | 5526347 | 5568661 | 5387959 | 5545514 | 5332897 | 5331048 | 5471096 | 5552961 | 5425626 | 5564551 | 5492020 | 4620280 | 4535202 | 4070726 | 4638234 | 4622653 | 4731907 | 98401257
Tanner Electric Coop | 28229 | 31305 | 34348 | 38491 | 37697 | 40670 | 41706 | 44410 | 48139 | 49640 | 54364 | 58882 | 60704 | 58494 | 59571 | 58909 | 61261 | 62780 | 64040 | 933640
Tillamook Peoples Utility District | 290027 | 308371 | 318969 | 341811 | 336478 | 360912 | 363521 | 362581 | 406915 | 398015 | 386893 | 414482 | 403464 | 392424 | 387062 | 382740 | 386834 | 402184 | 416658 | 7060341
Troy Power & Light |  | 13654 | 13598 | 13945 | 13350 | 13943 | 13446 | 13714 | 14517 | 13186 | 13446 | 13866 | 15093 | 13898 | 14284 | 14089 | 14099 | 15259 | 15336 | 252723
Umatilla Electric Coop Association | 499914 | 505226 | 536180 | 561918 | 567295 | 562385 | 623801 | 597904 | 645550 | 662392 | 724535 | 773358 | 796081 | 768225 | 808281 | 812149 | 812599 | 836073 | 807173 | 12901039
Unity Light & Power Co. | 63192 | 64133 | 63447 | 65396 | 69053 | 71514 | 73733 | 68653 | 78174 | 76412 | 159907 | 169794 | 180684 | [6 empty] | 1204092
USBIA-Mission Valley Power | 252260 | 240391 | 236059 | 250314 | 238608 | 260854 | 262889 | 270995 | 291095 | 300383 | 286084 | 306571 | 319372 | 327294 | 306112 | 303251 | 311904 | 322063 | 331596 | 5418095
Utah Associated Municipal Power Systems | 0 | 0 | 0 | 0 | 0 | 0 | 0 | 0 | 0 | 0 | 0 | 0 | 0 | 0 | 0 | 0 | 0 | 0 | 0 | 0
Utah Municipal Power Agency | 0 | 0 | 0 | 0 | 0 | 0 | 0 | 0 | 0 | 0 | 0 | 0 | 0 | 0 | 0 | 0 | 0 | 0 | 0 | 0
Utah Power & Light Co. | 16325856 | [18 empty] | 16325856
Valley Electric Coop, Inc. | 18971 | 19472 | 20415 | 20705 | 19737 | 20348 | 21041 | 20570 | 21855 | 20718 | 20961 | 19429 | 20566 | 21286 | 21903 | 22937 | 21080 | 21566 | 22502 | 396062
Vera Irrigation District No. 15 | 152297 | 157121 | 154527 | 165078 | 161248 | 172652 | 174994 | 174557 | 188175 | 187804 | 188455 | 192063 | 200379 | 189945 | 193042 | 196676 | 202331 | 201038 | 214708 | 3467090
Vigilante Electric Coop, Inc. | 101954 | 102763 | 101920 | 105989 | 103762 | 95322 | 109943 | 100598 | 118934 | 107536 | 115973 | 112791 | 125809 | 122927 | 122649 | 127609 | 124595 | 126569 | 137255 | 2164898
Warm Springs Power Enterprises | 0 | 0 | 0 | 0 | [15 empty] | 0
Wasco Electric Coop, Inc. | 81818 | 81837 | 80555 | 82765 | 73257 | 76909 | 78033 | 73411 | 79303 | 79210 | 79573 | 86322 | 87577 | 86625 | 89900 | 87132 | 88783 | 88785 | 92541 | 1574336
Washington City Power | [5 empty] | 24397 | 27449 | 26833 | 30391 | 32843 | 34768 | 37436 | 43976 | 60899 | 61030 | 61005 | 58035 | 68406 | 75563 | 643031
Waterville Light Utility | 12957 | 13400 | 14000 | 14598 | 15090 | 15930 | 15573 | 15884 | 17847 | 11749 | [9 empty] | 147028
Weber Basin Water Conservation District | 0 | 0 | 0 | 0 | 0 | [14 empty] | 0
Weiser Water & Light Dept. | 38394 | 40403 | 42161 | 43324 | 43599 | 43675 | 44402 | 44414 | 46577 | 46336 | 41993 | 43960 | 45237 | 51717 | 49386 | 49681 | 51175 | 55949 | 50339 | 872722
Wells Rural Electric Co. | 211790 | 336000 | 362046 | 362701 | 380366 | 399048 | 485496 | 616469 | 696002 | 707116 | 688021 | 676814 | 639999 | 653172 | 674809 | 619957 | 678629 | 706252 | 736157 | 10630844
West Oregon Electric Coop, Inc. | 54918 | 54918 | 57703 | 58171 | 55145 | 58728 | 60129 | 61194 | 64497 | 65301 | 66681 | 69607 | 69585 | 66931 | 67291 | 67104 | 68230 | 68221 | 68296 | 1202650
Yellowstone Valley Electric Coop, Inc. | 135562 | 137225 | 132750 | 139637 | 133665 | 147716 | 151236 | 153062 | 170665 | 166812 | 166041 | 168690 | 178417 | 182039 | 191343 | 199996 | 197065 | 205922 | 219161 | 3177004
Grand Total | 181542667 | 188439878 | 195737354 | 198930310 | 196530444 | 199549452 | 199138553 | 201354084 | 205977713 | 206758464 | 210259399 | 216148052 | 221820202 | 195438237 | 193381561 | 196017784 | 200932627 | 205045027 | 211110143 | 3824111951

## Data 1988-2006
Company Name | Sub-Region Name | Year | ESP Retail Load Factor (%) | Losses % (of Total Uses) | Residential Sales MWh | Commercial Sales MWh | Industrial Sales MWh | Pub Str & Hwy Lt MWh | Other Sales MWh | Total Utility Retail Sales MWh |  | Losses % (of Total Uses) | Residential Sales MWh | Commercial Sales MWh | Industrial Sales MWh | Pub Str & Hwy Lt MWh | Other Sales MWh | Total Utility Retail Sales MWh
Albion Light & Water Plant | Northwest Power Area (NWPA) - U.S. Systems | 1988 | 0 | 0 | 3134 | 0 | 0 | 0 | 0 | 3134 |  | 0.95% | 20918 | 36002 | 0 | 0 | 1192 | 58112 | 1.5795e-05
Albion Light & Water Plant | Northwest Power Area (NWPA) - U.S. Systems | 1989 | 0 | 0 | 3134 | 0 | 0 | 0 | 0 | 3134 |  | 0.95% | 57238 | 47255 | 0 | 0 | 0 | 104493 | 2.8401e-05
Albion Light & Water Plant | Northwest Power Area (NWPA) - U.S. Systems | 1990 | 0 | 0 | 3134 | 0 | 0 | 0 | 0 | 3134 |  | 0.95% | 529289 | 728054 | 1303414 | 3465 | 618 | 2564840 | 0.00069713
Albion Light & Water Plant | Northwest Power Area (NWPA) - U.S. Systems | 1991 | 0 | 8.24 | 1603 | 435 | 0 | 100 | 0 | 2138 |  | 0.96% | 15042 | 2834 | 20664 | 0 | 0 | 38540 | 1.0475e-05
Albion Light & Water Plant | Northwest Power Area (NWPA) - U.S. Systems | 1992 | 0 | 8.24 | 1603 | 435 | 0 | 100 | 0 | 2138 |  | 0.96% | 33649 | 3635 | 0 | 0 | 1286 | 38570 | 1.0483e-05
Albion Light & Water Plant | Northwest Power Area (NWPA) - U.S. Systems | 1993 | 0 | 8.24 | 1603 | 435 | 0 | 100 | 0 | 2138 |  | 0.97% | 43419 | 39889 | 11695 | 281 | 11556 | 106840 | 2.9039e-05
Albion Light & Water Plant | Northwest Power Area (NWPA) - U.S. Systems | 1994 | 0 | 3.67 | 2962 | 0 | 0 | 0 | 0 | 2962 |  | 0.98% | 11003 | 11630 | 0 | 0 | 0 | 22633 | 6.1517e-06
Albion Light & Water Plant | Northwest Power Area (NWPA) - U.S. Systems | 1995 | 0 | 0 | 2994 | 0 | 0 | 0 | 0 | 2994 |  | 0.99% | 51222 | 45189 | 583893 | 425 | 7292 | 688021 | 0.00018701
Albion Light & Water Plant | Northwest Power Area (NWPA) - U.S. Systems | 1996 | 0 | 0 | 3491 | 0 | 0 | 0 | 0 | 3491 |  | 0.99% | 0 | 0 | 1689514 | 0 | 0 | 1689514 | 0.00045921
Albion Light & Water Plant | Northwest Power Area (NWPA) - U.S. Systems | 1997 | 0 | 4.06 | 3000 | 0 | 0 | 0 | 0 | 3000 |  | 0.99% | 0 | 0 | 1691305 | 0 | 0 | 1691305 | 0.0004597
Albion Light & Water Plant | Northwest Power Area (NWPA) - U.S. Systems | 1998 | 0 | 0.83 | 3000 | 0 | 0 | 0 | 0 | 3000 |  | 0.99% | 0 | 0 | 1699728 | 0 | 0 | 1699728 | 0.00046199
Albion Light & Water Plant | Northwest Power Area (NWPA) - U.S. Systems | 1999 | 0 | 0.83 | 3000 | 0 | 0 | 0 | 0 | 3000 |  | 0.99% | 0 | 0 | 1699728 | 0 | 0 | 1699728 | 0.00046199
Albion Light & Water Plant | Northwest Power Area (NWPA) - U.S. Systems | 2000 | 0 | 3.96 | 2743 | 0 | 0 | 0 | 0 | 2743 |  | 0.99% | 0 | 0 | 1699728 | 0 | 0 | 1699728 | 0.00046199
Albion Light & Water Plant | Northwest Power Area (NWPA) - U.S. Systems | 2001 | 0 | 3.84 | 3005 | 0 | 0 | 0 | 0 | 3005 |  | 0.99% | 0 | 0 | 1699728 | 0 | 0 | 1699728 | 0.00046199
Albion Light & Water Plant | Northwest Power Area (NWPA) - U.S. Systems | 2002 | 0 | 2.53 | 2799 | 277 | 0 | 0 | 0 | 3076 |  | 0.99% | 731153 | 351982 | 3175618 | 6221 | 6191 | 4271165 | 0.0011609
Albion Light & Water Plant | Northwest Power Area (NWPA) - U.S. Systems | 2003 | 0 | 8.35 | 1878 | 997 | 0 | 0 | 0 | 2875 |  | 1% | 59644 | 118525 | 11776 | 0 | 0 | 189945 | 5.1627e-05
Albion Light & Water Plant | Northwest Power Area (NWPA) - U.S. Systems | 2004 | 0 | 8.55 | 1929 | 1076 | 0 | 0 | 0 | 3005 |  | 1.01% | 12596 | 10066 | 544 | 194 | 0 | 23400 | 6.3602e-06
Albion Light & Water Plant | Northwest Power Area (NWPA) - U.S. Systems | 2005 | 0 | 9.36 | 1908 | 1054 | 0 | 0 | 0 | 2962 |  | 1.01% | 17416 | 6262 | 79636 | 0 | 227 | 103541 | 2.8143e-05
Albion Light & Water Plant | Northwest Power Area (NWPA) - U.S. Systems | 2006 | 0 | 11.3 | 2105 | 887 | 0 | 0 | 0 | 2992 |  | 1.02% | 176873 | 80380 | 28523 | 0 | 1748 | 287524 | 7.815e-05
Alder Mutual Light Co., Inc. | Northwest Power Area (NWPA) - U.S. Systems | 1988 | 0 | 15.57 | 1794 | 188 | 0 | 0 | 14 | 1996 |  | 1.03% | 21657 | 37389 | 0 | 0 | 983 | 60029 | 1.6316e-05
Alder Mutual Light Co., Inc. | Northwest Power Area (NWPA) - U.S. Systems | 1989 | 0 | 8.26 | 1800 | 300 | 0 | 0 | 10 | 2110 |  | 1.04% | 0 | 0 | 0 | 0 | 26103 | 26103 | 7.0948e-06
Alder Mutual Light Co., Inc. | Northwest Power Area (NWPA) - U.S. Systems | 1990 | 0 | 0 | 2027 | 281 | 0 | 17 | 0 | 2325 |  | 1.04% | 20058 | 12880 | 167622 | 313 | 10863 | 211736 | 5.755e-05
Alder Mutual Light Co., Inc. | Northwest Power Area (NWPA) - U.S. Systems | 1991 | 0 | 7.39 | 2157 | 272 | 0 | 16 | 0 | 2445 |  | 1.05% | 4246 | 1096 | 0 | 0 | 393 | 5735 | 1.5588e-06
Alder Mutual Light Co., Inc. | Northwest Power Area (NWPA) - U.S. Systems | 1992 | 0 | 0 | 2167 | 264 | 0 | 17 | 0 | 2448 |  | 1.05% | 60650 | 14323 | 26901 | 406 | 9118 | 111398 | 3.0278e-05
Alder Mutual Light Co., Inc. | Northwest Power Area (NWPA) - U.S. Systems | 1993 | 0 | 9.19 | 2408 | 271 | 0 | 0 | 27 | 2706 |  | 1.06% | 17000 | 5000 | 0 | 6000 | 0 | 28000 | 7.6105e-06
Alder Mutual Light Co., Inc. | Northwest Power Area (NWPA) - U.S. Systems | 1994 | 0 | 8.38 | 2426 | 298 | 0 | 0 | 20 | 2744 |  | 1.06% | 338778 | 171205 | 40581 | 0 | 0 | 550564 | 0.00014964
Alder Mutual Light Co., Inc. | Northwest Power Area (NWPA) - U.S. Systems | 1995 | 0 | 7.98 | 2518 | 276 | 0 | 0 | 19 | 2813 |  | 1.07% | 16311 | 5362 | 77614 | 0 | 219 | 99506 | 2.7046e-05
Alder Mutual Light Co., Inc. | Northwest Power Area (NWPA) - U.S. Systems | 1996 | 0 | 8.75 | 2744 | 251 | 0 | 0 | 20 | 3015 |  | 1.07% | 364329 | 175238 | 36593 | 0 | 0 | 576160 | 0.0001566
Alder Mutual Light Co., Inc. | Northwest Power Area (NWPA) - U.S. Systems | 1997 | 0 | 10.59 | 2713 | 248 | 0 | 0 | 18 | 2979 |  | 1.08% | 9125 | 2299 | 9117 | 0 | 1377 | 21918 | 5.9574e-06
Alder Mutual Light Co., Inc. | Northwest Power Area (NWPA) - U.S. Systems | 1998 | 0 | 6.55 | 2916 | 241 | 0 | 0 | 22 | 3179 |  | 1.08% | 46639 | 42120 | 599324 | 499 | 7420 | 696002 | 0.00018917
Alder Mutual Light Co., Inc. | Northwest Power Area (NWPA) - U.S. Systems | 1999 | 0 | 10.86 | 3016 | 286 | 0 | 0 | 15 | 3317 |  | 1.08% | 1764220 | 323713 | 2710258 | 22561 | 512145 | 5332897 | 0.0014495
Alder Mutual Light Co., Inc. | Northwest Power Area (NWPA) - U.S. Systems | 2000 | 0 | 7.18 | 3044 | 456 | 0 | 0 | 18 | 3518 |  | 1.09% | 1780 | 303 | 0 | 0 | 0 | 2083 | 5.6616e-07
Alder Mutual Light Co., Inc. | Northwest Power Area (NWPA) - U.S. Systems | 2001 | 0 | 8.57 | 2913 | 341 | 0 | 0 | 22 | 3276 |  | 1.09% | 15298 | 14819 | 3013 | 0 | 0 | 33130 | 9.0048e-06
Alder Mutual Light Co., Inc. | Northwest Power Area (NWPA) - U.S. Systems | 2002 | 0 | 15.91 | 2814 | 227 | 0 | 0 | 29 | 3070 |  | 1.09% | 704298 | 674615 | 1765003 | 0 | 0 | 3143916 | 0.00085452
Alder Mutual Light Co., Inc. | Northwest Power Area (NWPA) - U.S. Systems | 2003 | 0 | 8.3 | 3130 | 204 | 25 | 0 | 0 | 3359 |  | 1.1% | 16473 | 30765 | 2382 | 0 | 0 | 49620 | 1.3487e-05
Alder Mutual Light Co., Inc. | Northwest Power Area (NWPA) - U.S. Systems | 2004 | 0 | 8.33 | 3170 | 169 | 18 | 0 | 0 | 3357 |  | 1.1% | 15245 | 6777 | 77230 | 0 | 261 | 99513 | 2.7048e-05
Alder Mutual Light Co., Inc. | Northwest Power Area (NWPA) - U.S. Systems | 2005 | 0 | 7.71 | 3285 | 274 | 18 | 0 | 0 | 3577 |  | 1.11% | 161387 | 60922 | 24811 | 1188 | 23802 | 272110 | 7.396e-05
Alder Mutual Light Co., Inc. | Northwest Power Area (NWPA) - U.S. Systems | 2006 | 0 | 6.82 | 3490 | 308 | 0 | 0 | 0 | 3798 |  | 1.11% | 0 | 900158 | 2998191 | 0 | 0 | 3898349 | 0.0010596
Ashland Dept. of Electric Utilities | Northwest Power Area (NWPA) - U.S. Systems | 1988 | 0 | 4.1 | 69018 | 51546 | 0 | 592 | 15435 | 136591 |  | 1.12% | 26147 | 30574 | 0 | 0 | 2184 | 58905 | 1.601e-05
Ashland Dept. of Electric Utilities | Northwest Power Area (NWPA) - U.S. Systems | 1989 | 0 | 4.39 | 70772 | 69723 | 0 | 0 | 0 | 140495 |  | 1.13% | 72319 | 43550 | 31306 | 0 | 5079 | 152254 | 4.1383e-05
Ashland Dept. of Electric Utilities | Northwest Power Area (NWPA) - U.S. Systems | 1990 | 0 | 6.09 | 71600 | 56133 | 0 | 0 | 13248 | 140981 |  | 1.13% | 105844 | 38559 | 755900 | 348 | 2740 | 903391 | 0.00024554
Ashland Dept. of Electric Utilities | Northwest Power Area (NWPA) - U.S. Systems | 1991 | 0 | 6.17 | 82976 | 51853 | 0 | 0 | 14775 | 149604 |  | 1.14% | 15021 | 5171 | 68574 | 0 | 239 | 89005 | 2.4192e-05
Ashland Dept. of Electric Utilities | Northwest Power Area (NWPA) - U.S. Systems | 1992 | 0 | 3.59 | 74964 | 55047 | 0 | 15940 | 5235 | 151186 |  | 1.14% | 68445 | 26211 | 701210 | 0 | 826 | 796692 | 0.00021654
Ashland Dept. of Electric Utilities | Northwest Power Area (NWPA) - U.S. Systems | 1993 | 0 | 3.39 | 81738 | 62401 | 0 | 0 | 19300 | 163439 |  | 1.14% | 701732 | 321941 | 3529454 | 5776 | 3398 | 4562301 | 0.00124
Ashland Dept. of Electric Utilities | Northwest Power Area (NWPA) - U.S. Systems | 1994 | 0 | 0.91 | 79724 | 61617 | 0 | 0 | 19334 | 160675 |  | 1.15% | 1697 | 625 | 0 | 0 | 0 | 2322 | 6.3112e-07
Ashland Dept. of Electric Utilities | Northwest Power Area (NWPA) - U.S. Systems | 1995 | 0 | 3.18 | 81312 | 79464 | 0 | 0 | 0 | 160776 |  | 1.15% | 8555 | 9543 | 240 | 0 | 2100 | 20438 | 5.5551e-06
Ashland Dept. of Electric Utilities | Northwest Power Area (NWPA) - U.S. Systems | 1996 | 0 | 3.97 | 77627 | 67560 | 0 | 3555 | 0 | 148742 |  | 1.17% | 2190 | 267 | 0 | 0 | 0 | 2457 | 6.6782e-07
Ashland Dept. of Electric Utilities | Northwest Power Area (NWPA) - U.S. Systems | 1997 | 0 | 4.87 | 80261 | 70438 | 0 | 0 | 0 | 150699 |  | 1.18% | 6876 | 14444 | 0 | 79 | 0 | 21399 | 5.8163e-06
Ashland Dept. of Electric Utilities | Northwest Power Area (NWPA) - U.S. Systems | 1998 | 0 | 11.76 | 73284 | 70019 | 0 | 0 | 0 | 143303 |  | 1.18% | 661036 | 288577 | 1853717 | 5633 | 3346 | 2812309 | 0.00076439
Ashland Dept. of Electric Utilities | Northwest Power Area (NWPA) - U.S. Systems | 1999 | 0 | 3.52 | 88819 | 76175 | 0 | 0 | 0 | 164994 |  | 1.19% | 134553 | 96986 | 383658 | 0 | 1116 | 616313 | 0.00016752
Ashland Dept. of Electric Utilities | Northwest Power Area (NWPA) - U.S. Systems | 2000 | 0 | 4.03 | 88819 | 75357 | 0 | 0 | 0 | 164176 |  | 1.19% | 583768 | 488977 | 1674049 | 3888 | 771 | 2751453 | 0.00074785
Ashland Dept. of Electric Utilities | Northwest Power Area (NWPA) - U.S. Systems | 2001 | 0 | 6.02 | 86856 | 77650 | 0 | 0 | 4904 | 169410 |  | 1.2% | 14966 | 4336 | 66223 | 0 | 243 | 85768 | 2.3312e-05
Ashland Dept. of Electric Utilities | Northwest Power Area (NWPA) - U.S. Systems | 2002 | 0 | 4.7 | 88918 | 69954 | 0 | 0 | 0 | 158872 |  | 1.2% | 31910 | 44096 | 32262 | 0 | 0 | 108268 | 2.9427e-05
Ashland Dept. of Electric Utilities | Northwest Power Area (NWPA) - U.S. Systems | 2003 | 0 | 1.99 | 88158 | 78310 | 0 | 0 | 0 | 166468 |  | 1.21% | 635593 | 297686 | 1794326 | 5570 | 3109 | 2736284 | 0.00074373
Ashland Dept. of Electric Utilities | Northwest Power Area (NWPA) - U.S. Systems | 2004 | 0 | 4.9 | 87874 | 81563 | 0 | 0 | 0 | 169437 |  | 1.22% | 1800 | 295 | 0 | 0 | 0 | 2095 | 5.6942e-07
Ashland Dept. of Electric Utilities | Northwest Power Area (NWPA) - U.S. Systems | 2005 | 0 | 4.65 | 87675 | 81481 | 0 | 0 | 0 | 169156 |  | 1.22% | 17381 | 6398 | 84196 | 0 | 192 | 108167 | 2.94e-05
Ashland Dept. of Electric Utilities | Northwest Power Area (NWPA) - U.S. Systems | 2006 | 0 | 2.82 | 93105 | 80706 | 0 | 0 | 0 | 173811 |  | 1.22% | 129751 | 87741 | 452771 | 1794 | 3779 | 675836 | 0.00018369
Atlanta Power Co., Inc. | Northwest Power Area (NWPA) - U.S. Systems | 1988 | 0 | 0 | 138 | 70 | 0 | 0 | 0 | 208 |  | 1.22% | 379312 | 55460 | 447412 | 2054 | 1058 | 885296 | 0.00024063
Atlanta Power Co., Inc. | Northwest Power Area (NWPA) - U.S. Systems | 1989 | 0 | 0 | 138 | 70 | 0 | 0 | 0 | 208 |  | 1.24% | 25441 | 20303 | 0 | 0 | 0 | 45744 | 1.2433e-05
Atlanta Power Co., Inc. | Northwest Power Area (NWPA) - U.S. Systems | 1990 | 0 | 0 | 72 | 109 | 0 | 0 | 0 | 181 |  | 1.24% | 25441 | 20303 | 0 | 0 | 0 | 45744 | 1.2433e-05
Atlanta Power Co., Inc. | Northwest Power Area (NWPA) - U.S. Systems | 1991 | 0 | 0 | 72 | 109 | 0 | 0 | 0 | 181 |  | 1.28% | 0 | 0 | 9950 | 0 | 0 | 9950 | 2.7044e-06
Atlanta Power Co., Inc. | Northwest Power Area (NWPA) - U.S. Systems | 1992 | 0 | 0 | 78 | 97 | 0 | 0 | 0 | 175 |  | 1.28% | 360698 | 55268 | 87484 | 517 | 12471 | 516438 | 0.00014037
Atlanta Power Co., Inc. | Northwest Power Area (NWPA) - U.S. Systems | 1993 | 0 | 0 | 74 | 78 | 0 | 0 | 0 | 152 |  | 1.28% | 188626 | 172137 | 460744 | 0 | 1639 | 823146 | 0.00022373
Atlanta Power Co., Inc. | Northwest Power Area (NWPA) - U.S. Systems | 1994 | 0 | 0 | 90 | 100 | 0 | 0 | 0 | 190 |  | 1.29% | 71038 | 114797 | 13497 | 0 | 0 | 199332 | 5.4179e-05
Atlanta Power Co., Inc. | Northwest Power Area (NWPA) - U.S. Systems | 1995 | 0 | 0 | 84 | 81 | 0 | 0 | 0 | 165 |  | 1.29% | 723216 | 354912 | 3039259 | 6462 | 4257 | 4128106 | 0.001122
Atlanta Power Co., Inc. | Northwest Power Area (NWPA) - U.S. Systems | 1996 | 0 | 0 | 95 | 90 | 0 | 0 | 0 | 185 |  | 1.29% | 1773275 | 889415 | 1975544 | 0 | 0 | 4638234 | 0.0012607
Atlanta Power Co., Inc. | Northwest Power Area (NWPA) - U.S. Systems | 1997 | 0 | 0 | 97 | 71 | 0 | 0 | 0 | 168 |  | 1.3% | 10682 | 11097 | 0 | 0 | 0 | 21779 | 5.9196e-06
Atlanta Power Co., Inc. | Northwest Power Area (NWPA) - U.S. Systems | 1998 | 0 | 0 | 110 | 67 | 0 | 0 | 0 | 177 |  | 1.32% | 165033 | 61075 | 26562 | 592 | 24385 | 277647 | 7.5465e-05
Atlanta Power Co., Inc. | Northwest Power Area (NWPA) - U.S. Systems | 1999 | 0 | 0 | 110 | 82 | 0 | 0 | 0 | 192 |  | 1.33% | 16746 | 16064 | 2990 | 0 | 0 | 35800 | 9.7305e-06
Atlanta Power Co., Inc. | Northwest Power Area (NWPA) - U.S. Systems | 2000 | 0 | 0 | 115 | 103 | 0 | 0 | 0 | 218 |  | 1.33% | 16540 | 6589 | 80679 | 0 | 253 | 104061 | 2.8284e-05
Atlanta Power Co., Inc. | Northwest Power Area (NWPA) - U.S. Systems | 2001 | 0 | 0 | 118 | 91 | 0 | 0 | 0 | 209 |  | 1.33% | 98454 | 34781 | 765678 | 346 | 1442 | 900701 | 0.00024481
Atlanta Power Co., Inc. | Northwest Power Area (NWPA) - U.S. Systems | 2002 | 0 | 0 | 126 | 109 | 0 | 0 | 0 | 235 |  | 1.34% | 120387 | 34055 | 151054 | 1023 | 468 | 306987 | 8.344e-05
Atlanta Power Co., Inc. | Northwest Power Area (NWPA) - U.S. Systems | 2003 | 0 | 0 | 113 | 90 | 0 | 0 | 0 | 203 |  | 1.34% | 123283 | 85404 | 438690 | 165 | 3386 | 650928 | 0.00017692
Avista Corp. | Northwest Power Area (NWPA) - U.S. Systems | 1988 | 0 | 5.39 | 2864105 | 2003559 | 1240155 | 20850 | 8162 | 6136831 |  | 1.34% | 523617 | 668340 | 969204 | 3397 | 454 | 2165012 | 0.00058845
Avista Corp. | Northwest Power Area (NWPA) - U.S. Systems | 1989 | 0 | 5.72 | 2938409 | 2055958 | 1307730 | 20999 | 13391 | 6336487 |  | 1.35% | 1856 | 161 | 0 | 0 | 0 | 2017 | 5.4822e-07
Avista Corp. | Northwest Power Area (NWPA) - U.S. Systems | 1990 | 0 | 5.14 | 2989223 | 2143057 | 1342912 | 21074 | 14449 | 6510715 |  | 1.36% | 113996 | 74309 | 85523 | 408 | 21870 | 296106 | 8.0482e-05
Avista Corp. | Northwest Power Area (NWPA) - U.S. Systems | 1991 | 0 | 5.17 | 3082495 | 2221247 | 1148358 | 21228 | 15018 | 6488346 |  | 1.36% | 136138 | 84829 | 420098 | 154 | 3103 | 644322 | 0.00017513
Avista Corp. | Northwest Power Area (NWPA) - U.S. Systems | 1992 | 0 | 4.89 | 3023854 | 2298515 | 1562549 | 20538 | 15375 | 6920831 |  | 1.36% | 620644 | 307945 | 3466499 | 5711 | 3405 | 4404204 | 0.0011971
Avista Corp. | Northwest Power Area (NWPA) - U.S. Systems | 1993 | 0 | 5.29 | 3134141 | 2373314 | 1644101 | 21760 | 14066 | 7187382 |  | 1.37% | 17404 | 6672 | 75272 | 0 | 276 | 99624 | 2.7078e-05
Avista Corp. | Northwest Power Area (NWPA) - U.S. Systems | 1994 | 0 | 4.6 | 3035150 | 2476764 | 1705342 | 22341 | 14203 | 7253800 |  | 1.38% | 1797 | 173 | 0 | 0 | 0 | 1970 | 5.3545e-07
Avista Corp. | Northwest Power Area (NWPA) - U.S. Systems | 1995 | 0 | 4.26 | 3150222 | 2591548 | 1803129 | 23282 | 14114 | 7582295 |  | 1.39% | 319489 | 136962 | 283645 | 25088 | 0 | 765184 | 0.00020798
Avista Corp. | Northwest Power Area (NWPA) - U.S. Systems | 1996 | 0 | 3.83 | 3167547 | 2674286 | 1863144 | 23513 | 13486 | 7741976 |  | 1.4% | 29480 | 19116 | 1842 | 0 | 3881 | 54319 | 1.4764e-05
Avista Corp. | Northwest Power Area (NWPA) - U.S. Systems | 1997 | 0 | 2.29 | 3270449 | 2716335 | 1758916 | 23810 | 13337 | 7782847 |  | 1.4% | 40921 | 23296 | 90907 | 0 | 3898 | 159022 | 4.3222e-05
Avista Corp. | Northwest Power Area (NWPA) - U.S. Systems | 1998 | 0 | 1.98 | 3217105 | 2810235 | 1878324 | 23848 | 14831 | 7944343 |  | 1.4% | 126031 | 42837 | 687787 | 0 | 1538 | 858193 | 0.00023326
Avista Corp. | Northwest Power Area (NWPA) - U.S. Systems | 1999 | 0 | 5.79 | 3237436 | 2848132 | 2032247 | 24643 | 14468 | 8156926 |  | 1.41% | 141944 | 100882 | 186601 | 0 | 176 | 429603 | 0.00011677
Avista Corp. | Northwest Power Area (NWPA) - U.S. Systems | 2000 | 0 | 2.45 | 3279383 | 2885837 | 2047864 | 24706 | 14019 | 8251809 |  | 1.41% | 117567 | 42408 | 713136 | 345 | 3803 | 877259 | 0.00023844
Avista Corp. | Northwest Power Area (NWPA) - U.S. Systems | 2001 | 0 | 2.88 | 3219407 | 2881998 | 1891267 | 0 | 38365 | 8031037 |  | 1.42% | 123921 | 83150 | 451037 | 165 | 3180 | 661453 | 0.00017978
Avista Corp. | Northwest Power Area (NWPA) - U.S. Systems | 2002 | 0 | 5.69 | 3202948 | 2836717 | 1519104 | 0 | 39260 | 7598029 |  | 1.42% | 175844 | 162340 | 433240 | 1545 | 0 | 772969 | 0.00021009
Avista Corp. | Northwest Power Area (NWPA) - U.S. Systems | 2003 | 0 | 5.39 | 3297859 | 2958214 | 1785093 | 0 | 0 | 8041166 |  | 1.42% | 126843 | 43709 | 754118 | 322 | 2428 | 927420 | 0.00025207
Avista Corp. | Northwest Power Area (NWPA) - U.S. Systems | 2004 | 0 | 5.37 | 3343073 | 2957410 | 2076133 | 0 | 0 | 8376616 |  | 1.42% | 567322 | 717743 | 1287928 | 3447 | 577 | 2577017 | 0.00070044
Avista Corp. | Northwest Power Area (NWPA) - U.S. Systems | 2005 | 0 | 4.66 | 3419532 | 3032201 | 2090941 | 0 | 0 | 8542674 |  | 1.43% | 1995 | 181 | 0 | 0 | 0 | 2176 | 5.9144e-07
Avista Corp. | Northwest Power Area (NWPA) - U.S. Systems | 2006 | 0 | 4.33 | 3577694 | 3147420 | 2061888 | 0 | 0 | 8787002 |  | 1.43% | 9474 | 2717 | 0 | 0 | 0 | 12191 | 3.3135e-06
Bandon Electric Dept. | Northwest Power Area (NWPA) - U.S. Systems | 1988 | 0 | 5.36 | 25624 | 14394 | 6581 | 196 | 3248 | 50043 |  | 1.44% | 638 | 0 | 0 | 0 | 0 | 638 | 1.7341e-07
Bandon Electric Dept. | Northwest Power Area (NWPA) - U.S. Systems | 1989 | 0 | 5.78 | 26838 | 15659 | 6911 | 198 | 3432 | 53038 |  | 1.44% | 136632 | 61181 | 50624 | 0 | 35596 | 284033 | 7.7201e-05
Bandon Electric Dept. | Northwest Power Area (NWPA) - U.S. Systems | 1990 | 0 | 5.41 | 26388 | 15961 | 6613 | 199 | 3479 | 52640 |  | 1.45% | 6175 | 2058 | 0 | 0 | 0 | 8233 | 2.2377e-06
Bandon Electric Dept. | Northwest Power Area (NWPA) - U.S. Systems | 1991 | 0 | 3.67 | 28720 | 17353 | 7142 | 199 | 3255 | 56669 |  | 1.45% | 6265 | 2088 | 0 | 0 | 0 | 8353 | 2.2704e-06
Bandon Electric Dept. | Northwest Power Area (NWPA) - U.S. Systems | 1992 | 0 | 6.12 | 25344 | 16295 | 6784 | 200 | 3374 | 51997 |  | 1.45% | 17563 | 6084 | 75953 | 0 | 202 | 99802 | 2.7126e-05
Bandon Electric Dept. | Northwest Power Area (NWPA) - U.S. Systems | 1993 | 0 | 5.89 | 28144 | 17439 | 5659 | 189 | 3210 | 54641 |  | 1.46% | 6320 | 2107 | 0 | 0 | 0 | 8427 | 2.2905e-06
Bandon Electric Dept. | Northwest Power Area (NWPA) - U.S. Systems | 1994 | 0 | 2.94 | 27985 | 18015 | 6548 | 0 | 3537 | 56085 |  | 1.46% | 6327 | 2109 | 0 | 0 | 0 | 8436 | 2.2929e-06
Bandon Electric Dept. | Northwest Power Area (NWPA) - U.S. Systems | 1995 | 0 | 6.91 | 27089 | 17663 | 2055 | 0 | 3694 | 50501 |  | 1.46% | 6817 | 2152 | 0 | 0 | 0 | 8969 | 2.4378e-06
Bandon Electric Dept. | Northwest Power Area (NWPA) - U.S. Systems | 1996 | 0 | 9.87 | 28681 | 18572 | 1723 | 0 | 3620 | 52596 |  | 1.46% | 59450 | 29640 | 23520 | 422 | 2939 | 115971 | 3.1521e-05
Bandon Electric Dept. | Northwest Power Area (NWPA) - U.S. Systems | 1997 | 0 | 2.51 | 27469 | 18374 | 1942 | 0 | 3791 | 51576 |  | 1.46% | 505444 | 690287 | 958645 | 3418 | 566 | 2158360 | 0.00058665
Bandon Electric Dept. | Northwest Power Area (NWPA) - U.S. Systems | 1998 | 0 | 1.4 | 29480 | 19116 | 1842 | 0 | 3881 | 54319 |  | 1.47% | 23131 | 24411 | 22959 | 0 | 0 | 70501 | 1.9162e-05
Bandon Electric Dept. | Northwest Power Area (NWPA) - U.S. Systems | 1999 | 0 | 4.79 | 33139 | 21070 | 2341 | 0 | 3916 | 60466 |  | 1.48% | 115260 | 25892 | 110486 | 363 | 1227 | 253228 | 6.8828e-05
Bandon Electric Dept. | Northwest Power Area (NWPA) - U.S. Systems | 2000 | 0 | 2.49 | 31013 | 20534 | 2103 | 0 | 3818 | 57468 |  | 1.49% | 525577 | 302535 | 265821 | 2523 | 14196 | 1110652 | 0.00030188
Bandon Electric Dept. | Northwest Power Area (NWPA) - U.S. Systems | 2001 | 0 | 0.17 | 30068 | 19126 | 1564 | 0 | 4743 | 55501 |  | 1.5% | 861 | 0 | 0 | 0 | 0 | 861 | 2.3402e-07
Bandon Electric Dept. | Northwest Power Area (NWPA) - U.S. Systems | 2002 | 0 | 5.15 | 30329 | 19533 | 1732 | 0 | 5021 | 56615 |  | 1.5% | 35333 | 746 | 0 | 7 | 2026 | 38112 | 1.0359e-05
Bandon Electric Dept. | Northwest Power Area (NWPA) - U.S. Systems | 2003 | 0 | 4.66 | 30188 | 24126 | 1530 | 0 | 0 | 55844 |  | 1.5% | 38473 | 794 | 0 | 11 | 1970 | 41248 | 1.1211e-05
Bandon Electric Dept. | Northwest Power Area (NWPA) - U.S. Systems | 2004 | 0 | 6.52 | 30613 | 23862 | 1482 | 0 | 0 | 55957 |  | 1.5% | 19117 | 24546 | 0 | 0 | 0 | 43663 | 1.1868e-05
Bandon Electric Dept. | Northwest Power Area (NWPA) - U.S. Systems | 2005 | 0 | 4.83 | 31794 | 24992 | 1725 | 0 | 0 | 58511 |  | 1.5% | 40373 | 2747 | 0 | 11 | 1849 | 44980 | 1.2226e-05
Bandon Electric Dept. | Northwest Power Area (NWPA) - U.S. Systems | 2006 | 0 | 7.82 | 31967 | 25695 | 1919 | 0 | 0 | 59581 |  | 1.5% | 159541 | 40899 | 23996 | 0 | 0 | 224436 | 6.1002e-05
Basin Electric Power Coop | Northwest Power Area (NWPA) - U.S. Systems | 1988 | 0 | 4.25 | 0 | 0 | 0 | 0 | 0 | 0 |  | 1.5% | 57966 | 29146 | 624359 | 290 | 0 | 711761 | 0.00019346
Basin Electric Power Coop | Northwest Power Area (NWPA) - U.S. Systems | 1989 | 0 | 3.5 | 0 | 0 | 0 | 0 | 0 | 0 |  | 1.52% | 13750 | 4342 | 0 | 0 | 0 | 18092 | 4.9174e-06
Basin Electric Power Coop | Northwest Power Area (NWPA) - U.S. Systems | 1990 | 0 | 3.93 | 0 | 0 | 0 | 0 | 0 | 0 |  | 1.52% | 14045 | 4435 | 0 | 0 | 0 | 18480 | 5.0229e-06
Basin Electric Power Coop | Northwest Power Area (NWPA) - U.S. Systems | 1991 | 0 | 3.95 | 0 | 0 | 0 | 0 | 0 | 0 |  | 1.52% | 1840903 | 332098 | 2747564 | 7065 | 564390 | 5492020 | 0.0014927
Basin Electric Power Coop | Northwest Power Area (NWPA) - U.S. Systems | 1992 | 0 | 3.18 | 0 | 0 | 0 | 0 | 0 | 0 |  | 1.53% | 12394 | 3913 | 0 | 0 | 0 | 16307 | 4.4323e-06
Basin Electric Power Coop | Northwest Power Area (NWPA) - U.S. Systems | 1993 | 0 | 4.47 | 0 | 0 | 0 | 0 | 0 | 0 |  | 1.53% | 463157 | 329562 | 274619 | 2612 | 12416 | 1082366 | 0.00029419
Basin Electric Power Coop | Northwest Power Area (NWPA) - U.S. Systems | 1994 | 0 | 6.08 | 0 | 0 | 0 | 0 | 0 | 0 |  | 1.54% | 64074 | 15127 | 29429 | 0 | 8690 | 117320 | 3.1888e-05
Basin Electric Power Coop | Northwest Power Area (NWPA) - U.S. Systems | 1995 | 0 | 3.29 | 0 | 0 | 0 | 0 | 0 | 0 |  | 1.55% | 1440 | 1617 | 0 | 0 | 0 | 3057 | 8.309e-07
Basin Electric Power Coop | Northwest Power Area (NWPA) - U.S. Systems | 1996 | 0 | 2.21 | 0 | 0 | 0 | 0 | 0 | 0 |  | 1.55% | 1440 | 1617 | 0 | 0 | 0 | 3057 | 8.309e-07
Basin Electric Power Coop | Northwest Power Area (NWPA) - U.S. Systems | 1997 | 0 | 3.87 | 0 | 0 | 0 | 0 | 0 | 0 |  | 1.55% | 23239 | 22660 | 0 | 0 | 10261 | 56160 | 1.5264e-05
Basin Electric Power Coop | Northwest Power Area (NWPA) - U.S. Systems | 1998 | 0 | 3.58 | 0 | 0 | 0 | 0 | 0 | 0 |  | 1.55% | 339776 | 145810 | 333171 | 1706 | 25112 | 845575 | 0.00022983
Basin Electric Power Coop | Northwest Power Area (NWPA) - U.S. Systems | 1999 | 0 | 4.58 | 0 | 0 | 761492 | 0 | 0 | 761492 |  | 1.55% | 524898 | 227736 | 285887 | 3073 | 0 | 1041594 | 0.00028311
Basin Electric Power Coop | Northwest Power Area (NWPA) - U.S. Systems | 2000 | 0 | 3.89 | 0 | 0 | 780496 | 0 | 0 | 780496 |  | 1.55% | 632870 | 582561 | 1444013 | 0 | 862 | 2660306 | 0.00072308
Basin Electric Power Coop | Northwest Power Area (NWPA) - U.S. Systems | 2001 | 0 | 3.74 | 0 | 0 | 904831 | 0 | 0 | 904831 |  | 1.56% | 7216 | 2354 | 0 | 0 | 0 | 9570 | 2.6011e-06
Basin Electric Power Coop | Northwest Power Area (NWPA) - U.S. Systems | 2002 | 0 | 4.62 | 0 | 0 | 917718 | 0 | 0 | 917718 |  | 1.57% | 7987 | 2292 | 0 | 0 | 0 | 10279 | 2.7939e-06
Basin Electric Power Coop | Northwest Power Area (NWPA) - U.S. Systems | 2003 | 0 | 3.12 | 0 | 0 | 922406 | 0 | 0 | 922406 |  | 1.57% | 171516 | 153002 | 348429 | 1424 | 0 | 674371 | 0.0001833
Basin Electric Power Coop | Northwest Power Area (NWPA) - U.S. Systems | 2004 | 0 | 3.42 | 0 | 0 | 865869 | 0 | 0 | 865869 |  | 1.59% | 10833 | 3145 | 0 | 0 | 0 | 13978 | 3.7992e-06
Basin Electric Power Coop | Northwest Power Area (NWPA) - U.S. Systems | 2005 | 0 | 3.28 | 0 | 0 | 923832 | 0 | 0 | 923832 |  | 1.6% | 8025 | 2303 | 0 | 0 | 0 | 10328 | 2.8072e-06
Basin Electric Power Coop | Northwest Power Area (NWPA) - U.S. Systems | 2006 | 0 | 3.5 | 0 | 0 | 973160 | 0 | 0 | 973160 |  | 1.6% | 60528 | 31096 | 112310 | 275 | 0 | 204209 | 5.5504e-05
Basin Municipal Light & Water Plant | Northwest Power Area (NWPA) - U.S. Systems | 1988 | 0 | 5.75 | 2890 | 2891 | 925 | 0 | 0 | 6706 |  | 1.61% | 116838 | 42482 | 724926 | 344 | 3300 | 887890 | 0.00024133
Basin Municipal Light & Water Plant | Northwest Power Area (NWPA) - U.S. Systems | 1989 | 0 | 7.37 | 3017 | 3020 | 974 | 0 | 0 | 7011 |  | 1.61% | 139493 | 48950 | 1334083 | 58 | 11990 | 1534574 | 0.0004171
Basin Municipal Light & Water Plant | Northwest Power Area (NWPA) - U.S. Systems | 1990 | 0 | 16.94 | 2939 | 2687 | 1012 | 0 | 0 | 6638 |  | 1.62% | 270147 | 54326 | 305302 | 2909 | 1292 | 633976 | 0.00017232
Basin Municipal Light & Water Plant | Northwest Power Area (NWPA) - U.S. Systems | 1991 | 0 | 9 | 3529 | 2671 | 765 | 0 | 0 | 6965 |  | 1.62% | 371920 | 216872 | 142806 | 0 | 3488 | 735086 | 0.0001998
Basin Municipal Light & Water Plant | Northwest Power Area (NWPA) - U.S. Systems | 1992 | 0 | 6.89 | 3194 | 3251 | 963 | 0 | 0 | 7408 |  | 1.63% | 130727 | 99932 | 434745 | 0 | 0 | 665404 | 0.00018086
Basin Municipal Light & Water Plant | Northwest Power Area (NWPA) - U.S. Systems | 1993 | 0 | 4.56 | 3201 | 3758 | 994 | 0 | 0 | 7953 |  | 1.63% | 192250 | 172435 | 419484 | 1568 | 0 | 785737 | 0.00021356
Basin Municipal Light & Water Plant | Northwest Power Area (NWPA) - U.S. Systems | 1994 | 0 | 4.1 | 3198 | 3755 | 988 | 0 | 0 | 7941 |  | 1.63% | 131586 | 49182 | 796323 | 0 | 0 | 977091 | 0.00026558
Basin Municipal Light & Water Plant | Northwest Power Area (NWPA) - U.S. Systems | 1995 | 0 | 2.86 | 3344 | 3815 | 932 | 0 | 0 | 8091 |  | 1.64% | 262421 | 83617 | 187785 | 859 | 57731 | 592413 | 0.00016102
Basin Municipal Light & Water Plant | Northwest Power Area (NWPA) - U.S. Systems | 1996 | 0 | 8.03 | 3616 | 3747 | 510 | 0 | 0 | 7873 |  | 1.65% | 36590 | 13088 | 0 | 0 | 3928 | 53606 | 1.457e-05
Basin Municipal Light & Water Plant | Northwest Power Area (NWPA) - U.S. Systems | 1997 | 0 | 9.27 | 3697 | 3391 | 541 | 0 | 0 | 7629 |  | 1.66% | 11391 | 4354 | 0 | 0 | 3805 | 19550 | 5.3137e-06
Basin Municipal Light & Water Plant | Northwest Power Area (NWPA) - U.S. Systems | 1998 | 0 | 1.82 | 4790 | 3566 | 550 | 0 | 0 | 8906 |  | 1.67% | 85682 | 31877 | 721164 | 342 | 0 | 839065 | 0.00022806
Basin Municipal Light & Water Plant | Northwest Power Area (NWPA) - U.S. Systems | 1999 | 0 | 5.85 | 4185 | 3579 | 566 | 0 | 0 | 8330 |  | 1.68% | 7029 | 14554 | 0 | 79 | 0 | 21662 | 5.8878e-06
Basin Municipal Light & Water Plant | Northwest Power Area (NWPA) - U.S. Systems | 2000 | 0 | 6.69 | 4526 | 3882 | 570 | 0 | 0 | 8978 |  | 1.68% | 664193 | 356462 | 1761956 | 3969 | 899 | 2787479 | 0.00075764
Basin Municipal Light & Water Plant | Northwest Power Area (NWPA) - U.S. Systems | 2001 | 0 | 3.41 | 4858 | 4082 | 620 | 0 | 0 | 9560 |  | 1.68% | 669081 | 647613 | 1701917 | 0 | 0 | 3018611 | 0.00082046
Basin Municipal Light & Water Plant | Northwest Power Area (NWPA) - U.S. Systems | 2002 | 0 | 14.13 | 4998 | 4128 | 770 | 0 | 0 | 9896 |  | 1.69% | 300779 | 117645 | 240501 | 1080 | 78336 | 738341 | 0.00020068
Basin Municipal Light & Water Plant | Northwest Power Area (NWPA) - U.S. Systems | 2003 | 0 | 4 | 5111 | 4220 | 947 | 0 | 0 | 10278 |  | 1.7% | 122838 | 45078 | 782174 | 0 | 0 | 950090 | 0.00025824
Basin Municipal Light & Water Plant | Northwest Power Area (NWPA) - U.S. Systems | 2004 | 0 | 4.01 | 5093 | 4170 | 897 | 0 | 0 | 10160 |  | 1.71% | 130451 | 96846 | 257376 | 0 | 0 | 484673 | 0.00013174
Basin Municipal Light & Water Plant | Northwest Power Area (NWPA) - U.S. Systems | 2005 | 0 | 0.43 | 4773 | 4197 | 1789 | 0 | 0 | 10759 |  | 1.71% | 618150 | 717039 | 1327534 | 3612 | 653 | 2666988 | 0.00072489
Basin Municipal Light & Water Plant | Northwest Power Area (NWPA) - U.S. Systems | 2006 | 0 | 11.94 | 4028 | 3736 | 1630 | 0 | 0 | 9394 |  | 1.71% | 631001 | 520378 | 1639893 | 0 | 0 | 2791272 | 0.00075867
Beartooth Electric Coop, Inc. | Northwest Power Area (NWPA) - U.S. Systems | 1988 | 0 | 9.44 | 31975 | 2904 | 0 | 0 | 2031 | 36910 |  | 1.71% | 743917 | 368841 | 3259731 | 0 | 9832 | 4382321 | 0.0011911
Beartooth Electric Coop, Inc. | Northwest Power Area (NWPA) - U.S. Systems | 1989 | 0 | 9.72 | 34422 | 3100 | 0 | 0 | 1700 | 39222 |  | 1.73% | 186255 | 76812 | 1125450 | 161 | 12032 | 1400710 | 0.00038072
Beartooth Electric Coop, Inc. | Northwest Power Area (NWPA) - U.S. Systems | 1990 | 0 | 11.94 | 32631 | 2924 | 0 | 0 | 1828 | 37383 |  | 1.73% | 574935 | 486708 | 1777145 | 3772 | 700 | 2843260 | 0.0007728
Beartooth Electric Coop, Inc. | Northwest Power Area (NWPA) - U.S. Systems | 1991 | 0 | 11.11 | 35000 | 3500 | 1500 | 0 | 0 | 40000 |  | 1.74% | 16070 | 21590 | 2712 | 0 | 0 | 40372 | 1.0973e-05
Beartooth Electric Coop, Inc. | Northwest Power Area (NWPA) - U.S. Systems | 1992 | 0 | 10.02 | 33949 | 3173 | 0 | 0 | 1347 | 38469 |  | 1.74% | 60000 | 17000 | 27000 | 400 | 8600 | 113000 | 3.0714e-05
Beartooth Electric Coop, Inc. | Northwest Power Area (NWPA) - U.S. Systems | 1993 | 0 | 11.69 | 33803 | 3560 | 1558 | 0 | 4181 | 43102 |  | 1.75% | 145658 | 115408 | 183348 | 1224 | 0 | 445638 | 0.00012113
Beartooth Electric Coop, Inc. | Northwest Power Area (NWPA) - U.S. Systems | 1994 | 0 | 11.21 | 37805 | 3804 | 0 | 0 | 1930 | 43539 |  | 1.75% | 645550 | 364105 | 1729950 | 4112 | 862 | 2744579 | 0.00074598
Beartooth Electric Coop, Inc. | Northwest Power Area (NWPA) - U.S. Systems | 1995 | 0 | 10.15 | 39600 | 4100 | 0 | 0 | 1485 | 45185 |  | 1.76% | 184599 | 313041 | 115968 | 0 | 0 | 613608 | 0.00016678
Beartooth Electric Coop, Inc. | Northwest Power Area (NWPA) - U.S. Systems | 1996 | 0 | 11.55 | 44032 | 4024 | 0 | 0 | 1175 | 49231 |  | 1.77% | 11164 | 9560 | 0 | 0 | 0 | 20724 | 5.6328e-06
Beartooth Electric Coop, Inc. | Northwest Power Area (NWPA) - U.S. Systems | 1997 | 0 | 11.45 | 42654 | 3951 | 0 | 0 | 1667 | 48272 |  | 1.77% | 40843 | 3386 | 19543 | 377 | 0 | 64149 | 1.7436e-05
Beartooth Electric Coop, Inc. | Northwest Power Area (NWPA) - U.S. Systems | 1998 | 0 | 10.31 | 36561 | 4006 | 1934 | 0 | 5216 | 47717 |  | 1.77% | 493287 | 222257 | 364842 | 3760 | 0 | 1084146 | 0.00029467
Beartooth Electric Coop, Inc. | Northwest Power Area (NWPA) - U.S. Systems | 1999 | 0 | 11.68 | 37551 | 3993 | 2199 | 0 | 5071 | 48814 |  | 1.78% | 2039 | 252 | 0 | 399 | 799 | 3489 | 9.4832e-07
Beartooth Electric Coop, Inc. | Northwest Power Area (NWPA) - U.S. Systems | 2000 | 0 | 14.55 | 45087 | 4407 | 2070 | 0 | 0 | 51564 |  | 1.78% | 16340 | 21377 | 2930 | 0 | 0 | 40647 | 1.1048e-05
Beartooth Electric Coop, Inc. | Northwest Power Area (NWPA) - U.S. Systems | 2001 | 0 | 10.06 | 44752 | 5229 | 0 | 0 | 2103 | 52084 |  | 1.79% | 12388 | 2210 | 0 | 0 | 0 | 14598 | 3.9678e-06
Beartooth Electric Coop, Inc. | Northwest Power Area (NWPA) - U.S. Systems | 2002 | 0 | 10.51 | 46544 | 6210 | 0 | 0 | 2207 | 54961 |  | 1.79% | 65173 | 51841 | 0 | 0 | 0 | 117014 | 3.1805e-05
Beartooth Electric Coop, Inc. | Northwest Power Area (NWPA) - U.S. Systems | 2003 | 0 | 9.34 | 47424 | 8647 | 0 | 0 | 0 | 56071 |  | 1.79% | 161273 | 144457 | 346403 | 1327 | 0 | 653460 | 0.00017761
Beartooth Electric Coop, Inc. | Northwest Power Area (NWPA) - U.S. Systems | 2004 | 0 | 8.66 | 46856 | 6151 | 2041 | 0 | 0 | 55048 |  | 1.79% | 623709 | 376722 | 1649144 | 4192 | 2071 | 2655838 | 0.00072186
Beartooth Electric Coop, Inc. | Northwest Power Area (NWPA) - U.S. Systems | 2005 | 0 | 8.34 | 49684 | 4190 | 3936 | 0 | 0 | 57810 |  | 1.8% | 134373 | 106907 | 457189 | 0 | 0 | 698469 | 0.00018985
Beartooth Electric Coop, Inc. | Northwest Power Area (NWPA) - U.S. Systems | 2006 | 0 | 10.23 | 50407 | 5274 | 3934 | 0 | 0 | 59615 |  | 1.81% | 17928 | 11797 | 19161 | 202 | 3728 | 52816 | 1.4355e-05
Beaver City Electric Light & Water | Northwest Power Area (NWPA) - U.S. Systems | 1988 | 0 | 15.5 | 10824 | 7181 | 0 | 0 | 0 | 18005 |  | 1.81% | 293443 | 93518 | 211206 | 900 | 51246 | 650313 | 0.00017676
Beaver City Electric Light & Water | Northwest Power Area (NWPA) - U.S. Systems | 1989 | 0 | 10.92 | 10326 | 6056 | 0 | 0 | 4323 | 20705 |  | 1.82% | 4790 | 3566 | 550 | 0 | 0 | 8906 | 2.4207e-06
Beaver City Electric Light & Water | Northwest Power Area (NWPA) - U.S. Systems | 1990 | 0 | 13.62 | 8707 | 8414 | 0 | 0 | 1713 | 18834 |  | 1.82% | 112202 | 41027 | 752836 | 331 | 2923 | 909319 | 0.00024715
Beaver City Electric Light & Water | Northwest Power Area (NWPA) - U.S. Systems | 1991 | 0 | 12.78 | 9721 | 9356 | 0 | 0 | 1713 | 20790 |  | 1.83% | 99507 | 234792 | 472301 | 0 | 0 | 806600 | 0.00021924
Beaver City Electric Light & Water | Northwest Power Area (NWPA) - U.S. Systems | 1992 | 0 | 10.98 | 12372 | 8699 | 0 | 0 | 148 | 21219 |  | 1.84% | 7334 | 4215 | 9432 | 0 | 38 | 21019 | 5.713e-06
Beaver City Electric Light & Water | Northwest Power Area (NWPA) - U.S. Systems | 1993 | 0 | 11.97 | 10819 | 9307 | 1183 | 0 | 1618 | 22927 |  | 1.84% | 48271 | 42834 | 46335 | 0 | 0 | 137440 | 3.7356e-05
Beaver City Electric Light & Water | Northwest Power Area (NWPA) - U.S. Systems | 1994 | 0 | 13.86 | 9357 | 10270 | 1183 | 0 | 2127 | 22937 |  | 1.84% | 82988 | 103518 | 0 | 641 | 0 | 187147 | 5.0867e-05
Beaver City Electric Light & Water | Northwest Power Area (NWPA) - U.S. Systems | 1995 | 0 | 10.03 | 9274 | 9431 | 1288 | 0 | 2423 | 22416 |  | 1.84% | 458203 | 251327 | 270061 | 0 | 0 | 979591 | 0.00026625
Beaver City Electric Light & Water | Northwest Power Area (NWPA) - U.S. Systems | 1996 | 0 | 7.96 | 9779 | 10451 | 1430 | 0 | 2964 | 24624 |  | 1.85% | 34031 | 26409 | 0 | 0 | 970 | 61410 | 1.6691e-05
Beaver City Electric Light & Water | Northwest Power Area (NWPA) - U.S. Systems | 1997 | 0 | 12.52 | 8454 | 10873 | 1481 | 0 | 2823 | 23631 |  | 1.85% | 45000 | 15000 | 40000 | 0 | 2000 | 102000 | 2.7724e-05
Beaver City Electric Light & Water | Northwest Power Area (NWPA) - U.S. Systems | 1998 | 0 | 13.4 | 8316 | 10722 | 1021 | 0 | 2353 | 22412 |  | 1.86% | 80863 | 103543 | 0 | 1869 | 0 | 186275 | 5.063e-05
Beaver City Electric Light & Water | Northwest Power Area (NWPA) - U.S. Systems | 1999 | 0 | 12.09 | 8182 | 11613 | 781 | 0 | 2440 | 23016 |  | 1.86% | 170499 | 290941 | 112397 | 0 | 0 | 573837 | 0.00015597
Beaver City Electric Light & Water | Northwest Power Area (NWPA) - U.S. Systems | 2000 | 0 | 13 | 8016 | 11716 | 863 | 0 | 3119 | 23714 |  | 1.87% | 13616 | 2931 | 22048 | 78 | 1046 | 39719 | 1.0796e-05
Beaver City Electric Light & Water | Northwest Power Area (NWPA) - U.S. Systems | 2001 | 0 | 13.38 | 9303 | 11398 | 819 | 0 | 3104 | 24624 |  | 1.87% | 34760 | 22997 | 52209 | 0 | 3548 | 113514 | 3.0853e-05
Beaver City Electric Light & Water | Northwest Power Area (NWPA) - U.S. Systems | 2002 | 0 | 15.48 | 9112 | 10998 | 821 | 0 | 3645 | 24576 |  | 1.87% | 270469 | 108270 | 240822 | 947 | 62834 | 683342 | 0.00018573
Beaver City Electric Light & Water | Northwest Power Area (NWPA) - U.S. Systems | 2003 | 0 | 14.63 | 8484 | 16757 | 979 | 0 | 0 | 26220 |  | 1.88% | 141592 | 125597 | 233926 | 1271 | 0 | 502386 | 0.00013655
Beaver City Electric Light & Water | Northwest Power Area (NWPA) - U.S. Systems | 2004 | 0 | 10.24 | 8564 | 16869 | 840 | 0 | 0 | 26273 |  | 1.89% | 406253 | 200614 | 647465 | 0 | 3741 | 1258073 | 0.00034195
Beaver City Electric Light & Water | Northwest Power Area (NWPA) - U.S. Systems | 2005 | 0 | 10.8 | 10311 | 14009 | 896 | 0 | 0 | 25216 |  | 1.9% | 33623 | 13888 | 0 | 0 | 4122 | 51633 | 1.4034e-05
Beaver City Electric Light & Water | Northwest Power Area (NWPA) - U.S. Systems | 2006 | 0 | 11.42 | 10511 | 14217 | 1003 | 0 | 0 | 25731 |  | 1.9% | 175721 | 101826 | 140630 | 1709 | 0 | 419886 | 0.00011413
Benton Rural Electric Association | Northwest Power Area (NWPA) - U.S. Systems | 1988 | 0 | 10.87 | 125888 | 29554 | 25992 | 134 | 64863 | 246431 |  | 1.91% | 14712 | 15010 | 3302 | 0 | 0 | 33024 | 8.976e-06
Benton Rural Electric Association | Northwest Power Area (NWPA) - U.S. Systems | 1989 | 0 | 8.85 | 130000 | 31000 | 26000 | 130 | 67000 | 254130 |  | 1.91% | 59513 | 62954 | 14706 | 0 | 44676 | 181849 | 4.9427e-05
Benton Rural Electric Association | Northwest Power Area (NWPA) - U.S. Systems | 1990 | 0 | 8.7 | 131861 | 37802 | 19651 | 78 | 70293 | 259685 |  | 1.92% | 46000 | 12000 | 39000 | 0 | 5000 | 102000 | 2.7724e-05
Benton Rural Electric Association | Northwest Power Area (NWPA) - U.S. Systems | 1991 | 0 | 9.32 | 142000 | 36000 | 25000 | 100 | 76000 | 279100 |  | 1.92% | 183116 | 43618 | 0 | 0 | 0 | 226734 | 6.1627e-05
Benton Rural Electric Association | Northwest Power Area (NWPA) - U.S. Systems | 1992 | 0 | 9.72 | 138000 | 40000 | 27000 | 1000 | 80000 | 286000 |  | 1.93% | 24504 | 12970 | 104581 | 0 | 0 | 142055 | 3.8611e-05
Benton Rural Electric Association | Northwest Power Area (NWPA) - U.S. Systems | 1993 | 0 | 8.73 | 158000 | 44000 | 41000 | 1000 | 78000 | 322000 |  | 1.93% | 141627 | 102185 | 388810 | 0 | 176 | 632798 | 0.000172
Benton Rural Electric Association | Northwest Power Area (NWPA) - U.S. Systems | 1994 | 0 | 5.77 | 157000 | 47000 | 38000 | 1000 | 97000 | 340000 |  | 1.94% | 4687 | 0 | 0 | 0 | 0 | 4687 | 1.2739e-06
Benton Rural Electric Association | Northwest Power Area (NWPA) - U.S. Systems | 1995 | 0 | 7.6 | 160092 | 52630 | 38556 | 452 | 76807 | 328537 |  | 1.94% | 4687 | 0 | 0 | 0 | 0 | 4687 | 1.2739e-06
Benton Rural Electric Association | Northwest Power Area (NWPA) - U.S. Systems | 1996 | 0 | 10.94 | 176893 | 60157 | 43582 | 495 | 87412 | 368539 |  | 1.94% | 4687 | 0 | 0 | 0 | 0 | 4687 | 1.2739e-06
Benton Rural Electric Association | Northwest Power Area (NWPA) - U.S. Systems | 1997 | 0 | 7.76 | 176323 | 67919 | 44892 | 500 | 86963 | 376597 |  | 1.94% | 706350 | 441434 | 339881 | 0 | 0 | 1487665 | 0.00040435
Benton Rural Electric Association | Northwest Power Area (NWPA) - U.S. Systems | 1998 | 0 | 8.1 | 174511 | 73980 | 41621 | 526 | 91580 | 382218 |  | 1.95% | 2666 | 100 | 112 | 0 | 389 | 3267 | 8.8798e-07
Benton Rural Electric Association | Northwest Power Area (NWPA) - U.S. Systems | 1999 | 0 | 6.9 | 179549 | 67613 | 67652 | 578 | 105613 | 421005 |  | 1.95% | 166873 | 147462 | 347604 | 1370 | 0 | 663309 | 0.00018029
Benton Rural Electric Association | Northwest Power Area (NWPA) - U.S. Systems | 2000 | 0 | 7.43 | 188728 | 73737 | 66157 | 617 | 101862 | 431101 |  | 1.95% | 281485 | 108580 | 238891 | 900 | 59921 | 689777 | 0.00018748
Benton Rural Electric Association | Northwest Power Area (NWPA) - U.S. Systems | 2001 | 0 | 6.29 | 188796 | 74307 | 71915 | 0 | 115742 | 450760 |  | 1.96% | 34684 | 1096 | 1807 | 264 | 1462 | 39313 | 1.0685e-05
Benton Rural Electric Association | Northwest Power Area (NWPA) - U.S. Systems | 2002 | 0 | 6.07 | 191576 | 76447 | 66350 | 0 | 114737 | 449110 |  | 1.96% | 42900 | 34045 | 0 | 0 | 3998 | 80943 | 2.2e-05
Benton Rural Electric Association | Northwest Power Area (NWPA) - U.S. Systems | 2003 | 0 | 7.13 | 193088 | 190646 | 81243 | 0 | 0 | 464977 |  | 1.96% | 58622 | 57920 | 17076 | 1007 | 46031 | 180656 | 4.9103e-05
Benton Rural Electric Association | Northwest Power Area (NWPA) - U.S. Systems | 2004 | 0 | 6.57 | 204480 | 188832 | 78618 | 0 | 0 | 471930 |  | 1.96% | 181158 | 160185 | 444961 | 0 | 0 | 786304 | 0.00021372
Benton Rural Electric Association | Northwest Power Area (NWPA) - U.S. Systems | 2005 | 0 | 6.95 | 207909 | 87107 | 196035 | 0 | 0 | 491051 |  | 1.96% | 192092 | 173744 | 459081 | 0 | 0 | 824917 | 0.00022421
Benton Rural Electric Association | Northwest Power Area (NWPA) - U.S. Systems | 2006 | 0 | 6.26 | 211947 | 95029 | 184645 | 0 | 0 | 491621 |  | 1.96% | 188991 | 170396 | 471029 | 0 | 0 | 830416 | 0.00022571
Big Bend Electric Coop, Inc. | Northwest Power Area (NWPA) - U.S. Systems | 1988 | 0 | 8.76 | 70207 | 34984 | 0 | 153 | 236349 | 341693 |  | 1.96% | 202870 | 179285 | 469998 | 0 | 0 | 852153 | 0.00023162
Big Bend Electric Coop, Inc. | Northwest Power Area (NWPA) - U.S. Systems | 1989 | 0 | 7.22 | 76879 | 38100 | 0 | 151 | 231006 | 346136 |  | 1.97% | 13539 | 2260 | 24460 | 0 | 0 | 40259 | 1.0942e-05
Big Bend Electric Coop, Inc. | Northwest Power Area (NWPA) - U.S. Systems | 1990 | 0 | 7.43 | 70542 | 36222 | 0 | 132 | 253686 | 360582 |  | 1.98% | 32126 | 10104 | 0 | 3073 | 0 | 45303 | 1.2313e-05
Big Bend Electric Coop, Inc. | Northwest Power Area (NWPA) - U.S. Systems | 1991 | 0 | 6.2 | 82989 | 44249 | 0 | 118 | 241176 | 368532 |  | 1.98% | 658093 | 302526 | 3176256 | 5666 | 4486 | 4147027 | 0.0011272
Big Bend Electric Coop, Inc. | Northwest Power Area (NWPA) - U.S. Systems | 1992 | 0 | 7.28 | 75970 | 42391 | 0 | 113 | 253845 | 372319 |  | 1.98% | 3217105 | 2810235 | 1878324 | 23848 | 14831 | 7944343 | 0.0021593
Big Bend Electric Coop, Inc. | Northwest Power Area (NWPA) - U.S. Systems | 1993 | 0 | 8.63 | 84987 | 48272 | 0 | 104 | 214199 | 347562 |  | 1.99% | 88158 | 78310 | 0 | 0 | 0 | 166468 | 4.5246e-05
Big Bend Electric Coop, Inc. | Northwest Power Area (NWPA) - U.S. Systems | 1994 | 0 | 7.82 | 82025 | 51714 | 0 | 125 | 269420 | 403284 |  | 2% | 9209 | 6691 | 0 | 0 | 0 | 15900 | 4.3217e-06
Big Bend Electric Coop, Inc. | Northwest Power Area (NWPA) - U.S. Systems | 1995 | 0 | 7.83 | 81660 | 49263 | 0 | 127 | 230776 | 361826 |  | 2.02% | 2367 | 297 | 55 | 0 | 0 | 2719 | 7.3903e-07
Big Bend Electric Coop, Inc. | Northwest Power Area (NWPA) - U.S. Systems | 1996 | 0 | 7.76 | 92625 | 54792 | 0 | 127 | 244112 | 391656 |  | 2.02% | 98044 | 48700 | 55622 | 936 | 463 | 203765 | 5.5384e-05
Big Bend Electric Coop, Inc. | Northwest Power Area (NWPA) - U.S. Systems | 1997 | 0 | 7.74 | 89980 | 59786 | 0 | 227 | 233561 | 383554 |  | 2.02% | 930910 | 904048 | 707200 | 0 | 0 | 2542158 | 0.00069096
Big Bend Electric Coop, Inc. | Northwest Power Area (NWPA) - U.S. Systems | 1998 | 0 | 7.82 | 87163 | 61358 | 0 | 320 | 270633 | 419474 |  | 2.02% | 959805 | 892865 | 675935 | 0 | 14124 | 2542729 | 0.00069112
Big Bend Electric Coop, Inc. | Northwest Power Area (NWPA) - U.S. Systems | 1999 | 0 | 7.7 | 88370 | 65682 | 0 | 326 | 278610 | 432988 |  | 2.05% | 594 | 0 | 0 | 0 | 0 | 594 | 1.6145e-07
Big Bend Electric Coop, Inc. | Northwest Power Area (NWPA) - U.S. Systems | 2000 | 0 | 7.4 | 94470 | 75264 | 0 | 319 | 263241 | 433294 |  | 2.05% | 38655 | 22657 | 63053 | 0 | 3137 | 127502 | 3.4655e-05
Big Bend Electric Coop, Inc. | Northwest Power Area (NWPA) - U.S. Systems | 2001 | 0 | 6.81 | 89364 | 73916 | 0 | 0 | 255342 | 418622 |  | 2.06% | 10470 | 10756 | 0 | 0 | 0 | 21226 | 5.7693e-06
Big Bend Electric Coop, Inc. | Northwest Power Area (NWPA) - U.S. Systems | 2002 | 0 | 6.13 | 84646 | 352784 | 0 | 0 | 343 | 437773 |  | 2.06% | 6381 | 15751 | 0 | 79 | 0 | 22211 | 6.037e-06
Big Bend Electric Coop, Inc. | Northwest Power Area (NWPA) - U.S. Systems | 2003 | 0 | 6.67 | 83278 | 368818 | 0 | 0 | 0 | 452096 |  | 2.06% | 52900 | 60196 | 0 | 0 | 0 | 113096 | 3.074e-05
Big Bend Electric Coop, Inc. | Northwest Power Area (NWPA) - U.S. Systems | 2004 | 0 | 6.22 | 88553 | 361481 | 0 | 0 | 0 | 450034 |  | 2.06% | 640353 | 511051 | 1283214 | 0 | 5123 | 2439741 | 0.00066313
Big Bend Electric Coop, Inc. | Northwest Power Area (NWPA) - U.S. Systems | 2005 | 0 | 6.17 | 90453 | 380570 | 0 | 0 | 0 | 471023 |  | 2.07% | 612 | 0 | 0 | 0 | 0 | 612 | 1.6634e-07
Big Bend Electric Coop, Inc. | Northwest Power Area (NWPA) - U.S. Systems | 2006 | 0 | 5.74 | 90840 | 364202 | 0 | 0 | 0 | 455042 |  | 2.07% | 15524 | 17195 | 2880 | 0 | 0 | 35599 | 9.6759e-06
Big Flat Electric Coop, Inc. | Northwest Power Area (NWPA) - U.S. Systems | 1988 | 0 | 10.65 | 15922 | 22463 | 0 | 43 | 4208 | 42636 |  | 2.07% | 129214 | 97201 | 421665 | 0 | 0 | 648080 | 0.00017615
Big Flat Electric Coop, Inc. | Northwest Power Area (NWPA) - U.S. Systems | 1989 | 0 | 9.13 | 16765 | 23896 | 0 | 43 | 3226 | 43930 |  | 2.08% | 6550 | 17335 | 0 | 122 | 0 | 24007 | 6.5251e-06
Big Flat Electric Coop, Inc. | Northwest Power Area (NWPA) - U.S. Systems | 1990 | 0 | 10.34 | 15538 | 31117 | 0 | 47 | 3577 | 50279 |  | 2.09% | 2355 | 0 | 0 | 0 | 790 | 3145 | 8.5482e-07
Big Flat Electric Coop, Inc. | Northwest Power Area (NWPA) - U.S. Systems | 1991 | 0 | 9.31 | 16594 | 32836 | 0 | 43 | 3061 | 52534 |  | 2.09% | 16643 | 17163 | 0 | 0 | 0 | 33806 | 9.1885e-06
Big Flat Electric Coop, Inc. | Northwest Power Area (NWPA) - U.S. Systems | 1992 | 0 | 7.58 | 15434 | 31954 | 0 | 43 | 3111 | 50542 |  | 2.09% | 232981 | 82094 | 221888 | 821 | 50771 | 588555 | 0.00015997
Big Flat Electric Coop, Inc. | Northwest Power Area (NWPA) - U.S. Systems | 1993 | 0 | 9.16 | 17046 | 37168 | 0 | 43 | 1921 | 56178 |  | 2.1% | 14818 | 2608 | 21300 | 0 | 0 | 38726 | 1.0526e-05
Big Flat Electric Coop, Inc. | Northwest Power Area (NWPA) - U.S. Systems | 1994 | 0 | 10.18 | 17083 | 42156 | 0 | 43 | 2693 | 61975 |  | 2.1% | 240467 | 379269 | 0 | 0 | 137164 | 756900 | 0.00020573
Big Flat Electric Coop, Inc. | Northwest Power Area (NWPA) - U.S. Systems | 1995 | 0 | 8.49 | 17242 | 37208 | 0 | 43 | 2007 | 56500 |  | 2.11% | 2064 | 248 | 0 | 0 | 564 | 2876 | 7.817e-07
Big Flat Electric Coop, Inc. | Northwest Power Area (NWPA) - U.S. Systems | 1996 | 0 | 7.34 | 18618 | 34615 | 0 | 43 | 3050 | 56326 |  | 2.11% | 32180 | 967 | 1905 | 0 | 2679 | 37731 | 1.0255e-05
Big Flat Electric Coop, Inc. | Northwest Power Area (NWPA) - U.S. Systems | 1997 | 0 | 3.07 | 17328 | 31422 | 0 | 43 | 3167 | 51960 |  | 2.11% | 120213 | 107339 | 40561 | 0 | 0 | 268113 | 7.2874e-05
Big Flat Electric Coop, Inc. | Northwest Power Area (NWPA) - U.S. Systems | 1998 | 0 | 4.74 | 17401 | 2067 | 23244 | 43 | 2859 | 45614 |  | 2.12% | 7229 | 4073 | 11756 | 80 | 207 | 23345 | 6.3452e-06
Big Flat Electric Coop, Inc. | Northwest Power Area (NWPA) - U.S. Systems | 1999 | 0 | 4.25 | 16258 | 3061 | 11291 | 43 | 2101 | 32754 |  | 2.12% | 22619 | 26713 | 0 | 0 | 0 | 49332 | 1.3409e-05
Big Flat Electric Coop, Inc. | Northwest Power Area (NWPA) - U.S. Systems | 2000 | 0 | 6.36 | 16654 | 3513 | 5950 | 43 | 2619 | 28779 |  | 2.12% | 27916 | 18636 | 141926 | 0 | 0 | 188478 | 5.1229e-05
Big Flat Electric Coop, Inc. | Northwest Power Area (NWPA) - U.S. Systems | 2001 | 0 | 5.83 | 16498 | 6780 | 2752 | 0 | 3838 | 29868 |  | 2.12% | 164925 | 83354 | 82103 | 1200 | 0 | 331582 | 9.0125e-05
Big Flat Electric Coop, Inc. | Northwest Power Area (NWPA) - U.S. Systems | 2002 | 0 | 5.44 | 17382 | 7459 | 2123 | 0 | 2329 | 29293 |  | 2.12% | 610862 | 362484 | 1745939 | 4178 | 862 | 2724325 | 0.00074048
Big Flat Electric Coop, Inc. | Northwest Power Area (NWPA) - U.S. Systems | 2003 | 0 | 6.69 | 17237 | 10568 | 2164 | 0 | 0 | 29969 |  | 2.13% | 4019 | 910 | 0 | 0 | 425 | 5354 | 1.4552e-06
Big Flat Electric Coop, Inc. | Northwest Power Area (NWPA) - U.S. Systems | 2004 | 0 | 0 | 17231 | 10584 | 2337 | 0 | 0 | 30152 |  | 2.13% | 12349 | 10598 | 262 | 0 | 0 | 23209 | 6.3083e-06
Big Flat Electric Coop, Inc. | Northwest Power Area (NWPA) - U.S. Systems | 2005 | 0 | 8.83 | 16517 | 6698 | 3192 | 0 | 0 | 26407 |  | 2.13% | 18118 | 12692 | 157865 | 95 | 9978 | 198748 | 5.402e-05
Big Flat Electric Coop, Inc. | Northwest Power Area (NWPA) - U.S. Systems | 2006 | 0 | 0 | 16664 | 6506 | 4169 | 0 | 0 | 27339 |  | 2.14% | 1503 | 0 | 0 | 0 | 0 | 1503 | 4.0852e-07
Big Horn County Electric Coop, Inc. | Northwest Power Area (NWPA) - U.S. Systems | 1988 | 0 | 9.98 | 28322 | 5492 | 7376 | 242 | 2616 | 44048 |  | 2.15% | 281398 | 57592 | 312602 | 3044 | 2199 | 656835 | 0.00017853
Big Horn County Electric Coop, Inc. | Northwest Power Area (NWPA) - U.S. Systems | 1989 | 0 | 9.93 | 29422 | 5760 | 8087 | 229 | 2252 | 45750 |  | 2.16% | 29970 | 14243 | 41194 | 0 | 2705 | 88112 | 2.3949e-05
Big Horn County Electric Coop, Inc. | Northwest Power Area (NWPA) - U.S. Systems | 1990 | 0 | 9.24 | 28169 | 5690 | 8634 | 215 | 2242 | 44950 |  | 2.16% | 114276 | 40798 | 0 | 185 | 5989 | 161248 | 4.3828e-05
Big Horn County Electric Coop, Inc. | Northwest Power Area (NWPA) - U.S. Systems | 1991 | 0 | 16.05 | 29252 | 5590 | 7404 | 349 | 2236 | 44831 |  | 2.16% | 156398 | 52912 | 25168 | 2107 | 18111 | 254696 | 6.9227e-05
Big Horn County Electric Coop, Inc. | Northwest Power Area (NWPA) - U.S. Systems | 1992 | 0 | 11.16 | 27625 | 12289 | 31 | 340 | 1568 | 41853 |  | 2.16% | 65492 | 31952 | 704440 | 315 | 0 | 802199 | 0.00021804
Big Horn County Electric Coop, Inc. | Northwest Power Area (NWPA) - U.S. Systems | 1993 | 0 | 10.72 | 30981 | 13805 | 30 | 329 | 1300 | 46445 |  | 2.16% | 658110 | 493694 | 1740540 | 0 | 0 | 2892344 | 0.00078614
Big Horn County Electric Coop, Inc. | Northwest Power Area (NWPA) - U.S. Systems | 1994 | 0 | 10.76 | 30388 | 14658 | 47 | 325 | 2245 | 47663 |  | 2.17% | 122739 | 27857 | 100294 | 933 | 1138 | 252961 | 6.8755e-05
Big Horn County Electric Coop, Inc. | Northwest Power Area (NWPA) - U.S. Systems | 1995 | 0 | 10.21 | 31073 | 15618 | 16 | 342 | 1837 | 48886 |  | 2.18% | 2697 | 0 | 699 | 0 | 0 | 3396 | 9.2304e-07
Big Horn County Electric Coop, Inc. | Northwest Power Area (NWPA) - U.S. Systems | 1996 | 0 | 11.2 | 33321 | 16803 | 0 | 338 | 2744 | 53206 |  | 2.18% | 163790 | 61672 | 27269 | 588 | 22890 | 276209 | 7.5074e-05
Big Horn County Electric Coop, Inc. | Northwest Power Area (NWPA) - U.S. Systems | 1997 | 0 | 10.44 | 31893 | 16921 | 0 | 324 | 1856 | 50994 |  | 2.19% | 272694 | 41273 | 278648 | 2924 | 574 | 596113 | 0.00016202
Big Horn County Electric Coop, Inc. | Northwest Power Area (NWPA) - U.S. Systems | 1998 | 0 | 10.8 | 30702 | 18096 | 0 | 348 | 2796 | 51942 |  | 2.19% | 410966 | 205976 | 616452 | 1891 | 1820 | 1237105 | 0.00033625
Big Horn County Electric Coop, Inc. | Northwest Power Area (NWPA) - U.S. Systems | 1999 | 0 | 10.66 | 30884 | 21202 | 0 | 267 | 2696 | 55049 |  | 2.2% | 3836 | 910 | 0 | 0 | 425 | 5171 | 1.4055e-06
Big Horn County Electric Coop, Inc. | Northwest Power Area (NWPA) - U.S. Systems | 2000 | 0 | 11.34 | 32267 | 22352 | 0 | 265 | 2893 | 57777 |  | 2.2% | 665318 | 426774 | 331004 | 0 | 0 | 1423096 | 0.0003868
Big Horn County Electric Coop, Inc. | Northwest Power Area (NWPA) - U.S. Systems | 2001 | 0 | 8.25 | 32952 | 21482 | 0 | 0 | 3122 | 57556 |  | 2.21% | 7156 | 4020 | 0 | 0 | 0 | 11176 | 3.0377e-06
Big Horn County Electric Coop, Inc. | Northwest Power Area (NWPA) - U.S. Systems | 2002 | 0 | 8.47 | 33909 | 23952 | 0 | 0 | 3634 | 61495 |  | 2.21% | 161888 | 136917 | 312685 | 1299 | 0 | 612789 | 0.00016656
Big Horn County Electric Coop, Inc. | Northwest Power Area (NWPA) - U.S. Systems | 2003 | 0 | 8.09 | 37589 | 22793 | 0 | 0 | 0 | 60382 |  | 2.21% | 269485 | 72661 | 320049 | 3445 | 2456 | 668096 | 0.00018159
Big Horn County Electric Coop, Inc. | Northwest Power Area (NWPA) - U.S. Systems | 2004 | 0 | 8.75 | 36572 | 20797 | 0 | 0 | 0 | 57369 |  | 2.23% | 243622 | 83420 | 171117 | 859 | 54426 | 553444 | 0.00015043
Big Horn County Electric Coop, Inc. | Northwest Power Area (NWPA) - U.S. Systems | 2005 | 0 | 7.44 | 37319 | 23396 | 0 | 0 | 0 | 60715 |  | 2.25% | 155182 | 123267 | 175392 | 1254 | 0 | 455095 | 0.0001237
Big Horn County Electric Coop, Inc. | Northwest Power Area (NWPA) - U.S. Systems | 2006 | 0 | 7.71 | 39063 | 21456 | 0 | 0 | 0 | 60519 |  | 2.26% | 149450 | 102226 | 45156 | 0 | 0 | 296832 | 8.068e-05
Big Horn Rural Electric Co. | Northwest Power Area (NWPA) - U.S. Systems | 1988 | 0 | 7.66 | 16831 | 23004 | 17462 | 126 | 3642 | 61065 |  | 2.26% | 310620 | 114319 | 237875 | 980 | 62313 | 726107 | 0.00019736
Big Horn Rural Electric Co. | Northwest Power Area (NWPA) - U.S. Systems | 1989 | 0 | 6.49 | 17638 | 22579 | 13740 | 131 | 3921 | 58009 |  | 2.27% | 10336 | 14859 | 0 | 0 | 746 | 25941 | 7.0508e-06
Big Horn Rural Electric Co. | Northwest Power Area (NWPA) - U.S. Systems | 1990 | 0 | 11.53 | 16942 | 23475 | 15132 | 125 | 3539 | 59213 |  | 2.27% | 46670 | 25193 | 102899 | 0 | 4518 | 179280 | 4.8729e-05
Big Horn Rural Electric Co. | Northwest Power Area (NWPA) - U.S. Systems | 1991 | 0 | 7.54 | 17817 | 22883 | 17236 | 119 | 2875 | 60930 |  | 2.28% | 788 | 0 | 0 | 0 | 0 | 788 | 2.1418e-07
Big Horn Rural Electric Co. | Northwest Power Area (NWPA) - U.S. Systems | 1992 | 0 | 8.32 | 16643 | 24042 | 17621 | 120 | 2960 | 61386 |  | 2.28% | 0 | 737124 | 899821 | 0 | 0 | 1636945 | 0.00044492
Big Horn Rural Electric Co. | Northwest Power Area (NWPA) - U.S. Systems | 1993 | 0 | 6.7 | 18744 | 24479 | 21934 | 121 | 3287 | 68565 |  | 2.29% | 307497 | 121707 | 91071 | 1415 | 64599 | 586289 | 0.00015935
Big Horn Rural Electric Co. | Northwest Power Area (NWPA) - U.S. Systems | 1994 | 0 | 8.06 | 19519 | 22915 | 17740 | 129 | 2836 | 63139 |  | 2.29% | 3270449 | 2716335 | 1758916 | 23810 | 13337 | 7782847 | 0.0021154
Big Horn Rural Electric Co. | Northwest Power Area (NWPA) - U.S. Systems | 1995 | 0 | 8.12 | 20094 | 24729 | 19705 | 137 | 2195 | 66860 |  | 2.3% | 1773 | 299 | 0 | 0 | 0 | 2072 | 5.6317e-07
Big Horn Rural Electric Co. | Northwest Power Area (NWPA) - U.S. Systems | 1996 | 0 | 6.02 | 22282 | 24438 | 25217 | 138 | 2571 | 74646 |  | 2.3% | 23989 | 24745 | 51480 | 0 | 16216 | 116430 | 3.1646e-05
Big Horn Rural Electric Co. | Northwest Power Area (NWPA) - U.S. Systems | 1997 | 0 | 7.21 | 20482 | 22883 | 34989 | 138 | 2525 | 81017 |  | 2.31% | 40159 | 3084 | 18055 | 0 | 373 | 61671 | 1.6762e-05
Big Horn Rural Electric Co. | Northwest Power Area (NWPA) - U.S. Systems | 1998 | 0 | 5.54 | 20945 | 20131 | 29525 | 135 | 13259 | 83995 |  | 2.32% | 17906 | 19918 | 4111 | 394 | 8908 | 51237 | 1.3926e-05
Big Horn Rural Electric Co. | Northwest Power Area (NWPA) - U.S. Systems | 1999 | 0 | 5.53 | 20995 | 22914 | 29958 | 138 | 13603 | 87608 |  | 2.32% | 40144 | 35800 | 39234 | 0 | 0 | 115178 | 3.1306e-05
Big Horn Rural Electric Co. | Northwest Power Area (NWPA) - U.S. Systems | 2000 | 0 | 4.41 | 22275 | 22708 | 49777 | 138 | 14868 | 109766 |  | 2.32% | 152324 | 274600 | 0 | 0 | 100331 | 527255 | 0.00014331
Big Horn Rural Electric Co. | Northwest Power Area (NWPA) - U.S. Systems | 2001 | 0 | 2.75 | 22589 | 23782 | 53659 | 0 | 15412 | 115442 |  | 2.32% | 50562 | 53648 | 574419 | 0 | 0 | 678629 | 0.00018445
Big Horn Rural Electric Co. | Northwest Power Area (NWPA) - U.S. Systems | 2002 | 0 | 2.3 | 23989 | 24745 | 51480 | 0 | 16216 | 116430 |  | 2.32% | 426101 | 207616 | 635077 | 1876 | 1884 | 1272554 | 0.00034588
Big Horn Rural Electric Co. | Northwest Power Area (NWPA) - U.S. Systems | 2003 | 0 | 2.37 | 24233 | 42545 | 54109 | 0 | 0 | 120887 |  | 2.33% | 1747508 | 320638 | 2721785 | 23279 | 517838 | 5331048 | 0.001449
Big Horn Rural Electric Co. | Northwest Power Area (NWPA) - U.S. Systems | 2004 | 0 | 2.5 | 23893 | 25993 | 74749 | 0 | 0 | 124635 |  | 2.33% | 7034662 | 6873065 | 4247993 | 99081 | 0 | 18254801 | 0.0049617
Big Horn Rural Electric Co. | Northwest Power Area (NWPA) - U.S. Systems | 2005 | 0 | 1.93 | 24504 | 12970 | 104581 | 0 | 0 | 142055 |  | 2.34% | 3605 | 830 | 0 | 0 | 413 | 4848 | 1.3177e-06
Big Horn Rural Electric Co. | Northwest Power Area (NWPA) - U.S. Systems | 2006 | 0 | 2.93 | 24987 | 28582 | 85551 | 0 | 0 | 139120 |  | 2.34% | 139287 | 61125 | 50692 | 2142 | 38991 | 292237 | 7.9431e-05
Blachly-Lane County Coop Electric Association | Northwest Power Area (NWPA) - U.S. Systems | 1988 | 0 | 4.98 | 44537 | 28654 | 49256 | 78 | 671 | 123196 |  | 2.34% | 513411 | 60187 | 395688 | 4099 | 163080 | 1136465 | 0.00030889
Blachly-Lane County Coop Electric Association | Northwest Power Area (NWPA) - U.S. Systems | 1989 | 0 | 5.92 | 46303 | 29559 | 50348 | 72 | 733 | 127015 |  | 2.34% | 0 | 0 | 15697616 | 0 | 918183 | 16615799 | 0.0045162
Blachly-Lane County Coop Electric Association | Northwest Power Area (NWPA) - U.S. Systems | 1990 | 0 | 4.96 | 46404 | 31786 | 45210 | 72 | 675 | 124147 |  | 2.35% | 2086134 | 1146738 | 500424 | 13465 | 23201 | 3769962 | 0.0010247
Blachly-Lane County Coop Electric Association | Northwest Power Area (NWPA) - U.S. Systems | 1991 | 0 | 5.12 | 49013 | 5698 | 69382 | 70 | 816 | 124979 |  | 2.36% | 2654 | 0 | 0 | 0 | 909 | 3563 | 9.6843e-07
Blachly-Lane County Coop Electric Association | Northwest Power Area (NWPA) - U.S. Systems | 1992 | 0 | 4.97 | 45557 | 5369 | 70280 | 67 | 951 | 122224 |  | 2.36% | 47988 | 55047 | 0 | 0 | 0 | 103035 | 2.8005e-05
Blachly-Lane County Coop Electric Association | Northwest Power Area (NWPA) - U.S. Systems | 1993 | 0 | 4.95 | 50446 | 28227 | 50090 | 68 | 587 | 129418 |  | 2.36% | 40708 | 50747 | 519143 | 439 | 5432 | 616469 | 0.00016756
Blachly-Lane County Coop Electric Association | Northwest Power Area (NWPA) - U.S. Systems | 1994 | 0 | 5.25 | 50070 | 29076 | 51132 | 66 | 758 | 131102 |  | 2.37% | 5584 | 2366 | 0 | 0 | 838 | 8788 | 2.3886e-06
Blachly-Lane County Coop Electric Association | Northwest Power Area (NWPA) - U.S. Systems | 1995 | 0 | 4.26 | 48948 | 27967 | 53019 | 65 | 0 | 129999 |  | 2.37% | 24233 | 42545 | 54109 | 0 | 0 | 120887 | 3.2857e-05
Blachly-Lane County Coop Electric Association | Northwest Power Area (NWPA) - U.S. Systems | 1996 | 0 | 7.35 | 52453 | 25126 | 58458 | 75 | 0 | 136112 |  | 2.37% | 173329 | 102890 | 104217 | 0 | 0 | 380436 | 0.0001034
Blachly-Lane County Coop Electric Association | Northwest Power Area (NWPA) - U.S. Systems | 1997 | 0 | 5.81 | 52767 | 24526 | 57318 | 80 | 576 | 135267 |  | 2.37% | 141395 | 108277 | 174994 | 1217 | 0 | 425883 | 0.00011576
Blachly-Lane County Coop Electric Association | Northwest Power Area (NWPA) - U.S. Systems | 1998 | 0 | 5.88 | 53756 | 40373 | 46468 | 68 | 661 | 141326 |  | 2.38% | 105163 | 52332 | 92500 | 0 | 0 | 249995 | 6.7949e-05
Blachly-Lane County Coop Electric Association | Northwest Power Area (NWPA) - U.S. Systems | 1999 | 0 | 5.21 | 55988 | 43673 | 49460 | 68 | 874 | 150063 |  | 2.39% | 144737 | 112732 | 172636 | 1225 | 0 | 431330 | 0.00011724
Blachly-Lane County Coop Electric Association | Northwest Power Area (NWPA) - U.S. Systems | 2000 | 0 | 5.47 | 56251 | 45372 | 56509 | 61 | 0 | 158193 |  | 2.4% | 21815 | 42347 | 0 | 0 | 0 | 64162 | 1.7439e-05
Blachly-Lane County Coop Electric Association | Northwest Power Area (NWPA) - U.S. Systems | 2001 | 0 | 3.62 | 52479 | 45054 | 55692 | 0 | 629 | 153854 |  | 2.4% | 19615 | 12736 | 190718 | 327 | 10984 | 234380 | 6.3705e-05
Blachly-Lane County Coop Electric Association | Northwest Power Area (NWPA) - U.S. Systems | 2002 | 0 | 4.21 | 50976 | 41118 | 53559 | 0 | 626 | 146279 |  | 2.4% | 400578 | 199586 | 673498 | 0 | 0 | 1273662 | 0.00034618
Blachly-Lane County Coop Electric Association | Northwest Power Area (NWPA) - U.S. Systems | 2003 | 0 | 5.91 | 49668 | 42130 | 50242 | 0 | 0 | 142040 |  | 2.41% | 828 | 0 | 0 | 0 | 0 | 828 | 2.2505e-07
Blachly-Lane County Coop Electric Association | Northwest Power Area (NWPA) - U.S. Systems | 2004 | 0 | 4.52 | 50514 | 45791 | 50992 | 0 | 0 | 147297 |  | 2.41% | 5757 | 2487 | 0 | 0 | 870 | 9114 | 2.4772e-06
Blachly-Lane County Coop Electric Association | Northwest Power Area (NWPA) - U.S. Systems | 2005 | 0 | 5.57 | 51101 | 43797 | 49573 | 0 | 0 | 144471 |  | 2.41% | 49428 | 15862 | 310702 | 700 | 37739 | 414431 | 0.00011264
Blachly-Lane County Coop Electric Association | Northwest Power Area (NWPA) - U.S. Systems | 2006 | 0 | 5.8 | 51908 | 43918 | 48907 | 0 | 0 | 144733 |  | 2.43% | 3539 | 845 | 0 | 0 | 475 | 4859 | 1.3207e-06
Blaine City Light Dept. | Northwest Power Area (NWPA) - U.S. Systems | 1988 | 0 | 6.77 | 16516 | 16907 | 3687 | 390 | 8113 | 45613 |  | 2.43% | 18069 | 17440 | 0 | 0 | 0 | 35509 | 9.6514e-06
Blaine City Light Dept. | Northwest Power Area (NWPA) - U.S. Systems | 1989 | 0 | 4.14 | 17885 | 18949 | 4231 | 394 | 8713 | 50172 |  | 2.43% | 38943 | 3379 | 19198 | 0 | 0 | 61520 | 1.6721e-05
Blaine City Light Dept. | Northwest Power Area (NWPA) - U.S. Systems | 1990 | 0 | 2.32 | 17906 | 19918 | 4111 | 394 | 8908 | 51237 |  | 2.43% | 42298 | 32389 | 0 | 0 | 4957 | 79644 | 2.1647e-05
Blaine City Light Dept. | Northwest Power Area (NWPA) - U.S. Systems | 1991 | 0 | 3.47 | 18647 | 24669 | 3738 | 278 | 9114 | 56446 |  | 2.43% | 58588 | 56959 | 14778 | 0 | 48121 | 178446 | 4.8502e-05
Blaine City Light Dept. | Northwest Power Area (NWPA) - U.S. Systems | 1992 | 0 | 3.47 | 18647 | 24669 | 3738 | 278 | 9114 | 56446 |  | 2.43% | 57825 | 30929 | 114119 | 0 | 4856 | 207729 | 5.6461e-05
Blaine City Light Dept. | Northwest Power Area (NWPA) - U.S. Systems | 1993 | 0 | 6.21 | 18510 | 28720 | 3332 | 394 | 9101 | 60057 |  | 2.43% | 67505 | 28259 | 781447 | 0 | 0 | 877211 | 0.00023843
Blaine City Light Dept. | Northwest Power Area (NWPA) - U.S. Systems | 1994 | 0 | 3.79 | 18789 | 28079 | 3371 | 121 | 10028 | 60388 |  | 2.43% | 0 | 0 | 517062 | 0 | 736673 | 1253735 | 0.00034077
Blaine City Light Dept. | Northwest Power Area (NWPA) - U.S. Systems | 1995 | 0 | 6.12 | 18406 | 27683 | 3746 | 240 | 8804 | 58879 |  | 2.43% | 378643 | 196854 | 824137 | 1786 | 2227 | 1403647 | 0.00038151
Blaine City Light Dept. | Northwest Power Area (NWPA) - U.S. Systems | 1996 | 0 | 6.2 | 19842 | 25345 | 3928 | 164 | 11812 | 61091 |  | 2.45% | 166008 | 94393 | 130636 | 1567 | 0 | 392604 | 0.00010671
Blaine City Light Dept. | Northwest Power Area (NWPA) - U.S. Systems | 1997 | 0 | 6.24 | 19398 | 24947 | 4592 | 164 | 9944 | 59045 |  | 2.45% | 1792236 | 321567 | 1791618 | 0 | 629781 | 4535202 | 0.0012327
Blaine City Light Dept. | Northwest Power Area (NWPA) - U.S. Systems | 1998 | 0 | 6.97 | 18721 | 24446 | 4282 | 164 | 9866 | 57479 |  | 2.45% | 3279383 | 2885837 | 2047864 | 24706 | 14019 | 8251809 | 0.0022429
Blaine City Light Dept. | Northwest Power Area (NWPA) - U.S. Systems | 1999 | 0 | 6.5 | 20119 | 25685 | 5483 | 164 | 9269 | 60720 |  | 2.46% | 7509 | 3707 | 11642 | 75 | 179 | 23112 | 6.2819e-06
Blaine City Light Dept. | Northwest Power Area (NWPA) - U.S. Systems | 2000 | 0 | 8.98 | 19957 | 23685 | 6190 | 178 | 11462 | 61472 |  | 2.46% | 27927 | 18305 | 103207 | 0 | 12041 | 161480 | 4.3891e-05
Blaine City Light Dept. | Northwest Power Area (NWPA) - U.S. Systems | 2001 | 0 | 6.84 | 19768 | 23483 | 5885 | 0 | 11678 | 60814 |  | 2.46% | 943140 | 974369 | 772414 | 0 | 0 | 2689923 | 0.00073113
Blaine City Light Dept. | Northwest Power Area (NWPA) - U.S. Systems | 2002 | 0 | 7.17 | 20062 | 22961 | 4920 | 0 | 12067 | 60010 |  | 2.47% | 22596 | 19297 | 25463 | 0 | 0 | 67356 | 1.8307e-05
Blaine City Light Dept. | Northwest Power Area (NWPA) - U.S. Systems | 2003 | 0 | 7.21 | 19836 | 35621 | 4896 | 0 | 0 | 60353 |  | 2.48% | 4100 | 2434 | 0 | 0 | 0 | 6534 | 1.776e-06
Blaine City Light Dept. | Northwest Power Area (NWPA) - U.S. Systems | 2004 | 0 | 7.12 | 20385 | 35772 | 5698 | 0 | 0 | 61855 |  | 2.48% | 160504 | 81382 | 28921 | 0 | 1918 | 272725 | 7.4127e-05
Blaine City Light Dept. | Northwest Power Area (NWPA) - U.S. Systems | 2005 | 0 | 8.33 | 21123 | 36715 | 6054 | 0 | 0 | 63892 |  | 2.48% | 85281 | 340225 | 359192 | 744 | 0 | 785442 | 0.00021348
Blaine City Light Dept. | Northwest Power Area (NWPA) - U.S. Systems | 2006 | 0 | 7.23 | 22377 | 37740 | 6800 | 0 | 0 | 66917 |  | 2.48% | 414445 | 200044 | 677880 | 0 | 0 | 1292369 | 0.00035127
Blanding Electric Dept. | Northwest Power Area (NWPA) - U.S. Systems | 1988 | 0 | 8.1 | 8702 | 6309 | 0 | 0 | 0 | 15011 |  | 2.49% | 31013 | 20534 | 2103 | 0 | 3818 | 57468 | 1.562e-05
Blanding Electric Dept. | Northwest Power Area (NWPA) - U.S. Systems | 1989 | 0 | 4.55 | 10000 | 7000 | 0 | 0 | 0 | 17000 |  | 2.49% | 110136 | 25994 | 93575 | 962 | 1407 | 232074 | 6.3078e-05
Blanding Electric Dept. | Northwest Power Area (NWPA) - U.S. Systems | 1990 | 0 | 5 | 10000 | 7000 | 0 | 0 | 0 | 17000 |  | 2.49% | 92805 | 19885 | 150884 | 825 | 318 | 264717 | 7.1951e-05
Blanding Electric Dept. | Northwest Power Area (NWPA) - U.S. Systems | 1991 | 0 | 4.55 | 11000 | 8000 | 0 | 0 | 0 | 19000 |  | 2.49% | 3233187 | 2103795 | 832995 | 0 | 23695 | 6193672 | 0.0016835
Blanding Electric Dept. | Northwest Power Area (NWPA) - U.S. Systems | 1992 | 0 | 4.76 | 10000 | 7000 | 0 | 0 | 0 | 17000 |  | 2.5% | 23893 | 25993 | 74749 | 0 | 0 | 124635 | 3.3876e-05
Blanding Electric Dept. | Northwest Power Area (NWPA) - U.S. Systems | 1993 | 0 | 0 | 11000 | 8000 | 0 | 0 | 0 | 19000 |  | 2.5% | 220189 | 379206 | 133258 | 0 | 0 | 732653 | 0.00019914
Blanding Electric Dept. | Northwest Power Area (NWPA) - U.S. Systems | 1994 | 0 | 0 | 10414 | 10456 | 0 | 0 | 0 | 20870 |  | 2.5% | 397971 | 150746 | 1926643 | 772 | 15676 | 2491808 | 0.00067728
Blanding Electric Dept. | Northwest Power Area (NWPA) - U.S. Systems | 1995 | 0 | 4.31 | 10771 | 8874 | 0 | 0 | 0 | 19645 |  | 2.5% | 1753774 | 308596 | 2937440 | 25548 | 500989 | 5526347 | 0.0015021
Blanding Electric Dept. | Northwest Power Area (NWPA) - U.S. Systems | 1996 | 0 | 3.88 | 11338 | 7818 | 0 | 0 | 0 | 19156 |  | 2.5% | 1881640 | 322465 | 2816612 | 25799 | 518035 | 5564551 | 0.0015125
Blanding Electric Dept. | Northwest Power Area (NWPA) - U.S. Systems | 1997 | 0 | 2.54 | 11428 | 8498 | 0 | 0 | 1757 | 21683 |  | 2.51% | 27469 | 18374 | 1942 | 0 | 3791 | 51576 | 1.4018e-05
Blanding Electric Dept. | Northwest Power Area (NWPA) - U.S. Systems | 1998 | 0 | 0 | 11153 | 10185 | 0 | 0 | 1759 | 23097 |  | 2.51% | 53947 | 16385 | 325904 | 910 | 34480 | 431626 | 0.00011732
Blanding Electric Dept. | Northwest Power Area (NWPA) - U.S. Systems | 1999 | 0 | 0 | 10383 | 9529 | 0 | 0 | 1801 | 21713 |  | 2.52% | 101521 | 49938 | 62757 | 969 | 612 | 215797 | 5.8654e-05
Blanding Electric Dept. | Northwest Power Area (NWPA) - U.S. Systems | 2000 | 0 | 5.69 | 11034 | 10191 | 0 | 0 | 0 | 21225 |  | 2.52% | 205289 | 229331 | 0 | 15541 | 0 | 450161 | 0.00012235
Blanding Electric Dept. | Northwest Power Area (NWPA) - U.S. Systems | 2001 | 0 | 5.18 | 10417 | 10197 | 0 | 0 | 0 | 20614 |  | 2.53% | 2799 | 277 | 0 | 0 | 0 | 3076 | 8.3606e-07
Blanding Electric Dept. | Northwest Power Area (NWPA) - U.S. Systems | 2002 | 0 | 5.43 | 10587 | 10365 | 0 | 0 | 0 | 20952 |  | 2.53% | 0 | 0 | 31132 | 0 | 0 | 31132 | 8.4617e-06
Blanding Electric Dept. | Northwest Power Area (NWPA) - U.S. Systems | 2003 | 0 | 0.68 | 10000 | 10191 | 0 | 0 | 0 | 20191 |  | 2.53% | 23500 | 27300 | 24500 | 0 | 0 | 75300 | 2.0467e-05
Blanding Electric Dept. | Northwest Power Area (NWPA) - U.S. Systems | 2004 | 0 | 3.28 | 10056 | 10853 | 0 | 0 | 0 | 20909 |  | 2.53% | 40983 | 50745 | 5222 | 282 | 174 | 97406 | 2.6475e-05
Blanding Electric Dept. | Northwest Power Area (NWPA) - U.S. Systems | 2005 | 0 | 1.3 | 10682 | 11097 | 0 | 0 | 0 | 21779 |  | 2.53% | 67769 | 26868 | 885657 | 0 | 0 | 980294 | 0.00026645
Blanding Electric Dept. | Northwest Power Area (NWPA) - U.S. Systems | 2006 | 0 | 0.98 | 11003 | 11630 | 0 | 0 | 0 | 22633 |  | 2.54% | 11428 | 8498 | 0 | 0 | 1757 | 21683 | 5.8935e-06
Bonners Ferry, City of | Northwest Power Area (NWPA) - U.S. Systems | 1988 | 0 | 11.91 | 20314 | 14520 | 15144 | 293 | 1233 | 51504 |  | 2.54% | 29939 | 7199 | 0 | 0 | 0 | 37138 | 1.0094e-05
Bonners Ferry, City of | Northwest Power Area (NWPA) - U.S. Systems | 1989 | 0 | 14.11 | 22484 | 15430 | 18007 | 220 | 1098 | 57239 |  | 2.54% | 101362 | 208661 | 546137 | 0 | 0 | 856160 | 0.00023271
Bonners Ferry, City of | Northwest Power Area (NWPA) - U.S. Systems | 1990 | 0 | 14.53 | 22170 | 15348 | 18105 | 229 | 1075 | 56927 |  | 2.55% | 23164 | 28915 | 0 | 0 | 0 | 52079 | 1.4155e-05
Bonners Ferry, City of | Northwest Power Area (NWPA) - U.S. Systems | 1991 | 0 | 11.61 | 23794 | 16650 | 17326 | 225 | 1334 | 59329 |  | 2.55% | 166414 | 97720 | 132983 | 1647 | 0 | 398764 | 0.00010838
Bonners Ferry, City of | Northwest Power Area (NWPA) - U.S. Systems | 1992 | 0 | 11.72 | 22415 | 16283 | 20134 | 220 | 1179 | 60231 |  | 2.56% | 42518 | 3031 | 20554 | 0 | 0 | 66103 | 1.7967e-05
Bonners Ferry, City of | Northwest Power Area (NWPA) - U.S. Systems | 1993 | 0 | 11.56 | 24486 | 17895 | 20229 | 224 | 1276 | 64110 |  | 2.56% | 110529 | 238486 | 555219 | 0 | 0 | 904234 | 0.00024577
Bonners Ferry, City of | Northwest Power Area (NWPA) - U.S. Systems | 1994 | 0 | 5.92 | 23231 | 18002 | 20776 | 217 | 1144 | 63370 |  | 2.57% | 54283 | 28877 | 20803 | 399 | 2510 | 106872 | 2.9048e-05
Bonners Ferry, City of | Northwest Power Area (NWPA) - U.S. Systems | 1995 | 0 | 4.78 | 24458 | 18689 | 17597 | 222 | 1340 | 62306 |  | 2.57% | 101624 | 23102 | 144685 | 866 | 276 | 270553 | 7.3537e-05
Bonners Ferry, City of | Northwest Power Area (NWPA) - U.S. Systems | 1996 | 0 | 6.35 | 25711 | 19356 | 20186 | 209 | 1565 | 67027 |  | 2.57% | 158634 | 89150 | 112663 | 1455 | 0 | 361902 | 9.8366e-05
Bonners Ferry, City of | Northwest Power Area (NWPA) - U.S. Systems | 1997 | 0 | 3.91 | 24625 | 19785 | 21745 | 192 | 1397 | 67744 |  | 2.57% | 199772 | 90552 | 222353 | 0 | 0 | 512677 | 0.00013935
Bonners Ferry, City of | Northwest Power Area (NWPA) - U.S. Systems | 1998 | 0 | 4.77 | 22687 | 20195 | 20747 | 299 | 1305 | 65233 |  | 2.57% | 3206762 | 1904259 | 1040261 | 20804 | 0 | 6172086 | 0.0016776
Bonners Ferry, City of | Northwest Power Area (NWPA) - U.S. Systems | 1999 | 0 | 8.09 | 23079 | 21524 | 32583 | 222 | 1781 | 79189 |  | 2.58% | 55877 | 51963 | 13824 | 879 | 42294 | 164837 | 4.4803e-05
Bonners Ferry, City of | Northwest Power Area (NWPA) - U.S. Systems | 2000 | 0 | 6.3 | 17300 | 20523 | 37951 | 20 | 0 | 75794 |  | 2.61% | 3900 | 3900 | 10100 | 0 | 1400 | 19300 | 5.2458e-06
Bonners Ferry, City of | Northwest Power Area (NWPA) - U.S. Systems | 2001 | 0 | 6.8 | 21826 | 18845 | 29012 | 0 | 713 | 70396 |  | 2.61% | 117713 | 50939 | 0 | 186 | 5719 | 174557 | 4.7445e-05
Bonners Ferry, City of | Northwest Power Area (NWPA) - U.S. Systems | 2002 | 0 | 4.06 | 22069 | 18878 | 32803 | 0 | 807 | 74557 |  | 2.61% | 269011 | 292773 | 57979 | 0 | 0 | 619763 | 0.00016845
Bonners Ferry, City of | Northwest Power Area (NWPA) - U.S. Systems | 2003 | 0 | 6.99 | 21910 | 18816 | 27157 | 0 | 0 | 67883 |  | 2.61% | 63961 | 26226 | 910384 | 0 | 0 | 1000571 | 0.00027196
Bonners Ferry, City of | Northwest Power Area (NWPA) - U.S. Systems | 2004 | 0 | 2.47 | 22596 | 19297 | 25463 | 0 | 0 | 67356 |  | 2.62% | 10905 | 10632 | 0 | 0 | 463 | 22000 | 5.9796e-06
Bonners Ferry, City of | Northwest Power Area (NWPA) - U.S. Systems | 2005 | 0 | 1.47 | 23131 | 24411 | 22959 | 0 | 0 | 70501 |  | 2.63% | 56511 | 27933 | 39256 | 264 | 0 | 123964 | 3.3694e-05
Bonners Ferry, City of | Northwest Power Area (NWPA) - U.S. Systems | 2006 | 0 | 8.7 | 22881 | 21982 | 18437 | 0 | 0 | 63300 |  | 2.64% | 8498 | 10290 | 244 | 0 | 3190 | 22222 | 6.04e-06
Bonneville Power Administration | Northwest Power Area (NWPA) - U.S. Systems | 1988 | 0 | 4.52 | 0 | 0 | 26090256 | 0 | 1114616 | 27204872 |  | 2.64% | 42984 | 16789 | 47121 | 0 | 6916 | 113810 | 3.0934e-05
Bonneville Power Administration | Northwest Power Area (NWPA) - U.S. Systems | 1989 | 0 | 4.94 | 0 | 0 | 25688254 | 0 | 972034 | 26660288 |  | 2.64% | 21230 | 13655 | 103669 | 314 | 10981 | 149849 | 4.0729e-05
Bonneville Power Administration | Northwest Power Area (NWPA) - U.S. Systems | 1990 | 0 | 4.36 | 0 | 0 | 27255811 | 0 | 1043785 | 28299596 |  | 2.65% | 162478 | 89004 | 94018 | 1350 | 0 | 346850 | 9.4274e-05
Bonneville Power Administration | Northwest Power Area (NWPA) - U.S. Systems | 1991 | 0 | 4.21 | 0 | 0 | 27114151 | 0 | 1058707 | 28172858 |  | 2.65% | 166927 | 97753 | 114975 | 0 | 1913 | 381568 | 0.00010371
Bonneville Power Administration | Northwest Power Area (NWPA) - U.S. Systems | 1992 | 0 | 5.05 | 0 | 0 | 23547414 | 0 | 1137338 | 24684752 |  | 2.66% | 57265 | 35630 | 108104 | 0 | 5846 | 206845 | 5.6221e-05
Bonneville Power Administration | Northwest Power Area (NWPA) - U.S. Systems | 1993 | 0 | 4.43 | 0 | 0 | 20729382 | 0 | 1013383 | 21742765 |  | 2.66% | 87456 | 17135 | 128644 | 864 | 254 | 234353 | 6.3698e-05
Bonneville Power Administration | Northwest Power Area (NWPA) - U.S. Systems | 1994 | 0 | 4.26 | 0 | 0 | 18705308 | 0 | 1036299 | 19741607 |  | 2.66% | 138048 | 18679 | 237154 | 0 | 0 | 393881 | 0.00010706
Bonneville Power Administration | Northwest Power Area (NWPA) - U.S. Systems | 1995 | 0 | 4.08 | 0 | 0 | 20718293 | 0 | 803541 | 21521834 |  | 2.67% | 3512 | 1250 | 0 | 0 | 0 | 4762 | 1.2943e-06
Bonneville Power Administration | Northwest Power Area (NWPA) - U.S. Systems | 1996 | 0 | 7.25 | 0 | 0 | 16339852 | 0 | 831370 | 17171222 |  | 2.67% | 49640 | 44379 | 0 | 0 | 0 | 94019 | 2.5555e-05
Bonneville Power Administration | Northwest Power Area (NWPA) - U.S. Systems | 1997 | 0 | 3.87 | 0 | 0 | 14305001 | 0 | 796212 | 15101213 |  | 2.67% | 48059 | 46448 | 15998 | 879 | 39288 | 150672 | 4.0953e-05
Bonneville Power Administration | Northwest Power Area (NWPA) - U.S. Systems | 1998 | 0 | 2.34 | 0 | 0 | 15697616 | 0 | 918183 | 16615799 |  | 2.67% | 113623 | 29973 | 145239 | 0 | 2507 | 291342 | 7.9187e-05
Bonneville Power Administration | Northwest Power Area (NWPA) - U.S. Systems | 1999 | 0 | 11.62 | 0 | 0 | 16847593 | 0 | 1053299 | 17900892 |  | 2.67% | 185518 | 109799 | 31716 | 0 | 0 | 327033 | 8.8888e-05
Bonneville Power Administration | Northwest Power Area (NWPA) - U.S. Systems | 2000 | 0 | 11.79 | 0 | 0 | 17337141 | 0 | 1144049 | 18481190 |  | 2.67% | 101097 | 220958 | 0 | 375 | 8412 | 330842 | 8.9923e-05
Bonneville Power Administration | Northwest Power Area (NWPA) - U.S. Systems | 2001 | 0 | 5.81 | 0 | 0 | 2772707 | 0 | 737578 | 3510285 |  | 2.68% | 333036 | 176744 | 809761 | 1805 | 1381 | 1322727 | 0.00035952
Bonneville Power Administration | Northwest Power Area (NWPA) - U.S. Systems | 2002 | 0 | 2.43 | 0 | 0 | 517062 | 0 | 736673 | 1253735 |  | 2.68% | 1760110 | 348146 | 2513572 | 0 | 825 | 4622653 | 0.0012564
Bonneville Power Administration | Northwest Power Area (NWPA) - U.S. Systems | 2003 | 0 | 2.28 | 0 | 737124 | 899821 | 0 | 0 | 1636945 |  | 2.69% | 47177 | 24325 | 0 | 894 | 18566 | 90962 | 2.4724e-05
Bonneville Power Administration | Northwest Power Area (NWPA) - U.S. Systems | 2004 | 0 | 0 | 0 | 933887 | 2459880 | 0 | 0 | 3393767 |  | 2.7% | 49525 | 55502 | 0 | 0 | 0 | 105027 | 2.8547e-05
Bonneville Power Administration | Northwest Power Area (NWPA) - U.S. Systems | 2005 | 0 | 1.11 | 0 | 900158 | 2998191 | 0 | 0 | 3898349 |  | 2.7% | 94150 | 46662 | 48919 | 971 | 416 | 191118 | 5.1946e-05
Bonneville Power Administration | Northwest Power Area (NWPA) - U.S. Systems | 2006 | 0 | 0 | 0 | 855872 | 2280991 | 0 | 0 | 3136863 |  | 2.7% | 222682 | 177495 | 57112 | 2043 | 50122 | 509454 | 0.00013847
Bountiful City Light & Power | Northwest Power Area (NWPA) - U.S. Systems | 1988 | 0 | 3.95 | 93605 | 47905 | 47946 | 2198 | 16590 | 208244 |  | 2.71% | 38020 | 43287 | 0 | 0 | 0 | 81307 | 2.2099e-05
Bountiful City Light & Power | Northwest Power Area (NWPA) - U.S. Systems | 1989 | 0 | 7.58 | 95536 | 47991 | 46041 | 2216 | 10265 | 202049 |  | 2.71% | 165825 | 97900 | 122011 | 1524 | 0 | 387260 | 0.00010526
Bountiful City Light & Power | Northwest Power Area (NWPA) - U.S. Systems | 1990 | 0 | 6.11 | 98200 | 47400 | 52135 | 2400 | 17600 | 217735 |  | 2.71% | 7030121 | 6470721 | 3906537 | 101779 | 0 | 17509158 | 0.004759
Bountiful City Light & Power | Northwest Power Area (NWPA) - U.S. Systems | 1991 | 0 | 4.68 | 99597 | 51064 | 49202 | 2058 | 17777 | 219698 |  | 2.72% | 11798 | 4084 | 52247 | 0 | 1340 | 69469 | 1.8882e-05
Bountiful City Light & Power | Northwest Power Area (NWPA) - U.S. Systems | 1992 | 0 | 4.6 | 102010 | 54370 | 47967 | 1920 | 19135 | 225402 |  | 2.72% | 18200 | 6300 | 80600 | 0 | 2067 | 107167 | 2.9128e-05
Bountiful City Light & Power | Northwest Power Area (NWPA) - U.S. Systems | 1993 | 0 | 4.84 | 99875 | 53808 | 51862 | 2169 | 22102 | 229816 |  | 2.72% | 265940 | 55949 | 304121 | 2380 | 1329 | 629719 | 0.00017116
Bountiful City Light & Power | Northwest Power Area (NWPA) - U.S. Systems | 1994 | 0 | 3.24 | 110030 | 54754 | 52295 | 2389 | 29563 | 249031 |  | 2.73% | 230898 | 393706 | 135005 | 0 | 0 | 759609 | 0.00020646
Bountiful City Light & Power | Northwest Power Area (NWPA) - U.S. Systems | 1995 | 0 | 3.81 | 106712 | 50602 | 53320 | 1950 | 31128 | 243712 |  | 2.74% | 39990 | 2923 | 19795 | 0 | 0 | 62708 | 1.7044e-05
Bountiful City Light & Power | Northwest Power Area (NWPA) - U.S. Systems | 1996 | 0 | 4.33 | 115181 | 53192 | 52823 | 1950 | 33549 | 256695 |  | 2.74% | 53673 | 53697 | 16416 | 1005 | 44347 | 169138 | 4.5972e-05
Bountiful City Light & Power | Northwest Power Area (NWPA) - U.S. Systems | 1997 | 0 | 6.41 | 115290 | 51555 | 50303 | 2160 | 34264 | 253572 |  | 2.75% | 36521 | 12744 | 0 | 0 | 19388 | 68653 | 1.866e-05
Bountiful City Light & Power | Northwest Power Area (NWPA) - U.S. Systems | 1998 | 0 | 4.03 | 121216 | 57610 | 50365 | 2115 | 33320 | 264626 |  | 2.75% | 42834 | 24277 | 0 | 51 | 19535 | 86697 | 2.3564e-05
Bountiful City Light & Power | Northwest Power Area (NWPA) - U.S. Systems | 1999 | 0 | 5.27 | 121063 | 57396 | 50226 | 2112 | 34404 | 265201 |  | 2.75% | 22589 | 23782 | 53659 | 0 | 15412 | 115442 | 3.1377e-05
Bountiful City Light & Power | Northwest Power Area (NWPA) - U.S. Systems | 2000 | 0 | 2.34 | 139287 | 61125 | 50692 | 2142 | 38991 | 292237 |  | 2.75% | 154985 | 75680 | 66626 | 1144 | 0 | 298435 | 8.1115e-05
Bountiful City Light & Power | Northwest Power Area (NWPA) - U.S. Systems | 2001 | 0 | 1.44 | 136632 | 61181 | 50624 | 0 | 35596 | 284033 |  | 2.76% | 171516 | 197561 | 0 | 19310 | 0 | 388387 | 0.00010556
Bountiful City Light & Power | Northwest Power Area (NWPA) - U.S. Systems | 2002 | 0 | 4.12 | 137209 | 60027 | 47944 | 0 | 34157 | 279337 |  | 2.77% | 58972 | 30230 | 24729 | 568 | 3069 | 117568 | 3.1955e-05
Bountiful City Light & Power | Northwest Power Area (NWPA) - U.S. Systems | 2003 | 0 | 4.09 | 143931 | 94816 | 42581 | 0 | 0 | 281328 |  | 2.77% | 121374 | 31719 | 126709 | 408 | 1902 | 282112 | 7.6679e-05
Bountiful City Light & Power | Northwest Power Area (NWPA) - U.S. Systems | 2004 | 0 | 3.68 | 142863 | 95386 | 46363 | 0 | 0 | 284612 |  | 2.78% | 26000 | 9000 | 0 | 0 | 0 | 35000 | 9.5131e-06
Bountiful City Light & Power | Northwest Power Area (NWPA) - U.S. Systems | 2005 | 0 | 2.82 | 141765 | 99367 | 44498 | 0 | 0 | 285630 |  | 2.78% | 150781 | 247854 | 98410 | 0 | 0 | 497045 | 0.0001351
Bountiful City Light & Power | Northwest Power Area (NWPA) - U.S. Systems | 2006 | 0 | 2.26 | 149450 | 102226 | 45156 | 0 | 0 | 296832 |  | 2.79% | 0 | 0 | 27941 | 0 | 0 | 27941 | 7.5944e-06
Bridger Valley Electric Association, Inc. | Northwest Power Area (NWPA) - U.S. Systems | 1988 | 0 | 10.51 | 29926 | 18915 | 16308 | 418 | 500 | 66067 |  | 2.79% | 80163 | 97341 | 0 | 657 | 0 | 178161 | 4.8424e-05
Bridger Valley Electric Association, Inc. | Northwest Power Area (NWPA) - U.S. Systems | 1989 | 0 | 10.52 | 29173 | 18416 | 16124 | 449 | 368 | 64530 |  | 2.79% | 80163 | 97341 | 0 | 657 | 0 | 178161 | 4.8424e-05
Bridger Valley Electric Association, Inc. | Northwest Power Area (NWPA) - U.S. Systems | 1990 | 0 | 11.05 | 28656 | 18845 | 16870 | 447 | 505 | 65323 |  | 2.8% | 13789 | 2449 | 16471 | 78 | 1089 | 33876 | 9.2076e-06
Bridger Valley Electric Association, Inc. | Northwest Power Area (NWPA) - U.S. Systems | 1991 | 0 | 9.96 | 30607 | 20096 | 20337 | 453 | 556 | 72049 |  | 2.8% | 124671 | 42512 | 0 | 185 | 5284 | 172652 | 4.6927e-05
Bridger Valley Electric Association, Inc. | Northwest Power Area (NWPA) - U.S. Systems | 1992 | 0 | 9.67 | 30582 | 20988 | 19384 | 507 | 785 | 72246 |  | 2.8% | 167953 | 82352 | 89966 | 1292 | 0 | 341563 | 9.2837e-05
Bridger Valley Electric Association, Inc. | Northwest Power Area (NWPA) - U.S. Systems | 1993 | 0 | 10.33 | 32028 | 22525 | 19847 | 508 | 1002 | 75910 |  | 2.8% | 300197 | 120228 | 172973 | 1334 | 65372 | 660104 | 0.00017942
Bridger Valley Electric Association, Inc. | Northwest Power Area (NWPA) - U.S. Systems | 1994 | 0 | 9.27 | 31432 | 22616 | 20164 | 379 | 1566 | 76157 |  | 2.81% | 70737 | 37057 | 30575 | 698 | 3835 | 142902 | 3.8841e-05
Bridger Valley Electric Association, Inc. | Northwest Power Area (NWPA) - U.S. Systems | 1995 | 0 | 10.7 | 31631 | 21785 | 21305 | 360 | 1219 | 76300 |  | 2.81% | 1762225 | 306034 | 2833090 | 24722 | 499555 | 5425626 | 0.0014747
Bridger Valley Electric Association, Inc. | Northwest Power Area (NWPA) - U.S. Systems | 1996 | 0 | 9.56 | 33371 | 22075 | 23966 | 339 | 1579 | 81330 |  | 2.82% | 13144 | 5633 | 0 | 0 | 0 | 18777 | 5.1036e-06
Bridger Valley Electric Association, Inc. | Northwest Power Area (NWPA) - U.S. Systems | 1997 | 0 | 9.94 | 33990 | 22892 | 25057 | 208 | 1710 | 83857 |  | 2.82% | 93105 | 80706 | 0 | 0 | 0 | 173811 | 4.7242e-05
Bridger Valley Electric Association, Inc. | Northwest Power Area (NWPA) - U.S. Systems | 1998 | 0 | 10.19 | 33490 | 22858 | 23256 | 881 | 1770 | 82255 |  | 2.82% | 141765 | 99367 | 44498 | 0 | 0 | 285630 | 7.7635e-05
Bridger Valley Electric Association, Inc. | Northwest Power Area (NWPA) - U.S. Systems | 1999 | 0 | 9.59 | 33080 | 9265 | 40397 | 961 | 1720 | 85423 |  | 2.83% | 6911 | 3701 | 17417 | 87 | 183 | 28299 | 7.6917e-06
Bridger Valley Electric Association, Inc. | Northwest Power Area (NWPA) - U.S. Systems | 2000 | 0 | 7.56 | 35198 | 24006 | 28997 | 347 | 2018 | 90566 |  | 2.83% | 158883 | 35184 | 30417 | 0 | 0 | 224484 | 6.1015e-05
Bridger Valley Electric Association, Inc. | Northwest Power Area (NWPA) - U.S. Systems | 2001 | 0 | 8.68 | 34839 | 23984 | 24429 | 0 | 2342 | 85594 |  | 2.84% | 3539 | 859 | 0 | 0 | 477 | 4875 | 1.325e-06
Bridger Valley Electric Association, Inc. | Northwest Power Area (NWPA) - U.S. Systems | 2002 | 0 | 8.56 | 35848 | 24788 | 18803 | 0 | 2319 | 81758 |  | 2.84% | 33066 | 3443 | 0 | 761 | 5796 | 43066 | 1.1705e-05
Bridger Valley Electric Association, Inc. | Northwest Power Area (NWPA) - U.S. Systems | 2003 | 0 | 9.47 | 36205 | 28268 | 18696 | 0 | 0 | 83169 |  | 2.84% | 105049 | 45737 | 84879 | 0 | 1691 | 237356 | 6.4514e-05
Bridger Valley Electric Association, Inc. | Northwest Power Area (NWPA) - U.S. Systems | 2004 | 0 | 8.31 | 37226 | 28505 | 25880 | 0 | 0 | 91611 |  | 2.85% | 4200 | 4700 | 16800 | 0 | 0 | 25700 | 6.9853e-06
Bridger Valley Electric Association, Inc. | Northwest Power Area (NWPA) - U.S. Systems | 2005 | 0 | 7.6 | 37018 | 30182 | 35046 | 0 | 0 | 102246 |  | 2.85% | 45949 | 28907 | 0 | 895 | 18667 | 94418 | 2.5663e-05
Bridger Valley Electric Association, Inc. | Northwest Power Area (NWPA) - U.S. Systems | 2006 | 0 | 8.31 | 38970 | 33081 | 37752 | 0 | 0 | 109803 |  | 2.85% | 120209 | 29132 | 106896 | 381 | 1299 | 257917 | 7.0102e-05
Brigham City Light & Power | Northwest Power Area (NWPA) - U.S. Systems | 1988 | 0 | 5.46 | 35552 | 35362 | 0 | 4510 | 0 | 75424 |  | 2.86% | 3344 | 3815 | 932 | 0 | 0 | 8091 | 2.1991e-06
Brigham City Light & Power | Northwest Power Area (NWPA) - U.S. Systems | 1989 | 0 | 5.98 | 35500 | 35188 | 0 | 4187 | 0 | 74875 |  | 2.86% | 55484 | 62652 | 0 | 0 | 0 | 118136 | 3.211e-05
Brigham City Light & Power | Northwest Power Area (NWPA) - U.S. Systems | 1990 | 0 | 5.36 | 34548 | 38994 | 0 | 0 | 5123 | 78665 |  | 2.86% | 374503 | 196753 | 769025 | 1777 | 1304 | 1343362 | 0.00036513
Brigham City Light & Power | Northwest Power Area (NWPA) - U.S. Systems | 1991 | 0 | 5.2 | 35007 | 44581 | 0 | 0 | 3800 | 83388 |  | 2.87% | 870 | 0 | 0 | 0 | 0 | 870 | 2.3647e-07
Brigham City Light & Power | Northwest Power Area (NWPA) - U.S. Systems | 1992 | 0 | 2.88 | 38716 | 50850 | 0 | 0 | 0 | 89566 |  | 2.87% | 3449 | 1463 | 0 | 0 | 0 | 4912 | 1.3351e-06
Brigham City Light & Power | Northwest Power Area (NWPA) - U.S. Systems | 1993 | 0 | 5.29 | 37459 | 31633 | 29597 | 0 | 0 | 98689 |  | 2.87% | 123655 | 78676 | 0 | 0 | 0 | 202331 | 5.4994e-05
Brigham City Light & Power | Northwest Power Area (NWPA) - U.S. Systems | 1994 | 0 | 2.32 | 40144 | 35800 | 39234 | 0 | 0 | 115178 |  | 2.87% | 362264 | 55848 | 439423 | 2414 | 1065 | 861014 | 0.00023403
Brigham City Light & Power | Northwest Power Area (NWPA) - U.S. Systems | 1995 | 0 | 3.73 | 39368 | 34752 | 47352 | 0 | 0 | 121472 |  | 2.87% | 99178 | 34392 | 739919 | 343 | 0 | 873832 | 0.00023751
Brigham City Light & Power | Northwest Power Area (NWPA) - U.S. Systems | 1996 | 0 | 3.69 | 40293 | 37311 | 56458 | 0 | 0 | 134062 |  | 2.87% | 1762623 | 301827 | 2980008 | 21851 | 475209 | 5541518 | 0.0015062
Brigham City Light & Power | Northwest Power Area (NWPA) - U.S. Systems | 1997 | 0 | 3.7 | 41904 | 37833 | 56412 | 0 | 0 | 136149 |  | 2.88% | 14439 | 2819 | 21164 | 78 | 1062 | 39562 | 1.0753e-05
Brigham City Light & Power | Northwest Power Area (NWPA) - U.S. Systems | 1998 | 0 | 5.31 | 36837 | 43096 | 50337 | 0 | 0 | 130270 |  | 2.88% | 38716 | 50850 | 0 | 0 | 0 | 89566 | 2.4344e-05
Brigham City Light & Power | Northwest Power Area (NWPA) - U.S. Systems | 1999 | 0 | 3.59 | 37444 | 46674 | 49620 | 0 | 0 | 133738 |  | 2.88% | 70063 | 38357 | 883 | 0 | 0 | 109303 | 2.9709e-05
Brigham City Light & Power | Northwest Power Area (NWPA) - U.S. Systems | 2000 | 0 | 4.58 | 42032 | 45016 | 49566 | 0 | 0 | 136614 |  | 2.88% | 3219407 | 2881998 | 1891267 | 0 | 38365 | 8031037 | 0.0021829
Brigham City Light & Power | Northwest Power Area (NWPA) - U.S. Systems | 2001 | 0 | 1.84 | 48271 | 42834 | 46335 | 0 | 0 | 137440 |  | 2.89% | 168856 | 40836 | 0 | 0 | 0 | 209692 | 5.6995e-05
Brigham City Light & Power | Northwest Power Area (NWPA) - U.S. Systems | 2002 | 0 | 2.96 | 49967 | 44793 | 44187 | 0 | 0 | 138947 |  | 2.9% | 53192 | 61111 | 0 | 0 | 690 | 114993 | 3.1255e-05
Brigham City Light & Power | Northwest Power Area (NWPA) - U.S. Systems | 2003 | 0 | 10.23 | 50246 | 38476 | 44368 | 0 | 0 | 133090 |  | 2.9% | 26833 | 16724 | 128328 | 338 | 11694 | 183917 | 4.9989e-05
Brigham City Light & Power | Northwest Power Area (NWPA) - U.S. Systems | 2004 | 0 | 4.5 | 49823 | 38863 | 49153 | 0 | 0 | 137839 |  | 2.9% | 110107 | 25624 | 60495 | 926 | 1368 | 198520 | 5.3958e-05
Brigham City Light & Power | Northwest Power Area (NWPA) - U.S. Systems | 2005 | 0 | 4.84 | 49780 | 41064 | 47019 | 0 | 0 | 137863 |  | 2.9% | 156337 | 272695 | 106440 | 0 | 0 | 535472 | 0.00014554
Brigham City Light & Power | Northwest Power Area (NWPA) - U.S. Systems | 2006 | 0 | 3.87 | 51620 | 43646 | 47233 | 0 | 0 | 142499 |  | 2.9% | 404369 | 202084 | 544405 | 0 | 3749 | 1154607 | 0.00031382
Burley Municipal Distribution System | Northwest Power Area (NWPA) - U.S. Systems | 1988 | 0 | 3.57 | 39129 | 6899 | 40000 | 1200 | 45000 | 132228 |  | 2.91% | 11679 | 109508 | 0 | 118757 | 0 | 239944 | 6.5217e-05
Burley Municipal Distribution System | Northwest Power Area (NWPA) - U.S. Systems | 1989 | 0 | 1.92 | 46000 | 12000 | 39000 | 0 | 5000 | 102000 |  | 2.91% | 100610 | 21434 | 149235 | 833 | 234 | 272346 | 7.4024e-05
Burley Municipal Distribution System | Northwest Power Area (NWPA) - U.S. Systems | 1990 | 0 | 3.92 | 40000 | 13000 | 39000 | 0 | 6000 | 98000 |  | 2.91% | 1822333 | 320396 | 2860812 | 26663 | 522757 | 5552961 | 0.0015093
Burley Municipal Distribution System | Northwest Power Area (NWPA) - U.S. Systems | 1991 | 0 | 1.85 | 45000 | 15000 | 40000 | 0 | 2000 | 102000 |  | 2.92% | 329297 | 183660 | 813385 | 1692 | 1268 | 1329302 | 0.00036131
Burley Municipal Distribution System | Northwest Power Area (NWPA) - U.S. Systems | 1992 | 0 | 4.17 | 40237 | 15321 | 41199 | 0 | 5433 | 102190 |  | 2.92% | 2069593 | 1156019 | 482416 | 17224 | 25231 | 3750483 | 0.0010194
Burley Municipal Distribution System | Northwest Power Area (NWPA) - U.S. Systems | 1993 | 0 | 4.49 | 44514 | 15713 | 44275 | 0 | 6825 | 111327 |  | 2.93% | 13867 | 8888 | 34847 | 0 | 0 | 57602 | 1.5656e-05
Burley Municipal Distribution System | Northwest Power Area (NWPA) - U.S. Systems | 1994 | 0 | 2.99 | 42118 | 16656 | 45970 | 0 | 7054 | 111798 |  | 2.93% | 31827 | 16332 | 41798 | 0 | 1265 | 91222 | 2.4794e-05
Burley Municipal Distribution System | Northwest Power Area (NWPA) - U.S. Systems | 1995 | 0 | 2.64 | 42984 | 16789 | 47121 | 0 | 6916 | 113810 |  | 2.93% | 24987 | 28582 | 85551 | 0 | 0 | 139120 | 3.7813e-05
Burley Municipal Distribution System | Northwest Power Area (NWPA) - U.S. Systems | 1996 | 0 | 4.46 | 54562 | 20366 | 60475 | 0 | 7124 | 142527 |  | 2.93% | 508031 | 230805 | 289065 | 3336 | 0 | 1031237 | 0.00028029
Burley Municipal Distribution System | Northwest Power Area (NWPA) - U.S. Systems | 1997 | 0 | 3.43 | 54527 | 20360 | 60353 | 0 | 7120 | 142360 |  | 2.93% | 428622 | 205124 | 675643 | 0 | 0 | 1309389 | 0.00035589
Burley Municipal Distribution System | Northwest Power Area (NWPA) - U.S. Systems | 1998 | 0 | 4.83 | 42915 | 15761 | 47383 | 0 | 5955 | 112014 |  | 2.94% | 12198 | 10651 | 173 | 0 | 0 | 23022 | 6.2574e-06
Burley Municipal Distribution System | Northwest Power Area (NWPA) - U.S. Systems | 1999 | 0 | 4.77 | 44103 | 17220 | 48327 | 0 | 5910 | 115560 |  | 2.94% | 27985 | 18015 | 6548 | 0 | 3537 | 56085 | 1.5244e-05
Burley Municipal Distribution System | Northwest Power Area (NWPA) - U.S. Systems | 2000 | 0 | 3.68 | 43703 | 66909 | 0 | 0 | 6893 | 117505 |  | 2.94% | 26297 | 3544 | 12309 | 0 | 172119 | 214269 | 5.8239e-05
Burley Municipal Distribution System | Northwest Power Area (NWPA) - U.S. Systems | 2001 | 0 | 5.29 | 42821 | 64477 | 0 | 0 | 46 | 107344 |  | 2.95% | 357714 | 176972 | 64426 | 2025 | 0 | 601137 | 0.00016339
Burley Municipal Distribution System | Northwest Power Area (NWPA) - U.S. Systems | 2002 | 0 | 6.62 | 43457 | 61702 | 0 | 0 | 49 | 105208 |  | 2.96% | 1103 | 335 | 141 | 0 | 0 | 1579 | 4.2918e-07
Burley Municipal Distribution System | Northwest Power Area (NWPA) - U.S. Systems | 2003 | 0 | 6.24 | 42747 | 61791 | 67 | 0 | 0 | 104605 |  | 2.96% | 6909 | 3702 | 16638 | 103 | 145 | 27497 | 7.4737e-06
Burley Municipal Distribution System | Northwest Power Area (NWPA) - U.S. Systems | 2004 | 0 | 14.19 | 42460 | 57126 | 0 | 0 | 0 | 99586 |  | 2.96% | 49967 | 44793 | 44187 | 0 | 0 | 138947 | 3.7766e-05
Burley Municipal Distribution System | Northwest Power Area (NWPA) - U.S. Systems | 2005 | 0 | 6.08 | 42664 | 55034 | 0 | 0 | 0 | 97698 |  | 2.96% | 167059 | 96753 | 124910 | 0 | 1951 | 390673 | 0.00010619
Burley Municipal Distribution System | Northwest Power Area (NWPA) - U.S. Systems | 2006 | 0 | 6.18 | 44469 | 57299 | 0 | 0 | 0 | 101768 |  | 2.96% | 1822438 | 323917 | 2584708 | 0 | 844 | 4731907 | 0.0012861
Canby Electric Board | Northwest Power Area (NWPA) - U.S. Systems | 1988 | 0 | 2.57 | 54283 | 28877 | 20803 | 399 | 2510 | 106872 |  | 2.97% | 107009 | 48066 | 87416 | 1093 | 813 | 244397 | 6.6428e-05
Canby Electric Board | Northwest Power Area (NWPA) - U.S. Systems | 1989 | 0 | 3.84 | 54437 | 28820 | 20281 | 448 | 2754 | 106740 |  | 2.98% | 1846 | 77 | 0 | 0 | 0 | 1923 | 5.2268e-07
Canby Electric Board | Northwest Power Area (NWPA) - U.S. Systems | 1990 | 0 | 4.65 | 56296 | 28700 | 22445 | 413 | 2770 | 110624 |  | 2.98% | 7239 | 4122 | 12082 | 77 | 176 | 23696 | 6.4406e-06
Canby Electric Board | Northwest Power Area (NWPA) - U.S. Systems | 1991 | 0 | 1.46 | 59450 | 29640 | 23520 | 422 | 2939 | 115971 |  | 2.98% | 92474 | 21051 | 151149 | 841 | 428 | 265943 | 7.2284e-05
Canby Electric Board | Northwest Power Area (NWPA) - U.S. Systems | 1992 | 0 | 3.44 | 54521 | 29044 | 24011 | 480 | 2753 | 110809 |  | 2.98% | 182480 | 84300 | 201718 | 0 | 0 | 468498 | 0.00012734
Canby Electric Board | Northwest Power Area (NWPA) - U.S. Systems | 1993 | 0 | 3.28 | 61398 | 30041 | 23611 | 499 | 2791 | 118340 |  | 2.98% | 629438 | 418164 | 312989 | 0 | 0 | 1360591 | 0.00036981
Canby Electric Board | Northwest Power Area (NWPA) - U.S. Systems | 1994 | 0 | 3.65 | 59884 | 30780 | 25422 | 541 | 2970 | 119597 |  | 2.99% | 42118 | 16656 | 45970 | 0 | 7054 | 111798 | 3.0387e-05
Canby Electric Board | Northwest Power Area (NWPA) - U.S. Systems | 1995 | 0 | 2.77 | 58972 | 30230 | 24729 | 568 | 3069 | 117568 |  | 3% | 56334 | 111066 | 16499 | 0 | 0 | 183899 | 4.9984e-05
Canby Electric Board | Northwest Power Area (NWPA) - U.S. Systems | 1996 | 0 | 0 | 65535 | 33120 | 27160 | 587 | 3285 | 129687 |  | 3% | 89974 | 337793 | 386233 | 0 | 762 | 814762 | 0.00022145
Canby Electric Board | Northwest Power Area (NWPA) - U.S. Systems | 1997 | 0 | 3.91 | 65761 | 33711 | 26416 | 624 | 3246 | 129758 |  | 3.01% | 2551 | 520 | 99 | 0 | 0 | 3170 | 8.6161e-07
Canby Electric Board | Northwest Power Area (NWPA) - U.S. Systems | 1998 | 0 | 5.61 | 65556 | 34686 | 26485 | 647 | 3752 | 131126 |  | 3.01% | 11638 | 10032 | 290 | 200 | 0 | 22160 | 6.0231e-06
Canby Electric Board | Northwest Power Area (NWPA) - U.S. Systems | 1999 | 0 | 2.81 | 70737 | 37057 | 30575 | 698 | 3835 | 142902 |  | 3.01% | 114982 | 30478 | 118760 | 0 | 3483 | 267703 | 7.2762e-05
Canby Electric Board | Northwest Power Area (NWPA) - U.S. Systems | 2000 | 0 | 4.85 | 70971 | 41528 | 29933 | 718 | 4093 | 147243 |  | 3.01% | 307730 | 137170 | 64847 | 1845 | 0 | 511592 | 0.00013905
Canby Electric Board | Northwest Power Area (NWPA) - U.S. Systems | 2001 | 0 | 3.73 | 68543 | 40860 | 28891 | 0 | 4603 | 142897 |  | 3.01% | 324658 | 140520 | 312803 | 25031 | 0 | 803012 | 0.00021826
Canby Electric Board | Northwest Power Area (NWPA) - U.S. Systems | 2002 | 0 | 1.13 | 72319 | 43550 | 31306 | 0 | 5079 | 152254 |  | 3.01% | 75480 | 422139 | 515064 | 732 | 6946 | 1020361 | 0.00027734
Canby Electric Board | Northwest Power Area (NWPA) - U.S. Systems | 2003 | 0 | 4.96 | 70252 | 46347 | 31887 | 0 | 0 | 148486 |  | 3.02% | 3600 | 6200 | 0 | 500 | 770 | 11070 | 3.0088e-06
Canby Electric Board | Northwest Power Area (NWPA) - U.S. Systems | 2004 | 0 | 4.56 | 70955 | 46910 | 31254 | 0 | 0 | 149119 |  | 3.03% | 15410 | 17729 | 0 | 0 | 0 | 33139 | 9.0072e-06
Canby Electric Board | Northwest Power Area (NWPA) - U.S. Systems | 2005 | 0 | 3.35 | 73142 | 50969 | 30095 | 0 | 0 | 154206 |  | 3.03% | 50429 | 4763 | 13104 | 0 | 0 | 68296 | 1.8563e-05
Canby Electric Board | Northwest Power Area (NWPA) - U.S. Systems | 2006 | 0 | 4.09 | 75535 | 51379 | 31816 | 0 | 0 | 158730 |  | 3.03% | 391292 | 198303 | 649983 | 0 | 0 | 1239578 | 0.00033692
Cascade Locks Light Dept. | Northwest Power Area (NWPA) - U.S. Systems | 1988 | 0 | 6.01 | 8141 | 5285 | 4274 | 50 | 6287 | 24037 |  | 3.04% | 91670 | 20008 | 132605 | 846 | 208 | 245337 | 6.6683e-05
Cascade Locks Light Dept. | Northwest Power Area (NWPA) - U.S. Systems | 1989 | 0 | 5.81 | 8468 | 5906 | 158 | 0 | 4963 | 19495 |  | 3.04% | 120101 | 30843 | 101738 | 392 | 1387 | 254461 | 6.9163e-05
Cascade Locks Light Dept. | Northwest Power Area (NWPA) - U.S. Systems | 1990 | 0 | 5.53 | 8419 | 6565 | 0 | 0 | 2276 | 17260 |  | 3.04% | 175362 | 81857 | 180822 | 0 | 3059 | 441100 | 0.00011989
Cascade Locks Light Dept. | Northwest Power Area (NWPA) - U.S. Systems | 1991 | 0 | 8.98 | 8828 | 6568 | 0 | 0 | 2164 | 17560 |  | 3.04% | 1052355 | 1063581 | 695666 | 10896 | 22030 | 2844528 | 0.00077315
Cascade Locks Light Dept. | Northwest Power Area (NWPA) - U.S. Systems | 1992 | 0 | 5.63 | 8275 | 6898 | 0 | 127 | 2164 | 17464 |  | 3.05% | 17018 | 17434 | 37850 | 0 | 0 | 72302 | 1.9652e-05
Cascade Locks Light Dept. | Northwest Power Area (NWPA) - U.S. Systems | 1993 | 0 | 4.46 | 9370 | 6918 | 0 | 95 | 2397 | 18780 |  | 3.05% | 187231 | 12132 | 29652 | 0 | 0 | 229015 | 6.2247e-05
Cascade Locks Light Dept. | Northwest Power Area (NWPA) - U.S. Systems | 1994 | 0 | 6.87 | 8779 | 6522 | 0 | 95 | 2189 | 17585 |  | 3.05% | 55982 | 28361 | 348506 | 0 | 0 | 432849 | 0.00011765
Cascade Locks Light Dept. | Northwest Power Area (NWPA) - U.S. Systems | 1995 | 0 | 5.36 | 8836 | 7037 | 0 | 95 | 2258 | 18226 |  | 3.05% | 1722248 | 926289 | 2324189 | 469331 | 0 | 5442057 | 0.0014792
Cascade Locks Light Dept. | Northwest Power Area (NWPA) - U.S. Systems | 1996 | 0 | 6.39 | 9409 | 7271 | 0 | 95 | 2463 | 19238 |  | 3.06% | 5188 | 2466 | 0 | 0 | 828 | 8482 | 2.3054e-06
Cascade Locks Light Dept. | Northwest Power Area (NWPA) - U.S. Systems | 1997 | 0 | 5.89 | 9256 | 7720 | 0 | 95 | 2381 | 19452 |  | 3.06% | 35846 | 3521 | 13741 | 271 | 0 | 53379 | 1.4509e-05
Cascade Locks Light Dept. | Northwest Power Area (NWPA) - U.S. Systems | 1998 | 0 | 3.07 | 9427 | 7480 | 0 | 95 | 2466 | 19468 |  | 3.06% | 109826 | 5971 | 31200 | 184 | 5116 | 152297 | 4.1395e-05
Cascade Locks Light Dept. | Northwest Power Area (NWPA) - U.S. Systems | 1999 | 0 | 7.4 | 9008 | 7651 | 0 | 95 | 2827 | 19581 |  | 3.06% | 121461 | 118444 | 0 | 19330 | 0 | 259235 | 7.0461e-05
Cascade Locks Light Dept. | Northwest Power Area (NWPA) - U.S. Systems | 2000 | 0 | 7.98 | 9232 | 7854 | 0 | 95 | 2847 | 20028 |  | 3.06% | 24242 | 14810 | 224103 | 317 | 9402 | 272874 | 7.4168e-05
Cascade Locks Light Dept. | Northwest Power Area (NWPA) - U.S. Systems | 2001 | 0 | 3.19 | 8770 | 7223 | 0 | 0 | 2781 | 18774 |  | 3.07% | 3290 | 600 | 0 | 0 | 0 | 3890 | 1.0573e-06
Cascade Locks Light Dept. | Northwest Power Area (NWPA) - U.S. Systems | 2002 | 0 | 6.5 | 8391 | 7481 | 0 | 0 | 2800 | 18672 |  | 3.07% | 9427 | 7480 | 0 | 95 | 2466 | 19468 | 5.2914e-06
Cascade Locks Light Dept. | Northwest Power Area (NWPA) - U.S. Systems | 2003 | 0 | 7.12 | 8147 | 10020 | 0 | 0 | 0 | 18167 |  | 3.07% | 29249 | 2316 | 0 | 0 | 0 | 31565 | 8.5794e-06
Cascade Locks Light Dept. | Northwest Power Area (NWPA) - U.S. Systems | 2004 | 0 | 6.5 | 8137 | 10995 | 0 | 0 | 0 | 19132 |  | 3.07% | 17328 | 31422 | 0 | 43 | 3167 | 51960 | 1.4123e-05
Cascade Locks Light Dept. | Northwest Power Area (NWPA) - U.S. Systems | 2005 | 0 | 4.16 | 8334 | 12005 | 0 | 0 | 0 | 20339 |  | 3.07% | 24900 | 34400 | 4580 | 0 | 0 | 63880 | 1.7363e-05
Cascade Locks Light Dept. | Northwest Power Area (NWPA) - U.S. Systems | 2006 | 0 | 5.03 | 8138 | 12718 | 0 | 0 | 0 | 20856 |  | 3.07% | 71232 | 468675 | 470283 | 1116 | 8196 | 1019502 | 0.0002771
Cashmere Light Dept. | Northwest Power Area (NWPA) - U.S. Systems | 1988 | 0 | 6.12 | 17258 | 10678 | 13673 | 174 | 4152 | 45935 |  | 3.07% | 361682 | 195004 | 705047 | 1800 | 1754 | 1265287 | 0.00034391
Cashmere Light Dept. | Northwest Power Area (NWPA) - U.S. Systems | 1989 | 0 | 5.05 | 27470 | 13000 | 12440 | 290 | 3770 | 56970 |  | 3.08% | 229896 | 48283 | 48449 | 549 | 0 | 327177 | 8.8927e-05
Cashmere Light Dept. | Northwest Power Area (NWPA) - U.S. Systems | 1990 | 0 | 0.64 | 17522 | 11490 | 16942 | 191 | 4602 | 50747 |  | 3.08% | 382311 | 57620 | 437422 | 1567 | 906 | 879826 | 0.00023914
Cashmere Light Dept. | Northwest Power Area (NWPA) - U.S. Systems | 1991 | 0 | 13.45 | 11470 | 11809 | 17214 | 183 | 3899 | 44575 |  | 3.08% | 3111799 | 1547317 | 956050 | 16832 | 0 | 5631998 | 0.0015308
Cashmere Light Dept. | Northwest Power Area (NWPA) - U.S. Systems | 1992 | 0 | 1.81 | 17928 | 11797 | 19161 | 202 | 3728 | 52816 |  | 3.09% | 50278 | 16278 | 327079 | 711 | 38515 | 432861 | 0.00011765
Cashmere Light Dept. | Northwest Power Area (NWPA) - U.S. Systems | 1993 | 0 | 4.78 | 20008 | 12229 | 16036 | 182 | 3059 | 51514 |  | 3.1% | 26147 | 16071 | 181184 | 326 | 9147 | 232875 | 6.3296e-05
Cashmere Light Dept. | Northwest Power Area (NWPA) - U.S. Systems | 1994 | 0 | 8.42 | 19039 | 12963 | 15729 | 191 | 2783 | 50705 |  | 3.1% | 213901 | 367429 | 120392 | 0 | 4838 | 706560 | 0.00019204
Cashmere Light Dept. | Northwest Power Area (NWPA) - U.S. Systems | 1995 | 0 | 8.15 | 19500 | 13100 | 17300 | 200 | 2900 | 53000 |  | 3.1% | 1809860 | 320117 | 2865693 | 24828 | 525016 | 5545514 | 0.0015073
Cashmere Light Dept. | Northwest Power Area (NWPA) - U.S. Systems | 1996 | 0 | 8.16 | 20499 | 13579 | 18890 | 198 | 2627 | 55793 |  | 3.11% | 26200 | 32300 | 27300 | 0 | 0 | 85800 | 2.3321e-05
Cashmere Light Dept. | Northwest Power Area (NWPA) - U.S. Systems | 1997 | 0 | 5.55 | 21144 | 13620 | 18595 | 196 | 2197 | 55752 |  | 3.11% | 33385 | 32736 | 286654 | 251 | 9020 | 362046 | 9.8405e-05
Cashmere Light Dept. | Northwest Power Area (NWPA) - U.S. Systems | 1998 | 0 | 6.3 | 19181 | 12853 | 18654 | 197 | 2283 | 53168 |  | 3.12% | 4349 | 5251 | 20151 | 0 | 0 | 29751 | 8.0864e-06
Cashmere Light Dept. | Northwest Power Area (NWPA) - U.S. Systems | 1999 | 0 | 7.15 | 19165 | 12909 | 17588 | 188 | 3330 | 53180 |  | 3.12% | 0 | 0 | 32743 | 0 | 0 | 32743 | 8.8996e-06
Cashmere Light Dept. | Northwest Power Area (NWPA) - U.S. Systems | 2000 | 0 | 12.21 | 19740 | 13281 | 14184 | 181 | 2986 | 50372 |  | 3.12% | 390229 | 106221 | 6364 | 0 | 0 | 502814 | 0.00013667
Cashmere Light Dept. | Northwest Power Area (NWPA) - U.S. Systems | 2001 | 0 | 3.69 | 18724 | 26274 | 3772 | 0 | 2657 | 51427 |  | 3.12% | 282068 | 282453 | 102326 | 0 | 20609 | 687456 | 0.00018685
Cashmere Light Dept. | Northwest Power Area (NWPA) - U.S. Systems | 2002 | 0 | 8.64 | 19830 | 29766 | 1942 | 0 | 2550 | 54088 |  | 3.12% | 0 | 0 | 922406 | 0 | 0 | 922406 | 0.00025071
Cashmere Light Dept. | Northwest Power Area (NWPA) - U.S. Systems | 2003 | 0 | 10.18 | 18857 | 32394 | 1024 | 0 | 0 | 52275 |  | 3.12% | 376088 | 195515 | 739332 | 1751 | 1427 | 1314113 | 0.00035718
Cashmere Light Dept. | Northwest Power Area (NWPA) - U.S. Systems | 2004 | 0 | 4.97 | 18768 | 32719 | 2303 | 0 | 0 | 53790 |  | 3.13% | 23058 | 45747 | 3101 | 0 | 0 | 71906 | 1.9544e-05
Cashmere Light Dept. | Northwest Power Area (NWPA) - U.S. Systems | 2005 | 0 | 6.46 | 19327 | 33009 | 3347 | 0 | 0 | 55683 |  | 3.13% | 153900 | 86715 | 85571 | 1219 | 0 | 327405 | 8.8989e-05
Cashmere Light Dept. | Northwest Power Area (NWPA) - U.S. Systems | 2006 | 0 | 7.02 | 19614 | 32174 | 4086 | 0 | 0 | 55874 |  | 3.13% | 79670 | 376043 | 478040 | 682 | 8244 | 942679 | 0.00025622
Central Electric Coop, Inc. | Northwest Power Area (NWPA) - U.S. Systems | 1988 | 0 | 8.66 | 184311 | 39311 | 16344 | 58 | 45339 | 285363 |  | 3.13% | 622196 | 879500 | 80551 | 0 | 5431 | 1587678 | 0.00043153
Central Electric Coop, Inc. | Northwest Power Area (NWPA) - U.S. Systems | 1989 | 0 | 8.72 | 203981 | 41908 | 15490 | 68 | 42109 | 303556 |  | 3.14% | 2345 | 0 | 0 | 0 | 857 | 3202 | 8.7031e-07
Central Electric Coop, Inc. | Northwest Power Area (NWPA) - U.S. Systems | 1990 | 0 | 8.19 | 210481 | 43737 | 16168 | 73 | 48369 | 318828 |  | 3.14% | 30522 | 17424 | 63046 | 81 | 1020 | 112093 | 3.0467e-05
Central Electric Coop, Inc. | Northwest Power Area (NWPA) - U.S. Systems | 1991 | 0 | 7.52 | 241379 | 65206 | 0 | 74 | 47774 | 354433 |  | 3.15% | 1758 | 89 | 0 | 0 | 0 | 1847 | 5.0202e-07
Central Electric Coop, Inc. | Northwest Power Area (NWPA) - U.S. Systems | 1992 | 0 | 7.78 | 234647 | 48367 | 18175 | 76 | 45449 | 346714 |  | 3.15% | 49683 | 20293 | 45932 | 216 | 241 | 116365 | 3.1628e-05
Central Electric Coop, Inc. | Northwest Power Area (NWPA) - U.S. Systems | 1993 | 0 | 7.16 | 281889 | 52697 | 14890 | 78 | 41702 | 391256 |  | 3.15% | 176847 | 39063 | 80058 | 0 | 8875 | 304843 | 8.2857e-05
Central Electric Coop, Inc. | Northwest Power Area (NWPA) - U.S. Systems | 1994 | 0 | 7.61 | 272940 | 56387 | 14171 | 81 | 55156 | 398735 |  | 3.15% | 236225 | 34341 | 259869 | 2049 | 1208 | 533692 | 0.00014506
Central Electric Coop, Inc. | Northwest Power Area (NWPA) - U.S. Systems | 1995 | 0 | 6.45 | 282587 | 56902 | 13494 | 84 | 51522 | 404589 |  | 3.15% | 3129705 | 2179217 | 842789 | 0 | 0 | 6151711 | 0.001672
Central Electric Coop, Inc. | Northwest Power Area (NWPA) - U.S. Systems | 1996 | 0 | 9.39 | 305842 | 59579 | 14709 | 84 | 51628 | 431842 |  | 3.16% | 9418 | 4208 | 0 | 394 | 5090 | 19110 | 5.1941e-06
Central Electric Coop, Inc. | Northwest Power Area (NWPA) - U.S. Systems | 1997 | 0 | 7.44 | 309400 | 55007 | 20128 | 84 | 49660 | 434279 |  | 3.16% | 110702 | 27111 | 147287 | 904 | 443 | 286447 | 7.7857e-05
Central Electric Coop, Inc. | Northwest Power Area (NWPA) - U.S. Systems | 1998 | 0 | 8.73 | 323242 | 59854 | 22466 | 85 | 44284 | 449931 |  | 3.17% | 172818 | 100597 | 144575 | 1846 | 0 | 419836 | 0.00011411
Central Electric Coop, Inc. | Northwest Power Area (NWPA) - U.S. Systems | 1999 | 0 | 6.7 | 349201 | 68601 | 22206 | 90 | 51850 | 491948 |  | 3.17% | 7433218 | 7425287 | 4912393 | 101646 | 0 | 19872544 | 0.0054014
Central Electric Coop, Inc. | Northwest Power Area (NWPA) - U.S. Systems | 2000 | 0 | 7.19 | 367297 | 72330 | 27043 | 120 | 55342 | 522132 |  | 3.18% | 81312 | 79464 | 0 | 0 | 0 | 160776 | 4.3699e-05
Central Electric Coop, Inc. | Northwest Power Area (NWPA) - U.S. Systems | 2001 | 0 | 7.16 | 356232 | 72131 | 27083 | 0 | 58261 | 513707 |  | 3.18% | 120783 | 62541 | 0 | 162 | 8577 | 192063 | 5.2203e-05
Central Electric Coop, Inc. | Northwest Power Area (NWPA) - U.S. Systems | 2002 | 0 | 7.43 | 365703 | 73582 | 28834 | 0 | 57999 | 526118 |  | 3.19% | 8770 | 7223 | 0 | 0 | 2781 | 18774 | 5.1028e-06
Central Electric Coop, Inc. | Northwest Power Area (NWPA) - U.S. Systems | 2003 | 0 | 6.97 | 368047 | 75240 | 86602 | 0 | 0 | 529889 |  | 3.19% | 28188 | 17678 | 132575 | 325 | 13521 | 192287 | 5.2264e-05
Central Electric Coop, Inc. | Northwest Power Area (NWPA) - U.S. Systems | 2004 | 0 | 7.08 | 379981 | 78931 | 86471 | 0 | 0 | 545383 |  | 3.19% | 180665 | 99421 | 44893 | 0 | 0 | 324979 | 8.833e-05
Central Electric Coop, Inc. | Northwest Power Area (NWPA) - U.S. Systems | 2005 | 0 | 8.03 | 400482 | 81563 | 89512 | 0 | 0 | 571557 |  | 3.2% | 6204 | 3772 | 0 | 0 | 0 | 9976 | 2.7115e-06
Central Electric Coop, Inc. | Northwest Power Area (NWPA) - U.S. Systems | 2006 | 0 | 5.96 | 436123 | 95593 | 91334 | 0 | 0 | 623050 |  | 3.2% | 12685 | 2622 | 24966 | 0 | 0 | 40273 | 1.0946e-05
Central Lincoln Peoples Utility District | Northwest Power Area (NWPA) - U.S. Systems | 1988 | 0 | 2.68 | 333036 | 176744 | 809761 | 1805 | 1381 | 1322727 |  | 3.2% | 33052 | 10998 | 0 | 294 | 2589 | 46933 | 1.2756e-05
Central Lincoln Peoples Utility District | Northwest Power Area (NWPA) - U.S. Systems | 1989 | 0 | 3.88 | 345039 | 184632 | 807619 | 1708 | 1339 | 1340337 |  | 3.2% | 124241 | 67064 | 0 | 162 | 8912 | 200379 | 5.4463e-05
Central Lincoln Peoples Utility District | Northwest Power Area (NWPA) - U.S. Systems | 1990 | 0 | 4.16 | 344087 | 186855 | 822056 | 1617 | 1239 | 1355854 |  | 3.2% | 78105 | 199468 | 50657 | 2408 | 0 | 330638 | 8.9868e-05
Central Lincoln Peoples Utility District | Northwest Power Area (NWPA) - U.S. Systems | 1991 | 0 | 4.96 | 363850 | 192062 | 809036 | 1652 | 1272 | 1367872 |  | 3.2% | 147241 | 256822 | 0 | 0 | 101256 | 505319 | 0.00013735
Central Lincoln Peoples Utility District | Northwest Power Area (NWPA) - U.S. Systems | 1992 | 0 | 2.92 | 329297 | 183660 | 813385 | 1692 | 1268 | 1329302 |  | 3.21% | 52684 | 54193 | 0 | 110 | 2291 | 109278 | 2.9702e-05
Central Lincoln Peoples Utility District | Northwest Power Area (NWPA) - U.S. Systems | 1993 | 0 | 3.12 | 376088 | 195515 | 739332 | 1751 | 1427 | 1314113 |  | 3.21% | 128843 | 88447 | 410539 | 0 | 2852 | 630681 | 0.00017142
Central Lincoln Peoples Utility District | Northwest Power Area (NWPA) - U.S. Systems | 1994 | 0 | 2.86 | 374503 | 196753 | 769025 | 1777 | 1304 | 1343362 |  | 3.22% | 47908 | 10819 | 0 | 155 | 0 | 58882 | 1.6004e-05
Central Lincoln Peoples Utility District | Northwest Power Area (NWPA) - U.S. Systems | 1995 | 0 | 3.07 | 361682 | 195004 | 705047 | 1800 | 1754 | 1265287 |  | 3.22% | 51232 | 26431 | 107650 | 0 | 4449 | 189762 | 5.1578e-05
Central Lincoln Peoples Utility District | Northwest Power Area (NWPA) - U.S. Systems | 1996 | 0 | 3.23 | 383032 | 199452 | 668617 | 1816 | 1781 | 1254698 |  | 3.22% | 610392 | 461128 | 263391 | 0 | 0 | 1334911 | 0.00036283
Central Lincoln Peoples Utility District | Northwest Power Area (NWPA) - U.S. Systems | 1997 | 0 | 2.43 | 378643 | 196854 | 824137 | 1786 | 2227 | 1403647 |  | 3.22% | 4090453 | 4462699 | 4753687 | 27649 | 0 | 13334488 | 0.0036243
Central Lincoln Peoples Utility District | Northwest Power Area (NWPA) - U.S. Systems | 1998 | 0 | 3.49 | 388550 | 197757 | 770875 | 1842 | 1656 | 1360680 |  | 3.23% | 6474 | 14746 | 0 | 79 | 0 | 21299 | 5.7891e-06
Central Lincoln Peoples Utility District | Northwest Power Area (NWPA) - U.S. Systems | 1999 | 0 | 2.32 | 426101 | 207616 | 635077 | 1876 | 1884 | 1272554 |  | 3.23% | 23591 | 38768 | 0 | 0 | 721 | 63080 | 1.7145e-05
Central Lincoln Peoples Utility District | Northwest Power Area (NWPA) - U.S. Systems | 2000 | 0 | 2.19 | 410966 | 205976 | 616452 | 1891 | 1820 | 1237105 |  | 3.23% | 43106 | 41429 | 11768 | 281 | 5423 | 102007 | 2.7726e-05
Central Lincoln Peoples Utility District | Northwest Power Area (NWPA) - U.S. Systems | 2001 | 0 | 2.9 | 404369 | 202084 | 544405 | 0 | 3749 | 1154607 |  | 3.23% | 42379 | 24467 | 95299 | 0 | 4228 | 166373 | 4.522e-05
Central Lincoln Peoples Utility District | Northwest Power Area (NWPA) - U.S. Systems | 2002 | 0 | 1.89 | 406253 | 200614 | 647465 | 0 | 3741 | 1258073 |  | 3.23% | 114002 | 32033 | 153366 | 967 | 279 | 300647 | 8.1716e-05
Central Lincoln Peoples Utility District | Northwest Power Area (NWPA) - U.S. Systems | 2003 | 0 | 3.03 | 391292 | 198303 | 649983 | 0 | 0 | 1239578 |  | 3.23% | 73817 | 499735 | 440027 | 989 | 7956 | 1022524 | 0.00027792
Central Lincoln Peoples Utility District | Northwest Power Area (NWPA) - U.S. Systems | 2004 | 0 | 2.4 | 400578 | 199586 | 673498 | 0 | 0 | 1273662 |  | 3.23% | 383032 | 199452 | 668617 | 1816 | 1781 | 1254698 | 0.00034103
Central Lincoln Peoples Utility District | Northwest Power Area (NWPA) - U.S. Systems | 2005 | 0 | 2.48 | 414445 | 200044 | 677880 | 0 | 0 | 1292369 |  | 3.24% | 3100 | 0 | 0 | 0 | 0 | 3100 | 8.4259e-07
Central Lincoln Peoples Utility District | Northwest Power Area (NWPA) - U.S. Systems | 2006 | 0 | 2.93 | 428622 | 205124 | 675643 | 0 | 0 | 1309389 |  | 3.24% | 7161 | 3849 | 17639 | 86 | 166 | 28901 | 7.8553e-06
Central Montana Electric Power Coop | Northwest Power Area (NWPA) - U.S. Systems | 1988 | 0 | 0 | 0 | 0 | 0 | 0 | 0 | 0 |  | 3.24% | 30881 | 27573 | 0 | 0 | 0 | 58454 | 1.5888e-05
Central Montana Electric Power Coop | Northwest Power Area (NWPA) - U.S. Systems | 1989 | 0 | 0 | 0 | 0 | 0 | 0 | 0 | 0 |  | 3.24% | 84981 | 109008 | 0 | 675 | 0 | 194664 | 5.291e-05
Central Montana Electric Power Coop | Northwest Power Area (NWPA) - U.S. Systems | 1990 | 0 | 0 | 0 | 0 | 0 | 0 | 0 | 0 |  | 3.24% | 117077 | 79822 | 29281 | 1122 | 0 | 227302 | 6.1781e-05
Central Montana Electric Power Coop | Northwest Power Area (NWPA) - U.S. Systems | 1991 | 0 | 0 | 0 | 0 | 0 | 0 | 0 | 0 |  | 3.24% | 110030 | 54754 | 52295 | 2389 | 29563 | 249031 | 6.7687e-05
Central Montana Electric Power Coop | Northwest Power Area (NWPA) - U.S. Systems | 1992 | 0 | 0 | 0 | 0 | 0 | 0 | 0 | 0 |  | 3.24% | 116578 | 114336 | 0 | 18790 | 0 | 249704 | 6.787e-05
Central Montana Electric Power Coop | Northwest Power Area (NWPA) - U.S. Systems | 1993 | 0 | 0 | 0 | 0 | 0 | 0 | 0 | 0 |  | 3.24% | 25436 | 15320 | 198765 | 326 | 10513 | 250360 | 6.8048e-05
Central Montana Electric Power Coop | Northwest Power Area (NWPA) - U.S. Systems | 1994 | 0 | 0 | 0 | 0 | 0 | 0 | 0 | 0 |  | 3.24% | 245874 | 34816 | 264278 | 2470 | 766 | 548204 | 0.000149
Central Montana Electric Power Coop | Northwest Power Area (NWPA) - U.S. Systems | 1995 | 0 | 0 | 0 | 0 | 0 | 0 | 0 | 0 |  | 3.25% | 1093 | 345 | 107 | 0 | 0 | 1545 | 4.1993e-07
Central Montana Electric Power Coop | Northwest Power Area (NWPA) - U.S. Systems | 1996 | 0 | 0 | 0 | 0 | 0 | 0 | 0 | 0 |  | 3.25% | 0 | 0 | 29006 | 0 | 0 | 29006 | 7.8839e-06
Central Montana Electric Power Coop | Northwest Power Area (NWPA) - U.S. Systems | 1997 | 0 | 0 | 0 | 0 | 0 | 0 | 0 | 0 |  | 3.25% | 25718 | 15854 | 217161 | 319 | 11495 | 270547 | 7.3535e-05
Central Montana Electric Power Coop | Northwest Power Area (NWPA) - U.S. Systems | 1998 | 0 | 0 | 0 | 0 | 0 | 0 | 0 | 0 |  | 3.25% | 120614 | 66173 | 76655 | 431 | 23033 | 286906 | 7.7982e-05
Central Montana Electric Power Coop | Northwest Power Area (NWPA) - U.S. Systems | 1999 | 0 | 0 | 0 | 0 | 0 | 0 | 0 | 0 |  | 3.26% | 7784 | 4934 | 0 | 0 | 710 | 13428 | 3.6498e-06
Central Montana Electric Power Coop | Northwest Power Area (NWPA) - U.S. Systems | 2000 | 0 | 0 | 0 | 0 | 0 | 0 | 0 | 0 |  | 3.26% | 188505 | 86188 | 213506 | 0 | 0 | 488199 | 0.00013269
Central Montana Electric Power Coop | Northwest Power Area (NWPA) - U.S. Systems | 2001 | 0 | 0 | 0 | 0 | 0 | 0 | 0 | 0 |  | 3.27% | 174845 | 83916 | 198893 | 0 | 3555 | 461209 | 0.00012536
Central Montana Electric Power Coop | Northwest Power Area (NWPA) - U.S. Systems | 2002 | 0 | 1.05 | 0 | 0 | 0 | 0 | 0 | 0 |  | 3.27% | 351661 | 162559 | 70992 | 0 | 2043 | 587255 | 0.00015962
Central Montana Electric Power Coop | Northwest Power Area (NWPA) - U.S. Systems | 2003 | 0 | 1.92 | 0 | 0 | 0 | 0 | 0 | 0 |  | 3.27% | 78220 | 357475 | 462425 | 696 | 9052 | 907868 | 0.00024676
Central Montana Electric Power Coop | Northwest Power Area (NWPA) - U.S. Systems | 2004 | 0 | 2.61 | 0 | 0 | 0 | 0 | 0 | 0 |  | 3.28% | 10056 | 10853 | 0 | 0 | 0 | 20909 | 5.6831e-06
Central Montana Electric Power Coop | Northwest Power Area (NWPA) - U.S. Systems | 2005 | 0 | 0 | 0 | 0 | 0 | 0 | 0 | 0 |  | 3.28% | 61398 | 30041 | 23611 | 499 | 2791 | 118340 | 3.2165e-05
Central Montana Electric Power Coop | Northwest Power Area (NWPA) - U.S. Systems | 2006 | 0 | 0 | 0 | 0 | 0 | 0 | 0 | 0 |  | 3.28% | 113291 | 27133 | 105835 | 350 | 1758 | 248367 | 6.7507e-05
Centralia Light Dept. | Northwest Power Area (NWPA) - U.S. Systems | 1988 | 0 | 5.04 | 104680 | 63864 | 24186 | 1113 | 0 | 193843 |  | 3.28% | 0 | 0 | 923832 | 0 | 0 | 923832 | 0.0002511
Centralia Light Dept. | Northwest Power Area (NWPA) - U.S. Systems | 1989 | 0 | 5.03 | 106435 | 68608 | 23790 | 1053 | 0 | 199886 |  | 3.28% | 632213 | 517993 | 405504 | 0 | 0 | 1555710 | 0.00042284
Centralia Light Dept. | Northwest Power Area (NWPA) - U.S. Systems | 1990 | 0 | 7.6 | 105927 | 71648 | 22043 | 1053 | 0 | 200671 |  | 3.29% | 16432 | 5383 | 55255 | 0 | 0 | 77070 | 2.0948e-05
Centralia Light Dept. | Northwest Power Area (NWPA) - U.S. Systems | 1991 | 0 | 5.64 | 111690 | 76604 | 21995 | 1053 | 0 | 211342 |  | 3.29% | 119690 | 48497 | 0 | 186 | 6621 | 174994 | 4.7564e-05
Centralia Light Dept. | Northwest Power Area (NWPA) - U.S. Systems | 1992 | 0 | 6.44 | 102484 | 73847 | 22178 | 1060 | 0 | 199569 |  | 3.3% | 4209 | 2503 | 0 | 0 | 0 | 6712 | 1.8243e-06
Centralia Light Dept. | Northwest Power Area (NWPA) - U.S. Systems | 1993 | 0 | 5.3 | 113861 | 80313 | 22908 | 1073 | 0 | 218155 |  | 3.31% | 45309 | 58517 | 47033 | 0 | 0 | 150859 | 4.1004e-05
Centralia Light Dept. | Northwest Power Area (NWPA) - U.S. Systems | 1994 | 0 | 5.05 | 111671 | 82268 | 25435 | 1085 | 0 | 220459 |  | 3.31% | 282877 | 277609 | 110215 | 0 | 19256 | 689957 | 0.00018753
Centralia Light Dept. | Northwest Power Area (NWPA) - U.S. Systems | 1995 | 0 | 5.63 | 107839 | 78854 | 29461 | 1098 | 0 | 217252 |  | 3.32% | 19549 | 10694 | 0 | 120 | 9025 | 39388 | 1.0706e-05
Centralia Light Dept. | Northwest Power Area (NWPA) - U.S. Systems | 1996 | 0 | 3.24 | 117077 | 79822 | 29281 | 1122 | 0 | 227302 |  | 3.32% | 38525 | 39123 | 11478 | 280 | 9114 | 98520 | 2.6778e-05
Centralia Light Dept. | Northwest Power Area (NWPA) - U.S. Systems | 1997 | 0 | 0 | 112659 | 81214 | 27523 | 1136 | 0 | 222532 |  | 3.32% | 51292 | 58211 | 0 | 0 | 2011 | 111514 | 3.031e-05
Centralia Light Dept. | Northwest Power Area (NWPA) - U.S. Systems | 1998 | 0 | 9.01 | 108104 | 81771 | 26830 | 1179 | 0 | 217884 |  | 3.32% | 38609 | 50557 | 42559 | 0 | 0 | 131725 | 3.5803e-05
Centralia Light Dept. | Northwest Power Area (NWPA) - U.S. Systems | 1999 | 0 | 4.39 | 119607 | 86686 | 27675 | 1160 | 0 | 235128 |  | 3.32% | 74630 | 413457 | 494016 | 679 | 7906 | 990688 | 0.00026927
Centralia Light Dept. | Northwest Power Area (NWPA) - U.S. Systems | 2000 | 0 | 5.76 | 116355 | 85662 | 27418 | 1167 | 0 | 230602 |  | 3.32% | 2309670 | 1380457 | 739825 | 0 | 0 | 4429952 | 0.0012041
Centralia Light Dept. | Northwest Power Area (NWPA) - U.S. Systems | 2001 | 0 | 5.25 | 112782 | 82104 | 26053 | 0 | 1060 | 221999 |  | 3.33% | 9810 | 8234 | 0 | 0 | 0 | 18044 | 4.9044e-06
Centralia Light Dept. | Northwest Power Area (NWPA) - U.S. Systems | 2002 | 0 | 5.01 | 114358 | 82186 | 27747 | 0 | 1149 | 225440 |  | 3.33% | 49314 | 55836 | 0 | 0 | 0 | 105150 | 2.858e-05
Centralia Light Dept. | Northwest Power Area (NWPA) - U.S. Systems | 2003 | 0 | 5.03 | 109539 | 36753 | 80219 | 0 | 0 | 226511 |  | 3.34% | 4969 | 2581 | 0 | 0 | 0 | 7550 | 2.0521e-06
Centralia Light Dept. | Northwest Power Area (NWPA) - U.S. Systems | 2004 | 0 | 3.84 | 109822 | 116367 | 0 | 0 | 0 | 226189 |  | 3.34% | 269956 | 61276 | 327190 | 3405 | 2456 | 664283 | 0.00018055
Centralia Light Dept. | Northwest Power Area (NWPA) - U.S. Systems | 2005 | 0 | 4.72 | 112752 | 116584 | 0 | 0 | 0 | 229336 |  | 3.34% | 78490 | 352109 | 396097 | 722 | 8745 | 836163 | 0.00022727
Centralia Light Dept. | Northwest Power Area (NWPA) - U.S. Systems | 2006 | 0 | 6.58 | 112261 | 122518 | 0 | 0 | 0 | 234779 |  | 3.35% | 10996 | 9163 | 0 | 0 | 1133 | 21292 | 5.7872e-06
Cheney Light Dept. | Northwest Power Area (NWPA) - U.S. Systems | 1988 | 0 | 4.02 | 38634 | 13329 | 12367 | 282 | 30687 | 95299 |  | 3.35% | 73142 | 50969 | 30095 | 0 | 0 | 154206 | 4.1913e-05
Cheney Light Dept. | Northwest Power Area (NWPA) - U.S. Systems | 1989 | 0 | 7.8 | 40664 | 13351 | 11564 | 281 | 28364 | 94224 |  | 3.35% | 106081 | 39472 | 92452 | 0 | 1805 | 239810 | 6.5181e-05
Cheney Light Dept. | Northwest Power Area (NWPA) - U.S. Systems | 1990 | 0 | 7.77 | 38870 | 13138 | 13511 | 281 | 28067 | 93867 |  | 3.35% | 249314 | 169415 | 51804 | 1985 | 57891 | 530409 | 0.00014417
Cheney Light Dept. | Northwest Power Area (NWPA) - U.S. Systems | 1991 | 0 | 3.23 | 43106 | 41429 | 11768 | 281 | 5423 | 102007 |  | 3.36% | 167573 | 100461 | 111028 | 0 | 0 | 379062 | 0.00010303
Cheney Light Dept. | Northwest Power Area (NWPA) - U.S. Systems | 1992 | 0 | 3.32 | 38525 | 39123 | 11478 | 280 | 9114 | 98520 |  | 3.36% | 1041791 | 1085193 | 637239 | 8948 | 17362 | 2790533 | 0.00075847
Cheney Light Dept. | Northwest Power Area (NWPA) - U.S. Systems | 1993 | 0 | 0.97 | 43419 | 39889 | 11695 | 281 | 11556 | 106840 |  | 3.37% | 110601 | 31252 | 147891 | 927 | 431 | 291102 | 7.9122e-05
Cheney Light Dept. | Northwest Power Area (NWPA) - U.S. Systems | 1994 | 0 | 4.28 | 40220 | 51924 | 7084 | 281 | 222 | 99731 |  | 3.37% | 176983 | 86953 | 190866 | 0 | 0 | 454802 | 0.00012362
Cheney Light Dept. | Northwest Power Area (NWPA) - U.S. Systems | 1995 | 0 | 2.53 | 40983 | 50745 | 5222 | 282 | 174 | 97406 |  | 3.37% | 636952 | 916184 | 220913 | 3503 | 1705 | 1779257 | 0.00048361
Cheney Light Dept. | Northwest Power Area (NWPA) - U.S. Systems | 1996 | 0 | 6.08 | 43091 | 54427 | 4486 | 281 | 157 | 102442 |  | 3.37% | 969124 | 973389 | 493361 | 7130 | 14866 | 2457870 | 0.00066805
Cheney Light Dept. | Northwest Power Area (NWPA) - U.S. Systems | 1997 | 0 | 4.97 | 40138 | 45243 | 6825 | 281 | 7260 | 99747 |  | 3.38% | 3671 | 12600 | 0 | 104 | 1196 | 17571 | 4.7758e-06
Cheney Light Dept. | Northwest Power Area (NWPA) - U.S. Systems | 1998 | 0 | 8.14 | 30750 | 53053 | 11691 | 281 | 8007 | 103782 |  | 3.38% | 209261 | 376055 | 120903 | 0 | 0 | 706219 | 0.00019195
Cheney Light Dept. | Northwest Power Area (NWPA) - U.S. Systems | 1999 | 0 | 5.98 | 39644 | 54528 | 12339 | 16 | 260 | 106787 |  | 3.38% | 594533 | 903146 | 219640 | 3355 | 1731 | 1722405 | 0.00046815
Cheney Light Dept. | Northwest Power Area (NWPA) - U.S. Systems | 2000 | 0 | 4.8 | 41426 | 57687 | 12308 | 281 | 390 | 112092 |  | 3.39% | 81738 | 62401 | 0 | 0 | 19300 | 163439 | 4.4423e-05
Cheney Light Dept. | Northwest Power Area (NWPA) - U.S. Systems | 2001 | 0 | 5.9 | 40072 | 53643 | 12216 | 0 | 349 | 106280 |  | 3.39% | 89499 | 115096 | 0 | 0 | 425 | 205020 | 5.5725e-05
Cheney Light Dept. | Northwest Power Area (NWPA) - U.S. Systems | 2002 | 0 | 5.31 | 40957 | 54658 | 13886 | 0 | 335 | 109836 |  | 3.39% | 97152 | 19691 | 157698 | 816 | 340 | 275697 | 7.4935e-05
Cheney Light Dept. | Northwest Power Area (NWPA) - U.S. Systems | 2003 | 0 | 7.38 | 40812 | 54714 | 13051 | 0 | 0 | 108577 |  | 3.39% | 111578 | 257110 | 0 | 0 | 0 | 368688 | 0.00010021
Cheney Light Dept. | Northwest Power Area (NWPA) - U.S. Systems | 2004 | 0 | 5.81 | 42113 | 56445 | 12936 | 0 | 0 | 111494 |  | 3.4% | 272395 | 298422 | 80278 | 0 | 0 | 651095 | 0.00017697
Cheney Light Dept. | Northwest Power Area (NWPA) - U.S. Systems | 2005 | 0 | 6.3 | 42997 | 59868 | 11793 | 0 | 0 | 114658 |  | 3.4% | 282195 | 82654 | 322493 | 3388 | 2483 | 693213 | 0.00018842
Cheney Light Dept. | Northwest Power Area (NWPA) - U.S. Systems | 2006 | 0 | 4.86 | 44818 | 62522 | 11631 | 0 | 0 | 118971 |  | 3.41% | 4858 | 4082 | 620 | 0 | 0 | 9560 | 2.5984e-06
Chewelah Light Dept. | Northwest Power Area (NWPA) - U.S. Systems | 1988 | 0 | 6.4 | 10917 | 8739 | 0 | 0 | 262 | 19918 |  | 3.41% | 23032 | 41511 | 0 | 0 | 826 | 65369 | 1.7767e-05
Chewelah Light Dept. | Northwest Power Area (NWPA) - U.S. Systems | 1989 | 0 | 8.7 | 11000 | 9000 | 0 | 0 | 0 | 20000 |  | 3.41% | 139986 | 44102 | 13656 | 0 | 0 | 197744 | 5.3747e-05
Chewelah Light Dept. | Northwest Power Area (NWPA) - U.S. Systems | 1990 | 0 | 6.06 | 10485 | 8286 | 0 | 0 | 412 | 19183 |  | 3.41% | 177172 | 41070 | 0 | 0 | 0 | 218242 | 5.9319e-05
Chewelah Light Dept. | Northwest Power Area (NWPA) - U.S. Systems | 1991 | 0 | 5.19 | 11621 | 8400 | 0 | 0 | 432 | 20453 |  | 3.41% | 196717 | 34950 | 0 | 1939 | 2222 | 235828 | 6.4098e-05
Chewelah Light Dept. | Northwest Power Area (NWPA) - U.S. Systems | 1992 | 0 | 3.35 | 10996 | 9163 | 0 | 0 | 1133 | 21292 |  | 3.41% | 288298 | 114603 | 156159 | 21411 | 0 | 580471 | 0.00015777
Chewelah Light Dept. | Northwest Power Area (NWPA) - U.S. Systems | 1993 | 0 | 9.92 | 12208 | 9661 | 0 | 0 | 421 | 22290 |  | 3.41% | 48792 | 47262 | 574824 | 1024 | 4912 | 676814 | 0.00018396
Chewelah Light Dept. | Northwest Power Area (NWPA) - U.S. Systems | 1994 | 0 | 6.96 | 11570 | 9462 | 0 | 0 | 653 | 21685 |  | 3.41% | 7058334 | 7001390 | 4612264 | 0 | 99896 | 18771884 | 0.0051022
Chewelah Light Dept. | Northwest Power Area (NWPA) - U.S. Systems | 1995 | 0 | 3.01 | 11638 | 10032 | 290 | 200 | 0 | 22160 |  | 3.42% | 1093 | 391 | 66 | 0 | 0 | 1550 | 4.2129e-07
Chewelah Light Dept. | Northwest Power Area (NWPA) - U.S. Systems | 1996 | 0 | 4.28 | 12106 | 10323 | 0 | 0 | 200 | 22629 |  | 3.42% | 11735 | 10645 | 0 | 0 | 0 | 22380 | 6.0829e-06
Chewelah Light Dept. | Northwest Power Area (NWPA) - U.S. Systems | 1997 | 0 | 3.42 | 11735 | 10645 | 0 | 0 | 0 | 22380 |  | 3.42% | 0 | 0 | 26375 | 0 | 0 | 26375 | 7.1688e-06
Chewelah Light Dept. | Northwest Power Area (NWPA) - U.S. Systems | 1998 | 0 | 2.62 | 10905 | 10632 | 0 | 0 | 463 | 22000 |  | 3.42% | 47082 | 46509 | 13219 | 896 | 38279 | 145985 | 3.9679e-05
Chewelah Light Dept. | Northwest Power Area (NWPA) - U.S. Systems | 1999 | 0 | 0.47 | 10778 | 10310 | 0 | 0 | 0 | 21088 |  | 3.42% | 156770 | 78975 | 73632 | 1164 | 0 | 310541 | 8.4406e-05
Chewelah Light Dept. | Northwest Power Area (NWPA) - U.S. Systems | 2000 | 0 | 1.77 | 11164 | 9560 | 0 | 0 | 0 | 20724 |  | 3.42% | 287922 | 136714 | 301338 | 24596 | 0 | 750570 | 0.00020401
Chewelah Light Dept. | Northwest Power Area (NWPA) - U.S. Systems | 2001 | 0 | 2.06 | 10470 | 10756 | 0 | 0 | 0 | 21226 |  | 3.42% | 0 | 0 | 865869 | 0 | 0 | 865869 | 0.00023534
Chewelah Light Dept. | Northwest Power Area (NWPA) - U.S. Systems | 2002 | 0 | 6.71 | 10594 | 9515 | 0 | 0 | 0 | 20109 |  | 3.43% | 54527 | 20360 | 60353 | 0 | 7120 | 142360 | 3.8694e-05
Chewelah Light Dept. | Northwest Power Area (NWPA) - U.S. Systems | 2003 | 0 | 6.51 | 10781 | 9953 | 0 | 0 | 0 | 20734 |  | 3.43% | 63279 | 163309 | 0 | 2377 | 52276 | 281241 | 7.6442e-05
Chewelah Light Dept. | Northwest Power Area (NWPA) - U.S. Systems | 2004 | 0 | 7.12 | 10868 | 9113 | 0 | 0 | 0 | 19981 |  | 3.43% | 51435 | 16170 | 218358 | 802 | 41457 | 328222 | 8.9211e-05
Chewelah Light Dept. | Northwest Power Area (NWPA) - U.S. Systems | 2005 | 0 | 7.63 | 11017 | 10076 | 0 | 0 | 0 | 21093 |  | 3.43% | 35926 | 34314 | 300201 | 521 | 9404 | 380366 | 0.00010338
Chewelah Light Dept. | Northwest Power Area (NWPA) - U.S. Systems | 2006 | 0 | 4.53 | 11446 | 10605 | 0 | 0 | 0 | 22051 |  | 3.43% | 220604 | 124796 | 65048 | 2118 | 1916 | 414482 | 0.00011266
Clark Fork & Blackfoot, LLC | Northwest Power Area (NWPA) - U.S. Systems | 1988 | 0 | 8.74 | 1800807 | 1886372 | 2753781 | 45784 | 86995 | 6573739 |  | 3.44% | 6767 | 3829 | 10777 | 75 | 229 | 21677 | 5.8918e-06
Clark Fork & Blackfoot, LLC | Northwest Power Area (NWPA) - U.S. Systems | 1989 | 0 | 8.25 | 1867806 | 1939320 | 2837895 | 41999 | 88377 | 6775397 |  | 3.44% | 48708 | 54868 | 0 | 0 | 0 | 103576 | 2.8152e-05
Clark Fork & Blackfoot, LLC | Northwest Power Area (NWPA) - U.S. Systems | 1990 | 0 | 10.1 | 1813872 | 1943056 | 2918151 | 36008 | 86522 | 6797609 |  | 3.44% | 54521 | 29044 | 24011 | 480 | 2753 | 110809 | 3.0118e-05
Clark Fork & Blackfoot, LLC | Northwest Power Area (NWPA) - U.S. Systems | 1991 | 0 | 7.09 | 1829115 | 2006226 | 2982275 | 34437 | 89776 | 6941829 |  | 3.44% | 142011 | 19853 | 13213 | 0 | 6962 | 182039 | 4.9479e-05
Clark Fork & Blackfoot, LLC | Northwest Power Area (NWPA) - U.S. Systems | 1992 | 0 | 7.79 | 1738899 | 2018319 | 3093557 | 33960 | 89066 | 6973801 |  | 3.44% | 90086 | 116691 | 0 | 0 | 0 | 206777 | 5.6202e-05
Clark Fork & Blackfoot, LLC | Northwest Power Area (NWPA) - U.S. Systems | 1993 | 0 | 7.44 | 1874632 | 2122697 | 3025992 | 34449 | 87941 | 7145711 |  | 3.44% | 92034 | 116012 | 0 | 652 | 0 | 208698 | 5.6725e-05
Clark Fork & Blackfoot, LLC | Northwest Power Area (NWPA) - U.S. Systems | 1994 | 0 | 6.92 | 1867348 | 2174268 | 3186902 | 33992 | 88957 | 7351467 |  | 3.44% | 104622 | 47378 | 98250 | 0 | 0 | 250250 | 6.8018e-05
Clark Fork & Blackfoot, LLC | Northwest Power Area (NWPA) - U.S. Systems | 1995 | 0 | 6.35 | 1882156 | 2192376 | 3104782 | 33825 | 89637 | 7302776 |  | 3.45% | 39764 | 3366 | 18908 | 376 | 0 | 62414 | 1.6964e-05
Clark Fork & Blackfoot, LLC | Northwest Power Area (NWPA) - U.S. Systems | 1996 | 0 | 4.47 | 2000206 | 2307052 | 2681811 | 33519 | 85975 | 7108563 |  | 3.45% | 122198 | 58695 | 0 | 186 | 6725 | 187804 | 5.1045e-05
Clark Fork & Blackfoot, LLC | Northwest Power Area (NWPA) - U.S. Systems | 1997 | 0 | 10.52 | 1936688 | 2301625 | 2683672 | 33383 | 82957 | 7038325 |  | 3.45% | 185290 | 44320 | 0 | 0 | 0 | 229610 | 6.2408e-05
Clark Fork & Blackfoot, LLC | Northwest Power Area (NWPA) - U.S. Systems | 1998 | 0 | 9.19 | 1943983 | 2376039 | 2669769 | 33678 | 84351 | 7107820 |  | 3.45% | 292114 | 284728 | 151303 | 0 | 0 | 728145 | 0.00019791
Clark Fork & Blackfoot, LLC | Northwest Power Area (NWPA) - U.S. Systems | 1999 | 0 | 10.13 | 1826622 | 2090074 | 1294894 | 34033 | 80855 | 5326478 |  | 3.45% | 422448 | 217100 | 1159767 | 3164 | 16738 | 1819217 | 0.00049447
Clark Fork & Blackfoot, LLC | Northwest Power Area (NWPA) - U.S. Systems | 2000 | 0 | 5.59 | 1978612 | 2422940 | 1258266 | 59495 | 0 | 5719313 |  | 3.45% | 3188146 | 2266511 | 850519 | 0 | 0 | 6305176 | 0.0017138
Clark Fork & Blackfoot, LLC | Northwest Power Area (NWPA) - U.S. Systems | 2001 | 0 | 10.35 | 1974951 | 2267463 | 1165398 | 0 | 59730 | 5467542 |  | 3.46% | 110787 | 25039 | 60060 | 758 | 1176 | 197820 | 5.3768e-05
Clark Fork & Blackfoot, LLC | Northwest Power Area (NWPA) - U.S. Systems | 2002 | 0 | 10.14 | 2030177 | 2398350 | 419587 | 0 | 51856 | 4899970 |  | 3.46% | 176428 | 104336 | 41321 | 0 | 0 | 322085 | 8.7543e-05
Clark Fork & Blackfoot, LLC | Northwest Power Area (NWPA) - U.S. Systems | 2003 | 0 | 5.27 | 2089247 | 2718461 | 370184 | 0 | 0 | 5177892 |  | 3.47% | 12588 | 9053 | 579 | 0 | 1079 | 23299 | 6.3327e-06
Clark Fork & Blackfoot, LLC | Northwest Power Area (NWPA) - U.S. Systems | 2004 | 0 | 7.65 | 2020210 | 2838050 | 485928 | 0 | 0 | 5344188 |  | 3.47% | 18647 | 24669 | 3738 | 278 | 9114 | 56446 | 1.5342e-05
Clark Fork & Blackfoot, LLC | Northwest Power Area (NWPA) - U.S. Systems | 2005 | 0 | 7.65 | 2103909 | 2989859 | 524382 | 0 | 0 | 5618150 |  | 3.47% | 18647 | 24669 | 3738 | 278 | 9114 | 56446 | 1.5342e-05
Clark Fork & Blackfoot, LLC | Northwest Power Area (NWPA) - U.S. Systems | 2006 | 0 | 6.72 | 2184189 | 3042931 | 522568 | 0 | 0 | 5749688 |  | 3.47% | 243607 | 35926 | 265262 | 2872 | 321 | 547988 | 0.00014894
Clark Public Utility District | Northwest Power Area (NWPA) - U.S. Systems | 1988 | 0 | 4.14 | 1502062 | 650468 | 586737 | 8587 | 18681 | 2766535 |  | 3.47% | 485957 | 217740 | 413828 | 5254 | 0 | 1122779 | 0.00030517
Clark Public Utility District | Northwest Power Area (NWPA) - U.S. Systems | 1989 | 0 | 4.18 | 1622317 | 677080 | 602748 | 8748 | 17872 | 2928765 |  | 3.47% | 2230688 | 1348489 | 710452 | 0 | 0 | 4289629 | 0.0011659
Clark Public Utility District | Northwest Power Area (NWPA) - U.S. Systems | 1990 | 0 | 4.24 | 1687475 | 701006 | 675932 | 8796 | 18060 | 3091269 |  | 3.48% | 36575 | 3445 | 16345 | 329 | 0 | 56694 | 1.541e-05
Clark Public Utility District | Northwest Power Area (NWPA) - U.S. Systems | 1991 | 0 | 4.16 | 1698313 | 789779 | 605539 | 9659 | 18961 | 3122251 |  | 3.48% | 113178 | 38831 | 0 | 184 | 4928 | 157121 | 4.2706e-05
Clark Public Utility District | Northwest Power Area (NWPA) - U.S. Systems | 1992 | 0 | 4.23 | 1661506 | 935810 | 467955 | 10231 | 22196 | 3097698 |  | 3.48% | 196894 | 35020 | 0 | 1939 | 1822 | 235675 | 6.4057e-05
Clark Public Utility District | Northwest Power Area (NWPA) - U.S. Systems | 1993 | 0 | 4.15 | 1864605 | 1000911 | 530851 | 12527 | 21363 | 3430257 |  | 3.48% | 250342 | 48684 | 278052 | 2181 | 1321 | 580580 | 0.0001578
Clark Public Utility District | Northwest Power Area (NWPA) - U.S. Systems | 1994 | 0 | 4.22 | 1829785 | 1053115 | 562578 | 12659 | 23030 | 3481167 |  | 3.48% | 281614 | 199134 | 37488 | 0 | 64538 | 582774 | 0.0001584
Clark Public Utility District | Northwest Power Area (NWPA) - U.S. Systems | 1995 | 0 | 0.47 | 1961632 | 1078033 | 582210 | 15436 | 25460 | 3662771 |  | 3.48% | 284350 | 52993 | 293200 | 2210 | 1329 | 634082 | 0.00017234
Clark Public Utility District | Northwest Power Area (NWPA) - U.S. Systems | 1996 | 0 | 2.92 | 2069593 | 1156019 | 482416 | 17224 | 25231 | 3750483 |  | 3.48% | 515202 | 257332 | 255267 | 1974 | 247659 | 1277434 | 0.00034721
Clark Public Utility District | Northwest Power Area (NWPA) - U.S. Systems | 1997 | 0 | 2.35 | 2086134 | 1146738 | 500424 | 13465 | 23201 | 3769962 |  | 3.49% | 7932 | 13480 | 0 | 786 | 0 | 22198 | 6.0335e-06
Clark Public Utility District | Northwest Power Area (NWPA) - U.S. Systems | 1998 | 0 | 3.52 | 2067734 | 1154916 | 633245 | 14844 | 24010 | 3894749 |  | 3.49% | 33769 | 31609 | 263358 | 217 | 7047 | 336000 | 9.1325e-05
Clark Public Utility District | Northwest Power Area (NWPA) - U.S. Systems | 1999 | 0 | 3.7 | 2151446 | 1222730 | 661282 | 15802 | 26203 | 4077463 |  | 3.49% | 112043 | 267695 | 0 | 0 | 0 | 379738 | 0.00010321
Clark Public Utility District | Northwest Power Area (NWPA) - U.S. Systems | 2000 | 0 | 3.75 | 2207535 | 1283274 | 609143 | 15680 | 9775 | 4125407 |  | 3.49% | 467357 | 213075 | 407327 | 5357 | 0 | 1093116 | 0.00029711
Clark Public Utility District | Northwest Power Area (NWPA) - U.S. Systems | 2001 | 0 | 3.62 | 2058666 | 1253253 | 644799 | 0 | 28280 | 3984998 |  | 3.49% | 608726 | 385841 | 273374 | 2670 | 63824 | 1334435 | 0.0003627
Clark Public Utility District | Northwest Power Area (NWPA) - U.S. Systems | 2002 | 0 | 0.14 | 2050486 | 1297496 | 652363 | 0 | 28944 | 4029289 |  | 3.49% | 388550 | 197757 | 770875 | 1842 | 1656 | 1360680 | 0.00036984
Clark Public Utility District | Northwest Power Area (NWPA) - U.S. Systems | 2003 | 0 | 0 | 2139260 | 1295437 | 646956 | 0 | 0 | 4081653 |  | 3.49% | 3309591 | 2308328 | 865568 | 0 | 0 | 6483487 | 0.0017622
Clark Public Utility District | Northwest Power Area (NWPA) - U.S. Systems | 2004 | 0 | 0 | 2169276 | 1350376 | 682911 | 0 | 0 | 4202563 |  | 3.5% | 9724 | 5469 | 66 | 0 | 0 | 15259 | 4.1474e-06
Clark Public Utility District | Northwest Power Area (NWPA) - U.S. Systems | 2005 | 0 | 3.47 | 2230688 | 1348489 | 710452 | 0 | 0 | 4289629 |  | 3.5% | 0 | 0 | 973160 | 0 | 0 | 973160 | 0.00026451
Clark Public Utility District | Northwest Power Area (NWPA) - U.S. Systems | 2006 | 0 | 3.32 | 2309670 | 1380457 | 739825 | 0 | 0 | 4429952 |  | 3.51% | 13971 | 2481 | 16939 | 78 | 1101 | 34570 | 9.3962e-06
Clatskanie Peoples Utility District | Northwest Power Area (NWPA) - U.S. Systems | 1988 | 0 | 0.49 | 49593 | 20960 | 685602 | 694 | 0 | 756849 |  | 3.51% | 106821 | 23963 | 58381 | 1220 | 328 | 190713 | 5.1836e-05
Clatskanie Peoples Utility District | Northwest Power Area (NWPA) - U.S. Systems | 1989 | 0 | 0.55 | 50594 | 21467 | 775231 | 144 | 555 | 847991 |  | 3.51% | 385366 | 72252 | 108955 | 0 | 0 | 566573 | 0.000154
Clatskanie Peoples Utility District | Northwest Power Area (NWPA) - U.S. Systems | 1990 | 0 | 0.55 | 51326 | 21653 | 814895 | 141 | 500 | 888515 |  | 3.52% | 7988 | 7606 | 0 | 0 | 1036 | 16630 | 4.5201e-06
Clatskanie Peoples Utility District | Northwest Power Area (NWPA) - U.S. Systems | 1991 | 0 | 0.28 | 53282 | 22744 | 804564 | 141 | 471 | 881202 |  | 3.52% | 7182 | 3647 | 9804 | 0 | 185 | 20818 | 5.6584e-06
Clatskanie Peoples Utility District | Northwest Power Area (NWPA) - U.S. Systems | 1992 | 0 | 0.47 | 48955 | 23429 | 806445 | 141 | 480 | 879450 |  | 3.52% | 88819 | 76175 | 0 | 0 | 0 | 164994 | 4.4846e-05
Clatskanie Peoples Utility District | Northwest Power Area (NWPA) - U.S. Systems | 1993 | 0 | 0.46 | 54131 | 23672 | 818656 | 141 | 486 | 897086 |  | 3.52% | 59160 | 29334 | 370845 | 0 | 0 | 459339 | 0.00012485
Clatskanie Peoples Utility District | Northwest Power Area (NWPA) - U.S. Systems | 1994 | 0 | 7.42 | 52845 | 24830 | 740399 | 140 | 0 | 818214 |  | 3.52% | 307200 | 98300 | 175700 | 58500 | 1500 | 641200 | 0.00017428
Clatskanie Peoples Utility District | Northwest Power Area (NWPA) - U.S. Systems | 1995 | 0 | 0.37 | 51297 | 24905 | 810780 | 177 | 0 | 887159 |  | 3.52% | 2067734 | 1154916 | 633245 | 14844 | 24010 | 3894749 | 0.0010586
Clatskanie Peoples Utility District | Northwest Power Area (NWPA) - U.S. Systems | 1996 | 0 | 0.47 | 56112 | 23081 | 796402 | 141 | 0 | 875736 |  | 3.53% | 127376 | 50369 | 659892 | 0 | 0 | 837637 | 0.00022767
Clatskanie Peoples Utility District | Northwest Power Area (NWPA) - U.S. Systems | 1997 | 0 | 0.47 | 54082 | 21898 | 833504 | 141 | 462 | 910087 |  | 3.54% | 23422 | 8538 | 433 | 387 | 0 | 32780 | 8.9097e-06
Clatskanie Peoples Utility District | Northwest Power Area (NWPA) - U.S. Systems | 1998 | 0 | 0.31 | 56767 | 23221 | 837594 | 141 | 456 | 918179 |  | 3.54% | 34894 | 3332 | 0 | 355 | 3375 | 41956 | 1.1404e-05
Clatskanie Peoples Utility District | Northwest Power Area (NWPA) - U.S. Systems | 1999 | 0 | 0.37 | 61049 | 24032 | 828103 | 141 | 459 | 913784 |  | 3.54% | 102048 | 44476 | 79479 | 1037 | 651 | 227691 | 6.1887e-05
Clatskanie Peoples Utility District | Northwest Power Area (NWPA) - U.S. Systems | 2000 | 0 | 0.31 | 65865 | 25971 | 547198 | 141 | 520 | 639695 |  | 3.54% | 214737 | 43695 | 0 | 0 | 0 | 258432 | 7.0242e-05
Clatskanie Peoples Utility District | Northwest Power Area (NWPA) - U.S. Systems | 2001 | 0 | 0.02 | 68270 | 28085 | 521200 | 0 | 692 | 618247 |  | 3.54% | 116103 | 281796 | 0 | 0 | 0 | 397899 | 0.00010815
Clatskanie Peoples Utility District | Northwest Power Area (NWPA) - U.S. Systems | 2002 | 0 | 1.14 | 68445 | 26211 | 701210 | 0 | 826 | 796692 |  | 3.54% | 3185870 | 1990607 | 1038625 | 21503 | 0 | 6236605 | 0.0016951
Clatskanie Peoples Utility District | Northwest Power Area (NWPA) - U.S. Systems | 2003 | 0 | 2.43 | 67505 | 28259 | 781447 | 0 | 0 | 877211 |  | 3.55% | 12769 | 3768 | 38609 | 0 | 0 | 55146 | 1.4989e-05
Clatskanie Peoples Utility District | Northwest Power Area (NWPA) - U.S. Systems | 2004 | 0 | 2.61 | 63961 | 26226 | 910384 | 0 | 0 | 1000571 |  | 3.55% | 51355 | 50536 | 16261 | 909 | 42451 | 161512 | 4.3899e-05
Clatskanie Peoples Utility District | Northwest Power Area (NWPA) - U.S. Systems | 2005 | 0 | 2.53 | 67769 | 26868 | 885657 | 0 | 0 | 980294 |  | 3.55% | 87616 | 304926 | 298113 | 764 | 0 | 691419 | 0.00018793
Clatskanie Peoples Utility District | Northwest Power Area (NWPA) - U.S. Systems | 2006 | 0 | 5.04 | 69927 | 27877 | 911641 | 0 | 0 | 1009445 |  | 3.56% | 132003 | 82705 | 0 | 0 | 0 | 214708 | 5.8358e-05
Clearwater Power Co. | Northwest Power Area (NWPA) - U.S. Systems | 1988 | 0 | 7.83 | 83984 | 9976 | 28231 | 145 | 873 | 123209 |  | 3.56% | 366287 | 102555 | 6716 | 0 | 0 | 475558 | 0.00012926
Clearwater Power Co. | Northwest Power Area (NWPA) - U.S. Systems | 1989 | 0 | 8.02 | 88000 | 10400 | 29440 | 142 | 796 | 128778 |  | 3.57% | 6883 | 4017 | 8834 | 0 | 0 | 19734 | 5.3637e-06
Clearwater Power Co. | Northwest Power Area (NWPA) - U.S. Systems | 1990 | 0 | 8.7 | 87561 | 10370 | 30860 | 144 | 815 | 129750 |  | 3.57% | 38295 | 3694 | 15977 | 356 | 0 | 58322 | 1.5852e-05
Clearwater Power Co. | Northwest Power Area (NWPA) - U.S. Systems | 1991 | 0 | 8.54 | 94482 | 10975 | 30995 | 145 | 937 | 137534 |  | 3.57% | 39129 | 6899 | 40000 | 1200 | 45000 | 132228 | 3.594e-05
Clearwater Power Co. | Northwest Power Area (NWPA) - U.S. Systems | 1992 | 0 | 8.64 | 89856 | 11009 | 29629 | 147 | 1418 | 132059 |  | 3.58% | 33845 | 3554 | 15101 | 349 | 0 | 52849 | 1.4364e-05
Clearwater Power Co. | Northwest Power Area (NWPA) - U.S. Systems | 1993 | 0 | 7.66 | 99763 | 11922 | 34010 | 152 | 653 | 146500 |  | 3.58% | 84805 | 108072 | 0 | 661 | 0 | 193538 | 5.2604e-05
Clearwater Power Co. | Northwest Power Area (NWPA) - U.S. Systems | 1994 | 0 | 7.91 | 98312 | 12066 | 39923 | 154 | 1678 | 152133 |  | 3.58% | 210792 | 240872 | 0 | 0 | 16043 | 467707 | 0.00012712
Clearwater Power Co. | Northwest Power Area (NWPA) - U.S. Systems | 1995 | 0 | 7.65 | 102287 | 12120 | 42205 | 157 | 391 | 157160 |  | 3.58% | 526796 | 280149 | 264523 | 2142 | 271328 | 1344938 | 0.00036556
Clearwater Power Co. | Northwest Power Area (NWPA) - U.S. Systems | 1996 | 0 | 7.61 | 109976 | 31140 | 22793 | 278 | 534 | 164721 |  | 3.58% | 619848 | 413491 | 324126 | 2549 | 0 | 1360014 | 0.00036965
Clearwater Power Co. | Northwest Power Area (NWPA) - U.S. Systems | 1997 | 0 | 6.99 | 109617 | 25273 | 32009 | 516 | 490 | 167905 |  | 3.58% | 968937 | 930530 | 292358 | 8200 | 16238 | 2216263 | 0.00060238
Clearwater Power Co. | Northwest Power Area (NWPA) - U.S. Systems | 1998 | 0 | 8.61 | 107916 | 25216 | 32729 | 526 | 351 | 166738 |  | 3.59% | 27630 | 16672 | 72416 | 79 | 1001 | 117798 | 3.2018e-05
Clearwater Power Co. | Northwest Power Area (NWPA) - U.S. Systems | 1999 | 0 | 6.51 | 114000 | 29480 | 34000 | 500 | 1020 | 179000 |  | 3.59% | 37444 | 46674 | 49620 | 0 | 0 | 133738 | 3.635e-05
Clearwater Power Co. | Northwest Power Area (NWPA) - U.S. Systems | 2000 | 0 | 7.44 | 114489 | 29079 | 34252 | 558 | 708 | 179086 |  | 3.59% | 74964 | 55047 | 0 | 15940 | 5235 | 151186 | 4.1093e-05
Clearwater Power Co. | Northwest Power Area (NWPA) - U.S. Systems | 2001 | 0 | 4.75 | 110664 | 27258 | 33976 | 0 | 1574 | 173472 |  | 3.59% | 207871 | 38557 | 0 | 0 | 1982 | 248410 | 6.7518e-05
Clearwater Power Co. | Northwest Power Area (NWPA) - U.S. Systems | 2002 | 0 | 7.14 | 110269 | 26287 | 34825 | 0 | 1465 | 172846 |  | 3.59% | 122269 | 136208 | 0 | 26843 | 0 | 285320 | 7.7551e-05
Clearwater Power Co. | Northwest Power Area (NWPA) - U.S. Systems | 2003 | 0 | 7.15 | 110502 | 27740 | 35409 | 0 | 0 | 173651 |  | 3.59% | 108345 | 86572 | 253656 | 0 | 23361 | 471934 | 0.00012827
Clearwater Power Co. | Northwest Power Area (NWPA) - U.S. Systems | 2004 | 0 | 6.59 | 112790 | 27343 | 39641 | 0 | 0 | 179774 |  | 3.61% | 35789 | 19882 | 86818 | 0 | 3617 | 146106 | 3.9712e-05
Clearwater Power Co. | Northwest Power Area (NWPA) - U.S. Systems | 2005 | 0 | 8.01 | 111456 | 27887 | 42855 | 0 | 0 | 182198 |  | 3.61% | 53808 | 34203 | 118090 | 0 | 5329 | 211430 | 5.7467e-05
Clearwater Power Co. | Northwest Power Area (NWPA) - U.S. Systems | 2006 | 0 | 6.87 | 118828 | 29362 | 41526 | 0 | 0 | 189716 |  | 3.61% | 107893 | 50198 | 93157 | 1106 | 723 | 253077 | 6.8787e-05
Colockum Transmission Co., Inc. | Northwest Power Area (NWPA) - U.S. Systems | 1988 | 0 | 0.99 | 0 | 0 | 1689514 | 0 | 0 | 1689514 |  | 3.62% | 52479 | 45054 | 55692 | 0 | 629 | 153854 | 4.1818e-05
Colockum Transmission Co., Inc. | Northwest Power Area (NWPA) - U.S. Systems | 1989 | 0 | 0.99 | 0 | 0 | 1691305 | 0 | 0 | 1691305 |  | 3.62% | 203872 | 37996 | 0 | 0 | 1687 | 243555 | 6.6199e-05
Colockum Transmission Co., Inc. | Northwest Power Area (NWPA) - U.S. Systems | 1990 | 0 | 0.99 | 0 | 0 | 1699728 | 0 | 0 | 1699728 |  | 3.62% | 48154 | 54836 | 516967 | 0 | 0 | 619957 | 0.00016851
Colockum Transmission Co., Inc. | Northwest Power Area (NWPA) - U.S. Systems | 1991 | 0 | 0.99 | 0 | 0 | 1699728 | 0 | 0 | 1699728 |  | 3.62% | 118837 | 59917 | 554149 | 0 | 0 | 732903 | 0.0001992
Colockum Transmission Co., Inc. | Northwest Power Area (NWPA) - U.S. Systems | 1992 | 0 | 0.99 | 0 | 0 | 1699728 | 0 | 0 | 1699728 |  | 3.62% | 132204 | 54153 | 671163 | 0 | 0 | 857520 | 0.00023308
Colockum Transmission Co., Inc. | Northwest Power Area (NWPA) - U.S. Systems | 1993 | 0 | 0.99 | 0 | 0 | 1699728 | 0 | 0 | 1699728 |  | 3.62% | 2058666 | 1253253 | 644799 | 0 | 28280 | 3984998 | 0.0010831
Columbia Basin Electric Coop, Inc. | Northwest Power Area (NWPA) - U.S. Systems | 1988 | 0 | 8.05 | 33321 | 13775 | 23322 | 211 | 28160 | 98789 |  | 3.63% | 90704 | 114021 | 0 | 662 | 0 | 205387 | 5.5825e-05
Columbia Basin Electric Coop, Inc. | Northwest Power Area (NWPA) - U.S. Systems | 1989 | 0 | 7.09 | 34755 | 14640 | 23187 | 211 | 27681 | 100474 |  | 3.63% | 3215167 | 2080288 | 865613 | 0 | 23477 | 6184545 | 0.001681
Columbia Basin Electric Coop, Inc. | Northwest Power Area (NWPA) - U.S. Systems | 1990 | 0 | 7.79 | 34078 | 14277 | 22909 | 211 | 32627 | 104102 |  | 3.64% | 41515 | 12720 | 0 | 129 | 0 | 54364 | 1.4776e-05
Columbia Basin Electric Coop, Inc. | Northwest Power Area (NWPA) - U.S. Systems | 1991 | 0 | 7.16 | 36524 | 15450 | 22986 | 211 | 30805 | 105976 |  | 3.64% | 18540 | 44213 | 2771 | 0 | 0 | 65524 | 1.781e-05
Columbia Basin Electric Coop, Inc. | Northwest Power Area (NWPA) - U.S. Systems | 1992 | 0 | 7.41 | 34600 | 14967 | 22117 | 230 | 30819 | 102733 |  | 3.64% | 116462 | 27205 | 75143 | 952 | 1313 | 221075 | 6.0089e-05
Columbia Basin Electric Coop, Inc. | Northwest Power Area (NWPA) - U.S. Systems | 1993 | 0 | 7.79 | 38000 | 14000 | 23000 | 211 | 25000 | 100211 |  | 3.64% | 113653 | 59776 | 487112 | 0 | 0 | 660541 | 0.00017954
Columbia Basin Electric Coop, Inc. | Northwest Power Area (NWPA) - U.S. Systems | 1994 | 0 | 8.38 | 35000 | 15000 | 16000 | 200 | 29800 | 96000 |  | 3.64% | 218306 | 368263 | 124589 | 0 | 0 | 711158 | 0.00019329
Columbia Basin Electric Coop, Inc. | Northwest Power Area (NWPA) - U.S. Systems | 1995 | 0 | 7.27 | 36579 | 15916 | 17254 | 216 | 23392 | 93357 |  | 3.64% | 120154 | 59091 | 613557 | 0 | 0 | 792802 | 0.00021549
Columbia Basin Electric Coop, Inc. | Northwest Power Area (NWPA) - U.S. Systems | 1996 | 0 | 8.18 | 37886 | 16387 | 16309 | 215 | 26135 | 96932 |  | 3.65% | 6195 | 4408 | 0 | 0 | 128 | 10731 | 2.9167e-06
Columbia Basin Electric Coop, Inc. | Northwest Power Area (NWPA) - U.S. Systems | 1997 | 0 | 6.58 | 37946 | 17271 | 17754 | 208 | 24878 | 98057 |  | 3.65% | 7356 | 4238 | 8656 | 0 | 0 | 20250 | 5.504e-06
Columbia Basin Electric Coop, Inc. | Northwest Power Area (NWPA) - U.S. Systems | 1998 | 0 | 6.77 | 38211 | 17380 | 19712 | 238 | 26639 | 102180 |  | 3.65% | 59884 | 30780 | 25422 | 541 | 2970 | 119597 | 3.2507e-05
Columbia Basin Electric Coop, Inc. | Northwest Power Area (NWPA) - U.S. Systems | 1999 | 0 | 7.43 | 38545 | 17829 | 6642 | 238 | 28938 | 92192 |  | 3.65% | 116234 | 134748 | 0 | 0 | 24788 | 275770 | 7.4955e-05
Columbia Basin Electric Coop, Inc. | Northwest Power Area (NWPA) - U.S. Systems | 2000 | 0 | 8.2 | 38171 | 19225 | 555 | 240 | 28250 | 86441 |  | 3.66% | 31546 | 6977 | 0 | 0 | 0 | 38523 | 1.0471e-05
Columbia Basin Electric Coop, Inc. | Northwest Power Area (NWPA) - U.S. Systems | 2001 | 0 | 8.09 | 37752 | 16897 | 2822 | 0 | 29381 | 86852 |  | 3.66% | 22900 | 44901 | 0 | 0 | 0 | 67801 | 1.8428e-05
Columbia Basin Electric Coop, Inc. | Northwest Power Area (NWPA) - U.S. Systems | 2002 | 0 | 8.7 | 38672 | 18406 | 1999 | 0 | 30064 | 89141 |  | 3.66% | 28094 | 38817 | 33102 | 0 | 0 | 100013 | 2.7184e-05
Columbia Basin Electric Coop, Inc. | Northwest Power Area (NWPA) - U.S. Systems | 2003 | 0 | 8.8 | 37079 | 20672 | 34503 | 0 | 0 | 92254 |  | 3.67% | 2962 | 0 | 0 | 0 | 0 | 2962 | 8.0508e-07
Columbia Basin Electric Coop, Inc. | Northwest Power Area (NWPA) - U.S. Systems | 2004 | 0 | 7.56 | 38700 | 50300 | 4800 | 0 | 0 | 93800 |  | 3.67% | 3966 | 0 | 0 | 0 | 0 | 3966 | 1.078e-06
Columbia Basin Electric Coop, Inc. | Northwest Power Area (NWPA) - U.S. Systems | 2005 | 0 | 7.92 | 37000 | 54000 | 1000 | 0 | 0 | 92000 |  | 3.67% | 4039 | 1607 | 0 | 149 | 456 | 6251 | 1.699e-06
Columbia Basin Electric Coop, Inc. | Northwest Power Area (NWPA) - U.S. Systems | 2006 | 0 | 7.81 | 38547 | 49682 | 895 | 0 | 0 | 89124 |  | 3.67% | 32989 | 10667 | 0 | 1517 | 1831 | 47004 | 1.2776e-05
Columbia Power Coop Association | Northwest Power Area (NWPA) - U.S. Systems | 1988 | 0 | 12 | 11527 | 3800 | 0 | 64 | 5533 | 20924 |  | 3.67% | 28720 | 17353 | 7142 | 199 | 3255 | 56669 | 1.5403e-05
Columbia Power Coop Association | Northwest Power Area (NWPA) - U.S. Systems | 1989 | 0 | 9.11 | 13414 | 4445 | 0 | 64 | 4211 | 22134 |  | 3.67% | 208930 | 381072 | 117861 | 0 | 0 | 707863 | 0.0001924
Columbia Power Coop Association | Northwest Power Area (NWPA) - U.S. Systems | 1990 | 0 | 9.26 | 13000 | 5000 | 0 | 500 | 6000 | 24500 |  | 3.68% | 43703 | 66909 | 0 | 0 | 6893 | 117505 | 3.1938e-05
Columbia Power Coop Association | Northwest Power Area (NWPA) - U.S. Systems | 1991 | 0 | 9.19 | 13158 | 5102 | 0 | 64 | 5169 | 23493 |  | 3.68% | 142863 | 95386 | 46363 | 0 | 0 | 284612 | 7.7358e-05
Columbia Power Coop Association | Northwest Power Area (NWPA) - U.S. Systems | 1992 | 0 | 12.09 | 13076 | 4897 | 0 | 65 | 6479 | 24517 |  | 3.68% | 366669 | 228650 | 126021 | 0 | 0 | 721340 | 0.00019606
Columbia Power Coop Association | Northwest Power Area (NWPA) - U.S. Systems | 1993 | 0 | 13.01 | 14397 | 5345 | 0 | 46 | 3568 | 23356 |  | 3.69% | 4239 | 2658 | 0 | 0 | 0 | 6897 | 1.8746e-06
Columbia Power Coop Association | Northwest Power Area (NWPA) - U.S. Systems | 1994 | 0 | 12.32 | 13722 | 5371 | 0 | 46 | 5544 | 24683 |  | 3.69% | 15396 | 14146 | 3465 | 0 | 0 | 33007 | 8.9714e-06
Columbia Power Coop Association | Northwest Power Area (NWPA) - U.S. Systems | 1995 | 0 | 9.77 | 13833 | 5395 | 0 | 56 | 4422 | 23706 |  | 3.69% | 18724 | 26274 | 3772 | 0 | 2657 | 51427 | 1.3978e-05
Columbia Power Coop Association | Northwest Power Area (NWPA) - U.S. Systems | 1996 | 0 | 11.6 | 14066 | 5537 | 0 | 69 | 5193 | 24865 |  | 3.69% | 40293 | 37311 | 56458 | 0 | 0 | 134062 | 3.6438e-05
Columbia Power Coop Association | Northwest Power Area (NWPA) - U.S. Systems | 1997 | 0 | 9.92 | 13914 | 5399 | 0 | 69 | 4644 | 24026 |  | 3.69% | 367654 | 55914 | 277937 | 0 | 3442 | 704947 | 0.00019161
Columbia Power Coop Association | Northwest Power Area (NWPA) - U.S. Systems | 1998 | 0 | 10.68 | 14255 | 5457 | 0 | 70 | 4724 | 24506 |  | 3.7% | 13920 | 17342 | 0 | 0 | 0 | 31262 | 8.4971e-06
Columbia Power Coop Association | Northwest Power Area (NWPA) - U.S. Systems | 1999 | 0 | 11.64 | 14017 | 5484 | 0 | 73 | 5739 | 25313 |  | 3.7% | 25824 | 13915 | 11127 | 0 | 0 | 50866 | 1.3825e-05
Columbia Power Coop Association | Northwest Power Area (NWPA) - U.S. Systems | 2000 | 0 | 11.99 | 14260 | 5617 | 0 | 77 | 5378 | 25332 |  | 3.7% | 22748 | 39738 | 0 | 0 | 771 | 63257 | 1.7193e-05
Columbia Power Coop Association | Northwest Power Area (NWPA) - U.S. Systems | 2001 | 0 | 11.06 | 13900 | 5490 | 5745 | 0 | 81 | 25216 |  | 3.7% | 41904 | 37833 | 56412 | 0 | 0 | 136149 | 3.7006e-05
Columbia Power Coop Association | Northwest Power Area (NWPA) - U.S. Systems | 2002 | 0 | 11.19 | 13997 | 5483 | 82 | 0 | 6237 | 25799 |  | 3.7% | 206540 | 41471 | 0 | 0 | 0 | 248011 | 6.741e-05
Columbia Power Coop Association | Northwest Power Area (NWPA) - U.S. Systems | 2003 | 0 | 11.44 | 13402 | 5654 | 5112 | 0 | 0 | 24168 |  | 3.7% | 2151446 | 1222730 | 661282 | 15802 | 26203 | 4077463 | 0.0011083
Columbia Power Coop Association | Northwest Power Area (NWPA) - U.S. Systems | 2004 | 0 | 10.95 | 13402 | 5746 | 4187 | 0 | 0 | 23335 |  | 3.71% | 13237 | 1960 | 18118 | 78 | 894 | 34287 | 9.3193e-06
Columbia Power Coop Association | Northwest Power Area (NWPA) - U.S. Systems | 2005 | 0 | 11.98 | 13655 | 5788 | 4144 | 0 | 0 | 23587 |  | 3.71% | 354540 | 72443 | 6306 | 0 | 25058 | 458347 | 0.00012458
Columbia Power Coop Association | Northwest Power Area (NWPA) - U.S. Systems | 2006 | 0 | 11.81 | 13758 | 5901 | 4539 | 0 | 0 | 24198 |  | 3.71% | 2973916 | 3740611 | 1173744 | 0 | 1101900 | 8990171 | 0.0024435
Columbia River Peoples Utility District | Northwest Power Area (NWPA) - U.S. Systems | 1988 | 0 | 2.66 | 87456 | 17135 | 128644 | 864 | 254 | 234353 |  | 3.72% | 118999 | 40213 | 0 | 185 | 5681 | 165078 | 4.4869e-05
Columbia River Peoples Utility District | Northwest Power Area (NWPA) - U.S. Systems | 1989 | 0 | 3.04 | 91670 | 20008 | 132605 | 846 | 208 | 245337 |  | 3.72% | 300815 | 130777 | 281366 | 1465 | 21831 | 736254 | 0.00020012
Columbia River Peoples Utility District | Northwest Power Area (NWPA) - U.S. Systems | 1990 | 0 | 2.49 | 92805 | 19885 | 150884 | 825 | 318 | 264717 |  | 3.72% | 382311 | 231924 | 168982 | 0 | 0 | 783217 | 0.00021288
Columbia River Peoples Utility District | Northwest Power Area (NWPA) - U.S. Systems | 1991 | 0 | 3.39 | 97152 | 19691 | 157698 | 816 | 340 | 275697 |  | 3.72% | 527569 | 274505 | 267207 | 3081 | 256979 | 1329341 | 0.00036132
Columbia River Peoples Utility District | Northwest Power Area (NWPA) - U.S. Systems | 1992 | 0 | 2.98 | 92474 | 21051 | 151149 | 841 | 428 | 265943 |  | 3.73% | 39368 | 34752 | 47352 | 0 | 0 | 121472 | 3.3016e-05
Columbia River Peoples Utility District | Northwest Power Area (NWPA) - U.S. Systems | 1993 | 0 | 2.91 | 100610 | 21434 | 149235 | 833 | 234 | 272346 |  | 3.73% | 68543 | 40860 | 28891 | 0 | 4603 | 142897 | 3.884e-05
Columbia River Peoples Utility District | Northwest Power Area (NWPA) - U.S. Systems | 1994 | 0 | 3.85 | 99922 | 22729 | 150024 | 836 | 320 | 273831 |  | 3.74% | 19927 | 23602 | 0 | 0 | 0 | 43529 | 1.1831e-05
Columbia River Peoples Utility District | Northwest Power Area (NWPA) - U.S. Systems | 1995 | 0 | 2.57 | 101624 | 23102 | 144685 | 866 | 276 | 270553 |  | 3.74% | 66438 | 36990 | 828 | 0 | 0 | 104256 | 2.8337e-05
Columbia River Peoples Utility District | Northwest Power Area (NWPA) - U.S. Systems | 1996 | 0 | 3.16 | 110702 | 27111 | 147287 | 904 | 443 | 286447 |  | 3.74% | 111000 | 111000 | 0 | 19000 | 0 | 241000 | 6.5504e-05
Columbia River Peoples Utility District | Northwest Power Area (NWPA) - U.S. Systems | 1997 | 0 | 3.37 | 110601 | 31252 | 147891 | 927 | 431 | 291102 |  | 3.74% | 267737 | 294047 | 47570 | 0 | 0 | 609354 | 0.00016562
Columbia River Peoples Utility District | Northwest Power Area (NWPA) - U.S. Systems | 1998 | 0 | 3.23 | 114002 | 32033 | 153366 | 967 | 279 | 300647 |  | 3.74% | 0 | 0 | 904831 | 0 | 0 | 904831 | 0.00024593
Columbia River Peoples Utility District | Northwest Power Area (NWPA) - U.S. Systems | 1999 | 0 | 1.34 | 120387 | 34055 | 151054 | 1023 | 468 | 306987 |  | 3.74% | 621386 | 906189 | 69479 | 0 | 0 | 1597054 | 0.00043408
Columbia River Peoples Utility District | Northwest Power Area (NWPA) - U.S. Systems | 2000 | 0 | 4.12 | 141621 | 58836 | 156752 | 1382 | 536 | 359127 |  | 3.75% | 218306 | 372773 | 124589 | 0 | 0 | 715668 | 0.00019452
Columbia River Peoples Utility District | Northwest Power Area (NWPA) - U.S. Systems | 2001 | 0 | 3.04 | 175362 | 81857 | 180822 | 0 | 3059 | 441100 |  | 3.75% | 77510 | 543789 | 362182 | 7901 | 950 | 992332 | 0.00026972
Columbia River Peoples Utility District | Northwest Power Area (NWPA) - U.S. Systems | 2002 | 0 | 3.27 | 174845 | 83916 | 198893 | 0 | 3555 | 461209 |  | 3.75% | 2207535 | 1283274 | 609143 | 15680 | 9775 | 4125407 | 0.0011213
Columbia River Peoples Utility District | Northwest Power Area (NWPA) - U.S. Systems | 2003 | 0 | 3.37 | 176983 | 86953 | 190866 | 0 | 0 | 454802 |  | 3.75% | 7572788 | 7224360 | 3630074 | 0 | 5306 | 18432528 | 0.00501
Columbia River Peoples Utility District | Northwest Power Area (NWPA) - U.S. Systems | 2004 | 0 | 2.98 | 182480 | 84300 | 201718 | 0 | 0 | 468498 |  | 3.76% | 58046 | 15833 | 24337 | 398 | 7334 | 105948 | 2.8797e-05
Columbia River Peoples Utility District | Northwest Power Area (NWPA) - U.S. Systems | 2005 | 0 | 3.26 | 188505 | 86188 | 213506 | 0 | 0 | 488199 |  | 3.76% | 79168 | 92593 | 0 | 654 | 0 | 172415 | 4.6863e-05
Columbia River Peoples Utility District | Northwest Power Area (NWPA) - U.S. Systems | 2006 | 0 | 2.57 | 199772 | 90552 | 222353 | 0 | 0 | 512677 |  | 3.76% | 57099 | 123163 | 0 | 0 | 34677 | 214939 | 5.8421e-05
Columbia Rural Electric Association, Inc. | Northwest Power Area (NWPA) - U.S. Systems | 1988 | 0 | 5.56 | 27959 | 14111 | 14566 | 0 | 125441 | 182077 |  | 3.76% | 131341 | 18134 | 92513 | 0 | 0 | 241988 | 6.5773e-05
Columbia Rural Electric Association, Inc. | Northwest Power Area (NWPA) - U.S. Systems | 1989 | 0 | 5.05 | 29411 | 13355 | 14683 | 0 | 132514 | 189963 |  | 3.76% | 265263 | 261460 | 46511 | 0 | 0 | 573234 | 0.00015581
Columbia Rural Electric Association, Inc. | Northwest Power Area (NWPA) - U.S. Systems | 1990 | 0 | 5.87 | 28585 | 12580 | 14789 | 0 | 139725 | 195679 |  | 3.77% | 120744 | 64829 | 0 | 0 | 7469 | 193042 | 5.2469e-05
Columbia Rural Electric Association, Inc. | Northwest Power Area (NWPA) - U.S. Systems | 1991 | 0 | 5.31 | 30718 | 13020 | 15765 | 0 | 135519 | 195022 |  | 3.78% | 61400 | 47250 | 106088 | 0 | 0 | 214738 | 5.8366e-05
Columbia Rural Electric Association, Inc. | Northwest Power Area (NWPA) - U.S. Systems | 1992 | 0 | 4.78 | 29555 | 11585 | 16748 | 0 | 141883 | 199771 |  | 3.79% | 18789 | 28079 | 3371 | 121 | 10028 | 60388 | 1.6414e-05
Columbia Rural Electric Association, Inc. | Northwest Power Area (NWPA) - U.S. Systems | 1993 | 0 | 5.71 | 33504 | 10921 | 17344 | 0 | 118577 | 180346 |  | 3.79% | 100430 | 42464 | 79462 | 990 | 586 | 223932 | 6.0865e-05
Columbia Rural Electric Association, Inc. | Northwest Power Area (NWPA) - U.S. Systems | 1994 | 0 | 4.92 | 32377 | 12894 | 19098 | 0 | 154076 | 218445 |  | 3.79% | 899540 | 934760 | 433703 | 7587 | 15105 | 2290695 | 0.00062262
Columbia Rural Electric Association, Inc. | Northwest Power Area (NWPA) - U.S. Systems | 1995 | 0 | 5.65 | 32739 | 13499 | 19772 | 0 | 124553 | 190563 |  | 3.79% | 1004182 | 951049 | 504867 | 6510 | 13417 | 2480025 | 0.00067408
Columbia Rural Electric Association, Inc. | Northwest Power Area (NWPA) - U.S. Systems | 1996 | 0 | 5.39 | 36024 | 15514 | 18782 | 0 | 137839 | 208159 |  | 3.79% | 3073673 | 3845912 | 1197613 | 0 | 805932 | 8923130 | 0.0024253
Columbia Rural Electric Association, Inc. | Northwest Power Area (NWPA) - U.S. Systems | 1997 | 0 | 5.22 | 35044 | 18949 | 20887 | 0 | 145046 | 219926 |  | 3.79% | 2950653 | 4834363 | 1193778 | 0 | 41731 | 9020525 | 0.0024518
Columbia Rural Electric Association, Inc. | Northwest Power Area (NWPA) - U.S. Systems | 1998 | 0 | 4.81 | 33818 | 18839 | 23395 | 0 | 166757 | 242809 |  | 3.8% | 14882 | 1228 | 0 | 0 | 49 | 16159 | 4.392e-06
Columbia Rural Electric Association, Inc. | Northwest Power Area (NWPA) - U.S. Systems | 1999 | 0 | 4.74 | 33415 | 19246 | 25484 | 0 | 179429 | 257574 |  | 3.8% | 6666 | 3864 | 9415 | 0 | 0 | 19945 | 5.4211e-06
Columbia Rural Electric Association, Inc. | Northwest Power Area (NWPA) - U.S. Systems | 2000 | 0 | 5.19 | 36216 | 19321 | 27814 | 61 | 166459 | 249871 |  | 3.8% | 284514 | 252140 | 37327 | 3294 | 37944 | 615219 | 0.00016722
Columbia Rural Electric Association, Inc. | Northwest Power Area (NWPA) - U.S. Systems | 2001 | 0 | 5.41 | 35746 | 24616 | 24147 | 0 | 156749 | 241258 |  | 3.81% | 24946 | 8976 | 446 | 424 | 0 | 34792 | 9.4565e-06
Columbia Rural Electric Association, Inc. | Northwest Power Area (NWPA) - U.S. Systems | 2002 | 0 | 4.78 | 36487 | 25238 | 24966 | 0 | 168832 | 255523 |  | 3.81% | 31016 | 16045 | 37076 | 0 | 1382 | 85519 | 2.3244e-05
Columbia Rural Electric Association, Inc. | Northwest Power Area (NWPA) - U.S. Systems | 2003 | 0 | 5.34 | 37831 | 25034 | 204930 | 0 | 0 | 267795 |  | 3.81% | 46954 | 30501 | 0 | 1786 | 16192 | 95433 | 2.5939e-05
Columbia Rural Electric Association, Inc. | Northwest Power Area (NWPA) - U.S. Systems | 2004 | 0 | 4.89 | 41790 | 28573 | 191462 | 0 | 0 | 261825 |  | 3.81% | 106712 | 50602 | 53320 | 1950 | 31128 | 243712 | 6.6241e-05
Columbia Rural Electric Association, Inc. | Northwest Power Area (NWPA) - U.S. Systems | 2005 | 0 | 4.39 | 43104 | 27797 | 203171 | 0 | 0 | 274072 |  | 3.81% | 582842 | 699319 | 87168 | 2828 | 0 | 1372157 | 0.00037295
Columbia Rural Electric Association, Inc. | Northwest Power Area (NWPA) - U.S. Systems | 2006 | 0 | 5.72 | 44563 | 58347 | 156579 | 0 | 0 | 259489 |  | 3.82% | 37819 | 3657 | 16134 | 336 | 0 | 57946 | 1.575e-05
Consumers Power, Inc. | Northwest Power Area (NWPA) - U.S. Systems | 1988 | 0 | 7.03 | 193095 | 59317 | 28921 | 476 | 5735 | 287544 |  | 3.82% | 108714 | 45907 | 92653 | 0 | 0 | 247274 | 6.721e-05
Consumers Power, Inc. | Northwest Power Area (NWPA) - U.S. Systems | 1989 | 0 | 7.21 | 200438 | 41951 | 49970 | 444 | 5664 | 298467 |  | 3.82% | 123769 | 127367 | 0 | 26383 | 0 | 277519 | 7.543e-05
Consumers Power, Inc. | Northwest Power Area (NWPA) - U.S. Systems | 1990 | 0 | 7.05 | 202564 | 41666 | 50789 | 453 | 5094 | 300566 |  | 3.83% | 14066 | 6244 | 451 | 0 | 0 | 20761 | 5.6429e-06
Consumers Power, Inc. | Northwest Power Area (NWPA) - U.S. Systems | 1991 | 0 | 7.45 | 214705 | 41714 | 41541 | 472 | 5774 | 304206 |  | 3.83% | 28147 | 21551 | 0 | 0 | 0 | 49698 | 1.3508e-05
Consumers Power, Inc. | Northwest Power Area (NWPA) - U.S. Systems | 1992 | 0 | 7.68 | 204034 | 33857 | 44699 | 471 | 7968 | 291029 |  | 3.83% | 48894 | 51054 | 11220 | 879 | 40934 | 152981 | 4.1581e-05
Consumers Power, Inc. | Northwest Power Area (NWPA) - U.S. Systems | 1993 | 0 | 6.71 | 226207 | 37101 | 43127 | 488 | 4755 | 311678 |  | 3.83% | 117402 | 30387 | 109491 | 392 | 1307 | 258979 | 7.0391e-05
Consumers Power, Inc. | Northwest Power Area (NWPA) - U.S. Systems | 1994 | 0 | 6.81 | 229380 | 45559 | 46222 | 518 | 0 | 321679 |  | 3.83% | 179836 | 179457 | 0 | 16141 | 0 | 375434 | 0.00010204
Consumers Power, Inc. | Northwest Power Area (NWPA) - U.S. Systems | 1995 | 0 | 3.08 | 229896 | 48283 | 48449 | 549 | 0 | 327177 |  | 3.83% | 567913 | 297524 | 252275 | 2286 | 263119 | 1383117 | 0.00037593
Consumers Power, Inc. | Northwest Power Area (NWPA) - U.S. Systems | 1996 | 0 | 6.17 | 243723 | 45599 | 51528 | 596 | 5333 | 346779 |  | 3.83% | 3167547 | 2674286 | 1863144 | 23513 | 13486 | 7741976 | 0.0021043
Consumers Power, Inc. | Northwest Power Area (NWPA) - U.S. Systems | 1997 | 0 | 11.86 | 241695 | 58263 | 41000 | 602 | 4602 | 346162 |  | 3.83% | 3060651 | 5052063 | 1341505 | 0 | 286 | 9454505 | 0.0025698
Consumers Power, Inc. | Northwest Power Area (NWPA) - U.S. Systems | 1998 | 0 | 9.01 | 244734 | 48339 | 49462 | 567 | 5515 | 348617 |  | 3.84% | 3005 | 0 | 0 | 0 | 0 | 3005 | 8.1676e-07
Consumers Power, Inc. | Northwest Power Area (NWPA) - U.S. Systems | 1999 | 0 | 5.33 | 260258 | 48613 | 48466 | 565 | 6419 | 364321 |  | 3.84% | 54437 | 28820 | 20281 | 448 | 2754 | 106740 | 2.9012e-05
Consumers Power, Inc. | Northwest Power Area (NWPA) - U.S. Systems | 2000 | 0 | 4.1 | 257890 | 49124 | 47927 | 562 | 5745 | 361248 |  | 3.84% | 109822 | 116367 | 0 | 0 | 0 | 226189 | 6.1479e-05
Consumers Power, Inc. | Northwest Power Area (NWPA) - U.S. Systems | 2001 | 0 | 4.94 | 244126 | 48746 | 48958 | 0 | 5729 | 347559 |  | 3.84% | 314462 | 128494 | 428 | 1433 | 66819 | 511636 | 0.00013906
Consumers Power, Inc. | Northwest Power Area (NWPA) - U.S. Systems | 2002 | 0 | 6.43 | 242021 | 50172 | 50514 | 0 | 5623 | 348330 |  | 3.84% | 97727 | 315815 | 364718 | 0 | 0 | 778260 | 0.00021153
Consumers Power, Inc. | Northwest Power Area (NWPA) - U.S. Systems | 2003 | 0 | 7.13 | 240306 | 54737 | 53888 | 0 | 0 | 348931 |  | 3.85% | 99922 | 22729 | 150024 | 836 | 320 | 273831 | 7.4428e-05
Consumers Power, Inc. | Northwest Power Area (NWPA) - U.S. Systems | 2004 | 0 | 6.34 | 247518 | 54970 | 57707 | 0 | 0 | 360195 |  | 3.85% | 402562 | 128601 | 7691 | 0 | 0 | 538854 | 0.00014646
Consumers Power, Inc. | Northwest Power Area (NWPA) - U.S. Systems | 2005 | 0 | 0 | 251024 | 50155 | 63746 | 0 | 0 | 364925 |  | 3.86% | 77270 | 40272 | 967 | 0 | 0 | 118509 | 3.2211e-05
Consumers Power, Inc. | Northwest Power Area (NWPA) - U.S. Systems | 2006 | 0 | 6.83 | 260872 | 53051 | 68383 | 0 | 0 | 382306 |  | 3.87% | 51620 | 43646 | 47233 | 0 | 0 | 142499 | 3.8731e-05
Coos-Curry Electric Coop, Inc. | Northwest Power Area (NWPA) - U.S. Systems | 1988 | 0 | 6.54 | 137758 | 63138 | 51077 | 288 | 2677 | 254938 |  | 3.87% | 0 | 0 | 14305001 | 0 | 796212 | 15101213 | 0.0041045
Coos-Curry Electric Coop, Inc. | Northwest Power Area (NWPA) - U.S. Systems | 1989 | 0 | 7.01 | 147001 | 67510 | 43448 | 287 | 2520 | 260766 |  | 3.88% | 11338 | 7818 | 0 | 0 | 0 | 19156 | 5.2066e-06
Coos-Curry Electric Coop, Inc. | Northwest Power Area (NWPA) - U.S. Systems | 1990 | 0 | 6.17 | 150006 | 70560 | 32109 | 289 | 2306 | 255270 |  | 3.88% | 22929 | 36624 | 0 | 0 | 594 | 60147 | 1.6348e-05
Coos-Curry Electric Coop, Inc. | Northwest Power Area (NWPA) - U.S. Systems | 1991 | 0 | 6.3 | 159539 | 76292 | 32275 | 284 | 0 | 268390 |  | 3.88% | 202794 | 114434 | 70264 | 0 | 4932 | 392424 | 0.00010666
Coos-Curry Electric Coop, Inc. | Northwest Power Area (NWPA) - U.S. Systems | 1992 | 0 | 6.99 | 146813 | 72428 | 32958 | 332 | 0 | 252531 |  | 3.88% | 345039 | 184632 | 807619 | 1708 | 1339 | 1340337 | 0.00036431
Coos-Curry Electric Coop, Inc. | Northwest Power Area (NWPA) - U.S. Systems | 1993 | 0 | 5.81 | 168428 | 77118 | 32162 | 339 | 0 | 278047 |  | 3.88% | 3073454 | 2124000 | 867430 | 0 | 0 | 6064884 | 0.0016484
Coos-Curry Electric Coop, Inc. | Northwest Power Area (NWPA) - U.S. Systems | 1994 | 0 | 5.69 | 168693 | 82057 | 33519 | 351 | 0 | 284620 |  | 3.89% | 0 | 0 | 780496 | 0 | 0 | 780496 | 0.00021214
Coos-Curry Electric Coop, Inc. | Northwest Power Area (NWPA) - U.S. Systems | 1995 | 0 | 4.67 | 165631 | 83331 | 33008 | 355 | 0 | 282325 |  | 3.9% | 6343 | 13876 | 0 | 79 | 0 | 20298 | 5.517e-06
Coos-Curry Electric Coop, Inc. | Northwest Power Area (NWPA) - U.S. Systems | 1996 | 0 | 4.66 | 182600 | 90821 | 34788 | 362 | 0 | 308571 |  | 3.9% | 21740 | 32589 | 105 | 0 | 0 | 54434 | 1.4795e-05
Coos-Curry Electric Coop, Inc. | Northwest Power Area (NWPA) - U.S. Systems | 1997 | 0 | 5.25 | 171315 | 85727 | 34588 | 364 | 0 | 291994 |  | 3.9% | 9862712 | 7718813 | 4051315 | 77378 | 0 | 21710218 | 0.0059009
Coos-Curry Electric Coop, Inc. | Northwest Power Area (NWPA) - U.S. Systems | 1998 | 0 | 6.04 | 180955 | 84443 | 37594 | 375 | 0 | 303367 |  | 3.91% | 5400 | 600 | 0 | 140 | 700 | 6840 | 1.8591e-06
Coos-Curry Electric Coop, Inc. | Northwest Power Area (NWPA) - U.S. Systems | 1999 | 0 | 5.29 | 187803 | 92119 | 40632 | 378 | 0 | 320932 |  | 3.91% | 30517 | 7216 | 0 | 0 | 0 | 37733 | 1.0256e-05
Coos-Curry Electric Coop, Inc. | Northwest Power Area (NWPA) - U.S. Systems | 2000 | 0 | 5.82 | 181349 | 93516 | 39894 | 382 | 0 | 315141 |  | 3.91% | 30594 | 7779 | 0 | 118 | 0 | 38491 | 1.0462e-05
Coos-Curry Electric Coop, Inc. | Northwest Power Area (NWPA) - U.S. Systems | 2001 | 0 | 5.45 | 182596 | 91425 | 41953 | 0 | 385 | 316359 |  | 3.91% | 24625 | 19785 | 21745 | 192 | 1397 | 67744 | 1.8413e-05
Coos-Curry Electric Coop, Inc. | Northwest Power Area (NWPA) - U.S. Systems | 2002 | 0 | 4.79 | 185741 | 92768 | 43737 | 0 | 388 | 322634 |  | 3.91% | 65761 | 33711 | 26416 | 624 | 3246 | 129758 | 3.5268e-05
Coos-Curry Electric Coop, Inc. | Northwest Power Area (NWPA) - U.S. Systems | 2003 | 0 | 4.46 | 183000 | 137000 | 0 | 0 | 0 | 320000 |  | 3.92% | 5708 | 2643 | 0 | 0 | 963 | 9314 | 2.5316e-06
Coos-Curry Electric Coop, Inc. | Northwest Power Area (NWPA) - U.S. Systems | 2004 | 0 | 3.19 | 180665 | 99421 | 44893 | 0 | 0 | 324979 |  | 3.92% | 40000 | 13000 | 39000 | 0 | 6000 | 98000 | 2.6637e-05
Coos-Curry Electric Coop, Inc. | Northwest Power Area (NWPA) - U.S. Systems | 2005 | 0 | 4.62 | 182058 | 97841 | 48465 | 0 | 0 | 328364 |  | 3.92% | 136883 | 135973 | 0 | 0 | 0 | 272856 | 7.4163e-05
Coos-Curry Electric Coop, Inc. | Northwest Power Area (NWPA) - U.S. Systems | 2006 | 0 | 5.48 | 192192 | 94922 | 51918 | 0 | 0 | 339032 |  | 3.93% | 13022 | 2237 | 36144 | 0 | 0 | 51403 | 1.3971e-05
Coulee Dam Light Dept. | Northwest Power Area (NWPA) - U.S. Systems | 1988 | 0 | 18.51 | 10410 | 2417 | 0 | 205 | 1858 | 14890 |  | 3.93% | 115302 | 118930 | 0 | 19362 | 0 | 253594 | 6.8927e-05
Coulee Dam Light Dept. | Northwest Power Area (NWPA) - U.S. Systems | 1989 | 0 | 16.87 | 10712 | 2471 | 0 | 207 | 1960 | 15350 |  | 3.94% | 7243 | 3853 | 13104 | 79 | 174 | 24453 | 6.6464e-06
Coulee Dam Light Dept. | Northwest Power Area (NWPA) - U.S. Systems | 1990 | 0 | 9.73 | 10352 | 2844 | 0 | 214 | 1882 | 15292 |  | 3.94% | 93437 | 47464 | 70446 | 943 | 680 | 212970 | 5.7886e-05
Coulee Dam Light Dept. | Northwest Power Area (NWPA) - U.S. Systems | 1991 | 0 | 9.4 | 11245 | 4271 | 1288 | 210 | 418 | 17432 |  | 3.94% | 113691 | 29846 | 108161 | 395 | 1855 | 253948 | 6.9024e-05
Coulee Dam Light Dept. | Northwest Power Area (NWPA) - U.S. Systems | 1992 | 0 | 8.76 | 10414 | 3576 | 640 | 579 | 886 | 16095 |  | 3.94% | 2942881 | 4771046 | 1149914 | 0 | 42103 | 8905944 | 0.0024207
Coulee Dam Light Dept. | Northwest Power Area (NWPA) - U.S. Systems | 1993 | 0 | 11.93 | 11385 | 2917 | 227 | 1473 | 652 | 16654 |  | 3.94% | 9435556 | 7850160 | 2485043 | 0 | 77550 | 19848309 | 0.0053948
Coulee Dam Light Dept. | Northwest Power Area (NWPA) - U.S. Systems | 1994 | 0 | 9.64 | 10314 | 3275 | 405 | 173 | 1671 | 15838 |  | 3.95% | 19970 | 13386 | 159991 | 315 | 11975 | 205637 | 5.5893e-05
Coulee Dam Light Dept. | Northwest Power Area (NWPA) - U.S. Systems | 1995 | 0 | 12.87 | 10184 | 3345 | 468 | 216 | 1692 | 15905 |  | 3.95% | 93605 | 47905 | 47946 | 2198 | 16590 | 208244 | 5.6601e-05
Coulee Dam Light Dept. | Northwest Power Area (NWPA) - U.S. Systems | 1996 | 0 | 15.79 | 10970 | 3968 | 432 | 218 | 1764 | 17352 |  | 3.95% | 363915 | 164927 | 69437 | 0 | 0 | 598279 | 0.00016261
Coulee Dam Light Dept. | Northwest Power Area (NWPA) - U.S. Systems | 1997 | 0 | 9.55 | 10711 | 3968 | 930 | 240 | 1213 | 17062 |  | 3.96% | 2743 | 0 | 0 | 0 | 0 | 2743 | 7.4555e-07
Coulee Dam Light Dept. | Northwest Power Area (NWPA) - U.S. Systems | 1998 | 0 | 8.53 | 9975 | 4093 | 752 | 262 | 1407 | 16489 |  | 3.96% | 6978 | 4218 | 9937 | 67 | 186 | 21386 | 5.8128e-06
Coulee Dam Light Dept. | Northwest Power Area (NWPA) - U.S. Systems | 1999 | 0 | 7.67 | 14019 | 3136 | 0 | 0 | 0 | 17155 |  | 3.96% | 12789 | 9463 | 1015 | 194 | 0 | 23461 | 6.3767e-06
Coulee Dam Light Dept. | Northwest Power Area (NWPA) - U.S. Systems | 2000 | 0 | 7.41 | 11500 | 6620 | 0 | 0 | 0 | 18120 |  | 3.96% | 36900 | 3639 | 15175 | 338 | 0 | 56052 | 1.5235e-05
Coulee Dam Light Dept. | Northwest Power Area (NWPA) - U.S. Systems | 2001 | 0 | 2.82 | 13144 | 5633 | 0 | 0 | 0 | 18777 |  | 3.96% | 47735 | 60147 | 43593 | 0 | 0 | 151475 | 4.1171e-05
Coulee Dam Light Dept. | Northwest Power Area (NWPA) - U.S. Systems | 2002 | 0 | 8.31 | 10007 | 7245 | 0 | 0 | 0 | 17252 |  | 3.96% | 119525 | 134019 | 0 | 0 | 21798 | 275342 | 7.4838e-05
Coulee Dam Light Dept. | Northwest Power Area (NWPA) - U.S. Systems | 2003 | 0 | 9.91 | 10887 | 7098 | 0 | 0 | 0 | 17985 |  | 3.96% | 116268 | 137633 | 0 | 0 | 25468 | 279369 | 7.5933e-05
Coulee Dam Light Dept. | Northwest Power Area (NWPA) - U.S. Systems | 2004 | 0 | 7.18 | 9755 | 8240 | 0 | 0 | 0 | 17995 |  | 3.96% | 150110 | 430153 | 187618 | 0 | 344 | 768225 | 0.00020881
Coulee Dam Light Dept. | Northwest Power Area (NWPA) - U.S. Systems | 2005 | 0 | 3.33 | 9810 | 8234 | 0 | 0 | 0 | 18044 |  | 3.97% | 77627 | 67560 | 0 | 3555 | 0 | 148742 | 4.0428e-05
Coulee Dam Light Dept. | Northwest Power Area (NWPA) - U.S. Systems | 2006 | 0 | 4.21 | 9778 | 7765 | 0 | 0 | 0 | 17543 |  | 3.97% | 279846 | 233880 | 53494 | 3077 | 37321 | 607618 | 0.00016515
Deaver Utilities | Northwest Power Area (NWPA) - U.S. Systems | 1988 | 0 | 15.62 | 577 | 0 | 0 | 0 | 0 | 577 |  | 3.98% | 306771 | 313529 | 161834 | 0 | 0 | 782134 | 0.00021259
Deaver Utilities | Northwest Power Area (NWPA) - U.S. Systems | 1989 | 0 | 19.2 | 558 | 0 | 0 | 0 | 0 | 558 |  | 4% | 5111 | 4220 | 947 | 0 | 0 | 10278 | 2.7936e-06
Deaver Utilities | Northwest Power Area (NWPA) - U.S. Systems | 1990 | 0 | 13.7 | 553 | 0 | 0 | 0 | 0 | 553 |  | 4% | 23506 | 18225 | 0 | 0 | 0 | 41731 | 1.1343e-05
Deaver Utilities | Northwest Power Area (NWPA) - U.S. Systems | 1991 | 0 | 2.05 | 594 | 0 | 0 | 0 | 0 | 594 |  | 4% | 39130 | 20836 | 0 | 0 | 3895 | 63861 | 1.7358e-05
Deaver Utilities | Northwest Power Area (NWPA) - U.S. Systems | 1992 | 0 | 2.07 | 612 | 0 | 0 | 0 | 0 | 612 |  | 4% | 43114 | 35016 | 0 | 31 | 0 | 78161 | 2.1244e-05
Deaver Utilities | Northwest Power Area (NWPA) - U.S. Systems | 1993 | 0 | 1.44 | 638 | 0 | 0 | 0 | 0 | 638 |  | 4% | 29149 | 15263 | 43978 | 0 | 2767 | 91157 | 2.4777e-05
Deaver Utilities | Northwest Power Area (NWPA) - U.S. Systems | 1994 | 0 | 13.39 | 621 | 0 | 0 | 0 | 0 | 621 |  | 4% | 31400 | 16221 | 46303 | 0 | 2740 | 96664 | 2.6273e-05
Deaver Utilities | Northwest Power Area (NWPA) - U.S. Systems | 1995 | 0 | 9.29 | 653 | 0 | 0 | 0 | 0 | 653 |  | 4% | 160294 | 79377 | 84408 | 1177 | 0 | 325256 | 8.8405e-05
Deaver Utilities | Northwest Power Area (NWPA) - U.S. Systems | 1996 | 0 | 8.62 | 663 | 0 | 0 | 0 | 0 | 663 |  | 4% | 388815 | 58802 | 103092 | 604 | 14764 | 566077 | 0.00015386
Deaver Utilities | Northwest Power Area (NWPA) - U.S. Systems | 1997 | 0 | 7.5 | 801 | 0 | 0 | 0 | 0 | 801 |  | 4% | 604618 | 918079 | 58054 | 0 | 0 | 1580751 | 0.00042965
Deaver Utilities | Northwest Power Area (NWPA) - U.S. Systems | 1998 | 0 | 9.26 | 741 | 0 | 0 | 0 | 0 | 741 |  | 4% | 3014461 | 1783722 | 864680 | 19701 | 0 | 5682564 | 0.0015445
Deaver Utilities | Northwest Power Area (NWPA) - U.S. Systems | 1999 | 0 | 14.11 | 675 | 0 | 0 | 0 | 0 | 675 |  | 4% | 7098730 | 7108498 | 4213247 | 0 | 5379 | 18425854 | 0.0050082
Deaver Utilities | Northwest Power Area (NWPA) - U.S. Systems | 2000 | 0 | 2.28 | 788 | 0 | 0 | 0 | 0 | 788 |  | 4.01% | 5093 | 4170 | 897 | 0 | 0 | 10160 | 2.7615e-06
Deaver Utilities | Northwest Power Area (NWPA) - U.S. Systems | 2001 | 0 | 5.54 | 787 | 0 | 0 | 0 | 0 | 787 |  | 4.01% | 34113 | 3523 | 13276 | 305 | 0 | 51217 | 1.3921e-05
Deaver Utilities | Northwest Power Area (NWPA) - U.S. Systems | 2002 | 0 | 4.37 | 833 | 0 | 0 | 0 | 0 | 833 |  | 4.01% | 114538 | 136616 | 0 | 21735 | 0 | 272889 | 7.4172e-05
Deaver Utilities | Northwest Power Area (NWPA) - U.S. Systems | 2003 | 0 | 2.41 | 828 | 0 | 0 | 0 | 0 | 828 |  | 4.01% | 350012 | 160837 | 64123 | 0 | 0 | 574972 | 0.00015628
Deaver Utilities | Northwest Power Area (NWPA) - U.S. Systems | 2004 | 0 | 1.5 | 861 | 0 | 0 | 0 | 0 | 861 |  | 4.01% | 622639 | 528932 | 450937 | 0 | 0 | 1602508 | 0.00043556
Deaver Utilities | Northwest Power Area (NWPA) - U.S. Systems | 2005 | 0 | 2.87 | 870 | 0 | 0 | 0 | 0 | 870 |  | 4.01% | 3260325 | 3885959 | 1340396 | 17450 | 956363 | 9460493 | 0.0025714
Deaver Utilities | Northwest Power Area (NWPA) - U.S. Systems | 2006 | 0 | 7.54 | 877 | 0 | 0 | 0 | 0 | 877 |  | 4.01% | 12902005 | 11867724 | 20673894 | 133416 | 571694 | 46148733 | 0.012543
Declo Municipal Electric Dept. | Northwest Power Area (NWPA) - U.S. Systems | 1988 | 0 | 0 | 2418 | 627 | 0 | 0 | 0 | 3045 |  | 4.02% | 13314 | 2458 | 18418 | 78 | 1052 | 35320 | 9.6e-06
Declo Municipal Electric Dept. | Northwest Power Area (NWPA) - U.S. Systems | 1989 | 0 | 0 | 2392 | 460 | 0 | 0 | 0 | 2852 |  | 4.02% | 38634 | 13329 | 12367 | 282 | 30687 | 95299 | 2.5902e-05
Declo Municipal Electric Dept. | Northwest Power Area (NWPA) - U.S. Systems | 1990 | 0 | 4.05 | 1440 | 1617 | 0 | 0 | 0 | 3057 |  | 4.02% | 306495 | 58064 | 3290 | 382 | 19281 | 387512 | 0.00010533
Declo Municipal Electric Dept. | Northwest Power Area (NWPA) - U.S. Systems | 1991 | 0 | 1.55 | 1440 | 1617 | 0 | 0 | 0 | 3057 |  | 4.03% | 50224 | 47017 | 13661 | 879 | 38889 | 150670 | 4.0952e-05
Declo Municipal Electric Dept. | Northwest Power Area (NWPA) - U.S. Systems | 1992 | 0 | 1.55 | 1440 | 1617 | 0 | 0 | 0 | 3057 |  | 4.03% | 88819 | 75357 | 0 | 0 | 0 | 164176 | 4.4623e-05
Declo Municipal Electric Dept. | Northwest Power Area (NWPA) - U.S. Systems | 1993 | 0 | 6.58 | 2200 | 678 | 0 | 0 | 574 | 3452 |  | 4.03% | 127462 | 20437 | 110762 | 0 | 0 | 258661 | 7.0305e-05
Declo Municipal Electric Dept. | Northwest Power Area (NWPA) - U.S. Systems | 1994 | 0 | 4.14 | 2100 | 628 | 0 | 0 | 517 | 3245 |  | 4.03% | 121216 | 57610 | 50365 | 2115 | 33320 | 264626 | 7.1926e-05
Declo Municipal Electric Dept. | Northwest Power Area (NWPA) - U.S. Systems | 1995 | 0 | 6.26 | 1526 | 628 | 0 | 0 | 496 | 2650 |  | 4.03% | 993949 | 1007304 | 445923 | 7264 | 14404 | 2468844 | 0.00067104
Declo Municipal Electric Dept. | Northwest Power Area (NWPA) - U.S. Systems | 1996 | 0 | 5.12 | 2031 | 549 | 0 | 0 | 514 | 3094 |  | 4.04% | 295048 | 297156 | 160577 | 0 | 0 | 752781 | 0.00020461
Declo Municipal Electric Dept. | Northwest Power Area (NWPA) - U.S. Systems | 1997 | 0 | 5.27 | 2100 | 609 | 0 | 0 | 346 | 3055 |  | 4.04% | 3044169 | 1726751 | 985350 | 15274 | 0 | 5771544 | 0.0015687
Declo Municipal Electric Dept. | Northwest Power Area (NWPA) - U.S. Systems | 1998 | 0 | 5.26 | 2257 | 574 | 0 | 0 | 320 | 3151 |  | 4.04% | 7322964 | 6994492 | 3217089 | 0 | 5502 | 17540047 | 0.0047674
Declo Municipal Electric Dept. | Northwest Power Area (NWPA) - U.S. Systems | 1999 | 0 | 5.16 | 2446 | 568 | 0 | 0 | 348 | 3362 |  | 4.05% | 1440 | 1617 | 0 | 0 | 0 | 3057 | 8.309e-07
Declo Municipal Electric Dept. | Northwest Power Area (NWPA) - U.S. Systems | 2000 | 0 | 4.3 | 2260 | 588 | 0 | 0 | 405 | 3253 |  | 4.05% | 325195 | 52033 | 14504 | 0 | 25501 | 417233 | 0.0001134
Declo Municipal Electric Dept. | Northwest Power Area (NWPA) - U.S. Systems | 2001 | 0 | 0 | 2745 | 573 | 0 | 0 | 385 | 3703 |  | 4.05% | 197695 | 355157 | 120654 | 0 | 0 | 673506 | 0.00018306
Declo Municipal Electric Dept. | Northwest Power Area (NWPA) - U.S. Systems | 2002 | 0 | 0 | 2329 | 541 | 0 | 0 | 362 | 3232 |  | 4.05% | 154577 | 433054 | 224968 | 0 | 0 | 812599 | 0.00022087
Declo Municipal Electric Dept. | Northwest Power Area (NWPA) - U.S. Systems | 2003 | 0 | 0 | 1849 | 1018 | 0 | 0 | 0 | 2867 |  | 4.05% | 7270118 | 7165810 | 3322500 | 0 | 5710 | 17764138 | 0.0048283
Declo Municipal Electric Dept. | Northwest Power Area (NWPA) - U.S. Systems | 2004 | 0 | 0 | 1876 | 1027 | 0 | 0 | 0 | 2903 |  | 4.06% | 3000 | 0 | 0 | 0 | 0 | 3000 | 8.1541e-07
Declo Municipal Electric Dept. | Northwest Power Area (NWPA) - U.S. Systems | 2005 | 0 | 0 | 1257 | 685 | 177 | 0 | 0 | 2119 |  | 4.06% | 9321 | 7354 | 15378 | 0 | 0 | 32053 | 8.7121e-06
Declo Municipal Electric Dept. | Northwest Power Area (NWPA) - U.S. Systems | 2006 | 0 | 11.71 | 1457 | 732 | 208 | 0 | 0 | 2397 |  | 4.06% | 22069 | 18878 | 32803 | 0 | 807 | 74557 | 2.0265e-05
Deseret Generation & Transmission Coop | Northwest Power Area (NWPA) - U.S. Systems | 1988 | 0 | 0.1 | 0 | 0 | 0 | 0 | 0 | 0 |  | 4.06% | 51953 | 65590 | 39883 | 0 | 0 | 157426 | 4.2789e-05
Deseret Generation & Transmission Coop | Northwest Power Area (NWPA) - U.S. Systems | 1989 | 0 | 1.16 | 0 | 0 | 0 | 0 | 0 | 0 |  | 4.06% | 68733 | 108395 | 0 | 0 | 0 | 177128 | 4.8144e-05
Deseret Generation & Transmission Coop | Northwest Power Area (NWPA) - U.S. Systems | 1990 | 0 | 1.38 | 0 | 0 | 0 | 0 | 0 | 0 |  | 4.06% | 109116 | 58768 | 419025 | 0 | 0 | 586909 | 0.00015952
Deseret Generation & Transmission Coop | Northwest Power Area (NWPA) - U.S. Systems | 1991 | 0 | 1.53 | 0 | 0 | 0 | 0 | 0 | 0 |  | 4.06% | 992473 | 1055356 | 446425 | 7590 | 13062 | 2514906 | 0.00068356
Deseret Generation & Transmission Coop | Northwest Power Area (NWPA) - U.S. Systems | 1992 | 0 | 0.81 | 0 | 0 | 0 | 0 | 0 | 0 |  | 4.06% | 7080228 | 7180414 | 4675138 | 0 | 104408 | 19040188 | 0.0051752
Deseret Generation & Transmission Coop | Northwest Power Area (NWPA) - U.S. Systems | 1993 | 0 | 2.92 | 0 | 0 | 0 | 0 | 0 | 0 |  | 4.07% | 90366 | 115989 | 0 | 560 | 0 | 206915 | 5.624e-05
Deseret Generation & Transmission Coop | Northwest Power Area (NWPA) - U.S. Systems | 1994 | 0 | 0.16 | 0 | 0 | 0 | 0 | 0 | 0 |  | 4.07% | 117517 | 59949 | 527337 | 0 | 0 | 704803 | 0.00019157
Deseret Generation & Transmission Coop | Northwest Power Area (NWPA) - U.S. Systems | 1995 | 0 | 1.29 | 0 | 0 | 0 | 0 | 0 | 0 |  | 4.07% | 931199 | 964869 | 414084 | 7343 | 14210 | 2331705 | 0.00063376
Deseret Generation & Transmission Coop | Northwest Power Area (NWPA) - U.S. Systems | 1996 | 0 | -2.56 | 0 | 0 | 0 | 0 | 0 | 0 |  | 4.08% | 97927 | 49293 | 66978 | 950 | 785 | 215933 | 5.8691e-05
Deseret Generation & Transmission Coop | Northwest Power Area (NWPA) - U.S. Systems | 1997 | 0 | 1.02 | 0 | 0 | 0 | 0 | 0 | 0 |  | 4.08% | 161249 | 208414 | 0 | 19407 | 0 | 389070 | 0.00010575
Deseret Generation & Transmission Coop | Northwest Power Area (NWPA) - U.S. Systems | 1998 | 0 | 1.04 | 0 | 0 | 0 | 0 | 26103 | 26103 |  | 4.08% | 143960 | 240606 | 96586 | 0 | 0 | 481152 | 0.00013078
Deseret Generation & Transmission Coop | Northwest Power Area (NWPA) - U.S. Systems | 1999 | 0 | 11.81 | 0 | 0 | 22439 | 0 | 0 | 22439 |  | 4.08% | 0 | 0 | 20718293 | 0 | 803541 | 21521834 | 0.0058497
Deseret Generation & Transmission Coop | Northwest Power Area (NWPA) - U.S. Systems | 2000 | 0 | 3.42 | 0 | 0 | 26375 | 0 | 0 | 26375 |  | 4.09% | 75535 | 51379 | 31816 | 0 | 0 | 158730 | 4.3143e-05
Deseret Generation & Transmission Coop | Northwest Power Area (NWPA) - U.S. Systems | 2001 | 0 | 2.53 | 0 | 0 | 31132 | 0 | 0 | 31132 |  | 4.09% | 87368 | 116065 | 0 | 637 | 0 | 204070 | 5.5467e-05
Deseret Generation & Transmission Coop | Northwest Power Area (NWPA) - U.S. Systems | 2002 | 0 | 10.07 | 0 | 0 | 34379 | 0 | 0 | 34379 |  | 4.09% | 143931 | 94816 | 42581 | 0 | 0 | 281328 | 7.6465e-05
Deseret Generation & Transmission Coop | Northwest Power Area (NWPA) - U.S. Systems | 2003 | 0 | 3.12 | 0 | 0 | 32743 | 0 | 0 | 32743 |  | 4.09% | 131114 | 82928 | 267081 | 0 | 2586 | 483709 | 0.00013147
Deseret Generation & Transmission Coop | Northwest Power Area (NWPA) - U.S. Systems | 2004 | 0 | 3.25 | 0 | 0 | 29006 | 0 | 0 | 29006 |  | 4.09% | 274961 | 231568 | 50748 | 3104 | 35920 | 596301 | 0.00016208
Deseret Generation & Transmission Coop | Northwest Power Area (NWPA) - U.S. Systems | 2005 | 0 | 4.81 | 0 | 0 | 29644 | 0 | 0 | 29644 |  | 4.09% | 930478 | 896832 | 298667 | 6335 | 0 | 2132312 | 0.00057957
Deseret Generation & Transmission Coop | Northwest Power Area (NWPA) - U.S. Systems | 2006 | 0 | 2.79 | 0 | 0 | 27941 | 0 | 0 | 27941 |  | 4.1% | 3198 | 3755 | 988 | 0 | 0 | 7941 | 2.1584e-06
Dixie Escalante Rural Electric Association, Inc. | Northwest Power Area (NWPA) - U.S. Systems | 1988 | 0 | 7.14 | 50014 | 7538 | 43279 | 81 | 25051 | 125963 |  | 4.1% | 69018 | 51546 | 0 | 592 | 15435 | 136591 | 3.7126e-05
Dixie Escalante Rural Electric Association, Inc. | Northwest Power Area (NWPA) - U.S. Systems | 1989 | 0 | 6.62 | 54136 | 8300 | 17201 | 82 | 34592 | 114311 |  | 4.1% | 130575 | 18300 | 93554 | 0 | 0 | 242429 | 6.5893e-05
Dixie Escalante Rural Electric Association, Inc. | Northwest Power Area (NWPA) - U.S. Systems | 1990 | 0 | 9.2 | 56759 | 9040 | 10565 | 84 | 32616 | 109064 |  | 4.1% | 257890 | 49124 | 47927 | 562 | 5745 | 361248 | 9.8188e-05
Dixie Escalante Rural Electric Association, Inc. | Northwest Power Area (NWPA) - U.S. Systems | 1991 | 0 | 7.98 | 62426 | 9698 | 0 | 84 | 29656 | 101864 |  | 4.1% | 597305 | 827777 | 232546 | 3221 | 1691 | 1662540 | 0.00045188
Dixie Escalante Rural Electric Association, Inc. | Northwest Power Area (NWPA) - U.S. Systems | 1992 | 0 | 9.73 | 63007 | 10919 | 0 | 155 | 25669 | 99750 |  | 4.11% | 11080 | 399 | 0 | 0 | 595 | 12074 | 3.2817e-06
Dixie Escalante Rural Electric Association, Inc. | Northwest Power Area (NWPA) - U.S. Systems | 1993 | 0 | 8.64 | 68237 | 12649 | 0 | 171 | 27483 | 108540 |  | 4.11% | 4040745 | 4512112 | 4661943 | 25621 | 0 | 13240421 | 0.0035988
Dixie Escalante Rural Electric Association, Inc. | Northwest Power Area (NWPA) - U.S. Systems | 1994 | 0 | 6.4 | 78291 | 15313 | 0 | 334 | 30710 | 124648 |  | 4.12% | 33424 | 19833 | 51818 | 0 | 2757 | 107832 | 2.9309e-05
Dixie Escalante Rural Electric Association, Inc. | Northwest Power Area (NWPA) - U.S. Systems | 1995 | 0 | 7.29 | 74796 | 16370 | 0 | 420 | 25983 | 117569 |  | 4.12% | 137209 | 60027 | 47944 | 0 | 34157 | 279337 | 7.5924e-05
Dixie Escalante Rural Electric Association, Inc. | Northwest Power Area (NWPA) - U.S. Systems | 1996 | 0 | 9.27 | 83366 | 19813 | 0 | 420 | 32409 | 136008 |  | 4.12% | 141621 | 58836 | 156752 | 1382 | 536 | 359127 | 9.7611e-05
Dixie Escalante Rural Electric Association, Inc. | Northwest Power Area (NWPA) - U.S. Systems | 1997 | 0 | 8.59 | 86035 | 23293 | 0 | 267 | 27996 | 137591 |  | 4.12% | 607517 | 779511 | 203218 | 3174 | 1056 | 1594476 | 0.00043338
Dixie Escalante Rural Electric Association, Inc. | Northwest Power Area (NWPA) - U.S. Systems | 1998 | 0 | 7.68 | 89003 | 24945 | 0 | 304 | 24163 | 138415 |  | 4.12% | 2943343 | 1403500 | 944861 | 15545 | 5231 | 5312480 | 0.0014439
Dixie Escalante Rural Electric Association, Inc. | Northwest Power Area (NWPA) - U.S. Systems | 1999 | 0 | 6.85 | 95084 | 27353 | 0 | 356 | 24997 | 147790 |  | 4.13% | 261205 | 183677 | 35164 | 0 | 70686 | 550732 | 0.00014969
Dixie Escalante Rural Electric Association, Inc. | Northwest Power Area (NWPA) - U.S. Systems | 2000 | 0 | 8.26 | 102531 | 32294 | 0 | 369 | 33004 | 168198 |  | 4.13% | 370378 | 233875 | 132714 | 0 | 0 | 736967 | 0.00020031
Dixie Escalante Rural Electric Association, Inc. | Northwest Power Area (NWPA) - U.S. Systems | 2001 | 0 | 8.02 | 106339 | 37466 | 30942 | 0 | 395 | 175142 |  | 4.14% | 2100 | 628 | 0 | 0 | 517 | 3245 | 8.82e-07
Dixie Escalante Rural Electric Association, Inc. | Northwest Power Area (NWPA) - U.S. Systems | 2002 | 0 | 7.01 | 113984 | 45270 | 35697 | 0 | 479 | 195430 |  | 4.14% | 17885 | 18949 | 4231 | 394 | 8713 | 50172 | 1.3637e-05
Dixie Escalante Rural Electric Association, Inc. | Northwest Power Area (NWPA) - U.S. Systems | 2003 | 0 | 7.42 | 123809 | 84598 | 7816 | 0 | 0 | 216223 |  | 4.14% | 24900 | 33000 | 8700 | 0 | 0 | 66600 | 1.8102e-05
Dixie Escalante Rural Electric Association, Inc. | Northwest Power Area (NWPA) - U.S. Systems | 2004 | 0 | 6.21 | 136595 | 98064 | 15878 | 0 | 0 | 250537 |  | 4.14% | 190076 | 44332 | 0 | 0 | 0 | 234408 | 6.3713e-05
Dixie Escalante Rural Electric Association, Inc. | Northwest Power Area (NWPA) - U.S. Systems | 2005 | 0 | 5.86 | 154348 | 98001 | 16812 | 0 | 0 | 269161 |  | 4.14% | 132899 | 27225 | 55092 | 63 | 31501 | 246780 | 6.7075e-05
Dixie Escalante Rural Electric Association, Inc. | Northwest Power Area (NWPA) - U.S. Systems | 2006 | 0 | 6.02 | 184263 | 107888 | 17193 | 0 | 0 | 309344 |  | 4.14% | 1502062 | 650468 | 586737 | 8587 | 18681 | 2766535 | 0.00075195
Douglas Electric Coop, Inc. | Northwest Power Area (NWPA) - U.S. Systems | 1988 | 0 | 10.58 | 90991 | 11940 | 3462 | 262 | 2012 | 108667 |  | 4.15% | 12326 | 8104 | 0 | 0 | 0 | 20430 | 5.5529e-06
Douglas Electric Coop, Inc. | Northwest Power Area (NWPA) - U.S. Systems | 1989 | 0 | 11.19 | 93711 | 11811 | 3146 | 249 | 2104 | 111021 |  | 4.15% | 1864605 | 1000911 | 530851 | 12527 | 21363 | 3430257 | 0.00093235
Douglas Electric Coop, Inc. | Northwest Power Area (NWPA) - U.S. Systems | 1990 | 0 | 8.24 | 95944 | 12138 | 2021 | 257 | 2024 | 112384 |  | 4.16% | 13408 | 2165 | 0 | 0 | 0 | 15573 | 4.2328e-06
Douglas Electric Coop, Inc. | Northwest Power Area (NWPA) - U.S. Systems | 1991 | 0 | 10.81 | 100358 | 11916 | 1600 | 252 | 2592 | 116718 |  | 4.16% | 8334 | 12005 | 0 | 0 | 0 | 20339 | 5.5282e-06
Douglas Electric Coop, Inc. | Northwest Power Area (NWPA) - U.S. Systems | 1992 | 0 | 10.54 | 93323 | 12563 | 1918 | 249 | 2722 | 110775 |  | 4.16% | 30645 | 17961 | 66388 | 80 | 759 | 115833 | 3.1484e-05
Douglas Electric Coop, Inc. | Northwest Power Area (NWPA) - U.S. Systems | 1993 | 0 | 11.03 | 100562 | 13718 | 2183 | 249 | 1864 | 118576 |  | 4.16% | 27314 | 16613 | 73090 | 79 | 1460 | 118556 | 3.2224e-05
Douglas Electric Coop, Inc. | Northwest Power Area (NWPA) - U.S. Systems | 1994 | 0 | 10.46 | 100793 | 13879 | 2166 | 241 | 2480 | 119559 |  | 4.16% | 344087 | 186855 | 822056 | 1617 | 1239 | 1355854 | 0.00036852
Douglas Electric Coop, Inc. | Northwest Power Area (NWPA) - U.S. Systems | 1995 | 0 | 8.45 | 99899 | 14201 | 2204 | 255 | 2389 | 118948 |  | 4.16% | 1698313 | 789779 | 605539 | 9659 | 18961 | 3122251 | 0.00084863
Douglas Electric Coop, Inc. | Northwest Power Area (NWPA) - U.S. Systems | 1996 | 0 | 13.19 | 106166 | 14674 | 2241 | 307 | 2462 | 125850 |  | 4.17% | 40237 | 15321 | 41199 | 0 | 5433 | 102190 | 2.7775e-05
Douglas Electric Coop, Inc. | Northwest Power Area (NWPA) - U.S. Systems | 1997 | 0 | 10.51 | 104566 | 14102 | 2809 | 277 | 2155 | 123909 |  | 4.17% | 69896 | 161255 | 0 | 2375 | 46475 | 280001 | 7.6105e-05
Douglas Electric Coop, Inc. | Northwest Power Area (NWPA) - U.S. Systems | 1998 | 0 | 7.98 | 111013 | 15045 | 4191 | 151 | 2196 | 132596 |  | 4.17% | 69896 | 161255 | 0 | 2375 | 46475 | 280001 | 7.6105e-05
Douglas Electric Coop, Inc. | Northwest Power Area (NWPA) - U.S. Systems | 1999 | 0 | 7.06 | 113172 | 16311 | 19162 | 113 | 2715 | 151473 |  | 4.17% | 389400 | 249236 | 169272 | 0 | 0 | 807908 | 0.00021959
Douglas Electric Coop, Inc. | Northwest Power Area (NWPA) - U.S. Systems | 2000 | 0 | 7.84 | 112091 | 15998 | 16896 | 120 | 2478 | 147583 |  | 4.18% | 32447 | 17854 | 63746 | 81 | 876 | 115004 | 3.1258e-05
Douglas Electric Coop, Inc. | Northwest Power Area (NWPA) - U.S. Systems | 2001 | 0 | 6.77 | 110932 | 17300 | 17699 | 0 | 2605 | 148536 |  | 4.18% | 205733 | 42493 | 0 | 0 | 0 | 248226 | 6.7468e-05
Douglas Electric Coop, Inc. | Northwest Power Area (NWPA) - U.S. Systems | 2002 | 0 | 7.85 | 109495 | 17831 | 14678 | 0 | 2240 | 144244 |  | 4.18% | 87722 | 327500 | 350254 | 723 | 0 | 766199 | 0.00020825
Douglas Electric Coop, Inc. | Northwest Power Area (NWPA) - U.S. Systems | 2003 | 0 | 7.82 | 107915 | 19598 | 13879 | 0 | 0 | 141392 |  | 4.18% | 1622317 | 677080 | 602748 | 8748 | 17872 | 2928765 | 0.00079604
Douglas Electric Coop, Inc. | Northwest Power Area (NWPA) - U.S. Systems | 2004 | 0 | 7.82 | 109379 | 19644 | 14344 | 0 | 0 | 143367 |  | 4.19% | 7724 | 3642 | 11969 | 48 | 191 | 23574 | 6.4075e-06
Douglas Electric Coop, Inc. | Northwest Power Area (NWPA) - U.S. Systems | 2005 | 0 | 7.56 | 113405 | 20021 | 14785 | 0 | 0 | 148211 |  | 4.19% | 17437 | 10183 | 0 | 126 | 11026 | 38772 | 1.0538e-05
Douglas Electric Coop, Inc. | Northwest Power Area (NWPA) - U.S. Systems | 2006 | 0 | 7.44 | 118387 | 20836 | 12374 | 0 | 0 | 151597 |  | 4.19% | 84289 | 209659 | 512232 | 739 | 0 | 806919 | 0.00021932
Drain Electric Dept. | Northwest Power Area (NWPA) - U.S. Systems | 1988 | 0 | 2.96 | 6909 | 3702 | 16638 | 103 | 145 | 27497 |  | 4.2% | 545387 | 304826 | 191184 | 2387 | 251901 | 1295685 | 0.00035217
Drain Electric Dept. | Northwest Power Area (NWPA) - U.S. Systems | 1989 | 0 | 3.24 | 7161 | 3849 | 17639 | 86 | 166 | 28901 |  | 4.21% | 1642 | 0 | 0 | 0 | 0 | 1642 | 4.463e-07
Drain Electric Dept. | Northwest Power Area (NWPA) - U.S. Systems | 1990 | 0 | 2.83 | 6911 | 3701 | 17417 | 87 | 183 | 28299 |  | 4.21% | 9778 | 7765 | 0 | 0 | 0 | 17543 | 4.7682e-06
Drain Electric Dept. | Northwest Power Area (NWPA) - U.S. Systems | 1991 | 0 | 3.94 | 7243 | 3853 | 13104 | 79 | 174 | 24453 |  | 4.21% | 50976 | 41118 | 53559 | 0 | 626 | 146279 | 3.9759e-05
Drain Electric Dept. | Northwest Power Area (NWPA) - U.S. Systems | 1992 | 0 | 5.72 | 6523 | 3619 | 4870 | 78 | 227 | 15317 |  | 4.21% | 64150 | 72518 | 75948 | 0 | 0 | 212616 | 5.7789e-05
Drain Electric Dept. | Northwest Power Area (NWPA) - U.S. Systems | 1993 | 0 | 5.31 | 7270 | 3583 | 8225 | 68 | 204 | 19350 |  | 4.21% | 157447 | 57952 | 25706 | 617 | 22803 | 264525 | 7.1898e-05
Drain Electric Dept. | Northwest Power Area (NWPA) - U.S. Systems | 1994 | 0 | 3.96 | 6978 | 4218 | 9937 | 67 | 186 | 21386 |  | 4.21% | 382165 | 56201 | 104345 | 0 | 14861 | 557572 | 0.00015155
Drain Electric Dept. | Northwest Power Area (NWPA) - U.S. Systems | 1995 | 0 | 3.44 | 6767 | 3829 | 10777 | 75 | 229 | 21677 |  | 4.21% | 145515 | 455336 | 172235 | 272 | 0 | 773358 | 0.0002102
Drain Electric Dept. | Northwest Power Area (NWPA) - U.S. Systems | 1996 | 0 | 2.12 | 7229 | 4073 | 11756 | 80 | 207 | 23345 |  | 4.21% | 96979 | 308434 | 372031 | 0 | 770 | 778214 | 0.00021152
Drain Electric Dept. | Northwest Power Area (NWPA) - U.S. Systems | 1997 | 0 | 2.98 | 7239 | 4122 | 12082 | 77 | 176 | 23696 |  | 4.21% | 3189021 | 1850409 | 988084 | 20297 | 0 | 6047811 | 0.0016438
Drain Electric Dept. | Northwest Power Area (NWPA) - U.S. Systems | 1998 | 0 | 2.46 | 7509 | 3707 | 11642 | 75 | 179 | 23112 |  | 4.21% | 0 | 0 | 27114151 | 0 | 1058707 | 28172858 | 0.0076574
Drain Electric Dept. | Northwest Power Area (NWPA) - U.S. Systems | 1999 | 0 | 4.19 | 7724 | 3642 | 11969 | 48 | 191 | 23574 |  | 4.22% | 21549 | 9909 | 0 | 105 | 487 | 32050 | 8.7113e-06
Drain Electric Dept. | Northwest Power Area (NWPA) - U.S. Systems | 2000 | 0 | 5.03 | 7658 | 3658 | 11751 | 58 | 155 | 23280 |  | 4.22% | 34821 | 3433 | 15153 | 320 | 0 | 53727 | 1.4603e-05
Drain Electric Dept. | Northwest Power Area (NWPA) - U.S. Systems | 2001 | 0 | 3.52 | 7182 | 3647 | 9804 | 0 | 185 | 20818 |  | 4.22% | 52301 | 5497 | 45460 | 0 | 0 | 103258 | 2.8066e-05
Drain Electric Dept. | Northwest Power Area (NWPA) - U.S. Systems | 2002 | 0 | 1.84 | 7334 | 4215 | 9432 | 0 | 38 | 21019 |  | 4.22% | 110569 | 38499 | 0 | 185 | 5274 | 154527 | 4.2001e-05
Drain Electric Dept. | Northwest Power Area (NWPA) - U.S. Systems | 2003 | 0 | 3.8 | 6666 | 3864 | 9415 | 0 | 0 | 19945 |  | 4.22% | 127424 | 68125 | 8452 | 1453 | 46806 | 252260 | 6.8565e-05
Drain Electric Dept. | Northwest Power Area (NWPA) - U.S. Systems | 2004 | 0 | 3.57 | 6883 | 4017 | 8834 | 0 | 0 | 19734 |  | 4.22% | 140810 | 131042 | 0 | 0 | 0 | 271852 | 7.389e-05
Drain Electric Dept. | Northwest Power Area (NWPA) - U.S. Systems | 2005 | 0 | 0.2 | 7502 | 4150 | 8817 | 0 | 0 | 20469 |  | 4.22% | 1829785 | 1053115 | 562578 | 12659 | 23030 | 3481167 | 0.00094619
Drain Electric Dept. | Northwest Power Area (NWPA) - U.S. Systems | 2006 | 0 | 3.65 | 7356 | 4238 | 8656 | 0 | 0 | 20250 |  | 4.23% | 49168 | 1427 | 0 | 22 | 2374 | 52991 | 1.4403e-05
East End Mutual Electric Co., Ltd. | Northwest Power Area (NWPA) - U.S. Systems | 1988 | 0 | 10.04 | 9658 | 0 | 0 | 0 | 5293 | 14951 |  | 4.23% | 52894 | 61322 | 0 | 0 | 0 | 114216 | 3.1044e-05
East End Mutual Electric Co., Ltd. | Northwest Power Area (NWPA) - U.S. Systems | 1989 | 0 | 9.88 | 9501 | 0 | 0 | 0 | 5535 | 15036 |  | 4.23% | 47290 | 47317 | 14332 | 879 | 39937 | 149755 | 4.0704e-05
East End Mutual Electric Co., Ltd. | Northwest Power Area (NWPA) - U.S. Systems | 1990 | 0 | 8.71 | 9458 | 0 | 0 | 0 | 6285 | 15743 |  | 4.23% | 92549 | 47248 | 50863 | 968 | 392 | 192020 | 5.2191e-05
East End Mutual Electric Co., Ltd. | Northwest Power Area (NWPA) - U.S. Systems | 1991 | 0 | 6.04 | 11347 | 0 | 0 | 0 | 5724 | 17071 |  | 4.23% | 278959 | 282103 | 137729 | 0 | 0 | 698791 | 0.00018993
East End Mutual Electric Co., Ltd. | Northwest Power Area (NWPA) - U.S. Systems | 1992 | 0 | 5.02 | 10974 | 0 | 0 | 0 | 6664 | 17638 |  | 4.23% | 1661506 | 935810 | 467955 | 10231 | 22196 | 3097698 | 0.00084196
East End Mutual Electric Co., Ltd. | Northwest Power Area (NWPA) - U.S. Systems | 1993 | 0 | 6.82 | 12047 | 0 | 0 | 0 | 5084 | 17131 |  | 4.23% | 2948779 | 5002047 | 1209818 | 0 | 822 | 9161466 | 0.0024901
East End Mutual Electric Co., Ltd. | Northwest Power Area (NWPA) - U.S. Systems | 1994 | 0 | 7.1 | 11768 | 0 | 0 | 0 | 6321 | 18089 |  | 4.24% | 8565 | 13358 | 0 | 78 | 0 | 22001 | 5.9799e-06
East End Mutual Electric Co., Ltd. | Northwest Power Area (NWPA) - U.S. Systems | 1995 | 0 | 7.1 | 11768 | 0 | 0 | 0 | 6321 | 18089 |  | 4.24% | 71437 | 75326 | 81720 | 0 | 0 | 228483 | 6.2102e-05
East End Mutual Electric Co., Ltd. | Northwest Power Area (NWPA) - U.S. Systems | 1996 | 0 | 6.83 | 12268 | 0 | 0 | 0 | 6432 | 18700 |  | 4.24% | 167037 | 288323 | 114557 | 0 | 0 | 569917 | 0.0001549
East End Mutual Electric Co., Ltd. | Northwest Power Area (NWPA) - U.S. Systems | 1997 | 0 | 5.26 | 12000 | 0 | 0 | 0 | 6000 | 18000 |  | 4.24% | 1687475 | 701006 | 675932 | 8796 | 18060 | 3091269 | 0.00084021
East End Mutual Electric Co., Ltd. | Northwest Power Area (NWPA) - U.S. Systems | 1998 | 0 | 5.56 | 12000 | 0 | 0 | 0 | 5000 | 17000 |  | 4.25% | 2376 | 0 | 0 | 0 | 845 | 3221 | 8.7547e-07
East End Mutual Electric Co., Ltd. | Northwest Power Area (NWPA) - U.S. Systems | 1999 | 0 | 5.26 | 12000 | 0 | 0 | 0 | 6000 | 18000 |  | 4.25% | 16258 | 3061 | 11291 | 43 | 2101 | 32754 | 8.9026e-06
East End Mutual Electric Co., Ltd. | Northwest Power Area (NWPA) - U.S. Systems | 2000 | 0 | 9.52 | 12000 | 0 | 0 | 0 | 7000 | 19000 |  | 4.25% | 23817 | 29213 | 0 | 0 | 0 | 53030 | 1.4414e-05
East End Mutual Electric Co., Ltd. | Northwest Power Area (NWPA) - U.S. Systems | 2001 | 0 | 0 | 14000 | 0 | 0 | 0 | 7000 | 21000 |  | 4.25% | 218451 | 121534 | 76673 | 0 | 0 | 416658 | 0.00011325
East End Mutual Electric Co., Ltd. | Northwest Power Area (NWPA) - U.S. Systems | 2002 | 0 | 4.76 | 13000 | 0 | 0 | 0 | 7000 | 20000 |  | 4.26% | 9817 | 7326 | 900 | 0 | 0 | 18043 | 4.9041e-06
East End Mutual Electric Co., Ltd. | Northwest Power Area (NWPA) - U.S. Systems | 2003 | 0 | 9.09 | 13000 | 7000 | 0 | 0 | 0 | 20000 |  | 4.26% | 59664 | 16137 | 26250 | 396 | 8322 | 110769 | 3.0107e-05
East End Mutual Electric Co., Ltd. | Northwest Power Area (NWPA) - U.S. Systems | 2004 | 0 | 8.64 | 13200 | 0 | 6900 | 0 | 0 | 20100 |  | 4.26% | 48948 | 27967 | 53019 | 65 | 0 | 129999 | 3.5334e-05
East End Mutual Electric Co., Ltd. | Northwest Power Area (NWPA) - U.S. Systems | 2005 | 0 | 8.4 | 13016 | 0 | 5761 | 0 | 0 | 18777 |  | 4.26% | 194676 | 44903 | 0 | 0 | 0 | 239579 | 6.5118e-05
East End Mutual Electric Co., Ltd. | Northwest Power Area (NWPA) - U.S. Systems | 2006 | 0 | 0 | 13000 | 0 | 7000 | 0 | 0 | 20000 |  | 4.26% | 166564 | 92093 | 21065 | 1634 | 19027 | 300383 | 8.1645e-05
Eatonville Power & Light Dept. | Northwest Power Area (NWPA) - U.S. Systems | 1988 | 0 | 8.01 | 7692 | 3755 | 0 | 430 | 4166 | 16043 |  | 4.26% | 3150222 | 2591548 | 1803129 | 23282 | 14114 | 7582295 | 0.0020609
Eatonville Power & Light Dept. | Northwest Power Area (NWPA) - U.S. Systems | 1989 | 0 | 6.1 | 7909 | 3910 | 0 | 430 | 4683 | 16932 |  | 4.26% | 0 | 0 | 18705308 | 0 | 1036299 | 19741607 | 0.0053658
Eatonville Power & Light Dept. | Northwest Power Area (NWPA) - U.S. Systems | 1990 | 0 | 8.84 | 7790 | 3956 | 0 | 430 | 5456 | 17632 |  | 4.27% | 17262 | 13169 | 0 | 36 | 1708 | 32175 | 8.7452e-06
Eatonville Power & Light Dept. | Northwest Power Area (NWPA) - U.S. Systems | 1991 | 0 | 3.16 | 9418 | 4208 | 0 | 394 | 5090 | 19110 |  | 4.27% | 83846 | 153204 | 86021 | 0 | 65330 | 388401 | 0.00010557
Eatonville Power & Light Dept. | Northwest Power Area (NWPA) - U.S. Systems | 1992 | 0 | 7.49 | 8386 | 4168 | 0 | 430 | 4495 | 17479 |  | 4.27% | 208751 | 119148 | 74285 | 0 | 0 | 402184 | 0.00010931
Eatonville Power & Light Dept. | Northwest Power Area (NWPA) - U.S. Systems | 1993 | 0 | 7.68 | 9288 | 4457 | 0 | 430 | 4805 | 18980 |  | 4.27% | 370458 | 110733 | 7198 | 0 | 0 | 488389 | 0.00013275
Eatonville Power & Light Dept. | Northwest Power Area (NWPA) - U.S. Systems | 1994 | 0 | 5.16 | 8907 | 4817 | 0 | 430 | 5086 | 19240 |  | 4.28% | 12106 | 10323 | 0 | 0 | 200 | 22629 | 6.1506e-06
Eatonville Power & Light Dept. | Northwest Power Area (NWPA) - U.S. Systems | 1995 | 0 | 6.01 | 8669 | 4680 | 0 | 420 | 4948 | 18717 |  | 4.28% | 40220 | 51924 | 7084 | 281 | 222 | 99731 | 2.7107e-05
Eatonville Power & Light Dept. | Northwest Power Area (NWPA) - U.S. Systems | 1996 | 0 | 26.58 | 9557 | 3320 | 0 | 430 | 2534 | 15841 |  | 4.29% | 10279 | 5009 | 48 | 0 | 0 | 15336 | 4.1684e-06
Eatonville Power & Light Dept. | Northwest Power Area (NWPA) - U.S. Systems | 1997 | 0 | 35.63 | 10619 | 2393 | 0 | 430 | 915 | 14357 |  | 4.29% | 282822 | 304733 | 93514 | 0 | 0 | 681069 | 0.00018512
Eatonville Power & Light Dept. | Northwest Power Area (NWPA) - U.S. Systems | 1998 | 0 | 23.72 | 12230 | 4472 | 0 | 946 | 0 | 17648 |  | 4.29% | 9333876 | 7255906 | 4103934 | 74314 | 0 | 20768030 | 0.0056448
Eatonville Power & Light Dept. | Northwest Power Area (NWPA) - U.S. Systems | 1999 | 0 | 0 | 10895 | 5610 | 0 | 90 | 6163 | 22758 |  | 4.3% | 2260 | 588 | 0 | 0 | 405 | 3253 | 8.8417e-07
Eatonville Power & Light Dept. | Northwest Power Area (NWPA) - U.S. Systems | 2000 | 0 | 5.22 | 11679 | 11034 | 0 | 0 | 699 | 23412 |  | 4.3% | 2381388 | 3028908 | 3838892 | 0 | 0 | 9249188 | 0.0025139
Eatonville Power & Light Dept. | Northwest Power Area (NWPA) - U.S. Systems | 2001 | 0 | 1.66 | 11391 | 4354 | 0 | 0 | 3805 | 19550 |  | 4.31% | 10771 | 8874 | 0 | 0 | 0 | 19645 | 5.3395e-06
Eatonville Power & Light Dept. | Northwest Power Area (NWPA) - U.S. Systems | 2002 | 0 | 7.63 | 12831 | 9011 | 0 | 0 | 1025 | 22867 |  | 4.31% | 18100 | 4126 | 0 | 0 | 0 | 22226 | 6.0411e-06
Eatonville Power & Light Dept. | Northwest Power Area (NWPA) - U.S. Systems | 2003 | 0 | 9.15 | 12159 | 10333 | 0 | 0 | 0 | 22492 |  | 4.31% | 14734 | 10456 | 37314 | 0 | 0 | 62504 | 1.6989e-05
Eatonville Power & Light Dept. | Northwest Power Area (NWPA) - U.S. Systems | 2004 | 0 | 8.55 | 13210 | 9432 | 0 | 0 | 0 | 22642 |  | 4.31% | 3145416 | 1675329 | 1000201 | 17943 | 0 | 5838889 | 0.001587
Eatonville Power & Light Dept. | Northwest Power Area (NWPA) - U.S. Systems | 2005 | 0 | 6.8 | 14697 | 9595 | 0 | 0 | 0 | 24292 |  | 4.32% | 4510 | 2772 | 0 | 0 | 0 | 7282 | 1.9793e-06
Eatonville Power & Light Dept. | Northwest Power Area (NWPA) - U.S. Systems | 2006 | 0 | 7.72 | 15431 | 10228 | 0 | 0 | 0 | 25659 |  | 4.32% | 3225572 | 2957983 | 1467269 | 90607 | 714488 | 8455919 | 0.0022983
Ellensburg Light & Gas Dept. | Northwest Power Area (NWPA) - U.S. Systems | 1988 | 0 | 3.42 | 47082 | 46509 | 13219 | 896 | 38279 | 145985 |  | 4.33% | 38772 | 29864 | 0 | 5869 | 0 | 74505 | 2.0251e-05
Ellensburg Light & Gas Dept. | Northwest Power Area (NWPA) - U.S. Systems | 1989 | 0 | 2.67 | 48059 | 46448 | 15998 | 879 | 39288 | 150672 |  | 4.33% | 44119 | 24128 | 0 | 51 | 15751 | 84049 | 2.2845e-05
Ellensburg Light & Gas Dept. | Northwest Power Area (NWPA) - U.S. Systems | 1990 | 0 | 4.23 | 47290 | 47317 | 14332 | 879 | 39937 | 149755 |  | 4.33% | 52409 | 57407 | 0 | 108 | 2365 | 112289 | 3.052e-05
Ellensburg Light & Gas Dept. | Northwest Power Area (NWPA) - U.S. Systems | 1991 | 0 | 4.03 | 50224 | 47017 | 13661 | 879 | 38889 | 150670 |  | 4.33% | 115181 | 53192 | 52823 | 1950 | 33549 | 256695 | 6.977e-05
Ellensburg Light & Gas Dept. | Northwest Power Area (NWPA) - U.S. Systems | 1992 | 0 | 3.83 | 48894 | 51054 | 11220 | 879 | 40934 | 152981 |  | 4.33% | 360954 | 55737 | 448983 | 2515 | 1092 | 869281 | 0.00023627
Ellensburg Light & Gas Dept. | Northwest Power Area (NWPA) - U.S. Systems | 1993 | 0 | 2.58 | 55877 | 51963 | 13824 | 879 | 42294 | 164837 |  | 4.33% | 3577694 | 3147420 | 2061888 | 0 | 0 | 8787002 | 0.0023883
Ellensburg Light & Gas Dept. | Northwest Power Area (NWPA) - U.S. Systems | 1994 | 0 | 3.55 | 51355 | 50536 | 16261 | 909 | 42451 | 161512 |  | 4.34% | 14098 | 14877 | 3761 | 0 | 0 | 32736 | 8.8977e-06
Ellensburg Light & Gas Dept. | Northwest Power Area (NWPA) - U.S. Systems | 1995 | 0 | 2.74 | 53673 | 53697 | 16416 | 1005 | 44347 | 169138 |  | 4.34% | 111028 | 266936 | 0 | 0 | 0 | 377964 | 0.00010273
Ellensburg Light & Gas Dept. | Northwest Power Area (NWPA) - U.S. Systems | 1996 | 0 | 1.96 | 58622 | 57920 | 17076 | 1007 | 46031 | 180656 |  | 4.34% | 245841 | 96411 | 192988 | 0 | 0 | 535240 | 0.00014548
Ellensburg Light & Gas Dept. | Northwest Power Area (NWPA) - U.S. Systems | 1997 | 0 | 88.3 | 0 | 0 | 0 | 0 | 0 | 0 |  | 4.34% | 7100874 | 6680828 | 3561495 | 100276 | 0 | 17443473 | 0.0047412
Ellensburg Light & Gas Dept. | Northwest Power Area (NWPA) - U.S. Systems | 1998 | 0 | 5.4 | 54476 | 55038 | 16459 | 0 | 49253 | 175226 |  | 4.35% | 13192 | 2435 | 20340 | 0 | 857 | 36824 | 1.0009e-05
Ellensburg Light & Gas Dept. | Northwest Power Area (NWPA) - U.S. Systems | 1999 | 0 | 2.43 | 58588 | 56959 | 14778 | 0 | 48121 | 178446 |  | 4.36% | 55824 | 21657 | 32589 | 397 | 186 | 110653 | 3.0076e-05
Ellensburg Light & Gas Dept. | Northwest Power Area (NWPA) - U.S. Systems | 2000 | 0 | 6.94 | 59933 | 58991 | 16758 | 0 | 47079 | 182761 |  | 4.36% | 29269 | 17814 | 64694 | 81 | 1490 | 113348 | 3.0808e-05
Ellensburg Light & Gas Dept. | Northwest Power Area (NWPA) - U.S. Systems | 2001 | 0 | 1.91 | 59513 | 62954 | 14706 | 0 | 44676 | 181849 |  | 4.36% | 22048 | 14695 | 110859 | 313 | 12470 | 160385 | 4.3593e-05
Ellensburg Light & Gas Dept. | Northwest Power Area (NWPA) - U.S. Systems | 2002 | 0 | 6.66 | 56151 | 60752 | 15239 | 0 | 42312 | 174454 |  | 4.36% | 0 | 0 | 27255811 | 0 | 1043785 | 28299596 | 0.0076919
Ellensburg Light & Gas Dept. | Northwest Power Area (NWPA) - U.S. Systems | 2003 | 0 | 3 | 56334 | 111066 | 16499 | 0 | 0 | 183899 |  | 4.37% | 833 | 0 | 0 | 0 | 0 | 833 | 2.2641e-07
Ellensburg Light & Gas Dept. | Northwest Power Area (NWPA) - U.S. Systems | 2004 | 0 | 6.43 | 59502 | 105814 | 14453 | 0 | 0 | 179769 |  | 4.37% | 118288 | 64341 | 0 | 0 | 7316 | 189945 | 5.1627e-05
Ellensburg Light & Gas Dept. | Northwest Power Area (NWPA) - U.S. Systems | 2005 | 0 | 1 | 59644 | 118525 | 11776 | 0 | 0 | 189945 |  | 4.37% | 617763 | 868163 | 70897 | 0 | 5284 | 1562107 | 0.00042458
Ellensburg Light & Gas Dept. | Northwest Power Area (NWPA) - U.S. Systems | 2006 | 0 | 1.29 | 71038 | 114797 | 13497 | 0 | 0 | 199332 |  | 4.38% | 105963 | 238277 | 0 | 61 | 8708 | 353009 | 9.5949e-05
Elmhurst Mutual Power & Light Co. | Northwest Power Area (NWPA) - U.S. Systems | 1988 | 0 | 2.89 | 168856 | 40836 | 0 | 0 | 0 | 209692 |  | 4.39% | 55200 | 71173 | 2400 | 0 | 0 | 128773 | 3.5001e-05
Elmhurst Mutual Power & Light Co. | Northwest Power Area (NWPA) - U.S. Systems | 1989 | 0 | 3.41 | 177172 | 41070 | 0 | 0 | 0 | 218242 |  | 4.39% | 70772 | 69723 | 0 | 0 | 0 | 140495 | 3.8187e-05
Elmhurst Mutual Power & Light Co. | Northwest Power Area (NWPA) - U.S. Systems | 1990 | 0 | 6.75 | 175628 | 42733 | 0 | 0 | 0 | 218361 |  | 4.39% | 145879 | 50239 | 20313 | 0 | 0 | 216431 | 5.8826e-05
Elmhurst Mutual Power & Light Co. | Northwest Power Area (NWPA) - U.S. Systems | 1991 | 0 | 0.74 | 187939 | 44475 | 0 | 0 | 0 | 232414 |  | 4.39% | 119607 | 86686 | 27675 | 1160 | 0 | 235128 | 6.3908e-05
Elmhurst Mutual Power & Light Co. | Northwest Power Area (NWPA) - U.S. Systems | 1992 | 0 | 4.74 | 175622 | 42249 | 0 | 0 | 0 | 217871 |  | 4.39% | 43104 | 27797 | 203171 | 0 | 0 | 274072 | 7.4493e-05
Elmhurst Mutual Power & Light Co. | Northwest Power Area (NWPA) - U.S. Systems | 1993 | 0 | 4.14 | 190076 | 44332 | 0 | 0 | 0 | 234408 |  | 4.39% | 282632 | 253003 | 45909 | 0 | 42319 | 623863 | 0.00016957
Elmhurst Mutual Power & Light Co. | Northwest Power Area (NWPA) - U.S. Systems | 1994 | 0 | 3.45 | 185290 | 44320 | 0 | 0 | 0 | 229610 |  | 4.4% | 0 | 239 | 0 | 0 | 0 | 239 | 6.4961e-08
Elmhurst Mutual Power & Light Co. | Northwest Power Area (NWPA) - U.S. Systems | 1995 | 0 | 1.92 | 183116 | 43618 | 0 | 0 | 0 | 226734 |  | 4.4% | 6383 | 14887 | 0 | 79 | 0 | 21349 | 5.8027e-06
Elmhurst Mutual Power & Light Co. | Northwest Power Area (NWPA) - U.S. Systems | 1996 | 0 | 4.26 | 194676 | 44903 | 0 | 0 | 0 | 239579 |  | 4.4% | 34141 | 2854 | 0 | 404 | 2981 | 40380 | 1.0975e-05
Elmhurst Mutual Power & Light Co. | Northwest Power Area (NWPA) - U.S. Systems | 1997 | 0 | 3.41 | 196717 | 34950 | 0 | 1939 | 2222 | 235828 |  | 4.4% | 63000 | 17000 | 25000 | 400 | 5660 | 111060 | 3.0186e-05
Elmhurst Mutual Power & Light Co. | Northwest Power Area (NWPA) - U.S. Systems | 1998 | 0 | 3.48 | 196894 | 35020 | 0 | 1939 | 1822 | 235675 |  | 4.4% | 112400 | 163276 | 0 | 0 | 0 | 275676 | 7.4929e-05
Elmhurst Mutual Power & Light Co. | Northwest Power Area (NWPA) - U.S. Systems | 1999 | 0 | 7.84 | 200317 | 35483 | 0 | 248 | 1408 | 237456 |  | 4.4% | 186832 | 215340 | 0 | 14174 | 0 | 416346 | 0.00011316
Elmhurst Mutual Power & Light Co. | Northwest Power Area (NWPA) - U.S. Systems | 2000 | 0 | 5.96 | 208286 | 36626 | 0 | 270 | 1104 | 246286 |  | 4.4% | 186832 | 215340 | 0 | 0 | 14174 | 416346 | 0.00011316
Elmhurst Mutual Power & Light Co. | Northwest Power Area (NWPA) - U.S. Systems | 2001 | 0 | 3.62 | 203872 | 37996 | 0 | 0 | 1687 | 243555 |  | 4.41% | 1660 | 1699 | 0 | 0 | 151 | 3510 | 9.5402e-07
Elmhurst Mutual Power & Light Co. | Northwest Power Area (NWPA) - U.S. Systems | 2002 | 0 | 3.59 | 207871 | 38557 | 0 | 0 | 1982 | 248410 |  | 4.41% | 1660 | 1699 | 0 | 0 | 152 | 3511 | 9.543e-07
Elmhurst Mutual Power & Light Co. | Northwest Power Area (NWPA) - U.S. Systems | 2003 | 0 | 3.7 | 206540 | 41471 | 0 | 0 | 0 | 248011 |  | 4.41% | 1660 | 1699 | 0 | 0 | 152 | 3511 | 9.543e-07
Elmhurst Mutual Power & Light Co. | Northwest Power Area (NWPA) - U.S. Systems | 2004 | 0 | 4.18 | 205733 | 42493 | 0 | 0 | 0 | 248226 |  | 4.41% | 1660 | 1699 | 0 | 0 | 152 | 3511 | 9.543e-07
Elmhurst Mutual Power & Light Co. | Northwest Power Area (NWPA) - U.S. Systems | 2005 | 0 | 4.52 | 211302 | 41362 | 0 | 0 | 0 | 252664 |  | 4.41% | 1660 | 1699 | 0 | 0 | 152 | 3511 | 9.543e-07
Elmhurst Mutual Power & Light Co. | Northwest Power Area (NWPA) - U.S. Systems | 2006 | 0 | 3.54 | 214737 | 43695 | 0 | 0 | 0 | 258432 |  | 4.41% | 32996 | 6101 | 0 | 0 | 357 | 39454 | 1.0724e-05
Emerald Peoples Utility District | Northwest Power Area (NWPA) - U.S. Systems | 1988 | 0 | 6.13 | 184422 | 62595 | 103122 | 112 | 8078 | 358329 |  | 4.41% | 22275 | 22708 | 49777 | 138 | 14868 | 109766 | 2.9835e-05
Emerald Peoples Utility District | Northwest Power Area (NWPA) - U.S. Systems | 1989 | 0 | 5.38 | 192593 | 64261 | 99014 | 122 | 8486 | 364476 |  | 4.41% | 369032 | 94820 | 4166 | 0 | 0 | 468018 | 0.00012721
Emerald Peoples Utility District | Northwest Power Area (NWPA) - U.S. Systems | 1990 | 0 | 5.66 | 195773 | 64376 | 96765 | 129 | 8376 | 365419 |  | 4.41% | 386574 | 124368 | 7538 | 0 | 0 | 518480 | 0.00014092
Emerald Peoples Utility District | Northwest Power Area (NWPA) - U.S. Systems | 1991 | 0 | 5.95 | 195638 | 62315 | 91617 | 137 | 10677 | 360384 |  | 4.41% | 299332 | 118696 | 248805 | 1399 | 20810 | 689042 | 0.00018728
Emerald Peoples Utility District | Northwest Power Area (NWPA) - U.S. Systems | 1992 | 0 | 4.64 | 196503 | 67244 | 96628 | 143 | 10379 | 370897 |  | 4.41% | 580824 | 427933 | 373897 | 2645 | 0 | 1385299 | 0.00037653
Emerald Peoples Utility District | Northwest Power Area (NWPA) - U.S. Systems | 1993 | 0 | 6.72 | 208823 | 70621 | 88032 | 141 | 7010 | 374627 |  | 4.42% | 32404 | 39564 | 132942 | 218 | 6662 | 211790 | 5.7565e-05
Emerald Peoples Utility District | Northwest Power Area (NWPA) - U.S. Systems | 1994 | 0 | 6.32 | 209667 | 75955 | 86176 | 150 | 10253 | 382201 |  | 4.42% | 93225 | 208923 | 0 | 386 | 8109 | 310643 | 8.4433e-05
Emerald Peoples Utility District | Northwest Power Area (NWPA) - U.S. Systems | 1995 | 0 | 6.39 | 211448 | 77154 | 81776 | 152 | 9185 | 379715 |  | 4.43% | 20000 | 32579 | 0 | 0 | 2659 | 55238 | 1.5014e-05
Emerald Peoples Utility District | Northwest Power Area (NWPA) - U.S. Systems | 1996 | 0 | 5.15 | 226144 | 78714 | 90658 | 152 | 6648 | 402316 |  | 4.43% | 34470 | 2587 | 18661 | 0 | 0 | 55718 | 1.5144e-05
Emerald Peoples Utility District | Northwest Power Area (NWPA) - U.S. Systems | 1997 | 0 | 5.36 | 228243 | 76176 | 97676 | 158 | 6762 | 409015 |  | 4.43% | 0 | 0 | 20729382 | 0 | 1013383 | 21742765 | 0.0059097
Emerald Peoples Utility District | Northwest Power Area (NWPA) - U.S. Systems | 1998 | 0 | 5.28 | 233607 | 73373 | 98295 | 164 | 6831 | 412270 |  | 4.44% | 51446 | 45500 | 0 | 0 | 0 | 96946 | 2.635e-05
Emerald Peoples Utility District | Northwest Power Area (NWPA) - U.S. Systems | 1999 | 0 | 5.44 | 238472 | 77621 | 103497 | 144 | 8073 | 427807 |  | 4.44% | 60400 | 16600 | 26000 | 400 | 8400 | 111800 | 3.0387e-05
Emerald Peoples Utility District | Northwest Power Area (NWPA) - U.S. Systems | 2000 | 0 | 6.33 | 239089 | 85212 | 106822 | 184 | 0 | 431307 |  | 4.44% | 138820 | 138303 | 0 | 0 | 0 | 277123 | 7.5323e-05
Emerald Peoples Utility District | Northwest Power Area (NWPA) - U.S. Systems | 2001 | 0 | 6.33 | 239089 | 85212 | 106822 | 0 | 184 | 431307 |  | 4.44% | 356341 | 159422 | 69422 | 1942 | 0 | 587127 | 0.00015958
Emerald Peoples Utility District | Northwest Power Area (NWPA) - U.S. Systems | 2002 | 0 | 5.24 | 231902 | 76356 | 96062 | 0 | 6966 | 411286 |  | 4.44% | 3068067 | 3315871 | 1478817 | 95799 | 803826 | 8762380 | 0.0023816
Emerald Peoples Utility District | Northwest Power Area (NWPA) - U.S. Systems | 2003 | 0 | 4.46 | 238325 | 86134 | 95558 | 0 | 0 | 420017 |  | 4.45% | 15122 | 4152 | 212 | 0 | 0 | 19486 | 5.2963e-06
Emerald Peoples Utility District | Northwest Power Area (NWPA) - U.S. Systems | 2004 | 0 | 6.23 | 234392 | 88687 | 92780 | 0 | 0 | 415859 |  | 4.45% | 104704 | 228615 | 0 | 207 | 8365 | 341891 | 9.2927e-05
Emerald Peoples Utility District | Northwest Power Area (NWPA) - U.S. Systems | 2005 | 0 | 5.03 | 251360 | 88932 | 103700 | 0 | 0 | 443992 |  | 4.46% | 9370 | 6918 | 0 | 95 | 2397 | 18780 | 5.1044e-06
Emerald Peoples Utility District | Northwest Power Area (NWPA) - U.S. Systems | 2006 | 0 | 5.07 | 259565 | 98377 | 97540 | 0 | 0 | 455482 |  | 4.46% | 18740 | 2692 | 0 | 0 | 0 | 21432 | 5.8253e-06
Energy Northwest | Northwest Power Area (NWPA) - U.S. Systems | 1988 | 0 | 0.11 | 0 | 0 | 0 | 0 | 0 | 0 |  | 4.46% | 18862 | 2572 | 0 | 0 | 0 | 21434 | 5.8258e-06
Energy Northwest | Northwest Power Area (NWPA) - U.S. Systems | 1989 | 0 | 0.14 | 0 | 0 | 0 | 0 | 0 | 0 |  | 4.46% | 54562 | 20366 | 60475 | 0 | 7124 | 142527 | 3.8739e-05
Energy Northwest | Northwest Power Area (NWPA) - U.S. Systems | 1990 | 0 | 0.18 | 0 | 0 | 0 | 0 | 0 | 0 |  | 4.46% | 183000 | 137000 | 0 | 0 | 0 | 320000 | 8.6977e-05
Energy Northwest | Northwest Power Area (NWPA) - U.S. Systems | 1991 | 0 | 0.26 | 0 | 0 | 0 | 0 | 0 | 0 |  | 4.46% | 238325 | 86134 | 95558 | 0 | 0 | 420017 | 0.00011416
Energy Northwest | Northwest Power Area (NWPA) - U.S. Systems | 1992 | 0 | 0.1 | 0 | 0 | 0 | 0 | 0 | 0 |  | 4.46% | 280239 | 247438 | 37617 | 3200 | 38058 | 606552 | 0.00016486
Energy Northwest | Northwest Power Area (NWPA) - U.S. Systems | 1993 | 0 | 0.09 | 0 | 0 | 0 | 0 | 0 | 0 |  | 4.46% | 3153926 | 3671337 | 1454783 | 96364 | 922765 | 9299175 | 0.0025275
Energy Northwest | Northwest Power Area (NWPA) - U.S. Systems | 1994 | 0 | 0.08 | 0 | 0 | 0 | 0 | 0 | 0 |  | 4.47% | 23944 | 4039 | 0 | 0 | 0 | 27983 | 7.6058e-06
Energy Northwest | Northwest Power Area (NWPA) - U.S. Systems | 1995 | 0 | 0.09 | 0 | 0 | 0 | 0 | 0 | 0 |  | 4.47% | 22074 | 45109 | 0 | 0 | 0 | 67183 | 1.826e-05
Energy Northwest | Northwest Power Area (NWPA) - U.S. Systems | 1996 | 0 | 0.13 | 0 | 0 | 0 | 0 | 0 | 0 |  | 4.47% | 29881 | 48436 | 0 | 0 | 0 | 78317 | 2.1287e-05
Energy Northwest | Northwest Power Area (NWPA) - U.S. Systems | 1997 | 0 | 0.07 | 0 | 0 | 0 | 0 | 0 | 0 |  | 4.47% | 275415 | 266836 | 49237 | 0 | 0 | 591488 | 0.00016077
Energy Northwest | Northwest Power Area (NWPA) - U.S. Systems | 1998 | 0 | 0.03 | 0 | 0 | 0 | 0 | 0 | 0 |  | 4.47% | 81339 | 44672 | 692524 | 742 | 0 | 819277 | 0.00022268
Energy Northwest | Northwest Power Area (NWPA) - U.S. Systems | 1999 | 0 | 0 | 0 | 0 | 0 | 0 | 0 | 0 |  | 4.47% | 2000206 | 2307052 | 2681811 | 33519 | 85975 | 7108563 | 0.0019321
Energy Northwest | Northwest Power Area (NWPA) - U.S. Systems | 2000 | 0 | 0 | 0 | 0 | 0 | 0 | 0 | 0 |  | 4.48% | 35554 | 28700 | 290270 | 0 | 8177 | 362701 | 9.8583e-05
Energy Northwest | Northwest Power Area (NWPA) - U.S. Systems | 2001 | 0 | 0.01 | 0 | 0 | 0 | 0 | 0 | 0 |  | 4.49% | 47678 | 29929 | 0 | 923 | 17520 | 96050 | 2.6107e-05
Energy Northwest | Northwest Power Area (NWPA) - U.S. Systems | 2002 | 0 | 0 | 0 | 0 | 0 | 0 | 0 | 0 |  | 4.49% | 44514 | 15713 | 44275 | 0 | 6825 | 111327 | 3.0259e-05
Energy Northwest | Northwest Power Area (NWPA) - U.S. Systems | 2003 | 0 | 0 | 0 | 0 | 0 | 0 | 0 | 0 |  | 4.5% | 807 | 238 | 0 | 0 | 0 | 1045 | 2.8403e-07
Energy Northwest | Northwest Power Area (NWPA) - U.S. Systems | 2004 | 0 | 0 | 0 | 0 | 0 | 0 | 0 | 0 |  | 4.5% | 12220 | 0 | 0 | 0 | 0 | 12220 | 3.3214e-06
Energy Northwest | Northwest Power Area (NWPA) - U.S. Systems | 2005 | 0 | 0 | 0 | 0 | 0 | 0 | 0 | 0 |  | 4.5% | 15320 | 15686 | 3241 | 0 | 0 | 34247 | 9.3084e-06
Energy Northwest | Northwest Power Area (NWPA) - U.S. Systems | 2006 | 0 | 0 | 0 | 0 | 0 | 0 | 0 | 0 |  | 4.5% | 27611 | 9491 | 0 | 296 | 0 | 37398 | 1.0165e-05
Enterprise Electric Dept. | Northwest Power Area (NWPA) - U.S. Systems | 1988 | 0 | 9.91 | 4053 | 1119 | 0 | 103 | 139 | 5414 |  | 4.5% | 49823 | 38863 | 49153 | 0 | 0 | 137839 | 3.7465e-05
Enterprise Electric Dept. | Northwest Power Area (NWPA) - U.S. Systems | 1989 | 0 | 9.93 | 4053 | 1119 | 0 | 103 | 139 | 5414 |  | 4.5% | 281662 | 238308 | 42780 | 3132 | 38755 | 604637 | 0.00016434
Enterprise Electric Dept. | Northwest Power Area (NWPA) - U.S. Systems | 1990 | 0 | 0 | 5400 | 600 | 0 | 140 | 700 | 6840 |  | 4.5% | 246248 | 231709 | 164465 | 0 | 0 | 642422 | 0.00017461
Enterprise Electric Dept. | Northwest Power Area (NWPA) - U.S. Systems | 1991 | 0 | 3.91 | 5400 | 600 | 0 | 140 | 700 | 6840 |  | 4.5% | 388640 | 135051 | 166536 | 0 | 63180 | 753407 | 0.00020478
Enterprise Electric Dept. | Northwest Power Area (NWPA) - U.S. Systems | 1992 | 0 | 7.31 | 4160 | 810 | 0 | 1423 | 19 | 6412 |  | 4.5% | 158718 | 148831 | 499624 | 0 | 0 | 807173 | 0.00021939
Enterprise Electric Dept. | Northwest Power Area (NWPA) - U.S. Systems | 1993 | 0 | 6.93 | 3729 | 1129 | 0 | 804 | 18 | 5680 |  | 4.5% | 14110076 | 14931769 | 19262177 | 0 | 34529 | 48338551 | 0.013139
Enterprise Electric Dept. | Northwest Power Area (NWPA) - U.S. Systems | 1994 | 0 | 6.93 | 4050 | 880 | 0 | 260 | 560 | 5750 |  | 4.51% | 319600 | 105200 | 160700 | 58300 | 1200 | 645000 | 0.00017531
Enterprise Electric Dept. | Northwest Power Area (NWPA) - U.S. Systems | 1995 | 0 | 10.57 | 3684 | 836 | 0 | 157 | 605 | 5282 |  | 4.51% | 150942 | 458139 | 186698 | 302 | 0 | 796081 | 0.00021638
Enterprise Electric Dept. | Northwest Power Area (NWPA) - U.S. Systems | 1996 | 0 | 5.38 | 4015 | 934 | 0 | 194 | 850 | 5993 |  | 4.52% | 24724 | 17141 | 61091 | 76 | 914 | 103946 | 2.8253e-05
Enterprise Electric Dept. | Northwest Power Area (NWPA) - U.S. Systems | 1997 | 0 | 6.91 | 4097 | 843 | 0 | 165 | 927 | 6032 |  | 4.52% | 50514 | 45791 | 50992 | 0 | 0 | 147297 | 4.0036e-05
Enterprise Electric Dept. | Northwest Power Area (NWPA) - U.S. Systems | 1998 | 0 | 4.91 | 4265 | 1087 | 0 | 157 | 885 | 6394 |  | 4.52% | 211302 | 41362 | 0 | 0 | 0 | 252664 | 6.8675e-05
Enterprise Electric Dept. | Northwest Power Area (NWPA) - U.S. Systems | 1999 | 0 | 4.53 | 4063 | 1162 | 0 | 176 | 798 | 6199 |  | 4.52% | 271658 | 189133 | 172390 | 1674 | 43682 | 678537 | 0.00018443
Enterprise Electric Dept. | Northwest Power Area (NWPA) - U.S. Systems | 2000 | 0 | 3.67 | 4039 | 1607 | 0 | 149 | 456 | 6251 |  | 4.52% | 0 | 0 | 26090256 | 0 | 1114616 | 27204872 | 0.0073943
Enterprise Electric Dept. | Northwest Power Area (NWPA) - U.S. Systems | 2001 | 0 | 5.11 | 3887 | 1866 | 0 | 0 | 518 | 6271 |  | 4.53% | 4063 | 1162 | 0 | 176 | 798 | 6199 | 1.6849e-06
Enterprise Electric Dept. | Northwest Power Area (NWPA) - U.S. Systems | 2002 | 0 | 7.27 | 3846 | 1717 | 0 | 0 | 492 | 6055 |  | 4.53% | 12725 | 0 | 0 | 0 | 0 | 12725 | 3.4587e-06
Enterprise Electric Dept. | Northwest Power Area (NWPA) - U.S. Systems | 2003 | 0 | 2.48 | 4100 | 2434 | 0 | 0 | 0 | 6534 |  | 4.53% | 11446 | 10605 | 0 | 0 | 0 | 22051 | 5.9935e-06
Enterprise Electric Dept. | Northwest Power Area (NWPA) - U.S. Systems | 2004 | 0 | 3.3 | 4209 | 2503 | 0 | 0 | 0 | 6712 |  | 4.53% | 91720 | 118202 | 0 | 455 | 0 | 210377 | 5.7181e-05
Enterprise Electric Dept. | Northwest Power Area (NWPA) - U.S. Systems | 2005 | 0 | 3.69 | 4239 | 2658 | 0 | 0 | 0 | 6897 |  | 4.53% | 500503 | 222447 | 236904 | 3297 | 0 | 963151 | 0.00026179
Enterprise Electric Dept. | Northwest Power Area (NWPA) - U.S. Systems | 2006 | 0 | 4.32 | 4510 | 2772 | 0 | 0 | 0 | 7282 |  | 4.53% | 958058 | 949252 | 321895 | 7214 | 15980 | 2252399 | 0.00061221
Ephraim Light & Power Dept. | Northwest Power Area (NWPA) - U.S. Systems | 1988 | 0 | 4.15 | 12326 | 8104 | 0 | 0 | 0 | 20430 |  | 4.54% | 21774 | 44539 | 2972 | 0 | 0 | 69285 | 1.8832e-05
Ephraim Light & Power Dept. | Northwest Power Area (NWPA) - U.S. Systems | 1989 | 0 | 5.97 | 8383 | 7791 | 0 | 0 | 312 | 16486 |  | 4.54% | 100342 | 217107 | 0 | 215 | 7542 | 325206 | 8.8392e-05
Ephraim Light & Power Dept. | Northwest Power Area (NWPA) - U.S. Systems | 1990 | 0 | 9.3 | 14170 | 3060 | 220 | 12 | 0 | 17462 |  | 4.54% | 1722952 | 314687 | 2004639 | 0 | 578002 | 4620280 | 0.0012558
Ephraim Light & Power Dept. | Northwest Power Area (NWPA) - U.S. Systems | 1991 | 0 | 4.99 | 6971 | 7671 | 0 | 0 | 549 | 15191 |  | 4.55% | 10000 | 7000 | 0 | 0 | 0 | 17000 | 4.6206e-06
Ephraim Light & Power Dept. | Northwest Power Area (NWPA) - U.S. Systems | 1992 | 0 | 3.52 | 7988 | 7606 | 0 | 0 | 1036 | 16630 |  | 4.55% | 11000 | 8000 | 0 | 0 | 0 | 19000 | 5.1642e-06
Ephraim Light & Power Dept. | Northwest Power Area (NWPA) - U.S. Systems | 1993 | 0 | 0 | 7253 | 8499 | 609 | 0 | 323 | 16684 |  | 4.55% | 40960 | 29507 | 0 | 400 | 4730 | 75597 | 2.0547e-05
Ephraim Light & Power Dept. | Northwest Power Area (NWPA) - U.S. Systems | 1994 | 0 | 0 | 11164 | 9522 | 602 | 0 | 0 | 21288 |  | 4.55% | 40960 | 29507 | 0 | 400 | 4730 | 75597 | 2.0547e-05
Ephraim Light & Power Dept. | Northwest Power Area (NWPA) - U.S. Systems | 1995 | 0 | 0 | 8290 | 7809 | 2916 | 0 | 0 | 19015 |  | 4.55% | 65208 | 61422 | 48484 | 0 | 0 | 175114 | 4.7596e-05
Ephraim Light & Power Dept. | Northwest Power Area (NWPA) - U.S. Systems | 1996 | 0 | 0.15 | 9325 | 11335 | 0 | 0 | 0 | 20660 |  | 4.55% | 1829151 | 321503 | 2755154 | 23182 | 542106 | 5471096 | 0.0014871
Ephraim Light & Power Dept. | Northwest Power Area (NWPA) - U.S. Systems | 1997 | 0 | 1.08 | 9125 | 2299 | 9117 | 0 | 1377 | 21918 |  | 4.56% | 3201 | 3758 | 994 | 0 | 0 | 7953 | 2.1616e-06
Ephraim Light & Power Dept. | Northwest Power Area (NWPA) - U.S. Systems | 1998 | 0 | 0 | 9600 | 12319 | 0 | 0 | 705 | 22624 |  | 4.56% | 70955 | 46910 | 31254 | 0 | 0 | 149119 | 4.0531e-05
Ephraim Light & Power Dept. | Northwest Power Area (NWPA) - U.S. Systems | 1999 | 0 | 10.5 | 9600 | 12319 | 0 | 0 | 705 | 22624 |  | 4.56% | 119909 | 85455 | 165112 | 990 | 25571 | 397037 | 0.00010792
Ephraim Light & Power Dept. | Northwest Power Area (NWPA) - U.S. Systems | 2000 | 0 | 2.27 | 10336 | 14859 | 0 | 0 | 746 | 25941 |  | 4.56% | 319857 | 197177 | 0 | 0 | 0 | 517034 | 0.00014053
Ephraim Light & Power Dept. | Northwest Power Area (NWPA) - U.S. Systems | 2001 | 0 | 0.18 | 14298 | 15465 | 0 | 0 | 0 | 29763 |  | 4.57% | 62000 | 16000 | 25000 | 400 | 7300 | 110700 | 3.0088e-05
Ephraim Light & Power Dept. | Northwest Power Area (NWPA) - U.S. Systems | 2002 | 0 | 7.88 | 11396 | 16027 | 0 | 0 | 0 | 27423 |  | 4.57% | 140624 | 412822 | 170824 | 265 | 0 | 724535 | 0.00019693
Ephraim Light & Power Dept. | Northwest Power Area (NWPA) - U.S. Systems | 2003 | 0 | 4.59 | 12530 | 15156 | 0 | 0 | 0 | 27686 |  | 4.57% | 3436872 | 2082247 | 991553 | 22221 | 0 | 6532893 | 0.0017757
Ephraim Light & Power Dept. | Northwest Power Area (NWPA) - U.S. Systems | 2004 | 0 | 7.65 | 12748 | 4993 | 11100 | 0 | 0 | 28841 |  | 4.58% | 14384 | 4125 | 0 | 0 | 0 | 18509 | 5.0308e-06
Ephraim Light & Power Dept. | Northwest Power Area (NWPA) - U.S. Systems | 2005 | 0 | 0 | 12747 | 4994 | 11100 | 0 | 0 | 28841 |  | 4.58% | 6460 | 26580 | 0 | 0 | 0 | 33040 | 8.9803e-06
Ephraim Light & Power Dept. | Northwest Power Area (NWPA) - U.S. Systems | 2006 | 0 | 0 | 13512 | 15162 | 1250 | 0 | 0 | 29924 |  | 4.58% | 6578 | 23158 | 3654 | 0 | 0 | 33390 | 9.0755e-06
Eugene Water & Electric Board | Northwest Power Area (NWPA) - U.S. Systems | 1988 | 0 | 4.09 | 930478 | 896832 | 298667 | 6335 | 0 | 2132312 |  | 4.58% | 42032 | 45016 | 49566 | 0 | 0 | 136614 | 3.7132e-05
Eugene Water & Electric Board | Northwest Power Area (NWPA) - U.S. Systems | 1989 | 0 | 4.85 | 959619 | 946261 | 296526 | 6530 | 0 | 2208936 |  | 4.58% | 140166 | 375549 | 146424 | 253 | 0 | 662392 | 0.00018004
Eugene Water & Electric Board | Northwest Power Area (NWPA) - U.S. Systems | 1990 | 0 | 4.53 | 958058 | 949252 | 321895 | 7214 | 15980 | 2252399 |  | 4.58% | 0 | 0 | 761492 | 0 | 0 | 761492 | 0.00020697
Eugene Water & Electric Board | Northwest Power Area (NWPA) - U.S. Systems | 1991 | 0 | 3.58 | 968937 | 930530 | 292358 | 8200 | 16238 | 2216263 |  | 4.59% | 12530 | 15156 | 0 | 0 | 0 | 27686 | 7.5251e-06
Eugene Water & Electric Board | Northwest Power Area (NWPA) - U.S. Systems | 1992 | 0 | 3.79 | 899540 | 934760 | 433703 | 7587 | 15105 | 2290695 |  | 4.59% | 14752 | 17222 | 0 | 0 | 0 | 31974 | 8.6906e-06
Eugene Water & Electric Board | Northwest Power Area (NWPA) - U.S. Systems | 1993 | 0 | 3.79 | 1004182 | 951049 | 504867 | 6510 | 13417 | 2480025 |  | 4.59% | 44306 | 47944 | 0 | 0 | 1398 | 93648 | 2.5454e-05
Eugene Water & Electric Board | Northwest Power Area (NWPA) - U.S. Systems | 1994 | 0 | 3.37 | 969124 | 973389 | 493361 | 7130 | 14866 | 2457870 |  | 4.59% | 49111 | 30609 | 0 | 905 | 18254 | 98879 | 2.6876e-05
Eugene Water & Electric Board | Northwest Power Area (NWPA) - U.S. Systems | 1995 | 0 | 4.07 | 931199 | 964869 | 414084 | 7343 | 14210 | 2331705 |  | 4.59% | 185354 | 310659 | 118181 | 0 | 0 | 614194 | 0.00016694
Eugene Water & Electric Board | Northwest Power Area (NWPA) - U.S. Systems | 1996 | 0 | 4.03 | 993949 | 1007304 | 445923 | 7264 | 14404 | 2468844 |  | 4.6% | 31815 | 17265 | 60255 | 97 | 854 | 110286 | 2.9976e-05
Eugene Water & Electric Board | Northwest Power Area (NWPA) - U.S. Systems | 1997 | 0 | 4.06 | 992473 | 1055356 | 446425 | 7590 | 13062 | 2514906 |  | 4.6% | 91519 | 47913 | 53816 | 908 | 481 | 194637 | 5.2903e-05
Eugene Water & Electric Board | Northwest Power Area (NWPA) - U.S. Systems | 1998 | 0 | 5.56 | 966340 | 1051089 | 534087 | 7721 | 15384 | 2574621 |  | 4.6% | 102010 | 54370 | 47967 | 1920 | 19135 | 225402 | 6.1265e-05
Eugene Water & Electric Board | Northwest Power Area (NWPA) - U.S. Systems | 1999 | 0 | 3.36 | 1041791 | 1085193 | 637239 | 8948 | 17362 | 2790533 |  | 4.6% | 327150 | 147922 | 66435 | 1933 | 0 | 543440 | 0.00014771
Eugene Water & Electric Board | Northwest Power Area (NWPA) - U.S. Systems | 2000 | 0 | 3.04 | 1052355 | 1063581 | 695666 | 10896 | 22030 | 2844528 |  | 4.6% | 3035150 | 2476764 | 1705342 | 22341 | 14203 | 7253800 | 0.0019716
Eugene Water & Electric Board | Northwest Power Area (NWPA) - U.S. Systems | 2001 | 0 | 7.21 | 0 | 0 | 0 | 0 | 0 | 0 |  | 4.61% | 89999 | 116636 | 0 | 0 | 0 | 206635 | 5.6164e-05
Eugene Water & Electric Board | Northwest Power Area (NWPA) - U.S. Systems | 2002 | 0 | 2.02 | 959805 | 892865 | 675935 | 0 | 14124 | 2542729 |  | 4.61% | 146950 | 452406 | 212793 | 0 | 0 | 812149 | 0.00022074
Eugene Water & Electric Board | Northwest Power Area (NWPA) - U.S. Systems | 2003 | 0 | 2.02 | 930910 | 904048 | 707200 | 0 | 0 | 2542158 |  | 4.62% | 182058 | 97841 | 48465 | 0 | 0 | 328364 | 8.925e-05
Eugene Water & Electric Board | Northwest Power Area (NWPA) - U.S. Systems | 2004 | 0 | 0.78 | 945782 | 930374 | 757977 | 0 | 0 | 2634133 |  | 4.62% | 0 | 0 | 917718 | 0 | 0 | 917718 | 0.00024944
Eugene Water & Electric Board | Northwest Power Area (NWPA) - U.S. Systems | 2005 | 0 | 0.32 | 960623 | 924127 | 778424 | 0 | 0 | 2663174 |  | 4.63% | 35084 | 45325 | 39007 | 0 | 0 | 119416 | 3.2457e-05
Eugene Water & Electric Board | Northwest Power Area (NWPA) - U.S. Systems | 2006 | 0 | 2.46 | 943140 | 974369 | 772414 | 0 | 0 | 2689923 |  | 4.63% | 115960 | 134404 | 0 | 20689 | 0 | 271053 | 7.3673e-05
Fairview Municipal Light & Power Plant | Northwest Power Area (NWPA) - U.S. Systems | 1988 | 0 | 8.35 | 3381 | 1244 | 0 | 0 | 0 | 4625 |  | 4.63% | 157482 | 84220 | 29800 | 0 | 0 | 271502 | 7.3795e-05
Fairview Municipal Light & Power Plant | Northwest Power Area (NWPA) - U.S. Systems | 1989 | 0 | 2.87 | 3449 | 1463 | 0 | 0 | 0 | 4912 |  | 4.63% | 211982 | 119445 | 67282 | 1912 | 2843 | 403464 | 0.00010966
Fairview Municipal Light & Power Plant | Northwest Power Area (NWPA) - U.S. Systems | 1990 | 0 | 2.67 | 3512 | 1250 | 0 | 0 | 0 | 4762 |  | 4.63% | 243000 | 280000 | 0 | 0 | 0 | 523000 | 0.00014215
Fairview Municipal Light & Power Plant | Northwest Power Area (NWPA) - U.S. Systems | 1991 | 0 | 2.84 | 3539 | 859 | 0 | 0 | 477 | 4875 |  | 4.63% | 7404372 | 7287401 | 4462913 | 104306 | 0 | 19258992 | 0.0052346
Fairview Municipal Light & Power Plant | Northwest Power Area (NWPA) - U.S. Systems | 1992 | 0 | 2.43 | 3539 | 845 | 0 | 0 | 475 | 4859 |  | 4.64% | 45324 | 14329 | 13682 | 0 | 13290 | 86625 | 2.3545e-05
Fairview Municipal Light & Power Plant | Northwest Power Area (NWPA) - U.S. Systems | 1993 | 0 | 2.34 | 3605 | 830 | 0 | 0 | 413 | 4848 |  | 4.64% | 127719 | 51655 | 0 | 0 | 5 | 179379 | 4.8756e-05
Fairview Municipal Light & Power Plant | Northwest Power Area (NWPA) - U.S. Systems | 1994 | 0 | 2.2 | 3836 | 910 | 0 | 0 | 425 | 5171 |  | 4.64% | 196503 | 67244 | 96628 | 143 | 10379 | 370897 | 0.00010081
Fairview Municipal Light & Power Plant | Northwest Power Area (NWPA) - U.S. Systems | 1995 | 0 | 2.13 | 4019 | 910 | 0 | 0 | 425 | 5354 |  | 4.64% | 199820 | 116656 | 70358 | 0 | 0 | 386834 | 0.00010514
Fairview Municipal Light & Power Plant | Northwest Power Area (NWPA) - U.S. Systems | 1996 | 0 | 1.05 | 4246 | 1096 | 0 | 0 | 393 | 5735 |  | 4.65% | 56296 | 28700 | 22445 | 413 | 2770 | 110624 | 3.0068e-05
Fairview Municipal Light & Power Plant | Northwest Power Area (NWPA) - U.S. Systems | 1997 | 0 | 0.84 | 4163 | 1150 | 0 | 0 | 400 | 5713 |  | 4.65% | 87675 | 81481 | 0 | 0 | 0 | 169156 | 4.5977e-05
Fairview Municipal Light & Power Plant | Northwest Power Area (NWPA) - U.S. Systems | 1998 | 0 | 0.83 | 4288 | 1080 | 0 | 0 | 388 | 5756 |  | 4.65% | 90213 | 116564 | 0 | 0 | 405 | 207182 | 5.6312e-05
Fairview Municipal Light & Power Plant | Northwest Power Area (NWPA) - U.S. Systems | 1999 | 0 | 0.75 | 5005 | 1125 | 0 | 0 | 425 | 6555 |  | 4.66% | 19737 | 1219 | 0 | 0 | 871 | 21827 | 5.9326e-06
Fairview Municipal Light & Power Plant | Northwest Power Area (NWPA) - U.S. Systems | 2000 | 0 | 0.74 | 4713 | 1225 | 0 | 0 | 445 | 6383 |  | 4.66% | 30188 | 24126 | 1530 | 0 | 0 | 55844 | 1.5179e-05
Fairview Municipal Light & Power Plant | Northwest Power Area (NWPA) - U.S. Systems | 2001 | 0 | 0 | 5130 | 1270 | 0 | 0 | 480 | 6880 |  | 4.66% | 182600 | 90821 | 34788 | 362 | 0 | 308571 | 8.387e-05
Fairview Municipal Light & Power Plant | Northwest Power Area (NWPA) - U.S. Systems | 2002 | 0 | 0.73 | 5287 | 1183 | 0 | 0 | 487 | 6957 |  | 4.66% | 3419532 | 3032201 | 2090941 | 0 | 0 | 8542674 | 0.0023219
Fairview Municipal Light & Power Plant | Northwest Power Area (NWPA) - U.S. Systems | 2003 | 0 | 0.8 | 4916 | 1661 | 0 | 0 | 0 | 6577 |  | 4.67% | 40510 | 2936 | 17526 | 0 | 388 | 61360 | 1.6678e-05
Fairview Municipal Light & Power Plant | Northwest Power Area (NWPA) - U.S. Systems | 2004 | 0 | 0.81 | 5225 | 1490 | 0 | 0 | 0 | 6715 |  | 4.67% | 121903 | 129991 | 0 | 22099 | 0 | 273993 | 7.4472e-05
Fairview Municipal Light & Power Plant | Northwest Power Area (NWPA) - U.S. Systems | 2005 | 0 | 0.75 | 5170 | 1480 | 0 | 0 | 0 | 6650 |  | 4.67% | 165631 | 83331 | 33008 | 355 | 0 | 282325 | 7.6736e-05
Fairview Municipal Light & Power Plant | Northwest Power Area (NWPA) - U.S. Systems | 2006 | 0 | 0.79 | 4445 | 1842 | 0 | 0 | 0 | 6287 |  | 4.67% | 247902 | 204889 | 15191 | 3189 | 34790 | 505961 | 0.00013752
Fale-Safe, Inc. | Northwest Power Area (NWPA) - U.S. Systems | 1989 | 0 | 0.5 | 0 | 0 | 0 | 0 | 0 | 0 |  | 4.68% | 14959 | 1370 | 0 | 0 | 1 | 16330 | 4.4385e-06
Fale-Safe, Inc. | Northwest Power Area (NWPA) - U.S. Systems | 1990 | 0 | 0 | 0 | 0 | 0 | 0 | 0 | 0 |  | 4.68% | 21362 | 1334 | 0 | 0 | 1590 | 24286 | 6.601e-06
Fale-Safe, Inc. | Northwest Power Area (NWPA) - U.S. Systems | 1991 | 0 | 0 | 0 | 0 | 0 | 0 | 0 | 0 |  | 4.68% | 30068 | 41577 | 0 | 0 | 0 | 71645 | 1.9473e-05
Fale-Safe, Inc. | Northwest Power Area (NWPA) - U.S. Systems | 1992 | 0 | 0 | 0 | 0 | 0 | 0 | 0 | 0 |  | 4.68% | 99597 | 51064 | 49202 | 2058 | 17777 | 219698 | 5.9714e-05
Fale-Safe, Inc. | Northwest Power Area (NWPA) - U.S. Systems | 1993 | 0 | 0 | 0 | 0 | 0 | 0 | 0 | 0 |  | 4.68% | 116125 | 125947 | 0 | 23440 | 0 | 265512 | 7.2167e-05
Fale-Safe, Inc. | Northwest Power Area (NWPA) - U.S. Systems | 1994 | 0 | 0 | 0 | 0 | 0 | 0 | 0 | 0 |  | 4.68% | 377890 | 117547 | 7541 | 0 | 0 | 502978 | 0.00013671
Fale-Safe, Inc. | Northwest Power Area (NWPA) - U.S. Systems | 1995 | 0 | 0 | 0 | 0 | 0 | 0 | 0 | 0 |  | 4.68% | 604712 | 426594 | 349055 | 0 | 0 | 1380361 | 0.00037518
Fale-Safe, Inc. | Northwest Power Area (NWPA) - U.S. Systems | 1996 | 0 | 0 | 0 | 0 | 0 | 0 | 0 | 0 |  | 4.69% | 8652 | 7060 | 13358 | 0 | 0 | 29070 | 7.9013e-06
Fale-Safe, Inc. | Northwest Power Area (NWPA) - U.S. Systems | 1997 | 0 | 0 | 0 | 0 | 0 | 0 | 0 | 0 |  | 4.69% | 166906 | 91680 | 24537 | 1718 | 21730 | 306571 | 8.3327e-05
Fale-Safe, Inc. | Northwest Power Area (NWPA) - U.S. Systems | 1998 | 0 | 0 | 0 | 0 | 0 | 0 | 0 | 0 |  | 4.69% | 153858 | 146573 | 535642 | 0 | 0 | 836073 | 0.00022725
Fale-Safe, Inc. | Northwest Power Area (NWPA) - U.S. Systems | 1999 | 0 | 0 | 0 | 0 | 0 | 0 | 0 | 0 |  | 4.7% | 88918 | 69954 | 0 | 0 | 0 | 158872 | 4.3182e-05
Fale-Safe, Inc. | Northwest Power Area (NWPA) - U.S. Systems | 2000 | 0 | 0 | 0 | 0 | 0 | 0 | 0 | 0 |  | 4.7% | 395455 | 58265 | 106812 | 771 | 15704 | 577007 | 0.00015683
Fale-Safe, Inc. | Northwest Power Area (NWPA) - U.S. Systems | 2001 | 0 | 0 | 0 | 0 | 0 | 0 | 0 | 0 |  | 4.7% | 255587 | 187783 | 170836 | 0 | 44867 | 659073 | 0.00017914
Fale-Safe, Inc. | Northwest Power Area (NWPA) - U.S. Systems | 2002 | 0 | 0 | 0 | 0 | 0 | 0 | 0 | 0 |  | 4.71% | 32911 | 16190 | 33576 | 0 | 0 | 82677 | 2.2472e-05
Fale-Safe, Inc. | Northwest Power Area (NWPA) - U.S. Systems | 2003 | 0 | 0 | 0 | 0 | 0 | 0 | 0 | 0 |  | 4.71% | 327408 | 69965 | 5083 | 0 | 23971 | 426427 | 0.0001159
Fale-Safe, Inc. | Northwest Power Area (NWPA) - U.S. Systems | 2004 | 0 | 0 | 0 | 0 | 0 | 0 | 0 | 0 |  | 4.72% | 40903 | 53158 | 42196 | 0 | 0 | 136257 | 3.7035e-05
Fale-Safe, Inc. | Northwest Power Area (NWPA) - U.S. Systems | 2005 | 0 | 0 | 0 | 0 | 0 | 0 | 0 | 0 |  | 4.72% | 112752 | 116584 | 0 | 0 | 0 | 229336 | 6.2334e-05
Fale-Safe, Inc. | Northwest Power Area (NWPA) - U.S. Systems | 2006 | 0 | 0 | 0 | 0 | 0 | 0 | 0 | 0 |  | 4.72% | 392013 | 209818 | 190867 | 0 | 0 | 792698 | 0.00021546
Fall River Rural Electric Coop, Inc. | Northwest Power Area (NWPA) - U.S. Systems | 1988 | 0 | 10.87 | 54657 | 33604 | 0 | 143 | 43648 | 132052 |  | 4.72% | 9293946 | 7005023 | 3991823 | 72578 | 0 | 20363370 | 0.0055348
Fall River Rural Electric Coop, Inc. | Northwest Power Area (NWPA) - U.S. Systems | 1989 | 0 | 13.07 | 56000 | 33000 | 0 | 0 | 36000 | 125000 |  | 4.73% | 12743 | 9511 | 434 | 0 | 2 | 22690 | 6.1672e-06
Fall River Rural Electric Coop, Inc. | Northwest Power Area (NWPA) - U.S. Systems | 1990 | 0 | 13.74 | 56000 | 35000 | 0 | 0 | 36000 | 127000 |  | 4.73% | 92858 | 116300 | 0 | 0 | 0 | 209158 | 5.685e-05
Fall River Rural Electric Coop, Inc. | Northwest Power Area (NWPA) - U.S. Systems | 1991 | 0 | 11.96 | 61978 | 36904 | 0 | 136 | 34488 | 133506 |  | 4.73% | 234224 | 176388 | 49328 | 2028 | 53162 | 515130 | 0.00014001
Fall River Rural Electric Coop, Inc. | Northwest Power Area (NWPA) - U.S. Systems | 1992 | 0 | 11.33 | 63051 | 41115 | 0 | 112 | 39992 | 144270 |  | 4.74% | 17401 | 2067 | 23244 | 43 | 2859 | 45614 | 1.2398e-05
Fall River Rural Electric Coop, Inc. | Northwest Power Area (NWPA) - U.S. Systems | 1993 | 0 | 9.56 | 71115 | 44878 | 0 | 106 | 21194 | 137293 |  | 4.74% | 22543 | 28625 | 0 | 0 | 0 | 51168 | 1.3908e-05
Fall River Rural Electric Coop, Inc. | Northwest Power Area (NWPA) - U.S. Systems | 1994 | 0 | 8.89 | 73194 | 45970 | 0 | 89 | 45108 | 164361 |  | 4.74% | 175622 | 42249 | 0 | 0 | 0 | 217871 | 5.9218e-05
Fall River Rural Electric Coop, Inc. | Northwest Power Area (NWPA) - U.S. Systems | 1995 | 0 | 8.59 | 78081 | 49931 | 0 | 84 | 30116 | 158212 |  | 4.74% | 33415 | 19246 | 25484 | 0 | 179429 | 257574 | 7.0009e-05
Fall River Rural Electric Coop, Inc. | Northwest Power Area (NWPA) - U.S. Systems | 1996 | 0 | 8.42 | 83478 | 54732 | 0 | 83 | 39804 | 178097 |  | 4.75% | 110664 | 27258 | 33976 | 0 | 1574 | 173472 | 4.715e-05
Fall River Rural Electric Coop, Inc. | Northwest Power Area (NWPA) - U.S. Systems | 1997 | 0 | 9.19 | 86701 | 56892 | 0 | 82 | 26003 | 169678 |  | 4.75% | 6548280 | 5598390 | 3611891 | 101614 | 0 | 15860175 | 0.0043108
Fall River Rural Electric Coop, Inc. | Northwest Power Area (NWPA) - U.S. Systems | 1998 | 0 | 8.62 | 89300 | 84685 | 0 | 187 | 0 | 174172 |  | 4.76% | 2033 | 1797 | 0 | 0 | 154 | 3984 | 1.0829e-06
Fall River Rural Electric Coop, Inc. | Northwest Power Area (NWPA) - U.S. Systems | 1999 | 0 | 7.5 | 94881 | 97517 | 0 | 267 | 0 | 192665 |  | 4.76% | 10000 | 7000 | 0 | 0 | 0 | 17000 | 4.6206e-06
Fall River Rural Electric Coop, Inc. | Northwest Power Area (NWPA) - U.S. Systems | 2000 | 0 | 6.89 | 98376 | 111387 | 0 | 279 | 0 | 210042 |  | 4.76% | 13000 | 0 | 0 | 0 | 7000 | 20000 | 5.436e-06
Fall River Rural Electric Coop, Inc. | Northwest Power Area (NWPA) - U.S. Systems | 2001 | 0 | 7.54 | 101338 | 117910 | 0 | 0 | 0 | 219248 |  | 4.76% | 39942 | 48426 | 0 | 0 | 1840 | 90208 | 2.4519e-05
Fall River Rural Electric Coop, Inc. | Northwest Power Area (NWPA) - U.S. Systems | 2002 | 0 | 7.62 | 110168 | 105316 | 0 | 0 | 0 | 215484 |  | 4.76% | 30621 | 17205 | 56215 | 81 | 1487 | 105609 | 2.8705e-05
Fall River Rural Electric Coop, Inc. | Northwest Power Area (NWPA) - U.S. Systems | 2003 | 0 | 6.46 | 112317 | 118417 | 0 | 0 | 0 | 230734 |  | 4.76% | 32755 | 16928 | 59972 | 81 | 1171 | 110907 | 3.0145e-05
Fall River Rural Electric Coop, Inc. | Northwest Power Area (NWPA) - U.S. Systems | 2004 | 0 | 7.78 | 115432 | 106689 | 0 | 0 | 0 | 222121 |  | 4.76% | 233486 | 375981 | 0 | 3514 | 126753 | 739734 | 0.00020106
Fall River Rural Electric Coop, Inc. | Northwest Power Area (NWPA) - U.S. Systems | 2005 | 0 | 8.96 | 116956 | 108098 | 0 | 0 | 0 | 225054 |  | 4.77% | 8577 | 1575 | 0 | 300 | 0 | 10452 | 2.8409e-06
Fall River Rural Electric Coop, Inc. | Northwest Power Area (NWPA) - U.S. Systems | 2006 | 0 | 9.49 | 129664 | 113985 | 0 | 0 | 0 | 243649 |  | 4.77% | 22687 | 20195 | 20747 | 299 | 1305 | 65233 | 1.773e-05
Fallon Municipal Electric System | Northwest Power Area (NWPA) - U.S. Systems | 1988 | 0 | 5.81 | 13375 | 24699 | 58 | 0 | 5689 | 43821 |  | 4.77% | 44103 | 17220 | 48327 | 0 | 5910 | 115560 | 3.1409e-05
Fallon Municipal Electric System | Northwest Power Area (NWPA) - U.S. Systems | 1989 | 0 | 10 | 15385 | 13143 | 14566 | 0 | 90 | 43184 |  | 4.77% | 301105 | 125474 | 61684 | 1716 | 0 | 489979 | 0.00013318
Fallon Municipal Electric System | Northwest Power Area (NWPA) - U.S. Systems | 1990 | 0 | 12 | 15190 | 15109 | 13990 | 575 | 0 | 44864 |  | 4.78% | 1859 | 1645 | 0 | 0 | 141 | 3645 | 9.9072e-07
Fallon Municipal Electric System | Northwest Power Area (NWPA) - U.S. Systems | 1991 | 0 | 11.65 | 15268 | 16403 | 13787 | 0 | 42 | 45500 |  | 4.78% | 4086 | 0 | 0 | 0 | 0 | 4086 | 1.1106e-06
Fallon Municipal Electric System | Northwest Power Area (NWPA) - U.S. Systems | 1992 | 0 | 9.17 | 15420 | 29238 | 2409 | 0 | 0 | 47067 |  | 4.78% | 20008 | 12229 | 16036 | 182 | 3059 | 51514 | 1.4002e-05
Fallon Municipal Electric System | Northwest Power Area (NWPA) - U.S. Systems | 1993 | 0 | 9.61 | 15510 | 32008 | 120 | 0 | 0 | 47638 |  | 4.78% | 24458 | 18689 | 17597 | 222 | 1340 | 62306 | 1.6935e-05
Fallon Municipal Electric System | Northwest Power Area (NWPA) - U.S. Systems | 1994 | 0 | 1.1 | 16473 | 30765 | 2382 | 0 | 0 | 49620 |  | 4.78% | 62289 | 14164 | 28045 | 0 | 9281 | 113779 | 3.0925e-05
Fallon Municipal Electric System | Northwest Power Area (NWPA) - U.S. Systems | 1995 | 0 | 7.42 | 16654 | 31486 | 2580 | 0 | 0 | 50720 |  | 4.78% | 29555 | 11585 | 16748 | 0 | 141883 | 199771 | 5.4298e-05
Fallon Municipal Electric System | Northwest Power Area (NWPA) - U.S. Systems | 1996 | 0 | 9.88 | 18042 | 36040 | 2720 | 0 | 0 | 56802 |  | 4.78% | 36487 | 25238 | 24966 | 0 | 168832 | 255523 | 6.9452e-05
Fallon Municipal Electric System | Northwest Power Area (NWPA) - U.S. Systems | 1997 | 0 | 5.36 | 18663 | 39585 | 2585 | 0 | 0 | 60833 |  | 4.79% | 1889 | 926 | 0 | 0 | 0 | 2815 | 7.6512e-07
Fallon Municipal Electric System | Northwest Power Area (NWPA) - U.S. Systems | 1998 | 0 | 7.17 | 18341 | 40522 | 3124 | 0 | 0 | 61987 |  | 4.79% | 33139 | 21070 | 2341 | 0 | 3916 | 60466 | 1.6435e-05
Fallon Municipal Electric System | Northwest Power Area (NWPA) - U.S. Systems | 1999 | 0 | 3.64 | 18540 | 44213 | 2771 | 0 | 0 | 65524 |  | 4.79% | 185741 | 92768 | 43737 | 0 | 388 | 322634 | 8.7693e-05
Fallon Municipal Electric System | Northwest Power Area (NWPA) - U.S. Systems | 2000 | 0 | 6.05 | 20239 | 44425 | 405 | 0 | 0 | 65069 |  | 4.79% | 2211829 | 2911788 | 3791721 | 0 | 0 | 8915338 | 0.0024232
Fallon Municipal Electric System | Northwest Power Area (NWPA) - U.S. Systems | 2001 | 0 | 7.21 | 19332 | 42022 | 2600 | 0 | 0 | 63954 |  | 4.8% | 58913 | 16114 | 26339 | 358 | 10045 | 111769 | 3.0379e-05
Fallon Municipal Electric System | Northwest Power Area (NWPA) - U.S. Systems | 2002 | 0 | 7.43 | 20302 | 40596 | 2280 | 0 | 0 | 63178 |  | 4.8% | 41426 | 57687 | 12308 | 281 | 390 | 112092 | 3.0467e-05
Fallon Municipal Electric System | Northwest Power Area (NWPA) - U.S. Systems | 2003 | 0 | 4.86 | 21640 | 41526 | 2324 | 0 | 0 | 65490 |  | 4.8% | 288059 | 263140 | 37743 | 0 | 42952 | 631894 | 0.00017175
Fallon Municipal Electric System | Northwest Power Area (NWPA) - U.S. Systems | 2004 | 0 | 4.54 | 21774 | 44539 | 2972 | 0 | 0 | 69285 |  | 4.8% | 2741351 | 1293840 | 899665 | 14884 | 5580 | 4955320 | 0.0013469
Fallon Municipal Electric System | Northwest Power Area (NWPA) - U.S. Systems | 2005 | 0 | 3.13 | 23058 | 45747 | 3101 | 0 | 0 | 71906 |  | 4.81% | 0 | 0 | 29644 | 0 | 0 | 29644 | 8.0573e-06
Fallon Municipal Electric System | Northwest Power Area (NWPA) - U.S. Systems | 2006 | 0 | 10.62 | 24428 | 45275 | 3101 | 0 | 0 | 72804 |  | 4.81% | 33818 | 18839 | 23395 | 0 | 166757 | 242809 | 6.5996e-05
Farmers Electric Co., Ltd. | Northwest Power Area (NWPA) - U.S. Systems | 1988 | 0 | 4.41 | 1660 | 1699 | 0 | 0 | 151 | 3510 |  | 4.81% | 198284 | 115501 | 68575 | 0 | 4702 | 387062 | 0.0001052
Farmers Electric Co., Ltd. | Northwest Power Area (NWPA) - U.S. Systems | 1989 | 0 | 4.41 | 1660 | 1699 | 0 | 0 | 152 | 3511 |  | 4.81% | 280077 | 125173 | 52911 | 1633 | 0 | 459794 | 0.00012497
Farmers Electric Co., Ltd. | Northwest Power Area (NWPA) - U.S. Systems | 1990 | 0 | 4.41 | 1660 | 1699 | 0 | 0 | 152 | 3511 |  | 4.82% | 110967 | 244972 | 0 | 0 | 9065 | 365004 | 9.9209e-05
Farmers Electric Co., Ltd. | Northwest Power Area (NWPA) - U.S. Systems | 1991 | 0 | 4.41 | 1660 | 1699 | 0 | 0 | 152 | 3511 |  | 4.82% | 2107673 | 2841254 | 3742368 | 0 | 12606 | 8703901 | 0.0023657
Farmers Electric Co., Ltd. | Northwest Power Area (NWPA) - U.S. Systems | 1992 | 0 | 4.41 | 1660 | 1699 | 0 | 0 | 152 | 3511 |  | 4.83% | 17294 | 21596 | 2400 | 0 | 0 | 41290 | 1.1223e-05
Farmers Electric Co., Ltd. | Northwest Power Area (NWPA) - U.S. Systems | 1993 | 0 | 4.76 | 2033 | 1797 | 0 | 0 | 154 | 3984 |  | 4.83% | 31794 | 24992 | 1725 | 0 | 0 | 58511 | 1.5903e-05
Farmers Electric Co., Ltd. | Northwest Power Area (NWPA) - U.S. Systems | 1994 | 0 | 4.78 | 1859 | 1645 | 0 | 0 | 141 | 3645 |  | 4.83% | 42915 | 15761 | 47383 | 0 | 5955 | 112014 | 3.0446e-05
Farmers Electric Co., Ltd. | Northwest Power Area (NWPA) - U.S. Systems | 1995 | 0 | 6 | 3401 | 0 | 0 | 0 | 125 | 3526 |  | 4.84% | 889 | 294 | 0 | 0 | 0 | 1183 | 3.2154e-07
Farmers Electric Co., Ltd. | Northwest Power Area (NWPA) - U.S. Systems | 1996 | 0 | 3.67 | 3966 | 0 | 0 | 0 | 0 | 3966 |  | 4.84% | 12778 | 1048 | 0 | 0 | 142 | 13968 | 3.7965e-06
Farmers Electric Co., Ltd. | Northwest Power Area (NWPA) - U.S. Systems | 1997 | 0 | 7.17 | 3869 | 0 | 0 | 0 | 0 | 3869 |  | 4.84% | 30532 | 3153 | 0 | 0 | 3521 | 37206 | 1.0113e-05
Farmers Electric Co., Ltd. | Northwest Power Area (NWPA) - U.S. Systems | 1998 | 0 | 4.78 | 4086 | 0 | 0 | 0 | 0 | 4086 |  | 4.84% | 43655 | 29680 | 0 | 4000 | 1576 | 78911 | 2.1448e-05
Farmers Electric Co., Ltd. | Northwest Power Area (NWPA) - U.S. Systems | 1999 | 0 | 8.49 | 3967 | 0 | 0 | 0 | 0 | 3967 |  | 4.84% | 49780 | 41064 | 47019 | 0 | 0 | 137863 | 3.7471e-05
Farmers Electric Co., Ltd. | Northwest Power Area (NWPA) - U.S. Systems | 2000 | 0 | 7.01 | 3937 | 0 | 0 | 0 | 0 | 3937 |  | 4.84% | 99875 | 53808 | 51862 | 2169 | 22102 | 229816 | 6.2464e-05
Farmers Electric Co., Ltd. | Northwest Power Area (NWPA) - U.S. Systems | 2001 | 0 | 7.5 | 3921 | 0 | 0 | 0 | 0 | 3921 |  | 4.84% | 58095 | 178276 | 0 | 2587 | 0 | 238958 | 6.4949e-05
Farmers Electric Co., Ltd. | Northwest Power Area (NWPA) - U.S. Systems | 2002 | 0 | 9.2 | 4046 | 0 | 0 | 0 | 0 | 4046 |  | 4.85% | 70971 | 41528 | 29933 | 718 | 4093 | 147243 | 4.0021e-05
Farmers Electric Co., Ltd. | Northwest Power Area (NWPA) - U.S. Systems | 2003 | 0 | 5.12 | 2068 | 1840 | 0 | 0 | 0 | 3908 |  | 4.85% | 53913 | 76175 | 122574 | 0 | 0 | 252662 | 6.8674e-05
Farmers Electric Co., Ltd. | Northwest Power Area (NWPA) - U.S. Systems | 2004 | 0 | 6.96 | 1793 | 1854 | 242 | 0 | 0 | 3889 |  | 4.85% | 959619 | 946261 | 296526 | 6530 | 0 | 2208936 | 0.00060039
Farmers Electric Co., Ltd. | Northwest Power Area (NWPA) - U.S. Systems | 2005 | 0 | 9.51 | 1892 | 1812 | 110 | 0 | 0 | 3814 |  | 4.86% | 21640 | 41526 | 2324 | 0 | 0 | 65490 | 1.78e-05
Farmers Electric Co., Ltd. | Northwest Power Area (NWPA) - U.S. Systems | 2006 | 0 | 8.74 | 1880 | 1867 | 137 | 0 | 0 | 3884 |  | 4.86% | 44818 | 62522 | 11631 | 0 | 0 | 118971 | 3.2337e-05
Farmers Mutual Power Association | Northwest Power Area (NWPA) - U.S. Systems | 1988 | 0 | 11.41 | 784 | 0 | 0 | 0 | 0 | 784 |  | 4.87% | 80261 | 70438 | 0 | 0 | 0 | 150699 | 4.096e-05
Farmers Mutual Power Association | Northwest Power Area (NWPA) - U.S. Systems | 1989 | 0 | 7.99 | 649 | 313 | 0 | 0 | 0 | 962 |  | 4.89% | 41790 | 28573 | 191462 | 0 | 0 | 261825 | 7.1165e-05
Farmers Mutual Power Association | Northwest Power Area (NWPA) - U.S. Systems | 1990 | 0 | 6.91 | 807 | 252 | 0 | 0 | 0 | 1059 |  | 4.89% | 3023854 | 2298515 | 1562549 | 20538 | 15375 | 6920831 | 0.0018811
Farmers Mutual Power Association | Northwest Power Area (NWPA) - U.S. Systems | 1991 | 0 | 7.48 | 836 | 274 | 0 | 0 | 0 | 1110 |  | 4.9% | 47968 | 50785 | 0 | 110 | 2281 | 101144 | 2.7491e-05
Farmers Mutual Power Association | Northwest Power Area (NWPA) - U.S. Systems | 1992 | 0 | 4.5 | 807 | 238 | 0 | 0 | 0 | 1045 |  | 4.9% | 87874 | 81563 | 0 | 0 | 0 | 169437 | 4.6053e-05
Farmers Mutual Power Association | Northwest Power Area (NWPA) - U.S. Systems | 1993 | 0 | 5.4 | 805 | 265 | 0 | 0 | 0 | 1070 |  | 4.9% | 370521 | 113907 | 7478 | 0 | 0 | 491906 | 0.0001337
Farmers Mutual Power Association | Northwest Power Area (NWPA) - U.S. Systems | 1994 | 0 | 4.84 | 889 | 294 | 0 | 0 | 0 | 1183 |  | 4.9% | 310385 | 225481 | 57781 | 0 | 581 | 594228 | 0.00016151
Farmers Mutual Power Association | Northwest Power Area (NWPA) - U.S. Systems | 1995 | 0 | 8.93 | 761 | 274 | 0 | 0 | 0 | 1035 |  | 4.91% | 4265 | 1087 | 0 | 157 | 885 | 6394 | 1.7379e-06
Farmers Mutual Power Association | Northwest Power Area (NWPA) - U.S. Systems | 1996 | 0 | 0 | 758 | 343 | 0 | 0 | 0 | 1101 |  | 4.91% | 19221 | 24500 | 0 | 0 | 0 | 43721 | 1.1883e-05
Farmers Mutual Power Association | Northwest Power Area (NWPA) - U.S. Systems | 1997 | 0 | 0 | 768 | 405 | 0 | 0 | 0 | 1173 |  | 4.91% | 323641 | 237589 | 49580 | 0 | 0 | 610810 | 0.00016602
Farmers Mutual Power Association | Northwest Power Area (NWPA) - U.S. Systems | 1998 | 0 | 0 | 819 | 348 | 0 | 0 | 0 | 1167 |  | 4.91% | 258621 | 238214 | 162675 | 0 | 0 | 659510 | 0.00017926
Farmers Mutual Power Association | Northwest Power Area (NWPA) - U.S. Systems | 1999 | 0 | 9.01 | 760 | 298 | 0 | 0 | 0 | 1058 |  | 4.92% | 13495 | 2435 | 0 | 0 | 0 | 15930 | 4.3298e-06
Farmers Mutual Power Association | Northwest Power Area (NWPA) - U.S. Systems | 2000 | 0 | 5.35 | 877 | 366 | 0 | 0 | 0 | 1243 |  | 4.92% | 22144 | 15949 | 0 | 47 | 1693 | 39833 | 1.0827e-05
Farmers Mutual Power Association | Northwest Power Area (NWPA) - U.S. Systems | 2001 | 0 | 9.06 | 241 | 0 | 0 | 0 | 0 | 241 |  | 4.92% | 48296 | 5149 | 33127 | 0 | 1315 | 87887 | 2.3888e-05
Farmers Mutual Power Association | Northwest Power Area (NWPA) - U.S. Systems | 2002 | 0 | 14.14 | 261 | 0 | 0 | 0 | 0 | 261 |  | 4.92% | 32377 | 12894 | 19098 | 0 | 154076 | 218445 | 5.9374e-05
Fergus Electric Coop, Inc. | Northwest Power Area (NWPA) - U.S. Systems | 1988 | 0 | 9.88 | 45317 | 10389 | 0 | 187 | 15551 | 71444 |  | 4.92% | 344668 | 156784 | 64771 | 0 | 2031 | 568254 | 0.00015445
Fergus Electric Coop, Inc. | Northwest Power Area (NWPA) - U.S. Systems | 1989 | 0 | 16.29 | 47765 | 12123 | 0 | 187 | 9133 | 69208 |  | 4.92% | 9493466 | 6872029 | 3810640 | 72572 | 0 | 20248707 | 0.0055036
Fergus Electric Coop, Inc. | Northwest Power Area (NWPA) - U.S. Systems | 1990 | 0 | 9.52 | 49174 | 11418 | 9100 | 186 | 2634 | 72512 |  | 4.93% | 23000 | 10300 | 0 | 0 | 4800 | 38100 | 1.0356e-05
Fergus Electric Coop, Inc. | Northwest Power Area (NWPA) - U.S. Systems | 1991 | 0 | 9.53 | 52082 | 12844 | 1562 | 188 | 9059 | 75735 |  | 4.93% | 23000 | 10300 | 0 | 0 | 4800 | 38100 | 1.0356e-05
Fergus Electric Coop, Inc. | Northwest Power Area (NWPA) - U.S. Systems | 1992 | 0 | 9.53 | 48432 | 12844 | 0 | 9 | 14270 | 75555 |  | 4.93% | 39390 | 18280 | 0 | 0 | 0 | 57670 | 1.5675e-05
Fergus Electric Coop, Inc. | Northwest Power Area (NWPA) - U.S. Systems | 1993 | 0 | 9.19 | 54938 | 14236 | 0 | 500 | 10287 | 79961 |  | 4.94% | 244126 | 48746 | 48958 | 0 | 5729 | 347559 | 9.4467e-05
Fergus Electric Coop, Inc. | Northwest Power Area (NWPA) - U.S. Systems | 1994 | 0 | 9.98 | 53202 | 14189 | 0 | 355 | 10763 | 78509 |  | 4.94% | 329085 | 148830 | 67301 | 2159 | 0 | 547375 | 0.00014878
Fergus Electric Coop, Inc. | Northwest Power Area (NWPA) - U.S. Systems | 1995 | 0 | 9.56 | 53849 | 12886 | 0 | 373 | 8662 | 75770 |  | 4.94% | 471230 | 258622 | 249182 | 0 | 0 | 979034 | 0.0002661
Fergus Electric Coop, Inc. | Northwest Power Area (NWPA) - U.S. Systems | 1996 | 0 | 7.66 | 57966 | 15681 | 0 | 1207 | 9450 | 84304 |  | 4.94% | 3385283 | 2167521 | 949512 | 22693 | 0 | 6525009 | 0.0017735
Fergus Electric Coop, Inc. | Northwest Power Area (NWPA) - U.S. Systems | 1997 | 0 | 8.9 | 55101 | 13512 | 0 | 744 | 10226 | 79583 |  | 4.94% | 0 | 0 | 25688254 | 0 | 972034 | 26660288 | 0.0072463
Fergus Electric Coop, Inc. | Northwest Power Area (NWPA) - U.S. Systems | 1998 | 0 | 8.29 | 51879 | 11641 | 0 | 475 | 11318 | 75313 |  | 4.95% | 1991 | 1066 | 0 | 0 | 0 | 3057 | 8.309e-07
Fergus Electric Coop, Inc. | Northwest Power Area (NWPA) - U.S. Systems | 1999 | 0 | 9.54 | 52746 | 9451 | 0 | 445 | 11041 | 73683 |  | 4.95% | 4002 | 4636 | 19292 | 0 | 0 | 27930 | 7.5914e-06
Fergus Electric Coop, Inc. | Northwest Power Area (NWPA) - U.S. Systems | 2000 | 0 | 15.63 | 52488 | 9181 | 0 | 443 | 11313 | 73425 |  | 4.95% | 24161 | 17153 | 0 | 0 | 0 | 41314 | 1.1229e-05
Fergus Electric Coop, Inc. | Northwest Power Area (NWPA) - U.S. Systems | 2001 | 0 | 7.89 | 52688 | 8293 | 0 | 0 | 11551 | 72532 |  | 4.95% | 49520 | 45209 | 0 | 3879 | 845 | 99453 | 2.7032e-05
Fergus Electric Coop, Inc. | Northwest Power Area (NWPA) - U.S. Systems | 2002 | 0 | 9.47 | 54708 | 8435 | 0 | 0 | 11105 | 74248 |  | 4.95% | 51285 | 20619 | 39260 | 223 | 249 | 111636 | 3.0343e-05
Fergus Electric Coop, Inc. | Northwest Power Area (NWPA) - U.S. Systems | 2003 | 0 | 9.77 | 54154 | 21410 | 0 | 0 | 0 | 75564 |  | 4.95% | 50446 | 28227 | 50090 | 68 | 587 | 129418 | 3.5176e-05
Fergus Electric Coop, Inc. | Northwest Power Area (NWPA) - U.S. Systems | 2004 | 0 | 8.24 | 53599 | 21035 | 2329 | 0 | 0 | 76963 |  | 4.95% | 88556 | 45822 | 59729 | 973 | 726 | 195806 | 5.322e-05
Fergus Electric Coop, Inc. | Northwest Power Area (NWPA) - U.S. Systems | 2005 | 0 | 9.57 | 54558 | 52313 | 2135 | 0 | 0 | 109006 |  | 4.95% | 120058 | 76618 | 0 | 0 | 0 | 196676 | 5.3457e-05
Fergus Electric Coop, Inc. | Northwest Power Area (NWPA) - U.S. Systems | 2006 | 0 | 4.39 | 55200 | 71173 | 2400 | 0 | 0 | 128773 |  | 4.95% | 230000 | 171000 | 185000 | 2000 | 6000 | 594000 | 0.00016145
Fillmore City Electric Dept. | Northwest Power Area (NWPA) - U.S. Systems | 1988 | 0 | 12.53 | 7295 | 11838 | 0 | 786 | 0 | 19919 |  | 4.95% | 267784 | 192484 | 175739 | 1680 | 39821 | 677508 | 0.00018415
Fillmore City Electric Dept. | Northwest Power Area (NWPA) - U.S. Systems | 1989 | 0 | 3.49 | 7932 | 13480 | 0 | 786 | 0 | 22198 |  | 4.95% | 610976 | 398752 | 279284 | 2745 | 58258 | 1350015 | 0.00036694
Fillmore City Electric Dept. | Northwest Power Area (NWPA) - U.S. Systems | 1990 | 0 | 7.44 | 7913 | 13246 | 0 | 76 | 0 | 21235 |  | 4.95% | 8869200 | 6495752 | 3707800 | 71886 | 0 | 19144638 | 0.0052035
Fillmore City Electric Dept. | Northwest Power Area (NWPA) - U.S. Systems | 1991 | 0 | 4.24 | 8565 | 13358 | 0 | 78 | 0 | 22001 |  | 4.96% | 23959 | 15602 | 0 | 47 | 1729 | 41337 | 1.1235e-05
Fillmore City Electric Dept. | Northwest Power Area (NWPA) - U.S. Systems | 1992 | 0 | 5.11 | 8044 | 12462 | 0 | 786 | 0 | 21292 |  | 4.96% | 46404 | 31786 | 45210 | 72 | 675 | 124147 | 3.3743e-05
Fillmore City Electric Dept. | Northwest Power Area (NWPA) - U.S. Systems | 1993 | 0 | 18.67 | 7312 | 10267 | 0 | 79 | 0 | 17658 |  | 4.96% | 70252 | 46347 | 31887 | 0 | 0 | 148486 | 4.0359e-05
Fillmore City Electric Dept. | Northwest Power Area (NWPA) - U.S. Systems | 1994 | 0 | 1.68 | 7029 | 14554 | 0 | 79 | 0 | 21662 |  | 4.96% | 87455 | 104527 | 0 | 1082 | 0 | 193064 | 5.2475e-05
Fillmore City Electric Dept. | Northwest Power Area (NWPA) - U.S. Systems | 1995 | 0 | 3.9 | 6343 | 13876 | 0 | 79 | 0 | 20298 |  | 4.96% | 167778 | 37032 | 29138 | 0 | 0 | 233948 | 6.3588e-05
Fillmore City Electric Dept. | Northwest Power Area (NWPA) - U.S. Systems | 1996 | 0 | 1.18 | 6876 | 14444 | 0 | 79 | 0 | 21399 |  | 4.96% | 265163 | 219831 | 49675 | 3449 | 37718 | 575836 | 0.00015651
Fillmore City Electric Dept. | Northwest Power Area (NWPA) - U.S. Systems | 1997 | 0 | 3.23 | 6474 | 14746 | 0 | 79 | 0 | 21299 |  | 4.96% | 244657 | 229906 | 167721 | 0 | 0 | 642284 | 0.00017457
Fillmore City Electric Dept. | Northwest Power Area (NWPA) - U.S. Systems | 1998 | 0 | 4.4 | 6383 | 14887 | 0 | 79 | 0 | 21349 |  | 4.96% | 363850 | 192062 | 809036 | 1652 | 1272 | 1367872 | 0.00037179
Fillmore City Electric Dept. | Northwest Power Area (NWPA) - U.S. Systems | 1999 | 0 | 2.06 | 6381 | 15751 | 0 | 79 | 0 | 22211 |  | 4.97% | 18768 | 32719 | 2303 | 0 | 0 | 53790 | 1.462e-05
Fillmore City Electric Dept. | Northwest Power Area (NWPA) - U.S. Systems | 2000 | 0 | 2.08 | 6550 | 17335 | 0 | 122 | 0 | 24007 |  | 4.97% | 40138 | 45243 | 6825 | 281 | 7260 | 99747 | 2.7111e-05
Fillmore City Electric Dept. | Northwest Power Area (NWPA) - U.S. Systems | 2001 | 0 | 7.58 | 6579 | 10572 | 0 | 0 | 5738 | 22889 |  | 4.97% | 45557 | 5369 | 70280 | 67 | 951 | 122224 | 3.3221e-05
Fillmore City Electric Dept. | Northwest Power Area (NWPA) - U.S. Systems | 2002 | 0 | 5.25 | 6639 | 21604 | 0 | 0 | 1849 | 30092 |  | 4.97% | 175303 | 87101 | 30937 | 0 | 0 | 293341 | 7.9731e-05
Fillmore City Electric Dept. | Northwest Power Area (NWPA) - U.S. Systems | 2003 | 0 | 4.58 | 6460 | 26580 | 0 | 0 | 0 | 33040 |  | 4.97% | 298524 | 199809 | 51704 | 2066 | 52267 | 604370 | 0.00016427
Fillmore City Electric Dept. | Northwest Power Area (NWPA) - U.S. Systems | 2004 | 0 | 4.58 | 6578 | 23158 | 3654 | 0 | 0 | 33390 |  | 4.98% | 44537 | 28654 | 49256 | 78 | 671 | 123196 | 3.3485e-05
Fillmore City Electric Dept. | Northwest Power Area (NWPA) - U.S. Systems | 2005 | 0 | 9.14 | 6511 | 22708 | 3587 | 0 | 0 | 32806 |  | 4.99% | 6971 | 7671 | 0 | 0 | 549 | 15191 | 4.1289e-06
Fillmore City Electric Dept. | Northwest Power Area (NWPA) - U.S. Systems | 2006 | 0 | 7.6 | 7271 | 24538 | 3656 | 0 | 0 | 35465 |  | 4.99% | 54881 | 104954 | 0 | 0 | 0 | 159835 | 4.3443e-05
Fircrest Public Light Utility | Northwest Power Area (NWPA) - U.S. Systems | 1988 | 0 | 4.4 | 34141 | 2854 | 0 | 404 | 2981 | 40380 |  | 4.99% | 254687 | 119183 | 56174 | 1608 | 0 | 431652 | 0.00011732
Fircrest Public Light Utility | Northwest Power Area (NWPA) - U.S. Systems | 1989 | 0 | 5.1 | 33988 | 3021 | 0 | 195 | 3366 | 40570 |  | 4.99% | 234193 | 323032 | 0 | 3280 | 109710 | 670215 | 0.00018217
Fircrest Public Light Utility | Northwest Power Area (NWPA) - U.S. Systems | 1990 | 0 | 3.54 | 34894 | 3332 | 0 | 355 | 3375 | 41956 |  | 5% | 10000 | 7000 | 0 | 0 | 0 | 17000 | 4.6206e-06
Fircrest Public Light Utility | Northwest Power Area (NWPA) - U.S. Systems | 1991 | 0 | 2.84 | 33066 | 3443 | 0 | 761 | 5796 | 43066 |  | 5% | 35088 | 1095 | 0 | 265 | 954 | 37402 | 1.0166e-05
Fircrest Public Light Utility | Northwest Power Area (NWPA) - U.S. Systems | 1992 | 0 | 0 | 33555 | 3111 | 0 | 321 | 2737 | 39724 |  | 5% | 49995 | 5555 | 0 | 0 | 0 | 55550 | 1.5099e-05
Fircrest Public Light Utility | Northwest Power Area (NWPA) - U.S. Systems | 1993 | 0 | 0 | 34667 | 3071 | 0 | 429 | 2891 | 41058 |  | 5% | 59734 | 150988 | 0 | 2444 | 42342 | 255508 | 6.9448e-05
Fircrest Public Light Utility | Northwest Power Area (NWPA) - U.S. Systems | 1994 | 0 | 0 | 32494 | 3406 | 0 | 461 | 3104 | 39465 |  | 5.01% | 118385 | 62454 | 0 | 186 | 7430 | 188455 | 5.1222e-05
Fircrest Public Light Utility | Northwest Power Area (NWPA) - U.S. Systems | 1995 | 0 | 0 | 31979 | 3781 | 0 | 510 | 3108 | 39378 |  | 5.01% | 114358 | 82186 | 27747 | 0 | 1149 | 225440 | 6.1275e-05
Fircrest Public Light Utility | Northwest Power Area (NWPA) - U.S. Systems | 1996 | 0 | 0 | 31511 | 3637 | 0 | 404 | 3189 | 38741 |  | 5.01% | 189216 | 109478 | 61123 | 1736 | 1968 | 363521 | 9.8806e-05
Fircrest Public Light Utility | Northwest Power Area (NWPA) - U.S. Systems | 1997 | 0 | 0 | 31067 | 3486 | 0 | 220 | 3019 | 37792 |  | 5.01% | 105794 | 62315 | 316105 | 0 | 0 | 484214 | 0.00013161
Fircrest Public Light Utility | Northwest Power Area (NWPA) - U.S. Systems | 1998 | 0 | 0 | 30460 | 3551 | 0 | 293 | 2699 | 37003 |  | 5.01% | 254024 | 159641 | 175200 | 1730 | 32996 | 623591 | 0.00016949
Fircrest Public Light Utility | Northwest Power Area (NWPA) - U.S. Systems | 1999 | 0 | 0 | 29054 | 3224 | 0 | 241 | 2558 | 35077 |  | 5.01% | 9873840 | 8331965 | 1385832 | 0 | 0 | 19591637 | 0.005325
Fircrest Public Light Utility | Northwest Power Area (NWPA) - U.S. Systems | 2000 | 0 | 6.61 | 31988 | 3154 | 0 | 2716 | 0 | 37858 |  | 5.02% | 10974 | 0 | 0 | 0 | 6664 | 17638 | 4.794e-06
Fircrest Public Light Utility | Northwest Power Area (NWPA) - U.S. Systems | 2001 | 0 | 0 | 23749 | 2395 | 0 | 0 | 2110 | 28254 |  | 5.02% | 15358 | 2331 | 18281 | 0 | 0 | 35970 | 9.7767e-06
Flathead Electric Coop, Inc. | Northwest Power Area (NWPA) - U.S. Systems | 1988 | 0 | 9.01 | 96473 | 32461 | 0 | 81 | 2343 | 131358 |  | 5.02% | 191019 | 107460 | 58761 | 1771 | 1901 | 360912 | 9.8097e-05
Flathead Electric Coop, Inc. | Northwest Power Area (NWPA) - U.S. Systems | 1989 | 0 | 9.13 | 106000 | 33000 | 0 | 0 | 2300 | 141300 |  | 5.03% | 8138 | 12718 | 0 | 0 | 0 | 20856 | 5.6687e-06
Flathead Electric Coop, Inc. | Northwest Power Area (NWPA) - U.S. Systems | 1990 | 0 | 8.61 | 104824 | 32056 | 0 | 82 | 2552 | 139514 |  | 5.03% | 7658 | 3658 | 11751 | 58 | 155 | 23280 | 6.3275e-06
Flathead Electric Coop, Inc. | Northwest Power Area (NWPA) - U.S. Systems | 1991 | 0 | 7.77 | 114481 | 16568 | 13448 | 82 | 8407 | 152986 |  | 5.03% | 106435 | 68608 | 23790 | 1053 | 0 | 199886 | 5.4329e-05
Flathead Electric Coop, Inc. | Northwest Power Area (NWPA) - U.S. Systems | 1992 | 0 | 8.9 | 104445 | 31067 | 0 | 2597 | 12052 | 150161 |  | 5.03% | 109539 | 36753 | 80219 | 0 | 0 | 226511 | 6.1566e-05
Flathead Electric Coop, Inc. | Northwest Power Area (NWPA) - U.S. Systems | 1993 | 0 | 8.8 | 120681 | 37078 | 0 | 69 | 8372 | 166200 |  | 5.03% | 251360 | 88932 | 103700 | 0 | 0 | 443992 | 0.00012068
Flathead Electric Coop, Inc. | Northwest Power Area (NWPA) - U.S. Systems | 1994 | 0 | 8.42 | 119156 | 41922 | 0 | 52 | 14128 | 175258 |  | 5.04% | 104680 | 63864 | 24186 | 1113 | 0 | 193843 | 5.2687e-05
Flathead Electric Coop, Inc. | Northwest Power Area (NWPA) - U.S. Systems | 1995 | 0 | 5.33 | 126422 | 43847 | 86882 | 51 | 11055 | 268257 |  | 5.04% | 104190 | 73240 | 292341 | 0 | 0 | 469771 | 0.00012768
Flathead Electric Coop, Inc. | Northwest Power Area (NWPA) - U.S. Systems | 1996 | 0 | 1.61 | 139493 | 48950 | 1334083 | 58 | 11990 | 1534574 |  | 5.04% | 281972 | 292118 | 261691 | 0 | 0 | 835781 | 0.00022717
Flathead Electric Coop, Inc. | Northwest Power Area (NWPA) - U.S. Systems | 1997 | 0 | 0.65 | 140212 | 48880 | 1215795 | 55 | 10827 | 1415769 |  | 5.04% | 69927 | 27877 | 911641 | 0 | 0 | 1009445 | 0.00027437
Flathead Electric Coop, Inc. | Northwest Power Area (NWPA) - U.S. Systems | 1998 | 0 | 1.73 | 186255 | 76812 | 1125450 | 161 | 12032 | 1400710 |  | 5.05% | 27470 | 13000 | 12440 | 290 | 3770 | 56970 | 1.5485e-05
Flathead Electric Coop, Inc. | Northwest Power Area (NWPA) - U.S. Systems | 1999 | 0 | 2.5 | 397971 | 150746 | 1926643 | 772 | 15676 | 2491808 |  | 5.05% | 29411 | 13355 | 14683 | 0 | 132514 | 189963 | 5.1632e-05
Flathead Electric Coop, Inc. | Northwest Power Area (NWPA) - U.S. Systems | 2000 | 0 | 3.45 | 422448 | 217100 | 1159767 | 3164 | 16738 | 1819217 |  | 5.05% | 111671 | 82268 | 25435 | 1085 | 0 | 220459 | 5.9921e-05
Flathead Electric Coop, Inc. | Northwest Power Area (NWPA) - U.S. Systems | 2001 | 0 | 6.74 | 452983 | 292809 | 366077 | 0 | 18982 | 1130851 |  | 5.05% | 342543 | 122913 | 148482 | 1200 | 59717 | 674855 | 0.00018343
Flathead Electric Coop, Inc. | Northwest Power Area (NWPA) - U.S. Systems | 2002 | 0 | 5.14 | 528966 | 375334 | 437179 | 0 | 10698 | 1352177 |  | 5.05% | 0 | 0 | 23547414 | 0 | 1137338 | 24684752 | 0.0067094
Flathead Electric Coop, Inc. | Northwest Power Area (NWPA) - U.S. Systems | 2003 | 0 | 5.26 | 523003 | 377874 | 386893 | 0 | 0 | 1287770 |  | 5.06% | 179320 | 106732 | 19703 | 0 | 21539 | 327294 | 8.8959e-05
Flathead Electric Coop, Inc. | Northwest Power Area (NWPA) - U.S. Systems | 2004 | 0 | 5.57 | 540207 | 383630 | 350294 | 0 | 0 | 1274131 |  | 5.06% | 284172 | 204817 | 46312 | 1631 | 65956 | 602888 | 0.00016387
Flathead Electric Coop, Inc. | Northwest Power Area (NWPA) - U.S. Systems | 2005 | 0 | 7.53 | 568902 | 400358 | 335259 | 0 | 0 | 1304519 |  | 5.06% | 12968523 | 12298990 | 20965861 | 130442 | 520985 | 46884801 | 0.012743
Flathead Electric Coop, Inc. | Northwest Power Area (NWPA) - U.S. Systems | 2006 | 0 | 4.68 | 604712 | 426594 | 349055 | 0 | 0 | 1380361 |  | 5.07% | 30748 | 19348 | 1009 | 0 | 0 | 51105 | 1.389e-05
Flowell Electric Association, Inc. | Northwest Power Area (NWPA) - U.S. Systems | 1988 | 0 | 11.35 | 2165 | 468 | 0 | 0 | 9198 | 11831 |  | 5.07% | 35369 | 38312 | 0 | 0 | 0 | 73681 | 2.0027e-05
Flowell Electric Association, Inc. | Northwest Power Area (NWPA) - U.S. Systems | 1989 | 0 | 7.75 | 2200 | 500 | 0 | 0 | 13500 | 16200 |  | 5.07% | 314950 | 57501 | 67356 | 640 | 10845 | 451292 | 0.00012266
Flowell Electric Association, Inc. | Northwest Power Area (NWPA) - U.S. Systems | 1990 | 0 | 9.2 | 2042 | 472 | 0 | 0 | 16317 | 18831 |  | 5.07% | 259565 | 98377 | 97540 | 0 | 0 | 455482 | 0.0001238
Flowell Electric Association, Inc. | Northwest Power Area (NWPA) - U.S. Systems | 1991 | 0 | 8.86 | 2112 | 505 | 102 | 0 | 14306 | 17025 |  | 5.07% | 8491550 | 5411623 | 3427941 | 69603 | 0 | 17400717 | 0.0047295
Flowell Electric Association, Inc. | Northwest Power Area (NWPA) - U.S. Systems | 1992 | 0 | 9.04 | 1995 | 505 | 442 | 0 | 16868 | 19810 |  | 5.08% | 8992 | 4072 | 0 | 0 | 0 | 13064 | 3.5508e-06
Flowell Electric Association, Inc. | Northwest Power Area (NWPA) - U.S. Systems | 1993 | 0 | 9.1 | 2102 | 589 | 437 | 0 | 15478 | 18606 |  | 5.08% | 2042704 | 2782368 | 3982260 | 13333 | 0 | 8820665 | 0.0023975
Flowell Electric Association, Inc. | Northwest Power Area (NWPA) - U.S. Systems | 1994 | 0 | 8.35 | 2083 | 625 | 435 | 0 | 17431 | 20574 |  | 5.09% | 1594 | 139 | 0 | 0 | 0 | 1733 | 4.7103e-07
Flowell Electric Association, Inc. | Northwest Power Area (NWPA) - U.S. Systems | 1995 | 0 | 8.37 | 2001 | 609 | 415 | 0 | 14411 | 17436 |  | 5.09% | 176290 | 61669 | 30064 | 592 | 24894 | 293509 | 7.9776e-05
Flowell Electric Association, Inc. | Northwest Power Area (NWPA) - U.S. Systems | 1996 | 0 | 7.9 | 2098 | 644 | 438 | 0 | 16138 | 19318 |  | 5.1% | 33988 | 3021 | 0 | 195 | 3366 | 40570 | 1.1027e-05
Flowell Electric Association, Inc. | Northwest Power Area (NWPA) - U.S. Systems | 1997 | 0 | 6.59 | 2150 | 1216 | 13769 | 0 | 0 | 17135 |  | 5.1% | 3221824 | 3560037 | 1474752 | 97177 | 894097 | 9247887 | 0.0025136
Flowell Electric Association, Inc. | Northwest Power Area (NWPA) - U.S. Systems | 1998 | 0 | 11.96 | 2010 | 1294 | 13196 | 0 | 0 | 16500 |  | 5.11% | 2051 | 845 | 0 | 0 | 0 | 2896 | 7.8714e-07
Flowell Electric Association, Inc. | Northwest Power Area (NWPA) - U.S. Systems | 1999 | 0 | 10.03 | 2035 | 772 | 884 | 0 | 14021 | 17712 |  | 5.11% | 3887 | 1866 | 0 | 0 | 518 | 6271 | 1.7045e-06
Flowell Electric Association, Inc. | Northwest Power Area (NWPA) - U.S. Systems | 2000 | 0 | 11.8 | 2114 | 861 | 1095 | 4 | 16912 | 20986 |  | 5.11% | 8044 | 12462 | 0 | 786 | 0 | 21292 | 5.7872e-06
Flowell Electric Association, Inc. | Northwest Power Area (NWPA) - U.S. Systems | 2001 | 0 | 12.11 | 2097 | 1769 | 175 | 0 | 18604 | 22645 |  | 5.11% | 6645119 | 6267148 | 4053517 | 101224 | 0 | 17067008 | 0.0046388
Flowell Electric Association, Inc. | Northwest Power Area (NWPA) - U.S. Systems | 2002 | 0 | 8.59 | 2183 | 2115 | 33 | 0 | 22066 | 26397 |  | 5.12% | 2031 | 549 | 0 | 0 | 514 | 3094 | 8.4096e-07
Flowell Electric Association, Inc. | Northwest Power Area (NWPA) - U.S. Systems | 2003 | 0 | 10.17 | 2247 | 21077 | 59 | 0 | 0 | 23383 |  | 5.12% | 2068 | 1840 | 0 | 0 | 0 | 3908 | 1.0622e-06
Flowell Electric Association, Inc. | Northwest Power Area (NWPA) - U.S. Systems | 2004 | 0 | 10.12 | 2239 | 2159 | 19259 | 0 | 0 | 23657 |  | 5.12% | 40105 | 21275 | 0 | 73 | 18634 | 80087 | 2.1768e-05
Flowell Electric Association, Inc. | Northwest Power Area (NWPA) - U.S. Systems | 2005 | 0 | 8.91 | 2228 | 2139 | 19805 | 0 | 0 | 24172 |  | 5.12% | 49013 | 5698 | 69382 | 70 | 816 | 124979 | 3.397e-05
Flowell Electric Association, Inc. | Northwest Power Area (NWPA) - U.S. Systems | 2006 | 0 | 10.69 | 2444 | 2048 | 22121 | 0 | 0 | 26613 |  | 5.12% | 127032 | 54583 | 0 | 186 | 6374 | 188175 | 5.1146e-05
Forest Grove Light & Power Dept. | Northwest Power Area (NWPA) - U.S. Systems | 1988 | 0 | 2.7 | 94150 | 46662 | 48919 | 971 | 416 | 191118 |  | 5.12% | 35817 | 3514 | 36477 | 0 | 170397 | 246205 | 6.6919e-05
Forest Grove Light & Power Dept. | Northwest Power Area (NWPA) - U.S. Systems | 1989 | 0 | 4.23 | 92549 | 47248 | 50863 | 968 | 392 | 192020 |  | 5.12% | 117315 | 74649 | 253783 | 0 | 22722 | 468469 | 0.00012733
Forest Grove Light & Power Dept. | Northwest Power Area (NWPA) - U.S. Systems | 1990 | 0 | 4.6 | 91519 | 47913 | 53816 | 908 | 481 | 194637 |  | 5.13% | 32000 | 4000 | 0 | 0 | 1000 | 37000 | 1.0057e-05
Forest Grove Light & Power Dept. | Northwest Power Area (NWPA) - U.S. Systems | 1991 | 0 | 2.02 | 98044 | 48700 | 55622 | 936 | 463 | 203765 |  | 5.13% | 196298 | 73528 | 7598 | 0 | 4311 | 281735 | 7.6576e-05
Forest Grove Light & Power Dept. | Northwest Power Area (NWPA) - U.S. Systems | 1992 | 0 | 4.95 | 88556 | 45822 | 59729 | 973 | 726 | 195806 |  | 5.13% | 420184 | 75099 | 156085 | 0 | 0 | 651368 | 0.00017704
Forest Grove Light & Power Dept. | Northwest Power Area (NWPA) - U.S. Systems | 1993 | 0 | 2.52 | 101521 | 49938 | 62757 | 969 | 612 | 215797 |  | 5.14% | 102812 | 39382 | 97025 | 0 | 0 | 239219 | 6.502e-05
Forest Grove Light & Power Dept. | Northwest Power Area (NWPA) - U.S. Systems | 1994 | 0 | 4.08 | 97927 | 49293 | 66978 | 950 | 785 | 215933 |  | 5.14% | 281673 | 243485 | 40081 | 3187 | 37836 | 606262 | 0.00016478
Forest Grove Light & Power Dept. | Northwest Power Area (NWPA) - U.S. Systems | 1995 | 0 | 3.94 | 93437 | 47464 | 70446 | 943 | 680 | 212970 |  | 5.14% | 479147 | 217791 | 415388 | 4506 | 0 | 1116832 | 0.00030356
Forest Grove Light & Power Dept. | Northwest Power Area (NWPA) - U.S. Systems | 1996 | 0 | 9.64 | 101390 | 41961 | 79946 | 928 | 611 | 224836 |  | 5.14% | 528966 | 375334 | 437179 | 0 | 10698 | 1352177 | 0.00036752
Forest Grove Light & Power Dept. | Northwest Power Area (NWPA) - U.S. Systems | 1997 | 0 | 3.79 | 100430 | 42464 | 79462 | 990 | 586 | 223932 |  | 5.14% | 2989223 | 2143057 | 1342912 | 21074 | 14449 | 6510715 | 0.0017696
Forest Grove Light & Power Dept. | Northwest Power Area (NWPA) - U.S. Systems | 1998 | 0 | 3.54 | 102048 | 44476 | 79479 | 1037 | 651 | 227691 |  | 5.15% | 30329 | 19533 | 1732 | 0 | 5021 | 56615 | 1.5388e-05
Forest Grove Light & Power Dept. | Northwest Power Area (NWPA) - U.S. Systems | 1999 | 0 | 2.97 | 107009 | 48066 | 87416 | 1093 | 813 | 244397 |  | 5.15% | 38499 | 46607 | 0 | 0 | 1309 | 86415 | 2.3488e-05
Forest Grove Light & Power Dept. | Northwest Power Area (NWPA) - U.S. Systems | 2000 | 0 | 3.61 | 107893 | 50198 | 93157 | 1106 | 723 | 253077 |  | 5.15% | 193412 | 113204 | 87369 | 4030 | 0 | 398015 | 0.00010818
Forest Grove Light & Power Dept. | Northwest Power Area (NWPA) - U.S. Systems | 2001 | 0 | 2.84 | 105049 | 45737 | 84879 | 0 | 1691 | 237356 |  | 5.15% | 226144 | 78714 | 90658 | 152 | 6648 | 402316 | 0.00010935
Forest Grove Light & Power Dept. | Northwest Power Area (NWPA) - U.S. Systems | 2002 | 0 | 3.35 | 106081 | 39472 | 92452 | 0 | 1805 | 239810 |  | 5.15% | 2069140 | 2812729 | 3847302 | 0 | 11963 | 8741134 | 0.0023759
Forest Grove Light & Power Dept. | Northwest Power Area (NWPA) - U.S. Systems | 2003 | 0 | 5.14 | 102812 | 39382 | 97025 | 0 | 0 | 239219 |  | 5.15% | 6715316 | 6145436 | 3869612 | 99515 | 0 | 16829879 | 0.0045744
Forest Grove Light & Power Dept. | Northwest Power Area (NWPA) - U.S. Systems | 2004 | 0 | 3.44 | 104622 | 47378 | 98250 | 0 | 0 | 250250 |  | 5.16% | 2446 | 568 | 0 | 0 | 348 | 3362 | 9.138e-07
Forest Grove Light & Power Dept. | Northwest Power Area (NWPA) - U.S. Systems | 2005 | 0 | 2.38 | 105163 | 52332 | 92500 | 0 | 0 | 249995 |  | 5.16% | 8907 | 4817 | 0 | 430 | 5086 | 19240 | 5.2295e-06
Forest Grove Light & Power Dept. | Northwest Power Area (NWPA) - U.S. Systems | 2006 | 0 | 3.82 | 108714 | 45907 | 92653 | 0 | 0 | 247274 |  | 5.16% | 58300 | 182329 | 0 | 2407 | 0 | 243036 | 6.6058e-05
Garkane Energy Cooperative, Inc. | Northwest Power Area (NWPA) - U.S. Systems | 1988 | 0 | 10.71 | 42582 | 19906 | 52210 | 166 | 7523 | 122387 |  | 5.16% | 185166 | 105903 | 67765 | 1752 | 1995 | 362581 | 9.855e-05
Garkane Energy Cooperative, Inc. | Northwest Power Area (NWPA) - U.S. Systems | 1989 | 0 | 11.75 | 42010 | 21323 | 50488 | 181 | 7931 | 121933 |  | 5.16% | 242155 | 230856 | 161963 | 0 | 0 | 634974 | 0.00017259
Garkane Energy Cooperative, Inc. | Northwest Power Area (NWPA) - U.S. Systems | 1990 | 0 | 11.37 | 42904 | 22581 | 46178 | 183 | 8416 | 120262 |  | 5.16% | 9070924 | 6209865 | 3699711 | 68404 | 0 | 19048904 | 0.0051775
Garkane Energy Cooperative, Inc. | Northwest Power Area (NWPA) - U.S. Systems | 1991 | 0 | 8.58 | 46034 | 25125 | 42259 | 188 | 8466 | 122072 |  | 5.17% | 3082495 | 2221247 | 1148358 | 21228 | 15018 | 6488346 | 0.0017635
Garkane Energy Cooperative, Inc. | Northwest Power Area (NWPA) - U.S. Systems | 1992 | 0 | 10.64 | 44673 | 25468 | 36394 | 201 | 8407 | 115143 |  | 5.18% | 10417 | 10197 | 0 | 0 | 0 | 20614 | 5.6029e-06
Garkane Energy Cooperative, Inc. | Northwest Power Area (NWPA) - U.S. Systems | 1993 | 0 | 8.36 | 47469 | 30788 | 30514 | 169 | 8760 | 117700 |  | 5.19% | 11621 | 8400 | 0 | 0 | 432 | 20453 | 5.5592e-06
Garkane Energy Cooperative, Inc. | Northwest Power Area (NWPA) - U.S. Systems | 1994 | 0 | 7.63 | 43835 | 30938 | 31431 | 3538 | 3828 | 113570 |  | 5.19% | 16408 | 14458 | 35726 | 0 | 0 | 66592 | 1.81e-05
Garkane Energy Cooperative, Inc. | Northwest Power Area (NWPA) - U.S. Systems | 1995 | 0 | 9.35 | 39275 | 30520 | 25850 | 3193 | 3628 | 102466 |  | 5.19% | 36216 | 19321 | 27814 | 61 | 166459 | 249871 | 6.7915e-05
Garkane Energy Cooperative, Inc. | Northwest Power Area (NWPA) - U.S. Systems | 1996 | 0 | 9.23 | 41379 | 32784 | 24075 | 135 | 6868 | 105241 |  | 5.19% | 147276 | 226222 | 96985 | 0 | 0 | 470483 | 0.00012788
Garkane Energy Cooperative, Inc. | Northwest Power Area (NWPA) - U.S. Systems | 1997 | 0 | 8.15 | 43321 | 35707 | 24109 | 158 | 5926 | 109221 |  | 5.19% | 305641 | 127629 | 62002 | 1810 | 0 | 497082 | 0.00013511
Garkane Energy Cooperative, Inc. | Northwest Power Area (NWPA) - U.S. Systems | 1998 | 0 | 7.68 | 45437 | 37523 | 21961 | 161 | 6431 | 111513 |  | 5.19% | 246858 | 185361 | 172302 | 0 | 47609 | 652130 | 0.00017725
Garkane Energy Cooperative, Inc. | Northwest Power Area (NWPA) - U.S. Systems | 1999 | 0 | 7.55 | 46501 | 40006 | 23017 | 162 | 6404 | 116090 |  | 5.2% | 35007 | 44581 | 0 | 0 | 3800 | 83388 | 2.2665e-05
Garkane Energy Cooperative, Inc. | Northwest Power Area (NWPA) - U.S. Systems | 2000 | 0 | 8.05 | 49369 | 41465 | 22787 | 176 | 6970 | 120767 |  | 5.2% | 58793 | 19043 | 28803 | 197 | 67159 | 173995 | 4.7292e-05
Garkane Energy Cooperative, Inc. | Northwest Power Area (NWPA) - U.S. Systems | 2001 | 0 | 7.47 | 50503 | 39872 | 21936 | 0 | 7907 | 120218 |  | 5.2% | 330408 | 78000 | 129000 | 0 | 0 | 537408 | 0.00014607
Garkane Energy Cooperative, Inc. | Northwest Power Area (NWPA) - U.S. Systems | 2002 | 0 | 8.11 | 52577 | 35513 | 22299 | 0 | 11827 | 122216 |  | 5.21% | 27250 | 21835 | 0 | 0 | 0 | 49085 | 1.3341e-05
Garkane Energy Cooperative, Inc. | Northwest Power Area (NWPA) - U.S. Systems | 2003 | 0 | 8.46 | 54190 | 48022 | 22019 | 0 | 0 | 124231 |  | 5.21% | 13210 | 1504 | 42902 | 0 | 0 | 57616 | 1.566e-05
Garkane Energy Cooperative, Inc. | Northwest Power Area (NWPA) - U.S. Systems | 2004 | 0 | 8.81 | 52528 | 63917 | 21691 | 0 | 0 | 138136 |  | 5.21% | 55988 | 43673 | 49460 | 68 | 874 | 150063 | 4.0787e-05
Garkane Energy Cooperative, Inc. | Northwest Power Area (NWPA) - U.S. Systems | 2005 | 0 | 8.9 | 70525 | 64792 | 22323 | 0 | 0 | 157640 |  | 5.21% | 123918 | 51627 | 0 | 0 | 6 | 175551 | 4.7715e-05
Garkane Energy Cooperative, Inc. | Northwest Power Area (NWPA) - U.S. Systems | 2006 | 0 | 9.23 | 77961 | 69190 | 23930 | 0 | 0 | 171081 |  | 5.21% | 379610 | 71343 | 106737 | 0 | 0 | 557690 | 0.00015158
Glacier Electric Coop, Inc. | Northwest Power Area (NWPA) - U.S. Systems | 1988 | 0 | 10.25 | 56230 | 72992 | 5239 | 595 | 4589 | 139645 |  | 5.21% | 277576 | 183913 | 71331 | 2000 | 49246 | 584066 | 0.00015875
Glacier Electric Coop, Inc. | Northwest Power Area (NWPA) - U.S. Systems | 1989 | 0 | 9.68 | 60626 | 70228 | 7262 | 636 | 2310 | 141062 |  | 5.22% | 11679 | 11034 | 0 | 0 | 699 | 23412 | 6.3634e-06
Glacier Electric Coop, Inc. | Northwest Power Area (NWPA) - U.S. Systems | 1990 | 0 | 9.12 | 57450 | 73937 | 6392 | 647 | 3998 | 142424 |  | 5.22% | 35044 | 18949 | 20887 | 0 | 145046 | 219926 | 5.9776e-05
Glacier Electric Coop, Inc. | Northwest Power Area (NWPA) - U.S. Systems | 1991 | 0 | 8.5 | 59323 | 73265 | 6998 | 636 | 2649 | 142871 |  | 5.22% | 13572463 | 14059858 | 18740702 | 0 | 656901 | 47029924 | 0.012783
Glacier Electric Coop, Inc. | Northwest Power Area (NWPA) - U.S. Systems | 1992 | 0 | 10.27 | 53984 | 67397 | 7495 | 609 | 3361 | 132846 |  | 5.23% | 46862 | 42043 | 0 | 0 | 0 | 88905 | 2.4165e-05
Glacier Electric Coop, Inc. | Northwest Power Area (NWPA) - U.S. Systems | 1993 | 0 | 9.55 | 61459 | 71079 | 8887 | 595 | 830 | 142850 |  | 5.23% | 321746 | 68351 | 4784 | 0 | 22776 | 417657 | 0.00011352
Glacier Electric Coop, Inc. | Northwest Power Area (NWPA) - U.S. Systems | 1994 | 0 | 9.03 | 59357 | 68891 | 9768 | 664 | 3371 | 142051 |  | 5.23% | 381314 | 56221 | 107175 | 0 | 15399 | 560109 | 0.00015224
Glacier Electric Coop, Inc. | Northwest Power Area (NWPA) - U.S. Systems | 1995 | 0 | 8.53 | 60824 | 69272 | 13373 | 681 | 646 | 144796 |  | 5.24% | 231902 | 76356 | 96062 | 0 | 6966 | 411286 | 0.00011179
Glacier Electric Coop, Inc. | Northwest Power Area (NWPA) - U.S. Systems | 1996 | 0 | 12.16 | 64592 | 72363 | 20092 | 684 | 3386 | 161117 |  | 5.25% | 6639 | 21604 | 0 | 0 | 1849 | 30092 | 8.1791e-06
Glacier Electric Coop, Inc. | Northwest Power Area (NWPA) - U.S. Systems | 1997 | 0 | 8.25 | 63372 | 69237 | 20100 | 681 | 2954 | 156344 |  | 5.25% | 60586 | 21625 | 27784 | 0 | 0 | 109995 | 2.9897e-05
Glacier Electric Coop, Inc. | Northwest Power Area (NWPA) - U.S. Systems | 1998 | 0 | 9.24 | 58280 | 69013 | 20069 | 781 | 3553 | 151696 |  | 5.25% | 50070 | 29076 | 51132 | 66 | 758 | 131102 | 3.5634e-05
Glacier Electric Coop, Inc. | Northwest Power Area (NWPA) - U.S. Systems | 1999 | 0 | 5.44 | 63877 | 63704 | 21691 | 885 | 4304 | 154461 |  | 5.25% | 112782 | 82104 | 26053 | 0 | 1060 | 221999 | 6.034e-05
Glacier Electric Coop, Inc. | Northwest Power Area (NWPA) - U.S. Systems | 2000 | 0 | 8.35 | 62105 | 67071 | 21029 | 843 | 4287 | 155335 |  | 5.25% | 171315 | 85727 | 34588 | 364 | 0 | 291994 | 7.9365e-05
Glacier Electric Coop, Inc. | Northwest Power Area (NWPA) - U.S. Systems | 2001 | 0 | 8.84 | 58908 | 65130 | 21899 | 0 | 4453 | 150390 |  | 5.26% | 2257 | 574 | 0 | 0 | 320 | 3151 | 8.5645e-07
Glacier Electric Coop, Inc. | Northwest Power Area (NWPA) - U.S. Systems | 2002 | 0 | 9.12 | 61913 | 64186 | 25562 | 0 | 3371 | 155032 |  | 5.26% | 12000 | 0 | 0 | 0 | 6000 | 18000 | 4.8924e-06
Glacier Electric Coop, Inc. | Northwest Power Area (NWPA) - U.S. Systems | 2003 | 0 | 7.58 | 60438 | 69940 | 25906 | 0 | 0 | 156284 |  | 5.26% | 12000 | 0 | 0 | 0 | 6000 | 18000 | 4.8924e-06
Glacier Electric Coop, Inc. | Northwest Power Area (NWPA) - U.S. Systems | 2004 | 0 | 8.3 | 59798 | 70298 | 25510 | 0 | 0 | 155606 |  | 5.26% | 23600 | 3617 | 1874 | 56 | 21647 | 50794 | 1.3806e-05
Glacier Electric Coop, Inc. | Northwest Power Area (NWPA) - U.S. Systems | 2005 | 0 | 8.13 | 61272 | 70191 | 23997 | 0 | 0 | 155460 |  | 5.26% | 523003 | 377874 | 386893 | 0 | 0 | 1287770 | 0.00035002
Glacier Electric Coop, Inc. | Northwest Power Area (NWPA) - U.S. Systems | 2006 | 0 | 8.49 | 60752 | 73155 | 21601 | 0 | 0 | 155508 |  | 5.27% | 2100 | 609 | 0 | 0 | 346 | 3055 | 8.3035e-07
Goldenwest Electric Coop, Inc. | Northwest Power Area (NWPA) - U.S. Systems | 1988 | 0 | 6.31 | 9691 | 8662 | 0 | 6 | 0 | 18359 |  | 5.27% | 121063 | 57396 | 50226 | 2112 | 34404 | 265201 | 7.2082e-05
Goldenwest Electric Coop, Inc. | Northwest Power Area (NWPA) - U.S. Systems | 1989 | 0 | 10.72 | 9208 | 5829 | 0 | 6 | 0 | 15043 |  | 5.27% | 192572 | 120388 | 69780 | 0 | 0 | 382740 | 0.00010403
Goldenwest Electric Coop, Inc. | Northwest Power Area (NWPA) - U.S. Systems | 1990 | 0 | 10.11 | 8637 | 5299 | 0 | 71 | 0 | 14007 |  | 5.27% | 2089247 | 2718461 | 370184 | 0 | 0 | 5177892 | 0.0014074
Goldenwest Electric Coop, Inc. | Northwest Power Area (NWPA) - U.S. Systems | 1991 | 0 | 10.52 | 8971 | 4197 | 0 | 6 | 199 | 13373 |  | 5.28% | 50873 | 61164 | 0 | 0 | 0 | 112037 | 3.0452e-05
Goldenwest Electric Coop, Inc. | Northwest Power Area (NWPA) - U.S. Systems | 1992 | 0 | 11.01 | 8244 | 3432 | 0 | 6 | 204 | 11886 |  | 5.28% | 172389 | 99548 | 60058 | 1715 | 2768 | 336478 | 9.1455e-05
Goldenwest Electric Coop, Inc. | Northwest Power Area (NWPA) - U.S. Systems | 1993 | 0 | 10.89 | 8814 | 3371 | 0 | 7 | 223 | 12415 |  | 5.28% | 233607 | 73373 | 98295 | 164 | 6831 | 412270 | 0.00011206
Goldenwest Electric Coop, Inc. | Northwest Power Area (NWPA) - U.S. Systems | 1994 | 0 | 11.41 | 8917 | 2906 | 0 | 7 | 266 | 12096 |  | 5.28% | 3314126 | 3742142 | 1341721 | 95565 | 904339 | 9397893 | 0.0025544
Goldenwest Electric Coop, Inc. | Northwest Power Area (NWPA) - U.S. Systems | 1995 | 0 | 11.79 | 9103 | 2759 | 0 | 7 | 246 | 12115 |  | 5.29% | 37459 | 31633 | 29597 | 0 | 0 | 98689 | 2.6824e-05
Goldenwest Electric Coop, Inc. | Northwest Power Area (NWPA) - U.S. Systems | 1996 | 0 | 16.97 | 9510 | 2942 | 0 | 7 | 262 | 12721 |  | 5.29% | 42821 | 64477 | 0 | 0 | 46 | 107344 | 2.9176e-05
Goldenwest Electric Coop, Inc. | Northwest Power Area (NWPA) - U.S. Systems | 1997 | 0 | 9.36 | 9360 | 2777 | 0 | 6 | 321 | 12464 |  | 5.29% | 187803 | 92119 | 40632 | 378 | 0 | 320932 | 8.723e-05
Goldenwest Electric Coop, Inc. | Northwest Power Area (NWPA) - U.S. Systems | 1998 | 0 | 13.17 | 8780 | 2745 | 0 | 7 | 336 | 11868 |  | 5.29% | 232868 | 287648 | 0 | 2397 | 102629 | 625542 | 0.00017002
Goldenwest Electric Coop, Inc. | Northwest Power Area (NWPA) - U.S. Systems | 1999 | 0 | 7.81 | 8627 | 2800 | 0 | 7 | 377 | 11811 |  | 5.29% | 3134141 | 2373314 | 1644101 | 21760 | 14066 | 7187382 | 0.0019535
Goldenwest Electric Coop, Inc. | Northwest Power Area (NWPA) - U.S. Systems | 2000 | 0 | 11.1 | 8738 | 2905 | 0 | 7 | 535 | 12185 |  | 5.3% | 47323 | 5043 | 39420 | 0 | 1615 | 93401 | 2.5387e-05
Goldenwest Electric Coop, Inc. | Northwest Power Area (NWPA) - U.S. Systems | 2001 | 0 | 8.53 | 8607 | 5238 | 0 | 0 | 449 | 14294 |  | 5.3% | 58155 | 5049 | 65799 | 0 | 0 | 129003 | 3.5063e-05
Goldenwest Electric Coop, Inc. | Northwest Power Area (NWPA) - U.S. Systems | 2002 | 0 | 7.13 | 9111 | 6895 | 0 | 0 | 519 | 16525 |  | 5.3% | 113861 | 80313 | 22908 | 1073 | 0 | 218155 | 5.9295e-05
Goldenwest Electric Coop, Inc. | Northwest Power Area (NWPA) - U.S. Systems | 2003 | 0 | 12.91 | 9632 | 6778 | 0 | 0 | 0 | 16410 |  | 5.3% | 50288 | 53432 | 602532 | 0 | 0 | 706252 | 0.00019196
Goldenwest Electric Coop, Inc. | Northwest Power Area (NWPA) - U.S. Systems | 2004 | 0 | 12.31 | 9475 | 7237 | 0 | 0 | 0 | 16712 |  | 5.3% | 617906 | 384115 | 266731 | 0 | 63520 | 1332272 | 0.00036211
Goldenwest Electric Coop, Inc. | Northwest Power Area (NWPA) - U.S. Systems | 2005 | 0 | 12.83 | 9598 | 9075 | 0 | 0 | 0 | 18673 |  | 5.31% | 7270 | 3583 | 8225 | 68 | 204 | 19350 | 5.2594e-06
Goldenwest Electric Coop, Inc. | Northwest Power Area (NWPA) - U.S. Systems | 2006 | 0 | 12.96 | 9879 | 11367 | 0 | 0 | 0 | 21246 |  | 5.31% | 40957 | 54658 | 13886 | 0 | 335 | 109836 | 2.9854e-05
Harney Electric Coop, Inc. | Northwest Power Area (NWPA) - U.S. Systems | 1988 | 0 | 11.1 | 22398 | 11916 | 32988 | 40 | 80345 | 147687 |  | 5.31% | 36837 | 43096 | 50337 | 0 | 0 | 130270 | 3.5408e-05
Harney Electric Coop, Inc. | Northwest Power Area (NWPA) - U.S. Systems | 1989 | 0 | 11.68 | 24390 | 12700 | 45686 | 40 | 80021 | 162837 |  | 5.31% | 30718 | 13020 | 15765 | 0 | 135519 | 195022 | 5.3007e-05
Harney Electric Coop, Inc. | Northwest Power Area (NWPA) - U.S. Systems | 1990 | 0 | 11.67 | 24288 | 12380 | 52325 | 40 | 97582 | 186615 |  | 5.31% | 115329 | 26415 | 119605 | 410 | 23192 | 284951 | 7.745e-05
Harney Electric Coop, Inc. | Northwest Power Area (NWPA) - U.S. Systems | 1991 | 0 | 9.23 | 25339 | 12887 | 58510 | 40 | 90842 | 187618 |  | 5.31% | 88418 | 190189 | 0 | 173 | 8072 | 286852 | 7.7967e-05
Harney Electric Coop, Inc. | Northwest Power Area (NWPA) - U.S. Systems | 1992 | 0 | 9.47 | 23187 | 11688 | 72032 | 39 | 112503 | 219449 |  | 5.31% | 171655 | 86434 | 31982 | 590 | 1407 | 292068 | 7.9385e-05
Harney Electric Coop, Inc. | Northwest Power Area (NWPA) - U.S. Systems | 1993 | 0 | 9.35 | 25934 | 12428 | 79006 | 39 | 84764 | 202171 |  | 5.31% | 147849 | 444702 | 215364 | 0 | 366 | 808281 | 0.00021969
Harney Electric Coop, Inc. | Northwest Power Area (NWPA) - U.S. Systems | 1994 | 0 | 8.53 | 24912 | 12374 | 70548 | 39 | 114472 | 222345 |  | 5.32% | 8440 | 2809 | 0 | 0 | 1984 | 13233 | 3.5968e-06
Harney Electric Coop, Inc. | Northwest Power Area (NWPA) - U.S. Systems | 1995 | 0 | 8.31 | 24313 | 12416 | 71552 | 39 | 89653 | 197973 |  | 5.33% | 62111 | 15310 | 28349 | 401 | 8924 | 115095 | 3.1283e-05
Harney Electric Coop, Inc. | Northwest Power Area (NWPA) - U.S. Systems | 1996 | 0 | 6.82 | 25285 | 12696 | 58619 | 39 | 98026 | 194665 |  | 5.33% | 57514 | 69733 | 41153 | 0 | 0 | 168400 | 4.5771e-05
Harney Electric Coop, Inc. | Northwest Power Area (NWPA) - U.S. Systems | 1997 | 0 | 8.6 | 25649 | 12732 | 22134 | 39 | 98885 | 159439 |  | 5.33% | 114322 | 24275 | 59040 | 63 | 32363 | 230063 | 6.2532e-05
Harney Electric Coop, Inc. | Northwest Power Area (NWPA) - U.S. Systems | 1998 | 0 | 10.58 | 27010 | 13223 | 2372 | 39 | 76380 | 119024 |  | 5.33% | 126422 | 43847 | 86882 | 51 | 11055 | 268257 | 7.2913e-05
Harney Electric Coop, Inc. | Northwest Power Area (NWPA) - U.S. Systems | 1999 | 0 | 11.45 | 26756 | 13641 | 1502 | 32 | 101461 | 143392 |  | 5.33% | 260258 | 48613 | 48466 | 565 | 6419 | 364321 | 9.9023e-05
Harney Electric Coop, Inc. | Northwest Power Area (NWPA) - U.S. Systems | 2000 | 0 | 10.18 | 26709 | 14735 | 1620 | 39 | 112640 | 155743 |  | 5.34% | 37831 | 25034 | 204930 | 0 | 0 | 267795 | 7.2787e-05
Harney Electric Coop, Inc. | Northwest Power Area (NWPA) - U.S. Systems | 2001 | 0 | 9.59 | 27474 | 1386 | 14597 | 0 | 125044 | 168501 |  | 5.34% | 281679 | 41948 | 0 | 358 | 25840 | 349825 | 9.5083e-05
Harney Electric Coop, Inc. | Northwest Power Area (NWPA) - U.S. Systems | 2002 | 0 | 9.06 | 27425 | 1120 | 14507 | 0 | 122262 | 165314 |  | 5.34% | 52070 | 56198 | 627889 | 0 | 0 | 736157 | 0.00020009
Harney Electric Coop, Inc. | Northwest Power Area (NWPA) - U.S. Systems | 2003 | 0 | 9.85 | 26035 | 124646 | 13354 | 0 | 0 | 164035 |  | 5.34% | 505904 | 665088 | 938323 | 3209 | 619 | 2113143 | 0.00057436
Harney Electric Coop, Inc. | Northwest Power Area (NWPA) - U.S. Systems | 2004 | 0 | 9.49 | 27037 | 0 | 137759 | 0 | 0 | 164796 |  | 5.35% | 877 | 366 | 0 | 0 | 0 | 1243 | 3.3785e-07
Harney Electric Coop, Inc. | Northwest Power Area (NWPA) - U.S. Systems | 2005 | 0 | 11.01 | 27821 | 0 | 117709 | 0 | 0 | 145530 |  | 5.35% | 9305 | 1955 | 20 | 0 | 0 | 11280 | 3.0659e-06
Harney Electric Coop, Inc. | Northwest Power Area (NWPA) - U.S. Systems | 2006 | 0 | 10.04 | 28530 | 0 | 127270 | 0 | 0 | 155800 |  | 5.35% | 14037 | 13044 | 3774 | 0 | 0 | 30855 | 8.3864e-06
Hayfork Valley Public Utility District | Northwest Power Area (NWPA) - U.S. Systems | 1988 | 0 | 7 | 5255 | 2905 | 0 | 21 | 0 | 8181 |  | 5.35% | 48675 | 22975 | 0 | 939 | 20266 | 92855 | 2.5238e-05
Hayfork Valley Public Utility District | Northwest Power Area (NWPA) - U.S. Systems | 1989 | 0 | 7.92 | 3626 | 2189 | 0 | 21 | 0 | 5836 |  | 5.35% | 53689 | 21438 | 34434 | 0 | 473 | 110034 | 2.9907e-05
Hayfork Valley Public Utility District | Northwest Power Area (NWPA) - U.S. Systems | 1990 | 0 | 6.62 | 3685 | 2488 | 0 | 22 | 0 | 6195 |  | 5.35% | 12818667 | 11496918 | 20332394 | 119263 | 520824 | 45288066 | 0.012309
Hayfork Valley Public Utility District | Northwest Power Area (NWPA) - U.S. Systems | 1991 | 0 | 8.95 | 3691 | 2384 | 0 | 11 | 0 | 6086 |  | 5.36% | 8836 | 7037 | 0 | 95 | 2258 | 18226 | 4.9539e-06
Hayfork Valley Public Utility District | Northwest Power Area (NWPA) - U.S. Systems | 1992 | 0 | 8.98 | 3628 | 2462 | 0 | 23 | 0 | 6113 |  | 5.36% | 25624 | 14394 | 6581 | 196 | 3248 | 50043 | 1.3602e-05
Hayfork Valley Public Utility District | Northwest Power Area (NWPA) - U.S. Systems | 1993 | 0 | 7.17 | 1890 | 1181 | 0 | 11 | 0 | 3082 |  | 5.36% | 18663 | 39585 | 2585 | 0 | 0 | 60833 | 1.6535e-05
Heber Light & Power Dept. | Northwest Power Area (NWPA) - U.S. Systems | 1988 | 0 | 4 | 23506 | 18225 | 0 | 0 | 0 | 41731 |  | 5.36% | 34548 | 38994 | 0 | 0 | 5123 | 78665 | 2.1381e-05
Heber Light & Power Dept. | Northwest Power Area (NWPA) - U.S. Systems | 1989 | 0 | 7.48 | 24473 | 15054 | 0 | 0 | 0 | 39527 |  | 5.36% | 228243 | 76176 | 97676 | 158 | 6762 | 409015 | 0.00011117
Heber Light & Power Dept. | Northwest Power Area (NWPA) - U.S. Systems | 1990 | 0 | 4.95 | 24161 | 17153 | 0 | 0 | 0 | 41314 |  | 5.37% | 67302 | 21189 | 34468 | 0 | 0 | 122959 | 3.342e-05
Heber Light & Power Dept. | Northwest Power Area (NWPA) - U.S. Systems | 1991 | 0 | 11.99 | 26253 | 18322 | 0 | 0 | 0 | 44575 |  | 5.37% | 268942 | 185035 | 176905 | 1674 | 30802 | 663358 | 0.0001803
Heber Light & Power Dept. | Northwest Power Area (NWPA) - U.S. Systems | 1992 | 0 | 12.44 | 26091 | 19088 | 0 | 0 | 0 | 45179 |  | 5.37% | 3343073 | 2957410 | 2076133 | 0 | 0 | 8376616 | 0.0022768
Heber Light & Power Dept. | Northwest Power Area (NWPA) - U.S. Systems | 1993 | 0 | 5.65 | 30460 | 18540 | 0 | 0 | 0 | 49000 |  | 5.38% | 4015 | 934 | 0 | 194 | 850 | 5993 | 1.6289e-06
Heber Light & Power Dept. | Northwest Power Area (NWPA) - U.S. Systems | 1994 | 0 | 9.9 | 29606 | 19650 | 0 | 0 | 0 | 49256 |  | 5.38% | 192593 | 64261 | 99014 | 122 | 8486 | 364476 | 9.9065e-05
Heber Light & Power Dept. | Northwest Power Area (NWPA) - U.S. Systems | 1995 | 0 | 9.24 | 29132 | 22259 | 0 | 0 | 0 | 51391 |  | 5.38% | 3157205 | 3402509 | 1376258 | 95712 | 842355 | 8874039 | 0.002412
Heber Light & Power Dept. | Northwest Power Area (NWPA) - U.S. Systems | 1996 | 0 | 10.91 | 31310 | 24766 | 0 | 0 | 0 | 56076 |  | 5.38% | 9787382 | 7461482 | 3968240 | 74931 | 0 | 21292035 | 0.0057872
Heber Light & Power Dept. | Northwest Power Area (NWPA) - U.S. Systems | 1997 | 0 | 13.63 | 32285 | 27901 | 0 | 0 | 0 | 60186 |  | 5.39% | 36024 | 15514 | 18782 | 0 | 137839 | 208159 | 5.6578e-05
Heber Light & Power Dept. | Northwest Power Area (NWPA) - U.S. Systems | 1998 | 0 | 12.25 | 36767 | 27969 | 0 | 60 | 0 | 64796 |  | 5.39% | 133088 | 81714 | 116785 | 180 | 230618 | 562385 | 0.00015286
Heber Light & Power Dept. | Northwest Power Area (NWPA) - U.S. Systems | 1999 | 0 | 4 | 43114 | 35016 | 0 | 31 | 0 | 78161 |  | 5.39% | 2864105 | 2003559 | 1240155 | 20850 | 8162 | 6136831 | 0.001668
Heber Light & Power Dept. | Northwest Power Area (NWPA) - U.S. Systems | 2000 | 0 | 8.91 | 42902 | 38036 | 0 | 280 | 0 | 81218 |  | 5.39% | 3297859 | 2958214 | 1785093 | 0 | 0 | 8041166 | 0.0021856
Heber Light & Power Dept. | Northwest Power Area (NWPA) - U.S. Systems | 2001 | 0 | 6.48 | 45466 | 41360 | 0 | 0 | 0 | 86826 |  | 5.39% | 2480681 | 3148215 | 3097342 | 0 | 0 | 8726238 | 0.0023718
Heber Light & Power Dept. | Northwest Power Area (NWPA) - U.S. Systems | 2002 | 0 | 2.67 | 49640 | 44379 | 0 | 0 | 0 | 94019 |  | 5.4% | 805 | 265 | 0 | 0 | 0 | 1070 | 2.9083e-07
Heber Light & Power Dept. | Northwest Power Area (NWPA) - U.S. Systems | 2003 | 0 | 4.44 | 51446 | 45500 | 0 | 0 | 0 | 96946 |  | 5.4% | 32036 | 6350 | 0 | 0 | 623 | 39009 | 1.0603e-05
Heber Light & Power Dept. | Northwest Power Area (NWPA) - U.S. Systems | 2004 | 0 | 0.89 | 53425 | 46585 | 0 | 0 | 0 | 100010 |  | 5.4% | 39764 | 32157 | 0 | 0 | 5433 | 77354 | 2.1025e-05
Heber Light & Power Dept. | Northwest Power Area (NWPA) - U.S. Systems | 2005 | 0 | 0.95 | 57238 | 47255 | 0 | 0 | 0 | 104493 |  | 5.4% | 54476 | 55038 | 16459 | 0 | 49253 | 175226 | 4.7627e-05
Heber Light & Power Dept. | Northwest Power Area (NWPA) - U.S. Systems | 2006 | 0 | 1.79 | 65173 | 51841 | 0 | 0 | 0 | 117014 |  | 5.4% | 272745 | 219240 | 32172 | 5477 | 35041 | 564675 | 0.00015348
Helper City Light & Power Dept. | Northwest Power Area (NWPA) - U.S. Systems | 1988 | 0 | 14.98 | 60 | 2211 | 0 | 0 | 0 | 2271 |  | 5.4% | 2859045 | 1584617 | 960642 | 17165 | 0 | 5421469 | 0.0014736
Helper City Light & Power Dept. | Northwest Power Area (NWPA) - U.S. Systems | 1989 | 0 | 7 | 6000 | 2500 | 0 | 0 | 0 | 8500 |  | 5.4% | 10654059 | 9060957 | 1376517 | 0 | 0 | 21091533 | 0.0057327
Helper City Light & Power Dept. | Northwest Power Area (NWPA) - U.S. Systems | 1990 | 0 | 7 | 9020 | 1680 | 0 | 0 | 0 | 10700 |  | 5.41% | 26388 | 15961 | 6613 | 199 | 3479 | 52640 | 1.4308e-05
Helper City Light & Power Dept. | Northwest Power Area (NWPA) - U.S. Systems | 1991 | 0 | 6.54 | 11280 | 2880 | 0 | 0 | 0 | 14160 |  | 5.41% | 89000 | 117896 | 0 | 0 | 0 | 206896 | 5.6235e-05
Helper City Light & Power Dept. | Northwest Power Area (NWPA) - U.S. Systems | 1992 | 0 | 10 | 2000 | 1000 | 0 | 0 | 0 | 3000 |  | 5.41% | 35746 | 24616 | 24147 | 0 | 156749 | 241258 | 6.5574e-05
Helper City Light & Power Dept. | Northwest Power Area (NWPA) - U.S. Systems | 1993 | 0 | 15.38 | 6000 | 3000 | 0 | 0 | 0 | 9000 |  | 5.41% | 1971825 | 2659750 | 3787906 | 12985 | 0 | 8432466 | 0.002292
Helper City Light & Power Dept. | Northwest Power Area (NWPA) - U.S. Systems | 1994 | 0 | 11.35 | 13050 | 2570 | 0 | 0 | 0 | 15620 |  | 5.42% | 123513 | 123217 | 0 | 19650 | 0 | 266380 | 7.2403e-05
Helper City Light & Power Dept. | Northwest Power Area (NWPA) - U.S. Systems | 1995 | 0 | 11.35 | 13050 | 2570 | 0 | 0 | 0 | 15620 |  | 5.43% | 10587 | 10365 | 0 | 0 | 0 | 20952 | 5.6948e-06
Helper City Light & Power Dept. | Northwest Power Area (NWPA) - U.S. Systems | 1996 | 0 | 9.48 | 13100 | 5998 | 0 | 0 | 0 | 19098 |  | 5.43% | 329312 | 55272 | 75078 | 775 | 11723 | 472160 | 0.00012833
Helper City Light & Power Dept. | Northwest Power Area (NWPA) - U.S. Systems | 1997 | 0 | 4.31 | 18100 | 4126 | 0 | 0 | 0 | 22226 |  | 5.43% | 3349065 | 3301670 | 1396395 | 93697 | 691811 | 8832638 | 0.0024007
Helper City Light & Power Dept. | Northwest Power Area (NWPA) - U.S. Systems | 1998 | 0 | 4.46 | 18862 | 2572 | 0 | 0 | 0 | 21434 |  | 5.43% | 8863749 | 6283856 | 3720445 | 70090 | 0 | 18938140 | 0.0051474
Helper City Light & Power Dept. | Northwest Power Area (NWPA) - U.S. Systems | 1999 | 0 | 4.46 | 18740 | 2692 | 0 | 0 | 0 | 21432 |  | 5.44% | 17382 | 7459 | 2123 | 0 | 2329 | 29293 | 7.9619e-06
Helper City Light & Power Dept. | Northwest Power Area (NWPA) - U.S. Systems | 2000 | 0 | 3.07 | 29249 | 2316 | 0 | 0 | 0 | 31565 |  | 5.44% | 63877 | 63704 | 21691 | 885 | 4304 | 154461 | 4.1983e-05
Helper City Light & Power Dept. | Northwest Power Area (NWPA) - U.S. Systems | 2001 | 0 | 0 | 7342 | 933 | 0 | 0 | 0 | 8275 |  | 5.44% | 124864 | 76174 | 0 | 0 | 0 | 201038 | 5.4643e-05
Helper City Light & Power Dept. | Northwest Power Area (NWPA) - U.S. Systems | 2002 | 0 | 0 | 7687 | 3388 | 0 | 0 | 0 | 11075 |  | 5.44% | 186641 | 100361 | 51132 | 1769 | 1908 | 341811 | 9.2905e-05
Helper City Light & Power Dept. | Northwest Power Area (NWPA) - U.S. Systems | 2003 | 0 | 0 | 7496 | 3746 | 0 | 0 | 0 | 11242 |  | 5.44% | 238472 | 77621 | 103497 | 144 | 8073 | 427807 | 0.00011628
Helper City Light & Power Dept. | Northwest Power Area (NWPA) - U.S. Systems | 2004 | 0 | 0 | 7525 | 3801 | 0 | 0 | 0 | 11326 |  | 5.44% | 351495 | 71893 | 5615 | 0 | 25442 | 454445 | 0.00012352
Helper City Light & Power Dept. | Northwest Power Area (NWPA) - U.S. Systems | 2005 | 0 | 6.36 | 8211 | 2089 | 0 | 0 | 0 | 10300 |  | 5.44% | 126183 | 87821 | 129464 | 192 | 280141 | 623801 | 0.00016955
Helper City Light & Power Dept. | Northwest Power Area (NWPA) - U.S. Systems | 2006 | 0 | 0 | 8211 | 2089 | 0 | 0 | 0 | 10300 |  | 5.45% | 8827 | 3033 | 74 | 128 | 1804 | 13866 | 3.7688e-06
Hermiston Energy Services | Northwest Power Area (NWPA) - U.S. Systems | 2001 | 0 | 25.65 | 0 | 0 | 0 | 0 | 0 | 0 |  | 5.45% | 22392 | 16480 | 0 | 47 | 1180 | 40099 | 1.0899e-05
Hermiston Energy Services | Northwest Power Area (NWPA) - U.S. Systems | 2002 | 0 | 0.93 | 48227 | 53810 | 0 | 0 | 1229 | 103266 |  | 5.45% | 57000 | 15000 | 23000 | 400 | 8600 | 104000 | 2.8267e-05
Hermiston Energy Services | Northwest Power Area (NWPA) - U.S. Systems | 2003 | 0 | 2.36 | 47988 | 55047 | 0 | 0 | 0 | 103035 |  | 5.45% | 182596 | 91425 | 41953 | 0 | 385 | 316359 | 8.5987e-05
Hermiston Energy Services | Northwest Power Area (NWPA) - U.S. Systems | 2004 | 0 | 3.44 | 48708 | 54868 | 0 | 0 | 0 | 103576 |  | 5.45% | 312993 | 125195 | 141 | 0 | 66296 | 504625 | 0.00013716
Hermiston Energy Services | Northwest Power Area (NWPA) - U.S. Systems | 2005 | 0 | 2.7 | 49525 | 55502 | 0 | 0 | 0 | 105027 |  | 5.46% | 35552 | 35362 | 0 | 4510 | 0 | 75424 | 2.05e-05
Hermiston Energy Services | Northwest Power Area (NWPA) - U.S. Systems | 2006 | 0 | 3.33 | 49314 | 55836 | 0 | 0 | 0 | 105150 |  | 5.46% | 47822 | 5164 | 39370 | 0 | 0 | 92356 | 2.5103e-05
Heyburn Electric Dept. | Northwest Power Area (NWPA) - U.S. Systems | 1988 | 0 | 1.2 | 14966 | 4336 | 66223 | 0 | 243 | 85768 |  | 5.46% | 129767 | 106524 | 55273 | 0 | 0 | 291564 | 7.9248e-05
Heyburn Electric Dept. | Northwest Power Area (NWPA) - U.S. Systems | 1989 | 0 | 0.39 | 15555 | 5307 | 68692 | 0 | 238 | 89792 |  | 5.46% | 128242 | 93226 | 131889 | 198 | 244349 | 597904 | 0.00016251
Heyburn Electric Dept. | Northwest Power Area (NWPA) - U.S. Systems | 1990 | 0 | 1.14 | 15021 | 5171 | 68574 | 0 | 239 | 89005 |  | 5.47% | 38932 | 13998 | 0 | 0 | 25244 | 78174 | 2.1248e-05
Heyburn Electric Dept. | Northwest Power Area (NWPA) - U.S. Systems | 1991 | 0 | 1.07 | 16311 | 5362 | 77614 | 0 | 219 | 99506 |  | 5.47% | 56251 | 45372 | 56509 | 61 | 0 | 158193 | 4.2997e-05
Heyburn Electric Dept. | Northwest Power Area (NWPA) - U.S. Systems | 1992 | 0 | 1.1 | 15245 | 6777 | 77230 | 0 | 261 | 99513 |  | 5.47% | 74985 | 188210 | 0 | 2408 | 52450 | 318053 | 8.6447e-05
Heyburn Electric Dept. | Northwest Power Area (NWPA) - U.S. Systems | 1993 | 0 | 1.01 | 17416 | 6262 | 79636 | 0 | 227 | 103541 |  | 5.48% | 8784 | 3509 | 31 | 137 | 2056 | 14517 | 3.9457e-06
Heyburn Electric Dept. | Northwest Power Area (NWPA) - U.S. Systems | 1994 | 0 | 1.33 | 16540 | 6589 | 80679 | 0 | 253 | 104061 |  | 5.48% | 41969 | 19007 | 16214 | 50 | 22 | 77262 | 2.1e-05
Heyburn Electric Dept. | Northwest Power Area (NWPA) - U.S. Systems | 1995 | 0 | 1.22 | 17381 | 6398 | 84196 | 0 | 192 | 108167 |  | 5.48% | 192192 | 94922 | 51918 | 0 | 0 | 339032 | 9.215e-05
Heyburn Electric Dept. | Northwest Power Area (NWPA) - U.S. Systems | 1996 | 0 | 0.94 | 16830 | 6415 | 82939 | 0 | 238 | 106422 |  | 5.48% | 48384 | 51928 | 532971 | 473 | 6243 | 639999 | 0.00017395
Heyburn Electric Dept. | Northwest Power Area (NWPA) - U.S. Systems | 1997 | 0 | 1.37 | 17404 | 6672 | 75272 | 0 | 276 | 99624 |  | 5.48% | 350860 | 247072 | 54980 | 0 | 0 | 652912 | 0.00017746
Heyburn Electric Dept. | Northwest Power Area (NWPA) - U.S. Systems | 1998 | 0 | 1.45 | 17563 | 6084 | 75953 | 0 | 202 | 99802 |  | 5.48% | 261469 | 170343 | 185370 | 1605 | 35131 | 653918 | 0.00017774
Heyburn Electric Dept. | Northwest Power Area (NWPA) - U.S. Systems | 1999 | 0 | 0.81 | 18204 | 6563 | 82107 | 0 | 238 | 107112 |  | 5.5% | 44441 | 44054 | 0 | 0 | 1591 | 90086 | 2.4486e-05
Heyburn Electric Dept. | Northwest Power Area (NWPA) - U.S. Systems | 2000 | 0 | 0 | 17377 | 5214 | 77444 | 0 | 305 | 100340 |  | 5.5% | 50104 | 20467 | 32892 | 0 | 534 | 103997 | 2.8267e-05
Heyburn Electric Dept. | Northwest Power Area (NWPA) - U.S. Systems | 2001 | 0 | 2.72 | 18200 | 6300 | 80600 | 0 | 2067 | 107167 |  | 5.5% | 334333 | 58584 | 76221 | 713 | 11195 | 481046 | 0.00013075
Heyburn Electric Dept. | Northwest Power Area (NWPA) - U.S. Systems | 2002 | 0 | 2.72 | 11798 | 4084 | 52247 | 0 | 1340 | 69469 |  | 5.5% | 402235 | 73851 | 119820 | 0 | 0 | 595906 | 0.00016197
Heyburn Electric Dept. | Northwest Power Area (NWPA) - U.S. Systems | 2003 | 0 | 3.29 | 16432 | 5383 | 55255 | 0 | 0 | 77070 |  | 5.51% | 106730 | 77702 | 96476 | 169 | 218837 | 499914 | 0.00013588
Heyburn Electric Dept. | Northwest Power Area (NWPA) - U.S. Systems | 2004 | 0 | 6.3 | 16982 | 3713 | 13018 | 0 | 0 | 33713 |  | 5.51% | 389003 | 186400 | 70416 | 0 | 0 | 645819 | 0.00017553
Heyburn Electric Dept. | Northwest Power Area (NWPA) - U.S. Systems | 2005 | 0 | 0 | 16393 | 5731 | 6767 | 0 | 0 | 28891 |  | 5.52% | 32956 | 5204 | 0 | 0 | 41 | 38201 | 1.0383e-05
Heyburn Electric Dept. | Northwest Power Area (NWPA) - U.S. Systems | 2006 | 0 | 0 | 16583 | 6172 | 12271 | 0 | 0 | 35026 |  | 5.52% | 16994 | 25578 | 0 | 0 | 0 | 42572 | 1.1571e-05
High Plains Power, Inc. | Northwest Power Area (NWPA) - U.S. Systems | 1998 | 0 | 5.04 | 104190 | 73240 | 292341 | 0 | 0 | 469771 |  | 5.52% | 335484 | 121512 | 153320 | 1175 | 59900 | 671391 | 0.00018249
High Plains Power, Inc. | Northwest Power Area (NWPA) - U.S. Systems | 1999 | 0 | 5.01 | 105794 | 62315 | 316105 | 0 | 0 | 484214 |  | 5.53% | 8419 | 6565 | 0 | 0 | 2276 | 17260 | 4.6913e-06
High Plains Power, Inc. | Northwest Power Area (NWPA) - U.S. Systems | 2000 | 0 | 4.06 | 109116 | 58768 | 419025 | 0 | 0 | 586909 |  | 5.53% | 8825 | 7949 | 6412 | 0 | 0 | 23186 | 6.302e-06
High Plains Power, Inc. | Northwest Power Area (NWPA) - U.S. Systems | 2001 | 0 | 3.64 | 113653 | 59776 | 487112 | 0 | 0 | 660541 |  | 5.53% | 22133 | 10000 | 14000 | 0 | 18000 | 64133 | 1.7431e-05
High Plains Power, Inc. | Northwest Power Area (NWPA) - U.S. Systems | 2002 | 0 | 4.07 | 117517 | 59949 | 527337 | 0 | 0 | 704803 |  | 5.53% | 20995 | 22914 | 29958 | 138 | 13603 | 87608 | 2.3812e-05
High Plains Power, Inc. | Northwest Power Area (NWPA) - U.S. Systems | 2003 | 0 | 3.62 | 118837 | 59917 | 554149 | 0 | 0 | 732903 |  | 5.53% | 41384 | 44929 | 0 | 0 | 1703 | 88016 | 2.3923e-05
High Plains Power, Inc. | Northwest Power Area (NWPA) - U.S. Systems | 2004 | 0 | 3.64 | 120154 | 59091 | 613557 | 0 | 0 | 792802 |  | 5.53% | 87593 | 198976 | 0 | 194 | 8081 | 294844 | 8.0139e-05
High Plains Power, Inc. | Northwest Power Area (NWPA) - U.S. Systems | 2005 | 0 | 3.53 | 127376 | 50369 | 659892 | 0 | 0 | 837637 |  | 5.53% | 3261285 | 3289806 | 1508585 | 94124 | 843216 | 8997016 | 0.0024454
High Plains Power, Inc. | Northwest Power Area (NWPA) - U.S. Systems | 2006 | 0 | 3.62 | 132204 | 54153 | 671163 | 0 | 0 | 857520 |  | 5.54% | 787 | 0 | 0 | 0 | 0 | 787 | 2.1391e-07
Hill County Electric Coop, Inc. | Northwest Power Area (NWPA) - U.S. Systems | 1988 | 0 | 11.3 | 30301 | 12700 | 0 | 0 | 2711 | 45712 |  | 5.54% | 20945 | 20131 | 29525 | 135 | 13259 | 83995 | 2.283e-05
Hill County Electric Coop, Inc. | Northwest Power Area (NWPA) - U.S. Systems | 1989 | 0 | 7.91 | 31364 | 13074 | 0 | 0 | 2522 | 46960 |  | 5.54% | 69811 | 27006 | 17953 | 404 | 231 | 115405 | 3.1367e-05
Hill County Electric Coop, Inc. | Northwest Power Area (NWPA) - U.S. Systems | 1990 | 0 | 9.36 | 30180 | 15518 | 0 | 0 | 0 | 45698 |  | 5.54% | 275842 | 54075 | 60329 | 619 | 9953 | 400818 | 0.00010894
Hill County Electric Coop, Inc. | Northwest Power Area (NWPA) - U.S. Systems | 1991 | 0 | 11.93 | 29692 | 16356 | 0 | 0 | 0 | 46048 |  | 5.55% | 21144 | 13620 | 18595 | 196 | 2197 | 55752 | 1.5153e-05
Hill County Electric Coop, Inc. | Northwest Power Area (NWPA) - U.S. Systems | 1992 | 0 | 9.07 | 29390 | 17678 | 0 | 0 | 0 | 47068 |  | 5.55% | 79693 | 173117 | 41833 | 2409 | 50212 | 347264 | 9.4387e-05
Hill County Electric Coop, Inc. | Northwest Power Area (NWPA) - U.S. Systems | 1993 | 0 | 12.05 | 30872 | 16107 | 0 | 0 | 0 | 46979 |  | 5.55% | 273598 | 187859 | 45903 | 2050 | 61125 | 570535 | 0.00015507
Hill County Electric Coop, Inc. | Northwest Power Area (NWPA) - U.S. Systems | 1994 | 0 | 13.31 | 31207 | 14832 | 0 | 0 | 0 | 46039 |  | 5.56% | 12000 | 0 | 0 | 0 | 5000 | 17000 | 4.6206e-06
Hill County Electric Coop, Inc. | Northwest Power Area (NWPA) - U.S. Systems | 1995 | 0 | 10.1 | 30754 | 15850 | 0 | 0 | 0 | 46604 |  | 5.56% | 33700 | 12520 | 14020 | 0 | 1090 | 61330 | 1.667e-05
Hill County Electric Coop, Inc. | Northwest Power Area (NWPA) - U.S. Systems | 1996 | 0 | 9.2 | 33430 | 17297 | 0 | 0 | 0 | 50727 |  | 5.56% | 27959 | 14111 | 14566 | 0 | 125441 | 182077 | 4.9489e-05
Hill County Electric Coop, Inc. | Northwest Power Area (NWPA) - U.S. Systems | 1997 | 0 | 8.68 | 31314 | 18498 | 10547 | 0 | 0 | 60359 |  | 5.56% | 229532 | 89127 | 15759 | 0 | 0 | 334418 | 9.0895e-05
Hill County Electric Coop, Inc. | Northwest Power Area (NWPA) - U.S. Systems | 1998 | 0 | 8.87 | 30341 | 15887 | 17758 | 0 | 0 | 63986 |  | 5.56% | 966340 | 1051089 | 534087 | 7721 | 15384 | 2574621 | 0.00069979
Hill County Electric Coop, Inc. | Northwest Power Area (NWPA) - U.S. Systems | 1999 | 0 | 8.72 | 29415 | 16125 | 22065 | 0 | 0 | 67605 |  | 5.57% | 51101 | 43797 | 49573 | 0 | 0 | 144471 | 3.9267e-05
Hill County Electric Coop, Inc. | Northwest Power Area (NWPA) - U.S. Systems | 2000 | 0 | 8.86 | 30261 | 17778 | 32304 | 0 | 0 | 80343 |  | 5.57% | 383542 | 134138 | 172514 | 0 | 61930 | 752124 | 0.00020443
Hill County Electric Coop, Inc. | Northwest Power Area (NWPA) - U.S. Systems | 2001 | 0 | 7.43 | 30476 | 17383 | 38791 | 0 | 1739 | 88389 |  | 5.57% | 540207 | 383630 | 350294 | 0 | 0 | 1274131 | 0.00034631
Hill County Electric Coop, Inc. | Northwest Power Area (NWPA) - U.S. Systems | 2002 | 0 | 5.98 | 32741 | 18714 | 41059 | 0 | 887 | 93401 |  | 5.58% | 33690 | 21223 | 887 | 0 | 0 | 55800 | 1.5167e-05
Hill County Electric Coop, Inc. | Northwest Power Area (NWPA) - U.S. Systems | 2003 | 0 | 7.05 | 33802 | 18928 | 43755 | 0 | 0 | 96485 |  | 5.58% | 265931 | 161593 | 179575 | 1686 | 29458 | 638243 | 0.00017348
Hill County Electric Coop, Inc. | Northwest Power Area (NWPA) - U.S. Systems | 2004 | 0 | 6.89 | 32871 | 18927 | 47908 | 0 | 0 | 99706 |  | 5.59% | 46781 | 5079 | 40895 | 0 | 1515 | 94270 | 2.5623e-05
Hill County Electric Coop, Inc. | Northwest Power Area (NWPA) - U.S. Systems | 2005 | 0 | 5.8 | 34468 | 19224 | 68440 | 0 | 0 | 122132 |  | 5.59% | 102680 | 37462 | 90024 | 0 | 0 | 230166 | 6.256e-05
Hill County Electric Coop, Inc. | Northwest Power Area (NWPA) - U.S. Systems | 2006 | 0 | 5.92 | 35335 | 20770 | 77133 | 0 | 0 | 133238 |  | 5.59% | 217599 | 288174 | 0 | 2397 | 123572 | 631742 | 0.00017171
Holden Electric Light System | Northwest Power Area (NWPA) - U.S. Systems | 1988 | 0 | 0 | 1363 | 1000 | 0 | 0 | 0 | 2363 |  | 5.59% | 1978612 | 2422940 | 1258266 | 59495 | 0 | 5719313 | 0.0015545
Holden Electric Light System | Northwest Power Area (NWPA) - U.S. Systems | 1989 | 0 | 0 | 1355 | 1400 | 0 | 0 | 0 | 2755 |  | 5.6% | 46993 | 19928 | 41193 | 125 | 0 | 108239 | 2.942e-05
Holden Electric Light System | Northwest Power Area (NWPA) - U.S. Systems | 1990 | 0 | 0 | 1700 | 904 | 0 | 0 | 0 | 2604 |  | 5.6% | 238678 | 85241 | 142846 | 497 | 0 | 467262 | 0.000127
Holden Electric Light System | Northwest Power Area (NWPA) - U.S. Systems | 1991 | 0 | 1.15 | 1697 | 625 | 0 | 0 | 0 | 2322 |  | 5.6% | 3260890 | 3360561 | 1420708 | 95904 | 776825 | 8914888 | 0.0024231
Holden Electric Light System | Northwest Power Area (NWPA) - U.S. Systems | 1992 | 0 | 5.81 | 2750 | 492 | 0 | 0 | 0 | 3242 |  | 5.61% | 25339 | 7103 | 9129 | 0 | 1983 | 43554 | 1.1838e-05
Holden Electric Light System | Northwest Power Area (NWPA) - U.S. Systems | 1993 | 0 | 2.98 | 1846 | 77 | 0 | 0 | 0 | 1923 |  | 5.61% | 37589 | 24055 | 0 | 0 | 0 | 61644 | 1.6755e-05
Holden Electric Light System | Northwest Power Area (NWPA) - U.S. Systems | 1994 | 0 | 3.15 | 1758 | 89 | 0 | 0 | 0 | 1847 |  | 5.61% | 54698 | 21486 | 33011 | 365 | 0 | 109560 | 2.9779e-05
Holden Electric Light System | Northwest Power Area (NWPA) - U.S. Systems | 1995 | 0 | 0 | 1644 | 145 | 0 | 0 | 0 | 1789 |  | 5.61% | 65556 | 34686 | 26485 | 647 | 3752 | 131126 | 3.564e-05
Holden Electric Light System | Northwest Power Area (NWPA) - U.S. Systems | 1996 | 0 | 6.02 | 1480 | 237 | 0 | 0 | 0 | 1717 |  | 5.61% | 175166 | 59595 | 12541 | 276 | 4409 | 251987 | 6.8491e-05
Holden Electric Light System | Northwest Power Area (NWPA) - U.S. Systems | 1997 | 0 | 6.03 | 1582 | 149 | 0 | 0 | 0 | 1731 |  | 5.61% | 109127 | 241621 | 0 | 0 | 9303 | 360051 | 9.7863e-05
Holden Electric Light System | Northwest Power Area (NWPA) - U.S. Systems | 1998 | 0 | 5.09 | 1594 | 139 | 0 | 0 | 0 | 1733 |  | 5.61% | 635123 | 768465 | 207464 | 2747 | 0 | 1613799 | 0.00043863
Holden Electric Light System | Northwest Power Area (NWPA) - U.S. Systems | 1999 | 0 | 5.64 | 1677 | 129 | 0 | 0 | 0 | 1806 |  | 5.62% | 23984 | 20430 | 0 | 0 | 0 | 44414 | 1.2072e-05
Holden Electric Light System | Northwest Power Area (NWPA) - U.S. Systems | 2000 | 0 | 5.67 | 1641 | 123 | 0 | 0 | 0 | 1764 |  | 5.62% | 265775 | 120537 | 59284 | 0 | 1666 | 447262 | 0.00012157
Holden Electric Light System | Northwest Power Area (NWPA) - U.S. Systems | 2001 | 0 | 0 | 1666 | 249 | 0 | 0 | 0 | 1915 |  | 5.62% | 264212 | 178121 | 176518 | 1688 | 34320 | 654859 | 0.00017799
Holden Electric Light System | Northwest Power Area (NWPA) - U.S. Systems | 2002 | 0 | 0 | 1676 | 250 | 0 | 0 | 0 | 1926 |  | 5.63% | 8275 | 6898 | 0 | 127 | 2164 | 17464 | 4.7467e-06
Holden Electric Light System | Northwest Power Area (NWPA) - U.S. Systems | 2003 | 0 | 0 | 1591 | 30 | 0 | 0 | 0 | 1621 |  | 5.63% | 107839 | 78854 | 29461 | 1098 | 0 | 217252 | 5.905e-05
Holden Electric Light System | Northwest Power Area (NWPA) - U.S. Systems | 2004 | 0 | 7.38 | 1611 | 33 | 0 | 0 | 0 | 1644 |  | 5.63% | 94800 | 23500 | 101200 | 400 | 19250 | 239150 | 6.5001e-05
Holden Electric Light System | Northwest Power Area (NWPA) - U.S. Systems | 2005 | 0 | 0 | 1547 | 20 | 0 | 0 | 0 | 1567 |  | 5.63% | 2966177 | 1481530 | 963713 | 16048 | 2223 | 5429691 | 0.0014758
Holden Electric Light System | Northwest Power Area (NWPA) - U.S. Systems | 2006 | 0 | 0 | 1570 | 22 | 0 | 0 | 0 | 1592 |  | 5.64% | 1677 | 129 | 0 | 0 | 0 | 1806 | 4.9087e-07
Hood River Electric Coop | Northwest Power Area (NWPA) - U.S. Systems | 1988 | 0 | 5.94 | 36993 | 44016 | 0 | 0 | 1365 | 82374 |  | 5.64% | 111690 | 76604 | 21995 | 1053 | 0 | 211342 | 5.7443e-05
Hood River Electric Coop | Northwest Power Area (NWPA) - U.S. Systems | 1989 | 0 | 5.76 | 38698 | 44733 | 0 | 0 | 1396 | 84827 |  | 5.64% | 135041 | 208373 | 94354 | 0 | 0 | 437768 | 0.00011899
Hood River Electric Coop | Northwest Power Area (NWPA) - U.S. Systems | 1990 | 0 | 5.15 | 38499 | 46607 | 0 | 0 | 1309 | 86415 |  | 5.65% | 30460 | 18540 | 0 | 0 | 0 | 49000 | 1.3318e-05
Hood River Electric Coop | Northwest Power Area (NWPA) - U.S. Systems | 1991 | 0 | 5.53 | 41384 | 44929 | 0 | 0 | 1703 | 88016 |  | 5.65% | 32739 | 13499 | 19772 | 0 | 124553 | 190563 | 5.1795e-05
Hood River Electric Coop | Northwest Power Area (NWPA) - U.S. Systems | 1992 | 0 | 4.76 | 39942 | 48426 | 0 | 0 | 1840 | 90208 |  | 5.65% | 24032 | 3841 | 20338 | 0 | 146283 | 194494 | 5.2864e-05
Hood River Electric Coop | Northwest Power Area (NWPA) - U.S. Systems | 1993 | 0 | 4.59 | 44306 | 47944 | 0 | 0 | 1398 | 93648 |  | 5.65% | 3271220 | 3096150 | 1503463 | 92741 | 744583 | 8708157 | 0.0023669
Hood River Electric Coop | Northwest Power Area (NWPA) - U.S. Systems | 1994 | 0 | 5.81 | 43183 | 49230 | 0 | 0 | 1825 | 94238 |  | 5.65% | 8441893 | 5996355 | 3718344 | 67903 | 0 | 18224495 | 0.0049535
Hood River Electric Coop | Northwest Power Area (NWPA) - U.S. Systems | 1995 | 0 | 5.5 | 44441 | 44054 | 0 | 0 | 1591 | 90086 |  | 5.66% | 1484 | 0 | 0 | 0 | 0 | 1484 | 4.0335e-07
Hood River Electric Coop | Northwest Power Area (NWPA) - U.S. Systems | 1996 | 0 | 5.67 | 47038 | 4876 | 35395 | 0 | 1647 | 88956 |  | 5.66% | 1484 | 0 | 0 | 0 | 0 | 1484 | 4.0335e-07
Hood River Electric Coop | Northwest Power Area (NWPA) - U.S. Systems | 1997 | 0 | 5.3 | 47323 | 5043 | 39420 | 0 | 1615 | 93401 |  | 5.66% | 1484 | 0 | 0 | 0 | 0 | 1484 | 4.0335e-07
Hood River Electric Coop | Northwest Power Area (NWPA) - U.S. Systems | 1998 | 0 | 5.59 | 46781 | 5079 | 40895 | 0 | 1515 | 94270 |  | 5.66% | 8608 | 3285 | 66 | 134 | 1093 | 13186 | 3.584e-06
Hood River Electric Coop | Northwest Power Area (NWPA) - U.S. Systems | 1999 | 0 | 7.19 | 49571 | 5330 | 43678 | 0 | 1522 | 100101 |  | 5.66% | 8414 | 3120 | 60 | 140 | 1712 | 13446 | 3.6546e-06
Hood River Electric Coop | Northwest Power Area (NWPA) - U.S. Systems | 2000 | 0 | 6.14 | 49917 | 5363 | 40962 | 0 | 1497 | 97739 |  | 5.66% | 28850 | 13201 | 33870 | 2650 | 0 | 78571 | 2.1356e-05
Hood River Electric Coop | Northwest Power Area (NWPA) - U.S. Systems | 2001 | 0 | 4.92 | 48296 | 5149 | 33127 | 0 | 1315 | 87887 |  | 5.66% | 195773 | 64376 | 96765 | 129 | 8376 | 365419 | 9.9322e-05
Hood River Electric Coop | Northwest Power Area (NWPA) - U.S. Systems | 2002 | 0 | 5.84 | 47611 | 4836 | 32006 | 0 | 1623 | 86076 |  | 5.66% | 122659 | 75949 | 90842 | 178 | 272290 | 561918 | 0.00015273
Hood River Electric Coop | Northwest Power Area (NWPA) - U.S. Systems | 2003 | 0 | 6.64 | 46166 | 6659 | 32195 | 0 | 0 | 85020 |  | 5.66% | 533691 | 250234 | 320672 | 2463 | 0 | 1107060 | 0.0003009
Hood River Electric Coop | Northwest Power Area (NWPA) - U.S. Systems | 2004 | 0 | 5.46 | 47822 | 5164 | 39370 | 0 | 0 | 92356 |  | 5.66% | 1944650 | 2509584 | 3759481 | 12401 | 0 | 8226116 | 0.0022359
Hood River Electric Coop | Northwest Power Area (NWPA) - U.S. Systems | 2005 | 0 | 6.31 | 47944 | 5269 | 41944 | 0 | 0 | 95157 |  | 5.67% | 1641 | 123 | 0 | 0 | 0 | 1764 | 4.7946e-07
Hood River Electric Coop | Northwest Power Area (NWPA) - U.S. Systems | 2006 | 0 | 4.22 | 52301 | 5497 | 45460 | 0 | 0 | 103258 |  | 5.67% | 2568 | 89 | 134 | 0 | 188 | 2979 | 8.097e-07
Hurricane City Power | Northwest Power Area (NWPA) - U.S. Systems | 1988 | 0 | 0 | 14897 | 12844 | 0 | 0 | 0 | 27741 |  | 5.67% | 47038 | 4876 | 35395 | 0 | 1647 | 88956 | 2.4178e-05
Hurricane City Power | Northwest Power Area (NWPA) - U.S. Systems | 1989 | 0 | 0 | 16755 | 8211 | 0 | 0 | 0 | 24966 |  | 5.67% | 300300 | 102400 | 181100 | 58400 | 1000 | 643200 | 0.00017482
Hurricane City Power | Northwest Power Area (NWPA) - U.S. Systems | 1990 | 0 | 0 | 15418 | 5676 | 0 | 0 | 3249 | 24343 |  | 5.67% | 1704181 | 2245676 | 2836263 | 11407 | 0 | 6797527 | 0.0018476
Hurricane City Power | Northwest Power Area (NWPA) - U.S. Systems | 1991 | 0 | 0 | 20080 | 6010 | 0 | 0 | 3150 | 29240 |  | 5.67% | 10342303 | 8762608 | 1360646 | 0 | 0 | 20465557 | 0.0055626
Hurricane City Power | Northwest Power Area (NWPA) - U.S. Systems | 1992 | 0 | 6 | 15391 | 9670 | 0 | 0 | 227 | 25288 |  | 5.67% | 14187591 | 15138654 | 19454708 | 0 | 35194 | 48816147 | 0.013268
Hurricane City Power | Northwest Power Area (NWPA) - U.S. Systems | 1993 | 0 | 1.06 | 17000 | 5000 | 0 | 6000 | 0 | 28000 |  | 5.68% | 12299 | 8577 | 1105 | 0 | 18 | 21999 | 5.9794e-06
Hurricane City Power | Northwest Power Area (NWPA) - U.S. Systems | 1994 | 0 | 0 | 17800 | 11000 | 0 | 683 | 1300 | 30783 |  | 5.68% | 3267794 | 3506608 | 1412509 | 96391 | 904698 | 9188000 | 0.0024973
Hurricane City Power | Northwest Power Area (NWPA) - U.S. Systems | 1995 | 0 | 0 | 25602 | 5264 | 0 | 0 | 638 | 31504 |  | 5.69% | 11034 | 10191 | 0 | 0 | 0 | 21225 | 5.769e-06
Hurricane City Power | Northwest Power Area (NWPA) - U.S. Systems | 1996 | 0 | 4.93 | 23000 | 10300 | 0 | 0 | 4800 | 38100 |  | 5.69% | 43446 | 24170 | 0 | 56 | 20406 | 88078 | 2.394e-05
Hurricane City Power | Northwest Power Area (NWPA) - U.S. Systems | 1997 | 0 | 4.93 | 23000 | 10300 | 0 | 0 | 4800 | 38100 |  | 5.69% | 168693 | 82057 | 33519 | 351 | 0 | 284620 | 7.736e-05
Hurricane City Power | Northwest Power Area (NWPA) - U.S. Systems | 1998 | 0 | 3.83 | 28147 | 21551 | 0 | 0 | 0 | 49698 |  | 5.69% | 201784 | 250564 | 0 | 2257 | 117690 | 572295 | 0.00015555
Hurricane City Power | Northwest Power Area (NWPA) - U.S. Systems | 1999 | 0 | 3.7 | 25824 | 13915 | 11127 | 0 | 0 | 50866 |  | 5.69% | 227102 | 337350 | 0 | 3313 | 109477 | 677242 | 0.00018408
Hurricane City Power | Northwest Power Area (NWPA) - U.S. Systems | 2000 | 0 | 3.24 | 30881 | 27573 | 0 | 0 | 0 | 58454 |  | 5.69% | 3202948 | 2836717 | 1519104 | 0 | 39260 | 7598029 | 0.0020652
Hurricane City Power | Northwest Power Area (NWPA) - U.S. Systems | 2001 | 0 | 0.53 | 32520 | 12520 | 14610 | 0 | 1060 | 60710 |  | 5.71% | 44451 | 25434 | 0 | 57 | 18492 | 88434 | 2.4037e-05
Hurricane City Power | Northwest Power Area (NWPA) - U.S. Systems | 2002 | 0 | 5.56 | 33700 | 12520 | 14020 | 0 | 1090 | 61330 |  | 5.71% | 33504 | 10921 | 17344 | 0 | 118577 | 180346 | 4.9018e-05
Hurricane City Power | Northwest Power Area (NWPA) - U.S. Systems | 2003 | 0 | 8.05 | 35860 | 26180 | 0 | 0 | 0 | 62040 |  | 5.72% | 2652 | 195 | 0 | 0 | 122 | 2969 | 8.0698e-07
Hurricane City Power | Northwest Power Area (NWPA) - U.S. Systems | 2004 | 0 | 7.19 | 40050 | 26330 | 0 | 0 | 0 | 66380 |  | 5.72% | 6523 | 3619 | 4870 | 78 | 227 | 15317 | 4.1632e-06
Hurricane City Power | Northwest Power Area (NWPA) - U.S. Systems | 2005 | 0 | 10.83 | 36938 | 35060 | 0 | 0 | 0 | 71998 |  | 5.72% | 145761 | 49344 | 24801 | 693 | 17450 | 238049 | 6.4702e-05
Hurricane City Power | Northwest Power Area (NWPA) - U.S. Systems | 2006 | 0 | 5.23 | 46862 | 42043 | 0 | 0 | 0 | 88905 |  | 5.72% | 44563 | 58347 | 156579 | 0 | 0 | 259489 | 7.053e-05
Hyrum City Corp. | Northwest Power Area (NWPA) - U.S. Systems | 1988 | 0 | 0 | 10615 | 702 | 36936 | 0 | 0 | 48253 |  | 5.72% | 201545 | 113035 | 17016 | 0 | 0 | 331596 | 9.0128e-05
Hyrum City Corp. | Northwest Power Area (NWPA) - U.S. Systems | 1989 | 0 | 0 | 10691 | 646 | 37357 | 0 | 0 | 48694 |  | 5.72% | 2938409 | 2055958 | 1307730 | 20999 | 13391 | 6336487 | 0.0017223
Hyrum City Corp. | Northwest Power Area (NWPA) - U.S. Systems | 1990 | 0 | 0 | 10748 | 683 | 39013 | 0 | 0 | 50444 |  | 5.72% | 13032079 | 12676071 | 20248263 | 126536 | 522206 | 46605155 | 0.012667
Hyrum City Corp. | Northwest Power Area (NWPA) - U.S. Systems | 1991 | 0 | 0 | 10874 | 890 | 40491 | 0 | 0 | 52255 |  | 5.73% | 8565 | 11908 | 240 | 187 | 0 | 20900 | 5.6807e-06
Hyrum City Corp. | Northwest Power Area (NWPA) - U.S. Systems | 1992 | 0 | 0 | 10892 | 1161 | 43017 | 0 | 0 | 55070 |  | 5.73% | 30985 | 4539 | 0 | 0 | 15 | 35539 | 9.6596e-06
Hyrum City Corp. | Northwest Power Area (NWPA) - U.S. Systems | 1993 | 0 | 0 | 11311 | 1174 | 43363 | 0 | 0 | 55848 |  | 5.73% | 174446 | 100767 | 22838 | 1802 | 19519 | 319372 | 8.6806e-05
Hyrum City Corp. | Northwest Power Area (NWPA) - U.S. Systems | 1994 | 0 | 0 | 12164 | 1399 | 43675 | 0 | 0 | 57238 |  | 5.73% | 198999 | 116866 | 67023 | 4005 | 0 | 386893 | 0.00010516
Hyrum City Corp. | Northwest Power Area (NWPA) - U.S. Systems | 1995 | 0 | 5.21 | 13210 | 1504 | 42902 | 0 | 0 | 57616 |  | 5.73% | 356279 | 147625 | 329176 | 1802 | 25847 | 860729 | 0.00023395
Hyrum City Corp. | Northwest Power Area (NWPA) - U.S. Systems | 1996 | 0 | 3.93 | 13022 | 2237 | 36144 | 0 | 0 | 51403 |  | 5.74% | 90840 | 364202 | 0 | 0 | 0 | 455042 | 0.00012368
Hyrum City Corp. | Northwest Power Area (NWPA) - U.S. Systems | 1997 | 0 | 0 | 12661 | 3797 | 37021 | 0 | 0 | 53479 |  | 5.74% | 259547 | 207563 | 20965 | 3184 | 33045 | 524304 | 0.00014251
Hyrum City Corp. | Northwest Power Area (NWPA) - U.S. Systems | 1998 | 0 | 3.55 | 12769 | 3768 | 38609 | 0 | 0 | 55146 |  | 5.74% | 398092 | 137699 | 172036 | 1225 | 66570 | 775622 | 0.00021082
Hyrum City Corp. | Northwest Power Area (NWPA) - U.S. Systems | 1999 | 0 | 2.93 | 13867 | 8888 | 34847 | 0 | 0 | 57602 |  | 5.74% | 511970 | 231503 | 259712 | 3350 | 0 | 1006535 | 0.00027358
Hyrum City Corp. | Northwest Power Area (NWPA) - U.S. Systems | 2000 | 0 | 4.31 | 14734 | 10456 | 37314 | 0 | 0 | 62504 |  | 5.75% | 2890 | 2891 | 925 | 0 | 0 | 6706 | 1.8227e-06
Hyrum City Corp. | Northwest Power Area (NWPA) - U.S. Systems | 2001 | 0 | 0 | 16044 | 12224 | 37002 | 0 | 0 | 65270 |  | 5.75% | 28647 | 4336 | 0 | 0 | 0 | 32983 | 8.9648e-06
Hyrum City Corp. | Northwest Power Area (NWPA) - U.S. Systems | 2002 | 0 | 0 | 16425 | 11713 | 36610 | 0 | 0 | 64748 |  | 5.76% | 1472 | 0 | 0 | 0 | 0 | 1472 | 4.0009e-07
Hyrum City Corp. | Northwest Power Area (NWPA) - U.S. Systems | 2003 | 0 | 0 | 17339 | 12578 | 36740 | 0 | 0 | 66657 |  | 5.76% | 38698 | 44733 | 0 | 0 | 1396 | 84827 | 2.3056e-05
Hyrum City Corp. | Northwest Power Area (NWPA) - U.S. Systems | 2004 | 0 | 0 | 18261 | 12404 | 35290 | 0 | 0 | 65955 |  | 5.76% | 59507 | 33723 | 998 | 0 | 0 | 94228 | 2.5611e-05
Hyrum City Corp. | Northwest Power Area (NWPA) - U.S. Systems | 2005 | 0 | 5.19 | 16408 | 14458 | 35726 | 0 | 0 | 66592 |  | 5.76% | 116355 | 85662 | 27418 | 1167 | 0 | 230602 | 6.2678e-05
Hyrum City Corp. | Northwest Power Area (NWPA) - U.S. Systems | 2006 | 0 | 3.05 | 17018 | 17434 | 37850 | 0 | 0 | 72302 |  | 5.76% | 292914 | 228214 | 53245 | 3466 | 34787 | 612626 | 0.00016651
Idaho County Light & Power Coop Association, Inc. | Northwest Power Area (NWPA) - U.S. Systems | 1988 | 0 | 9.9 | 24468 | 2750 | 4195 | 0 | 222 | 31635 |  | 5.77% | 157000 | 47000 | 38000 | 1000 | 97000 | 340000 | 9.2413e-05
Idaho County Light & Power Coop Association, Inc. | Northwest Power Area (NWPA) - U.S. Systems | 1989 | 0 | 9.79 | 25452 | 4252 | 2676 | 0 | 0 | 32380 |  | 5.77% | 8693222 | 5855075 | 3577961 | 67890 | 0 | 18194148 | 0.0049452
Idaho County Light & Power Coop Association, Inc. | Northwest Power Area (NWPA) - U.S. Systems | 1990 | 0 | 9.57 | 25274 | 3094 | 3209 | 0 | 214 | 31791 |  | 5.78% | 9592 | 2777 | 69 | 0 | 1846 | 14284 | 3.8824e-06
Idaho County Light & Power Coop Association, Inc. | Northwest Power Area (NWPA) - U.S. Systems | 1991 | 0 | 9.79 | 27174 | 3775 | 0 | 0 | 2791 | 33740 |  | 5.78% | 26132 | 9662 | 422 | 380 | 0 | 36596 | 9.9469e-06
Idaho County Light & Power Coop Association, Inc. | Northwest Power Area (NWPA) - U.S. Systems | 1992 | 0 | 8.9 | 26064 | 3744 | 0 | 0 | 2904 | 32712 |  | 5.78% | 26838 | 15659 | 6911 | 198 | 3432 | 53038 | 1.4416e-05
Idaho County Light & Power Coop Association, Inc. | Northwest Power Area (NWPA) - U.S. Systems | 1993 | 0 | 8.31 | 28420 | 4091 | 0 | 0 | 3097 | 35608 |  | 5.78% | 25086 | 49539 | 0 | 0 | 0 | 74625 | 2.0283e-05
Idaho County Light & Power Coop Association, Inc. | Northwest Power Area (NWPA) - U.S. Systems | 1994 | 0 | 9.38 | 28331 | 4109 | 291 | 0 | 3071 | 35802 |  | 5.78% | 142019 | 104841 | 137847 | 215 | 260628 | 645550 | 0.00017546
Idaho County Light & Power Coop Association, Inc. | Northwest Power Area (NWPA) - U.S. Systems | 1995 | 0 | 8.72 | 28740 | 4629 | 119 | 0 | 3031 | 36519 |  | 5.78% | 13375861 | 13471314 | 20749637 | 138348 | 565313 | 48300473 | 0.013128
Idaho County Light & Power Coop Association, Inc. | Northwest Power Area (NWPA) - U.S. Systems | 1996 | 0 | 13.66 | 30460 | 5453 | 173 | 0 | 3359 | 39445 |  | 5.79% | 1337 | 0 | 0 | 0 | 0 | 1337 | 3.634e-07
Idaho County Light & Power Coop Association, Inc. | Northwest Power Area (NWPA) - U.S. Systems | 1997 | 0 | 7.95 | 31391 | 5260 | 0 | 0 | 3360 | 40011 |  | 5.79% | 30188 | 3607 | 0 | 0 | 3365 | 37160 | 1.01e-05
Idaho County Light & Power Coop Association, Inc. | Northwest Power Area (NWPA) - U.S. Systems | 1998 | 0 | 9.69 | 31039 | 5387 | 2820 | 0 | 142 | 39388 |  | 5.79% | 61297 | 21119 | 23624 | 0 | 0 | 106040 | 2.8822e-05
Idaho County Light & Power Coop Association, Inc. | Northwest Power Area (NWPA) - U.S. Systems | 1999 | 0 | 7.54 | 32248 | 5091 | 177 | 0 | 2653 | 40169 |  | 5.79% | 1796058 | 2390188 | 2951298 | 11570 | 0 | 7149114 | 0.0019431
Idaho County Light & Power Coop Association, Inc. | Northwest Power Area (NWPA) - U.S. Systems | 2000 | 0 | 9.58 | 32005 | 5273 | 0 | 0 | 3055 | 40333 |  | 5.79% | 3237436 | 2848132 | 2032247 | 24643 | 14468 | 8156926 | 0.0022171
Idaho County Light & Power Coop Association, Inc. | Northwest Power Area (NWPA) - U.S. Systems | 2001 | 0 | 8.41 | 31862 | 5315 | 0 | 0 | 3390 | 40567 |  | 5.8% | 34499 | 9776 | 0 | 135 | 0 | 44410 | 1.2071e-05
Idaho County Light & Power Coop Association, Inc. | Northwest Power Area (NWPA) - U.S. Systems | 2002 | 0 | 9.25 | 32119 | 5141 | 308 | 0 | 3321 | 40889 |  | 5.8% | 59983 | 22175 | 27760 | 0 | 0 | 109918 | 2.9876e-05
Idaho County Light & Power Coop Association, Inc. | Northwest Power Area (NWPA) - U.S. Systems | 2003 | 0 | 9.24 | 32070 | 8289 | 288 | 0 | 0 | 40647 |  | 5.8% | 34468 | 19224 | 68440 | 0 | 0 | 122132 | 3.3196e-05
Idaho County Light & Power Coop Association, Inc. | Northwest Power Area (NWPA) - U.S. Systems | 2004 | 0 | 8.69 | 32596 | 8415 | 332 | 0 | 0 | 41343 |  | 5.8% | 51908 | 43918 | 48907 | 0 | 0 | 144733 | 3.9339e-05
Idaho County Light & Power Coop Association, Inc. | Northwest Power Area (NWPA) - U.S. Systems | 2005 | 0 | 9.76 | 33231 | 8197 | 342 | 0 | 0 | 41770 |  | 5.8% | 404049 | 133864 | 159472 | 1178 | 63223 | 761786 | 0.00020705
Idaho County Light & Power Coop Association, Inc. | Northwest Power Area (NWPA) - U.S. Systems | 2006 | 0 | 9.29 | 35232 | 8490 | 289 | 0 | 0 | 44011 |  | 5.81% | 2750 | 492 | 0 | 0 | 0 | 3242 | 8.8118e-07
Idaho Falls Electric Light Division | Northwest Power Area (NWPA) - U.S. Systems | 1988 | 0 | 4.67 | 247902 | 204889 | 15191 | 3189 | 34790 | 505961 |  | 5.81% | 8468 | 5906 | 158 | 0 | 4963 | 19495 | 5.2988e-06
Idaho Falls Electric Light Division | Northwest Power Area (NWPA) - U.S. Systems | 1989 | 0 | 5.74 | 259547 | 207563 | 20965 | 3184 | 33045 | 524304 |  | 5.81% | 13375 | 24699 | 58 | 0 | 5689 | 43821 | 1.1911e-05
Idaho Falls Electric Light Division | Northwest Power Area (NWPA) - U.S. Systems | 1990 | 0 | 8.17 | 252047 | 208589 | 20963 | 3197 | 34012 | 518808 |  | 5.81% | 43183 | 49230 | 0 | 0 | 1825 | 94238 | 2.5614e-05
Idaho Falls Electric Light Division | Northwest Power Area (NWPA) - U.S. Systems | 1991 | 0 | 5.4 | 272745 | 219240 | 32172 | 5477 | 35041 | 564675 |  | 5.81% | 42113 | 56445 | 12936 | 0 | 0 | 111494 | 3.0304e-05
Idaho Falls Electric Light Division | Northwest Power Area (NWPA) - U.S. Systems | 1992 | 0 | 4.96 | 265163 | 219831 | 49675 | 3449 | 37718 | 575836 |  | 5.81% | 52767 | 24526 | 57318 | 80 | 576 | 135267 | 3.6766e-05
Idaho Falls Electric Light Division | Northwest Power Area (NWPA) - U.S. Systems | 1993 | 0 | 5.76 | 292914 | 228214 | 53245 | 3466 | 34787 | 612626 |  | 5.81% | 168428 | 77118 | 32162 | 339 | 0 | 278047 | 7.5574e-05
Idaho Falls Electric Light Division | Northwest Power Area (NWPA) - U.S. Systems | 1994 | 0 | 3.97 | 279846 | 233880 | 53494 | 3077 | 37321 | 607618 |  | 5.81% | 0 | 0 | 2772707 | 0 | 737578 | 3510285 | 0.0009541
Idaho Falls Electric Light Division | Northwest Power Area (NWPA) - U.S. Systems | 1995 | 0 | 4.09 | 274961 | 231568 | 50748 | 3104 | 35920 | 596301 |  | 5.82% | 181349 | 93516 | 39894 | 382 | 0 | 315141 | 8.5656e-05
Idaho Falls Electric Light Division | Northwest Power Area (NWPA) - U.S. Systems | 1996 | 0 | 4.5 | 281662 | 238308 | 42780 | 3132 | 38755 | 604637 |  | 5.82% | 617526 | 371427 | 250389 | 1174 | 23344 | 1263860 | 0.00034352
Idaho Falls Electric Light Division | Northwest Power Area (NWPA) - U.S. Systems | 1997 | 0 | 5.14 | 281673 | 243485 | 40081 | 3187 | 37836 | 606262 |  | 5.83% | 16498 | 6780 | 2752 | 0 | 3838 | 29868 | 8.1182e-06
Idaho Falls Electric Light Division | Northwest Power Area (NWPA) - U.S. Systems | 1998 | 0 | 4.46 | 280239 | 247438 | 37617 | 3200 | 38058 | 606552 |  | 5.83% | 71573 | 26820 | 19496 | 403 | 235 | 118527 | 3.2216e-05
Idaho Falls Electric Light Division | Northwest Power Area (NWPA) - U.S. Systems | 1999 | 0 | 3.8 | 284514 | 252140 | 37327 | 3294 | 37944 | 615219 |  | 5.83% | 113872 | 37732 | 89495 | 0 | 0 | 241099 | 6.5531e-05
Idaho Falls Electric Light Division | Northwest Power Area (NWPA) - U.S. Systems | 2000 | 0 | 9.23 | 271472 | 253820 | 37434 | 3215 | 40635 | 606576 |  | 5.83% | 276817 | 196394 | 44734 | 2077 | 67324 | 587346 | 0.00015964
Idaho Falls Electric Light Division | Northwest Power Area (NWPA) - U.S. Systems | 2001 | 0 | 4.8 | 288059 | 263140 | 37743 | 0 | 42952 | 631894 |  | 5.83% | 493952 | 59636 | 116104 | 272 | 0 | 669964 | 0.0001821
Idaho Falls Electric Light Division | Northwest Power Area (NWPA) - U.S. Systems | 2002 | 0 | 4.39 | 282632 | 253003 | 45909 | 0 | 42319 | 623863 |  | 5.84% | 22749 | 3999 | 0 | 0 | 0 | 26748 | 7.2702e-06
Idaho Falls Electric Light Division | Northwest Power Area (NWPA) - U.S. Systems | 2003 | 0 | 3.74 | 267737 | 294047 | 47570 | 0 | 0 | 609354 |  | 5.84% | 9016 | 7258 | 14022 | 0 | 0 | 30296 | 8.2345e-06
Idaho Falls Electric Light Division | Northwest Power Area (NWPA) - U.S. Systems | 2004 | 0 | 2.61 | 269011 | 292773 | 57979 | 0 | 0 | 619763 |  | 5.84% | 45227 | 22426 | 0 | 51 | 15395 | 83099 | 2.2586e-05
Idaho Falls Electric Light Division | Northwest Power Area (NWPA) - U.S. Systems | 2005 | 0 | 3.4 | 272395 | 298422 | 80278 | 0 | 0 | 651095 |  | 5.84% | 47611 | 4836 | 32006 | 0 | 1623 | 86076 | 2.3396e-05
Idaho Falls Electric Light Division | Northwest Power Area (NWPA) - U.S. Systems | 2006 | 0 | 4.29 | 282822 | 304733 | 93514 | 0 | 0 | 681069 |  | 5.84% | 263865 | 39257 | 0 | 348 | 23245 | 326715 | 8.8802e-05
Idaho Power Co. | Northwest Power Area (NWPA) - U.S. Systems | 1988 | 0 | 7.81 | 3328397 | 3561800 | 3654382 | 18067 | 0 | 10562646 |  | 5.84% | 204186 | 252017 | 0 | 2220 | 111555 | 569978 | 0.00015492
Idaho Power Co. | Northwest Power Area (NWPA) - U.S. Systems | 1989 | 0 | 6.38 | 3497093 | 3624145 | 3929490 | 18353 | 0 | 11069081 |  | 5.84% | 10007812 | 8519061 | 1349917 | 0 | 0 | 19876790 | 0.0054025
Idaho Power Co. | Northwest Power Area (NWPA) - U.S. Systems | 1990 | 0 | 7.45 | 3414593 | 3825362 | 3826619 | 19035 | 0 | 11085609 |  | 5.85% | 4185 | 3579 | 566 | 0 | 0 | 8330 | 2.2641e-06
Idaho Power Co. | Northwest Power Area (NWPA) - U.S. Systems | 1991 | 0 | 6.17 | 3624889 | 3719660 | 3903166 | 17903 | 0 | 11265618 |  | 5.85% | 12569 | 8786 | 892 | 0 | 0 | 22247 | 6.0468e-06
Idaho Power Co. | Northwest Power Area (NWPA) - U.S. Systems | 1992 | 0 | 8.07 | 3474325 | 4147843 | 3964206 | 19881 | 0 | 11606255 |  | 5.86% | 55021 | 23311 | 32671 | 0 | 0 | 111003 | 3.0171e-05
Idaho Power Co. | Northwest Power Area (NWPA) - U.S. Systems | 1993 | 0 | 6.98 | 3781924 | 3705563 | 3899017 | 19589 | 0 | 11406093 |  | 5.86% | 154348 | 98001 | 16812 | 0 | 0 | 269161 | 7.3158e-05
Idaho Power Co. | Northwest Power Area (NWPA) - U.S. Systems | 1994 | 0 | 7.79 | 3806372 | 4314879 | 4052154 | 20897 | 0 | 12194302 |  | 5.86% | 189442 | 41681 | 65761 | 0 | 0 | 296884 | 8.0694e-05
Idaho Power Co. | Northwest Power Area (NWPA) - U.S. Systems | 1995 | 0 | 7.15 | 3747678 | 3949654 | 4263736 | 21446 | 0 | 11982514 |  | 5.87% | 45555 | 14039 | 11391 | 76 | 8149 | 79210 | 2.1529e-05
Idaho Power Co. | Northwest Power Area (NWPA) - U.S. Systems | 1996 | 0 | 6.78 | 3971760 | 4480135 | 4560774 | 22797 | 0 | 13035466 |  | 5.87% | 28585 | 12580 | 14789 | 0 | 139725 | 195679 | 5.3186e-05
Idaho Power Co. | Northwest Power Area (NWPA) - U.S. Systems | 1997 | 0 | 4.11 | 4040745 | 4512112 | 4661943 | 25621 | 0 | 13240421 |  | 5.87% | 281524 | 90950 | 162321 | 1166 | 55650 | 591611 | 0.0001608
Idaho Power Co. | Northwest Power Area (NWPA) - U.S. Systems | 1998 | 0 | 3.22 | 4090453 | 4462699 | 4753687 | 27649 | 0 | 13334488 |  | 5.87% | 369780 | 173682 | 74794 | 0 | 0 | 618256 | 0.00016804
Idaho Power Co. | Northwest Power Area (NWPA) - U.S. Systems | 1999 | 0 | 6.44 | 4200174 | 4870063 | 4666401 | 29247 | 0 | 13765885 |  | 5.88% | 53756 | 40373 | 46468 | 68 | 661 | 141326 | 3.8413e-05
Idaho Power Co. | Northwest Power Area (NWPA) - U.S. Systems | 2000 | 0 | 6.19 | 4392484 | 5368469 | 4808101 | 29335 | 0 | 14598389 |  | 5.88% | 105216 | 24533 | 127440 | 398 | 22981 | 280568 | 7.6259e-05
Idaho Power Co. | Northwest Power Area (NWPA) - U.S. Systems | 2001 | 0 | 8.02 | 4306996 | 4772190 | 3924637 | 0 | 27202 | 13031025 |  | 5.89% | 9256 | 7720 | 0 | 95 | 2381 | 19452 | 5.2871e-06
Idaho Power Co. | Northwest Power Area (NWPA) - U.S. Systems | 2002 | 0 | 7.6 | 4386794 | 5253004 | 3225781 | 0 | 28489 | 12894068 |  | 5.89% | 28144 | 17439 | 5659 | 189 | 3210 | 54641 | 1.4852e-05
Idaho Power Co. | Northwest Power Area (NWPA) - U.S. Systems | 2003 | 0 | 8.89 | 4426976 | 3511236 | 5041819 | 0 | 0 | 12980031 |  | 5.89% | 176478 | 94906 | 32623 | 1738 | 2626 | 308371 | 8.3816e-05
Idaho Power Co. | Northwest Power Area (NWPA) - U.S. Systems | 2004 | 0 | 7.65 | 4580337 | 3560911 | 5098341 | 0 | 0 | 13239589 |  | 5.9% | 40072 | 53643 | 12216 | 0 | 349 | 106280 | 2.8887e-05
Idaho Power Co. | Northwest Power Area (NWPA) - U.S. Systems | 2005 | 0 | 6.71 | 4760275 | 3638694 | 4889843 | 0 | 0 | 13288812 |  | 5.9% | 193365 | 60590 | 31275 | 0 | 49164 | 334394 | 9.0889e-05
Idaho Power Co. | Northwest Power Area (NWPA) - U.S. Systems | 2006 | 0 | 5.97 | 5067767 | 3760988 | 5110559 | 0 | 0 | 13939314 |  | 5.9% | 2295944 | 2994610 | 3867605 | 0 | 0 | 9158159 | 0.0024892
Inland Power & Light Co. | Northwest Power Area (NWPA) - U.S. Systems | 1988 | 0 | 7.51 | 356350 | 68650 | 0 | 376 | 8490 | 433866 |  | 5.91% | 9285 | 4732 | 72 | 0 | 0 | 14089 | 3.8294e-06
Inland Power & Light Co. | Northwest Power Area (NWPA) - U.S. Systems | 1989 | 0 | 8.77 | 374067 | 69510 | 0 | 389 | 7120 | 451086 |  | 5.91% | 24841 | 9257 | 0 | 0 | 293 | 34391 | 9.3475e-06
Inland Power & Light Co. | Northwest Power Area (NWPA) - U.S. Systems | 1990 | 0 | 8.64 | 370852 | 71903 | 0 | 392 | 7002 | 450149 |  | 5.91% | 49668 | 42130 | 50242 | 0 | 0 | 142040 | 3.8607e-05
Inland Power & Light Co. | Northwest Power Area (NWPA) - U.S. Systems | 1991 | 0 | 7.08 | 378017 | 71200 | 0 | 287 | 7298 | 456802 |  | 5.91% | 166514 | 89977 | 28944 | 3508 | 1084 | 290027 | 7.883e-05
Inland Power & Light Co. | Northwest Power Area (NWPA) - U.S. Systems | 1992 | 0 | 8.03 | 355914 | 39709 | 31625 | 235 | 8711 | 436194 |  | 5.91% | 5924218 | 4864513 | 3325834 | 95200 | 0 | 14209765 | 0.0038622
Inland Power & Light Co. | Northwest Power Area (NWPA) - U.S. Systems | 1993 | 0 | 7.68 | 394089 | 41062 | 32067 | 237 | 5642 | 473097 |  | 5.92% | 23231 | 18002 | 20776 | 217 | 1144 | 63370 | 1.7224e-05
Inland Power & Light Co. | Northwest Power Area (NWPA) - U.S. Systems | 1994 | 0 | 6.71 | 389158 | 42823 | 31494 | 237 | 9661 | 473373 |  | 5.92% | 46303 | 29559 | 50348 | 72 | 733 | 127015 | 3.4523e-05
Inland Power & Light Co. | Northwest Power Area (NWPA) - U.S. Systems | 1995 | 0 | 7.51 | 423382 | 48053 | 32939 | 247 | 63264 | 567885 |  | 5.92% | 35335 | 20770 | 77133 | 0 | 0 | 133238 | 3.6214e-05
Inland Power & Light Co. | Northwest Power Area (NWPA) - U.S. Systems | 1996 | 0 | 7.26 | 468714 | 49123 | 33529 | 237 | 68164 | 619767 |  | 5.92% | 155987 | 56915 | 23498 | 615 | 22977 | 259992 | 7.0666e-05
Inland Power & Light Co. | Northwest Power Area (NWPA) - U.S. Systems | 1997 | 0 | 7.5 | 458882 | 56326 | 34555 | 264 | 57092 | 607119 |  | 5.92% | 14650121 | 15355491 | 19601466 | 0 | 39124 | 49646202 | 0.013494
Inland Power & Light Co. | Northwest Power Area (NWPA) - U.S. Systems | 1998 | 0 | 8.75 | 455779 | 58933 | 107338 | 231 | 0 | 622281 |  | 5.93% | 47830 | 10507 | 0 | 0 | 157 | 58494 | 1.5899e-05
Inland Power & Light Co. | Northwest Power Area (NWPA) - U.S. Systems | 1999 | 0 | 7.85 | 476221 | 58243 | 116783 | 270 | 0 | 651517 |  | 5.93% | 40137 | 19060 | 17151 | 51 | 22 | 76421 | 2.0771e-05
Inland Power & Light Co. | Northwest Power Area (NWPA) - U.S. Systems | 2000 | 0 | 5.83 | 493952 | 59636 | 116104 | 272 | 0 | 669964 |  | 5.93% | 41221 | 32117 | 0 | 0 | 4438 | 77776 | 2.114e-05
Inland Power & Light Co. | Northwest Power Area (NWPA) - U.S. Systems | 2001 | 0 | 6.75 | 491373 | 82202 | 100263 | 0 | 267 | 674105 |  | 5.93% | 150464 | 20275 | 13585 | 0 | 7019 | 191343 | 5.2007e-05
Inland Power & Light Co. | Northwest Power Area (NWPA) - U.S. Systems | 2002 | 0 | 7.45 | 504970 | 85370 | 103788 | 0 | 270 | 694398 |  | 5.93% | 546725 | 252461 | 298902 | 2607 | 0 | 1100695 | 0.00029917
Inland Power & Light Co. | Northwest Power Area (NWPA) - U.S. Systems | 2003 | 0 | 6.94 | 517224 | 83921 | 109034 | 0 | 0 | 710179 |  | 5.93% | 6793193 | 5902662 | 3762953 | 99022 | 0 | 16557830 | 0.0045004
Inland Power & Light Co. | Northwest Power Area (NWPA) - U.S. Systems | 2004 | 0 | 7.87 | 530529 | 84585 | 109513 | 0 | 0 | 724627 |  | 5.94% | 0 | 475 | 0 | 0 | 0 | 475 | 1.2911e-07
Inland Power & Light Co. | Northwest Power Area (NWPA) - U.S. Systems | 2005 | 0 | 8.56 | 545226 | 84636 | 113501 | 0 | 0 | 743363 |  | 5.94% | 17711 | 12609 | 12031 | 0 | 0 | 42351 | 1.1511e-05
Inland Power & Light Co. | Northwest Power Area (NWPA) - U.S. Systems | 2006 | 0 | 7.38 | 580222 | 86201 | 109047 | 0 | 0 | 775470 |  | 5.94% | 36993 | 44016 | 0 | 0 | 1365 | 82374 | 2.2389e-05
Intermountain Power Agency | Northwest Power Area (NWPA) - U.S. Systems | 1988 | 0 | 0 | 0 | 0 | 0 | 0 | 0 | 0 |  | 5.94% | 423026 | 218387 | 219644 | 0 | 0 | 861057 | 0.00023404
Intermountain Power Agency | Northwest Power Area (NWPA) - U.S. Systems | 1989 | 0 | 0 | 0 | 0 | 0 | 0 | 0 | 0 |  | 5.95% | 40038 | 29871 | 0 | 0 | 4856 | 74765 | 2.0321e-05
Intermountain Power Agency | Northwest Power Area (NWPA) - U.S. Systems | 1990 | 0 | 0 | 0 | 0 | 0 | 0 | 0 | 0 |  | 5.95% | 60785 | 14444 | 26180 | 400 | 10726 | 112535 | 3.0587e-05
Intermountain Power Agency | Northwest Power Area (NWPA) - U.S. Systems | 1991 | 0 | 0 | 0 | 0 | 0 | 0 | 0 | 0 |  | 5.95% | 192082 | 35678 | 75 | 0 | 0 | 227835 | 6.1926e-05
Intermountain Power Agency | Northwest Power Area (NWPA) - U.S. Systems | 1992 | 0 | 0 | 0 | 0 | 0 | 0 | 0 | 0 |  | 5.95% | 195638 | 62315 | 91617 | 137 | 10677 | 360384 | 9.7953e-05
Intermountain Power Agency | Northwest Power Area (NWPA) - U.S. Systems | 1993 | 0 | 0 | 0 | 0 | 0 | 0 | 0 | 0 |  | 5.95% | 110052 | 71557 | 82741 | 161 | 240715 | 505226 | 0.00013732
Intermountain Power Agency | Northwest Power Area (NWPA) - U.S. Systems | 1994 | 0 | 0 | 0 | 0 | 0 | 0 | 0 | 0 |  | 5.95% | 256695 | 167609 | 182990 | 1605 | 29401 | 638300 | 0.00017349
Intermountain Power Agency | Northwest Power Area (NWPA) - U.S. Systems | 1995 | 0 | 0 | 0 | 0 | 0 | 0 | 0 | 0 |  | 5.96% | 7607 | 5047 | 0 | 0 | 85 | 12739 | 3.4625e-06
Intermountain Power Agency | Northwest Power Area (NWPA) - U.S. Systems | 1996 | 0 | 0 | 0 | 0 | 0 | 0 | 0 | 0 |  | 5.96% | 23860 | 30620 | 0 | 0 | 0 | 54480 | 1.4808e-05
Intermountain Power Agency | Northwest Power Area (NWPA) - U.S. Systems | 1997 | 0 | 0 | 0 | 0 | 0 | 0 | 0 | 0 |  | 5.96% | 49241 | 10177 | 0 | 0 | 153 | 59571 | 1.6192e-05
Intermountain Power Agency | Northwest Power Area (NWPA) - U.S. Systems | 1998 | 0 | 0 | 0 | 0 | 0 | 0 | 0 | 0 |  | 5.96% | 180250 | 29888 | 0 | 0 | 0 | 210138 | 5.7116e-05
Intermountain Power Agency | Northwest Power Area (NWPA) - U.S. Systems | 1999 | 0 | 0 | 0 | 0 | 0 | 0 | 0 | 0 |  | 5.96% | 208286 | 36626 | 0 | 270 | 1104 | 246286 | 6.6941e-05
Intermountain Power Agency | Northwest Power Area (NWPA) - U.S. Systems | 2000 | 0 | 0 | 0 | 0 | 0 | 0 | 0 | 0 |  | 5.96% | 165674 | 84102 | 31282 | 0 | 0 | 281058 | 7.6392e-05
Intermountain Power Agency | Northwest Power Area (NWPA) - U.S. Systems | 2001 | 0 | 0 | 0 | 0 | 0 | 0 | 0 | 0 |  | 5.96% | 436123 | 95593 | 91334 | 0 | 0 | 623050 | 0.00016935
Intermountain Power Agency | Northwest Power Area (NWPA) - U.S. Systems | 2002 | 0 | 0 | 0 | 0 | 0 | 0 | 0 | 0 |  | 5.97% | 8383 | 7791 | 0 | 0 | 312 | 16486 | 4.4809e-06
Intermountain Power Agency | Northwest Power Area (NWPA) - U.S. Systems | 2003 | 0 | 0 | 0 | 0 | 0 | 0 | 0 | 0 |  | 5.97% | 214781 | 83100 | 14750 | 0 | 0 | 312631 | 8.4974e-05
Intermountain Power Agency | Northwest Power Area (NWPA) - U.S. Systems | 2004 | 0 | 0 | 0 | 0 | 0 | 0 | 0 | 0 |  | 5.97% | 115616 | 81802 | 106189 | 179 | 263509 | 567295 | 0.00015419
Intermountain Power Agency | Northwest Power Area (NWPA) - U.S. Systems | 2005 | 0 | 0 | 0 | 0 | 0 | 0 | 0 | 0 |  | 5.97% | 1842968 | 2459809 | 3441022 | 11993 | 0 | 7755792 | 0.002108
Intermountain Power Agency | Northwest Power Area (NWPA) - U.S. Systems | 2006 | 0 | 0 | 0 | 0 | 0 | 0 | 0 | 0 |  | 5.97% | 5067767 | 3760988 | 5110559 | 0 | 0 | 13939314 | 0.0037887
Kanab City Power Dept. | Northwest Power Area (NWPA) - U.S. Systems | 1993 | 0 | 13.01 | 8380 | 9651 | 254 | 25 | 3090 | 21400 |  | 5.98% | 38090 | 9895 | 0 | 154 | 0 | 48139 | 1.3084e-05
Kanab City Power Dept. | Northwest Power Area (NWPA) - U.S. Systems | 1994 | 0 | 20.65 | 7202 | 9216 | 288 | 118 | 3159 | 19983 |  | 5.98% | 35500 | 35188 | 0 | 4187 | 0 | 74875 | 2.0351e-05
Kanab City Power Dept. | Northwest Power Area (NWPA) - U.S. Systems | 1995 | 0 | 1.15 | 8555 | 9543 | 240 | 0 | 2100 | 20438 |  | 5.98% | 32741 | 18714 | 41059 | 0 | 887 | 93401 | 2.5387e-05
Kanab City Power Dept. | Northwest Power Area (NWPA) - U.S. Systems | 1996 | 0 | 5.73 | 8565 | 11908 | 240 | 187 | 0 | 20900 |  | 5.98% | 39644 | 54528 | 12339 | 16 | 260 | 106787 | 2.9025e-05
Kanab City Power Dept. | Northwest Power Area (NWPA) - U.S. Systems | 1997 | 0 | 0 | 8726 | 10022 | 242 | 0 | 2029 | 21019 |  | 5.98% | 126966 | 53109 | 0 | 0 | 0 | 180075 | 4.8945e-05
Kanab City Power Dept. | Northwest Power Area (NWPA) - U.S. Systems | 1998 | 0 | 19.99 | 8994 | 11454 | 246 | 0 | 0 | 20694 |  | 5.98% | 95728 | 213738 | 0 | 365 | 7497 | 317328 | 8.625e-05
Kanab City Power Dept. | Northwest Power Area (NWPA) - U.S. Systems | 1999 | 0 | 14.68 | 8525 | 12217 | 242 | 0 | 0 | 20984 |  | 5.99% | 25562 | 9062 | 0 | 0 | 292 | 34916 | 9.4902e-06
Kanab City Power Dept. | Northwest Power Area (NWPA) - U.S. Systems | 2000 | 0 | 8.09 | 9583 | 13661 | 0 | 0 | 0 | 23244 |  | 6% | 3401 | 0 | 0 | 0 | 125 | 3526 | 9.5837e-07
Kanab City Power Dept. | Northwest Power Area (NWPA) - U.S. Systems | 2001 | 0 | 8.66 | 8859 | 13442 | 0 | 0 | 0 | 22301 |  | 6% | 15391 | 9670 | 0 | 0 | 227 | 25288 | 6.8733e-06
Kanab City Power Dept. | Northwest Power Area (NWPA) - U.S. Systems | 2002 | 0 | 2.64 | 8498 | 10290 | 244 | 0 | 3190 | 22222 |  | 6% | 31268 | 40176 | 0 | 0 | 0 | 71444 | 1.9419e-05
Kanab City Power Dept. | Northwest Power Area (NWPA) - U.S. Systems | 2003 | 0 | 6.07 | 8987 | 13637 | 0 | 0 | 0 | 22624 |  | 6% | 6158864 | 5140836 | 3508061 | 93407 | 0 | 14901168 | 0.0040502
Kanab City Power Dept. | Northwest Power Area (NWPA) - U.S. Systems | 2004 | 0 | 0 | 9181 | 13940 | 0 | 0 | 0 | 23121 |  | 6.01% | 8669 | 4680 | 0 | 420 | 4948 | 18717 | 5.0873e-06
Kanosh Electric Dept. | Northwest Power Area (NWPA) - U.S. Systems | 1988 | 0 | 1.09 | 1780 | 303 | 0 | 0 | 0 | 2083 |  | 6.01% | 8141 | 5285 | 4274 | 50 | 6287 | 24037 | 6.5333e-06
Kanosh Electric Dept. | Northwest Power Area (NWPA) - U.S. Systems | 1989 | 0 | 1.22 | 1800 | 295 | 0 | 0 | 0 | 2095 |  | 6.01% | 380946 | 203613 | 187814 | 0 | 0 | 772373 | 0.00020993
Kanosh Electric Dept. | Northwest Power Area (NWPA) - U.S. Systems | 1990 | 0 | 2.3 | 1773 | 299 | 0 | 0 | 0 | 2072 |  | 6.02% | 1480 | 237 | 0 | 0 | 0 | 1717 | 4.6668e-07
Kanosh Electric Dept. | Northwest Power Area (NWPA) - U.S. Systems | 1991 | 0 | 0 | 1674 | 208 | 0 | 0 | 0 | 1882 |  | 6.02% | 9039 | 2961 | 60 | 0 | 1838 | 13898 | 3.7775e-06
Kanosh Electric Dept. | Northwest Power Area (NWPA) - U.S. Systems | 1992 | 0 | 0 | 1624 | 268 | 0 | 0 | 0 | 1892 |  | 6.02% | 22282 | 24438 | 25217 | 138 | 2571 | 74646 | 2.0289e-05
Kanosh Electric Dept. | Northwest Power Area (NWPA) - U.S. Systems | 1993 | 0 | 0 | 1456 | 273 | 0 | 0 | 0 | 1729 |  | 6.02% | 95299 | 45559 | 0 | 135 | 0 | 140993 | 3.8322e-05
Kanosh Electric Dept. | Northwest Power Area (NWPA) - U.S. Systems | 1994 | 0 | 0 | 1445 | 276 | 0 | 0 | 0 | 1721 |  | 6.02% | 86856 | 77650 | 0 | 0 | 4904 | 169410 | 4.6046e-05
Kanosh Electric Dept. | Northwest Power Area (NWPA) - U.S. Systems | 1995 | 0 | 0 | 1343 | 339 | 0 | 0 | 0 | 1682 |  | 6.02% | 184263 | 107888 | 17193 | 0 | 0 | 309344 | 8.408e-05
Kanosh Electric Dept. | Northwest Power Area (NWPA) - U.S. Systems | 1996 | 0 | 0 | 1424 | 362 | 0 | 0 | 0 | 1786 |  | 6.03% | 1582 | 149 | 0 | 0 | 0 | 1731 | 4.7049e-07
Kanosh Electric Dept. | Northwest Power Area (NWPA) - U.S. Systems | 1997 | 0 | 0 | 1506 | 277 | 0 | 0 | 0 | 1783 |  | 6.03% | 41302 | 57174 | 136591 | 0 | 0 | 235067 | 6.3892e-05
Kanosh Electric Dept. | Northwest Power Area (NWPA) - U.S. Systems | 1998 | 0 | 0 | 1500 | 306 | 0 | 0 | 0 | 1806 |  | 6.03% | 300298 | 106655 | 137163 | 56877 | 1907 | 602900 | 0.00016387
Kanosh Electric Dept. | Northwest Power Area (NWPA) - U.S. Systems | 1999 | 0 | 0 | 1576 | 346 | 0 | 0 | 0 | 1922 |  | 6.04% | 0 | 467 | 0 | 0 | 0 | 467 | 1.2693e-07
Kanosh Electric Dept. | Northwest Power Area (NWPA) - U.S. Systems | 2000 | 0 | 1.43 | 1995 | 181 | 0 | 0 | 0 | 2176 |  | 6.04% | 11347 | 0 | 0 | 0 | 5724 | 17071 | 4.6399e-06
Kanosh Electric Dept. | Northwest Power Area (NWPA) - U.S. Systems | 2001 | 0 | 1.38 | 1797 | 173 | 0 | 0 | 0 | 1970 |  | 6.04% | 50496 | 23550 | 29034 | 365 | 210 | 103655 | 2.8174e-05
Kanosh Electric Dept. | Northwest Power Area (NWPA) - U.S. Systems | 2002 | 0 | 1.35 | 1856 | 161 | 0 | 0 | 0 | 2017 |  | 6.04% | 49792 | 104173 | 0 | 0 | 9587 | 163552 | 4.4454e-05
Kanosh Electric Dept. | Northwest Power Area (NWPA) - U.S. Systems | 2003 | 0 | 0 | 1885 | 174 | 0 | 0 | 0 | 2059 |  | 6.04% | 180955 | 84443 | 37594 | 375 | 0 | 303367 | 8.2456e-05
Kanosh Electric Dept. | Northwest Power Area (NWPA) - U.S. Systems | 2004 | 0 | 0 | 1926 | 178 | 0 | 0 | 0 | 2104 |  | 6.05% | 24819 | 10443 | 0 | 327 | 0 | 35589 | 9.6732e-06
Kanosh Electric Dept. | Northwest Power Area (NWPA) - U.S. Systems | 2005 | 0 | 0 | 1722 | 141 | 0 | 0 | 0 | 1863 |  | 6.05% | 20239 | 44425 | 405 | 0 | 0 | 65069 | 1.7686e-05
Kanosh Electric Dept. | Northwest Power Area (NWPA) - U.S. Systems | 2006 | 0 | 0 | 1763 | 176 | 0 | 0 | 0 | 1939 |  | 6.05% | 25037 | 3658 | 18727 | 0 | 132083 | 179505 | 4.879e-05
Kaysville City Corp. | Northwest Power Area (NWPA) - U.S. Systems | 1988 | 0 | 14.3 | 26869 | 16632 | 821 | 0 | 0 | 44322 |  | 6.06% | 15184 | 3916 | 0 | 0 | 0 | 19100 | 5.1914e-06
Kaysville City Corp. | Northwest Power Area (NWPA) - U.S. Systems | 1989 | 0 | 10.19 | 27613 | 17536 | 816 | 0 | 0 | 45965 |  | 6.06% | 10485 | 8286 | 0 | 0 | 412 | 19183 | 5.214e-06
Kaysville City Corp. | Northwest Power Area (NWPA) - U.S. Systems | 1990 | 0 | 10.87 | 28286 | 18255 | 892 | 0 | 0 | 47433 |  | 6.06% | 40550 | 1427 | 2692 | 22 | 1510 | 46201 | 1.2558e-05
Kaysville City Corp. | Northwest Power Area (NWPA) - U.S. Systems | 1991 | 0 | 5.07 | 30748 | 19348 | 1009 | 0 | 0 | 51105 |  | 6.06% | 265343 | 101980 | 23469 | 0 | 0 | 390792 | 0.00010622
Kaysville City Corp. | Northwest Power Area (NWPA) - U.S. Systems | 1992 | 0 | 6.35 | 31575 | 20318 | 927 | 0 | 0 | 52820 |  | 6.06% | 6311408 | 5394306 | 3632310 | 93529 | 0 | 15431553 | 0.0041943
Kaysville City Corp. | Northwest Power Area (NWPA) - U.S. Systems | 1993 | 0 | 5.58 | 33690 | 21223 | 887 | 0 | 0 | 55800 |  | 6.07% | 8987 | 13637 | 0 | 0 | 0 | 22624 | 6.1492e-06
Kaysville City Corp. | Northwest Power Area (NWPA) - U.S. Systems | 1994 | 0 | 6.25 | 37474 | 22003 | 946 | 0 | 0 | 60423 |  | 6.07% | 191576 | 76447 | 66350 | 0 | 114737 | 449110 | 0.00012207
Kaysville City Corp. | Northwest Power Area (NWPA) - U.S. Systems | 1995 | 0 | 8.85 | 39097 | 25137 | 1072 | 0 | 0 | 65306 |  | 6.08% | 26000 | 37000 | 0 | 0 | 0 | 63000 | 1.7124e-05
Kaysville City Corp. | Northwest Power Area (NWPA) - U.S. Systems | 1996 | 0 | 9.22 | 43378 | 26620 | 1108 | 0 | 0 | 71106 |  | 6.08% | 42664 | 55034 | 0 | 0 | 0 | 97698 | 2.6555e-05
Kaysville City Corp. | Northwest Power Area (NWPA) - U.S. Systems | 1997 | 0 | 8.91 | 46107 | 30196 | 1111 | 0 | 0 | 77414 |  | 6.08% | 43091 | 54427 | 4486 | 281 | 157 | 102442 | 2.7844e-05
Kaysville City Corp. | Northwest Power Area (NWPA) - U.S. Systems | 1998 | 0 | 9.38 | 48842 | 31749 | 1292 | 0 | 0 | 81883 |  | 6.08% | 61753 | 24116 | 26394 | 0 | 0 | 112263 | 3.0513e-05
Kaysville City Corp. | Northwest Power Area (NWPA) - U.S. Systems | 1999 | 0 | 7.53 | 52213 | 33192 | 1168 | 0 | 0 | 86573 |  | 6.08% | 103924 | 34675 | 89266 | 0 | 613 | 228478 | 6.2101e-05
Kaysville City Corp. | Northwest Power Area (NWPA) - U.S. Systems | 2000 | 0 | 8.58 | 55737 | 35143 | 755 | 0 | 0 | 91635 |  | 6.08% | 96000 | 22900 | 107700 | 400 | 19000 | 246000 | 6.6863e-05
Kaysville City Corp. | Northwest Power Area (NWPA) - U.S. Systems | 2001 | 0 | 7.81 | 56674 | 35469 | 818 | 0 | 0 | 92961 |  | 6.08% | 333433 | 114160 | 114191 | 1170 | 88350 | 651304 | 0.00017703
Kaysville City Corp. | Northwest Power Area (NWPA) - U.S. Systems | 2002 | 0 | 5.76 | 59507 | 33723 | 998 | 0 | 0 | 94228 |  | 6.09% | 16970 | 19937 | 2707 | 0 | 0 | 39614 | 1.0767e-05
Kaysville City Corp. | Northwest Power Area (NWPA) - U.S. Systems | 2003 | 0 | 0.13 | 67438 | 37803 | 1066 | 0 | 0 | 106307 |  | 6.09% | 71600 | 56133 | 0 | 0 | 13248 | 140981 | 3.8319e-05
Kaysville City Corp. | Northwest Power Area (NWPA) - U.S. Systems | 2004 | 0 | 3.74 | 66438 | 36990 | 828 | 0 | 0 | 104256 |  | 6.1% | 7909 | 3910 | 0 | 430 | 4683 | 16932 | 4.6021e-06
Kaysville City Corp. | Northwest Power Area (NWPA) - U.S. Systems | 2005 | 0 | 2.88 | 70063 | 38357 | 883 | 0 | 0 | 109303 |  | 6.11% | 27024 | 10505 | 0 | 298 | 0 | 37827 | 1.0281e-05
Kaysville City Corp. | Northwest Power Area (NWPA) - U.S. Systems | 2006 | 0 | 3.86 | 77270 | 40272 | 967 | 0 | 0 | 118509 |  | 6.11% | 63721 | 17532 | 26914 | 399 | 4501 | 113067 | 3.0732e-05
Kootenai Electric Coop, Inc. | Northwest Power Area (NWPA) - U.S. Systems | 1988 | 0 | 0 | 104585 | 29642 | 23922 | 79 | 8051 | 166279 |  | 6.11% | 98200 | 47400 | 52135 | 2400 | 17600 | 217735 | 5.9181e-05
Kootenai Electric Coop, Inc. | Northwest Power Area (NWPA) - U.S. Systems | 1989 | 0 | 9.2 | 113472 | 30578 | 25004 | 80 | 5559 | 174693 |  | 6.12% | 17258 | 10678 | 13673 | 174 | 4152 | 45935 | 1.2485e-05
Kootenai Electric Coop, Inc. | Northwest Power Area (NWPA) - U.S. Systems | 1990 | 0 | 8.46 | 114560 | 32320 | 25744 | 93 | 4031 | 176748 |  | 6.12% | 25344 | 16295 | 6784 | 200 | 3374 | 51997 | 1.4133e-05
Kootenai Electric Coop, Inc. | Northwest Power Area (NWPA) - U.S. Systems | 1991 | 0 | 6.39 | 126929 | 36620 | 23088 | 108 | 5224 | 191969 |  | 6.12% | 18406 | 27683 | 3746 | 240 | 8804 | 58879 | 1.6003e-05
Kootenai Electric Coop, Inc. | Northwest Power Area (NWPA) - U.S. Systems | 1992 | 0 | 6.77 | 127094 | 39195 | 23494 | 110 | 7268 | 197161 |  | 6.13% | 39490 | 10010 | 0 | 140 | 0 | 49640 | 1.3492e-05
Kootenai Electric Coop, Inc. | Northwest Power Area (NWPA) - U.S. Systems | 1993 | 0 | 7.59 | 147139 | 39414 | 22763 | 130 | 3405 | 212851 |  | 6.13% | 40858 | 12989 | 0 | 0 | 5236 | 59083 | 1.6059e-05
Kootenai Electric Coop, Inc. | Northwest Power Area (NWPA) - U.S. Systems | 1994 | 0 | 8.43 | 147166 | 45115 | 29945 | 159 | 6544 | 228929 |  | 6.13% | 184422 | 62595 | 103122 | 112 | 8078 | 358329 | 9.7395e-05
Kootenai Electric Coop, Inc. | Northwest Power Area (NWPA) - U.S. Systems | 1995 | 0 | 6.78 | 155234 | 47067 | 26109 | 183 | 4499 | 233092 |  | 6.13% | 84646 | 352784 | 0 | 0 | 343 | 437773 | 0.00011899
Kootenai Electric Coop, Inc. | Northwest Power Area (NWPA) - U.S. Systems | 1996 | 0 | 12.14 | 171526 | 54515 | 26327 | 251 | 4857 | 257476 |  | 6.13% | 266798 | 173643 | 180591 | 1634 | 33036 | 655702 | 0.00017822
Kootenai Electric Coop, Inc. | Northwest Power Area (NWPA) - U.S. Systems | 1997 | 0 | 5.61 | 175166 | 59595 | 12541 | 276 | 4409 | 251987 |  | 6.14% | 0 | 413 | 0 | 0 | 0 | 413 | 1.1225e-07
Kootenai Electric Coop, Inc. | Northwest Power Area (NWPA) - U.S. Systems | 1998 | 0 | 7.89 | 172688 | 65432 | 8117 | 285 | 4394 | 250916 |  | 6.14% | 49917 | 5363 | 40962 | 0 | 1497 | 97739 | 2.6566e-05
Kootenai Electric Coop, Inc. | Northwest Power Area (NWPA) - U.S. Systems | 1999 | 0 | 6.4 | 186043 | 69427 | 8809 | 316 | 5610 | 270205 |  | 6.14% | 395293 | 212734 | 200254 | 0 | 0 | 808281 | 0.00021969
Kootenai Electric Coop, Inc. | Northwest Power Area (NWPA) - U.S. Systems | 2000 | 0 | 7.47 | 193554 | 72643 | 8806 | 329 | 3679 | 279011 |  | 6.15% | 25031 | 3648 | 19022 | 0 | 123246 | 170947 | 4.6464e-05
Kootenai Electric Coop, Inc. | Northwest Power Area (NWPA) - U.S. Systems | 2001 | 0 | 5.13 | 196298 | 73528 | 7598 | 0 | 4311 | 281735 |  | 6.15% | 42368 | 5160 | 47011 | 0 | 159655 | 254194 | 6.909e-05
Kootenai Electric Coop, Inc. | Northwest Power Area (NWPA) - U.S. Systems | 2002 | 0 | 7.79 | 201021 | 76857 | 9012 | 0 | 4011 | 290901 |  | 6.15% | 252535 | 255678 | 32287 | 0 | 0 | 540500 | 0.00014691
Kootenai Electric Coop, Inc. | Northwest Power Area (NWPA) - U.S. Systems | 2003 | 0 | 5.97 | 214781 | 83100 | 14750 | 0 | 0 | 312631 |  | 6.16% | 61393 | 1890 | 0 | 22 | 2373 | 65678 | 1.7851e-05
Kootenai Electric Coop, Inc. | Northwest Power Area (NWPA) - U.S. Systems | 2004 | 0 | 5.56 | 229532 | 89127 | 15759 | 0 | 0 | 334418 |  | 6.17% | 82976 | 51853 | 0 | 0 | 14775 | 149604 | 4.0663e-05
Kootenai Electric Coop, Inc. | Northwest Power Area (NWPA) - U.S. Systems | 2005 | 0 | 6.79 | 243294 | 95444 | 22755 | 0 | 0 | 361493 |  | 6.17% | 84565 | 97691 | 0 | 0 | 0 | 182256 | 4.9538e-05
Kootenai Electric Coop, Inc. | Northwest Power Area (NWPA) - U.S. Systems | 2006 | 0 | 6.06 | 265343 | 101980 | 23469 | 0 | 0 | 390792 |  | 6.17% | 150006 | 70560 | 32109 | 289 | 2306 | 255270 | 6.9383e-05
Lakeview Light & Power Co. | Northwest Power Area (NWPA) - U.S. Systems | 1988 | 0 | 2.91 | 11679 | 109508 | 0 | 118757 | 0 | 239944 |  | 6.17% | 243723 | 45599 | 51528 | 596 | 5333 | 346779 | 9.4255e-05
Lakeview Light & Power Co. | Northwest Power Area (NWPA) - U.S. Systems | 1989 | 0 | 3.74 | 111000 | 111000 | 0 | 19000 | 0 | 241000 |  | 6.17% | 90453 | 380570 | 0 | 0 | 0 | 471023 | 0.00012802
Lakeview Light & Power Co. | Northwest Power Area (NWPA) - U.S. Systems | 1990 | 0 | 3.24 | 116578 | 114336 | 0 | 18790 | 0 | 249704 |  | 6.17% | 3624889 | 3719660 | 3903166 | 17903 | 0 | 11265618 | 0.003062
Lakeview Light & Power Co. | Northwest Power Area (NWPA) - U.S. Systems | 1991 | 0 | 3.06 | 121461 | 118444 | 0 | 19330 | 0 | 259235 |  | 6.18% | 23922 | 46575 | 0 | 0 | 0 | 70497 | 1.9161e-05
Lakeview Light & Power Co. | Northwest Power Area (NWPA) - U.S. Systems | 1992 | 0 | 3.93 | 115302 | 118930 | 0 | 19362 | 0 | 253594 |  | 6.18% | 44469 | 57299 | 0 | 0 | 0 | 101768 | 2.7661e-05
Lakeview Light & Power Co. | Northwest Power Area (NWPA) - U.S. Systems | 1993 | 0 | 5.42 | 123513 | 123217 | 0 | 19650 | 0 | 266380 |  | 6.18% | 180512 | 39130 | 57406 | 0 | 0 | 277048 | 7.5302e-05
Lakeview Light & Power Co. | Northwest Power Area (NWPA) - U.S. Systems | 1994 | 0 | 4.63 | 115960 | 134404 | 0 | 20689 | 0 | 271053 |  | 6.18% | 131022 | 138616 | 0 | 0 | 10514 | 280152 | 7.6146e-05
Lakeview Light & Power Co. | Northwest Power Area (NWPA) - U.S. Systems | 1995 | 0 | 4.01 | 114538 | 136616 | 0 | 21735 | 0 | 272889 |  | 6.18% | 13290941 | 13752540 | 19956199 | 0 | 708781 | 47708461 | 0.012967
Lakeview Light & Power Co. | Northwest Power Area (NWPA) - U.S. Systems | 1996 | 0 | 4.67 | 121903 | 129991 | 0 | 22099 | 0 | 273993 |  | 6.19% | 25817 | 3561 | 15974 | 0 | 135017 | 180369 | 4.9025e-05
Lakeview Light & Power Co. | Northwest Power Area (NWPA) - U.S. Systems | 1997 | 0 | 3.96 | 119525 | 134019 | 0 | 0 | 21798 | 275342 |  | 6.19% | 41147 | 50641 | 168466 | 0 | 0 | 260254 | 7.0738e-05
Lakeview Light & Power Co. | Northwest Power Area (NWPA) - U.S. Systems | 1998 | 0 | 4.68 | 116125 | 125947 | 0 | 23440 | 0 | 265512 |  | 6.19% | 4392484 | 5368469 | 4808101 | 29335 | 0 | 14598389 | 0.0039679
Lakeview Light & Power Co. | Northwest Power Area (NWPA) - U.S. Systems | 1999 | 0 | 3.82 | 123769 | 127367 | 0 | 26383 | 0 | 277519 |  | 6.19% | 6225936 | 5717035 | 3602161 | 98726 | 0 | 15643858 | 0.004252
Lakeview Light & Power Co. | Northwest Power Area (NWPA) - U.S. Systems | 2000 | 0 | 3.59 | 122269 | 136208 | 0 | 26843 | 0 | 285320 |  | 6.2% | 19842 | 25345 | 3928 | 164 | 11812 | 61091 | 1.6605e-05
Lakeview Light & Power Co. | Northwest Power Area (NWPA) - U.S. Systems | 2001 | 0 | 3.65 | 116234 | 134748 | 0 | 0 | 24788 | 275770 |  | 6.2% | 82989 | 44249 | 0 | 118 | 241176 | 368532 | 0.00010017
Lakeview Light & Power Co. | Northwest Power Area (NWPA) - U.S. Systems | 2002 | 0 | 3.96 | 116268 | 137633 | 0 | 0 | 25468 | 279369 |  | 6.2% | 8602472 | 5649617 | 3580946 | 66572 | 0 | 17899607 | 0.0048651
Lakeview Light & Power Co. | Northwest Power Area (NWPA) - U.S. Systems | 2003 | 0 | 4.4 | 112400 | 163276 | 0 | 0 | 0 | 275676 |  | 6.21% | 18510 | 28720 | 3332 | 394 | 9101 | 60057 | 1.6324e-05
Lakeview Light & Power Co. | Northwest Power Area (NWPA) - U.S. Systems | 2004 | 0 | 3.92 | 136883 | 135973 | 0 | 0 | 0 | 272856 |  | 6.21% | 56606 | 23710 | 30945 | 0 | 0 | 111261 | 3.0241e-05
Lakeview Light & Power Co. | Northwest Power Area (NWPA) - U.S. Systems | 2005 | 0 | 4.44 | 138820 | 138303 | 0 | 0 | 0 | 277123 |  | 6.21% | 136595 | 98064 | 15878 | 0 | 0 | 250537 | 6.8096e-05
Lakeview Light & Power Co. | Northwest Power Area (NWPA) - U.S. Systems | 2006 | 0 | 4.22 | 140810 | 131042 | 0 | 0 | 0 | 271852 |  | 6.21% | 60888 | 155463 | 0 | 2469 | 46519 | 265339 | 7.212e-05
Lane Electric Coop, Inc. | Northwest Power Area (NWPA) - U.S. Systems | 1988 | 0 | 6.87 | 148980 | 24762 | 46187 | 457 | 0 | 220386 |  | 6.22% | 88553 | 361481 | 0 | 0 | 0 | 450034 | 0.00012232
Lane Electric Coop, Inc. | Northwest Power Area (NWPA) - U.S. Systems | 1989 | 0 | 7.55 | 165346 | 26787 | 36390 | 459 | 0 | 228982 |  | 6.22% | 3109816 | 3406116 | 1359805 | 95922 | 817170 | 8788829 | 0.0023888
Lane Electric Coop, Inc. | Northwest Power Area (NWPA) - U.S. Systems | 1990 | 0 | 6.99 | 167287 | 24728 | 23608 | 464 | 164 | 216251 |  | 6.23% | 87590 | 40543 | 0 | 57 | 41604 | 169794 | 4.615e-05
Lane Electric Coop, Inc. | Northwest Power Area (NWPA) - U.S. Systems | 1991 | 0 | 7.81 | 169491 | 24703 | 3028 | 461 | 136 | 197819 |  | 6.23% | 234392 | 88687 | 92780 | 0 | 0 | 415859 | 0.00011303
Lane Electric Coop, Inc. | Northwest Power Area (NWPA) - U.S. Systems | 1992 | 0 | 8.43 | 160799 | 23884 | 121 | 474 | 153 | 185431 |  | 6.23% | 262901 | 270636 | 41276 | 0 | 0 | 574813 | 0.00015624
Lane Electric Coop, Inc. | Northwest Power Area (NWPA) - U.S. Systems | 1993 | 0 | 7.07 | 178639 | 25468 | 130 | 462 | 56 | 204755 |  | 6.23% | 8009994 | 5041838 | 3239228 | 63565 | 0 | 16354625 | 0.0044452
Lane Electric Coop, Inc. | Northwest Power Area (NWPA) - U.S. Systems | 1994 | 0 | 7.69 | 175816 | 26440 | 0 | 466 | 99 | 202821 |  | 6.24% | 19398 | 24947 | 4592 | 164 | 9944 | 59045 | 1.6049e-05
Lane Electric Coop, Inc. | Northwest Power Area (NWPA) - U.S. Systems | 1995 | 0 | 7.42 | 171164 | 25581 | 0 | 469 | 72 | 197286 |  | 6.24% | 42747 | 61791 | 67 | 0 | 0 | 104605 | 2.8432e-05
Lane Electric Coop, Inc. | Northwest Power Area (NWPA) - U.S. Systems | 1996 | 0 | 6.82 | 186880 | 26581 | 0 | 465 | 75 | 214001 |  | 6.24% | 68357 | 17690 | 34682 | 0 | 0 | 120729 | 3.2814e-05
Lane Electric Coop, Inc. | Northwest Power Area (NWPA) - U.S. Systems | 1997 | 0 | 7.29 | 184154 | 27857 | 0 | 468 | 73 | 212552 |  | 6.25% | 10000 | 4000 | 0 | 0 | 0 | 14000 | 3.8052e-06
Lane Electric Coop, Inc. | Northwest Power Area (NWPA) - U.S. Systems | 1998 | 0 | 6.31 | 188023 | 31350 | 0 | 547 | 71 | 219991 |  | 6.25% | 37474 | 22003 | 946 | 0 | 0 | 60423 | 1.6423e-05
Lane Electric Coop, Inc. | Northwest Power Area (NWPA) - U.S. Systems | 1999 | 0 | 6.62 | 194083 | 31071 | 0 | 561 | 69 | 225784 |  | 6.25% | 108876 | 71677 | 94109 | 176 | 261342 | 536180 | 0.00014573
Lane Electric Coop, Inc. | Northwest Power Area (NWPA) - U.S. Systems | 2000 | 0 | 6.92 | 195001 | 30285 | 0 | 591 | 95 | 225972 |  | 6.26% | 1526 | 628 | 0 | 0 | 496 | 2650 | 7.2028e-07
Lane Electric Coop, Inc. | Northwest Power Area (NWPA) - U.S. Systems | 2001 | 0 | 7.64 | 181421 | 30799 | 0 | 0 | 762 | 212982 |  | 6.26% | 8762 | 3187 | 80 | 128 | 1788 | 13945 | 3.7903e-06
Lane Electric Coop, Inc. | Northwest Power Area (NWPA) - U.S. Systems | 2002 | 0 | 7.92 | 179499 | 29384 | 0 | 0 | 750 | 209633 |  | 6.26% | 24820 | 3867 | 0 | 0 | 0 | 28687 | 7.7972e-06
Lane Electric Coop, Inc. | Northwest Power Area (NWPA) - U.S. Systems | 2003 | 0 | 5.96 | 180250 | 29888 | 0 | 0 | 0 | 210138 |  | 6.26% | 211947 | 95029 | 184645 | 0 | 0 | 491621 | 0.00013362
Lane Electric Coop, Inc. | Northwest Power Area (NWPA) - U.S. Systems | 2004 | 0 | 7.12 | 177435 | 30888 | 84 | 0 | 0 | 208407 |  | 6.26% | 15334603 | 15949208 | 20471543 | 0 | 41982 | 51797336 | 0.014079
Lane Electric Coop, Inc. | Northwest Power Area (NWPA) - U.S. Systems | 2005 | 0 | 7.17 | 184786 | 32681 | 73 | 0 | 0 | 217540 |  | 6.27% | 50394 | 10867 | 0 | 0 | 0 | 61261 | 1.6651e-05
Lane Electric Coop, Inc. | Northwest Power Area (NWPA) - U.S. Systems | 2006 | 0 | 5.95 | 192082 | 35678 | 75 | 0 | 0 | 227835 |  | 6.27% | 218535 | 261921 | 0 | 2312 | 112469 | 595237 | 0.00016179
Lehi City Power Dept. | Northwest Power Area (NWPA) - U.S. Systems | 1988 | 0 | 0 | 15617 | 6193 | 0 | 0 | 0 | 21810 |  | 6.28% | 10400 | 5903 | 0 | 0 | 0 | 16303 | 4.4312e-06
Lehi City Power Dept. | Northwest Power Area (NWPA) - U.S. Systems | 1989 | 0 | 0 | 15617 | 6193 | 0 | 0 | 0 | 21810 |  | 6.28% | 39501 | 18028 | 15970 | 63 | 21 | 73583 | 2e-05
Lehi City Power Dept. | Northwest Power Area (NWPA) - U.S. Systems | 1990 | 0 | 0 | 17328 | 6738 | 0 | 0 | 0 | 24066 |  | 6.28% | 216850 | 139755 | 53203 | 575 | 8526 | 418909 | 0.00011386
Lehi City Power Dept. | Northwest Power Area (NWPA) - U.S. Systems | 1991 | 0 | 6.54 | 17008 | 7097 | 0 | 0 | 0 | 24105 |  | 6.29% | 39283 | 25779 | 0 | 0 | 0 | 65062 | 1.7684e-05
Lehi City Power Dept. | Northwest Power Area (NWPA) - U.S. Systems | 1992 | 0 | 14.48 | 17535 | 6819 | 0 | 0 | 0 | 24354 |  | 6.29% | 188796 | 74307 | 71915 | 0 | 115742 | 450760 | 0.00012252
Lehi City Power Dept. | Northwest Power Area (NWPA) - U.S. Systems | 1993 | 0 | 12.22 | 18710 | 7059 | 0 | 0 | 0 | 25769 |  | 6.29% | 1647766 | 2082615 | 2574137 | 11094 | 0 | 6315612 | 0.0017166
Lehi City Power Dept. | Northwest Power Area (NWPA) - U.S. Systems | 1994 | 0 | 10.03 | 18750 | 7032 | 0 | 0 | 0 | 25782 |  | 6.3% | 12223 | 9564 | 384 | 0 | 0 | 22171 | 6.0261e-06
Lehi City Power Dept. | Northwest Power Area (NWPA) - U.S. Systems | 1995 | 0 | 25.72 | 22371 | 9165 | 0 | 0 | 0 | 31536 |  | 6.3% | 16982 | 3713 | 13018 | 0 | 0 | 33713 | 9.1633e-06
Lehi City Power Dept. | Northwest Power Area (NWPA) - U.S. Systems | 1996 | 0 | 1.24 | 25441 | 20303 | 0 | 0 | 0 | 45744 |  | 6.3% | 19181 | 12853 | 18654 | 197 | 2283 | 53168 | 1.4451e-05
Lehi City Power Dept. | Northwest Power Area (NWPA) - U.S. Systems | 1997 | 0 | 1.24 | 25441 | 20303 | 0 | 0 | 0 | 45744 |  | 6.3% | 17300 | 20523 | 37951 | 20 | 0 | 75794 | 2.0601e-05
Lehi City Power Dept. | Northwest Power Area (NWPA) - U.S. Systems | 1998 | 0 | 6.94 | 31920 | 14725 | 0 | 0 | 8131 | 54776 |  | 6.3% | 42997 | 59868 | 11793 | 0 | 0 | 114658 | 3.1164e-05
Lehi City Power Dept. | Northwest Power Area (NWPA) - U.S. Systems | 1999 | 0 | 1.85 | 34031 | 26409 | 0 | 0 | 970 | 61410 |  | 6.3% | 159539 | 76292 | 32275 | 284 | 0 | 268390 | 7.2949e-05
Lehi City Power Dept. | Northwest Power Area (NWPA) - U.S. Systems | 2000 | 0 | 4 | 39130 | 20836 | 0 | 0 | 3895 | 63861 |  | 6.31% | 9691 | 8662 | 0 | 6 | 0 | 18359 | 4.99e-06
Lehi City Power Dept. | Northwest Power Area (NWPA) - U.S. Systems | 2001 | 0 | 0 | 54327 | 112933 | 0 | 0 | 2704 | 169964 |  | 6.31% | 47944 | 5269 | 41944 | 0 | 0 | 95157 | 2.5864e-05
Lehi City Power Dept. | Northwest Power Area (NWPA) - U.S. Systems | 2002 | 0 | 6.04 | 49792 | 104173 | 0 | 0 | 9587 | 163552 |  | 6.31% | 188023 | 31350 | 0 | 547 | 71 | 219991 | 5.9794e-05
Lehi City Power Dept. | Northwest Power Area (NWPA) - U.S. Systems | 2003 | 0 | 4.99 | 54881 | 104954 | 0 | 0 | 0 | 159835 |  | 6.31% | 101150 | 24150 | 117390 | 400 | 20290 | 263380 | 7.1587e-05
Lehi City Power Dept. | Northwest Power Area (NWPA) - U.S. Systems | 2004 | 0 | 0 | 56063 | 107287 | 0 | 0 | 0 | 163350 |  | 6.31% | 3747375 | 3417412 | 8571931 | 47149 | 541989 | 16325856 | 0.0044374
Lehi City Power Dept. | Northwest Power Area (NWPA) - U.S. Systems | 2005 | 0 | 4.06 | 68733 | 108395 | 0 | 0 | 0 | 177128 |  | 6.32% | 164605 | 59125 | 29096 | 68 | 30166 | 283060 | 7.6936e-05
Lehi City Power Dept. | Northwest Power Area (NWPA) - U.S. Systems | 2006 | 0 | 6.17 | 84565 | 97691 | 0 | 0 | 0 | 182256 |  | 6.32% | 209667 | 75955 | 86176 | 150 | 10253 | 382201 | 0.00010388
Levan Municipal Electric Light System | Northwest Power Area (NWPA) - U.S. Systems | 1988 | 0 | 4.95 | 1991 | 1066 | 0 | 0 | 0 | 3057 |  | 6.32% | 330696 | 54702 | 77223 | 796 | 11663 | 475080 | 0.00012913
Levan Municipal Electric Light System | Northwest Power Area (NWPA) - U.S. Systems | 1989 | 0 | 5.11 | 2051 | 845 | 0 | 0 | 0 | 2896 |  | 6.33% | 12325 | 11015 | 260 | 0 | 0 | 23600 | 6.4145e-06
Levan Municipal Electric Light System | Northwest Power Area (NWPA) - U.S. Systems | 1990 | 0 | 4.79 | 1889 | 926 | 0 | 0 | 0 | 2815 |  | 6.33% | 239089 | 85212 | 106822 | 184 | 0 | 431307 | 0.00011723
Levan Municipal Electric Light System | Northwest Power Area (NWPA) - U.S. Systems | 1991 | 0 | 12.14 | 2057 | 574 | 0 | 0 | 0 | 2631 |  | 6.33% | 239089 | 85212 | 106822 | 0 | 184 | 431307 | 0.00011723
Levan Municipal Electric Light System | Northwest Power Area (NWPA) - U.S. Systems | 1992 | 0 | 0 | 1902 | 87 | 0 | 0 | 848 | 2837 |  | 6.34% | 247518 | 54970 | 57707 | 0 | 0 | 360195 | 9.7902e-05
Levan Municipal Electric Light System | Northwest Power Area (NWPA) - U.S. Systems | 1993 | 0 | 8.11 | 1877 | 775 | 0 | 0 | 0 | 2652 |  | 6.34% | 225358 | 358003 | 0 | 3362 | 120731 | 707454 | 0.00019229
Levan Municipal Electric Light System | Northwest Power Area (NWPA) - U.S. Systems | 1994 | 0 | 9.01 | 2429 | 108 | 0 | 0 | 750 | 3287 |  | 6.35% | 31575 | 20318 | 927 | 0 | 0 | 52820 | 1.4357e-05
Levan Municipal Electric Light System | Northwest Power Area (NWPA) - U.S. Systems | 1995 | 0 | 10.54 | 1969 | 185 | 0 | 40 | 399 | 2593 |  | 6.35% | 25711 | 19356 | 20186 | 209 | 1565 | 67027 | 1.8218e-05
Levan Municipal Electric Light System | Northwest Power Area (NWPA) - U.S. Systems | 1996 | 0 | 1.78 | 2039 | 252 | 0 | 399 | 799 | 3489 |  | 6.35% | 177159 | 95676 | 42511 | 1755 | 1868 | 318969 | 8.6696e-05
Levan Municipal Electric Light System | Northwest Power Area (NWPA) - U.S. Systems | 1997 | 0 | 2.11 | 2064 | 248 | 0 | 0 | 564 | 2876 |  | 6.35% | 1882156 | 2192376 | 3104782 | 33825 | 89637 | 7302776 | 0.0019849
Levan Municipal Electric Light System | Northwest Power Area (NWPA) - U.S. Systems | 1998 | 0 | 0 | 2326 | 256 | 0 | 0 | 539 | 3121 |  | 6.36% | 8211 | 2089 | 0 | 0 | 0 | 10300 | 2.7996e-06
Levan Municipal Electric Light System | Northwest Power Area (NWPA) - U.S. Systems | 1999 | 0 | 2.09 | 2355 | 0 | 0 | 0 | 790 | 3145 |  | 6.36% | 16654 | 3513 | 5950 | 43 | 2619 | 28779 | 7.8222e-06
Levan Municipal Electric Light System | Northwest Power Area (NWPA) - U.S. Systems | 2000 | 0 | 3.14 | 2345 | 0 | 0 | 0 | 857 | 3202 |  | 6.36% | 21218 | 29517 | 0 | 0 | 0 | 50735 | 1.379e-05
Levan Municipal Electric Light System | Northwest Power Area (NWPA) - U.S. Systems | 2001 | 0 | 4.25 | 2376 | 0 | 0 | 0 | 845 | 3221 |  | 6.36% | 22000 | 10000 | 15396 | 0 | 18000 | 65396 | 1.7775e-05
Levan Municipal Electric Light System | Northwest Power Area (NWPA) - U.S. Systems | 2002 | 0 | 2.36 | 2654 | 0 | 0 | 0 | 909 | 3563 |  | 6.36% | 42584 | 14905 | 9845 | 90 | 10609 | 78033 | 2.121e-05
Levan Municipal Electric Light System | Northwest Power Area (NWPA) - U.S. Systems | 2003 | 0 | 2.18 | 2697 | 0 | 699 | 0 | 0 | 3396 |  | 6.37% | 25787 | 18173 | 0 | 0 | 0 | 43960 | 1.1948e-05
Levan Municipal Electric Light System | Northwest Power Area (NWPA) - U.S. Systems | 2004 | 0 | 0 | 2755 | 0 | 746 | 0 | 0 | 3501 |  | 6.37% | 208188 | 272273 | 0 | 2401 | 112630 | 595492 | 0.00016186
Levan Municipal Electric Light System | Northwest Power Area (NWPA) - U.S. Systems | 2005 | 0 | 13.3 | 2446 | 291 | 401 | 0 | 0 | 3138 |  | 6.38% | 7216 | 2380 | 0 | 0 | 3207 | 12803 | 3.4799e-06
Levan Municipal Electric Light System | Northwest Power Area (NWPA) - U.S. Systems | 2006 | 0 | 10.47 | 2628 | 311 | 612 | 0 | 0 | 3551 |  | 6.38% | 49718 | 10810 | 0 | 176 | 0 | 60704 | 1.6499e-05
Lincoln Electric Coop, Inc. | Northwest Power Area (NWPA) - U.S. Systems | 1988 | 0 | 7.3 | 54924 | 17320 | 26276 | 197 | 73019 | 171736 |  | 6.38% | 161795 | 60568 | 28314 | 593 | 23641 | 274911 | 7.4721e-05
Lincoln Electric Coop, Inc. | Northwest Power Area (NWPA) - U.S. Systems | 1989 | 0 | 5.2 | 58793 | 19043 | 28803 | 197 | 67159 | 173995 |  | 6.38% | 3497093 | 3624145 | 3929490 | 18353 | 0 | 11069081 | 0.0030086
Lincoln Electric Coop, Inc. | Northwest Power Area (NWPA) - U.S. Systems | 1990 | 0 | 6.61 | 57515 | 17677 | 31345 | 200 | 76630 | 183367 |  | 6.39% | 1385 | 0 | 0 | 0 | 0 | 1385 | 3.7645e-07
Lincoln Electric Coop, Inc. | Northwest Power Area (NWPA) - U.S. Systems | 1991 | 0 | 6.57 | 61516 | 20428 | 33269 | 206 | 63000 | 178419 |  | 6.39% | 9409 | 7271 | 0 | 95 | 2463 | 19238 | 5.2289e-06
Lincoln Electric Coop, Inc. | Northwest Power Area (NWPA) - U.S. Systems | 1992 | 0 | 8.32 | 57940 | 18844 | 35065 | 208 | 72381 | 184438 |  | 6.39% | 59932 | 23209 | 26728 | 0 | 0 | 109869 | 2.9863e-05
Lincoln Electric Coop, Inc. | Northwest Power Area (NWPA) - U.S. Systems | 1993 | 0 | 6.85 | 67820 | 21030 | 36052 | 91 | 54389 | 179382 |  | 6.39% | 126929 | 36620 | 23088 | 108 | 5224 | 191969 | 5.2178e-05
Lincoln Electric Coop, Inc. | Northwest Power Area (NWPA) - U.S. Systems | 1994 | 0 | 7.9 | 66232 | 20974 | 37578 | 158 | 73002 | 197944 |  | 6.39% | 185433 | 60916 | 28460 | 0 | 46023 | 320832 | 8.7203e-05
Lincoln Electric Coop, Inc. | Northwest Power Area (NWPA) - U.S. Systems | 1995 | 0 | 6.79 | 42631 | 18654 | 40518 | 150 | 1166 | 103119 |  | 6.39% | 211448 | 77154 | 81776 | 152 | 9185 | 379715 | 0.00010321
Lincoln Electric Coop, Inc. | Northwest Power Area (NWPA) - U.S. Systems | 1996 | 0 | 9.06 | 46205 | 21366 | 40541 | 114 | 1300 | 109526 |  | 6.4% | 10917 | 8739 | 0 | 0 | 262 | 19918 | 5.4138e-06
Lincoln Electric Coop, Inc. | Northwest Power Area (NWPA) - U.S. Systems | 1997 | 0 | 5.6 | 46993 | 19928 | 41193 | 125 | 0 | 108239 |  | 6.4% | 78291 | 15313 | 0 | 334 | 30710 | 124648 | 3.388e-05
Lincoln Electric Coop, Inc. | Northwest Power Area (NWPA) - U.S. Systems | 1998 | 0 | 6.66 | 44578 | 19161 | 43352 | 213 | 263 | 107567 |  | 6.4% | 109955 | 37971 | 85663 | 0 | 0 | 233589 | 6.349e-05
Lincoln Electric Coop, Inc. | Northwest Power Area (NWPA) - U.S. Systems | 1999 | 0 | 3.15 | 49683 | 20293 | 45932 | 216 | 241 | 116365 |  | 6.4% | 186043 | 69427 | 8809 | 316 | 5610 | 270205 | 7.3442e-05
Lincoln Electric Coop, Inc. | Northwest Power Area (NWPA) - U.S. Systems | 2000 | 0 | 4.95 | 51285 | 20619 | 39260 | 223 | 249 | 111636 |  | 6.41% | 31760 | 8790 | 0 | 120 | 0 | 40670 | 1.1054e-05
Lincoln Electric Coop, Inc. | Northwest Power Area (NWPA) - U.S. Systems | 2001 | 0 | 5.5 | 50104 | 20467 | 32892 | 0 | 534 | 103997 |  | 6.41% | 93400 | 21600 | 82700 | 400 | 19900 | 218000 | 5.9253e-05
Lincoln Electric Coop, Inc. | Northwest Power Area (NWPA) - U.S. Systems | 2002 | 0 | 5.35 | 53689 | 21438 | 34434 | 0 | 473 | 110034 |  | 6.41% | 115290 | 51555 | 50303 | 2160 | 34264 | 253572 | 6.8921e-05
Lincoln Electric Coop, Inc. | Northwest Power Area (NWPA) - U.S. Systems | 2003 | 0 | 5.86 | 55021 | 23311 | 32671 | 0 | 0 | 111003 |  | 6.41% | 110194 | 24883 | 121747 | 395 | 19067 | 276286 | 7.5095e-05
Lincoln Electric Coop, Inc. | Northwest Power Area (NWPA) - U.S. Systems | 2004 | 0 | 6.21 | 56606 | 23710 | 30945 | 0 | 0 | 111261 |  | 6.41% | 371463 | 126045 | 179739 | 1099 | 47849 | 726195 | 0.00019738
Lincoln Electric Coop, Inc. | Northwest Power Area (NWPA) - U.S. Systems | 2005 | 0 | 6.08 | 61753 | 24116 | 26394 | 0 | 0 | 112263 |  | 6.42% | 28808 | 8781 | 0 | 108 | 0 | 37697 | 1.0246e-05
Lincoln Electric Coop, Inc. | Northwest Power Area (NWPA) - U.S. Systems | 2006 | 0 | 6.52 | 64577 | 24382 | 19827 | 0 | 0 | 108786 |  | 6.42% | 248997 | 115238 | 55077 | 1555 | 0 | 420867 | 0.00011439
Logan Light & Power | Northwest Power Area (NWPA) - U.S. Systems | 1988 | 0 | 3.76 | 57099 | 123163 | 0 | 0 | 34677 | 214939 |  | 6.43% | 59502 | 105814 | 14453 | 0 | 0 | 179769 | 4.8862e-05
Logan Light & Power | Northwest Power Area (NWPA) - U.S. Systems | 1989 | 0 | 4.84 | 58095 | 178276 | 0 | 2587 | 0 | 238958 |  | 6.43% | 242021 | 50172 | 50514 | 0 | 5623 | 348330 | 9.4677e-05
Logan Light & Power | Northwest Power Area (NWPA) - U.S. Systems | 1990 | 0 | 5.16 | 58300 | 182329 | 0 | 2407 | 0 | 243036 |  | 6.43% | 275018 | 398235 | 137175 | 0 | 0 | 810428 | 0.00022028
Logan Light & Power | Northwest Power Area (NWPA) - U.S. Systems | 1991 | 0 | 5 | 59734 | 150988 | 0 | 2444 | 42342 | 255508 |  | 6.44% | 11191 | 2780 | 0 | 0 | 0 | 13971 | 3.7973e-06
Logan Light & Power | Northwest Power Area (NWPA) - U.S. Systems | 1992 | 0 | 6.21 | 60888 | 155463 | 0 | 2469 | 46519 | 265339 |  | 6.44% | 102484 | 73847 | 22178 | 1060 | 0 | 199569 | 5.4243e-05
Logan Light & Power | Northwest Power Area (NWPA) - U.S. Systems | 1993 | 0 | 3.43 | 63279 | 163309 | 0 | 2377 | 52276 | 281241 |  | 6.44% | 4200174 | 4870063 | 4666401 | 29247 | 0 | 13765885 | 0.0037416
Logan Light & Power | Northwest Power Area (NWPA) - U.S. Systems | 1994 | 0 | 4.17 | 69896 | 161255 | 0 | 2375 | 46475 | 280001 |  | 6.45% | 135181 | 47228 | 25323 | 724 | 17884 | 226340 | 6.152e-05
Logan Light & Power | Northwest Power Area (NWPA) - U.S. Systems | 1995 | 0 | 4.17 | 69896 | 161255 | 0 | 2375 | 46475 | 280001 |  | 6.45% | 282587 | 56902 | 13494 | 84 | 51522 | 404589 | 0.00010997
Logan Light & Power | Northwest Power Area (NWPA) - U.S. Systems | 1996 | 0 | 6.88 | 74985 | 188210 | 52450 | 2408 | 0 | 318053 |  | 6.45% | 12030275 | 10797454 | 19748302 | 109588 | 481943 | 43167562 | 0.011733
Logan Light & Power | Northwest Power Area (NWPA) - U.S. Systems | 1997 | 0 | 5.47 | 74985 | 188210 | 0 | 2408 | 52450 | 318053 |  | 6.46% | 18011 | 1857 | 0 | 0 | 140 | 20008 | 5.4382e-06
Logan Light & Power | Northwest Power Area (NWPA) - U.S. Systems | 1998 | 0 | 3.2 | 78105 | 199468 | 50657 | 2408 | 0 | 330638 |  | 6.46% | 19327 | 33009 | 3347 | 0 | 0 | 55683 | 1.5135e-05
Logan Light & Power | Northwest Power Area (NWPA) - U.S. Systems | 1999 | 0 | 5.55 | 79693 | 173117 | 41833 | 2409 | 50212 | 347264 |  | 6.46% | 42538 | 20392 | 15371 | 51 | 21 | 78373 | 2.1302e-05
Logan Light & Power | Northwest Power Area (NWPA) - U.S. Systems | 2000 | 0 | 6.77 | 81602 | 137869 | 89790 | 2409 | 53008 | 364678 |  | 6.46% | 112317 | 118417 | 0 | 0 | 0 | 230734 | 6.2714e-05
Logan Light & Power | Northwest Power Area (NWPA) - U.S. Systems | 2001 | 0 | 6.97 | 82752 | 140721 | 87672 | 0 | 62122 | 373267 |  | 6.46% | 160522 | 84406 | 22921 | 1654 | 16581 | 286084 | 7.7758e-05
Logan Light & Power | Northwest Power Area (NWPA) - U.S. Systems | 2002 | 0 | 4.27 | 83846 | 153204 | 86021 | 0 | 65330 | 388401 |  | 6.48% | 66109 | 3734 | 52 | 0 | 0 | 69895 | 1.8998e-05
Logan Light & Power | Northwest Power Area (NWPA) - U.S. Systems | 2003 | 0 | 6.74 | 83802 | 226980 | 84236 | 0 | 0 | 395018 |  | 6.48% | 45466 | 41360 | 0 | 0 | 0 | 86826 | 2.3599e-05
Logan Light & Power | Northwest Power Area (NWPA) - U.S. Systems | 2004 | 0 | 8.09 | 87767 | 163958 | 145266 | 0 | 0 | 396991 |  | 6.49% | 8280 | 3234 | 77 | 120 | 1639 | 13350 | 3.6286e-06
Logan Light & Power | Northwest Power Area (NWPA) - U.S. Systems | 2005 | 0 | 8.62 | 86589 | 170296 | 143008 | 0 | 0 | 399893 |  | 6.49% | 12346 | 10589 | 178 | 0 | 0 | 23113 | 6.2822e-06
Logan Light & Power | Northwest Power Area (NWPA) - U.S. Systems | 2006 | 0 | 7.09 | 89228 | 171084 | 158988 | 0 | 0 | 419300 |  | 6.49% | 17638 | 22579 | 13740 | 131 | 3921 | 58009 | 1.5767e-05
Lost River Electric Coop, Inc. | Northwest Power Area (NWPA) - U.S. Systems | 1988 | 0 | 10.07 | 19431 | 2639 | 978 | 57 | 32207 | 55312 |  | 6.5% | 8391 | 7481 | 0 | 0 | 2800 | 18672 | 5.0751e-06
Lost River Electric Coop, Inc. | Northwest Power Area (NWPA) - U.S. Systems | 1989 | 0 | 9.85 | 20549 | 2845 | 1033 | 56 | 33241 | 57724 |  | 6.5% | 8137 | 10995 | 0 | 0 | 0 | 19132 | 5.2001e-06
Lost River Electric Coop, Inc. | Northwest Power Area (NWPA) - U.S. Systems | 1990 | 0 | 11.41 | 20198 | 2951 | 1056 | 57 | 32327 | 56589 |  | 6.5% | 20119 | 25685 | 5483 | 164 | 9269 | 60720 | 1.6504e-05
Lost River Electric Coop, Inc. | Northwest Power Area (NWPA) - U.S. Systems | 1991 | 0 | 9.47 | 21879 | 3132 | 1375 | 58 | 32087 | 58531 |  | 6.5% | 55921 | 66040 | 38991 | 0 | 0 | 160952 | 4.3747e-05
Lost River Electric Coop, Inc. | Northwest Power Area (NWPA) - U.S. Systems | 1992 | 0 | 9.72 | 21015 | 3113 | 1309 | 59 | 39004 | 64500 |  | 6.5% | 22781 | 3841 | 14256 | 0 | 125715 | 166593 | 4.528e-05
Lost River Electric Coop, Inc. | Northwest Power Area (NWPA) - U.S. Systems | 1993 | 0 | 8.51 | 23387 | 3206 | 1425 | 58 | 25817 | 53893 |  | 6.5% | 127772 | 39424 | 40885 | 0 | 0 | 208081 | 5.6557e-05
Lost River Electric Coop, Inc. | Northwest Power Area (NWPA) - U.S. Systems | 1994 | 0 | 6.9 | 23487 | 3433 | 1916 | 56 | 44189 | 73081 |  | 6.51% | 10781 | 9953 | 0 | 0 | 0 | 20734 | 5.6355e-06
Lost River Electric Coop, Inc. | Northwest Power Area (NWPA) - U.S. Systems | 1995 | 0 | 5.26 | 23600 | 3617 | 1874 | 56 | 21647 | 50794 |  | 6.51% | 36210 | 20680 | 0 | 0 | 3178 | 60068 | 1.6327e-05
Lost River Electric Coop, Inc. | Northwest Power Area (NWPA) - U.S. Systems | 1996 | 0 | 8.67 | 24668 | 3659 | 1856 | 57 | 33127 | 63367 |  | 6.51% | 36452 | 13390 | 0 | 0 | 23891 | 73733 | 2.0041e-05
Lost River Electric Coop, Inc. | Northwest Power Area (NWPA) - U.S. Systems | 1997 | 0 | 9.48 | 24687 | 3605 | 1933 | 55 | 29176 | 59456 |  | 6.51% | 63030 | 28730 | 11795 | 389 | 197 | 104141 | 2.8306e-05
Lost River Electric Coop, Inc. | Northwest Power Area (NWPA) - U.S. Systems | 1998 | 0 | 8.59 | 25115 | 3910 | 2080 | 56 | 24118 | 55279 |  | 6.51% | 114000 | 29480 | 34000 | 500 | 1020 | 179000 | 4.8653e-05
Lost River Electric Coop, Inc. | Northwest Power Area (NWPA) - U.S. Systems | 1999 | 0 | 7.56 | 26163 | 3900 | 2172 | 53 | 27952 | 60240 |  | 6.51% | 261277 | 184593 | 53985 | 2002 | 64807 | 566664 | 0.00015402
Lost River Electric Coop, Inc. | Northwest Power Area (NWPA) - U.S. Systems | 2000 | 0 | 13.37 | 26086 | 3831 | 2135 | 53 | 41382 | 73487 |  | 6.52% | 1026 | 0 | 0 | 0 | 0 | 1026 | 2.7887e-07
Lost River Electric Coop, Inc. | Northwest Power Area (NWPA) - U.S. Systems | 2001 | 0 | 8.78 | 26626 | 3930 | 1816 | 0 | 44786 | 77158 |  | 6.52% | 1119 | 0 | 0 | 0 | 0 | 1119 | 3.0415e-07
Lost River Electric Coop, Inc. | Northwest Power Area (NWPA) - U.S. Systems | 2002 | 0 | 8.6 | 26911 | 4279 | 1637 | 0 | 42016 | 74843 |  | 6.52% | 30613 | 23862 | 1482 | 0 | 0 | 55957 | 1.5209e-05
Lost River Electric Coop, Inc. | Northwest Power Area (NWPA) - U.S. Systems | 2003 | 0 | 10.6 | 24416 | 4071 | 44343 | 0 | 0 | 72830 |  | 6.52% | 64577 | 24382 | 19827 | 0 | 0 | 108786 | 2.9568e-05
Lost River Electric Coop, Inc. | Northwest Power Area (NWPA) - U.S. Systems | 2004 | 0 | 7.65 | 25025 | 4076 | 41382 | 0 | 0 | 70483 |  | 6.54% | 1451 | 0 | 0 | 0 | 0 | 1451 | 3.9438e-07
Lost River Electric Coop, Inc. | Northwest Power Area (NWPA) - U.S. Systems | 2005 | 0 | 8.04 | 25537 | 3916 | 31220 | 0 | 0 | 60673 |  | 6.54% | 11280 | 2880 | 0 | 0 | 0 | 14160 | 3.8487e-06
Lost River Electric Coop, Inc. | Northwest Power Area (NWPA) - U.S. Systems | 2006 | 0 | 9.63 | 25898 | 3986 | 33467 | 0 | 0 | 63351 |  | 6.54% | 17008 | 7097 | 0 | 0 | 0 | 24105 | 6.5518e-06
Lower Valley Energy, Inc. | Northwest Power Area (NWPA) - U.S. Systems | 1988 | 0 | 6.96 | 233745 | 61525 | 50218 | 569 | 6371 | 352428 |  | 6.54% | 137758 | 63138 | 51077 | 288 | 2677 | 254938 | 6.9293e-05
Lower Valley Energy, Inc. | Northwest Power Area (NWPA) - U.S. Systems | 1989 | 0 | 6.84 | 175225 | 131138 | 56709 | 567 | 5600 | 369239 |  | 6.55% | 2916 | 241 | 0 | 0 | 22 | 3179 | 8.6406e-07
Lower Valley Energy, Inc. | Northwest Power Area (NWPA) - U.S. Systems | 1990 | 0 | 8.77 | 178083 | 134218 | 59541 | 559 | 10700 | 383101 |  | 6.55% | 0 | 0 | 184004 | 0 | 0 | 184004 | 5.0013e-05
Lower Valley Energy, Inc. | Northwest Power Area (NWPA) - U.S. Systems | 1991 | 0 | 6.28 | 216850 | 139755 | 53203 | 575 | 8526 | 418909 |  | 6.55% | 22663 | 3481 | 11059 | 0 | 181311 | 218514 | 5.9393e-05
Lower Valley Energy, Inc. | Northwest Power Area (NWPA) - U.S. Systems | 1992 | 0 | 7.77 | 196409 | 151046 | 50026 | 548 | 9780 | 407809 |  | 6.55% | 231385 | 79865 | 151119 | 1230 | 24811 | 488410 | 0.00013275
Lower Valley Energy, Inc. | Northwest Power Area (NWPA) - U.S. Systems | 1993 | 0 | 7.24 | 226675 | 163730 | 52394 | 541 | 1913 | 445253 |  | 6.56% | 24760 | 16203 | 26468 | 47 | 1354 | 68832 | 1.8709e-05
Lower Valley Energy, Inc. | Northwest Power Area (NWPA) - U.S. Systems | 1994 | 0 | 7.61 | 221410 | 165343 | 57688 | 521 | 0 | 444962 |  | 6.56% | 135638 | 41621 | 14104 | 0 | 0 | 191363 | 5.2013e-05
Lower Valley Energy, Inc. | Northwest Power Area (NWPA) - U.S. Systems | 1995 | 0 | 5.6 | 238678 | 85241 | 142846 | 497 | 0 | 467262 |  | 6.57% | 124257 | 51722 | 0 | 7 | 0 | 175986 | 4.7833e-05
Lower Valley Energy, Inc. | Northwest Power Area (NWPA) - U.S. Systems | 1996 | 0 | 8.13 | 246740 | 93377 | 135957 | 551 | 0 | 476625 |  | 6.57% | 61516 | 20428 | 33269 | 206 | 63000 | 178419 | 4.8495e-05
Lower Valley Energy, Inc. | Northwest Power Area (NWPA) - U.S. Systems | 1997 | 0 | 6.55 | 231385 | 79865 | 151119 | 1230 | 24811 | 488410 |  | 6.57% | 204480 | 188832 | 78618 | 0 | 0 | 471930 | 0.00012827
Lower Valley Energy, Inc. | Northwest Power Area (NWPA) - U.S. Systems | 1998 | 0 | 7.87 | 255900 | 183103 | 56215 | 554 | 0 | 495772 |  | 6.58% | 2200 | 678 | 0 | 0 | 574 | 3452 | 9.3826e-07
Lower Valley Energy, Inc. | Northwest Power Area (NWPA) - U.S. Systems | 1999 | 0 | 6.65 | 270751 | 198350 | 55564 | 578 | 0 | 525243 |  | 6.58% | 37946 | 17271 | 17754 | 208 | 24878 | 98057 | 2.6652e-05
Lower Valley Energy, Inc. | Northwest Power Area (NWPA) - U.S. Systems | 2000 | 0 | 7.42 | 280736 | 206069 | 56365 | 577 | 0 | 543747 |  | 6.58% | 24685 | 3684 | 13157 | 0 | 125591 | 167117 | 4.5423e-05
Lower Valley Energy, Inc. | Northwest Power Area (NWPA) - U.S. Systems | 2001 | 0 | 6.58 | 291523 | 212130 | 47426 | 0 | 581 | 551660 |  | 6.58% | 112261 | 122518 | 0 | 0 | 0 | 234779 | 6.3813e-05
Lower Valley Energy, Inc. | Northwest Power Area (NWPA) - U.S. Systems | 2002 | 0 | 4.9 | 310385 | 225481 | 57781 | 0 | 581 | 594228 |  | 6.58% | 291523 | 212130 | 47426 | 0 | 581 | 551660 | 0.00014994
Lower Valley Energy, Inc. | Northwest Power Area (NWPA) - U.S. Systems | 2003 | 0 | 6.87 | 304419 | 223003 | 54075 | 0 | 0 | 581497 |  | 6.59% | 8238 | 3416 | 29 | 125 | 1906 | 13714 | 3.7275e-06
Lower Valley Energy, Inc. | Northwest Power Area (NWPA) - U.S. Systems | 2004 | 0 | 4.91 | 323641 | 237589 | 49580 | 0 | 0 | 610810 |  | 6.59% | 2150 | 1216 | 13769 | 0 | 0 | 17135 | 4.6573e-06
Lower Valley Energy, Inc. | Northwest Power Area (NWPA) - U.S. Systems | 2005 | 0 | 7.26 | 329905 | 236534 | 53870 | 0 | 0 | 620309 |  | 6.59% | 112790 | 27343 | 39641 | 0 | 0 | 179774 | 4.8863e-05
Lower Valley Energy, Inc. | Northwest Power Area (NWPA) - U.S. Systems | 2006 | 0 | 5.48 | 350860 | 247072 | 54980 | 0 | 0 | 652912 |  | 6.59% | 292652 | 55711 | 59258 | 614 | 10808 | 419043 | 0.0001139
Manti Light & Power Co. | Northwest Power Area (NWPA) - U.S. Systems | 1988 | 0 | 45.64 | 13325 | 0 | 0 | 0 | 0 | 13325 |  | 6.6% | 34059 | 932 | 1988 | 265 | 1117 | 38361 | 1.0427e-05
Manti Light & Power Co. | Northwest Power Area (NWPA) - U.S. Systems | 1989 | 0 | 0 | 13396 | 0 | 0 | 0 | 0 | 13396 |  | 6.6% | 43873 | 14386 | 5264 | 0 | 0 | 63523 | 1.7266e-05
Manti Light & Power Co. | Northwest Power Area (NWPA) - U.S. Systems | 1990 | 0 | 0 | 10134 | 0 | 0 | 0 | 0 | 10134 |  | 6.61% | 31988 | 3154 | 0 | 2716 | 0 | 37858 | 1.029e-05
Manti Light & Power Co. | Northwest Power Area (NWPA) - U.S. Systems | 1991 | 0 | 4.5 | 12220 | 0 | 0 | 0 | 0 | 12220 |  | 6.61% | 55810 | 23673 | 11668 | 389 | 197 | 91737 | 2.4934e-05
Manti Light & Power Co. | Northwest Power Area (NWPA) - U.S. Systems | 1992 | 0 | 4.53 | 12725 | 0 | 0 | 0 | 0 | 12725 |  | 6.61% | 57515 | 17677 | 31345 | 200 | 76630 | 183367 | 4.9839e-05
Manti Light & Power Co. | Northwest Power Area (NWPA) - U.S. Systems | 1993 | 0 | 0.29 | 7250 | 4160 | 0 | 17 | 1480 | 12907 |  | 6.62% | 3685 | 2488 | 0 | 22 | 0 | 6195 | 1.6838e-06
Manti Light & Power Co. | Northwest Power Area (NWPA) - U.S. Systems | 1994 | 0 | 6.38 | 7216 | 2380 | 0 | 0 | 3207 | 12803 |  | 6.62% | 25013 | 15369 | 0 | 0 | 1881 | 42263 | 1.1487e-05
Manti Light & Power Co. | Northwest Power Area (NWPA) - U.S. Systems | 1995 | 0 | 7.62 | 7090 | 4710 | 0 | 0 | 361 | 12161 |  | 6.62% | 37988 | 13140 | 0 | 0 | 20386 | 71514 | 1.9438e-05
Manti Light & Power Co. | Northwest Power Area (NWPA) - U.S. Systems | 1996 | 0 | 11.25 | 9709 | 2140 | 0 | 0 | 404 | 12253 |  | 6.62% | 43457 | 61702 | 0 | 0 | 49 | 105208 | 2.8596e-05
Manti Light & Power Co. | Northwest Power Area (NWPA) - U.S. Systems | 1997 | 0 | 11.24 | 7384 | 2318 | 0 | 0 | 3138 | 12840 |  | 6.62% | 54136 | 8300 | 17201 | 82 | 34592 | 114311 | 3.107e-05
Manti Light & Power Co. | Northwest Power Area (NWPA) - U.S. Systems | 1998 | 0 | 9 | 7701 | 4758 | 0 | 0 | 682 | 13141 |  | 6.62% | 194083 | 31071 | 0 | 561 | 69 | 225784 | 6.1369e-05
Manti Light & Power Co. | Northwest Power Area (NWPA) - U.S. Systems | 1999 | 0 | 3.26 | 7784 | 4934 | 0 | 0 | 710 | 13428 |  | 6.64% | 46166 | 6659 | 32195 | 0 | 0 | 85020 | 2.3109e-05
Manti Light & Power Co. | Northwest Power Area (NWPA) - U.S. Systems | 2000 | 0 | 0.46 | 7832 | 5197 | 0 | 0 | 722 | 13751 |  | 6.65% | 24907 | 34964 | 0 | 0 | 0 | 59871 | 1.6273e-05
Manti Light & Power Co. | Northwest Power Area (NWPA) - U.S. Systems | 2001 | 0 | 13.63 | 7611 | 5124 | 0 | 0 | 765 | 13500 |  | 6.65% | 40342 | 29014 | 0 | 5267 | 750 | 75373 | 2.0487e-05
Manti Light & Power Co. | Northwest Power Area (NWPA) - U.S. Systems | 2002 | 0 | 0 | 8624 | 2246 | 0 | 0 | 3992 | 14862 |  | 6.65% | 85976 | 182625 | 0 | 185 | 8181 | 276967 | 7.528e-05
Manti Light & Power Co. | Northwest Power Area (NWPA) - U.S. Systems | 2003 | 0 | 0 | 9412 | 6892 | 0 | 0 | 0 | 16304 |  | 6.65% | 231778 | 105140 | 46956 | 1529 | 0 | 385403 | 0.00010475
Manti Light & Power Co. | Northwest Power Area (NWPA) - U.S. Systems | 2004 | 0 | 0 | 9615 | 7045 | 0 | 0 | 0 | 16660 |  | 6.65% | 270751 | 198350 | 55564 | 578 | 0 | 525243 | 0.00014276
Manti Light & Power Co. | Northwest Power Area (NWPA) - U.S. Systems | 2005 | 0 | 2 | 9209 | 6691 | 0 | 0 | 0 | 15900 |  | 6.66% | 13758 | 7808 | 0 | 0 | 0 | 21566 | 5.8617e-06
Manti Light & Power Co. | Northwest Power Area (NWPA) - U.S. Systems | 2006 | 0 | 0 | 9069 | 6639 | 0 | 0 | 0 | 15708 |  | 6.66% | 23967 | 8813 | 0 | 116 | 494 | 33390 | 9.0755e-06
Marias River Electric Coop, Inc. | Northwest Power Area (NWPA) - U.S. Systems | 1988 | 0 | 8.54 | 34104 | 43206 | 0 | 404 | 2009 | 79723 |  | 6.66% | 29712 | 28905 | 10972 | 453 | 0 | 70042 | 1.9038e-05
Marias River Electric Coop, Inc. | Northwest Power Area (NWPA) - U.S. Systems | 1989 | 0 | 9.08 | 36299 | 40894 | 0 | 400 | 1917 | 79510 |  | 6.66% | 44578 | 19161 | 43352 | 213 | 263 | 107567 | 2.9237e-05
Marias River Electric Coop, Inc. | Northwest Power Area (NWPA) - U.S. Systems | 1990 | 0 | 8.53 | 33783 | 28730 | 11324 | 400 | 1981 | 76218 |  | 6.66% | 56151 | 60752 | 15239 | 0 | 42312 | 174454 | 4.7417e-05
Marias River Electric Coop, Inc. | Northwest Power Area (NWPA) - U.S. Systems | 1991 | 0 | 9.38 | 34883 | 28951 | 10366 | 391 | 1864 | 76455 |  | 6.67% | 62408 | 26368 | 12911 | 395 | 234 | 102316 | 2.781e-05
Marias River Electric Coop, Inc. | Northwest Power Area (NWPA) - U.S. Systems | 1992 | 0 | 8.25 | 31549 | 28818 | 10053 | 395 | 1832 | 72647 |  | 6.67% | 49230 | 16597 | 65896 | 820 | 51636 | 184179 | 5.006e-05
Marias River Electric Coop, Inc. | Northwest Power Area (NWPA) - U.S. Systems | 1993 | 0 | 8.12 | 35789 | 27937 | 10286 | 384 | 1696 | 76092 |  | 6.67% | 189230 | 107038 | 30558 | 0 | 0 | 326826 | 8.8832e-05
Marias River Electric Coop, Inc. | Northwest Power Area (NWPA) - U.S. Systems | 1994 | 0 | 8.45 | 34376 | 28287 | 9784 | 386 | 1740 | 74573 |  | 6.67% | 83278 | 368818 | 0 | 0 | 0 | 452096 | 0.00012288
Marias River Electric Coop, Inc. | Northwest Power Area (NWPA) - U.S. Systems | 1995 | 0 | 8.28 | 33742 | 26166 | 10015 | 405 | 1727 | 72055 |  | 6.67% | 214543 | 312618 | 0 | 3136 | 99234 | 629531 | 0.00017111
Marias River Electric Coop, Inc. | Northwest Power Area (NWPA) - U.S. Systems | 1996 | 0 | 6.68 | 36181 | 26801 | 10619 | 434 | 1711 | 75746 |  | 6.68% | 33060 | 17839 | 0 | 0 | 0 | 50899 | 1.3834e-05
Marias River Electric Coop, Inc. | Northwest Power Area (NWPA) - U.S. Systems | 1997 | 0 | 6.76 | 33711 | 26997 | 10224 | 461 | 1802 | 73195 |  | 6.68% | 49176 | 4463 | 13398 | 0 | 254 | 67291 | 1.829e-05
Marias River Electric Coop, Inc. | Northwest Power Area (NWPA) - U.S. Systems | 1998 | 0 | 8.31 | 30999 | 26781 | 9946 | 463 | 1759 | 69948 |  | 6.68% | 36181 | 26801 | 10619 | 434 | 1711 | 75746 | 2.0588e-05
Marias River Electric Coop, Inc. | Northwest Power Area (NWPA) - U.S. Systems | 1999 | 0 | 6.66 | 29712 | 28905 | 10972 | 453 | 0 | 70042 |  | 6.68% | 73507 | 3641 | 32 | 0 | 0 | 77180 | 2.0978e-05
Marias River Electric Coop, Inc. | Northwest Power Area (NWPA) - U.S. Systems | 2000 | 0 | 8.88 | 30604 | 29178 | 13218 | 456 | 0 | 73456 |  | 6.69% | 4526 | 3882 | 570 | 0 | 0 | 8978 | 2.4402e-06
Marias River Electric Coop, Inc. | Northwest Power Area (NWPA) - U.S. Systems | 2001 | 0 | 7.23 | 30000 | 29000 | 13000 | 0 | 2000 | 74000 |  | 6.69% | 17237 | 10568 | 2164 | 0 | 0 | 29969 | 8.1456e-06
Marias River Electric Coop, Inc. | Northwest Power Area (NWPA) - U.S. Systems | 2002 | 0 | 6.72 | 31287 | 42386 | 0 | 0 | 2277 | 75950 |  | 6.69% | 38372 | 16960 | 0 | 0 | 0 | 55332 | 1.5039e-05
Marias River Electric Coop, Inc. | Northwest Power Area (NWPA) - U.S. Systems | 2003 | 0 | 7.57 | 30250 | 45397 | 0 | 0 | 0 | 75647 |  | 6.7% | 17536 | 11931 | 12486 | 0 | 90 | 42043 | 1.1427e-05
Marias River Electric Coop, Inc. | Northwest Power Area (NWPA) - U.S. Systems | 2004 | 0 | 4.47 | 29881 | 48436 | 0 | 0 | 0 | 78317 |  | 6.7% | 18744 | 24479 | 21934 | 121 | 3287 | 68565 | 1.8636e-05
Marias River Electric Coop, Inc. | Northwest Power Area (NWPA) - U.S. Systems | 2005 | 0 | 6.78 | 29865 | 51310 | 0 | 0 | 0 | 81175 |  | 6.7% | 123829 | 50375 | 0 | 0 | 0 | 174204 | 4.7349e-05
Marias River Electric Coop, Inc. | Northwest Power Area (NWPA) - U.S. Systems | 2006 | 0 | 7.88 | 29452 | 53426 | 0 | 0 | 0 | 82878 |  | 6.7% | 349201 | 68601 | 22206 | 90 | 51850 | 491948 | 0.00013371
McCleary Light & Power Dept. | Northwest Power Area (NWPA) - U.S. Systems | 1988 | 0 | 0 | 12315 | 2135 | 16481 | 78 | 847 | 31856 |  | 6.71% | 10594 | 9515 | 0 | 0 | 0 | 20109 | 5.4657e-06
McCleary Light & Power Dept. | Northwest Power Area (NWPA) - U.S. Systems | 1989 | 0 | 0 | 12837 | 2128 | 18780 | 78 | 862 | 34685 |  | 6.71% | 47122 | 4403 | 26040 | 0 | 6841 | 84406 | 2.2942e-05
McCleary Light & Power Dept. | Northwest Power Area (NWPA) - U.S. Systems | 1990 | 0 | 0 | 12697 | 1977 | 21559 | 78 | 997 | 37308 |  | 6.71% | 94547 | 28792 | 88400 | 0 | 990 | 212729 | 5.782e-05
McCleary Light & Power Dept. | Northwest Power Area (NWPA) - U.S. Systems | 1991 | 0 | 3.71 | 13237 | 1960 | 18118 | 78 | 894 | 34287 |  | 6.71% | 226207 | 37101 | 43127 | 488 | 4755 | 311678 | 8.4715e-05
McCleary Light & Power Dept. | Northwest Power Area (NWPA) - U.S. Systems | 1992 | 0 | 0 | 12527 | 1990 | 19328 | 78 | 861 | 34784 |  | 6.71% | 389158 | 42823 | 31494 | 237 | 9661 | 473373 | 0.00012866
McCleary Light & Power Dept. | Northwest Power Area (NWPA) - U.S. Systems | 1993 | 0 | 0 | 13675 | 2063 | 19225 | 78 | 947 | 35988 |  | 6.71% | 376098 | 127629 | 164481 | 1812 | 55935 | 725955 | 0.00019732
McCleary Light & Power Dept. | Northwest Power Area (NWPA) - U.S. Systems | 1994 | 0 | 0 | 13736 | 2239 | 19281 | 78 | 976 | 36310 |  | 6.71% | 4760275 | 3638694 | 4889843 | 0 | 0 | 13288812 | 0.0036119
McCleary Light & Power Dept. | Northwest Power Area (NWPA) - U.S. Systems | 1995 | 0 | 0 | 13341 | 2415 | 17923 | 78 | 1021 | 34778 |  | 6.72% | 31287 | 42386 | 0 | 0 | 2277 | 75950 | 2.0643e-05
McCleary Light & Power Dept. | Northwest Power Area (NWPA) - U.S. Systems | 1996 | 0 | 3.51 | 13971 | 2481 | 16939 | 78 | 1101 | 34570 |  | 6.72% | 208823 | 70621 | 88032 | 141 | 7010 | 374627 | 0.00010182
McCleary Light & Power Dept. | Northwest Power Area (NWPA) - U.S. Systems | 1997 | 0 | 2.8 | 13789 | 2449 | 16471 | 78 | 1089 | 33876 |  | 6.72% | 2184189 | 3042931 | 522568 | 0 | 0 | 5749688 | 0.0015628
McCleary Light & Power Dept. | Northwest Power Area (NWPA) - U.S. Systems | 1998 | 0 | 4.02 | 13314 | 2458 | 18418 | 78 | 1052 | 35320 |  | 6.73% | 16057 | 4319 | 0 | 0 | 910 | 21286 | 5.7856e-06
McCleary Light & Power Dept. | Northwest Power Area (NWPA) - U.S. Systems | 1999 | 0 | 2.88 | 14439 | 2819 | 21164 | 78 | 1062 | 39562 |  | 6.74% | 29582 | 6383 | 0 | 0 | 0 | 35965 | 9.7754e-06
McCleary Light & Power Dept. | Northwest Power Area (NWPA) - U.S. Systems | 2000 | 0 | 1.87 | 13616 | 2931 | 22048 | 78 | 1046 | 39719 |  | 6.74% | 72506 | 5328 | 10724 | 0 | 8046 | 96604 | 2.6257e-05
McCleary Light & Power Dept. | Northwest Power Area (NWPA) - U.S. Systems | 2001 | 0 | 4.35 | 13192 | 2435 | 20340 | 0 | 857 | 36824 |  | 6.74% | 155313 | 170827 | 0 | 14002 | 0 | 340142 | 9.2451e-05
McCleary Light & Power Dept. | Northwest Power Area (NWPA) - U.S. Systems | 2002 | 0 | 0.96 | 15042 | 2834 | 20664 | 0 | 0 | 38540 |  | 6.74% | 83802 | 226980 | 84236 | 0 | 0 | 395018 | 0.00010737
McCleary Light & Power Dept. | Northwest Power Area (NWPA) - U.S. Systems | 2003 | 0 | 2.1 | 14818 | 2608 | 21300 | 0 | 0 | 38726 |  | 6.74% | 361479 | 56294 | 90607 | 838 | 12501 | 521719 | 0.0001418
McCleary Light & Power Dept. | Northwest Power Area (NWPA) - U.S. Systems | 2004 | 0 | 1.97 | 13539 | 2260 | 24460 | 0 | 0 | 40259 |  | 6.74% | 452983 | 292809 | 366077 | 0 | 18982 | 1130851 | 0.00030737
McCleary Light & Power Dept. | Northwest Power Area (NWPA) - U.S. Systems | 2005 | 0 | 3.2 | 12685 | 2622 | 24966 | 0 | 0 | 40273 |  | 6.75% | 16072 | 19506 | 0 | 0 | 0 | 35578 | 9.6702e-06
McCleary Light & Power Dept. | Northwest Power Area (NWPA) - U.S. Systems | 2006 | 0 | 5.02 | 15358 | 2331 | 18281 | 0 | 0 | 35970 |  | 6.75% | 175628 | 42733 | 0 | 0 | 0 | 218361 | 5.9351e-05
McMinnville Water & Light | Northwest Power Area (NWPA) - U.S. Systems | 1988 | 0 | 2.37 | 141395 | 108277 | 174994 | 1217 | 0 | 425883 |  | 6.75% | 371970 | 100624 | 6813 | 0 | 0 | 479407 | 0.0001303
McMinnville Water & Light | Northwest Power Area (NWPA) - U.S. Systems | 1989 | 0 | 2.39 | 144737 | 112732 | 172636 | 1225 | 0 | 431330 |  | 6.75% | 491373 | 82202 | 100263 | 0 | 267 | 674105 | 0.00018322
McMinnville Water & Light | Northwest Power Area (NWPA) - U.S. Systems | 1990 | 0 | 1.75 | 145658 | 115408 | 183348 | 1224 | 0 | 445638 |  | 6.76% | 33711 | 26997 | 10224 | 461 | 1802 | 73195 | 1.9895e-05
McMinnville Water & Light | Northwest Power Area (NWPA) - U.S. Systems | 1991 | 0 | 2.25 | 155182 | 123267 | 175392 | 1254 | 0 | 455095 |  | 6.77% | 1222 | 0 | 0 | 0 | 0 | 1222 | 3.3214e-07
McMinnville Water & Light | Northwest Power Area (NWPA) - U.S. Systems | 1992 | 0 | 1.88 | 141592 | 125597 | 233926 | 1271 | 0 | 502386 |  | 6.77% | 20273 | 6950 | 226 | 0 | 0 | 27449 | 7.4607e-06
McMinnville Water & Light | Northwest Power Area (NWPA) - U.S. Systems | 1993 | 0 | 2.21 | 161888 | 136917 | 312685 | 1299 | 0 | 612789 |  | 6.77% | 30186 | 6904 | 0 | 0 | 2924 | 40014 | 1.0876e-05
McMinnville Water & Light | Northwest Power Area (NWPA) - U.S. Systems | 1994 | 0 | 1.79 | 161273 | 144457 | 346403 | 1327 | 0 | 653460 |  | 6.77% | 16516 | 16907 | 3687 | 390 | 8113 | 45613 | 1.2398e-05
McMinnville Water & Light | Northwest Power Area (NWPA) - U.S. Systems | 1995 | 0 | 1.95 | 166873 | 147462 | 347604 | 1370 | 0 | 663309 |  | 6.77% | 38211 | 17380 | 19712 | 238 | 26639 | 102180 | 2.7773e-05
McMinnville Water & Light | Northwest Power Area (NWPA) - U.S. Systems | 1996 | 0 | 1.57 | 171516 | 153002 | 348429 | 1424 | 0 | 674371 |  | 6.77% | 111013 | 8782 | 3504 | 0 | 0 | 123299 | 3.3513e-05
McMinnville Water & Light | Northwest Power Area (NWPA) - U.S. Systems | 1997 | 0 | 0.46 | 180398 | 160331 | 402090 | 1461 | 0 | 744280 |  | 6.77% | 110932 | 17300 | 17699 | 0 | 2605 | 148536 | 4.0372e-05
McMinnville Water & Light | Northwest Power Area (NWPA) - U.S. Systems | 1998 | 0 | 1.42 | 175844 | 162340 | 433240 | 1545 | 0 | 772969 |  | 6.77% | 127094 | 39195 | 23494 | 110 | 7268 | 197161 | 5.3589e-05
McMinnville Water & Light | Northwest Power Area (NWPA) - U.S. Systems | 1999 | 0 | 1.63 | 192250 | 172435 | 419484 | 1568 | 0 | 785737 |  | 6.77% | 40040 | 55303 | 122051 | 0 | 0 | 217394 | 5.9088e-05
McMinnville Water & Light | Northwest Power Area (NWPA) - U.S. Systems | 2000 | 0 | 0.23 | 183947 | 193255 | 421387 | 1603 | 0 | 800192 |  | 6.77% | 81602 | 137869 | 89790 | 2409 | 53008 | 364678 | 9.912e-05
McMinnville Water & Light | Northwest Power Area (NWPA) - U.S. Systems | 2001 | 0 | 1.28 | 188626 | 172137 | 460744 | 0 | 1639 | 823146 |  | 6.77% | 291931 | 41621 | 15311 | 0 | 25797 | 374660 | 0.00010183
McMinnville Water & Light | Northwest Power Area (NWPA) - U.S. Systems | 2002 | 0 | 0.47 | 186124 | 165293 | 364691 | 0 | 1654 | 717762 |  | 6.78% | 44200 | 14400 | 0 | 100 | 0 | 58700 | 1.5955e-05
McMinnville Water & Light | Northwest Power Area (NWPA) - U.S. Systems | 2003 | 0 | 1.96 | 181158 | 160185 | 444961 | 0 | 0 | 786304 |  | 6.78% | 29865 | 51310 | 0 | 0 | 0 | 81175 | 2.2064e-05
McMinnville Water & Light | Northwest Power Area (NWPA) - U.S. Systems | 2004 | 0 | 1.96 | 188991 | 170396 | 471029 | 0 | 0 | 830416 |  | 6.78% | 155234 | 47067 | 26109 | 183 | 4499 | 233092 | 6.3355e-05
McMinnville Water & Light | Northwest Power Area (NWPA) - U.S. Systems | 2005 | 0 | 1.96 | 192092 | 173744 | 459081 | 0 | 0 | 824917 |  | 6.78% | 201532 | 245785 | 0 | 2156 | 112378 | 561851 | 0.00015271
McMinnville Water & Light | Northwest Power Area (NWPA) - U.S. Systems | 2006 | 0 | 1.96 | 202870 | 179285 | 469998 | 0 | 0 | 852153 |  | 6.78% | 3971760 | 4480135 | 4560774 | 22797 | 0 | 13035466 | 0.0035431
Meadow Town Corp. | Northwest Power Area (NWPA) - U.S. Systems | 1988 | 0 | 3.42 | 1093 | 391 | 66 | 0 | 0 | 1550 |  | 6.79% | 20854 | 0 | 17371 | 0 | 0 | 38225 | 1.039e-05
Meadow Town Corp. | Northwest Power Area (NWPA) - U.S. Systems | 1989 | 0 | 2.96 | 1103 | 335 | 141 | 0 | 0 | 1579 |  | 6.79% | 34119 | 13530 | 0 | 0 | 2850 | 50499 | 1.3726e-05
Meadow Town Corp. | Northwest Power Area (NWPA) - U.S. Systems | 1990 | 0 | 3.25 | 1093 | 345 | 107 | 0 | 0 | 1545 |  | 6.79% | 42631 | 18654 | 40518 | 150 | 1166 | 103119 | 2.8028e-05
Meadow Town Corp. | Northwest Power Area (NWPA) - U.S. Systems | 1991 | 0 | 27.89 | 1228 | 357 | 158 | 0 | 0 | 1743 |  | 6.79% | 243294 | 95444 | 22755 | 0 | 0 | 361493 | 9.8254e-05
Meadow Town Corp. | Northwest Power Area (NWPA) - U.S. Systems | 1992 | 0 | 23.63 | 1125 | 341 | 177 | 0 | 0 | 1643 |  | 6.79% | 229311 | 173787 | 50525 | 2001 | 47429 | 503053 | 0.00013673
Meadow Town Corp. | Northwest Power Area (NWPA) - U.S. Systems | 1993 | 0 | 20.64 | 985 | 336 | 72 | 0 | 0 | 1393 |  | 6.79% | 367880 | 123809 | 194028 | 1000 | 33632 | 720349 | 0.00019579
Meadow Town Corp. | Northwest Power Area (NWPA) - U.S. Systems | 1994 | 0 | 18.71 | 992 | 156 | 152 | 0 | 0 | 1300 |  | 6.8% | 14697 | 9595 | 0 | 0 | 0 | 24292 | 6.6026e-06
Meadow Town Corp. | Northwest Power Area (NWPA) - U.S. Systems | 1995 | 0 | 19.51 | 882 | 268 | 36 | 0 | 0 | 1186 |  | 6.8% | 15275 | 9825 | 0 | 36 | 1784 | 26920 | 7.3169e-06
Meadow Town Corp. | Northwest Power Area (NWPA) - U.S. Systems | 1996 | 0 | 13.98 | 960 | 274 | 179 | 0 | 0 | 1413 |  | 6.8% | 22463 | 26961 | 14542 | 42 | 1634 | 65642 | 1.7842e-05
Meadow Town Corp. | Northwest Power Area (NWPA) - U.S. Systems | 1997 | 0 | 15.26 | 942 | 270 | 129 | 0 | 0 | 1341 |  | 6.8% | 21826 | 18845 | 29012 | 0 | 713 | 70396 | 1.9134e-05
Meadow Town Corp. | Northwest Power Area (NWPA) - U.S. Systems | 1998 | 0 | 13.41 | 973 | 281 | 47 | 0 | 0 | 1301 |  | 6.81% | 8222 | 2844 | 0 | 0 | 1814 | 12880 | 3.5008e-06
Meadow Town Corp. | Northwest Power Area (NWPA) - U.S. Systems | 1999 | 0 | 13.65 | 985 | 281 | 58 | 0 | 0 | 1324 |  | 6.81% | 15351 | 1633 | 0 | 0 | 0 | 16984 | 4.6163e-06
Meadow Town Corp. | Northwest Power Area (NWPA) - U.S. Systems | 2000 | 0 | 11.87 | 997 | 314 | 147 | 0 | 0 | 1458 |  | 6.81% | 122640 | 50784 | 0 | 110 | 0 | 173534 | 4.7167e-05
Meadow Town Corp. | Northwest Power Area (NWPA) - U.S. Systems | 2001 | 0 | 0 | 898 | 296 | 155 | 0 | 0 | 1349 |  | 6.81% | 229380 | 45559 | 46222 | 518 | 0 | 321679 | 8.7433e-05
Meadow Town Corp. | Northwest Power Area (NWPA) - U.S. Systems | 2002 | 0 | 0 | 912 | 283 | 125 | 0 | 0 | 1320 |  | 6.81% | 89364 | 73916 | 0 | 0 | 255342 | 418622 | 0.00011378
Meadow Town Corp. | Northwest Power Area (NWPA) - U.S. Systems | 2003 | 0 | 0 | 909 | 282 | 92 | 0 | 0 | 1283 |  | 6.81% | 613010 | 377361 | 253679 | 0 | 68148 | 1312198 | 0.00035666
Meadow Town Corp. | Northwest Power Area (NWPA) - U.S. Systems | 2004 | 0 | 13.54 | 968 | 326 | 156 | 0 | 0 | 1450 |  | 6.82% | 3490 | 308 | 0 | 0 | 0 | 3798 | 1.0323e-06
Meadow Town Corp. | Northwest Power Area (NWPA) - U.S. Systems | 2005 | 0 | 11.44 | 1021 | 330 | 96 | 0 | 0 | 1447 |  | 6.82% | 12047 | 0 | 0 | 0 | 5084 | 17131 | 4.6562e-06
Meadow Town Corp. | Northwest Power Area (NWPA) - U.S. Systems | 2006 | 0 | 22.7 | 1069 | 338 | 81 | 0 | 0 | 1488 |  | 6.82% | 22344 | 1735 | 2796 | 82 | 1272 | 28229 | 7.6727e-06
Mid-Yellowstone Electric Coop, Inc. | Northwest Power Area (NWPA) - U.S. Systems | 1988 | 0 | 11.14 | 16377 | 3384 | 0 | 53 | 5292 | 25106 |  | 6.82% | 62939 | 1937 | 0 | 0 | 1761 | 66637 | 1.8112e-05
Mid-Yellowstone Electric Coop, Inc. | Northwest Power Area (NWPA) - U.S. Systems | 1989 | 0 | 9.38 | 17254 | 4149 | 0 | 55 | 2809 | 24267 |  | 6.82% | 25285 | 12696 | 58619 | 39 | 98026 | 194665 | 5.291e-05
Mid-Yellowstone Electric Coop, Inc. | Northwest Power Area (NWPA) - U.S. Systems | 1990 | 0 | 11.1 | 15684 | 3811 | 0 | 55 | 4489 | 24039 |  | 6.82% | 186880 | 26581 | 0 | 465 | 75 | 214001 | 5.8166e-05
Mid-Yellowstone Electric Coop, Inc. | Northwest Power Area (NWPA) - U.S. Systems | 1991 | 0 | 10.78 | 16307 | 3959 | 0 | 55 | 2578 | 22899 |  | 6.83% | 12268 | 0 | 0 | 0 | 6432 | 18700 | 5.0827e-06
Mid-Yellowstone Electric Coop, Inc. | Northwest Power Area (NWPA) - U.S. Systems | 1992 | 0 | 10.45 | 14699 | 3938 | 0 | 56 | 3529 | 22222 |  | 6.83% | 260872 | 53051 | 68383 | 0 | 0 | 382306 | 0.00010391
Mid-Yellowstone Electric Coop, Inc. | Northwest Power Area (NWPA) - U.S. Systems | 1993 | 0 | 10.31 | 16807 | 4428 | 0 | 56 | 1700 | 22991 |  | 6.84% | 19768 | 23483 | 5885 | 0 | 11678 | 60814 | 1.6529e-05
Mid-Yellowstone Electric Coop, Inc. | Northwest Power Area (NWPA) - U.S. Systems | 1994 | 0 | 11.03 | 16588 | 4940 | 0 | 56 | 4090 | 25674 |  | 6.84% | 40927 | 37838 | 19766 | 0 | 0 | 98531 | 2.6781e-05
Mid-Yellowstone Electric Coop, Inc. | Northwest Power Area (NWPA) - U.S. Systems | 1995 | 0 | 10.69 | 16601 | 4661 | 0 | 57 | 3565 | 24884 |  | 6.84% | 175225 | 131138 | 56709 | 567 | 5600 | 369239 | 0.00010036
Mid-Yellowstone Electric Coop, Inc. | Northwest Power Area (NWPA) - U.S. Systems | 1996 | 0 | 10.75 | 18349 | 4245 | 0 | 58 | 3997 | 26649 |  | 6.84% | 356962 | 55057 | 91511 | 532 | 12547 | 516609 | 0.00014042
Mid-Yellowstone Electric Coop, Inc. | Northwest Power Area (NWPA) - U.S. Systems | 1997 | 0 | 10.07 | 17249 | 3636 | 0 | 58 | 3872 | 24815 |  | 6.85% | 3493 | 5731 | 0 | 112 | 732 | 10068 | 2.7365e-06
Mid-Yellowstone Electric Coop, Inc. | Northwest Power Area (NWPA) - U.S. Systems | 1998 | 0 | 11.12 | 16378 | 3517 | 0 | 61 | 4737 | 24693 |  | 6.85% | 95084 | 27353 | 0 | 356 | 24997 | 147790 | 4.017e-05
Mid-Yellowstone Electric Coop, Inc. | Northwest Power Area (NWPA) - U.S. Systems | 1999 | 0 | 10.62 | 16140 | 3782 | 0 | 60 | 4516 | 24498 |  | 6.85% | 67820 | 21030 | 36052 | 91 | 54389 | 179382 | 4.8756e-05
Mid-Yellowstone Electric Coop, Inc. | Northwest Power Area (NWPA) - U.S. Systems | 2000 | 0 | 13.87 | 16517 | 2967 | 0 | 58 | 5549 | 25091 |  | 6.86% | 13248 | 8806 | 333 | 0 | 1 | 22388 | 6.0851e-06
Mid-Yellowstone Electric Coop, Inc. | Northwest Power Area (NWPA) - U.S. Systems | 2001 | 0 | 9.06 | 16556 | 2849 | 0 | 0 | 4567 | 23972 |  | 6.86% | 53426 | 16982 | 65069 | 0 | 53878 | 189355 | 5.1467e-05
Mid-Yellowstone Electric Coop, Inc. | Northwest Power Area (NWPA) - U.S. Systems | 2002 | 0 | 10.75 | 16712 | 2819 | 0 | 0 | 5501 | 25032 |  | 6.86% | 135256 | 44821 | 17496 | 0 | 0 | 197573 | 5.3701e-05
Mid-Yellowstone Electric Coop, Inc. | Northwest Power Area (NWPA) - U.S. Systems | 2003 | 0 | 11.82 | 20399 | 2888 | 0 | 0 | 0 | 23287 |  | 6.87% | 8779 | 6522 | 0 | 95 | 2189 | 17585 | 4.7796e-06
Mid-Yellowstone Electric Coop, Inc. | Northwest Power Area (NWPA) - U.S. Systems | 2004 | 0 | 10.03 | 21795 | 2849 | 0 | 0 | 0 | 24644 |  | 6.87% | 15851 | 20263 | 0 | 0 | 0 | 36114 | 9.8159e-06
Mid-Yellowstone Electric Coop, Inc. | Northwest Power Area (NWPA) - U.S. Systems | 2005 | 0 | 12.2 | 20102 | 2856 | 0 | 0 | 0 | 22958 |  | 6.87% | 18076 | 10469 | 0 | 87 | 11347 | 39979 | 1.0866e-05
Mid-Yellowstone Electric Coop, Inc. | Northwest Power Area (NWPA) - U.S. Systems | 2006 | 0 | 11.74 | 21979 | 2986 | 0 | 0 | 0 | 24965 |  | 6.87% | 118828 | 29362 | 41526 | 0 | 0 | 189716 | 5.1565e-05
Midstate Electric Coop, Inc. | Northwest Power Area (NWPA) - U.S. Systems | 1988 | 0 | 8.2 | 100216 | 24040 | 36551 | 63 | 28602 | 189472 |  | 6.87% | 148980 | 24762 | 46187 | 457 | 0 | 220386 | 5.9901e-05
Midstate Electric Coop, Inc. | Northwest Power Area (NWPA) - U.S. Systems | 1989 | 0 | 9.31 | 111330 | 23081 | 46372 | 57 | 29762 | 210602 |  | 6.87% | 41239 | 50890 | 152700 | 0 | 0 | 244829 | 6.6545e-05
Midstate Electric Coop, Inc. | Northwest Power Area (NWPA) - U.S. Systems | 1990 | 0 | 5.33 | 114322 | 24275 | 59040 | 63 | 32363 | 230063 |  | 6.87% | 107566 | 25329 | 126788 | 405 | 21041 | 281129 | 7.6411e-05
Midstate Electric Coop, Inc. | Northwest Power Area (NWPA) - U.S. Systems | 1991 | 0 | 4.14 | 132899 | 27225 | 55092 | 63 | 31501 | 246780 |  | 6.87% | 304419 | 223003 | 54075 | 0 | 0 | 581497 | 0.00015805
Midstate Electric Coop, Inc. | Northwest Power Area (NWPA) - U.S. Systems | 1992 | 0 | 7.7 | 123713 | 46796 | 29459 | 63 | 36756 | 236787 |  | 6.88% | 74985 | 188210 | 52450 | 2408 | 0 | 318053 | 8.6447e-05
Midstate Electric Coop, Inc. | Northwest Power Area (NWPA) - U.S. Systems | 1993 | 0 | 7.36 | 142389 | 50227 | 28958 | 63 | 28148 | 249785 |  | 6.89% | 3194 | 3251 | 963 | 0 | 0 | 7408 | 2.0135e-06
Midstate Electric Coop, Inc. | Northwest Power Area (NWPA) - U.S. Systems | 1994 | 0 | 8.1 | 138745 | 62357 | 18089 | 65 | 38753 | 258009 |  | 6.89% | 32871 | 18927 | 47908 | 0 | 0 | 99706 | 2.71e-05
Midstate Electric Coop, Inc. | Northwest Power Area (NWPA) - U.S. Systems | 1995 | 0 | 7.99 | 142415 | 55360 | 25704 | 65 | 35938 | 259482 |  | 6.89% | 98376 | 111387 | 0 | 279 | 0 | 210042 | 5.709e-05
Midstate Electric Coop, Inc. | Northwest Power Area (NWPA) - U.S. Systems | 1996 | 0 | 7.1 | 152700 | 59353 | 26245 | 67 | 35810 | 274175 |  | 6.9% | 23487 | 3433 | 1916 | 56 | 44189 | 73081 | 1.9864e-05
Midstate Electric Coop, Inc. | Northwest Power Area (NWPA) - U.S. Systems | 1997 | 0 | 8.03 | 153877 | 58316 | 28904 | 68 | 39239 | 280404 |  | 6.9% | 69585 | 3585 | 33 | 0 | 0 | 73203 | 1.9897e-05
Midstate Electric Coop, Inc. | Northwest Power Area (NWPA) - U.S. Systems | 1998 | 0 | 6.32 | 164605 | 59125 | 29096 | 68 | 30166 | 283060 |  | 6.9% | 31463 | 15804 | 35461 | 0 | 0 | 82728 | 2.2486e-05
Midstate Electric Coop, Inc. | Northwest Power Area (NWPA) - U.S. Systems | 1999 | 0 | 7.37 | 180504 | 61969 | 30978 | 72 | 33102 | 306625 |  | 6.9% | 179549 | 67613 | 67652 | 578 | 105613 | 421005 | 0.00011443
Midstate Electric Coop, Inc. | Northwest Power Area (NWPA) - U.S. Systems | 2000 | 0 | 7.73 | 183014 | 61493 | 30206 | 881 | 42437 | 318031 |  | 6.91% | 807 | 252 | 0 | 0 | 0 | 1059 | 2.8784e-07
Midstate Electric Coop, Inc. | Northwest Power Area (NWPA) - U.S. Systems | 2001 | 0 | 6.39 | 185433 | 60916 | 28460 | 0 | 46023 | 320832 |  | 6.91% | 4097 | 843 | 0 | 165 | 927 | 6032 | 1.6395e-06
Midstate Electric Coop, Inc. | Northwest Power Area (NWPA) - U.S. Systems | 2002 | 0 | 5.9 | 193365 | 60590 | 31275 | 0 | 49164 | 334394 |  | 6.91% | 19609 | 11940 | 11847 | 90 | 0 | 43486 | 1.182e-05
Midstate Electric Coop, Inc. | Northwest Power Area (NWPA) - U.S. Systems | 2003 | 0 | 6.67 | 189230 | 107038 | 30558 | 0 | 0 | 326826 |  | 6.91% | 27089 | 17663 | 2055 | 0 | 3694 | 50501 | 1.3726e-05
Midstate Electric Coop, Inc. | Northwest Power Area (NWPA) - U.S. Systems | 2004 | 0 | 0 | 197000 | 106872 | 29358 | 0 | 0 | 333230 |  | 6.91% | 22446 | 3691 | 5566 | 0 | 162663 | 194366 | 5.2829e-05
Midstate Electric Coop, Inc. | Northwest Power Area (NWPA) - U.S. Systems | 2005 | 0 | 0 | 208436 | 100437 | 28661 | 0 | 0 | 337534 |  | 6.92% | 195001 | 30285 | 0 | 591 | 95 | 225972 | 6.142e-05
Midstate Electric Coop, Inc. | Northwest Power Area (NWPA) - U.S. Systems | 2006 | 0 | 0 | 229243 | 104341 | 30836 | 0 | 0 | 364420 |  | 6.92% | 1867348 | 2174268 | 3186902 | 33992 | 88957 | 7351467 | 0.0019981
Milton Electric Dept. | Northwest Power Area (NWPA) - U.S. Systems | 1988 | 0 | 6.77 | 30186 | 6904 | 0 | 0 | 2924 | 40014 |  | 6.93% | 3729 | 1129 | 0 | 804 | 18 | 5680 | 1.5438e-06
Milton Electric Dept. | Northwest Power Area (NWPA) - U.S. Systems | 1989 | 0 | 1.98 | 32126 | 10104 | 0 | 3073 | 0 | 45303 |  | 6.93% | 4050 | 880 | 0 | 260 | 560 | 5750 | 1.5629e-06
Milton Electric Dept. | Northwest Power Area (NWPA) - U.S. Systems | 1990 | 0 | 3.2 | 33052 | 10998 | 0 | 294 | 2589 | 46933 |  | 6.94% | 2444 | 132 | 0 | 0 | 26 | 2602 | 7.0723e-07
Milton Electric Dept. | Northwest Power Area (NWPA) - U.S. Systems | 1991 | 0 | 3.67 | 32989 | 10667 | 0 | 1517 | 1831 | 47004 |  | 6.94% | 31920 | 14725 | 0 | 0 | 8131 | 54776 | 1.4888e-05
Milton Electric Dept. | Northwest Power Area (NWPA) - U.S. Systems | 1992 | 0 | 7.41 | 31193 | 11460 | 0 | 1170 | 1083 | 44906 |  | 6.94% | 59933 | 58991 | 16758 | 0 | 47079 | 182761 | 4.9675e-05
Milton Electric Dept. | Northwest Power Area (NWPA) - U.S. Systems | 1993 | 0 | 0 | 35033 | 17313 | 1869 | 1156 | 1473 | 56844 |  | 6.94% | 517224 | 83921 | 109034 | 0 | 0 | 710179 | 0.00019303
Milton Electric Dept. | Northwest Power Area (NWPA) - U.S. Systems | 1994 | 0 | 1.65 | 36590 | 13088 | 0 | 0 | 3928 | 53606 |  | 6.95% | 23143 | 3709 | 14112 | 0 | 158213 | 199177 | 5.4137e-05
Milton Electric Dept. | Northwest Power Area (NWPA) - U.S. Systems | 1995 | 0 | 1.9 | 33623 | 13888 | 0 | 0 | 4122 | 51633 |  | 6.95% | 207909 | 87107 | 196035 | 0 | 0 | 491051 | 0.00013347
Milton Electric Dept. | Northwest Power Area (NWPA) - U.S. Systems | 1996 | 0 | 6.51 | 36210 | 20680 | 0 | 0 | 3178 | 60068 |  | 6.96% | 1793 | 1854 | 242 | 0 | 0 | 3889 | 1.057e-06
Milton Electric Dept. | Northwest Power Area (NWPA) - U.S. Systems | 1997 | 0 | 6.79 | 34119 | 13530 | 0 | 0 | 2850 | 50499 |  | 6.96% | 15516 | 2331 | 0 | 0 | 0 | 17847 | 4.8508e-06
Milton Electric Dept. | Northwest Power Area (NWPA) - U.S. Systems | 1998 | 0 | 0.6 | 36055 | 14654 | 0 | 0 | 2909 | 53618 |  | 6.96% | 11570 | 9462 | 0 | 0 | 653 | 21685 | 5.894e-06
Milton Electric Dept. | Northwest Power Area (NWPA) - U.S. Systems | 1999 | 0 | 8.83 | 34311 | 13786 | 0 | 0 | 3217 | 51314 |  | 6.96% | 233745 | 61525 | 50218 | 569 | 6371 | 352428 | 9.5791e-05
Milton Electric Dept. | Northwest Power Area (NWPA) - U.S. Systems | 2000 | 0 | 0.64 | 38734 | 15475 | 0 | 0 | 3109 | 57318 |  | 6.97% | 18721 | 24446 | 4282 | 164 | 9866 | 57479 | 1.5623e-05
Milton Electric Dept. | Northwest Power Area (NWPA) - U.S. Systems | 2001 | 0 | 0 | 36740 | 12263 | 0 | 0 | 3804 | 52807 |  | 6.97% | 82752 | 140721 | 87672 | 0 | 62122 | 373267 | 0.00010145
Milton Electric Dept. | Northwest Power Area (NWPA) - U.S. Systems | 2002 | 0 | 29.1 | 34402 | 5982 | 0 | 0 | 0 | 40384 |  | 6.97% | 368047 | 75240 | 86602 | 0 | 0 | 529889 | 0.00014402
Milton Electric Dept. | Northwest Power Area (NWPA) - U.S. Systems | 2003 | 0 | 5 | 49995 | 5555 | 0 | 0 | 0 | 55550 |  | 6.98% | 36280 | 40862 | 0 | 0 | 0 | 77142 | 2.0967e-05
Milton Electric Dept. | Northwest Power Area (NWPA) - U.S. Systems | 2004 | 0 | 6.69 | 38372 | 16960 | 0 | 0 | 0 | 55332 |  | 6.98% | 98855 | 8211 | 3384 | 0 | 6829 | 117279 | 3.1877e-05
Milton Electric Dept. | Northwest Power Area (NWPA) - U.S. Systems | 2005 | 0 | 4.93 | 39390 | 18280 | 0 | 0 | 0 | 57670 |  | 6.98% | 198998 | 114498 | 89545 | 1769 | 2105 | 406915 | 0.0001106
Milton Electric Dept. | Northwest Power Area (NWPA) - U.S. Systems | 2006 | 0 | 8.05 | 40072 | 17003 | 0 | 0 | 0 | 57075 |  | 6.98% | 3781924 | 3705563 | 3899017 | 19589 | 0 | 11406093 | 0.0031002
Milton-Freewater Light & Power Dept. | Northwest Power Area (NWPA) - U.S. Systems | 1988 | 0 | 4.8 | 58913 | 16114 | 26339 | 358 | 10045 | 111769 |  | 6.99% | 21910 | 18816 | 27157 | 0 | 0 | 67883 | 1.8451e-05
Milton-Freewater Light & Power Dept. | Northwest Power Area (NWPA) - U.S. Systems | 1989 | 0 | 4.44 | 60400 | 16600 | 26000 | 400 | 8400 | 111800 |  | 6.99% | 65617 | 27381 | 14600 | 401 | 240 | 108239 | 2.942e-05
Milton-Freewater Light & Power Dept. | Northwest Power Area (NWPA) - U.S. Systems | 1990 | 0 | 1.74 | 60000 | 17000 | 27000 | 400 | 8600 | 113000 |  | 6.99% | 109617 | 25273 | 32009 | 516 | 490 | 167905 | 4.5637e-05
Milton-Freewater Light & Power Dept. | Northwest Power Area (NWPA) - U.S. Systems | 1991 | 0 | 4.57 | 62000 | 16000 | 25000 | 400 | 7300 | 110700 |  | 6.99% | 167287 | 24728 | 23608 | 464 | 164 | 216251 | 5.8777e-05
Milton-Freewater Light & Power Dept. | Northwest Power Area (NWPA) - U.S. Systems | 1992 | 0 | 5.45 | 57000 | 15000 | 23000 | 400 | 8600 | 104000 |  | 6.99% | 146813 | 72428 | 32958 | 332 | 0 | 252531 | 6.8638e-05
Milton-Freewater Light & Power Dept. | Northwest Power Area (NWPA) - U.S. Systems | 1993 | 0 | 4.4 | 63000 | 17000 | 25000 | 400 | 5660 | 111060 |  | 7% | 5255 | 2905 | 0 | 21 | 0 | 8181 | 2.2236e-06
Milton-Freewater Light & Power Dept. | Northwest Power Area (NWPA) - U.S. Systems | 1994 | 0 | 4.26 | 59664 | 16137 | 26250 | 396 | 8322 | 110769 |  | 7% | 6000 | 2500 | 0 | 0 | 0 | 8500 | 2.3103e-06
Milton-Freewater Light & Power Dept. | Northwest Power Area (NWPA) - U.S. Systems | 1995 | 0 | 3.76 | 58046 | 15833 | 24337 | 398 | 7334 | 105948 |  | 7% | 9020 | 1680 | 0 | 0 | 0 | 10700 | 2.9083e-06
Milton-Freewater Light & Power Dept. | Northwest Power Area (NWPA) - U.S. Systems | 1996 | 0 | 6.11 | 63721 | 17532 | 26914 | 399 | 4501 | 113067 |  | 7.01% | 3937 | 0 | 0 | 0 | 0 | 3937 | 1.0701e-06
Milton-Freewater Light & Power Dept. | Northwest Power Area (NWPA) - U.S. Systems | 1997 | 0 | 0 | 62383 | 16935 | 29839 | 405 | 8571 | 118133 |  | 7.01% | 19555 | 15522 | 0 | 36 | 1988 | 37101 | 1.0084e-05
Milton-Freewater Light & Power Dept. | Northwest Power Area (NWPA) - U.S. Systems | 1998 | 0 | 1.05 | 60650 | 14323 | 26901 | 406 | 9118 | 111398 |  | 7.01% | 113984 | 45270 | 35697 | 0 | 479 | 195430 | 5.3118e-05
Milton-Freewater Light & Power Dept. | Northwest Power Area (NWPA) - U.S. Systems | 1999 | 0 | 5.95 | 60785 | 14444 | 26180 | 400 | 10726 | 112535 |  | 7.01% | 147001 | 67510 | 43448 | 287 | 2520 | 260766 | 7.0877e-05
Milton-Freewater Light & Power Dept. | Northwest Power Area (NWPA) - U.S. Systems | 2000 | 0 | 5.33 | 62111 | 15310 | 28349 | 401 | 8924 | 115095 |  | 7.02% | 19614 | 32174 | 4086 | 0 | 0 | 55874 | 1.5187e-05
Milton-Freewater Light & Power Dept. | Northwest Power Area (NWPA) - U.S. Systems | 2001 | 0 | 1.54 | 64074 | 15127 | 29429 | 0 | 8690 | 117320 |  | 7.03% | 42804 | 3225 | 21129 | 391 | 0 | 67549 | 1.836e-05
Milton-Freewater Light & Power Dept. | Northwest Power Area (NWPA) - U.S. Systems | 2002 | 0 | 4.78 | 62289 | 14164 | 28045 | 0 | 9281 | 113779 |  | 7.03% | 193095 | 59317 | 28921 | 476 | 5735 | 287544 | 7.8155e-05
Milton-Freewater Light & Power Dept. | Northwest Power Area (NWPA) - U.S. Systems | 2003 | 0 | 5.8 | 59983 | 22175 | 27760 | 0 | 0 | 109918 |  | 7.04% | 7683 | 3252 | 0 | 0 | 1877 | 12812 | 3.4823e-06
Milton-Freewater Light & Power Dept. | Northwest Power Area (NWPA) - U.S. Systems | 2004 | 0 | 5.25 | 60586 | 21625 | 27784 | 0 | 0 | 109995 |  | 7.04% | 16780 | 1600 | 0 | 0 | 0 | 18380 | 4.9957e-06
Milton-Freewater Light & Power Dept. | Northwest Power Area (NWPA) - U.S. Systems | 2005 | 0 | 6.39 | 59932 | 23209 | 26728 | 0 | 0 | 109869 |  | 7.04% | 16771 | 8687 | 0 | 122 | 9341 | 34921 | 9.4916e-06
Milton-Freewater Light & Power Dept. | Northwest Power Area (NWPA) - U.S. Systems | 2006 | 0 | 5.79 | 61297 | 21119 | 23624 | 0 | 0 | 106040 |  | 7.04% | 108630 | 47924 | 0 | 144 | 0 | 156698 | 4.2591e-05
Minidoka Electric Dept. | Northwest Power Area (NWPA) - U.S. Systems | 1988 | 0 | 23.2 | 507 | 108 | 0 | 0 | 90 | 705 |  | 7.05% | 15172 | 14648 | 0 | 35 | 5170 | 35025 | 9.5199e-06
Minidoka Electric Dept. | Northwest Power Area (NWPA) - U.S. Systems | 1989 | 0 | 23.23 | 507 | 107 | 0 | 0 | 90 | 704 |  | 7.05% | 34878 | 9866 | 0 | 0 | 0 | 44744 | 1.2162e-05
Minidoka Electric Dept. | Northwest Power Area (NWPA) - U.S. Systems | 1990 | 0 | 23.23 | 507 | 107 | 0 | 0 | 90 | 704 |  | 7.05% | 33802 | 18928 | 43755 | 0 | 0 | 96485 | 2.6225e-05
Minidoka Electric Dept. | Northwest Power Area (NWPA) - U.S. Systems | 1991 | 0 | 23.23 | 507 | 107 | 0 | 0 | 90 | 704 |  | 7.05% | 96356 | 23413 | 117768 | 407 | 20021 | 257965 | 7.0115e-05
Minidoka Electric Dept. | Northwest Power Area (NWPA) - U.S. Systems | 1992 | 0 | 23.23 | 507 | 107 | 0 | 0 | 90 | 704 |  | 7.05% | 202564 | 41666 | 50789 | 453 | 5094 | 300566 | 8.1694e-05
Minidoka Electric Dept. | Northwest Power Area (NWPA) - U.S. Systems | 1993 | 0 | 23.23 | 507 | 107 | 0 | 0 | 90 | 704 |  | 7.05% | 496106 | 234486 | 273367 | 2651 | 0 | 1006610 | 0.0002736
Minidoka Electric Dept. | Northwest Power Area (NWPA) - U.S. Systems | 1994 | 0 | 24.45 | 560 | 157 | 0 | 0 | 0 | 717 |  | 7.06% | 65310 | 21291 | 28161 | 0 | 0 | 114762 | 3.1193e-05
Minidoka Electric Dept. | Northwest Power Area (NWPA) - U.S. Systems | 1995 | 0 | 25 | 519 | 150 | 0 | 0 | 0 | 669 |  | 7.06% | 113172 | 16311 | 19162 | 113 | 2715 | 151473 | 4.1171e-05
Minidoka Electric Dept. | Northwest Power Area (NWPA) - U.S. Systems | 1996 | 0 | 8.99 | 410 | 170 | 0 | 0 | 0 | 580 |  | 7.07% | 16320 | 8310 | 0 | 115 | 10200 | 34945 | 9.4981e-06
Minidoka Electric Dept. | Northwest Power Area (NWPA) - U.S. Systems | 1997 | 0 | 26.49 | 517 | 163 | 0 | 0 | 0 | 680 |  | 7.07% | 178639 | 25468 | 130 | 462 | 56 | 204755 | 5.5653e-05
Minidoka Electric Dept. | Northwest Power Area (NWPA) - U.S. Systems | 1998 | 0 | 23.73 | 528 | 21 | 0 | 0 | 66 | 615 |  | 7.08% | 51617 | 12423 | 0 | 0 | 0 | 64040 | 1.7406e-05
Minidoka Electric Dept. | Northwest Power Area (NWPA) - U.S. Systems | 1999 | 0 | 20.05 | 527 | 38 | 0 | 0 | 67 | 632 |  | 7.08% | 84411 | 38495 | 0 | 57 | 36944 | 159907 | 4.3463e-05
Minidoka Electric Dept. | Northwest Power Area (NWPA) - U.S. Systems | 2000 | 0 | 18.07 | 558 | 28 | 0 | 0 | 67 | 653 |  | 7.08% | 378017 | 71200 | 0 | 287 | 7298 | 456802 | 0.00012416
Minidoka Electric Dept. | Northwest Power Area (NWPA) - U.S. Systems | 2001 | 0 | 18.27 | 535 | 34 | 0 | 0 | 66 | 635 |  | 7.08% | 379981 | 78931 | 86471 | 0 | 0 | 545383 | 0.00014824
Minidoka Electric Dept. | Northwest Power Area (NWPA) - U.S. Systems | 2002 | 0 | 20.3 | 520 | 18 | 0 | 0 | 84 | 622 |  | 7.09% | 34755 | 14640 | 23187 | 211 | 27681 | 100474 | 2.7309e-05
Minidoka Electric Dept. | Northwest Power Area (NWPA) - U.S. Systems | 2003 | 0 | 21.7 | 501 | 98 | 0 | 0 | 0 | 599 |  | 7.09% | 89228 | 171084 | 158988 | 0 | 0 | 419300 | 0.00011397
Minidoka Electric Dept. | Northwest Power Area (NWPA) - U.S. Systems | 2004 | 0 | 0 | 508 | 99 | 0 | 0 | 0 | 607 |  | 7.09% | 1829115 | 2006226 | 2982275 | 34437 | 89776 | 6941829 | 0.0018868
Minidoka Electric Dept. | Northwest Power Area (NWPA) - U.S. Systems | 2005 | 0 | 24.02 | 473 | 93 | 0 | 0 | 0 | 566 |  | 7.1% | 11768 | 0 | 0 | 0 | 6321 | 18089 | 4.9166e-06
Minidoka Electric Dept. | Northwest Power Area (NWPA) - U.S. Systems | 2006 | 0 | 23.49 | 545 | 80 | 0 | 0 | 0 | 625 |  | 7.1% | 11768 | 0 | 0 | 0 | 6321 | 18089 | 4.9166e-06
Missoula Electric Coop, Inc. | Northwest Power Area (NWPA) - U.S. Systems | 1988 | 0 | 9.82 | 78263 | 16370 | 9279 | 0 | 10003 | 113915 |  | 7.1% | 60752 | 31256 | 19055 | 0 | 403 | 111466 | 3.0297e-05
Missoula Electric Coop, Inc. | Northwest Power Area (NWPA) - U.S. Systems | 1989 | 0 | 8.87 | 86531 | 17134 | 10002 | 0 | 5610 | 119277 |  | 7.1% | 45793 | 15086 | 61141 | 677 | 28716 | 151413 | 4.1154e-05
Missoula Electric Coop, Inc. | Northwest Power Area (NWPA) - U.S. Systems | 1990 | 0 | 9.69 | 84566 | 16847 | 9639 | 0 | 5099 | 116151 |  | 7.1% | 152700 | 59353 | 26245 | 67 | 35810 | 274175 | 7.4521e-05
Missoula Electric Coop, Inc. | Northwest Power Area (NWPA) - U.S. Systems | 1991 | 0 | 10.15 | 88358 | 18610 | 10084 | 0 | 8669 | 125721 |  | 7.11% | 8763 | 6273 | 0 | 0 | 36 | 15072 | 4.0966e-06
Missoula Electric Coop, Inc. | Northwest Power Area (NWPA) - U.S. Systems | 1992 | 0 | 10.5 | 86552 | 18650 | 9804 | 0 | 9690 | 124696 |  | 7.11% | 131220 | 31071 | 0 | 133 | 6266 | 168690 | 4.585e-05
Missoula Electric Coop, Inc. | Northwest Power Area (NWPA) - U.S. Systems | 1993 | 0 | 9.64 | 95322 | 22486 | 8572 | 0 | 7340 | 133720 |  | 7.12% | 8147 | 10020 | 0 | 0 | 0 | 18167 | 4.9378e-06
Missoula Electric Coop, Inc. | Northwest Power Area (NWPA) - U.S. Systems | 1994 | 0 | 9.05 | 95739 | 23460 | 8474 | 0 | 10031 | 137704 |  | 7.12% | 10868 | 9113 | 0 | 0 | 0 | 19981 | 5.4309e-06
Missoula Electric Coop, Inc. | Northwest Power Area (NWPA) - U.S. Systems | 1995 | 0 | 10.6 | 103329 | 24238 | 9961 | 0 | 5328 | 142856 |  | 7.12% | 20385 | 35772 | 5698 | 0 | 0 | 61855 | 1.6812e-05
Missoula Electric Coop, Inc. | Northwest Power Area (NWPA) - U.S. Systems | 1996 | 0 | 10.87 | 110109 | 24692 | 10551 | 0 | 5800 | 151152 |  | 7.12% | 177435 | 30888 | 84 | 0 | 0 | 208407 | 5.6645e-05
Missoula Electric Coop, Inc. | Northwest Power Area (NWPA) - U.S. Systems | 1997 | 0 | 8.95 | 109660 | 25857 | 10598 | 0 | 3969 | 150084 |  | 7.13% | 9111 | 6895 | 0 | 0 | 519 | 16525 | 4.4915e-06
Missoula Electric Coop, Inc. | Northwest Power Area (NWPA) - U.S. Systems | 1998 | 0 | 9.23 | 108206 | 26002 | 10762 | 0 | 3723 | 148693 |  | 7.13% | 24564 | 9502 | 0 | 0 | 0 | 34066 | 9.2592e-06
Missoula Electric Coop, Inc. | Northwest Power Area (NWPA) - U.S. Systems | 1999 | 0 | 12.3 | 114547 | 23591 | 15327 | 0 | 6150 | 159615 |  | 7.13% | 32811 | 8769 | 0 | 126 | 0 | 41706 | 1.1336e-05
Missoula Electric Coop, Inc. | Northwest Power Area (NWPA) - U.S. Systems | 2000 | 0 | 8.74 | 119549 | 30587 | 10882 | 0 | 7230 | 168248 |  | 7.13% | 131488 | 137540 | 0 | 0 | 12423 | 281451 | 7.6499e-05
Missoula Electric Coop, Inc. | Northwest Power Area (NWPA) - U.S. Systems | 2001 | 0 | 8.45 | 117554 | 30567 | 9840 | 0 | 7360 | 165321 |  | 7.13% | 240306 | 54737 | 53888 | 0 | 0 | 348931 | 9.484e-05
Missoula Electric Coop, Inc. | Northwest Power Area (NWPA) - U.S. Systems | 2002 | 0 | 8.49 | 124781 | 32080 | 13302 | 0 | 5703 | 175866 |  | 7.13% | 193088 | 190646 | 81243 | 0 | 0 | 464977 | 0.00012638
Missoula Electric Coop, Inc. | Northwest Power Area (NWPA) - U.S. Systems | 2003 | 0 | 8.74 | 127555 | 40381 | 12031 | 0 | 0 | 179967 |  | 7.14% | 9010 | 7653 | 9878 | 0 | 0 | 26541 | 7.2139e-06
Missoula Electric Coop, Inc. | Northwest Power Area (NWPA) - U.S. Systems | 2004 | 0 | 8.46 | 129700 | 40521 | 13538 | 0 | 0 | 183759 |  | 7.14% | 38000 | 13000 | 0 | 1000 | 0 | 52000 | 1.4134e-05
Missoula Electric Coop, Inc. | Northwest Power Area (NWPA) - U.S. Systems | 2005 | 0 | 6.56 | 135638 | 41621 | 14104 | 0 | 0 | 191363 |  | 7.14% | 50014 | 7538 | 43279 | 81 | 25051 | 125963 | 3.4237e-05
Missoula Electric Coop, Inc. | Northwest Power Area (NWPA) - U.S. Systems | 2006 | 0 | 3.41 | 139986 | 44102 | 13656 | 0 | 0 | 197744 |  | 7.14% | 110269 | 26287 | 34825 | 0 | 1465 | 172846 | 4.698e-05
Modern Electric Water Co. | Northwest Power Area (NWPA) - U.S. Systems | 1988 | 0 | 3.76 | 79168 | 92593 | 0 | 654 | 0 | 172415 |  | 7.15% | 19165 | 12909 | 17588 | 188 | 3330 | 53180 | 1.4454e-05
Modern Electric Water Co. | Northwest Power Area (NWPA) - U.S. Systems | 1989 | 0 | 2.79 | 80163 | 97341 | 0 | 657 | 0 | 178161 |  | 7.15% | 110502 | 27740 | 35409 | 0 | 0 | 173651 | 4.7199e-05
Modern Electric Water Co. | Northwest Power Area (NWPA) - U.S. Systems | 1990 | 0 | 2.79 | 80163 | 97341 | 0 | 657 | 0 | 178161 |  | 7.15% | 3747678 | 3949654 | 4263736 | 21446 | 0 | 11982514 | 0.0032569
Modern Electric Water Co. | Northwest Power Area (NWPA) - U.S. Systems | 1991 | 0 | 1.84 | 82988 | 103518 | 0 | 641 | 0 | 187147 |  | 7.16% | 36524 | 15450 | 22986 | 211 | 30805 | 105976 | 2.8804e-05
Modern Electric Water Co. | Northwest Power Area (NWPA) - U.S. Systems | 1992 | 0 | 1.86 | 80863 | 103543 | 0 | 1869 | 0 | 186275 |  | 7.16% | 87013 | 41292 | 0 | 57 | 52322 | 180684 | 4.911e-05
Modern Electric Water Co. | Northwest Power Area (NWPA) - U.S. Systems | 1993 | 0 | 4.96 | 87455 | 104527 | 0 | 1082 | 0 | 193064 |  | 7.16% | 281889 | 52697 | 14890 | 78 | 41702 | 391256 | 0.00010634
Modern Electric Water Co. | Northwest Power Area (NWPA) - U.S. Systems | 1994 | 0 | 3.24 | 84981 | 109008 | 0 | 675 | 0 | 194664 |  | 7.16% | 356232 | 72131 | 27083 | 0 | 58261 | 513707 | 0.00013963
Modern Electric Water Co. | Northwest Power Area (NWPA) - U.S. Systems | 1995 | 0 | 3.58 | 84805 | 108072 | 0 | 661 | 0 | 193538 |  | 7.17% | 1890 | 1181 | 0 | 11 | 0 | 3082 | 8.3769e-07
Modern Electric Water Co. | Northwest Power Area (NWPA) - U.S. Systems | 1996 | 0 | 3.63 | 90704 | 114021 | 0 | 662 | 0 | 205387 |  | 7.17% | 3869 | 0 | 0 | 0 | 0 | 3869 | 1.0516e-06
Modern Electric Water Co. | Northwest Power Area (NWPA) - U.S. Systems | 1997 | 0 | 4.09 | 87368 | 116065 | 0 | 637 | 0 | 204070 |  | 7.17% | 20062 | 22961 | 4920 | 0 | 12067 | 60010 | 1.6311e-05
Modern Electric Water Co. | Northwest Power Area (NWPA) - U.S. Systems | 1998 | 0 | 3.44 | 92034 | 116012 | 0 | 652 | 0 | 208698 |  | 7.17% | 18341 | 40522 | 3124 | 0 | 0 | 61987 | 1.6848e-05
Modern Electric Water Co. | Northwest Power Area (NWPA) - U.S. Systems | 1999 | 0 | 4.07 | 90366 | 115989 | 0 | 560 | 0 | 206915 |  | 7.17% | 60264 | 26618 | 13294 | 394 | 0 | 100570 | 2.7335e-05
Modern Electric Water Co. | Northwest Power Area (NWPA) - U.S. Systems | 2000 | 0 | 4.53 | 91720 | 118202 | 0 | 455 | 0 | 210377 |  | 7.17% | 57283 | 22751 | 28281 | 389 | 194 | 108898 | 2.9599e-05
Modern Electric Water Co. | Northwest Power Area (NWPA) - U.S. Systems | 2001 | 0 | 3.39 | 89499 | 115096 | 0 | 0 | 425 | 205020 |  | 7.17% | 184786 | 32681 | 73 | 0 | 0 | 217540 | 5.9128e-05
Modern Electric Water Co. | Northwest Power Area (NWPA) - U.S. Systems | 2002 | 0 | 4.65 | 90213 | 116564 | 0 | 0 | 405 | 207182 |  | 7.17% | 1506122 | 1952139 | 2053468 | 10683 | 0 | 5522412 | 0.001501
Modern Electric Water Co. | Northwest Power Area (NWPA) - U.S. Systems | 2003 | 0 | 5.41 | 89000 | 117896 | 0 | 0 | 0 | 206896 |  | 7.18% | 3044 | 456 | 0 | 0 | 18 | 3518 | 9.562e-07
Modern Electric Water Co. | Northwest Power Area (NWPA) - U.S. Systems | 2004 | 0 | 3.44 | 90086 | 116691 | 0 | 0 | 0 | 206777 |  | 7.18% | 9755 | 8240 | 0 | 0 | 0 | 17995 | 4.8911e-06
Modern Electric Water Co. | Northwest Power Area (NWPA) - U.S. Systems | 2005 | 0 | 4.61 | 89999 | 116636 | 0 | 0 | 0 | 206635 |  | 7.19% | 1583 | 0 | 0 | 0 | 0 | 1583 | 4.3026e-07
Modern Electric Water Co. | Northwest Power Area (NWPA) - U.S. Systems | 2006 | 0 | 4.73 | 92858 | 116300 | 0 | 0 | 0 | 209158 |  | 7.19% | 40050 | 26330 | 0 | 0 | 0 | 66380 | 1.8042e-05
Monmouth Electric Dept. | Northwest Power Area (NWPA) - U.S. Systems | 1988 | 0 | 4.01 | 34113 | 3523 | 13276 | 305 | 0 | 51217 |  | 7.19% | 49571 | 5330 | 43678 | 0 | 1522 | 100101 | 2.7208e-05
Monmouth Electric Dept. | Northwest Power Area (NWPA) - U.S. Systems | 1989 | 0 | 3.06 | 35846 | 3521 | 13741 | 271 | 0 | 53379 |  | 7.19% | 367297 | 72330 | 27043 | 120 | 55342 | 522132 | 0.00014192
Monmouth Electric Dept. | Northwest Power Area (NWPA) - U.S. Systems | 1990 | 0 | 4.22 | 34821 | 3433 | 15153 | 320 | 0 | 53727 |  | 7.21% | 19836 | 35621 | 4896 | 0 | 0 | 60353 | 1.6404e-05
Monmouth Electric Dept. | Northwest Power Area (NWPA) - U.S. Systems | 1991 | 0 | 3.96 | 36900 | 3639 | 15175 | 338 | 0 | 56052 |  | 7.21% | 19332 | 42022 | 2600 | 0 | 0 | 63954 | 1.7383e-05
Monmouth Electric Dept. | Northwest Power Area (NWPA) - U.S. Systems | 1992 | 0 | 3.58 | 33845 | 3554 | 15101 | 349 | 0 | 52849 |  | 7.21% | 20482 | 22883 | 34989 | 138 | 2525 | 81017 | 2.2021e-05
Monmouth Electric Dept. | Northwest Power Area (NWPA) - U.S. Systems | 1993 | 0 | 3.57 | 38295 | 3694 | 15977 | 356 | 0 | 58322 |  | 7.21% | 200438 | 41951 | 49970 | 444 | 5664 | 298467 | 8.1124e-05
Monmouth Electric Dept. | Northwest Power Area (NWPA) - U.S. Systems | 1994 | 0 | 3.82 | 37819 | 3657 | 16134 | 336 | 0 | 57946 |  | 7.22% | 30797 | 17259 | 0 | 0 | 0 | 48056 | 1.3062e-05
Monmouth Electric Dept. | Northwest Power Area (NWPA) - U.S. Systems | 1995 | 0 | 3.48 | 36575 | 3445 | 16345 | 329 | 0 | 56694 |  | 7.22% | 51533 | 11247 | 0 | 0 | 0 | 62780 | 1.7064e-05
Monmouth Electric Dept. | Northwest Power Area (NWPA) - U.S. Systems | 1996 | 0 | 8.93 | 39925 | 3399 | 16924 | 341 | 0 | 60589 |  | 7.22% | 24038 | 3659 | 6412 | 0 | 131534 | 165643 | 4.5022e-05
Monmouth Electric Dept. | Northwest Power Area (NWPA) - U.S. Systems | 1997 | 0 | 0 | 39659 | 3210 | 17405 | 367 | 0 | 60641 |  | 7.22% | 76879 | 38100 | 0 | 151 | 231006 | 346136 | 9.408e-05
Monmouth Electric Dept. | Northwest Power Area (NWPA) - U.S. Systems | 1998 | 0 | 3.45 | 39764 | 3366 | 18908 | 376 | 0 | 62414 |  | 7.23% | 17928 | 10387 | 0 | 127 | 9747 | 38189 | 1.038e-05
Monmouth Electric Dept. | Northwest Power Area (NWPA) - U.S. Systems | 1999 | 0 | 1.77 | 40843 | 3386 | 19543 | 377 | 0 | 64149 |  | 7.23% | 17579 | 11497 | 11767 | 0 | 90 | 40933 | 1.1126e-05
Monmouth Electric Dept. | Northwest Power Area (NWPA) - U.S. Systems | 2000 | 0 | 7.03 | 42804 | 3225 | 21129 | 391 | 0 | 67549 |  | 7.23% | 22377 | 37740 | 6800 | 0 | 0 | 66917 | 1.8188e-05
Monmouth Electric Dept. | Northwest Power Area (NWPA) - U.S. Systems | 2001 | 0 | 4.67 | 40510 | 2936 | 17526 | 0 | 388 | 61360 |  | 7.23% | 30000 | 29000 | 13000 | 0 | 2000 | 74000 | 2.0113e-05
Monmouth Electric Dept. | Northwest Power Area (NWPA) - U.S. Systems | 2002 | 0 | 2.31 | 40159 | 3084 | 18055 | 0 | 373 | 61671 |  | 7.24% | 226675 | 163730 | 52394 | 541 | 1913 | 445253 | 0.00012102
Monmouth Electric Dept. | Northwest Power Area (NWPA) - U.S. Systems | 2003 | 0 | 2.43 | 38943 | 3379 | 19198 | 0 | 0 | 61520 |  | 7.25% | 44201 | 14203 | 0 | 7 | 0 | 58411 | 1.5876e-05
Monmouth Electric Dept. | Northwest Power Area (NWPA) - U.S. Systems | 2004 | 0 | 2.74 | 39990 | 2923 | 19795 | 0 | 0 | 62708 |  | 7.25% | 0 | 0 | 16339852 | 0 | 831370 | 17171222 | 0.0046672
Monmouth Electric Dept. | Northwest Power Area (NWPA) - U.S. Systems | 2005 | 0 | 4.43 | 34470 | 2587 | 18661 | 0 | 0 | 55718 |  | 7.26% | 112599 | 13477 | 9135 | 128 | 4298 | 139637 | 3.7954e-05
Monmouth Electric Dept. | Northwest Power Area (NWPA) - U.S. Systems | 2006 | 0 | 2.56 | 42518 | 3031 | 20554 | 0 | 0 | 66103 |  | 7.26% | 468714 | 49123 | 33529 | 237 | 68164 | 619767 | 0.00016845
Monroe City Electric Light Dept. | Northwest Power Area (NWPA) - U.S. Systems | 1988 | 0 | 14.11 | 5875 | 1999 | 0 | 0 | 643 | 8517 |  | 7.26% | 329905 | 236534 | 53870 | 0 | 0 | 620309 | 0.0001686
Monroe City Electric Light Dept. | Northwest Power Area (NWPA) - U.S. Systems | 1989 | 0 | 14.12 | 5875 | 1999 | 0 | 0 | 642 | 8516 |  | 7.26% | 1559611 | 2001529 | 2072331 | 10786 | 0 | 5644257 | 0.0015341
Monroe City Electric Light Dept. | Northwest Power Area (NWPA) - U.S. Systems | 1990 | 0 | 0.54 | 4894 | 2641 | 0 | 0 | 0 | 7535 |  | 7.27% | 3846 | 1717 | 0 | 0 | 492 | 6055 | 1.6458e-06
Monroe City Electric Light Dept. | Northwest Power Area (NWPA) - U.S. Systems | 1991 | 0 | 3.34 | 4969 | 2581 | 0 | 0 | 0 | 7550 |  | 7.27% | 36579 | 15916 | 17254 | 216 | 23392 | 93357 | 2.5375e-05
Monroe City Electric Light Dept. | Northwest Power Area (NWPA) - U.S. Systems | 1992 | 0 | 8.87 | 5023 | 2085 | 0 | 0 | 631 | 7739 |  | 7.27% | 51000 | 72497 | 49738 | 0 | 0 | 173235 | 4.7086e-05
Monroe City Electric Light Dept. | Northwest Power Area (NWPA) - U.S. Systems | 1993 | 0 | 8.87 | 5023 | 2085 | 0 | 0 | 631 | 7739 |  | 7.28% | 32600 | 6771 | 4595 | 0 | 0 | 43966 | 1.195e-05
Monroe City Electric Light Dept. | Northwest Power Area (NWPA) - U.S. Systems | 1994 | 0 | 12.76 | 5201 | 2109 | 0 | 0 | 759 | 8069 |  | 7.28% | 75970 | 42391 | 0 | 113 | 253845 | 372319 | 0.0001012
Monroe City Electric Light Dept. | Northwest Power Area (NWPA) - U.S. Systems | 1995 | 0 | 3.06 | 5188 | 2466 | 0 | 0 | 828 | 8482 |  | 7.29% | 54326 | 1748 | 0 | 22 | 2226 | 58322 | 1.5852e-05
Monroe City Electric Light Dept. | Northwest Power Area (NWPA) - U.S. Systems | 1996 | 0 | -4.88 | 5398 | 3359 | 0 | 0 | 841 | 9598 |  | 7.29% | 74796 | 16370 | 0 | 420 | 25983 | 117569 | 3.1955e-05
Monroe City Electric Light Dept. | Northwest Power Area (NWPA) - U.S. Systems | 1997 | 0 | 0.31 | 5930 | 2497 | 0 | 0 | 928 | 9355 |  | 7.29% | 184154 | 27857 | 0 | 468 | 73 | 212552 | 5.7772e-05
Monroe City Electric Light Dept. | Northwest Power Area (NWPA) - U.S. Systems | 1998 | 0 | 2.37 | 5584 | 2366 | 0 | 0 | 838 | 8788 |  | 7.29% | 1467255 | 1880354 | 1762451 | 10979 | 0 | 5121039 | 0.0013919
Monroe City Electric Light Dept. | Northwest Power Area (NWPA) - U.S. Systems | 1999 | 0 | 2.41 | 5757 | 2487 | 0 | 0 | 870 | 9114 |  | 7.3% | 54924 | 17320 | 26276 | 197 | 73019 | 171736 | 4.6678e-05
Monroe City Electric Light Dept. | Northwest Power Area (NWPA) - U.S. Systems | 2000 | 0 | 3.92 | 5708 | 2643 | 0 | 0 | 963 | 9314 |  | 7.31% | 4160 | 810 | 0 | 1423 | 19 | 6412 | 1.7428e-06
Monroe City Electric Light Dept. | Northwest Power Area (NWPA) - U.S. Systems | 2001 | 0 | 0 | 6399 | 3240 | 0 | 0 | 1026 | 10665 |  | 7.31% | 42726 | 13561 | 75171 | 687 | 35683 | 167828 | 4.5616e-05
Monroe City Electric Light Dept. | Northwest Power Area (NWPA) - U.S. Systems | 2002 | 0 | 0 | 5975 | 3051 | 0 | 0 | 945 | 9971 |  | 7.31% | 299142 | 56594 | 289297 | 2958 | 1741 | 649732 | 0.0001766
Monroe City Electric Light Dept. | Northwest Power Area (NWPA) - U.S. Systems | 2003 | 0 | 7.76 | 6046 | 2960 | 0 | 0 | 0 | 9006 |  | 7.32% | 8656 | 3307 | 63 | 72 | 1845 | 13943 | 3.7897e-06
Monroe City Electric Light Dept. | Northwest Power Area (NWPA) - U.S. Systems | 2004 | 0 | 3.2 | 6204 | 3772 | 0 | 0 | 0 | 9976 |  | 7.32% | 8493 | 7387 | 12194 | 0 | 0 | 28074 | 7.6306e-06
Monroe City Electric Light Dept. | Northwest Power Area (NWPA) - U.S. Systems | 2005 | 0 | 0.47 | 6776 | 3744 | 0 | 0 | 0 | 10520 |  | 7.32% | 18318 | 10651 | 0 | 125 | 8405 | 37499 | 1.0192e-05
Monroe City Electric Light Dept. | Northwest Power Area (NWPA) - U.S. Systems | 2006 | 0 | 2.21 | 7156 | 4020 | 0 | 0 | 0 | 11176 |  | 7.32% | 291715 | 61371 | 3222 | 366 | 3311 | 359985 | 9.7845e-05
Moon Lake Electric Association, Inc. | Northwest Power Area (NWPA) - U.S. Systems | 1988 | 0 | 3.75 | 77510 | 543789 | 362182 | 7901 | 950 | 992332 |  | 7.33% | 58644 | 1732 | 0 | 22 | 2336 | 62734 | 1.7051e-05
Moon Lake Electric Association, Inc. | Northwest Power Area (NWPA) - U.S. Systems | 1989 | 0 | 3.23 | 73817 | 499735 | 440027 | 989 | 7956 | 1022524 |  | 7.33% | 44893 | 7971 | 0 | 32 | 26496 | 79392 | 2.1579e-05
Moon Lake Electric Association, Inc. | Northwest Power Area (NWPA) - U.S. Systems | 1990 | 0 | 3.07 | 71232 | 468675 | 470283 | 1116 | 8196 | 1019502 |  | 7.34% | 18618 | 34615 | 0 | 43 | 3050 | 56326 | 1.531e-05
Moon Lake Electric Association, Inc. | Northwest Power Area (NWPA) - U.S. Systems | 1991 | 0 | 3.01 | 75480 | 422139 | 515064 | 732 | 6946 | 1020361 |  | 7.34% | 59177 | 1786 | 0 | 0 | 2233 | 63196 | 1.7177e-05
Moon Lake Electric Association, Inc. | Northwest Power Area (NWPA) - U.S. Systems | 1992 | 0 | 3.32 | 74630 | 413457 | 494016 | 679 | 7906 | 990688 |  | 7.34% | 12054890 | 10084598 | 19671201 | 107858 | 494551 | 42413098 | 0.011528
Moon Lake Electric Association, Inc. | Northwest Power Area (NWPA) - U.S. Systems | 1993 | 0 | 3.13 | 79670 | 376043 | 478040 | 682 | 8244 | 942679 |  | 7.35% | 22461 | 4803 | 1223 | 78 | 1462 | 30027 | 8.1614e-06
Moon Lake Electric Association, Inc. | Northwest Power Area (NWPA) - U.S. Systems | 1994 | 0 | 3.27 | 78220 | 357475 | 462425 | 696 | 9052 | 907868 |  | 7.35% | 52453 | 25126 | 58458 | 75 | 0 | 136112 | 3.6996e-05
Moon Lake Electric Association, Inc. | Northwest Power Area (NWPA) - U.S. Systems | 1995 | 0 | 3.34 | 78490 | 352109 | 396097 | 722 | 8745 | 836163 |  | 7.36% | 30153 | 7473 | 3042 | 0 | 3360 | 44028 | 1.1967e-05
Moon Lake Electric Association, Inc. | Northwest Power Area (NWPA) - U.S. Systems | 1996 | 0 | 4.47 | 81339 | 44672 | 692524 | 742 | 0 | 819277 |  | 7.36% | 45276 | 16684 | 11500 | 97 | 12765 | 86322 | 2.3462e-05
Moon Lake Electric Association, Inc. | Northwest Power Area (NWPA) - U.S. Systems | 1997 | 0 | 4.19 | 84289 | 209659 | 512232 | 739 | 0 | 806919 |  | 7.36% | 106654 | 47451 | 0 | 148 | 0 | 154253 | 4.1926e-05
Moon Lake Electric Association, Inc. | Northwest Power Area (NWPA) - U.S. Systems | 1998 | 0 | 2.48 | 85281 | 340225 | 359192 | 744 | 0 | 785442 |  | 7.36% | 142389 | 50227 | 28958 | 63 | 28148 | 249785 | 6.7892e-05
Moon Lake Electric Association, Inc. | Northwest Power Area (NWPA) - U.S. Systems | 1999 | 0 | 3.55 | 87616 | 304926 | 298113 | 764 | 0 | 691419 |  | 7.36% | 297298 | 55327 | 74578 | 660 | 10080 | 437943 | 0.00011903
Moon Lake Electric Association, Inc. | Northwest Power Area (NWPA) - U.S. Systems | 2000 | 0 | 4.18 | 87722 | 327500 | 350254 | 723 | 0 | 766199 |  | 7.36% | 1571350 | 2077857 | 2395375 | 10936 | 0 | 6055518 | 0.0016459
Moon Lake Electric Association, Inc. | Northwest Power Area (NWPA) - U.S. Systems | 2001 | 0 | 3 | 89974 | 337793 | 386233 | 0 | 762 | 814762 |  | 7.36% | 1701260 | 2208419 | 2657828 | 11188 | 0 | 6578695 | 0.0017881
Moon Lake Electric Association, Inc. | Northwest Power Area (NWPA) - U.S. Systems | 2002 | 0 | 4.21 | 96979 | 308434 | 372031 | 0 | 770 | 778214 |  | 7.37% | 3017 | 3020 | 974 | 0 | 0 | 7011 | 1.9056e-06
Moon Lake Electric Association, Inc. | Northwest Power Area (NWPA) - U.S. Systems | 2003 | 0 | 3.84 | 97727 | 315815 | 364718 | 0 | 0 | 778260 |  | 7.37% | 180504 | 61969 | 30978 | 72 | 33102 | 306625 | 8.3341e-05
Moon Lake Electric Association, Inc. | Northwest Power Area (NWPA) - U.S. Systems | 2004 | 0 | 1.83 | 99507 | 234792 | 472301 | 0 | 0 | 806600 |  | 7.37% | 12126780 | 10645184 | 20306149 | 109031 | 513769 | 43700913 | 0.011878
Moon Lake Electric Association, Inc. | Northwest Power Area (NWPA) - U.S. Systems | 2005 | 0 | 2.54 | 101362 | 208661 | 546137 | 0 | 0 | 856160 |  | 7.38% | 0 | 339 | 0 | 0 | 0 | 339 | 9.2141e-08
Moon Lake Electric Association, Inc. | Northwest Power Area (NWPA) - U.S. Systems | 2006 | 0 | 2.56 | 110529 | 238486 | 555219 | 0 | 0 | 904234 |  | 7.38% | 1611 | 33 | 0 | 0 | 0 | 1644 | 4.4684e-07
Morgan City Corp. Electric Dept. | Northwest Power Area (NWPA) - U.S. Systems | 1988 | 0 | 11.95 | 5168 | 4367 | 0 | 0 | 0 | 9535 |  | 7.38% | 19395 | 10923 | 10088 | 127 | 0 | 40533 | 1.1017e-05
Morgan City Corp. Electric Dept. | Northwest Power Area (NWPA) - U.S. Systems | 1989 | 0 | 13.44 | 5056 | 4773 | 0 | 0 | 0 | 9829 |  | 7.38% | 38142 | 13571 | 0 | 11 | 0 | 51724 | 1.4059e-05
Morgan City Corp. Electric Dept. | Northwest Power Area (NWPA) - U.S. Systems | 1990 | 0 | 14.2 | 5101 | 4568 | 0 | 0 | 0 | 9669 |  | 7.38% | 23750 | 9067 | 11925 | 0 | 18450 | 63192 | 1.7176e-05
Morgan City Corp. Electric Dept. | Northwest Power Area (NWPA) - U.S. Systems | 1991 | 0 | 30.34 | 5082 | 4928 | 0 | 0 | 0 | 10010 |  | 7.38% | 40812 | 54714 | 13051 | 0 | 0 | 108577 | 2.9511e-05
Morgan City Corp. Electric Dept. | Northwest Power Area (NWPA) - U.S. Systems | 1992 | 0 | 9.51 | 5517 | 5079 | 0 | 0 | 0 | 10596 |  | 7.38% | 580222 | 86201 | 109047 | 0 | 0 | 775470 | 0.00021077
Morgan City Corp. Electric Dept. | Northwest Power Area (NWPA) - U.S. Systems | 1993 | 0 | 11.14 | 5627 | 4906 | 0 | 0 | 0 | 10533 |  | 7.39% | 2157 | 272 | 0 | 16 | 0 | 2445 | 6.6456e-07
Morgan City Corp. Electric Dept. | Northwest Power Area (NWPA) - U.S. Systems | 1994 | 0 | 13.64 | 5648 | 5235 | 0 | 0 | 0 | 10883 |  | 7.39% | 21896 | 9893 | 13850 | 0 | 17808 | 63447 | 1.7245e-05
Morgan City Corp. Electric Dept. | Northwest Power Area (NWPA) - U.S. Systems | 1995 | 0 | 14.68 | 5767 | 5054 | 0 | 0 | 0 | 10821 |  | 7.39% | 121570 | 9375 | 3321 | 0 | 0 | 134266 | 3.6494e-05
Morgan City Corp. Electric Dept. | Northwest Power Area (NWPA) - U.S. Systems | 1996 | 0 | 10.1 | 6401 | 5848 | 0 | 0 | 0 | 12249 |  | 7.39% | 170099 | 49062 | 0 | 0 | 0 | 219161 | 5.9568e-05
Morgan City Corp. Electric Dept. | Northwest Power Area (NWPA) - U.S. Systems | 1997 | 0 | 18.5 | 6499 | 5907 | 0 | 0 | 0 | 12406 |  | 7.4% | 9008 | 7651 | 0 | 95 | 2827 | 19581 | 5.3222e-06
Morgan City Corp. Electric Dept. | Northwest Power Area (NWPA) - U.S. Systems | 1998 | 0 | 9.21 | 6433 | 4290 | 0 | 0 | 1940 | 12663 |  | 7.4% | 25433 | 16637 | 0 | 47 | 1868 | 43985 | 1.1955e-05
Morgan City Corp. Electric Dept. | Northwest Power Area (NWPA) - U.S. Systems | 1999 | 0 | 7.92 | 6617 | 6371 | 0 | 0 | 0 | 12988 |  | 7.4% | 119451 | 107041 | 55758 | 0 | 0 | 282250 | 7.6716e-05
Morgan City Corp. Electric Dept. | Northwest Power Area (NWPA) - U.S. Systems | 2000 | 0 | 0 | 7017 | 9463 | 203 | 0 | 0 | 16683 |  | 7.4% | 94470 | 75264 | 0 | 319 | 263241 | 433294 | 0.00011777
Morgan City Corp. Electric Dept. | Northwest Power Area (NWPA) - U.S. Systems | 2001 | 0 | 0.24 | 7172 | 9529 | 0 | 0 | 0 | 16701 |  | 7.41% | 11500 | 6620 | 0 | 0 | 0 | 18120 | 4.9251e-06
Morgan City Corp. Electric Dept. | Northwest Power Area (NWPA) - U.S. Systems | 2002 | 0 | 15.62 | 8363 | 5494 | 0 | 0 | 161 | 14018 |  | 7.41% | 31193 | 11460 | 0 | 1170 | 1083 | 44906 | 1.2206e-05
Morgan City Corp. Electric Dept. | Northwest Power Area (NWPA) - U.S. Systems | 2003 | 0 | 15.68 | 8461 | 5499 | 0 | 0 | 0 | 13960 |  | 7.41% | 30672 | 17181 | 17011 | 0 | 0 | 64864 | 1.763e-05
Morgan City Corp. Electric Dept. | Northwest Power Area (NWPA) - U.S. Systems | 2004 | 0 | 16.83 | 8639 | 5928 | 0 | 0 | 0 | 14567 |  | 7.41% | 34600 | 14967 | 22117 | 230 | 30819 | 102733 | 2.7923e-05
Morgan City Corp. Electric Dept. | Northwest Power Area (NWPA) - U.S. Systems | 2005 | 0 | 17.03 | 8611 | 6969 | 0 | 0 | 0 | 15580 |  | 7.42% | 16654 | 31486 | 2580 | 0 | 0 | 50720 | 1.3786e-05
Morgan City Corp. Electric Dept. | Northwest Power Area (NWPA) - U.S. Systems | 2006 | 0 | 19.96 | 8670 | 7370 | 0 | 0 | 0 | 16040 |  | 7.42% | 83745 | 41466 | 0 | 130 | 0 | 125341 | 3.4068e-05
Mount Pleasant Electric Light & Power Dept. | Northwest Power Area (NWPA) - U.S. Systems | 1988 | 0 | 8.36 | 6984 | 6228 | 0 | 0 | 142 | 13354 |  | 7.42% | 171164 | 25581 | 0 | 469 | 72 | 197286 | 5.3623e-05
Mount Pleasant Electric Light & Power Dept. | Northwest Power Area (NWPA) - U.S. Systems | 1989 | 0 | 8.14 | 6324 | 4750 | 0 | 0 | 166 | 11240 |  | 7.42% | 123809 | 84598 | 7816 | 0 | 0 | 216223 | 5.877e-05
Mount Pleasant Electric Light & Power Dept. | Northwest Power Area (NWPA) - U.S. Systems | 1990 | 0 | 3.65 | 6195 | 4408 | 0 | 0 | 128 | 10731 |  | 7.42% | 280736 | 206069 | 56365 | 577 | 0 | 543747 | 0.00014779
Mount Pleasant Electric Light & Power Dept. | Northwest Power Area (NWPA) - U.S. Systems | 1991 | 0 | 7.72 | 6578 | 4967 | 0 | 0 | 76 | 11621 |  | 7.42% | 52845 | 24830 | 740399 | 140 | 0 | 818214 | 0.00022239
Mount Pleasant Electric Light & Power Dept. | Northwest Power Area (NWPA) - U.S. Systems | 1992 | 0 | 8.39 | 6328 | 5119 | 0 | 0 | 202 | 11649 |  | 7.43% | 36676 | 9264 | 5219 | 14 | 4922 | 56095 | 1.5247e-05
Mount Pleasant Electric Light & Power Dept. | Northwest Power Area (NWPA) - U.S. Systems | 1993 | 0 | 12.18 | 6584 | 5140 | 0 | 0 | 32 | 11756 |  | 7.43% | 20302 | 40596 | 2280 | 0 | 0 | 63178 | 1.7172e-05
Mount Pleasant Electric Light & Power Dept. | Northwest Power Area (NWPA) - U.S. Systems | 1994 | 0 | 16.06 | 6786 | 5262 | 0 | 0 | 243 | 12291 |  | 7.43% | 30476 | 17383 | 38791 | 0 | 1739 | 88389 | 2.4024e-05
Mount Pleasant Electric Light & Power Dept. | Northwest Power Area (NWPA) - U.S. Systems | 1995 | 0 | 5.96 | 7607 | 5047 | 0 | 0 | 85 | 12739 |  | 7.43% | 38545 | 17829 | 6642 | 238 | 28938 | 92192 | 2.5058e-05
Mount Pleasant Electric Light & Power Dept. | Northwest Power Area (NWPA) - U.S. Systems | 1996 | 0 | 7.86 | 8009 | 6209 | 0 | 0 | 218 | 14436 |  | 7.43% | 66127 | 26930 | 16879 | 402 | 241 | 110579 | 3.0056e-05
Mount Pleasant Electric Light & Power Dept. | Northwest Power Area (NWPA) - U.S. Systems | 1997 | 0 | 8.06 | 8374 | 6026 | 0 | 0 | 170 | 14570 |  | 7.43% | 70542 | 36222 | 0 | 132 | 253686 | 360582 | 9.8007e-05
Mount Pleasant Electric Light & Power Dept. | Northwest Power Area (NWPA) - U.S. Systems | 1998 | 0 | 9.93 | 8198 | 6360 | 0 | 0 | 11 | 14569 |  | 7.43% | 188728 | 73737 | 66157 | 617 | 101862 | 431101 | 0.00011717
Mount Pleasant Electric Light & Power Dept. | Northwest Power Area (NWPA) - U.S. Systems | 1999 | 0 | 7.11 | 8763 | 6273 | 0 | 0 | 36 | 15072 |  | 7.43% | 365703 | 73582 | 28834 | 0 | 57999 | 526118 | 0.000143
Mount Pleasant Electric Light & Power Dept. | Northwest Power Area (NWPA) - U.S. Systems | 2000 | 0 | 0.47 | 10200 | 6536 | 0 | 0 | 194 | 16930 |  | 7.44% | 7913 | 13246 | 0 | 76 | 0 | 21235 | 5.7717e-06
Mount Pleasant Electric Light & Power Dept. | Northwest Power Area (NWPA) - U.S. Systems | 2001 | 0 | 8.55 | 9519 | 6272 | 215 | 0 | 0 | 16006 |  | 7.44% | 12242 | 8141 | 902 | 0 | 0 | 21285 | 5.7853e-06
Mount Pleasant Electric Light & Power Dept. | Northwest Power Area (NWPA) - U.S. Systems | 2002 | 0 | 10.02 | 9970 | 5884 | 0 | 0 | 457 | 16311 |  | 7.44% | 37319 | 23396 | 0 | 0 | 0 | 60715 | 1.6502e-05
Mount Pleasant Electric Light & Power Dept. | Northwest Power Area (NWPA) - U.S. Systems | 2003 | 0 | 7.81 | 10398 | 5805 | 0 | 0 | 0 | 16203 |  | 7.44% | 49721 | 12696 | 6624 | 0 | 0 | 69041 | 1.8765e-05
Mount Pleasant Electric Light & Power Dept. | Northwest Power Area (NWPA) - U.S. Systems | 2004 | 0 | 8.3 | 10745 | 5755 | 0 | 0 | 0 | 16500 |  | 7.44% | 20966 | 10724 | 13920 | 0 | 23443 | 69053 | 1.8769e-05
Mount Pleasant Electric Light & Power Dept. | Northwest Power Area (NWPA) - U.S. Systems | 2005 | 0 | 11.13 | 10315 | 5903 | 0 | 0 | 0 | 16218 |  | 7.44% | 118387 | 20836 | 12374 | 0 | 0 | 151597 | 4.1204e-05
Mount Pleasant Electric Light & Power Dept. | Northwest Power Area (NWPA) - U.S. Systems | 2006 | 0 | 6.28 | 10400 | 5903 | 0 | 0 | 0 | 16303 |  | 7.44% | 114489 | 29079 | 34252 | 558 | 708 | 179086 | 4.8676e-05
Mount Wheeler Power, Inc. | Northwest Power Area (NWPA) - U.S. Systems | 1988 | 0 | 8.43 | 36061 | 18974 | 58653 | 711 | 31750 | 146149 |  | 7.44% | 309400 | 55007 | 20128 | 84 | 49660 | 434279 | 0.00011804
Mount Wheeler Power, Inc. | Northwest Power Area (NWPA) - U.S. Systems | 1989 | 0 | 8.34 | 38552 | 20271 | 72489 | 714 | 36477 | 168503 |  | 7.44% | 1874632 | 2122697 | 3025992 | 34449 | 87941 | 7145711 | 0.0019422
Mount Wheeler Power, Inc. | Northwest Power Area (NWPA) - U.S. Systems | 1990 | 0 | 8.24 | 39912 | 15146 | 89097 | 712 | 34710 | 179577 |  | 7.45% | 24645 | 7496 | 0 | 100 | 236 | 32477 | 8.8273e-06
Mount Wheeler Power, Inc. | Northwest Power Area (NWPA) - U.S. Systems | 1991 | 0 | 7.88 | 42199 | 23973 | 67433 | 704 | 32603 | 166912 |  | 7.45% | 214705 | 41714 | 41541 | 472 | 5774 | 304206 | 8.2684e-05
Mount Wheeler Power, Inc. | Northwest Power Area (NWPA) - U.S. Systems | 1992 | 0 | 7.8 | 40414 | 12813 | 72455 | 696 | 37932 | 164310 |  | 7.45% | 504970 | 85370 | 103788 | 0 | 270 | 694398 | 0.00018874
Mount Wheeler Power, Inc. | Northwest Power Area (NWPA) - U.S. Systems | 1993 | 0 | 7.31 | 42726 | 13561 | 75171 | 687 | 35683 | 167828 |  | 7.45% | 3414593 | 3825362 | 3826619 | 19035 | 0 | 11085609 | 0.0030131
Mount Wheeler Power, Inc. | Northwest Power Area (NWPA) - U.S. Systems | 1994 | 0 | 8 | 42628 | 14070 | 64977 | 655 | 38328 | 160658 |  | 7.46% | 143882 | 50176 | 27189 | 1451 | 17135 | 239833 | 6.5187e-05
Mount Wheeler Power, Inc. | Northwest Power Area (NWPA) - U.S. Systems | 1995 | 0 | 7.1 | 45793 | 15086 | 61141 | 677 | 28716 | 151413 |  | 7.47% | 8629 | 3069 | 75 | 110 | 1715 | 13598 | 3.696e-06
Mount Wheeler Power, Inc. | Northwest Power Area (NWPA) - U.S. Systems | 1996 | 0 | 2.41 | 49428 | 15862 | 310702 | 700 | 37739 | 414431 |  | 7.47% | 50503 | 39872 | 21936 | 0 | 7907 | 120218 | 3.2675e-05
Mount Wheeler Power, Inc. | Northwest Power Area (NWPA) - U.S. Systems | 1997 | 0 | 3.09 | 50278 | 16278 | 327079 | 711 | 38515 | 432861 |  | 7.47% | 79079 | 142538 | 0 | 395 | 16382 | 238394 | 6.4796e-05
Mount Wheeler Power, Inc. | Northwest Power Area (NWPA) - U.S. Systems | 1998 | 0 | 2.51 | 53947 | 16385 | 325904 | 910 | 34480 | 431626 |  | 7.47% | 193554 | 72643 | 8806 | 329 | 3679 | 279011 | 7.5836e-05
Mount Wheeler Power, Inc. | Northwest Power Area (NWPA) - U.S. Systems | 1999 | 0 | 3.43 | 51435 | 16170 | 218358 | 802 | 41457 | 328222 |  | 7.47% | 233651 | 152584 | 177153 | 5693 | 30834 | 599915 | 0.00016306
Mount Wheeler Power, Inc. | Northwest Power Area (NWPA) - U.S. Systems | 2000 | 0 | 6.67 | 49230 | 16597 | 65896 | 820 | 51636 | 184179 |  | 7.48% | 836 | 274 | 0 | 0 | 0 | 1110 | 3.017e-07
Mount Wheeler Power, Inc. | Northwest Power Area (NWPA) - U.S. Systems | 2001 | 0 | 8.04 | 48110 | 16169 | 65299 | 0 | 53947 | 183525 |  | 7.48% | 24473 | 15054 | 0 | 0 | 0 | 39527 | 1.0744e-05
Mount Wheeler Power, Inc. | Northwest Power Area (NWPA) - U.S. Systems | 2002 | 0 | 6.86 | 53426 | 16982 | 65069 | 0 | 53878 | 189355 |  | 7.49% | 8386 | 4168 | 0 | 430 | 4495 | 17479 | 4.7508e-06
Mount Wheeler Power, Inc. | Northwest Power Area (NWPA) - U.S. Systems | 2003 | 0 | 7.27 | 51000 | 72497 | 49738 | 0 | 0 | 173235 |  | 7.5% | 801 | 0 | 0 | 0 | 0 | 801 | 2.1771e-07
Mount Wheeler Power, Inc. | Northwest Power Area (NWPA) - U.S. Systems | 2004 | 0 | 4.85 | 53913 | 76175 | 122574 | 0 | 0 | 252662 |  | 7.5% | 3921 | 0 | 0 | 0 | 0 | 3921 | 1.0657e-06
Mount Wheeler Power, Inc. | Northwest Power Area (NWPA) - U.S. Systems | 2005 | 0 | 3.05 | 55982 | 28361 | 348506 | 0 | 0 | 432849 |  | 7.5% | 32000 | 4000 | 0 | 0 | 1000 | 37000 | 1.0057e-05
Mount Wheeler Power, Inc. | Northwest Power Area (NWPA) - U.S. Systems | 2006 | 0 | 3.52 | 59160 | 29334 | 370845 | 0 | 0 | 459339 |  | 7.5% | 94881 | 97517 | 0 | 267 | 0 | 192665 | 5.2367e-05
Murray City Power Dept. | Northwest Power Area (NWPA) - U.S. Systems | 1988 | 0 | 7.47 | 79079 | 142538 | 0 | 395 | 16382 | 238394 |  | 7.5% | 458882 | 56326 | 34555 | 264 | 57092 | 607119 | 0.00016502
Murray City Power Dept. | Northwest Power Area (NWPA) - U.S. Systems | 1989 | 0 | 8.8 | 78956 | 158020 | 0 | 168 | 8565 | 245709 |  | 7.5% | 240826 | 375470 | 0 | 3460 | 115669 | 735425 | 0.00019989
Murray City Power Dept. | Northwest Power Area (NWPA) - U.S. Systems | 1990 | 0 | 8.41 | 80007 | 165257 | 0 | 198 | 10447 | 255909 |  | 7.51% | 356350 | 68650 | 0 | 376 | 8490 | 433866 | 0.00011793
Murray City Power Dept. | Northwest Power Area (NWPA) - U.S. Systems | 1991 | 0 | 6.65 | 85976 | 182625 | 0 | 185 | 8181 | 276967 |  | 7.51% | 423382 | 48053 | 32939 | 247 | 63264 | 567885 | 0.00015435
Murray City Power Dept. | Northwest Power Area (NWPA) - U.S. Systems | 1992 | 0 | 8.59 | 85253 | 186061 | 0 | 209 | 8042 | 279565 |  | 7.52% | 241379 | 65206 | 0 | 74 | 47774 | 354433 | 9.6336e-05
Murray City Power Dept. | Northwest Power Area (NWPA) - U.S. Systems | 1993 | 0 | 5.31 | 88418 | 190189 | 0 | 173 | 8072 | 286852 |  | 7.53% | 52213 | 33192 | 1168 | 0 | 0 | 86573 | 2.3531e-05
Murray City Power Dept. | Northwest Power Area (NWPA) - U.S. Systems | 1994 | 0 | 5.53 | 87593 | 198976 | 0 | 194 | 8081 | 294844 |  | 7.53% | 568902 | 400358 | 335259 | 0 | 0 | 1304519 | 0.00035457
Murray City Power Dept. | Northwest Power Area (NWPA) - U.S. Systems | 1995 | 0 | 4.42 | 93225 | 208923 | 0 | 386 | 8109 | 310643 |  | 7.54% | 877 | 0 | 0 | 0 | 0 | 877 | 2.3837e-07
Murray City Power Dept. | Northwest Power Area (NWPA) - U.S. Systems | 1996 | 0 | 5.98 | 95728 | 213738 | 0 | 365 | 7497 | 317328 |  | 7.54% | 32248 | 5091 | 177 | 0 | 2653 | 40169 | 1.0918e-05
Murray City Power Dept. | Northwest Power Area (NWPA) - U.S. Systems | 1997 | 0 | 2.67 | 101097 | 220958 | 0 | 375 | 8412 | 330842 |  | 7.54% | 17817 | 22883 | 17236 | 119 | 2875 | 60930 | 1.6561e-05
Murray City Power Dept. | Northwest Power Area (NWPA) - U.S. Systems | 1998 | 0 | 4.54 | 100342 | 217107 | 0 | 215 | 7542 | 325206 |  | 7.54% | 101338 | 117910 | 0 | 0 | 0 | 219248 | 5.9592e-05
Murray City Power Dept. | Northwest Power Area (NWPA) - U.S. Systems | 1999 | 0 | 4.45 | 104704 | 228615 | 0 | 207 | 8365 | 341891 |  | 7.55% | 46501 | 40006 | 23017 | 162 | 6404 | 116090 | 3.1553e-05
Murray City Power Dept. | Northwest Power Area (NWPA) - U.S. Systems | 2000 | 0 | 4.38 | 105963 | 238277 | 0 | 61 | 8708 | 353009 |  | 7.55% | 165346 | 26787 | 36390 | 459 | 0 | 228982 | 6.2238e-05
Murray City Power Dept. | Northwest Power Area (NWPA) - U.S. Systems | 2001 | 0 | 5.61 | 109127 | 241621 | 0 | 0 | 9303 | 360051 |  | 7.55% | 168742 | 38319 | 31454 | 0 | 0 | 238515 | 6.4829e-05
Murray City Power Dept. | Northwest Power Area (NWPA) - U.S. Systems | 2002 | 0 | 4.82 | 110967 | 244972 | 0 | 0 | 9065 | 365004 |  | 7.55% | 285726 | 205052 | 42612 | 1322 | 71463 | 606175 | 0.00016476
Murray City Power Dept. | Northwest Power Area (NWPA) - U.S. Systems | 2003 | 0 | 3.39 | 111578 | 257110 | 0 | 0 | 0 | 368688 |  | 7.56% | 26163 | 3900 | 2172 | 53 | 27952 | 60240 | 1.6373e-05
Murray City Power Dept. | Northwest Power Area (NWPA) - U.S. Systems | 2004 | 0 | 4.34 | 111028 | 266936 | 0 | 0 | 0 | 377964 |  | 7.56% | 35198 | 24006 | 28997 | 347 | 2018 | 90566 | 2.4616e-05
Murray City Power Dept. | Northwest Power Area (NWPA) - U.S. Systems | 2005 | 0 | 3.49 | 112043 | 267695 | 0 | 0 | 0 | 379738 |  | 7.56% | 38700 | 50300 | 4800 | 0 | 0 | 93800 | 2.5495e-05
Murray City Power Dept. | Northwest Power Area (NWPA) - U.S. Systems | 2006 | 0 | 3.54 | 116103 | 281796 | 0 | 0 | 0 | 397899 |  | 7.56% | 113405 | 20021 | 14785 | 0 | 0 | 148211 | 4.0284e-05
Nephi Municipal Electric Dept. | Northwest Power Area (NWPA) - U.S. Systems | 1988 | 0 | 4.34 | 14098 | 14877 | 3761 | 0 | 0 | 32736 |  | 7.57% | 30250 | 45397 | 0 | 0 | 0 | 75647 | 2.0561e-05
Nephi Municipal Electric Dept. | Northwest Power Area (NWPA) - U.S. Systems | 1989 | 0 | 3.69 | 15396 | 14146 | 3465 | 0 | 0 | 33007 |  | 7.58% | 6579 | 10572 | 0 | 0 | 5738 | 22889 | 6.2213e-06
Nephi Municipal Electric Dept. | Northwest Power Area (NWPA) - U.S. Systems | 1990 | 0 | 3.7 | 13920 | 17342 | 0 | 0 | 0 | 31262 |  | 7.58% | 15434 | 31954 | 0 | 43 | 3111 | 50542 | 1.3737e-05
Nephi Municipal Electric Dept. | Northwest Power Area (NWPA) - U.S. Systems | 1991 | 0 | 2.09 | 16643 | 17163 | 0 | 0 | 0 | 33806 |  | 7.58% | 60438 | 69940 | 25906 | 0 | 0 | 156284 | 4.2478e-05
Nephi Municipal Electric Dept. | Northwest Power Area (NWPA) - U.S. Systems | 1992 | 0 | 3.03 | 15410 | 17729 | 0 | 0 | 0 | 33139 |  | 7.58% | 95536 | 47991 | 46041 | 2216 | 10265 | 202049 | 5.4917e-05
Nephi Municipal Electric Dept. | Northwest Power Area (NWPA) - U.S. Systems | 1993 | 0 | 4.59 | 14752 | 17222 | 0 | 0 | 0 | 31974 |  | 7.59% | 147139 | 39414 | 22763 | 130 | 3405 | 212851 | 5.7853e-05
Nephi Municipal Electric Dept. | Northwest Power Area (NWPA) - U.S. Systems | 1994 | 0 | 5.35 | 14037 | 13044 | 3774 | 0 | 0 | 30855 |  | 7.6% | 7271 | 24538 | 3656 | 0 | 0 | 35465 | 9.6395e-06
Nephi Municipal Electric Dept. | Northwest Power Area (NWPA) - U.S. Systems | 1995 | 0 | 1.91 | 14712 | 15010 | 3302 | 0 | 0 | 33024 |  | 7.6% | 37018 | 30182 | 35046 | 0 | 0 | 102246 | 2.7791e-05
Nephi Municipal Electric Dept. | Northwest Power Area (NWPA) - U.S. Systems | 1996 | 0 | 1.09 | 15298 | 14819 | 3013 | 0 | 0 | 33130 |  | 7.6% | 85193 | 7379 | 3935 | 0 | 8077 | 104584 | 2.8426e-05
Nephi Municipal Electric Dept. | Northwest Power Area (NWPA) - U.S. Systems | 1997 | 0 | 4.5 | 15320 | 15686 | 3241 | 0 | 0 | 34247 |  | 7.6% | 105927 | 71648 | 22043 | 1053 | 0 | 200671 | 5.4543e-05
Nephi Municipal Electric Dept. | Northwest Power Area (NWPA) - U.S. Systems | 1998 | 0 | 1.33 | 16746 | 16064 | 2990 | 0 | 0 | 35800 |  | 7.6% | 160092 | 52630 | 38556 | 452 | 76807 | 328537 | 8.9297e-05
Nephi Municipal Electric Dept. | Northwest Power Area (NWPA) - U.S. Systems | 1999 | 0 | 2.07 | 15524 | 17195 | 2880 | 0 | 0 | 35599 |  | 7.6% | 4386794 | 5253004 | 3225781 | 0 | 28489 | 12894068 | 0.0035046
Nephi Municipal Electric Dept. | Northwest Power Area (NWPA) - U.S. Systems | 2000 | 0 | 9.23 | 15250 | 15923 | 3070 | 0 | 0 | 34243 |  | 7.61% | 109976 | 31140 | 22793 | 278 | 534 | 164721 | 4.4771e-05
Nephi Municipal Electric Dept. | Northwest Power Area (NWPA) - U.S. Systems | 2001 | 0 | 1.78 | 16340 | 21377 | 2930 | 0 | 0 | 40647 |  | 7.61% | 272940 | 56387 | 14171 | 81 | 55156 | 398735 | 0.00010838
Nephi Municipal Electric Dept. | Northwest Power Area (NWPA) - U.S. Systems | 2002 | 0 | 1.74 | 16070 | 21590 | 2712 | 0 | 0 | 40372 |  | 7.61% | 221410 | 165343 | 57688 | 521 | 0 | 444962 | 0.00012094
Nephi Municipal Electric Dept. | Northwest Power Area (NWPA) - U.S. Systems | 2003 | 0 | 6.09 | 16970 | 19937 | 2707 | 0 | 0 | 39614 |  | 7.62% | 7090 | 4710 | 0 | 0 | 361 | 12161 | 3.3054e-06
Nephi Municipal Electric Dept. | Northwest Power Area (NWPA) - U.S. Systems | 2004 | 0 | 4.83 | 17294 | 21596 | 2400 | 0 | 0 | 41290 |  | 7.62% | 48298 | 14581 | 25904 | 0 | 0 | 88783 | 2.4131e-05
Nephi Municipal Electric Dept. | Northwest Power Area (NWPA) - U.S. Systems | 2005 | 0 | 5.52 | 16994 | 25578 | 0 | 0 | 0 | 42572 |  | 7.62% | 110168 | 105316 | 0 | 0 | 0 | 215484 | 5.8569e-05
Nephi Municipal Electric Dept. | Northwest Power Area (NWPA) - U.S. Systems | 2006 | 0 | 0 | 17528 | 27274 | 0 | 0 | 0 | 44802 |  | 7.63% | 11017 | 10076 | 0 | 0 | 0 | 21093 | 5.7331e-06
Nespelem Valley Electric Coop, Inc. | Northwest Power Area (NWPA) - U.S. Systems | 1988 | 0 | 7.04 | 16771 | 8687 | 0 | 122 | 9341 | 34921 |  | 7.63% | 12831 | 9011 | 0 | 0 | 1025 | 22867 | 6.2153e-06
Nespelem Valley Electric Coop, Inc. | Northwest Power Area (NWPA) - U.S. Systems | 1989 | 0 | 8.07 | 17200 | 9300 | 0 | 0 | 8800 | 35300 |  | 7.63% | 43835 | 30938 | 31431 | 3538 | 3828 | 113570 | 3.0869e-05
Nespelem Valley Electric Coop, Inc. | Northwest Power Area (NWPA) - U.S. Systems | 1990 | 0 | 7.07 | 16320 | 8310 | 0 | 115 | 10200 | 34945 |  | 7.64% | 2445 | 183 | 0 | 0 | 91 | 2719 | 7.3903e-07
Nespelem Valley Electric Coop, Inc. | Northwest Power Area (NWPA) - U.S. Systems | 1991 | 0 | 8.23 | 17370 | 8976 | 0 | 125 | 10532 | 37003 |  | 7.64% | 181421 | 30799 | 0 | 0 | 762 | 212982 | 5.7889e-05
Nespelem Valley Electric Coop, Inc. | Northwest Power Area (NWPA) - U.S. Systems | 1992 | 0 | 7.99 | 16769 | 10125 | 0 | 125 | 8915 | 35934 |  | 7.65% | 12748 | 4993 | 11100 | 0 | 0 | 28841 | 7.839e-06
Nespelem Valley Electric Coop, Inc. | Northwest Power Area (NWPA) - U.S. Systems | 1993 | 0 | 7.32 | 18318 | 10651 | 0 | 125 | 8405 | 37499 |  | 7.65% | 44400 | 14400 | 0 | 100 | 0 | 58900 | 1.6009e-05
Nespelem Valley Electric Coop, Inc. | Northwest Power Area (NWPA) - U.S. Systems | 1994 | 0 | 4.19 | 17437 | 10183 | 0 | 126 | 11026 | 38772 |  | 7.65% | 25025 | 4076 | 41382 | 0 | 0 | 70483 | 1.9157e-05
Nespelem Valley Electric Coop, Inc. | Northwest Power Area (NWPA) - U.S. Systems | 1995 | 0 | 7.23 | 17928 | 10387 | 0 | 127 | 9747 | 38189 |  | 7.65% | 102287 | 12120 | 42205 | 157 | 391 | 157160 | 4.2716e-05
Nespelem Valley Electric Coop, Inc. | Northwest Power Area (NWPA) - U.S. Systems | 1996 | 0 | 7.38 | 19395 | 10923 | 10088 | 127 | 0 | 40533 |  | 7.65% | 2020210 | 2838050 | 485928 | 0 | 0 | 5344188 | 0.0014526
Nespelem Valley Electric Coop, Inc. | Northwest Power Area (NWPA) - U.S. Systems | 1997 | 0 | 3.32 | 19549 | 10694 | 0 | 120 | 9025 | 39388 |  | 7.65% | 2103909 | 2989859 | 524382 | 0 | 0 | 5618150 | 0.001527
Nespelem Valley Electric Coop, Inc. | Northwest Power Area (NWPA) - U.S. Systems | 1998 | 0 | 6.87 | 18076 | 10469 | 0 | 87 | 11347 | 39979 |  | 7.65% | 4580337 | 3560911 | 5098341 | 0 | 0 | 13239589 | 0.0035985
Nespelem Valley Electric Coop, Inc. | Northwest Power Area (NWPA) - U.S. Systems | 1999 | 0 | 9.54 | 18480 | 11202 | 0 | 89 | 10251 | 40022 |  | 7.66% | 16831 | 23004 | 17462 | 126 | 3642 | 61065 | 1.6598e-05
Nespelem Valley Electric Coop, Inc. | Northwest Power Area (NWPA) - U.S. Systems | 2000 | 0 | 6.91 | 19609 | 11940 | 11847 | 90 | 0 | 43486 |  | 7.66% | 57966 | 15681 | 0 | 1207 | 9450 | 84304 | 2.2914e-05
Nespelem Valley Electric Coop, Inc. | Northwest Power Area (NWPA) - U.S. Systems | 2001 | 0 | 7.23 | 17579 | 11497 | 11767 | 0 | 90 | 40933 |  | 7.66% | 99763 | 11922 | 34010 | 152 | 653 | 146500 | 3.9819e-05
Nespelem Valley Electric Coop, Inc. | Northwest Power Area (NWPA) - U.S. Systems | 2002 | 0 | 6.7 | 17536 | 11931 | 12486 | 0 | 90 | 42043 |  | 7.67% | 14019 | 3136 | 0 | 0 | 0 | 17155 | 4.6628e-06
Nespelem Valley Electric Coop, Inc. | Northwest Power Area (NWPA) - U.S. Systems | 2003 | 0 | 5.94 | 17711 | 12609 | 12031 | 0 | 0 | 42351 |  | 7.68% | 9288 | 4457 | 0 | 430 | 4805 | 18980 | 5.1588e-06
Nespelem Valley Electric Coop, Inc. | Northwest Power Area (NWPA) - U.S. Systems | 2004 | 0 | 9.43 | 16687 | 13338 | 11909 | 0 | 0 | 41934 |  | 7.68% | 35139 | 36635 | 0 | 0 | 0 | 71774 | 1.9508e-05
Nespelem Valley Electric Coop, Inc. | Northwest Power Area (NWPA) - U.S. Systems | 2005 | 0 | 8.05 | 17605 | 12768 | 13004 | 0 | 0 | 43377 |  | 7.68% | 45437 | 37523 | 21961 | 161 | 6431 | 111513 | 3.0309e-05
Nespelem Valley Electric Coop, Inc. | Northwest Power Area (NWPA) - U.S. Systems | 2006 | 0 | 8.36 | 18189 | 14585 | 12425 | 0 | 0 | 45199 |  | 7.68% | 89003 | 24945 | 0 | 304 | 24163 | 138415 | 3.7621e-05
Northern Electric Coop, Inc. | Northwest Power Area (NWPA) - U.S. Systems | 1988 | 0 | 12.43 | 19375 | 10316 | 0 | 51 | 1217 | 30959 |  | 7.68% | 204034 | 33857 | 44699 | 471 | 7968 | 291029 | 7.9102e-05
Northern Electric Coop, Inc. | Northwest Power Area (NWPA) - U.S. Systems | 1989 | 0 | 11.5 | 20180 | 11350 | 0 | 50 | 0 | 31580 |  | 7.68% | 394089 | 41062 | 32067 | 237 | 5642 | 473097 | 0.00012859
Northern Electric Coop, Inc. | Northwest Power Area (NWPA) - U.S. Systems | 1990 | 0 | 11.26 | 18698 | 9956 | 0 | 1702 | 0 | 30356 |  | 7.69% | 27823 | 2925 | 3497 | 103 | 0 | 34348 | 9.3359e-06
Northern Electric Coop, Inc. | Northwest Power Area (NWPA) - U.S. Systems | 1991 | 0 | 14.17 | 19571 | 8910 | 0 | 51 | 0 | 28532 |  | 7.69% | 39788 | 14886 | 0 | 200 | 44 | 54918 | 1.4927e-05
Northern Electric Coop, Inc. | Northwest Power Area (NWPA) - U.S. Systems | 1992 | 0 | 11.32 | 18710 | 8554 | 0 | 51 | 0 | 27315 |  | 7.69% | 39788 | 14885 | 0 | 199 | 46 | 54918 | 1.4927e-05
Northern Electric Coop, Inc. | Northwest Power Area (NWPA) - U.S. Systems | 1993 | 0 | 12.35 | 19655 | 9046 | 0 | 51 | 0 | 28752 |  | 7.69% | 33364 | 16217 | 11421 | 0 | 0 | 61002 | 1.658e-05
Northern Electric Coop, Inc. | Northwest Power Area (NWPA) - U.S. Systems | 1994 | 0 | 12.37 | 19180 | 8631 | 0 | 51 | 0 | 27862 |  | 7.69% | 37011 | 20991 | 13700 | 74 | 8779 | 80555 | 2.1895e-05
Northern Electric Coop, Inc. | Northwest Power Area (NWPA) - U.S. Systems | 1995 | 0 | 12.33 | 17828 | 8487 | 0 | 51 | 0 | 26366 |  | 7.69% | 175816 | 26440 | 0 | 466 | 99 | 202821 | 5.5127e-05
Northern Electric Coop, Inc. | Northwest Power Area (NWPA) - U.S. Systems | 1996 | 0 | 10.38 | 19619 | 8173 | 0 | 119 | 0 | 27911 |  | 7.7% | 123713 | 46796 | 29459 | 63 | 36756 | 236787 | 6.4359e-05
Northern Electric Coop, Inc. | Northwest Power Area (NWPA) - U.S. Systems | 1997 | 0 | 9.06 | 18297 | 8519 | 0 | 119 | 0 | 26935 |  | 7.7% | 88370 | 65682 | 0 | 326 | 278610 | 432988 | 0.00011769
Northern Electric Coop, Inc. | Northwest Power Area (NWPA) - U.S. Systems | 1998 | 0 | 12.47 | 17321 | 7594 | 0 | 113 | 0 | 25028 |  | 7.71% | 3285 | 274 | 18 | 0 | 0 | 3577 | 9.7224e-07
Northern Electric Coop, Inc. | Northwest Power Area (NWPA) - U.S. Systems | 1999 | 0 | 12.06 | 16335 | 7137 | 0 | 108 | 0 | 23580 |  | 7.71% | 8932 | 2717 | 0 | 0 | 2155 | 13804 | 3.752e-06
Northern Electric Coop, Inc. | Northwest Power Area (NWPA) - U.S. Systems | 2000 | 0 | 10.64 | 15602 | 8711 | 0 | 108 | 0 | 24421 |  | 7.71% | 39063 | 21456 | 0 | 0 | 0 | 60519 | 1.6449e-05
Northern Electric Coop, Inc. | Northwest Power Area (NWPA) - U.S. Systems | 2001 | 0 | 10.76 | 14773 | 10185 | 0 | 0 | 108 | 25066 |  | 7.71% | 19681 | 44847 | 0 | 0 | 0 | 64528 | 1.7539e-05
Northern Electric Coop, Inc. | Northwest Power Area (NWPA) - U.S. Systems | 2002 | 0 | 9.61 | 15762 | 12142 | 0 | 0 | 108 | 28012 |  | 7.71% | 81007 | 5930 | 10472 | 0 | 6476 | 103885 | 2.8236e-05
Northern Electric Coop, Inc. | Northwest Power Area (NWPA) - U.S. Systems | 2003 | 0 | 9.38 | 15412 | 0 | 13283 | 0 | 0 | 28695 |  | 7.71% | 21753 | 4008 | 5501 | 0 | 138626 | 169888 | 4.6176e-05
Northern Electric Coop, Inc. | Northwest Power Area (NWPA) - U.S. Systems | 2004 | 0 | 9.25 | 15019 | 0 | 12868 | 0 | 0 | 27887 |  | 7.72% | 6578 | 4967 | 0 | 0 | 76 | 11621 | 3.1586e-06
Northern Electric Coop, Inc. | Northwest Power Area (NWPA) - U.S. Systems | 2005 | 0 | 10.65 | 14415 | 0 | 12914 | 0 | 0 | 27329 |  | 7.72% | 12509 | 10373 | 249 | 0 | 0 | 23131 | 6.287e-06
Northern Electric Coop, Inc. | Northwest Power Area (NWPA) - U.S. Systems | 2006 | 0 | 10.65 | 14392 | 0 | 12826 | 0 | 0 | 27218 |  | 7.72% | 15431 | 10228 | 0 | 0 | 0 | 25659 | 6.9742e-06
Northern Lights, Inc. | Northwest Power Area (NWPA) - U.S. Systems | 1988 | 0 | 6.71 | 94547 | 28792 | 88400 | 0 | 990 | 212729 |  | 7.73% | 33268 | 1082 | 1710 | 0 | 1727 | 37787 | 1.0271e-05
Northern Lights, Inc. | Northwest Power Area (NWPA) - U.S. Systems | 1989 | 0 | 6.08 | 103924 | 34675 | 89266 | 0 | 613 | 228478 |  | 7.73% | 183014 | 61493 | 30206 | 881 | 42437 | 318031 | 8.6441e-05
Northern Lights, Inc. | Northwest Power Area (NWPA) - U.S. Systems | 1990 | 0 | 5.59 | 102680 | 37462 | 90024 | 0 | 0 | 230166 |  | 7.74% | 38461 | 14731 | 0 | 0 | 23220 | 76412 | 2.0769e-05
Northern Lights, Inc. | Northwest Power Area (NWPA) - U.S. Systems | 1991 | 0 | 5.83 | 113872 | 37732 | 89495 | 0 | 0 | 241099 |  | 7.74% | 89980 | 59786 | 0 | 227 | 233561 | 383554 | 0.00010425
Northern Lights, Inc. | Northwest Power Area (NWPA) - U.S. Systems | 1992 | 0 | 6.4 | 109955 | 37971 | 85663 | 0 | 0 | 233589 |  | 7.75% | 2200 | 500 | 0 | 0 | 13500 | 16200 | 4.4032e-06
Northern Lights, Inc. | Northwest Power Area (NWPA) - U.S. Systems | 1993 | 0 | 6.5 | 127772 | 39424 | 40885 | 0 | 0 | 208081 |  | 7.75% | 15658 | 4140 | 0 | 0 | 920 | 20718 | 5.6312e-06
Northern Lights, Inc. | Northwest Power Area (NWPA) - U.S. Systems | 1994 | 0 | 8.06 | 125426 | 40515 | 21231 | 0 | 0 | 187172 |  | 7.75% | 18576 | 0 | 17998 | 0 | 0 | 36574 | 9.9409e-06
Northern Lights, Inc. | Northwest Power Area (NWPA) - U.S. Systems | 1995 | 0 | 6.86 | 135256 | 44821 | 17496 | 0 | 0 | 197573 |  | 7.75% | 140768 | 46904 | 22221 | 0 | 0 | 209893 | 5.7049e-05
Northern Lights, Inc. | Northwest Power Area (NWPA) - U.S. Systems | 1996 | 0 | 11.93 | 144964 | 46482 | 21049 | 0 | 0 | 212495 |  | 7.76% | 6046 | 2960 | 0 | 0 | 0 | 9006 | 2.4478e-06
Northern Lights, Inc. | Northwest Power Area (NWPA) - U.S. Systems | 1997 | 0 | 4.39 | 145879 | 50239 | 20313 | 0 | 0 | 216431 |  | 7.76% | 9600 | 3800 | 0 | 0 | 0 | 13400 | 3.6421e-06
Northern Lights, Inc. | Northwest Power Area (NWPA) - U.S. Systems | 1998 | 0 | 7.75 | 140768 | 46904 | 22221 | 0 | 0 | 209893 |  | 7.76% | 176323 | 67919 | 44892 | 500 | 86963 | 376597 | 0.00010236
Northern Lights, Inc. | Northwest Power Area (NWPA) - U.S. Systems | 1999 | 0 | -2.31 | 157400 | 42124 | 22628 | 0 | 0 | 222152 |  | 7.76% | 92625 | 54792 | 0 | 127 | 244112 | 391656 | 0.00010645
Northern Lights, Inc. | Northwest Power Area (NWPA) - U.S. Systems | 2000 | 0 | 1.5 | 159541 | 40899 | 23996 | 0 | 0 | 224436 |  | 7.76% | 11230321 | 9732745 | 19942500 | 104716 | 501026 | 41511308 | 0.011283
Northern Lights, Inc. | Northwest Power Area (NWPA) - U.S. Systems | 2001 | 0 | 2.83 | 158883 | 35184 | 30417 | 0 | 0 | 224484 |  | 7.77% | 38870 | 13138 | 13511 | 281 | 28067 | 93867 | 2.5513e-05
Northern Lights, Inc. | Northwest Power Area (NWPA) - U.S. Systems | 2002 | 0 | 3.05 | 187231 | 12132 | 29652 | 0 | 0 | 229015 |  | 7.77% | 114481 | 16568 | 13448 | 82 | 8407 | 152986 | 4.1582e-05
Northern Lights, Inc. | Northwest Power Area (NWPA) - U.S. Systems | 2003 | 0 | 4.96 | 167778 | 37032 | 29138 | 0 | 0 | 233948 |  | 7.77% | 196409 | 151046 | 50026 | 548 | 9780 | 407809 | 0.00011084
Northern Lights, Inc. | Northwest Power Area (NWPA) - U.S. Systems | 2004 | 0 | 7.55 | 168742 | 38319 | 31454 | 0 | 0 | 238515 |  | 7.77% | 240187 | 151778 | 173660 | 1675 | 40988 | 608288 | 0.00016533
Northern Lights, Inc. | Northwest Power Area (NWPA) - U.S. Systems | 2005 | 0 | 6.18 | 180512 | 39130 | 57406 | 0 | 0 | 277048 |  | 7.78% | 2773 | 202 | 0 | 0 | 58 | 3033 | 8.2438e-07
Northern Lights, Inc. | Northwest Power Area (NWPA) - U.S. Systems | 2006 | 0 | 5.86 | 189442 | 41681 | 65761 | 0 | 0 | 296884 |  | 7.78% | 115432 | 106689 | 0 | 0 | 0 | 222121 | 6.0373e-05
Northern Wasco County Public Utility District | Northwest Power Area (NWPA) - U.S. Systems | 1988 | 0 | 3.51 | 106821 | 23963 | 58381 | 1220 | 328 | 190713 |  | 7.78% | 234647 | 48367 | 18175 | 76 | 45449 | 346714 | 9.4238e-05
Northern Wasco County Public Utility District | Northwest Power Area (NWPA) - U.S. Systems | 1989 | 0 | 3.46 | 110787 | 25039 | 60060 | 758 | 1176 | 197820 |  | 7.79% | 38000 | 14000 | 23000 | 211 | 25000 | 100211 | 2.7238e-05
Northern Wasco County Public Utility District | Northwest Power Area (NWPA) - U.S. Systems | 1990 | 0 | 2.9 | 110107 | 25624 | 60495 | 926 | 1368 | 198520 |  | 7.79% | 34078 | 14277 | 22909 | 211 | 32627 | 104102 | 2.8295e-05
Northern Wasco County Public Utility District | Northwest Power Area (NWPA) - U.S. Systems | 1991 | 0 | 3.64 | 116462 | 27205 | 75143 | 952 | 1313 | 221075 |  | 7.79% | 201021 | 76857 | 9012 | 0 | 4011 | 290901 | 7.9067e-05
Northern Wasco County Public Utility District | Northwest Power Area (NWPA) - U.S. Systems | 1992 | 0 | 2.49 | 110136 | 25994 | 93575 | 962 | 1407 | 232074 |  | 7.79% | 1738899 | 2018319 | 3093557 | 33960 | 89066 | 6973801 | 0.0018955
Northern Wasco County Public Utility District | Northwest Power Area (NWPA) - U.S. Systems | 1993 | 0 | 2.17 | 122739 | 27857 | 100294 | 933 | 1138 | 252961 |  | 7.79% | 3806372 | 4314879 | 4052154 | 20897 | 0 | 12194302 | 0.0033144
Northern Wasco County Public Utility District | Northwest Power Area (NWPA) - U.S. Systems | 1994 | 0 | 3.28 | 113291 | 27133 | 105835 | 350 | 1758 | 248367 |  | 7.8% | 38937 | 6100 | 5980 | 11 | 5452 | 56480 | 1.5351e-05
Northern Wasco County Public Utility District | Northwest Power Area (NWPA) - U.S. Systems | 1995 | 0 | 1.48 | 115260 | 25892 | 110486 | 363 | 1227 | 253228 |  | 7.8% | 40664 | 13351 | 11564 | 281 | 28364 | 94224 | 2.561e-05
Northern Wasco County Public Utility District | Northwest Power Area (NWPA) - U.S. Systems | 1996 | 0 | 2.85 | 120209 | 29132 | 106896 | 381 | 1299 | 257917 |  | 7.8% | 40414 | 12813 | 72455 | 696 | 37932 | 164310 | 4.466e-05
Northern Wasco County Public Utility District | Northwest Power Area (NWPA) - U.S. Systems | 1997 | 0 | 3.04 | 120101 | 30843 | 101738 | 392 | 1387 | 254461 |  | 7.81% | 8627 | 2800 | 0 | 7 | 377 | 11811 | 3.2103e-06
Northern Wasco County Public Utility District | Northwest Power Area (NWPA) - U.S. Systems | 1998 | 0 | 3.83 | 117402 | 30387 | 109491 | 392 | 1307 | 258979 |  | 7.81% | 10398 | 5805 | 0 | 0 | 0 | 16203 | 4.404e-06
Northern Wasco County Public Utility District | Northwest Power Area (NWPA) - U.S. Systems | 1999 | 0 | 3.94 | 113691 | 29846 | 108161 | 395 | 1855 | 253948 |  | 7.81% | 26270 | 1875 | 3054 | 0 | 106 | 31305 | 8.5088e-06
Northern Wasco County Public Utility District | Northwest Power Area (NWPA) - U.S. Systems | 2000 | 0 | 2.77 | 121374 | 31719 | 126709 | 408 | 1902 | 282112 |  | 7.81% | 38547 | 49682 | 895 | 0 | 0 | 89124 | 2.4224e-05
Northern Wasco County Public Utility District | Northwest Power Area (NWPA) - U.S. Systems | 2001 | 0 | 2.67 | 113623 | 29973 | 145239 | 0 | 2507 | 291342 |  | 7.81% | 56674 | 35469 | 818 | 0 | 0 | 92961 | 2.5267e-05
Northern Wasco County Public Utility District | Northwest Power Area (NWPA) - U.S. Systems | 2002 | 0 | 3.01 | 114982 | 30478 | 118760 | 0 | 3483 | 267703 |  | 7.81% | 169491 | 24703 | 3028 | 461 | 136 | 197819 | 5.3768e-05
Northern Wasco County Public Utility District | Northwest Power Area (NWPA) - U.S. Systems | 2003 | 0 | 4.03 | 127462 | 20437 | 110762 | 0 | 0 | 258661 |  | 7.81% | 3328397 | 3561800 | 3654382 | 18067 | 0 | 10562646 | 0.0028709
Northern Wasco County Public Utility District | Northwest Power Area (NWPA) - U.S. Systems | 2004 | 0 | 3.76 | 131341 | 18134 | 92513 | 0 | 0 | 241988 |  | 7.82% | 31967 | 25695 | 1919 | 0 | 0 | 59581 | 1.6194e-05
Northern Wasco County Public Utility District | Northwest Power Area (NWPA) - U.S. Systems | 2005 | 0 | 4.1 | 130575 | 18300 | 93554 | 0 | 0 | 242429 |  | 7.82% | 107915 | 19598 | 13879 | 0 | 0 | 141392 | 3.8431e-05
Northern Wasco County Public Utility District | Northwest Power Area (NWPA) - U.S. Systems | 2006 | 0 | 2.66 | 138048 | 18679 | 237154 | 0 | 0 | 393881 |  | 7.82% | 109379 | 19644 | 14344 | 0 | 0 | 143367 | 3.8967e-05
Oak City Electric Dept. | Northwest Power Area (NWPA) - U.S. Systems | 1988 | 0 | 6.94 | 2444 | 132 | 0 | 0 | 26 | 2602 |  | 7.82% | 82025 | 51714 | 0 | 125 | 269420 | 403284 | 0.00010961
Oak City Electric Dept. | Northwest Power Area (NWPA) - U.S. Systems | 1989 | 0 | 19.74 | 2378 | 127 | 0 | 0 | 16 | 2521 |  | 7.82% | 87163 | 61358 | 0 | 320 | 270633 | 419474 | 0.00011401
Oak City Electric Dept. | Northwest Power Area (NWPA) - U.S. Systems | 1990 | 0 | 26.52 | 2541 | 121 | 0 | 0 | 45 | 2707 |  | 7.83% | 28501 | 16586 | 0 | 0 | 0 | 45087 | 1.2255e-05
Oak City Electric Dept. | Northwest Power Area (NWPA) - U.S. Systems | 1991 | 0 | 42.39 | 2435 | 154 | 0 | 0 | 24 | 2613 |  | 7.83% | 83984 | 9976 | 28231 | 145 | 873 | 123209 | 3.3488e-05
Oak City Electric Dept. | Northwest Power Area (NWPA) - U.S. Systems | 1992 | 0 | 7.64 | 2445 | 183 | 0 | 0 | 91 | 2719 |  | 7.83% | 81660 | 49263 | 0 | 127 | 230776 | 361826 | 9.8345e-05
Oak City Electric Dept. | Northwest Power Area (NWPA) - U.S. Systems | 1993 | 0 | 9.34 | 2503 | 186 | 0 | 0 | 29 | 2718 |  | 7.84% | 112091 | 15998 | 16896 | 120 | 2478 | 147583 | 4.0113e-05
Oak City Electric Dept. | Northwest Power Area (NWPA) - U.S. Systems | 1994 | 0 | 5.72 | 2652 | 195 | 0 | 0 | 122 | 2969 |  | 7.84% | 200317 | 35483 | 0 | 248 | 1408 | 237456 | 6.4541e-05
Oak City Electric Dept. | Northwest Power Area (NWPA) - U.S. Systems | 1995 | 0 | 9.32 | 2510 | 203 | 0 | 0 | 49 | 2762 |  | 7.85% | 109495 | 17831 | 14678 | 0 | 2240 | 144244 | 3.9206e-05
Oak City Electric Dept. | Northwest Power Area (NWPA) - U.S. Systems | 1996 | 0 | 9.51 | 2574 | 219 | 0 | 0 | 89 | 2882 |  | 7.85% | 476221 | 58243 | 116783 | 270 | 0 | 651517 | 0.00017708
Oak City Electric Dept. | Northwest Power Area (NWPA) - U.S. Systems | 1997 | 0 | 23.06 | 2751 | 216 | 0 | 0 | 46 | 3013 |  | 7.86% | 8009 | 6209 | 0 | 0 | 218 | 14436 | 3.9237e-06
Oak City Electric Dept. | Northwest Power Area (NWPA) - U.S. Systems | 1998 | 0 | 7.78 | 2773 | 202 | 0 | 0 | 58 | 3033 |  | 7.87% | 45168 | 990 | 0 | 21 | 2291 | 48470 | 1.3174e-05
Oak City Electric Dept. | Northwest Power Area (NWPA) - U.S. Systems | 1999 | 0 | 8.78 | 2679 | 250 | 0 | 0 | 51 | 2980 |  | 7.87% | 255900 | 183103 | 56215 | 554 | 0 | 495772 | 0.00013475
Oak City Electric Dept. | Northwest Power Area (NWPA) - U.S. Systems | 2000 | 0 | 0 | 2502 | 278 | 0 | 0 | 32 | 2812 |  | 7.87% | 236707 | 170837 | 59156 | 2001 | 62335 | 531036 | 0.00014434
Oak City Electric Dept. | Northwest Power Area (NWPA) - U.S. Systems | 2001 | 0 | 8.88 | 2382 | 295 | 0 | 0 | 21 | 2698 |  | 7.87% | 530529 | 84585 | 109513 | 0 | 0 | 724627 | 0.00019695
Oak City Electric Dept. | Northwest Power Area (NWPA) - U.S. Systems | 2002 | 0 | 9.43 | 2375 | 300 | 0 | 0 | 15 | 2690 |  | 7.88% | 11396 | 16027 | 0 | 0 | 0 | 27423 | 7.4536e-06
Oak City Electric Dept. | Northwest Power Area (NWPA) - U.S. Systems | 2003 | 0 | 8.98 | 2340 | 318 | 37 | 0 | 0 | 2695 |  | 7.88% | 29452 | 53426 | 0 | 0 | 0 | 82878 | 2.2526e-05
Oak City Electric Dept. | Northwest Power Area (NWPA) - U.S. Systems | 2004 | 0 | 10.09 | 2299 | 317 | 31 | 0 | 0 | 2647 |  | 7.88% | 42199 | 23973 | 67433 | 704 | 32603 | 166912 | 4.5367e-05
Oak City Electric Dept. | Northwest Power Area (NWPA) - U.S. Systems | 2005 | 0 | 10.13 | 2270 | 319 | 37 | 0 | 0 | 2626 |  | 7.88% | 11354201 | 9416192 | 19321651 | 102525 | 589227 | 40783796 | 0.011085
Oak City Electric Dept. | Northwest Power Area (NWPA) - U.S. Systems | 2006 | 0 | 2.02 | 2367 | 297 | 55 | 0 | 0 | 2719 |  | 7.89% | 52688 | 8293 | 0 | 0 | 11551 | 72532 | 1.9714e-05
Ohop Mutual Light Co. | Northwest Power Area (NWPA) - U.S. Systems | 1988 | 0 | 1.5 | 35333 | 746 | 0 | 7 | 2026 | 38112 |  | 7.89% | 152865 | 44200 | 0 | 0 | 0 | 197065 | 5.3563e-05
Ohop Mutual Light Co. | Northwest Power Area (NWPA) - U.S. Systems | 1989 | 0 | 1.5 | 38473 | 794 | 0 | 11 | 1970 | 41248 |  | 7.89% | 172688 | 65432 | 8117 | 285 | 4394 | 250916 | 6.8199e-05
Ohop Mutual Light Co. | Northwest Power Area (NWPA) - U.S. Systems | 1990 | 0 | 9.07 | 36712 | 798 | 0 | 10 | 1933 | 39453 |  | 7.9% | 2098 | 644 | 438 | 0 | 16138 | 19318 | 5.2507e-06
Ohop Mutual Light Co. | Northwest Power Area (NWPA) - U.S. Systems | 1991 | 0 | 1.5 | 40373 | 2747 | 0 | 11 | 1849 | 44980 |  | 7.9% | 66232 | 20974 | 37578 | 158 | 73002 | 197944 | 5.3802e-05
Ohop Mutual Light Co. | Northwest Power Area (NWPA) - U.S. Systems | 1992 | 0 | 10.58 | 38816 | 819 | 0 | 15 | 2038 | 41688 |  | 7.9% | 10765282 | 8803026 | 18877759 | 100417 | 649454 | 39195938 | 0.010654
Ohop Mutual Light Co. | Northwest Power Area (NWPA) - U.S. Systems | 1993 | 0 | 7.87 | 45168 | 990 | 0 | 21 | 2291 | 48470 |  | 7.91% | 31364 | 13074 | 0 | 0 | 2522 | 46960 | 1.2764e-05
Ohop Mutual Light Co. | Northwest Power Area (NWPA) - U.S. Systems | 1994 | 0 | 8.16 | 45679 | 1274 | 0 | 22 | 2195 | 49170 |  | 7.91% | 45544 | 14003 | 0 | 14 | 0 | 59561 | 1.6189e-05
Ohop Mutual Light Co. | Northwest Power Area (NWPA) - U.S. Systems | 1995 | 0 | 4.23 | 49168 | 1427 | 0 | 22 | 2374 | 52991 |  | 7.91% | 98312 | 12066 | 39923 | 154 | 1678 | 152133 | 4.135e-05
Ohop Mutual Light Co. | Northwest Power Area (NWPA) - U.S. Systems | 1996 | 0 | 8.41 | 51393 | 1506 | 0 | 20 | 2508 | 55427 |  | 7.92% | 3626 | 2189 | 0 | 21 | 0 | 5836 | 1.5862e-06
Ohop Mutual Light Co. | Northwest Power Area (NWPA) - U.S. Systems | 1997 | 0 | 9.29 | 51975 | 1603 | 0 | 19 | 2376 | 55973 |  | 7.92% | 6617 | 6371 | 0 | 0 | 0 | 12988 | 3.5302e-06
Ohop Mutual Light Co. | Northwest Power Area (NWPA) - U.S. Systems | 1998 | 0 | 7.29 | 54326 | 1748 | 0 | 22 | 2226 | 58322 |  | 7.92% | 37000 | 54000 | 1000 | 0 | 0 | 92000 | 2.5006e-05
Ohop Mutual Light Co. | Northwest Power Area (NWPA) - U.S. Systems | 1999 | 0 | 7.33 | 58644 | 1732 | 0 | 22 | 2336 | 62734 |  | 7.92% | 179499 | 29384 | 0 | 0 | 750 | 209633 | 5.6979e-05
Ohop Mutual Light Co. | Northwest Power Area (NWPA) - U.S. Systems | 2000 | 0 | 6.16 | 61393 | 1890 | 0 | 22 | 2373 | 65678 |  | 7.93% | 48723 | 45264 | 0 | 1163 | 1111 | 96261 | 2.6164e-05
Ohop Mutual Light Co. | Northwest Power Area (NWPA) - U.S. Systems | 2001 | 0 | 7.34 | 59177 | 1786 | 0 | 0 | 2233 | 63196 |  | 7.93% | 108106 | 8281 | 3422 | 0 | 0 | 119809 | 3.2564e-05
Ohop Mutual Light Co. | Northwest Power Area (NWPA) - U.S. Systems | 2002 | 0 | 6.82 | 62939 | 1937 | 0 | 0 | 1761 | 66637 |  | 7.93% | 0 | 0 | 178805 | 0 | 0 | 178805 | 4.86e-05
Ohop Mutual Light Co. | Northwest Power Area (NWPA) - U.S. Systems | 2003 | 0 | 9.25 | 63193 | 3544 | 0 | 0 | 0 | 66737 |  | 7.93% | 162132 | 43790 | 0 | 0 | 0 | 205922 | 5.597e-05
Ohop Mutual Light Co. | Northwest Power Area (NWPA) - U.S. Systems | 2004 | 0 | 6.48 | 66109 | 3734 | 52 | 0 | 0 | 69895 |  | 7.95% | 3937 | 3542 | 15108 | 0 | 0 | 22587 | 6.1392e-06
Ohop Mutual Light Co. | Northwest Power Area (NWPA) - U.S. Systems | 2005 | 0 | 6.9 | 69585 | 3585 | 33 | 0 | 0 | 73203 |  | 7.95% | 31391 | 5260 | 0 | 0 | 3360 | 40011 | 1.0875e-05
Ohop Mutual Light Co. | Northwest Power Area (NWPA) - U.S. Systems | 2006 | 0 | 6.68 | 73507 | 3641 | 32 | 0 | 0 | 77180 |  | 7.96% | 9779 | 10451 | 1430 | 0 | 2964 | 24624 | 6.6929e-06
Okanogan County Electric Coop, Inc. | Northwest Power Area (NWPA) - U.S. Systems | 1988 | 0 | 8.68 | 14316 | 10018 | 0 | 36 | 1701 | 26071 |  | 7.96% | 44864 | 3814 | 9797 | 0 | 5909 | 64384 | 1.75e-05
Okanogan County Electric Coop, Inc. | Northwest Power Area (NWPA) - U.S. Systems | 1989 | 0 | 6.8 | 15275 | 9825 | 0 | 36 | 1784 | 26920 |  | 7.96% | 50928 | 4856 | 13559 | 195 | 69 | 69607 | 1.8919e-05
Okanogan County Electric Coop, Inc. | Northwest Power Area (NWPA) - U.S. Systems | 1990 | 0 | 10.52 | 15278 | 10927 | 0 | 35 | 1432 | 27672 |  | 7.98% | 1290 | 0 | 0 | 0 | 0 | 1290 | 3.5062e-07
Okanogan County Electric Coop, Inc. | Northwest Power Area (NWPA) - U.S. Systems | 1991 | 0 | 4.27 | 17262 | 13169 | 0 | 36 | 1708 | 32175 |  | 7.98% | 2518 | 276 | 0 | 0 | 19 | 2813 | 7.6458e-07
Okanogan County Electric Coop, Inc. | Northwest Power Area (NWPA) - U.S. Systems | 1992 | 0 | 8.05 | 16860 | 13355 | 0 | 36 | 1913 | 32164 |  | 7.98% | 9232 | 7854 | 0 | 95 | 2847 | 20028 | 5.4436e-06
Okanogan County Electric Coop, Inc. | Northwest Power Area (NWPA) - U.S. Systems | 1993 | 0 | 7.05 | 15172 | 14648 | 0 | 35 | 5170 | 35025 |  | 7.98% | 46642 | 13378 | 0 | 0 | 0 | 60020 | 1.6314e-05
Okanogan County Electric Coop, Inc. | Northwest Power Area (NWPA) - U.S. Systems | 1994 | 0 | 0.07 | 19769 | 16133 | 0 | 39 | 2167 | 38108 |  | 7.98% | 62426 | 9698 | 0 | 84 | 29656 | 101864 | 2.7687e-05
Okanogan County Electric Coop, Inc. | Northwest Power Area (NWPA) - U.S. Systems | 1995 | 0 | 7.01 | 19555 | 15522 | 0 | 36 | 1988 | 37101 |  | 7.98% | 111013 | 15045 | 4191 | 151 | 2196 | 132596 | 3.604e-05
Okanogan County Electric Coop, Inc. | Northwest Power Area (NWPA) - U.S. Systems | 1996 | 0 | 8.46 | 21077 | 15821 | 0 | 36 | 1893 | 38827 |  | 7.99% | 649 | 313 | 0 | 0 | 0 | 962 | 2.6147e-07
Okanogan County Electric Coop, Inc. | Northwest Power Area (NWPA) - U.S. Systems | 1997 | 0 | 5.45 | 22392 | 16480 | 0 | 47 | 1180 | 40099 |  | 7.99% | 16769 | 10125 | 0 | 125 | 8915 | 35934 | 9.7669e-06
Okanogan County Electric Coop, Inc. | Northwest Power Area (NWPA) - U.S. Systems | 1998 | 0 | 4.92 | 22144 | 15949 | 0 | 47 | 1693 | 39833 |  | 7.99% | 142415 | 55360 | 25704 | 65 | 35938 | 259482 | 7.0528e-05
Okanogan County Electric Coop, Inc. | Northwest Power Area (NWPA) - U.S. Systems | 1999 | 0 | 4.96 | 23959 | 15602 | 0 | 47 | 1729 | 41337 |  | 8% | 1448 | 0 | 0 | 0 | 0 | 1448 | 3.9357e-07
Okanogan County Electric Coop, Inc. | Northwest Power Area (NWPA) - U.S. Systems | 2000 | 0 | 7.4 | 25433 | 16637 | 0 | 47 | 1868 | 43985 |  | 8% | 1506 | 0 | 0 | 0 | 0 | 1506 | 4.0933e-07
Okanogan County Electric Coop, Inc. | Northwest Power Area (NWPA) - U.S. Systems | 2001 | 0 | 6.62 | 25013 | 15369 | 0 | 0 | 1881 | 42263 |  | 8% | 42595 | 4113 | 8204 | 185 | 48 | 55145 | 1.4989e-05
Okanogan County Electric Coop, Inc. | Northwest Power Area (NWPA) - U.S. Systems | 2002 | 0 | 5.61 | 25339 | 7103 | 9129 | 0 | 1983 | 43554 |  | 8% | 42628 | 14070 | 64977 | 655 | 38328 | 160658 | 4.3667e-05
Okanogan County Electric Coop, Inc. | Northwest Power Area (NWPA) - U.S. Systems | 2003 | 0 | 7.05 | 34878 | 9866 | 0 | 0 | 0 | 44744 |  | 8.01% | 7692 | 3755 | 0 | 430 | 4166 | 16043 | 4.3605e-06
Okanogan County Electric Coop, Inc. | Northwest Power Area (NWPA) - U.S. Systems | 2004 | 0 | 7.83 | 28501 | 16586 | 0 | 0 | 0 | 45087 |  | 8.01% | 111456 | 27887 | 42855 | 0 | 0 | 182198 | 4.9522e-05
Okanogan County Electric Coop, Inc. | Northwest Power Area (NWPA) - U.S. Systems | 2005 | 0 | 7.22 | 30797 | 17259 | 0 | 0 | 0 | 48056 |  | 8.02% | 32850 | 12114 | 0 | 10 | 5050 | 50024 | 1.3597e-05
Okanogan County Electric Coop, Inc. | Northwest Power Area (NWPA) - U.S. Systems | 2006 | 0 | 6.68 | 33060 | 17839 | 0 | 0 | 0 | 50899 |  | 8.02% | 47959 | 27693 | 0 | 919 | 16879 | 93450 | 2.54e-05
Orcas Power & Light Co. | Northwest Power Area (NWPA) - U.S. Systems | 1988 | 0 | 8.29 | 72281 | 37639 | 0 | 122 | 0 | 110042 |  | 8.02% | 88000 | 10400 | 29440 | 142 | 796 | 128778 | 3.5002e-05
Orcas Power & Light Co. | Northwest Power Area (NWPA) - U.S. Systems | 1989 | 0 | 8.86 | 78642 | 39740 | 0 | 121 | 0 | 118503 |  | 8.02% | 106339 | 37466 | 30942 | 0 | 395 | 175142 | 4.7604e-05
Orcas Power & Light Co. | Northwest Power Area (NWPA) - U.S. Systems | 1990 | 0 | 7.42 | 83745 | 41466 | 0 | 130 | 0 | 125341 |  | 8.02% | 4306996 | 4772190 | 3924637 | 0 | 27202 | 13031025 | 0.0035419
Orcas Power & Light Co. | Northwest Power Area (NWPA) - U.S. Systems | 1991 | 0 | 8.58 | 90918 | 42569 | 0 | 132 | 0 | 133619 |  | 8.03% | 3616 | 3747 | 510 | 0 | 0 | 7873 | 2.1399e-06
Orcas Power & Light Co. | Northwest Power Area (NWPA) - U.S. Systems | 1992 | 0 | 8.32 | 84205 | 41675 | 0 | 134 | 0 | 126014 |  | 8.03% | 93067 | 8147 | 3052 | 0 | 7483 | 111749 | 3.0374e-05
Orcas Power & Light Co. | Northwest Power Area (NWPA) - U.S. Systems | 1993 | 0 | 8.5 | 96515 | 45694 | 0 | 134 | 0 | 142343 |  | 8.03% | 108546 | 47133 | 0 | 144 | 0 | 155823 | 4.2353e-05
Orcas Power & Light Co. | Northwest Power Area (NWPA) - U.S. Systems | 1994 | 0 | 6.02 | 95299 | 45559 | 0 | 135 | 0 | 140993 |  | 8.03% | 156301 | 28529 | 15166 | 0 | 0 | 199996 | 5.4359e-05
Orcas Power & Light Co. | Northwest Power Area (NWPA) - U.S. Systems | 1995 | 0 | 8.39 | 93990 | 44587 | 0 | 154 | 0 | 138731 |  | 8.03% | 153877 | 58316 | 28904 | 68 | 39239 | 280404 | 7.6214e-05
Orcas Power & Light Co. | Northwest Power Area (NWPA) - U.S. Systems | 1996 | 0 | 7.36 | 106654 | 47451 | 0 | 148 | 0 | 154253 |  | 8.03% | 295322 | 57050 | 66377 | 619 | 10978 | 430346 | 0.00011697
Orcas Power & Light Co. | Northwest Power Area (NWPA) - U.S. Systems | 1997 | 0 | 8.03 | 108546 | 47133 | 0 | 144 | 0 | 155823 |  | 8.03% | 355914 | 39709 | 31625 | 235 | 8711 | 436194 | 0.00011856
Orcas Power & Light Co. | Northwest Power Area (NWPA) - U.S. Systems | 1998 | 0 | 7.04 | 108630 | 47924 | 0 | 144 | 0 | 156698 |  | 8.03% | 400482 | 81563 | 89512 | 0 | 0 | 571557 | 0.00015535
Orcas Power & Light Co. | Northwest Power Area (NWPA) - U.S. Systems | 1999 | 0 | 6.81 | 122640 | 50784 | 0 | 110 | 0 | 173534 |  | 8.04% | 25537 | 3916 | 31220 | 0 | 0 | 60673 | 1.6491e-05
Orcas Power & Light Co. | Northwest Power Area (NWPA) - U.S. Systems | 2000 | 0 | 6.57 | 124257 | 51722 | 0 | 7 | 0 | 175986 |  | 8.04% | 48110 | 16169 | 65299 | 0 | 53947 | 183525 | 4.9882e-05
Orcas Power & Light Co. | Northwest Power Area (NWPA) - U.S. Systems | 2001 | 0 | 5.21 | 123918 | 51627 | 0 | 0 | 6 | 175551 |  | 8.05% | 9678 | 2279 | 0 | 0 | 17 | 11974 | 3.2546e-06
Orcas Power & Light Co. | Northwest Power Area (NWPA) - U.S. Systems | 2002 | 0 | 4.64 | 127719 | 51655 | 0 | 0 | 5 | 179379 |  | 8.05% | 16860 | 13355 | 0 | 36 | 1913 | 32164 | 8.7422e-06
Orcas Power & Light Co. | Northwest Power Area (NWPA) - U.S. Systems | 2003 | 0 | 6.7 | 123829 | 50375 | 0 | 0 | 0 | 174204 |  | 8.05% | 17605 | 12768 | 13004 | 0 | 0 | 43377 | 1.179e-05
Orcas Power & Light Co. | Northwest Power Area (NWPA) - U.S. Systems | 2004 | 0 | 5.98 | 126966 | 53109 | 0 | 0 | 0 | 180075 |  | 8.05% | 40072 | 17003 | 0 | 0 | 0 | 57075 | 1.5513e-05
Orcas Power & Light Co. | Northwest Power Area (NWPA) - U.S. Systems | 2005 | 0 | 9.92 | 131805 | 54853 | 0 | 0 | 0 | 186658 |  | 8.05% | 35860 | 26180 | 0 | 0 | 0 | 62040 | 1.6863e-05
Orcas Power & Light Co. | Northwest Power Area (NWPA) - U.S. Systems | 2006 | 0 | 8.72 | 134638 | 57538 | 0 | 0 | 0 | 192176 |  | 8.05% | 49531 | 14867 | 0 | 7 | 0 | 64405 | 1.7505e-05
Oregon Trail Electric Consumers Coop, Inc. | Northwest Power Area (NWPA) - U.S. Systems | 1989 | 0 | 4.95 | 230000 | 171000 | 185000 | 2000 | 6000 | 594000 |  | 8.05% | 33321 | 13775 | 23322 | 211 | 28160 | 98789 | 2.6851e-05
Oregon Trail Electric Consumers Coop, Inc. | Northwest Power Area (NWPA) - U.S. Systems | 1990 | 0 | 7.47 | 233651 | 152584 | 177153 | 5693 | 30834 | 599915 |  | 8.05% | 49369 | 41465 | 22787 | 176 | 6970 | 120767 | 3.2825e-05
Oregon Trail Electric Consumers Coop, Inc. | Northwest Power Area (NWPA) - U.S. Systems | 1991 | 0 | 5.01 | 254024 | 159641 | 175200 | 1730 | 32996 | 623591 |  | 8.06% | 8374 | 6026 | 0 | 0 | 170 | 14570 | 3.9602e-06
Oregon Trail Electric Consumers Coop, Inc. | Northwest Power Area (NWPA) - U.S. Systems | 1992 | 0 | 7.77 | 240187 | 151778 | 173660 | 1675 | 40988 | 608288 |  | 8.06% | 19519 | 22915 | 17740 | 129 | 2836 | 63139 | 1.7161e-05
Oregon Trail Electric Consumers Coop, Inc. | Northwest Power Area (NWPA) - U.S. Systems | 1993 | 0 | 5.58 | 265931 | 161593 | 179575 | 1686 | 29458 | 638243 |  | 8.06% | 48831 | 4476 | 13373 | 0 | 251 | 66931 | 1.8192e-05
Oregon Trail Electric Consumers Coop, Inc. | Northwest Power Area (NWPA) - U.S. Systems | 1994 | 0 | 5.48 | 261469 | 170343 | 185370 | 1605 | 35131 | 653918 |  | 8.06% | 125426 | 40515 | 21231 | 0 | 0 | 187172 | 5.0874e-05
Oregon Trail Electric Consumers Coop, Inc. | Northwest Power Area (NWPA) - U.S. Systems | 1995 | 0 | 5.95 | 256695 | 167609 | 182990 | 1605 | 29401 | 638300 |  | 8.07% | 17200 | 9300 | 0 | 0 | 8800 | 35300 | 9.5946e-06
Oregon Trail Electric Consumers Coop, Inc. | Northwest Power Area (NWPA) - U.S. Systems | 1996 | 0 | 6.13 | 266798 | 173643 | 180591 | 1634 | 33036 | 655702 |  | 8.07% | 42773 | 3752 | 1607 | 0 | 5667 | 53799 | 1.4623e-05
Oregon Trail Electric Consumers Coop, Inc. | Northwest Power Area (NWPA) - U.S. Systems | 1997 | 0 | 5.62 | 264212 | 178121 | 176518 | 1688 | 34320 | 654859 |  | 8.07% | 50966 | 4749 | 13620 | 180 | 70 | 69585 | 1.8913e-05
Oregon Trail Electric Consumers Coop, Inc. | Northwest Power Area (NWPA) - U.S. Systems | 1998 | 0 | 5.37 | 268942 | 185035 | 176905 | 1674 | 30802 | 663358 |  | 8.07% | 3474325 | 4147843 | 3964206 | 19881 | 0 | 11606255 | 0.0031546
Oregon Trail Electric Consumers Coop, Inc. | Northwest Power Area (NWPA) - U.S. Systems | 1999 | 0 | 4.52 | 271658 | 189133 | 172390 | 1674 | 43682 | 678537 |  | 8.09% | 9583 | 13661 | 0 | 0 | 0 | 23244 | 6.3178e-06
Oregon Trail Electric Consumers Coop, Inc. | Northwest Power Area (NWPA) - U.S. Systems | 2000 | 0 | 4.95 | 267784 | 192484 | 175739 | 1680 | 39821 | 677508 |  | 8.09% | 41200 | 14300 | 0 | 37 | 0 | 55537 | 1.5095e-05
Oregon Trail Electric Consumers Coop, Inc. | Northwest Power Area (NWPA) - U.S. Systems | 2001 | 0 | 4.7 | 255587 | 187783 | 170836 | 0 | 44867 | 659073 |  | 8.09% | 37589 | 22793 | 0 | 0 | 0 | 60382 | 1.6412e-05
Oregon Trail Electric Consumers Coop, Inc. | Northwest Power Area (NWPA) - U.S. Systems | 2002 | 0 | 5.19 | 246858 | 185361 | 172302 | 0 | 47609 | 652130 |  | 8.09% | 23079 | 21524 | 32583 | 222 | 1781 | 79189 | 2.1524e-05
Oregon Trail Electric Consumers Coop, Inc. | Northwest Power Area (NWPA) - U.S. Systems | 2003 | 0 | 5.16 | 242155 | 230856 | 161963 | 0 | 0 | 634974 |  | 8.09% | 37752 | 16897 | 2822 | 0 | 29381 | 86852 | 2.3607e-05
Oregon Trail Electric Consumers Coop, Inc. | Northwest Power Area (NWPA) - U.S. Systems | 2004 | 0 | 4.96 | 244657 | 229906 | 167721 | 0 | 0 | 642284 |  | 8.09% | 87767 | 163958 | 145266 | 0 | 0 | 396991 | 0.0001079
Oregon Trail Electric Consumers Coop, Inc. | Northwest Power Area (NWPA) - U.S. Systems | 2005 | 0 | 4.5 | 246248 | 231709 | 164465 | 0 | 0 | 642422 |  | 8.1% | 8702 | 6309 | 0 | 0 | 0 | 15011 | 4.08e-06
Oregon Trail Electric Consumers Coop, Inc. | Northwest Power Area (NWPA) - U.S. Systems | 2006 | 0 | 4.91 | 258621 | 238214 | 162675 | 0 | 0 | 659510 |  | 8.1% | 45477 | 14292 | 0 | 5 | 0 | 59774 | 1.6247e-05
PUD No. 1 of Asotin County | Northwest Power Area (NWPA) - U.S. Systems | 1995 | 0 | 4.4 | 0 | 239 | 0 | 0 | 0 | 239 |  | 8.1% | 138745 | 62357 | 18089 | 65 | 38753 | 258009 | 7.0127e-05
PUD No. 1 of Asotin County | Northwest Power Area (NWPA) - U.S. Systems | 1996 | 0 | 0 | 0 | 292 | 0 | 0 | 0 | 292 |  | 8.1% | 174511 | 73980 | 41621 | 526 | 91580 | 382218 | 0.00010389
PUD No. 1 of Asotin County | Northwest Power Area (NWPA) - U.S. Systems | 1997 | 0 | 0 | 0 | 230 | 0 | 0 | 0 | 230 |  | 8.11% | 1877 | 775 | 0 | 0 | 0 | 2652 | 7.2082e-07
PUD No. 1 of Asotin County | Northwest Power Area (NWPA) - U.S. Systems | 1998 | 0 | 0 | 0 | 252 | 0 | 0 | 0 | 252 |  | 8.11% | 52577 | 35513 | 22299 | 0 | 11827 | 122216 | 3.3219e-05
PUD No. 1 of Asotin County | Northwest Power Area (NWPA) - U.S. Systems | 1999 | 0 | 0 | 0 | 411 | 0 | 0 | 0 | 411 |  | 8.12% | 1286 | 0 | 0 | 0 | 0 | 1286 | 3.4954e-07
PUD No. 1 of Asotin County | Northwest Power Area (NWPA) - U.S. Systems | 2000 | 0 | 7.38 | 0 | 339 | 0 | 0 | 0 | 339 |  | 8.12% | 20094 | 24729 | 19705 | 137 | 2195 | 66860 | 1.8173e-05
PUD No. 1 of Asotin County | Northwest Power Area (NWPA) - U.S. Systems | 2001 | 0 | 6.14 | 0 | 413 | 0 | 0 | 0 | 413 |  | 8.12% | 35789 | 27937 | 10286 | 384 | 1696 | 76092 | 2.0682e-05
PUD No. 1 of Asotin County | Northwest Power Area (NWPA) - U.S. Systems | 2002 | 0 | 6.04 | 0 | 467 | 0 | 0 | 0 | 467 |  | 8.13% | 61272 | 70191 | 23997 | 0 | 0 | 155460 | 4.2254e-05
PUD No. 1 of Asotin County | Northwest Power Area (NWPA) - U.S. Systems | 2003 | 0 | 5.94 | 0 | 475 | 0 | 0 | 0 | 475 |  | 8.13% | 132328 | 17797 | 11715 | 133 | 4839 | 166812 | 4.534e-05
PUD No. 1 of Asotin County | Northwest Power Area (NWPA) - U.S. Systems | 2004 | 0 | 0 | 0 | 0 | 0 | 0 | 0 | 0 |  | 8.13% | 246740 | 93377 | 135957 | 551 | 0 | 476625 | 0.00012955
PUD No. 1 of Asotin County | Northwest Power Area (NWPA) - U.S. Systems | 2005 | 0 | 6.43 | 0 | 0 | 0 | 0 | 0 | 0 |  | 8.14% | 6324 | 4750 | 0 | 0 | 166 | 11240 | 3.0551e-06
PUD No. 1 of Asotin County | Northwest Power Area (NWPA) - U.S. Systems | 2006 | 0 | 0 | 0 | 0 | 0 | 0 | 0 | 0 |  | 8.14% | 48217 | 10692 | 0 | 0 | 0 | 58909 | 1.6012e-05
PUD No. 1 of Benton County | Northwest Power Area (NWPA) - U.S. Systems | 1988 | 0 | 3.48 | 515202 | 257332 | 255267 | 1974 | 247659 | 1277434 |  | 8.14% | 30750 | 53053 | 11691 | 281 | 8007 | 103782 | 2.8208e-05
PUD No. 1 of Benton County | Northwest Power Area (NWPA) - U.S. Systems | 1989 | 0 | 3.72 | 527569 | 274505 | 267207 | 3081 | 256979 | 1329341 |  | 8.15% | 19500 | 13100 | 17300 | 200 | 2900 | 53000 | 1.4406e-05
PUD No. 1 of Benton County | Northwest Power Area (NWPA) - U.S. Systems | 1990 | 0 | 3.58 | 526796 | 280149 | 264523 | 2142 | 271328 | 1344938 |  | 8.15% | 78382 | 5454 | 11785 | 0 | 8197 | 103818 | 2.8218e-05
PUD No. 1 of Benton County | Northwest Power Area (NWPA) - U.S. Systems | 1991 | 0 | 3.83 | 567913 | 297524 | 252275 | 2286 | 263119 | 1383117 |  | 8.15% | 43321 | 35707 | 24109 | 158 | 5926 | 109221 | 2.9686e-05
PUD No. 1 of Benton County | Northwest Power Area (NWPA) - U.S. Systems | 1992 | 0 | 4.2 | 545387 | 304826 | 191184 | 2387 | 251901 | 1295685 |  | 8.16% | 45679 | 1274 | 0 | 22 | 2195 | 49170 | 1.3364e-05
PUD No. 1 of Benton County | Northwest Power Area (NWPA) - U.S. Systems | 1993 | 0 | 3.58 | 619848 | 413491 | 324126 | 2549 | 0 | 1360014 |  | 8.16% | 20499 | 13579 | 18890 | 198 | 2627 | 55793 | 1.5165e-05
PUD No. 1 of Benton County | Northwest Power Area (NWPA) - U.S. Systems | 1994 | 0 | 4.41 | 580824 | 427933 | 373897 | 2645 | 0 | 1385299 |  | 8.17% | 26264 | 9815 | 0 | 0 | 0 | 36079 | 9.8063e-06
PUD No. 1 of Benton County | Northwest Power Area (NWPA) - U.S. Systems | 1995 | 0 | 3.81 | 582842 | 699319 | 87168 | 2828 | 0 | 1372157 |  | 8.17% | 20150 | 0 | 19959 | 0 | 0 | 40109 | 1.0902e-05
PUD No. 1 of Benton County | Northwest Power Area (NWPA) - U.S. Systems | 1996 | 0 | 5.61 | 635123 | 768465 | 207464 | 2747 | 0 | 1613799 |  | 8.17% | 140921 | 61688 | 18920 | 1605 | 17257 | 240391 | 6.5339e-05
PUD No. 1 of Benton County | Northwest Power Area (NWPA) - U.S. Systems | 1997 | 0 | 4.12 | 607517 | 779511 | 203218 | 3174 | 1056 | 1594476 |  | 8.17% | 252047 | 208589 | 20963 | 3197 | 34012 | 518808 | 0.00014101
PUD No. 1 of Benton County | Northwest Power Area (NWPA) - U.S. Systems | 1998 | 0 | 4.1 | 597305 | 827777 | 232546 | 3221 | 1691 | 1662540 |  | 8.18% | 8862 | 4199 | 239 | 80 | 274 | 13654 | 3.7112e-06
PUD No. 1 of Benton County | Northwest Power Area (NWPA) - U.S. Systems | 1999 | 0 | 3.38 | 594533 | 903146 | 219640 | 3355 | 1731 | 1722405 |  | 8.18% | 3358 | 9980 | 2500 | 111 | 769 | 16718 | 4.544e-06
PUD No. 1 of Benton County | Northwest Power Area (NWPA) - U.S. Systems | 2000 | 0 | 3.37 | 636952 | 916184 | 220913 | 3503 | 1705 | 1779257 |  | 8.18% | 45785 | 13481 | 11751 | 82 | 8204 | 79303 | 2.1555e-05
PUD No. 1 of Benton County | Northwest Power Area (NWPA) - U.S. Systems | 2001 | 0 | 4.37 | 617763 | 868163 | 70897 | 0 | 5284 | 1562107 |  | 8.18% | 37886 | 16387 | 16309 | 215 | 26135 | 96932 | 2.6346e-05
PUD No. 1 of Benton County | Northwest Power Area (NWPA) - U.S. Systems | 2002 | 0 | 3.13 | 622196 | 879500 | 80551 | 0 | 5431 | 1587678 |  | 8.19% | 210481 | 43737 | 16168 | 73 | 48369 | 318828 | 8.6658e-05
PUD No. 1 of Benton County | Northwest Power Area (NWPA) - U.S. Systems | 2003 | 0 | 4 | 604618 | 918079 | 58054 | 0 | 0 | 1580751 |  | 8.2% | 38171 | 19225 | 555 | 240 | 28250 | 86441 | 2.3495e-05
PUD No. 1 of Benton County | Northwest Power Area (NWPA) - U.S. Systems | 2004 | 0 | 3.74 | 621386 | 906189 | 69479 | 0 | 0 | 1597054 |  | 8.2% | 100216 | 24040 | 36551 | 63 | 28602 | 189472 | 5.1499e-05
PUD No. 1 of Benton County | Northwest Power Area (NWPA) - U.S. Systems | 2005 | 0 | 4.01 | 622639 | 528932 | 450937 | 0 | 0 | 1602508 |  | 8.21% | 1634681 | 1061684 | 1374361 | 0 | 0 | 4070726 | 0.0011064
PUD No. 1 of Benton County | Northwest Power Area (NWPA) - U.S. Systems | 2006 | 0 | 3.28 | 632213 | 517993 | 405504 | 0 | 0 | 1555710 |  | 8.22% | 16030 | 22739 | 0 | 0 | 0 | 38769 | 1.0537e-05
PUD No. 1 of Chelan County | Northwest Power Area (NWPA) - U.S. Systems | 1988 | 0 | 1.53 | 463157 | 329562 | 274619 | 2612 | 12416 | 1082366 |  | 8.22% | 62292 | 4748 | 1735 | 79 | 41089 | 109943 | 2.9883e-05
PUD No. 1 of Chelan County | Northwest Power Area (NWPA) - U.S. Systems | 1989 | 0 | 1.49 | 525577 | 302535 | 265821 | 2523 | 14196 | 1110652 |  | 8.22% | 10990501 | 9100592 | 19506885 | 101475 | 588369 | 40287822 | 0.01095
PUD No. 1 of Chelan County | Northwest Power Area (NWPA) - U.S. Systems | 1990 | 0 | -0.54 | 515050 | 313558 | 270311 | 2549 | 18966 | 1120434 |  | 8.23% | 17370 | 8976 | 0 | 125 | 10532 | 37003 | 1.0057e-05
PUD No. 1 of Chelan County | Northwest Power Area (NWPA) - U.S. Systems | 1991 | 0 | 0.8 | 563737 | 331362 | 268300 | 2607 | 19051 | 1185057 |  | 8.23% | 45387 | 15497 | 10910 | 85 | 7694 | 79573 | 2.1628e-05
PUD No. 1 of Chelan County | Northwest Power Area (NWPA) - U.S. Systems | 1992 | 0 | 0.41 | 531677 | 337210 | 268163 | 2667 | 18153 | 1157870 |  | 8.24% | 1603 | 435 | 0 | 100 | 0 | 2138 | 5.8111e-07
PUD No. 1 of Chelan County | Northwest Power Area (NWPA) - U.S. Systems | 1993 | 0 | 5.82 | 617526 | 371427 | 250389 | 1174 | 23344 | 1263860 |  | 8.24% | 1603 | 435 | 0 | 100 | 0 | 2138 | 5.8111e-07
PUD No. 1 of Chelan County | Northwest Power Area (NWPA) - U.S. Systems | 1994 | 0 | 0.9 | 225442 | 376585 | 274414 | 2687 | 22690 | 901818 |  | 8.24% | 1603 | 435 | 0 | 100 | 0 | 2138 | 5.8111e-07
PUD No. 1 of Chelan County | Northwest Power Area (NWPA) - U.S. Systems | 1995 | 0 | 0.08 | 576632 | 388968 | 251280 | 2757 | 61970 | 1281607 |  | 8.24% | 28156 | 10150 | 0 | 0 | 0 | 38306 | 1.0412e-05
PUD No. 1 of Chelan County | Northwest Power Area (NWPA) - U.S. Systems | 1996 | 0 | 0.92 | 612483 | 450481 | 183743 | 2769 | 65819 | 1315295 |  | 8.24% | 53599 | 21035 | 2329 | 0 | 0 | 76963 | 2.0919e-05
PUD No. 1 of Chelan County | Northwest Power Area (NWPA) - U.S. Systems | 1997 | 0 | 0.08 | 619028 | 399609 | 260067 | 2788 | 61818 | 1343310 |  | 8.24% | 95944 | 12138 | 2021 | 257 | 2024 | 112384 | 3.0546e-05
PUD No. 1 of Chelan County | Northwest Power Area (NWPA) - U.S. Systems | 1998 | 0 | 0.32 | 587156 | 394487 | 255865 | 2823 | 65985 | 1306316 |  | 8.24% | 39912 | 15146 | 89097 | 712 | 34710 | 179577 | 4.8809e-05
PUD No. 1 of Chelan County | Northwest Power Area (NWPA) - U.S. Systems | 1999 | 0 | 3.49 | 608726 | 385841 | 273374 | 2670 | 63824 | 1334435 |  | 8.24% | 234584 | 104075 | 164393 | 0 | 0 | 503052 | 0.00013673
PUD No. 1 of Chelan County | Northwest Power Area (NWPA) - U.S. Systems | 2000 | 0 | 4.95 | 610976 | 398752 | 279284 | 2745 | 58258 | 1350015 |  | 8.25% | 32952 | 21482 | 0 | 0 | 3122 | 57556 | 1.5644e-05
PUD No. 1 of Chelan County | Northwest Power Area (NWPA) - U.S. Systems | 2001 | 0 | 5.3 | 617906 | 384115 | 266731 | 0 | 63520 | 1332272 |  | 8.25% | 31549 | 28818 | 10053 | 395 | 1832 | 72647 | 1.9746e-05
PUD No. 1 of Chelan County | Northwest Power Area (NWPA) - U.S. Systems | 2002 | 0 | 6.81 | 613010 | 377361 | 253679 | 0 | 68148 | 1312198 |  | 8.25% | 63372 | 69237 | 20100 | 681 | 2954 | 156344 | 4.2495e-05
PUD No. 1 of Chelan County | Northwest Power Area (NWPA) - U.S. Systems | 2003 | 0 | 3.22 | 610392 | 461128 | 263391 | 0 | 0 | 1334911 |  | 8.25% | 1867806 | 1939320 | 2837895 | 41999 | 88377 | 6775397 | 0.0018416
PUD No. 1 of Chelan County | Northwest Power Area (NWPA) - U.S. Systems | 2004 | 0 | 2.98 | 629438 | 418164 | 312989 | 0 | 0 | 1360591 |  | 8.26% | 1800 | 300 | 0 | 0 | 10 | 2110 | 5.735e-07
PUD No. 1 of Chelan County | Northwest Power Area (NWPA) - U.S. Systems | 2005 | 0 | 2.2 | 665318 | 426774 | 331004 | 0 | 0 | 1423096 |  | 8.26% | 40385 | 18208 | 14777 | 83 | 9312 | 82765 | 2.2496e-05
PUD No. 1 of Chelan County | Northwest Power Area (NWPA) - U.S. Systems | 2006 | 0 | 1.94 | 706350 | 441434 | 339881 | 0 | 0 | 1487665 |  | 8.26% | 102531 | 32294 | 0 | 369 | 33004 | 168198 | 4.5717e-05
PUD No. 1 of Clallam County | Northwest Power Area (NWPA) - U.S. Systems | 1988 | 0 | 5.54 | 275842 | 54075 | 60329 | 619 | 9953 | 400818 |  | 8.27% | 30644 | 2356 | 0 | 0 | 6521 | 39521 | 1.0742e-05
PUD No. 1 of Clallam County | Northwest Power Area (NWPA) - U.S. Systems | 1989 | 0 | 6.59 | 292652 | 55711 | 59258 | 614 | 10808 | 419043 |  | 8.28% | 33742 | 26166 | 10015 | 405 | 1727 | 72055 | 1.9585e-05
PUD No. 1 of Clallam County | Northwest Power Area (NWPA) - U.S. Systems | 1990 | 0 | 8.03 | 295322 | 57050 | 66377 | 619 | 10978 | 430346 |  | 8.29% | 51879 | 11641 | 0 | 475 | 11318 | 75313 | 2.047e-05
PUD No. 1 of Clallam County | Northwest Power Area (NWPA) - U.S. Systems | 1991 | 0 | 5.07 | 314950 | 57501 | 67356 | 640 | 10845 | 451292 |  | 8.29% | 72281 | 37639 | 0 | 122 | 0 | 110042 | 2.991e-05
PUD No. 1 of Clallam County | Northwest Power Area (NWPA) - U.S. Systems | 1992 | 0 | 7.36 | 297298 | 55327 | 74578 | 660 | 10080 | 437943 |  | 8.3% | 3130 | 204 | 25 | 0 | 0 | 3359 | 9.1298e-07
PUD No. 1 of Clallam County | Northwest Power Area (NWPA) - U.S. Systems | 1993 | 0 | 5.5 | 334333 | 58584 | 76221 | 713 | 11195 | 481046 |  | 8.3% | 10745 | 5755 | 0 | 0 | 0 | 16500 | 4.4847e-06
PUD No. 1 of Clallam County | Northwest Power Area (NWPA) - U.S. Systems | 1994 | 0 | 5.43 | 329312 | 55272 | 75078 | 775 | 11723 | 472160 |  | 8.3% | 59798 | 70298 | 25510 | 0 | 0 | 155606 | 4.2294e-05
PUD No. 1 of Clallam County | Northwest Power Area (NWPA) - U.S. Systems | 1995 | 0 | 6.32 | 330696 | 54702 | 77223 | 796 | 11663 | 475080 |  | 8.31% | 10007 | 7245 | 0 | 0 | 0 | 17252 | 4.6891e-06
PUD No. 1 of Clallam County | Northwest Power Area (NWPA) - U.S. Systems | 1996 | 0 | 6.74 | 361479 | 56294 | 90607 | 838 | 12501 | 521719 |  | 8.31% | 28420 | 4091 | 0 | 0 | 3097 | 35608 | 9.6783e-06
PUD No. 1 of Clallam County | Northwest Power Area (NWPA) - U.S. Systems | 1997 | 0 | 1.28 | 360698 | 55268 | 87484 | 517 | 12471 | 516438 |  | 8.31% | 30999 | 26781 | 9946 | 463 | 1759 | 69948 | 1.9012e-05
PUD No. 1 of Clallam County | Northwest Power Area (NWPA) - U.S. Systems | 1998 | 0 | 6.84 | 356962 | 55057 | 91511 | 532 | 12547 | 516609 |  | 8.31% | 37226 | 28505 | 25880 | 0 | 0 | 91611 | 2.49e-05
PUD No. 1 of Clallam County | Northwest Power Area (NWPA) - U.S. Systems | 1999 | 0 | 4 | 388815 | 58802 | 103092 | 604 | 14764 | 566077 |  | 8.31% | 38970 | 33081 | 37752 | 0 | 0 | 109803 | 2.9845e-05
PUD No. 1 of Clallam County | Northwest Power Area (NWPA) - U.S. Systems | 2000 | 0 | 4.7 | 395455 | 58265 | 106812 | 771 | 15704 | 577007 |  | 8.31% | 117385 | 15375 | 10530 | 131 | 4295 | 147716 | 4.0149e-05
PUD No. 1 of Clallam County | Northwest Power Area (NWPA) - U.S. Systems | 2001 | 0 | 4.21 | 382165 | 56201 | 104345 | 0 | 14861 | 557572 |  | 8.31% | 24313 | 12416 | 71552 | 39 | 89653 | 197973 | 5.3809e-05
PUD No. 1 of Clallam County | Northwest Power Area (NWPA) - U.S. Systems | 2002 | 0 | 5.23 | 381314 | 56221 | 107175 | 0 | 15399 | 560109 |  | 8.32% | 16643 | 24042 | 17621 | 120 | 2960 | 61386 | 1.6685e-05
PUD No. 1 of Clallam County | Northwest Power Area (NWPA) - U.S. Systems | 2003 | 0 | 5.21 | 379610 | 71343 | 106737 | 0 | 0 | 557690 |  | 8.32% | 84205 | 41675 | 0 | 134 | 0 | 126014 | 3.4251e-05
PUD No. 1 of Clallam County | Northwest Power Area (NWPA) - U.S. Systems | 2004 | 0 | 3.51 | 385366 | 72252 | 108955 | 0 | 0 | 566573 |  | 8.32% | 57940 | 18844 | 35065 | 208 | 72381 | 184438 | 5.0131e-05
PUD No. 1 of Clallam County | Northwest Power Area (NWPA) - U.S. Systems | 2005 | 0 | 5.5 | 402235 | 73851 | 119820 | 0 | 0 | 595906 |  | 8.32% | 233486 | 375981 | 0 | 0 | 137374 | 746841 | 0.00020299
PUD No. 1 of Clallam County | Northwest Power Area (NWPA) - U.S. Systems | 2006 | 0 | 5.13 | 420184 | 75099 | 156085 | 0 | 0 | 651368 |  | 8.33% | 3170 | 169 | 18 | 0 | 0 | 3357 | 9.1244e-07
PUD No. 1 of Cowlitz County | Northwest Power Area (NWPA) - U.S. Systems | 1988 | 0 | 1.21 | 635593 | 297686 | 1794326 | 5570 | 3109 | 2736284 |  | 8.33% | 21123 | 36715 | 6054 | 0 | 0 | 63892 | 1.7366e-05
PUD No. 1 of Cowlitz County | Northwest Power Area (NWPA) - U.S. Systems | 1989 | 0 | 1.18 | 661036 | 288577 | 1853717 | 5633 | 3346 | 2812309 |  | 8.33% | 69044 | 4345 | 5670 | 0 | 36914 | 115973 | 3.1522e-05
PUD No. 1 of Cowlitz County | Northwest Power Area (NWPA) - U.S. Systems | 1990 | 0 | 1.98 | 658093 | 302526 | 3176256 | 5666 | 4486 | 4147027 |  | 8.34% | 49684 | 4190 | 3936 | 0 | 0 | 57810 | 1.5713e-05
PUD No. 1 of Cowlitz County | Northwest Power Area (NWPA) - U.S. Systems | 1991 | 0 | 0.76 | 694653 | 318080 | 3194721 | 5720 | 3976 | 4217150 |  | 8.34% | 38552 | 20271 | 72489 | 714 | 36477 | 168503 | 4.5799e-05
PUD No. 1 of Cowlitz County | Northwest Power Area (NWPA) - U.S. Systems | 1992 | 0 | 1.36 | 620644 | 307945 | 3466499 | 5711 | 3405 | 4404204 |  | 8.35% | 1878 | 997 | 0 | 0 | 0 | 2875 | 7.8143e-07
PUD No. 1 of Cowlitz County | Northwest Power Area (NWPA) - U.S. Systems | 1993 | 0 | 1.14 | 701732 | 321941 | 3529454 | 5776 | 3398 | 4562301 |  | 8.35% | 3381 | 1244 | 0 | 0 | 0 | 4625 | 1.2571e-06
PUD No. 1 of Cowlitz County | Northwest Power Area (NWPA) - U.S. Systems | 1994 | 0 | 0.63 | 689368 | 331219 | 3677562 | 5864 | 3339 | 4707352 |  | 8.35% | 2083 | 625 | 435 | 0 | 17431 | 20574 | 5.5921e-06
PUD No. 1 of Cowlitz County | Northwest Power Area (NWPA) - U.S. Systems | 1995 | 0 | 0.89 | 676107 | 333002 | 3535439 | 5933 | 4491 | 4554972 |  | 8.35% | 62105 | 67071 | 21029 | 843 | 4287 | 155335 | 4.222e-05
PUD No. 1 of Cowlitz County | Northwest Power Area (NWPA) - U.S. Systems | 1996 | 0 | 0.71 | 731873 | 349212 | 2940148 | 5982 | 5845 | 4033060 |  | 8.36% | 6984 | 6228 | 0 | 0 | 142 | 13354 | 3.6296e-06
PUD No. 1 of Cowlitz County | Northwest Power Area (NWPA) - U.S. Systems | 1997 | 0 | 0.99 | 731153 | 351982 | 3175618 | 6221 | 6191 | 4271165 |  | 8.36% | 18189 | 14585 | 12425 | 0 | 0 | 45199 | 1.2285e-05
PUD No. 1 of Cowlitz County | Northwest Power Area (NWPA) - U.S. Systems | 1998 | 0 | 1.29 | 723216 | 354912 | 3039259 | 6462 | 4257 | 4128106 |  | 8.36% | 47469 | 30788 | 30514 | 169 | 8760 | 117700 | 3.1991e-05
PUD No. 1 of Cowlitz County | Northwest Power Area (NWPA) - U.S. Systems | 1999 | 0 | 0.58 | 786313 | 372954 | 2783554 | 6597 | 5341 | 3954759 |  | 8.37% | 2001 | 609 | 415 | 0 | 14411 | 17436 | 4.7391e-06
PUD No. 1 of Cowlitz County | Northwest Power Area (NWPA) - U.S. Systems | 2000 | 0 | 0.64 | 770674 | 381795 | 3054311 | 6521 | 3451 | 4216752 |  | 8.38% | 2426 | 298 | 0 | 0 | 20 | 2744 | 7.4582e-07
PUD No. 1 of Cowlitz County | Northwest Power Area (NWPA) - U.S. Systems | 2001 | 0 | 1.71 | 743917 | 368841 | 3259731 | 0 | 9832 | 4382321 |  | 8.38% | 66637 | 4772 | 11198 | 0 | 8601 | 91208 | 2.4791e-05
PUD No. 1 of Cowlitz County | Northwest Power Area (NWPA) - U.S. Systems | 2002 | 0 | 0.11 | 712930 | 364651 | 3077041 | 0 | 14346 | 4168968 |  | 8.38% | 35000 | 15000 | 16000 | 200 | 29800 | 96000 | 2.6093e-05
PUD No. 1 of Cowlitz County | Northwest Power Area (NWPA) - U.S. Systems | 2003 | 0 | 0.55 | 684110 | 362576 | 3170660 | 0 | 0 | 4217346 |  | 8.39% | 6328 | 5119 | 0 | 0 | 202 | 11649 | 3.1662e-06
PUD No. 1 of Cowlitz County | Northwest Power Area (NWPA) - U.S. Systems | 2004 | 0 | 0.78 | 676096 | 361261 | 3198574 | 0 | 0 | 4235931 |  | 8.39% | 17115 | 5209 | 236 | 38 | 1799 | 24397 | 6.6312e-06
PUD No. 1 of Cowlitz County | Northwest Power Area (NWPA) - U.S. Systems | 2005 | 0 | 0.51 | 725791 | 376132 | 3282938 | 0 | 0 | 4384861 |  | 8.39% | 93990 | 44587 | 0 | 154 | 0 | 138731 | 3.7707e-05
PUD No. 1 of Cowlitz County | Northwest Power Area (NWPA) - U.S. Systems | 2006 | 0 | 0.49 | 791227 | 393524 | 3422215 | 0 | 0 | 4606966 |  | 8.39% | 128915 | 30157 | 0 | 133 | 6836 | 166041 | 4.513e-05
PUD No. 1 of Douglas County | Northwest Power Area (NWPA) - U.S. Systems | 1988 | 0 | 0.21 | 228426 | 75747 | 238743 | 792 | 57704 | 601412 |  | 8.4% | 13016 | 0 | 5761 | 0 | 0 | 18777 | 5.1036e-06
PUD No. 1 of Douglas County | Northwest Power Area (NWPA) - U.S. Systems | 1989 | 0 | 0.28 | 245997 | 81504 | 218428 | 812 | 55759 | 602500 |  | 8.4% | 39129 | 38096 | 0 | 0 | 0 | 77225 | 2.099e-05
PUD No. 1 of Douglas County | Northwest Power Area (NWPA) - U.S. Systems | 1990 | 0 | 2.09 | 232981 | 82094 | 221888 | 821 | 50771 | 588555 |  | 8.4% | 55993 | 4105 | 11434 | 0 | 6283 | 77815 | 2.115e-05
PUD No. 1 of Douglas County | Northwest Power Area (NWPA) - U.S. Systems | 1991 | 0 | 1.64 | 262421 | 83617 | 187785 | 859 | 57731 | 592413 |  | 8.41% | 31862 | 5315 | 0 | 0 | 3390 | 40567 | 1.1026e-05
PUD No. 1 of Douglas County | Northwest Power Area (NWPA) - U.S. Systems | 1992 | 0 | 2.23 | 243622 | 83420 | 171117 | 859 | 54426 | 553444 |  | 8.41% | 51393 | 1506 | 0 | 20 | 2508 | 55427 | 1.5065e-05
PUD No. 1 of Douglas County | Northwest Power Area (NWPA) - U.S. Systems | 1993 | 0 | 1.81 | 293443 | 93518 | 211206 | 900 | 51246 | 650313 |  | 8.41% | 80007 | 165257 | 0 | 198 | 10447 | 255909 | 6.9557e-05
PUD No. 1 of Douglas County | Northwest Power Area (NWPA) - U.S. Systems | 1994 | 0 | 1.87 | 270469 | 108270 | 240822 | 947 | 62834 | 683342 |  | 8.42% | 19039 | 12963 | 15729 | 191 | 2783 | 50705 | 1.3782e-05
PUD No. 1 of Douglas County | Northwest Power Area (NWPA) - U.S. Systems | 1995 | 0 | 1.95 | 281485 | 108580 | 238891 | 900 | 59921 | 689777 |  | 8.42% | 119156 | 41922 | 0 | 52 | 14128 | 175258 | 4.7635e-05
PUD No. 1 of Douglas County | Northwest Power Area (NWPA) - U.S. Systems | 1996 | 0 | 2.26 | 310620 | 114319 | 237875 | 980 | 62313 | 726107 |  | 8.42% | 83478 | 54732 | 0 | 83 | 39804 | 178097 | 4.8407e-05
PUD No. 1 of Douglas County | Northwest Power Area (NWPA) - U.S. Systems | 1997 | 0 | 1.69 | 300779 | 117645 | 240501 | 1080 | 78336 | 738341 |  | 8.43% | 24688 | 10575 | 0 | 296 | 0 | 35559 | 9.665e-06
PUD No. 1 of Douglas County | Northwest Power Area (NWPA) - U.S. Systems | 1998 | 0 | 2.8 | 300197 | 120228 | 172973 | 1334 | 65372 | 660104 |  | 8.43% | 36061 | 18974 | 58653 | 711 | 31750 | 146149 | 3.9724e-05
PUD No. 1 of Douglas County | Northwest Power Area (NWPA) - U.S. Systems | 1999 | 0 | 2.29 | 307497 | 121707 | 91071 | 1415 | 64599 | 586289 |  | 8.43% | 160799 | 23884 | 121 | 474 | 153 | 185431 | 5.04e-05
PUD No. 1 of Douglas County | Northwest Power Area (NWPA) - U.S. Systems | 2000 | 0 | 3.84 | 314462 | 128494 | 428 | 1433 | 66819 | 511636 |  | 8.43% | 147166 | 45115 | 29945 | 159 | 6544 | 228929 | 6.2223e-05
PUD No. 1 of Douglas County | Northwest Power Area (NWPA) - U.S. Systems | 2001 | 0 | 5.45 | 312993 | 125195 | 141 | 0 | 66296 | 504625 |  | 8.45% | 34376 | 28287 | 9784 | 386 | 1740 | 74573 | 2.0269e-05
PUD No. 1 of Douglas County | Northwest Power Area (NWPA) - U.S. Systems | 2002 | 0 | 12.63 | 319777 | 125397 | 0 | 0 | 66971 | 512145 |  | 8.45% | 99899 | 14201 | 2204 | 255 | 2389 | 118948 | 3.233e-05
PUD No. 1 of Douglas County | Northwest Power Area (NWPA) - U.S. Systems | 2003 | 0 | 4.56 | 319857 | 197177 | 0 | 0 | 0 | 517034 |  | 8.45% | 117554 | 30567 | 9840 | 0 | 7360 | 165321 | 4.4935e-05
PUD No. 1 of Douglas County | Northwest Power Area (NWPA) - U.S. Systems | 2004 | 0 | 0 | 333594 | 205891 | 0 | 0 | 0 | 539485 |  | 8.46% | 21077 | 15821 | 0 | 36 | 1893 | 38827 | 1.0553e-05
PUD No. 1 of Douglas County | Northwest Power Area (NWPA) - U.S. Systems | 2005 | 0 | 1.06 | 338778 | 171205 | 40581 | 0 | 0 | 550564 |  | 8.46% | 48334 | 4718 | 14052 | 0 | 0 | 67104 | 1.8239e-05
PUD No. 1 of Douglas County | Northwest Power Area (NWPA) - U.S. Systems | 2006 | 0 | 1.07 | 364329 | 175238 | 36593 | 0 | 0 | 576160 |  | 8.46% | 54190 | 48022 | 22019 | 0 | 0 | 124231 | 3.3766e-05
PUD No. 1 of Ferry County | Northwest Power Area (NWPA) - U.S. Systems | 1988 | 0 | 6.8 | 22463 | 26961 | 14542 | 42 | 1634 | 65642 |  | 8.46% | 114560 | 32320 | 25744 | 93 | 4031 | 176748 | 4.804e-05
PUD No. 1 of Ferry County | Northwest Power Area (NWPA) - U.S. Systems | 1989 | 0 | 6.56 | 24760 | 16203 | 26468 | 47 | 1354 | 68832 |  | 8.46% | 129700 | 40521 | 13538 | 0 | 0 | 183759 | 4.9946e-05
PUD No. 1 of Ferry County | Northwest Power Area (NWPA) - U.S. Systems | 1990 | 0 | 4.52 | 24724 | 17141 | 61091 | 76 | 914 | 103946 |  | 8.47% | 33909 | 23952 | 0 | 0 | 3634 | 61495 | 1.6714e-05
PUD No. 1 of Ferry County | Northwest Power Area (NWPA) - U.S. Systems | 1991 | 0 | 3.59 | 27630 | 16672 | 72416 | 79 | 1001 | 117798 |  | 8.49% | 3967 | 0 | 0 | 0 | 0 | 3967 | 1.0782e-06
PUD No. 1 of Ferry County | Northwest Power Area (NWPA) - U.S. Systems | 1992 | 0 | 4.16 | 27314 | 16613 | 73090 | 79 | 1460 | 118556 |  | 8.49% | 3715 | 8600 | 0 | 0 | 994 | 13309 | 3.6174e-06
PUD No. 1 of Ferry County | Northwest Power Area (NWPA) - U.S. Systems | 1993 | 0 | 4.16 | 30645 | 17961 | 66388 | 80 | 759 | 115833 |  | 8.49% | 17242 | 37208 | 0 | 43 | 2007 | 56500 | 1.5357e-05
PUD No. 1 of Ferry County | Northwest Power Area (NWPA) - U.S. Systems | 1994 | 0 | 4.36 | 29269 | 17814 | 64694 | 81 | 1490 | 113348 |  | 8.49% | 60752 | 73155 | 21601 | 0 | 0 | 155508 | 4.2267e-05
PUD No. 1 of Ferry County | Northwest Power Area (NWPA) - U.S. Systems | 1995 | 0 | 4.76 | 30621 | 17205 | 56215 | 81 | 1487 | 105609 |  | 8.49% | 124781 | 32080 | 13302 | 0 | 5703 | 175866 | 4.7801e-05
PUD No. 1 of Ferry County | Northwest Power Area (NWPA) - U.S. Systems | 1996 | 0 | 4.76 | 32755 | 16928 | 59972 | 81 | 1171 | 110907 |  | 8.5% | 115686 | 9048 | 3252 | 0 | 0 | 127986 | 3.4787e-05
PUD No. 1 of Ferry County | Northwest Power Area (NWPA) - U.S. Systems | 1997 | 0 | 4.18 | 32447 | 17854 | 63746 | 81 | 876 | 115004 |  | 8.5% | 96515 | 45694 | 0 | 134 | 0 | 142343 | 3.8689e-05
PUD No. 1 of Ferry County | Northwest Power Area (NWPA) - U.S. Systems | 1998 | 0 | 3.14 | 30522 | 17424 | 63046 | 81 | 1020 | 112093 |  | 8.5% | 59323 | 73265 | 6998 | 636 | 2649 | 142871 | 3.8833e-05
PUD No. 1 of Ferry County | Northwest Power Area (NWPA) - U.S. Systems | 1999 | 0 | 4.6 | 31815 | 17265 | 60255 | 97 | 854 | 110286 |  | 8.51% | 23387 | 3206 | 1425 | 58 | 25817 | 53893 | 1.4648e-05
PUD No. 1 of Ferry County | Northwest Power Area (NWPA) - U.S. Systems | 2000 | 0 | 9.75 | 33013 | 17008 | 52824 | 107 | 1337 | 104289 |  | 8.51% | 48601 | 4841 | 12998 | 196 | 45 | 66681 | 1.8124e-05
PUD No. 1 of Ferry County | Northwest Power Area (NWPA) - U.S. Systems | 2001 | 0 | 2.93 | 31827 | 16332 | 41798 | 0 | 1265 | 91222 |  | 8.53% | 8607 | 5238 | 0 | 0 | 449 | 14294 | 3.8851e-06
PUD No. 1 of Ferry County | Northwest Power Area (NWPA) - U.S. Systems | 2002 | 0 | 3.81 | 31016 | 16045 | 37076 | 0 | 1382 | 85519 |  | 8.53% | 9975 | 4093 | 752 | 262 | 1407 | 16489 | 4.4817e-06
PUD No. 1 of Ferry County | Northwest Power Area (NWPA) - U.S. Systems | 2003 | 0 | 7.41 | 30672 | 17181 | 17011 | 0 | 0 | 64864 |  | 8.53% | 33783 | 28730 | 11324 | 400 | 1981 | 76218 | 2.0716e-05
PUD No. 1 of Ferry County | Northwest Power Area (NWPA) - U.S. Systems | 2004 | 0 | 6.9 | 31463 | 15804 | 35461 | 0 | 0 | 82728 |  | 8.53% | 60824 | 69272 | 13373 | 681 | 646 | 144796 | 3.9356e-05
PUD No. 1 of Ferry County | Northwest Power Area (NWPA) - U.S. Systems | 2005 | 0 | 4.71 | 32911 | 16190 | 33576 | 0 | 0 | 82677 |  | 8.53% | 24912 | 12374 | 70548 | 39 | 114472 | 222345 | 6.0434e-05
PUD No. 1 of Ferry County | Northwest Power Area (NWPA) - U.S. Systems | 2006 | 0 | 7.69 | 33364 | 16217 | 11421 | 0 | 0 | 61002 |  | 8.54% | 34104 | 43206 | 0 | 404 | 2009 | 79723 | 2.1669e-05
PUD No. 1 of Franklin County | Northwest Power Area (NWPA) - U.S. Systems | 1988 | 0 | 6.78 | 201532 | 245785 | 0 | 2156 | 112378 | 561851 |  | 8.54% | 94482 | 10975 | 30995 | 145 | 937 | 137534 | 3.7382e-05
PUD No. 1 of Franklin County | Northwest Power Area (NWPA) - U.S. Systems | 1989 | 0 | 5.84 | 204186 | 252017 | 0 | 2220 | 111555 | 569978 |  | 8.55% | 1929 | 1076 | 0 | 0 | 0 | 3005 | 8.1676e-07
PUD No. 1 of Franklin County | Northwest Power Area (NWPA) - U.S. Systems | 1990 | 0 | 5.69 | 201784 | 250564 | 0 | 2257 | 117690 | 572295 |  | 8.55% | 9519 | 6272 | 215 | 0 | 0 | 16006 | 4.3505e-06
PUD No. 1 of Franklin County | Northwest Power Area (NWPA) - U.S. Systems | 1991 | 0 | 6.27 | 218535 | 261921 | 0 | 2312 | 112469 | 595237 |  | 8.55% | 13210 | 9432 | 0 | 0 | 0 | 22642 | 6.1541e-06
PUD No. 1 of Franklin County | Northwest Power Area (NWPA) - U.S. Systems | 1992 | 0 | 6.37 | 208188 | 272273 | 0 | 2401 | 112630 | 595492 |  | 8.55% | 37194 | 34163 | 12877 | 0 | 0 | 84234 | 2.2895e-05
PUD No. 1 of Franklin County | Northwest Power Area (NWPA) - U.S. Systems | 1993 | 0 | 5.29 | 232868 | 287648 | 0 | 2397 | 102629 | 625542 |  | 8.56% | 35848 | 24788 | 18803 | 0 | 2319 | 81758 | 2.2222e-05
PUD No. 1 of Franklin County | Northwest Power Area (NWPA) - U.S. Systems | 1994 | 0 | 5.59 | 217599 | 288174 | 0 | 2397 | 123572 | 631742 |  | 8.56% | 545226 | 84636 | 113501 | 0 | 0 | 743363 | 0.00020205
PUD No. 1 of Franklin County | Northwest Power Area (NWPA) - U.S. Systems | 1995 | 0 | 6.67 | 214543 | 312618 | 0 | 3136 | 99234 | 629531 |  | 8.57% | 2913 | 341 | 0 | 0 | 22 | 3276 | 8.9042e-07
PUD No. 1 of Franklin County | Northwest Power Area (NWPA) - U.S. Systems | 1996 | 0 | 4.99 | 234193 | 323032 | 0 | 3280 | 109710 | 670215 |  | 8.58% | 55737 | 35143 | 755 | 0 | 0 | 91635 | 2.4907e-05
PUD No. 1 of Franklin County | Northwest Power Area (NWPA) - U.S. Systems | 1997 | 0 | 5.69 | 227102 | 337350 | 0 | 3313 | 109477 | 677242 |  | 8.58% | 46034 | 25125 | 42259 | 188 | 8466 | 122072 | 3.3179e-05
PUD No. 1 of Franklin County | Northwest Power Area (NWPA) - U.S. Systems | 1998 | 0 | 6.34 | 225358 | 358003 | 0 | 3362 | 120731 | 707454 |  | 8.58% | 90918 | 42569 | 0 | 132 | 0 | 133619 | 3.6318e-05
PUD No. 1 of Franklin County | Northwest Power Area (NWPA) - U.S. Systems | 1999 | 0 | 4.76 | 233486 | 375981 | 0 | 3514 | 126753 | 739734 |  | 8.59% | 2183 | 2115 | 33 | 0 | 22066 | 26397 | 7.1748e-06
PUD No. 1 of Franklin County | Northwest Power Area (NWPA) - U.S. Systems | 2000 | 0 | 7.5 | 240826 | 375470 | 0 | 3460 | 115669 | 735425 |  | 8.59% | 25115 | 3910 | 2080 | 56 | 24118 | 55279 | 1.5025e-05
PUD No. 1 of Franklin County | Northwest Power Area (NWPA) - U.S. Systems | 2001 | 0 | 8.32 | 233486 | 375981 | 0 | 0 | 137374 | 746841 |  | 8.59% | 45937 | 4474 | 9474 | 199 | 45 | 60129 | 1.6343e-05
PUD No. 1 of Franklin County | Northwest Power Area (NWPA) - U.S. Systems | 2002 | 0 | 2.1 | 240467 | 379269 | 0 | 0 | 137164 | 756900 |  | 8.59% | 86035 | 23293 | 0 | 267 | 27996 | 137591 | 3.7397e-05
PUD No. 1 of Franklin County | Northwest Power Area (NWPA) - U.S. Systems | 2003 | 0 | 11.39 | 242882 | 507654 | 0 | 0 | 0 | 750536 |  | 8.59% | 78081 | 49931 | 0 | 84 | 30116 | 158212 | 4.3002e-05
PUD No. 1 of Franklin County | Northwest Power Area (NWPA) - U.S. Systems | 2004 | 0 | 8.81 | 261981 | 388366 | 136898 | 0 | 0 | 787245 |  | 8.59% | 85253 | 186061 | 0 | 209 | 8042 | 279565 | 7.5986e-05
PUD No. 1 of Franklin County | Northwest Power Area (NWPA) - U.S. Systems | 2005 | 0 | 6.43 | 275018 | 398235 | 137175 | 0 | 0 | 810428 |  | 8.6% | 34271 | 7309 | 4251 | 0 | 0 | 45831 | 1.2457e-05
PUD No. 1 of Franklin County | Northwest Power Area (NWPA) - U.S. Systems | 2006 | 0 | 5.04 | 281972 | 292118 | 261691 | 0 | 0 | 835781 |  | 8.6% | 26911 | 4279 | 1637 | 0 | 42016 | 74843 | 2.0342e-05
PUD No. 1 of Grays Harbor County | Northwest Power Area (NWPA) - U.S. Systems | 1988 | 0 | 3.49 | 467357 | 213075 | 407327 | 5357 | 0 | 1093116 |  | 8.6% | 25649 | 12732 | 22134 | 39 | 98885 | 159439 | 4.3336e-05
PUD No. 1 of Grays Harbor County | Northwest Power Area (NWPA) - U.S. Systems | 1989 | 0 | 3.47 | 485957 | 217740 | 413828 | 5254 | 0 | 1122779 |  | 8.61% | 62235 | 28756 | 16723 | 0 | 403 | 108117 | 2.9386e-05
PUD No. 1 of Grays Harbor County | Northwest Power Area (NWPA) - U.S. Systems | 1990 | 0 | 5.14 | 479147 | 217791 | 415388 | 4506 | 0 | 1116832 |  | 8.61% | 70755 | 4838 | 1983 | 0 | 41358 | 118934 | 3.2326e-05
PUD No. 1 of Grays Harbor County | Northwest Power Area (NWPA) - U.S. Systems | 1991 | 0 | 2.34 | 513411 | 60187 | 395688 | 4099 | 163080 | 1136465 |  | 8.61% | 104824 | 32056 | 0 | 82 | 2552 | 139514 | 3.792e-05
PUD No. 1 of Grays Harbor County | Northwest Power Area (NWPA) - U.S. Systems | 1992 | 0 | 1.77 | 493287 | 222257 | 364842 | 3760 | 0 | 1084146 |  | 8.61% | 107916 | 25216 | 32729 | 526 | 351 | 166738 | 4.532e-05
PUD No. 1 of Grays Harbor County | Northwest Power Area (NWPA) - U.S. Systems | 1993 | 0 | 4.53 | 500503 | 222447 | 236904 | 3297 | 0 | 963151 |  | 8.62% | 663 | 0 | 0 | 0 | 0 | 663 | 1.802e-07
PUD No. 1 of Grays Harbor County | Northwest Power Area (NWPA) - U.S. Systems | 1994 | 0 | 2.93 | 508031 | 230805 | 289065 | 3336 | 0 | 1031237 |  | 8.62% | 33625 | 2869 | 4584 | 0 | 0 | 41078 | 1.1165e-05
PUD No. 1 of Grays Harbor County | Northwest Power Area (NWPA) - U.S. Systems | 1995 | 0 | 1.55 | 524898 | 227736 | 285887 | 3073 | 0 | 1041594 |  | 8.62% | 110415 | 13325 | 8631 | 130 | 4724 | 137225 | 3.7298e-05
PUD No. 1 of Grays Harbor County | Northwest Power Area (NWPA) - U.S. Systems | 1996 | 0 | 5.74 | 511970 | 231503 | 259712 | 3350 | 0 | 1006535 |  | 8.62% | 89300 | 84685 | 0 | 187 | 0 | 174172 | 4.734e-05
PUD No. 1 of Grays Harbor County | Northwest Power Area (NWPA) - U.S. Systems | 1997 | 0 | -4.86 | 504761 | 232997 | 253098 | 3415 | 0 | 994271 |  | 8.62% | 86589 | 170296 | 143008 | 0 | 0 | 399893 | 0.00010869
PUD No. 1 of Grays Harbor County | Northwest Power Area (NWPA) - U.S. Systems | 1998 | 0 | 7.05 | 496106 | 234486 | 273367 | 2651 | 0 | 1006610 |  | 8.63% | 84987 | 48272 | 0 | 104 | 214199 | 347562 | 9.4468e-05
PUD No. 1 of Grays Harbor County | Northwest Power Area (NWPA) - U.S. Systems | 1999 | 0 | 5.93 | 546725 | 252461 | 298902 | 2607 | 0 | 1100695 |  | 8.64% | 13200 | 0 | 6900 | 0 | 0 | 20100 | 5.4632e-06
PUD No. 1 of Grays Harbor County | Northwest Power Area (NWPA) - U.S. Systems | 2000 | 0 | 5.66 | 533691 | 250234 | 320672 | 2463 | 0 | 1107060 |  | 8.64% | 19830 | 29766 | 1942 | 0 | 2550 | 54088 | 1.4701e-05
PUD No. 1 of Grays Harbor County | Northwest Power Area (NWPA) - U.S. Systems | 2001 | 0 | 10.64 | 505166 | 249279 | 271149 | 0 | 2422 | 1028016 |  | 8.64% | 68237 | 12649 | 0 | 171 | 27483 | 108540 | 2.9501e-05
PUD No. 1 of Grays Harbor County | Northwest Power Area (NWPA) - U.S. Systems | 2002 | 0 | 0.5 | 482339 | 249644 | 268503 | 0 | 2371 | 1002857 |  | 8.64% | 89856 | 11009 | 29629 | 147 | 1418 | 132059 | 3.5894e-05
PUD No. 1 of Grays Harbor County | Northwest Power Area (NWPA) - U.S. Systems | 2003 | 0 | 0.92 | 457132 | 250605 | 274936 | 0 | 0 | 982673 |  | 8.64% | 370852 | 71903 | 0 | 392 | 7002 | 450149 | 0.00012235
PUD No. 1 of Grays Harbor County | Northwest Power Area (NWPA) - U.S. Systems | 2004 | 0 | 1.84 | 458203 | 251327 | 270061 | 0 | 0 | 979591 |  | 8.66% | 8859 | 13442 | 0 | 0 | 0 | 22301 | 6.0615e-06
PUD No. 1 of Grays Harbor County | Northwest Power Area (NWPA) - U.S. Systems | 2005 | 0 | 4.94 | 471230 | 258622 | 249182 | 0 | 0 | 979034 |  | 8.66% | 46856 | 6151 | 2041 | 0 | 0 | 55048 | 1.4962e-05
PUD No. 1 of Grays Harbor County | Northwest Power Area (NWPA) - U.S. Systems | 2006 | 0 | 0.36 | 486892 | 262830 | 243109 | 0 | 0 | 992831 |  | 8.66% | 49161 | 4814 | 14246 | 0 | 0 | 68221 | 1.8543e-05
PUD No. 1 of Kittitas County | Northwest Power Area (NWPA) - U.S. Systems | 1988 | 0 | 10.68 | 25226 | 5275 | 5343 | 7 | 0 | 35851 |  | 8.66% | 184311 | 39311 | 16344 | 58 | 45339 | 285363 | 7.7562e-05
PUD No. 1 of Kittitas County | Northwest Power Area (NWPA) - U.S. Systems | 1989 | 0 | 10.23 | 30891 | 3275 | 4326 | 8 | 0 | 38500 |  | 8.67% | 18468 | 0 | 21667 | 0 | 0 | 40135 | 1.0909e-05
PUD No. 1 of Kittitas County | Northwest Power Area (NWPA) - U.S. Systems | 1990 | 0 | 12.22 | 26000 | 8000 | 0 | 0 | 5500 | 39500 |  | 8.67% | 24668 | 3659 | 1856 | 57 | 33127 | 63367 | 1.7223e-05
PUD No. 1 of Kittitas County | Northwest Power Area (NWPA) - U.S. Systems | 1991 | 0 | 9.01 | 29500 | 3800 | 5900 | 10 | 5100 | 44310 |  | 8.67% | 89608 | 7871 | 3454 | 0 | 9483 | 110416 | 3.0011e-05
PUD No. 1 of Kittitas County | Northwest Power Area (NWPA) - U.S. Systems | 1992 | 0 | 11.62 | 28473 | 11063 | 0 | 10 | 4644 | 44190 |  | 8.68% | 14316 | 10018 | 0 | 36 | 1701 | 26071 | 7.0861e-06
PUD No. 1 of Kittitas County | Northwest Power Area (NWPA) - U.S. Systems | 1993 | 0 | 8.02 | 32850 | 12114 | 0 | 10 | 5050 | 50024 |  | 8.68% | 40257 | 12404 | 0 | 0 | 7136 | 59797 | 1.6253e-05
PUD No. 1 of Kittitas County | Northwest Power Area (NWPA) - U.S. Systems | 1994 | 0 | 0 | 31661 | 4492 | 8825 | 10 | 4485 | 49473 |  | 8.68% | 31314 | 18498 | 10547 | 0 | 0 | 60359 | 1.6406e-05
PUD No. 1 of Kittitas County | Northwest Power Area (NWPA) - U.S. Systems | 1995 | 0 | 0 | 33435 | 4450 | 9015 | 10 | 4941 | 51851 |  | 8.68% | 34839 | 23984 | 24429 | 0 | 2342 | 85594 | 2.3265e-05
PUD No. 1 of Kittitas County | Northwest Power Area (NWPA) - U.S. Systems | 1996 | 0 | 10.29 | 36304 | 5197 | 9767 | 10 | 5049 | 56327 |  | 8.68% | 122206 | 16362 | 10921 | 143 | 3430 | 153062 | 4.1603e-05
PUD No. 1 of Kittitas County | Northwest Power Area (NWPA) - U.S. Systems | 1997 | 0 | 7.43 | 36676 | 9264 | 5219 | 14 | 4922 | 56095 |  | 8.69% | 32596 | 8415 | 332 | 0 | 0 | 41343 | 1.1237e-05
PUD No. 1 of Kittitas County | Northwest Power Area (NWPA) - U.S. Systems | 1998 | 0 | 8.94 | 35736 | 5668 | 7605 | 10 | 4825 | 53844 |  | 8.69% | 38491 | 45700 | 3484 | 0 | 0 | 87675 | 2.383e-05
PUD No. 1 of Kittitas County | Northwest Power Area (NWPA) - U.S. Systems | 1999 | 0 | 7.8 | 38937 | 6100 | 5980 | 11 | 5452 | 56480 |  | 8.7% | 11000 | 9000 | 0 | 0 | 0 | 20000 | 5.436e-06
PUD No. 1 of Kittitas County | Northwest Power Area (NWPA) - U.S. Systems | 2000 | 0 | 10.18 | 40486 | 6556 | 6767 | 11 | 6018 | 59838 |  | 8.7% | 22881 | 21982 | 18437 | 0 | 0 | 63300 | 1.7205e-05
PUD No. 1 of Kittitas County | Northwest Power Area (NWPA) - U.S. Systems | 2001 | 0 | 6.13 | 40858 | 12989 | 0 | 0 | 5236 | 59083 |  | 8.7% | 42623 | 7812 | 0 | 32 | 32257 | 82724 | 2.2485e-05
PUD No. 1 of Kittitas County | Northwest Power Area (NWPA) - U.S. Systems | 2002 | 0 | 8.68 | 40257 | 12404 | 0 | 0 | 7136 | 59797 |  | 8.7% | 38672 | 18406 | 1999 | 0 | 30064 | 89141 | 2.4229e-05
PUD No. 1 of Kittitas County | Northwest Power Area (NWPA) - U.S. Systems | 2003 | 0 | 10.57 | 40853 | 18835 | 0 | 0 | 0 | 59688 |  | 8.7% | 87561 | 10370 | 30860 | 144 | 815 | 129750 | 3.5266e-05
PUD No. 1 of Kittitas County | Northwest Power Area (NWPA) - U.S. Systems | 2004 | 0 | 6.6 | 43873 | 14386 | 5264 | 0 | 0 | 63523 |  | 8.7% | 131861 | 37802 | 19651 | 78 | 70293 | 259685 | 7.0583e-05
PUD No. 1 of Kittitas County | Northwest Power Area (NWPA) - U.S. Systems | 2005 | 0 | 11.08 | 44314 | 7290 | 10239 | 0 | 0 | 61843 |  | 8.71% | 9458 | 0 | 0 | 0 | 6285 | 15743 | 4.279e-06
PUD No. 1 of Kittitas County | Northwest Power Area (NWPA) - U.S. Systems | 2006 | 0 | 7.44 | 49721 | 12696 | 6624 | 0 | 0 | 69041 |  | 8.71% | 43389 | 4139 | 9974 | 200 | 1 | 57703 | 1.5684e-05
PUD No. 1 of Klickitat County | Northwest Power Area (NWPA) - U.S. Systems | 1988 | 0 | 6.41 | 93400 | 21600 | 82700 | 400 | 19900 | 218000 |  | 8.71% | 44169 | 27487 | 15476 | 0 | 0 | 87132 | 2.3683e-05
PUD No. 1 of Klickitat County | Northwest Power Area (NWPA) - U.S. Systems | 1989 | 0 | 6.08 | 96000 | 22900 | 107700 | 400 | 19000 | 246000 |  | 8.72% | 8872 | 4085 | 0 | 0 | 0 | 12957 | 3.5217e-06
PUD No. 1 of Klickitat County | Northwest Power Area (NWPA) - U.S. Systems | 1990 | 0 | 5.63 | 94800 | 23500 | 101200 | 400 | 19250 | 239150 |  | 8.72% | 12415 | 8496 | 280 | 0 | 0 | 21191 | 5.7598e-06
PUD No. 1 of Klickitat County | Northwest Power Area (NWPA) - U.S. Systems | 1991 | 0 | 6.31 | 101150 | 24150 | 117390 | 400 | 20290 | 263380 |  | 8.72% | 28740 | 4629 | 119 | 0 | 3031 | 36519 | 9.9259e-06
PUD No. 1 of Klickitat County | Northwest Power Area (NWPA) - U.S. Systems | 1992 | 0 | 7.05 | 96356 | 23413 | 117768 | 407 | 20021 | 257965 |  | 8.72% | 29415 | 16125 | 22065 | 0 | 0 | 67605 | 1.8375e-05
PUD No. 1 of Klickitat County | Northwest Power Area (NWPA) - U.S. Systems | 1993 | 0 | 6.41 | 110194 | 24883 | 121747 | 395 | 19067 | 276286 |  | 8.72% | 134638 | 57538 | 0 | 0 | 0 | 192176 | 5.2234e-05
PUD No. 1 of Klickitat County | Northwest Power Area (NWPA) - U.S. Systems | 1994 | 0 | 5.88 | 105216 | 24533 | 127440 | 398 | 22981 | 280568 |  | 8.72% | 203981 | 41908 | 15490 | 68 | 42109 | 303556 | 8.2507e-05
PUD No. 1 of Klickitat County | Northwest Power Area (NWPA) - U.S. Systems | 1995 | 0 | 6.87 | 107566 | 25329 | 126788 | 405 | 21041 | 281129 |  | 8.73% | 13639 | 2245 | 0 | 0 | 0 | 15884 | 4.3173e-06
PUD No. 1 of Klickitat County | Northwest Power Area (NWPA) - U.S. Systems | 1996 | 0 | 5.31 | 115329 | 26415 | 119605 | 410 | 23192 | 284951 |  | 8.73% | 48147 | 4900 | 12033 | 196 | 25 | 65301 | 1.7749e-05
PUD No. 1 of Klickitat County | Northwest Power Area (NWPA) - U.S. Systems | 1997 | 0 | 3.25 | 120614 | 66173 | 76655 | 431 | 23033 | 286906 |  | 8.73% | 46438 | 6428 | 0 | 35 | 14054 | 66955 | 1.8198e-05
PUD No. 1 of Klickitat County | Northwest Power Area (NWPA) - U.S. Systems | 1998 | 0 | 1.36 | 113996 | 74309 | 85523 | 408 | 21870 | 296106 |  | 8.73% | 158000 | 44000 | 41000 | 1000 | 78000 | 322000 | 8.752e-05
PUD No. 1 of Klickitat County | Northwest Power Area (NWPA) - U.S. Systems | 1999 | 0 | 0.52 | 119691 | 82289 | 87821 | 967 | 23391 | 314159 |  | 8.73% | 323242 | 59854 | 22466 | 85 | 44284 | 449931 | 0.00012229
PUD No. 1 of Klickitat County | Northwest Power Area (NWPA) - U.S. Systems | 2000 | 0 | 4.56 | 119909 | 85455 | 165112 | 990 | 25571 | 397037 |  | 8.74% | 1880 | 1867 | 137 | 0 | 0 | 3884 | 1.0557e-06
PUD No. 1 of Klickitat County | Northwest Power Area (NWPA) - U.S. Systems | 2001 | 0 | 3.59 | 108345 | 86572 | 253656 | 0 | 23361 | 471934 |  | 8.74% | 119549 | 30587 | 10882 | 0 | 7230 | 168248 | 4.573e-05
PUD No. 1 of Klickitat County | Northwest Power Area (NWPA) - U.S. Systems | 2002 | 0 | 5.12 | 117315 | 74649 | 253783 | 0 | 22722 | 468469 |  | 8.74% | 127555 | 40381 | 12031 | 0 | 0 | 179967 | 4.8915e-05
PUD No. 1 of Klickitat County | Northwest Power Area (NWPA) - U.S. Systems | 2003 | 0 | 0.75 | 116579 | 104093 | 115176 | 0 | 0 | 335848 |  | 8.74% | 1800807 | 1886372 | 2753781 | 45784 | 86995 | 6573739 | 0.0017868
PUD No. 1 of Klickitat County | Northwest Power Area (NWPA) - U.S. Systems | 2004 | 0 | 2.11 | 120213 | 107339 | 40561 | 0 | 0 | 268113 |  | 8.75% | 2744 | 251 | 0 | 0 | 20 | 3015 | 8.1948e-07
PUD No. 1 of Klickitat County | Northwest Power Area (NWPA) - U.S. Systems | 2005 | 0 | 7.4 | 119451 | 107041 | 55758 | 0 | 0 | 282250 |  | 8.75% | 36572 | 20797 | 0 | 0 | 0 | 57369 | 1.5593e-05
PUD No. 1 of Klickitat County | Northwest Power Area (NWPA) - U.S. Systems | 2006 | 0 | 5.46 | 129767 | 106524 | 55273 | 0 | 0 | 291564 |  | 8.75% | 21749 | 3890 | 5005 | 0 | 141288 | 171932 | 4.6731e-05
PUD No. 1 of Lewis County | Northwest Power Area (NWPA) - U.S. Systems | 1988 | 0 | 5.87 | 281524 | 90950 | 162321 | 1166 | 55650 | 591611 |  | 8.75% | 455779 | 58933 | 107338 | 231 | 0 | 622281 | 0.00016914
PUD No. 1 of Lewis County | Northwest Power Area (NWPA) - U.S. Systems | 1989 | 0 | 3.52 | 307200 | 98300 | 175700 | 58500 | 1500 | 641200 |  | 8.76% | 10414 | 3576 | 640 | 579 | 886 | 16095 | 4.3747e-06
PUD No. 1 of Lewis County | Northwest Power Area (NWPA) - U.S. Systems | 1990 | 0 | 5.67 | 300300 | 102400 | 181100 | 58400 | 1000 | 643200 |  | 8.76% | 12886 | 9734 | 340 | 0 | 0 | 22960 | 6.2406e-06
PUD No. 1 of Lewis County | Northwest Power Area (NWPA) - U.S. Systems | 1991 | 0 | 4.51 | 319600 | 105200 | 160700 | 58300 | 1200 | 645000 |  | 8.76% | 46295 | 13803 | 0 | 0 | 0 | 60098 | 1.6335e-05
PUD No. 1 of Lewis County | Northwest Power Area (NWPA) - U.S. Systems | 1992 | 0 | 6.03 | 300298 | 106655 | 137163 | 56877 | 1907 | 602900 |  | 8.76% | 70207 | 34984 | 0 | 153 | 236349 | 341693 | 9.2873e-05
PUD No. 1 of Lewis County | Northwest Power Area (NWPA) - U.S. Systems | 1993 | 0 | 6.08 | 333433 | 114160 | 114191 | 1170 | 88350 | 651304 |  | 8.77% | 14569 | 8368 | 0 | 0 | 0 | 22937 | 6.2343e-06
PUD No. 1 of Lewis County | Northwest Power Area (NWPA) - U.S. Systems | 1994 | 0 | 5.52 | 335484 | 121512 | 153320 | 1175 | 59900 | 671391 |  | 8.77% | 67237 | 4842 | 11229 | 0 | 6018 | 89326 | 2.4279e-05
PUD No. 1 of Lewis County | Northwest Power Area (NWPA) - U.S. Systems | 1995 | 0 | 5.05 | 342543 | 122913 | 148482 | 1200 | 59717 | 674855 |  | 8.77% | 76580 | 51029 | 0 | 0 | 0 | 127609 | 3.4684e-05
PUD No. 1 of Lewis County | Northwest Power Area (NWPA) - U.S. Systems | 1996 | 0 | 6.71 | 376098 | 127629 | 164481 | 1812 | 55935 | 725955 |  | 8.77% | 178083 | 134218 | 59541 | 559 | 10700 | 383101 | 0.00010413
PUD No. 1 of Lewis County | Northwest Power Area (NWPA) - U.S. Systems | 1997 | 0 | 6.79 | 367880 | 123809 | 194028 | 1000 | 33632 | 720349 |  | 8.77% | 374067 | 69510 | 0 | 389 | 7120 | 451086 | 0.00012261
PUD No. 1 of Lewis County | Northwest Power Area (NWPA) - U.S. Systems | 1998 | 0 | 6.41 | 371463 | 126045 | 179739 | 1099 | 47849 | 726195 |  | 8.78% | 2679 | 250 | 0 | 0 | 51 | 2980 | 8.0997e-07
PUD No. 1 of Lewis County | Northwest Power Area (NWPA) - U.S. Systems | 1999 | 0 | 5.8 | 404049 | 133864 | 159472 | 1178 | 63223 | 761786 |  | 8.78% | 8658 | 7373 | 1592 | 0 | 0 | 17623 | 4.79e-06
PUD No. 1 of Lewis County | Northwest Power Area (NWPA) - U.S. Systems | 2000 | 0 | 5.74 | 398092 | 137699 | 172036 | 1225 | 66570 | 775622 |  | 8.78% | 31180 | 7072 | 4970 | 0 | 0 | 43222 | 1.1748e-05
PUD No. 1 of Lewis County | Northwest Power Area (NWPA) - U.S. Systems | 2001 | 0 | 4.5 | 388640 | 135051 | 166536 | 0 | 63180 | 753407 |  | 8.78% | 26626 | 3930 | 1816 | 0 | 44786 | 77158 | 2.0972e-05
PUD No. 1 of Lewis County | Northwest Power Area (NWPA) - U.S. Systems | 2002 | 0 | 5.57 | 383542 | 134138 | 172514 | 0 | 61930 | 752124 |  | 8.79% | 45314 | 13936 | 15635 | 0 | 15015 | 89900 | 2.4435e-05
PUD No. 1 of Lewis County | Northwest Power Area (NWPA) - U.S. Systems | 2003 | 0 | 6.01 | 380946 | 203613 | 187814 | 0 | 0 | 772373 |  | 8.8% | 37079 | 20672 | 34503 | 0 | 0 | 92254 | 2.5075e-05
PUD No. 1 of Lewis County | Northwest Power Area (NWPA) - U.S. Systems | 2004 | 0 | 4.72 | 392013 | 209818 | 190867 | 0 | 0 | 792698 |  | 8.8% | 49952 | 16497 | 26092 | 0 | 0 | 92541 | 2.5153e-05
PUD No. 1 of Lewis County | Northwest Power Area (NWPA) - U.S. Systems | 2005 | 0 | 6.14 | 395293 | 212734 | 200254 | 0 | 0 | 808281 |  | 8.8% | 120681 | 37078 | 0 | 69 | 8372 | 166200 | 4.5173e-05
PUD No. 1 of Lewis County | Northwest Power Area (NWPA) - U.S. Systems | 2006 | 0 | 5.94 | 423026 | 218387 | 219644 | 0 | 0 | 861057 |  | 8.8% | 78956 | 158020 | 0 | 168 | 8565 | 245709 | 6.6784e-05
PUD No. 1 of Mason County | Northwest Power Area (NWPA) - U.S. Systems | 1988 | 0 | 9.07 | 34728 | 13280 | 0 | 12 | 0 | 48020 |  | 8.8% | 6743955 | 5698353 | 9063395 | 55173 | 66835 | 21627711 | 0.0058785
PUD No. 1 of Mason County | Northwest Power Area (NWPA) - U.S. Systems | 1989 | 0 | 7.14 | 38000 | 13000 | 0 | 1000 | 0 | 52000 |  | 8.81% | 52528 | 63917 | 21691 | 0 | 0 | 138136 | 3.7546e-05
PUD No. 1 of Mason County | Northwest Power Area (NWPA) - U.S. Systems | 1990 | 0 | 7.38 | 38142 | 13571 | 0 | 11 | 0 | 51724 |  | 8.81% | 261981 | 388366 | 136898 | 0 | 0 | 787245 | 0.00021397
PUD No. 1 of Mason County | Northwest Power Area (NWPA) - U.S. Systems | 1991 | 0 | 8.09 | 41200 | 14300 | 0 | 37 | 0 | 55537 |  | 8.83% | 16517 | 6698 | 3192 | 0 | 0 | 26407 | 7.1775e-06
PUD No. 1 of Mason County | Northwest Power Area (NWPA) - U.S. Systems | 1992 | 0 | 8.9 | 38823 | 13299 | 0 | 10 | 0 | 52132 |  | 8.83% | 34311 | 13786 | 0 | 0 | 3217 | 51314 | 1.3947e-05
PUD No. 1 of Mason County | Northwest Power Area (NWPA) - U.S. Systems | 1993 | 0 | 6.78 | 44200 | 14400 | 0 | 100 | 0 | 58700 |  | 8.83% | 1413012 | 1826432 | 1274462 | 10950 | 0 | 4524856 | 0.0012299
PUD No. 1 of Mason County | Northwest Power Area (NWPA) - U.S. Systems | 1994 | 0 | 7.65 | 44400 | 14400 | 0 | 100 | 0 | 58900 |  | 8.84% | 7790 | 3956 | 0 | 430 | 5456 | 17632 | 4.7924e-06
PUD No. 1 of Mason County | Northwest Power Area (NWPA) - U.S. Systems | 1995 | 0 | 7.25 | 44201 | 14203 | 0 | 7 | 0 | 58411 |  | 8.84% | 58908 | 65130 | 21899 | 0 | 4453 | 150390 | 4.0876e-05
PUD No. 1 of Mason County | Northwest Power Area (NWPA) - U.S. Systems | 1996 | 0 | 11.67 | 47470 | 15191 | 0 | 6 | 0 | 62667 |  | 8.85% | 40566 | 3236 | 0 | 0 | 4471 | 48273 | 1.3121e-05
PUD No. 1 of Mason County | Northwest Power Area (NWPA) - U.S. Systems | 1997 | 0 | 8.1 | 45477 | 14292 | 0 | 5 | 0 | 59774 |  | 8.85% | 39097 | 25137 | 1072 | 0 | 0 | 65306 | 1.775e-05
PUD No. 1 of Mason County | Northwest Power Area (NWPA) - U.S. Systems | 1998 | 0 | 7.91 | 45544 | 14003 | 0 | 14 | 0 | 59561 |  | 8.85% | 130000 | 31000 | 26000 | 130 | 67000 | 254130 | 6.9073e-05
PUD No. 1 of Mason County | Northwest Power Area (NWPA) - U.S. Systems | 1999 | 0 | 8.05 | 49531 | 14867 | 0 | 7 | 0 | 64405 |  | 8.86% | 2112 | 505 | 102 | 0 | 14306 | 17025 | 4.6274e-06
PUD No. 1 of Mason County | Northwest Power Area (NWPA) - U.S. Systems | 2000 | 0 | 9.55 | 48289 | 14329 | 0 | 0 | 0 | 62618 |  | 8.86% | 18131 | 18944 | 0 | 0 | 0 | 37075 | 1.0077e-05
PUD No. 1 of Mason County | Northwest Power Area (NWPA) - U.S. Systems | 2001 | 0 | 7.98 | 46642 | 13378 | 0 | 0 | 0 | 60020 |  | 8.86% | 25166 | 7403 | 4377 | 144 | 2860 | 39950 | 1.0858e-05
PUD No. 1 of Mason County | Northwest Power Area (NWPA) - U.S. Systems | 2002 | 0 | 10.45 | 46000 | 13000 | 0 | 0 | 0 | 59000 |  | 8.86% | 30261 | 17778 | 32304 | 0 | 0 | 80343 | 2.1837e-05
PUD No. 1 of Mason County | Northwest Power Area (NWPA) - U.S. Systems | 2003 | 0 | 10.74 | 46560 | 11760 | 0 | 0 | 0 | 58320 |  | 8.86% | 78642 | 39740 | 0 | 121 | 0 | 118503 | 3.2209e-05
PUD No. 1 of Mason County | Northwest Power Area (NWPA) - U.S. Systems | 2004 | 0 | 8.76 | 46295 | 13803 | 0 | 0 | 0 | 60098 |  | 8.86% | 135495 | 17360 | 11878 | 131 | 5801 | 170665 | 4.6387e-05
PUD No. 1 of Mason County | Northwest Power Area (NWPA) - U.S. Systems | 2005 | 0 | 9.18 | 47960 | 13865 | 0 | 0 | 0 | 61825 |  | 8.87% | 5023 | 2085 | 0 | 0 | 631 | 7739 | 2.1035e-06
PUD No. 1 of Mason County | Northwest Power Area (NWPA) - U.S. Systems | 2006 | 0 | 9.42 | 51316 | 15945 | 0 | 0 | 0 | 67261 |  | 8.87% | 5023 | 2085 | 0 | 0 | 631 | 7739 | 2.1035e-06
PUD No. 1 of Okanogan County | Northwest Power Area (NWPA) - U.S. Systems | 1988 | 0 | 2.7 | 222682 | 177495 | 57112 | 2043 | 50122 | 509454 |  | 8.87% | 22914 | 4922 | 1116 | 99 | 1702 | 30753 | 8.3587e-06
PUD No. 1 of Okanogan County | Northwest Power Area (NWPA) - U.S. Systems | 1989 | 0 | 4.73 | 234224 | 176388 | 49328 | 2028 | 53162 | 515130 |  | 8.87% | 30341 | 15887 | 17758 | 0 | 0 | 63986 | 1.7392e-05
PUD No. 1 of Okanogan County | Northwest Power Area (NWPA) - U.S. Systems | 1990 | 0 | 6.79 | 229311 | 173787 | 50525 | 2001 | 47429 | 503053 |  | 8.87% | 86531 | 17134 | 10002 | 0 | 5610 | 119277 | 3.242e-05
PUD No. 1 of Okanogan County | Northwest Power Area (NWPA) - U.S. Systems | 1991 | 0 | 3.35 | 249314 | 169415 | 51804 | 1985 | 57891 | 530409 |  | 8.88% | 2382 | 295 | 0 | 0 | 21 | 2698 | 7.3332e-07
PUD No. 1 of Okanogan County | Northwest Power Area (NWPA) - U.S. Systems | 1992 | 0 | 7.87 | 236707 | 170837 | 59156 | 2001 | 62335 | 531036 |  | 8.88% | 8170 | 3351 | 29 | 96 | 1800 | 13446 | 3.6546e-06
PUD No. 1 of Okanogan County | Northwest Power Area (NWPA) - U.S. Systems | 1993 | 0 | 5.21 | 277576 | 183913 | 71331 | 2000 | 49246 | 584066 |  | 8.88% | 30604 | 29178 | 13218 | 456 | 0 | 73456 | 1.9965e-05
PUD No. 1 of Okanogan County | Northwest Power Area (NWPA) - U.S. Systems | 1994 | 0 | 6.51 | 261277 | 184593 | 53985 | 2002 | 64807 | 566664 |  | 8.89% | 76943 | 6898 | 0 | 0 | 38808 | 122649 | 3.3336e-05
PUD No. 1 of Okanogan County | Northwest Power Area (NWPA) - U.S. Systems | 1995 | 0 | 5.55 | 273598 | 187859 | 45903 | 2050 | 61125 | 570535 |  | 8.89% | 73194 | 45970 | 0 | 89 | 45108 | 164361 | 4.4674e-05
PUD No. 1 of Okanogan County | Northwest Power Area (NWPA) - U.S. Systems | 1996 | 0 | 9.99 | 296045 | 195875 | 42887 | 2069 | 60617 | 597493 |  | 8.89% | 4426976 | 3511236 | 5041819 | 0 | 0 | 12980031 | 0.003528
PUD No. 1 of Okanogan County | Northwest Power Area (NWPA) - U.S. Systems | 1997 | 0 | 4.97 | 298524 | 199809 | 51704 | 2066 | 52267 | 604370 |  | 8.9% | 26064 | 3744 | 0 | 0 | 2904 | 32712 | 8.8912e-06
PUD No. 1 of Okanogan County | Northwest Power Area (NWPA) - U.S. Systems | 1998 | 0 | 5.83 | 276817 | 196394 | 44734 | 2077 | 67324 | 587346 |  | 8.9% | 38823 | 13299 | 0 | 10 | 0 | 52132 | 1.417e-05
PUD No. 1 of Okanogan County | Northwest Power Area (NWPA) - U.S. Systems | 1999 | 0 | 5.06 | 284172 | 204817 | 46312 | 1631 | 65956 | 602888 |  | 8.9% | 55101 | 13512 | 0 | 744 | 10226 | 79583 | 2.1631e-05
PUD No. 1 of Okanogan County | Northwest Power Area (NWPA) - U.S. Systems | 2000 | 0 | 7.55 | 285726 | 205052 | 42612 | 1322 | 71463 | 606175 |  | 8.9% | 104445 | 31067 | 0 | 2597 | 12052 | 150161 | 4.0814e-05
PUD No. 1 of Okanogan County | Northwest Power Area (NWPA) - U.S. Systems | 2001 | 0 | 3.48 | 281614 | 199134 | 37488 | 0 | 64538 | 582774 |  | 8.9% | 70525 | 64792 | 22323 | 0 | 0 | 157640 | 4.2847e-05
PUD No. 1 of Okanogan County | Northwest Power Area (NWPA) - U.S. Systems | 2002 | 0 | 4.13 | 261205 | 183677 | 35164 | 0 | 70686 | 550732 |  | 8.91% | 2228 | 2139 | 19805 | 0 | 0 | 24172 | 6.57e-06
PUD No. 1 of Okanogan County | Northwest Power Area (NWPA) - U.S. Systems | 2003 | 0 | 6.15 | 252535 | 255678 | 32287 | 0 | 0 | 540500 |  | 8.91% | 46107 | 30196 | 1111 | 0 | 0 | 77414 | 2.1041e-05
PUD No. 1 of Okanogan County | Northwest Power Area (NWPA) - U.S. Systems | 2004 | 0 | 3.76 | 265263 | 261460 | 46511 | 0 | 0 | 573234 |  | 8.91% | 42902 | 38036 | 0 | 280 | 0 | 81218 | 2.2075e-05
PUD No. 1 of Okanogan County | Northwest Power Area (NWPA) - U.S. Systems | 2005 | 0 | 6.23 | 262901 | 270636 | 41276 | 0 | 0 | 574813 |  | 8.92% | 2168 | 308 | 0 | 0 | 0 | 2476 | 6.7298e-07
PUD No. 1 of Okanogan County | Northwest Power Area (NWPA) - U.S. Systems | 2006 | 0 | 4.47 | 275415 | 266836 | 49237 | 0 | 0 | 591488 |  | 8.92% | 48959 | 4727 | 14544 | 0 | 0 | 68230 | 1.8545e-05
PUD No. 1 of Pend Oreille County | Northwest Power Area (NWPA) - U.S. Systems | 1988 | 0 | 2.63 | 56511 | 27933 | 39256 | 264 | 0 | 123964 |  | 8.93% | 761 | 274 | 0 | 0 | 0 | 1035 | 2.8131e-07
PUD No. 1 of Pend Oreille County | Northwest Power Area (NWPA) - U.S. Systems | 1989 | 0 | 1.6 | 60528 | 31096 | 112310 | 275 | 0 | 204209 |  | 8.93% | 39925 | 3399 | 16924 | 341 | 0 | 60589 | 1.6468e-05
PUD No. 1 of Pend Oreille County | Northwest Power Area (NWPA) - U.S. Systems | 1990 | 0 | 1.5 | 57966 | 29146 | 624359 | 290 | 0 | 711761 |  | 8.94% | 35736 | 5668 | 7605 | 10 | 4825 | 53844 | 1.4635e-05
PUD No. 1 of Pend Oreille County | Northwest Power Area (NWPA) - U.S. Systems | 1991 | 0 | 2.16 | 65492 | 31952 | 704440 | 315 | 0 | 802199 |  | 8.95% | 3691 | 2384 | 0 | 11 | 0 | 6086 | 1.6542e-06
PUD No. 1 of Pend Oreille County | Northwest Power Area (NWPA) - U.S. Systems | 1992 | 0 | 1.67 | 85682 | 31877 | 721164 | 342 | 0 | 839065 |  | 8.95% | 106889 | 12557 | 8641 | 130 | 7345 | 135562 | 3.6846e-05
PUD No. 1 of Pend Oreille County | Northwest Power Area (NWPA) - U.S. Systems | 1993 | 0 | 2.87 | 99178 | 34392 | 739919 | 343 | 0 | 873832 |  | 8.95% | 109660 | 25857 | 10598 | 0 | 3969 | 150084 | 4.0793e-05
PUD No. 1 of Pend Oreille County | Northwest Power Area (NWPA) - U.S. Systems | 1994 | 0 | 1.33 | 98454 | 34781 | 765678 | 346 | 1442 | 900701 |  | 8.96% | 42212 | 6500 | 0 | 35 | 24264 | 73011 | 1.9845e-05
PUD No. 1 of Pend Oreille County | Northwest Power Area (NWPA) - U.S. Systems | 1995 | 0 | 1.13 | 105844 | 38559 | 755900 | 348 | 2740 | 903391 |  | 8.96% | 116956 | 108098 | 0 | 0 | 0 | 225054 | 6.117e-05
PUD No. 1 of Pend Oreille County | Northwest Power Area (NWPA) - U.S. Systems | 1996 | 0 | 1.61 | 116838 | 42482 | 724926 | 344 | 3300 | 887890 |  | 8.97% | 23478 | 25070 | 0 | 0 | 0 | 48548 | 1.3195e-05
PUD No. 1 of Pend Oreille County | Northwest Power Area (NWPA) - U.S. Systems | 1997 | 0 | 1.41 | 117567 | 42408 | 713136 | 345 | 3803 | 877259 |  | 8.97% | 83327 | 53928 | 0 | 0 | 0 | 137255 | 3.7306e-05
PUD No. 1 of Pend Oreille County | Northwest Power Area (NWPA) - U.S. Systems | 1998 | 0 | 1.82 | 112202 | 41027 | 752836 | 331 | 2923 | 909319 |  | 8.98% | 2340 | 318 | 37 | 0 | 0 | 2695 | 7.3251e-07
PUD No. 1 of Pend Oreille County | Northwest Power Area (NWPA) - U.S. Systems | 1999 | 0 | 0.81 | 122276 | 43474 | 760044 | 322 | 3352 | 929468 |  | 8.98% | 3628 | 2462 | 0 | 23 | 0 | 6113 | 1.6615e-06
PUD No. 1 of Pend Oreille County | Northwest Power Area (NWPA) - U.S. Systems | 2000 | 0 | 1.42 | 126843 | 43709 | 754118 | 322 | 2428 | 927420 |  | 8.98% | 8828 | 6568 | 0 | 0 | 2164 | 17560 | 4.7728e-06
PUD No. 1 of Pend Oreille County | Northwest Power Area (NWPA) - U.S. Systems | 2001 | 0 | 1.4 | 126031 | 42837 | 687787 | 0 | 1538 | 858193 |  | 8.98% | 19957 | 23685 | 6190 | 178 | 11462 | 61472 | 1.6708e-05
PUD No. 1 of Pend Oreille County | Northwest Power Area (NWPA) - U.S. Systems | 2002 | 0 | 0.8 | 126747 | 43242 | 781274 | 0 | 2931 | 954194 |  | 8.99% | 410 | 170 | 0 | 0 | 0 | 580 | 1.5765e-07
PUD No. 1 of Pend Oreille County | Northwest Power Area (NWPA) - U.S. Systems | 2003 | 0 | 1.7 | 122838 | 45078 | 782174 | 0 | 0 | 950090 |  | 9% | 3529 | 2671 | 765 | 0 | 0 | 6965 | 1.8931e-06
PUD No. 1 of Pend Oreille County | Northwest Power Area (NWPA) - U.S. Systems | 2004 | 0 | 0.83 | 125401 | 47415 | 794724 | 0 | 0 | 967540 |  | 9% | 7701 | 4758 | 0 | 0 | 682 | 13141 | 3.5717e-06
PUD No. 1 of Pend Oreille County | Northwest Power Area (NWPA) - U.S. Systems | 2005 | 0 | 1.63 | 131586 | 49182 | 796323 | 0 | 0 | 977091 |  | 9% | 118849 | 15954 | 10299 | 141 | 5993 | 151236 | 4.1106e-05
PUD No. 1 of Pend Oreille County | Northwest Power Area (NWPA) - U.S. Systems | 2006 | 0 | 0.78 | 134260 | 51060 | 771622 | 0 | 0 | 956942 |  | 9.01% | 760 | 298 | 0 | 0 | 0 | 1058 | 2.8757e-07
PUD No. 1 of Skamania County | Northwest Power Area (NWPA) - U.S. Systems | 1988 | 0 | 6.04 | 50496 | 23550 | 29034 | 365 | 210 | 103655 |  | 9.01% | 2429 | 108 | 0 | 0 | 750 | 3287 | 8.9341e-07
PUD No. 1 of Skamania County | Northwest Power Area (NWPA) - U.S. Systems | 1989 | 0 | 5.61 | 54698 | 21486 | 33011 | 365 | 0 | 109560 |  | 9.01% | 29500 | 3800 | 5900 | 10 | 5100 | 44310 | 1.2044e-05
PUD No. 1 of Skamania County | Northwest Power Area (NWPA) - U.S. Systems | 1990 | 0 | 4.36 | 55824 | 21657 | 32589 | 397 | 186 | 110653 |  | 9.01% | 96473 | 32461 | 0 | 81 | 2343 | 131358 | 3.5703e-05
PUD No. 1 of Skamania County | Northwest Power Area (NWPA) - U.S. Systems | 1991 | 0 | 7.17 | 57283 | 22751 | 28281 | 389 | 194 | 108898 |  | 9.01% | 108104 | 81771 | 26830 | 1179 | 0 | 217884 | 5.9221e-05
PUD No. 1 of Skamania County | Northwest Power Area (NWPA) - U.S. Systems | 1992 | 0 | 6.61 | 55810 | 23673 | 11668 | 389 | 197 | 91737 |  | 9.01% | 244734 | 48339 | 49462 | 567 | 5515 | 348617 | 9.4755e-05
PUD No. 1 of Skamania County | Northwest Power Area (NWPA) - U.S. Systems | 1993 | 0 | 6.51 | 63030 | 28730 | 11795 | 389 | 197 | 104141 |  | 9.02% | 3174 | 9500 | 2570 | 0 | 1153 | 16397 | 4.4567e-06
PUD No. 1 of Skamania County | Northwest Power Area (NWPA) - U.S. Systems | 1994 | 0 | 7.17 | 60264 | 26618 | 13294 | 394 | 0 | 100570 |  | 9.02% | 42607 | 13631 | 9998 | 87 | 7088 | 73411 | 1.9953e-05
PUD No. 1 of Skamania County | Northwest Power Area (NWPA) - U.S. Systems | 1995 | 0 | 6.67 | 62408 | 26368 | 12911 | 395 | 234 | 102316 |  | 9.03% | 59357 | 68891 | 9768 | 664 | 3371 | 142051 | 3.861e-05
PUD No. 1 of Skamania County | Northwest Power Area (NWPA) - U.S. Systems | 1996 | 0 | 10.24 | 68103 | 28339 | 13292 | 401 | 237 | 110372 |  | 9.04% | 1995 | 505 | 442 | 0 | 16868 | 19810 | 5.3844e-06
PUD No. 1 of Skamania County | Northwest Power Area (NWPA) - U.S. Systems | 1997 | 0 | 6.99 | 65617 | 27381 | 14600 | 401 | 240 | 108239 |  | 9.04% | 43667 | 8041 | 0 | 32 | 32440 | 84180 | 2.288e-05
PUD No. 1 of Skamania County | Northwest Power Area (NWPA) - U.S. Systems | 1998 | 0 | 7.43 | 66127 | 26930 | 16879 | 402 | 241 | 110579 |  | 9.05% | 95739 | 23460 | 8474 | 0 | 10031 | 137704 | 3.7428e-05
PUD No. 1 of Skamania County | Northwest Power Area (NWPA) - U.S. Systems | 1999 | 0 | 5.54 | 69811 | 27006 | 17953 | 404 | 231 | 115405 |  | 9.06% | 241 | 0 | 0 | 0 | 0 | 241 | 6.5504e-08
PUD No. 1 of Skamania County | Northwest Power Area (NWPA) - U.S. Systems | 2000 | 0 | 5.83 | 71573 | 26820 | 19496 | 403 | 235 | 118527 |  | 9.06% | 16556 | 2849 | 0 | 0 | 4567 | 23972 | 6.5156e-06
PUD No. 1 of Skamania County | Northwest Power Area (NWPA) - U.S. Systems | 2001 | 0 | 8.61 | 62235 | 28756 | 16723 | 0 | 403 | 108117 |  | 9.06% | 18297 | 8519 | 0 | 119 | 0 | 26935 | 7.321e-06
PUD No. 1 of Skamania County | Northwest Power Area (NWPA) - U.S. Systems | 2002 | 0 | 7.1 | 60752 | 31256 | 19055 | 0 | 403 | 111466 |  | 9.06% | 46205 | 21366 | 40541 | 114 | 1300 | 109526 | 2.9769e-05
PUD No. 1 of Skamania County | Northwest Power Area (NWPA) - U.S. Systems | 2003 | 0 | 7.06 | 65310 | 21291 | 28161 | 0 | 0 | 114762 |  | 9.06% | 27425 | 1120 | 14507 | 0 | 122262 | 165314 | 4.4933e-05
PUD No. 1 of Skamania County | Northwest Power Area (NWPA) - U.S. Systems | 2004 | 0 | 6.24 | 68357 | 17690 | 34682 | 0 | 0 | 120729 |  | 9.07% | 36712 | 798 | 0 | 10 | 1933 | 39453 | 1.0723e-05
PUD No. 1 of Skamania County | Northwest Power Area (NWPA) - U.S. Systems | 2005 | 0 | 5.37 | 67302 | 21189 | 34468 | 0 | 0 | 122959 |  | 9.07% | 29390 | 17678 | 0 | 0 | 0 | 47068 | 1.2793e-05
PUD No. 1 of Skamania County | Northwest Power Area (NWPA) - U.S. Systems | 2006 | 0 | 12.49 | 64463 | 22707 | 32712 | 0 | 0 | 119882 |  | 9.07% | 34728 | 13280 | 0 | 12 | 0 | 48020 | 1.3052e-05
PUD No. 1 of Snohomish County | Northwest Power Area (NWPA) - U.S. Systems | 1988 | 0 | 4.8 | 2741351 | 1293840 | 899665 | 14884 | 5580 | 4955320 |  | 9.07% | 45799 | 4510 | 10645 | 200 | 40 | 61194 | 1.6633e-05
PUD No. 1 of Snohomish County | Northwest Power Area (NWPA) - U.S. Systems | 1989 | 0 | 4.12 | 2943343 | 1403500 | 944861 | 15545 | 5231 | 5312480 |  | 9.07% | 67326 | 4353 | 5664 | 0 | 30193 | 107536 | 2.9228e-05
PUD No. 1 of Snohomish County | Northwest Power Area (NWPA) - U.S. Systems | 1990 | 0 | 5.63 | 2966177 | 1481530 | 963713 | 16048 | 2223 | 5429691 |  | 9.08% | 14501 | 3497 | 0 | 57 | 1682 | 19737 | 5.3646e-06
PUD No. 1 of Snohomish County | Northwest Power Area (NWPA) - U.S. Systems | 1991 | 0 | 3.08 | 3111799 | 1547317 | 956050 | 16832 | 0 | 5631998 |  | 9.08% | 36299 | 40894 | 0 | 400 | 1917 | 79510 | 2.1611e-05
PUD No. 1 of Snohomish County | Northwest Power Area (NWPA) - U.S. Systems | 1992 | 0 | 5.4 | 2859045 | 1584617 | 960642 | 17165 | 0 | 5421469 |  | 9.09% | 13000 | 7000 | 0 | 0 | 0 | 20000 | 5.436e-06
PUD No. 1 of Snohomish County | Northwest Power Area (NWPA) - U.S. Systems | 1993 | 0 | 4.31 | 3145416 | 1675329 | 1000201 | 17943 | 0 | 5838889 |  | 9.09% | 79889 | 5572 | 11034 | 0 | 7330 | 103825 | 2.822e-05
PUD No. 1 of Snohomish County | Northwest Power Area (NWPA) - U.S. Systems | 1994 | 0 | 4.04 | 3044169 | 1726751 | 985350 | 15274 | 0 | 5771544 |  | 9.1% | 2102 | 589 | 437 | 0 | 15478 | 18606 | 5.0571e-06
PUD No. 1 of Snohomish County | Northwest Power Area (NWPA) - U.S. Systems | 1995 | 0 | 4 | 3014461 | 1783722 | 864680 | 19701 | 0 | 5682564 |  | 9.11% | 13414 | 4445 | 0 | 64 | 4211 | 22134 | 6.0161e-06
PUD No. 1 of Snohomish County | Northwest Power Area (NWPA) - U.S. Systems | 1996 | 0 | 4.21 | 3189021 | 1850409 | 988084 | 20297 | 0 | 6047811 |  | 9.11% | 63554 | 4485 | 1969 | 79 | 30511 | 100598 | 2.7343e-05
PUD No. 1 of Snohomish County | Northwest Power Area (NWPA) - U.S. Systems | 1997 | 0 | 2.57 | 3206762 | 1904259 | 1040261 | 20804 | 0 | 6172086 |  | 9.12% | 57450 | 73937 | 6392 | 647 | 3998 | 142424 | 3.8711e-05
PUD No. 1 of Snohomish County | Northwest Power Area (NWPA) - U.S. Systems | 1998 | 0 | 3.54 | 3185870 | 1990607 | 1038625 | 21503 | 0 | 6236605 |  | 9.12% | 61913 | 64186 | 25562 | 0 | 3371 | 155032 | 4.2138e-05
PUD No. 1 of Snohomish County | Northwest Power Area (NWPA) - U.S. Systems | 1999 | 0 | 4.57 | 3436872 | 2082247 | 991553 | 22221 | 0 | 6532893 |  | 9.13% | 16765 | 23896 | 0 | 43 | 3226 | 43930 | 1.194e-05
PUD No. 1 of Snohomish County | Northwest Power Area (NWPA) - U.S. Systems | 2000 | 0 | 4.94 | 3385283 | 2167521 | 949512 | 22693 | 0 | 6525009 |  | 9.13% | 106000 | 33000 | 0 | 0 | 2300 | 141300 | 3.8406e-05
PUD No. 1 of Snohomish County | Northwest Power Area (NWPA) - U.S. Systems | 2001 | 0 | 3.63 | 3215167 | 2080288 | 865613 | 0 | 23477 | 6184545 |  | 9.14% | 6511 | 22708 | 3587 | 0 | 0 | 32806 | 8.9167e-06
PUD No. 1 of Snohomish County | Northwest Power Area (NWPA) - U.S. Systems | 2002 | 0 | 2.49 | 3233187 | 2103795 | 832995 | 0 | 23695 | 6193672 |  | 9.15% | 12159 | 10333 | 0 | 0 | 0 | 22492 | 6.1134e-06
PUD No. 1 of Snohomish County | Northwest Power Area (NWPA) - U.S. Systems | 2003 | 0 | 3.88 | 3073454 | 2124000 | 867430 | 0 | 0 | 6064884 |  | 9.16% | 24310 | 7269 | 3476 | 138 | 2865 | 38058 | 1.0344e-05
PUD No. 1 of Snohomish County | Northwest Power Area (NWPA) - U.S. Systems | 2004 | 0 | 3.15 | 3129705 | 2179217 | 842789 | 0 | 0 | 6151711 |  | 9.16% | 17046 | 37168 | 0 | 43 | 1921 | 56178 | 1.5269e-05
PUD No. 1 of Snohomish County | Northwest Power Area (NWPA) - U.S. Systems | 2005 | 0 | 3.45 | 3188146 | 2266511 | 850519 | 0 | 0 | 6305176 |  | 9.17% | 38340 | 3133 | 0 | 0 | 5174 | 46647 | 1.2679e-05
PUD No. 1 of Snohomish County | Northwest Power Area (NWPA) - U.S. Systems | 2006 | 0 | 3.49 | 3309591 | 2308328 | 865568 | 0 | 0 | 6483487 |  | 9.17% | 15420 | 29238 | 2409 | 0 | 0 | 47067 | 1.2793e-05
PUD No. 1 of Wahkiakum County | Northwest Power Area (NWPA) - U.S. Systems | 1988 | 0 | 7.35 | 22461 | 4803 | 1223 | 78 | 1462 | 30027 |  | 9.18% | 8691 | 2399 | 0 | 0 | 17 | 11107 | 3.0189e-06
PUD No. 1 of Wahkiakum County | Northwest Power Area (NWPA) - U.S. Systems | 1989 | 0 | 9.22 | 23033 | 4957 | 1108 | 87 | 1487 | 30672 |  | 9.18% | 47960 | 13865 | 0 | 0 | 0 | 61825 | 1.6804e-05
PUD No. 1 of Wahkiakum County | Northwest Power Area (NWPA) - U.S. Systems | 1990 | 0 | 8.87 | 22914 | 4922 | 1116 | 99 | 1702 | 30753 |  | 9.19% | 2408 | 271 | 0 | 0 | 27 | 2706 | 7.355e-07
PUD No. 1 of Wahkiakum County | Northwest Power Area (NWPA) - U.S. Systems | 1991 | 0 | 7.45 | 24645 | 7496 | 0 | 100 | 236 | 32477 |  | 9.19% | 13158 | 5102 | 0 | 64 | 5169 | 23493 | 6.3854e-06
PUD No. 1 of Wahkiakum County | Northwest Power Area (NWPA) - U.S. Systems | 1992 | 0 | 4.22 | 21549 | 9909 | 0 | 105 | 487 | 32050 |  | 9.19% | 54938 | 14236 | 0 | 500 | 10287 | 79961 | 2.1734e-05
PUD No. 1 of Wahkiakum County | Northwest Power Area (NWPA) - U.S. Systems | 1993 | 0 | 6.66 | 23967 | 8813 | 0 | 116 | 494 | 33390 |  | 9.19% | 86701 | 56892 | 0 | 82 | 26003 | 169678 | 4.6119e-05
PUD No. 1 of Wahkiakum County | Northwest Power Area (NWPA) - U.S. Systems | 1994 | 0 | 3.81 | 24946 | 8976 | 446 | 424 | 0 | 34792 |  | 9.19% | 1943983 | 2376039 | 2669769 | 33678 | 84351 | 7107820 | 0.0019319
PUD No. 1 of Wahkiakum County | Northwest Power Area (NWPA) - U.S. Systems | 1995 | 0 | 3.54 | 23422 | 8538 | 433 | 387 | 0 | 32780 |  | 9.2% | 4046 | 0 | 0 | 0 | 0 | 4046 | 1.0997e-06
PUD No. 1 of Wahkiakum County | Northwest Power Area (NWPA) - U.S. Systems | 1996 | 0 | 5.78 | 26132 | 9662 | 422 | 380 | 0 | 36596 |  | 9.2% | 2042 | 472 | 0 | 0 | 16317 | 18831 | 5.1183e-06
PUD No. 1 of Wahkiakum County | Northwest Power Area (NWPA) - U.S. Systems | 1997 | 0 | 6.05 | 24819 | 10443 | 0 | 327 | 0 | 35589 |  | 9.2% | 19424 | 0 | 21722 | 0 | 0 | 41146 | 1.1184e-05
PUD No. 1 of Wahkiakum County | Northwest Power Area (NWPA) - U.S. Systems | 1998 | 0 | 8.43 | 24688 | 10575 | 0 | 296 | 0 | 35559 |  | 9.2% | 33430 | 17297 | 0 | 0 | 0 | 50727 | 1.3788e-05
PUD No. 1 of Wahkiakum County | Northwest Power Area (NWPA) - U.S. Systems | 1999 | 0 | 6.11 | 27024 | 10505 | 0 | 298 | 0 | 37827 |  | 9.2% | 56759 | 9040 | 10565 | 84 | 32616 | 109064 | 2.9644e-05
PUD No. 1 of Wahkiakum County | Northwest Power Area (NWPA) - U.S. Systems | 2000 | 0 | 4.5 | 27611 | 9491 | 0 | 296 | 0 | 37398 |  | 9.2% | 113472 | 30578 | 25004 | 80 | 5559 | 174693 | 4.7482e-05
PUD No. 1 of Wahkiakum County | Northwest Power Area (NWPA) - U.S. Systems | 2001 | 0 | 5.99 | 25562 | 9062 | 0 | 0 | 292 | 34916 |  | 9.21% | 6433 | 4290 | 0 | 0 | 1940 | 12663 | 3.4418e-06
PUD No. 1 of Wahkiakum County | Northwest Power Area (NWPA) - U.S. Systems | 2002 | 0 | 5.91 | 24841 | 9257 | 0 | 0 | 293 | 34391 |  | 9.22% | 23033 | 4957 | 1108 | 87 | 1487 | 30672 | 8.3367e-06
PUD No. 1 of Wahkiakum County | Northwest Power Area (NWPA) - U.S. Systems | 2003 | 0 | 7.13 | 24564 | 9502 | 0 | 0 | 0 | 34066 |  | 9.22% | 45277 | 4143 | 8550 | 200 | 1 | 58171 | 1.5811e-05
PUD No. 1 of Wahkiakum County | Northwest Power Area (NWPA) - U.S. Systems | 2004 | 0 | 2.78 | 26000 | 9000 | 0 | 0 | 0 | 35000 |  | 9.22% | 43378 | 26620 | 1108 | 0 | 0 | 71106 | 1.9327e-05
PUD No. 1 of Wahkiakum County | Northwest Power Area (NWPA) - U.S. Systems | 2005 | 0 | 8.17 | 26264 | 9815 | 0 | 0 | 0 | 36079 |  | 9.22% | 43368 | 14993 | 10679 | 94 | 7775 | 76909 | 2.0904e-05
PUD No. 1 of Wahkiakum County | Northwest Power Area (NWPA) - U.S. Systems | 2006 | 0 | 8.24 | 28156 | 10150 | 0 | 0 | 0 | 38306 |  | 9.23% | 15250 | 15923 | 3070 | 0 | 0 | 34243 | 9.3073e-06
PUD No. 1 of Whatcom County | Northwest Power Area (NWPA) - U.S. Systems | 1988 | 0 | 0 | 0 | 0 | 147361 | 0 | 0 | 147361 |  | 9.23% | 41379 | 32784 | 24075 | 135 | 6868 | 105241 | 2.8605e-05
PUD No. 1 of Whatcom County | Northwest Power Area (NWPA) - U.S. Systems | 1989 | 0 | 0 | 0 | 0 | 147900 | 0 | 0 | 147900 |  | 9.23% | 108206 | 26002 | 10762 | 0 | 3723 | 148693 | 4.0415e-05
PUD No. 1 of Whatcom County | Northwest Power Area (NWPA) - U.S. Systems | 1990 | 0 | 0 | 0 | 0 | 131886 | 0 | 0 | 131886 |  | 9.23% | 77961 | 69190 | 23930 | 0 | 0 | 171081 | 4.65e-05
PUD No. 1 of Whatcom County | Northwest Power Area (NWPA) - U.S. Systems | 1991 | 0 | 0 | 0 | 0 | 149043 | 0 | 0 | 149043 |  | 9.23% | 25339 | 12887 | 58510 | 40 | 90842 | 187618 | 5.0995e-05
PUD No. 1 of Whatcom County | Northwest Power Area (NWPA) - U.S. Systems | 1992 | 0 | 0 | 0 | 0 | 141788 | 0 | 0 | 141788 |  | 9.23% | 271472 | 253820 | 37434 | 3215 | 40635 | 606576 | 0.00016487
PUD No. 1 of Whatcom County | Northwest Power Area (NWPA) - U.S. Systems | 1993 | 0 | 0 | 0 | 0 | 139229 | 0 | 0 | 139229 |  | 9.24% | 32070 | 8289 | 288 | 0 | 0 | 40647 | 1.1048e-05
PUD No. 1 of Whatcom County | Northwest Power Area (NWPA) - U.S. Systems | 1994 | 0 | 0 | 0 | 0 | 171659 | 0 | 0 | 171659 |  | 9.24% | 28169 | 5690 | 8634 | 215 | 2242 | 44950 | 1.2217e-05
PUD No. 1 of Whatcom County | Northwest Power Area (NWPA) - U.S. Systems | 1995 | 0 | 0 | 0 | 0 | 157399 | 0 | 0 | 157399 |  | 9.24% | 29132 | 22259 | 0 | 0 | 0 | 51391 | 1.3968e-05
PUD No. 1 of Whatcom County | Northwest Power Area (NWPA) - U.S. Systems | 1996 | 0 | 0 | 0 | 177465 | 0 | 0 | 0 | 177465 |  | 9.24% | 58280 | 69013 | 20069 | 781 | 3553 | 151696 | 4.1231e-05
PUD No. 1 of Whatcom County | Northwest Power Area (NWPA) - U.S. Systems | 1997 | 0 | 0 | 0 | 0 | 162556 | 0 | 0 | 162556 |  | 9.25% | 15019 | 0 | 12868 | 0 | 0 | 27887 | 7.5797e-06
PUD No. 1 of Whatcom County | Northwest Power Area (NWPA) - U.S. Systems | 1998 | 0 | 0 | 0 | 0 | 178725 | 0 | 0 | 178725 |  | 9.25% | 32119 | 5141 | 308 | 0 | 3321 | 40889 | 1.1114e-05
PUD No. 1 of Whatcom County | Northwest Power Area (NWPA) - U.S. Systems | 1999 | 0 | 7.93 | 0 | 0 | 178805 | 0 | 0 | 178805 |  | 9.25% | 32137 | 2646 | 0 | 0 | 6704 | 41487 | 1.1276e-05
PUD No. 1 of Whatcom County | Northwest Power Area (NWPA) - U.S. Systems | 2000 | 0 | 0 | 0 | 0 | 169972 | 0 | 0 | 169972 |  | 9.25% | 35265 | 2893 | 5807 | 0 | 0 | 43965 | 1.195e-05
PUD No. 1 of Whatcom County | Northwest Power Area (NWPA) - U.S. Systems | 2001 | 0 | 6.55 | 0 | 0 | 184004 | 0 | 0 | 184004 |  | 9.25% | 63193 | 3544 | 0 | 0 | 0 | 66737 | 1.8139e-05
PUD No. 1 of Whatcom County | Northwest Power Area (NWPA) - U.S. Systems | 2002 | 0 | 0 | 0 | 0 | 182962 | 0 | 0 | 182962 |  | 9.26% | 741 | 0 | 0 | 0 | 0 | 741 | 2.0141e-07
PUD No. 1 of Whatcom County | Northwest Power Area (NWPA) - U.S. Systems | 2003 | 0 | 0 | 0 | 0 | 174110 | 0 | 0 | 174110 |  | 9.26% | 13000 | 5000 | 0 | 500 | 6000 | 24500 | 6.6591e-06
PUD No. 1 of Whatcom County | Northwest Power Area (NWPA) - U.S. Systems | 2004 | 0 | 0 | 0 | 0 | 205902 | 0 | 0 | 205902 |  | 9.27% | 3697 | 3391 | 541 | 0 | 0 | 7629 | 2.0736e-06
PUD No. 1 of Whatcom County | Northwest Power Area (NWPA) - U.S. Systems | 2005 | 0 | 0 | 0 | 0 | 207228 | 0 | 0 | 207228 |  | 9.27% | 31432 | 22616 | 20164 | 379 | 1566 | 76157 | 2.07e-05
PUD No. 1 of Whatcom County | Northwest Power Area (NWPA) - U.S. Systems | 2006 | 0 | 0 | 0 | 0 | 207705 | 0 | 0 | 207705 |  | 9.27% | 22250 | 14560 | 79929 | 0 | 12565 | 129304 | 3.5145e-05
PUD No. 2 of Grant County | Northwest Power Area (NWPA) - U.S. Systems | 1988 | 0 | 5.34 | 505904 | 665088 | 938323 | 3209 | 619 | 2113143 |  | 9.27% | 83366 | 19813 | 0 | 420 | 32409 | 136008 | 3.6967e-05
PUD No. 2 of Grant County | Northwest Power Area (NWPA) - U.S. Systems | 1989 | 0 | 1.34 | 523617 | 668340 | 969204 | 3397 | 454 | 2165012 |  | 9.27% | 155741 | 74457 | 17491 | 1483 | 11682 | 260854 | 7.0901e-05
PUD No. 2 of Grant County | Northwest Power Area (NWPA) - U.S. Systems | 1990 | 0 | 1.46 | 505444 | 690287 | 958645 | 3418 | 566 | 2158360 |  | 9.29% | 653 | 0 | 0 | 0 | 0 | 653 | 1.7749e-07
PUD No. 2 of Grant County | Northwest Power Area (NWPA) - U.S. Systems | 1991 | 0 | 1.42 | 567322 | 717743 | 1287928 | 3447 | 577 | 2577017 |  | 9.29% | 16458 | 4464 | 0 | 0 | 981 | 21903 | 5.9533e-06
PUD No. 2 of Grant County | Northwest Power Area (NWPA) - U.S. Systems | 1992 | 0 | 0.95 | 529289 | 728054 | 1303414 | 3465 | 618 | 2564840 |  | 9.29% | 35232 | 8490 | 289 | 0 | 0 | 44011 | 1.1962e-05
PUD No. 2 of Grant County | Northwest Power Area (NWPA) - U.S. Systems | 1993 | 0 | 1.71 | 618150 | 717039 | 1327534 | 3612 | 653 | 2666988 |  | 9.29% | 51975 | 1603 | 0 | 19 | 2376 | 55973 | 1.5214e-05
PUD No. 2 of Grant County | Northwest Power Area (NWPA) - U.S. Systems | 1994 | 0 | 1.73 | 574935 | 486708 | 1777145 | 3772 | 700 | 2843260 |  | 9.29% | 76790 | 47805 | 0 | 0 | 0 | 124595 | 3.3865e-05
PUD No. 2 of Grant County | Northwest Power Area (NWPA) - U.S. Systems | 1995 | 0 | 1.19 | 583768 | 488977 | 1674049 | 3888 | 771 | 2751453 |  | 9.3% | 14170 | 3060 | 220 | 12 | 0 | 17462 | 4.7462e-06
PUD No. 2 of Grant County | Northwest Power Area (NWPA) - U.S. Systems | 1996 | 0 | 1.68 | 664193 | 356462 | 1761956 | 3969 | 899 | 2787479 |  | 9.3% | 13836 | 7244 | 0 | 0 | 0 | 21080 | 5.7296e-06
PUD No. 2 of Grant County | Northwest Power Area (NWPA) - U.S. Systems | 1997 | 0 | 1.75 | 645550 | 364105 | 1729950 | 4112 | 862 | 2744579 |  | 9.3% | 332321 | 142868 | 65827 | 1886 | 0 | 542902 | 0.00014756
PUD No. 2 of Grant County | Northwest Power Area (NWPA) - U.S. Systems | 1998 | 0 | 2.12 | 610862 | 362484 | 1745939 | 4178 | 862 | 2724325 |  | 9.31% | 24205 | 0 | 23168 | 0 | 0 | 47373 | 1.2876e-05
PUD No. 2 of Grant County | Northwest Power Area (NWPA) - U.S. Systems | 1999 | 0 | 1.79 | 623709 | 376722 | 1649144 | 4192 | 2071 | 2655838 |  | 9.31% | 16594 | 32836 | 0 | 43 | 3061 | 52534 | 1.4279e-05
PUD No. 2 of Grant County | Northwest Power Area (NWPA) - U.S. Systems | 2000 | 0 | 0.89 | 656050 | 593600 | 1133366 | 3935 | 472910 | 2859861 |  | 9.31% | 111330 | 23081 | 46372 | 57 | 29762 | 210602 | 5.7242e-05
PUD No. 2 of Grant County | Northwest Power Area (NWPA) - U.S. Systems | 2001 | 0 | 1.55 | 632870 | 582561 | 1444013 | 0 | 862 | 2660306 |  | 9.32% | 2510 | 203 | 0 | 0 | 49 | 2762 | 7.5072e-07
PUD No. 2 of Grant County | Northwest Power Area (NWPA) - U.S. Systems | 2002 | 0 | 2.06 | 640353 | 511051 | 1283214 | 0 | 5123 | 2439741 |  | 9.32% | 142000 | 36000 | 25000 | 100 | 76000 | 279100 | 7.586e-05
PUD No. 2 of Grant County | Northwest Power Area (NWPA) - U.S. Systems | 2003 | 0 | 1.71 | 631001 | 520378 | 1639893 | 0 | 0 | 2791272 |  | 9.33% | 45662 | 4389 | 8440 | 200 | 37 | 58728 | 1.5962e-05
PUD No. 2 of Grant County | Northwest Power Area (NWPA) - U.S. Systems | 2004 | 0 | 2.16 | 658110 | 493694 | 1740540 | 0 | 0 | 2892344 |  | 9.34% | 2503 | 186 | 0 | 0 | 29 | 2718 | 7.3876e-07
PUD No. 2 of Grant County | Northwest Power Area (NWPA) - U.S. Systems | 2005 | 0 | 1.68 | 669081 | 647613 | 1701917 | 0 | 0 | 3018611 |  | 9.34% | 47424 | 8647 | 0 | 0 | 0 | 56071 | 1.524e-05
PUD No. 2 of Grant County | Northwest Power Area (NWPA) - U.S. Systems | 2006 | 0 | 1.09 | 704298 | 674615 | 1765003 | 0 | 0 | 3143916 |  | 9.35% | 32398 | 2666 | 0 | 0 | 7033 | 42097 | 1.1442e-05
PUD No. 2 of Pacific County | Northwest Power Area (NWPA) - U.S. Systems | 1988 | 0 | 6.45 | 135181 | 47228 | 25323 | 724 | 17884 | 226340 |  | 9.35% | 39275 | 30520 | 25850 | 3193 | 3628 | 102466 | 2.785e-05
PUD No. 2 of Pacific County | Northwest Power Area (NWPA) - U.S. Systems | 1989 | 0 | 5.72 | 145761 | 49344 | 24801 | 693 | 17450 | 238049 |  | 9.35% | 25934 | 12428 | 79006 | 39 | 84764 | 202171 | 5.495e-05
PUD No. 2 of Pacific County | Northwest Power Area (NWPA) - U.S. Systems | 1990 | 0 | 7.46 | 143882 | 50176 | 27189 | 1451 | 17135 | 239833 |  | 9.36% | 1908 | 1054 | 0 | 0 | 0 | 2962 | 8.0508e-07
PUD No. 2 of Pacific County | Northwest Power Area (NWPA) - U.S. Systems | 1991 | 0 | 2.16 | 156398 | 52912 | 25168 | 2107 | 18111 | 254696 |  | 9.36% | 9360 | 2777 | 0 | 6 | 321 | 12464 | 3.3877e-06
PUD No. 2 of Pacific County | Northwest Power Area (NWPA) - U.S. Systems | 1992 | 0 | 9.44 | 135866 | 51140 | 25707 | 870 | 17099 | 230682 |  | 9.36% | 22300 | 0 | 19160 | 0 | 0 | 41460 | 1.1269e-05
PUD No. 2 of Pacific County | Northwest Power Area (NWPA) - U.S. Systems | 1993 | 0 | 1.11 | 161387 | 60922 | 24811 | 1188 | 23802 | 272110 |  | 9.36% | 30180 | 15518 | 0 | 0 | 0 | 45698 | 1.2421e-05
PUD No. 2 of Pacific County | Northwest Power Area (NWPA) - U.S. Systems | 1994 | 0 | 5.92 | 155987 | 56915 | 23498 | 615 | 22977 | 259992 |  | 9.38% | 17254 | 4149 | 0 | 55 | 2809 | 24267 | 6.5958e-06
PUD No. 2 of Pacific County | Northwest Power Area (NWPA) - U.S. Systems | 1995 | 0 | 4.21 | 157447 | 57952 | 25706 | 617 | 22803 | 264525 |  | 9.38% | 15412 | 0 | 13283 | 0 | 0 | 28695 | 7.7994e-06
PUD No. 2 of Pacific County | Northwest Power Area (NWPA) - U.S. Systems | 1996 | 0 | 1.32 | 165033 | 61075 | 26562 | 592 | 24385 | 277647 |  | 9.38% | 28331 | 4109 | 291 | 0 | 3071 | 35802 | 9.7311e-06
PUD No. 2 of Pacific County | Northwest Power Area (NWPA) - U.S. Systems | 1997 | 0 | 2.18 | 163790 | 61672 | 27269 | 588 | 22890 | 276209 |  | 9.38% | 34883 | 28951 | 10366 | 391 | 1864 | 76455 | 2.0781e-05
PUD No. 2 of Pacific County | Northwest Power Area (NWPA) - U.S. Systems | 1998 | 0 | 6.38 | 161795 | 60568 | 28314 | 593 | 23641 | 274911 |  | 9.38% | 48842 | 31749 | 1292 | 0 | 0 | 81883 | 2.2256e-05
PUD No. 2 of Pacific County | Northwest Power Area (NWPA) - U.S. Systems | 1999 | 0 | 5.09 | 176290 | 61669 | 30064 | 592 | 24894 | 293509 |  | 9.39% | 305842 | 59579 | 14709 | 84 | 51628 | 431842 | 0.00011738
PUD No. 2 of Pacific County | Northwest Power Area (NWPA) - U.S. Systems | 2000 | 0 | 5.31 | 171655 | 86434 | 31982 | 590 | 1407 | 292068 |  | 9.4% | 11245 | 4271 | 1288 | 210 | 418 | 17432 | 4.7381e-06
PUD No. 2 of Pacific County | Northwest Power Area (NWPA) - U.S. Systems | 2001 | 0 | 1.02 | 176873 | 80380 | 28523 | 0 | 1748 | 287524 |  | 9.4% | 59406 | 3647 | 2664 | 77 | 36969 | 102763 | 2.7931e-05
PUD No. 2 of Pacific County | Northwest Power Area (NWPA) - U.S. Systems | 2002 | 0 | 2.48 | 160504 | 81382 | 28921 | 0 | 1918 | 272725 |  | 9.4% | 72575 | 6482 | 0 | 0 | 43870 | 122927 | 3.3412e-05
PUD No. 2 of Pacific County | Northwest Power Area (NWPA) - U.S. Systems | 2003 | 0 | 4.63 | 157482 | 84220 | 29800 | 0 | 0 | 271502 |  | 9.41% | 22949 | 24154 | 0 | 0 | 0 | 47103 | 1.2803e-05
PUD No. 2 of Pacific County | Northwest Power Area (NWPA) - U.S. Systems | 2004 | 0 | 11.75 | 159224 | 83029 | 30974 | 0 | 0 | 273227 |  | 9.42% | 49212 | 4976 | 10112 | 197 | 0 | 64497 | 1.753e-05
PUD No. 2 of Pacific County | Northwest Power Area (NWPA) - U.S. Systems | 2005 | 0 | 5.96 | 165674 | 84102 | 31282 | 0 | 0 | 281058 |  | 9.42% | 51316 | 15945 | 0 | 0 | 0 | 67261 | 1.8282e-05
PUD No. 2 of Pacific County | Northwest Power Area (NWPA) - U.S. Systems | 2006 | 0 | 4.97 | 175303 | 87101 | 30937 | 0 | 0 | 293341 |  | 9.43% | 2375 | 300 | 0 | 0 | 15 | 2690 | 7.3115e-07
PUD No. 3 of Mason County | Northwest Power Area (NWPA) - U.S. Systems | 1988 | 0 | 6.65 | 231778 | 105140 | 46956 | 1529 | 0 | 385403 |  | 9.43% | 16687 | 13338 | 11909 | 0 | 0 | 41934 | 1.1398e-05
PUD No. 3 of Mason County | Northwest Power Area (NWPA) - U.S. Systems | 1989 | 0 | 6.42 | 248997 | 115238 | 55077 | 1555 | 0 | 420867 |  | 9.43% | 29254 | 8211 | 3054 | 0 | 3018 | 43537 | 1.1833e-05
PUD No. 3 of Mason County | Northwest Power Area (NWPA) - U.S. Systems | 1990 | 0 | 4.99 | 254687 | 119183 | 56174 | 1608 | 0 | 431652 |  | 9.44% | 31975 | 2904 | 0 | 0 | 2031 | 36910 | 1.0032e-05
PUD No. 3 of Mason County | Northwest Power Area (NWPA) - U.S. Systems | 1991 | 0 | 4.81 | 280077 | 125173 | 52911 | 1633 | 0 | 459794 |  | 9.44% | 135866 | 51140 | 25707 | 870 | 17099 | 230682 | 6.27e-05
PUD No. 3 of Mason County | Northwest Power Area (NWPA) - U.S. Systems | 1992 | 0 | 5.62 | 265775 | 120537 | 59284 | 0 | 1666 | 447262 |  | 9.46% | 37692 | 25350 | 0 | 400 | 3925 | 67367 | 1.831e-05
PUD No. 3 of Mason County | Northwest Power Area (NWPA) - U.S. Systems | 1993 | 0 | 4.77 | 301105 | 125474 | 61684 | 1716 | 0 | 489979 |  | 9.47% | 21879 | 3132 | 1375 | 58 | 32087 | 58531 | 1.5909e-05
PUD No. 3 of Mason County | Northwest Power Area (NWPA) - U.S. Systems | 1994 | 0 | 5.19 | 305641 | 127629 | 62002 | 1810 | 0 | 497082 |  | 9.47% | 54708 | 8435 | 0 | 0 | 11105 | 74248 | 2.0181e-05
PUD No. 3 of Mason County | Northwest Power Area (NWPA) - U.S. Systems | 1995 | 0 | 3.01 | 307730 | 137170 | 64847 | 1845 | 0 | 511592 |  | 9.47% | 44251 | 8795 | 29772 | 0 | 0 | 82818 | 2.251e-05
PUD No. 3 of Mason County | Northwest Power Area (NWPA) - U.S. Systems | 1996 | 0 | 9.3 | 332321 | 142868 | 65827 | 1886 | 0 | 542902 |  | 9.47% | 36205 | 28268 | 18696 | 0 | 0 | 83169 | 2.2605e-05
PUD No. 3 of Mason County | Northwest Power Area (NWPA) - U.S. Systems | 1997 | 0 | 4.6 | 327150 | 147922 | 66435 | 1933 | 0 | 543440 |  | 9.47% | 23187 | 11688 | 72032 | 39 | 112503 | 219449 | 5.9647e-05
PUD No. 3 of Mason County | Northwest Power Area (NWPA) - U.S. Systems | 1998 | 0 | 4.94 | 329085 | 148830 | 67301 | 2159 | 0 | 547375 |  | 9.48% | 13100 | 5998 | 0 | 0 | 0 | 19098 | 5.1909e-06
PUD No. 3 of Mason County | Northwest Power Area (NWPA) - U.S. Systems | 1999 | 0 | 4.44 | 356341 | 159422 | 69422 | 1942 | 0 | 587127 |  | 9.48% | 15232 | 19506 | 0 | 0 | 0 | 34738 | 9.4419e-06
PUD No. 3 of Mason County | Northwest Power Area (NWPA) - U.S. Systems | 2000 | 0 | 2.95 | 357714 | 176972 | 64426 | 2025 | 0 | 601137 |  | 9.48% | 24687 | 3605 | 1933 | 55 | 29176 | 59456 | 1.616e-05
PUD No. 3 of Mason County | Northwest Power Area (NWPA) - U.S. Systems | 2001 | 0 | 4.92 | 344668 | 156784 | 64771 | 0 | 2031 | 568254 |  | 9.49% | 27037 | 0 | 137759 | 0 | 0 | 164796 | 4.4792e-05
PUD No. 3 of Mason County | Northwest Power Area (NWPA) - U.S. Systems | 2002 | 0 | 3.27 | 351661 | 162559 | 70992 | 0 | 2043 | 587255 |  | 9.49% | 129664 | 113985 | 0 | 0 | 0 | 243649 | 6.6224e-05
PUD No. 3 of Mason County | Northwest Power Area (NWPA) - U.S. Systems | 2003 | 0 | 4.01 | 350012 | 160837 | 64123 | 0 | 0 | 574972 |  | 9.5% | 14775 | 3650 | 0 | 0 | 1990 | 20415 | 5.5488e-06
PUD No. 3 of Mason County | Northwest Power Area (NWPA) - U.S. Systems | 2004 | 0 | 3.95 | 363915 | 164927 | 69437 | 0 | 0 | 598279 |  | 9.5% | 52080 | 3770 | 12145 | 0 | 6105 | 74100 | 2.0141e-05
PUD No. 3 of Mason County | Northwest Power Area (NWPA) - U.S. Systems | 2005 | 0 | 5.87 | 369780 | 173682 | 74794 | 0 | 0 | 618256 |  | 9.51% | 2574 | 219 | 0 | 0 | 89 | 2882 | 7.8333e-07
PUD No. 3 of Mason County | Northwest Power Area (NWPA) - U.S. Systems | 2006 | 0 | 5.51 | 389003 | 186400 | 70416 | 0 | 0 | 645819 |  | 9.51% | 1892 | 1812 | 110 | 0 | 0 | 3814 | 1.0367e-06
PacifiCorp. | Northwest Power Area (NWPA) - U.S. Systems | 1988 | 0 | 8.8 | 6743955 | 5698353 | 9063395 | 55173 | 66835 | 21627711 |  | 9.51% | 5517 | 5079 | 0 | 0 | 0 | 10596 | 2.88e-06
PacifiCorp. | Northwest Power Area (NWPA) - U.S. Systems | 1989 | 0 | 7.9 | 10765282 | 8803026 | 18877759 | 100417 | 649454 | 39195938 |  | 9.51% | 144458 | 155330 | 0 | 13962 | 0 | 313750 | 8.5278e-05
PacifiCorp. | Northwest Power Area (NWPA) - U.S. Systems | 1990 | 0 | 8.22 | 10990501 | 9100592 | 19506885 | 101475 | 588369 | 40287822 |  | 9.52% | 12000 | 0 | 0 | 0 | 7000 | 19000 | 5.1642e-06
PacifiCorp. | Northwest Power Area (NWPA) - U.S. Systems | 1991 | 0 | 7.88 | 11354201 | 9416192 | 19321651 | 102525 | 589227 | 40783796 |  | 9.52% | 49174 | 11418 | 9100 | 186 | 2634 | 72512 | 1.9709e-05
PacifiCorp. | Northwest Power Area (NWPA) - U.S. Systems | 1992 | 0 | 7.76 | 11230321 | 9732745 | 19942500 | 104716 | 501026 | 41511308 |  | 9.53% | 48432 | 12844 | 0 | 9 | 14270 | 75555 | 2.0536e-05
PacifiCorp. | Northwest Power Area (NWPA) - U.S. Systems | 1993 | 0 | 7.34 | 12054890 | 10084598 | 19671201 | 107858 | 494551 | 42413098 |  | 9.53% | 52082 | 12844 | 1562 | 188 | 9059 | 75735 | 2.0585e-05
PacifiCorp. | Northwest Power Area (NWPA) - U.S. Systems | 1994 | 0 | 7.37 | 12126780 | 10645184 | 20306149 | 109031 | 513769 | 43700913 |  | 9.53% | 61026 | 4385 | 9802 | 0 | 6200 | 81413 | 2.2128e-05
PacifiCorp. | Northwest Power Area (NWPA) - U.S. Systems | 1995 | 0 | 6.45 | 12030275 | 10797454 | 19748302 | 109588 | 481943 | 43167562 |  | 9.54% | 18480 | 11202 | 0 | 89 | 10251 | 40022 | 1.0878e-05
PacifiCorp. | Northwest Power Area (NWPA) - U.S. Systems | 1996 | 0 | 5.35 | 12818667 | 11496918 | 20332394 | 119263 | 520824 | 45288066 |  | 9.54% | 52746 | 9451 | 0 | 445 | 11041 | 73683 | 2.0027e-05
PacifiCorp. | Northwest Power Area (NWPA) - U.S. Systems | 1997 | 0 | 4.01 | 12902005 | 11867724 | 20673894 | 133416 | 571694 | 46148733 |  | 9.55% | 10711 | 3968 | 930 | 240 | 1213 | 17062 | 4.6375e-06
PacifiCorp. | Northwest Power Area (NWPA) - U.S. Systems | 1998 | 0 | 5.06 | 12968523 | 12298990 | 20965861 | 130442 | 520985 | 46884801 |  | 9.55% | 48289 | 14329 | 0 | 0 | 0 | 62618 | 1.702e-05
PacifiCorp. | Northwest Power Area (NWPA) - U.S. Systems | 1999 | 0 | 5.72 | 13032079 | 12676071 | 20248263 | 126536 | 522206 | 46605155 |  | 9.55% | 79323 | 47246 | 0 | 0 | 0 | 126569 | 3.4402e-05
PacifiCorp. | Northwest Power Area (NWPA) - U.S. Systems | 2000 | 0 | 5.78 | 13375861 | 13471314 | 20749637 | 138348 | 565313 | 48300473 |  | 9.55% | 61459 | 71079 | 8887 | 595 | 830 | 142850 | 3.8827e-05
PacifiCorp. | Northwest Power Area (NWPA) - U.S. Systems | 2001 | 0 | 6.18 | 13290941 | 13752540 | 19956199 | 0 | 708781 | 47708461 |  | 9.56% | 22094 | 6992 | 3253 | 116 | 2846 | 35301 | 9.5949e-06
PacifiCorp. | Northwest Power Area (NWPA) - U.S. Systems | 2002 | 0 | 5.22 | 13572463 | 14059858 | 18740702 | 0 | 656901 | 47029924 |  | 9.56% | 53849 | 12886 | 0 | 373 | 8662 | 75770 | 2.0594e-05
PacifiCorp. | Northwest Power Area (NWPA) - U.S. Systems | 2003 | 0 | 4.5 | 14110076 | 14931769 | 19262177 | 0 | 34529 | 48338551 |  | 9.56% | 33371 | 22075 | 23966 | 339 | 1579 | 81330 | 2.2106e-05
PacifiCorp. | Northwest Power Area (NWPA) - U.S. Systems | 2004 | 0 | 5.67 | 14187591 | 15138654 | 19454708 | 0 | 35194 | 48816147 |  | 9.56% | 71115 | 44878 | 0 | 106 | 21194 | 137293 | 3.7316e-05
PacifiCorp. | Northwest Power Area (NWPA) - U.S. Systems | 2005 | 0 | 5.92 | 14650121 | 15355491 | 19601466 | 0 | 39124 | 49646202 |  | 9.57% | 15653 | 3888 | 0 | 60 | 969 | 20570 | 5.591e-06
PacifiCorp. | Northwest Power Area (NWPA) - U.S. Systems | 2006 | 0 | 6.26 | 15334603 | 15949208 | 20471543 | 0 | 41982 | 51797336 |  | 9.57% | 25274 | 3094 | 3209 | 0 | 214 | 31791 | 8.6409e-06
Paragonah, Town of | Northwest Power Area (NWPA) - U.S. Systems | 1988 | 0 | 10.01 | 1291 | 0 | 0 | 0 | 0 | 1291 |  | 9.57% | 54558 | 52313 | 2135 | 0 | 0 | 109006 | 2.9628e-05
Paragonah, Town of | Northwest Power Area (NWPA) - U.S. Systems | 1989 | 0 | 33.73 | 1331 | 0 | 0 | 0 | 0 | 1331 |  | 9.58% | 32005 | 5273 | 0 | 0 | 3055 | 40333 | 1.0963e-05
Paragonah, Town of | Northwest Power Area (NWPA) - U.S. Systems | 1990 | 0 | 5.66 | 1484 | 0 | 0 | 0 | 0 | 1484 |  | 9.58% | 37614 | 21992 | 13673 | 74 | 8484 | 81837 | 2.2243e-05
Paragonah, Town of | Northwest Power Area (NWPA) - U.S. Systems | 1991 | 0 | 5.66 | 1484 | 0 | 0 | 0 | 0 | 1484 |  | 9.59% | 3392 | 8618 | 2570 | 0 | 1016 | 15596 | 4.239e-06
Paragonah, Town of | Northwest Power Area (NWPA) - U.S. Systems | 1992 | 0 | 5.66 | 1484 | 0 | 0 | 0 | 0 | 1484 |  | 9.59% | 41978 | 7801 | 0 | 32 | 30664 | 80475 | 2.1873e-05
Paragonah, Town of | Northwest Power Area (NWPA) - U.S. Systems | 1993 | 0 | 5.76 | 1472 | 0 | 0 | 0 | 0 | 1472 |  | 9.59% | 33080 | 9265 | 40397 | 961 | 1720 | 85423 | 2.3218e-05
Paragonah, Town of | Northwest Power Area (NWPA) - U.S. Systems | 1994 | 0 | 6.52 | 1119 | 0 | 0 | 0 | 0 | 1119 |  | 9.59% | 27474 | 1386 | 14597 | 0 | 125044 | 168501 | 4.5799e-05
Paragonah, Town of | Northwest Power Area (NWPA) - U.S. Systems | 1995 | 0 | 6.52 | 1026 | 0 | 0 | 0 | 0 | 1026 |  | 9.61% | 15762 | 12142 | 0 | 0 | 108 | 28012 | 7.6137e-06
Paragonah, Town of | Northwest Power Area (NWPA) - U.S. Systems | 1996 | 0 | 6.77 | 1222 | 0 | 0 | 0 | 0 | 1222 |  | 9.61% | 15510 | 32008 | 120 | 0 | 0 | 47638 | 1.2948e-05
Paragonah, Town of | Northwest Power Area (NWPA) - U.S. Systems | 1997 | 0 | 7.98 | 1290 | 0 | 0 | 0 | 0 | 1290 |  | 9.61% | 60043 | 3985 | 10648 | 0 | 6900 | 81576 | 2.2173e-05
Paragonah, Town of | Northwest Power Area (NWPA) - U.S. Systems | 1998 | 0 | 5.79 | 1337 | 0 | 0 | 0 | 0 | 1337 |  | 9.62% | 44396 | 6438 | 0 | 36 | 25180 | 76050 | 2.0671e-05
Paragonah, Town of | Northwest Power Area (NWPA) - U.S. Systems | 1999 | 0 | 8.12 | 1286 | 0 | 0 | 0 | 0 | 1286 |  | 9.63% | 25898 | 3986 | 33467 | 0 | 0 | 63351 | 1.7219e-05
Paragonah, Town of | Northwest Power Area (NWPA) - U.S. Systems | 2000 | 0 | 6.39 | 1385 | 0 | 0 | 0 | 0 | 1385 |  | 9.64% | 10314 | 3275 | 405 | 173 | 1671 | 15838 | 4.3048e-06
Paragonah, Town of | Northwest Power Area (NWPA) - U.S. Systems | 2001 | 0 | 2.14 | 1503 | 0 | 0 | 0 | 0 | 1503 |  | 9.64% | 95322 | 22486 | 8572 | 0 | 7340 | 133720 | 3.6345e-05
Paragonah, Town of | Northwest Power Area (NWPA) - U.S. Systems | 2002 | 0 | 4.21 | 1642 | 0 | 0 | 0 | 0 | 1642 |  | 9.64% | 101390 | 41961 | 79946 | 928 | 611 | 224836 | 6.1111e-05
Paragonah, Town of | Northwest Power Area (NWPA) - U.S. Systems | 2003 | 0 | 8 | 1448 | 0 | 0 | 0 | 0 | 1448 |  | 9.67% | 30582 | 20988 | 19384 | 507 | 785 | 72246 | 1.9637e-05
Paragonah, Town of | Northwest Power Area (NWPA) - U.S. Systems | 2004 | 0 | 6.54 | 1451 | 0 | 0 | 0 | 0 | 1451 |  | 9.68% | 36113 | 24569 | 13345 | 68 | 7723 | 81818 | 2.2238e-05
Paragonah, Town of | Northwest Power Area (NWPA) - U.S. Systems | 2005 | 0 | 8 | 1506 | 0 | 0 | 0 | 0 | 1506 |  | 9.68% | 60626 | 70228 | 7262 | 636 | 2310 | 141062 | 3.8341e-05
Paragonah, Town of | Northwest Power Area (NWPA) - U.S. Systems | 2006 | 0 | 7.19 | 1583 | 0 | 0 | 0 | 0 | 1583 |  | 9.69% | 31039 | 5387 | 2820 | 0 | 142 | 39388 | 1.0706e-05
Park Electric Coop, Inc. | Northwest Power Area (NWPA) - U.S. Systems | 1988 | 0 | 8.27 | 30644 | 2356 | 0 | 0 | 6521 | 39521 |  | 9.69% | 56940 | 3657 | 2404 | 76 | 38843 | 101920 | 2.7702e-05
Park Electric Coop, Inc. | Northwest Power Area (NWPA) - U.S. Systems | 1989 | 0 | 9.25 | 32137 | 2646 | 0 | 0 | 6704 | 41487 |  | 9.69% | 84566 | 16847 | 9639 | 0 | 5099 | 116151 | 3.157e-05
Park Electric Coop, Inc. | Northwest Power Area (NWPA) - U.S. Systems | 1990 | 0 | 9.35 | 32398 | 2666 | 0 | 0 | 7033 | 42097 |  | 9.7% | 24313 | 0 | 26640 | 0 | 0 | 50953 | 1.3849e-05
Park Electric Coop, Inc. | Northwest Power Area (NWPA) - U.S. Systems | 1991 | 0 | 9.25 | 35265 | 2893 | 5807 | 0 | 0 | 43965 |  | 9.72% | 34422 | 3100 | 0 | 0 | 1700 | 39222 | 1.0661e-05
Park Electric Coop, Inc. | Northwest Power Area (NWPA) - U.S. Systems | 1992 | 0 | 8.62 | 33625 | 2869 | 4584 | 0 | 0 | 41078 |  | 9.72% | 21015 | 3113 | 1309 | 59 | 39004 | 64500 | 1.7531e-05
Park Electric Coop, Inc. | Northwest Power Area (NWPA) - U.S. Systems | 1993 | 0 | 10.12 | 38111 | 2983 | 2110 | 0 | 0 | 43204 |  | 9.72% | 138000 | 40000 | 27000 | 1000 | 80000 | 286000 | 7.7735e-05
Park Electric Coop, Inc. | Northwest Power Area (NWPA) - U.S. Systems | 1994 | 0 | 9.17 | 38340 | 3133 | 0 | 0 | 5174 | 46647 |  | 9.73% | 10352 | 2844 | 0 | 214 | 1882 | 15292 | 4.1564e-06
Park Electric Coop, Inc. | Northwest Power Area (NWPA) - U.S. Systems | 1995 | 0 | 8.85 | 40566 | 3236 | 0 | 0 | 4471 | 48273 |  | 9.73% | 63007 | 10919 | 0 | 155 | 25669 | 99750 | 2.7112e-05
Park Electric Coop, Inc. | Northwest Power Area (NWPA) - U.S. Systems | 1996 | 0 | 9.94 | 43375 | 3558 | 0 | 0 | 5043 | 51976 |  | 9.74% | 46188 | 7963 | 0 | 32 | 22858 | 77041 | 2.094e-05
Park Electric Coop, Inc. | Northwest Power Area (NWPA) - U.S. Systems | 1997 | 0 | 9.91 | 43404 | 3624 | 0 | 0 | 2890 | 49918 |  | 9.75% | 20190 | 6525 | 2938 | 113 | 2758 | 32524 | 8.8401e-06
Park Electric Coop, Inc. | Northwest Power Area (NWPA) - U.S. Systems | 1998 | 0 | 8.07 | 42773 | 3752 | 1607 | 0 | 5667 | 53799 |  | 9.75% | 33013 | 17008 | 52824 | 107 | 1337 | 104289 | 2.8346e-05
Park Electric Coop, Inc. | Northwest Power Area (NWPA) - U.S. Systems | 1999 | 0 | 7.96 | 44864 | 3814 | 9797 | 0 | 5909 | 64384 |  | 9.76% | 13444 | 23407 | 0 | 0 | 0 | 36851 | 1.0016e-05
Park Electric Coop, Inc. | Northwest Power Area (NWPA) - U.S. Systems | 2000 | 0 | 11.72 | 46500 | 4100 | 12000 | 0 | 6700 | 69300 |  | 9.76% | 33231 | 8197 | 342 | 0 | 0 | 41770 | 1.1353e-05
Park Electric Coop, Inc. | Northwest Power Area (NWPA) - U.S. Systems | 2001 | 0 | 6.71 | 47122 | 4403 | 26040 | 0 | 6841 | 84406 |  | 9.77% | 13833 | 5395 | 0 | 56 | 4422 | 23706 | 6.4433e-06
Park Electric Coop, Inc. | Northwest Power Area (NWPA) - U.S. Systems | 2002 | 0 | 0 | 50275 | 5013 | 42221 | 0 | 5434 | 102943 |  | 9.77% | 43392 | 7572 | 0 | 32 | 15088 | 66084 | 1.7962e-05
Park Electric Coop, Inc. | Northwest Power Area (NWPA) - U.S. Systems | 2003 | 0 | 0 | 57206 | 4830 | 57904 | 0 | 0 | 119940 |  | 9.77% | 54154 | 21410 | 0 | 0 | 0 | 75564 | 2.0538e-05
Park Electric Coop, Inc. | Northwest Power Area (NWPA) - U.S. Systems | 2004 | 0 | 5.3 | 58155 | 5049 | 65799 | 0 | 0 | 129003 |  | 9.79% | 25452 | 4252 | 2676 | 0 | 0 | 32380 | 8.8009e-06
Park Electric Coop, Inc. | Northwest Power Area (NWPA) - U.S. Systems | 2005 | 0 | 0 | 60197 | 5332 | 70386 | 0 | 0 | 135915 |  | 9.79% | 27174 | 3775 | 0 | 0 | 2791 | 33740 | 9.1706e-06
Park Electric Coop, Inc. | Northwest Power Area (NWPA) - U.S. Systems | 2006 | 0 | 0 | 64030 | 6612 | 73089 | 0 | 0 | 143731 |  | 9.79% | 42418 | 7898 | 0 | 0 | 23006 | 73322 | 1.9929e-05
Parkland Light & Water Co. | Northwest Power Area (NWPA) - U.S. Systems | 1988 | 0 | 2.69 | 47177 | 24325 | 0 | 894 | 18566 | 90962 |  | 9.82% | 25874 | 0 | 24546 | 0 | 0 | 50420 | 1.3704e-05
Parkland Light & Water Co. | Northwest Power Area (NWPA) - U.S. Systems | 1989 | 0 | 5.35 | 48675 | 22975 | 0 | 939 | 20266 | 92855 |  | 9.82% | 78263 | 16370 | 9279 | 0 | 10003 | 113915 | 3.0962e-05
Parkland Light & Water Co. | Northwest Power Area (NWPA) - U.S. Systems | 1990 | 0 | 8.02 | 47959 | 27693 | 0 | 919 | 16879 | 93450 |  | 9.83% | 3672 | 8040 | 0 | 9 | 839 | 12560 | 3.4138e-06
Parkland Light & Water Co. | Northwest Power Area (NWPA) - U.S. Systems | 1991 | 0 | 0.43 | 49844 | 28303 | 0 | 937 | 19734 | 98818 |  | 9.85% | 20549 | 2845 | 1033 | 56 | 33241 | 57724 | 1.5689e-05
Parkland Light & Water Co. | Northwest Power Area (NWPA) - U.S. Systems | 1992 | 0 | 2.85 | 45949 | 28907 | 0 | 895 | 18667 | 94418 |  | 9.85% | 26035 | 124646 | 13354 | 0 | 0 | 164035 | 4.4585e-05
Parkland Light & Water Co. | Northwest Power Area (NWPA) - U.S. Systems | 1993 | 0 | 4.59 | 49111 | 30609 | 0 | 905 | 18254 | 98879 |  | 9.86% | 43486 | 36174 | 0 | 0 | 0 | 79660 | 2.1652e-05
Parkland Light & Water Co. | Northwest Power Area (NWPA) - U.S. Systems | 1994 | 0 | 4.49 | 47678 | 29929 | 0 | 923 | 17520 | 96050 |  | 9.87% | 28681 | 18572 | 1723 | 0 | 3620 | 52596 | 1.4296e-05
Parkland Light & Water Co. | Northwest Power Area (NWPA) - U.S. Systems | 1995 | 0 | 3.81 | 46954 | 30501 | 0 | 1786 | 16192 | 95433 |  | 9.88% | 9501 | 0 | 0 | 0 | 5535 | 15036 | 4.0868e-06
Parkland Light & Water Co. | Northwest Power Area (NWPA) - U.S. Systems | 1996 | 0 | 4.95 | 49520 | 45209 | 0 | 3879 | 845 | 99453 |  | 9.88% | 18042 | 36040 | 2720 | 0 | 0 | 56802 | 1.5439e-05
Parkland Light & Water Co. | Northwest Power Area (NWPA) - U.S. Systems | 1997 | 0 | 7.93 | 48723 | 45264 | 0 | 1163 | 1111 | 96261 |  | 9.88% | 45317 | 10389 | 0 | 187 | 15551 | 71444 | 1.9419e-05
Parkland Light & Water Co. | Northwest Power Area (NWPA) - U.S. Systems | 1998 | 0 | 4.9 | 47968 | 50785 | 0 | 110 | 2281 | 101144 |  | 9.9% | 24468 | 2750 | 4195 | 0 | 222 | 31635 | 8.5985e-06
Parkland Light & Water Co. | Northwest Power Area (NWPA) - U.S. Systems | 1999 | 0 | 3.21 | 52684 | 54193 | 0 | 110 | 2291 | 109278 |  | 9.9% | 29606 | 19650 | 0 | 0 | 0 | 49256 | 1.3388e-05
Parkland Light & Water Co. | Northwest Power Area (NWPA) - U.S. Systems | 2000 | 0 | 4.33 | 52409 | 57407 | 0 | 108 | 2365 | 112289 |  | 9.91% | 4053 | 1119 | 0 | 103 | 139 | 5414 | 1.4715e-06
Parkland Light & Water Co. | Northwest Power Area (NWPA) - U.S. Systems | 2001 | 0 | 3.32 | 51292 | 58211 | 0 | 0 | 2011 | 111514 |  | 9.91% | 10887 | 7098 | 0 | 0 | 0 | 17985 | 4.8884e-06
Parkland Light & Water Co. | Northwest Power Area (NWPA) - U.S. Systems | 2002 | 0 | 2.9 | 53192 | 61111 | 0 | 0 | 690 | 114993 |  | 9.91% | 43404 | 3624 | 0 | 0 | 2890 | 49918 | 1.3568e-05
Parkland Light & Water Co. | Northwest Power Area (NWPA) - U.S. Systems | 2003 | 0 | 5.28 | 50873 | 61164 | 0 | 0 | 0 | 112037 |  | 9.91% | 44098 | 8583 | 0 | 0 | 22597 | 75278 | 2.0461e-05
Parkland Light & Water Co. | Northwest Power Area (NWPA) - U.S. Systems | 2004 | 0 | 2.06 | 52900 | 60196 | 0 | 0 | 0 | 113096 |  | 9.92% | 12208 | 9661 | 0 | 0 | 421 | 22290 | 6.0585e-06
Parkland Light & Water Co. | Northwest Power Area (NWPA) - U.S. Systems | 2005 | 0 | 4.23 | 52894 | 61322 | 0 | 0 | 0 | 114216 |  | 9.92% | 13914 | 5399 | 0 | 69 | 4644 | 24026 | 6.5303e-06
Parkland Light & Water Co. | Northwest Power Area (NWPA) - U.S. Systems | 2006 | 0 | 2.86 | 55484 | 62652 | 0 | 0 | 0 | 118136 |  | 9.92% | 53867 | 3838 | 11317 | 0 | 6952 | 75974 | 2.065e-05
Parowan City Electrical Dept. | Northwest Power Area (NWPA) - U.S. Systems | 1988 | 0 | 5.35 | 9305 | 1955 | 20 | 0 | 0 | 11280 |  | 9.92% | 69945 | 6225 | 0 | 0 | 36621 | 112791 | 3.0657e-05
Parowan City Electrical Dept. | Northwest Power Area (NWPA) - U.S. Systems | 1989 | 0 | 8.05 | 9678 | 2279 | 0 | 0 | 17 | 11974 |  | 9.92% | 131805 | 54853 | 0 | 0 | 0 | 186658 | 5.0734e-05
Parowan City Electrical Dept. | Northwest Power Area (NWPA) - U.S. Systems | 1990 | 0 | 9.18 | 8691 | 2399 | 0 | 0 | 17 | 11107 |  | 9.93% | 4053 | 1119 | 0 | 103 | 139 | 5414 | 1.4715e-06
Parowan City Electrical Dept. | Northwest Power Area (NWPA) - U.S. Systems | 1991 | 0 | 10.47 | 9707 | 2234 | 0 | 0 | 25 | 11966 |  | 9.93% | 8198 | 6360 | 0 | 0 | 11 | 14569 | 3.9599e-06
Parowan City Electrical Dept. | Northwest Power Area (NWPA) - U.S. Systems | 1992 | 0 | 12.72 | 9575 | 2370 | 0 | 0 | 34 | 11979 |  | 9.93% | 29422 | 5760 | 8087 | 229 | 2252 | 45750 | 1.2435e-05
Parowan City Electrical Dept. | Northwest Power Area (NWPA) - U.S. Systems | 1993 | 0 | 13.88 | 8100 | 2456 | 0 | 0 | 2146 | 12702 |  | 9.94% | 43375 | 3558 | 0 | 0 | 5043 | 51976 | 1.4127e-05
Parowan City Electrical Dept. | Northwest Power Area (NWPA) - U.S. Systems | 1994 | 0 | 6.81 | 8222 | 2844 | 0 | 0 | 1814 | 12880 |  | 9.94% | 33990 | 22892 | 25057 | 208 | 1710 | 83857 | 2.2792e-05
Parowan City Electrical Dept. | Northwest Power Area (NWPA) - U.S. Systems | 1995 | 0 | 10.42 | 8124 | 2821 | 0 | 0 | 1868 | 12813 |  | 9.96% | 30607 | 20096 | 20337 | 453 | 556 | 72049 | 1.9583e-05
Parowan City Electrical Dept. | Northwest Power Area (NWPA) - U.S. Systems | 1996 | 0 | 5.32 | 8440 | 2809 | 0 | 0 | 1984 | 13233 |  | 9.96% | 64063 | 5340 | 2268 | 78 | 23573 | 95322 | 2.5909e-05
Parowan City Electrical Dept. | Northwest Power Area (NWPA) - U.S. Systems | 1997 | 0 | 7.04 | 7683 | 3252 | 0 | 0 | 1877 | 12812 |  | 9.97% | 46015 | 6068 | 0 | 35 | 23850 | 75968 | 2.0648e-05
Parowan City Electrical Dept. | Northwest Power Area (NWPA) - U.S. Systems | 1998 | 0 | 0 | 8424 | 2750 | 0 | 0 | 2327 | 13501 |  | 9.98% | 28322 | 5492 | 7376 | 242 | 2616 | 44048 | 1.1972e-05
Parowan City Electrical Dept. | Northwest Power Area (NWPA) - U.S. Systems | 1999 | 0 | 0 | 8554 | 2718 | 0 | 0 | 1800 | 13072 |  | 9.98% | 53202 | 14189 | 0 | 355 | 10763 | 78509 | 2.1339e-05
Parowan City Electrical Dept. | Northwest Power Area (NWPA) - U.S. Systems | 2000 | 0 | 12.64 | 8768 | 2819 | 0 | 0 | 1900 | 13487 |  | 9.99% | 296045 | 195875 | 42887 | 2069 | 60617 | 597493 | 0.0001624
Parowan City Electrical Dept. | Northwest Power Area (NWPA) - U.S. Systems | 2001 | 0 | 7.71 | 8932 | 2717 | 0 | 0 | 2155 | 13804 |  | 10% | 2000 | 1000 | 0 | 0 | 0 | 3000 | 8.1541e-07
Parowan City Electrical Dept. | Northwest Power Area (NWPA) - U.S. Systems | 2002 | 0 | 10.61 | 8850 | 2750 | 0 | 0 | 2277 | 13877 |  | 10% | 15934 | 6568 | 0 | 0 | 0 | 22502 | 6.1161e-06
Parowan City Electrical Dept. | Northwest Power Area (NWPA) - U.S. Systems | 2003 | 0 | 21.93 | 8762 | 2819 | 0 | 0 | 0 | 11581 |  | 10% | 15385 | 13143 | 14566 | 0 | 90 | 43184 | 1.1737e-05
Parowan City Electrical Dept. | Northwest Power Area (NWPA) - U.S. Systems | 2004 | 0 | 6.44 | 11191 | 2780 | 0 | 0 | 0 | 13971 |  | 10.01% | 1291 | 0 | 0 | 0 | 0 | 1291 | 3.509e-07
Parowan City Electrical Dept. | Northwest Power Area (NWPA) - U.S. Systems | 2005 | 0 | 5.08 | 8992 | 4072 | 0 | 0 | 0 | 13064 |  | 10.02% | 9970 | 5884 | 0 | 0 | 457 | 16311 | 4.4334e-06
Parowan City Electrical Dept. | Northwest Power Area (NWPA) - U.S. Systems | 2006 | 0 | 11.76 | 15000 | 0 | 0 | 0 | 0 | 15000 |  | 10.02% | 33949 | 3173 | 0 | 0 | 1347 | 38469 | 1.0456e-05
Payson City Corp. | Northwest Power Area (NWPA) - U.S. Systems | 1988 | 0 | 9.76 | 13444 | 23407 | 0 | 0 | 0 | 36851 |  | 10.03% | 2035 | 772 | 884 | 0 | 14021 | 17712 | 4.8142e-06
Payson City Corp. | Northwest Power Area (NWPA) - U.S. Systems | 1989 | 0 | 8.86 | 18131 | 18944 | 0 | 0 | 0 | 37075 |  | 10.03% | 9274 | 9431 | 1288 | 0 | 2423 | 22416 | 6.0927e-06
Payson City Corp. | Northwest Power Area (NWPA) - U.S. Systems | 1990 | 0 | 10.79 | 18522 | 20961 | 0 | 0 | 0 | 39483 |  | 10.03% | 21795 | 2849 | 0 | 0 | 0 | 24644 | 6.6983e-06
Payson City Corp. | Northwest Power Area (NWPA) - U.S. Systems | 1991 | 0 | 4.91 | 19221 | 24500 | 0 | 0 | 0 | 43721 |  | 10.03% | 18750 | 7032 | 0 | 0 | 0 | 25782 | 7.0076e-06
Payson City Corp. | Northwest Power Area (NWPA) - U.S. Systems | 1992 | 0 | 1.5 | 19117 | 24546 | 0 | 0 | 0 | 43663 |  | 10.04% | 9658 | 0 | 0 | 0 | 5293 | 14951 | 4.0637e-06
Payson City Corp. | Northwest Power Area (NWPA) - U.S. Systems | 1993 | 0 | 3.74 | 19927 | 23602 | 0 | 0 | 0 | 43529 |  | 10.04% | 60989 | 3964 | 2527 | 76 | 38433 | 105989 | 2.8808e-05
Payson City Corp. | Northwest Power Area (NWPA) - U.S. Systems | 1994 | 0 | 2.12 | 22619 | 26713 | 0 | 0 | 0 | 49332 |  | 10.04% | 28530 | 0 | 127270 | 0 | 0 | 155800 | 4.2347e-05
Payson City Corp. | Northwest Power Area (NWPA) - U.S. Systems | 1995 | 0 | 5.21 | 27250 | 21835 | 0 | 0 | 0 | 49085 |  | 10.06% | 44752 | 5229 | 0 | 0 | 2103 | 52084 | 1.4157e-05
Payson City Corp. | Northwest Power Area (NWPA) - U.S. Systems | 1996 | 0 | 4.25 | 23817 | 29213 | 0 | 0 | 0 | 53030 |  | 10.07% | 17249 | 3636 | 0 | 58 | 3872 | 24815 | 6.7448e-06
Payson City Corp. | Northwest Power Area (NWPA) - U.S. Systems | 1997 | 0 | 5.96 | 23860 | 30620 | 0 | 0 | 0 | 54480 |  | 10.07% | 0 | 0 | 34379 | 0 | 0 | 34379 | 9.3443e-06
Payson City Corp. | Northwest Power Area (NWPA) - U.S. Systems | 1998 | 0 | 6.65 | 24907 | 34964 | 0 | 0 | 0 | 59871 |  | 10.07% | 19431 | 2639 | 978 | 57 | 32207 | 55312 | 1.5034e-05
Payson City Corp. | Northwest Power Area (NWPA) - U.S. Systems | 1999 | 0 | 6.08 | 26000 | 37000 | 0 | 0 | 0 | 63000 |  | 10.09% | 2299 | 317 | 31 | 0 | 0 | 2647 | 7.1946e-07
Payson City Corp. | Northwest Power Area (NWPA) - U.S. Systems | 2000 | 0 | 4.68 | 30068 | 41577 | 0 | 0 | 0 | 71645 |  | 10.1% | 6401 | 5848 | 0 | 0 | 0 | 12249 | 3.3293e-06
Payson City Corp. | Northwest Power Area (NWPA) - U.S. Systems | 2001 | 0 | 6 | 31268 | 40176 | 0 | 0 | 0 | 71444 |  | 10.1% | 30754 | 15850 | 0 | 0 | 0 | 46604 | 1.2667e-05
Payson City Corp. | Northwest Power Area (NWPA) - U.S. Systems | 2002 | 0 | 0.68 | 43520 | 36527 | 0 | 0 | 0 | 80047 |  | 10.1% | 1813872 | 1943056 | 2918151 | 36008 | 86522 | 6797609 | 0.0018476
Payson City Corp. | Northwest Power Area (NWPA) - U.S. Systems | 2003 | 0 | 0.12 | 38000 | 44000 | 0 | 0 | 0 | 82000 |  | 10.11% | 8637 | 5299 | 0 | 71 | 0 | 14007 | 3.8071e-06
Payson City Corp. | Northwest Power Area (NWPA) - U.S. Systems | 2004 | 0 | 8.55 | 37194 | 34163 | 12877 | 0 | 0 | 84234 |  | 10.12% | 2239 | 2159 | 19259 | 0 | 0 | 23657 | 6.43e-06
Payson City Corp. | Northwest Power Area (NWPA) - U.S. Systems | 2005 | 0 | 8.69 | 38491 | 45700 | 3484 | 0 | 0 | 87675 |  | 10.12% | 38111 | 2983 | 2110 | 0 | 0 | 43204 | 1.1743e-05
Payson City Corp. | Northwest Power Area (NWPA) - U.S. Systems | 2006 | 0 | 6.84 | 40927 | 37838 | 19766 | 0 | 0 | 98531 |  | 10.12% | 42922 | 8420 | 27279 | 0 | 0 | 78621 | 2.1369e-05
Peninsula Light Co. | Northwest Power Area (NWPA) - U.S. Systems | 1988 | 0 | 5.84 | 263865 | 39257 | 0 | 348 | 23245 | 326715 |  | 10.12% | 136452 | 62272 | 20495 | 650 | 16190 | 236059 | 6.4161e-05
Peninsula Light Co. | Northwest Power Area (NWPA) - U.S. Systems | 1989 | 0 | 5.34 | 281679 | 41948 | 0 | 358 | 25840 | 349825 |  | 10.13% | 2270 | 319 | 37 | 0 | 0 | 2626 | 7.1375e-07
Peninsula Light Co. | Northwest Power Area (NWPA) - U.S. Systems | 1990 | 0 | 7.32 | 291715 | 61371 | 3222 | 366 | 3311 | 359985 |  | 10.13% | 1826622 | 2090074 | 1294894 | 34033 | 80855 | 5326478 | 0.0014477
Peninsula Light Co. | Northwest Power Area (NWPA) - U.S. Systems | 1991 | 0 | 4.02 | 306495 | 58064 | 3290 | 382 | 19281 | 387512 |  | 10.14% | 2030177 | 2398350 | 419587 | 0 | 51856 | 4899970 | 0.0013318
Peninsula Light Co. | Northwest Power Area (NWPA) - U.S. Systems | 1992 | 0 | 6.77 | 291931 | 41621 | 15311 | 0 | 25797 | 374660 |  | 10.15% | 39600 | 4100 | 0 | 0 | 1485 | 45185 | 1.2281e-05
Peninsula Light Co. | Northwest Power Area (NWPA) - U.S. Systems | 1993 | 0 | 4.05 | 325195 | 52033 | 14504 | 0 | 25501 | 417233 |  | 10.15% | 88358 | 18610 | 10084 | 0 | 8669 | 125721 | 3.4171e-05
Peninsula Light Co. | Northwest Power Area (NWPA) - U.S. Systems | 1994 | 0 | 5.23 | 321746 | 68351 | 4784 | 0 | 22776 | 417657 |  | 10.17% | 2247 | 21077 | 59 | 0 | 0 | 23383 | 6.3555e-06
Peninsula Light Co. | Northwest Power Area (NWPA) - U.S. Systems | 1995 | 0 | 4.71 | 327408 | 69965 | 5083 | 0 | 23971 | 426427 |  | 10.18% | 18857 | 32394 | 1024 | 0 | 0 | 52275 | 1.4208e-05
Peninsula Light Co. | Northwest Power Area (NWPA) - U.S. Systems | 1996 | 0 | 5.44 | 351495 | 71893 | 5615 | 0 | 25442 | 454445 |  | 10.18% | 40486 | 6556 | 6767 | 11 | 6018 | 59838 | 1.6264e-05
Peninsula Light Co. | Northwest Power Area (NWPA) - U.S. Systems | 1997 | 0 | 3.71 | 354540 | 72443 | 6306 | 0 | 25058 | 458347 |  | 10.18% | 17083 | 42156 | 0 | 43 | 2693 | 61975 | 1.6845e-05
Peninsula Light Co. | Northwest Power Area (NWPA) - U.S. Systems | 1998 | 0 | 4.41 | 369032 | 94820 | 4166 | 0 | 0 | 468018 |  | 10.18% | 26709 | 14735 | 1620 | 39 | 112640 | 155743 | 4.2331e-05
Peninsula Light Co. | Northwest Power Area (NWPA) - U.S. Systems | 1999 | 0 | 6.75 | 371970 | 100624 | 6813 | 0 | 0 | 479407 |  | 10.19% | 27613 | 17536 | 816 | 0 | 0 | 45965 | 1.2493e-05
Peninsula Light Co. | Northwest Power Area (NWPA) - U.S. Systems | 2000 | 0 | 3.12 | 390229 | 106221 | 6364 | 0 | 0 | 502814 |  | 10.19% | 33490 | 22858 | 23256 | 881 | 1770 | 82255 | 2.2357e-05
Peninsula Light Co. | Northwest Power Area (NWPA) - U.S. Systems | 2001 | 0 | 3.56 | 366287 | 102555 | 6716 | 0 | 0 | 475558 |  | 10.19% | 46352 | 16093 | 12301 | 97 | 12734 | 87577 | 2.3804e-05
Peninsula Light Co. | Northwest Power Area (NWPA) - U.S. Systems | 2002 | 0 | 4.27 | 370458 | 110733 | 7198 | 0 | 0 | 488389 |  | 10.2% | 1900 | 300 | 0 | 0 | 0 | 2200 | 5.9796e-07
Peninsula Light Co. | Northwest Power Area (NWPA) - U.S. Systems | 2003 | 0 | 4.9 | 370521 | 113907 | 7478 | 0 | 0 | 491906 |  | 10.2% | 1900 | 300 | 0 | 0 | 0 | 2200 | 5.9796e-07
Peninsula Light Co. | Northwest Power Area (NWPA) - U.S. Systems | 2004 | 0 | 4.68 | 377890 | 117547 | 7541 | 0 | 0 | 502978 |  | 10.21% | 12469 | 8011 | 354 | 0 | 0 | 20834 | 5.6627e-06
Peninsula Light Co. | Northwest Power Area (NWPA) - U.S. Systems | 2005 | 0 | 4.41 | 386574 | 124368 | 7538 | 0 | 0 | 518480 |  | 10.21% | 31073 | 15618 | 16 | 342 | 1837 | 48886 | 1.3287e-05
Peninsula Light Co. | Northwest Power Area (NWPA) - U.S. Systems | 2006 | 0 | 3.85 | 402562 | 128601 | 7691 | 0 | 0 | 538854 |  | 10.23% | 30891 | 3275 | 4326 | 8 | 0 | 38500 | 1.0464e-05
Plummer Electric Dept. | Northwest Power Area (NWPA) - U.S. Systems | 1988 | 0 | 0 | 8150 | 4239 | 13240 | 0 | 0 | 25629 |  | 10.23% | 50407 | 5274 | 3934 | 0 | 0 | 59615 | 1.6203e-05
Plummer Electric Dept. | Northwest Power Area (NWPA) - U.S. Systems | 1989 | 0 | 0 | 8399 | 4079 | 14538 | 0 | 0 | 27016 |  | 10.23% | 50246 | 38476 | 44368 | 0 | 0 | 133090 | 3.6174e-05
Plummer Electric Dept. | Northwest Power Area (NWPA) - U.S. Systems | 1990 | 0 | 0 | 9534 | 3165 | 15086 | 0 | 0 | 27785 |  | 10.24% | 8564 | 16869 | 840 | 0 | 0 | 26273 | 7.1411e-06
Plummer Electric Dept. | Northwest Power Area (NWPA) - U.S. Systems | 1991 | 0 | 0 | 11341 | 4900 | 10775 | 0 | 0 | 27016 |  | 10.24% | 46912 | 15281 | 26592 | 0 | 0 | 88785 | 2.4132e-05
Plummer Electric Dept. | Northwest Power Area (NWPA) - U.S. Systems | 1992 | 0 | 0 | 10068 | 3887 | 15547 | 0 | 0 | 29502 |  | 10.24% | 68103 | 28339 | 13292 | 401 | 237 | 110372 | 2.9999e-05
Plummer Electric Dept. | Northwest Power Area (NWPA) - U.S. Systems | 1993 | 0 | 0 | 9744 | 5337 | 16721 | 0 | 0 | 31802 |  | 10.25% | 46097 | 5361 | 0 | 21 | 26689 | 78168 | 2.1246e-05
Plummer Electric Dept. | Northwest Power Area (NWPA) - U.S. Systems | 1994 | 0 | 0 | 8806 | 4922 | 16353 | 0 | 0 | 30081 |  | 10.25% | 56230 | 72992 | 5239 | 595 | 4589 | 139645 | 3.7956e-05
Plummer Electric Dept. | Northwest Power Area (NWPA) - U.S. Systems | 1995 | 0 | 0 | 10495 | 4727 | 16225 | 0 | 0 | 31447 |  | 10.27% | 23255 | 23250 | 0 | 0 | 0 | 46505 | 1.264e-05
Plummer Electric Dept. | Northwest Power Area (NWPA) - U.S. Systems | 1996 | 0 | 0 | 9293 | 6332 | 16425 | 0 | 0 | 32050 |  | 10.27% | 53984 | 67397 | 7495 | 609 | 3361 | 132846 | 3.6108e-05
Plummer Electric Dept. | Northwest Power Area (NWPA) - U.S. Systems | 1997 | 0 | 0.48 | 10613 | 5343 | 14659 | 0 | 0 | 30615 |  | 10.29% | 36304 | 5197 | 9767 | 10 | 5049 | 56327 | 1.531e-05
Plummer Electric Dept. | Northwest Power Area (NWPA) - U.S. Systems | 1998 | 0 | 0.57 | 9910 | 6312 | 10144 | 0 | 0 | 26366 |  | 10.31% | 16807 | 4428 | 0 | 56 | 1700 | 22991 | 6.249e-06
Plummer Electric Dept. | Northwest Power Area (NWPA) - U.S. Systems | 1999 | 0 | 4.26 | 9817 | 7326 | 900 | 0 | 0 | 18043 |  | 10.31% | 36561 | 4006 | 1934 | 0 | 5216 | 47717 | 1.297e-05
Plummer Electric Dept. | Northwest Power Area (NWPA) - U.S. Systems | 2000 | 0 | 8.78 | 8658 | 7373 | 1592 | 0 | 0 | 17623 |  | 10.33% | 15710 | 4040 | 0 | 57 | 1234 | 21041 | 5.719e-06
Plummer Electric Dept. | Northwest Power Area (NWPA) - U.S. Systems | 2001 | 0 | 5.53 | 8825 | 7949 | 6412 | 0 | 0 | 23186 |  | 10.33% | 32028 | 22525 | 19847 | 508 | 1002 | 75910 | 2.0632e-05
Plummer Electric Dept. | Northwest Power Area (NWPA) - U.S. Systems | 2002 | 0 | 7.14 | 9010 | 7653 | 9878 | 0 | 0 | 26541 |  | 10.33% | 73553 | 5401 | 0 | 0 | 46855 | 125809 | 3.4195e-05
Plummer Electric Dept. | Northwest Power Area (NWPA) - U.S. Systems | 2003 | 0 | 7.32 | 8493 | 7387 | 12194 | 0 | 0 | 28074 |  | 10.34% | 28069 | 7760 | 3533 | 150 | 3114 | 42626 | 1.1586e-05
Plummer Electric Dept. | Northwest Power Area (NWPA) - U.S. Systems | 2004 | 0 | 4.69 | 8652 | 7060 | 13358 | 0 | 0 | 29070 |  | 10.34% | 15538 | 31117 | 0 | 47 | 3577 | 50279 | 1.3666e-05
Plummer Electric Dept. | Northwest Power Area (NWPA) - U.S. Systems | 2005 | 0 | 5.84 | 9016 | 7258 | 14022 | 0 | 0 | 30296 |  | 10.35% | 15800 | 3808 | 0 | 57 | 683 | 20348 | 5.5306e-06
Plummer Electric Dept. | Northwest Power Area (NWPA) - U.S. Systems | 2006 | 0 | 4.06 | 9321 | 7354 | 15378 | 0 | 0 | 32053 |  | 10.35% | 37018 | 29769 | 0 | 0 | 0 | 66787 | 1.8153e-05
Port Angeles Light Dept. | Northwest Power Area (NWPA) - U.S. Systems | 1988 | 0 | 1.34 | 123283 | 85404 | 438690 | 165 | 3386 | 650928 |  | 10.35% | 1974951 | 2267463 | 1165398 | 0 | 59730 | 5467542 | 0.0014861
Port Angeles Light Dept. | Northwest Power Area (NWPA) - U.S. Systems | 1989 | 0 | 1.22 | 129751 | 87741 | 452771 | 1794 | 3779 | 675836 |  | 10.37% | 46256 | 6576 | 0 | 35 | 18862 | 71729 | 1.9496e-05
Port Angeles Light Dept. | Northwest Power Area (NWPA) - U.S. Systems | 1990 | 0 | 1.42 | 123921 | 83150 | 451037 | 165 | 3180 | 661453 |  | 10.38% | 19619 | 8173 | 0 | 119 | 0 | 27911 | 7.5863e-06
Port Angeles Light Dept. | Northwest Power Area (NWPA) - U.S. Systems | 1991 | 0 | 0.46 | 133488 | 79652 | 493111 | 168 | 3302 | 709721 |  | 10.42% | 8124 | 2821 | 0 | 0 | 1868 | 12813 | 3.4826e-06
Port Angeles Light Dept. | Northwest Power Area (NWPA) - U.S. Systems | 1992 | 0 | 0.54 | 124788 | 78631 | 468176 | 153 | 3715 | 675463 |  | 10.42% | 14189 | 2954 | 0 | 0 | 1828 | 18971 | 5.1564e-06
Port Angeles Light Dept. | Northwest Power Area (NWPA) - U.S. Systems | 1993 | 0 | 1.36 | 136138 | 84829 | 420098 | 154 | 3103 | 644322 |  | 10.43% | 48685 | 5822 | 0 | 35 | 18251 | 72793 | 1.9785e-05
Port Angeles Light Dept. | Northwest Power Area (NWPA) - U.S. Systems | 1994 | 0 | 3.21 | 128843 | 88447 | 410539 | 0 | 2852 | 630681 |  | 10.44% | 31893 | 16921 | 0 | 324 | 1856 | 50994 | 1.386e-05
Port Angeles Light Dept. | Northwest Power Area (NWPA) - U.S. Systems | 1995 | 0 | 0.49 | 127580 | 88465 | 419495 | 146 | 2887 | 638573 |  | 10.44% | 37873 | 14539 | 10933 | 92 | 9820 | 73257 | 1.9911e-05
Port Angeles Light Dept. | Northwest Power Area (NWPA) - U.S. Systems | 1996 | 0 | 0.22 | 140066 | 98747 | 406330 | 1547 | 0 | 646690 |  | 10.45% | 14699 | 3938 | 0 | 56 | 3529 | 22222 | 6.04e-06
Port Angeles Light Dept. | Northwest Power Area (NWPA) - U.S. Systems | 1997 | 0 | 4.09 | 131114 | 82928 | 267081 | 0 | 2586 | 483709 |  | 10.45% | 46000 | 13000 | 0 | 0 | 0 | 59000 | 1.6036e-05
Port Angeles Light Dept. | Northwest Power Area (NWPA) - U.S. Systems | 1998 | 0 | 1.71 | 130451 | 96846 | 257376 | 0 | 0 | 484673 |  | 10.46% | 100793 | 13879 | 2166 | 241 | 2480 | 119559 | 3.2496e-05
Port Angeles Light Dept. | Northwest Power Area (NWPA) - U.S. Systems | 1999 | 0 | 1.41 | 141944 | 100882 | 186601 | 0 | 176 | 429603 |  | 10.46% | 104069 | 13799 | 10313 | 128 | 5356 | 133665 | 3.633e-05
Port Angeles Light Dept. | Northwest Power Area (NWPA) - U.S. Systems | 2000 | 0 | 1.93 | 141627 | 102185 | 388810 | 0 | 176 | 632798 |  | 10.47% | 2628 | 311 | 612 | 0 | 0 | 3551 | 9.6517e-07
Port Angeles Light Dept. | Northwest Power Area (NWPA) - U.S. Systems | 2001 | 0 | 0.9 | 135836 | 96336 | 415094 | 0 | 1116 | 648382 |  | 10.47% | 9707 | 2234 | 0 | 0 | 25 | 11966 | 3.2524e-06
Port Angeles Light Dept. | Northwest Power Area (NWPA) - U.S. Systems | 2002 | 0 | 1.19 | 134553 | 96986 | 383658 | 0 | 1116 | 616313 |  | 10.5% | 9600 | 12319 | 0 | 0 | 705 | 22624 | 6.1492e-06
Port Angeles Light Dept. | Northwest Power Area (NWPA) - U.S. Systems | 2003 | 0 | 2.07 | 129214 | 97201 | 421665 | 0 | 0 | 648080 |  | 10.5% | 86552 | 18650 | 9804 | 0 | 9690 | 124696 | 3.3893e-05
Port Angeles Light Dept. | Northwest Power Area (NWPA) - U.S. Systems | 2004 | 0 | 0.28 | 131947 | 99440 | 427787 | 0 | 0 | 659174 |  | 10.51% | 46544 | 6210 | 0 | 0 | 2207 | 54961 | 1.4939e-05
Port Angeles Light Dept. | Northwest Power Area (NWPA) - U.S. Systems | 2005 | 0 | 1.63 | 130727 | 99932 | 434745 | 0 | 0 | 665404 |  | 10.51% | 29926 | 18915 | 16308 | 418 | 500 | 66067 | 1.7957e-05
Port Angeles Light Dept. | Northwest Power Area (NWPA) - U.S. Systems | 2006 | 0 | 1.8 | 134373 | 106907 | 457189 | 0 | 0 | 698469 |  | 10.51% | 104566 | 14102 | 2809 | 277 | 2155 | 123909 | 3.3679e-05
Portland General Electric Co. | Northwest Power Area (NWPA) - U.S. Systems | 1988 | 0 | 5.91 | 5924218 | 4864513 | 3325834 | 95200 | 0 | 14209765 |  | 10.52% | 8971 | 4197 | 0 | 6 | 199 | 13373 | 3.6348e-06
Portland General Electric Co. | Northwest Power Area (NWPA) - U.S. Systems | 1989 | 0 | 6 | 6158864 | 5140836 | 3508061 | 93407 | 0 | 14901168 |  | 10.52% | 14718 | 3864 | 0 | 0 | 847 | 19429 | 5.2808e-06
Portland General Electric Co. | Northwest Power Area (NWPA) - U.S. Systems | 1990 | 0 | 6.06 | 6311408 | 5394306 | 3632310 | 93529 | 0 | 15431553 |  | 10.52% | 15278 | 10927 | 0 | 35 | 1432 | 27672 | 7.5213e-06
Portland General Electric Co. | Northwest Power Area (NWPA) - U.S. Systems | 1991 | 0 | 4.75 | 6548280 | 5598390 | 3611891 | 101614 | 0 | 15860175 |  | 10.52% | 29173 | 18416 | 16124 | 449 | 368 | 64530 | 1.7539e-05
Portland General Electric Co. | Northwest Power Area (NWPA) - U.S. Systems | 1992 | 0 | 6.19 | 6225936 | 5717035 | 3602161 | 98726 | 0 | 15643858 |  | 10.52% | 1936688 | 2301625 | 2683672 | 33383 | 82957 | 7038325 | 0.001913
Portland General Electric Co. | Northwest Power Area (NWPA) - U.S. Systems | 1993 | 0 | 5.93 | 6793193 | 5902662 | 3762953 | 99022 | 0 | 16557830 |  | 10.54% | 1969 | 185 | 0 | 40 | 399 | 2593 | 7.0478e-07
Portland General Electric Co. | Northwest Power Area (NWPA) - U.S. Systems | 1994 | 0 | 5.15 | 6715316 | 6145436 | 3869612 | 99515 | 0 | 16829879 |  | 10.54% | 93323 | 12563 | 1918 | 249 | 2722 | 110775 | 3.0109e-05
Portland General Electric Co. | Northwest Power Area (NWPA) - U.S. Systems | 1995 | 0 | 5.11 | 6645119 | 6267148 | 4053517 | 101224 | 0 | 17067008 |  | 10.56% | 14911 | 3235 | 0 | 0 | 1326 | 19472 | 5.2925e-06
Portland General Electric Co. | Northwest Power Area (NWPA) - U.S. Systems | 1996 | 0 | 2.71 | 7030121 | 6470721 | 3906537 | 101779 | 0 | 17509158 |  | 10.57% | 3684 | 836 | 0 | 157 | 605 | 5282 | 1.4357e-06
Portland General Electric Co. | Northwest Power Area (NWPA) - U.S. Systems | 1997 | 0 | 2.33 | 7034662 | 6873065 | 4247993 | 99081 | 0 | 18254801 |  | 10.57% | 40853 | 18835 | 0 | 0 | 0 | 59688 | 1.6223e-05
Portland General Electric Co. | Northwest Power Area (NWPA) - U.S. Systems | 1998 | 0 | 4.34 | 7100874 | 6680828 | 3561495 | 100276 | 0 | 17443473 |  | 10.58% | 38816 | 819 | 0 | 15 | 2038 | 41688 | 1.1331e-05
Portland General Electric Co. | Northwest Power Area (NWPA) - U.S. Systems | 1999 | 0 | 4.63 | 7404372 | 7287401 | 4462913 | 104306 | 0 | 19258992 |  | 10.58% | 44776 | 9261 | 27649 | 0 | 0 | 81686 | 2.2202e-05
Portland General Electric Co. | Northwest Power Area (NWPA) - U.S. Systems | 2000 | 0 | 3.17 | 7433218 | 7425287 | 4912393 | 101646 | 0 | 19872544 |  | 10.58% | 90991 | 11940 | 3462 | 262 | 2012 | 108667 | 2.9536e-05
Portland General Electric Co. | Northwest Power Area (NWPA) - U.S. Systems | 2001 | 0 | 4.06 | 7080228 | 7180414 | 4675138 | 0 | 104408 | 19040188 |  | 10.58% | 27010 | 13223 | 2372 | 39 | 76380 | 119024 | 3.2351e-05
Portland General Electric Co. | Northwest Power Area (NWPA) - U.S. Systems | 2002 | 0 | 3.41 | 7058334 | 7001390 | 4612264 | 0 | 99896 | 18771884 |  | 10.59% | 2713 | 248 | 0 | 0 | 18 | 2979 | 8.097e-07
Portland General Electric Co. | Northwest Power Area (NWPA) - U.S. Systems | 2003 | 0 | 4 | 7098730 | 7108498 | 4213247 | 0 | 5379 | 18425854 |  | 10.59% | 3387 | 7090 | 2298 | 0 | 869 | 13644 | 3.7085e-06
Portland General Electric Co. | Northwest Power Area (NWPA) - U.S. Systems | 2004 | 0 | 4.05 | 7270118 | 7165810 | 3322500 | 0 | 5710 | 17764138 |  | 10.59% | 104573 | 13049 | 8628 | 130 | 6370 | 132750 | 3.6082e-05
Portland General Electric Co. | Northwest Power Area (NWPA) - U.S. Systems | 2005 | 0 | 4.04 | 7322964 | 6994492 | 3217089 | 0 | 5502 | 17540047 |  | 10.6% | 21841 | 20152 | 0 | 0 | 0 | 41993 | 1.1414e-05
Portland General Electric Co. | Northwest Power Area (NWPA) - U.S. Systems | 2006 | 0 | 3.75 | 7572788 | 7224360 | 3630074 | 0 | 5306 | 18432528 |  | 10.6% | 24416 | 4071 | 44343 | 0 | 0 | 72830 | 1.9795e-05
Power Resources Coop. | Northwest Power Area (NWPA) - U.S. Systems | 1988 | 0 | 0 | 0 | 0 | 0 | 0 | 0 | 0 |  | 10.6% | 103329 | 24238 | 9961 | 0 | 5328 | 142856 | 3.8829e-05
Power Resources Coop. | Northwest Power Area (NWPA) - U.S. Systems | 1989 | 0 | 5 | 0 | 0 | 0 | 0 | 0 | 0 |  | 10.61% | 8850 | 2750 | 0 | 0 | 2277 | 13877 | 3.7718e-06
Power Resources Coop. | Northwest Power Area (NWPA) - U.S. Systems | 1990 | 0 | 5 | 0 | 0 | 0 | 0 | 0 | 0 |  | 10.62% | 15801 | 3832 | 0 | 57 | 1015 | 20705 | 5.6277e-06
Power Resources Coop. | Northwest Power Area (NWPA) - U.S. Systems | 1991 | 0 | 0.47 | 0 | 0 | 0 | 0 | 0 | 0 |  | 10.62% | 16140 | 3782 | 0 | 60 | 4516 | 24498 | 6.6586e-06
Power Resources Coop. | Northwest Power Area (NWPA) - U.S. Systems | 1992 | 0 | 0.22 | 0 | 0 | 0 | 0 | 0 | 0 |  | 10.62% | 24428 | 45275 | 3101 | 0 | 0 | 72804 | 1.9788e-05
Power Resources Coop. | Northwest Power Area (NWPA) - U.S. Systems | 1993 | 0 | 0.21 | 0 | 0 | 0 | 0 | 0 | 0 |  | 10.64% | 15602 | 8711 | 0 | 108 | 0 | 24421 | 6.6377e-06
Power Resources Coop. | Northwest Power Area (NWPA) - U.S. Systems | 1994 | 0 | 0 | 0 | 0 | 0 | 0 | 0 | 0 |  | 10.64% | 44673 | 25468 | 36394 | 201 | 8407 | 115143 | 3.1296e-05
Power Resources Coop. | Northwest Power Area (NWPA) - U.S. Systems | 1995 | 0 | 0 | 0 | 0 | 0 | 0 | 0 | 0 |  | 10.64% | 505166 | 249279 | 271149 | 0 | 2422 | 1028016 | 0.00027942
Power Resources Coop. | Northwest Power Area (NWPA) - U.S. Systems | 1996 | 0 | 0 | 0 | 0 | 0 | 0 | 0 | 0 |  | 10.65% | 14392 | 0 | 12826 | 0 | 0 | 27218 | 7.3979e-06
Power Resources Coop. | Northwest Power Area (NWPA) - U.S. Systems | 1997 | 0 | 0 | 0 | 0 | 0 | 0 | 0 | 0 |  | 10.65% | 14415 | 0 | 12914 | 0 | 0 | 27329 | 7.4281e-06
Power Resources Coop. | Northwest Power Area (NWPA) - U.S. Systems | 1998 | 0 | 0 | 0 | 0 | 0 | 0 | 0 | 0 |  | 10.65% | 15922 | 22463 | 0 | 43 | 4208 | 42636 | 1.1589e-05
Power Resources Coop. | Northwest Power Area (NWPA) - U.S. Systems | 1999 | 0 | 0.13 | 0 | 0 | 0 | 0 | 0 | 0 |  | 10.66% | 30884 | 21202 | 0 | 267 | 2696 | 55049 | 1.4962e-05
Power Resources Coop. | Northwest Power Area (NWPA) - U.S. Systems | 2000 | 0 | 0 | 0 | 0 | 0 | 0 | 0 | 0 |  | 10.68% | 14255 | 5457 | 0 | 70 | 4724 | 24506 | 6.6608e-06
Power Resources Coop. | Northwest Power Area (NWPA) - U.S. Systems | 2001 | 0 | 0 | 0 | 0 | 0 | 0 | 0 | 0 |  | 10.68% | 25226 | 5275 | 5343 | 7 | 0 | 35851 | 9.7444e-06
Power Resources Coop. | Northwest Power Area (NWPA) - U.S. Systems | 2002 | 0 | 0 | 0 | 0 | 0 | 0 | 0 | 0 |  | 10.69% | 16601 | 4661 | 0 | 57 | 3565 | 24884 | 6.7635e-06
Power Resources Coop. | Northwest Power Area (NWPA) - U.S. Systems | 2003 | 0 | -0.29 | 0 | 0 | 0 | 0 | 0 | 0 |  | 10.69% | 2444 | 2048 | 22121 | 0 | 0 | 26613 | 7.2335e-06
Power Resources Coop. | Northwest Power Area (NWPA) - U.S. Systems | 2004 | 0 | 0 | 0 | 0 | 0 | 0 | 0 | 0 |  | 10.7% | 31631 | 21785 | 21305 | 360 | 1219 | 76300 | 2.0738e-05
Power Resources Coop. | Northwest Power Area (NWPA) - U.S. Systems | 2005 | 0 | 0 | 0 | 0 | 0 | 0 | 0 | 0 |  | 10.71% | 42582 | 19906 | 52210 | 166 | 7523 | 122387 | 3.3265e-05
Power Resources Coop. | Northwest Power Area (NWPA) - U.S. Systems | 2006 | 0 | 0 | 0 | 0 | 0 | 0 | 0 | 0 |  | 10.72% | 9208 | 5829 | 0 | 6 | 0 | 15043 | 4.0887e-06
Prairie Power Coop, Inc. | Northwest Power Area (NWPA) - U.S. Systems | 1988 | 0 | 16.29 | 3079 | 1232 | 2960 | 0 | 22 | 7293 |  | 10.72% | 30981 | 13805 | 30 | 329 | 1300 | 46445 | 1.2624e-05
Prairie Power Coop, Inc. | Northwest Power Area (NWPA) - U.S. Systems | 1989 | 0 | 11.91 | 3616 | 1348 | 3043 | 0 | 0 | 8007 |  | 10.73% | 26280 | 7411 | 3188 | 151 | 2369 | 39399 | 1.0709e-05
Prairie Power Coop, Inc. | Northwest Power Area (NWPA) - U.S. Systems | 1990 | 0 | 15.31 | 3516 | 1231 | 0 | 0 | 3535 | 8282 |  | 10.74% | 46560 | 11760 | 0 | 0 | 0 | 58320 | 1.5851e-05
Prairie Power Coop, Inc. | Northwest Power Area (NWPA) - U.S. Systems | 1991 | 0 | 12.44 | 3874 | 1326 | 0 | 0 | 4409 | 9609 |  | 10.75% | 16712 | 2819 | 0 | 0 | 5501 | 25032 | 6.8037e-06
Price City Utilities | Northwest Power Area (NWPA) - U.S. Systems | 1988 | 0 | 2.55 | 23164 | 28915 | 0 | 0 | 0 | 52079 |  | 10.75% | 18349 | 4245 | 0 | 58 | 3997 | 26649 | 7.2432e-06
Price City Utilities | Northwest Power Area (NWPA) - U.S. Systems | 1989 | 0 | 4.74 | 22543 | 28625 | 0 | 0 | 0 | 51168 |  | 10.76% | 14773 | 10185 | 0 | 0 | 108 | 25066 | 6.813e-06
Price City Utilities | Northwest Power Area (NWPA) - U.S. Systems | 1990 | 0 | 6.36 | 21218 | 29517 | 0 | 0 | 0 | 50735 |  | 10.76% | 30388 | 14658 | 47 | 325 | 2245 | 47663 | 1.2955e-05
Price City Utilities | Northwest Power Area (NWPA) - U.S. Systems | 1991 | 0 | 1.55 | 23239 | 22660 | 0 | 0 | 10261 | 56160 |  | 10.78% | 16307 | 3959 | 0 | 55 | 2578 | 22899 | 6.224e-06
Price City Utilities | Northwest Power Area (NWPA) - U.S. Systems | 1992 | 0 | 3.9 | 21740 | 32589 | 105 | 0 | 0 | 54434 |  | 10.78% | 58753 | 4089 | 2261 | 76 | 38583 | 103762 | 2.8203e-05
Price City Utilities | Northwest Power Area (NWPA) - U.S. Systems | 1993 | 0 | 4.43 | 20000 | 32579 | 0 | 0 | 2659 | 55238 |  | 10.79% | 18522 | 20961 | 0 | 0 | 0 | 39483 | 1.0732e-05
Price City Utilities | Northwest Power Area (NWPA) - U.S. Systems | 1994 | 0 | 1.12 | 26147 | 30574 | 0 | 0 | 2184 | 58905 |  | 10.8% | 10311 | 14009 | 896 | 0 | 0 | 25216 | 6.8538e-06
Price City Utilities | Northwest Power Area (NWPA) - U.S. Systems | 1995 | 0 | 0.95 | 20918 | 36002 | 0 | 0 | 1192 | 58112 |  | 10.8% | 30702 | 18096 | 0 | 348 | 2796 | 51942 | 1.4118e-05
Price City Utilities | Northwest Power Area (NWPA) - U.S. Systems | 1996 | 0 | 1.03 | 21657 | 37389 | 0 | 0 | 983 | 60029 |  | 10.81% | 100358 | 11916 | 1600 | 252 | 2592 | 116718 | 3.1724e-05
Price City Utilities | Northwest Power Area (NWPA) - U.S. Systems | 1997 | 0 | 3.88 | 22929 | 36624 | 0 | 0 | 594 | 60147 |  | 10.83% | 36938 | 35060 | 0 | 0 | 0 | 71998 | 1.9569e-05
Price City Utilities | Northwest Power Area (NWPA) - U.S. Systems | 1998 | 0 | 3.23 | 23591 | 38768 | 0 | 0 | 721 | 63080 |  | 10.84% | 138339 | 32550 | 0 | 133 | 7395 | 178417 | 4.8494e-05
Price City Utilities | Northwest Power Area (NWPA) - U.S. Systems | 1999 | 0 | 3.7 | 22748 | 39738 | 0 | 0 | 771 | 63257 |  | 10.86% | 3016 | 286 | 0 | 0 | 15 | 3317 | 9.0157e-07
Price City Utilities | Northwest Power Area (NWPA) - U.S. Systems | 2000 | 0 | 3.41 | 23032 | 41511 | 0 | 0 | 826 | 65369 |  | 10.87% | 28286 | 18255 | 892 | 0 | 0 | 47433 | 1.2892e-05
Price City Utilities | Northwest Power Area (NWPA) - U.S. Systems | 2001 | 0 | 4.47 | 22074 | 45109 | 0 | 0 | 0 | 67183 |  | 10.87% | 54657 | 33604 | 0 | 143 | 43648 | 132052 | 3.5892e-05
Price City Utilities | Northwest Power Area (NWPA) - U.S. Systems | 2002 | 0 | 3.66 | 22900 | 44901 | 0 | 0 | 0 | 67801 |  | 10.87% | 110109 | 24692 | 10551 | 0 | 5800 | 151152 | 4.1083e-05
Price City Utilities | Northwest Power Area (NWPA) - U.S. Systems | 2003 | 0 | 2.4 | 21815 | 42347 | 0 | 0 | 0 | 64162 |  | 10.87% | 125888 | 29554 | 25992 | 134 | 64863 | 246431 | 6.698e-05
Price City Utilities | Northwest Power Area (NWPA) - U.S. Systems | 2004 | 0 | 7.71 | 19681 | 44847 | 0 | 0 | 0 | 64528 |  | 10.89% | 8814 | 3371 | 0 | 7 | 223 | 12415 | 3.3744e-06
Price City Utilities | Northwest Power Area (NWPA) - U.S. Systems | 2005 | 0 | 6.18 | 23922 | 46575 | 0 | 0 | 0 | 70497 |  | 10.91% | 31310 | 24766 | 0 | 0 | 0 | 56076 | 1.5242e-05
Price City Utilities | Northwest Power Area (NWPA) - U.S. Systems | 2006 | 0 | 5.78 | 25086 | 49539 | 0 | 0 | 0 | 74625 |  | 10.92% | 2059 | 297 | 0 | 0 | 0 | 2356 | 6.4037e-07
Provo City Power | Northwest Power Area (NWPA) - U.S. Systems | 1988 | 0 | 5.64 | 135041 | 208373 | 94354 | 0 | 0 | 437768 |  | 10.92% | 10326 | 6056 | 0 | 0 | 4323 | 20705 | 5.6277e-06
Provo City Power | Northwest Power Area (NWPA) - U.S. Systems | 1989 | 0 | 5.19 | 147276 | 226222 | 96985 | 0 | 0 | 470483 |  | 10.92% | 54288 | 6728 | 0 | 78 | 40860 | 101954 | 2.7711e-05
Provo City Power | Northwest Power Area (NWPA) - U.S. Systems | 1990 | 0 | 4.08 | 143960 | 240606 | 96586 | 0 | 0 | 481152 |  | 10.94% | 176893 | 60157 | 43582 | 495 | 87412 | 368539 | 0.00010017
Provo City Power | Northwest Power Area (NWPA) - U.S. Systems | 1991 | 0 | 2.78 | 150781 | 247854 | 98410 | 0 | 0 | 497045 |  | 10.95% | 13402 | 5746 | 4187 | 0 | 0 | 23335 | 6.3425e-06
Provo City Power | Northwest Power Area (NWPA) - U.S. Systems | 1992 | 0 | 3.2 | 147241 | 256822 | 0 | 0 | 101256 | 505319 |  | 10.97% | 14986 | 4184 | 0 | 0 | 1791 | 20961 | 5.6972e-06
Provo City Power | Northwest Power Area (NWPA) - U.S. Systems | 1993 | 0 | 2.32 | 152324 | 274600 | 0 | 0 | 100331 | 527255 |  | 10.98% | 12372 | 8699 | 0 | 0 | 148 | 21219 | 5.7674e-06
Provo City Power | Northwest Power Area (NWPA) - U.S. Systems | 1994 | 0 | 2.9 | 156337 | 272695 | 106440 | 0 | 0 | 535472 |  | 11.01% | 8244 | 3432 | 0 | 6 | 204 | 11886 | 3.2306e-06
Provo City Power | Northwest Power Area (NWPA) - U.S. Systems | 1995 | 0 | 1.86 | 170499 | 290941 | 112397 | 0 | 0 | 573837 |  | 11.01% | 27821 | 0 | 117709 | 0 | 0 | 145530 | 3.9555e-05
Provo City Power | Northwest Power Area (NWPA) - U.S. Systems | 1996 | 0 | 4.24 | 167037 | 288323 | 114557 | 0 | 0 | 569917 |  | 11.03% | 16588 | 4940 | 0 | 56 | 4090 | 25674 | 6.9782e-06
Provo City Power | Northwest Power Area (NWPA) - U.S. Systems | 1997 | 0 | 1.76 | 184599 | 313041 | 115968 | 0 | 0 | 613608 |  | 11.03% | 100562 | 13718 | 2183 | 249 | 1864 | 118576 | 3.2229e-05
Provo City Power | Northwest Power Area (NWPA) - U.S. Systems | 1998 | 0 | 4.59 | 185354 | 310659 | 118181 | 0 | 0 | 614194 |  | 11.05% | 28656 | 18845 | 16870 | 447 | 505 | 65323 | 1.7755e-05
Provo City Power | Northwest Power Area (NWPA) - U.S. Systems | 1999 | 0 | 4.05 | 197695 | 355157 | 120654 | 0 | 0 | 673506 |  | 11.06% | 13900 | 5490 | 5745 | 0 | 81 | 25216 | 6.8538e-06
Provo City Power | Northwest Power Area (NWPA) - U.S. Systems | 2000 | 0 | 3.67 | 208930 | 381072 | 117861 | 0 | 0 | 707863 |  | 11.08% | 44314 | 7290 | 10239 | 0 | 0 | 61843 | 1.6809e-05
Provo City Power | Northwest Power Area (NWPA) - U.S. Systems | 2001 | 0 | 3.38 | 209261 | 376055 | 120903 | 0 | 0 | 706219 |  | 11.1% | 8738 | 2905 | 0 | 7 | 535 | 12185 | 3.3119e-06
Provo City Power | Northwest Power Area (NWPA) - U.S. Systems | 2002 | 0 | 3.1 | 213901 | 367429 | 120392 | 0 | 4838 | 706560 |  | 11.1% | 15684 | 3811 | 0 | 55 | 4489 | 24039 | 6.5338e-06
Provo City Power | Northwest Power Area (NWPA) - U.S. Systems | 2003 | 0 | 3.64 | 218306 | 368263 | 124589 | 0 | 0 | 711158 |  | 11.1% | 22398 | 11916 | 32988 | 40 | 80345 | 147687 | 4.0142e-05
Provo City Power | Northwest Power Area (NWPA) - U.S. Systems | 2004 | 0 | 3.75 | 218306 | 372773 | 124589 | 0 | 0 | 715668 |  | 11.11% | 35000 | 3500 | 1500 | 0 | 0 | 40000 | 1.0872e-05
Provo City Power | Northwest Power Area (NWPA) - U.S. Systems | 2005 | 0 | 2.5 | 220189 | 379206 | 133258 | 0 | 0 | 732653 |  | 11.12% | 16563 | 4140 | 0 | 0 | 1152 | 21855 | 5.9402e-06
Provo City Power | Northwest Power Area (NWPA) - U.S. Systems | 2006 | 0 | 2.73 | 230898 | 393706 | 135005 | 0 | 0 | 759609 |  | 11.12% | 16378 | 3517 | 0 | 61 | 4737 | 24693 | 6.7116e-06
Puget Sound Energy, Inc. | Northwest Power Area (NWPA) - U.S. Systems | 1988 | 0 | 6.23 | 8009994 | 5041838 | 3239228 | 63565 | 0 | 16354625 |  | 11.13% | 10315 | 5903 | 0 | 0 | 0 | 16218 | 4.4081e-06
Puget Sound Energy, Inc. | Northwest Power Area (NWPA) - U.S. Systems | 1989 | 0 | 5.07 | 8491550 | 5411623 | 3427941 | 69603 | 0 | 17400717 |  | 11.14% | 5627 | 4906 | 0 | 0 | 0 | 10533 | 2.8629e-06
Puget Sound Energy, Inc. | Northwest Power Area (NWPA) - U.S. Systems | 1990 | 0 | 6.2 | 8602472 | 5649617 | 3580946 | 66572 | 0 | 17899607 |  | 11.14% | 16377 | 3384 | 0 | 53 | 5292 | 25106 | 6.8239e-06
Puget Sound Energy, Inc. | Northwest Power Area (NWPA) - U.S. Systems | 1991 | 0 | 5.77 | 8693222 | 5855075 | 3577961 | 67890 | 0 | 18194148 |  | 11.14% | 21290 | 6542 | 3016 | 115 | 2317 | 33280 | 9.0456e-06
Puget Sound Energy, Inc. | Northwest Power Area (NWPA) - U.S. Systems | 1992 | 0 | 5.65 | 8441893 | 5996355 | 3718344 | 67903 | 0 | 18224495 |  | 11.16% | 27625 | 12289 | 31 | 340 | 1568 | 41853 | 1.1376e-05
Puget Sound Energy, Inc. | Northwest Power Area (NWPA) - U.S. Systems | 1993 | 0 | 5.16 | 9070924 | 6209865 | 3699711 | 68404 | 0 | 19048904 |  | 11.19% | 13997 | 5483 | 82 | 0 | 6237 | 25799 | 7.0122e-06
Puget Sound Energy, Inc. | Northwest Power Area (NWPA) - U.S. Systems | 1994 | 0 | 5.43 | 8863749 | 6283856 | 3720445 | 70090 | 0 | 18938140 |  | 11.19% | 93711 | 11811 | 3146 | 249 | 2104 | 111021 | 3.0176e-05
Puget Sound Energy, Inc. | Northwest Power Area (NWPA) - U.S. Systems | 1995 | 0 | 4.95 | 8869200 | 6495752 | 3707800 | 71886 | 0 | 19144638 |  | 11.2% | 33321 | 16803 | 0 | 338 | 2744 | 53206 | 1.4461e-05
Puget Sound Energy, Inc. | Northwest Power Area (NWPA) - U.S. Systems | 1996 | 0 | 4.92 | 9493466 | 6872029 | 3810640 | 72572 | 0 | 20248707 |  | 11.21% | 37805 | 3804 | 0 | 0 | 1930 | 43539 | 1.1834e-05
Puget Sound Energy, Inc. | Northwest Power Area (NWPA) - U.S. Systems | 1997 | 0 | 4.72 | 9293946 | 7005023 | 3991823 | 72578 | 0 | 20363370 |  | 11.24% | 2390 | 611 | 0 | 0 | 0 | 3001 | 8.1568e-07
Puget Sound Energy, Inc. | Northwest Power Area (NWPA) - U.S. Systems | 1998 | 0 | 4.29 | 9333876 | 7255906 | 4103934 | 74314 | 0 | 20768030 |  | 11.24% | 7384 | 2318 | 0 | 0 | 3138 | 12840 | 3.4899e-06
Puget Sound Energy, Inc. | Northwest Power Area (NWPA) - U.S. Systems | 1999 | 0 | 5.38 | 9787382 | 7461482 | 3968240 | 74931 | 0 | 21292035 |  | 11.25% | 9709 | 2140 | 0 | 0 | 404 | 12253 | 3.3304e-06
Puget Sound Energy, Inc. | Northwest Power Area (NWPA) - U.S. Systems | 2000 | 0 | 3.9 | 9862712 | 7718813 | 4051315 | 77378 | 0 | 21710218 |  | 11.26% | 18698 | 9956 | 0 | 1702 | 0 | 30356 | 8.2508e-06
Puget Sound Energy, Inc. | Northwest Power Area (NWPA) - U.S. Systems | 2001 | 0 | 3.94 | 9435556 | 7850160 | 2485043 | 0 | 77550 | 19848309 |  | 11.3% | 2105 | 887 | 0 | 0 | 0 | 2992 | 8.1323e-07
Puget Sound Energy, Inc. | Northwest Power Area (NWPA) - U.S. Systems | 2002 | 0 | 14.66 | 9801319 | 7974498 | 1395544 | 0 | 82463 | 19253824 |  | 11.3% | 30301 | 12700 | 0 | 0 | 2711 | 45712 | 1.2425e-05
Puget Sound Energy, Inc. | Northwest Power Area (NWPA) - U.S. Systems | 2003 | 0 | 5.01 | 9873840 | 8331965 | 1385832 | 0 | 0 | 19591637 |  | 11.32% | 18710 | 8554 | 0 | 51 | 0 | 27315 | 7.4243e-06
Puget Sound Energy, Inc. | Northwest Power Area (NWPA) - U.S. Systems | 2004 | 0 | 5.84 | 10007812 | 8519061 | 1349917 | 0 | 0 | 19876790 |  | 11.33% | 63051 | 41115 | 0 | 112 | 39992 | 144270 | 3.9213e-05
Puget Sound Energy, Inc. | Northwest Power Area (NWPA) - U.S. Systems | 2005 | 0 | 5.67 | 10342303 | 8762608 | 1360646 | 0 | 0 | 20465557 |  | 11.34% | 32267 | 22352 | 0 | 265 | 2893 | 57777 | 1.5704e-05
Puget Sound Energy, Inc. | Northwest Power Area (NWPA) - U.S. Systems | 2006 | 0 | 5.4 | 10654059 | 9060957 | 1376517 | 0 | 0 | 21091533 |  | 11.35% | 2165 | 468 | 0 | 0 | 9198 | 11831 | 3.2157e-06
Raft River Rural Electric Coop, Inc. | Northwest Power Area (NWPA) - U.S. Systems | 1988 | 0 | 7.71 | 21753 | 4008 | 5501 | 0 | 138626 | 169888 |  | 11.35% | 13050 | 2570 | 0 | 0 | 0 | 15620 | 4.2455e-06
Raft River Rural Electric Coop, Inc. | Northwest Power Area (NWPA) - U.S. Systems | 1989 | 0 | 8.75 | 21749 | 3890 | 5005 | 0 | 141288 | 171932 |  | 11.35% | 13050 | 2570 | 0 | 0 | 0 | 15620 | 4.2455e-06
Raft River Rural Electric Coop, Inc. | Northwest Power Area (NWPA) - U.S. Systems | 1990 | 0 | 6.91 | 22446 | 3691 | 5566 | 0 | 162663 | 194366 |  | 11.37% | 42904 | 22581 | 46178 | 183 | 8416 | 120262 | 3.2687e-05
Raft River Rural Electric Coop, Inc. | Northwest Power Area (NWPA) - U.S. Systems | 1991 | 0 | 7.22 | 24038 | 3659 | 6412 | 0 | 131534 | 165643 |  | 11.38% | 120905 | 109590 | 0 | 0 | 32894 | 263389 | 7.159e-05
Raft River Rural Electric Coop, Inc. | Northwest Power Area (NWPA) - U.S. Systems | 1992 | 0 | 6.55 | 22663 | 3481 | 11059 | 0 | 181311 | 218514 |  | 11.39% | 242882 | 507654 | 0 | 0 | 0 | 750536 | 0.000204
Raft River Rural Electric Coop, Inc. | Northwest Power Area (NWPA) - U.S. Systems | 1993 | 0 | 6.58 | 24685 | 3684 | 13157 | 0 | 125591 | 167117 |  | 11.41% | 784 | 0 | 0 | 0 | 0 | 784 | 2.1309e-07
Raft River Rural Electric Coop, Inc. | Northwest Power Area (NWPA) - U.S. Systems | 1994 | 0 | 6.95 | 23143 | 3709 | 14112 | 0 | 158213 | 199177 |  | 11.41% | 8917 | 2906 | 0 | 7 | 266 | 12096 | 3.2877e-06
Raft River Rural Electric Coop, Inc. | Northwest Power Area (NWPA) - U.S. Systems | 1995 | 0 | 6.5 | 22781 | 3841 | 14256 | 0 | 125715 | 166593 |  | 11.41% | 20198 | 2951 | 1056 | 57 | 32327 | 56589 | 1.5381e-05
Raft River Rural Electric Coop, Inc. | Northwest Power Area (NWPA) - U.S. Systems | 1996 | 0 | 5.65 | 24032 | 3841 | 20338 | 0 | 146283 | 194494 |  | 11.42% | 10511 | 14217 | 1003 | 0 | 0 | 25731 | 6.9937e-06
Raft River Rural Electric Coop, Inc. | Northwest Power Area (NWPA) - U.S. Systems | 1997 | 0 | 6.05 | 25037 | 3658 | 18727 | 0 | 132083 | 179505 |  | 11.42% | 15133 | 18935 | 0 | 0 | 0 | 34068 | 9.2597e-06
Raft River Rural Electric Coop, Inc. | Northwest Power Area (NWPA) - U.S. Systems | 1998 | 0 | 6.15 | 25031 | 3648 | 19022 | 0 | 123246 | 170947 |  | 11.44% | 1021 | 330 | 96 | 0 | 0 | 1447 | 3.933e-07
Raft River Rural Electric Coop, Inc. | Northwest Power Area (NWPA) - U.S. Systems | 1999 | 0 | 6.19 | 25817 | 3561 | 15974 | 0 | 135017 | 180369 |  | 11.44% | 13402 | 5654 | 5112 | 0 | 0 | 24168 | 6.5689e-06
Raft River Rural Electric Coop, Inc. | Northwest Power Area (NWPA) - U.S. Systems | 2000 | 0 | 2.94 | 26297 | 3544 | 12309 | 0 | 172119 | 214269 |  | 11.45% | 42654 | 3951 | 0 | 0 | 1667 | 48272 | 1.312e-05
Raft River Rural Electric Coop, Inc. | Northwest Power Area (NWPA) - U.S. Systems | 2001 | 0 | 5.12 | 35817 | 3514 | 36477 | 0 | 170397 | 246205 |  | 11.45% | 26756 | 13641 | 1502 | 32 | 101461 | 143392 | 3.8974e-05
Raft River Rural Electric Coop, Inc. | Northwest Power Area (NWPA) - U.S. Systems | 2002 | 0 | 6.15 | 42368 | 5160 | 47011 | 0 | 159655 | 254194 |  | 11.5% | 20180 | 11350 | 0 | 50 | 0 | 31580 | 8.5835e-06
Raft River Rural Electric Coop, Inc. | Northwest Power Area (NWPA) - U.S. Systems | 2003 | 0 | 6.19 | 41147 | 50641 | 168466 | 0 | 0 | 260254 |  | 11.53% | 16942 | 23475 | 15132 | 125 | 3539 | 59213 | 1.6094e-05
Raft River Rural Electric Coop, Inc. | Northwest Power Area (NWPA) - U.S. Systems | 2004 | 0 | 6.87 | 41239 | 50890 | 152700 | 0 | 0 | 244829 |  | 11.55% | 44032 | 4024 | 0 | 0 | 1175 | 49231 | 1.3381e-05
Raft River Rural Electric Coop, Inc. | Northwest Power Area (NWPA) - U.S. Systems | 2005 | 0 | 6.77 | 40040 | 55303 | 122051 | 0 | 0 | 217394 |  | 11.56% | 24486 | 17895 | 20229 | 224 | 1276 | 64110 | 1.7425e-05
Raft River Rural Electric Coop, Inc. | Northwest Power Area (NWPA) - U.S. Systems | 2006 | 0 | 6.03 | 41302 | 57174 | 136591 | 0 | 0 | 235067 |  | 11.6% | 14066 | 5537 | 0 | 69 | 5193 | 24865 | 6.7584e-06
Ravalli County Electric Coop, Inc. | Northwest Power Area (NWPA) - U.S. Systems | 1988 | 0 | 9.5 | 52080 | 3770 | 12145 | 0 | 6105 | 74100 |  | 11.6% | 19372 | 7790 | 2872 | 0 | 0 | 30034 | 8.1633e-06
Ravalli County Electric Coop, Inc. | Northwest Power Area (NWPA) - U.S. Systems | 1989 | 0 | 8.4 | 55993 | 4105 | 11434 | 0 | 6283 | 77815 |  | 11.61% | 23794 | 16650 | 17326 | 225 | 1334 | 59329 | 1.6126e-05
Ravalli County Electric Coop, Inc. | Northwest Power Area (NWPA) - U.S. Systems | 1990 | 0 | 9.92 | 53867 | 3838 | 11317 | 0 | 6952 | 75974 |  | 11.62% | 28473 | 11063 | 0 | 10 | 4644 | 44190 | 1.2011e-05
Ravalli County Electric Coop, Inc. | Northwest Power Area (NWPA) - U.S. Systems | 1991 | 0 | 9.53 | 61026 | 4385 | 9802 | 0 | 6200 | 81413 |  | 11.62% | 0 | 0 | 16847593 | 0 | 1053299 | 17900892 | 0.0048655
Ravalli County Electric Coop, Inc. | Northwest Power Area (NWPA) - U.S. Systems | 1992 | 0 | 9.61 | 60043 | 3985 | 10648 | 0 | 6900 | 81576 |  | 11.64% | 14017 | 5484 | 0 | 73 | 5739 | 25313 | 6.8801e-06
Ravalli County Electric Coop, Inc. | Northwest Power Area (NWPA) - U.S. Systems | 1993 | 0 | 8.77 | 67237 | 4842 | 11229 | 0 | 6018 | 89326 |  | 11.65% | 15268 | 16403 | 13787 | 0 | 42 | 45500 | 1.2367e-05
Ravalli County Electric Coop, Inc. | Northwest Power Area (NWPA) - U.S. Systems | 1994 | 0 | 8.38 | 66637 | 4772 | 11198 | 0 | 8601 | 91208 |  | 11.67% | 47470 | 15191 | 0 | 6 | 0 | 62667 | 1.7033e-05
Ravalli County Electric Coop, Inc. | Northwest Power Area (NWPA) - U.S. Systems | 1995 | 0 | 6.74 | 72506 | 5328 | 10724 | 0 | 8046 | 96604 |  | 11.67% | 24288 | 12380 | 52325 | 40 | 97582 | 186615 | 5.0722e-05
Ravalli County Electric Coop, Inc. | Northwest Power Area (NWPA) - U.S. Systems | 1996 | 0 | 8.15 | 78382 | 5454 | 11785 | 0 | 8197 | 103818 |  | 11.68% | 37551 | 3993 | 2199 | 0 | 5071 | 48814 | 1.3268e-05
Ravalli County Electric Coop, Inc. | Northwest Power Area (NWPA) - U.S. Systems | 1997 | 0 | 9.09 | 79889 | 5572 | 11034 | 0 | 7330 | 103825 |  | 11.68% | 24390 | 12700 | 45686 | 40 | 80021 | 162837 | 4.4259e-05
Ravalli County Electric Coop, Inc. | Northwest Power Area (NWPA) - U.S. Systems | 1998 | 0 | 7.71 | 81007 | 5930 | 10472 | 0 | 6476 | 103885 |  | 11.68% | 148168 | 74385 | 19786 | 1515 | 19035 | 262889 | 7.1454e-05
Ravalli County Electric Coop, Inc. | Northwest Power Area (NWPA) - U.S. Systems | 1999 | 0 | 7.6 | 85193 | 7379 | 3935 | 0 | 8077 | 104584 |  | 11.69% | 33803 | 3560 | 1558 | 0 | 4181 | 43102 | 1.1715e-05
Ravalli County Electric Coop, Inc. | Northwest Power Area (NWPA) - U.S. Systems | 2000 | 0 | 8.67 | 89608 | 7871 | 3454 | 0 | 9483 | 110416 |  | 11.71% | 1457 | 732 | 208 | 0 | 0 | 2397 | 6.5151e-07
Ravalli County Electric Coop, Inc. | Northwest Power Area (NWPA) - U.S. Systems | 2001 | 0 | 8.03 | 93067 | 8147 | 3052 | 0 | 7483 | 111749 |  | 11.72% | 22415 | 16283 | 20134 | 220 | 1179 | 60231 | 1.6371e-05
Ravalli County Electric Coop, Inc. | Northwest Power Area (NWPA) - U.S. Systems | 2002 | 0 | 6.98 | 98855 | 8211 | 3384 | 0 | 6829 | 117279 |  | 11.72% | 46500 | 4100 | 12000 | 0 | 6700 | 69300 | 1.8836e-05
Ravalli County Electric Coop, Inc. | Northwest Power Area (NWPA) - U.S. Systems | 2003 | 0 | 7.93 | 108106 | 8281 | 3422 | 0 | 0 | 119809 |  | 11.74% | 21979 | 2986 | 0 | 0 | 0 | 24965 | 6.7855e-06
Ravalli County Electric Coop, Inc. | Northwest Power Area (NWPA) - U.S. Systems | 2004 | 0 | 6.77 | 111013 | 8782 | 3504 | 0 | 0 | 123299 |  | 11.75% | 42010 | 21323 | 50488 | 181 | 7931 | 121933 | 3.3142e-05
Ravalli County Electric Coop, Inc. | Northwest Power Area (NWPA) - U.S. Systems | 2005 | 0 | 8.5 | 115686 | 9048 | 3252 | 0 | 0 | 127986 |  | 11.75% | 159224 | 83029 | 30974 | 0 | 0 | 273227 | 7.4264e-05
Ravalli County Electric Coop, Inc. | Northwest Power Area (NWPA) - U.S. Systems | 2006 | 0 | 7.39 | 121570 | 9375 | 3321 | 0 | 0 | 134266 |  | 11.76% | 3000 | 0 | 0 | 0 | 0 | 3000 | 8.1541e-07
Richland Energy Services Dept. | Northwest Power Area (NWPA) - U.S. Systems | 1988 | 0 | 3.15 | 236225 | 34341 | 259869 | 2049 | 1208 | 533692 |  | 11.76% | 15000 | 0 | 0 | 0 | 0 | 15000 | 4.077e-06
Richland Energy Services Dept. | Northwest Power Area (NWPA) - U.S. Systems | 1989 | 0 | 3.24 | 245874 | 34816 | 264278 | 2470 | 766 | 548204 |  | 11.76% | 73284 | 70019 | 0 | 0 | 0 | 143303 | 3.895e-05
Richland Energy Services Dept. | Northwest Power Area (NWPA) - U.S. Systems | 1990 | 0 | 3.47 | 243607 | 35926 | 265262 | 2872 | 321 | 547988 |  | 11.77% | 15280 | 4146 | 0 | 0 | 1140 | 20566 | 5.5899e-06
Richland Energy Services Dept. | Northwest Power Area (NWPA) - U.S. Systems | 1991 | 0 | 2.19 | 272694 | 41273 | 278648 | 2924 | 574 | 596113 |  | 11.79% | 9103 | 2759 | 0 | 7 | 246 | 12115 | 3.2929e-06
Richland Energy Services Dept. | Northwest Power Area (NWPA) - U.S. Systems | 1992 | 0 | 3.48 | 250342 | 48684 | 278052 | 2181 | 1321 | 580580 |  | 11.79% | 0 | 0 | 17337141 | 0 | 1144049 | 18481190 | 0.0050232
Richland Energy Services Dept. | Northwest Power Area (NWPA) - U.S. Systems | 1993 | 0 | 3.48 | 284350 | 52993 | 293200 | 2210 | 1329 | 634082 |  | 11.8% | 2114 | 861 | 1095 | 4 | 16912 | 20986 | 5.704e-06
Richland Energy Services Dept. | Northwest Power Area (NWPA) - U.S. Systems | 1994 | 0 | 2.72 | 265940 | 55949 | 304121 | 2380 | 1329 | 629719 |  | 11.81% | 0 | 0 | 22439 | 0 | 0 | 22439 | 6.099e-06
Richland Energy Services Dept. | Northwest Power Area (NWPA) - U.S. Systems | 1995 | 0 | 1.62 | 270147 | 54326 | 305302 | 2909 | 1292 | 633976 |  | 11.81% | 13758 | 5901 | 4539 | 0 | 0 | 24198 | 6.5771e-06
Richland Energy Services Dept. | Northwest Power Area (NWPA) - U.S. Systems | 1996 | 0 | 7.31 | 299142 | 56594 | 289297 | 2958 | 1741 | 649732 |  | 11.82% | 20399 | 2888 | 0 | 0 | 0 | 23287 | 6.3295e-06
Richland Energy Services Dept. | Northwest Power Area (NWPA) - U.S. Systems | 1997 | 0 | 2.15 | 281398 | 57592 | 312602 | 3044 | 2199 | 656835 |  | 11.86% | 241695 | 58263 | 41000 | 602 | 4602 | 346162 | 9.4087e-05
Richland Energy Services Dept. | Northwest Power Area (NWPA) - U.S. Systems | 1998 | 0 | 3.34 | 269956 | 61276 | 327190 | 3405 | 2456 | 664283 |  | 11.87% | 997 | 314 | 147 | 0 | 0 | 1458 | 3.9629e-07
Richland Energy Services Dept. | Northwest Power Area (NWPA) - U.S. Systems | 1999 | 0 | 2.21 | 269485 | 72661 | 320049 | 3445 | 2456 | 668096 |  | 11.91% | 3616 | 1348 | 3043 | 0 | 0 | 8007 | 2.1763e-06
Richland Energy Services Dept. | Northwest Power Area (NWPA) - U.S. Systems | 2000 | 0 | 3.4 | 282195 | 82654 | 322493 | 3388 | 2483 | 693213 |  | 11.91% | 20314 | 14520 | 15144 | 293 | 1233 | 51504 | 1.3999e-05
Richland Energy Services Dept. | Northwest Power Area (NWPA) - U.S. Systems | 2001 | 0 | 3.31 | 282877 | 277609 | 110215 | 0 | 19256 | 689957 |  | 11.93% | 11385 | 2917 | 227 | 1473 | 652 | 16654 | 4.5266e-06
Richland Energy Services Dept. | Northwest Power Area (NWPA) - U.S. Systems | 2002 | 0 | 3.12 | 282068 | 282453 | 102326 | 0 | 20609 | 687456 |  | 11.93% | 29692 | 16356 | 0 | 0 | 0 | 46048 | 1.2516e-05
Richland Energy Services Dept. | Northwest Power Area (NWPA) - U.S. Systems | 2003 | 0 | 4.23 | 278959 | 282103 | 137729 | 0 | 0 | 698791 |  | 11.93% | 144964 | 46482 | 21049 | 0 | 0 | 212495 | 5.7757e-05
Richland Energy Services Dept. | Northwest Power Area (NWPA) - U.S. Systems | 2004 | 0 | 3.45 | 292114 | 284728 | 151303 | 0 | 0 | 728145 |  | 11.94% | 4028 | 3736 | 1630 | 0 | 0 | 9394 | 2.5533e-06
Richland Energy Services Dept. | Northwest Power Area (NWPA) - U.S. Systems | 2005 | 0 | 4.04 | 295048 | 297156 | 160577 | 0 | 0 | 752781 |  | 11.94% | 32631 | 2924 | 0 | 0 | 1828 | 37383 | 1.0161e-05
Richland Energy Services Dept. | Northwest Power Area (NWPA) - U.S. Systems | 2006 | 0 | 3.98 | 306771 | 313529 | 161834 | 0 | 0 | 782134 |  | 11.94% | 26047 | 19190 | 0 | 0 | 0 | 45237 | 1.2296e-05
Rupert Electrical Dept. | Northwest Power Area (NWPA) - U.S. Systems | 1988 | 0 | 5.61 | 37589 | 24055 | 0 | 0 | 0 | 61644 |  | 11.95% | 5168 | 4367 | 0 | 0 | 0 | 9535 | 2.5916e-06
Rupert Electrical Dept. | Northwest Power Area (NWPA) - U.S. Systems | 1989 | 0 | 6.29 | 39283 | 25779 | 0 | 0 | 0 | 65062 |  | 11.96% | 2010 | 1294 | 13196 | 0 | 0 | 16500 | 4.4847e-06
Rupert Electrical Dept. | Northwest Power Area (NWPA) - U.S. Systems | 1990 | 0 | 9.46 | 37692 | 25350 | 0 | 400 | 3925 | 67367 |  | 11.96% | 61978 | 36904 | 0 | 136 | 34488 | 133506 | 3.6287e-05
Rupert Electrical Dept. | Northwest Power Area (NWPA) - U.S. Systems | 1991 | 0 | 4.55 | 40960 | 29507 | 0 | 400 | 4730 | 75597 |  | 11.97% | 10819 | 9307 | 1183 | 0 | 1618 | 22927 | 6.2316e-06
Rupert Electrical Dept. | Northwest Power Area (NWPA) - U.S. Systems | 1992 | 0 | 4.55 | 40960 | 29507 | 0 | 400 | 4730 | 75597 |  | 11.98% | 13655 | 5788 | 4144 | 0 | 0 | 23587 | 6.411e-06
Rupert Electrical Dept. | Northwest Power Area (NWPA) - U.S. Systems | 1993 | 0 | 4.84 | 43655 | 29680 | 0 | 4000 | 1576 | 78911 |  | 11.99% | 14260 | 5617 | 0 | 77 | 5378 | 25332 | 6.8853e-06
Rupert Electrical Dept. | Northwest Power Area (NWPA) - U.S. Systems | 1994 | 0 | 6.65 | 40342 | 29014 | 0 | 5267 | 750 | 75373 |  | 11.99% | 26253 | 18322 | 0 | 0 | 0 | 44575 | 1.2116e-05
Rupert Electrical Dept. | Northwest Power Area (NWPA) - U.S. Systems | 1995 | 0 | 4.33 | 38772 | 29864 | 0 | 5869 | 0 | 74505 |  | 12% | 11527 | 3800 | 0 | 64 | 5533 | 20924 | 5.6872e-06
Rupert Electrical Dept. | Northwest Power Area (NWPA) - U.S. Systems | 1996 | 0 | 5.95 | 40038 | 29871 | 0 | 0 | 4856 | 74765 |  | 12% | 15190 | 15109 | 13990 | 575 | 0 | 44864 | 1.2194e-05
Rupert Electrical Dept. | Northwest Power Area (NWPA) - U.S. Systems | 1997 | 0 | 5.4 | 39764 | 32157 | 0 | 0 | 5433 | 77354 |  | 12.05% | 30872 | 16107 | 0 | 0 | 0 | 46979 | 1.2769e-05
Rupert Electrical Dept. | Northwest Power Area (NWPA) - U.S. Systems | 1998 | 0 | 2.43 | 42298 | 32389 | 0 | 0 | 4957 | 79644 |  | 12.06% | 16335 | 7137 | 0 | 108 | 0 | 23580 | 6.4091e-06
Rupert Electrical Dept. | Northwest Power Area (NWPA) - U.S. Systems | 1999 | 0 | 1.96 | 42900 | 34045 | 0 | 0 | 3998 | 80943 |  | 12.09% | 8182 | 11613 | 781 | 0 | 2440 | 23016 | 6.2558e-06
Rupert Electrical Dept. | Northwest Power Area (NWPA) - U.S. Systems | 2000 | 0 | 5.93 | 41221 | 32117 | 0 | 0 | 4438 | 77776 |  | 12.09% | 13076 | 4897 | 0 | 65 | 6479 | 24517 | 6.6638e-06
Rupert Electrical Dept. | Northwest Power Area (NWPA) - U.S. Systems | 2001 | 0 | 8.4 | 39129 | 38096 | 0 | 0 | 0 | 77225 |  | 12.11% | 2097 | 1769 | 175 | 0 | 18604 | 22645 | 6.155e-06
Rupert Electrical Dept. | Northwest Power Area (NWPA) - U.S. Systems | 2002 | 0 | 7.68 | 35139 | 36635 | 0 | 0 | 0 | 71774 |  | 12.14% | 2057 | 574 | 0 | 0 | 0 | 2631 | 7.1511e-07
Rupert Electrical Dept. | Northwest Power Area (NWPA) - U.S. Systems | 2003 | 0 | 10.35 | 37018 | 29769 | 0 | 0 | 0 | 66787 |  | 12.14% | 171526 | 54515 | 26327 | 251 | 4857 | 257476 | 6.9982e-05
Rupert Electrical Dept. | Northwest Power Area (NWPA) - U.S. Systems | 2004 | 0 | 5.07 | 35369 | 38312 | 0 | 0 | 0 | 73681 |  | 12.16% | 64592 | 72363 | 20092 | 684 | 3386 | 161117 | 4.3792e-05
Rupert Electrical Dept. | Northwest Power Area (NWPA) - U.S. Systems | 2005 | 0 | 6.98 | 36280 | 40862 | 0 | 0 | 0 | 77142 |  | 12.18% | 6584 | 5140 | 0 | 0 | 32 | 11756 | 3.1953e-06
Rupert Electrical Dept. | Northwest Power Area (NWPA) - U.S. Systems | 2006 | 0 | 2.71 | 38020 | 43287 | 0 | 0 | 0 | 81307 |  | 12.2% | 20102 | 2856 | 0 | 0 | 0 | 22958 | 6.24e-06
Rupert Rural Electric Co. | Northwest Power Area (NWPA) - U.S. Systems | 1988 | 0 | 6.28 | 39501 | 18028 | 15970 | 63 | 21 | 73583 |  | 12.21% | 19740 | 13281 | 14184 | 181 | 2986 | 50372 | 1.3691e-05
Rupert Rural Electric Co. | Northwest Power Area (NWPA) - U.S. Systems | 1989 | 0 | 5.48 | 41969 | 19007 | 16214 | 50 | 22 | 77262 |  | 12.22% | 18710 | 7059 | 0 | 0 | 0 | 25769 | 7.0041e-06
Rupert Rural Electric Co. | Northwest Power Area (NWPA) - U.S. Systems | 1990 | 0 | 5.93 | 40137 | 19060 | 17151 | 51 | 22 | 76421 |  | 12.22% | 26000 | 8000 | 0 | 0 | 5500 | 39500 | 1.0736e-05
Rupert Rural Electric Co. | Northwest Power Area (NWPA) - U.S. Systems | 1991 | 0 | 6.46 | 42538 | 20392 | 15371 | 51 | 21 | 78373 |  | 12.25% | 36767 | 27969 | 0 | 60 | 0 | 64796 | 1.7612e-05
Rupert Rural Electric Co. | Northwest Power Area (NWPA) - U.S. Systems | 1992 | 0 | 5.12 | 40105 | 21275 | 0 | 73 | 18634 | 80087 |  | 12.3% | 114547 | 23591 | 15327 | 0 | 6150 | 159615 | 4.3384e-05
Rupert Rural Electric Co. | Northwest Power Area (NWPA) - U.S. Systems | 1993 | 0 | 5.84 | 45227 | 22426 | 0 | 51 | 15395 | 83099 |  | 12.31% | 9475 | 7237 | 0 | 0 | 0 | 16712 | 4.5424e-06
Rupert Rural Electric Co. | Northwest Power Area (NWPA) - U.S. Systems | 1994 | 0 | 2.75 | 42834 | 24277 | 0 | 51 | 19535 | 86697 |  | 12.32% | 13722 | 5371 | 0 | 46 | 5544 | 24683 | 6.7089e-06
Rupert Rural Electric Co. | Northwest Power Area (NWPA) - U.S. Systems | 1995 | 0 | 4.33 | 44119 | 24128 | 0 | 51 | 15751 | 84049 |  | 12.33% | 17828 | 8487 | 0 | 51 | 0 | 26366 | 7.1663e-06
Rupert Rural Electric Co. | Northwest Power Area (NWPA) - U.S. Systems | 1996 | 0 | 5.69 | 43446 | 24170 | 0 | 56 | 20406 | 88078 |  | 12.35% | 19655 | 9046 | 0 | 51 | 0 | 28752 | 7.8148e-06
Rupert Rural Electric Co. | Northwest Power Area (NWPA) - U.S. Systems | 1997 | 0 | 5.71 | 44451 | 25434 | 0 | 57 | 18492 | 88434 |  | 12.37% | 19180 | 8631 | 0 | 51 | 0 | 27862 | 7.5729e-06
Ruston Electric Utility | Northwest Power Area (NWPA) - U.S. Systems | 1988 | 0 | 1.94 | 4687 | 0 | 0 | 0 | 0 | 4687 |  | 12.43% | 19375 | 10316 | 0 | 51 | 1217 | 30959 | 8.4147e-06
Ruston Electric Utility | Northwest Power Area (NWPA) - U.S. Systems | 1989 | 0 | 1.94 | 4687 | 0 | 0 | 0 | 0 | 4687 |  | 12.44% | 3874 | 1326 | 0 | 0 | 4409 | 9609 | 2.6117e-06
Ruston Electric Utility | Northwest Power Area (NWPA) - U.S. Systems | 1990 | 0 | 1.94 | 4687 | 0 | 0 | 0 | 0 | 4687 |  | 12.44% | 26091 | 19088 | 0 | 0 | 0 | 45179 | 1.228e-05
Ruston Electric Utility | Northwest Power Area (NWPA) - U.S. Systems | 1991 | 0 | 4.77 | 8577 | 1575 | 0 | 300 | 0 | 10452 |  | 12.47% | 17321 | 7594 | 0 | 113 | 0 | 25028 | 6.8027e-06
Ruston Electric Utility | Northwest Power Area (NWPA) - U.S. Systems | 1992 | 0 | 0 | 3325 | 0 | 1295 | 400 | 0 | 5020 |  | 12.49% | 64463 | 22707 | 32712 | 0 | 0 | 119882 | 3.2584e-05
Ruston Electric Utility | Northwest Power Area (NWPA) - U.S. Systems | 1993 | 0 | 0 | 4500 | 0 | 1437 | 400 | 0 | 6337 |  | 12.52% | 8454 | 10873 | 1481 | 0 | 2823 | 23631 | 6.423e-06
Ruston Electric Utility | Northwest Power Area (NWPA) - U.S. Systems | 1994 | 0 | 0 | 4720 | 0 | 1119 | 400 | 0 | 6239 |  | 12.53% | 7295 | 11838 | 0 | 786 | 0 | 19919 | 5.414e-06
Ruston Electric Utility | Northwest Power Area (NWPA) - U.S. Systems | 1995 | 0 | 0 | 5430 | 0 | 1106 | 400 | 0 | 6936 |  | 12.55% | 145641 | 67918 | 18656 | 1266 | 16833 | 250314 | 6.8036e-05
Ruston Electric Utility | Northwest Power Area (NWPA) - U.S. Systems | 1996 | 0 | 0 | 5173 | 0 | 746 | 362 | 0 | 6281 |  | 12.59% | 2314 | 294 | 0 | 0 | 0 | 2608 | 7.0886e-07
Ruston Electric Utility | Northwest Power Area (NWPA) - U.S. Systems | 1997 | 0 | 0 | 5357 | 0 | 715 | 400 | 0 | 6472 |  | 12.63% | 319777 | 125397 | 0 | 0 | 66971 | 512145 | 0.0001392
Ruston Electric Utility | Northwest Power Area (NWPA) - U.S. Systems | 1998 | 0 | 0 | 5148 | 0 | 609 | 400 | 0 | 6157 |  | 12.64% | 8768 | 2819 | 0 | 0 | 1900 | 13487 | 3.6658e-06
Ruston Electric Utility | Northwest Power Area (NWPA) - U.S. Systems | 1999 | 0 | 0 | 5349 | 0 | 610 | 400 | 0 | 6359 |  | 12.72% | 9575 | 2370 | 0 | 0 | 34 | 11979 | 3.2559e-06
Ruston Electric Utility | Northwest Power Area (NWPA) - U.S. Systems | 2000 | 0 | 0 | 6026 | 0 | 201 | 400 | 0 | 6627 |  | 12.75% | 21326 | 14186 | 13399 | 315 | 9694 | 58920 | 1.6015e-05
Ruston Electric Utility | Northwest Power Area (NWPA) - U.S. Systems | 2001 | 0 | 0 | 5426 | 0 | 166 | 0 | 0 | 5592 |  | 12.76% | 5201 | 2109 | 0 | 0 | 759 | 8069 | 2.1932e-06
Ruston Electric Utility | Northwest Power Area (NWPA) - U.S. Systems | 2002 | 0 | 0 | 5498 | 0 | 363 | 0 | 0 | 5861 |  | 12.78% | 9721 | 9356 | 0 | 0 | 1713 | 20790 | 5.6508e-06
Ruston Electric Utility | Northwest Power Area (NWPA) - U.S. Systems | 2003 | 0 | 0 | 5063 | 0 | 314 | 0 | 0 | 5377 |  | 12.8% | 154814 | 76698 | 18713 | 1553 | 19217 | 270995 | 7.3657e-05
Ruston Electric Utility | Northwest Power Area (NWPA) - U.S. Systems | 2004 | 0 | 0 | 5073 | 0 | 174 | 0 | 0 | 5247 |  | 12.83% | 9598 | 9075 | 0 | 0 | 0 | 18673 | 5.0754e-06
Ruston Electric Utility | Northwest Power Area (NWPA) - U.S. Systems | 2005 | 0 | 0 | 5058 | 0 | 129 | 0 | 0 | 5187 |  | 12.86% | 25780 | 7542 | 3750 | 150 | 2748 | 39970 | 1.0864e-05
Ruston Electric Utility | Northwest Power Area (NWPA) - U.S. Systems | 2006 | 0 | 0 | 5305 | 0 | 6 | 0 | 0 | 5311 |  | 12.87% | 10184 | 3345 | 468 | 216 | 1692 | 15905 | 4.323e-06
Salem City Power Dept. | Northwest Power Area (NWPA) - U.S. Systems | 1988 | 0 | 1.46 | 6320 | 2107 | 0 | 0 | 0 | 8427 |  | 12.88% | 1925 | 640 | 0 | 0 | 0 | 2565 | 6.9717e-07
Salem City Power Dept. | Northwest Power Area (NWPA) - U.S. Systems | 1989 | 0 | 1.45 | 6265 | 2088 | 0 | 0 | 0 | 8353 |  | 12.91% | 9632 | 6778 | 0 | 0 | 0 | 16410 | 4.4603e-06
Salem City Power Dept. | Northwest Power Area (NWPA) - U.S. Systems | 1990 | 0 | 1.46 | 6327 | 2109 | 0 | 0 | 0 | 8436 |  | 12.96% | 9879 | 11367 | 0 | 0 | 0 | 21246 | 5.7747e-06
Salem City Power Dept. | Northwest Power Area (NWPA) - U.S. Systems | 1991 | 0 | 1.45 | 6175 | 2058 | 0 | 0 | 0 | 8233 |  | 12.98% | 20535 | 6929 | 2799 | 108 | 1251 | 31622 | 8.5949e-06
Salem City Power Dept. | Northwest Power Area (NWPA) - U.S. Systems | 1992 | 0 | 1.46 | 6817 | 2152 | 0 | 0 | 0 | 8969 |  | 13% | 8016 | 11716 | 863 | 0 | 3119 | 23714 | 6.4455e-06
Salem City Power Dept. | Northwest Power Area (NWPA) - U.S. Systems | 1993 | 0 | 1.56 | 7216 | 2354 | 0 | 0 | 0 | 9570 |  | 13.01% | 8380 | 9651 | 254 | 25 | 3090 | 21400 | 5.8166e-06
Salem City Power Dept. | Northwest Power Area (NWPA) - U.S. Systems | 1994 | 0 | 1.57 | 7987 | 2292 | 0 | 0 | 0 | 10279 |  | 13.01% | 14397 | 5345 | 0 | 46 | 3568 | 23356 | 6.3482e-06
Salem City Power Dept. | Northwest Power Area (NWPA) - U.S. Systems | 1995 | 0 | 1.6 | 8025 | 2303 | 0 | 0 | 0 | 10328 |  | 13.02% | 2415 | 97 | 127 | 0 | 0 | 2639 | 7.1729e-07
Salem City Power Dept. | Northwest Power Area (NWPA) - U.S. Systems | 1996 | 0 | 1.43 | 9474 | 2717 | 0 | 0 | 0 | 12191 |  | 13.07% | 56000 | 33000 | 0 | 0 | 36000 | 125000 | 3.3975e-05
Salem City Power Dept. | Northwest Power Area (NWPA) - U.S. Systems | 1997 | 0 | 1.59 | 10833 | 3145 | 0 | 0 | 0 | 13978 |  | 13.15% | 116422 | 91943 | 0 | 7 | 34046 | 242418 | 6.589e-05
Salem City Power Dept. | Northwest Power Area (NWPA) - U.S. Systems | 1998 | 0 | 1.53 | 12394 | 3913 | 0 | 0 | 0 | 16307 |  | 13.17% | 8780 | 2745 | 0 | 7 | 336 | 11868 | 3.2257e-06
Salem City Power Dept. | Northwest Power Area (NWPA) - U.S. Systems | 1999 | 0 | 1.52 | 13750 | 4342 | 0 | 0 | 0 | 18092 |  | 13.19% | 106166 | 14674 | 2241 | 307 | 2462 | 125850 | 3.4206e-05
Salem City Power Dept. | Northwest Power Area (NWPA) - U.S. Systems | 2000 | 0 | 1.52 | 14045 | 4435 | 0 | 0 | 0 | 18480 |  | 13.3% | 2446 | 291 | 401 | 0 | 0 | 3138 | 8.5291e-07
Salem City Power Dept. | Northwest Power Area (NWPA) - U.S. Systems | 2001 | 0 | 6.06 | 15184 | 3916 | 0 | 0 | 0 | 19100 |  | 13.31% | 31207 | 14832 | 0 | 0 | 0 | 46039 | 1.2513e-05
Salem City Power Dept. | Northwest Power Area (NWPA) - U.S. Systems | 2002 | 0 | 4.58 | 14384 | 4125 | 0 | 0 | 0 | 18509 |  | 13.37% | 26086 | 3831 | 2135 | 53 | 41382 | 73487 | 1.9974e-05
Salem City Power Dept. | Northwest Power Area (NWPA) - U.S. Systems | 2003 | 0 | 4.45 | 15122 | 4152 | 212 | 0 | 0 | 19486 |  | 13.38% | 9303 | 11398 | 819 | 0 | 3104 | 24624 | 6.6929e-06
Salem City Power Dept. | Northwest Power Area (NWPA) - U.S. Systems | 2004 | 0 | 0.14 | 15251 | 4418 | 419 | 0 | 0 | 20088 |  | 13.39% | 621 | 0 | 0 | 0 | 0 | 621 | 1.6879e-07
Salem City Power Dept. | Northwest Power Area (NWPA) - U.S. Systems | 2005 | 0 | 3.83 | 14066 | 6244 | 451 | 0 | 0 | 20761 |  | 13.4% | 8316 | 10722 | 1021 | 0 | 2353 | 22412 | 6.0916e-06
Salem City Power Dept. | Northwest Power Area (NWPA) - U.S. Systems | 2006 | 0 | 0 | 13881 | 6558 | 516 | 0 | 0 | 20955 |  | 13.41% | 973 | 281 | 47 | 0 | 0 | 1301 | 3.5361e-07
Salem Electric Coop Association | Northwest Power Area (NWPA) - U.S. Systems | 1988 | 0 | 2.75 | 154985 | 75680 | 66626 | 1144 | 0 | 298435 |  | 13.44% | 5056 | 4773 | 0 | 0 | 0 | 9829 | 2.6715e-06
Salem Electric Coop Association | Northwest Power Area (NWPA) - U.S. Systems | 1989 | 0 | 3.42 | 156770 | 78975 | 73632 | 1164 | 0 | 310541 |  | 13.45% | 11470 | 11809 | 17214 | 183 | 3899 | 44575 | 1.2116e-05
Salem Electric Coop Association | Northwest Power Area (NWPA) - U.S. Systems | 1990 | 0 | 4 | 160294 | 79377 | 84408 | 1177 | 0 | 325256 |  | 13.45% | 108423 | 72881 | 9904 | 0 | 28512 | 219720 | 5.972e-05
Salem Electric Coop Association | Northwest Power Area (NWPA) - U.S. Systems | 1991 | 0 | 2.12 | 164925 | 83354 | 82103 | 1200 | 0 | 331582 |  | 13.47% | 22190 | 6820 | 3362 | 124 | 2331 | 34827 | 9.466e-06
Salem Electric Coop Association | Northwest Power Area (NWPA) - U.S. Systems | 1992 | 0 | 3.13 | 153900 | 86715 | 85571 | 1219 | 0 | 327405 |  | 13.54% | 968 | 326 | 156 | 0 | 0 | 1450 | 3.9411e-07
Salem Electric Coop Association | Northwest Power Area (NWPA) - U.S. Systems | 1993 | 0 | 2.8 | 167953 | 82352 | 89966 | 1292 | 0 | 341563 |  | 13.62% | 8707 | 8414 | 0 | 0 | 1713 | 18834 | 5.1191e-06
Salem Electric Coop Association | Northwest Power Area (NWPA) - U.S. Systems | 1994 | 0 | 2.65 | 162478 | 89004 | 94018 | 1350 | 0 | 346850 |  | 13.63% | 7611 | 5124 | 0 | 0 | 765 | 13500 | 3.6693e-06
Salem Electric Coop Association | Northwest Power Area (NWPA) - U.S. Systems | 1995 | 0 | 2.57 | 158634 | 89150 | 112663 | 1455 | 0 | 361902 |  | 13.63% | 32285 | 27901 | 0 | 0 | 0 | 60186 | 1.6359e-05
Salem Electric Coop Association | Northwest Power Area (NWPA) - U.S. Systems | 1996 | 0 | 2.71 | 165825 | 97900 | 122011 | 1524 | 0 | 387260 |  | 13.64% | 5648 | 5235 | 0 | 0 | 0 | 10883 | 2.958e-06
Salem Electric Coop Association | Northwest Power Area (NWPA) - U.S. Systems | 1997 | 0 | 2.45 | 166008 | 94393 | 130636 | 1567 | 0 | 392604 |  | 13.65% | 985 | 281 | 58 | 0 | 0 | 1324 | 3.5987e-07
Salem Electric Coop Association | Northwest Power Area (NWPA) - U.S. Systems | 1998 | 0 | 2.55 | 166414 | 97720 | 132983 | 1647 | 0 | 398764 |  | 13.66% | 30460 | 5453 | 173 | 0 | 3359 | 39445 | 1.0721e-05
Salem Electric Coop Association | Northwest Power Area (NWPA) - U.S. Systems | 1999 | 0 | 1.9 | 175721 | 101826 | 140630 | 1709 | 0 | 419886 |  | 13.7% | 553 | 0 | 0 | 0 | 0 | 553 | 1.5031e-07
Salem Electric Coop Association | Northwest Power Area (NWPA) - U.S. Systems | 2000 | 0 | 3.17 | 172818 | 100597 | 144575 | 1846 | 0 | 419836 |  | 13.74% | 56000 | 35000 | 0 | 0 | 36000 | 127000 | 3.4519e-05
Salem Electric Coop Association | Northwest Power Area (NWPA) - U.S. Systems | 2001 | 0 | 2.65 | 166927 | 97753 | 114975 | 0 | 1913 | 381568 |  | 13.86% | 9357 | 10270 | 1183 | 0 | 2127 | 22937 | 6.2343e-06
Salem Electric Coop Association | Northwest Power Area (NWPA) - U.S. Systems | 2002 | 0 | 2.96 | 167059 | 96753 | 124910 | 0 | 1951 | 390673 |  | 13.87% | 16517 | 2967 | 0 | 58 | 5549 | 25091 | 6.8198e-06
Salem Electric Coop Association | Northwest Power Area (NWPA) - U.S. Systems | 2003 | 0 | 3.36 | 167573 | 100461 | 111028 | 0 | 0 | 379062 |  | 13.88% | 8100 | 2456 | 0 | 0 | 2146 | 12702 | 3.4524e-06
Salem Electric Coop Association | Northwest Power Area (NWPA) - U.S. Systems | 2004 | 0 | 2.37 | 173329 | 102890 | 104217 | 0 | 0 | 380436 |  | 13.98% | 960 | 274 | 179 | 0 | 0 | 1413 | 3.8406e-07
Salem Electric Coop Association | Northwest Power Area (NWPA) - U.S. Systems | 2005 | 0 | 3.46 | 176428 | 104336 | 41321 | 0 | 0 | 322085 |  | 14.09% | 187413 | 108347 | 16144 | 0 | 0 | 311904 | 8.4776e-05
Salem Electric Coop Association | Northwest Power Area (NWPA) - U.S. Systems | 2006 | 0 | 2.67 | 185518 | 109799 | 31716 | 0 | 0 | 327033 |  | 14.11% | 675 | 0 | 0 | 0 | 0 | 675 | 1.8347e-07
Salmon River Electric Coop, Inc. | Northwest Power Area (NWPA) - U.S. Systems | 1988 | 0 | 2.13 | 18118 | 12692 | 157865 | 95 | 9978 | 198748 |  | 14.11% | 5875 | 1999 | 0 | 0 | 643 | 8517 | 2.3149e-06
Salmon River Electric Coop, Inc. | Northwest Power Area (NWPA) - U.S. Systems | 1989 | 0 | 1.04 | 20058 | 12880 | 167622 | 313 | 10863 | 211736 |  | 14.11% | 22484 | 15430 | 18007 | 220 | 1098 | 57239 | 1.5558e-05
Salmon River Electric Coop, Inc. | Northwest Power Area (NWPA) - U.S. Systems | 1990 | 0 | 2.4 | 19615 | 12736 | 190718 | 327 | 10984 | 234380 |  | 14.12% | 5875 | 1999 | 0 | 0 | 642 | 8516 | 2.3147e-06
Salmon River Electric Coop, Inc. | Northwest Power Area (NWPA) - U.S. Systems | 1991 | 0 | 2.64 | 21230 | 13655 | 103669 | 314 | 10981 | 149849 |  | 14.13% | 4998 | 4128 | 770 | 0 | 0 | 9896 | 2.6898e-06
Salmon River Electric Coop, Inc. | Northwest Power Area (NWPA) - U.S. Systems | 1992 | 0 | 3.95 | 19970 | 13386 | 159991 | 315 | 11975 | 205637 |  | 14.14% | 261 | 0 | 0 | 0 | 0 | 261 | 7.094e-08
Salmon River Electric Coop, Inc. | Northwest Power Area (NWPA) - U.S. Systems | 1993 | 0 | 12.75 | 21326 | 14186 | 13399 | 315 | 9694 | 58920 |  | 14.17% | 19571 | 8910 | 0 | 51 | 0 | 28532 | 7.7551e-06
Salmon River Electric Coop, Inc. | Northwest Power Area (NWPA) - U.S. Systems | 1994 | 0 | 4.36 | 22048 | 14695 | 110859 | 313 | 12470 | 160385 |  | 14.19% | 42460 | 57126 | 0 | 0 | 0 | 99586 | 2.7068e-05
Salmon River Electric Coop, Inc. | Northwest Power Area (NWPA) - U.S. Systems | 1995 | 0 | 3.06 | 24242 | 14810 | 224103 | 317 | 9402 | 272874 |  | 14.2% | 5101 | 4568 | 0 | 0 | 0 | 9669 | 2.6281e-06
Salmon River Electric Coop, Inc. | Northwest Power Area (NWPA) - U.S. Systems | 1996 | 0 | 3.25 | 25718 | 15854 | 217161 | 319 | 11495 | 270547 |  | 14.3% | 26869 | 16632 | 821 | 0 | 0 | 44322 | 1.2047e-05
Salmon River Electric Coop, Inc. | Northwest Power Area (NWPA) - U.S. Systems | 1997 | 0 | 3.24 | 25436 | 15320 | 198765 | 326 | 10513 | 250360 |  | 14.48% | 17535 | 6819 | 0 | 0 | 0 | 24354 | 6.6195e-06
Salmon River Electric Coop, Inc. | Northwest Power Area (NWPA) - U.S. Systems | 1998 | 0 | 3.1 | 26147 | 16071 | 181184 | 326 | 9147 | 232875 |  | 14.53% | 22170 | 15348 | 18105 | 229 | 1075 | 56927 | 1.5473e-05
Salmon River Electric Coop, Inc. | Northwest Power Area (NWPA) - U.S. Systems | 1999 | 0 | 2.9 | 26833 | 16724 | 128328 | 338 | 11694 | 183917 |  | 14.55% | 45087 | 4407 | 2070 | 0 | 0 | 51564 | 1.4015e-05
Salmon River Electric Coop, Inc. | Northwest Power Area (NWPA) - U.S. Systems | 2000 | 0 | 3.19 | 28188 | 17678 | 132575 | 325 | 13521 | 192287 |  | 14.56% | 19461 | 6756 | 2160 | 0 | 1551 | 29928 | 8.1345e-06
Salmon River Electric Coop, Inc. | Northwest Power Area (NWPA) - U.S. Systems | 2001 | 0 | 9.27 | 22250 | 14560 | 79929 | 0 | 12565 | 129304 |  | 14.63% | 8484 | 16757 | 979 | 0 | 0 | 26220 | 7.1266e-06
Salmon River Electric Coop, Inc. | Northwest Power Area (NWPA) - U.S. Systems | 2002 | 0 | 2.46 | 27927 | 18305 | 103207 | 0 | 12041 | 161480 |  | 14.66% | 9801319 | 7974498 | 1395544 | 0 | 82463 | 19253824 | 0.0052332
Salmon River Electric Coop, Inc. | Northwest Power Area (NWPA) - U.S. Systems | 2003 | 0 | 0 | 27903 | 30629 | 128977 | 0 | 0 | 187509 |  | 14.68% | 5767 | 5054 | 0 | 0 | 0 | 10821 | 2.9412e-06
Salmon River Electric Coop, Inc. | Northwest Power Area (NWPA) - U.S. Systems | 2004 | 0 | 0 | 25377 | 25161 | 173358 | 0 | 0 | 223896 |  | 14.68% | 8525 | 12217 | 242 | 0 | 0 | 20984 | 5.7035e-06
Salmon River Electric Coop, Inc. | Northwest Power Area (NWPA) - U.S. Systems | 2005 | 0 | 0 | 26881 | 19202 | 172994 | 0 | 0 | 219077 |  | 14.8% | 182102 | 102580 | 19625 | 0 | 1805 | 306112 | 8.3202e-05
Salmon River Electric Coop, Inc. | Northwest Power Area (NWPA) - U.S. Systems | 2006 | 0 | 2.12 | 27916 | 18636 | 141926 | 0 | 0 | 188478 |  | 14.98% | 60 | 2211 | 0 | 0 | 0 | 2271 | 6.1726e-07
Santa Clara, City of | Northwest Power Area (NWPA) - U.S. Systems | 1993 | 0 | 4.11 | 11080 | 399 | 0 | 0 | 595 | 12074 |  | 15.26% | 942 | 270 | 129 | 0 | 0 | 1341 | 3.6449e-07
Santa Clara, City of | Northwest Power Area (NWPA) - U.S. Systems | 1994 | 0 | 0.72 | 13503 | 447 | 0 | 0 | 746 | 14696 |  | 15.31% | 3516 | 1231 | 0 | 0 | 3535 | 8282 | 2.2511e-06
Santa Clara, City of | Northwest Power Area (NWPA) - U.S. Systems | 1995 | 0 | 4.84 | 12778 | 1048 | 0 | 0 | 142 | 13968 |  | 15.37% | 194681 | 110597 | 16785 | 0 | 0 | 322063 | 8.7537e-05
Santa Clara, City of | Northwest Power Area (NWPA) - U.S. Systems | 1996 | 0 | 3.8 | 14882 | 1228 | 0 | 0 | 49 | 16159 |  | 15.38% | 6000 | 3000 | 0 | 0 | 0 | 9000 | 2.4462e-06
Santa Clara, City of | Northwest Power Area (NWPA) - U.S. Systems | 1997 | 0 | 4.68 | 14959 | 1370 | 0 | 0 | 1 | 16330 |  | 15.48% | 9112 | 10998 | 821 | 0 | 3645 | 24576 | 6.6798e-06
Santa Clara, City of | Northwest Power Area (NWPA) - U.S. Systems | 1998 | 0 | 6.81 | 15351 | 1633 | 0 | 0 | 0 | 16984 |  | 15.5% | 10824 | 7181 | 0 | 0 | 0 | 18005 | 4.8938e-06
Santa Clara, City of | Northwest Power Area (NWPA) - U.S. Systems | 1999 | 0 | 7.04 | 16780 | 1600 | 0 | 0 | 0 | 18380 |  | 15.57% | 1794 | 188 | 0 | 0 | 14 | 1996 | 5.4252e-07
Santa Clara, City of | Northwest Power Area (NWPA) - U.S. Systems | 2000 | 0 | 6.46 | 18011 | 1857 | 0 | 0 | 140 | 20008 |  | 15.62% | 577 | 0 | 0 | 0 | 0 | 577 | 1.5683e-07
Santa Clara, City of | Northwest Power Area (NWPA) - U.S. Systems | 2001 | 0 | 4.66 | 19737 | 1219 | 0 | 0 | 871 | 21827 |  | 15.62% | 8363 | 5494 | 0 | 0 | 161 | 14018 | 3.8101e-06
Santa Clara, City of | Northwest Power Area (NWPA) - U.S. Systems | 2002 | 0 | 4.68 | 21362 | 1334 | 0 | 0 | 1590 | 24286 |  | 15.63% | 52488 | 9181 | 0 | 443 | 11313 | 73425 | 1.9957e-05
Santa Clara, City of | Northwest Power Area (NWPA) - U.S. Systems | 2003 | 0 | 5.84 | 22749 | 3999 | 0 | 0 | 0 | 26748 |  | 15.68% | 8461 | 5499 | 0 | 0 | 0 | 13960 | 3.7944e-06
Santa Clara, City of | Northwest Power Area (NWPA) - U.S. Systems | 2004 | 0 | 4.47 | 23944 | 4039 | 0 | 0 | 0 | 27983 |  | 15.79% | 10970 | 3968 | 432 | 218 | 1764 | 17352 | 4.7163e-06
Santa Clara, City of | Northwest Power Area (NWPA) - U.S. Systems | 2005 | 0 | 6.26 | 24820 | 3867 | 0 | 0 | 0 | 28687 |  | 15.91% | 2814 | 227 | 0 | 0 | 29 | 3070 | 8.3443e-07
Santa Clara, City of | Northwest Power Area (NWPA) - U.S. Systems | 2006 | 0 | 5.75 | 28647 | 4336 | 0 | 0 | 0 | 32983 |  | 15.93% | 10304 | 1445 | 0 | 0 | 0 | 11749 | 3.1934e-06
Seattle City Light | Northwest Power Area (NWPA) - U.S. Systems | 1988 | 0 | 4.32 | 3225572 | 2957983 | 1467269 | 90607 | 714488 | 8455919 |  | 16.05% | 29252 | 5590 | 7404 | 349 | 2236 | 44831 | 1.2185e-05
Seattle City Light | Northwest Power Area (NWPA) - U.S. Systems | 1989 | 0 | 5.65 | 3271220 | 3096150 | 1503463 | 92741 | 744583 | 8708157 |  | 16.06% | 6786 | 5262 | 0 | 0 | 243 | 12291 | 3.3407e-06
Seattle City Light | Northwest Power Area (NWPA) - U.S. Systems | 1990 | 0 | 5.53 | 3261285 | 3289806 | 1508585 | 94124 | 843216 | 8997016 |  | 16.29% | 3079 | 1232 | 2960 | 0 | 22 | 7293 | 1.9823e-06
Seattle City Light | Northwest Power Area (NWPA) - U.S. Systems | 1991 | 0 | 5.43 | 3349065 | 3301670 | 1396395 | 93697 | 691811 | 8832638 |  | 16.29% | 47765 | 12123 | 0 | 187 | 9133 | 69208 | 1.8811e-05
Seattle City Light | Northwest Power Area (NWPA) - U.S. Systems | 1992 | 0 | 4.44 | 3068067 | 3315871 | 1478817 | 95799 | 803826 | 8762380 |  | 16.83% | 8639 | 5928 | 0 | 0 | 0 | 14567 | 3.9593e-06
Seattle City Light | Northwest Power Area (NWPA) - U.S. Systems | 1993 | 0 | 5.6 | 3260890 | 3360561 | 1420708 | 95904 | 776825 | 8914888 |  | 16.87% | 10712 | 2471 | 0 | 207 | 1960 | 15350 | 4.1722e-06
Seattle City Light | Northwest Power Area (NWPA) - U.S. Systems | 1994 | 0 | 5.38 | 3157205 | 3402509 | 1376258 | 95712 | 842355 | 8874039 |  | 16.94% | 2939 | 2687 | 1012 | 0 | 0 | 6638 | 1.8042e-06
Seattle City Light | Northwest Power Area (NWPA) - U.S. Systems | 1995 | 0 | 6.22 | 3109816 | 3406116 | 1359805 | 95922 | 817170 | 8788829 |  | 16.97% | 9510 | 2942 | 0 | 7 | 262 | 12721 | 3.4576e-06
Seattle City Light | Northwest Power Area (NWPA) - U.S. Systems | 1996 | 0 | 5.68 | 3267794 | 3506608 | 1412509 | 96391 | 904698 | 9188000 |  | 17.03% | 8611 | 6969 | 0 | 0 | 0 | 15580 | 4.2347e-06
Seattle City Light | Northwest Power Area (NWPA) - U.S. Systems | 1997 | 0 | 5.1 | 3221824 | 3560037 | 1474752 | 97177 | 894097 | 9247887 |  | 17.11% | 136896 | 65682 | 15594 | 1460 | 18976 | 238608 | 6.4854e-05
Seattle City Light | Northwest Power Area (NWPA) - U.S. Systems | 1998 | 0 | 4.46 | 3153926 | 3671337 | 1454783 | 96364 | 922765 | 9299175 |  | 17.61% | 19846 | 6685 | 2432 | 99 | 1788 | 30850 | 8.3851e-06
Seattle City Light | Northwest Power Area (NWPA) - U.S. Systems | 1999 | 0 | 5.28 | 3314126 | 3742142 | 1341721 | 95565 | 904339 | 9397893 |  | 17.83% | 169823 | 81697 | 20530 | 1613 | 17432 | 291095 | 7.912e-05
Seattle City Light | Northwest Power Area (NWPA) - U.S. Systems | 2000 | 0 | 4.01 | 3260325 | 3885959 | 1340396 | 17450 | 956363 | 9460493 |  | 18.04% | 181671 | 104544 | 17036 | 0 | 0 | 303251 | 8.2424e-05
Seattle City Light | Northwest Power Area (NWPA) - U.S. Systems | 2001 | 0 | 3.71 | 2973916 | 3740611 | 1173744 | 0 | 1101900 | 8990171 |  | 18.07% | 558 | 28 | 0 | 0 | 67 | 653 | 1.7749e-07
Seattle City Light | Northwest Power Area (NWPA) - U.S. Systems | 2002 | 0 | 3.79 | 3073673 | 3845912 | 1197613 | 0 | 805932 | 8923130 |  | 18.27% | 535 | 34 | 0 | 0 | 66 | 635 | 1.7259e-07
Seattle City Light | Northwest Power Area (NWPA) - U.S. Systems | 2003 | 0 | 3.94 | 2942881 | 4771046 | 1149914 | 0 | 42103 | 8905944 |  | 18.5% | 6499 | 5907 | 0 | 0 | 0 | 12406 | 3.372e-06
Seattle City Light | Northwest Power Area (NWPA) - U.S. Systems | 2004 | 0 | 3.79 | 2950653 | 4834363 | 1193778 | 0 | 41731 | 9020525 |  | 18.51% | 10410 | 2417 | 0 | 205 | 1858 | 14890 | 4.0471e-06
Seattle City Light | Northwest Power Area (NWPA) - U.S. Systems | 2005 | 0 | 4.23 | 2948779 | 5002047 | 1209818 | 0 | 822 | 9161466 |  | 18.67% | 7312 | 10267 | 0 | 79 | 0 | 17658 | 4.7995e-06
Seattle City Light | Northwest Power Area (NWPA) - U.S. Systems | 2006 | 0 | 3.83 | 3060651 | 5052063 | 1341505 | 0 | 286 | 9454505 |  | 18.71% | 992 | 156 | 152 | 0 | 0 | 1300 | 3.5334e-07
Sierra Pacific Power Co. | Northwest Power Area (NWPA) - U.S. Systems | 1988 | 0 | 8.83 | 1413012 | 1826432 | 1274462 | 10950 | 0 | 4524856 |  | 19.2% | 558 | 0 | 0 | 0 | 0 | 558 | 1.5167e-07
Sierra Pacific Power Co. | Northwest Power Area (NWPA) - U.S. Systems | 1989 | 0 | 7.29 | 1467255 | 1880354 | 1762451 | 10979 | 0 | 5121039 |  | 19.51% | 882 | 268 | 36 | 0 | 0 | 1186 | 3.2236e-07
Sierra Pacific Power Co. | Northwest Power Area (NWPA) - U.S. Systems | 1990 | 0 | 7.17 | 1506122 | 1952139 | 2053468 | 10683 | 0 | 5522412 |  | 19.74% | 2378 | 127 | 0 | 0 | 16 | 2521 | 6.8521e-07
Sierra Pacific Power Co. | Northwest Power Area (NWPA) - U.S. Systems | 1991 | 0 | 7.26 | 1559611 | 2001529 | 2072331 | 10786 | 0 | 5644257 |  | 19.96% | 8670 | 7370 | 0 | 0 | 0 | 16040 | 4.3597e-06
Sierra Pacific Power Co. | Northwest Power Area (NWPA) - U.S. Systems | 1992 | 0 | 7.36 | 1571350 | 2077857 | 2395375 | 10936 | 0 | 6055518 |  | 19.99% | 8994 | 11454 | 246 | 0 | 0 | 20694 | 5.6247e-06
Sierra Pacific Power Co. | Northwest Power Area (NWPA) - U.S. Systems | 1993 | 0 | 6.29 | 1647766 | 2082615 | 2574137 | 11094 | 0 | 6315612 | [7 empty] | 3679150137
Sierra Pacific Power Co. | Northwest Power Area (NWPA) - U.S. Systems | 1994 | 0 | 7.36 | 1701260 | 2208419 | 2657828 | 11188 | 0 | 6578695
Sierra Pacific Power Co. | Northwest Power Area (NWPA) - U.S. Systems | 1995 | 0 | 5.67 | 1704181 | 2245676 | 2836263 | 11407 | 0 | 6797527 | Median | 5.95%
Sierra Pacific Power Co. | Northwest Power Area (NWPA) - U.S. Systems | 1996 | 0 | 5.79 | 1796058 | 2390188 | 2951298 | 11570 | 0 | 7149114 | Weighted Average | 5.353%
Sierra Pacific Power Co. | Northwest Power Area (NWPA) - U.S. Systems | 1997 | 0 | 5.97 | 1842968 | 2459809 | 3441022 | 11993 | 0 | 7755792
Sierra Pacific Power Co. | Northwest Power Area (NWPA) - U.S. Systems | 1998 | 0 | 5.66 | 1944650 | 2509584 | 3759481 | 12401 | 0 | 8226116
Sierra Pacific Power Co. | Northwest Power Area (NWPA) - U.S. Systems | 1999 | 0 | 5.41 | 1971825 | 2659750 | 3787906 | 12985 | 0 | 8432466
Sierra Pacific Power Co. | Northwest Power Area (NWPA) - U.S. Systems | 2000 | 0 | 5.08 | 2042704 | 2782368 | 3982260 | 13333 | 0 | 8820665
Sierra Pacific Power Co. | Northwest Power Area (NWPA) - U.S. Systems | 2001 | 0 | 5.15 | 2069140 | 2812729 | 3847302 | 0 | 11963 | 8741134
Sierra Pacific Power Co. | Northwest Power Area (NWPA) - U.S. Systems | 2002 | 0 | 4.82 | 2107673 | 2841254 | 3742368 | 0 | 12606 | 8703901
Sierra Pacific Power Co. | Northwest Power Area (NWPA) - U.S. Systems | 2003 | 0 | 4.79 | 2211829 | 2911788 | 3791721 | 0 | 0 | 8915338
Sierra Pacific Power Co. | Northwest Power Area (NWPA) - U.S. Systems | 2004 | 0 | 5.9 | 2295944 | 2994610 | 3867605 | 0 | 0 | 9158159
Sierra Pacific Power Co. | Northwest Power Area (NWPA) - U.S. Systems | 2005 | 0 | 4.3 | 2381388 | 3028908 | 3838892 | 0 | 0 | 9249188
Sierra Pacific Power Co. | Northwest Power Area (NWPA) - U.S. Systems | 2006 | 0 | 5.39 | 2480681 | 3148215 | 3097342 | 0 | 0 | 8726238
Soda Springs Electric Light & Power | Northwest Power Area (NWPA) - U.S. Systems | 1988 | 0 | 5.68 | 12299 | 8577 | 1105 | 0 | 18 | 21999
Soda Springs Electric Light & Power | Northwest Power Area (NWPA) - U.S. Systems | 1989 | 0 | 5.85 | 12569 | 8786 | 892 | 0 | 0 | 22247
Soda Springs Electric Light & Power | Northwest Power Area (NWPA) - U.S. Systems | 1990 | 0 | 7.44 | 12242 | 8141 | 902 | 0 | 0 | 21285
Soda Springs Electric Light & Power | Northwest Power Area (NWPA) - U.S. Systems | 1991 | 0 | 10.21 | 12469 | 8011 | 354 | 0 | 0 | 20834
Soda Springs Electric Light & Power | Northwest Power Area (NWPA) - U.S. Systems | 1992 | 0 | 8.72 | 12415 | 8496 | 280 | 0 | 0 | 21191
Soda Springs Electric Light & Power | Northwest Power Area (NWPA) - U.S. Systems | 1993 | 0 | 6.86 | 13248 | 8806 | 333 | 0 | 1 | 22388
Soda Springs Electric Light & Power | Northwest Power Area (NWPA) - U.S. Systems | 1994 | 0 | 4.73 | 12743 | 9511 | 434 | 0 | 2 | 22690
Soda Springs Electric Light & Power | Northwest Power Area (NWPA) - U.S. Systems | 1995 | 0 | 3.47 | 12588 | 9053 | 579 | 0 | 1079 | 23299
Soda Springs Electric Light & Power | Northwest Power Area (NWPA) - U.S. Systems | 1996 | 0 | 3.96 | 12789 | 9463 | 1015 | 194 | 0 | 23461
Soda Springs Electric Light & Power | Northwest Power Area (NWPA) - U.S. Systems | 1997 | 0 | 0.92 | 12625 | 11872 | 665 | 194 | 0 | 25356
Soda Springs Electric Light & Power | Northwest Power Area (NWPA) - U.S. Systems | 1998 | 0 | 1.01 | 12596 | 10066 | 544 | 194 | 0 | 23400
Soda Springs Electric Light & Power | Northwest Power Area (NWPA) - U.S. Systems | 1999 | 0 | 6.3 | 12223 | 9564 | 384 | 0 | 0 | 22171
Soda Springs Electric Light & Power | Northwest Power Area (NWPA) - U.S. Systems | 2000 | 0 | 8.76 | 12886 | 9734 | 340 | 0 | 0 | 22960
Soda Springs Electric Light & Power | Northwest Power Area (NWPA) - U.S. Systems | 2001 | 0 | 0.38 | 12893 | 10176 | 309 | 0 | 0 | 23378
Soda Springs Electric Light & Power | Northwest Power Area (NWPA) - U.S. Systems | 2002 | 0 | 7.72 | 12509 | 10373 | 249 | 0 | 0 | 23131
Soda Springs Electric Light & Power | Northwest Power Area (NWPA) - U.S. Systems | 2003 | 0 | 6.49 | 12346 | 10589 | 178 | 0 | 0 | 23113
Soda Springs Electric Light & Power | Northwest Power Area (NWPA) - U.S. Systems | 2004 | 0 | 6.33 | 12325 | 11015 | 260 | 0 | 0 | 23600
Soda Springs Electric Light & Power | Northwest Power Area (NWPA) - U.S. Systems | 2005 | 0 | 2.13 | 12349 | 10598 | 262 | 0 | 0 | 23209
Soda Springs Electric Light & Power | Northwest Power Area (NWPA) - U.S. Systems | 2006 | 0 | 2.94 | 12198 | 10651 | 173 | 0 | 0 | 23022
South Side Electric Lines, Inc. | Northwest Power Area (NWPA) - U.S. Systems | 1988 | 0 | 11.42 | 15133 | 18935 | 0 | 0 | 0 | 34068
South Side Electric Lines, Inc. | Northwest Power Area (NWPA) - U.S. Systems | 1989 | 0 | 6.87 | 15851 | 20263 | 0 | 0 | 0 | 36114
South Side Electric Lines, Inc. | Northwest Power Area (NWPA) - U.S. Systems | 1990 | 0 | 9.48 | 15232 | 19506 | 0 | 0 | 0 | 34738
South Side Electric Lines, Inc. | Northwest Power Area (NWPA) - U.S. Systems | 1991 | 0 | 6.75 | 16072 | 19506 | 0 | 0 | 0 | 35578
South Side Electric Lines, Inc. | Northwest Power Area (NWPA) - U.S. Systems | 1992 | 0 | 8.22 | 16030 | 22739 | 0 | 0 | 0 | 38769
South Side Electric Lines, Inc. | Northwest Power Area (NWPA) - U.S. Systems | 1993 | 0 | 2.43 | 18069 | 17440 | 0 | 0 | 0 | 35509
South Side Electric Lines, Inc. | Northwest Power Area (NWPA) - U.S. Systems | 1994 | 0 | 8.67 | 18468 | 0 | 21667 | 0 | 0 | 40135
South Side Electric Lines, Inc. | Northwest Power Area (NWPA) - U.S. Systems | 1995 | 0 | 7.75 | 18576 | 0 | 17998 | 0 | 0 | 36574
South Side Electric Lines, Inc. | Northwest Power Area (NWPA) - U.S. Systems | 1996 | 0 | 9.2 | 19424 | 0 | 21722 | 0 | 0 | 41146
South Side Electric Lines, Inc. | Northwest Power Area (NWPA) - U.S. Systems | 1997 | 0 | 8.17 | 20150 | 0 | 19959 | 0 | 0 | 40109
South Side Electric Lines, Inc. | Northwest Power Area (NWPA) - U.S. Systems | 1998 | 0 | 6.79 | 20854 | 0 | 17371 | 0 | 0 | 38225
South Side Electric Lines, Inc. | Northwest Power Area (NWPA) - U.S. Systems | 1999 | 0 | 9.36 | 22300 | 0 | 19160 | 0 | 0 | 41460
South Side Electric Lines, Inc. | Northwest Power Area (NWPA) - U.S. Systems | 2000 | 0 | 8.97 | 23478 | 25070 | 0 | 0 | 0 | 48548
South Side Electric Lines, Inc. | Northwest Power Area (NWPA) - U.S. Systems | 2001 | 0 | 9.41 | 22949 | 24154 | 0 | 0 | 0 | 47103
South Side Electric Lines, Inc. | Northwest Power Area (NWPA) - U.S. Systems | 2002 | 0 | 9.31 | 24205 | 0 | 23168 | 0 | 0 | 47373
South Side Electric Lines, Inc. | Northwest Power Area (NWPA) - U.S. Systems | 2003 | 0 | 10.27 | 23255 | 23250 | 0 | 0 | 0 | 46505
South Side Electric Lines, Inc. | Northwest Power Area (NWPA) - U.S. Systems | 2004 | 0 | 9.7 | 24313 | 0 | 26640 | 0 | 0 | 50953
South Side Electric Lines, Inc. | Northwest Power Area (NWPA) - U.S. Systems | 2005 | 0 | 0 | 24662 | 0 | 20974 | 0 | 0 | 45636
South Side Electric Lines, Inc. | Northwest Power Area (NWPA) - U.S. Systems | 2006 | 0 | 9.82 | 25874 | 0 | 24546 | 0 | 0 | 50420
Spanish Fork Power & Light | Northwest Power Area (NWPA) - U.S. Systems | 1988 | 0 | 0 | 20171 | 24099 | 3161 | 0 | 0 | 47431
Spanish Fork Power & Light | Northwest Power Area (NWPA) - U.S. Systems | 1989 | 0 | 0 | 23700 | 33000 | 3600 | 0 | 0 | 60300
Spanish Fork Power & Light | Northwest Power Area (NWPA) - U.S. Systems | 1990 | 0 | 0 | 20800 | 30000 | 4200 | 0 | 0 | 55000
Spanish Fork Power & Light | Northwest Power Area (NWPA) - U.S. Systems | 1991 | 0 | 3.07 | 24900 | 34400 | 4580 | 0 | 0 | 63880
Spanish Fork Power & Light | Northwest Power Area (NWPA) - U.S. Systems | 1992 | 0 | 4.14 | 24900 | 33000 | 8700 | 0 | 0 | 66600
Spanish Fork Power & Light | Northwest Power Area (NWPA) - U.S. Systems | 1993 | 0 | 2.53 | 23500 | 27300 | 24500 | 0 | 0 | 75300
Spanish Fork Power & Light | Northwest Power Area (NWPA) - U.S. Systems | 1994 | 0 | 3.11 | 26200 | 32300 | 27300 | 0 | 0 | 85800
Spanish Fork Power & Light | Northwest Power Area (NWPA) - U.S. Systems | 1995 | 0 | 3.66 | 28094 | 38817 | 33102 | 0 | 0 | 100013
Spanish Fork Power & Light | Northwest Power Area (NWPA) - U.S. Systems | 1996 | 0 | 1.2 | 31910 | 44096 | 32262 | 0 | 0 | 108268
Spanish Fork Power & Light | Northwest Power Area (NWPA) - U.S. Systems | 1997 | 0 | 4.63 | 35084 | 45325 | 39007 | 0 | 0 | 119416
Spanish Fork Power & Light | Northwest Power Area (NWPA) - U.S. Systems | 1998 | 0 | 3.32 | 38609 | 50557 | 42559 | 0 | 0 | 131725
Spanish Fork Power & Light | Northwest Power Area (NWPA) - U.S. Systems | 1999 | 0 | 4.72 | 40903 | 53158 | 42196 | 0 | 0 | 136257
Spanish Fork Power & Light | Northwest Power Area (NWPA) - U.S. Systems | 2000 | 0 | 3.31 | 45309 | 58517 | 47033 | 0 | 0 | 150859
Spanish Fork Power & Light | Northwest Power Area (NWPA) - U.S. Systems | 2001 | 0 | 3.96 | 47735 | 60147 | 43593 | 0 | 0 | 151475
Spanish Fork Power & Light | Northwest Power Area (NWPA) - U.S. Systems | 2002 | 0 | 4.06 | 51953 | 65590 | 39883 | 0 | 0 | 157426
Spanish Fork Power & Light | Northwest Power Area (NWPA) - U.S. Systems | 2003 | 0 | 6.5 | 55921 | 66040 | 38991 | 0 | 0 | 160952
Spanish Fork Power & Light | Northwest Power Area (NWPA) - U.S. Systems | 2004 | 0 | 5.33 | 57514 | 69733 | 41153 | 0 | 0 | 168400
Spanish Fork Power & Light | Northwest Power Area (NWPA) - U.S. Systems | 2005 | 0 | 4.55 | 65208 | 61422 | 48484 | 0 | 0 | 175114
Spanish Fork Power & Light | Northwest Power Area (NWPA) - U.S. Systems | 2006 | 0 | 0 | 68719 | 68791 | 51918 | 0 | 0 | 189428
Spring City Light & Power Plant | Northwest Power Area (NWPA) - U.S. Systems | 1988 | 0 | 26.57 | 2269 | 357 | 0 | 0 | 0 | 2626
Spring City Light & Power Plant | Northwest Power Area (NWPA) - U.S. Systems | 1989 | 0 | 10.2 | 1900 | 300 | 0 | 0 | 0 | 2200
Spring City Light & Power Plant | Northwest Power Area (NWPA) - U.S. Systems | 1990 | 0 | 10.2 | 1900 | 300 | 0 | 0 | 0 | 2200
Spring City Light & Power Plant | Northwest Power Area (NWPA) - U.S. Systems | 1991 | 0 | 8.92 | 2168 | 308 | 0 | 0 | 0 | 2476
Spring City Light & Power Plant | Northwest Power Area (NWPA) - U.S. Systems | 1992 | 0 | 10.92 | 2059 | 297 | 0 | 0 | 0 | 2356
Spring City Light & Power Plant | Northwest Power Area (NWPA) - U.S. Systems | 1993 | 0 | 1.17 | 2190 | 267 | 0 | 0 | 0 | 2457
Spring City Light & Power Plant | Northwest Power Area (NWPA) - U.S. Systems | 1994 | 0 | 12.59 | 2314 | 294 | 0 | 0 | 0 | 2608
Spring City Light & Power Plant | Northwest Power Area (NWPA) - U.S. Systems | 1995 | 0 | 12.88 | 1925 | 640 | 0 | 0 | 0 | 2565
Spring City Light & Power Plant | Northwest Power Area (NWPA) - U.S. Systems | 1996 | 0 | 23.11 | 2231 | 464 | 0 | 0 | 0 | 2695
Spring City Light & Power Plant | Northwest Power Area (NWPA) - U.S. Systems | 1997 | 0 | 11.24 | 2390 | 611 | 0 | 0 | 0 | 3001
Spring City Light & Power Plant | Northwest Power Area (NWPA) - U.S. Systems | 1998 | 0 | 3.07 | 3290 | 600 | 0 | 0 | 0 | 3890
Spring City Light & Power Plant | Northwest Power Area (NWPA) - U.S. Systems | 1999 | 0 | 3.24 | 3100 | 0 | 0 | 0 | 0 | 3100
Spring City Light & Power Plant | Northwest Power Area (NWPA) - U.S. Systems | 2000 | 0 | 11.76 | 3000 | 0 | 0 | 0 | 0 | 3000
Spring City Light & Power Plant | Northwest Power Area (NWPA) - U.S. Systems | 2001 | 0 | 5.67 | 2568 | 89 | 134 | 0 | 188 | 2979
Spring City Light & Power Plant | Northwest Power Area (NWPA) - U.S. Systems | 2002 | 0 | 1.95 | 2666 | 100 | 112 | 0 | 389 | 3267
Spring City Light & Power Plant | Northwest Power Area (NWPA) - U.S. Systems | 2003 | 0 | 13.02 | 2415 | 97 | 127 | 0 | 0 | 2639
Spring City Light & Power Plant | Northwest Power Area (NWPA) - U.S. Systems | 2004 | 0 | 3.01 | 2551 | 520 | 99 | 0 | 0 | 3170
Spring City Light & Power Plant | Northwest Power Area (NWPA) - U.S. Systems | 2005 | 0 | 0 | 2311 | 176 | 0 | 0 | 0 | 2487
Spring City Light & Power Plant | Northwest Power Area (NWPA) - U.S. Systems | 2006 | 0 | 0 | 3245 | 483 | 0 | 0 | 0 | 3728
Springfield Utility Board | Northwest Power Area (NWPA) - U.S. Systems | 1988 | 0 | 3.41 | 288298 | 114603 | 156159 | 21411 | 0 | 580471
Springfield Utility Board | Northwest Power Area (NWPA) - U.S. Systems | 1989 | 0 | 4.41 | 299332 | 118696 | 248805 | 1399 | 20810 | 689042
Springfield Utility Board | Northwest Power Area (NWPA) - U.S. Systems | 1990 | 0 | 3.72 | 300815 | 130777 | 281366 | 1465 | 21831 | 736254
Springfield Utility Board | Northwest Power Area (NWPA) - U.S. Systems | 1991 | 0 | 1.39 | 319489 | 136962 | 283645 | 25088 | 0 | 765184
Springfield Utility Board | Northwest Power Area (NWPA) - U.S. Systems | 1992 | 0 | 3.42 | 287922 | 136714 | 301338 | 24596 | 0 | 750570
Springfield Utility Board | Northwest Power Area (NWPA) - U.S. Systems | 1993 | 0 | 3.01 | 324658 | 140520 | 312803 | 25031 | 0 | 803012
Springfield Utility Board | Northwest Power Area (NWPA) - U.S. Systems | 1994 | 0 | 0.33 | 327537 | 145411 | 319073 | 1605 | 24497 | 818123
Springfield Utility Board | Northwest Power Area (NWPA) - U.S. Systems | 1995 | 0 | 1.55 | 339776 | 145810 | 333171 | 1706 | 25112 | 845575
Springfield Utility Board | Northwest Power Area (NWPA) - U.S. Systems | 1996 | 0 | 5.73 | 356279 | 147625 | 329176 | 1802 | 25847 | 860729
Springfield Utility Board | Northwest Power Area (NWPA) - U.S. Systems | 1997 | 0 | 2.87 | 362264 | 55848 | 439423 | 2414 | 1065 | 861014
Springfield Utility Board | Northwest Power Area (NWPA) - U.S. Systems | 1998 | 0 | 4.33 | 360954 | 55737 | 448983 | 2515 | 1092 | 869281
Springfield Utility Board | Northwest Power Area (NWPA) - U.S. Systems | 1999 | 0 | 1.22 | 379312 | 55460 | 447412 | 2054 | 1058 | 885296
Springfield Utility Board | Northwest Power Area (NWPA) - U.S. Systems | 2000 | 0 | 3.08 | 382311 | 57620 | 437422 | 1567 | 906 | 879826
Springfield Utility Board | Northwest Power Area (NWPA) - U.S. Systems | 2001 | 0 | 3.69 | 367654 | 55914 | 277937 | 0 | 3442 | 704947
Springfield Utility Board | Northwest Power Area (NWPA) - U.S. Systems | 2002 | 0 | 1.62 | 371920 | 216872 | 142806 | 0 | 3488 | 735086
Springfield Utility Board | Northwest Power Area (NWPA) - U.S. Systems | 2003 | 0 | 3.68 | 366669 | 228650 | 126021 | 0 | 0 | 721340
Springfield Utility Board | Northwest Power Area (NWPA) - U.S. Systems | 2004 | 0 | 4.13 | 370378 | 233875 | 132714 | 0 | 0 | 736967
Springfield Utility Board | Northwest Power Area (NWPA) - U.S. Systems | 2005 | 0 | 3.72 | 382311 | 231924 | 168982 | 0 | 0 | 783217
Springfield Utility Board | Northwest Power Area (NWPA) - U.S. Systems | 2006 | 0 | 4.17 | 389400 | 249236 | 169272 | 0 | 0 | 807908
Springville Municipal Power & Light Dept. | Northwest Power Area (NWPA) - U.S. Systems | 1988 | 0 | 5.66 | 28850 | 13201 | 33870 | 2650 | 0 | 78571
Springville Municipal Power & Light Dept. | Northwest Power Area (NWPA) - U.S. Systems | 1989 | 0 | 2.16 | 29970 | 14243 | 41194 | 0 | 2705 | 88112
Springville Municipal Power & Light Dept. | Northwest Power Area (NWPA) - U.S. Systems | 1990 | 0 | 4 | 29149 | 15263 | 43978 | 0 | 2767 | 91157
Springville Municipal Power & Light Dept. | Northwest Power Area (NWPA) - U.S. Systems | 1991 | 0 | 4 | 31400 | 16221 | 46303 | 0 | 2740 | 96664
Springville Municipal Power & Light Dept. | Northwest Power Area (NWPA) - U.S. Systems | 1992 | 0 | 4.12 | 33424 | 19833 | 51818 | 0 | 2757 | 107832
Springville Municipal Power & Light Dept. | Northwest Power Area (NWPA) - U.S. Systems | 1993 | 0 | 1.87 | 34760 | 22997 | 52209 | 0 | 3548 | 113514
Springville Municipal Power & Light Dept. | Northwest Power Area (NWPA) - U.S. Systems | 1994 | 0 | 2.05 | 38655 | 22657 | 63053 | 0 | 3137 | 127502
Springville Municipal Power & Light Dept. | Northwest Power Area (NWPA) - U.S. Systems | 1995 | 0 | 3.61 | 35789 | 19882 | 86818 | 0 | 3617 | 146106
Springville Municipal Power & Light Dept. | Northwest Power Area (NWPA) - U.S. Systems | 1996 | 0 | 1.4 | 40921 | 23296 | 90907 | 0 | 3898 | 159022
Springville Municipal Power & Light Dept. | Northwest Power Area (NWPA) - U.S. Systems | 1997 | 0 | 3.23 | 42379 | 24467 | 95299 | 0 | 4228 | 166373
Springville Municipal Power & Light Dept. | Northwest Power Area (NWPA) - U.S. Systems | 1998 | 0 | 2.27 | 46670 | 25193 | 102899 | 0 | 4518 | 179280
Springville Municipal Power & Light Dept. | Northwest Power Area (NWPA) - U.S. Systems | 1999 | 0 | 3.22 | 51232 | 26431 | 107650 | 0 | 4449 | 189762
Springville Municipal Power & Light Dept. | Northwest Power Area (NWPA) - U.S. Systems | 2000 | 0 | 2.43 | 57825 | 30929 | 114119 | 0 | 4856 | 207729
Springville Municipal Power & Light Dept. | Northwest Power Area (NWPA) - U.S. Systems | 2001 | 0 | 3.61 | 53808 | 34203 | 118090 | 0 | 5329 | 211430
Springville Municipal Power & Light Dept. | Northwest Power Area (NWPA) - U.S. Systems | 2002 | 0 | 2.66 | 57265 | 35630 | 108104 | 0 | 5846 | 206845
Springville Municipal Power & Light Dept. | Northwest Power Area (NWPA) - U.S. Systems | 2003 | 0 | 3.78 | 61400 | 47250 | 106088 | 0 | 0 | 214738
Springville Municipal Power & Light Dept. | Northwest Power Area (NWPA) - U.S. Systems | 2004 | 0 | 0.14 | 63592 | 49387 | 107626 | 0 | 0 | 220605
Springville Municipal Power & Light Dept. | Northwest Power Area (NWPA) - U.S. Systems | 2005 | 0 | 4.21 | 64150 | 72518 | 75948 | 0 | 0 | 212616
Springville Municipal Power & Light Dept. | Northwest Power Area (NWPA) - U.S. Systems | 2006 | 0 | 4.24 | 71437 | 75326 | 81720 | 0 | 0 | 228483
St. George City Water & Power Dept. | Northwest Power Area (NWPA) - U.S. Systems | 1988 | 0 | 13.45 | 108423 | 72881 | 9904 | 0 | 28512 | 219720
St. George City Water & Power Dept. | Northwest Power Area (NWPA) - U.S. Systems | 1989 | 0 | 13.15 | 116422 | 91943 | 0 | 7 | 34046 | 242418
St. George City Water & Power Dept. | Northwest Power Area (NWPA) - U.S. Systems | 1990 | 0 | 11.38 | 120905 | 109590 | 0 | 0 | 32894 | 263389
St. George City Water & Power Dept. | Northwest Power Area (NWPA) - U.S. Systems | 1991 | 0 | 7.13 | 131488 | 137540 | 0 | 0 | 12423 | 281451
St. George City Water & Power Dept. | Northwest Power Area (NWPA) - U.S. Systems | 1992 | 0 | 6.18 | 131022 | 138616 | 0 | 0 | 10514 | 280152
St. George City Water & Power Dept. | Northwest Power Area (NWPA) - U.S. Systems | 1993 | 0 | 3.15 | 176847 | 39063 | 80058 | 0 | 8875 | 304843
St. George City Water & Power Dept. | Northwest Power Area (NWPA) - U.S. Systems | 1994 | 0 | 9.51 | 144458 | 155330 | 0 | 13962 | 0 | 313750
St. George City Water & Power Dept. | Northwest Power Area (NWPA) - U.S. Systems | 1995 | 0 | 6.74 | 155313 | 170827 | 0 | 14002 | 0 | 340142
St. George City Water & Power Dept. | Northwest Power Area (NWPA) - U.S. Systems | 1996 | 0 | 3.83 | 179836 | 179457 | 0 | 16141 | 0 | 375434
St. George City Water & Power Dept. | Northwest Power Area (NWPA) - U.S. Systems | 1997 | 0 | 2.76 | 171516 | 197561 | 0 | 19310 | 0 | 388387
St. George City Water & Power Dept. | Northwest Power Area (NWPA) - U.S. Systems | 1998 | 0 | 4.08 | 161249 | 208414 | 0 | 19407 | 0 | 389070
St. George City Water & Power Dept. | Northwest Power Area (NWPA) - U.S. Systems | 1999 | 0 | 4.4 | 186832 | 215340 | 0 | 14174 | 0 | 416346
St. George City Water & Power Dept. | Northwest Power Area (NWPA) - U.S. Systems | 2000 | 0 | 2.52 | 205289 | 229331 | 0 | 15541 | 0 | 450161
St. George City Water & Power Dept. | Northwest Power Area (NWPA) - U.S. Systems | 2001 | 0 | 4.4 | 186832 | 215340 | 0 | 0 | 14174 | 416346
St. George City Water & Power Dept. | Northwest Power Area (NWPA) - U.S. Systems | 2002 | 0 | 3.58 | 210792 | 240872 | 0 | 0 | 16043 | 467707
St. George City Water & Power Dept. | Northwest Power Area (NWPA) - U.S. Systems | 2003 | 0 | 8.24 | 234584 | 104075 | 164393 | 0 | 0 | 503052
St. George City Water & Power Dept. | Northwest Power Area (NWPA) - U.S. Systems | 2004 | 0 | 4.63 | 243000 | 280000 | 0 | 0 | 0 | 523000
St. George City Water & Power Dept. | Northwest Power Area (NWPA) - U.S. Systems | 2005 | 0 | 4.34 | 245841 | 96411 | 192988 | 0 | 0 | 535240
St. George City Water & Power Dept. | Northwest Power Area (NWPA) - U.S. Systems | 2006 | 0 | 5.2 | 330408 | 78000 | 129000 | 0 | 0 | 537408
Steilacoom Electric Dept. | Northwest Power Area (NWPA) - U.S. Systems | 1988 | 0 | 5 | 35088 | 1095 | 0 | 265 | 954 | 37402
Steilacoom Electric Dept. | Northwest Power Area (NWPA) - U.S. Systems | 1989 | 0 | 1.96 | 34684 | 1096 | 1807 | 264 | 1462 | 39313
Steilacoom Electric Dept. | Northwest Power Area (NWPA) - U.S. Systems | 1990 | 0 | 6.6 | 34059 | 932 | 1988 | 265 | 1117 | 38361
Steilacoom Electric Dept. | Northwest Power Area (NWPA) - U.S. Systems | 1991 | 0 | 6.06 | 40550 | 1427 | 2692 | 22 | 1510 | 46201
Steilacoom Electric Dept. | Northwest Power Area (NWPA) - U.S. Systems | 1992 | 0 | 2.11 | 32180 | 967 | 1905 | 0 | 2679 | 37731
Steilacoom Electric Dept. | Northwest Power Area (NWPA) - U.S. Systems | 1993 | 0 | 7.73 | 33268 | 1082 | 1710 | 0 | 1727 | 37787
Steilacoom Electric Dept. | Northwest Power Area (NWPA) - U.S. Systems | 1994 | 0 | 0.96 | 33649 | 3635 | 0 | 0 | 1286 | 38570
Steilacoom Electric Dept. | Northwest Power Area (NWPA) - U.S. Systems | 1995 | 0 | 5.73 | 30985 | 4539 | 0 | 0 | 15 | 35539
Steilacoom Electric Dept. | Northwest Power Area (NWPA) - U.S. Systems | 1996 | 0 | 5.52 | 32956 | 5204 | 0 | 0 | 41 | 38201
Steilacoom Electric Dept. | Northwest Power Area (NWPA) - U.S. Systems | 1997 | 0 | 7.5 | 32000 | 4000 | 0 | 0 | 1000 | 37000
Steilacoom Electric Dept. | Northwest Power Area (NWPA) - U.S. Systems | 1998 | 0 | 5.13 | 32000 | 4000 | 0 | 0 | 1000 | 37000
Steilacoom Electric Dept. | Northwest Power Area (NWPA) - U.S. Systems | 1999 | 0 | 4.41 | 32996 | 6101 | 0 | 0 | 357 | 39454
Steilacoom Electric Dept. | Northwest Power Area (NWPA) - U.S. Systems | 2000 | 0 | 5.4 | 32036 | 6350 | 0 | 0 | 623 | 39009
Steilacoom Electric Dept. | Northwest Power Area (NWPA) - U.S. Systems | 2001 | 0 | 5.79 | 30188 | 3607 | 0 | 0 | 3365 | 37160
Steilacoom Electric Dept. | Northwest Power Area (NWPA) - U.S. Systems | 2002 | 0 | 4.84 | 30532 | 3153 | 0 | 0 | 3521 | 37206
Steilacoom Electric Dept. | Northwest Power Area (NWPA) - U.S. Systems | 2003 | 0 | 6.74 | 29582 | 6383 | 0 | 0 | 0 | 35965
Steilacoom Electric Dept. | Northwest Power Area (NWPA) - U.S. Systems | 2004 | 0 | 2.54 | 29939 | 7199 | 0 | 0 | 0 | 37138
Steilacoom Electric Dept. | Northwest Power Area (NWPA) - U.S. Systems | 2005 | 0 | 3.91 | 30517 | 7216 | 0 | 0 | 0 | 37733
Steilacoom Electric Dept. | Northwest Power Area (NWPA) - U.S. Systems | 2006 | 0 | 3.66 | 31546 | 6977 | 0 | 0 | 0 | 38523
Strawberry Electric Service District | Northwest Power Area (NWPA) - U.S. Systems | 1988 | 0 | 14.56 | 19461 | 6756 | 2160 | 0 | 1551 | 29928
Strawberry Electric Service District | Northwest Power Area (NWPA) - U.S. Systems | 1989 | 0 | 17.61 | 19846 | 6685 | 2432 | 99 | 1788 | 30850
Strawberry Electric Service District | Northwest Power Area (NWPA) - U.S. Systems | 1990 | 0 | 11.6 | 19372 | 7790 | 2872 | 0 | 0 | 30034
Strawberry Electric Service District | Northwest Power Area (NWPA) - U.S. Systems | 1991 | 0 | 12.98 | 20535 | 6929 | 2799 | 108 | 1251 | 31622
Strawberry Electric Service District | Northwest Power Area (NWPA) - U.S. Systems | 1992 | 0 | 9.75 | 20190 | 6525 | 2938 | 113 | 2758 | 32524
Strawberry Electric Service District | Northwest Power Area (NWPA) - U.S. Systems | 1993 | 0 | 11.14 | 21290 | 6542 | 3016 | 115 | 2317 | 33280
Strawberry Electric Service District | Northwest Power Area (NWPA) - U.S. Systems | 1994 | 0 | 9.56 | 22094 | 6992 | 3253 | 116 | 2846 | 35301
Strawberry Electric Service District | Northwest Power Area (NWPA) - U.S. Systems | 1995 | 0 | 13.47 | 22190 | 6820 | 3362 | 124 | 2331 | 34827
Strawberry Electric Service District | Northwest Power Area (NWPA) - U.S. Systems | 1996 | 0 | 9.16 | 24310 | 7269 | 3476 | 138 | 2865 | 38058
Strawberry Electric Service District | Northwest Power Area (NWPA) - U.S. Systems | 1997 | 0 | 8.86 | 25166 | 7403 | 4377 | 144 | 2860 | 39950
Strawberry Electric Service District | Northwest Power Area (NWPA) - U.S. Systems | 1998 | 0 | 12.86 | 25780 | 7542 | 3750 | 150 | 2748 | 39970
Strawberry Electric Service District | Northwest Power Area (NWPA) - U.S. Systems | 1999 | 0 | 10.73 | 26280 | 7411 | 3188 | 151 | 2369 | 39399
Strawberry Electric Service District | Northwest Power Area (NWPA) - U.S. Systems | 2000 | 0 | 10.34 | 28069 | 7760 | 3533 | 150 | 3114 | 42626
Strawberry Electric Service District | Northwest Power Area (NWPA) - U.S. Systems | 2001 | 0 | 9.43 | 29254 | 8211 | 3054 | 0 | 3018 | 43537
Strawberry Electric Service District | Northwest Power Area (NWPA) - U.S. Systems | 2002 | 0 | 7.36 | 30153 | 7473 | 3042 | 0 | 3360 | 44028
Strawberry Electric Service District | Northwest Power Area (NWPA) - U.S. Systems | 2003 | 0 | 8.78 | 31180 | 7072 | 4970 | 0 | 0 | 43222
Strawberry Electric Service District | Northwest Power Area (NWPA) - U.S. Systems | 2004 | 0 | 0 | 31734 | 9701 | 2241 | 0 | 0 | 43676
Strawberry Electric Service District | Northwest Power Area (NWPA) - U.S. Systems | 2005 | 0 | 7.28 | 32600 | 6771 | 4595 | 0 | 0 | 43966
Strawberry Electric Service District | Northwest Power Area (NWPA) - U.S. Systems | 2006 | 0 | 8.6 | 34271 | 7309 | 4251 | 0 | 0 | 45831
Strawberry Water Users Association | Northwest Power Area (NWPA) - U.S. Systems | 1988 | 0 | 0.53 | 0 | 0 | 0 | 0 | 0 | 0
Strawberry Water Users Association | Northwest Power Area (NWPA) - U.S. Systems | 1989 | 0 | 0 | 0 | 0 | 0 | 0 | 0 | 0
Strawberry Water Users Association | Northwest Power Area (NWPA) - U.S. Systems | 1990 | 0 | 0.5 | 0 | 0 | 0 | 0 | 0 | 0
Strawberry Water Users Association | Northwest Power Area (NWPA) - U.S. Systems | 1991 | 0 | 11 | 0 | 0 | 0 | 0 | 0 | 0
Strawberry Water Users Association | Northwest Power Area (NWPA) - U.S. Systems | 1992 | 0 | 0.5 | 0 | 0 | 0 | 0 | 0 | 0
Strawberry Water Users Association | Northwest Power Area (NWPA) - U.S. Systems | 1993 | 0 | 4.19 | 0 | 0 | 0 | 0 | 0 | 0
Strawberry Water Users Association | Northwest Power Area (NWPA) - U.S. Systems | 1994 | 0 | 0.13 | 0 | 0 | 0 | 0 | 0 | 0
Strawberry Water Users Association | Northwest Power Area (NWPA) - U.S. Systems | 1995 | 0 | 3.89 | 0 | 0 | 0 | 0 | 0 | 0
Strawberry Water Users Association | Northwest Power Area (NWPA) - U.S. Systems | 1996 | 0 | 1.01 | 0 | 0 | 0 | 0 | 0 | 0
Strawberry Water Users Association | Northwest Power Area (NWPA) - U.S. Systems | 1997 | 0 | 1.37 | 0 | 0 | 0 | 0 | 0 | 0
Strawberry Water Users Association | Northwest Power Area (NWPA) - U.S. Systems | 1998 | 0 | 2.26 | 0 | 0 | 0 | 0 | 0 | 0
Strawberry Water Users Association | Northwest Power Area (NWPA) - U.S. Systems | 1999 | 0 | 1.3 | 0 | 0 | 0 | 0 | 0 | 0
Strawberry Water Users Association | Northwest Power Area (NWPA) - U.S. Systems | 2000 | 0 | 2.13 | 0 | 0 | 0 | 0 | 0 | 0
Strawberry Water Users Association | Northwest Power Area (NWPA) - U.S. Systems | 2001 | 0 | 2.37 | 0 | 0 | 0 | 0 | 0 | 0
Strawberry Water Users Association | Northwest Power Area (NWPA) - U.S. Systems | 2002 | 0 | 2.03 | 0 | 0 | 0 | 0 | 0 | 0
Strawberry Water Users Association | Northwest Power Area (NWPA) - U.S. Systems | 2003 | 0 | 0 | 0 | 0 | 0 | 0 | 0 | 0
Strawberry Water Users Association | Northwest Power Area (NWPA) - U.S. Systems | 2004 | 0 | 1.28 | 0 | 0 | 9950 | 0 | 0 | 9950
Strawberry Water Users Association | Northwest Power Area (NWPA) - U.S. Systems | 2005 | 0 | 0.07 | 0 | 0 | 0 | 0 | 0 | 0
Strawberry Water Users Association | Northwest Power Area (NWPA) - U.S. Systems | 2006 | 0 | 0.04 | 0 | 0 | 0 | 0 | 0 | 0
Sumas Electric Dept. | Northwest Power Area (NWPA) - U.S. Systems | 1988 | 0 | 6.85 | 3493 | 5731 | 0 | 112 | 732 | 10068
Sumas Electric Dept. | Northwest Power Area (NWPA) - U.S. Systems | 1989 | 0 | 3.02 | 3600 | 6200 | 0 | 500 | 770 | 11070
Sumas Electric Dept. | Northwest Power Area (NWPA) - U.S. Systems | 1990 | 0 | 9.83 | 3672 | 8040 | 0 | 9 | 839 | 12560
Sumas Electric Dept. | Northwest Power Area (NWPA) - U.S. Systems | 1991 | 0 | 8.49 | 3715 | 8600 | 0 | 0 | 994 | 13309
Sumas Electric Dept. | Northwest Power Area (NWPA) - U.S. Systems | 1992 | 0 | 10.59 | 3387 | 7090 | 2298 | 0 | 869 | 13644
Sumas Electric Dept. | Northwest Power Area (NWPA) - U.S. Systems | 1993 | 0 | 9.59 | 3392 | 8618 | 2570 | 0 | 1016 | 15596
Sumas Electric Dept. | Northwest Power Area (NWPA) - U.S. Systems | 1994 | 0 | 9.02 | 3174 | 9500 | 2570 | 0 | 1153 | 16397
Sumas Electric Dept. | Northwest Power Area (NWPA) - U.S. Systems | 1995 | 0 | 8.18 | 3358 | 9980 | 2500 | 111 | 769 | 16718
Sumas Electric Dept. | Northwest Power Area (NWPA) - U.S. Systems | 1996 | 0 | 0 | 3599 | 8520 | 2528 | 0 | 1351 | 15998
Sumas Electric Dept. | Northwest Power Area (NWPA) - U.S. Systems | 1997 | 0 | 0 | 3708 | 7748 | 2469 | 10 | 568 | 14503
Sumas Electric Dept. | Northwest Power Area (NWPA) - U.S. Systems | 1998 | 0 | 0 | 5144 | 8332 | 2404 | 112 | 1178 | 17170
Sumas Electric Dept. | Northwest Power Area (NWPA) - U.S. Systems | 1999 | 0 | 3.38 | 3671 | 12600 | 0 | 104 | 1196 | 17571
Sumas Electric Dept. | Northwest Power Area (NWPA) - U.S. Systems | 2000 | 0 | 0 | 3909 | 15415 | 0 | 1338 | 1840 | 22502
Sumas Electric Dept. | Northwest Power Area (NWPA) - U.S. Systems | 2001 | 0 | 2.61 | 3900 | 3900 | 10100 | 0 | 1400 | 19300
Sumas Electric Dept. | Northwest Power Area (NWPA) - U.S. Systems | 2002 | 0 | 0 | 3500 | 3500 | 10100 | 0 | 1200 | 18300
Sumas Electric Dept. | Northwest Power Area (NWPA) - U.S. Systems | 2003 | 0 | 7.95 | 3937 | 3542 | 15108 | 0 | 0 | 22587
Sumas Electric Dept. | Northwest Power Area (NWPA) - U.S. Systems | 2004 | 0 | 2.85 | 4200 | 4700 | 16800 | 0 | 0 | 25700
Sumas Electric Dept. | Northwest Power Area (NWPA) - U.S. Systems | 2005 | 0 | 4.95 | 4002 | 4636 | 19292 | 0 | 0 | 27930
Sumas Electric Dept. | Northwest Power Area (NWPA) - U.S. Systems | 2006 | 0 | 3.12 | 4349 | 5251 | 20151 | 0 | 0 | 29751
Sun River Electric Coop, Inc. | Northwest Power Area (NWPA) - U.S. Systems | 1988 | 0 | 10.25 | 46097 | 5361 | 0 | 21 | 26689 | 78168
Sun River Electric Coop, Inc. | Northwest Power Area (NWPA) - U.S. Systems | 1989 | 0 | 10.43 | 48685 | 5822 | 0 | 35 | 18251 | 72793
Sun River Electric Coop, Inc. | Northwest Power Area (NWPA) - U.S. Systems | 1990 | 0 | 9.97 | 46015 | 6068 | 0 | 35 | 23850 | 75968
Sun River Electric Coop, Inc. | Northwest Power Area (NWPA) - U.S. Systems | 1991 | 0 | 10.37 | 46256 | 6576 | 0 | 35 | 18862 | 71729
Sun River Electric Coop, Inc. | Northwest Power Area (NWPA) - U.S. Systems | 1992 | 0 | 8.96 | 42212 | 6500 | 0 | 35 | 24264 | 73011
Sun River Electric Coop, Inc. | Northwest Power Area (NWPA) - U.S. Systems | 1993 | 0 | 8.73 | 46438 | 6428 | 0 | 35 | 14054 | 66955
Sun River Electric Coop, Inc. | Northwest Power Area (NWPA) - U.S. Systems | 1994 | 0 | 9.62 | 44396 | 6438 | 0 | 36 | 25180 | 76050
Sun River Electric Coop, Inc. | Northwest Power Area (NWPA) - U.S. Systems | 1995 | 0 | 9.77 | 43392 | 7572 | 0 | 32 | 15088 | 66084
Sun River Electric Coop, Inc. | Northwest Power Area (NWPA) - U.S. Systems | 1996 | 0 | 9.74 | 46188 | 7963 | 0 | 32 | 22858 | 77041
Sun River Electric Coop, Inc. | Northwest Power Area (NWPA) - U.S. Systems | 1997 | 0 | 7.33 | 44893 | 7971 | 0 | 32 | 26496 | 79392
Sun River Electric Coop, Inc. | Northwest Power Area (NWPA) - U.S. Systems | 1998 | 0 | 9.59 | 41978 | 7801 | 0 | 32 | 30664 | 80475
Sun River Electric Coop, Inc. | Northwest Power Area (NWPA) - U.S. Systems | 1999 | 0 | 8.7 | 42623 | 7812 | 0 | 32 | 32257 | 82724
Sun River Electric Coop, Inc. | Northwest Power Area (NWPA) - U.S. Systems | 2000 | 0 | 9.04 | 43667 | 8041 | 0 | 32 | 32440 | 84180
Sun River Electric Coop, Inc. | Northwest Power Area (NWPA) - U.S. Systems | 2001 | 0 | 9.79 | 42418 | 7898 | 0 | 0 | 23006 | 73322
Sun River Electric Coop, Inc. | Northwest Power Area (NWPA) - U.S. Systems | 2002 | 0 | 9.91 | 44098 | 8583 | 0 | 0 | 22597 | 75278
Sun River Electric Coop, Inc. | Northwest Power Area (NWPA) - U.S. Systems | 2003 | 0 | 9.86 | 43486 | 36174 | 0 | 0 | 0 | 79660
Sun River Electric Coop, Inc. | Northwest Power Area (NWPA) - U.S. Systems | 2004 | 0 | 10.12 | 42922 | 8420 | 27279 | 0 | 0 | 78621
Sun River Electric Coop, Inc. | Northwest Power Area (NWPA) - U.S. Systems | 2005 | 0 | 9.47 | 44251 | 8795 | 29772 | 0 | 0 | 82818
Sun River Electric Coop, Inc. | Northwest Power Area (NWPA) - U.S. Systems | 2006 | 0 | 10.58 | 44776 | 9261 | 27649 | 0 | 0 | 81686
Tacoma Public Utilities Light Division | Northwest Power Area (NWPA) - U.S. Systems | 1988 | 0 | 3.05 | 1722248 | 926289 | 2324189 | 469331 | 0 | 5442057
Tacoma Public Utilities Light Division | Northwest Power Area (NWPA) - U.S. Systems | 1989 | 0 | 2.87 | 1762623 | 301827 | 2980008 | 21851 | 475209 | 5541518
Tacoma Public Utilities Light Division | Northwest Power Area (NWPA) - U.S. Systems | 1990 | 0 | 2.5 | 1753774 | 308596 | 2937440 | 25548 | 500989 | 5526347
Tacoma Public Utilities Light Division | Northwest Power Area (NWPA) - U.S. Systems | 1991 | 0 | 0.25 | 1836227 | 313288 | 2878122 | 23572 | 517452 | 5568661
Tacoma Public Utilities Light Division | Northwest Power Area (NWPA) - U.S. Systems | 1992 | 0 | 0.34 | 1692881 | 310015 | 2854301 | 23709 | 507053 | 5387959
Tacoma Public Utilities Light Division | Northwest Power Area (NWPA) - U.S. Systems | 1993 | 0 | 3.1 | 1809860 | 320117 | 2865693 | 24828 | 525016 | 5545514
Tacoma Public Utilities Light Division | Northwest Power Area (NWPA) - U.S. Systems | 1994 | 0 | 1.08 | 1764220 | 323713 | 2710258 | 22561 | 512145 | 5332897
Tacoma Public Utilities Light Division | Northwest Power Area (NWPA) - U.S. Systems | 1995 | 0 | 2.33 | 1747508 | 320638 | 2721785 | 23279 | 517838 | 5331048
Tacoma Public Utilities Light Division | Northwest Power Area (NWPA) - U.S. Systems | 1996 | 0 | 4.55 | 1829151 | 321503 | 2755154 | 23182 | 542106 | 5471096
Tacoma Public Utilities Light Division | Northwest Power Area (NWPA) - U.S. Systems | 1997 | 0 | 2.91 | 1822333 | 320396 | 2860812 | 26663 | 522757 | 5552961
Tacoma Public Utilities Light Division | Northwest Power Area (NWPA) - U.S. Systems | 1998 | 0 | 2.81 | 1762225 | 306034 | 2833090 | 24722 | 499555 | 5425626
Tacoma Public Utilities Light Division | Northwest Power Area (NWPA) - U.S. Systems | 1999 | 0 | 2.5 | 1881640 | 322465 | 2816612 | 25799 | 518035 | 5564551
Tacoma Public Utilities Light Division | Northwest Power Area (NWPA) - U.S. Systems | 2000 | 0 | 1.52 | 1840903 | 332098 | 2747564 | 7065 | 564390 | 5492020
Tacoma Public Utilities Light Division | Northwest Power Area (NWPA) - U.S. Systems | 2001 | 0 | 4.54 | 1722952 | 314687 | 2004639 | 0 | 578002 | 4620280
Tacoma Public Utilities Light Division | Northwest Power Area (NWPA) - U.S. Systems | 2002 | 0 | 2.45 | 1792236 | 321567 | 1791618 | 0 | 629781 | 4535202
Tacoma Public Utilities Light Division | Northwest Power Area (NWPA) - U.S. Systems | 2003 | 0 | 8.21 | 1634681 | 1061684 | 1374361 | 0 | 0 | 4070726
Tacoma Public Utilities Light Division | Northwest Power Area (NWPA) - U.S. Systems | 2004 | 0 | 1.29 | 1773275 | 889415 | 1975544 | 0 | 0 | 4638234
Tacoma Public Utilities Light Division | Northwest Power Area (NWPA) - U.S. Systems | 2005 | 0 | 2.68 | 1760110 | 348146 | 2513572 | 0 | 825 | 4622653
Tacoma Public Utilities Light Division | Northwest Power Area (NWPA) - U.S. Systems | 2006 | 0 | 2.96 | 1822438 | 323917 | 2584708 | 0 | 844 | 4731907
Tanner Electric Coop | Northwest Power Area (NWPA) - U.S. Systems | 1988 | 0 | 6.82 | 22344 | 1735 | 2796 | 82 | 1272 | 28229
Tanner Electric Coop | Northwest Power Area (NWPA) - U.S. Systems | 1989 | 0 | 7.81 | 26270 | 1875 | 3054 | 0 | 106 | 31305
Tanner Electric Coop | Northwest Power Area (NWPA) - U.S. Systems | 1990 | 0 | 7.69 | 27823 | 2925 | 3497 | 103 | 0 | 34348
Tanner Electric Coop | Northwest Power Area (NWPA) - U.S. Systems | 1991 | 0 | 3.91 | 30594 | 7779 | 0 | 118 | 0 | 38491
Tanner Electric Coop | Northwest Power Area (NWPA) - U.S. Systems | 1992 | 0 | 6.42 | 28808 | 8781 | 0 | 108 | 0 | 37697
Tanner Electric Coop | Northwest Power Area (NWPA) - U.S. Systems | 1993 | 0 | 6.41 | 31760 | 8790 | 0 | 120 | 0 | 40670
Tanner Electric Coop | Northwest Power Area (NWPA) - U.S. Systems | 1994 | 0 | 7.13 | 32811 | 8769 | 0 | 126 | 0 | 41706
Tanner Electric Coop | Northwest Power Area (NWPA) - U.S. Systems | 1995 | 0 | 5.8 | 34499 | 9776 | 0 | 135 | 0 | 44410
Tanner Electric Coop | Northwest Power Area (NWPA) - U.S. Systems | 1996 | 0 | 5.98 | 38090 | 9895 | 0 | 154 | 0 | 48139
Tanner Electric Coop | Northwest Power Area (NWPA) - U.S. Systems | 1997 | 0 | 6.13 | 39490 | 10010 | 0 | 140 | 0 | 49640
Tanner Electric Coop | Northwest Power Area (NWPA) - U.S. Systems | 1998 | 0 | 3.64 | 41515 | 12720 | 0 | 129 | 0 | 54364
Tanner Electric Coop | Northwest Power Area (NWPA) - U.S. Systems | 1999 | 0 | 3.22 | 47908 | 10819 | 0 | 155 | 0 | 58882
Tanner Electric Coop | Northwest Power Area (NWPA) - U.S. Systems | 2000 | 0 | 6.38 | 49718 | 10810 | 0 | 176 | 0 | 60704
Tanner Electric Coop | Northwest Power Area (NWPA) - U.S. Systems | 2001 | 0 | 5.93 | 47830 | 10507 | 0 | 0 | 157 | 58494
Tanner Electric Coop | Northwest Power Area (NWPA) - U.S. Systems | 2002 | 0 | 5.96 | 49241 | 10177 | 0 | 0 | 153 | 59571
Tanner Electric Coop | Northwest Power Area (NWPA) - U.S. Systems | 2003 | 0 | 8.14 | 48217 | 10692 | 0 | 0 | 0 | 58909
Tanner Electric Coop | Northwest Power Area (NWPA) - U.S. Systems | 2004 | 0 | 6.27 | 50394 | 10867 | 0 | 0 | 0 | 61261
Tanner Electric Coop | Northwest Power Area (NWPA) - U.S. Systems | 2005 | 0 | 7.22 | 51533 | 11247 | 0 | 0 | 0 | 62780
Tanner Electric Coop | Northwest Power Area (NWPA) - U.S. Systems | 2006 | 0 | 7.08 | 51617 | 12423 | 0 | 0 | 0 | 64040
Tillamook Peoples Utility District | Northwest Power Area (NWPA) - U.S. Systems | 1988 | 0 | 5.91 | 166514 | 89977 | 28944 | 3508 | 1084 | 290027
Tillamook Peoples Utility District | Northwest Power Area (NWPA) - U.S. Systems | 1989 | 0 | 5.89 | 176478 | 94906 | 32623 | 1738 | 2626 | 308371
Tillamook Peoples Utility District | Northwest Power Area (NWPA) - U.S. Systems | 1990 | 0 | 6.35 | 177159 | 95676 | 42511 | 1755 | 1868 | 318969
Tillamook Peoples Utility District | Northwest Power Area (NWPA) - U.S. Systems | 1991 | 0 | 5.44 | 186641 | 100361 | 51132 | 1769 | 1908 | 341811
Tillamook Peoples Utility District | Northwest Power Area (NWPA) - U.S. Systems | 1992 | 0 | 5.28 | 172389 | 99548 | 60058 | 1715 | 2768 | 336478
Tillamook Peoples Utility District | Northwest Power Area (NWPA) - U.S. Systems | 1993 | 0 | 5.02 | 191019 | 107460 | 58761 | 1771 | 1901 | 360912
Tillamook Peoples Utility District | Northwest Power Area (NWPA) - U.S. Systems | 1994 | 0 | 5.01 | 189216 | 109478 | 61123 | 1736 | 1968 | 363521
Tillamook Peoples Utility District | Northwest Power Area (NWPA) - U.S. Systems | 1995 | 0 | 5.16 | 185166 | 105903 | 67765 | 1752 | 1995 | 362581
Tillamook Peoples Utility District | Northwest Power Area (NWPA) - U.S. Systems | 1996 | 0 | 6.98 | 198998 | 114498 | 89545 | 1769 | 2105 | 406915
Tillamook Peoples Utility District | Northwest Power Area (NWPA) - U.S. Systems | 1997 | 0 | 5.15 | 193412 | 113204 | 87369 | 4030 | 0 | 398015
Tillamook Peoples Utility District | Northwest Power Area (NWPA) - U.S. Systems | 1998 | 0 | 5.73 | 198999 | 116866 | 67023 | 4005 | 0 | 386893
Tillamook Peoples Utility District | Northwest Power Area (NWPA) - U.S. Systems | 1999 | 0 | 3.43 | 220604 | 124796 | 65048 | 2118 | 1916 | 414482
Tillamook Peoples Utility District | Northwest Power Area (NWPA) - U.S. Systems | 2000 | 0 | 4.63 | 211982 | 119445 | 67282 | 1912 | 2843 | 403464
Tillamook Peoples Utility District | Northwest Power Area (NWPA) - U.S. Systems | 2001 | 0 | 3.88 | 202794 | 114434 | 70264 | 0 | 4932 | 392424
Tillamook Peoples Utility District | Northwest Power Area (NWPA) - U.S. Systems | 2002 | 0 | 4.81 | 198284 | 115501 | 68575 | 0 | 4702 | 387062
Tillamook Peoples Utility District | Northwest Power Area (NWPA) - U.S. Systems | 2003 | 0 | 5.27 | 192572 | 120388 | 69780 | 0 | 0 | 382740
Tillamook Peoples Utility District | Northwest Power Area (NWPA) - U.S. Systems | 2004 | 0 | 4.64 | 199820 | 116656 | 70358 | 0 | 0 | 386834
Tillamook Peoples Utility District | Northwest Power Area (NWPA) - U.S. Systems | 2005 | 0 | 4.27 | 208751 | 119148 | 74285 | 0 | 0 | 402184
Tillamook Peoples Utility District | Northwest Power Area (NWPA) - U.S. Systems | 2006 | 0 | 4.25 | 218451 | 121534 | 76673 | 0 | 0 | 416658
Troy Power & Light | Northwest Power Area (NWPA) - U.S. Systems | 1989 | 0 | 8.18 | 8862 | 4199 | 239 | 80 | 274 | 13654
Troy Power & Light | Northwest Power Area (NWPA) - U.S. Systems | 1990 | 0 | 7.47 | 8629 | 3069 | 75 | 110 | 1715 | 13598
Troy Power & Light | Northwest Power Area (NWPA) - U.S. Systems | 1991 | 0 | 6.26 | 8762 | 3187 | 80 | 128 | 1788 | 13945
Troy Power & Light | Northwest Power Area (NWPA) - U.S. Systems | 1992 | 0 | 6.49 | 8280 | 3234 | 77 | 120 | 1639 | 13350
Troy Power & Light | Northwest Power Area (NWPA) - U.S. Systems | 1993 | 0 | 7.32 | 8656 | 3307 | 63 | 72 | 1845 | 13943
Troy Power & Light | Northwest Power Area (NWPA) - U.S. Systems | 1994 | 0 | 8.88 | 8170 | 3351 | 29 | 96 | 1800 | 13446
Troy Power & Light | Northwest Power Area (NWPA) - U.S. Systems | 1995 | 0 | 6.59 | 8238 | 3416 | 29 | 125 | 1906 | 13714
Troy Power & Light | Northwest Power Area (NWPA) - U.S. Systems | 1996 | 0 | 5.48 | 8784 | 3509 | 31 | 137 | 2056 | 14517
Troy Power & Light | Northwest Power Area (NWPA) - U.S. Systems | 1997 | 0 | 5.66 | 8608 | 3285 | 66 | 134 | 1093 | 13186
Troy Power & Light | Northwest Power Area (NWPA) - U.S. Systems | 1998 | 0 | 5.66 | 8414 | 3120 | 60 | 140 | 1712 | 13446
Troy Power & Light | Northwest Power Area (NWPA) - U.S. Systems | 1999 | 0 | 5.45 | 8827 | 3033 | 74 | 128 | 1804 | 13866
Troy Power & Light | Northwest Power Area (NWPA) - U.S. Systems | 2000 | 0 | 0.38 | 9268 | 3053 | 76 | 152 | 2544 | 15093
Troy Power & Light | Northwest Power Area (NWPA) - U.S. Systems | 2001 | 0 | 6.02 | 9039 | 2961 | 60 | 0 | 1838 | 13898
Troy Power & Light | Northwest Power Area (NWPA) - U.S. Systems | 2002 | 0 | 5.78 | 9592 | 2777 | 69 | 0 | 1846 | 14284
Troy Power & Light | Northwest Power Area (NWPA) - U.S. Systems | 2003 | 0 | 5.91 | 9285 | 4732 | 72 | 0 | 0 | 14089
Troy Power & Light | Northwest Power Area (NWPA) - U.S. Systems | 2004 | 0 | 0 | 9282 | 4739 | 78 | 0 | 0 | 14099
Troy Power & Light | Northwest Power Area (NWPA) - U.S. Systems | 2005 | 0 | 3.5 | 9724 | 5469 | 66 | 0 | 0 | 15259
Troy Power & Light | Northwest Power Area (NWPA) - U.S. Systems | 2006 | 0 | 4.29 | 10279 | 5009 | 48 | 0 | 0 | 15336
USBIA-Mission Valley Power | Northwest Power Area (NWPA) - U.S. Systems | 1988 | 0 | 4.22 | 127424 | 68125 | 8452 | 1453 | 46806 | 252260
USBIA-Mission Valley Power | Northwest Power Area (NWPA) - U.S. Systems | 1989 | 0 | 8.17 | 140921 | 61688 | 18920 | 1605 | 17257 | 240391
USBIA-Mission Valley Power | Northwest Power Area (NWPA) - U.S. Systems | 1990 | 0 | 10.12 | 136452 | 62272 | 20495 | 650 | 16190 | 236059
USBIA-Mission Valley Power | Northwest Power Area (NWPA) - U.S. Systems | 1991 | 0 | 12.55 | 145641 | 67918 | 18656 | 1266 | 16833 | 250314
USBIA-Mission Valley Power | Northwest Power Area (NWPA) - U.S. Systems | 1992 | 0 | 17.11 | 136896 | 65682 | 15594 | 1460 | 18976 | 238608
USBIA-Mission Valley Power | Northwest Power Area (NWPA) - U.S. Systems | 1993 | 0 | 9.27 | 155741 | 74457 | 17491 | 1483 | 11682 | 260854
USBIA-Mission Valley Power | Northwest Power Area (NWPA) - U.S. Systems | 1994 | 0 | 11.68 | 148168 | 74385 | 19786 | 1515 | 19035 | 262889
USBIA-Mission Valley Power | Northwest Power Area (NWPA) - U.S. Systems | 1995 | 0 | 12.8 | 154814 | 76698 | 18713 | 1553 | 19217 | 270995
USBIA-Mission Valley Power | Northwest Power Area (NWPA) - U.S. Systems | 1996 | 0 | 17.83 | 169823 | 81697 | 20530 | 1613 | 17432 | 291095
USBIA-Mission Valley Power | Northwest Power Area (NWPA) - U.S. Systems | 1997 | 0 | 4.26 | 166564 | 92093 | 21065 | 1634 | 19027 | 300383
USBIA-Mission Valley Power | Northwest Power Area (NWPA) - U.S. Systems | 1998 | 0 | 6.46 | 160522 | 84406 | 22921 | 1654 | 16581 | 286084
USBIA-Mission Valley Power | Northwest Power Area (NWPA) - U.S. Systems | 1999 | 0 | 4.69 | 166906 | 91680 | 24537 | 1718 | 21730 | 306571
USBIA-Mission Valley Power | Northwest Power Area (NWPA) - U.S. Systems | 2000 | 0 | 5.73 | 174446 | 100767 | 22838 | 1802 | 19519 | 319372
USBIA-Mission Valley Power | Northwest Power Area (NWPA) - U.S. Systems | 2001 | 0 | 5.06 | 179320 | 106732 | 19703 | 0 | 21539 | 327294
USBIA-Mission Valley Power | Northwest Power Area (NWPA) - U.S. Systems | 2002 | 0 | 14.8 | 182102 | 102580 | 19625 | 0 | 1805 | 306112
USBIA-Mission Valley Power | Northwest Power Area (NWPA) - U.S. Systems | 2003 | 0 | 18.04 | 181671 | 104544 | 17036 | 0 | 0 | 303251
USBIA-Mission Valley Power | Northwest Power Area (NWPA) - U.S. Systems | 2004 | 0 | 14.09 | 187413 | 108347 | 16144 | 0 | 0 | 311904
USBIA-Mission Valley Power | Northwest Power Area (NWPA) - U.S. Systems | 2005 | 0 | 15.37 | 194681 | 110597 | 16785 | 0 | 0 | 322063
USBIA-Mission Valley Power | Northwest Power Area (NWPA) - U.S. Systems | 2006 | 0 | 5.72 | 201545 | 113035 | 17016 | 0 | 0 | 331596
Umatilla Electric Coop Association | Northwest Power Area (NWPA) - U.S. Systems | 1988 | 0 | 5.51 | 106730 | 77702 | 96476 | 169 | 218837 | 499914
Umatilla Electric Coop Association | Northwest Power Area (NWPA) - U.S. Systems | 1989 | 0 | 5.95 | 110052 | 71557 | 82741 | 161 | 240715 | 505226
Umatilla Electric Coop Association | Northwest Power Area (NWPA) - U.S. Systems | 1990 | 0 | 6.25 | 108876 | 71677 | 94109 | 176 | 261342 | 536180
Umatilla Electric Coop Association | Northwest Power Area (NWPA) - U.S. Systems | 1991 | 0 | 5.66 | 122659 | 75949 | 90842 | 178 | 272290 | 561918
Umatilla Electric Coop Association | Northwest Power Area (NWPA) - U.S. Systems | 1992 | 0 | 5.97 | 115616 | 81802 | 106189 | 179 | 263509 | 567295
Umatilla Electric Coop Association | Northwest Power Area (NWPA) - U.S. Systems | 1993 | 0 | 5.39 | 133088 | 81714 | 116785 | 180 | 230618 | 562385
Umatilla Electric Coop Association | Northwest Power Area (NWPA) - U.S. Systems | 1994 | 0 | 5.44 | 126183 | 87821 | 129464 | 192 | 280141 | 623801
Umatilla Electric Coop Association | Northwest Power Area (NWPA) - U.S. Systems | 1995 | 0 | 5.46 | 128242 | 93226 | 131889 | 198 | 244349 | 597904
Umatilla Electric Coop Association | Northwest Power Area (NWPA) - U.S. Systems | 1996 | 0 | 5.78 | 142019 | 104841 | 137847 | 215 | 260628 | 645550
Umatilla Electric Coop Association | Northwest Power Area (NWPA) - U.S. Systems | 1997 | 0 | 4.58 | 140166 | 375549 | 146424 | 253 | 0 | 662392
Umatilla Electric Coop Association | Northwest Power Area (NWPA) - U.S. Systems | 1998 | 0 | 4.57 | 140624 | 412822 | 170824 | 265 | 0 | 724535
Umatilla Electric Coop Association | Northwest Power Area (NWPA) - U.S. Systems | 1999 | 0 | 4.21 | 145515 | 455336 | 172235 | 272 | 0 | 773358
Umatilla Electric Coop Association | Northwest Power Area (NWPA) - U.S. Systems | 2000 | 0 | 4.51 | 150942 | 458139 | 186698 | 302 | 0 | 796081
Umatilla Electric Coop Association | Northwest Power Area (NWPA) - U.S. Systems | 2001 | 0 | 3.96 | 150110 | 430153 | 187618 | 0 | 344 | 768225
Umatilla Electric Coop Association | Northwest Power Area (NWPA) - U.S. Systems | 2002 | 0 | 5.31 | 147849 | 444702 | 215364 | 0 | 366 | 808281
Umatilla Electric Coop Association | Northwest Power Area (NWPA) - U.S. Systems | 2003 | 0 | 4.61 | 146950 | 452406 | 212793 | 0 | 0 | 812149
Umatilla Electric Coop Association | Northwest Power Area (NWPA) - U.S. Systems | 2004 | 0 | 4.05 | 154577 | 433054 | 224968 | 0 | 0 | 812599
Umatilla Electric Coop Association | Northwest Power Area (NWPA) - U.S. Systems | 2005 | 0 | 4.69 | 153858 | 146573 | 535642 | 0 | 0 | 836073
Umatilla Electric Coop Association | Northwest Power Area (NWPA) - U.S. Systems | 2006 | 0 | 4.5 | 158718 | 148831 | 499624 | 0 | 0 | 807173
Unity Light & Power Co. | Northwest Power Area (NWPA) - U.S. Systems | 1988 | 0 | 7.38 | 23750 | 9067 | 11925 | 0 | 18450 | 63192
Unity Light & Power Co. | Northwest Power Area (NWPA) - U.S. Systems | 1989 | 0 | 5.53 | 22133 | 10000 | 14000 | 0 | 18000 | 64133
Unity Light & Power Co. | Northwest Power Area (NWPA) - U.S. Systems | 1990 | 0 | 7.39 | 21896 | 9893 | 13850 | 0 | 17808 | 63447
Unity Light & Power Co. | Northwest Power Area (NWPA) - U.S. Systems | 1991 | 0 | 6.36 | 22000 | 10000 | 15396 | 0 | 18000 | 65396
Unity Light & Power Co. | Northwest Power Area (NWPA) - U.S. Systems | 1992 | 0 | 7.44 | 20966 | 10724 | 13920 | 0 | 23443 | 69053
Unity Light & Power Co. | Northwest Power Area (NWPA) - U.S. Systems | 1993 | 0 | 6.62 | 37988 | 13140 | 0 | 0 | 20386 | 71514
Unity Light & Power Co. | Northwest Power Area (NWPA) - U.S. Systems | 1994 | 0 | 6.51 | 36452 | 13390 | 0 | 0 | 23891 | 73733
Unity Light & Power Co. | Northwest Power Area (NWPA) - U.S. Systems | 1995 | 0 | 2.75 | 36521 | 12744 | 0 | 0 | 19388 | 68653
Unity Light & Power Co. | Northwest Power Area (NWPA) - U.S. Systems | 1996 | 0 | 5.47 | 38932 | 13998 | 0 | 0 | 25244 | 78174
Unity Light & Power Co. | Northwest Power Area (NWPA) - U.S. Systems | 1997 | 0 | 7.74 | 38461 | 14731 | 0 | 0 | 23220 | 76412
Unity Light & Power Co. | Northwest Power Area (NWPA) - U.S. Systems | 1998 | 0 | 7.08 | 84411 | 38495 | 0 | 57 | 36944 | 159907
Unity Light & Power Co. | Northwest Power Area (NWPA) - U.S. Systems | 1999 | 0 | 6.23 | 87590 | 40543 | 0 | 57 | 41604 | 169794
Unity Light & Power Co. | Northwest Power Area (NWPA) - U.S. Systems | 2000 | 0 | 7.16 | 87013 | 41292 | 0 | 57 | 52322 | 180684
Utah Associated Municipal Power Systems | Northwest Power Area (NWPA) - U.S. Systems | 1988 | 0 | 6.56 | 0 | 0 | 0 | 0 | 0 | 0
Utah Associated Municipal Power Systems | Northwest Power Area (NWPA) - U.S. Systems | 1989 | 0 | 0 | 0 | 0 | 0 | 0 | 0 | 0
Utah Associated Municipal Power Systems | Northwest Power Area (NWPA) - U.S. Systems | 1990 | 0 | 0 | 0 | 0 | 0 | 0 | 0 | 0
Utah Associated Municipal Power Systems | Northwest Power Area (NWPA) - U.S. Systems | 1991 | 0 | 0 | 0 | 0 | 0 | 0 | 0 | 0
Utah Associated Municipal Power Systems | Northwest Power Area (NWPA) - U.S. Systems | 1992 | 0 | 0.69 | 0 | 0 | 0 | 0 | 0 | 0
Utah Associated Municipal Power Systems | Northwest Power Area (NWPA) - U.S. Systems | 1993 | 0 | 0 | 0 | 0 | 0 | 0 | 0 | 0
Utah Associated Municipal Power Systems | Northwest Power Area (NWPA) - U.S. Systems | 1994 | 0 | 0 | 0 | 0 | 0 | 0 | 0 | 0
Utah Associated Municipal Power Systems | Northwest Power Area (NWPA) - U.S. Systems | 1995 | 0 | 0 | 0 | 0 | 0 | 0 | 0 | 0
Utah Associated Municipal Power Systems | Northwest Power Area (NWPA) - U.S. Systems | 1996 | 0 | 0 | 0 | 0 | 0 | 0 | 0 | 0
Utah Associated Municipal Power Systems | Northwest Power Area (NWPA) - U.S. Systems | 1997 | 0 | 0 | 0 | 0 | 0 | 0 | 0 | 0
Utah Associated Municipal Power Systems | Northwest Power Area (NWPA) - U.S. Systems | 1998 | 0 | 0 | 0 | 0 | 0 | 0 | 0 | 0
Utah Associated Municipal Power Systems | Northwest Power Area (NWPA) - U.S. Systems | 1999 | 0 | 0 | 0 | 0 | 0 | 0 | 0 | 0
Utah Associated Municipal Power Systems | Northwest Power Area (NWPA) - U.S. Systems | 2000 | 0 | 0 | 0 | 0 | 0 | 0 | 0 | 0
Utah Associated Municipal Power Systems | Northwest Power Area (NWPA) - U.S. Systems | 2001 | 0 | 0 | 0 | 0 | 0 | 0 | 0 | 0
Utah Associated Municipal Power Systems | Northwest Power Area (NWPA) - U.S. Systems | 2002 | 0 | 0 | 0 | 0 | 0 | 0 | 0 | 0
Utah Associated Municipal Power Systems | Northwest Power Area (NWPA) - U.S. Systems | 2003 | 0 | 0 | 0 | 0 | 0 | 0 | 0 | 0
Utah Associated Municipal Power Systems | Northwest Power Area (NWPA) - U.S. Systems | 2004 | 0 | 0 | 0 | 0 | 0 | 0 | 0 | 0
Utah Associated Municipal Power Systems | Northwest Power Area (NWPA) - U.S. Systems | 2005 | 0 | 0 | 0 | 0 | 0 | 0 | 0 | 0
Utah Associated Municipal Power Systems | Northwest Power Area (NWPA) - U.S. Systems | 2006 | 0 | 0 | 0 | 0 | 0 | 0 | 0 | 0
Utah Municipal Power Agency | Northwest Power Area (NWPA) - U.S. Systems | 1988 | 0 | 5.62 | 0 | 0 | 0 | 0 | 0 | 0
Utah Municipal Power Agency | Northwest Power Area (NWPA) - U.S. Systems | 1989 | 0 | 4.3 | 0 | 0 | 0 | 0 | 0 | 0
Utah Municipal Power Agency | Northwest Power Area (NWPA) - U.S. Systems | 1990 | 0 | 2.05 | 0 | 0 | 0 | 0 | 0 | 0
Utah Municipal Power Agency | Northwest Power Area (NWPA) - U.S. Systems | 1991 | 0 | 2.27 | 0 | 0 | 0 | 0 | 0 | 0
Utah Municipal Power Agency | Northwest Power Area (NWPA) - U.S. Systems | 1992 | 0 | 2.23 | 0 | 0 | 0 | 0 | 0 | 0
Utah Municipal Power Agency | Northwest Power Area (NWPA) - U.S. Systems | 1993 | 0 | 2.71 | 0 | 0 | 0 | 0 | 0 | 0
Utah Municipal Power Agency | Northwest Power Area (NWPA) - U.S. Systems | 1994 | 0 | 2.16 | 0 | 0 | 0 | 0 | 0 | 0
Utah Municipal Power Agency | Northwest Power Area (NWPA) - U.S. Systems | 1995 | 0 | 2.51 | 0 | 0 | 0 | 0 | 0 | 0
Utah Municipal Power Agency | Northwest Power Area (NWPA) - U.S. Systems | 1996 | 0 | 2.09 | 0 | 0 | 0 | 0 | 0 | 0
Utah Municipal Power Agency | Northwest Power Area (NWPA) - U.S. Systems | 1997 | 0 | 3.25 | 0 | 0 | 0 | 0 | 0 | 0
Utah Municipal Power Agency | Northwest Power Area (NWPA) - U.S. Systems | 1998 | 0 | 2.79 | 0 | 0 | 0 | 0 | 0 | 0
Utah Municipal Power Agency | Northwest Power Area (NWPA) - U.S. Systems | 1999 | 0 | 2.84 | 0 | 0 | 0 | 0 | 0 | 0
Utah Municipal Power Agency | Northwest Power Area (NWPA) - U.S. Systems | 2000 | 0 | 2.02 | 0 | 0 | 0 | 0 | 0 | 0
Utah Municipal Power Agency | Northwest Power Area (NWPA) - U.S. Systems | 2001 | 0 | 2.7 | 0 | 0 | 0 | 0 | 0 | 0
Utah Municipal Power Agency | Northwest Power Area (NWPA) - U.S. Systems | 2002 | 0 | 2.88 | 0 | 0 | 0 | 0 | 0 | 0
Utah Municipal Power Agency | Northwest Power Area (NWPA) - U.S. Systems | 2003 | 0 | 2.85 | 0 | 0 | 0 | 0 | 0 | 0
Utah Municipal Power Agency | Northwest Power Area (NWPA) - U.S. Systems | 2004 | 0 | 3.29 | 0 | 0 | 0 | 0 | 0 | 0
Utah Municipal Power Agency | Northwest Power Area (NWPA) - U.S. Systems | 2005 | 0 | 5.8 | 0 | 0 | 0 | 0 | 0 | 0
Utah Municipal Power Agency | Northwest Power Area (NWPA) - U.S. Systems | 2006 | 0 | 3.4 | 0 | 0 | 0 | 0 | 0 | 0
Utah Power & Light Co. | Northwest Power Area (NWPA) - U.S. Systems | 1988 | 0 | 6.31 | 3747375 | 3417412 | 8571931 | 47149 | 541989 | 16325856
Valley Electric Coop, Inc. | Northwest Power Area (NWPA) - U.S. Systems | 1988 | 0 | 10.42 | 14189 | 2954 | 0 | 0 | 1828 | 18971
Valley Electric Coop, Inc. | Northwest Power Area (NWPA) - U.S. Systems | 1989 | 0 | 10.56 | 14911 | 3235 | 0 | 0 | 1326 | 19472
Valley Electric Coop, Inc. | Northwest Power Area (NWPA) - U.S. Systems | 1990 | 0 | 9.5 | 14775 | 3650 | 0 | 0 | 1990 | 20415
Valley Electric Coop, Inc. | Northwest Power Area (NWPA) - U.S. Systems | 1991 | 0 | 10.62 | 15801 | 3832 | 0 | 57 | 1015 | 20705
Valley Electric Coop, Inc. | Northwest Power Area (NWPA) - U.S. Systems | 1992 | 0 | 9.08 | 14501 | 3497 | 0 | 57 | 1682 | 19737
Valley Electric Coop, Inc. | Northwest Power Area (NWPA) - U.S. Systems | 1993 | 0 | 10.35 | 15800 | 3808 | 0 | 57 | 683 | 20348
Valley Electric Coop, Inc. | Northwest Power Area (NWPA) - U.S. Systems | 1994 | 0 | 10.33 | 15710 | 4040 | 0 | 57 | 1234 | 21041
Valley Electric Coop, Inc. | Northwest Power Area (NWPA) - U.S. Systems | 1995 | 0 | 9.57 | 15653 | 3888 | 0 | 60 | 969 | 20570
Valley Electric Coop, Inc. | Northwest Power Area (NWPA) - U.S. Systems | 1996 | 0 | 11.12 | 16563 | 4140 | 0 | 0 | 1152 | 21855
Valley Electric Coop, Inc. | Northwest Power Area (NWPA) - U.S. Systems | 1997 | 0 | 7.75 | 15658 | 4140 | 0 | 0 | 920 | 20718
Valley Electric Coop, Inc. | Northwest Power Area (NWPA) - U.S. Systems | 1998 | 0 | 10.97 | 14986 | 4184 | 0 | 0 | 1791 | 20961
Valley Electric Coop, Inc. | Northwest Power Area (NWPA) - U.S. Systems | 1999 | 0 | 10.52 | 14718 | 3864 | 0 | 0 | 847 | 19429
Valley Electric Coop, Inc. | Northwest Power Area (NWPA) - U.S. Systems | 2000 | 0 | 11.77 | 15280 | 4146 | 0 | 0 | 1140 | 20566
Valley Electric Coop, Inc. | Northwest Power Area (NWPA) - U.S. Systems | 2001 | 0 | 6.73 | 16057 | 4319 | 0 | 0 | 910 | 21286
Valley Electric Coop, Inc. | Northwest Power Area (NWPA) - U.S. Systems | 2002 | 0 | 9.29 | 16458 | 4464 | 0 | 0 | 981 | 21903
Valley Electric Coop, Inc. | Northwest Power Area (NWPA) - U.S. Systems | 2003 | 0 | 8.77 | 14569 | 8368 | 0 | 0 | 0 | 22937
Valley Electric Coop, Inc. | Northwest Power Area (NWPA) - U.S. Systems | 2004 | 0 | 9.3 | 13836 | 7244 | 0 | 0 | 0 | 21080
Valley Electric Coop, Inc. | Northwest Power Area (NWPA) - U.S. Systems | 2005 | 0 | 6.66 | 13758 | 7808 | 0 | 0 | 0 | 21566
Valley Electric Coop, Inc. | Northwest Power Area (NWPA) - U.S. Systems | 2006 | 0 | 10 | 15934 | 6568 | 0 | 0 | 0 | 22502
Vera Irrigation District No. 15 | Northwest Power Area (NWPA) - U.S. Systems | 1988 | 0 | 3.06 | 109826 | 5971 | 31200 | 184 | 5116 | 152297
Vera Irrigation District No. 15 | Northwest Power Area (NWPA) - U.S. Systems | 1989 | 0 | 3.48 | 113178 | 38831 | 0 | 184 | 4928 | 157121
Vera Irrigation District No. 15 | Northwest Power Area (NWPA) - U.S. Systems | 1990 | 0 | 4.22 | 110569 | 38499 | 0 | 185 | 5274 | 154527
Vera Irrigation District No. 15 | Northwest Power Area (NWPA) - U.S. Systems | 1991 | 0 | 3.72 | 118999 | 40213 | 0 | 185 | 5681 | 165078
Vera Irrigation District No. 15 | Northwest Power Area (NWPA) - U.S. Systems | 1992 | 0 | 2.16 | 114276 | 40798 | 0 | 185 | 5989 | 161248
Vera Irrigation District No. 15 | Northwest Power Area (NWPA) - U.S. Systems | 1993 | 0 | 2.8 | 124671 | 42512 | 0 | 185 | 5284 | 172652
Vera Irrigation District No. 15 | Northwest Power Area (NWPA) - U.S. Systems | 1994 | 0 | 3.29 | 119690 | 48497 | 0 | 186 | 6621 | 174994
Vera Irrigation District No. 15 | Northwest Power Area (NWPA) - U.S. Systems | 1995 | 0 | 2.61 | 117713 | 50939 | 0 | 186 | 5719 | 174557
Vera Irrigation District No. 15 | Northwest Power Area (NWPA) - U.S. Systems | 1996 | 0 | 5.12 | 127032 | 54583 | 0 | 186 | 6374 | 188175
Vera Irrigation District No. 15 | Northwest Power Area (NWPA) - U.S. Systems | 1997 | 0 | 3.45 | 122198 | 58695 | 0 | 186 | 6725 | 187804
Vera Irrigation District No. 15 | Northwest Power Area (NWPA) - U.S. Systems | 1998 | 0 | 5.01 | 118385 | 62454 | 0 | 186 | 7430 | 188455
Vera Irrigation District No. 15 | Northwest Power Area (NWPA) - U.S. Systems | 1999 | 0 | 3.18 | 120783 | 62541 | 0 | 162 | 8577 | 192063
Vera Irrigation District No. 15 | Northwest Power Area (NWPA) - U.S. Systems | 2000 | 0 | 3.2 | 124241 | 67064 | 0 | 162 | 8912 | 200379
Vera Irrigation District No. 15 | Northwest Power Area (NWPA) - U.S. Systems | 2001 | 0 | 4.37 | 118288 | 64341 | 0 | 0 | 7316 | 189945
Vera Irrigation District No. 15 | Northwest Power Area (NWPA) - U.S. Systems | 2002 | 0 | 3.77 | 120744 | 64829 | 0 | 0 | 7469 | 193042
Vera Irrigation District No. 15 | Northwest Power Area (NWPA) - U.S. Systems | 2003 | 0 | 4.95 | 120058 | 76618 | 0 | 0 | 0 | 196676
Vera Irrigation District No. 15 | Northwest Power Area (NWPA) - U.S. Systems | 2004 | 0 | 2.87 | 123655 | 78676 | 0 | 0 | 0 | 202331
Vera Irrigation District No. 15 | Northwest Power Area (NWPA) - U.S. Systems | 2005 | 0 | 5.44 | 124864 | 76174 | 0 | 0 | 0 | 201038
Vera Irrigation District No. 15 | Northwest Power Area (NWPA) - U.S. Systems | 2006 | 0 | 3.56 | 132003 | 82705 | 0 | 0 | 0 | 214708
Vigilante Electric Coop, Inc. | Northwest Power Area (NWPA) - U.S. Systems | 1988 | 0 | 10.92 | 54288 | 6728 | 0 | 78 | 40860 | 101954
Vigilante Electric Coop, Inc. | Northwest Power Area (NWPA) - U.S. Systems | 1989 | 0 | 9.4 | 59406 | 3647 | 2664 | 77 | 36969 | 102763
Vigilante Electric Coop, Inc. | Northwest Power Area (NWPA) - U.S. Systems | 1990 | 0 | 9.69 | 56940 | 3657 | 2404 | 76 | 38843 | 101920
Vigilante Electric Coop, Inc. | Northwest Power Area (NWPA) - U.S. Systems | 1991 | 0 | 10.04 | 60989 | 3964 | 2527 | 76 | 38433 | 105989
Vigilante Electric Coop, Inc. | Northwest Power Area (NWPA) - U.S. Systems | 1992 | 0 | 10.78 | 58753 | 4089 | 2261 | 76 | 38583 | 103762
Vigilante Electric Coop, Inc. | Northwest Power Area (NWPA) - U.S. Systems | 1993 | 0 | 9.96 | 64063 | 5340 | 2268 | 78 | 23573 | 95322
Vigilante Electric Coop, Inc. | Northwest Power Area (NWPA) - U.S. Systems | 1994 | 0 | 8.22 | 62292 | 4748 | 1735 | 79 | 41089 | 109943
Vigilante Electric Coop, Inc. | Northwest Power Area (NWPA) - U.S. Systems | 1995 | 0 | 9.11 | 63554 | 4485 | 1969 | 79 | 30511 | 100598
Vigilante Electric Coop, Inc. | Northwest Power Area (NWPA) - U.S. Systems | 1996 | 0 | 8.61 | 70755 | 4838 | 1983 | 0 | 41358 | 118934
Vigilante Electric Coop, Inc. | Northwest Power Area (NWPA) - U.S. Systems | 1997 | 0 | 9.07 | 67326 | 4353 | 5664 | 0 | 30193 | 107536
Vigilante Electric Coop, Inc. | Northwest Power Area (NWPA) - U.S. Systems | 1998 | 0 | 8.33 | 69044 | 4345 | 5670 | 0 | 36914 | 115973
Vigilante Electric Coop, Inc. | Northwest Power Area (NWPA) - U.S. Systems | 1999 | 0 | 9.92 | 69945 | 6225 | 0 | 0 | 36621 | 112791
Vigilante Electric Coop, Inc. | Northwest Power Area (NWPA) - U.S. Systems | 2000 | 0 | 10.33 | 73553 | 5401 | 0 | 0 | 46855 | 125809
Vigilante Electric Coop, Inc. | Northwest Power Area (NWPA) - U.S. Systems | 2001 | 0 | 9.4 | 72575 | 6482 | 0 | 0 | 43870 | 122927
Vigilante Electric Coop, Inc. | Northwest Power Area (NWPA) - U.S. Systems | 2002 | 0 | 8.89 | 76943 | 6898 | 0 | 0 | 38808 | 122649
Vigilante Electric Coop, Inc. | Northwest Power Area (NWPA) - U.S. Systems | 2003 | 0 | 8.77 | 76580 | 51029 | 0 | 0 | 0 | 127609
Vigilante Electric Coop, Inc. | Northwest Power Area (NWPA) - U.S. Systems | 2004 | 0 | 9.29 | 76790 | 47805 | 0 | 0 | 0 | 124595
Vigilante Electric Coop, Inc. | Northwest Power Area (NWPA) - U.S. Systems | 2005 | 0 | 9.55 | 79323 | 47246 | 0 | 0 | 0 | 126569
Vigilante Electric Coop, Inc. | Northwest Power Area (NWPA) - U.S. Systems | 2006 | 0 | 8.97 | 83327 | 53928 | 0 | 0 | 0 | 137255
Warm Springs Power Enterprises | Northwest Power Area (NWPA) - U.S. Systems | 1988 | 0 | 1.03 | 0 | 0 | 0 | 0 | 0 | 0
Warm Springs Power Enterprises | Northwest Power Area (NWPA) - U.S. Systems | 1989 | 0 | 0.9 | 0 | 0 | 0 | 0 | 0 | 0
Warm Springs Power Enterprises | Northwest Power Area (NWPA) - U.S. Systems | 1990 | 0 | 1.48 | 0 | 0 | 0 | 0 | 0 | 0
Warm Springs Power Enterprises | Northwest Power Area (NWPA) - U.S. Systems | 1991 | 0 | 0.98 | 0 | 0 | 0 | 0 | 0 | 0
Wasco Electric Coop, Inc. | Northwest Power Area (NWPA) - U.S. Systems | 1988 | 0 | 9.68 | 36113 | 24569 | 13345 | 68 | 7723 | 81818
Wasco Electric Coop, Inc. | Northwest Power Area (NWPA) - U.S. Systems | 1989 | 0 | 9.58 | 37614 | 21992 | 13673 | 74 | 8484 | 81837
Wasco Electric Coop, Inc. | Northwest Power Area (NWPA) - U.S. Systems | 1990 | 0 | 7.69 | 37011 | 20991 | 13700 | 74 | 8779 | 80555
Wasco Electric Coop, Inc. | Northwest Power Area (NWPA) - U.S. Systems | 1991 | 0 | 8.26 | 40385 | 18208 | 14777 | 83 | 9312 | 82765
Wasco Electric Coop, Inc. | Northwest Power Area (NWPA) - U.S. Systems | 1992 | 0 | 10.44 | 37873 | 14539 | 10933 | 92 | 9820 | 73257
Wasco Electric Coop, Inc. | Northwest Power Area (NWPA) - U.S. Systems | 1993 | 0 | 9.22 | 43368 | 14993 | 10679 | 94 | 7775 | 76909
Wasco Electric Coop, Inc. | Northwest Power Area (NWPA) - U.S. Systems | 1994 | 0 | 6.36 | 42584 | 14905 | 9845 | 90 | 10609 | 78033
Wasco Electric Coop, Inc. | Northwest Power Area (NWPA) - U.S. Systems | 1995 | 0 | 9.02 | 42607 | 13631 | 9998 | 87 | 7088 | 73411
Wasco Electric Coop, Inc. | Northwest Power Area (NWPA) - U.S. Systems | 1996 | 0 | 8.18 | 45785 | 13481 | 11751 | 82 | 8204 | 79303
Wasco Electric Coop, Inc. | Northwest Power Area (NWPA) - U.S. Systems | 1997 | 0 | 5.87 | 45555 | 14039 | 11391 | 76 | 8149 | 79210
Wasco Electric Coop, Inc. | Northwest Power Area (NWPA) - U.S. Systems | 1998 | 0 | 8.23 | 45387 | 15497 | 10910 | 85 | 7694 | 79573
Wasco Electric Coop, Inc. | Northwest Power Area (NWPA) - U.S. Systems | 1999 | 0 | 7.36 | 45276 | 16684 | 11500 | 97 | 12765 | 86322
Wasco Electric Coop, Inc. | Northwest Power Area (NWPA) - U.S. Systems | 2000 | 0 | 10.19 | 46352 | 16093 | 12301 | 97 | 12734 | 87577
Wasco Electric Coop, Inc. | Northwest Power Area (NWPA) - U.S. Systems | 2001 | 0 | 4.64 | 45324 | 14329 | 13682 | 0 | 13290 | 86625
Wasco Electric Coop, Inc. | Northwest Power Area (NWPA) - U.S. Systems | 2002 | 0 | 8.79 | 45314 | 13936 | 15635 | 0 | 15015 | 89900
Wasco Electric Coop, Inc. | Northwest Power Area (NWPA) - U.S. Systems | 2003 | 0 | 8.71 | 44169 | 27487 | 15476 | 0 | 0 | 87132
Wasco Electric Coop, Inc. | Northwest Power Area (NWPA) - U.S. Systems | 2004 | 0 | 7.62 | 48298 | 14581 | 25904 | 0 | 0 | 88783
Wasco Electric Coop, Inc. | Northwest Power Area (NWPA) - U.S. Systems | 2005 | 0 | 10.24 | 46912 | 15281 | 26592 | 0 | 0 | 88785
Wasco Electric Coop, Inc. | Northwest Power Area (NWPA) - U.S. Systems | 2006 | 0 | 8.8 | 49952 | 16497 | 26092 | 0 | 0 | 92541
Washington City Power | Northwest Power Area (NWPA) - U.S. Systems | 1993 | 0 | 8.39 | 17115 | 5209 | 236 | 38 | 1799 | 24397
Washington City Power | Northwest Power Area (NWPA) - U.S. Systems | 1994 | 0 | 6.77 | 20273 | 6950 | 226 | 0 | 0 | 27449
Washington City Power | Northwest Power Area (NWPA) - U.S. Systems | 1995 | 0 | 0 | 19752 | 5097 | 227 | 0 | 1757 | 26833
Washington City Power | Northwest Power Area (NWPA) - U.S. Systems | 1996 | 0 | 0 | 22406 | 5319 | 265 | 0 | 2401 | 30391
Washington City Power | Northwest Power Area (NWPA) - U.S. Systems | 1997 | 0 | 0 | 23264 | 6998 | 299 | 0 | 2282 | 32843
Washington City Power | Northwest Power Area (NWPA) - U.S. Systems | 1998 | 0 | 0 | 23586 | 8481 | 326 | 0 | 2375 | 34768
Washington City Power | Northwest Power Area (NWPA) - U.S. Systems | 1999 | 0 | 0 | 24769 | 9939 | 236 | 0 | 2492 | 37436
Washington City Power | Northwest Power Area (NWPA) - U.S. Systems | 2000 | 0 | 0 | 24795 | 13126 | 249 | 0 | 5806 | 43976
Washington City Power | Northwest Power Area (NWPA) - U.S. Systems | 2001 | 0 | 0 | 34013 | 20798 | 244 | 0 | 5844 | 60899
Washington City Power | Northwest Power Area (NWPA) - U.S. Systems | 2002 | 0 | 0 | 32592 | 22839 | 240 | 0 | 5359 | 61030
Washington City Power | Northwest Power Area (NWPA) - U.S. Systems | 2003 | 0 | 0 | 32676 | 28099 | 230 | 0 | 0 | 61005
Washington City Power | Northwest Power Area (NWPA) - U.S. Systems | 2004 | 0 | 0 | 32827 | 24974 | 234 | 0 | 0 | 58035
Washington City Power | Northwest Power Area (NWPA) - U.S. Systems | 2005 | 0 | 0 | 39689 | 28448 | 269 | 0 | 0 | 68406
Washington City Power | Northwest Power Area (NWPA) - U.S. Systems | 2006 | 0 | 0 | 46996 | 28247 | 320 | 0 | 0 | 75563
Waterville Light Utility | Northwest Power Area (NWPA) - U.S. Systems | 1988 | 0 | 8.72 | 8872 | 4085 | 0 | 0 | 0 | 12957
Waterville Light Utility | Northwest Power Area (NWPA) - U.S. Systems | 1989 | 0 | 7.76 | 9600 | 3800 | 0 | 0 | 0 | 13400
Waterville Light Utility | Northwest Power Area (NWPA) - U.S. Systems | 1990 | 0 | 6.25 | 10000 | 4000 | 0 | 0 | 0 | 14000
Waterville Light Utility | Northwest Power Area (NWPA) - U.S. Systems | 1991 | 0 | 1.79 | 12388 | 2210 | 0 | 0 | 0 | 14598
Waterville Light Utility | Northwest Power Area (NWPA) - U.S. Systems | 1992 | 0 | 0.92 | 11480 | 3610 | 0 | 0 | 0 | 15090
Waterville Light Utility | Northwest Power Area (NWPA) - U.S. Systems | 1993 | 0 | 4.92 | 13495 | 2435 | 0 | 0 | 0 | 15930
Waterville Light Utility | Northwest Power Area (NWPA) - U.S. Systems | 1994 | 0 | 4.16 | 13408 | 2165 | 0 | 0 | 0 | 15573
Waterville Light Utility | Northwest Power Area (NWPA) - U.S. Systems | 1995 | 0 | 8.73 | 13639 | 2245 | 0 | 0 | 0 | 15884
Waterville Light Utility | Northwest Power Area (NWPA) - U.S. Systems | 1996 | 0 | 6.96 | 15516 | 2331 | 0 | 0 | 0 | 17847
Waterville Light Utility | Northwest Power Area (NWPA) - U.S. Systems | 1997 | 0 | 15.93 | 10304 | 1445 | 0 | 0 | 0 | 11749
Weber Basin Water Conservation District | Northwest Power Area (NWPA) - U.S. Systems | 1988 | 0 | 3 | 0 | 0 | 0 | 0 | 0 | 0
Weber Basin Water Conservation District | Northwest Power Area (NWPA) - U.S. Systems | 1989 | 0 | 3 | 0 | 0 | 0 | 0 | 0 | 0
Weber Basin Water Conservation District | Northwest Power Area (NWPA) - U.S. Systems | 1990 | 0 | 3 | 0 | 0 | 0 | 0 | 0 | 0
Weber Basin Water Conservation District | Northwest Power Area (NWPA) - U.S. Systems | 1991 | 0 | 4.13 | 0 | 0 | 0 | 0 | 0 | 0
Weber Basin Water Conservation District | Northwest Power Area (NWPA) - U.S. Systems | 1992 | 0 | 3 | 0 | 0 | 0 | 0 | 0 | 0
Weiser Water & Light Dept. | Northwest Power Area (NWPA) - U.S. Systems | 1988 | 0 | 0 | 38394 | 0 | 0 | 0 | 0 | 38394
Weiser Water & Light Dept. | Northwest Power Area (NWPA) - U.S. Systems | 1989 | 0 | 0 | 40403 | 0 | 0 | 0 | 0 | 40403
Weiser Water & Light Dept. | Northwest Power Area (NWPA) - U.S. Systems | 1990 | 0 | 0 | 42161 | 0 | 0 | 0 | 0 | 42161
Weiser Water & Light Dept. | Northwest Power Area (NWPA) - U.S. Systems | 1991 | 0 | 0 | 43324 | 0 | 0 | 0 | 0 | 43324
Weiser Water & Light Dept. | Northwest Power Area (NWPA) - U.S. Systems | 1992 | 0 | 0 | 23508 | 20091 | 0 | 0 | 0 | 43599
Weiser Water & Light Dept. | Northwest Power Area (NWPA) - U.S. Systems | 1993 | 0 | 0 | 23585 | 20090 | 0 | 0 | 0 | 43675
Weiser Water & Light Dept. | Northwest Power Area (NWPA) - U.S. Systems | 1994 | 0 | 0 | 23977 | 20425 | 0 | 0 | 0 | 44402
Weiser Water & Light Dept. | Northwest Power Area (NWPA) - U.S. Systems | 1995 | 0 | 5.62 | 23984 | 20430 | 0 | 0 | 0 | 44414
Weiser Water & Light Dept. | Northwest Power Area (NWPA) - U.S. Systems | 1996 | 0 | 0 | 24226 | 22351 | 0 | 0 | 0 | 46577
Weiser Water & Light Dept. | Northwest Power Area (NWPA) - U.S. Systems | 1997 | 0 | 0 | 24100 | 22236 | 0 | 0 | 0 | 46336
Weiser Water & Light Dept. | Northwest Power Area (NWPA) - U.S. Systems | 1998 | 0 | 10.6 | 21841 | 20152 | 0 | 0 | 0 | 41993
Weiser Water & Light Dept. | Northwest Power Area (NWPA) - U.S. Systems | 1999 | 0 | 6.37 | 25787 | 18173 | 0 | 0 | 0 | 43960
Weiser Water & Light Dept. | Northwest Power Area (NWPA) - U.S. Systems | 2000 | 0 | 11.94 | 26047 | 19190 | 0 | 0 | 0 | 45237
Weiser Water & Light Dept. | Northwest Power Area (NWPA) - U.S. Systems | 2001 | 0 | 0 | 31409 | 20308 | 0 | 0 | 0 | 51717
Weiser Water & Light Dept. | Northwest Power Area (NWPA) - U.S. Systems | 2002 | 0 | 0 | 31409 | 17977 | 0 | 0 | 0 | 49386
Weiser Water & Light Dept. | Northwest Power Area (NWPA) - U.S. Systems | 2003 | 0 | 0 | 23401 | 20200 | 6080 | 0 | 0 | 49681
Weiser Water & Light Dept. | Northwest Power Area (NWPA) - U.S. Systems | 2004 | 0 | 0 | 22700 | 20975 | 7500 | 0 | 0 | 51175
Weiser Water & Light Dept. | Northwest Power Area (NWPA) - U.S. Systems | 2005 | 0 | 0 | 24636 | 25074 | 6239 | 0 | 0 | 55949
Weiser Water & Light Dept. | Northwest Power Area (NWPA) - U.S. Systems | 2006 | 0 | 0 | 28162 | 17573 | 4604 | 0 | 0 | 50339
Wells Rural Electric Co. | Northwest Power Area (NWPA) - U.S. Systems | 1988 | 0 | 4.42 | 32404 | 39564 | 132942 | 218 | 6662 | 211790
Wells Rural Electric Co. | Northwest Power Area (NWPA) - U.S. Systems | 1989 | 0 | 3.49 | 33769 | 31609 | 263358 | 217 | 7047 | 336000
Wells Rural Electric Co. | Northwest Power Area (NWPA) - U.S. Systems | 1990 | 0 | 3.11 | 33385 | 32736 | 286654 | 251 | 9020 | 362046
Wells Rural Electric Co. | Northwest Power Area (NWPA) - U.S. Systems | 1991 | 0 | 4.48 | 35554 | 28700 | 290270 | 0 | 8177 | 362701
Wells Rural Electric Co. | Northwest Power Area (NWPA) - U.S. Systems | 1992 | 0 | 3.43 | 35926 | 34314 | 300201 | 521 | 9404 | 380366
Wells Rural Electric Co. | Northwest Power Area (NWPA) - U.S. Systems | 1993 | 0 | 0 | 38885 | 36518 | 316858 | 356 | 6431 | 399048
Wells Rural Electric Co. | Northwest Power Area (NWPA) - U.S. Systems | 1994 | 0 | 0.6 | 40651 | 39939 | 395561 | 388 | 8957 | 485496
Wells Rural Electric Co. | Northwest Power Area (NWPA) - U.S. Systems | 1995 | 0 | 2.36 | 40708 | 50747 | 519143 | 439 | 5432 | 616469
Wells Rural Electric Co. | Northwest Power Area (NWPA) - U.S. Systems | 1996 | 0 | 1.08 | 46639 | 42120 | 599324 | 499 | 7420 | 696002
Wells Rural Electric Co. | Northwest Power Area (NWPA) - U.S. Systems | 1997 | 0 | 0.69 | 46542 | 40920 | 612589 | 422 | 6643 | 707116
Wells Rural Electric Co. | Northwest Power Area (NWPA) - U.S. Systems | 1998 | 0 | 0.99 | 51222 | 45189 | 583893 | 425 | 7292 | 688021
Wells Rural Electric Co. | Northwest Power Area (NWPA) - U.S. Systems | 1999 | 0 | 3.41 | 48792 | 47262 | 574824 | 1024 | 4912 | 676814
Wells Rural Electric Co. | Northwest Power Area (NWPA) - U.S. Systems | 2000 | 0 | 5.48 | 48384 | 51928 | 532971 | 473 | 6243 | 639999
Wells Rural Electric Co. | Northwest Power Area (NWPA) - U.S. Systems | 2001 | 0 | 0.75 | 48962 | 50848 | 543560 | 0 | 9802 | 653172
Wells Rural Electric Co. | Northwest Power Area (NWPA) - U.S. Systems | 2002 | 0 | 0 | 51245 | 53719 | 561969 | 0 | 7876 | 674809
Wells Rural Electric Co. | Northwest Power Area (NWPA) - U.S. Systems | 2003 | 0 | 3.62 | 48154 | 54836 | 516967 | 0 | 0 | 619957
Wells Rural Electric Co. | Northwest Power Area (NWPA) - U.S. Systems | 2004 | 0 | 2.32 | 50562 | 53648 | 574419 | 0 | 0 | 678629
Wells Rural Electric Co. | Northwest Power Area (NWPA) - U.S. Systems | 2005 | 0 | 5.3 | 50288 | 53432 | 602532 | 0 | 0 | 706252
Wells Rural Electric Co. | Northwest Power Area (NWPA) - U.S. Systems | 2006 | 0 | 5.34 | 52070 | 56198 | 627889 | 0 | 0 | 736157
West Oregon Electric Coop, Inc. | Northwest Power Area (NWPA) - U.S. Systems | 1988 | 0 | 7.69 | 39788 | 14886 | 0 | 200 | 44 | 54918
West Oregon Electric Coop, Inc. | Northwest Power Area (NWPA) - U.S. Systems | 1989 | 0 | 7.69 | 39788 | 14885 | 0 | 199 | 46 | 54918
West Oregon Electric Coop, Inc. | Northwest Power Area (NWPA) - U.S. Systems | 1990 | 0 | 8.71 | 43389 | 4139 | 9974 | 200 | 1 | 57703
West Oregon Electric Coop, Inc. | Northwest Power Area (NWPA) - U.S. Systems | 1991 | 0 | 9.22 | 45277 | 4143 | 8550 | 200 | 1 | 58171
West Oregon Electric Coop, Inc. | Northwest Power Area (NWPA) - U.S. Systems | 1992 | 0 | 8 | 42595 | 4113 | 8204 | 185 | 48 | 55145
West Oregon Electric Coop, Inc. | Northwest Power Area (NWPA) - U.S. Systems | 1993 | 0 | 9.33 | 45662 | 4389 | 8440 | 200 | 37 | 58728
West Oregon Electric Coop, Inc. | Northwest Power Area (NWPA) - U.S. Systems | 1994 | 0 | 8.59 | 45937 | 4474 | 9474 | 199 | 45 | 60129
West Oregon Electric Coop, Inc. | Northwest Power Area (NWPA) - U.S. Systems | 1995 | 0 | 9.07 | 45799 | 4510 | 10645 | 200 | 40 | 61194
West Oregon Electric Coop, Inc. | Northwest Power Area (NWPA) - U.S. Systems | 1996 | 0 | 9.42 | 49212 | 4976 | 10112 | 197 | 0 | 64497
West Oregon Electric Coop, Inc. | Northwest Power Area (NWPA) - U.S. Systems | 1997 | 0 | 8.73 | 48147 | 4900 | 12033 | 196 | 25 | 65301
West Oregon Electric Coop, Inc. | Northwest Power Area (NWPA) - U.S. Systems | 1998 | 0 | 8.51 | 48601 | 4841 | 12998 | 196 | 45 | 66681
West Oregon Electric Coop, Inc. | Northwest Power Area (NWPA) - U.S. Systems | 1999 | 0 | 7.96 | 50928 | 4856 | 13559 | 195 | 69 | 69607
West Oregon Electric Coop, Inc. | Northwest Power Area (NWPA) - U.S. Systems | 2000 | 0 | 8.07 | 50966 | 4749 | 13620 | 180 | 70 | 69585
West Oregon Electric Coop, Inc. | Northwest Power Area (NWPA) - U.S. Systems | 2001 | 0 | 8.06 | 48831 | 4476 | 13373 | 0 | 251 | 66931
West Oregon Electric Coop, Inc. | Northwest Power Area (NWPA) - U.S. Systems | 2002 | 0 | 6.68 | 49176 | 4463 | 13398 | 0 | 254 | 67291
West Oregon Electric Coop, Inc. | Northwest Power Area (NWPA) - U.S. Systems | 2003 | 0 | 8.46 | 48334 | 4718 | 14052 | 0 | 0 | 67104
West Oregon Electric Coop, Inc. | Northwest Power Area (NWPA) - U.S. Systems | 2004 | 0 | 8.92 | 48959 | 4727 | 14544 | 0 | 0 | 68230
West Oregon Electric Coop, Inc. | Northwest Power Area (NWPA) - U.S. Systems | 2005 | 0 | 8.66 | 49161 | 4814 | 14246 | 0 | 0 | 68221
West Oregon Electric Coop, Inc. | Northwest Power Area (NWPA) - U.S. Systems | 2006 | 0 | 3.03 | 50429 | 4763 | 13104 | 0 | 0 | 68296
Yellowstone Valley Electric Coop, Inc. | Northwest Power Area (NWPA) - U.S. Systems | 1988 | 0 | 8.95 | 106889 | 12557 | 8641 | 130 | 7345 | 135562
Yellowstone Valley Electric Coop, Inc. | Northwest Power Area (NWPA) - U.S. Systems | 1989 | 0 | 8.62 | 110415 | 13325 | 8631 | 130 | 4724 | 137225
Yellowstone Valley Electric Coop, Inc. | Northwest Power Area (NWPA) - U.S. Systems | 1990 | 0 | 10.59 | 104573 | 13049 | 8628 | 130 | 6370 | 132750
Yellowstone Valley Electric Coop, Inc. | Northwest Power Area (NWPA) - U.S. Systems | 1991 | 0 | 7.26 | 112599 | 13477 | 9135 | 128 | 4298 | 139637
Yellowstone Valley Electric Coop, Inc. | Northwest Power Area (NWPA) - U.S. Systems | 1992 | 0 | 10.46 | 104069 | 13799 | 10313 | 128 | 5356 | 133665
Yellowstone Valley Electric Coop, Inc. | Northwest Power Area (NWPA) - U.S. Systems | 1993 | 0 | 8.31 | 117385 | 15375 | 10530 | 131 | 4295 | 147716
Yellowstone Valley Electric Coop, Inc. | Northwest Power Area (NWPA) - U.S. Systems | 1994 | 0 | 9 | 118849 | 15954 | 10299 | 141 | 5993 | 151236
Yellowstone Valley Electric Coop, Inc. | Northwest Power Area (NWPA) - U.S. Systems | 1995 | 0 | 8.68 | 122206 | 16362 | 10921 | 143 | 3430 | 153062
Yellowstone Valley Electric Coop, Inc. | Northwest Power Area (NWPA) - U.S. Systems | 1996 | 0 | 8.86 | 135495 | 17360 | 11878 | 131 | 5801 | 170665
Yellowstone Valley Electric Coop, Inc. | Northwest Power Area (NWPA) - U.S. Systems | 1997 | 0 | 8.13 | 132328 | 17797 | 11715 | 133 | 4839 | 166812
Yellowstone Valley Electric Coop, Inc. | Northwest Power Area (NWPA) - U.S. Systems | 1998 | 0 | 8.39 | 128915 | 30157 | 0 | 133 | 6836 | 166041
Yellowstone Valley Electric Coop, Inc. | Northwest Power Area (NWPA) - U.S. Systems | 1999 | 0 | 7.11 | 131220 | 31071 | 0 | 133 | 6266 | 168690
Yellowstone Valley Electric Coop, Inc. | Northwest Power Area (NWPA) - U.S. Systems | 2000 | 0 | 10.84 | 138339 | 32550 | 0 | 133 | 7395 | 178417
Yellowstone Valley Electric Coop, Inc. | Northwest Power Area (NWPA) - U.S. Systems | 2001 | 0 | 3.44 | 142011 | 19853 | 13213 | 0 | 6962 | 182039
Yellowstone Valley Electric Coop, Inc. | Northwest Power Area (NWPA) - U.S. Systems | 2002 | 0 | 5.93 | 150464 | 20275 | 13585 | 0 | 7019 | 191343
Yellowstone Valley Electric Coop, Inc. | Northwest Power Area (NWPA) - U.S. Systems | 2003 | 0 | 8.03 | 156301 | 28529 | 15166 | 0 | 0 | 199996
Yellowstone Valley Electric Coop, Inc. | Northwest Power Area (NWPA) - U.S. Systems | 2004 | 0 | 7.89 | 152865 | 44200 | 0 | 0 | 0 | 197065
Yellowstone Valley Electric Coop, Inc. | Northwest Power Area (NWPA) - U.S. Systems | 2005 | 0 | 7.93 | 162132 | 43790 | 0 | 0 | 0 | 205922
Yellowstone Valley Electric Coop, Inc. | Northwest Power Area (NWPA) - U.S. Systems | 2006 | 0 | 7.39 | 170099 | 49062 | 0 | 0 | 0 | 219161

## Compatibility Report
Compatibility Report for t&d losses (7P).xlsx
Run on 4/13/2015 16:41
The following features in this workbook are not supported by earlier versions of Excel. These features may be lost or degraded when you save this workbook in an earlier file format.
Minor loss of fidelity | # of occurrences
Some formulas in this workbook are linked to other workbooks that are closed. When these formulas are recalculated in earlier versions of Excel without opening the linked workbooks, characters beyond the 255-character limit cannot be returned. | 12 Defined Names
Some cells or styles in this workbook contain formatting that is not supported by the selected file format. These formats will be converted to the closest format available. | 17